## input file
| PyPSA case input file | Unnamed: 1 | Unnamed: 2 | Unnamed: 3 | Unnamed: 4 | Unnamed: 5 | Unnamed: 6 | Unnamed: 7 | Unnamed: 8 | Unnamed: 9 | Unnamed: 10 | Unnamed: 11 | Unnamed: 12 | Unnamed: 13 | Unnamed: 14 | Unnamed: 15 | Unnamed: 16 | Unnamed: 17 | Unnamed: 18 | Unnamed: 19 | Unnamed: 20 | Unnamed: 21 | Unnamed: 22 | Unnamed: 23 | Unnamed: 24 | Unnamed: 25
0
1 | Everything outside of the <CASE_DATA> or <COMPONENT_DATA> flag is for notes, etc.
2
3 | Note that demand has no decisions.
4 | Note that unmet demand is represented a source with a variable cost only, so unmet demand has an output decision.
5 | Information about PyPSA components and their attributes can be found here: https://pypsa.readthedocs.io/en/latest/components.html
6
7 | REQUIRED KEYWORDS
8 | component | PyPSA component type
9 | name | Unique name of the component
10 | bus | Name of bus from which this technology would get or give its energy (or in the case of link, the giving bus)
11
12 | OPTIONAL KEYWORDS
13 | time_series_file | Name of time series file that will get loaded
14 | capital_cost | Fixed cost, if not defined default is 0
15 | marginal_cost | Marginal cost, if not defined default is 0
16 | max_hours | Hours at max capacity for StorageUnit
17 | cyclic_state_of_charge | Assume cyclic state of charge for StorageUnit (Boolean)
18 | efficiency | Efficiency of component
19 | standing_loss | Losses per hour to state of charge
20
21 | CASE_DATA
22
23 | input_path | /carnegie/data/Shared/Labs/Caldeira Lab/Everyone/energy_demand_capacity_data/US_solar_wind_demand/
24 | costs_path | clab_pypsa/utilities/costs_2020.csv |  |  |  | Note: Path to PyPSA database
25 | output_path | output_data
26 | case_name | all_firm_case_all_stores
27 | filename_prefix | all_firm
28 | datetime_start | 2016-01-01 00:00:00 |  | Note: Dates must be formatted as text (not excel date format)
29 | datetime_end | 2017-01-01 00:00:00
30 | delta_t | 1
31 | no_time_steps | 8784 |  | Note: this assumes time unit for dt is 'hour'
32 | total_hours | 8784
33
34 | solver | gurobi
35 | logging_level | info |  | Note: Can be error, warning, info, or debug and specifies level of detail in terminal output
36 | numerics_scaling | 1 |  | Note: Factor to avoid rounding in Gurobi solver for small values
37
38 | time_unit | h
39 | power_unit | MW
40 | mass_unit | t
41 | currency | € |  | Note: 2020 €
42
43
44 | END_CASE_DATA | Note: To use PyPSA default costs, use same technology names as in costs_path |  |  |  |  | Note: p_min_mu sets uni/bidirectionality |  |  |  | Note: Capital costs are the product of hourly fixed costs and time_range |  |  |  |  | Note: cost per energy stored for Store/StoragUnit
45 |  |  | Note: For Link, bus is interpreted as bus0 | [6 empty] | Note: p_nom is a factor multiplied to the given capacity, e_nom is assumed for stores | [7 empty] | Note: For StorageUnit, efficiency is interpreted as efficiency_store
46 | MEM vocabulary
47 | tech_type | tech_name |  | node | [5 empty] | normalization | capacity | fixed_cost |  | var_cost |  |  |  | charging_time |  | efficiency |  |  |  | decay_rate
48 | COMPONENT_DATA | [14 empty] | Data source
49 | component | name | carrier | bus | bus1 | bus2 | p_min_pu | p_max_pu | time_series_file | normalization | p_nom | capital_cost |  | marginal_cost |  |  | sign | max_hours | cyclic_state_of_charge | efficiency | efficiency_dispatch | efficiency2 |  | standing_loss
50 | Load | load |  | electricity |  |  |  |  | US_demand_unnormalized.csv | [15 empty] | 1/h | Note: PyPSA costs storage_unit by power cost; cost of energy capacity is effectively capital_cost/max_hours
51 | Generator | solar-utility |  | electricity |  |  |  |  | US_capacity_solar_25pctTop_unnormalized.csv |  |  | db | €/time range/MW | db | €/MWh | PyPSA DB
52 | Generator | onwind |  | electricity |  |  |  |  | US_capacity_wind_25pctTop_unnormalized.csv |  |  | db | €/time range/MW | db | €/MWh | PyPSA DB
53 | Generator | CCGT % wCCS | natgas_wCCS | natgas_wCCS_out | [7 empty] | 143326.4338 | €/time range/MW | 39.2231 | €/MWh | NREL |  |  |  | db
54 | Link | CCGT % link wCCS | natgas_wCCS | natgas_wCCS_out | electricity | co2_atmosphere_out | [5 empty] | 0 | €/time range/MW | 0 | €/MWh | PyPSA DB |  |  |  | 1 |  | .05*db_co2_emissions | t/MWh
55 | Generator | CCGT | natgas | natgas_out | [7 empty] | db | €/time range/MW | db | €/MWh | PyPSA DB |  |  |  | db
56 | Link | CCGT % link | natgas | natgas_out | electricity | co2_atmosphere_out | [5 empty] | 0 | €/time range/MW | 0 | €/MWh | PyPSA DB |  |  |  | 1 |  | db_co2_emissions | t/MWh
57 | Generator | BECCS | beccs | beccs_out | [7 empty] | 407013.0478 | €/time range/MW | 14.5614 | €/MWh | NREL
58 | Link | BECCS % link | beccs | beccs_out | electricity | co2_atmosphere_out | [5 empty] | 0 | €/time range/MW | 0 | €/MWh | NREL | [5 empty] | -1.22 | t/MWh
59 | Generator | geothermal | geothermal | geoth_out | [7 empty] | db | €/time range/MW | db | €/MWh | PyPSA DB |  |  |  | db
60 | Link | geothermal % link | geothermal | geoth_out | electricity | co2_atmosphere_out | [5 empty] | 0 | €/time range/MW | 0 | €/MWh | PyPSA DB |  |  |  | 1 |  | db_co2_emissions | t/MWh
61 | Generator | nuclear |  | electricity | [7 empty] | db | €/time range/MW | db | €/MWh | PyPSA DB |  |  |  | db
62 | Generator | hydro |  | electricity | [7 empty] | db | €/time range/MW | db | €/MWh | PyPSA DB |  |  |  | db
63 | Store | load shifting forward |  | electricity | [7 empty] | 219298.2456 | €/time range/MW |  | €/MWh | Gerke et al | -1
64 | Store | load shifting backward |  | electricity | [7 empty] | 219298.2456 | €/time range/MW |  | €/MWh | Gerke et al
65 | Generator | load shedding |  | electricity | [8 empty] | €/time range/MW | 8771.9298 | €/MWh | Gorman
66 | Link | direct air capture |  | co2_atmosphere_out | co2_stored | electricity | [5 empty] | db | €/time range/MW | db | €/MWh | PyPSA DB | [5 empty] | -1*db_energy-input | MWh/t
67 | Store | co2 atmosphere |  | co2_atmosphere_out | [6 empty] | 0 |  | €/time range/MW |  | €/MWh | -
68 | Store | CO2 storage tank |  | co2_stored | [7 empty] | db | €/time range/CO2 | db |  | PyPSA DB
69 | StorageUnit | battery storage |  | electricity | [7 empty] | 6*db_capital_cost | €/time range/MW | 0.015 | €/MWh | PyPSA DB |  | 6 | TRUE
70 | Link | Lead-Acid-bicharger | lead_acid_store | electricity | lead_acid |  | -1 |  |  |  |  | db |  | db |  | PyPSA DB
71 | Store | Lead-Acid-store | lead_acid_store | lead_acid | [7 empty] | db |  | db |  | PyPSA DB |  |  | TRUE
72 | Link | Lithium-Ion-LFP-bicharger | lithium_ion_lfp_store | electricity | lithium_ion_lfp |  | -1 |  |  |  |  | db |  | db |  | PyPSA DB
73 | Store | Lithium-Ion-LFP-store | lithium_ion_lfp_store | lithium_ion_lfp | [7 empty] | db |  | db |  | PyPSA DB |  |  | TRUE
74 | Link | Lithium-Ion-NMC-bicharger | lithium_ion_nmc_store | electricity | lithium_ion_nmc |  | -1 |  |  |  |  | db |  | db |  | PyPSA DB
75 | Store | Lithium-Ion-NMC-store | lithium_ion_nmc_store | lithium_ion_nmc | [7 empty] | db |  | db |  | PyPSA DB |  |  | TRUE
76 | Link | Ni-Zn-bicharger | ni_zn_store | electricity | ni_zn |  | -1 |  |  |  |  | db |  | db |  | PyPSA DB
77 | Store | Ni-Zn-store | ni_zn_store | ni_zn | [7 empty] | db |  | db |  | PyPSA DB |  |  | TRUE
78 | Link | Vanadium-Redox-Flow-bicharger | redox_store | electricity | vanadium |  | -1 |  |  |  |  | db |  | db |  | PyPSA DB
79 | Store | Vanadium-Redox-Flow-store | redox_store | vanadium | [7 empty] | db |  | db |  | PyPSA DB |  |  | TRUE
80 | Link | Zn-Air-bicharger | zn_air_store | electricity | zn_air |  | -1 |  |  |  |  | db |  | db |  | PyPSA DB
81 | Store | Zn-Air-store | zn_air_store | zn_air | [7 empty] | db |  | db |  | PyPSA DB |  |  | TRUE
82 | Link | Zn-Br-Flow-bicharger | zn_br_flow_store | electricity | zn_br_flow |  | -1 |  |  |  |  | db |  | db |  | PyPSA DB | [9 empty] | Note: one way efficiency should be square root of round-trip efficiecy
83 | Store | Zn-Br-Flow-store | zn_br_flow_store | zn_br_flow | [7 empty] | db |  | db |  | PyPSA DB |  |  | TRUE | [6 empty] | Note: Be careful when designating storage costs that the source is for kWh stored and not what you get out after accounting for pump inefficiency.
84 | Link | Zn-Br-Nonflow-bicharger | zn_br_nonflow_store | electricity | zn_br_nonflow |  | -1 |  |  |  |  | db |  | db |  | PyPSA DB | [9 empty] | Note: one way efficiency should be square root of round-trip efficiecy
85 | Store | Zn-Br-Nonflow-store | zn_br_nonflow_store | zn_br_nonflow | [7 empty] | db |  | db |  | PyPSA DB |  |  | TRUE | [6 empty] | Note: Be careful when designating storage costs that the source is for kWh stored and not what you get out after accounting for pump inefficiency.
86 | Link | Compressed-Air-Adiabatic-bicharger | compressed_air_store | electricity | comp_air |  | -1 |  |  |  |  | db |  | db |  | PyPSA DB
87 | Store | Compressed-Air-Adiabatic-store | compressed_air_store | comp_air | [7 empty] | db |  | db |  | PyPSA DB |  |  | TRUE
88 | Link | Gravity-Brick-bicharger | gravity_brick_store | electricity | grav_brick |  | -1 |  |  |  |  | db |  | db |  | PyPSA DB
89 | Store | Gravity-Brick-store | gravity_brick_store | grav_brick | [7 empty] | db |  | db |  | PyPSA DB |  |  | TRUE
90 | Link | Gravity-Water-Aboveground-bicharger | gravity_aboveground_store | electricity | grav_abo_ground |  | -1 |  |  |  |  | db |  | db |  | PyPSA DB
91 | Store | Gravity-Water-Aboveground-store | gravity_aboveground_store | grav_abo_ground | [7 empty] | db |  | db |  | PyPSA DB |  |  | TRUE
92 | Link | Gravity-Water-Underground-bicharger | gravity_underground_store | electricity | grav_und_ground |  | -1 |  |  |  |  | db |  | db |  | PyPSA DB
93 | Store | Gravity-Water-Underground-store | gravity_underground_store | grav_und_ground | [7 empty] | db |  | db |  | PyPSA DB |  |  | TRUE
94 | Link | Pumped-Storage-Hydro-bicharger | phs_store | electricity | h2o |  | -1 |  |  |  |  | db | €/time range/MW | db | €/MWh | PyPSA DB
95 | Store | Pumped-Storage-Hydro-store | phs_store | h2o | [7 empty] | db | €/time range/MWh | db | €/MWh | PyPSA DB |  |  | TRUE
96 | Link | electrolysis | hydrogen_store | electricity | h2 | [6 empty] | db | €/time range/MW | 0.02 | €/MWh | PyPSA DB |  |  |  | db
97 | Store | hydrogen storage underground | hydrogen_store | h2 | [7 empty] | db | €/time range/MWh | db | €/MWh | PyPSA DB |  |  | TRUE | db |  |  |  | 4e-06
98 | Link | fuel cell | hydrogen_store | h2 | electricity | [6 empty] | db | €/time range/MW | 0.003 | €/MWh | PyPSA DB |  |  |  | db
99 | Link | Concrete-charger | concrete_store | electricity | concrete | [6 empty] | db |  | db |  | PyPSA DB
100 | Store | Concrete-store | concrete_store | concrete | [7 empty] | db |  | db |  | PyPSA DB |  |  | TRUE
101 | Link | Concrete-discharger | concrete_store | concrete | electricity | [6 empty] | db |  | db |  | PyPSA DB
102 | Link | HighT-Molten-Salt-charger | highT_molten_salt_store | electricity | highT_salt | [6 empty] | db |  | db |  | PyPSA DB
103 | Store | HighT-Molten-Salt-store | highT_molten_salt_store | highT_salt | [7 empty] | db |  | db |  | PyPSA DB |  |  | TRUE
104 | Link | HighT-Molten-Salt-discharger | highT_molten_salt_store | highT_salt | electricity | [6 empty] | db |  | db |  | PyPSA DB
105 | Link | Liquid-Air-charger | liquid_air_store | electricity | liquid_air | [6 empty] | db |  | db |  | PyPSA DB
106 | Store | Liquid-Air-store | liquid_air_store | liquid_air | [7 empty] | db |  | db |  | PyPSA DB |  |  | TRUE
107 | Link | Liquid-Air-discharger | liquid_air_store | liquid_air | electricity | [6 empty] | db |  | db |  | PyPSA DB
108 | Link | LowT-Molten-Salt-charger | lowT_molten_salt_store | electricity | lowT_salt | [6 empty] | db |  | db |  | PyPSA DB
109 | Store | LowT-Molten-Salt-store | lowT_molten_salt_store | lowT_salt | [7 empty] | db |  | db |  | PyPSA DB |  |  | TRUE
110 | Link | LowT-Molten-Salt-discharger | lowT_molten_salt_store | lowT_salt | electricity | [6 empty] | db |  | db |  | PyPSA DB
111 | Link | Pumped-Heat-charger | pumped_heat_store | electricity | pumped_heat | [6 empty] | db |  | db |  | PyPSA DB
112 | Store | Pumped-Heat-store | pumped_heat_store | pumped_heat | [7 empty] | db |  | db |  | PyPSA DB |  |  | TRUE
113 | Link | Pumped-Heat-discharger | pumped_heat_store | pumped_heat | electricity | [6 empty] | db |  | db |  | PyPSA DB
114 | Link | Sand-charger | sand_store | electricity | sand | [6 empty] | db |  | db |  | PyPSA DB
115 | Store | Sand-store | sand_store | sand | [7 empty] | db |  | db |  | PyPSA DB |  |  | TRUE
116 | Link | Sand-discharger | sand_store | sand | electricity | [6 empty] | db |  | db |  | PyPSA DB
117
118 | END_COMPONENT_DATA
119
120 | Note that any information that is in a column without an attribute header is consider a comment, and not used.
121 | Note that for MEM, storage is in energy units whereas for PyPSA it is in power units.
122 | Note: If there is a # in front of component (e.g. #Generator), this row will be ignored
123
124 | Note: costing for nuclear heat has to be for kWh thermal (or other energy unit)
125 | Note: % indicates addition to standard PyPSA name which stands before the %
126 | Note: carrier allows to group different technologies
127
128 | Cost calculations
129
130
131
132 |  | Source natural gas CCS costs | NREL (National Renewable Energy Laboratory). 2020. "2020 Annual Technology Baseline."
133 |  |  | https://atb-archive.nrel.gov/electricity/2020/data.php
134
135 |  | Source BECCS | NREL
136 |  |  | https://www.nrel.gov/docs/fy22osti/81644.pdf
137
138 |  | Source load shifting costs | Gerke et al. The California Demand Response Potential Study, Phase 3: Final Report on the Shift Resource through 2030.
139 |  |  | https://doi.org/10.20357/B7MS40
140
141 |  | Source lost load | Gorman. The quest to quantify the value of lost load: A critical review of the economics of power outages
142 |  |  | https://doi.org/10.1016/j.tej.2022.107187
143
144 |  | Source all other costs | PyPSA technology data
145 |  |  | https://github.com/PyPSA/technology-data/blob/master/outputs/costs_2020.csv
146
147
148 |  | 2020 €/$ | 1.14
149 |  | Discount rate | 0.07
150 |  | name | Overnight cost [€/MW] | Fixed O&M cost [€/MWyear] | Other fixed cost* (% of capital cost) | Lifetime [years] | Capital recovery factor [%/year] | Annual fixed costs [€/year] | Variable O&M [€/MWh] | Fuel cost [€/MWh] | Efficiency | Decay rate | Hourly fixed costs |  |  | Variable cost [€/MWh] | CO2 emissions
151 |  | pumped_hydro_storage energy | 103100 | 1546.5 |  | 30 | 0.080586 | 8433.0851 |  |  |  |  | 0.84446 | €/h/MW
152 |  | pumped_hydro_storage power | 1612000 | 14250 | 0.015 | 30 | 0.080586 | 146103.8617 |  |  | 0.81 |  | 14.6303 | €/h/MW |  | 0.00026316
153
154 |  | natural gas with CCS | 1969000 | 53000 |  | 30 | 0.080586 | 162945.7079 | 9 | 20 | 0.56 |  | 16.3168 | €/h/MW |  | 39.2231
155 |  | (NG combined cycle 95% CCS (H-frame basis -> 2nd Gen Tech)), Moderate
156 |  |  | 965000 | 27000 |  | 30 | 0.080586 | 79941.7123 | 2 | 8 | 0.56 |  | 8.0051 |  |  | 14.2857
157
158 |  | BECCS | 5580000 | 162000 |  | 30 | 0.080586 | 462727.129 |  |  |  |  | 46.3357 | €/h/MW |  | 14.5614 | -1.22 | tCO2/MWh
159
160 |  | load shedding | [13 empty] | 8771.9298
161 |  | load shifting | [5 empty] | 219298.2456
162
163 |  | * includes property, tax, insurance, licensing, permiting costs

## component inputs
| component | name | bus | p_set | carrier | capital_cost | marginal_cost | p_max_pu | p_nom_extendable | efficiency | bus0 | bus1 | bus2 | efficiency2 | sign | e_nom_extendable | e_nom | max_hours | cyclic_state_of_charge | p_min_pu | e_cyclic | standing_loss
0 | Load | load | electricity | date 2016-01-01 00:00:00 470809.0 2016-01-01 01:00:00 462893.0 2016-01-01 02:00:00 452352.0 2016-01-01 03:00:00 438677.0 2016-01-01 04:00:00 423295.0 ... 2016-12-31 20:00:00 432009.0 2016-12-31 21:00:00 435982.0 2016-12-31 22:00:00 450070.0 2016-12-31 23:00:00 459604.0 2017-01-01 00:00:00 460100.0 Name: demand (mw), Length: 8785, dtype: float64 | load
1 | Generator | solar-utility | electricity |  | solar-utility | 49588.7324 | 0 | date 2016-01-01 00:00:00 0.001722 2016-01-01 01:00:00 0.000000 2016-01-01 02:00:00 0.000000 2016-01-01 03:00:00 0.000000 2016-01-01 04:00:00 0.000000 ... 2016-12-31 20:00:00 0.497600 2016-12-31 21:00:00 0.513896 2016-12-31 22:00:00 0.439581 2016-12-31 23:00:00 0.156704 2017-01-01 00:00:00 0.001761 Name: solar 25% top, Length: 8785, dtype: float64 | TRUE
2 | Generator | onwind | electricity |  | onwind | 107318.8334 | 1.5 | date 2016-01-01 00:00:00 0.561034 2016-01-01 01:00:00 0.562139 2016-01-01 02:00:00 0.561250 2016-01-01 03:00:00 0.571372 2016-01-01 04:00:00 0.589611 ... 2016-12-31 20:00:00 0.381054 2016-12-31 21:00:00 0.371423 2016-12-31 22:00:00 0.413461 2016-12-31 23:00:00 0.486720 2017-01-01 00:00:00 0.543709 Name: wind 25% top, Length: 8785, dtype: float64 | TRUE
3 | Generator | CCGT % wCCS | natgas_wCCS_out |  | natgas_wCCS | 143326.4338 | 39.2231 |  | TRUE | 0.56
4 | Link | CCGT % link wCCS |  |  | natgas_wCCS | 0 | 0 |  | TRUE | 1 | natgas_wCCS_out | electricity | co2_atmosphere_out | 0.01
5 | Generator | CCGT | natgas_out |  | natgas | 104817.2552 | 40.2929 |  | TRUE | 0.56
6 | Link | CCGT % link |  |  | natgas | 0 | 0 |  | TRUE | 1 | natgas_out | electricity | co2_atmosphere_out | 0.2
7 | Generator | BECCS | beccs_out |  | beccs | 407013.0478 | 14.5614 |  | TRUE
8 | Link | BECCS % link |  |  | beccs | 0 | 0 |  | TRUE |  | beccs_out | electricity | co2_atmosphere_out | -1.22
9 | Generator | geothermal | geoth_out |  | geothermal | 334482.1991 | 0 |  | TRUE | 0.24
10 | Link | geothermal % link |  |  | geothermal | 0 | 0 |  | TRUE | 1 | geoth_out | electricity | co2_atmosphere_out | 0.03
11 | Generator | nuclear | electricity |  | nuclear | 706772.6168 | 11.3788 |  | TRUE | 0.33
12 | Generator | hydro | electricity |  | hydro | 177345.2166 | 0 |  | TRUE | 0.9
13 | Store | load shifting forward | electricity |  | load shifting forward | 219298.2456 | [8 empty] | -1 | TRUE
14 | Store | load shifting backward | electricity |  | load shifting backward | 219298.2456 | [9 empty] | TRUE
15 | Generator | load shedding | electricity |  | load shedding |  | 8771.9298 |  | TRUE
16 | Link | direct air capture |  |  | direct air capture | 1007250.4802 | 0 |  | TRUE |  | co2_atmosphere_out | co2_stored | electricity | -2
17 | Store | co2 atmosphere | co2_atmosphere_out |  | co2 atmosphere | [11 empty] | 0
18 | Store | CO2 storage tank | co2_stored |  | CO2 storage tank | 242.2253 | 0 | [8 empty] | TRUE
19 | StorageUnit | battery storage | electricity |  | battery storage | 131394.9526 | 0.015 |  | TRUE | [8 empty] | 6 | TRUE
20 | Link | Lead-Acid-bicharger |  |  | lead_acid_store | 20342.6982 | 0 |  | TRUE |  | electricity | lead_acid | [7 empty] | -1
21 | Store | Lead-Acid-store | lead_acid |  | lead_acid_store | 42449.2621 | 0 | [8 empty] | TRUE |  |  |  |  | TRUE
22 | Link | Lithium-Ion-LFP-bicharger |  |  | lithium_ion_lfp_store | 10956.5448 | 0 |  | TRUE |  | electricity | lithium_ion_lfp | [7 empty] | -1
23 | Store | Lithium-Ion-LFP-store | lithium_ion_lfp |  | lithium_ion_lfp_store | 31344.748 | 0 | [8 empty] | TRUE |  |  |  |  | TRUE
24 | Link | Lithium-Ion-NMC-bicharger |  |  | lithium_ion_nmc_store | 12150.6712 | 0 |  | TRUE |  | electricity | lithium_ion_nmc | [7 empty] | -1
25 | Store | Lithium-Ion-NMC-store | lithium_ion_nmc |  | lithium_ion_nmc_store | 40461.1323 | 0 | [8 empty] | TRUE |  |  |  |  | TRUE
26 | Link | Ni-Zn-bicharger |  |  | ni_zn_store | 11297.3829 | 0 |  | TRUE |  | electricity | ni_zn | [7 empty] | -1
27 | Store | Ni-Zn-store | ni_zn |  | ni_zn_store | 34978.3527 | 0 | [8 empty] | TRUE |  |  |  |  | TRUE
28 | Link | Vanadium-Redox-Flow-bicharger |  |  | redox_store | 20358.8666 | 0 |  | TRUE |  | electricity | vanadium | [7 empty] | -1
29 | Store | Vanadium-Redox-Flow-store | vanadium |  | redox_store | 36880.2443 | 0 | [8 empty] | TRUE |  |  |  |  | TRUE
30 | Link | Zn-Air-bicharger |  |  | zn_air_store | 12879.2176 | 0 |  | TRUE |  | electricity | zn_air | [7 empty] | -1
31 | Store | Zn-Air-store | zn_air |  | zn_air_store | 15483.1894 | 0 | [8 empty] | TRUE |  |  |  |  | TRUE
32 | Link | Zn-Br-Flow-bicharger |  |  | zn_br_flow_store | 20335.0267 | 0 |  | TRUE |  | electricity | zn_br_flow | [7 empty] | -1
33 | Store | Zn-Br-Flow-store | zn_br_flow |  | zn_br_flow_store | 62672.1059 | 0 | [8 empty] | TRUE |  |  |  |  | TRUE
34 | Link | Zn-Br-Nonflow-bicharger |  |  | zn_br_nonflow_store | 15682.004 | 0 |  | TRUE |  | electricity | zn_br_nonflow | [7 empty] | -1
35 | Store | Zn-Br-Nonflow-store | zn_br_nonflow |  | zn_br_nonflow_store | 28160.4554 | 0 | [8 empty] | TRUE |  |  |  |  | TRUE
36 | Link | Compressed-Air-Adiabatic-bicharger |  |  | compressed_air_store | 69012.3568 | 0 |  | TRUE |  | electricity | comp_air | [7 empty] | -1
37 | Store | Compressed-Air-Adiabatic-store | comp_air |  | compressed_air_store | 372.7473 | 0 | [8 empty] | TRUE |  |  |  |  | TRUE
38 | Link | Gravity-Brick-bicharger |  |  | gravity_brick_store | 33661.1731 | 0 |  | TRUE |  | electricity | grav_brick | [7 empty] | -1
39 | Store | Gravity-Brick-store | grav_brick |  | gravity_brick_store | 12628.3705 | 0 | [8 empty] | TRUE |  |  |  |  | TRUE
40 | Link | Gravity-Water-Aboveground-bicharger |  |  | gravity_aboveground_store | 28555.929 | 0 |  | TRUE |  | electricity | grav_abo_ground | [7 empty] | -1
41 | Store | Gravity-Water-Aboveground-store | grav_abo_ground |  | gravity_aboveground_store | 9336.1172 | 0 | [8 empty] | TRUE |  |  |  |  | TRUE
42 | Link | Gravity-Water-Underground-bicharger |  |  | gravity_underground_store | 70693.337 | 0 |  | TRUE |  | electricity | grav_und_ground | [7 empty] | -1
43 | Store | Gravity-Water-Underground-store | grav_und_ground |  | gravity_underground_store | 7347.3972 | 0 | [8 empty] | TRUE |  |  |  |  | TRUE
44 | Link | Pumped-Storage-Hydro-bicharger |  |  | phs_store | 102789.2725 | 0 |  | TRUE |  | electricity | h2o | [7 empty] | -1
45 | Store | Pumped-Storage-Hydro-store | h2o |  | phs_store | 3904.3881 | 0 | [8 empty] | TRUE |  |  |  |  | TRUE
46 | Link | electrolysis |  |  | hydrogen_store | 62293.8258 | 0.02 |  | TRUE | 0.8 | electricity | h2
47 | Store | hydrogen storage underground | h2 |  | hydrogen_store | 210.2423 | 0 | [8 empty] | TRUE |  |  |  |  | TRUE | 4e-06
48 | Link | fuel cell |  |  | hydrogen_store | 250090.7535 | 0.003 |  | TRUE | 0.58 | h2 | electricity
49 | Link | Concrete-charger |  |  | concrete_store | 14991.6613 | 0 |  | TRUE |  | electricity | concrete
50 | Store | Concrete-store | concrete |  | concrete_store | 2144.2077 | 0 | [8 empty] | TRUE |  |  |  |  | TRUE
51 | Link | Concrete-discharger |  |  | concrete_store | 54449.1165 | 0 |  | TRUE |  | concrete | electricity
52 | Link | HighT-Molten-Salt-charger |  |  | highT_molten_salt_store | 14982.18 | 0 |  | TRUE |  | electricity | highT_salt
53 | Store | HighT-Molten-Salt-store | highT_salt |  | highT_molten_salt_store | 8210.3623 | 0 | [8 empty] | TRUE |  |  |  |  | TRUE
54 | Link | HighT-Molten-Salt-discharger |  |  | highT_molten_salt_store | 54414.6825 | 0 |  | TRUE |  | highT_salt | electricity
55 | Link | Liquid-Air-charger |  |  | liquid_air_store | 36920.7588 | 0 |  | TRUE |  | electricity | liquid_air
56 | Store | Liquid-Air-store | liquid_air |  | liquid_air_store | 13621.8699 | 0 | [8 empty] | TRUE |  |  |  |  | TRUE
57 | Link | Liquid-Air-discharger |  |  | liquid_air_store | 26403.5346 | 0 |  | TRUE |  | liquid_air | electricity
58 | Link | LowT-Molten-Salt-charger |  |  | lowT_molten_salt_store | 11910.3873 | 0 |  | TRUE |  | electricity | lowT_salt
59 | Store | LowT-Molten-Salt-store | lowT_salt |  | lowT_molten_salt_store | 5063.7732 | 0 | [8 empty] | TRUE |  |  |  |  | TRUE
60 | Link | LowT-Molten-Salt-discharger |  |  | lowT_molten_salt_store | 43258.0528 | 0 |  | TRUE |  | lowT_salt | electricity
61 | Link | Pumped-Heat-charger |  |  | pumped_heat_store | 60028.892 | 0 |  | TRUE |  | electricity | pumped_heat
62 | Store | Pumped-Heat-store | pumped_heat |  | pumped_heat_store | 2239.3872 | 0 | [8 empty] | TRUE |  |  |  |  | TRUE
63 | Link | Pumped-Heat-discharger |  |  | pumped_heat_store | 42917.9303 | 0 |  | TRUE |  | pumped_heat | electricity
64 | Link | Sand-charger |  |  | sand_store | 12169.5302 | 0 |  | TRUE |  | electricity | sand
65 | Store | Sand-store | sand |  | sand_store | 584.6121 | 0 | [8 empty] | TRUE |  |  |  |  | TRUE
66 | Link | Sand-discharger |  |  | sand_store | 44199.2496 | 0 |  | TRUE |  | sand | electricity

## time inputs
snapshot | solar-utility series | onwind series | load load
2016-01-01 | 0.0017221 | 0.56103 | 470809
2016-01-01 01:00 | 0 | 0.56214 | 462893
2016-01-01 02:00 | 0 | 0.56125 | 452352
2016-01-01 03:00 | 0 | 0.57137 | 438677
2016-01-01 04:00 | 0 | 0.58961 | 423295
2016-01-01 05:00 | 0 | 0.6128 | 410979
2016-01-01 06:00 | 0 | 0.63396 | 400444
2016-01-01 07:00 | 0 | 0.64464 | 390845
2016-01-01 08:00 | 0 | 0.64481 | 383868
2016-01-01 09:00 | 0 | 0.64438 | 382247
2016-01-01 10:00 | 0 | 0.64187 | 385757
2016-01-01 11:00 | 0 | 0.6402 | 390944
2016-01-01 12:00 | 0 | 0.64083 | 398539
2016-01-01 13:00 | 0 | 0.64006 | 407548
2016-01-01 14:00 | 0.045026 | 0.59659 | 420289
2016-01-01 15:00 | 0.40261 | 0.46501 | 431770
2016-01-01 16:00 | 0.58429 | 0.3778 | 438480
2016-01-01 17:00 | 0.5848 | 0.41622 | 440338
2016-01-01 18:00 | 0.5481 | 0.45167 | 438036
2016-01-01 19:00 | 0.53386 | 0.44429 | 432321
2016-01-01 20:00 | 0.55315 | 0.41578 | 428860
2016-01-01 21:00 | 0.5848 | 0.37843 | 430801
2016-01-01 22:00 | 0.5356 | 0.47878 | 445055
2016-01-01 23:00 | 0.21023 | 0.58054 | 460170
2016-01-02 | 0.0019649 | 0.62083 | 465935
2016-01-02 01:00 | 0 | 0.64592 | 465362
2016-01-02 02:00 | 0 | 0.66047 | 462094
2016-01-02 03:00 | 0 | 0.66248 | 450580
2016-01-02 04:00 | 0 | 0.65364 | 434931
2016-01-02 05:00 | 0 | 0.63781 | 417915
2016-01-02 06:00 | 0 | 0.61815 | 406626
2016-01-02 07:00 | 0 | 0.59628 | 397512
2016-01-02 08:00 | 0 | 0.57689 | 392956
2016-01-02 09:00 | 0 | 0.56957 | 392210
2016-01-02 10:00 | 0 | 0.56554 | 396592
2016-01-02 11:00 | 0 | 0.55664 | 406767
2016-01-02 12:00 | 0 | 0.54933 | 420668
2016-01-02 13:00 | 0 | 0.54684 | 434757
2016-01-02 14:00 | 0.065175 | 0.50123 | 445046
2016-01-02 15:00 | 0.31668 | 0.34605 | 450093
2016-01-02 16:00 | 0.46539 | 0.22017 | 448776
2016-01-02 17:00 | 0.50479 | 0.21919 | 443349
2016-01-02 18:00 | 0.4964 | 0.28064 | 435148
2016-01-02 19:00 | 0.48474 | 0.3142 | 427129
2016-01-02 20:00 | 0.49386 | 0.30673 | 420682
2016-01-02 21:00 | 0.49861 | 0.29954 | 423696
2016-01-02 22:00 | 0.41262 | 0.40672 | 441498
2016-01-02 23:00 | 0.14873 | 0.47839 | 461592
2016-01-03 | 0.0019495 | 0.51762 | 469345
2016-01-03 01:00 | 0 | 0.54313 | 470347
2016-01-03 02:00 | 0 | 0.56023 | 467310
2016-01-03 03:00 | 0 | 0.57619 | 456030
2016-01-03 04:00 | 0 | 0.58655 | 441559
2016-01-03 05:00 | 0 | 0.58999 | 427167
2016-01-03 06:00 | 0 | 0.58676 | 413834
2016-01-03 07:00 | 0 | 0.5742 | 404865
2016-01-03 08:00 | 0 | 0.55269 | 399699
2016-01-03 09:00 | 0 | 0.52918 | 398110
2016-01-03 10:00 | 0 | 0.49774 | 400834
2016-01-03 11:00 | 0 | 0.45999 | 408834
2016-01-03 12:00 | 0 | 0.42558 | 420449
2016-01-03 13:00 | 0 | 0.40041 | 433181
2016-01-03 14:00 | 0.039661 | 0.31984 | 440085
2016-01-03 15:00 | 0.37348 | 0.18006 | 439806
2016-01-03 16:00 | 0.49634 | 0.10574 | 434999
2016-01-03 17:00 | 0.51266 | 0.086993 | 430919
2016-01-03 18:00 | 0.49228 | 0.083043 | 427178
2016-01-03 19:00 | 0.4773 | 0.086987 | 422449
2016-01-03 20:00 | 0.47837 | 0.090145 | 418943
2016-01-03 21:00 | 0.46511 | 0.097928 | 424541
2016-01-03 22:00 | 0.36923 | 0.14652 | 444380
2016-01-03 23:00 | 0.08686 | 0.19289 | 464325
2016-01-04 | 0.0020809 | 0.23921 | 474796
2016-01-04 01:00 | 0 | 0.27818 | 477021
2016-01-04 02:00 | 0 | 0.30743 | 469735
2016-01-04 03:00 | 0 | 0.3276 | 452837
2016-01-04 04:00 | 0 | 0.32839 | 435678
2016-01-04 05:00 | 0 | 0.31547 | 421559
2016-01-04 06:00 | 0 | 0.30021 | 410607
2016-01-04 07:00 | 0 | 0.28701 | 404707
2016-01-04 08:00 | 0 | 0.27463 | 403331
2016-01-04 09:00 | 0 | 0.2621 | 408268
2016-01-04 10:00 | 0 | 0.25405 | 424056
2016-01-04 11:00 | 0 | 0.25228 | 457966
2016-01-04 12:00 | 0 | 0.25844 | 490049
2016-01-04 13:00 | 0 | 0.27302 | 503347
2016-01-04 14:00 | 0.084897 | 0.28079 | 505677
2016-01-04 15:00 | 0.25929 | 0.22814 | 505098
2016-01-04 16:00 | 0.36727 | 0.1918 | 499867
2016-01-04 17:00 | 0.40003 | 0.20839 | 493446
2016-01-04 18:00 | 0.40313 | 0.24344 | 487900
2016-01-04 19:00 | 0.40039 | 0.27815 | 483354
2016-01-04 20:00 | 0.39534 | 0.29967 | 480122
2016-01-04 21:00 | 0.36121 | 0.31175 | 484754
2016-01-04 22:00 | 0.2623 | 0.39893 | 504066
2016-01-04 23:00 | 0.080196 | 0.53954 | 527878
2016-01-05 | 0.0016392 | 0.59697 | 538994
2016-01-05 01:00 | 0 | 0.6026 | 539677
2016-01-05 02:00 | 0 | 0.58396 | 531819
2016-01-05 03:00 | 0 | 0.55926 | 511858
2016-01-05 04:00 | 0 | 0.53794 | 488356
2016-01-05 05:00 | 0 | 0.51898 | 470100
2016-01-05 06:00 | 0 | 0.50129 | 459532
2016-01-05 07:00 | 0 | 0.48933 | 452735
2016-01-05 08:00 | 0 | 0.4815 | 450290
2016-01-05 09:00 | 0 | 0.46578 | 455066
2016-01-05 10:00 | 0 | 0.44938 | 471666
2016-01-05 11:00 | 0 | 0.43343 | 505340
2016-01-05 12:00 | 0 | 0.42277 | 536414
2016-01-05 13:00 | 0 | 0.41797 | 544393
2016-01-05 14:00 | 0.021223 | 0.39658 | 538308
2016-01-05 15:00 | 0.18775 | 0.40007 | 530432
2016-01-05 16:00 | 0.31142 | 0.42693 | 518961
2016-01-05 17:00 | 0.37362 | 0.45872 | 507046
2016-01-05 18:00 | 0.38627 | 0.45812 | 497896
2016-01-05 19:00 | 0.38481 | 0.43627 | 489977
2016-01-05 20:00 | 0.38058 | 0.40494 | 485292
2016-01-05 21:00 | 0.35004 | 0.38505 | 489904
2016-01-05 22:00 | 0.26091 | 0.41903 | 511089
2016-01-05 23:00 | 0.068156 | 0.5029 | 534774
2016-01-06 | 0.0018312 | 0.53648 | 544758
2016-01-06 01:00 | 0 | 0.53142 | 544168
2016-01-06 02:00 | 0 | 0.5143 | 534403
2016-01-06 03:00 | 0 | 0.50066 | 512646
2016-01-06 04:00 | 0 | 0.48766 | 488746
2016-01-06 05:00 | 0 | 0.47316 | 469710
2016-01-06 06:00 | 0 | 0.45467 | 459026
2016-01-06 07:00 | 0 | 0.43175 | 450847
2016-01-06 08:00 | 0 | 0.40631 | 447761
2016-01-06 09:00 | 0 | 0.38612 | 449636
2016-01-06 10:00 | 0 | 0.36481 | 463512
2016-01-06 11:00 | 0 | 0.34699 | 495560
2016-01-06 12:00 | 0 | 0.32789 | 524202
2016-01-06 13:00 | 0 | 0.30904 | 530125
2016-01-06 14:00 | 0.017994 | 0.26364 | 523807
2016-01-06 15:00 | 0.16713 | 0.1985 | 515122
2016-01-06 16:00 | 0.28894 | 0.1747 | 505229
2016-01-06 17:00 | 0.36954 | 0.18492 | 493888
2016-01-06 18:00 | 0.39122 | 0.18383 | 485222
2016-01-06 19:00 | 0.39117 | 0.17607 | 478021
2016-01-06 20:00 | 0.38642 | 0.16644 | 474674
2016-01-06 21:00 | 0.36423 | 0.16435 | 478064
2016-01-06 22:00 | 0.2863 | 0.19536 | 496279
2016-01-06 23:00 | 0.10402 | 0.26811 | 515072
2016-01-07 | 0.00090527 | 0.31581 | 521111
2016-01-07 01:00 | 0 | 0.33922 | 518375
2016-01-07 02:00 | 0 | 0.3402 | 506895
2016-01-07 03:00 | 0 | 0.32304 | 486281
2016-01-07 04:00 | 0 | 0.2902 | 461291
2016-01-07 05:00 | 0 | 0.26358 | 439921
2016-01-07 06:00 | 0 | 0.23998 | 425551
2016-01-07 07:00 | 0 | 0.22081 | 415893
2016-01-07 08:00 | 0 | 0.2109 | 410460
2016-01-07 09:00 | 0 | 0.20832 | 411058
2016-01-07 10:00 | 0 | 0.21594 | 423691
2016-01-07 11:00 | 0 | 0.22867 | 454300
2016-01-07 12:00 | 0 | 0.24108 | 483496
2016-01-07 13:00 | 0 | 0.24658 | 491785
2016-01-07 14:00 | 0.042386 | 0.21343 | 490686
2016-01-07 15:00 | 0.1967 | 0.14049 | 488256
2016-01-07 16:00 | 0.30441 | 0.15546 | 481130
2016-01-07 17:00 | 0.36281 | 0.19065 | 472955
2016-01-07 18:00 | 0.37753 | 0.19968 | 465227
2016-01-07 19:00 | 0.37099 | 0.20893 | 459310
2016-01-07 20:00 | 0.35866 | 0.21973 | 456439
2016-01-07 21:00 | 0.32887 | 0.23064 | 457995
2016-01-07 22:00 | 0.25993 | 0.25021 | 473389
2016-01-07 23:00 | 0.089468 | 0.28693 | 488977
2016-01-08 | 0.0024239 | 0.29778 | 494433
2016-01-08 01:00 | 0 | 0.29324 | 491621
2016-01-08 02:00 | 0 | 0.27983 | 481932
2016-01-08 03:00 | 0 | 0.26409 | 461801
2016-01-08 04:00 | 0 | 0.25071 | 437008
2016-01-08 05:00 | 0 | 0.2473 | 415288
2016-01-08 06:00 | 0 | 0.24685 | 399917
2016-01-08 07:00 | 0 | 0.24954 | 389529
2016-01-08 08:00 | 0 | 0.25289 | 384659
2016-01-08 09:00 | 0 | 0.25946 | 384914
2016-01-08 10:00 | 0 | 0.27022 | 395661
2016-01-08 11:00 | 0 | 0.27774 | 426104
2016-01-08 12:00 | 0 | 0.28247 | 455472
2016-01-08 13:00 | 0 | 0.2821 | 467173
2016-01-08 14:00 | 0.035377 | 0.26315 | 472550
2016-01-08 15:00 | 0.22817 | 0.26028 | 476734
2016-01-08 16:00 | 0.3899 | 0.26137 | 475016
2016-01-08 17:00 | 0.45234 | 0.25896 | 468663
2016-01-08 18:00 | 0.44326 | 0.2687 | 463564
2016-01-08 19:00 | 0.42052 | 0.29222 | 458952
2016-01-08 20:00 | 0.4077 | 0.32442 | 454537
2016-01-08 21:00 | 0.39966 | 0.34742 | 454446
2016-01-08 22:00 | 0.35428 | 0.36855 | 463432
2016-01-08 23:00 | 0.18836 | 0.39891 | 472623
2016-01-09 | 0.0036188 | 0.41074 | 473493
2016-01-09 01:00 | 0 | 0.41133 | 468337
2016-01-09 02:00 | 0 | 0.41125 | 459225
2016-01-09 03:00 | 0 | 0.4084 | 443600
2016-01-09 04:00 | 0 | 0.40893 | 424303
2016-01-09 05:00 | 0 | 0.41113 | 406106
2016-01-09 06:00 | 0 | 0.42191 | 390602
2016-01-09 07:00 | 0 | 0.4403 | 380209
2016-01-09 08:00 | 0 | 0.46413 | 373855
2016-01-09 09:00 | 0 | 0.48056 | 372820
2016-01-09 10:00 | 0 | 0.49813 | 376458
2016-01-09 11:00 | 0 | 0.51142 | 385225
2016-01-09 12:00 | 0 | 0.51404 | 400062
2016-01-09 13:00 | 2.61e-08 | 0.51036 | 417421
2016-01-09 14:00 | 0.098657 | 0.4963 | 432775
2016-01-09 15:00 | 0.42169 | 0.49706 | 443504
2016-01-09 16:00 | 0.57421 | 0.48361 | 447564
2016-01-09 17:00 | 0.58612 | 0.46263 | 446237
2016-01-09 18:00 | 0.54993 | 0.46092 | 441450
2016-01-09 19:00 | 0.53031 | 0.46978 | 437135
2016-01-09 20:00 | 0.54515 | 0.47638 | 434799
2016-01-09 21:00 | 0.55773 | 0.47931 | 438748
2016-01-09 22:00 | 0.49662 | 0.46463 | 451099
2016-01-09 23:00 | 0.17046 | 0.43744 | 461966
2016-01-10 | 0.00071692 | 0.41613 | 466908
2016-01-10 01:00 | 0 | 0.39935 | 465022
2016-01-10 02:00 | 0 | 0.38465 | 458039
2016-01-10 03:00 | 0 | 0.36871 | 445223
2016-01-10 04:00 | 0 | 0.35402 | 429865
2016-01-10 05:00 | 0 | 0.34417 | 414836
2016-01-10 06:00 | 0 | 0.33657 | 401159
2016-01-10 07:00 | 0 | 0.32998 | 391763
2016-01-10 08:00 | 0 | 0.32364 | 387369
2016-01-10 09:00 | 0 | 0.32513 | 386669
2016-01-10 10:00 | 0 | 0.33117 | 390692
2016-01-10 11:00 | 0 | 0.33073 | 400516
2016-01-10 12:00 | 0 | 0.31998 | 415332
2016-01-10 13:00 | 2.09e-07 | 0.30064 | 431531
2016-01-10 14:00 | 0.10714 | 0.26445 | 446224
2016-01-10 15:00 | 0.36678 | 0.19145 | 454445
2016-01-10 16:00 | 0.50479 | 0.15692 | 455969
2016-01-10 17:00 | 0.53637 | 0.16619 | 455005
2016-01-10 18:00 | 0.52392 | 0.19383 | 450676
2016-01-10 19:00 | 0.50759 | 0.2191 | 445348
2016-01-10 20:00 | 0.50702 | 0.23578 | 441043
2016-01-10 21:00 | 0.50436 | 0.24205 | 445970
2016-01-10 22:00 | 0.42446 | 0.26002 | 462762
2016-01-10 23:00 | 0.17367 | 0.31445 | 486387
2016-01-11 | 0.0028482 | 0.37533 | 499575
2016-01-11 01:00 | 0 | 0.42408 | 503763
2016-01-11 02:00 | 0 | 0.44679 | 499300
2016-01-11 03:00 | 0 | 0.4614 | 486290
2016-01-11 04:00 | 0 | 0.4709 | 469026
2016-01-11 05:00 | 0 | 0.48079 | 454916
2016-01-11 06:00 | 0 | 0.48597 | 445035
2016-01-11 07:00 | 0 | 0.48676 | 440399
2016-01-11 08:00 | 0 | 0.48183 | 440627
2016-01-11 09:00 | 0 | 0.46555 | 447243
2016-01-11 10:00 | 0 | 0.44727 | 465391
2016-01-11 11:00 | 0 | 0.43643 | 503205
2016-01-11 12:00 | 0 | 0.42763 | 537493
2016-01-11 13:00 | 5.8e-08 | 0.42586 | 547765
2016-01-11 14:00 | 0.095254 | 0.39626 | 543677
2016-01-11 15:00 | 0.48176 | 0.31857 | 535867
2016-01-11 16:00 | 0.61991 | 0.33687 | 524193
2016-01-11 17:00 | 0.61419 | 0.42591 | 511046
2016-01-11 18:00 | 0.58534 | 0.48688 | 501251
2016-01-11 19:00 | 0.57482 | 0.53143 | 492140
2016-01-11 20:00 | 0.59235 | 0.55402 | 485928
2016-01-11 21:00 | 0.62042 | 0.54329 | 488605
2016-01-11 22:00 | 0.56078 | 0.55823 | 506939
2016-01-11 23:00 | 0.19536 | 0.57687 | 526379
2016-01-12 | 0.0025805 | 0.57875 | 542445
2016-01-12 01:00 | 0 | 0.58336 | 543639
2016-01-12 02:00 | 0 | 0.60723 | 535222
2016-01-12 03:00 | 0 | 0.65447 | 517768
2016-01-12 04:00 | 0 | 0.6874 | 493946
2016-01-12 05:00 | 0 | 0.69762 | 476108
2016-01-12 06:00 | 0 | 0.69935 | 463046
2016-01-12 07:00 | 0 | 0.69247 | 454908
2016-01-12 08:00 | 0 | 0.68 | 451631
2016-01-12 09:00 | 0 | 0.66013 | 454626
2016-01-12 10:00 | 0 | 0.63281 | 468323
2016-01-12 11:00 | 0 | 0.59316 | 501211
2016-01-12 12:00 | 0 | 0.5425 | 532066
2016-01-12 13:00 | 6.52e-07 | 0.49191 | 539233
2016-01-12 14:00 | 0.12928 | 0.38673 | 532105
2016-01-12 15:00 | 0.55394 | 0.28053 | 521670
2016-01-12 16:00 | 0.65746 | 0.21589 | 510052
2016-01-12 17:00 | 0.64056 | 0.20691 | 498062
2016-01-12 18:00 | 0.60264 | 0.22232 | 488561
2016-01-12 19:00 | 0.58558 | 0.24217 | 480756
2016-01-12 20:00 | 0.60013 | 0.25296 | 474428
2016-01-12 21:00 | 0.62769 | 0.25401 | 476053
2016-01-12 22:00 | 0.57449 | 0.27715 | 492115
2016-01-12 23:00 | 0.20565 | 0.31038 | 513200
2016-01-13 | 0.0033679 | 0.37906 | 524891
2016-01-13 01:00 | 0 | 0.46674 | 526072
2016-01-13 02:00 | 0 | 0.53911 | 519458
2016-01-13 03:00 | 0 | 0.60088 | 503849
2016-01-13 04:00 | 0 | 0.63887 | 483469
2016-01-13 05:00 | 0 | 0.6421 | 465481
2016-01-13 06:00 | 0 | 0.63926 | 454923
2016-01-13 07:00 | 0 | 0.63448 | 448875
2016-01-13 08:00 | 0 | 0.63112 | 447429
2016-01-13 09:00 | 0 | 0.62141 | 452208
2016-01-13 10:00 | 0 | 0.60972 | 469687
2016-01-13 11:00 | 0 | 0.60055 | 505391
2016-01-13 12:00 | 0 | 0.58414 | 537146
2016-01-13 13:00 | 1.18e-06 | 0.56618 | 545012
2016-01-13 14:00 | 0.05567 | 0.4648 | 537234
2016-01-13 15:00 | 0.4856 | 0.29439 | 525619
2016-01-13 16:00 | 0.5809 | 0.20678 | 512003
2016-01-13 17:00 | 0.58156 | 0.20838 | 498883
2016-01-13 18:00 | 0.55966 | 0.24156 | 487741
2016-01-13 19:00 | 0.54701 | 0.26326 | 480098
2016-01-13 20:00 | 0.56107 | 0.27023 | 475714
2016-01-13 21:00 | 0.57419 | 0.32151 | 479086
2016-01-13 22:00 | 0.49401 | 0.41122 | 495539
2016-01-13 23:00 | 0.17431 | 0.49826 | 515312
2016-01-14 | 0.003882 | 0.57062 | 525731
2016-01-14 01:00 | 0 | 0.61577 | 525788
2016-01-14 02:00 | 0 | 0.64527 | 518221
2016-01-14 03:00 | 0 | 0.67326 | 499085
2016-01-14 04:00 | 0 | 0.70129 | 476059
2016-01-14 05:00 | 0 | 0.7233 | 455967
2016-01-14 06:00 | 0 | 0.73473 | 443426
2016-01-14 07:00 | 0 | 0.73192 | 434625
2016-01-14 08:00 | 0 | 0.71851 | 430323
2016-01-14 09:00 | 0 | 0.69133 | 433882
2016-01-14 10:00 | 0 | 0.67192 | 449048
2016-01-14 11:00 | 0 | 0.66291 | 482678
2016-01-14 12:00 | 0 | 0.65959 | 511825
2016-01-14 13:00 | 0 | 0.65686 | 518934
2016-01-14 14:00 | 0.13053 | 0.58009 | 511165
2016-01-14 15:00 | 0.48191 | 0.4541 | 499774
2016-01-14 16:00 | 0.58644 | 0.42369 | 485758
2016-01-14 17:00 | 0.60438 | 0.50764 | 471708
2016-01-14 18:00 | 0.58128 | 0.5748 | 461997
2016-01-14 19:00 | 0.56184 | 0.59899 | 454127
2016-01-14 20:00 | 0.56958 | 0.60204 | 449692
2016-01-14 21:00 | 0.58043 | 0.61718 | 451533
2016-01-14 22:00 | 0.50578 | 0.63861 | 463636
2016-01-14 23:00 | 0.19515 | 0.66778 | 481986
2016-01-15 | 0.0026644 | 0.68403 | 491071
2016-01-15 01:00 | 0 | 0.69302 | 490964
2016-01-15 02:00 | 0 | 0.69659 | 482259
2016-01-15 03:00 | 0 | 0.69278 | 462693
2016-01-15 04:00 | 0 | 0.68409 | 440735
2016-01-15 05:00 | 0 | 0.67135 | 420298
2016-01-15 06:00 | 0 | 0.65955 | 406086
2016-01-15 07:00 | 0 | 0.64791 | 397042
2016-01-15 08:00 | 0 | 0.63308 | 392675
2016-01-15 09:00 | 0 | 0.61938 | 394761
2016-01-15 10:00 | 0 | 0.60382 | 407359
2016-01-15 11:00 | 0 | 0.58435 | 436666
2016-01-15 12:00 | 0 | 0.56155 | 466185
2016-01-15 13:00 | 2.53e-06 | 0.52761 | 477552
2016-01-15 14:00 | 0.1402 | 0.39378 | 480240
2016-01-15 15:00 | 0.33532 | 0.29717 | 481526
2016-01-15 16:00 | 0.45059 | 0.26869 | 477244
2016-01-15 17:00 | 0.48227 | 0.24852 | 470535
2016-01-15 18:00 | 0.47624 | 0.24841 | 464809
2016-01-15 19:00 | 0.47052 | 0.26147 | 459306
2016-01-15 20:00 | 0.4661 | 0.27683 | 455638
2016-01-15 21:00 | 0.45393 | 0.28037 | 456911
2016-01-15 22:00 | 0.39994 | 0.29398 | 464155
2016-01-15 23:00 | 0.19056 | 0.32855 | 471864
2016-01-16 | 0.0058251 | 0.34649 | 473518
2016-01-16 01:00 | 0 | 0.34541 | 469990
2016-01-16 02:00 | 0 | 0.33666 | 462067
2016-01-16 03:00 | 0 | 0.33144 | 446898
2016-01-16 04:00 | 0 | 0.32857 | 429098
2016-01-16 05:00 | 0 | 0.32506 | 411200
2016-01-16 06:00 | 0 | 0.32389 | 397507
2016-01-16 07:00 | 0 | 0.32565 | 388116
2016-01-16 08:00 | 0 | 0.3286 | 383335
2016-01-16 09:00 | 0 | 0.32873 | 382836
2016-01-16 10:00 | 0 | 0.33917 | 388193
2016-01-16 11:00 | 0 | 0.35568 | 398613
2016-01-16 12:00 | 0 | 0.36062 | 414957
2016-01-16 13:00 | 0 | 0.36 | 431737
2016-01-16 14:00 | 0.056431 | 0.32496 | 445036
2016-01-16 15:00 | 0.3752 | 0.273 | 450767
2016-01-16 16:00 | 0.47454 | 0.26485 | 449596
2016-01-16 17:00 | 0.49433 | 0.27747 | 445176
2016-01-16 18:00 | 0.48237 | 0.29662 | 438693
2016-01-16 19:00 | 0.47666 | 0.31319 | 433491
2016-01-16 20:00 | 0.47859 | 0.32492 | 430588
2016-01-16 21:00 | 0.4739 | 0.32849 | 433541
2016-01-16 22:00 | 0.39368 | 0.31385 | 444810
2016-01-16 23:00 | 0.13742 | 0.3009 | 460141
2016-01-17 | 0.0036858 | 0.29762 | 466002
2016-01-17 01:00 | 0 | 0.29913 | 466202
2016-01-17 02:00 | 0 | 0.31298 | 461031
2016-01-17 03:00 | 0 | 0.33308 | 449651
2016-01-17 04:00 | 0 | 0.36075 | 433925
2016-01-17 05:00 | 0 | 0.39183 | 420780
2016-01-17 06:00 | 0 | 0.42059 | 409148
2016-01-17 07:00 | 0 | 0.43887 | 400726
2016-01-17 08:00 | 0 | 0.44311 | 397107
2016-01-17 09:00 | 0 | 0.42422 | 396995
2016-01-17 10:00 | 0 | 0.39388 | 401148
2016-01-17 11:00 | 0 | 0.36896 | 411144
2016-01-17 12:00 | 0 | 0.35135 | 426593
2016-01-17 13:00 | 3.71e-06 | 0.33728 | 444517
2016-01-17 14:00 | 0.049245 | 0.29434 | 458932
2016-01-17 15:00 | 0.36051 | 0.24316 | 464245
2016-01-17 16:00 | 0.50948 | 0.23498 | 462424
2016-01-17 17:00 | 0.5445 | 0.23382 | 459077
2016-01-17 18:00 | 0.52042 | 0.23029 | 454097
2016-01-17 19:00 | 0.5128 | 0.22805 | 448939
2016-01-17 20:00 | 0.53142 | 0.22142 | 445370
2016-01-17 21:00 | 0.54981 | 0.21247 | 448873
2016-01-17 22:00 | 0.49747 | 0.21152 | 464088
2016-01-17 23:00 | 0.17362 | 0.24792 | 485734
2016-01-18 | 0.0050361 | 0.27235 | 496055
2016-01-18 01:00 | 0 | 0.27314 | 499903
2016-01-18 02:00 | 0 | 0.26859 | 495273
2016-01-18 03:00 | 0 | 0.25908 | 485022
2016-01-18 04:00 | 0 | 0.24875 | 469740
2016-01-18 05:00 | 0 | 0.2432 | 455921
2016-01-18 06:00 | 0 | 0.23917 | 448386
2016-01-18 07:00 | 0 | 0.23303 | 444095
2016-01-18 08:00 | 0 | 0.22761 | 444476
2016-01-18 09:00 | 0 | 0.21932 | 451294
2016-01-18 10:00 | 0 | 0.21398 | 467139
2016-01-18 11:00 | 0 | 0.21138 | 494557
2016-01-18 12:00 | 0 | 0.21067 | 523689
2016-01-18 13:00 | 5.03e-06 | 0.21403 | 540845
2016-01-18 14:00 | 0.07477 | 0.19978 | 544986
2016-01-18 15:00 | 0.33183 | 0.15766 | 543295
2016-01-18 16:00 | 0.44145 | 0.14074 | 536682
2016-01-18 17:00 | 0.47739 | 0.1441 | 527471
2016-01-18 18:00 | 0.47938 | 0.15997 | 517624
2016-01-18 19:00 | 0.47761 | 0.17647 | 509646
2016-01-18 20:00 | 0.48286 | 0.18521 | 504548
2016-01-18 21:00 | 0.47459 | 0.19507 | 507574
2016-01-18 22:00 | 0.39346 | 0.23152 | 526254
2016-01-18 23:00 | 0.16686 | 0.33868 | 549477
2016-01-19 | 0.0050901 | 0.39524 | 562369
2016-01-19 01:00 | 0 | 0.41426 | 563958
2016-01-19 02:00 | 0 | 0.39862 | 556327
2016-01-19 03:00 | 0 | 0.37982 | 538055
2016-01-19 04:00 | 0 | 0.3684 | 516738
2016-01-19 05:00 | 0 | 0.36227 | 501292
2016-01-19 06:00 | 0 | 0.35807 | 488827
2016-01-19 07:00 | 0 | 0.35577 | 482783
2016-01-19 08:00 | 0 | 0.35133 | 481076
2016-01-19 09:00 | 0 | 0.34534 | 486092
2016-01-19 10:00 | 0 | 0.34117 | 502163
2016-01-19 11:00 | 0 | 0.33794 | 535457
2016-01-19 12:00 | 0 | 0.33913 | 566299
2016-01-19 13:00 | 0 | 0.34546 | 573164
2016-01-19 14:00 | 0.052253 | 0.32875 | 566429
2016-01-19 15:00 | 0.335 | 0.26661 | 557716
2016-01-19 16:00 | 0.44222 | 0.26538 | 545130
2016-01-19 17:00 | 0.45758 | 0.271 | 531980
2016-01-19 18:00 | 0.45271 | 0.25925 | 520957
2016-01-19 19:00 | 0.45397 | 0.25162 | 512504
2016-01-19 20:00 | 0.46435 | 0.24139 | 508038
2016-01-19 21:00 | 0.46243 | 0.2214 | 511350
2016-01-19 22:00 | 0.37438 | 0.21108 | 528590
2016-01-19 23:00 | 0.12432 | 0.26178 | 550838
2016-01-20 | 0.0041729 | 0.3151 | 561888
2016-01-20 01:00 | 0 | 0.35726 | 561943
2016-01-20 02:00 | 0 | 0.39298 | 552117
2016-01-20 03:00 | 0 | 0.39873 | 532519
2016-01-20 04:00 | 0 | 0.38608 | 508121
2016-01-20 05:00 | 0 | 0.3655 | 489033
2016-01-20 06:00 | 0 | 0.34788 | 477201
2016-01-20 07:00 | 0 | 0.33757 | 469244
2016-01-20 08:00 | 0 | 0.32783 | 465073
2016-01-20 09:00 | 0 | 0.31283 | 467668
2016-01-20 10:00 | 0 | 0.29723 | 480665
2016-01-20 11:00 | 0 | 0.28153 | 511178
2016-01-20 12:00 | 0 | 0.26795 | 538547
2016-01-20 13:00 | 1.09e-05 | 0.26412 | 545720
2016-01-20 14:00 | 0.033773 | 0.24411 | 541525
2016-01-20 15:00 | 0.31721 | 0.20056 | 535783
2016-01-20 16:00 | 0.47167 | 0.2019 | 524933
2016-01-20 17:00 | 0.52938 | 0.23964 | 513323
2016-01-20 18:00 | 0.53081 | 0.27801 | 504846
2016-01-20 19:00 | 0.53301 | 0.31056 | 499511
2016-01-20 20:00 | 0.55706 | 0.32679 | 496267
2016-01-20 21:00 | 0.58755 | 0.31478 | 498452
2016-01-20 22:00 | 0.54556 | 0.3129 | 512960
2016-01-20 23:00 | 0.26403 | 0.35203 | 530355
2016-01-21 | 0.0092433 | 0.3583 | 536685
2016-01-21 01:00 | 0 | 0.35257 | 533921
2016-01-21 02:00 | 0 | 0.3444 | 523733
2016-01-21 03:00 | 0 | 0.33906 | 502414
2016-01-21 04:00 | 0 | 0.33758 | 477551
2016-01-21 05:00 | 0 | 0.33144 | 456315
2016-01-21 06:00 | 0 | 0.31919 | 443693
2016-01-21 07:00 | 0 | 0.31593 | 435960
2016-01-21 08:00 | 0 | 0.31888 | 432949
2016-01-21 09:00 | 0 | 0.31769 | 435901
2016-01-21 10:00 | 0 | 0.31649 | 448923
2016-01-21 11:00 | 0 | 0.31566 | 480425
2016-01-21 12:00 | 0 | 0.31788 | 510035
2016-01-21 13:00 | 1.47e-05 | 0.32124 | 518534
2016-01-21 14:00 | 0.07907 | 0.29758 | 515838
2016-01-21 15:00 | 0.50895 | 0.31602 | 511625
2016-01-21 16:00 | 0.61913 | 0.33608 | 504869
2016-01-21 17:00 | 0.61776 | 0.34429 | 497314
2016-01-21 18:00 | 0.58808 | 0.35637 | 490719
2016-01-21 19:00 | 0.57325 | 0.37971 | 486338
2016-01-21 20:00 | 0.58294 | 0.40293 | 483984
2016-01-21 21:00 | 0.59659 | 0.41289 | 486412
2016-01-21 22:00 | 0.53297 | 0.4016 | 501961
2016-01-21 23:00 | 0.21177 | 0.41514 | 520445
2016-01-22 | 0.0062849 | 0.42216 | 527936
2016-01-22 01:00 | 0 | 0.40402 | 526468
2016-01-22 02:00 | 0 | 0.38178 | 516856
2016-01-22 03:00 | 0 | 0.36552 | 498821
2016-01-22 04:00 | 0 | 0.35109 | 476229
2016-01-22 05:00 | 0 | 0.34759 | 456375
2016-01-22 06:00 | 0 | 0.35256 | 444230
2016-01-22 07:00 | 0 | 0.3619 | 436401
2016-01-22 08:00 | 0 | 0.37173 | 433510
2016-01-22 09:00 | 0 | 0.37985 | 436978
2016-01-22 10:00 | 0 | 0.38896 | 449180
2016-01-22 11:00 | 0 | 0.38714 | 477761
2016-01-22 12:00 | 0 | 0.37578 | 507663
2016-01-22 13:00 | 2.26e-05 | 0.35767 | 521669
2016-01-22 14:00 | 0.087179 | 0.30705 | 527730
2016-01-22 15:00 | 0.47304 | 0.27741 | 530526
2016-01-22 16:00 | 0.56429 | 0.23355 | 527349
2016-01-22 17:00 | 0.55701 | 0.21048 | 521407
2016-01-22 18:00 | 0.53881 | 0.20987 | 515885
2016-01-22 19:00 | 0.53324 | 0.22012 | 510547
2016-01-22 20:00 | 0.54594 | 0.23788 | 506514
2016-01-22 21:00 | 0.55467 | 0.25986 | 507046
2016-01-22 22:00 | 0.46568 | 0.29215 | 517154
2016-01-22 23:00 | 0.1812 | 0.3821 | 529079
2016-01-23 | 0.0051588 | 0.46208 | 532762
2016-01-23 01:00 | 0 | 0.48704 | 529195
2016-01-23 02:00 | 0 | 0.48926 | 520505
2016-01-23 03:00 | 0 | 0.48661 | 505807
2016-01-23 04:00 | 0 | 0.48092 | 487425
2016-01-23 05:00 | 0 | 0.47877 | 471931
2016-01-23 06:00 | 0 | 0.47895 | 460046
2016-01-23 07:00 | 0 | 0.48341 | 452760
2016-01-23 08:00 | 0 | 0.48707 | 448842
2016-01-23 09:00 | 0 | 0.49429 | 449099
2016-01-23 10:00 | 0 | 0.5026 | 454288
2016-01-23 11:00 | 0 | 0.50984 | 463739
2016-01-23 12:00 | 0 | 0.51621 | 478856
2016-01-23 13:00 | 2.78e-05 | 0.5215 | 495520
2016-01-23 14:00 | 0.099082 | 0.48998 | 509928
2016-01-23 15:00 | 0.34843 | 0.42499 | 516578
2016-01-23 16:00 | 0.45111 | 0.35664 | 513731
2016-01-23 17:00 | 0.47939 | 0.35413 | 505643
2016-01-23 18:00 | 0.47354 | 0.37083 | 494705
2016-01-23 19:00 | 0.46385 | 0.38233 | 483360
2016-01-23 20:00 | 0.45906 | 0.37691 | 476779
2016-01-23 21:00 | 0.43485 | 0.36026 | 476727
2016-01-23 22:00 | 0.34958 | 0.39887 | 488300
2016-01-23 23:00 | 0.15029 | 0.53601 | 505374
2016-01-24 | 0.0098227 | 0.59087 | 514019
2016-01-24 01:00 | 0 | 0.59556 | 514024
2016-01-24 02:00 | 0 | 0.57328 | 508962
2016-01-24 03:00 | 0 | 0.53701 | 497824
2016-01-24 04:00 | 0 | 0.49958 | 482754
2016-01-24 05:00 | 0 | 0.46528 | 468555
2016-01-24 06:00 | 0 | 0.43382 | 459947
2016-01-24 07:00 | 0 | 0.4034 | 454182
2016-01-24 08:00 | 0 | 0.37673 | 452194
2016-01-24 09:00 | 0 | 0.3579 | 453163
2016-01-24 10:00 | 0 | 0.34536 | 457622
2016-01-24 11:00 | 0 | 0.33382 | 468618
2016-01-24 12:00 | 0 | 0.32414 | 482809
2016-01-24 13:00 | 2.59e-05 | 0.31737 | 494739
2016-01-24 14:00 | 0.078346 | 0.27996 | 496332
2016-01-24 15:00 | 0.39883 | 0.19938 | 487392
2016-01-24 16:00 | 0.53516 | 0.19565 | 473672
2016-01-24 17:00 | 0.56827 | 0.22715 | 460203
2016-01-24 18:00 | 0.54756 | 0.27048 | 447336
2016-01-24 19:00 | 0.5343 | 0.30316 | 437481
2016-01-24 20:00 | 0.54361 | 0.32322 | 431504
2016-01-24 21:00 | 0.55732 | 0.34625 | 433670
2016-01-24 22:00 | 0.503 | 0.4094 | 450881
2016-01-24 23:00 | 0.25689 | 0.47431 | 474596
2016-01-25 | 0.010035 | 0.49704 | 491726
2016-01-25 01:00 | 0 | 0.48531 | 495962
2016-01-25 02:00 | 0 | 0.47603 | 491171
2016-01-25 03:00 | 0 | 0.47755 | 478100
2016-01-25 04:00 | 0 | 0.48346 | 460344
2016-01-25 05:00 | 0 | 0.48938 | 445039
2016-01-25 06:00 | 0 | 0.50107 | 435449
2016-01-25 07:00 | 0 | 0.51736 | 430084
2016-01-25 08:00 | 0 | 0.53277 | 429371
2016-01-25 09:00 | 0 | 0.5388 | 434477
2016-01-25 10:00 | 0 | 0.54594 | 450562
2016-01-25 11:00 | 0 | 0.55749 | 482964
2016-01-25 12:00 | 0 | 0.56 | 513254
2016-01-25 13:00 | 2.8e-05 | 0.5669 | 521833
2016-01-25 14:00 | 0.15452 | 0.4833 | 513400
2016-01-25 15:00 | 0.48082 | 0.50462 | 502803
2016-01-25 16:00 | 0.61529 | 0.54846 | 490218
2016-01-25 17:00 | 0.6334 | 0.562 | 478418
2016-01-25 18:00 | 0.60138 | 0.58032 | 468443
2016-01-25 19:00 | 0.58294 | 0.60314 | 460520
2016-01-25 20:00 | 0.59342 | 0.61695 | 455084
2016-01-25 21:00 | 0.60642 | 0.61356 | 456462
2016-01-25 22:00 | 0.54651 | 0.59735 | 470804
2016-01-25 23:00 | 0.29061 | 0.66992 | 489971
2016-01-26 | 0.014353 | 0.72151 | 498882
2016-01-26 01:00 | 0 | 0.73616 | 497920
2016-01-26 02:00 | 0 | 0.73185 | 487578
2016-01-26 03:00 | 0 | 0.7017 | 468214
2016-01-26 04:00 | 0 | 0.65944 | 444306
2016-01-26 05:00 | 0 | 0.62368 | 424224
2016-01-26 06:00 | 0 | 0.58985 | 410463
2016-01-26 07:00 | 0 | 0.57134 | 402333
2016-01-26 08:00 | 0 | 0.5556 | 398895
2016-01-26 09:00 | 0 | 0.55142 | 402129
2016-01-26 10:00 | 0 | 0.5533 | 415301
2016-01-26 11:00 | 0 | 0.54769 | 445595
2016-01-26 12:00 | 0 | 0.53415 | 475322
2016-01-26 13:00 | 4.67e-06 | 0.51268 | 486896
2016-01-26 14:00 | 0.042868 | 0.40124 | 487445
2016-01-26 15:00 | 0.49808 | 0.29998 | 486455
2016-01-26 16:00 | 0.61716 | 0.29808 | 481157
2016-01-26 17:00 | 0.60771 | 0.32196 | 474019
2016-01-26 18:00 | 0.58715 | 0.32662 | 468079
2016-01-26 19:00 | 0.57672 | 0.32234 | 463872
2016-01-26 20:00 | 0.59273 | 0.31093 | 461239
2016-01-26 21:00 | 0.61694 | 0.27643 | 463887
2016-01-26 22:00 | 0.59295 | 0.26327 | 477148
2016-01-26 23:00 | 0.30918 | 0.25797 | 492997
2016-01-27 | 0.015881 | 0.27734 | 500249
2016-01-27 01:00 | 0 | 0.31423 | 499113
2016-01-27 02:00 | 0 | 0.35485 | 488910
2016-01-27 03:00 | 0 | 0.39205 | 469326
2016-01-27 04:00 | 0 | 0.43479 | 445534
2016-01-27 05:00 | 0 | 0.48398 | 425309
2016-01-27 06:00 | 0 | 0.53192 | 411719
2016-01-27 07:00 | 0 | 0.57064 | 403198
2016-01-27 08:00 | 0 | 0.60484 | 399404
2016-01-27 09:00 | 0 | 0.63408 | 403381
2016-01-27 10:00 | 0 | 0.65329 | 418666
2016-01-27 11:00 | 0 | 0.66139 | 449958
2016-01-27 12:00 | 0 | 0.6634 | 482253
2016-01-27 13:00 | 2.98e-05 | 0.66642 | 494454
2016-01-27 14:00 | 0.092099 | 0.57475 | 496472
2016-01-27 15:00 | 0.54032 | 0.4754 | 495410
2016-01-27 16:00 | 0.63901 | 0.45311 | 488754
2016-01-27 17:00 | 0.62094 | 0.51039 | 479322
2016-01-27 18:00 | 0.594 | 0.5689 | 469952
2016-01-27 19:00 | 0.58112 | 0.6032 | 462707
2016-01-27 20:00 | 0.5926 | 0.60768 | 458018
2016-01-27 21:00 | 0.61015 | 0.60849 | 458984
2016-01-27 22:00 | 0.55857 | 0.65987 | 471783
2016-01-27 23:00 | 0.23259 | 0.69052 | 491721
2016-01-28 | 0.010578 | 0.7185 | 503795
2016-01-28 01:00 | 0 | 0.74465 | 505618
2016-01-28 02:00 | 0 | 0.7664 | 498533
2016-01-28 03:00 | 0 | 0.78733 | 480798
2016-01-28 04:00 | 0 | 0.80773 | 458328
2016-01-28 05:00 | 0 | 0.82475 | 439388
2016-01-28 06:00 | 0 | 0.8356 | 427549
2016-01-28 07:00 | 0 | 0.84331 | 420148
2016-01-28 08:00 | 0 | 0.83759 | 417062
2016-01-28 09:00 | 0 | 0.82346 | 420727
2016-01-28 10:00 | 0 | 0.80631 | 437126
2016-01-28 11:00 | 0 | 0.79151 | 471427
2016-01-28 12:00 | 0 | 0.7737 | 503404
2016-01-28 13:00 | 3.62e-05 | 0.74211 | 512040
2016-01-28 14:00 | 0.091961 | 0.55297 | 507622
2016-01-28 15:00 | 0.54663 | 0.34228 | 498829
2016-01-28 16:00 | 0.67487 | 0.2963 | 486539
2016-01-28 17:00 | 0.65899 | 0.33188 | 473213
2016-01-28 18:00 | 0.61911 | 0.34377 | 463101
2016-01-28 19:00 | 0.60272 | 0.33482 | 455087
2016-01-28 20:00 | 0.61796 | 0.32023 | 450296
2016-01-28 21:00 | 0.65238 | 0.30855 | 452306
2016-01-28 22:00 | 0.61706 | 0.33917 | 463893
2016-01-28 23:00 | 0.26728 | 0.37637 | 479734
2016-01-29 | 0.014032 | 0.41058 | 489988
2016-01-29 01:00 | 0 | 0.44411 | 491465
2016-01-29 02:00 | 0 | 0.49006 | 483885
2016-01-29 03:00 | 0 | 0.55581 | 466139
2016-01-29 04:00 | 0 | 0.62855 | 442987
2016-01-29 05:00 | 0 | 0.6816 | 424662
2016-01-29 06:00 | 0 | 0.71972 | 413273
2016-01-29 07:00 | 0 | 0.75209 | 406076
2016-01-29 08:00 | 0 | 0.77592 | 403830
2016-01-29 09:00 | 0 | 0.78918 | 408717
2016-01-29 10:00 | 0 | 0.80087 | 423725
2016-01-29 11:00 | 0 | 0.8148 | 458104
2016-01-29 12:00 | 0 | 0.82052 | 489880
2016-01-29 13:00 | 3.94e-05 | 0.81893 | 498339
2016-01-29 14:00 | 0.11095 | 0.70645 | 492284
2016-01-29 15:00 | 0.48106 | 0.58703 | 483987
2016-01-29 16:00 | 0.57184 | 0.61274 | 472607
2016-01-29 17:00 | 0.56876 | 0.73498 | 461493
2016-01-29 18:00 | 0.55108 | 0.79233 | 453063
2016-01-29 19:00 | 0.54428 | 0.80937 | 446413
2016-01-29 20:00 | 0.55283 | 0.80173 | 441068
2016-01-29 21:00 | 0.56383 | 0.79891 | 441048
2016-01-29 22:00 | 0.4918 | 0.81157 | 450733
2016-01-29 23:00 | 0.23008 | 0.81841 | 465999
2016-01-30 | 0.013564 | 0.78504 | 473718
2016-01-30 01:00 | 0 | 0.74212 | 473262
2016-01-30 02:00 | 0 | 0.70075 | 468077
2016-01-30 03:00 | 0 | 0.66793 | 455580
2016-01-30 04:00 | 0 | 0.65037 | 437622
2016-01-30 05:00 | 0 | 0.64987 | 421454
2016-01-30 06:00 | 0 | 0.66886 | 409661
2016-01-30 07:00 | 0 | 0.67799 | 401725
2016-01-30 08:00 | 0 | 0.67038 | 397446
2016-01-30 09:00 | 0 | 0.65914 | 399211
2016-01-30 10:00 | 0 | 0.64377 | 406491
2016-01-30 11:00 | 0 | 0.62954 | 420075
2016-01-30 12:00 | 0 | 0.62403 | 436599
2016-01-30 13:00 | 4.36e-05 | 0.62454 | 448082
2016-01-30 14:00 | 0.10935 | 0.5401 | 447923
2016-01-30 15:00 | 0.42269 | 0.35059 | 440969
2016-01-30 16:00 | 0.51863 | 0.33245 | 431135
2016-01-30 17:00 | 0.5357 | 0.41794 | 420375
2016-01-30 18:00 | 0.52564 | 0.47547 | 410136
2016-01-30 19:00 | 0.52025 | 0.50968 | 402345
2016-01-30 20:00 | 0.52796 | 0.53362 | 398119
2016-01-30 21:00 | 0.53794 | 0.55571 | 398211
2016-01-30 22:00 | 0.47652 | 0.57517 | 407935
2016-01-30 23:00 | 0.24979 | 0.58693 | 424712
2016-01-31 | 0.016489 | 0.59834 | 432706
2016-01-31 01:00 | 0 | 0.60341 | 433566
2016-01-31 02:00 | 0 | 0.61749 | 428394
2016-01-31 03:00 | 0 | 0.64683 | 417412
2016-01-31 04:00 | 0 | 0.67022 | 401466
2016-01-31 05:00 | 0 | 0.67545 | 385031
2016-01-31 06:00 | 0 | 0.67181 | 372884
2016-01-31 07:00 | 0 | 0.66085 | 364163
2016-01-31 08:00 | 0 | 0.64981 | 359200
2016-01-31 09:00 | 0 | 0.62858 | 358040
2016-01-31 10:00 | 0 | 0.59374 | 360898
2016-01-31 11:00 | 0 | 0.5612 | 368195
2016-01-31 12:00 | 0 | 0.53048 | 380157
2016-01-31 13:00 | 5.51e-05 | 0.50261 | 391752
2016-01-31 14:00 | 0.11746 | 0.38899 | 399409
2016-01-31 15:00 | 0.36893 | 0.29341 | 400465
2016-01-31 16:00 | 0.45933 | 0.34679 | 398733
2016-01-31 17:00 | 0.47833 | 0.36964 | 397649
2016-01-31 18:00 | 0.4735 | 0.36127 | 395805
2016-01-31 19:00 | 0.46491 | 0.35606 | 393066
2016-01-31 20:00 | 0.44498 | 0.34751 | 391975
2016-01-31 21:00 | 0.40389 | 0.32146 | 395107
2016-01-31 22:00 | 0.32392 | 0.33141 | 407470
2016-01-31 23:00 | 0.14804 | 0.35834 | 425236
2016-02-01 | 0.012193 | 0.36298 | 434806
2016-02-01 01:00 | 0 | 0.35282 | 435064
2016-02-01 02:00 | 0 | 0.3351 | 426819
2016-02-01 03:00 | 0 | 0.3208 | 411759
2016-02-01 04:00 | 0 | 0.30793 | 391383
2016-02-01 05:00 | 0 | 0.2947 | 372942
2016-02-01 06:00 | 0 | 0.284 | 361001
2016-02-01 07:00 | 0 | 0.27675 | 353033
2016-02-01 08:00 | 0 | 0.26996 | 350045
2016-02-01 09:00 | 0 | 0.25704 | 353256
2016-02-01 10:00 | 0 | 0.24073 | 368542
2016-02-01 11:00 | 0 | 0.2342 | 401550
2016-02-01 12:00 | 0 | 0.23251 | 433191
2016-02-01 13:00 | 5.98e-05 | 0.22838 | 444295
2016-02-01 14:00 | 0.092878 | 0.1671 | 447894
2016-02-01 15:00 | 0.31718 | 0.17864 | 450694
2016-02-01 16:00 | 0.45352 | 0.26264 | 449644
2016-02-01 17:00 | 0.49924 | 0.32992 | 446263
2016-02-01 18:00 | 0.50663 | 0.36697 | 442699
2016-02-01 19:00 | 0.49938 | 0.3959 | 439797
2016-02-01 20:00 | 0.49173 | 0.42348 | 437129
2016-02-01 21:00 | 0.48025 | 0.4545 | 438025
2016-02-01 22:00 | 0.43514 | 0.48843 | 446188
2016-02-01 23:00 | 0.26102 | 0.54558 | 461930
2016-02-02 | 0.024179 | 0.57161 | 471806
2016-02-02 01:00 | 0 | 0.56317 | 470709
2016-02-02 02:00 | 0 | 0.54474 | 461079
2016-02-02 03:00 | 0 | 0.5323 | 442670
2016-02-02 04:00 | 0 | 0.51648 | 418336
2016-02-02 05:00 | 0 | 0.50954 | 396625
2016-02-02 06:00 | 0 | 0.50837 | 381749
2016-02-02 07:00 | 0 | 0.52081 | 371769
2016-02-02 08:00 | 0 | 0.53823 | 366772
2016-02-02 09:00 | 0 | 0.56491 | 368591
2016-02-02 10:00 | 0 | 0.60408 | 382021
2016-02-02 11:00 | 0 | 0.64143 | 414646
2016-02-02 12:00 | 0 | 0.66191 | 443825
2016-02-02 13:00 | 7.89e-05 | 0.66825 | 453953
2016-02-02 14:00 | 0.11822 | 0.6028 | 457153
2016-02-02 15:00 | 0.51215 | 0.64892 | 459078
2016-02-02 16:00 | 0.60884 | 0.66511 | 457079
2016-02-02 17:00 | 0.61417 | 0.66287 | 450673
2016-02-02 18:00 | 0.59705 | 0.6482 | 448768
2016-02-02 19:00 | 0.5816 | 0.63599 | 444618
2016-02-02 20:00 | 0.58235 | 0.6297 | 441273
2016-02-02 21:00 | 0.57689 | 0.62561 | 442635
2016-02-02 22:00 | 0.5138 | 0.62633 | 452450
2016-02-02 23:00 | 0.30896 | 0.63514 | 466845
2016-02-03 | 0.028656 | 0.63343 | 475296
2016-02-03 01:00 | 0 | 0.62075 | 474068
2016-02-03 02:00 | 0 | 0.61191 | 463570
2016-02-03 03:00 | 0 | 0.60504 | 444152
2016-02-03 04:00 | 0 | 0.59897 | 420117
2016-02-03 05:00 | 0 | 0.59243 | 399540
2016-02-03 06:00 | 0 | 0.58809 | 384347
2016-02-03 07:00 | 0 | 0.58355 | 374131
2016-02-03 08:00 | 0 | 0.57726 | 369211
2016-02-03 09:00 | 0 | 0.56404 | 371215
2016-02-03 10:00 | 0 | 0.55084 | 383781
2016-02-03 11:00 | 0 | 0.5383 | 415255
2016-02-03 12:00 | 0 | 0.52451 | 446694
2016-02-03 13:00 | 9.79e-05 | 0.49735 | 459887
2016-02-03 14:00 | 0.2302 | 0.43898 | 465986
2016-02-03 15:00 | 0.62755 | 0.42389 | 469666
2016-02-03 16:00 | 0.71243 | 0.41345 | 468347
2016-02-03 17:00 | 0.70131 | 0.41901 | 463302
2016-02-03 18:00 | 0.66644 | 0.43149 | 458532
2016-02-03 19:00 | 0.64601 | 0.4586 | 453700
2016-02-03 20:00 | 0.65218 | 0.48084 | 449532
2016-02-03 21:00 | 0.66442 | 0.47829 | 450158
2016-02-03 22:00 | 0.62101 | 0.42834 | 458219
2016-02-03 23:00 | 0.38355 | 0.41659 | 472065
2016-02-04 | 0.028756 | 0.41961 | 482328
2016-02-04 01:00 | 0 | 0.41339 | 482856
2016-02-04 02:00 | 0 | 0.42164 | 474367
2016-02-04 03:00 | 0 | 0.42474 | 456290
2016-02-04 04:00 | 0 | 0.42138 | 432825
2016-02-04 05:00 | 0 | 0.41869 | 412681
2016-02-04 06:00 | 0 | 0.41706 | 398724
2016-02-04 07:00 | 0 | 0.41398 | 390171
2016-02-04 08:00 | 0 | 0.40942 | 386439
2016-02-04 09:00 | 0 | 0.39928 | 389595
2016-02-04 10:00 | 0 | 0.38587 | 404973
2016-02-04 11:00 | 0 | 0.37917 | 438227
2016-02-04 12:00 | 0 | 0.38022 | 472199
2016-02-04 13:00 | 0.00010829 | 0.3817 | 484949
2016-02-04 14:00 | 0.14401 | 0.31885 | 487328
2016-02-04 15:00 | 0.53896 | 0.23456 | 485781
2016-02-04 16:00 | 0.62128 | 0.23297 | 479593
2016-02-04 17:00 | 0.63222 | 0.2572 | 470967
2016-02-04 18:00 | 0.61046 | 0.28252 | 462918
2016-02-04 19:00 | 0.59375 | 0.29742 | 456299
2016-02-04 20:00 | 0.59172 | 0.30158 | 451360
2016-02-04 21:00 | 0.59113 | 0.27999 | 451716
2016-02-04 22:00 | 0.53159 | 0.24645 | 461495
2016-02-04 23:00 | 0.33271 | 0.24139 | 477809
2016-02-05 | 0.029349 | 0.26037 | 491436
2016-02-05 01:00 | 0 | 0.30494 | 495085
2016-02-05 02:00 | 0 | 0.36804 | 488990
2016-02-05 03:00 | 0 | 0.42061 | 473043
2016-02-05 04:00 | 0 | 0.46144 | 452119
2016-02-05 05:00 | 0 | 0.48202 | 433235
2016-02-05 06:00 | 0 | 0.48294 | 421814
2016-02-05 07:00 | 0 | 0.47429 | 416139
2016-02-05 08:00 | 0 | 0.4623 | 414463
2016-02-05 09:00 | 0 | 0.44837 | 418537
2016-02-05 10:00 | 0 | 0.43929 | 435319
2016-02-05 11:00 | 0 | 0.4355 | 470378
2016-02-05 12:00 | 0 | 0.43916 | 503832
2016-02-05 13:00 | 0.00012561 | 0.43683 | 514139
2016-02-05 14:00 | 0.12887 | 0.35691 | 511370
2016-02-05 15:00 | 0.60098 | 0.32065 | 503724
2016-02-05 16:00 | 0.70556 | 0.38845 | 490621
2016-02-05 17:00 | 0.70874 | 0.46401 | 475355
2016-02-05 18:00 | 0.67554 | 0.49408 | 462022
2016-02-05 19:00 | 0.65794 | 0.50727 | 451872
2016-02-05 20:00 | 0.66858 | 0.50781 | 443685
2016-02-05 21:00 | 0.68959 | 0.47585 | 442344
2016-02-05 22:00 | 0.6509 | 0.42711 | 452742
2016-02-05 23:00 | 0.35794 | 0.4581 | 471656
2016-02-06 | 0.033942 | 0.48663 | 483417
2016-02-06 01:00 | 0 | 0.50957 | 486500
2016-02-06 02:00 | 0 | 0.53801 | 483385
2016-02-06 03:00 | 0 | 0.56186 | 472460
2016-02-06 04:00 | 0 | 0.59078 | 454189
2016-02-06 05:00 | 0 | 0.62642 | 438683
2016-02-06 06:00 | 0 | 0.65435 | 427364
2016-02-06 07:00 | 0 | 0.6633 | 420107
2016-02-06 08:00 | 0 | 0.66072 | 416611
2016-02-06 09:00 | 0 | 0.65213 | 417580
2016-02-06 10:00 | 0 | 0.63725 | 424321
2016-02-06 11:00 | 0 | 0.62351 | 438511
2016-02-06 12:00 | 0 | 0.61167 | 455511
2016-02-06 13:00 | 0.00014291 | 0.58864 | 468212
2016-02-06 14:00 | 0.16534 | 0.45882 | 470531
2016-02-06 15:00 | 0.65798 | 0.36365 | 464518
2016-02-06 16:00 | 0.73073 | 0.34357 | 453862
2016-02-06 17:00 | 0.71453 | 0.37621 | 441481
2016-02-06 18:00 | 0.68257 | 0.42218 | 429388
2016-02-06 19:00 | 0.66729 | 0.46625 | 419274
2016-02-06 20:00 | 0.68003 | 0.49241 | 413456
2016-02-06 21:00 | 0.70089 | 0.55422 | 413630
2016-02-06 22:00 | 0.64359 | 0.65713 | 423228
2016-02-06 23:00 | 0.37556 | 0.7294 | 441840
2016-02-07 | 0.032122 | 0.78781 | 454496
2016-02-07 01:00 | 0 | 0.85745 | 458884
2016-02-07 02:00 | 0 | 0.90038 | 456449
2016-02-07 03:00 | 0 | 0.92982 | 448253
2016-02-07 04:00 | 0 | 0.94841 | 434897
2016-02-07 05:00 | 0 | 0.95657 | 421779
2016-02-07 06:00 | 0 | 0.95558 | 412123
2016-02-07 07:00 | 0 | 0.94674 | 406532
2016-02-07 08:00 | 0 | 0.93176 | 404173
2016-02-07 09:00 | 0 | 0.91291 | 405629
2016-02-07 10:00 | 0 | 0.89772 | 410888
2016-02-07 11:00 | 0 | 0.88736 | 421930
2016-02-07 12:00 | 0 | 0.87059 | 436080
2016-02-07 13:00 | 0.00017491 | 0.84482 | 449995
2016-02-07 14:00 | 0.16823 | 0.72376 | 454302
2016-02-07 15:00 | 0.64815 | 0.62282 | 448053
2016-02-07 16:00 | 0.73214 | 0.6687 | 438340
2016-02-07 17:00 | 0.71017 | 0.69426 | 429703
2016-02-07 18:00 | 0.6749 | 0.72079 | 422701
2016-02-07 19:00 | 0.65976 | 0.73912 | 416621
2016-02-07 20:00 | 0.67352 | 0.76174 | 413206
2016-02-07 21:00 | 0.70317 | 0.79192 | 414826
2016-02-07 22:00 | 0.65831 | 0.83716 | 425152
2016-02-07 23:00 | 0.38507 | 0.89089 | 437288
2016-02-08 | 0.040386 | 0.92501 | 441298
2016-02-08 01:00 | 0 | 0.92171 | 444780
2016-02-08 02:00 | 0 | 0.90688 | 444304
2016-02-08 03:00 | 0 | 0.89311 | 438359
2016-02-08 04:00 | 0 | 0.87599 | 430018
2016-02-08 05:00 | 0 | 0.86439 | 413486
2016-02-08 06:00 | 0 | 0.85824 | 402235
2016-02-08 07:00 | 0 | 0.85036 | 396922
2016-02-08 08:00 | 0 | 0.84878 | 396560
2016-02-08 09:00 | 0 | 0.8492 | 402530
2016-02-08 10:00 | 0 | 0.84945 | 421060
2016-02-08 11:00 | 0 | 0.84675 | 457551
2016-02-08 12:00 | 0 | 0.83959 | 490360
2016-02-08 13:00 | 0.0002141 | 0.81695 | 498868
2016-02-08 14:00 | 0.1545 | 0.71714 | 495896
2016-02-08 15:00 | 0.63181 | 0.76414 | 491192
2016-02-08 16:00 | 0.72436 | 0.77768 | 483825
2016-02-08 17:00 | 0.70816 | 0.78848 | 475907
2016-02-08 18:00 | 0.6773 | 0.80196 | 469962
2016-02-08 19:00 | 0.66551 | 0.80914 | 464212
2016-02-08 20:00 | 0.68033 | 0.81105 | 462931
2016-02-08 21:00 | 0.7093 | 0.80652 | 465945
2016-02-08 22:00 | 0.6558 | 0.79831 | 477812
2016-02-08 23:00 | 0.3794 | 0.80549 | 496619
2016-02-09 | 0.038812 | 0.79565 | 509626
2016-02-09 01:00 | 0 | 0.76806 | 510239
2016-02-09 02:00 | 0 | 0.73615 | 501502
2016-02-09 03:00 | 0 | 0.70613 | 482734
2016-02-09 04:00 | 0 | 0.66824 | 460155
2016-02-09 05:00 | 0 | 0.64516 | 441222
2016-02-09 06:00 | 0 | 0.63508 | 430094
2016-02-09 07:00 | 0 | 0.63554 | 422745
2016-02-09 08:00 | 0 | 0.63662 | 420922
2016-02-09 09:00 | 0 | 0.63355 | 425374
2016-02-09 10:00 | 0 | 0.63465 | 441627
2016-02-09 11:00 | 0 | 0.63428 | 474965
2016-02-09 12:00 | 0 | 0.6288 | 506389
2016-02-09 13:00 | 0.00025469 | 0.60194 | 516917
2016-02-09 14:00 | 0.17983 | 0.48937 | 517639
2016-02-09 15:00 | 0.67769 | 0.42757 | 515197
2016-02-09 16:00 | 0.73854 | 0.45138 | 507624
2016-02-09 17:00 | 0.71106 | 0.48297 | 499345
2016-02-09 18:00 | 0.68151 | 0.50688 | 492763
2016-02-09 19:00 | 0.66711 | 0.5276 | 487287
2016-02-09 20:00 | 0.68019 | 0.53062 | 484330
2016-02-09 21:00 | 0.70208 | 0.49153 | 487233
2016-02-09 22:00 | 0.64706 | 0.44458 | 498901
2016-02-09 23:00 | 0.37177 | 0.44839 | 517753
2016-02-10 | 0.044519 | 0.42358 | 529194
2016-02-10 01:00 | 0 | 0.37432 | 530973
2016-02-10 02:00 | 0 | 0.33603 | 522241
2016-02-10 03:00 | 0 | 0.32019 | 503741
2016-02-10 04:00 | 0 | 0.31994 | 482147
2016-02-10 05:00 | 0 | 0.34243 | 464778
2016-02-10 06:00 | 0 | 0.3908 | 452580
2016-02-10 07:00 | 0 | 0.44557 | 445595
2016-02-10 08:00 | 0 | 0.48238 | 444200
2016-02-10 09:00 | 0 | 0.5044 | 449544
2016-02-10 10:00 | 0 | 0.52064 | 466577
2016-02-10 11:00 | 0 | 0.53842 | 500684
2016-02-10 12:00 | 0 | 0.55626 | 531402
2016-02-10 13:00 | 0.00029202 | 0.56477 | 537770
2016-02-10 14:00 | 0.19277 | 0.48274 | 531182
2016-02-10 15:00 | 0.65774 | 0.35568 | 523892
2016-02-10 16:00 | 0.71619 | 0.32575 | 511822
2016-02-10 17:00 | 0.70425 | 0.38137 | 499374
2016-02-10 18:00 | 0.67108 | 0.42507 | 492133
2016-02-10 19:00 | 0.65577 | 0.448 | 486135
2016-02-10 20:00 | 0.66741 | 0.45507 | 483900
2016-02-10 21:00 | 0.68809 | 0.44971 | 485523
2016-02-10 22:00 | 0.64508 | 0.49169 | 497609
2016-02-10 23:00 | 0.37382 | 0.53412 | 518119
2016-02-11 | 0.049909 | 0.54708 | 530898
2016-02-11 01:00 | 0 | 0.55448 | 533120
2016-02-11 02:00 | 0 | 0.54743 | 525973
2016-02-11 03:00 | 0 | 0.53188 | 508875
2016-02-11 04:00 | 0 | 0.50352 | 486593
2016-02-11 05:00 | 0 | 0.47555 | 468600
2016-02-11 06:00 | 0 | 0.45523 | 457292
2016-02-11 07:00 | 0 | 0.43392 | 449932
2016-02-11 08:00 | 0 | 0.41175 | 447546
2016-02-11 09:00 | 0 | 0.39595 | 451367
2016-02-11 10:00 | 0 | 0.38423 | 468521
2016-02-11 11:00 | 0 | 0.37533 | 502753
2016-02-11 12:00 | 0 | 0.36588 | 530737
2016-02-11 13:00 | 0.00034871 | 0.34754 | 533208
2016-02-11 14:00 | 0.20276 | 0.26703 | 523308
2016-02-11 15:00 | 0.63114 | 0.20297 | 512717
2016-02-11 16:00 | 0.69483 | 0.17829 | 499570
2016-02-11 17:00 | 0.69494 | 0.19716 | 487907
2016-02-11 18:00 | 0.66873 | 0.21697 | 479400
2016-02-11 19:00 | 0.65358 | 0.22964 | 473142
2016-02-11 20:00 | 0.66289 | 0.23773 | 469165
2016-02-11 21:00 | 0.68134 | 0.23509 | 471140
2016-02-11 22:00 | 0.62546 | 0.22926 | 481798
2016-02-11 23:00 | 0.35891 | 0.26808 | 501780
2016-02-12 | 0.036732 | 0.29151 | 515314
2016-02-12 01:00 | 0 | 0.29272 | 517658
2016-02-12 02:00 | 0 | 0.28211 | 510551
2016-02-12 03:00 | 0 | 0.26367 | 492901
2016-02-12 04:00 | 0 | 0.24703 | 471644
2016-02-12 05:00 | 0 | 0.24073 | 451818
2016-02-12 06:00 | 0 | 0.2511 | 438740
2016-02-12 07:00 | 0 | 0.26933 | 430656
2016-02-12 08:00 | 0 | 0.29544 | 426606
2016-02-12 09:00 | 0 | 0.32599 | 429427
2016-02-12 10:00 | 0 | 0.35605 | 444187
2016-02-12 11:00 | 0 | 0.38193 | 475473
2016-02-12 12:00 | 0 | 0.3947 | 502426
2016-02-12 13:00 | 0.00043786 | 0.37996 | 508523
2016-02-12 14:00 | 0.185 | 0.3329 | 506503
2016-02-12 15:00 | 0.6311 | 0.319 | 502566
2016-02-12 16:00 | 0.69235 | 0.31945 | 495536
2016-02-12 17:00 | 0.6807 | 0.31541 | 486750
2016-02-12 18:00 | 0.65707 | 0.31152 | 481045
2016-02-12 19:00 | 0.64565 | 0.30875 | 477507
2016-02-12 20:00 | 0.65723 | 0.30446 | 475470
2016-02-12 21:00 | 0.67584 | 0.29928 | 475511
2016-02-12 22:00 | 0.63093 | 0.30153 | 480587
2016-02-12 23:00 | 0.41212 | 0.37434 | 492585
2016-02-13 | 0.064186 | 0.47072 | 499809
2016-02-13 01:00 | 2.26e-08 | 0.47882 | 498731
2016-02-13 02:00 | 0 | 0.46785 | 491920
2016-02-13 03:00 | 0 | 0.44657 | 479170
2016-02-13 04:00 | 0 | 0.42613 | 462280
2016-02-13 05:00 | 0 | 0.40354 | 446151
2016-02-13 06:00 | 0 | 0.38324 | 434017
2016-02-13 07:00 | 0 | 0.3652 | 426569
2016-02-13 08:00 | 0 | 0.35458 | 423312
2016-02-13 09:00 | 0 | 0.35088 | 425077
2016-02-13 10:00 | 0 | 0.35354 | 432371
2016-02-13 11:00 | 0 | 0.3608 | 445669
2016-02-13 12:00 | 0 | 0.3738 | 462097
2016-02-13 13:00 | 0.00053239 | 0.3868 | 476177
2016-02-13 14:00 | 0.14724 | 0.40133 | 484883
2016-02-13 15:00 | 0.54834 | 0.41247 | 485582
2016-02-13 16:00 | 0.64869 | 0.42933 | 480430
2016-02-13 17:00 | 0.66567 | 0.46549 | 471854
2016-02-13 18:00 | 0.6495 | 0.49688 | 462669
2016-02-13 19:00 | 0.64069 | 0.51979 | 456167
2016-02-13 20:00 | 0.65355 | 0.53788 | 452362
2016-02-13 21:00 | 0.66585 | 0.55806 | 455137
2016-02-13 22:00 | 0.63228 | 0.57815 | 466557
2016-02-13 23:00 | 0.41847 | 0.68749 | 487773
2016-02-14 | 0.086842 | 0.74704 | 501197
2016-02-14 01:00 | 2.99e-06 | 0.75768 | 504675
2016-02-14 02:00 | 0 | 0.75371 | 501941
2016-02-14 03:00 | 0 | 0.7534 | 493215
2016-02-14 04:00 | 0 | 0.75205 | 478969
2016-02-14 05:00 | 0 | 0.7526 | 464148
2016-02-14 06:00 | 0 | 0.75297 | 453891
2016-02-14 07:00 | 0 | 0.75365 | 447242
2016-02-14 08:00 | 0 | 0.74731 | 443436
2016-02-14 09:00 | 0 | 0.73468 | 442406
2016-02-14 10:00 | 0 | 0.70754 | 446344
2016-02-14 11:00 | 0 | 0.67313 | 455950
2016-02-14 12:00 | 0 | 0.62939 | 467682
2016-02-14 13:00 | 0.00066158 | 0.57266 | 477822
2016-02-14 14:00 | 0.15366 | 0.43865 | 482732
2016-02-14 15:00 | 0.54254 | 0.35887 | 480794
2016-02-14 16:00 | 0.63871 | 0.34737 | 474300
2016-02-14 17:00 | 0.64459 | 0.35581 | 468035
2016-02-14 18:00 | 0.62478 | 0.35376 | 461079
2016-02-14 19:00 | 0.61605 | 0.35062 | 454990
2016-02-14 20:00 | 0.62813 | 0.34405 | 453504
2016-02-14 21:00 | 0.64162 | 0.33146 | 457219
2016-02-14 22:00 | 0.58122 | 0.32771 | 468996
2016-02-14 23:00 | 0.37266 | 0.36045 | 487064
2016-02-15 | 0.054166 | 0.40425 | 497245
2016-02-15 01:00 | 4.95e-06 | 0.43505 | 496464
2016-02-15 02:00 | 0 | 0.45523 | 487759
2016-02-15 03:00 | 0 | 0.46527 | 473863
2016-02-15 04:00 | 0 | 0.47427 | 456247
2016-02-15 05:00 | 0 | 0.48338 | 438571
2016-02-15 06:00 | 0 | 0.48749 | 426178
2016-02-15 07:00 | 0 | 0.49532 | 418030
2016-02-15 08:00 | 0 | 0.50206 | 413802
2016-02-15 09:00 | 0 | 0.51516 | 416020
2016-02-15 10:00 | 0 | 0.53335 | 426241
2016-02-15 11:00 | 0 | 0.53834 | 448824
2016-02-15 12:00 | 0 | 0.52207 | 472250
2016-02-15 13:00 | 0.00083168 | 0.46652 | 486638
2016-02-15 14:00 | 0.20451 | 0.29157 | 495412
2016-02-15 15:00 | 0.60932 | 0.22294 | 501301
2016-02-15 16:00 | 0.68883 | 0.23415 | 502221
2016-02-15 17:00 | 0.68881 | 0.24758 | 499362
2016-02-15 18:00 | 0.66738 | 0.26746 | 495186
2016-02-15 19:00 | 0.65691 | 0.28867 | 490387
2016-02-15 20:00 | 0.67041 | 0.31223 | 486695
2016-02-15 21:00 | 0.69862 | 0.34132 | 487005
2016-02-15 22:00 | 0.6748 | 0.37457 | 494230
2016-02-15 23:00 | 0.46328 | 0.43276 | 505582
2016-02-16 | 0.065392 | 0.48946 | 510575
2016-02-16 01:00 | 1.19e-05 | 0.55269 | 506685
2016-02-16 02:00 | 0 | 0.6132 | 492620
2016-02-16 03:00 | 0 | 0.65819 | 471783
2016-02-16 04:00 | 0 | 0.68399 | 446533
2016-02-16 05:00 | 0 | 0.6979 | 425067
2016-02-16 06:00 | 0 | 0.69614 | 408969
2016-02-16 07:00 | 0 | 0.68545 | 398529
2016-02-16 08:00 | 0 | 0.67502 | 392492
2016-02-16 09:00 | 0 | 0.66166 | 393274
2016-02-16 10:00 | 0 | 0.65537 | 404072
2016-02-16 11:00 | 0 | 0.65295 | 430339
2016-02-16 12:00 | 0 | 0.64562 | 458011
2016-02-16 13:00 | 0.0010552 | 0.60696 | 469751
2016-02-16 14:00 | 0.21453 | 0.44325 | 472089
2016-02-16 15:00 | 0.64279 | 0.47813 | 471516
2016-02-16 16:00 | 0.73067 | 0.48485 | 467780
2016-02-16 17:00 | 0.71328 | 0.46231 | 462095
2016-02-16 18:00 | 0.68811 | 0.41903 | 457704
2016-02-16 19:00 | 0.67595 | 0.37761 | 454346
2016-02-16 20:00 | 0.68713 | 0.33224 | 451843
2016-02-16 21:00 | 0.70917 | 0.29901 | 453875
2016-02-16 22:00 | 0.68614 | 0.2714 | 461734
2016-02-16 23:00 | 0.43827 | 0.30707 | 475995
2016-02-17 | 0.06995 | 0.34449 | 484937
2016-02-17 01:00 | 1.69e-05 | 0.35852 | 484039
2016-02-17 02:00 | 0 | 0.3556 | 473447
2016-02-17 03:00 | 0 | 0.3532 | 453437
2016-02-17 04:00 | 0 | 0.36084 | 429448
2016-02-17 05:00 | 0 | 0.37513 | 409782
2016-02-17 06:00 | 0 | 0.39205 | 396069
2016-02-17 07:00 | 0 | 0.41047 | 387846
2016-02-17 08:00 | 0 | 0.42589 | 384746
2016-02-17 09:00 | 0 | 0.43608 | 387908
2016-02-17 10:00 | 0 | 0.43326 | 402965
2016-02-17 11:00 | 0 | 0.42207 | 435062
2016-02-17 12:00 | 0 | 0.40759 | 464480
2016-02-17 13:00 | 0.0012409 | 0.35751 | 472263
2016-02-17 14:00 | 0.23725 | 0.20529 | 470126
2016-02-17 15:00 | 0.55383 | 0.14041 | 465928
2016-02-17 16:00 | 0.6254 | 0.19187 | 460744
2016-02-17 17:00 | 0.62335 | 0.22518 | 454129
2016-02-17 18:00 | 0.60811 | 0.2308 | 450106
2016-02-17 19:00 | 0.59894 | 0.2312 | 446675
2016-02-17 20:00 | 0.60017 | 0.23314 | 445132
2016-02-17 21:00 | 0.59589 | 0.23498 | 447514
2016-02-17 22:00 | 0.53129 | 0.31297 | 455731
2016-02-17 23:00 | 0.31349 | 0.641 | 471276
2016-02-18 | 0.040353 | 0.84739 | 483727
2016-02-18 01:00 | 2.12e-06 | 0.89042 | 485158
2016-02-18 02:00 | 0 | 0.87464 | 476973
2016-02-18 03:00 | 0 | 0.8614 | 459573
2016-02-18 04:00 | 0 | 0.85247 | 437201
2016-02-18 05:00 | 0 | 0.84925 | 418285
2016-02-18 06:00 | 0 | 0.83874 | 406299
2016-02-18 07:00 | 0 | 0.83329 | 399315
2016-02-18 08:00 | 0 | 0.8282 | 397681
2016-02-18 09:00 | 0 | 0.81143 | 401207
2016-02-18 10:00 | 0 | 0.79842 | 416327
2016-02-18 11:00 | 0 | 0.7972 | 450344
2016-02-18 12:00 | 0 | 0.79744 | 478649
2016-02-18 13:00 | 0.0016234 | 0.7778 | 482466
2016-02-18 14:00 | 0.21137 | 0.73827 | 475884
2016-02-18 15:00 | 0.48207 | 0.6967 | 468614
2016-02-18 16:00 | 0.59065 | 0.70343 | 460316
2016-02-18 17:00 | 0.62385 | 0.72943 | 452277
2016-02-18 18:00 | 0.61255 | 0.75529 | 446581
2016-02-18 19:00 | 0.61073 | 0.75887 | 442689
2016-02-18 20:00 | 0.62363 | 0.75753 | 440034
2016-02-18 21:00 | 0.64081 | 0.74611 | 441636
2016-02-18 22:00 | 0.61644 | 0.76724 | 450288
2016-02-18 23:00 | 0.43761 | 0.82593 | 467437
2016-02-19 | 0.083605 | 0.88626 | 480110
2016-02-19 01:00 | 2.53e-05 | 0.90281 | 482106
2016-02-19 02:00 | 0 | 0.89683 | 474395
2016-02-19 03:00 | 0 | 0.89291 | 457282
2016-02-19 04:00 | 0 | 0.86965 | 434122
2016-02-19 05:00 | 0 | 0.85415 | 414536
2016-02-19 06:00 | 0 | 0.86097 | 402028
2016-02-19 07:00 | 0 | 0.88955 | 393397
2016-02-19 08:00 | 0 | 0.89835 | 389054
2016-02-19 09:00 | 0 | 0.90359 | 391710
2016-02-19 10:00 | 0 | 0.90462 | 405420
2016-02-19 11:00 | 0 | 0.89659 | 435170
2016-02-19 12:00 | 0 | 0.873 | 460531
2016-02-19 13:00 | 0.0019306 | 0.81677 | 463967
2016-02-19 14:00 | 0.18789 | 0.67116 | 460831
2016-02-19 15:00 | 0.53753 | 0.6327 | 457400
2016-02-19 16:00 | 0.6343 | 0.65647 | 450971
2016-02-19 17:00 | 0.63918 | 0.64995 | 444834
2016-02-19 18:00 | 0.61411 | 0.633 | 439677
2016-02-19 19:00 | 0.59515 | 0.62606 | 436715
2016-02-19 20:00 | 0.59357 | 0.63371 | 434312
2016-02-19 21:00 | 0.58499 | 0.64376 | 433831
2016-02-19 22:00 | 0.54817 | 0.6537 | 438853
2016-02-19 23:00 | 0.39976 | 0.68417 | 448325
2016-02-20 | 0.074991 | 0.71793 | 453703
2016-02-20 01:00 | 2.15e-05 | 0.75698 | 450837
2016-02-20 02:00 | 0 | 0.79702 | 442242
2016-02-20 03:00 | 0 | 0.83228 | 427846
2016-02-20 04:00 | 0 | 0.83984 | 408070
2016-02-20 05:00 | 0 | 0.84091 | 388577
2016-02-20 06:00 | 0 | 0.83655 | 373572
2016-02-20 07:00 | 0 | 0.82752 | 362627
2016-02-20 08:00 | 0 | 0.8155 | 356552
2016-02-20 09:00 | 0 | 0.79374 | 354018
2016-02-20 10:00 | 0 | 0.76041 | 356351
2016-02-20 11:00 | 0 | 0.72046 | 365919
2016-02-20 12:00 | 0 | 0.68947 | 377725
2016-02-20 13:00 | 0.0016052 | 0.61941 | 389961
2016-02-20 14:00 | 0.21637 | 0.35655 | 399954
2016-02-20 15:00 | 0.61128 | 0.28664 | 403739
2016-02-20 16:00 | 0.7016 | 0.3236 | 402616
2016-02-20 17:00 | 0.6968 | 0.34896 | 399046
2016-02-20 18:00 | 0.67334 | 0.34619 | 394304
2016-02-20 19:00 | 0.65746 | 0.33641 | 389180
2016-02-20 20:00 | 0.66044 | 0.32727 | 385273
2016-02-20 21:00 | 0.66803 | 0.318 | 384806
2016-02-20 22:00 | 0.6349 | 0.33392 | 389641
2016-02-20 23:00 | 0.43684 | 0.4303 | 402422
2016-02-21 | 0.082912 | 0.51905 | 410711
2016-02-21 01:00 | 2.53e-05 | 0.55646 | 410144
2016-02-21 02:00 | 0 | 0.55212 | 404838
2016-02-21 03:00 | 0 | 0.53006 | 393889
2016-02-21 04:00 | 0 | 0.49486 | 378380
2016-02-21 05:00 | 0 | 0.46245 | 362368
2016-02-21 06:00 | 0 | 0.4468 | 349945
2016-02-21 07:00 | 0 | 0.44479 | 340082
2016-02-21 08:00 | 0 | 0.44664 | 334957
2016-02-21 09:00 | 0 | 0.44335 | 332892
2016-02-21 10:00 | 0 | 0.43507 | 334852
2016-02-21 11:00 | 0 | 0.41836 | 341609
2016-02-21 12:00 | 0 | 0.39597 | 351690
2016-02-21 13:00 | 0.00066425 | 0.35657 | 363583
2016-02-21 14:00 | 0.17233 | 0.25185 | 376732
2016-02-21 15:00 | 0.55304 | 0.31201 | 383921
2016-02-21 16:00 | 0.6514 | 0.36739 | 387634
2016-02-21 17:00 | 0.65268 | 0.35576 | 389435
2016-02-21 18:00 | 0.64192 | 0.33435 | 388620
2016-02-21 19:00 | 0.63409 | 0.31173 | 386747
2016-02-21 20:00 | 0.64215 | 0.28968 | 386428
2016-02-21 21:00 | 0.65355 | 0.26372 | 389231
2016-02-21 22:00 | 0.64633 | 0.24126 | 397837
2016-02-21 23:00 | 0.47783 | 0.27826 | 412587
2016-02-22 | 0.10501 | 0.34612 | 424634
2016-02-22 01:00 | 4.55e-05 | 0.36785 | 425052
2016-02-22 02:00 | 0 | 0.36706 | 417877
2016-02-22 03:00 | 0 | 0.36449 | 403748
2016-02-22 04:00 | 0 | 0.35946 | 384325
2016-02-22 05:00 | 0 | 0.35475 | 366010
2016-02-22 06:00 | 0 | 0.3474 | 353139
2016-02-22 07:00 | 0 | 0.33938 | 344882
2016-02-22 08:00 | 0 | 0.32434 | 341726
2016-02-22 09:00 | 0 | 0.30533 | 345837
2016-02-22 10:00 | 0 | 0.28545 | 360995
2016-02-22 11:00 | 0 | 0.2678 | 392795
2016-02-22 12:00 | 0 | 0.25152 | 421725
2016-02-22 13:00 | 0.0029146 | 0.21483 | 434072
2016-02-22 14:00 | 0.20023 | 0.14198 | 439407
2016-02-22 15:00 | 0.54054 | 0.161 | 442540
2016-02-22 16:00 | 0.63999 | 0.17317 | 441350
2016-02-22 17:00 | 0.64359 | 0.16663 | 438115
2016-02-22 18:00 | 0.62638 | 0.16094 | 435252
2016-02-22 19:00 | 0.60822 | 0.15944 | 432459
2016-02-22 20:00 | 0.60079 | 0.16323 | 429886
2016-02-22 21:00 | 0.58399 | 0.16997 | 431668
2016-02-22 22:00 | 0.53987 | 0.18209 | 438908
2016-02-22 23:00 | 0.4036 | 0.24466 | 455125
2016-02-23 | 0.10985 | 0.36577 | 466325
2016-02-23 01:00 | 5.76e-05 | 0.44171 | 465317
2016-02-23 02:00 | 0 | 0.4674 | 455231
2016-02-23 03:00 | 0 | 0.46412 | 436595
2016-02-23 04:00 | 0 | 0.44654 | 412301
2016-02-23 05:00 | 0 | 0.43414 | 391289
2016-02-23 06:00 | 0 | 0.43261 | 376473
2016-02-23 07:00 | 0 | 0.42927 | 366921
2016-02-23 08:00 | 0 | 0.42795 | 362150
2016-02-23 09:00 | 0 | 0.43042 | 364236
2016-02-23 10:00 | 0 | 0.43214 | 377442
2016-02-23 11:00 | 0 | 0.43464 | 409522
2016-02-23 12:00 | 0 | 0.43697 | 437217
2016-02-23 13:00 | 0.0026094 | 0.42543 | 448790
2016-02-23 14:00 | 0.17769 | 0.39697 | 455082
2016-02-23 15:00 | 0.54662 | 0.56016 | 459144
2016-02-23 16:00 | 0.63629 | 0.63515 | 458114
2016-02-23 17:00 | 0.65532 | 0.66489 | 455547
2016-02-23 18:00 | 0.65051 | 0.68352 | 453357
2016-02-23 19:00 | 0.63955 | 0.69824 | 450352
2016-02-23 20:00 | 0.64209 | 0.71037 | 448235
2016-02-23 21:00 | 0.64131 | 0.71767 | 450200
2016-02-23 22:00 | 0.60461 | 0.70845 | 457914
2016-02-23 23:00 | 0.43198 | 0.7262 | 470990
2016-02-24 | 0.0969 | 0.71499 | 480005
2016-02-24 01:00 | 5.68e-05 | 0.66784 | 478026
2016-02-24 02:00 | 0 | 0.62773 | 467177
2016-02-24 03:00 | 0 | 0.58732 | 446539
2016-02-24 04:00 | 0 | 0.55674 | 422370
2016-02-24 05:00 | 0 | 0.5462 | 400870
2016-02-24 06:00 | 0 | 0.5486 | 385872
2016-02-24 07:00 | 0 | 0.55246 | 376535
2016-02-24 08:00 | 0 | 0.55432 | 371637
2016-02-24 09:00 | 0 | 0.55789 | 373087
2016-02-24 10:00 | 0 | 0.56095 | 385851
2016-02-24 11:00 | 0 | 0.56488 | 417203
2016-02-24 12:00 | 0 | 0.57041 | 446997
2016-02-24 13:00 | 0.0045241 | 0.51548 | 458516
2016-02-24 14:00 | 0.30463 | 0.37907 | 463168
2016-02-24 15:00 | 0.69962 | 0.44229 | 466375
2016-02-24 16:00 | 0.77056 | 0.50475 | 465391
2016-02-24 17:00 | 0.76624 | 0.50756 | 460966
2016-02-24 18:00 | 0.74524 | 0.52162 | 456504
2016-02-24 19:00 | 0.73283 | 0.5447 | 451870
2016-02-24 20:00 | 0.74079 | 0.56646 | 447422
2016-02-24 21:00 | 0.74905 | 0.5841 | 447402
2016-02-24 22:00 | 0.71637 | 0.57276 | 453275
2016-02-24 23:00 | 0.50358 | 0.61463 | 464896
2016-02-25 | 0.11625 | 0.6566 | 474305
2016-02-25 01:00 | 8.43e-05 | 0.64999 | 473808
2016-02-25 02:00 | 0 | 0.64191 | 464981
2016-02-25 03:00 | 0 | 0.62346 | 447005
2016-02-25 04:00 | 0 | 0.60309 | 423778
2016-02-25 05:00 | 0 | 0.59281 | 403872
2016-02-25 06:00 | 0 | 0.58557 | 390676
2016-02-25 07:00 | 0 | 0.57362 | 382205
2016-02-25 08:00 | 0 | 0.55513 | 378974
2016-02-25 09:00 | 0 | 0.53973 | 382788
2016-02-25 10:00 | 0 | 0.51995 | 397613
2016-02-25 11:00 | 0 | 0.50338 | 430734
2016-02-25 12:00 | 0 | 0.48682 | 460048
2016-02-25 13:00 | 0.0048374 | 0.41681 | 469454
2016-02-25 14:00 | 0.3015 | 0.41208 | 469941
2016-02-25 15:00 | 0.74503 | 0.45488 | 468999
2016-02-25 16:00 | 0.79328 | 0.41654 | 464064
2016-02-25 17:00 | 0.76873 | 0.3723 | 457790
2016-02-25 18:00 | 0.74328 | 0.33872 | 452895
2016-02-25 19:00 | 0.73018 | 0.31463 | 449327
2016-02-25 20:00 | 0.73902 | 0.29455 | 447423
2016-02-25 21:00 | 0.75365 | 0.27167 | 449033
2016-02-25 22:00 | 0.71445 | 0.23887 | 456517
2016-02-25 23:00 | 0.52666 | 0.25191 | 472070
2016-02-26 | 0.13037 | 0.29397 | 484445
2016-02-26 01:00 | 0.00010386 | 0.30126 | 486525
2016-02-26 02:00 | 0 | 0.31797 | 478144
2016-02-26 03:00 | 0 | 0.33916 | 462233
2016-02-26 04:00 | 0 | 0.35834 | 440294
2016-02-26 05:00 | 0 | 0.38404 | 420829
2016-02-26 06:00 | 0 | 0.41788 | 408908
2016-02-26 07:00 | 0 | 0.45873 | 401981
2016-02-26 08:00 | 0 | 0.49424 | 400044
2016-02-26 09:00 | 0 | 0.51585 | 404325
2016-02-26 10:00 | 0 | 0.5255 | 419789
2016-02-26 11:00 | 0 | 0.53076 | 453147
2016-02-26 12:00 | 0 | 0.53814 | 480966
2016-02-26 13:00 | 0.0069838 | 0.49674 | 487257
2016-02-26 14:00 | 0.32198 | 0.27597 | 482161
2016-02-26 15:00 | 0.71269 | 0.21464 | 474541
2016-02-26 16:00 | 0.7594 | 0.28233 | 465184
2016-02-26 17:00 | 0.74525 | 0.33875 | 454966
2016-02-26 18:00 | 0.72149 | 0.36449 | 445971
2016-02-26 19:00 | 0.70704 | 0.37188 | 439126
2016-02-26 20:00 | 0.71249 | 0.36316 | 434190
2016-02-26 21:00 | 0.71958 | 0.33078 | 433274
2016-02-26 22:00 | 0.6795 | 0.32679 | 439688
2016-02-26 23:00 | 0.47314 | 0.36419 | 454068
2016-02-27 | 0.098538 | 0.38189 | 467219
2016-02-27 01:00 | 0.00010387 | 0.43499 | 470275
2016-02-27 02:00 | 0 | 0.50489 | 466084
2016-02-27 03:00 | 0 | 0.588 | 454694
2016-02-27 04:00 | 0 | 0.65866 | 437593
2016-02-27 05:00 | 0 | 0.71614 | 420905
2016-02-27 06:00 | 0 | 0.75541 | 409881
2016-02-27 07:00 | 0 | 0.78457 | 403439
2016-02-27 08:00 | 0 | 0.81025 | 400110
2016-02-27 09:00 | 0 | 0.83286 | 401585
2016-02-27 10:00 | 0 | 0.84499 | 407285
2016-02-27 11:00 | 0 | 0.84287 | 421811
2016-02-27 12:00 | 0 | 0.83206 | 436914
2016-02-27 13:00 | 0.0069439 | 0.74614 | 443577
2016-02-27 14:00 | 0.29149 | 0.43352 | 440303
2016-02-27 15:00 | 0.64338 | 0.27007 | 431766
2016-02-27 16:00 | 0.71663 | 0.29397 | 421204
2016-02-27 17:00 | 0.71566 | 0.43592 | 410971
2016-02-27 18:00 | 0.69975 | 0.53128 | 401316
2016-02-27 19:00 | 0.6898 | 0.59549 | 394032
2016-02-27 20:00 | 0.69573 | 0.64147 | 388994
2016-02-27 21:00 | 0.70188 | 0.6874 | 388726
2016-02-27 22:00 | 0.66525 | 0.74388 | 393736
2016-02-27 23:00 | 0.48935 | 0.8128 | 408718
2016-02-28 | 0.12828 | 0.85703 | 423181
2016-02-28 01:00 | 0.00016284 | 0.86879 | 427036
2016-02-28 02:00 | 0 | 0.87416 | 425059
2016-02-28 03:00 | 0 | 0.87849 | 416833
2016-02-28 04:00 | 0 | 0.88532 | 402937
2016-02-28 05:00 | 0 | 0.88952 | 389520
2016-02-28 06:00 | 0 | 0.89071 | 379015
2016-02-28 07:00 | 0 | 0.8905 | 372201
2016-02-28 08:00 | 0 | 0.88599 | 368586
2016-02-28 09:00 | 0 | 0.87592 | 368931
2016-02-28 10:00 | 0 | 0.86094 | 373265
2016-02-28 11:00 | 0 | 0.85289 | 382121
2016-02-28 12:00 | 0 | 0.84023 | 392248
2016-02-28 13:00 | 0.0083156 | 0.79132 | 397171
2016-02-28 14:00 | 0.31137 | 0.66929 | 396002
2016-02-28 15:00 | 0.67714 | 0.72539 | 390876
2016-02-28 16:00 | 0.71907 | 0.76213 | 385642
2016-02-28 17:00 | 0.70968 | 0.75833 | 380965
2016-02-28 18:00 | 0.69026 | 0.74201 | 377464
2016-02-28 19:00 | 0.67505 | 0.73659 | 374184
2016-02-28 20:00 | 0.67299 | 0.73326 | 372997
2016-02-28 21:00 | 0.66586 | 0.70501 | 375600
2016-02-28 22:00 | 0.60258 | 0.64132 | 384629
2016-02-28 23:00 | 0.43005 | 0.62651 | 401421
2016-02-29 | 0.08868 | 0.64719 | 416582
2016-02-29 01:00 | 0.00017062 | 0.65153 | 419648
2016-02-29 02:00 | 0 | 0.65281 | 412789
2016-02-29 03:00 | 0 | 0.65692 | 398731
2016-02-29 04:00 | 0 | 0.67951 | 379684
2016-02-29 05:00 | 0 | 0.70158 | 363692
2016-02-29 06:00 | 0 | 0.72264 | 350896
2016-02-29 07:00 | 0 | 0.7454 | 343233
2016-02-29 08:00 | 0 | 0.76001 | 341224
2016-02-29 09:00 | 0 | 0.75925 | 345544
2016-02-29 10:00 | 0 | 0.75573 | 362124
2016-02-29 11:00 | 0 | 0.74565 | 395627
2016-02-29 12:00 | 0 | 0.72079 | 424567
2016-02-29 13:00 | 0.011068 | 0.62191 | 433075
2016-02-29 14:00 | 0.31062 | 0.42238 | 435615
2016-02-29 15:00 | 0.66122 | 0.39712 | 436352
2016-02-29 16:00 | 0.74251 | 0.50056 | 434270
2016-02-29 17:00 | 0.72572 | 0.50536 | 430284
2016-02-29 18:00 | 0.70109 | 0.50216 | 426871
2016-02-29 19:00 | 0.68375 | 0.5006 | 424041
2016-02-29 20:00 | 0.68707 | 0.50173 | 421577
2016-02-29 21:00 | 0.68967 | 0.50467 | 422147
2016-02-29 22:00 | 0.65922 | 0.51481 | 427406
2016-02-29 23:00 | 0.49693 | 0.55946 | 440807
2016-03-01 | 0.14834 | 0.58388 | 454975
2016-03-01 01:00 | 0.00027336 | 0.57558 | 454940
2016-03-01 02:00 | 0 | 0.55832 | 443646
2016-03-01 03:00 | 0 | 0.5445 | 424940
2016-03-01 04:00 | 0 | 0.53209 | 402448
2016-03-01 05:00 | 0 | 0.52255 | 382522
2016-03-01 06:00 | 0 | 0.52232 | 369140
2016-03-01 07:00 | 0 | 0.51991 | 360103
2016-03-01 08:00 | 0 | 0.52154 | 356976
2016-03-01 09:00 | 0 | 0.53426 | 359428
2016-03-01 10:00 | 0 | 0.53129 | 373689
2016-03-01 11:00 | 0 | 0.51145 | 405395
2016-03-01 12:00 | 0 | 0.48986 | 430326
2016-03-01 13:00 | 0.013582 | 0.4271 | 435727
2016-03-01 14:00 | 0.3183 | 0.35675 | 436321
2016-03-01 15:00 | 0.5953 | 0.3779 | 437031
2016-03-01 16:00 | 0.68232 | 0.39201 | 436038
2016-03-01 17:00 | 0.70652 | 0.39571 | 434122
2016-03-01 18:00 | 0.69679 | 0.39266 | 434041
2016-03-01 19:00 | 0.68991 | 0.37842 | 433074
2016-03-01 20:00 | 0.69897 | 0.35352 | 432861
2016-03-01 21:00 | 0.70387 | 0.31603 | 434932
2016-03-01 22:00 | 0.66356 | 0.26863 | 441207
2016-03-01 23:00 | 0.50046 | 0.23539 | 453833
2016-03-02 | 0.17454 | 0.24019 | 465032
2016-03-02 01:00 | 0.00036465 | 0.24835 | 465282
2016-03-02 02:00 | 0 | 0.27101 | 454570
2016-03-02 03:00 | 0 | 0.30663 | 436355
2016-03-02 04:00 | 0 | 0.35842 | 412434
2016-03-02 05:00 | 0 | 0.41323 | 392239
2016-03-02 06:00 | 0 | 0.44989 | 377688
2016-03-02 07:00 | 0 | 0.4702 | 367874
2016-03-02 08:00 | 0 | 0.47886 | 363047
2016-03-02 09:00 | 0 | 0.478 | 366611
2016-03-02 10:00 | 0 | 0.46446 | 380785
2016-03-02 11:00 | 0 | 0.45256 | 413576
2016-03-02 12:00 | 0 | 0.4539 | 442641
2016-03-02 13:00 | 0.015171 | 0.40452 | 453351
2016-03-02 14:00 | 0.32078 | 0.31838 | 455991
2016-03-02 15:00 | 0.69585 | 0.41422 | 456455
2016-03-02 16:00 | 0.75547 | 0.50799 | 452835
2016-03-02 17:00 | 0.75079 | 0.54616 | 447782
2016-03-02 18:00 | 0.73449 | 0.56388 | 444000
2016-03-02 19:00 | 0.72475 | 0.57092 | 440889
2016-03-02 20:00 | 0.73487 | 0.57002 | 440393
2016-03-02 21:00 | 0.74342 | 0.56405 | 441612
2016-03-02 22:00 | 0.71857 | 0.56639 | 448869
2016-03-02 23:00 | 0.5534 | 0.59965 | 464980
2016-03-03 | 0.15227 | 0.625 | 480343
2016-03-03 01:00 | 0.0004093 | 0.609 | 482244
2016-03-03 02:00 | 0 | 0.57198 | 473944
2016-03-03 03:00 | 0 | 0.54019 | 455696
2016-03-03 04:00 | 0 | 0.52002 | 432467
2016-03-03 05:00 | 0 | 0.50982 | 412330
2016-03-03 06:00 | 0 | 0.50247 | 398057
2016-03-03 07:00 | 0 | 0.49222 | 389473
2016-03-03 08:00 | 0 | 0.4817 | 385904
2016-03-03 09:00 | 0 | 0.48107 | 389188
2016-03-03 10:00 | 0 | 0.4902 | 403284
2016-03-03 11:00 | 0 | 0.49532 | 434864
2016-03-03 12:00 | 0 | 0.49876 | 459002
2016-03-03 13:00 | 0.016355 | 0.44477 | 463654
2016-03-03 14:00 | 0.325 | 0.34566 | 463675
2016-03-03 15:00 | 0.59313 | 0.39275 | 462773
2016-03-03 16:00 | 0.67571 | 0.38575 | 459966
2016-03-03 17:00 | 0.68917 | 0.35021 | 456789
2016-03-03 18:00 | 0.67777 | 0.3067 | 455812
2016-03-03 19:00 | 0.66652 | 0.25906 | 455296
2016-03-03 20:00 | 0.66286 | 0.22095 | 455980
2016-03-03 21:00 | 0.63859 | 0.19557 | 459774
2016-03-03 22:00 | 0.56746 | 0.17767 | 466502
2016-03-03 23:00 | 0.39444 | 0.21691 | 478087
2016-03-04 | 0.097077 | 0.31127 | 485246
2016-03-04 01:00 | 0.00032331 | 0.38484 | 483854
2016-03-04 02:00 | 0 | 0.45299 | 472650
2016-03-04 03:00 | 0 | 0.49522 | 453614
2016-03-04 04:00 | 0 | 0.50977 | 429518
2016-03-04 05:00 | 0 | 0.51477 | 409097
2016-03-04 06:00 | 0 | 0.5239 | 395777
2016-03-04 07:00 | 0 | 0.53861 | 386963
2016-03-04 08:00 | 0 | 0.55789 | 382446
2016-03-04 09:00 | 0 | 0.57368 | 383930
2016-03-04 10:00 | 0 | 0.57383 | 396378
2016-03-04 11:00 | 0 | 0.57409 | 426195
2016-03-04 12:00 | 0 | 0.57992 | 452772
2016-03-04 13:00 | 0.017892 | 0.53719 | 463137
2016-03-04 14:00 | 0.26039 | 0.36407 | 466733
2016-03-04 15:00 | 0.59569 | 0.40608 | 467077
2016-03-04 16:00 | 0.68657 | 0.53805 | 464285
2016-03-04 17:00 | 0.6915 | 0.55854 | 456607
2016-03-04 18:00 | 0.67894 | 0.55545 | 452165
2016-03-04 19:00 | 0.66754 | 0.55162 | 448207
2016-03-04 20:00 | 0.66682 | 0.53537 | 444972
2016-03-04 21:00 | 0.65922 | 0.50808 | 444497
2016-03-04 22:00 | 0.6078 | 0.47839 | 447234
2016-03-04 23:00 | 0.43735 | 0.53046 | 454889
2016-03-05 | 0.099581 | 0.56033 | 462545
2016-03-05 01:00 | 0.00032005 | 0.54565 | 459738
2016-03-05 02:00 | 0 | 0.52722 | 454048
2016-03-05 03:00 | 0 | 0.52041 | 439985
2016-03-05 04:00 | 0 | 0.51932 | 419916
2016-03-05 05:00 | 0 | 0.51617 | 402308
2016-03-05 06:00 | 0 | 0.5067 | 389789
2016-03-05 07:00 | 0 | 0.49704 | 381883
2016-03-05 08:00 | 0 | 0.49422 | 378361
2016-03-05 09:00 | 0 | 0.49515 | 378804
2016-03-05 10:00 | 0 | 0.496 | 383622
2016-03-05 11:00 | 0 | 0.49973 | 394733
2016-03-05 12:00 | 0 | 0.5 | 407767
2016-03-05 13:00 | 0.02156 | 0.42061 | 417596
2016-03-05 14:00 | 0.24185 | 0.24805 | 421215
2016-03-05 15:00 | 0.46205 | 0.19881 | 420620
2016-03-05 16:00 | 0.58059 | 0.25817 | 416121
2016-03-05 17:00 | 0.62313 | 0.30439 | 411893
2016-03-05 18:00 | 0.61844 | 0.35021 | 407135
2016-03-05 19:00 | 0.60977 | 0.39505 | 404596
2016-03-05 20:00 | 0.60092 | 0.43605 | 402744
2016-03-05 21:00 | 0.56867 | 0.46878 | 403627
2016-03-05 22:00 | 0.49368 | 0.50718 | 407156
2016-03-05 23:00 | 0.34638 | 0.63955 | 417186
2016-03-06 | 0.10813 | 0.77788 | 426981
2016-03-06 01:00 | 0.00043813 | 0.84754 | 428558
2016-03-06 02:00 | 0 | 0.88186 | 423457
2016-03-06 03:00 | 0 | 0.89827 | 411547
2016-03-06 04:00 | 0 | 0.90357 | 394847
2016-03-06 05:00 | 0 | 0.89415 | 378337
2016-03-06 06:00 | 0 | 0.87503 | 366804
2016-03-06 07:00 | 0 | 0.85714 | 360173
2016-03-06 08:00 | 0 | 0.83991 | 356411
2016-03-06 09:00 | 0 | 0.81631 | 356415
2016-03-06 10:00 | 0 | 0.79942 | 359048
2016-03-06 11:00 | 0 | 0.78555 | 366646
2016-03-06 12:00 | 0 | 0.76689 | 377600
2016-03-06 13:00 | 0.012564 | 0.69357 | 387619
2016-03-06 14:00 | 0.223 | 0.53517 | 393836
2016-03-06 15:00 | 0.44764 | 0.55467 | 394051
2016-03-06 16:00 | 0.55687 | 0.57661 | 391527
2016-03-06 17:00 | 0.59909 | 0.57009 | 389677
2016-03-06 18:00 | 0.59583 | 0.56033 | 387230
2016-03-06 19:00 | 0.58601 | 0.55098 | 385165
2016-03-06 20:00 | 0.5781 | 0.54249 | 383511
2016-03-06 21:00 | 0.55602 | 0.54443 | 386144
2016-03-06 22:00 | 0.50173 | 0.57363 | 392608
2016-03-06 23:00 | 0.38527 | 0.64149 | 408579
2016-03-07 | 0.16462 | 0.73341 | 426425
2016-03-07 01:00 | 0.0010416 | 0.78697 | 431649
2016-03-07 02:00 | 0 | 0.80707 | 424435
2016-03-07 03:00 | 0 | 0.82729 | 410688
2016-03-07 04:00 | 0 | 0.83935 | 391731
2016-03-07 05:00 | 0 | 0.84236 | 376348
2016-03-07 06:00 | 0 | 0.8414 | 366160
2016-03-07 07:00 | 0 | 0.82628 | 359939
2016-03-07 08:00 | 0 | 0.79901 | 357960
2016-03-07 09:00 | 0 | 0.76515 | 361536
2016-03-07 10:00 | 0 | 0.72701 | 376711
2016-03-07 11:00 | 0 | 0.6951 | 408344
2016-03-07 12:00 | 0 | 0.67113 | 431451
2016-03-07 13:00 | 0.019554 | 0.5943 | 436012
2016-03-07 14:00 | 0.30863 | 0.4626 | 435209
2016-03-07 15:00 | 0.54963 | 0.49391 | 434992
2016-03-07 16:00 | 0.60862 | 0.54858 | 433605
2016-03-07 17:00 | 0.62413 | 0.57858 | 430155
2016-03-07 18:00 | 0.62308 | 0.61818 | 428360
2016-03-07 19:00 | 0.61226 | 0.65254 | 425749
2016-03-07 20:00 | 0.59811 | 0.67169 | 423283
2016-03-07 21:00 | 0.56513 | 0.6879 | 422736
2016-03-07 22:00 | 0.4939 | 0.71609 | 425027
2016-03-07 23:00 | 0.34072 | 0.77075 | 436129
2016-03-08 | 0.090513 | 0.81871 | 448796
2016-03-08 01:00 | 0.0014342 | 0.82269 | 447563
2016-03-08 02:00 | 0 | 0.81372 | 436677
2016-03-08 03:00 | 0 | 0.80182 | 418531
2016-03-08 04:00 | 0 | 0.79768 | 395467
2016-03-08 05:00 | 0 | 0.79517 | 374281
2016-03-08 06:00 | 0 | 0.77881 | 359069
2016-03-08 07:00 | 0 | 0.75392 | 349145
2016-03-08 08:00 | 0 | 0.72808 | 344267
2016-03-08 09:00 | 0 | 0.69188 | 346924
2016-03-08 10:00 | 0 | 0.66283 | 358915
2016-03-08 11:00 | 0 | 0.6516 | 387430
2016-03-08 12:00 | 0 | 0.64095 | 411254
2016-03-08 13:00 | 0.012863 | 0.57122 | 419161
2016-03-08 14:00 | 0.28662 | 0.51668 | 423336
2016-03-08 15:00 | 0.65305 | 0.4932 | 425877
2016-03-08 16:00 | 0.73069 | 0.46071 | 426409
2016-03-08 17:00 | 0.72194 | 0.43015 | 424840
2016-03-08 18:00 | 0.69411 | 0.39341 | 424108
2016-03-08 19:00 | 0.66443 | 0.3597 | 423858
2016-03-08 20:00 | 0.64728 | 0.33191 | 422736
2016-03-08 21:00 | 0.6189 | 0.30501 | 422784
2016-03-08 22:00 | 0.55776 | 0.27568 | 424813
2016-03-08 23:00 | 0.40434 | 0.26612 | 433883
2016-03-09 | 0.14053 | 0.29469 | 446635
2016-03-09 01:00 | 0.0014756 | 0.30049 | 445107
2016-03-09 02:00 | 0 | 0.30375 | 432794
2016-03-09 03:00 | 0 | 0.28354 | 413765
2016-03-09 04:00 | 0 | 0.25857 | 389747
2016-03-09 05:00 | 0 | 0.24289 | 367798
2016-03-09 06:00 | 0 | 0.23872 | 350590
2016-03-09 07:00 | 0 | 0.24768 | 339505
2016-03-09 08:00 | 0 | 0.26021 | 334541
2016-03-09 09:00 | 0 | 0.25881 | 336101
2016-03-09 10:00 | 0 | 0.24657 | 349279
2016-03-09 11:00 | 0 | 0.23764 | 375362
2016-03-09 12:00 | 0 | 0.23323 | 399305
2016-03-09 13:00 | 0.011514 | 0.20235 | 409712
2016-03-09 14:00 | 0.28552 | 0.11868 | 415738
2016-03-09 15:00 | 0.59084 | 0.11202 | 420814
2016-03-09 16:00 | 0.68958 | 0.12356 | 423758
2016-03-09 17:00 | 0.70124 | 0.1237 | 424288
2016-03-09 18:00 | 0.69276 | 0.12236 | 424566
2016-03-09 19:00 | 0.68544 | 0.12047 | 424719
2016-03-09 20:00 | 0.69318 | 0.11803 | 423876
2016-03-09 21:00 | 0.69429 | 0.11464 | 424493
2016-03-09 22:00 | 0.65583 | 0.10655 | 426869
2016-03-09 23:00 | 0.49617 | 0.12155 | 436308
2016-03-10 | 0.15133 | 0.17848 | 446277
2016-03-10 01:00 | 0.0023676 | 0.23702 | 443311
2016-03-10 02:00 | 0 | 0.26584 | 431802
2016-03-10 03:00 | 0 | 0.26749 | 412417
2016-03-10 04:00 | 0 | 0.25269 | 387558
2016-03-10 05:00 | 0 | 0.24017 | 365298
2016-03-10 06:00 | 0 | 0.23896 | 348775
2016-03-10 07:00 | 0 | 0.25117 | 337334
2016-03-10 08:00 | 0 | 0.27829 | 331475
2016-03-10 09:00 | 0 | 0.30185 | 332082
2016-03-10 10:00 | 0 | 0.32349 | 344103
2016-03-10 11:00 | 0 | 0.34407 | 368195
2016-03-10 12:00 | 0 | 0.35951 | 393405
2016-03-10 13:00 | 0.020343 | 0.31902 | 406887
2016-03-10 14:00 | 0.36801 | 0.20313 | 416430
2016-03-10 15:00 | 0.74127 | 0.22176 | 424084
2016-03-10 16:00 | 0.78971 | 0.25564 | 427335
2016-03-10 17:00 | 0.77965 | 0.28914 | 428866
2016-03-10 18:00 | 0.7604 | 0.2969 | 430572
2016-03-10 19:00 | 0.74595 | 0.29418 | 431701
2016-03-10 20:00 | 0.74951 | 0.28411 | 432151
2016-03-10 21:00 | 0.75264 | 0.26793 | 433016
2016-03-10 22:00 | 0.7182 | 0.24692 | 434635
2016-03-10 23:00 | 0.55873 | 0.30665 | 440543
2016-03-11 | 0.17782 | 0.44743 | 448569
2016-03-11 01:00 | 0.0028766 | 0.56792 | 447010
2016-03-11 02:00 | 0 | 0.63819 | 436255
2016-03-11 03:00 | 0 | 0.68979 | 417010
2016-03-11 04:00 | 0 | 0.72062 | 392696
2016-03-11 05:00 | 0 | 0.73362 | 371586
2016-03-11 06:00 | 0 | 0.73718 | 354663
2016-03-11 07:00 | 0 | 0.74358 | 342633
2016-03-11 08:00 | 0 | 0.73419 | 336132
2016-03-11 09:00 | 0 | 0.71302 | 336078
2016-03-11 10:00 | 0 | 0.69687 | 345496
2016-03-11 11:00 | 0 | 0.67986 | 370252
2016-03-11 12:00 | 0 | 0.65794 | 395329
2016-03-11 13:00 | 0.027537 | 0.5264 | 409015
2016-03-11 14:00 | 0.35266 | 0.29915 | 417633
2016-03-11 15:00 | 0.54686 | 0.29885 | 424674
2016-03-11 16:00 | 0.59149 | 0.41632 | 429006
2016-03-11 17:00 | 0.61403 | 0.43081 | 429653
2016-03-11 18:00 | 0.62307 | 0.42286 | 429771
2016-03-11 19:00 | 0.61885 | 0.41301 | 429113
2016-03-11 20:00 | 0.61023 | 0.39996 | 426720
2016-03-11 21:00 | 0.58518 | 0.38128 | 424934
2016-03-11 22:00 | 0.52168 | 0.37134 | 422823
2016-03-11 23:00 | 0.375 | 0.42437 | 424991
2016-03-12 | 0.11124 | 0.53096 | 430809
2016-03-12 01:00 | 0.0025135 | 0.61701 | 428644
2016-03-12 02:00 | 0 | 0.66482 | 417666
2016-03-12 03:00 | 0 | 0.67416 | 404957
2016-03-12 04:00 | 0 | 0.6676 | 382164
2016-03-12 05:00 | 0 | 0.65249 | 364958
2016-03-12 06:00 | 0 | 0.62334 | 350331
2016-03-12 07:00 | 0 | 0.58365 | 338382
2016-03-12 08:00 | 0 | 0.54438 | 331415
2016-03-12 09:00 | 0 | 0.51009 | 328871
2016-03-12 10:00 | 0 | 0.48058 | 331181
2016-03-12 11:00 | 0 | 0.4569 | 337640
2016-03-12 12:00 | 0 | 0.44758 | 348302
2016-03-12 13:00 | 0.023242 | 0.36409 | 362752
2016-03-12 14:00 | 0.32009 | 0.2262 | 377676
2016-03-12 15:00 | 0.64697 | 0.21573 | 388255
2016-03-12 16:00 | 0.73455 | 0.3161 | 393475
2016-03-12 17:00 | 0.74591 | 0.37515 | 394458
2016-03-12 18:00 | 0.73438 | 0.39995 | 393388
2016-03-12 19:00 | 0.72344 | 0.41762 | 391365
2016-03-12 20:00 | 0.72624 | 0.43593 | 390385
2016-03-12 21:00 | 0.72403 | 0.46079 | 390775
2016-03-12 22:00 | 0.68047 | 0.50617 | 392732
2016-03-12 23:00 | 0.54183 | 0.58661 | 399719
2016-03-13 | 0.1955 | 0.70168 | 407436
2016-03-13 01:00 | 0.0037235 | 0.73542 | 406516
2016-03-13 02:00 | 0 | 0.72832 | 398876
2016-03-13 03:00 | 0 | 0.71238 | 386291
2016-03-13 04:00 | 0 | 0.69139 | 368389
2016-03-13 05:00 | 0 | 0.67363 | 351061
2016-03-13 06:00 | 0 | 0.65319 | 337314
2016-03-13 07:00 | 0 | 0.63266 | 327141
2016-03-13 08:00 | 0 | 0.60946 | 320515
2016-03-13 09:00 | 0 | 0.59104 | 318901
2016-03-13 10:00 | 0 | 0.57662 | 322082
2016-03-13 11:00 | 0 | 0.56483 | 327898
2016-03-13 12:00 | 0 | 0.5569 | 336578
2016-03-13 13:00 | 0.038929 | 0.48819 | 349873
2016-03-13 14:00 | 0.38529 | 0.34702 | 364303
2016-03-13 15:00 | 0.64333 | 0.39527 | 374745
2016-03-13 16:00 | 0.69867 | 0.45426 | 383345
2016-03-13 17:00 | 0.70543 | 0.4422 | 389604
2016-03-13 18:00 | 0.69184 | 0.41204 | 392033
2016-03-13 19:00 | 0.67866 | 0.37987 | 392600
2016-03-13 20:00 | 0.67323 | 0.34786 | 394457
2016-03-13 21:00 | 0.6546 | 0.31132 | 398498
2016-03-13 22:00 | 0.60037 | 0.27136 | 402033
2016-03-13 23:00 | 0.43451 | 0.27713 | 407399
2016-03-14 | 0.14794 | 0.31482 | 415290
2016-03-14 01:00 | 0.0027356 | 0.30293 | 416415
2016-03-14 02:00 | 0 | 0.29092 | 404724
2016-03-14 03:00 | 0 | 0.29471 | 385037
2016-03-14 04:00 | 0 | 0.328 | 361989
2016-03-14 05:00 | 0 | 0.37479 | 343022
2016-03-14 06:00 | 0 | 0.42008 | 331889
2016-03-14 07:00 | 0 | 0.45851 | 325049
2016-03-14 08:00 | 0 | 0.48875 | 326183
2016-03-14 09:00 | 0 | 0.49678 | 338931
2016-03-14 10:00 | 0 | 0.48907 | 362356
2016-03-14 11:00 | 0 | 0.47805 | 391876
2016-03-14 12:00 | 0 | 0.4737 | 409185
2016-03-14 13:00 | 0.053779 | 0.4269 | 420455
2016-03-14 14:00 | 0.43357 | 0.27303 | 429944
2016-03-14 15:00 | 0.69362 | 0.29614 | 437125
2016-03-14 16:00 | 0.75528 | 0.40314 | 440561
2016-03-14 17:00 | 0.75408 | 0.4741 | 443657
2016-03-14 18:00 | 0.74156 | 0.52224 | 446603
2016-03-14 19:00 | 0.73278 | 0.56116 | 448872
2016-03-14 20:00 | 0.73783 | 0.58736 | 450737
2016-03-14 21:00 | 0.74096 | 0.60931 | 452592
2016-03-14 22:00 | 0.70591 | 0.63172 | 452529
2016-03-14 23:00 | 0.56412 | 0.71782 | 452786
2016-03-15 | 0.24784 | 0.78369 | 455067
2016-03-15 01:00 | 0.0061384 | 0.82067 | 447983
2016-03-15 02:00 | 0 | 0.83519 | 428966
2016-03-15 03:00 | 0 | 0.83807 | 406413
2016-03-15 04:00 | 0 | 0.82654 | 382353
2016-03-15 05:00 | 0 | 0.82008 | 362173
2016-03-15 06:00 | 0 | 0.81076 | 348585
2016-03-15 07:00 | 0 | 0.79627 | 339980
2016-03-15 08:00 | 0 | 0.78189 | 339086
2016-03-15 09:00 | 0 | 0.77934 | 347259
2016-03-15 10:00 | 0 | 0.77455 | 373132
2016-03-15 11:00 | 0 | 0.77782 | 400253
2016-03-15 12:00 | 0 | 0.7734 | 413051
2016-03-15 13:00 | 0.053515 | 0.6574 | 421080
2016-03-15 14:00 | 0.47503 | 0.60562 | 429798
2016-03-15 15:00 | 0.73549 | 0.74608 | 434747
2016-03-15 16:00 | 0.7801 | 0.77564 | 438744
2016-03-15 17:00 | 0.77681 | 0.79015 | 442489
2016-03-15 18:00 | 0.76364 | 0.79969 | 445272
2016-03-15 19:00 | 0.75486 | 0.81184 | 447216
2016-03-15 20:00 | 0.758 | 0.82153 | 450355
2016-03-15 21:00 | 0.74916 | 0.8125 | 453096
2016-03-15 22:00 | 0.70144 | 0.77998 | 451827
2016-03-15 23:00 | 0.55984 | 0.74618 | 453300
2016-03-16 | 0.24383 | 0.76933 | 457078
2016-03-16 01:00 | 0.0086333 | 0.7697 | 450176
2016-03-16 02:00 | 0 | 0.75443 | 429895
2016-03-16 03:00 | 0 | 0.73482 | 405990
2016-03-16 04:00 | 0 | 0.71702 | 381536
2016-03-16 05:00 | 0 | 0.70932 | 362804
2016-03-16 06:00 | 0 | 0.70321 | 348463
2016-03-16 07:00 | 0 | 0.69643 | 340052
2016-03-16 08:00 | 0 | 0.69303 | 338483
2016-03-16 09:00 | 0 | 0.69117 | 347356
2016-03-16 10:00 | 0 | 0.68905 | 373130
2016-03-16 11:00 | 0 | 0.68594 | 399637
2016-03-16 12:00 | 0 | 0.677 | 411341
2016-03-16 13:00 | 0.05746 | 0.53087 | 418427
2016-03-16 14:00 | 0.47333 | 0.45518 | 426785
2016-03-16 15:00 | 0.79082 | 0.59434 | 430950
2016-03-16 16:00 | 0.82335 | 0.64398 | 433247
2016-03-16 17:00 | 0.81053 | 0.6515 | 436321
2016-03-16 18:00 | 0.79263 | 0.65144 | 440033
2016-03-16 19:00 | 0.77978 | 0.65346 | 441359
2016-03-16 20:00 | 0.78613 | 0.66255 | 442901
2016-03-16 21:00 | 0.78933 | 0.66644 | 445026
2016-03-16 22:00 | 0.75862 | 0.66123 | 443029
2016-03-16 23:00 | 0.60435 | 0.66257 | 444337
2016-03-17 | 0.2644 | 0.7068 | 450102
2016-03-17 01:00 | 0.0085605 | 0.74223 | 443752
2016-03-17 02:00 | 0 | 0.74649 | 425098
2016-03-17 03:00 | 0 | 0.71685 | 401834
2016-03-17 04:00 | 0 | 0.6628 | 379767
2016-03-17 05:00 | 0 | 0.61791 | 360361
2016-03-17 06:00 | 0 | 0.58389 | 347411
2016-03-17 07:00 | 0 | 0.56232 | 339963
2016-03-17 08:00 | 0 | 0.5424 | 339724
2016-03-17 09:00 | 0 | 0.52689 | 349694
2016-03-17 10:00 | 0 | 0.52401 | 376622
2016-03-17 11:00 | 0 | 0.51729 | 404862
2016-03-17 12:00 | 0 | 0.50015 | 416193
2016-03-17 13:00 | 0.099731 | 0.3482 | 422526
2016-03-17 14:00 | 0.47875 | 0.33009 | 428195
2016-03-17 15:00 | 0.79725 | 0.39627 | 431071
2016-03-17 16:00 | 0.82237 | 0.42243 | 431928
2016-03-17 17:00 | 0.80911 | 0.42359 | 433473
2016-03-17 18:00 | 0.79026 | 0.42043 | 433891
2016-03-17 19:00 | 0.77655 | 0.42063 | 433058
2016-03-17 20:00 | 0.78154 | 0.42222 | 432969
2016-03-17 21:00 | 0.78272 | 0.42391 | 433016
2016-03-17 22:00 | 0.748 | 0.42424 | 431528
2016-03-17 23:00 | 0.59449 | 0.43865 | 434635
2016-03-18 | 0.27421 | 0.49087 | 442171
2016-03-18 01:00 | 0.011316 | 0.51785 | 436010
2016-03-18 02:00 | 0 | 0.52282 | 419733
2016-03-18 03:00 | 0 | 0.51717 | 399149
2016-03-18 04:00 | 0 | 0.49515 | 378574
2016-03-18 05:00 | 0 | 0.4512 | 361172
2016-03-18 06:00 | 0 | 0.40726 | 348755
2016-03-18 07:00 | 0 | 0.37703 | 341577
2016-03-18 08:00 | 0 | 0.36461 | 341671
2016-03-18 09:00 | 0 | 0.35825 | 352041
2016-03-18 10:00 | 0 | 0.35313 | 378131
2016-03-18 11:00 | 0 | 0.34973 | 405393
2016-03-18 12:00 | 0 | 0.34107 | 416764
2016-03-18 13:00 | 0.072862 | 0.32077 | 422899
2016-03-18 14:00 | 0.43518 | 0.39003 | 428495
2016-03-18 15:00 | 0.75057 | 0.40952 | 430735
2016-03-18 16:00 | 0.79603 | 0.40156 | 430355
2016-03-18 17:00 | 0.80112 | 0.39095 | 430978
2016-03-18 18:00 | 0.79018 | 0.38826 | 430776
2016-03-18 19:00 | 0.78163 | 0.39922 | 429869
2016-03-18 20:00 | 0.79105 | 0.42106 | 427879
2016-03-18 21:00 | 0.79668 | 0.44126 | 426015
2016-03-18 22:00 | 0.76915 | 0.45503 | 423443
2016-03-18 23:00 | 0.62519 | 0.46091 | 426392
2016-03-19 | 0.27656 | 0.46484 | 431619
2016-03-19 01:00 | 0.012481 | 0.44399 | 426822
2016-03-19 02:00 | 0 | 0.41875 | 415031
2016-03-19 03:00 | 0 | 0.39998 | 397357
2016-03-19 04:00 | 0 | 0.37616 | 378153
2016-03-19 05:00 | 0 | 0.35257 | 362685
2016-03-19 06:00 | 0 | 0.33756 | 350609
2016-03-19 07:00 | 0 | 0.32685 | 342841
2016-03-19 08:00 | 0 | 0.32 | 340170
2016-03-19 09:00 | 0 | 0.31336 | 342388
2016-03-19 10:00 | 0 | 0.31341 | 351318
2016-03-19 11:00 | 0 | 0.31294 | 364242
2016-03-19 12:00 | 0 | 0.30395 | 379072
2016-03-19 13:00 | 0.11509 | 0.23649 | 393999
2016-03-19 14:00 | 0.4876 | 0.28939 | 404444
2016-03-19 15:00 | 0.77915 | 0.30229 | 407591
2016-03-19 16:00 | 0.81643 | 0.29401 | 406100
2016-03-19 17:00 | 0.81595 | 0.29552 | 401953
2016-03-19 18:00 | 0.79944 | 0.30878 | 396743
2016-03-19 19:00 | 0.78565 | 0.32631 | 392100
2016-03-19 20:00 | 0.78846 | 0.34131 | 390815
2016-03-19 21:00 | 0.78527 | 0.35024 | 392401
2016-03-19 22:00 | 0.74493 | 0.34812 | 394474
2016-03-19 23:00 | 0.57647 | 0.33534 | 401004
2016-03-20 | 0.25255 | 0.40094 | 411271
2016-03-20 01:00 | 0.013666 | 0.46782 | 411596
2016-03-20 02:00 | 0 | 0.46235 | 403284
2016-03-20 03:00 | 0 | 0.43094 | 390083
2016-03-20 04:00 | 0 | 0.39478 | 375309
2016-03-20 05:00 | 0 | 0.37225 | 362490
2016-03-20 06:00 | 0 | 0.3551 | 352719
2016-03-20 07:00 | 0 | 0.34449 | 346932
2016-03-20 08:00 | 0 | 0.3403 | 344382
2016-03-20 09:00 | 0 | 0.33353 | 347241
2016-03-20 10:00 | 0 | 0.32019 | 354367
2016-03-20 11:00 | 0 | 0.30562 | 366569
2016-03-20 12:00 | 0 | 0.27782 | 380362
2016-03-20 13:00 | 0.10565 | 0.1628 | 392900
2016-03-20 14:00 | 0.47482 | 0.13865 | 399596
2016-03-20 15:00 | 0.7565 | 0.11809 | 400534
2016-03-20 16:00 | 0.82762 | 0.10343 | 400810
2016-03-20 17:00 | 0.82344 | 0.088605 | 400102
2016-03-20 18:00 | 0.80854 | 0.080349 | 397444
2016-03-20 19:00 | 0.7974 | 0.078568 | 395478
2016-03-20 20:00 | 0.8028 | 0.079986 | 395877
2016-03-20 21:00 | 0.80291 | 0.080602 | 399662
2016-03-20 22:00 | 0.77442 | 0.076762 | 405572
2016-03-20 23:00 | 0.62439 | 0.10153 | 416082
2016-03-21 | 0.28832 | 0.2049 | 427870
2016-03-21 01:00 | 0.013208 | 0.37275 | 429768
2016-03-21 02:00 | 0 | 0.51933 | 419224
2016-03-21 03:00 | 0 | 0.60119 | 404100
2016-03-21 04:00 | 0 | 0.65206 | 386926
2016-03-21 05:00 | 0 | 0.67689 | 374439
2016-03-21 06:00 | 0 | 0.68924 | 366584
2016-03-21 07:00 | 0 | 0.70114 | 363565
2016-03-21 08:00 | 0 | 0.70856 | 367334
2016-03-21 09:00 | 0 | 0.69639 | 382061
2016-03-21 10:00 | 0 | 0.67715 | 414117
2016-03-21 11:00 | 0 | 0.66263 | 446242
2016-03-21 12:00 | 0 | 0.63804 | 459193
2016-03-21 13:00 | 0.084603 | 0.45243 | 458799
2016-03-21 14:00 | 0.47507 | 0.3878 | 454396
2016-03-21 15:00 | 0.67852 | 0.5317 | 448158
2016-03-21 16:00 | 0.73233 | 0.56957 | 440472
2016-03-21 17:00 | 0.73682 | 0.60291 | 433201
2016-03-21 18:00 | 0.72393 | 0.62105 | 426170
2016-03-21 19:00 | 0.71196 | 0.62974 | 420613
2016-03-21 20:00 | 0.70515 | 0.6337 | 417130
2016-03-21 21:00 | 0.68263 | 0.64065 | 417140
2016-03-21 22:00 | 0.61868 | 0.65108 | 419473
2016-03-21 23:00 | 0.48144 | 0.72125 | 429597
2016-03-22 | 0.20562 | 0.80819 | 443841
2016-03-22 01:00 | 0.013768 | 0.82556 | 443516
2016-03-22 02:00 | 0 | 0.80536 | 429343
2016-03-22 03:00 | 0 | 0.77631 | 409902
2016-03-22 04:00 | 0 | 0.75002 | 391147
2016-03-22 05:00 | 0 | 0.72676 | 378205
2016-03-22 06:00 | 0 | 0.71103 | 369958
2016-03-22 07:00 | 0 | 0.69644 | 367249
2016-03-22 08:00 | 0 | 0.67779 | 370148
2016-03-22 09:00 | 0 | 0.64854 | 384088
2016-03-22 10:00 | 0 | 0.62374 | 415444
2016-03-22 11:00 | 0 | 0.60372 | 444966
2016-03-22 12:00 | 0 | 0.58099 | 452497
2016-03-22 13:00 | 0.06923 | 0.48642 | 447072
2016-03-22 14:00 | 0.39707 | 0.41342 | 440164
2016-03-22 15:00 | 0.6225 | 0.40253 | 433376
2016-03-22 16:00 | 0.70842 | 0.42884 | 426274
2016-03-22 17:00 | 0.72425 | 0.44559 | 419962
2016-03-22 18:00 | 0.72324 | 0.45445 | 415490
2016-03-22 19:00 | 0.71969 | 0.472 | 410986
2016-03-22 20:00 | 0.72235 | 0.49698 | 408946
2016-03-22 21:00 | 0.7125 | 0.52396 | 409661
2016-03-22 22:00 | 0.65709 | 0.55496 | 411033
2016-03-22 23:00 | 0.54225 | 0.61616 | 417740
2016-03-23 | 0.27768 | 0.7139 | 429407
2016-03-23 01:00 | 0.024288 | 0.76447 | 427410
2016-03-23 02:00 | 0 | 0.77784 | 412169
2016-03-23 03:00 | 0 | 0.78309 | 392077
2016-03-23 04:00 | 0 | 0.78837 | 371435
2016-03-23 05:00 | 0 | 0.78503 | 355275
2016-03-23 06:00 | 0 | 0.77687 | 344743
2016-03-23 07:00 | 0 | 0.77337 | 338507
2016-03-23 08:00 | 0 | 0.77586 | 340284
2016-03-23 09:00 | 0 | 0.77125 | 351735
2016-03-23 10:00 | 0 | 0.7618 | 379557
2016-03-23 11:00 | 0 | 0.75988 | 406573
2016-03-23 12:00 | 9.67e-08 | 0.75883 | 417572
2016-03-23 13:00 | 0.097658 | 0.7442 | 420523
2016-03-23 14:00 | 0.43713 | 0.74006 | 423590
2016-03-23 15:00 | 0.69325 | 0.75738 | 423947
2016-03-23 16:00 | 0.78223 | 0.75533 | 421960
2016-03-23 17:00 | 0.78927 | 0.74865 | 421085
2016-03-23 18:00 | 0.7785 | 0.74016 | 420827
2016-03-23 19:00 | 0.76859 | 0.73868 | 420457
2016-03-23 20:00 | 0.77106 | 0.74345 | 421559
2016-03-23 21:00 | 0.76589 | 0.74666 | 423750
2016-03-23 22:00 | 0.73655 | 0.74369 | 424144
2016-03-23 23:00 | 0.61953 | 0.74081 | 428453
2016-03-24 | 0.35409 | 0.73479 | 436285
2016-03-24 01:00 | 0.02771 | 0.72463 | 431813
2016-03-24 02:00 | 0 | 0.70202 | 415184
2016-03-24 03:00 | 0 | 0.68986 | 393248
2016-03-24 04:00 | 0 | 0.69006 | 370780
2016-03-24 05:00 | 0 | 0.71397 | 353765
2016-03-24 06:00 | 0 | 0.74072 | 342199
2016-03-24 07:00 | 0 | 0.74874 | 335265
2016-03-24 08:00 | 0 | 0.74416 | 334414
2016-03-24 09:00 | 0 | 0.73375 | 344570
2016-03-24 10:00 | 0 | 0.71309 | 369985
2016-03-24 11:00 | 0 | 0.6831 | 397052
2016-03-24 12:00 | 2.26e-06 | 0.64913 | 410677
2016-03-24 13:00 | 0.12014 | 0.53282 | 417690
2016-03-24 14:00 | 0.51547 | 0.51032 | 424441
2016-03-24 15:00 | 0.81388 | 0.50454 | 426778
2016-03-24 16:00 | 0.85689 | 0.47485 | 426376
2016-03-24 17:00 | 0.85134 | 0.43961 | 425775
2016-03-24 18:00 | 0.83046 | 0.40342 | 424162
2016-03-24 19:00 | 0.81321 | 0.36747 | 422130
2016-03-24 20:00 | 0.81334 | 0.33007 | 421635
2016-03-24 21:00 | 0.8064 | 0.29549 | 422036
2016-03-24 22:00 | 0.76854 | 0.26655 | 421562
2016-03-24 23:00 | 0.64181 | 0.25429 | 424048
2016-03-25 | 0.33885 | 0.33479 | 429148
2016-03-25 01:00 | 0.029002 | 0.42032 | 426822
2016-03-25 02:00 | 0 | 0.49966 | 411393
2016-03-25 03:00 | 0 | 0.55927 | 391348
2016-03-25 04:00 | 0 | 0.58994 | 370618
2016-03-25 05:00 | 0 | 0.59172 | 353765
2016-03-25 06:00 | 0 | 0.57554 | 342034
2016-03-25 07:00 | 0 | 0.55317 | 335251
2016-03-25 08:00 | 0 | 0.53047 | 334299
2016-03-25 09:00 | 0 | 0.51296 | 340714
2016-03-25 10:00 | 0 | 0.50189 | 358380
2016-03-25 11:00 | 0 | 0.50086 | 380796
2016-03-25 12:00 | 4.3e-06 | 0.48732 | 397205
2016-03-25 13:00 | 0.10721 | 0.32589 | 410507
2016-03-25 14:00 | 0.50987 | 0.29951 | 419029
2016-03-25 15:00 | 0.74584 | 0.45695 | 420350
2016-03-25 16:00 | 0.78028 | 0.47915 | 417424
2016-03-25 17:00 | 0.78702 | 0.46711 | 413151
2016-03-25 18:00 | 0.77783 | 0.45696 | 409258
2016-03-25 19:00 | 0.76559 | 0.4523 | 405291
2016-03-25 20:00 | 0.76501 | 0.45435 | 402461
2016-03-25 21:00 | 0.75487 | 0.47036 | 401640
2016-03-25 22:00 | 0.71053 | 0.49718 | 399619
2016-03-25 23:00 | 0.59164 | 0.55468 | 400658
2016-03-26 | 0.32189 | 0.64549 | 407842
2016-03-26 01:00 | 0.030742 | 0.66823 | 406429
2016-03-26 02:00 | 0 | 0.66325 | 396327
2016-03-26 03:00 | 0 | 0.64395 | 381589
2016-03-26 04:00 | 0 | 0.60896 | 365218
2016-03-26 05:00 | 0 | 0.57102 | 350691
2016-03-26 06:00 | 0 | 0.53582 | 340886
2016-03-26 07:00 | 0 | 0.50615 | 333906
2016-03-26 08:00 | 0 | 0.48604 | 331611
2016-03-26 09:00 | 0 | 0.46936 | 334220
2016-03-26 10:00 | 0 | 0.45182 | 342424
2016-03-26 11:00 | 0 | 0.43857 | 354664
2016-03-26 12:00 | 1.08e-05 | 0.40699 | 369423
2016-03-26 13:00 | 0.099074 | 0.34338 | 382245
2016-03-26 14:00 | 0.48158 | 0.35949 | 389687
2016-03-26 15:00 | 0.75002 | 0.35343 | 391379
2016-03-26 16:00 | 0.78258 | 0.31691 | 389794
2016-03-26 17:00 | 0.7895 | 0.27984 | 385681
2016-03-26 18:00 | 0.77981 | 0.25716 | 381045
2016-03-26 19:00 | 0.76697 | 0.24441 | 378689
2016-03-26 20:00 | 0.76149 | 0.2371 | 378613
2016-03-26 21:00 | 0.74797 | 0.23025 | 380015
2016-03-26 22:00 | 0.70987 | 0.2299 | 382175
2016-03-26 23:00 | 0.59783 | 0.254 | 387402
2016-03-27 | 0.34871 | 0.34118 | 397354
2016-03-27 01:00 | 0.032405 | 0.39886 | 397754
2016-03-27 02:00 | 0 | 0.42624 | 389218
2016-03-27 03:00 | 0 | 0.4471 | 375683
2016-03-27 04:00 | 0 | 0.45505 | 359203
2016-03-27 05:00 | 0 | 0.46959 | 343173
2016-03-27 06:00 | 0 | 0.48635 | 331201
2016-03-27 07:00 | 0 | 0.49493 | 323577
2016-03-27 08:00 | 0 | 0.50239 | 320006
2016-03-27 09:00 | 0 | 0.50656 | 321002
2016-03-27 10:00 | 0 | 0.5027 | 326695
2016-03-27 11:00 | 0 | 0.48262 | 335550
2016-03-27 12:00 | 1.96e-05 | 0.44359 | 350038
2016-03-27 13:00 | 0.17421 | 0.2946 | 364893
2016-03-27 14:00 | 0.53376 | 0.22449 | 373526
2016-03-27 15:00 | 0.75593 | 0.22582 | 376118
2016-03-27 16:00 | 0.82464 | 0.20706 | 376696
2016-03-27 17:00 | 0.83248 | 0.18389 | 374050
2016-03-27 18:00 | 0.81661 | 0.17155 | 369424
2016-03-27 19:00 | 0.80371 | 0.1685 | 366593
2016-03-27 20:00 | 0.80266 | 0.1712 | 365917
2016-03-27 21:00 | 0.79372 | 0.17163 | 366194
2016-03-27 22:00 | 0.75906 | 0.16203 | 369738
2016-03-27 23:00 | 0.6291 | 0.14563 | 378549
2016-03-28 | 0.33293 | 0.17874 | 389831
2016-03-28 01:00 | 0.027293 | 0.26863 | 391812
2016-03-28 02:00 | 0 | 0.39423 | 382930
2016-03-28 03:00 | 0 | 0.51946 | 368065
2016-03-28 04:00 | 0 | 0.61095 | 350485
2016-03-28 05:00 | 0 | 0.65118 | 337077
2016-03-28 06:00 | 0 | 0.66844 | 328173
2016-03-28 07:00 | 0 | 0.667 | 323301
2016-03-28 08:00 | 0 | 0.65077 | 324491
2016-03-28 09:00 | 0 | 0.61352 | 337024
2016-03-28 10:00 | 0 | 0.57211 | 363343
2016-03-28 11:00 | 0 | 0.53721 | 392770
2016-03-28 12:00 | 3.59e-05 | 0.49832 | 410892
2016-03-28 13:00 | 0.15934 | 0.28412 | 421543
2016-03-28 14:00 | 0.45115 | 0.16615 | 429601
2016-03-28 15:00 | 0.62947 | 0.25324 | 432761
2016-03-28 16:00 | 0.67901 | 0.3432 | 432650
2016-03-28 17:00 | 0.69209 | 0.36358 | 432249
2016-03-28 18:00 | 0.68845 | 0.36643 | 431364
2016-03-28 19:00 | 0.67649 | 0.37254 | 429831
2016-03-28 20:00 | 0.66255 | 0.38502 | 428490
2016-03-28 21:00 | 0.63301 | 0.40629 | 429216
2016-03-28 22:00 | 0.57622 | 0.44064 | 428639
2016-03-28 23:00 | 0.45245 | 0.53313 | 430926
2016-03-29 | 0.22162 | 0.72946 | 437328
2016-03-29 01:00 | 0.025598 | 0.81475 | 433906
2016-03-29 02:00 | 0 | 0.84275 | 417820
2016-03-29 03:00 | 0 | 0.84903 | 396910
2016-03-29 04:00 | 0 | 0.83263 | 375069
2016-03-29 05:00 | 0 | 0.80619 | 359006
2016-03-29 06:00 | 0 | 0.77068 | 348076
2016-03-29 07:00 | 0 | 0.72998 | 342509
2016-03-29 08:00 | 0 | 0.69392 | 342496
2016-03-29 09:00 | 0 | 0.66328 | 353594
2016-03-29 10:00 | 0 | 0.64833 | 381057
2016-03-29 11:00 | 0 | 0.6392 | 409016
2016-03-29 12:00 | 2.38e-05 | 0.61178 | 421276
2016-03-29 13:00 | 0.11542 | 0.44337 | 426116
2016-03-29 14:00 | 0.42148 | 0.4269 | 430112
2016-03-29 15:00 | 0.63324 | 0.57523 | 429882
2016-03-29 16:00 | 0.69179 | 0.62286 | 426445
2016-03-29 17:00 | 0.7061 | 0.65843 | 423530
2016-03-29 18:00 | 0.6982 | 0.68548 | 419707
2016-03-29 19:00 | 0.68492 | 0.70206 | 414668
2016-03-29 20:00 | 0.66905 | 0.7107 | 411618
2016-03-29 21:00 | 0.63515 | 0.71961 | 410978
2016-03-29 22:00 | 0.55425 | 0.74026 | 411659
2016-03-29 23:00 | 0.4037 | 0.76524 | 416763
2016-03-30 | 0.21613 | 0.77773 | 428876
2016-03-30 01:00 | 0.028195 | 0.77974 | 426869
2016-03-30 02:00 | 0 | 0.7737 | 411229
2016-03-30 03:00 | 0 | 0.76011 | 391943
2016-03-30 04:00 | 0 | 0.73758 | 373299
2016-03-30 05:00 | 0 | 0.71201 | 358903
2016-03-30 06:00 | 0 | 0.68761 | 348692
2016-03-30 07:00 | 0 | 0.65931 | 343985
2016-03-30 08:00 | 0 | 0.64154 | 345324
2016-03-30 09:00 | 0 | 0.63297 | 354962
2016-03-30 10:00 | 0 | 0.63587 | 382679
2016-03-30 11:00 | 0 | 0.63763 | 409373
2016-03-30 12:00 | 2.25e-05 | 0.62837 | 419980
2016-03-30 13:00 | 0.11639 | 0.51875 | 423396
2016-03-30 14:00 | 0.4599 | 0.48637 | 425989
2016-03-30 15:00 | 0.70717 | 0.50785 | 425878
2016-03-30 16:00 | 0.7562 | 0.53168 | 423641
2016-03-30 17:00 | 0.75533 | 0.5393 | 422023
2016-03-30 18:00 | 0.74534 | 0.54699 | 419795
2016-03-30 19:00 | 0.73461 | 0.54985 | 420096
2016-03-30 20:00 | 0.73137 | 0.55505 | 419362
2016-03-30 21:00 | 0.71963 | 0.56184 | 420230
2016-03-30 22:00 | 0.68629 | 0.5592 | 421131
2016-03-30 23:00 | 0.57512 | 0.56433 | 425611
2016-03-31 | 0.33737 | 0.60333 | 434380
2016-03-31 01:00 | 0.048423 | 0.61564 | 429456
2016-03-31 02:00 | 0 | 0.61699 | 412312
2016-03-31 03:00 | 0 | 0.62069 | 392062
2016-03-31 04:00 | 0 | 0.62931 | 370608
2016-03-31 05:00 | 0 | 0.63467 | 354013
2016-03-31 06:00 | 0 | 0.63147 | 341985
2016-03-31 07:00 | 0 | 0.61948 | 334931
2016-03-31 08:00 | 0 | 0.61723 | 334585
2016-03-31 09:00 | 0 | 0.60244 | 343135
2016-03-31 10:00 | 0 | 0.58083 | 366257
2016-03-31 11:00 | 0 | 0.56716 | 392250
2016-03-31 12:00 | 8.57e-05 | 0.54355 | 405935
2016-03-31 13:00 | 0.17681 | 0.48078 | 415097
2016-03-31 14:00 | 0.51824 | 0.55387 | 424306
2016-03-31 15:00 | 0.7487 | 0.57016 | 429177
2016-03-31 16:00 | 0.80985 | 0.57258 | 430678
2016-03-31 17:00 | 0.80772 | 0.57002 | 432261
2016-03-31 18:00 | 0.78671 | 0.56939 | 433513
2016-03-31 19:00 | 0.76381 | 0.57165 | 433019
2016-03-31 20:00 | 0.74799 | 0.57893 | 433947
2016-03-31 21:00 | 0.7194 | 0.58571 | 435573
2016-03-31 22:00 | 0.65811 | 0.59 | 434337
2016-03-31 23:00 | 0.53924 | 0.58517 | 435426
2016-04-01 | 0.31714 | 0.5966 | 439296
2016-04-01 01:00 | 0.051001 | 0.65921 | 434590
2016-04-01 02:00 | 1.72e-07 | 0.67166 | 417220
2016-04-01 03:00 | 0 | 0.65244 | 396361
2016-04-01 04:00 | 0 | 0.63952 | 373765
2016-04-01 05:00 | 0 | 0.62403 | 355606
2016-04-01 06:00 | 0 | 0.60046 | 342598
2016-04-01 07:00 | 0 | 0.5832 | 334101
2016-04-01 08:00 | 0 | 0.56041 | 332912
2016-04-01 09:00 | 0 | 0.54163 | 340789
2016-04-01 10:00 | 0 | 0.53431 | 363022
2016-04-01 11:00 | 0 | 0.52717 | 389519
2016-04-01 12:00 | 2.88e-05 | 0.48394 | 404981
2016-04-01 13:00 | 0.11849 | 0.42564 | 416209
2016-04-01 14:00 | 0.50643 | 0.53191 | 425683
2016-04-01 15:00 | 0.71205 | 0.55328 | 430139
2016-04-01 16:00 | 0.80358 | 0.53229 | 430453
2016-04-01 17:00 | 0.80649 | 0.52367 | 429766
2016-04-01 18:00 | 0.79711 | 0.53685 | 427550
2016-04-01 19:00 | 0.78676 | 0.57278 | 424573
2016-04-01 20:00 | 0.79112 | 0.6198 | 421807
2016-04-01 21:00 | 0.79026 | 0.65705 | 419340
2016-04-01 22:00 | 0.76968 | 0.661 | 415624
2016-04-01 23:00 | 0.66955 | 0.61496 | 414611
2016-04-02 | 0.43002 | 0.58274 | 419217
2016-04-02 01:00 | 0.057277 | 0.61196 | 416423
2016-04-02 02:00 | 4.28e-07 | 0.6101 | 404928
2016-04-02 03:00 | 0 | 0.62194 | 388010
2016-04-02 04:00 | 0 | 0.63792 | 368271
2016-04-02 05:00 | 0 | 0.64176 | 353021
2016-04-02 06:00 | 0 | 0.64462 | 341050
2016-04-02 07:00 | 0 | 0.65186 | 332783
2016-04-02 08:00 | 0 | 0.66623 | 329988
2016-04-02 09:00 | 0 | 0.68346 | 333243
2016-04-02 10:00 | 0 | 0.70578 | 342208
2016-04-02 11:00 | 0 | 0.72345 | 355236
2016-04-02 12:00 | 0.00010103 | 0.70906 | 369959
2016-04-02 13:00 | 0.17573 | 0.4925 | 384596
2016-04-02 14:00 | 0.59396 | 0.37497 | 393724
2016-04-02 15:00 | 0.78576 | 0.42251 | 396754
2016-04-02 16:00 | 0.87259 | 0.47457 | 394001
2016-04-02 17:00 | 0.8741 | 0.45233 | 389895
2016-04-02 18:00 | 0.8589 | 0.41807 | 385511
2016-04-02 19:00 | 0.84832 | 0.3895 | 381717
2016-04-02 20:00 | 0.85337 | 0.37077 | 380927
2016-04-02 21:00 | 0.85416 | 0.35297 | 382002
2016-04-02 22:00 | 0.82824 | 0.33309 | 383591
2016-04-02 23:00 | 0.71102 | 0.29737 | 388056
2016-04-03 | 0.42536 | 0.32238 | 397214
2016-04-03 01:00 | 0.055891 | 0.38622 | 399248
2016-04-03 02:00 | 7.32e-08 | 0.47334 | 390446
2016-04-03 03:00 | 0 | 0.58523 | 377150
2016-04-03 04:00 | 0 | 0.72924 | 361280
2016-04-03 05:00 | 0 | 0.81261 | 347844
2016-04-03 06:00 | 0 | 0.8602 | 338151
2016-04-03 07:00 | 0 | 0.88614 | 332824
2016-04-03 08:00 | 0 | 0.89528 | 331348
2016-04-03 09:00 | 0 | 0.88984 | 333588
2016-04-03 10:00 | 0 | 0.87702 | 341431
2016-04-03 11:00 | 0 | 0.86846 | 351983
2016-04-03 12:00 | 9.98e-05 | 0.83597 | 364633
2016-04-03 13:00 | 0.17905 | 0.57106 | 374386
2016-04-03 14:00 | 0.56789 | 0.42557 | 378868
2016-04-03 15:00 | 0.74745 | 0.56184 | 378196
2016-04-03 16:00 | 0.84739 | 0.65207 | 377267
2016-04-03 17:00 | 0.84977 | 0.6765 | 375638
2016-04-03 18:00 | 0.83207 | 0.68132 | 373692
2016-04-03 19:00 | 0.81972 | 0.68431 | 372138
2016-04-03 20:00 | 0.82077 | 0.68366 | 374893
2016-04-03 21:00 | 0.81629 | 0.68391 | 380097
2016-04-03 22:00 | 0.77984 | 0.67603 | 386300
2016-04-03 23:00 | 0.65318 | 0.67566 | 393963
2016-04-04 | 0.38197 | 0.70953 | 405691
2016-04-04 01:00 | 0.048543 | 0.75585 | 406544
2016-04-04 02:00 | 2.43e-06 | 0.75368 | 393610
2016-04-04 03:00 | 0 | 0.71619 | 376446
2016-04-04 04:00 | 0 | 0.65417 | 357190
2016-04-04 05:00 | 0 | 0.58642 | 342504
2016-04-04 06:00 | 0 | 0.53003 | 332944
2016-04-04 07:00 | 0 | 0.48581 | 327624
2016-04-04 08:00 | 0 | 0.45391 | 328757
2016-04-04 09:00 | 0 | 0.42258 | 342155
2016-04-04 10:00 | 0 | 0.40122 | 371782
2016-04-04 11:00 | 0 | 0.39269 | 399995
2016-04-04 12:00 | 0.00010661 | 0.34851 | 411957
2016-04-04 13:00 | 0.22007 | 0.19413 | 417396
2016-04-04 14:00 | 0.51159 | 0.12219 | 422326
2016-04-04 15:00 | 0.70158 | 0.13833 | 424961
2016-04-04 16:00 | 0.79367 | 0.15075 | 426317
2016-04-04 17:00 | 0.80543 | 0.14297 | 428527
2016-04-04 18:00 | 0.79267 | 0.14008 | 430624
2016-04-04 19:00 | 0.78025 | 0.14504 | 432786
2016-04-04 20:00 | 0.77527 | 0.15647 | 436918
2016-04-04 21:00 | 0.75925 | 0.17012 | 441503
2016-04-04 22:00 | 0.70977 | 0.19388 | 444042
2016-04-04 23:00 | 0.59772 | 0.26271 | 445816
2016-04-05 | 0.35436 | 0.53783 | 451312
2016-04-05 01:00 | 0.058307 | 0.72267 | 446412
2016-04-05 02:00 | 4.72e-06 | 0.80118 | 427575
2016-04-05 03:00 | 0 | 0.83682 | 404221
2016-04-05 04:00 | 0 | 0.85382 | 382051
2016-04-05 05:00 | 0 | 0.85653 | 364334
2016-04-05 06:00 | 0 | 0.84564 | 352651
2016-04-05 07:00 | 0 | 0.82941 | 345982
2016-04-05 08:00 | 0 | 0.81685 | 346231
2016-04-05 09:00 | 0 | 0.79776 | 359065
2016-04-05 10:00 | 0 | 0.78683 | 388043
2016-04-05 11:00 | 0 | 0.78126 | 415330
2016-04-05 12:00 | 0.0001286 | 0.74126 | 425343
2016-04-05 13:00 | 0.20167 | 0.60423 | 429582
2016-04-05 14:00 | 0.55182 | 0.64645 | 433786
2016-04-05 15:00 | 0.74602 | 0.78578 | 434652
2016-04-05 16:00 | 0.83219 | 0.82691 | 433606
2016-04-05 17:00 | 0.82441 | 0.81718 | 433699
2016-04-05 18:00 | 0.80344 | 0.8147 | 433874
2016-04-05 19:00 | 0.78887 | 0.81738 | 434463
2016-04-05 20:00 | 0.78866 | 0.81742 | 436496
2016-04-05 21:00 | 0.78236 | 0.82444 | 440088
2016-04-05 22:00 | 0.74996 | 0.83566 | 442738
2016-04-05 23:00 | 0.63945 | 0.84208 | 446832
2016-04-06 | 0.3941 | 0.85733 | 457670
2016-04-06 01:00 | 0.062109 | 0.85712 | 455270
2016-04-06 02:00 | 8.92e-06 | 0.8534 | 437545
2016-04-06 03:00 | 0 | 0.8522 | 414687
2016-04-06 04:00 | 0 | 0.84169 | 394336
2016-04-06 05:00 | 0 | 0.82836 | 377399
2016-04-06 06:00 | 0 | 0.82141 | 365727
2016-04-06 07:00 | 0 | 0.81901 | 359665
2016-04-06 08:00 | 0 | 0.81459 | 359740
2016-04-06 09:00 | 0 | 0.8111 | 370546
2016-04-06 10:00 | 0 | 0.80653 | 398678
2016-04-06 11:00 | 0 | 0.80685 | 423477
2016-04-06 12:00 | 0.00015019 | 0.78205 | 429642
2016-04-06 13:00 | 0.21234 | 0.66023 | 430930
2016-04-06 14:00 | 0.5942 | 0.75148 | 432890
2016-04-06 15:00 | 0.7966 | 0.7839 | 432338
2016-04-06 16:00 | 0.86568 | 0.77144 | 430134
2016-04-06 17:00 | 0.87043 | 0.76529 | 429355
2016-04-06 18:00 | 0.85462 | 0.7634 | 429714
2016-04-06 19:00 | 0.84124 | 0.76361 | 429632
2016-04-06 20:00 | 0.84157 | 0.76229 | 432251
2016-04-06 21:00 | 0.83644 | 0.75296 | 435366
2016-04-06 22:00 | 0.80668 | 0.72749 | 438344
2016-04-06 23:00 | 0.68773 | 0.6696 | 443182
2016-04-07 | 0.41791 | 0.62558 | 448526
2016-04-07 01:00 | 0.058264 | 0.57415 | 443024
2016-04-07 02:00 | 9.22e-06 | 0.54059 | 424750
2016-04-07 03:00 | 0 | 0.54152 | 401619
2016-04-07 04:00 | 0 | 0.57265 | 378658
2016-04-07 05:00 | 0 | 0.61934 | 361094
2016-04-07 06:00 | 0 | 0.67869 | 348949
2016-04-07 07:00 | 0 | 0.71883 | 342122
2016-04-07 08:00 | 0 | 0.73334 | 341886
2016-04-07 09:00 | 0 | 0.74586 | 350117
2016-04-07 10:00 | 0 | 0.7553 | 376991
2016-04-07 11:00 | 0 | 0.75134 | 403392
2016-04-07 12:00 | 0.00018077 | 0.70288 | 414841
2016-04-07 13:00 | 0.18455 | 0.51539 | 421774
2016-04-07 14:00 | 0.45268 | 0.57038 | 428430
2016-04-07 15:00 | 0.61169 | 0.67892 | 431891
2016-04-07 16:00 | 0.69391 | 0.69699 | 433514
2016-04-07 17:00 | 0.71785 | 0.69419 | 435105
2016-04-07 18:00 | 0.71653 | 0.69293 | 436583
2016-04-07 19:00 | 0.70349 | 0.69456 | 438358
2016-04-07 20:00 | 0.69156 | 0.69829 | 441584
2016-04-07 21:00 | 0.66178 | 0.70206 | 444346
2016-04-07 22:00 | 0.59484 | 0.70377 | 443858
2016-04-07 23:00 | 0.46479 | 0.70405 | 443415
2016-04-08 | 0.26294 | 0.73273 | 447159
2016-04-08 01:00 | 0.034304 | 0.81498 | 442404
2016-04-08 02:00 | 6.17e-06 | 0.79935 | 424868
2016-04-08 03:00 | 0 | 0.74673 | 402749
2016-04-08 04:00 | 0 | 0.66113 | 380965
2016-04-08 05:00 | 0 | 0.57212 | 363625
2016-04-08 06:00 | 0 | 0.49886 | 351875
2016-04-08 07:00 | 0 | 0.45246 | 345250
2016-04-08 08:00 | 0 | 0.42976 | 345398
2016-04-08 09:00 | 0 | 0.41255 | 355321
2016-04-08 10:00 | 0 | 0.40299 | 380433
2016-04-08 11:00 | 0 | 0.40403 | 404672
2016-04-08 12:00 | 0.00019621 | 0.37346 | 414752
2016-04-08 13:00 | 0.13043 | 0.28726 | 420576
2016-04-08 14:00 | 0.32893 | 0.35974 | 426123
2016-04-08 15:00 | 0.47923 | 0.40847 | 429033
2016-04-08 16:00 | 0.56504 | 0.40638 | 428742
2016-04-08 17:00 | 0.60355 | 0.39529 | 428449
2016-04-08 18:00 | 0.60945 | 0.38606 | 428302
2016-04-08 19:00 | 0.60158 | 0.37855 | 426825
2016-04-08 20:00 | 0.58587 | 0.3712 | 426716
2016-04-08 21:00 | 0.54238 | 0.36412 | 426130
2016-04-08 22:00 | 0.47103 | 0.35499 | 423852
2016-04-08 23:00 | 0.34663 | 0.34678 | 422141
2016-04-09 | 0.18013 | 0.40102 | 427867
2016-04-09 01:00 | 0.017252 | 0.58222 | 426624
2016-04-09 02:00 | 9.18e-08 | 0.65128 | 415274
2016-04-09 03:00 | 0 | 0.6558 | 399143
2016-04-09 04:00 | 0 | 0.62961 | 381061
2016-04-09 05:00 | 0 | 0.60126 | 367048
2016-04-09 06:00 | 0 | 0.58213 | 356187
2016-04-09 07:00 | 0 | 0.56636 | 349844
2016-04-09 08:00 | 0 | 0.55456 | 347363
2016-04-09 09:00 | 0 | 0.53678 | 351170
2016-04-09 10:00 | 0 | 0.52376 | 359217
2016-04-09 11:00 | 0 | 0.51988 | 369960
2016-04-09 12:00 | 0.0002203 | 0.50067 | 383239
2016-04-09 13:00 | 0.16668 | 0.49479 | 394503
2016-04-09 14:00 | 0.43552 | 0.50625 | 402159
2016-04-09 15:00 | 0.61325 | 0.53502 | 404535
2016-04-09 16:00 | 0.6776 | 0.56914 | 403425
2016-04-09 17:00 | 0.68742 | 0.60684 | 401764
2016-04-09 18:00 | 0.68223 | 0.64243 | 399211
2016-04-09 19:00 | 0.67524 | 0.67793 | 396576
2016-04-09 20:00 | 0.66736 | 0.70616 | 396480
2016-04-09 21:00 | 0.6397 | 0.73082 | 396600
2016-04-09 22:00 | 0.57814 | 0.74874 | 397334
2016-04-09 23:00 | 0.46216 | 0.76334 | 400185
2016-04-10 | 0.26481 | 0.82262 | 410290
2016-04-10 01:00 | 0.025691 | 0.88353 | 412863
2016-04-10 02:00 | 1.24e-07 | 0.91312 | 404305
2016-04-10 03:00 | 0 | 0.91207 | 391068
2016-04-10 04:00 | 0 | 0.8937 | 376051
2016-04-10 05:00 | 0 | 0.87162 | 363926
2016-04-10 06:00 | 0 | 0.84217 | 354621
2016-04-10 07:00 | 0 | 0.81261 | 348915
2016-04-10 08:00 | 0 | 0.78544 | 347315
2016-04-10 09:00 | 0 | 0.76987 | 348954
2016-04-10 10:00 | 0 | 0.75326 | 354885
2016-04-10 11:00 | 0 | 0.73253 | 362477
2016-04-10 12:00 | 0.0004577 | 0.64839 | 371109
2016-04-10 13:00 | 0.21617 | 0.51696 | 379666
2016-04-10 14:00 | 0.47058 | 0.58866 | 385109
2016-04-10 15:00 | 0.64559 | 0.62437 | 386806
2016-04-10 16:00 | 0.70336 | 0.61651 | 388802
2016-04-10 17:00 | 0.70245 | 0.59713 | 388882
2016-04-10 18:00 | 0.68632 | 0.5822 | 388785
2016-04-10 19:00 | 0.66099 | 0.57585 | 388616
2016-04-10 20:00 | 0.63296 | 0.57706 | 391078
2016-04-10 21:00 | 0.5837 | 0.58005 | 395313
2016-04-10 22:00 | 0.49806 | 0.58817 | 399719
2016-04-10 23:00 | 0.37786 | 0.61608 | 405711
2016-04-11 | 0.20409 | 0.68183 | 416358
2016-04-11 01:00 | 0.041129 | 0.72508 | 415376
2016-04-11 02:00 | 1.79e-06 | 0.69799 | 401510
2016-04-11 03:00 | 0 | 0.65286 | 383794
2016-04-11 04:00 | 0 | 0.62684 | 365234
2016-04-11 05:00 | 0 | 0.6089 | 350424
2016-04-11 06:00 | 0 | 0.60477 | 340447
2016-04-11 07:00 | 0 | 0.58893 | 335183
2016-04-11 08:00 | 0 | 0.57633 | 337219
2016-04-11 09:00 | 0 | 0.5399 | 348728
2016-04-11 10:00 | 0 | 0.49536 | 376332
2016-04-11 11:00 | 0 | 0.4863 | 402260
2016-04-11 12:00 | 0.0003739 | 0.42693 | 414026
2016-04-11 13:00 | 0.20326 | 0.42161 | 421216
2016-04-11 14:00 | 0.48129 | 0.46264 | 427489
2016-04-11 15:00 | 0.67303 | 0.45591 | 430492
2016-04-11 16:00 | 0.74956 | 0.42682 | 430721
2016-04-11 17:00 | 0.75109 | 0.39298 | 431134
2016-04-11 18:00 | 0.73532 | 0.36103 | 431481
2016-04-11 19:00 | 0.72218 | 0.33781 | 431842
2016-04-11 20:00 | 0.71725 | 0.32411 | 432855
2016-04-11 21:00 | 0.70064 | 0.31103 | 434795
2016-04-11 22:00 | 0.65612 | 0.29475 | 434879
2016-04-11 23:00 | 0.54715 | 0.27291 | 435622
2016-04-12 | 0.34327 | 0.30642 | 440493
2016-04-12 01:00 | 0.070271 | 0.44416 | 436390
2016-04-12 02:00 | 1.99e-05 | 0.52991 | 419168
2016-04-12 03:00 | 0 | 0.52932 | 396397
2016-04-12 04:00 | 0 | 0.51495 | 375364
2016-04-12 05:00 | 0 | 0.49538 | 357673
2016-04-12 06:00 | 0 | 0.46568 | 345682
2016-04-12 07:00 | 0 | 0.4359 | 339401
2016-04-12 08:00 | 0 | 0.41818 | 339616
2016-04-12 09:00 | 0 | 0.41676 | 349814
2016-04-12 10:00 | 0 | 0.41895 | 376869
2016-04-12 11:00 | 0 | 0.41919 | 402783
2016-04-12 12:00 | 0.00089368 | 0.3705 | 414108
2016-04-12 13:00 | 0.17864 | 0.23714 | 420206
2016-04-12 14:00 | 0.49726 | 0.28421 | 426478
2016-04-12 15:00 | 0.66926 | 0.31718 | 428627
2016-04-12 16:00 | 0.72638 | 0.31635 | 428801
2016-04-12 17:00 | 0.7205 | 0.30342 | 429079
2016-04-12 18:00 | 0.70355 | 0.28778 | 428016
2016-04-12 19:00 | 0.68628 | 0.27533 | 426659
2016-04-12 20:00 | 0.67266 | 0.26442 | 426407
2016-04-12 21:00 | 0.64645 | 0.25433 | 426789
2016-04-12 22:00 | 0.60005 | 0.24895 | 425314
2016-04-12 23:00 | 0.49889 | 0.27171 | 426837
2016-04-13 | 0.33825 | 0.39039 | 437655
2016-04-13 01:00 | 0.085677 | 0.5207 | 436961
2016-04-13 02:00 | 2.04e-05 | 0.54957 | 419995
2016-04-13 03:00 | 0 | 0.54558 | 397238
2016-04-13 04:00 | 0 | 0.53766 | 376195
2016-04-13 05:00 | 0 | 0.5279 | 360619
2016-04-13 06:00 | 0 | 0.51844 | 349758
2016-04-13 07:00 | 0 | 0.49861 | 344004
2016-04-13 08:00 | 0 | 0.47599 | 343734
2016-04-13 09:00 | 0 | 0.45023 | 355247
2016-04-13 10:00 | 0 | 0.41998 | 383845
2016-04-13 11:00 | 0 | 0.39182 | 408309
2016-04-13 12:00 | 0.0020192 | 0.315 | 416018
2016-04-13 13:00 | 0.22167 | 0.15617 | 419496
2016-04-13 14:00 | 0.56059 | 0.13761 | 422022
2016-04-13 15:00 | 0.72045 | 0.20522 | 422677
2016-04-13 16:00 | 0.78642 | 0.22584 | 421635
2016-04-13 17:00 | 0.78653 | 0.22622 | 421421
2016-04-13 18:00 | 0.77901 | 0.23298 | 420318
2016-04-13 19:00 | 0.77395 | 0.24309 | 419147
2016-04-13 20:00 | 0.77322 | 0.2514 | 419580
2016-04-13 21:00 | 0.76472 | 0.25162 | 420450
2016-04-13 22:00 | 0.72679 | 0.25585 | 420714
2016-04-13 23:00 | 0.6212 | 0.29751 | 423466
2016-04-14 | 0.42727 | 0.47007 | 433333
2016-04-14 01:00 | 0.10057 | 0.64702 | 431857
2016-04-14 02:00 | 6.1e-05 | 0.7007 | 415238
2016-04-14 03:00 | 0 | 0.69854 | 393102
2016-04-14 04:00 | 0 | 0.68032 | 373006
2016-04-14 05:00 | 0 | 0.65008 | 358223
2016-04-14 06:00 | 0 | 0.60878 | 347343
2016-04-14 07:00 | 0 | 0.56162 | 341993
2016-04-14 08:00 | 0 | 0.51381 | 341746
2016-04-14 09:00 | 0 | 0.46433 | 352742
2016-04-14 10:00 | 0 | 0.42398 | 380747
2016-04-14 11:00 | 0 | 0.39349 | 404590
2016-04-14 12:00 | 0.0011141 | 0.32985 | 413020
2016-04-14 13:00 | 0.27098 | 0.20115 | 416572
2016-04-14 14:00 | 0.60336 | 0.22237 | 420562
2016-04-14 15:00 | 0.75834 | 0.32117 | 422502
2016-04-14 16:00 | 0.83644 | 0.37763 | 423006
2016-04-14 17:00 | 0.83717 | 0.42074 | 424556
2016-04-14 18:00 | 0.82043 | 0.46297 | 425327
2016-04-14 19:00 | 0.80748 | 0.50692 | 425102
2016-04-14 20:00 | 0.80453 | 0.54742 | 425819
2016-04-14 21:00 | 0.79345 | 0.57883 | 426379
2016-04-14 22:00 | 0.75339 | 0.60199 | 425115
2016-04-14 23:00 | 0.65115 | 0.6402 | 426133
2016-04-15 | 0.43706 | 0.74127 | 434114
2016-04-15 01:00 | 0.111 | 0.83564 | 432498
2016-04-15 02:00 | 7.57e-05 | 0.84661 | 415650
2016-04-15 03:00 | 0 | 0.85185 | 394724
2016-04-15 04:00 | 0 | 0.84843 | 372955
2016-04-15 05:00 | 0 | 0.84553 | 354842
2016-04-15 06:00 | 0 | 0.83761 | 343301
2016-04-15 07:00 | 0 | 0.82272 | 337169
2016-04-15 08:00 | 0 | 0.79571 | 336380
2016-04-15 09:00 | 0 | 0.76189 | 347158
2016-04-15 10:00 | 0 | 0.73294 | 373539
2016-04-15 11:00 | 0 | 0.69513 | 396502
2016-04-15 12:00 | 0.0034037 | 0.58862 | 405688
2016-04-15 13:00 | 0.16054 | 0.52357 | 412042
2016-04-15 14:00 | 0.49417 | 0.61771 | 416745
2016-04-15 15:00 | 0.66086 | 0.66046 | 418833
2016-04-15 16:00 | 0.71855 | 0.64688 | 418523
2016-04-15 17:00 | 0.73569 | 0.63721 | 418123
2016-04-15 18:00 | 0.73355 | 0.64283 | 418358
2016-04-15 19:00 | 0.7183 | 0.65924 | 418101
2016-04-15 20:00 | 0.70388 | 0.67938 | 417358
2016-04-15 21:00 | 0.67667 | 0.69481 | 416596
2016-04-15 22:00 | 0.62613 | 0.701 | 413276
2016-04-15 23:00 | 0.53397 | 0.7115 | 410671
2016-04-16 | 0.37749 | 0.75017 | 414985
2016-04-16 01:00 | 0.12231 | 0.76881 | 414242
2016-04-16 02:00 | 0.00010106 | 0.75455 | 400649
2016-04-16 03:00 | 0 | 0.7585 | 382895
2016-04-16 04:00 | 0 | 0.75312 | 363855
2016-04-16 05:00 | 0 | 0.74624 | 347496
2016-04-16 06:00 | 0 | 0.73845 | 335417
2016-04-16 07:00 | 0 | 0.72318 | 327825
2016-04-16 08:00 | 0 | 0.71209 | 325337
2016-04-16 09:00 | 0 | 0.69997 | 327933
2016-04-16 10:00 | 0 | 0.68916 | 334746
2016-04-16 11:00 | 0 | 0.67881 | 344307
2016-04-16 12:00 | 0.0018635 | 0.60224 | 357102
2016-04-16 13:00 | 0.16762 | 0.57339 | 369331
2016-04-16 14:00 | 0.49969 | 0.63968 | 378117
2016-04-16 15:00 | 0.68417 | 0.6657 | 382861
2016-04-16 16:00 | 0.77828 | 0.68096 | 385141
2016-04-16 17:00 | 0.79122 | 0.69603 | 384341
2016-04-16 18:00 | 0.78715 | 0.70127 | 383770
2016-04-16 19:00 | 0.77712 | 0.70726 | 384101
2016-04-16 20:00 | 0.76714 | 0.70909 | 385462
2016-04-16 21:00 | 0.73931 | 0.7046 | 387085
2016-04-16 22:00 | 0.69085 | 0.68456 | 388102
2016-04-16 23:00 | 0.5908 | 0.65556 | 388037
2016-04-17 | 0.41113 | 0.65742 | 394464
2016-04-17 01:00 | 0.12968 | 0.66258 | 395190
2016-04-17 02:00 | 0.00012548 | 0.65354 | 384800
2016-04-17 03:00 | 0 | 0.64388 | 369347
2016-04-17 04:00 | 0 | 0.6317 | 351753
2016-04-17 05:00 | 0 | 0.61951 | 335850
2016-04-17 06:00 | 0 | 0.59545 | 324047
2016-04-17 07:00 | 0 | 0.57998 | 316631
2016-04-17 08:00 | 0 | 0.55458 | 313590
2016-04-17 09:00 | 0 | 0.51766 | 314738
2016-04-17 10:00 | 0 | 0.49117 | 318416
2016-04-17 11:00 | 0 | 0.45082 | 324666
2016-04-17 12:00 | 0.0023684 | 0.37376 | 336399
2016-04-17 13:00 | 0.19901 | 0.3534 | 348917
2016-04-17 14:00 | 0.54587 | 0.38593 | 357864
2016-04-17 15:00 | 0.70405 | 0.37404 | 363985
2016-04-17 16:00 | 0.80505 | 0.34147 | 369659
2016-04-17 17:00 | 0.82717 | 0.31923 | 373861
2016-04-17 18:00 | 0.8196 | 0.30737 | 377212
2016-04-17 19:00 | 0.80761 | 0.29301 | 380218
2016-04-17 20:00 | 0.80133 | 0.27275 | 385045
2016-04-17 21:00 | 0.7881 | 0.25564 | 391181
2016-04-17 22:00 | 0.74844 | 0.24939 | 396115
2016-04-17 23:00 | 0.63914 | 0.26376 | 399850
2016-04-18 | 0.43835 | 0.29972 | 409894
2016-04-18 01:00 | 0.13075 | 0.35169 | 410275
2016-04-18 02:00 | 0.00016177 | 0.38179 | 394431
2016-04-18 03:00 | 0 | 0.37136 | 373893
2016-04-18 04:00 | 0 | 0.34897 | 352812
2016-04-18 05:00 | 0 | 0.32591 | 335936
2016-04-18 06:00 | 0 | 0.31165 | 324461
2016-04-18 07:00 | 0 | 0.29576 | 317564
2016-04-18 08:00 | 0 | 0.28894 | 318785
2016-04-18 09:00 | 0 | 0.28546 | 330821
2016-04-18 10:00 | 0 | 0.28392 | 355668
2016-04-18 11:00 | 0 | 0.28355 | 379602
2016-04-18 12:00 | 0.0039937 | 0.25881 | 393054
2016-04-18 13:00 | 0.20565 | 0.26826 | 402340
2016-04-18 14:00 | 0.57841 | 0.26439 | 411514
2016-04-18 15:00 | 0.72253 | 0.24316 | 418575
2016-04-18 16:00 | 0.81743 | 0.23485 | 423926
2016-04-18 17:00 | 0.82913 | 0.23474 | 430108
2016-04-18 18:00 | 0.81733 | 0.24487 | 435650
2016-04-18 19:00 | 0.80246 | 0.25626 | 440894
2016-04-18 20:00 | 0.79279 | 0.25729 | 446123
2016-04-18 21:00 | 0.77718 | 0.24831 | 449708
2016-04-18 22:00 | 0.73503 | 0.24298 | 449607
2016-04-18 23:00 | 0.62733 | 0.24166 | 447482
2016-04-19 | 0.45737 | 0.25322 | 451741
2016-04-19 01:00 | 0.13595 | 0.30336 | 445831
2016-04-19 02:00 | 0.00019696 | 0.32861 | 423020
2016-04-19 03:00 | 0 | 0.32991 | 395905
2016-04-19 04:00 | 0 | 0.31199 | 370617
2016-04-19 05:00 | 0 | 0.28243 | 351081
2016-04-19 06:00 | 0 | 0.25672 | 335723
2016-04-19 07:00 | 0 | 0.22886 | 326292
2016-04-19 08:00 | 0 | 0.20421 | 324772
2016-04-19 09:00 | 0 | 0.18541 | 334201
2016-04-19 10:00 | 0 | 0.17092 | 357981
2016-04-19 11:00 | 0 | 0.16268 | 381298
2016-04-19 12:00 | 0.0025503 | 0.13141 | 394412
2016-04-19 13:00 | 0.19967 | 0.084687 | 403745
2016-04-19 14:00 | 0.51691 | 0.073524 | 412923
2016-04-19 15:00 | 0.70402 | 0.071202 | 420240
2016-04-19 16:00 | 0.78971 | 0.068328 | 426487
2016-04-19 17:00 | 0.80875 | 0.064811 | 433092
2016-04-19 18:00 | 0.8013 | 0.06398 | 439811
2016-04-19 19:00 | 0.79386 | 0.0648 | 444448
2016-04-19 20:00 | 0.79602 | 0.066871 | 449010
2016-04-19 21:00 | 0.78923 | 0.068844 | 451693
2016-04-19 22:00 | 0.7531 | 0.070701 | 450937
2016-04-19 23:00 | 0.65162 | 0.076637 | 448986
2016-04-20 | 0.46275 | 0.11121 | 453335
2016-04-20 01:00 | 0.12176 | 0.1861 | 447800
2016-04-20 02:00 | 0.00020668 | 0.23402 | 425207
2016-04-20 03:00 | 0 | 0.25121 | 398341
2016-04-20 04:00 | 0 | 0.25187 | 373790
2016-04-20 05:00 | 0 | 0.23794 | 354341
2016-04-20 06:00 | 0 | 0.21691 | 338967
2016-04-20 07:00 | 0 | 0.19507 | 329453
2016-04-20 08:00 | 0 | 0.17677 | 327697
2016-04-20 09:00 | 0 | 0.15895 | 335851
2016-04-20 10:00 | 0 | 0.14882 | 359277
2016-04-20 11:00 | 0 | 0.1469 | 381420
2016-04-20 12:00 | 0.0076499 | 0.1287 | 393612
2016-04-20 13:00 | 0.25342 | 0.096273 | 402045
2016-04-20 14:00 | 0.59384 | 0.098729 | 411489
2016-04-20 15:00 | 0.78705 | 0.11934 | 418261
2016-04-20 16:00 | 0.84991 | 0.13554 | 423595
2016-04-20 17:00 | 0.85635 | 0.14932 | 429865
2016-04-20 18:00 | 0.84193 | 0.16239 | 436060
2016-04-20 19:00 | 0.82932 | 0.1747 | 441806
2016-04-20 20:00 | 0.82803 | 0.1867 | 446836
2016-04-20 21:00 | 0.82069 | 0.19561 | 450042
2016-04-20 22:00 | 0.78901 | 0.19791 | 449574
2016-04-20 23:00 | 0.70119 | 0.1966 | 447815
2016-04-21 | 0.51878 | 0.23991 | 452475
2016-04-21 01:00 | 0.14967 | 0.31865 | 446707
2016-04-21 02:00 | 0.00035987 | 0.3468 | 424801
2016-04-21 03:00 | 0 | 0.34644 | 397449
2016-04-21 04:00 | 0 | 0.34975 | 372952
2016-04-21 05:00 | 0 | 0.3716 | 353450
2016-04-21 06:00 | 0 | 0.40424 | 339040
2016-04-21 07:00 | 0 | 0.42997 | 329104
2016-04-21 08:00 | 0 | 0.44773 | 328157
2016-04-21 09:00 | 0 | 0.46039 | 338269
2016-04-21 10:00 | 0 | 0.47882 | 361209
2016-04-21 11:00 | 0 | 0.49419 | 383770
2016-04-21 12:00 | 0.0057635 | 0.4099 | 396389
2016-04-21 13:00 | 0.29094 | 0.24134 | 406990
2016-04-21 14:00 | 0.62382 | 0.25667 | 416456
2016-04-21 15:00 | 0.79042 | 0.34257 | 422710
2016-04-21 16:00 | 0.85117 | 0.34891 | 427217
2016-04-21 17:00 | 0.85791 | 0.33697 | 432716
2016-04-21 18:00 | 0.84725 | 0.32441 | 438091
2016-04-21 19:00 | 0.8392 | 0.31646 | 441494
2016-04-21 20:00 | 0.84043 | 0.31259 | 445199
2016-04-21 21:00 | 0.83705 | 0.30897 | 446943
2016-04-21 22:00 | 0.80688 | 0.3029 | 444527
2016-04-21 23:00 | 0.71734 | 0.2789 | 442859
2016-04-22 | 0.533 | 0.3117 | 447196
2016-04-22 01:00 | 0.14704 | 0.44325 | 441770
2016-04-22 02:00 | 0.00042381 | 0.51347 | 422572
2016-04-22 03:00 | 0 | 0.53304 | 397667
2016-04-22 04:00 | 0 | 0.52236 | 372324
2016-04-22 05:00 | 0 | 0.49208 | 351972
2016-04-22 06:00 | 0 | 0.4536 | 337193
2016-04-22 07:00 | 0 | 0.42063 | 328530
2016-04-22 08:00 | 0 | 0.40198 | 326530
2016-04-22 09:00 | 0 | 0.39325 | 334964
2016-04-22 10:00 | 0 | 0.39244 | 357619
2016-04-22 11:00 | 0 | 0.3901 | 379900
2016-04-22 12:00 | 0.0071985 | 0.31451 | 394673
2016-04-22 13:00 | 0.3186 | 0.16989 | 406988
2016-04-22 14:00 | 0.60393 | 0.15033 | 418460
2016-04-22 15:00 | 0.7448 | 0.18001 | 427657
2016-04-22 16:00 | 0.7991 | 0.18271 | 433658
2016-04-22 17:00 | 0.80224 | 0.18586 | 439032
2016-04-22 18:00 | 0.78745 | 0.1943 | 442216
2016-04-22 19:00 | 0.77165 | 0.20443 | 444884
2016-04-22 20:00 | 0.76142 | 0.2144 | 446311
2016-04-22 21:00 | 0.73514 | 0.2274 | 444810
2016-04-22 22:00 | 0.67917 | 0.25186 | 438929
2016-04-22 23:00 | 0.58154 | 0.29567 | 432558
2016-04-23 | 0.39862 | 0.43193 | 430109
2016-04-23 01:00 | 0.10456 | 0.62344 | 425116
2016-04-23 02:00 | 0.00049221 | 0.71065 | 409918
2016-04-23 03:00 | 0 | 0.75652 | 389115
2016-04-23 04:00 | 0 | 0.77366 | 367121
2016-04-23 05:00 | 0 | 0.77071 | 349095
2016-04-23 06:00 | 0 | 0.75028 | 334518
2016-04-23 07:00 | 0 | 0.72311 | 324061
2016-04-23 08:00 | 0 | 0.70193 | 319655
2016-04-23 09:00 | 0 | 0.67834 | 319973
2016-04-23 10:00 | 0 | 0.65499 | 324738
2016-04-23 11:00 | 0 | 0.63 | 331488
2016-04-23 12:00 | 0.0096494 | 0.52392 | 347734
2016-04-23 13:00 | 0.25063 | 0.35653 | 364929
2016-04-23 14:00 | 0.57485 | 0.43199 | 378609
2016-04-23 15:00 | 0.74431 | 0.51652 | 387838
2016-04-23 16:00 | 0.81847 | 0.5447 | 393458
2016-04-23 17:00 | 0.8291 | 0.56337 | 396452
2016-04-23 18:00 | 0.81604 | 0.59774 | 399233
2016-04-23 19:00 | 0.79841 | 0.63455 | 402836
2016-04-23 20:00 | 0.7816 | 0.66349 | 407198
2016-04-23 21:00 | 0.75219 | 0.68818 | 410530
2016-04-23 22:00 | 0.71268 | 0.71465 | 410579
2016-04-23 23:00 | 0.62931 | 0.7512 | 406408
2016-04-24 | 0.47741 | 0.84247 | 406739
2016-04-24 01:00 | 0.17592 | 0.89203 | 404663
2016-04-24 02:00 | 0.00074589 | 0.90154 | 391475
2016-04-24 03:00 | 0 | 0.8913 | 373773
2016-04-24 04:00 | 0 | 0.87289 | 354686
2016-04-24 05:00 | 0 | 0.85775 | 337640
2016-04-24 06:00 | 0 | 0.83591 | 324491
2016-04-24 07:00 | 0 | 0.8105 | 315498
2016-04-24 08:00 | 0 | 0.79216 | 310594
2016-04-24 09:00 | 0 | 0.77295 | 310897
2016-04-24 10:00 | 0 | 0.75838 | 313017
2016-04-24 11:00 | 0 | 0.74665 | 318226
2016-04-24 12:00 | 0.011006 | 0.66703 | 329266
2016-04-24 13:00 | 0.29857 | 0.58144 | 344458
2016-04-24 14:00 | 0.56469 | 0.66529 | 356787
2016-04-24 15:00 | 0.72925 | 0.67819 | 366344
2016-04-24 16:00 | 0.79101 | 0.65341 | 375208
2016-04-24 17:00 | 0.79658 | 0.6479 | 382701
2016-04-24 18:00 | 0.78882 | 0.66194 | 389327
2016-04-24 19:00 | 0.779 | 0.68083 | 395220
2016-04-24 20:00 | 0.77093 | 0.69499 | 402723
2016-04-24 21:00 | 0.75158 | 0.70051 | 410249
2016-04-24 22:00 | 0.70258 | 0.69428 | 413936
2016-04-24 23:00 | 0.61077 | 0.69223 | 414161
2016-04-25 | 0.43396 | 0.73026 | 419221
2016-04-25 01:00 | 0.09724 | 0.75939 | 417903
2016-04-25 02:00 | 0.00069063 | 0.76252 | 402086
2016-04-25 03:00 | 0 | 0.74899 | 379851
2016-04-25 04:00 | 0 | 0.72886 | 358291
2016-04-25 05:00 | 0 | 0.6888 | 340422
2016-04-25 06:00 | 0 | 0.63805 | 327914
2016-04-25 07:00 | 0 | 0.59171 | 321046
2016-04-25 08:00 | 0 | 0.5499 | 320265
2016-04-25 09:00 | 0 | 0.52819 | 331202
2016-04-25 10:00 | 0 | 0.50264 | 355674
2016-04-25 11:00 | 0 | 0.46591 | 380416
2016-04-25 12:00 | 0.01764 | 0.36329 | 396610
2016-04-25 13:00 | 0.29631 | 0.28968 | 410489
2016-04-25 14:00 | 0.56616 | 0.28986 | 423717
2016-04-25 15:00 | 0.71311 | 0.28298 | 434555
2016-04-25 16:00 | 0.77914 | 0.27234 | 443887
2016-04-25 17:00 | 0.79163 | 0.26921 | 453038
2016-04-25 18:00 | 0.78351 | 0.27642 | 460667
2016-04-25 19:00 | 0.77144 | 0.29149 | 466214
2016-04-25 20:00 | 0.76158 | 0.30964 | 470456
2016-04-25 21:00 | 0.7392 | 0.32216 | 472741
2016-04-25 22:00 | 0.67785 | 0.32751 | 470154
2016-04-25 23:00 | 0.5779 | 0.33725 | 464938
2016-04-26 | 0.41378 | 0.41981 | 465175
2016-04-26 01:00 | 0.12493 | 0.53467 | 459454
2016-04-26 02:00 | 0.001268 | 0.587 | 437277
2016-04-26 03:00 | 0 | 0.59758 | 409994
2016-04-26 04:00 | 0 | 0.59324 | 384049
2016-04-26 05:00 | 0 | 0.57878 | 363833
2016-04-26 06:00 | 0 | 0.55949 | 347623
2016-04-26 07:00 | 0 | 0.53669 | 337973
2016-04-26 08:00 | 0 | 0.51709 | 335367
2016-04-26 09:00 | 0 | 0.48109 | 344432
2016-04-26 10:00 | 0 | 0.44056 | 367887
2016-04-26 11:00 | 0 | 0.41072 | 391180
2016-04-26 12:00 | 0.014274 | 0.34854 | 407178
2016-04-26 13:00 | 0.26721 | 0.3023 | 422235
2016-04-26 14:00 | 0.56552 | 0.33905 | 436334
2016-04-26 15:00 | 0.73781 | 0.35615 | 446619
2016-04-26 16:00 | 0.80133 | 0.35407 | 455231
2016-04-26 17:00 | 0.81021 | 0.35544 | 463553
2016-04-26 18:00 | 0.79895 | 0.36627 | 469707
2016-04-26 19:00 | 0.78243 | 0.38386 | 475374
2016-04-26 20:00 | 0.77053 | 0.39632 | 480460
2016-04-26 21:00 | 0.74548 | 0.39478 | 481605
2016-04-26 22:00 | 0.69276 | 0.37866 | 476490
2016-04-26 23:00 | 0.58956 | 0.38333 | 470285
2016-04-27 | 0.42845 | 0.42896 | 469467
2016-04-27 01:00 | 0.14181 | 0.49773 | 461997
2016-04-27 02:00 | 0.0012923 | 0.53705 | 439067
2016-04-27 03:00 | 0 | 0.54316 | 410842
2016-04-27 04:00 | 0 | 0.53931 | 385976
2016-04-27 05:00 | 0 | 0.53916 | 365813
2016-04-27 06:00 | 0 | 0.54211 | 350619
2016-04-27 07:00 | 0 | 0.53218 | 340552
2016-04-27 08:00 | 0 | 0.53853 | 338420
2016-04-27 09:00 | 0 | 0.56568 | 346567
2016-04-27 10:00 | 0 | 0.58888 | 366914
2016-04-27 11:00 | 0 | 0.59501 | 389260
2016-04-27 12:00 | 0.023292 | 0.5516 | 404052
2016-04-27 13:00 | 0.31643 | 0.52511 | 416117
2016-04-27 14:00 | 0.53942 | 0.58423 | 427951
2016-04-27 15:00 | 0.67323 | 0.61202 | 437301
2016-04-27 16:00 | 0.74035 | 0.6057 | 445005
2016-04-27 17:00 | 0.7567 | 0.59028 | 451967
2016-04-27 18:00 | 0.75508 | 0.58608 | 457457
2016-04-27 19:00 | 0.74545 | 0.58973 | 461254
2016-04-27 20:00 | 0.72937 | 0.59879 | 464324
2016-04-27 21:00 | 0.69474 | 0.59291 | 465915
2016-04-27 22:00 | 0.62665 | 0.56722 | 464293
2016-04-27 23:00 | 0.52085 | 0.52356 | 459867
2016-04-28 | 0.35193 | 0.49274 | 460658
2016-04-28 01:00 | 0.095624 | 0.49606 | 453142
2016-04-28 02:00 | 0.0013888 | 0.4928 | 432540
2016-04-28 03:00 | 0 | 0.50484 | 406442
2016-04-28 04:00 | 0 | 0.50678 | 382221
2016-04-28 05:00 | 0 | 0.49131 | 362038
2016-04-28 06:00 | 0 | 0.46354 | 346774
2016-04-28 07:00 | 0 | 0.43702 | 337582
2016-04-28 08:00 | 0 | 0.42022 | 336250
2016-04-28 09:00 | 0 | 0.39915 | 345488
2016-04-28 10:00 | 0 | 0.38452 | 368035
2016-04-28 11:00 | 0 | 0.37006 | 391846
2016-04-28 12:00 | 0.014173 | 0.28999 | 406902
2016-04-28 13:00 | 0.24201 | 0.26245 | 419282
2016-04-28 14:00 | 0.50442 | 0.28407 | 433056
2016-04-28 15:00 | 0.66935 | 0.28367 | 441684
2016-04-28 16:00 | 0.74484 | 0.26064 | 450834
2016-04-28 17:00 | 0.76018 | 0.24401 | 458772
2016-04-28 18:00 | 0.7536 | 0.23826 | 465420
2016-04-28 19:00 | 0.74027 | 0.24184 | 469346
2016-04-28 20:00 | 0.72525 | 0.24863 | 472165
2016-04-28 21:00 | 0.69368 | 0.25471 | 474195
2016-04-28 22:00 | 0.63591 | 0.26285 | 471519
2016-04-28 23:00 | 0.52276 | 0.27194 | 466295
2016-04-29 | 0.36108 | 0.30407 | 464614
2016-04-29 01:00 | 0.12195 | 0.3825 | 457563
2016-04-29 02:00 | 0.0024963 | 0.41474 | 437103
2016-04-29 03:00 | 0 | 0.40723 | 411991
2016-04-29 04:00 | 0 | 0.38754 | 387942
2016-04-29 05:00 | 0 | 0.36208 | 367523
2016-04-29 06:00 | 0 | 0.33781 | 352398
2016-04-29 07:00 | 0 | 0.31677 | 343479
2016-04-29 08:00 | 0 | 0.29484 | 341591
2016-04-29 09:00 | 0 | 0.27724 | 348117
2016-04-29 10:00 | 0 | 0.27213 | 371354
2016-04-29 11:00 | 0 | 0.27503 | 393813
2016-04-29 12:00 | 0.0095424 | 0.2564 | 409204
2016-04-29 13:00 | 0.25081 | 0.23226 | 422065
2016-04-29 14:00 | 0.53027 | 0.28007 | 435392
2016-04-29 15:00 | 0.66489 | 0.33253 | 444825
2016-04-29 16:00 | 0.73438 | 0.34818 | 451813
2016-04-29 17:00 | 0.73952 | 0.33855 | 458114
2016-04-29 18:00 | 0.72826 | 0.32818 | 462240
2016-04-29 19:00 | 0.71466 | 0.31992 | 463801
2016-04-29 20:00 | 0.70449 | 0.31824 | 463626
2016-04-29 21:00 | 0.6786 | 0.31786 | 460788
2016-04-29 22:00 | 0.62619 | 0.31804 | 453866
2016-04-29 23:00 | 0.52807 | 0.31691 | 445437
2016-04-30 | 0.36264 | 0.33404 | 444156
2016-04-30 01:00 | 0.12503 | 0.4057 | 438874
2016-04-30 02:00 | 0.0028166 | 0.46474 | 422664
2016-04-30 03:00 | 0 | 0.48639 | 402570
2016-04-30 04:00 | 0 | 0.47495 | 381191
2016-04-30 05:00 | 0 | 0.45655 | 362138
2016-04-30 06:00 | 0 | 0.45028 | 347527
2016-04-30 07:00 | 0 | 0.44067 | 338012
2016-04-30 08:00 | 0 | 0.43136 | 332576
2016-04-30 09:00 | 0 | 0.42286 | 332710
2016-04-30 10:00 | 0 | 0.40526 | 336162
2016-04-30 11:00 | 0 | 0.39198 | 344325
2016-04-30 12:00 | 0.017749 | 0.32949 | 359766
2016-04-30 13:00 | 0.30519 | 0.33459 | 376422
2016-04-30 14:00 | 0.58329 | 0.41847 | 389822
2016-04-30 15:00 | 0.71967 | 0.484 | 400099
2016-04-30 16:00 | 0.77078 | 0.50572 | 406119
2016-04-30 17:00 | 0.77142 | 0.51439 | 409523
2016-04-30 18:00 | 0.75743 | 0.51791 | 411456
2016-04-30 19:00 | 0.73805 | 0.5151 | 413469
2016-04-30 20:00 | 0.71673 | 0.50904 | 416757
2016-04-30 21:00 | 0.68161 | 0.50231 | 418294
2016-04-30 22:00 | 0.6144 | 0.49495 | 417016
2016-04-30 23:00 | 0.504 | 0.48131 | 415549
2016-05-01 | 0.34863 | 0.47596 | 416916
2016-05-01 01:00 | 0.13329 | 0.56946 | 412798
2016-05-01 02:00 | 0.0034002 | 0.62494 | 401503
2016-05-01 03:00 | 0 | 0.62328 | 385360
2016-05-01 04:00 | 0 | 0.60459 | 365765
2016-05-01 05:00 | 0 | 0.56965 | 348049
2016-05-01 06:00 | 0 | 0.53471 | 335251
2016-05-01 07:00 | 0 | 0.50086 | 326397
2016-05-01 08:00 | 0 | 0.47949 | 321535
2016-05-01 09:00 | 0 | 0.46079 | 319199
2016-05-01 10:00 | 0 | 0.44783 | 323091
2016-05-01 11:00 | 0 | 0.43596 | 328861
2016-05-01 12:00 | 0.027389 | 0.37057 | 343758
2016-05-01 13:00 | 0.28437 | 0.43123 | 362462
2016-05-01 14:00 | 0.59056 | 0.45675 | 378251
2016-05-01 15:00 | 0.728 | 0.43958 | 390123
2016-05-01 16:00 | 0.78373 | 0.39926 | 400493
2016-05-01 17:00 | 0.78887 | 0.35158 | 407354
2016-05-01 18:00 | 0.78077 | 0.30308 | 411927
2016-05-01 19:00 | 0.76428 | 0.25853 | 414209
2016-05-01 20:00 | 0.75306 | 0.22247 | 421199
2016-05-01 21:00 | 0.72721 | 0.19565 | 424474
2016-05-01 22:00 | 0.67782 | 0.1786 | 425817
2016-05-01 23:00 | 0.57596 | 0.1701 | 426115
2016-05-02 | 0.41381 | 0.1777 | 429974
2016-05-02 01:00 | 0.16965 | 0.19992 | 426880
2016-05-02 02:00 | 0.0039635 | 0.19118 | 411645
2016-05-02 03:00 | 0 | 0.17981 | 388976
2016-05-02 04:00 | 0 | 0.18302 | 368129
2016-05-02 05:00 | 0 | 0.20247 | 349560
2016-05-02 06:00 | 0 | 0.23645 | 337193
2016-05-02 07:00 | 0 | 0.27971 | 329807
2016-05-02 08:00 | 0 | 0.32162 | 329309
2016-05-02 09:00 | 0 | 0.34986 | 339137
2016-05-02 10:00 | 0 | 0.37184 | 364593
2016-05-02 11:00 | 0 | 0.39184 | 388475
2016-05-02 12:00 | 0.044108 | 0.31611 | 405413
2016-05-02 13:00 | 0.38439 | 0.17328 | 418102
2016-05-02 14:00 | 0.68006 | 0.13829 | 431131
2016-05-02 15:00 | 0.8194 | 0.13646 | 440805
2016-05-02 16:00 | 0.88086 | 0.12768 | 446145
2016-05-02 17:00 | 0.87857 | 0.12242 | 451006
2016-05-02 18:00 | 0.86324 | 0.12503 | 454621
2016-05-02 19:00 | 0.85167 | 0.13176 | 454755
2016-05-02 20:00 | 0.8497 | 0.13876 | 454805
2016-05-02 21:00 | 0.84213 | 0.14007 | 454255
2016-05-02 22:00 | 0.80918 | 0.13346 | 452259
2016-05-02 23:00 | 0.72124 | 0.12112 | 450556
2016-05-03 | 0.53373 | 0.11217 | 452680
2016-05-03 01:00 | 0.20109 | 0.12704 | 448063
2016-05-03 02:00 | 0.0039858 | 0.13612 | 427991
2016-05-03 03:00 | 0 | 0.15552 | 402380
2016-05-03 04:00 | 0 | 0.19078 | 378036
2016-05-03 05:00 | 0 | 0.23808 | 359393
2016-05-03 06:00 | 0 | 0.29027 | 344496
2016-05-03 07:00 | 0 | 0.32686 | 336170
2016-05-03 08:00 | 0 | 0.34616 | 334623
2016-05-03 09:00 | 0 | 0.35149 | 343487
2016-05-03 10:00 | 0 | 0.35791 | 366757
2016-05-03 11:00 | 0 | 0.36445 | 390360
2016-05-03 12:00 | 0.044713 | 0.26755 | 405042
2016-05-03 13:00 | 0.3847 | 0.11126 | 415297
2016-05-03 14:00 | 0.68107 | 0.13843 | 425481
2016-05-03 15:00 | 0.80451 | 0.19738 | 433100
2016-05-03 16:00 | 0.86528 | 0.22197 | 438801
2016-05-03 17:00 | 0.87471 | 0.25176 | 444221
2016-05-03 18:00 | 0.86794 | 0.28776 | 448945
2016-05-03 19:00 | 0.85927 | 0.32652 | 452197
2016-05-03 20:00 | 0.85482 | 0.36265 | 453611
2016-05-03 21:00 | 0.84222 | 0.38998 | 455985
2016-05-03 22:00 | 0.80709 | 0.40482 | 453653
2016-05-03 23:00 | 0.71005 | 0.40979 | 450134
2016-05-04 | 0.5191 | 0.43573 | 450877
2016-05-04 01:00 | 0.14984 | 0.48165 | 447810
2016-05-04 02:00 | 0.0026439 | 0.49483 | 428280
2016-05-04 03:00 | 0 | 0.50121 | 402015
2016-05-04 04:00 | 0 | 0.50604 | 377603
2016-05-04 05:00 | 0 | 0.51171 | 356872
2016-05-04 06:00 | 0 | 0.52131 | 342224
2016-05-04 07:00 | 0 | 0.5375 | 333126
2016-05-04 08:00 | 0 | 0.57087 | 330907
2016-05-04 09:00 | 0 | 0.59509 | 339623
2016-05-04 10:00 | 0 | 0.595 | 363251
2016-05-04 11:00 | 0 | 0.57412 | 384772
2016-05-04 12:00 | 0.043863 | 0.3908 | 397724
2016-05-04 13:00 | 0.39259 | 0.17941 | 408059
2016-05-04 14:00 | 0.61488 | 0.15934 | 417378
2016-05-04 15:00 | 0.73742 | 0.21188 | 424290
2016-05-04 16:00 | 0.80166 | 0.22738 | 428071
2016-05-04 17:00 | 0.82282 | 0.22708 | 431499
2016-05-04 18:00 | 0.82589 | 0.22816 | 434414
2016-05-04 19:00 | 0.8225 | 0.2294 | 436900
2016-05-04 20:00 | 0.82353 | 0.22855 | 440380
2016-05-04 21:00 | 0.81639 | 0.22433 | 444502
2016-05-04 22:00 | 0.7824 | 0.21373 | 445815
2016-05-04 23:00 | 0.69603 | 0.18798 | 445200
2016-05-05 | 0.52307 | 0.24278 | 446544
2016-05-05 01:00 | 0.16574 | 0.3265 | 441798
2016-05-05 02:00 | 0.002409 | 0.4011 | 423253
2016-05-05 03:00 | 0 | 0.44582 | 396594
2016-05-05 04:00 | 0 | 0.47722 | 373065
2016-05-05 05:00 | 0 | 0.4916 | 353190
2016-05-05 06:00 | 0 | 0.49897 | 338476
2016-05-05 07:00 | 0 | 0.49975 | 330208
2016-05-05 08:00 | 0 | 0.49393 | 328324
2016-05-05 09:00 | 0 | 0.47468 | 338000
2016-05-05 10:00 | 0 | 0.4478 | 360668
2016-05-05 11:00 | 0 | 0.42159 | 384312
2016-05-05 12:00 | 0.044214 | 0.30939 | 397866
2016-05-05 13:00 | 0.38627 | 0.12069 | 407841
2016-05-05 14:00 | 0.60624 | 0.065644 | 417112
2016-05-05 15:00 | 0.74633 | 0.10715 | 423684
2016-05-05 16:00 | 0.81041 | 0.12878 | 428046
2016-05-05 17:00 | 0.82581 | 0.13172 | 432047
2016-05-05 18:00 | 0.82111 | 0.13279 | 435161
2016-05-05 19:00 | 0.81163 | 0.13329 | 438825
2016-05-05 20:00 | 0.80398 | 0.13586 | 442719
2016-05-05 21:00 | 0.7857 | 0.1374 | 445012
2016-05-05 22:00 | 0.74201 | 0.1434 | 443527
2016-05-05 23:00 | 0.63222 | 0.18417 | 439817
2016-05-06 | 0.43846 | 0.35586 | 440439
2016-05-06 01:00 | 0.1329 | 0.5592 | 437238
2016-05-06 02:00 | 0.0036987 | 0.64956 | 419489
2016-05-06 03:00 | 0 | 0.71069 | 395943
2016-05-06 04:00 | 0 | 0.75019 | 373058
2016-05-06 05:00 | 0 | 0.76741 | 354787
2016-05-06 06:00 | 0 | 0.77054 | 340135
2016-05-06 07:00 | 0 | 0.76712 | 331931
2016-05-06 08:00 | 0 | 0.75349 | 330173
2016-05-06 09:00 | 0 | 0.71969 | 338097
2016-05-06 10:00 | 0 | 0.6869 | 360487
2016-05-06 11:00 | 0 | 0.65448 | 380677
2016-05-06 12:00 | 0.04817 | 0.44875 | 393325
2016-05-06 13:00 | 0.34381 | 0.26865 | 404237
2016-05-06 14:00 | 0.56506 | 0.33131 | 414417
2016-05-06 15:00 | 0.68397 | 0.46417 | 420427
2016-05-06 16:00 | 0.75015 | 0.5317 | 423953
2016-05-06 17:00 | 0.7588 | 0.5567 | 429165
2016-05-06 18:00 | 0.7519 | 0.57507 | 432520
2016-05-06 19:00 | 0.73874 | 0.59306 | 435460
2016-05-06 20:00 | 0.72624 | 0.61241 | 438257
2016-05-06 21:00 | 0.6971 | 0.63308 | 439977
2016-05-06 22:00 | 0.6357 | 0.64994 | 436609
2016-05-06 23:00 | 0.53373 | 0.68562 | 430635
2016-05-07 | 0.36432 | 0.76715 | 427574
2016-05-07 01:00 | 0.092544 | 0.8361 | 423353
2016-05-07 02:00 | 0.0030966 | 0.84977 | 408515
2016-05-07 03:00 | 0 | 0.83254 | 387298
2016-05-07 04:00 | 0 | 0.80723 | 365512
2016-05-07 05:00 | 0 | 0.77826 | 346615
2016-05-07 06:00 | 0 | 0.74763 | 332451
2016-05-07 07:00 | 0 | 0.72403 | 322728
2016-05-07 08:00 | 0 | 0.69916 | 318790
2016-05-07 09:00 | 0 | 0.66414 | 320006
2016-05-07 10:00 | 0 | 0.62064 | 324047
2016-05-07 11:00 | 0 | 0.56577 | 331978
2016-05-07 12:00 | 0.051006 | 0.38215 | 345804
2016-05-07 13:00 | 0.3395 | 0.32177 | 360939
2016-05-07 14:00 | 0.53499 | 0.43861 | 372679
2016-05-07 15:00 | 0.66585 | 0.49507 | 381821
2016-05-07 16:00 | 0.70828 | 0.48382 | 387645
2016-05-07 17:00 | 0.72009 | 0.48013 | 392381
2016-05-07 18:00 | 0.72013 | 0.48831 | 397613
2016-05-07 19:00 | 0.71347 | 0.50646 | 403027
2016-05-07 20:00 | 0.705 | 0.52594 | 408250
2016-05-07 21:00 | 0.6891 | 0.54568 | 412868
2016-05-07 22:00 | 0.64959 | 0.54695 | 411596
2016-05-07 23:00 | 0.55277 | 0.53131 | 408324
2016-05-08 | 0.38814 | 0.53912 | 407114
2016-05-08 01:00 | 0.11794 | 0.54953 | 405342
2016-05-08 02:00 | 0.0051644 | 0.54493 | 393060
2016-05-08 03:00 | 0 | 0.55235 | 374129
2016-05-08 04:00 | 0 | 0.54525 | 355169
2016-05-08 05:00 | 0 | 0.53515 | 338425
2016-05-08 06:00 | 0 | 0.51925 | 323847
2016-05-08 07:00 | 0 | 0.49991 | 314294
2016-05-08 08:00 | 0 | 0.47721 | 309467
2016-05-08 09:00 | 0 | 0.43907 | 309104
2016-05-08 10:00 | 0 | 0.40683 | 310431
2016-05-08 11:00 | 0 | 0.37247 | 316560
2016-05-08 12:00 | 0.046305 | 0.25297 | 330585
2016-05-08 13:00 | 0.33514 | 0.15675 | 347778
2016-05-08 14:00 | 0.53967 | 0.19934 | 361514
2016-05-08 15:00 | 0.67234 | 0.25104 | 371092
2016-05-08 16:00 | 0.7224 | 0.27849 | 378210
2016-05-08 17:00 | 0.73435 | 0.31449 | 385384
2016-05-08 18:00 | 0.73298 | 0.35011 | 390460
2016-05-08 19:00 | 0.72481 | 0.3897 | 394844
2016-05-08 20:00 | 0.71452 | 0.4326 | 399732
2016-05-08 21:00 | 0.68961 | 0.46732 | 403856
2016-05-08 22:00 | 0.63758 | 0.48812 | 405261
2016-05-08 23:00 | 0.54066 | 0.50626 | 404452
2016-05-09 | 0.38858 | 0.56789 | 408354
2016-05-09 01:00 | 0.1448 | 0.66322 | 410942
2016-05-09 02:00 | 0.0080845 | 0.7103 | 398272
2016-05-09 03:00 | 0 | 0.70879 | 376734
2016-05-09 04:00 | 0 | 0.70472 | 356149
2016-05-09 05:00 | 0 | 0.6921 | 339213
2016-05-09 06:00 | 0 | 0.66918 | 326866
2016-05-09 07:00 | 0 | 0.63892 | 319749
2016-05-09 08:00 | 0 | 0.62268 | 319811
2016-05-09 09:00 | 0 | 0.60932 | 330336
2016-05-09 10:00 | 0 | 0.59127 | 354415
2016-05-09 11:00 | 0 | 0.56454 | 378910
2016-05-09 12:00 | 0.054638 | 0.443 | 395303
2016-05-09 13:00 | 0.37928 | 0.37549 | 408599
2016-05-09 14:00 | 0.63365 | 0.47854 | 421708
2016-05-09 15:00 | 0.78059 | 0.53001 | 432747
2016-05-09 16:00 | 0.85304 | 0.55598 | 441139
2016-05-09 17:00 | 0.86932 | 0.57816 | 449406
2016-05-09 18:00 | 0.86558 | 0.57803 | 454614
2016-05-09 19:00 | 0.86032 | 0.56736 | 458060
2016-05-09 20:00 | 0.86142 | 0.5546 | 460481
2016-05-09 21:00 | 0.85877 | 0.53635 | 462328
2016-05-09 22:00 | 0.83491 | 0.50989 | 461423
2016-05-09 23:00 | 0.75601 | 0.50191 | 458974
2016-05-10 | 0.58634 | 0.52715 | 460125
2016-05-10 01:00 | 0.26423 | 0.56975 | 454568
2016-05-10 02:00 | 0.010226 | 0.58296 | 433819
2016-05-10 03:00 | 0 | 0.56371 | 406534
2016-05-10 04:00 | 0 | 0.53571 | 383084
2016-05-10 05:00 | 0 | 0.50657 | 362448
2016-05-10 06:00 | 0 | 0.48265 | 348334
2016-05-10 07:00 | 0 | 0.46965 | 339313
2016-05-10 08:00 | 0 | 0.47201 | 337125
2016-05-10 09:00 | 0 | 0.4595 | 344916
2016-05-10 10:00 | 0 | 0.44295 | 366983
2016-05-10 11:00 | 0 | 0.42611 | 389659
2016-05-10 12:00 | 0.047706 | 0.35214 | 404419
2016-05-10 13:00 | 0.42904 | 0.28997 | 419261
2016-05-10 14:00 | 0.67894 | 0.31289 | 434066
2016-05-10 15:00 | 0.81709 | 0.33628 | 446541
2016-05-10 16:00 | 0.86491 | 0.34846 | 456308
2016-05-10 17:00 | 0.87226 | 0.35957 | 465920
2016-05-10 18:00 | 0.862 | 0.37497 | 472503
2016-05-10 19:00 | 0.85026 | 0.39095 | 482473
2016-05-10 20:00 | 0.84529 | 0.40548 | 487083
2016-05-10 21:00 | 0.8366 | 0.4191 | 491162
2016-05-10 22:00 | 0.80445 | 0.42699 | 489289
2016-05-10 23:00 | 0.70907 | 0.43994 | 484040
2016-05-11 | 0.55386 | 0.50214 | 482045
2016-05-11 01:00 | 0.2547 | 0.5943 | 474763
2016-05-11 02:00 | 0.011398 | 0.65775 | 451796
2016-05-11 03:00 | 0 | 0.67354 | 422468
2016-05-11 04:00 | 0 | 0.66908 | 395481
2016-05-11 05:00 | 0 | 0.66781 | 374208
2016-05-11 06:00 | 0 | 0.65228 | 356964
2016-05-11 07:00 | 0 | 0.6288 | 346965
2016-05-11 08:00 | 0 | 0.6071 | 343361
2016-05-11 09:00 | 0 | 0.582 | 350486
2016-05-11 10:00 | 0 | 0.54966 | 371278
2016-05-11 11:00 | 0 | 0.5164 | 393207
2016-05-11 12:00 | 0.069394 | 0.42954 | 408675
2016-05-11 13:00 | 0.48588 | 0.42899 | 423244
2016-05-11 14:00 | 0.70629 | 0.47151 | 439106
2016-05-11 15:00 | 0.83419 | 0.47327 | 453877
2016-05-11 16:00 | 0.88345 | 0.45661 | 466276
2016-05-11 17:00 | 0.88725 | 0.4412 | 478553
2016-05-11 18:00 | 0.8763 | 0.43429 | 488461
2016-05-11 19:00 | 0.86422 | 0.43369 | 496684
2016-05-11 20:00 | 0.85932 | 0.43704 | 503446
2016-05-11 21:00 | 0.85121 | 0.44128 | 507256
2016-05-11 22:00 | 0.82166 | 0.44171 | 505658
2016-05-11 23:00 | 0.72722 | 0.43228 | 499182
2016-05-12 | 0.57456 | 0.43679 | 494879
2016-05-12 01:00 | 0.27163 | 0.53834 | 486960
2016-05-12 02:00 | 0.021054 | 0.60631 | 463156
2016-05-12 03:00 | 0 | 0.5818 | 431786
2016-05-12 04:00 | 0 | 0.55381 | 402945
2016-05-12 05:00 | 0 | 0.54045 | 378794
2016-05-12 06:00 | 0 | 0.51994 | 360427
2016-05-12 07:00 | 0 | 0.50075 | 348378
2016-05-12 08:00 | 0 | 0.49739 | 344455
2016-05-12 09:00 | 0 | 0.50989 | 351745
2016-05-12 10:00 | 0 | 0.51587 | 371489
2016-05-12 11:00 | 0 | 0.50124 | 394087
2016-05-12 12:00 | 0.067875 | 0.34839 | 411018
2016-05-12 13:00 | 0.4612 | 0.33277 | 425972
2016-05-12 14:00 | 0.6754 | 0.39533 | 441729
2016-05-12 15:00 | 0.81249 | 0.38969 | 456234
2016-05-12 16:00 | 0.85739 | 0.37598 | 467349
2016-05-12 17:00 | 0.87056 | 0.37829 | 478180
2016-05-12 18:00 | 0.86374 | 0.39174 | 486478
2016-05-12 19:00 | 0.85309 | 0.40304 | 492041
2016-05-12 20:00 | 0.84785 | 0.4074 | 496444
2016-05-12 21:00 | 0.83301 | 0.4002 | 498562
2016-05-12 22:00 | 0.80079 | 0.3839 | 495548
2016-05-12 23:00 | 0.70793 | 0.34669 | 488381
2016-05-13 | 0.56051 | 0.31708 | 485226
2016-05-13 01:00 | 0.26984 | 0.35688 | 476994
2016-05-13 02:00 | 0.022584 | 0.39318 | 454338
2016-05-13 03:00 | 0 | 0.41104 | 425241
2016-05-13 04:00 | 0 | 0.44561 | 397075
2016-05-13 05:00 | 0 | 0.46961 | 373740
2016-05-13 06:00 | 0 | 0.49269 | 355538
2016-05-13 07:00 | 0 | 0.51337 | 344884
2016-05-13 08:00 | 0 | 0.53024 | 340706
2016-05-13 09:00 | 0 | 0.53107 | 347137
2016-05-13 10:00 | 0 | 0.53209 | 365799
2016-05-13 11:00 | 0 | 0.5283 | 386840
2016-05-13 12:00 | 0.083158 | 0.41845 | 404240
2016-05-13 13:00 | 0.49106 | 0.41054 | 420934
2016-05-13 14:00 | 0.67711 | 0.53858 | 437331
2016-05-13 15:00 | 0.79652 | 0.61767 | 450750
2016-05-13 16:00 | 0.8407 | 0.62579 | 460881
2016-05-13 17:00 | 0.84589 | 0.62621 | 470063
2016-05-13 18:00 | 0.83472 | 0.63024 | 477395
2016-05-13 19:00 | 0.82363 | 0.63398 | 482250
2016-05-13 20:00 | 0.82171 | 0.6311 | 487130
2016-05-13 21:00 | 0.81189 | 0.62348 | 488871
2016-05-13 22:00 | 0.78303 | 0.62032 | 482639
2016-05-13 23:00 | 0.69893 | 0.62769 | 472125
2016-05-14 | 0.55322 | 0.66353 | 464396
2016-05-14 01:00 | 0.25976 | 0.70431 | 456650
2016-05-14 02:00 | 0.013686 | 0.72001 | 436573
2016-05-14 03:00 | 0 | 0.68804 | 410969
2016-05-14 04:00 | 0 | 0.642 | 386548
2016-05-14 05:00 | 0 | 0.59594 | 364735
2016-05-14 06:00 | 0 | 0.55442 | 347950
2016-05-14 07:00 | 0 | 0.5119 | 336595
2016-05-14 08:00 | 0 | 0.48488 | 329954
2016-05-14 09:00 | 0 | 0.46078 | 329381
2016-05-14 10:00 | 0 | 0.4471 | 331966
2016-05-14 11:00 | 0 | 0.41578 | 339821
2016-05-14 12:00 | 0.050996 | 0.37089 | 354790
2016-05-14 13:00 | 0.32267 | 0.43244 | 373261
2016-05-14 14:00 | 0.54315 | 0.45841 | 389689
2016-05-14 15:00 | 0.68054 | 0.42525 | 402974
2016-05-14 16:00 | 0.75608 | 0.39011 | 412566
2016-05-14 17:00 | 0.77452 | 0.36713 | 419073
2016-05-14 18:00 | 0.76786 | 0.352 | 423400
2016-05-14 19:00 | 0.75258 | 0.33719 | 426488
2016-05-14 20:00 | 0.73625 | 0.32233 | 428397
2016-05-14 21:00 | 0.7009 | 0.3077 | 429643
2016-05-14 22:00 | 0.64479 | 0.29006 | 426999
2016-05-14 23:00 | 0.53809 | 0.26326 | 421121
2016-05-15 | 0.38676 | 0.23336 | 418122
2016-05-15 01:00 | 0.18775 | 0.28091 | 415781
2016-05-15 02:00 | 0.015831 | 0.28584 | 402866
2016-05-15 03:00 | 0 | 0.26787 | 383232
2016-05-15 04:00 | 0 | 0.2502 | 362945
2016-05-15 05:00 | 0 | 0.24461 | 346723
2016-05-15 06:00 | 0 | 0.24197 | 333578
2016-05-15 07:00 | 0 | 0.24602 | 324196
2016-05-15 08:00 | 0 | 0.26263 | 319701
2016-05-15 09:00 | 0 | 0.27192 | 318872
2016-05-15 10:00 | 0 | 0.27632 | 318994
2016-05-15 11:00 | 0 | 0.27255 | 323783
2016-05-15 12:00 | 0.014976 | 0.17217 | 337445
2016-05-15 13:00 | 0.21377 | 0.12291 | 352435
2016-05-15 14:00 | 0.40936 | 0.16576 | 363915
2016-05-15 15:00 | 0.5322 | 0.19151 | 373504
2016-05-15 16:00 | 0.60983 | 0.20043 | 381919
2016-05-15 17:00 | 0.64688 | 0.21104 | 388083
2016-05-15 18:00 | 0.65724 | 0.22307 | 392908
2016-05-15 19:00 | 0.65046 | 0.23647 | 396532
2016-05-15 20:00 | 0.63554 | 0.25032 | 400970
2016-05-15 21:00 | 0.60481 | 0.25336 | 406594
2016-05-15 22:00 | 0.56195 | 0.24872 | 409840
2016-05-15 23:00 | 0.49789 | 0.24587 | 410874
2016-05-16 | 0.38964 | 0.26505 | 415868
2016-05-16 01:00 | 0.21786 | 0.31022 | 417754
2016-05-16 02:00 | 0.018832 | 0.34897 | 404136
2016-05-16 03:00 | 0 | 0.37553 | 383325
2016-05-16 04:00 | 0 | 0.38872 | 363727
2016-05-16 05:00 | 0 | 0.37958 | 346806
2016-05-16 06:00 | 0 | 0.3631 | 335215
2016-05-16 07:00 | 0 | 0.34727 | 329279
2016-05-16 08:00 | 0 | 0.32664 | 330265
2016-05-16 09:00 | 0 | 0.29933 | 340929
2016-05-16 10:00 | 0 | 0.27396 | 364383
2016-05-16 11:00 | 0 | 0.23671 | 388026
2016-05-16 12:00 | 0.043513 | 0.15614 | 402296
2016-05-16 13:00 | 0.37264 | 0.1279 | 413477
2016-05-16 14:00 | 0.6031 | 0.1557 | 424269
2016-05-16 15:00 | 0.7272 | 0.19283 | 431985
2016-05-16 16:00 | 0.77612 | 0.21005 | 437327
2016-05-16 17:00 | 0.77852 | 0.21363 | 442315
2016-05-16 18:00 | 0.76685 | 0.21459 | 446051
2016-05-16 19:00 | 0.7513 | 0.21392 | 447837
2016-05-16 20:00 | 0.73601 | 0.21149 | 450109
2016-05-16 21:00 | 0.70864 | 0.2069 | 451899
2016-05-16 22:00 | 0.65801 | 0.20463 | 451067
2016-05-16 23:00 | 0.566 | 0.21253 | 449437
2016-05-17 | 0.41488 | 0.26183 | 452267
2016-05-17 01:00 | 0.19091 | 0.37155 | 449303
2016-05-17 02:00 | 0.018621 | 0.44508 | 430077
2016-05-17 03:00 | 0 | 0.46314 | 403559
2016-05-17 04:00 | 0 | 0.45126 | 380929
2016-05-17 05:00 | 0 | 0.42836 | 362454
2016-05-17 06:00 | 0 | 0.41073 | 347520
2016-05-17 07:00 | 0 | 0.39186 | 339506
2016-05-17 08:00 | 0 | 0.37552 | 338388
2016-05-17 09:00 | 0 | 0.34208 | 347189
2016-05-17 10:00 | 0 | 0.3092 | 370062
2016-05-17 11:00 | 0 | 0.28431 | 393054
2016-05-17 12:00 | 0.036614 | 0.22463 | 408527
2016-05-17 13:00 | 0.3093 | 0.21153 | 420490
2016-05-17 14:00 | 0.55257 | 0.22934 | 432111
2016-05-17 15:00 | 0.67128 | 0.24211 | 439578
2016-05-17 16:00 | 0.71269 | 0.23622 | 447591
2016-05-17 17:00 | 0.72267 | 0.22505 | 452503
2016-05-17 18:00 | 0.71026 | 0.21449 | 455461
2016-05-17 19:00 | 0.68903 | 0.20727 | 458010
2016-05-17 20:00 | 0.6662 | 0.20433 | 458342
2016-05-17 21:00 | 0.62522 | 0.20465 | 459922
2016-05-17 22:00 | 0.56601 | 0.21057 | 459064
2016-05-17 23:00 | 0.48084 | 0.21856 | 455928
2016-05-18 | 0.36041 | 0.23001 | 456165
2016-05-18 01:00 | 0.19443 | 0.28932 | 453024
2016-05-18 02:00 | 0.037754 | 0.35672 | 434923
2016-05-18 03:00 | 0 | 0.40605 | 408791
2016-05-18 04:00 | 0 | 0.43567 | 385096
2016-05-18 05:00 | 0 | 0.43786 | 365147
2016-05-18 06:00 | 0 | 0.42421 | 349847
2016-05-18 07:00 | 0 | 0.40571 | 340892
2016-05-18 08:00 | 0 | 0.38845 | 339155
2016-05-18 09:00 | 0 | 0.35982 | 347311
2016-05-18 10:00 | 0 | 0.32916 | 369141
2016-05-18 11:00 | 0 | 0.29905 | 391333
2016-05-18 12:00 | 0.043256 | 0.1707 | 404643
2016-05-18 13:00 | 0.32908 | 0.11326 | 414696
2016-05-18 14:00 | 0.55779 | 0.14183 | 425309
2016-05-18 15:00 | 0.67739 | 0.14632 | 433956
2016-05-18 16:00 | 0.72567 | 0.13387 | 441180
2016-05-18 17:00 | 0.73463 | 0.1287 | 447088
2016-05-18 18:00 | 0.72099 | 0.12674 | 452422
2016-05-18 19:00 | 0.7033 | 0.12597 | 455695
2016-05-18 20:00 | 0.6873 | 0.12713 | 458559
2016-05-18 21:00 | 0.65825 | 0.13112 | 460812
2016-05-18 22:00 | 0.61046 | 0.13712 | 458743
2016-05-18 23:00 | 0.52541 | 0.15043 | 455111
2016-05-19 | 0.41013 | 0.19179 | 455162
2016-05-19 01:00 | 0.23695 | 0.35209 | 452069
2016-05-19 02:00 | 0.021841 | 0.46865 | 434434
2016-05-19 03:00 | 0 | 0.52096 | 408119
2016-05-19 04:00 | 0 | 0.54282 | 383142
2016-05-19 05:00 | 0 | 0.54061 | 362941
2016-05-19 06:00 | 0 | 0.52507 | 347770
2016-05-19 07:00 | 0 | 0.49847 | 337967
2016-05-19 08:00 | 0 | 0.46653 | 336146
2016-05-19 09:00 | 0 | 0.43175 | 345081
2016-05-19 10:00 | 0 | 0.40809 | 367118
2016-05-19 11:00 | 0 | 0.36435 | 389239
2016-05-19 12:00 | 0.061455 | 0.20468 | 403543
2016-05-19 13:00 | 0.40671 | 0.17805 | 415692
2016-05-19 14:00 | 0.61774 | 0.25192 | 427306
2016-05-19 15:00 | 0.73766 | 0.29842 | 436602
2016-05-19 16:00 | 0.79059 | 0.31598 | 443665
2016-05-19 17:00 | 0.80139 | 0.32446 | 449379
2016-05-19 18:00 | 0.79477 | 0.32642 | 453245
2016-05-19 19:00 | 0.78901 | 0.31867 | 455347
2016-05-19 20:00 | 0.78544 | 0.30863 | 456705
2016-05-19 21:00 | 0.77444 | 0.30026 | 457769
2016-05-19 22:00 | 0.74362 | 0.29869 | 454744
2016-05-19 23:00 | 0.66629 | 0.31137 | 450085
2016-05-20 | 0.52372 | 0.3594 | 449796
2016-05-20 01:00 | 0.24614 | 0.50547 | 447542
2016-05-20 02:00 | 0.011815 | 0.61162 | 430084
2016-05-20 03:00 | 0 | 0.62169 | 403363
2016-05-20 04:00 | 0 | 0.61152 | 378108
2016-05-20 05:00 | 0 | 0.58386 | 359636
2016-05-20 06:00 | 0 | 0.54281 | 344888
2016-05-20 07:00 | 0 | 0.49583 | 335003
2016-05-20 08:00 | 0 | 0.45278 | 332872
2016-05-20 09:00 | 0 | 0.4172 | 341353
2016-05-20 10:00 | 0 | 0.38146 | 361869
2016-05-20 11:00 | 0 | 0.33583 | 383643
2016-05-20 12:00 | 0.086822 | 0.22302 | 399492
2016-05-20 13:00 | 0.41818 | 0.2129 | 413654
2016-05-20 14:00 | 0.6338 | 0.25 | 426738
2016-05-20 15:00 | 0.76151 | 0.28959 | 435829
2016-05-20 16:00 | 0.82493 | 0.31101 | 441805
2016-05-20 17:00 | 0.83761 | 0.32364 | 446073
2016-05-20 18:00 | 0.83523 | 0.3257 | 449358
2016-05-20 19:00 | 0.82658 | 0.32168 | 451726
2016-05-20 20:00 | 0.82114 | 0.31897 | 454033
2016-05-20 21:00 | 0.80486 | 0.31676 | 454399
2016-05-20 22:00 | 0.76492 | 0.32315 | 449646
2016-05-20 23:00 | 0.66438 | 0.34747 | 441625
2016-05-21 | 0.53583 | 0.4061 | 438654
2016-05-21 01:00 | 0.23513 | 0.55421 | 433474
2016-05-21 02:00 | 0.024648 | 0.63754 | 415012
2016-05-21 03:00 | 0 | 0.65343 | 396530
2016-05-21 04:00 | 0 | 0.64685 | 374530
2016-05-21 05:00 | 0 | 0.62112 | 355822
2016-05-21 06:00 | 0 | 0.58532 | 340289
2016-05-21 07:00 | 0 | 0.55338 | 330939
2016-05-21 08:00 | 0 | 0.52108 | 326053
2016-05-21 09:00 | 0 | 0.48758 | 325912
2016-05-21 10:00 | 0 | 0.46698 | 330394
2016-05-21 11:00 | 0 | 0.44767 | 338051
2016-05-21 12:00 | 0.083589 | 0.34681 | 355555
2016-05-21 13:00 | 0.42984 | 0.37771 | 375291
2016-05-21 14:00 | 0.66901 | 0.45477 | 393987
2016-05-21 15:00 | 0.79388 | 0.48671 | 408509
2016-05-21 16:00 | 0.84797 | 0.50022 | 418122
2016-05-21 17:00 | 0.85339 | 0.51767 | 424519
2016-05-21 18:00 | 0.84675 | 0.53994 | 429572
2016-05-21 19:00 | 0.83684 | 0.56398 | 433418
2016-05-21 20:00 | 0.8313 | 0.58552 | 436977
2016-05-21 21:00 | 0.81788 | 0.60298 | 439549
2016-05-21 22:00 | 0.7775 | 0.62144 | 436862
2016-05-21 23:00 | 0.68351 | 0.64576 | 431572
2016-05-22 | 0.50961 | 0.67891 | 426922
2016-05-22 01:00 | 0.23449 | 0.75866 | 422713
2016-05-22 02:00 | 0.017635 | 0.77888 | 410686
2016-05-22 03:00 | 0 | 0.76926 | 391852
2016-05-22 04:00 | 0 | 0.75868 | 371675
2016-05-22 05:00 | 0 | 0.73719 | 352334
2016-05-22 06:00 | 0 | 0.72192 | 337141
2016-05-22 07:00 | 0 | 0.71567 | 326650
2016-05-22 08:00 | 0 | 0.71049 | 321017
2016-05-22 09:00 | 0 | 0.68866 | 319360
2016-05-22 10:00 | 0 | 0.66301 | 319221
2016-05-22 11:00 | 0 | 0.61415 | 324076
2016-05-22 12:00 | 0.081906 | 0.45706 | 340092
2016-05-22 13:00 | 0.44858 | 0.42586 | 358790
2016-05-22 14:00 | 0.67486 | 0.50501 | 375530
2016-05-22 15:00 | 0.80633 | 0.53014 | 389040
2016-05-22 16:00 | 0.856 | 0.52469 | 401106
2016-05-22 17:00 | 0.86509 | 0.53218 | 410650
2016-05-22 18:00 | 0.85632 | 0.55327 | 419010
2016-05-22 19:00 | 0.84848 | 0.58182 | 426197
2016-05-22 20:00 | 0.84822 | 0.60784 | 434349
2016-05-22 21:00 | 0.83714 | 0.62819 | 440959
2016-05-22 22:00 | 0.80607 | 0.64718 | 443899
2016-05-22 23:00 | 0.71861 | 0.66542 | 442256
2016-05-23 | 0.57 | 0.71168 | 440455
2016-05-23 01:00 | 0.27534 | 0.78636 | 437320
2016-05-23 02:00 | 0.026223 | 0.81607 | 421608
2016-05-23 03:00 | 0 | 0.81344 | 397199
2016-05-23 04:00 | 0 | 0.80577 | 372838
2016-05-23 05:00 | 0 | 0.79768 | 352582
2016-05-23 06:00 | 0 | 0.78654 | 337779
2016-05-23 07:00 | 0 | 0.75933 | 329066
2016-05-23 08:00 | 0 | 0.72663 | 326685
2016-05-23 09:00 | 0 | 0.68742 | 336393
2016-05-23 10:00 | 0 | 0.65255 | 358134
2016-05-23 11:00 | 0 | 0.6006 | 381460
2016-05-23 12:00 | 0.092986 | 0.41085 | 399759
2016-05-23 13:00 | 0.46252 | 0.31422 | 416209
2016-05-23 14:00 | 0.68274 | 0.35816 | 432114
2016-05-23 15:00 | 0.80035 | 0.36119 | 446006
2016-05-23 16:00 | 0.84854 | 0.35655 | 457678
2016-05-23 17:00 | 0.86561 | 0.35165 | 469006
2016-05-23 18:00 | 0.86041 | 0.35181 | 478348
2016-05-23 19:00 | 0.85177 | 0.35985 | 486089
2016-05-23 20:00 | 0.84635 | 0.37243 | 490872
2016-05-23 21:00 | 0.83416 | 0.3779 | 493110
2016-05-23 22:00 | 0.79812 | 0.37525 | 490741
2016-05-23 23:00 | 0.70889 | 0.36889 | 484074
2016-05-24 | 0.54544 | 0.38989 | 477807
2016-05-24 01:00 | 0.23942 | 0.47217 | 471053
2016-05-24 02:00 | 0.016679 | 0.51356 | 448908
2016-05-24 03:00 | 0 | 0.50944 | 420111
2016-05-24 04:00 | 0 | 0.49727 | 392234
2016-05-24 05:00 | 0 | 0.49026 | 370342
2016-05-24 06:00 | 0 | 0.49104 | 354097
2016-05-24 07:00 | 0 | 0.47945 | 344011
2016-05-24 08:00 | 0 | 0.46636 | 341307
2016-05-24 09:00 | 0 | 0.43389 | 348338
2016-05-24 10:00 | 0 | 0.39899 | 366672
2016-05-24 11:00 | 0 | 0.35084 | 389826
2016-05-24 12:00 | 0.10236 | 0.2019 | 408663
2016-05-24 13:00 | 0.44092 | 0.13618 | 426934
2016-05-24 14:00 | 0.63748 | 0.14701 | 445433
2016-05-24 15:00 | 0.76678 | 0.15259 | 462381
2016-05-24 16:00 | 0.81711 | 0.16146 | 476400
2016-05-24 17:00 | 0.82547 | 0.18189 | 489270
2016-05-24 18:00 | 0.81687 | 0.20975 | 500907
2016-05-24 19:00 | 0.80473 | 0.23939 | 509782
2016-05-24 20:00 | 0.79565 | 0.26625 | 516707
2016-05-24 21:00 | 0.77621 | 0.28638 | 520133
2016-05-24 22:00 | 0.73136 | 0.30691 | 518155
2016-05-24 23:00 | 0.63317 | 0.32889 | 509918
2016-05-25 | 0.48962 | 0.38948 | 501806
2016-05-25 01:00 | 0.22571 | 0.50063 | 493666
2016-05-25 02:00 | 0.015504 | 0.57726 | 469882
2016-05-25 03:00 | 0 | 0.605 | 439830
2016-05-25 04:00 | 0 | 0.61158 | 412104
2016-05-25 05:00 | 0 | 0.61331 | 388110
2016-05-25 06:00 | 0 | 0.61228 | 369349
2016-05-25 07:00 | 0 | 0.59868 | 357330
2016-05-25 08:00 | 0 | 0.57266 | 353196
2016-05-25 09:00 | 0 | 0.52423 | 360438
2016-05-25 10:00 | 0 | 0.50152 | 377881
2016-05-25 11:00 | 7.37e-07 | 0.4705 | 400106
2016-05-25 12:00 | 0.10862 | 0.34779 | 420344
2016-05-25 13:00 | 0.45435 | 0.24805 | 440803
2016-05-25 14:00 | 0.64761 | 0.26962 | 461933
2016-05-25 15:00 | 0.77893 | 0.2969 | 481414
2016-05-25 16:00 | 0.8168 | 0.30972 | 497705
2016-05-25 17:00 | 0.82341 | 0.31252 | 513227
2016-05-25 18:00 | 0.81631 | 0.31325 | 526761
2016-05-25 19:00 | 0.80637 | 0.31762 | 537291
2016-05-25 20:00 | 0.7978 | 0.32336 | 544450
2016-05-25 21:00 | 0.78196 | 0.32217 | 547431
2016-05-25 22:00 | 0.73925 | 0.30716 | 542287
2016-05-25 23:00 | 0.64889 | 0.29381 | 531381
2016-05-26 | 0.50988 | 0.31604 | 521817
2016-05-26 01:00 | 0.23654 | 0.38678 | 512256
2016-05-26 02:00 | 0.019863 | 0.44162 | 488412
2016-05-26 03:00 | 0 | 0.4729 | 455944
2016-05-26 04:00 | 0 | 0.48563 | 425635
2016-05-26 05:00 | 0 | 0.48738 | 400557
2016-05-26 06:00 | 0 | 0.48906 | 380967
2016-05-26 07:00 | 0 | 0.48407 | 367149
2016-05-26 08:00 | 0 | 0.47463 | 361979
2016-05-26 09:00 | 0 | 0.46112 | 367885
2016-05-26 10:00 | 0 | 0.4547 | 387246
2016-05-26 11:00 | 2.01e-06 | 0.41266 | 410827
2016-05-26 12:00 | 0.12671 | 0.25615 | 432688
2016-05-26 13:00 | 0.48296 | 0.19962 | 453714
2016-05-26 14:00 | 0.67948 | 0.2414 | 476278
2016-05-26 15:00 | 0.79882 | 0.26719 | 497102
2016-05-26 16:00 | 0.83705 | 0.28329 | 514615
2016-05-26 17:00 | 0.83488 | 0.30489 | 530002
2016-05-26 18:00 | 0.8201 | 0.33688 | 540760
2016-05-26 19:00 | 0.8019 | 0.37467 | 550035
2016-05-26 20:00 | 0.78721 | 0.40391 | 554684
2016-05-26 21:00 | 0.76588 | 0.41054 | 553672
2016-05-26 22:00 | 0.72145 | 0.40843 | 546361
2016-05-26 23:00 | 0.63807 | 0.41786 | 533794
2016-05-27 | 0.50929 | 0.44619 | 523360
2016-05-27 01:00 | 0.26338 | 0.48975 | 514618
2016-05-27 02:00 | 0.03045 | 0.53372 | 489810
2016-05-27 03:00 | 0 | 0.54002 | 459477
2016-05-27 04:00 | 0 | 0.47951 | 428775
2016-05-27 05:00 | 0 | 0.42656 | 402449
2016-05-27 06:00 | 0 | 0.39216 | 381992
2016-05-27 07:00 | 0 | 0.35837 | 368753
2016-05-27 08:00 | 0 | 0.33343 | 363980
2016-05-27 09:00 | 0 | 0.31531 | 368934
2016-05-27 10:00 | 0 | 0.30055 | 384185
2016-05-27 11:00 | 2.79e-06 | 0.28318 | 405105
2016-05-27 12:00 | 0.11218 | 0.18903 | 429110
2016-05-27 13:00 | 0.46854 | 0.15126 | 452260
2016-05-27 14:00 | 0.68702 | 0.17369 | 475781
2016-05-27 15:00 | 0.79284 | 0.19269 | 496673
2016-05-27 16:00 | 0.82854 | 0.19678 | 513944
2016-05-27 17:00 | 0.83215 | 0.20042 | 527326
2016-05-27 18:00 | 0.82402 | 0.19689 | 537440
2016-05-27 19:00 | 0.81389 | 0.18161 | 543658
2016-05-27 20:00 | 0.80547 | 0.16612 | 546585
2016-05-27 21:00 | 0.78766 | 0.15394 | 544994
2016-05-27 22:00 | 0.75212 | 0.14516 | 535312
2016-05-27 23:00 | 0.67337 | 0.14424 | 520452
2016-05-28 | 0.54357 | 0.16117 | 507956
2016-05-28 01:00 | 0.28267 | 0.22755 | 498303
2016-05-28 02:00 | 0.042965 | 0.30488 | 477056
2016-05-28 03:00 | 0 | 0.33354 | 447806
2016-05-28 04:00 | 0 | 0.32921 | 418066
2016-05-28 05:00 | 0 | 0.32187 | 394181
2016-05-28 06:00 | 0 | 0.31473 | 375435
2016-05-28 07:00 | 0 | 0.30029 | 360860
2016-05-28 08:00 | 0 | 0.28636 | 352135
2016-05-28 09:00 | 0 | 0.27405 | 348132
2016-05-28 10:00 | 0 | 0.27263 | 349321
2016-05-28 11:00 | 4.42e-06 | 0.26279 | 357711
2016-05-28 12:00 | 0.14609 | 0.15471 | 377804
2016-05-28 13:00 | 0.53994 | 0.11444 | 404774
2016-05-28 14:00 | 0.71055 | 0.13518 | 431917
2016-05-28 15:00 | 0.8149 | 0.14472 | 456896
2016-05-28 16:00 | 0.85937 | 0.15061 | 477425
2016-05-28 17:00 | 0.86027 | 0.15743 | 492482
2016-05-28 18:00 | 0.8501 | 0.16789 | 504366
2016-05-28 19:00 | 0.8352 | 0.17979 | 514319
2016-05-28 20:00 | 0.82292 | 0.19003 | 522878
2016-05-28 21:00 | 0.80116 | 0.19483 | 526804
2016-05-28 22:00 | 0.75611 | 0.19185 | 524119
2016-05-28 23:00 | 0.66673 | 0.18375 | 513281
2016-05-29 | 0.51716 | 0.18774 | 501272
2016-05-29 01:00 | 0.25147 | 0.25184 | 491484
2016-05-29 02:00 | 0.026963 | 0.31356 | 472491
2016-05-29 03:00 | 0 | 0.34067 | 444592
2016-05-29 04:00 | 0 | 0.3648 | 418205
2016-05-29 05:00 | 0 | 0.39308 | 394074
2016-05-29 06:00 | 0 | 0.40376 | 373955
2016-05-29 07:00 | 0 | 0.41534 | 359007
2016-05-29 08:00 | 0 | 0.43254 | 349369
2016-05-29 09:00 | 0 | 0.43142 | 344568
2016-05-29 10:00 | 0 | 0.42394 | 342370
2016-05-29 11:00 | 7.61e-07 | 0.36163 | 347608
2016-05-29 12:00 | 0.11175 | 0.20046 | 364457
2016-05-29 13:00 | 0.42767 | 0.1438 | 390643
2016-05-29 14:00 | 0.62417 | 0.18465 | 417784
2016-05-29 15:00 | 0.72977 | 0.20846 | 442750
2016-05-29 16:00 | 0.77993 | 0.20444 | 464005
2016-05-29 17:00 | 0.79032 | 0.19818 | 480240
2016-05-29 18:00 | 0.78754 | 0.20274 | 492006
2016-05-29 19:00 | 0.77717 | 0.21491 | 500465
2016-05-29 20:00 | 0.76983 | 0.22593 | 506111
2016-05-29 21:00 | 0.75031 | 0.22596 | 508248
2016-05-29 22:00 | 0.71367 | 0.21392 | 504790
2016-05-29 23:00 | 0.6259 | 0.20597 | 494498
2016-05-30 | 0.49145 | 0.23669 | 483132
2016-05-30 01:00 | 0.26525 | 0.35234 | 472908
2016-05-30 02:00 | 0.035805 | 0.43953 | 456189
2016-05-30 03:00 | 0 | 0.45361 | 431028
2016-05-30 04:00 | 0 | 0.446 | 404498
2016-05-30 05:00 | 0 | 0.43279 | 380422
2016-05-30 06:00 | 0 | 0.41569 | 362999
2016-05-30 07:00 | 0 | 0.38928 | 349662
2016-05-30 08:00 | 0 | 0.35471 | 342344
2016-05-30 09:00 | 0 | 0.30925 | 340098
2016-05-30 10:00 | 0 | 0.27168 | 340563
2016-05-30 11:00 | 3.22e-07 | 0.23875 | 346582
2016-05-30 12:00 | 0.09808 | 0.13958 | 362900
2016-05-30 13:00 | 0.44311 | 0.12039 | 390192
2016-05-30 14:00 | 0.66598 | 0.15949 | 420252
2016-05-30 15:00 | 0.77994 | 0.16709 | 448922
2016-05-30 16:00 | 0.82954 | 0.1728 | 472712
2016-05-30 17:00 | 0.84063 | 0.18979 | 490171
2016-05-30 18:00 | 0.83586 | 0.21666 | 503610
2016-05-30 19:00 | 0.82842 | 0.24993 | 513592
2016-05-30 20:00 | 0.82647 | 0.28801 | 521499
2016-05-30 21:00 | 0.81773 | 0.32532 | 526698
2016-05-30 22:00 | 0.78696 | 0.35824 | 526040
2016-05-30 23:00 | 0.70199 | 0.39855 | 519884
2016-05-31 | 0.55368 | 0.49626 | 510821
2016-05-31 01:00 | 0.30087 | 0.6643 | 501289
2016-05-31 02:00 | 0.042811 | 0.75113 | 478475
2016-05-31 03:00 | 0 | 0.7208 | 446575
2016-05-31 04:00 | 0 | 0.64417 | 417426
2016-05-31 05:00 | 0 | 0.58532 | 392066
2016-05-31 06:00 | 0 | 0.53603 | 372274
2016-05-31 07:00 | 0 | 0.49539 | 359147
2016-05-31 08:00 | 0 | 0.45969 | 355102
2016-05-31 09:00 | 0 | 0.42906 | 362437
2016-05-31 10:00 | 0 | 0.40241 | 380869
2016-05-31 11:00 | 4.13e-07 | 0.36744 | 404434
2016-05-31 12:00 | 0.11954 | 0.28438 | 430258
2016-05-31 13:00 | 0.50381 | 0.34283 | 457434
2016-05-31 14:00 | 0.69321 | 0.37319 | 485399
2016-05-31 15:00 | 0.78357 | 0.36874 | 511566
2016-05-31 16:00 | 0.82333 | 0.35283 | 533684
2016-05-31 17:00 | 0.82337 | 0.34465 | 552896
2016-05-31 18:00 | 0.80871 | 0.34202 | 566702
2016-05-31 19:00 | 0.78707 | 0.34077 | 575476
2016-05-31 20:00 | 0.76967 | 0.33851 | 578930
2016-05-31 21:00 | 0.74837 | 0.33407 | 578388
2016-05-31 22:00 | 0.71517 | 0.33072 | 571152
2016-05-31 23:00 | 0.64265 | 0.33106 | 558447
2016-06-01 | 0.51419 | 0.34412 | 545151
2016-06-01 01:00 | 0.30891 | 0.38816 | 533134
2016-06-01 02:00 | 0.057516 | 0.43458 | 505636
2016-06-01 03:00 | 1.91e-08 | 0.43709 | 469955
2016-06-01 04:00 | 0 | 0.42316 | 436947
2016-06-01 05:00 | 0 | 0.4087 | 409528
2016-06-01 06:00 | 0 | 0.40039 | 388462
2016-06-01 07:00 | 0 | 0.40449 | 373860
2016-06-01 08:00 | 0 | 0.41249 | 367627
2016-06-01 09:00 | 0 | 0.42511 | 372843
2016-06-01 10:00 | 0 | 0.43535 | 388457
2016-06-01 11:00 | 7.59e-06 | 0.39317 | 411140
2016-06-01 12:00 | 0.074201 | 0.25997 | 435165
2016-06-01 13:00 | 0.41453 | 0.29419 | 458866
2016-06-01 14:00 | 0.60638 | 0.33529 | 485380
2016-06-01 15:00 | 0.71441 | 0.32728 | 510547
2016-06-01 16:00 | 0.75556 | 0.31979 | 531408
2016-06-01 17:00 | 0.7617 | 0.31554 | 550110
2016-06-01 18:00 | 0.74909 | 0.30863 | 564854
2016-06-01 19:00 | 0.73391 | 0.29604 | 574628
2016-06-01 20:00 | 0.71686 | 0.27979 | 580324
2016-06-01 21:00 | 0.6936 | 0.26005 | 579092
2016-06-01 22:00 | 0.66201 | 0.23284 | 570068
2016-06-01 23:00 | 0.59673 | 0.19673 | 556557
2016-06-02 | 0.47466 | 0.16863 | 544273
2016-06-02 01:00 | 0.30003 | 0.18209 | 532348
2016-06-02 02:00 | 0.057849 | 0.21307 | 507490
2016-06-02 03:00 | 2e-07 | 0.2412 | 472589
2016-06-02 04:00 | 0 | 0.26897 | 439690
2016-06-02 05:00 | 0 | 0.29437 | 412308
2016-06-02 06:00 | 0 | 0.31342 | 390358
2016-06-02 07:00 | 0 | 0.32801 | 375879
2016-06-02 08:00 | 0 | 0.34255 | 370219
2016-06-02 09:00 | 0 | 0.34703 | 375798
2016-06-02 10:00 | 0 | 0.35021 | 393345
2016-06-02 11:00 | 5.3e-06 | 0.31332 | 414211
2016-06-02 12:00 | 0.10477 | 0.16557 | 435951
2016-06-02 13:00 | 0.46895 | 0.10429 | 457230
2016-06-02 14:00 | 0.67136 | 0.12116 | 479125
2016-06-02 15:00 | 0.78624 | 0.14578 | 500458
2016-06-02 16:00 | 0.83038 | 0.16033 | 519600
2016-06-02 17:00 | 0.83619 | 0.17474 | 537657
2016-06-02 18:00 | 0.83006 | 0.18892 | 551753
2016-06-02 19:00 | 0.81939 | 0.19899 | 561585
2016-06-02 20:00 | 0.81198 | 0.20594 | 567278
2016-06-02 21:00 | 0.79392 | 0.21516 | 568552
2016-06-02 22:00 | 0.7638 | 0.22706 | 562007
2016-06-02 23:00 | 0.69543 | 0.24487 | 550541
2016-06-03 | 0.55894 | 0.30145 | 540859
2016-06-03 01:00 | 0.34026 | 0.4573 | 528804
2016-06-03 02:00 | 0.046418 | 0.5566 | 504648
2016-06-03 03:00 | 3.37e-07 | 0.58278 | 471826
2016-06-03 04:00 | 0 | 0.5798 | 440612
2016-06-03 05:00 | 0 | 0.56433 | 412775
2016-06-03 06:00 | 0 | 0.54738 | 391019
2016-06-03 07:00 | 0 | 0.53664 | 376807
2016-06-03 08:00 | 0 | 0.5273 | 370748
2016-06-03 09:00 | 0 | 0.52193 | 376029
2016-06-03 10:00 | 0 | 0.51258 | 390568
2016-06-03 11:00 | 8.38e-06 | 0.46433 | 410728
2016-06-03 12:00 | 0.12234 | 0.28898 | 433401
2016-06-03 13:00 | 0.49458 | 0.25553 | 456710
2016-06-03 14:00 | 0.7017 | 0.34365 | 482352
2016-06-03 15:00 | 0.79597 | 0.38076 | 506438
2016-06-03 16:00 | 0.83754 | 0.37861 | 526219
2016-06-03 17:00 | 0.84857 | 0.36968 | 544271
2016-06-03 18:00 | 0.84346 | 0.36141 | 559157
2016-06-03 19:00 | 0.83538 | 0.35597 | 568887
2016-06-03 20:00 | 0.83221 | 0.35296 | 574581
2016-06-03 21:00 | 0.82329 | 0.3541 | 574869
2016-06-03 22:00 | 0.79445 | 0.35681 | 567521
2016-06-03 23:00 | 0.72217 | 0.34788 | 553923
2016-06-04 | 0.5906 | 0.35202 | 541270
2016-06-04 01:00 | 0.35349 | 0.4329 | 530077
2016-06-04 02:00 | 0.04755 | 0.53084 | 507757
2016-06-04 03:00 | 4.31e-07 | 0.54703 | 476751
2016-06-04 04:00 | 0 | 0.51072 | 445566
2016-06-04 05:00 | 0 | 0.45923 | 417881
2016-06-04 06:00 | 0 | 0.41708 | 395618
2016-06-04 07:00 | 0 | 0.39272 | 378450
2016-06-04 08:00 | 0 | 0.39198 | 367703
2016-06-04 09:00 | 0 | 0.40717 | 364114
2016-06-04 10:00 | 0 | 0.43044 | 364270
2016-06-04 11:00 | 9.92e-06 | 0.39997 | 372504
2016-06-04 12:00 | 0.15011 | 0.23693 | 391583
2016-06-04 13:00 | 0.5314 | 0.23452 | 416910
2016-06-04 14:00 | 0.68035 | 0.36388 | 444249
2016-06-04 15:00 | 0.78321 | 0.43363 | 469972
2016-06-04 16:00 | 0.81915 | 0.47453 | 491295
2016-06-04 17:00 | 0.82724 | 0.50135 | 507879
2016-06-04 18:00 | 0.82258 | 0.52351 | 520690
2016-06-04 19:00 | 0.81438 | 0.54379 | 530123
2016-06-04 20:00 | 0.80999 | 0.56098 | 536156
2016-06-04 21:00 | 0.79802 | 0.57492 | 539077
2016-06-04 22:00 | 0.76981 | 0.57239 | 535584
2016-06-04 23:00 | 0.69583 | 0.53889 | 526357
2016-06-05 | 0.56748 | 0.48925 | 517223
2016-06-05 01:00 | 0.3084 | 0.55322 | 507566
2016-06-05 02:00 | 0.031121 | 0.57285 | 488695
2016-06-05 03:00 | 0 | 0.52782 | 461209
2016-06-05 04:00 | 0 | 0.4779 | 431573
2016-06-05 05:00 | 0 | 0.43968 | 406781
2016-06-05 06:00 | 0 | 0.41995 | 386419
2016-06-05 07:00 | 0 | 0.40743 | 370429
2016-06-05 08:00 | 0 | 0.4004 | 360252
2016-06-05 09:00 | 0 | 0.39213 | 355281
2016-06-05 10:00 | 0 | 0.39484 | 352955
2016-06-05 11:00 | 1.34e-05 | 0.35168 | 357290
2016-06-05 12:00 | 0.14986 | 0.19319 | 374022
2016-06-05 13:00 | 0.53103 | 0.11867 | 397413
2016-06-05 14:00 | 0.70881 | 0.18483 | 422285
2016-06-05 15:00 | 0.79729 | 0.26326 | 445523
2016-06-05 16:00 | 0.84048 | 0.30512 | 466044
2016-06-05 17:00 | 0.84662 | 0.3361 | 483304
2016-06-05 18:00 | 0.84006 | 0.3592 | 497201
2016-06-05 19:00 | 0.83079 | 0.37258 | 508990
2016-06-05 20:00 | 0.82758 | 0.38104 | 519010
2016-06-05 21:00 | 0.81836 | 0.38738 | 525768
2016-06-05 22:00 | 0.79115 | 0.38828 | 526990
2016-06-05 23:00 | 0.70785 | 0.38631 | 521930
2016-06-06 | 0.57799 | 0.39814 | 513888
2016-06-06 01:00 | 0.31762 | 0.48725 | 504098
2016-06-06 02:00 | 0.043799 | 0.58846 | 485611
2016-06-06 03:00 | 8.35e-07 | 0.60534 | 456516
2016-06-06 04:00 | 0 | 0.57023 | 426240
2016-06-06 05:00 | 0 | 0.52917 | 403188
2016-06-06 06:00 | 0 | 0.50243 | 384384
2016-06-06 07:00 | 0 | 0.4966 | 370595
2016-06-06 08:00 | 0 | 0.49349 | 366015
2016-06-06 09:00 | 0 | 0.48861 | 371425
2016-06-06 10:00 | 0 | 0.48715 | 387935
2016-06-06 11:00 | 1.22e-05 | 0.42548 | 411661
2016-06-06 12:00 | 0.1305 | 0.25569 | 435162
2016-06-06 13:00 | 0.47762 | 0.22149 | 461328
2016-06-06 14:00 | 0.6826 | 0.27385 | 485280
2016-06-06 15:00 | 0.77921 | 0.30285 | 509087
2016-06-06 16:00 | 0.82034 | 0.30425 | 527204
2016-06-06 17:00 | 0.82732 | 0.30768 | 545385
2016-06-06 18:00 | 0.81727 | 0.30856 | 560299
2016-06-06 19:00 | 0.79848 | 0.3116 | 570244
2016-06-06 20:00 | 0.7796 | 0.31599 | 578371
2016-06-06 21:00 | 0.75136 | 0.31896 | 581232
2016-06-06 22:00 | 0.71603 | 0.32234 | 579340
2016-06-06 23:00 | 0.64068 | 0.32668 | 568858
2016-06-07 | 0.52204 | 0.35354 | 558041
2016-06-07 01:00 | 0.30548 | 0.48713 | 544630
2016-06-07 02:00 | 0.039285 | 0.63609 | 517539
2016-06-07 03:00 | 6.58e-07 | 0.62914 | 483215
2016-06-07 04:00 | 0 | 0.56097 | 448043
2016-06-07 05:00 | 0 | 0.49273 | 419365
2016-06-07 06:00 | 0 | 0.43344 | 397308
2016-06-07 07:00 | 0 | 0.38778 | 381818
2016-06-07 08:00 | 0 | 0.35407 | 375224
2016-06-07 09:00 | 0 | 0.33221 | 379918
2016-06-07 10:00 | 0 | 0.31655 | 394415
2016-06-07 11:00 | 5.73e-06 | 0.25255 | 414034
2016-06-07 12:00 | 0.11247 | 0.12153 | 436079
2016-06-07 13:00 | 0.4616 | 0.12064 | 460021
2016-06-07 14:00 | 0.65955 | 0.15079 | 485342
2016-06-07 15:00 | 0.76164 | 0.1394 | 508842
2016-06-07 16:00 | 0.80642 | 0.12017 | 528600
2016-06-07 17:00 | 0.81705 | 0.1083 | 546244
2016-06-07 18:00 | 0.80772 | 0.10338 | 559521
2016-06-07 19:00 | 0.79148 | 0.10384 | 569433
2016-06-07 20:00 | 0.77536 | 0.10981 | 575757
2016-06-07 21:00 | 0.75432 | 0.11786 | 579190
2016-06-07 22:00 | 0.72036 | 0.13348 | 575363
2016-06-07 23:00 | 0.63645 | 0.15925 | 564201
2016-06-08 | 0.50509 | 0.20742 | 548515
2016-06-08 01:00 | 0.28016 | 0.34787 | 533334
2016-06-08 02:00 | 0.03863 | 0.51707 | 506870
2016-06-08 03:00 | 1.93e-06 | 0.558 | 470978
2016-06-08 04:00 | 0 | 0.54047 | 437565
2016-06-08 05:00 | 0 | 0.50119 | 408850
2016-06-08 06:00 | 0 | 0.46938 | 386228
2016-06-08 07:00 | 0 | 0.44948 | 371486
2016-06-08 08:00 | 0 | 0.44456 | 364715
2016-06-08 09:00 | 0 | 0.44071 | 370472
2016-06-08 10:00 | 0 | 0.43629 | 382405
2016-06-08 11:00 | 4.31e-06 | 0.38475 | 400432
2016-06-08 12:00 | 0.11727 | 0.20314 | 420465
2016-06-08 13:00 | 0.44153 | 0.17551 | 442199
2016-06-08 14:00 | 0.63022 | 0.22489 | 465246
2016-06-08 15:00 | 0.71917 | 0.23147 | 486017
2016-06-08 16:00 | 0.76693 | 0.22054 | 502863
2016-06-08 17:00 | 0.77969 | 0.2198 | 519109
2016-06-08 18:00 | 0.77735 | 0.22851 | 532051
2016-06-08 19:00 | 0.76621 | 0.2403 | 543040
2016-06-08 20:00 | 0.75604 | 0.25393 | 551323
2016-06-08 21:00 | 0.73633 | 0.26528 | 555836
2016-06-08 22:00 | 0.69985 | 0.27602 | 553751
2016-06-08 23:00 | 0.61946 | 0.30876 | 543784
2016-06-09 | 0.48716 | 0.39716 | 530422
2016-06-09 01:00 | 0.26552 | 0.55529 | 517442
2016-06-09 02:00 | 0.034859 | 0.66508 | 494403
2016-06-09 03:00 | 1.49e-06 | 0.70627 | 461505
2016-06-09 04:00 | 0 | 0.70124 | 429485
2016-06-09 05:00 | 0 | 0.66947 | 402849
2016-06-09 06:00 | 0 | 0.63228 | 382478
2016-06-09 07:00 | 0 | 0.60365 | 368821
2016-06-09 08:00 | 0 | 0.57698 | 362709
2016-06-09 09:00 | 0 | 0.53165 | 366616
2016-06-09 10:00 | 0 | 0.48826 | 380315
2016-06-09 11:00 | 7.27e-06 | 0.4029 | 398304
2016-06-09 12:00 | 0.11535 | 0.23263 | 419320
2016-06-09 13:00 | 0.43497 | 0.23629 | 441583
2016-06-09 14:00 | 0.64097 | 0.32703 | 464597
2016-06-09 15:00 | 0.7517 | 0.33226 | 485879
2016-06-09 16:00 | 0.80899 | 0.32023 | 505989
2016-06-09 17:00 | 0.82262 | 0.31611 | 524767
2016-06-09 18:00 | 0.82029 | 0.31783 | 539999
2016-06-09 19:00 | 0.81231 | 0.32287 | 552774
2016-06-09 20:00 | 0.80617 | 0.32847 | 560594
2016-06-09 21:00 | 0.7912 | 0.33666 | 566846
2016-06-09 22:00 | 0.75729 | 0.35068 | 564371
2016-06-09 23:00 | 0.67834 | 0.38014 | 554318
2016-06-10 | 0.53952 | 0.4577 | 540316
2016-06-10 01:00 | 0.31319 | 0.61268 | 530398
2016-06-10 02:00 | 0.052476 | 0.72229 | 505423
2016-06-10 03:00 | 2.05e-06 | 0.71947 | 473098
2016-06-10 04:00 | 0 | 0.69097 | 438393
2016-06-10 05:00 | 0 | 0.65463 | 411512
2016-06-10 06:00 | 0 | 0.6153 | 391226
2016-06-10 07:00 | 0 | 0.5657 | 376885
2016-06-10 08:00 | 0 | 0.5154 | 369546
2016-06-10 09:00 | 0 | 0.46668 | 372398
2016-06-10 10:00 | 0 | 0.42754 | 383857
2016-06-10 11:00 | 9.14e-06 | 0.33945 | 402748
2016-06-10 12:00 | 0.12657 | 0.18186 | 426829
2016-06-10 13:00 | 0.42817 | 0.19712 | 454646
2016-06-10 14:00 | 0.58886 | 0.24662 | 482301
2016-06-10 15:00 | 0.68137 | 0.25357 | 508873
2016-06-10 16:00 | 0.72998 | 0.26226 | 531905
2016-06-10 17:00 | 0.74446 | 0.28399 | 551022
2016-06-10 18:00 | 0.74244 | 0.31146 | 567314
2016-06-10 19:00 | 0.73347 | 0.33132 | 579868
2016-06-10 20:00 | 0.71689 | 0.33505 | 589997
2016-06-10 21:00 | 0.68376 | 0.33241 | 593420
2016-06-10 22:00 | 0.6295 | 0.32853 | 587600
2016-06-10 23:00 | 0.53742 | 0.34125 | 573688
2016-06-11 | 0.40509 | 0.41187 | 556480
2016-06-11 01:00 | 0.21393 | 0.58689 | 540736
2016-06-11 02:00 | 0.032552 | 0.70348 | 517639
2016-06-11 03:00 | 2.62e-06 | 0.69478 | 486640
2016-06-11 04:00 | 0 | 0.66402 | 455231
2016-06-11 05:00 | 0 | 0.63536 | 426453
2016-06-11 06:00 | 0 | 0.60039 | 405689
2016-06-11 07:00 | 0 | 0.56313 | 388245
2016-06-11 08:00 | 0 | 0.53447 | 375972
2016-06-11 09:00 | 0 | 0.49515 | 372056
2016-06-11 10:00 | 0 | 0.45654 | 372473
2016-06-11 11:00 | 8.03e-06 | 0.37924 | 382390
2016-06-11 12:00 | 0.092122 | 0.25114 | 405494
2016-06-11 13:00 | 0.3086 | 0.24893 | 438077
2016-06-11 14:00 | 0.48649 | 0.30419 | 473340
2016-06-11 15:00 | 0.5999 | 0.32961 | 506666
2016-06-11 16:00 | 0.66231 | 0.33391 | 534752
2016-06-11 17:00 | 0.683 | 0.34272 | 555285
2016-06-11 18:00 | 0.67726 | 0.35925 | 571006
2016-06-11 19:00 | 0.66388 | 0.37801 | 582511
2016-06-11 20:00 | 0.64097 | 0.40251 | 590597
2016-06-11 21:00 | 0.60496 | 0.43479 | 595049
2016-06-11 22:00 | 0.54997 | 0.47559 | 591829
2016-06-11 23:00 | 0.47173 | 0.52699 | 580903
2016-06-12 | 0.35875 | 0.60492 | 566512
2016-06-12 01:00 | 0.20329 | 0.7093 | 552841
2016-06-12 02:00 | 0.024773 | 0.75993 | 531300
2016-06-12 03:00 | 1.6e-06 | 0.74616 | 501243
2016-06-12 04:00 | 0 | 0.70781 | 470687
2016-06-12 05:00 | 0 | 0.67295 | 442054
2016-06-12 06:00 | 0 | 0.64964 | 418211
2016-06-12 07:00 | 0 | 0.61829 | 400428
2016-06-12 08:00 | 0 | 0.59265 | 387567
2016-06-12 09:00 | 0 | 0.53706 | 380020
2016-06-12 10:00 | 0 | 0.46561 | 376210
2016-06-12 11:00 | 3.77e-06 | 0.39354 | 384024
2016-06-12 12:00 | 0.10397 | 0.30643 | 407958
2016-06-12 13:00 | 0.41377 | 0.32105 | 437678
2016-06-12 14:00 | 0.61229 | 0.33931 | 468012
2016-06-12 15:00 | 0.7192 | 0.32998 | 494687
2016-06-12 16:00 | 0.77461 | 0.32303 | 517422
2016-06-12 17:00 | 0.78608 | 0.31934 | 534487
2016-06-12 18:00 | 0.78057 | 0.32071 | 545621
2016-06-12 19:00 | 0.77104 | 0.32004 | 552724
2016-06-12 20:00 | 0.76189 | 0.31468 | 556947
2016-06-12 21:00 | 0.74442 | 0.30521 | 558748
2016-06-12 22:00 | 0.70904 | 0.29166 | 554207
2016-06-12 23:00 | 0.63446 | 0.27884 | 543277
2016-06-13 | 0.52686 | 0.29455 | 530139
2016-06-13 01:00 | 0.30355 | 0.40086 | 519068
2016-06-13 02:00 | 0.035865 | 0.4744 | 498816
2016-06-13 03:00 | 2.74e-06 | 0.45119 | 469138
2016-06-13 04:00 | 0 | 0.40546 | 439711
2016-06-13 05:00 | 0 | 0.36584 | 415207
2016-06-13 06:00 | 0 | 0.32732 | 394517
2016-06-13 07:00 | 0 | 0.29394 | 380639
2016-06-13 08:00 | 0 | 0.27134 | 374559
2016-06-13 09:00 | 0 | 0.2423 | 379564
2016-06-13 10:00 | 0 | 0.22054 | 394195
2016-06-13 11:00 | 4e-06 | 0.18451 | 416210
2016-06-13 12:00 | 0.14144 | 0.11091 | 440541
2016-06-13 13:00 | 0.46694 | 0.094479 | 467299
2016-06-13 14:00 | 0.6673 | 0.10295 | 495712
2016-06-13 15:00 | 0.76388 | 0.09984 | 522570
2016-06-13 16:00 | 0.803 | 0.093823 | 545584
2016-06-13 17:00 | 0.80562 | 0.089879 | 565469
2016-06-13 18:00 | 0.79493 | 0.090341 | 580343
2016-06-13 19:00 | 0.78386 | 0.094501 | 589658
2016-06-13 20:00 | 0.77718 | 0.098483 | 595279
2016-06-13 21:00 | 0.76668 | 0.10711 | 596967
2016-06-13 22:00 | 0.73376 | 0.12524 | 591091
2016-06-13 23:00 | 0.65056 | 0.15896 | 579889
2016-06-14 | 0.53824 | 0.21258 | 565632
2016-06-14 01:00 | 0.2948 | 0.341 | 551948
2016-06-14 02:00 | 0.04099 | 0.46675 | 527027
2016-06-14 03:00 | 0 | 0.47225 | 491855
2016-06-14 04:00 | 0 | 0.44611 | 458318
2016-06-14 05:00 | 0 | 0.41848 | 429694
2016-06-14 06:00 | 0 | 0.39414 | 408610
2016-06-14 07:00 | 0 | 0.37013 | 393006
2016-06-14 08:00 | 0 | 0.34431 | 386262
2016-06-14 09:00 | 0 | 0.31773 | 390262
2016-06-14 10:00 | 0 | 0.3071 | 405010
2016-06-14 11:00 | 1.32e-05 | 0.28893 | 425599
2016-06-14 12:00 | 0.16651 | 0.20155 | 449688
2016-06-14 13:00 | 0.55105 | 0.21367 | 476353
2016-06-14 14:00 | 0.70221 | 0.25338 | 503944
2016-06-14 15:00 | 0.80436 | 0.26357 | 530927
2016-06-14 16:00 | 0.8593 | 0.2772 | 553952
2016-06-14 17:00 | 0.86532 | 0.29852 | 573249
2016-06-14 18:00 | 0.85367 | 0.3212 | 587081
2016-06-14 19:00 | 0.84006 | 0.34304 | 595687
2016-06-14 20:00 | 0.83191 | 0.3573 | 601822
2016-06-14 21:00 | 0.81708 | 0.35726 | 603737
2016-06-14 22:00 | 0.78601 | 0.3491 | 597600
2016-06-14 23:00 | 0.70256 | 0.33149 | 585548
2016-06-15 | 0.554 | 0.33634 | 570965
2016-06-15 01:00 | 0.30135 | 0.40804 | 557325
2016-06-15 02:00 | 0.037084 | 0.46001 | 532471
2016-06-15 03:00 | 2.61e-06 | 0.47924 | 498690
2016-06-15 04:00 | 0 | 0.48186 | 466211
2016-06-15 05:00 | 0 | 0.48775 | 438142
2016-06-15 06:00 | 0 | 0.50478 | 417100
2016-06-15 07:00 | 0 | 0.51539 | 402112
2016-06-15 08:00 | 0 | 0.51429 | 394759
2016-06-15 09:00 | 0 | 0.50176 | 398514
2016-06-15 10:00 | 0 | 0.4782 | 413684
2016-06-15 11:00 | 1.75e-05 | 0.40943 | 433725
2016-06-15 12:00 | 0.15071 | 0.22061 | 458210
2016-06-15 13:00 | 0.52471 | 0.15861 | 486171
2016-06-15 14:00 | 0.6847 | 0.1642 | 515729
2016-06-15 15:00 | 0.7965 | 0.18625 | 544200
2016-06-15 16:00 | 0.8423 | 0.19834 | 569028
2016-06-15 17:00 | 0.85369 | 0.21806 | 590949
2016-06-15 18:00 | 0.84986 | 0.24605 | 608682
2016-06-15 19:00 | 0.84329 | 0.27776 | 621100
2016-06-15 20:00 | 0.84225 | 0.30696 | 629859
2016-06-15 21:00 | 0.83687 | 0.32989 | 632024
2016-06-15 22:00 | 0.80844 | 0.3476 | 626813
2016-06-15 23:00 | 0.74235 | 0.37164 | 613147
2016-06-16 | 0.59446 | 0.44433 | 596583
2016-06-16 01:00 | 0.34037 | 0.61156 | 579747
2016-06-16 02:00 | 0.047601 | 0.7209 | 552876
2016-06-16 03:00 | 2.07e-06 | 0.75404 | 516809
2016-06-16 04:00 | 0 | 0.73338 | 482294
2016-06-16 05:00 | 0 | 0.69511 | 452694
2016-06-16 06:00 | 0 | 0.65012 | 429579
2016-06-16 07:00 | 0 | 0.60901 | 412910
2016-06-16 08:00 | 0 | 0.58165 | 404973
2016-06-16 09:00 | 0 | 0.55667 | 408505
2016-06-16 10:00 | 0 | 0.5282 | 422239
2016-06-16 11:00 | 1.67e-05 | 0.45926 | 442317
2016-06-16 12:00 | 0.16139 | 0.33655 | 467491
2016-06-16 13:00 | 0.55893 | 0.34697 | 494771
2016-06-16 14:00 | 0.70996 | 0.37596 | 523244
2016-06-16 15:00 | 0.81812 | 0.38081 | 550557
2016-06-16 16:00 | 0.85707 | 0.36736 | 573493
2016-06-16 17:00 | 0.87499 | 0.3656 | 593314
2016-06-16 18:00 | 0.86837 | 0.38406 | 608327
2016-06-16 19:00 | 0.86004 | 0.4121 | 617141
2016-06-16 20:00 | 0.85833 | 0.44206 | 622344
2016-06-16 21:00 | 0.8518 | 0.46807 | 623112
2016-06-16 22:00 | 0.82356 | 0.48019 | 617203
2016-06-16 23:00 | 0.7577 | 0.47581 | 605611
2016-06-17 | 0.60271 | 0.51317 | 591553
2016-06-17 01:00 | 0.35658 | 0.6363 | 575723
2016-06-17 02:00 | 0.049939 | 0.72472 | 549591
2016-06-17 03:00 | 1.78e-06 | 0.73126 | 515717
2016-06-17 04:00 | 0 | 0.70743 | 483717
2016-06-17 05:00 | 0 | 0.68153 | 454279
2016-06-17 06:00 | 0 | 0.64985 | 428248
2016-06-17 07:00 | 0 | 0.62478 | 411752
2016-06-17 08:00 | 0 | 0.59611 | 403500
2016-06-17 09:00 | 0 | 0.56534 | 405513
2016-06-17 10:00 | 0 | 0.535 | 416644
2016-06-17 11:00 | 1.66e-05 | 0.4624 | 434301
2016-06-17 12:00 | 0.15707 | 0.30858 | 459290
2016-06-17 13:00 | 0.55306 | 0.29951 | 488911
2016-06-17 14:00 | 0.70763 | 0.28985 | 518595
2016-06-17 15:00 | 0.81093 | 0.25138 | 545741
2016-06-17 16:00 | 0.85203 | 0.21914 | 567490
2016-06-17 17:00 | 0.86526 | 0.20013 | 584549
2016-06-17 18:00 | 0.86101 | 0.18937 | 597291
2016-06-17 19:00 | 0.8533 | 0.18475 | 606608
2016-06-17 20:00 | 0.85114 | 0.18274 | 612181
2016-06-17 21:00 | 0.84395 | 0.18265 | 612561
2016-06-17 22:00 | 0.814 | 0.18868 | 604742
2016-06-17 23:00 | 0.74226 | 0.20837 | 590018
2016-06-18 | 0.58769 | 0.27552 | 571383
2016-06-18 01:00 | 0.32722 | 0.42267 | 554508
2016-06-18 02:00 | 0.048206 | 0.55167 | 530096
2016-06-18 03:00 | 8.24e-07 | 0.58047 | 497484
2016-06-18 04:00 | 0 | 0.54755 | 465759
2016-06-18 05:00 | 0 | 0.50665 | 436125
2016-06-18 06:00 | 0 | 0.46711 | 410907
2016-06-18 07:00 | 0 | 0.42833 | 393168
2016-06-18 08:00 | 0 | 0.39851 | 381758
2016-06-18 09:00 | 0 | 0.34793 | 376227
2016-06-18 10:00 | 0 | 0.30212 | 375830
2016-06-18 11:00 | 8.76e-06 | 0.24589 | 384738
2016-06-18 12:00 | 0.16263 | 0.14261 | 405325
2016-06-18 13:00 | 0.53801 | 0.10942 | 432021
2016-06-18 14:00 | 0.68773 | 0.11973 | 460821
2016-06-18 15:00 | 0.78578 | 0.11117 | 489654
2016-06-18 16:00 | 0.82382 | 0.097808 | 514631
2016-06-18 17:00 | 0.82882 | 0.092262 | 534606
2016-06-18 18:00 | 0.82061 | 0.092331 | 551191
2016-06-18 19:00 | 0.80996 | 0.099156 | 564545
2016-06-18 20:00 | 0.80153 | 0.11372 | 574478
2016-06-18 21:00 | 0.78424 | 0.13741 | 579685
2016-06-18 22:00 | 0.75119 | 0.17188 | 575841
2016-06-18 23:00 | 0.67038 | 0.22191 | 562708
2016-06-19 | 0.51684 | 0.29895 | 545617
2016-06-19 01:00 | 0.28293 | 0.46338 | 531539
2016-06-19 02:00 | 0.047518 | 0.61502 | 511308
2016-06-19 03:00 | 4.12e-06 | 0.65664 | 481727
2016-06-19 04:00 | 0 | 0.65631 | 450963
2016-06-19 05:00 | 0 | 0.63725 | 423780
2016-06-19 06:00 | 0 | 0.6111 | 400632
2016-06-19 07:00 | 0 | 0.58515 | 383744
2016-06-19 08:00 | 0 | 0.56323 | 372003
2016-06-19 09:00 | 0 | 0.54485 | 364628
2016-06-19 10:00 | 0 | 0.52409 | 361484
2016-06-19 11:00 | 1.49e-05 | 0.45628 | 367308
2016-06-19 12:00 | 0.13804 | 0.3188 | 387174
2016-06-19 13:00 | 0.46228 | 0.36011 | 415881
2016-06-19 14:00 | 0.63772 | 0.41874 | 447988
2016-06-19 15:00 | 0.74573 | 0.43877 | 479035
2016-06-19 16:00 | 0.79638 | 0.4547 | 506647
2016-06-19 17:00 | 0.80831 | 0.46895 | 530674
2016-06-19 18:00 | 0.80607 | 0.47772 | 550246
2016-06-19 19:00 | 0.8003 | 0.48098 | 567009
2016-06-19 20:00 | 0.79586 | 0.482 | 580864
2016-06-19 21:00 | 0.78208 | 0.48549 | 590387
2016-06-19 22:00 | 0.75162 | 0.49367 | 591563
2016-06-19 23:00 | 0.68352 | 0.51054 | 584623
2016-06-20 | 0.54053 | 0.55826 | 571899
2016-06-20 01:00 | 0.33336 | 0.67232 | 560612
2016-06-20 02:00 | 0.045559 | 0.77277 | 538629
2016-06-20 03:00 | 1.45e-06 | 0.77673 | 506404
2016-06-20 04:00 | 0 | 0.74855 | 472788
2016-06-20 05:00 | 0 | 0.7177 | 444380
2016-06-20 06:00 | 0 | 0.68687 | 420074
2016-06-20 07:00 | 0 | 0.65765 | 403268
2016-06-20 08:00 | 0 | 0.62122 | 394676
2016-06-20 09:00 | 0 | 0.57143 | 397331
2016-06-20 10:00 | 0 | 0.51769 | 410679
2016-06-20 11:00 | 1.66e-05 | 0.39334 | 433379
2016-06-20 12:00 | 0.16261 | 0.22459 | 461784
2016-06-20 13:00 | 0.51456 | 0.28205 | 494530
2016-06-20 14:00 | 0.69468 | 0.29187 | 529278
2016-06-20 15:00 | 0.78144 | 0.2573 | 563124
2016-06-20 16:00 | 0.82391 | 0.22493 | 592728
2016-06-20 17:00 | 0.82969 | 0.20826 | 618309
2016-06-20 18:00 | 0.82305 | 0.20207 | 637952
2016-06-20 19:00 | 0.81542 | 0.19855 | 653245
2016-06-20 20:00 | 0.8137 | 0.19481 | 664302
2016-06-20 21:00 | 0.80703 | 0.1942 | 668915
2016-06-20 22:00 | 0.78356 | 0.1931 | 664906
2016-06-20 23:00 | 0.71005 | 0.19169 | 651397
2016-06-21 | 0.57976 | 0.20697 | 631507
2016-06-21 01:00 | 0.32615 | 0.3286 | 612804
2016-06-21 02:00 | 0.048632 | 0.49889 | 581995
2016-06-21 03:00 | 1.26e-06 | 0.55426 | 539949
2016-06-21 04:00 | 0 | 0.54404 | 501362
2016-06-21 05:00 | 0 | 0.52013 | 469238
2016-06-21 06:00 | 0 | 0.4948 | 441958
2016-06-21 07:00 | 0 | 0.47726 | 422625
2016-06-21 08:00 | 0 | 0.4652 | 412705
2016-06-21 09:00 | 0 | 0.43709 | 414254
2016-06-21 10:00 | 0 | 0.40477 | 427487
2016-06-21 11:00 | 1.41e-05 | 0.34471 | 447267
2016-06-21 12:00 | 0.14051 | 0.1878 | 470193
2016-06-21 13:00 | 0.44528 | 0.15691 | 498042
2016-06-21 14:00 | 0.64717 | 0.21341 | 529549
2016-06-21 15:00 | 0.7343 | 0.23773 | 560715
2016-06-21 16:00 | 0.78676 | 0.24515 | 586867
2016-06-21 17:00 | 0.80003 | 0.25826 | 609939
2016-06-21 18:00 | 0.80045 | 0.28049 | 627655
2016-06-21 19:00 | 0.79378 | 0.31004 | 640291
2016-06-21 20:00 | 0.78771 | 0.34247 | 649707
2016-06-21 21:00 | 0.77568 | 0.37151 | 653434
2016-06-21 22:00 | 0.74371 | 0.39778 | 648117
2016-06-21 23:00 | 0.66455 | 0.43303 | 634951
2016-06-22 | 0.52356 | 0.51851 | 617957
2016-06-22 01:00 | 0.27825 | 0.70788 | 599868
2016-06-22 02:00 | 0.048132 | 0.82969 | 571899
2016-06-22 03:00 | 3.82e-06 | 0.84836 | 532903
2016-06-22 04:00 | 0 | 0.83532 | 495486
2016-06-22 05:00 | 0 | 0.80966 | 464781
2016-06-22 06:00 | 0 | 0.7808 | 439728
2016-06-22 07:00 | 0 | 0.75598 | 422327
2016-06-22 08:00 | 0 | 0.72815 | 411323
2016-06-22 09:00 | 0 | 0.69449 | 412625
2016-06-22 10:00 | 0 | 0.6628 | 424663
2016-06-22 11:00 | 1.63e-05 | 0.59264 | 445447
2016-06-22 12:00 | 0.13922 | 0.45761 | 469789
2016-06-22 13:00 | 0.44249 | 0.54688 | 498029
2016-06-22 14:00 | 0.64527 | 0.5737 | 528101
2016-06-22 15:00 | 0.72496 | 0.53277 | 557079
2016-06-22 16:00 | 0.77651 | 0.48681 | 582091
2016-06-22 17:00 | 0.78886 | 0.45305 | 604925
2016-06-22 18:00 | 0.78458 | 0.42845 | 623197
2016-06-22 19:00 | 0.77181 | 0.40658 | 636797
2016-06-22 20:00 | 0.76156 | 0.38738 | 648742
2016-06-22 21:00 | 0.74634 | 0.36855 | 653933
2016-06-22 22:00 | 0.71119 | 0.35148 | 651094
2016-06-22 23:00 | 0.63839 | 0.34148 | 640266
2016-06-23 | 0.51504 | 0.36351 | 623630
2016-06-23 01:00 | 0.29098 | 0.4892 | 607473
2016-06-23 02:00 | 0.050151 | 0.59734 | 579275
2016-06-23 03:00 | 4.03e-06 | 0.62867 | 541127
2016-06-23 04:00 | 0 | 0.6027 | 505365
2016-06-23 05:00 | 0 | 0.55896 | 474918
2016-06-23 06:00 | 0 | 0.51945 | 449614
2016-06-23 07:00 | 0 | 0.47986 | 430975
2016-06-23 08:00 | 0 | 0.44459 | 420920
2016-06-23 09:00 | 0 | 0.40927 | 422636
2016-06-23 10:00 | 0 | 0.37099 | 435624
2016-06-23 11:00 | 1.85e-06 | 0.28293 | 453506
2016-06-23 12:00 | 0.11425 | 0.1774 | 476162
2016-06-23 13:00 | 0.43225 | 0.19809 | 503574
2016-06-23 14:00 | 0.61958 | 0.21713 | 533806
2016-06-23 15:00 | 0.70485 | 0.20004 | 562667
2016-06-23 16:00 | 0.74737 | 0.17614 | 586908
2016-06-23 17:00 | 0.76084 | 0.16038 | 609543
2016-06-23 18:00 | 0.75453 | 0.15063 | 626573
2016-06-23 19:00 | 0.744 | 0.14256 | 639206
2016-06-23 20:00 | 0.73409 | 0.14034 | 646663
2016-06-23 21:00 | 0.71504 | 0.14611 | 648522
2016-06-23 22:00 | 0.68149 | 0.16132 | 641842
2016-06-23 23:00 | 0.60987 | 0.19533 | 627035
2016-06-24 | 0.48903 | 0.26882 | 610069
2016-06-24 01:00 | 0.29726 | 0.44222 | 593801
2016-06-24 02:00 | 0.047409 | 0.59401 | 567900
2016-06-24 03:00 | 3.95e-06 | 0.62864 | 530470
2016-06-24 04:00 | 0 | 0.60303 | 495549
2016-06-24 05:00 | 0 | 0.56139 | 464939
2016-06-24 06:00 | 0 | 0.52236 | 439525
2016-06-24 07:00 | 0 | 0.50174 | 421376
2016-06-24 08:00 | 0 | 0.4877 | 412085
2016-06-24 09:00 | 0 | 0.46158 | 413435
2016-06-24 10:00 | 0 | 0.43714 | 424244
2016-06-24 11:00 | 2.55e-06 | 0.36689 | 440458
2016-06-24 12:00 | 0.10713 | 0.23088 | 463708
2016-06-24 13:00 | 0.42151 | 0.27078 | 493073
2016-06-24 14:00 | 0.61034 | 0.28959 | 525878
2016-06-24 15:00 | 0.71196 | 0.26166 | 555545
2016-06-24 16:00 | 0.76665 | 0.25228 | 580705
2016-06-24 17:00 | 0.79094 | 0.26845 | 602435
2016-06-24 18:00 | 0.78659 | 0.30011 | 619693
2016-06-24 19:00 | 0.775 | 0.33847 | 630709
2016-06-24 20:00 | 0.76212 | 0.37923 | 638495
2016-06-24 21:00 | 0.74043 | 0.42227 | 640690
2016-06-24 22:00 | 0.69938 | 0.46574 | 633972
2016-06-24 23:00 | 0.62277 | 0.51402 | 618931
2016-06-25 | 0.48921 | 0.57995 | 599867
2016-06-25 01:00 | 0.28986 | 0.70264 | 582333
2016-06-25 02:00 | 0.040875 | 0.78129 | 556986
2016-06-25 03:00 | 3.71e-06 | 0.77185 | 523448
2016-06-25 04:00 | 0 | 0.74945 | 488739
2016-06-25 05:00 | 0 | 0.72856 | 458760
2016-06-25 06:00 | 0 | 0.70213 | 434366
2016-06-25 07:00 | 0 | 0.67722 | 415428
2016-06-25 08:00 | 0 | 0.66433 | 403474
2016-06-25 09:00 | 0 | 0.64321 | 398206
2016-06-25 10:00 | 0 | 0.61466 | 396437
2016-06-25 11:00 | 9.57e-06 | 0.54909 | 406211
2016-06-25 12:00 | 0.10578 | 0.47036 | 429393
2016-06-25 13:00 | 0.42089 | 0.60459 | 460277
2016-06-25 14:00 | 0.6214 | 0.652 | 496302
2016-06-25 15:00 | 0.72398 | 0.63851 | 529538
2016-06-25 16:00 | 0.77384 | 0.62844 | 556540
2016-06-25 17:00 | 0.78935 | 0.62826 | 577439
2016-06-25 18:00 | 0.78534 | 0.63159 | 594128
2016-06-25 19:00 | 0.76934 | 0.63366 | 607626
2016-06-25 20:00 | 0.75284 | 0.63095 | 617969
2016-06-25 21:00 | 0.72642 | 0.62425 | 622318
2016-06-25 22:00 | 0.67781 | 0.62032 | 618800
2016-06-25 23:00 | 0.59671 | 0.61911 | 606976
2016-06-26 | 0.474 | 0.62445 | 589083
2016-06-26 01:00 | 0.28758 | 0.64888 | 574644
2016-06-26 02:00 | 0.052865 | 0.63898 | 551576
2016-06-26 03:00 | 3.23e-06 | 0.58502 | 519032
2016-06-26 04:00 | 0 | 0.53455 | 486390
2016-06-26 05:00 | 0 | 0.48692 | 459029
2016-06-26 06:00 | 0 | 0.44867 | 434515
2016-06-26 07:00 | 0 | 0.4227 | 415502
2016-06-26 08:00 | 0 | 0.41479 | 402118
2016-06-26 09:00 | 0 | 0.41315 | 393992
2016-06-26 10:00 | 0 | 0.40196 | 389269
2016-06-26 11:00 | 2.66e-06 | 0.34645 | 395323
2016-06-26 12:00 | 0.09336 | 0.23117 | 417009
2016-06-26 13:00 | 0.41427 | 0.26343 | 448690
2016-06-26 14:00 | 0.57732 | 0.28971 | 482510
2016-06-26 15:00 | 0.68365 | 0.29972 | 515606
2016-06-26 16:00 | 0.73274 | 0.30681 | 545152
2016-06-26 17:00 | 0.74548 | 0.31354 | 569377
2016-06-26 18:00 | 0.73895 | 0.31909 | 587630
2016-06-26 19:00 | 0.72363 | 0.3217 | 600551
2016-06-26 20:00 | 0.70841 | 0.32065 | 611011
2016-06-26 21:00 | 0.68422 | 0.31633 | 618377
2016-06-26 22:00 | 0.64674 | 0.31178 | 617665
2016-06-26 23:00 | 0.57888 | 0.3073 | 607496
2016-06-27 | 0.44827 | 0.31444 | 592599
2016-06-27 01:00 | 0.2749 | 0.36696 | 578817
2016-06-27 02:00 | 0.051251 | 0.44577 | 554582
2016-06-27 03:00 | 2.31e-06 | 0.47235 | 522357
2016-06-27 04:00 | 0 | 0.45846 | 487380
2016-06-27 05:00 | 0 | 0.42355 | 457889
2016-06-27 06:00 | 0 | 0.38021 | 434252
2016-06-27 07:00 | 0 | 0.33475 | 417528
2016-06-27 08:00 | 0 | 0.29721 | 409693
2016-06-27 09:00 | 0 | 0.25681 | 412485
2016-06-27 10:00 | 0 | 0.22229 | 425260
2016-06-27 11:00 | 1.36e-05 | 0.15796 | 445867
2016-06-27 12:00 | 0.13226 | 0.093115 | 473347
2016-06-27 13:00 | 0.43441 | 0.094565 | 505702
2016-06-27 14:00 | 0.60539 | 0.10925 | 541134
2016-06-27 15:00 | 0.70728 | 0.11496 | 575398
2016-06-27 16:00 | 0.74991 | 0.11723 | 605106
2016-06-27 17:00 | 0.76743 | 0.11683 | 630216
2016-06-27 18:00 | 0.76274 | 0.11536 | 649665
2016-06-27 19:00 | 0.75167 | 0.113 | 662709
2016-06-27 20:00 | 0.74176 | 0.1115 | 670215
2016-06-27 21:00 | 0.72263 | 0.10974 | 671047
2016-06-27 22:00 | 0.68568 | 0.10931 | 663408
2016-06-27 23:00 | 0.6029 | 0.11526 | 649398
2016-06-28 | 0.46759 | 0.14024 | 630972
2016-06-28 01:00 | 0.262 | 0.23919 | 611553
2016-06-28 02:00 | 0.039836 | 0.38103 | 582436
2016-06-28 03:00 | 2.45e-06 | 0.43686 | 542570
2016-06-28 04:00 | 0 | 0.42154 | 505108
2016-06-28 05:00 | 0 | 0.38564 | 472652
2016-06-28 06:00 | 0 | 0.34406 | 447155
2016-06-28 07:00 | 0 | 0.30037 | 428315
2016-06-28 08:00 | 0 | 0.2621 | 418966
2016-06-28 09:00 | 0 | 0.21946 | 421131
2016-06-28 10:00 | 0 | 0.19029 | 432714
2016-06-28 11:00 | 5.03e-06 | 0.15564 | 450973
2016-06-28 12:00 | 0.12651 | 0.069084 | 473234
2016-06-28 13:00 | 0.39905 | 0.046865 | 500024
2016-06-28 14:00 | 0.5773 | 0.045806 | 529073
2016-06-28 15:00 | 0.69149 | 0.03997 | 556879
2016-06-28 16:00 | 0.73874 | 0.037423 | 580836
2016-06-28 17:00 | 0.75504 | 0.037973 | 601203
2016-06-28 18:00 | 0.7516 | 0.040708 | 616276
2016-06-28 19:00 | 0.73985 | 0.044996 | 624529
2016-06-28 20:00 | 0.72542 | 0.050787 | 628520
2016-06-28 21:00 | 0.69259 | 0.05972 | 628828
2016-06-28 22:00 | 0.6435 | 0.072342 | 621537
2016-06-28 23:00 | 0.56051 | 0.090669 | 607995
2016-06-29 | 0.42302 | 0.12629 | 591546
2016-06-29 01:00 | 0.22366 | 0.22112 | 574649
2016-06-29 02:00 | 0.036303 | 0.34715 | 547945
2016-06-29 03:00 | 2.2e-06 | 0.37423 | 513219
2016-06-29 04:00 | 0 | 0.35625 | 478698
2016-06-29 05:00 | 0 | 0.33098 | 449349
2016-06-29 06:00 | 0 | 0.30401 | 424797
2016-06-29 07:00 | 0 | 0.28245 | 407843
2016-06-29 08:00 | 0 | 0.26457 | 399379
2016-06-29 09:00 | 0 | 0.23229 | 401264
2016-06-29 10:00 | 0 | 0.20104 | 413223
2016-06-29 11:00 | 3.84e-06 | 0.15703 | 432696
2016-06-29 12:00 | 0.10804 | 0.070059 | 456995
2016-06-29 13:00 | 0.36695 | 0.05476 | 482516
2016-06-29 14:00 | 0.53659 | 0.062831 | 511202
2016-06-29 15:00 | 0.63005 | 0.051916 | 540055
2016-06-29 16:00 | 0.68127 | 0.039492 | 565473
2016-06-29 17:00 | 0.70161 | 0.032319 | 588208
2016-06-29 18:00 | 0.70233 | 0.029421 | 607375
2016-06-29 19:00 | 0.69343 | 0.030806 | 621004
2016-06-29 20:00 | 0.68231 | 0.033987 | 630653
2016-06-29 21:00 | 0.66154 | 0.038369 | 634465
2016-06-29 22:00 | 0.61903 | 0.048229 | 629556
2016-06-29 23:00 | 0.53675 | 0.065849 | 616067
2016-06-30 | 0.3959 | 0.10485 | 597182
2016-06-30 01:00 | 0.19767 | 0.20803 | 580014
2016-06-30 02:00 | 0.041619 | 0.33214 | 553545
2016-06-30 03:00 | 2.07e-06 | 0.37657 | 516726
2016-06-30 04:00 | 0 | 0.36222 | 480169
2016-06-30 05:00 | 0 | 0.33453 | 449511
2016-06-30 06:00 | 0 | 0.30751 | 424274
2016-06-30 07:00 | 0 | 0.28604 | 406855
2016-06-30 08:00 | 0 | 0.27226 | 398026
2016-06-30 09:00 | 0 | 0.25006 | 399538
2016-06-30 10:00 | 0 | 0.22907 | 410455
2016-06-30 11:00 | 2.01e-06 | 0.19032 | 428603
2016-06-30 12:00 | 0.082016 | 0.11435 | 452042
2016-06-30 13:00 | 0.301 | 0.12254 | 479897
2016-06-30 14:00 | 0.47567 | 0.1573 | 509011
2016-06-30 15:00 | 0.57205 | 0.16388 | 536971
2016-06-30 16:00 | 0.62566 | 0.15947 | 561106
2016-06-30 17:00 | 0.64401 | 0.15657 | 582107
2016-06-30 18:00 | 0.6336 | 0.15868 | 600446
2016-06-30 19:00 | 0.61205 | 0.16607 | 614080
2016-06-30 20:00 | 0.58427 | 0.17829 | 623589
2016-06-30 21:00 | 0.54081 | 0.19329 | 626709
2016-06-30 22:00 | 0.48173 | 0.2078 | 620594
2016-06-30 23:00 | 0.40326 | 0.22323 | 607167
2016-07-01 | 0.29173 | 0.25809 | 590202
2016-07-01 01:00 | 0.15922 | 0.37034 | 574790
2016-07-01 02:00 | 0.047611 | 0.52093 | 549953
2016-07-01 03:00 | 2.34e-06 | 0.5434 | 515518
2016-07-01 04:00 | 0 | 0.50751 | 480417
2016-07-01 05:00 | 0 | 0.47052 | 450190
2016-07-01 06:00 | 0 | 0.43127 | 426366
2016-07-01 07:00 | 0 | 0.39622 | 409213
2016-07-01 08:00 | 0 | 0.37261 | 400250
2016-07-01 09:00 | 0 | 0.34342 | 401487
2016-07-01 10:00 | 0 | 0.31092 | 412287
2016-07-01 11:00 | 0 | 0.23838 | 428746
2016-07-01 12:00 | 0.068691 | 0.15314 | 450070
2016-07-01 13:00 | 0.28862 | 0.17822 | 478324
2016-07-01 14:00 | 0.48574 | 0.18983 | 508012
2016-07-01 15:00 | 0.5991 | 0.16868 | 535615
2016-07-01 16:00 | 0.64763 | 0.14994 | 559186
2016-07-01 17:00 | 0.66524 | 0.14355 | 579245
2016-07-01 18:00 | 0.65535 | 0.14609 | 595305
2016-07-01 19:00 | 0.63179 | 0.15307 | 605699
2016-07-01 20:00 | 0.59675 | 0.1601 | 611337
2016-07-01 21:00 | 0.53964 | 0.17321 | 611951
2016-07-01 22:00 | 0.47607 | 0.18933 | 605031
2016-07-01 23:00 | 0.3931 | 0.20193 | 590638
2016-07-02 | 0.29182 | 0.22569 | 571712
2016-07-02 01:00 | 0.16844 | 0.29122 | 554807
2016-07-02 02:00 | 0.036967 | 0.36899 | 531328
2016-07-02 03:00 | 1.96e-06 | 0.40506 | 499376
2016-07-02 04:00 | 0 | 0.39277 | 466635
2016-07-02 05:00 | 0 | 0.37068 | 439718
2016-07-02 06:00 | 0 | 0.35069 | 416966
2016-07-02 07:00 | 0 | 0.32547 | 399240
2016-07-02 08:00 | 0 | 0.30577 | 387170
2016-07-02 09:00 | 0 | 0.28367 | 380581
2016-07-02 10:00 | 0 | 0.26489 | 378094
2016-07-02 11:00 | 5.64e-06 | 0.23061 | 383661
2016-07-02 12:00 | 0.098114 | 0.14459 | 400616
2016-07-02 13:00 | 0.37952 | 0.18027 | 426470
2016-07-02 14:00 | 0.58733 | 0.21103 | 455527
2016-07-02 15:00 | 0.69626 | 0.19989 | 483095
2016-07-02 16:00 | 0.73563 | 0.18701 | 505288
2016-07-02 17:00 | 0.74112 | 0.18015 | 521550
2016-07-02 18:00 | 0.72939 | 0.17551 | 534147
2016-07-02 19:00 | 0.71283 | 0.17158 | 543318
2016-07-02 20:00 | 0.69206 | 0.1697 | 550529
2016-07-02 21:00 | 0.65749 | 0.17335 | 553668
2016-07-02 22:00 | 0.61386 | 0.1868 | 551163
2016-07-02 23:00 | 0.54035 | 0.21483 | 541555
2016-07-03 | 0.4304 | 0.26787 | 529567
2016-07-03 01:00 | 0.25903 | 0.35372 | 519482
2016-07-03 02:00 | 0.039335 | 0.44831 | 501337
2016-07-03 03:00 | 1.61e-06 | 0.47676 | 475042
2016-07-03 04:00 | 0 | 0.46694 | 447642
2016-07-03 05:00 | 0 | 0.45683 | 423652
2016-07-03 06:00 | 0 | 0.45981 | 404833
2016-07-03 07:00 | 0 | 0.46001 | 389215
2016-07-03 08:00 | 0 | 0.45335 | 378146
2016-07-03 09:00 | 0 | 0.41875 | 372341
2016-07-03 10:00 | 0 | 0.38052 | 368890
2016-07-03 11:00 | 3.86e-06 | 0.31692 | 371706
2016-07-03 12:00 | 0.13285 | 0.25241 | 386611
2016-07-03 13:00 | 0.4854 | 0.28719 | 411545
2016-07-03 14:00 | 0.67164 | 0.29755 | 439309
2016-07-03 15:00 | 0.7669 | 0.28465 | 464843
2016-07-03 16:00 | 0.80761 | 0.26215 | 488465
2016-07-03 17:00 | 0.81625 | 0.23988 | 506543
2016-07-03 18:00 | 0.80746 | 0.22121 | 520834
2016-07-03 19:00 | 0.79779 | 0.20873 | 531090
2016-07-03 20:00 | 0.79293 | 0.19906 | 538146
2016-07-03 21:00 | 0.78281 | 0.19496 | 542328
2016-07-03 22:00 | 0.75653 | 0.19511 | 540729
2016-07-03 23:00 | 0.69037 | 0.20225 | 532210
2016-07-04 | 0.55835 | 0.22935 | 521496
2016-07-04 01:00 | 0.32526 | 0.31971 | 511466
2016-07-04 02:00 | 0.044486 | 0.43386 | 495426
2016-07-04 03:00 | 2.44e-06 | 0.45556 | 471952
2016-07-04 04:00 | 0 | 0.4267 | 444686
2016-07-04 05:00 | 0 | 0.39542 | 420950
2016-07-04 06:00 | 0 | 0.37342 | 400759
2016-07-04 07:00 | 0 | 0.36664 | 385823
2016-07-04 08:00 | 0 | 0.3698 | 377948
2016-07-04 09:00 | 0 | 0.36547 | 375023
2016-07-04 10:00 | 0 | 0.36164 | 373626
2016-07-04 11:00 | 1.18e-05 | 0.32995 | 376666
2016-07-04 12:00 | 0.17191 | 0.19897 | 392312
2016-07-04 13:00 | 0.53198 | 0.15166 | 418892
2016-07-04 14:00 | 0.69308 | 0.1615 | 450265
2016-07-04 15:00 | 0.7753 | 0.14238 | 479712
2016-07-04 16:00 | 0.82893 | 0.1217 | 505125
2016-07-04 17:00 | 0.8341 | 0.11423 | 524716
2016-07-04 18:00 | 0.82817 | 0.11973 | 539792
2016-07-04 19:00 | 0.81869 | 0.13027 | 550802
2016-07-04 20:00 | 0.81515 | 0.13832 | 559591
2016-07-04 21:00 | 0.80412 | 0.13729 | 564260
2016-07-04 22:00 | 0.77304 | 0.13058 | 562347
2016-07-04 23:00 | 0.70466 | 0.13 | 553619
2016-07-05 | 0.56463 | 0.15007 | 541829
2016-07-05 01:00 | 0.32475 | 0.25459 | 528918
2016-07-05 02:00 | 0.040933 | 0.44479 | 512243
2016-07-05 03:00 | 1.44e-06 | 0.58419 | 489014
2016-07-05 04:00 | 0 | 0.62792 | 463425
2016-07-05 05:00 | 0 | 0.6215 | 439017
2016-07-05 06:00 | 0 | 0.59757 | 420628
2016-07-05 07:00 | 0 | 0.56285 | 407204
2016-07-05 08:00 | 0 | 0.52169 | 400873
2016-07-05 09:00 | 0 | 0.48941 | 404728
2016-07-05 10:00 | 0 | 0.47103 | 418595
2016-07-05 11:00 | 5.11e-06 | 0.4073 | 438717
2016-07-05 12:00 | 0.15258 | 0.24115 | 466482
2016-07-05 13:00 | 0.51223 | 0.20021 | 498721
2016-07-05 14:00 | 0.67802 | 0.23091 | 532131
2016-07-05 15:00 | 0.77083 | 0.24584 | 562591
2016-07-05 16:00 | 0.82301 | 0.24459 | 588617
2016-07-05 17:00 | 0.83084 | 0.24443 | 611568
2016-07-05 18:00 | 0.82542 | 0.24742 | 630490
2016-07-05 19:00 | 0.81916 | 0.25221 | 645161
2016-07-05 20:00 | 0.81779 | 0.25271 | 655847
2016-07-05 21:00 | 0.81101 | 0.24412 | 660906
2016-07-05 22:00 | 0.78394 | 0.23998 | 659394
2016-07-05 23:00 | 0.70749 | 0.2593 | 648330
2016-07-06 | 0.57202 | 0.31771 | 631841
2016-07-06 01:00 | 0.3331 | 0.413 | 615342
2016-07-06 02:00 | 0.038526 | 0.49 | 588636
2016-07-06 03:00 | 1.59e-06 | 0.51989 | 550875
2016-07-06 04:00 | 0 | 0.50413 | 513295
2016-07-06 05:00 | 0 | 0.47093 | 482780
2016-07-06 06:00 | 0 | 0.45007 | 456911
2016-07-06 07:00 | 0 | 0.44086 | 438013
2016-07-06 08:00 | 0 | 0.4369 | 428937
2016-07-06 09:00 | 0 | 0.41591 | 430708
2016-07-06 10:00 | 0 | 0.39488 | 445156
2016-07-06 11:00 | 9.35e-06 | 0.34248 | 463770
2016-07-06 12:00 | 0.15093 | 0.21405 | 489145
2016-07-06 13:00 | 0.518 | 0.23502 | 520664
2016-07-06 14:00 | 0.66941 | 0.25113 | 555412
2016-07-06 15:00 | 0.77396 | 0.22833 | 588346
2016-07-06 16:00 | 0.81761 | 0.19832 | 615929
2016-07-06 17:00 | 0.83079 | 0.18595 | 637138
2016-07-06 18:00 | 0.8252 | 0.19313 | 653810
2016-07-06 19:00 | 0.81699 | 0.20952 | 665008
2016-07-06 20:00 | 0.81321 | 0.2308 | 672372
2016-07-06 21:00 | 0.8044 | 0.25463 | 676348
2016-07-06 22:00 | 0.7777 | 0.2817 | 672541
2016-07-06 23:00 | 0.70168 | 0.32089 | 659367
2016-07-07 | 0.56028 | 0.38003 | 641094
2016-07-07 01:00 | 0.31165 | 0.5354 | 623195
2016-07-07 02:00 | 0.041634 | 0.64674 | 595023
2016-07-07 03:00 | 1.13e-06 | 0.65589 | 556249
2016-07-07 04:00 | 0 | 0.61769 | 519251
2016-07-07 05:00 | 0 | 0.58123 | 487018
2016-07-07 06:00 | 0 | 0.54786 | 460529
2016-07-07 07:00 | 0 | 0.52704 | 441619
2016-07-07 08:00 | 0 | 0.51734 | 432270
2016-07-07 09:00 | 0 | 0.49178 | 434678
2016-07-07 10:00 | 0 | 0.46565 | 447332
2016-07-07 11:00 | 1.14e-05 | 0.42957 | 467197
2016-07-07 12:00 | 0.13077 | 0.32581 | 491641
2016-07-07 13:00 | 0.49844 | 0.33661 | 521731
2016-07-07 14:00 | 0.66098 | 0.36092 | 555164
2016-07-07 15:00 | 0.76373 | 0.34289 | 587617
2016-07-07 16:00 | 0.81378 | 0.3227 | 614204
2016-07-07 17:00 | 0.82678 | 0.31255 | 635168
2016-07-07 18:00 | 0.81919 | 0.30981 | 654364
2016-07-07 19:00 | 0.80829 | 0.31618 | 664473
2016-07-07 20:00 | 0.80218 | 0.32182 | 671071
2016-07-07 21:00 | 0.78905 | 0.32011 | 673729
2016-07-07 22:00 | 0.75704 | 0.31243 | 668069
2016-07-07 23:00 | 0.67065 | 0.30809 | 654646
2016-07-08 | 0.54908 | 0.31746 | 638410
2016-07-08 01:00 | 0.31152 | 0.40512 | 621532
2016-07-08 02:00 | 0.039956 | 0.49963 | 593605
2016-07-08 03:00 | 8.11e-07 | 0.5189 | 555858
2016-07-08 04:00 | 0 | 0.49081 | 518604
2016-07-08 05:00 | 0 | 0.45065 | 488114
2016-07-08 06:00 | 0 | 0.41923 | 461874
2016-07-08 07:00 | 0 | 0.39987 | 442742
2016-07-08 08:00 | 0 | 0.38737 | 432778
2016-07-08 09:00 | 0 | 0.36433 | 434603
2016-07-08 10:00 | 0 | 0.34447 | 446741
2016-07-08 11:00 | 9.69e-09 | 0.29382 | 464941
2016-07-08 12:00 | 0.096627 | 0.18652 | 491037
2016-07-08 13:00 | 0.43696 | 0.17694 | 523699
2016-07-08 14:00 | 0.62036 | 0.20428 | 557938
2016-07-08 15:00 | 0.72685 | 0.20659 | 591140
2016-07-08 16:00 | 0.78604 | 0.20137 | 616688
2016-07-08 17:00 | 0.79948 | 0.19796 | 637306
2016-07-08 18:00 | 0.79605 | 0.19595 | 652156
2016-07-08 19:00 | 0.78672 | 0.19311 | 661112
2016-07-08 20:00 | 0.77955 | 0.18697 | 666277
2016-07-08 21:00 | 0.76197 | 0.17848 | 666264
2016-07-08 22:00 | 0.73252 | 0.16986 | 657650
2016-07-08 23:00 | 0.64847 | 0.17226 | 641615
2016-07-09 | 0.54079 | 0.2165 | 621080
2016-07-09 01:00 | 0.30984 | 0.36017 | 600655
2016-07-09 02:00 | 0.0401 | 0.49134 | 573074
2016-07-09 03:00 | 2.38e-07 | 0.51375 | 537026
2016-07-09 04:00 | 0 | 0.49029 | 503058
2016-07-09 05:00 | 0 | 0.45924 | 472233
2016-07-09 06:00 | 0 | 0.43767 | 446984
2016-07-09 07:00 | 0 | 0.41806 | 427811
2016-07-09 08:00 | 0 | 0.3983 | 415102
2016-07-09 09:00 | 0 | 0.36921 | 408303
2016-07-09 10:00 | 0 | 0.34848 | 405812
2016-07-09 11:00 | 7.37e-06 | 0.29793 | 412095
2016-07-09 12:00 | 0.12135 | 0.16801 | 431529
2016-07-09 13:00 | 0.49015 | 0.15517 | 461399
2016-07-09 14:00 | 0.6455 | 0.17437 | 494489
2016-07-09 15:00 | 0.74934 | 0.16509 | 525257
2016-07-09 16:00 | 0.80593 | 0.16381 | 550195
2016-07-09 17:00 | 0.81757 | 0.17406 | 569722
2016-07-09 18:00 | 0.81365 | 0.19107 | 583892
2016-07-09 19:00 | 0.80472 | 0.20769 | 595393
2016-07-09 20:00 | 0.79994 | 0.22283 | 603013
2016-07-09 21:00 | 0.78864 | 0.2416 | 605780
2016-07-09 22:00 | 0.76146 | 0.26462 | 600420
2016-07-09 23:00 | 0.68366 | 0.29779 | 588550
2016-07-10 | 0.55426 | 0.3714 | 572382
2016-07-10 01:00 | 0.29687 | 0.54659 | 557030
2016-07-10 02:00 | 0.035977 | 0.65514 | 534735
2016-07-10 03:00 | 3.02e-07 | 0.665 | 504637
2016-07-10 04:00 | 0 | 0.6464 | 472865
2016-07-10 05:00 | 0 | 0.61817 | 445168
2016-07-10 06:00 | 0 | 0.58191 | 423042
2016-07-10 07:00 | 0 | 0.55108 | 405389
2016-07-10 08:00 | 0 | 0.5162 | 392995
2016-07-10 09:00 | 0 | 0.46763 | 386041
2016-07-10 10:00 | 0 | 0.42014 | 382415
2016-07-10 11:00 | 6.35e-06 | 0.35472 | 387490
2016-07-10 12:00 | 0.10511 | 0.22777 | 407703
2016-07-10 13:00 | 0.47974 | 0.22842 | 435099
2016-07-10 14:00 | 0.68131 | 0.25541 | 466139
2016-07-10 15:00 | 0.78333 | 0.26425 | 496547
2016-07-10 16:00 | 0.83642 | 0.29315 | 524202
2016-07-10 17:00 | 0.84522 | 0.33927 | 547624
2016-07-10 18:00 | 0.83983 | 0.37574 | 566798
2016-07-10 19:00 | 0.83326 | 0.40361 | 581698
2016-07-10 20:00 | 0.83368 | 0.4279 | 592595
2016-07-10 21:00 | 0.82858 | 0.45326 | 599783
2016-07-10 22:00 | 0.80631 | 0.47936 | 600387
2016-07-10 23:00 | 0.72724 | 0.51506 | 591233
2016-07-11 | 0.59818 | 0.57877 | 576878
2016-07-11 01:00 | 0.32583 | 0.70289 | 564175
2016-07-11 02:00 | 0.049906 | 0.75932 | 541665
2016-07-11 03:00 | 1.82e-07 | 0.75979 | 509761
2016-07-11 04:00 | 0 | 0.75555 | 477528
2016-07-11 05:00 | 0 | 0.75991 | 450542
2016-07-11 06:00 | 0 | 0.75606 | 428646
2016-07-11 07:00 | 0 | 0.75431 | 412850
2016-07-11 08:00 | 0 | 0.74412 | 406101
2016-07-11 09:00 | 0 | 0.72413 | 410976
2016-07-11 10:00 | 0 | 0.70122 | 424742
2016-07-11 11:00 | 5.69e-06 | 0.65814 | 443139
2016-07-11 12:00 | 0.12414 | 0.60235 | 469783
2016-07-11 13:00 | 0.49097 | 0.66755 | 501025
2016-07-11 14:00 | 0.69504 | 0.70241 | 535818
2016-07-11 15:00 | 0.80201 | 0.69658 | 568424
2016-07-11 16:00 | 0.84935 | 0.68419 | 596823
2016-07-11 17:00 | 0.86169 | 0.68292 | 621048
2016-07-11 18:00 | 0.8564 | 0.68742 | 640543
2016-07-11 19:00 | 0.84887 | 0.69127 | 654436
2016-07-11 20:00 | 0.84716 | 0.69332 | 663615
2016-07-11 21:00 | 0.84126 | 0.69812 | 666782
2016-07-11 22:00 | 0.81723 | 0.70652 | 661340
2016-07-11 23:00 | 0.74397 | 0.71744 | 647838
2016-07-12 | 0.58749 | 0.74177 | 629895
2016-07-12 01:00 | 0.32748 | 0.80468 | 611767
2016-07-12 02:00 | 0.035868 | 0.83911 | 583447
2016-07-12 03:00 | 1.36e-08 | 0.85221 | 544892
2016-07-12 04:00 | 0 | 0.84468 | 509022
2016-07-12 05:00 | 0 | 0.82267 | 477314
2016-07-12 06:00 | 0 | 0.79016 | 450498
2016-07-12 07:00 | 0 | 0.75455 | 431704
2016-07-12 08:00 | 0 | 0.71814 | 421999
2016-07-12 09:00 | 0 | 0.67805 | 422987
2016-07-12 10:00 | 0 | 0.64907 | 436029
2016-07-12 11:00 | 4.67e-06 | 0.59417 | 456498
2016-07-12 12:00 | 0.12606 | 0.44322 | 482934
2016-07-12 13:00 | 0.49407 | 0.48719 | 512658
2016-07-12 14:00 | 0.68639 | 0.52715 | 546489
2016-07-12 15:00 | 0.79895 | 0.50132 | 578718
2016-07-12 16:00 | 0.84426 | 0.48391 | 607314
2016-07-12 17:00 | 0.85235 | 0.48402 | 630683
2016-07-12 18:00 | 0.84806 | 0.4965 | 648626
2016-07-12 19:00 | 0.84081 | 0.50911 | 661644
2016-07-12 20:00 | 0.84069 | 0.51722 | 670411
2016-07-12 21:00 | 0.83645 | 0.51859 | 673446
2016-07-12 22:00 | 0.81236 | 0.5157 | 669508
2016-07-12 23:00 | 0.74202 | 0.51281 | 656296
2016-07-13 | 0.56527 | 0.53186 | 638843
2016-07-13 01:00 | 0.2957 | 0.62083 | 620660
2016-07-13 02:00 | 0.034598 | 0.6927 | 592697
2016-07-13 03:00 | 0 | 0.74815 | 554697
2016-07-13 04:00 | 0 | 0.76409 | 517724
2016-07-13 05:00 | 0 | 0.75013 | 485379
2016-07-13 06:00 | 0 | 0.7191 | 459917
2016-07-13 07:00 | 0 | 0.68945 | 441934
2016-07-13 08:00 | 0 | 0.66211 | 432676
2016-07-13 09:00 | 0 | 0.63965 | 435833
2016-07-13 10:00 | 0 | 0.62262 | 448951
2016-07-13 11:00 | 4.41e-06 | 0.55845 | 469550
2016-07-13 12:00 | 0.12583 | 0.38947 | 496070
2016-07-13 13:00 | 0.48746 | 0.43794 | 525443
2016-07-13 14:00 | 0.6976 | 0.4996 | 559810
2016-07-13 15:00 | 0.79546 | 0.49022 | 594899
2016-07-13 16:00 | 0.84383 | 0.46161 | 625088
2016-07-13 17:00 | 0.85075 | 0.44079 | 649828
2016-07-13 18:00 | 0.84419 | 0.43408 | 668009
2016-07-13 19:00 | 0.83662 | 0.43514 | 679325
2016-07-13 20:00 | 0.83618 | 0.43756 | 684178
2016-07-13 21:00 | 0.8305 | 0.4371 | 685078
2016-07-13 22:00 | 0.80711 | 0.43415 | 679696
2016-07-13 23:00 | 0.74008 | 0.43515 | 666990
2016-07-14 | 0.56046 | 0.46346 | 650042
2016-07-14 01:00 | 0.29831 | 0.53769 | 631894
2016-07-14 02:00 | 0.037011 | 0.5926 | 602801
2016-07-14 03:00 | 0 | 0.58953 | 564675
2016-07-14 04:00 | 0 | 0.57142 | 526053
2016-07-14 05:00 | 0 | 0.54478 | 493962
2016-07-14 06:00 | 0 | 0.51878 | 467053
2016-07-14 07:00 | 0 | 0.49876 | 447367
2016-07-14 08:00 | 0 | 0.48774 | 437746
2016-07-14 09:00 | 0 | 0.46201 | 439448
2016-07-14 10:00 | 0 | 0.43826 | 453146
2016-07-14 11:00 | 0 | 0.3789 | 473437
2016-07-14 12:00 | 0.10722 | 0.24254 | 498162
2016-07-14 13:00 | 0.48664 | 0.2596 | 527954
2016-07-14 14:00 | 0.68413 | 0.29124 | 563662
2016-07-14 15:00 | 0.78483 | 0.29888 | 597192
2016-07-14 16:00 | 0.82831 | 0.29038 | 624767
2016-07-14 17:00 | 0.8353 | 0.28481 | 645953
2016-07-14 18:00 | 0.82905 | 0.28231 | 661070
2016-07-14 19:00 | 0.82207 | 0.28003 | 671398
2016-07-14 20:00 | 0.82225 | 0.27537 | 676307
2016-07-14 21:00 | 0.81601 | 0.26784 | 677747
2016-07-14 22:00 | 0.79542 | 0.26049 | 673278
2016-07-14 23:00 | 0.71602 | 0.25279 | 660714
2016-07-15 | 0.56013 | 0.26262 | 643060
2016-07-15 01:00 | 0.28635 | 0.3469 | 626168
2016-07-15 02:00 | 0.032675 | 0.43159 | 596932
2016-07-15 03:00 | 0 | 0.42696 | 557655
2016-07-15 04:00 | 0 | 0.38986 | 520968
2016-07-15 05:00 | 0 | 0.35303 | 488419
2016-07-15 06:00 | 0 | 0.31833 | 461753
2016-07-15 07:00 | 0 | 0.28668 | 442091
2016-07-15 08:00 | 0 | 0.25602 | 431829
2016-07-15 09:00 | 0 | 0.22398 | 432607
2016-07-15 10:00 | 0 | 0.20201 | 444406
2016-07-15 11:00 | 1.89e-06 | 0.16458 | 462733
2016-07-15 12:00 | 0.10531 | 0.089451 | 487020
2016-07-15 13:00 | 0.46128 | 0.090023 | 517382
2016-07-15 14:00 | 0.67264 | 0.10799 | 548705
2016-07-15 15:00 | 0.76874 | 0.10293 | 577335
2016-07-15 16:00 | 0.81323 | 0.086933 | 601301
2016-07-15 17:00 | 0.82246 | 0.072891 | 623336
2016-07-15 18:00 | 0.81827 | 0.063544 | 640286
2016-07-15 19:00 | 0.81041 | 0.054996 | 650704
2016-07-15 20:00 | 0.80712 | 0.04998 | 657165
2016-07-15 21:00 | 0.79747 | 0.055623 | 657587
2016-07-15 22:00 | 0.76622 | 0.070154 | 648192
2016-07-15 23:00 | 0.68155 | 0.09747 | 630495
2016-07-16 | 0.52794 | 0.14951 | 610563
2016-07-16 01:00 | 0.25734 | 0.27394 | 593282
2016-07-16 02:00 | 0.027069 | 0.42346 | 566934
2016-07-16 03:00 | 0 | 0.45258 | 531396
2016-07-16 04:00 | 0 | 0.43797 | 495930
2016-07-16 05:00 | 0 | 0.41111 | 465615
2016-07-16 06:00 | 0 | 0.38793 | 441570
2016-07-16 07:00 | 0 | 0.36999 | 422379
2016-07-16 08:00 | 0 | 0.35606 | 410187
2016-07-16 09:00 | 0 | 0.31976 | 404433
2016-07-16 10:00 | 0 | 0.27947 | 403956
2016-07-16 11:00 | 0 | 0.23719 | 411897
2016-07-16 12:00 | 0.091395 | 0.166 | 431408
2016-07-16 13:00 | 0.41184 | 0.20568 | 460733
2016-07-16 14:00 | 0.62882 | 0.25893 | 493000
2016-07-16 15:00 | 0.74324 | 0.27484 | 524171
2016-07-16 16:00 | 0.7994 | 0.28157 | 550527
2016-07-16 17:00 | 0.81709 | 0.29195 | 572417
2016-07-16 18:00 | 0.81503 | 0.31115 | 589029
2016-07-16 19:00 | 0.80746 | 0.33752 | 600006
2016-07-16 20:00 | 0.80345 | 0.36777 | 606513
2016-07-16 21:00 | 0.79455 | 0.3975 | 608656
2016-07-16 22:00 | 0.76805 | 0.43627 | 603469
2016-07-16 23:00 | 0.69038 | 0.48349 | 591077
2016-07-17 | 0.53853 | 0.54919 | 575707
2016-07-17 01:00 | 0.27378 | 0.66005 | 560346
2016-07-17 02:00 | 0.024951 | 0.70719 | 538670
2016-07-17 03:00 | 0 | 0.69133 | 508492
2016-07-17 04:00 | 0 | 0.65645 | 477482
2016-07-17 05:00 | 0 | 0.61903 | 451035
2016-07-17 06:00 | 0 | 0.58701 | 429643
2016-07-17 07:00 | 0 | 0.55377 | 411588
2016-07-17 08:00 | 0 | 0.53338 | 399818
2016-07-17 09:00 | 0 | 0.50684 | 392622
2016-07-17 10:00 | 0 | 0.48067 | 387527
2016-07-17 11:00 | 7.91e-07 | 0.43158 | 391641
2016-07-17 12:00 | 0.10636 | 0.31304 | 411311
2016-07-17 13:00 | 0.4338 | 0.36089 | 444110
2016-07-17 14:00 | 0.64684 | 0.40011 | 479639
2016-07-17 15:00 | 0.74108 | 0.38163 | 514092
2016-07-17 16:00 | 0.78917 | 0.35467 | 545689
2016-07-17 17:00 | 0.80439 | 0.33955 | 571375
2016-07-17 18:00 | 0.80052 | 0.33693 | 591889
2016-07-17 19:00 | 0.78919 | 0.33969 | 607872
2016-07-17 20:00 | 0.78143 | 0.34012 | 620128
2016-07-17 21:00 | 0.76603 | 0.33821 | 628734
2016-07-17 22:00 | 0.73136 | 0.33325 | 630088
2016-07-17 23:00 | 0.65331 | 0.33043 | 622054
2016-07-18 | 0.50747 | 0.3566 | 608973
2016-07-18 01:00 | 0.25564 | 0.4422 | 595724
2016-07-18 02:00 | 0.028984 | 0.52098 | 572179
2016-07-18 03:00 | 0 | 0.52496 | 540002
2016-07-18 04:00 | 0 | 0.48699 | 506806
2016-07-18 05:00 | 0 | 0.45565 | 477936
2016-07-18 06:00 | 0 | 0.43481 | 455072
2016-07-18 07:00 | 0 | 0.43038 | 438275
2016-07-18 08:00 | 0 | 0.41922 | 430035
2016-07-18 09:00 | 0 | 0.3839 | 432780
2016-07-18 10:00 | 0 | 0.34952 | 446146
2016-07-18 11:00 | 4.31e-07 | 0.31774 | 466590
2016-07-18 12:00 | 0.076565 | 0.18341 | 495607
2016-07-18 13:00 | 0.36175 | 0.17642 | 530189
2016-07-18 14:00 | 0.56222 | 0.22742 | 567488
2016-07-18 15:00 | 0.67073 | 0.20517 | 602663
2016-07-18 16:00 | 0.72923 | 0.17354 | 632805
2016-07-18 17:00 | 0.75318 | 0.16505 | 655699
2016-07-18 18:00 | 0.75075 | 0.17436 | 671854
2016-07-18 19:00 | 0.73706 | 0.19361 | 678778
2016-07-18 20:00 | 0.72211 | 0.22006 | 679882
2016-07-18 21:00 | 0.69633 | 0.24989 | 677977
2016-07-18 22:00 | 0.65752 | 0.28727 | 673385
2016-07-18 23:00 | 0.57804 | 0.3336 | 662839
2016-07-19 | 0.43704 | 0.40645 | 645707
2016-07-19 01:00 | 0.21685 | 0.53986 | 626926
2016-07-19 02:00 | 0.034844 | 0.63338 | 597364
2016-07-19 03:00 | 0 | 0.62526 | 558734
2016-07-19 04:00 | 0 | 0.59716 | 520670
2016-07-19 05:00 | 0 | 0.55789 | 488298
2016-07-19 06:00 | 0 | 0.51964 | 461564
2016-07-19 07:00 | 0 | 0.48955 | 442848
2016-07-19 08:00 | 0 | 0.47857 | 433311
2016-07-19 09:00 | 0 | 0.45634 | 435488
2016-07-19 10:00 | 0 | 0.4275 | 448967
2016-07-19 11:00 | 7.89e-08 | 0.36868 | 468631
2016-07-19 12:00 | 0.08166 | 0.20578 | 495509
2016-07-19 13:00 | 0.40397 | 0.17921 | 525717
2016-07-19 14:00 | 0.61781 | 0.23126 | 561169
2016-07-19 15:00 | 0.71487 | 0.22908 | 594934
2016-07-19 16:00 | 0.76661 | 0.21876 | 622824
2016-07-19 17:00 | 0.77272 | 0.22479 | 644321
2016-07-19 18:00 | 0.7599 | 0.23691 | 659831
2016-07-19 19:00 | 0.74404 | 0.24691 | 669705
2016-07-19 20:00 | 0.72984 | 0.25399 | 676736
2016-07-19 21:00 | 0.70368 | 0.2618 | 678202
2016-07-19 22:00 | 0.66092 | 0.27316 | 671340
2016-07-19 23:00 | 0.57513 | 0.29695 | 655422
2016-07-20 | 0.4323 | 0.36533 | 636565
2016-07-20 01:00 | 0.22584 | 0.52542 | 618519
2016-07-20 02:00 | 0.030576 | 0.62887 | 589729
2016-07-20 03:00 | 0 | 0.6198 | 552048
2016-07-20 04:00 | 0 | 0.58735 | 514405
2016-07-20 05:00 | 0 | 0.56405 | 482657
2016-07-20 06:00 | 0 | 0.54722 | 456339
2016-07-20 07:00 | 0 | 0.52081 | 437311
2016-07-20 08:00 | 0 | 0.4932 | 427406
2016-07-20 09:00 | 0 | 0.47113 | 429429
2016-07-20 10:00 | 0 | 0.44711 | 441816
2016-07-20 11:00 | 3.4e-08 | 0.39718 | 460581
2016-07-20 12:00 | 0.089385 | 0.24711 | 486874
2016-07-20 13:00 | 0.40212 | 0.25401 | 517655
2016-07-20 14:00 | 0.62142 | 0.25867 | 552701
2016-07-20 15:00 | 0.70821 | 0.2134 | 587835
2016-07-20 16:00 | 0.75537 | 0.18404 | 618472
2016-07-20 17:00 | 0.76203 | 0.19306 | 645401
2016-07-20 18:00 | 0.75064 | 0.22729 | 666420
2016-07-20 19:00 | 0.73343 | 0.26722 | 681326
2016-07-20 20:00 | 0.7157 | 0.30259 | 691916
2016-07-20 21:00 | 0.68554 | 0.33534 | 696978
2016-07-20 22:00 | 0.63483 | 0.36608 | 691384
2016-07-20 23:00 | 0.5491 | 0.39838 | 678219
2016-07-21 | 0.41514 | 0.45896 | 659397
2016-07-21 01:00 | 0.21827 | 0.5844 | 640391
2016-07-21 02:00 | 0.021531 | 0.67308 | 611187
2016-07-21 03:00 | 0 | 0.68304 | 572027
2016-07-21 04:00 | 0 | 0.66313 | 533254
2016-07-21 05:00 | 0 | 0.63744 | 498740
2016-07-21 06:00 | 0 | 0.61096 | 470257
2016-07-21 07:00 | 0 | 0.57767 | 449749
2016-07-21 08:00 | 0 | 0.54119 | 438554
2016-07-21 09:00 | 0 | 0.49089 | 440488
2016-07-21 10:00 | 0 | 0.437 | 453335
2016-07-21 11:00 | 0 | 0.36689 | 472775
2016-07-21 12:00 | 0.093763 | 0.20342 | 499350
2016-07-21 13:00 | 0.41047 | 0.2113 | 533096
2016-07-21 14:00 | 0.63917 | 0.2393 | 571530
2016-07-21 15:00 | 0.73427 | 0.19916 | 609171
2016-07-21 16:00 | 0.77114 | 0.17222 | 640721
2016-07-21 17:00 | 0.78386 | 0.17039 | 668011
2016-07-21 18:00 | 0.77284 | 0.18498 | 687574
2016-07-21 19:00 | 0.75624 | 0.20158 | 699093
2016-07-21 20:00 | 0.74126 | 0.21029 | 706996
2016-07-21 21:00 | 0.71677 | 0.2118 | 708155
2016-07-21 22:00 | 0.67241 | 0.20754 | 703672
2016-07-21 23:00 | 0.58838 | 0.20959 | 690274
2016-07-22 | 0.4515 | 0.25419 | 672875
2016-07-22 01:00 | 0.22054 | 0.39007 | 654666
2016-07-22 02:00 | 0.021923 | 0.48796 | 622878
2016-07-22 03:00 | 0 | 0.51807 | 585323
2016-07-22 04:00 | 0 | 0.51894 | 547793
2016-07-22 05:00 | 0 | 0.50415 | 512625
2016-07-22 06:00 | 0 | 0.48286 | 483330
2016-07-22 07:00 | 0 | 0.45983 | 462741
2016-07-22 08:00 | 0 | 0.44138 | 451233
2016-07-22 09:00 | 0 | 0.4125 | 451810
2016-07-22 10:00 | 0 | 0.3848 | 463057
2016-07-22 11:00 | 0 | 0.34686 | 480339
2016-07-22 12:00 | 0.084332 | 0.19124 | 506206
2016-07-22 13:00 | 0.39217 | 0.13375 | 540344
2016-07-22 14:00 | 0.59667 | 0.14862 | 574745
2016-07-22 15:00 | 0.70995 | 0.1492 | 611626
2016-07-22 16:00 | 0.76412 | 0.15309 | 643805
2016-07-22 17:00 | 0.78132 | 0.1681 | 669636
2016-07-22 18:00 | 0.77077 | 0.18481 | 689538
2016-07-22 19:00 | 0.75382 | 0.1965 | 702510
2016-07-22 20:00 | 0.74133 | 0.2053 | 709819
2016-07-22 21:00 | 0.71961 | 0.21533 | 711442
2016-07-22 22:00 | 0.68395 | 0.22981 | 706132
2016-07-22 23:00 | 0.60478 | 0.25364 | 692225
2016-07-23 | 0.46757 | 0.31277 | 671763
2016-07-23 01:00 | 0.21656 | 0.48972 | 651983
2016-07-23 02:00 | 0.017055 | 0.626 | 622735
2016-07-23 03:00 | 0 | 0.65758 | 585435
2016-07-23 04:00 | 0 | 0.64357 | 548300
2016-07-23 05:00 | 0 | 0.61395 | 513775
2016-07-23 06:00 | 0 | 0.59075 | 485017
2016-07-23 07:00 | 0 | 0.56257 | 462396
2016-07-23 08:00 | 0 | 0.54453 | 446904
2016-07-23 09:00 | 0 | 0.52632 | 438752
2016-07-23 10:00 | 0 | 0.50427 | 436738
2016-07-23 11:00 | 0 | 0.46118 | 444141
2016-07-23 12:00 | 0.077278 | 0.32018 | 469768
2016-07-23 13:00 | 0.4309 | 0.3081 | 507074
2016-07-23 14:00 | 0.64377 | 0.40002 | 548202
2016-07-23 15:00 | 0.76657 | 0.42124 | 587785
2016-07-23 16:00 | 0.80645 | 0.4239 | 621140
2016-07-23 17:00 | 0.81754 | 0.43291 | 644617
2016-07-23 18:00 | 0.81323 | 0.44101 | 662366
2016-07-23 19:00 | 0.80445 | 0.44254 | 673513
2016-07-23 20:00 | 0.80041 | 0.43656 | 680986
2016-07-23 21:00 | 0.7885 | 0.4244 | 683097
2016-07-23 22:00 | 0.75645 | 0.40743 | 677117
2016-07-23 23:00 | 0.67636 | 0.39872 | 661899
2016-07-24 | 0.52595 | 0.43207 | 643422
2016-07-24 01:00 | 0.2621 | 0.58171 | 626308
2016-07-24 02:00 | 0.019335 | 0.69229 | 599234
2016-07-24 03:00 | 0 | 0.68858 | 565417
2016-07-24 04:00 | 0 | 0.63578 | 531046
2016-07-24 05:00 | 0 | 0.57063 | 499365
2016-07-24 06:00 | 0 | 0.5217 | 472698
2016-07-24 07:00 | 0 | 0.4854 | 451439
2016-07-24 08:00 | 0 | 0.44808 | 436259
2016-07-24 09:00 | 0 | 0.40844 | 427100
2016-07-24 10:00 | 0 | 0.38941 | 422282
2016-07-24 11:00 | 0 | 0.3461 | 426061
2016-07-24 12:00 | 0.067864 | 0.18873 | 447059
2016-07-24 13:00 | 0.3792 | 0.20167 | 480914
2016-07-24 14:00 | 0.58594 | 0.25703 | 520133
2016-07-24 15:00 | 0.71577 | 0.24078 | 558015
2016-07-24 16:00 | 0.77039 | 0.21692 | 591243
2016-07-24 17:00 | 0.7784 | 0.20004 | 618086
2016-07-24 18:00 | 0.76733 | 0.19159 | 639300
2016-07-24 19:00 | 0.75031 | 0.18918 | 654798
2016-07-24 20:00 | 0.73536 | 0.19062 | 666727
2016-07-24 21:00 | 0.71976 | 0.19534 | 674628
2016-07-24 22:00 | 0.68468 | 0.20177 | 674912
2016-07-24 23:00 | 0.60793 | 0.20988 | 664359
2016-07-25 | 0.46154 | 0.24134 | 649454
2016-07-25 01:00 | 0.2312 | 0.35346 | 634444
2016-07-25 02:00 | 0.01699 | 0.43154 | 605194
2016-07-25 03:00 | 0 | 0.43117 | 570238
2016-07-25 04:00 | 0 | 0.4231 | 536805
2016-07-25 05:00 | 0 | 0.41649 | 505415
2016-07-25 06:00 | 0 | 0.40967 | 479358
2016-07-25 07:00 | 0 | 0.40024 | 460062
2016-07-25 08:00 | 0 | 0.38918 | 450411
2016-07-25 09:00 | 0 | 0.33985 | 451810
2016-07-25 10:00 | 0 | 0.28742 | 464579
2016-07-25 11:00 | 0 | 0.24355 | 484904
2016-07-25 12:00 | 0.064276 | 0.12375 | 513142
2016-07-25 13:00 | 0.33637 | 0.085143 | 546585
2016-07-25 14:00 | 0.56843 | 0.12425 | 584999
2016-07-25 15:00 | 0.68692 | 0.13305 | 623644
2016-07-25 16:00 | 0.73513 | 0.13376 | 655225
2016-07-25 17:00 | 0.7431 | 0.13292 | 680782
2016-07-25 18:00 | 0.73882 | 0.13158 | 699429
2016-07-25 19:00 | 0.72045 | 0.12995 | 711269
2016-07-25 20:00 | 0.70763 | 0.12969 | 716310
2016-07-25 21:00 | 0.67923 | 0.13539 | 716023
2016-07-25 22:00 | 0.63213 | 0.14577 | 709531
2016-07-25 23:00 | 0.54697 | 0.1672 | 694428
2016-07-26 | 0.41026 | 0.22004 | 676132
2016-07-26 01:00 | 0.20484 | 0.36494 | 655962
2016-07-26 02:00 | 0.017393 | 0.48309 | 623004
2016-07-26 03:00 | 0 | 0.49827 | 581261
2016-07-26 04:00 | 0 | 0.48415 | 543580
2016-07-26 05:00 | 0 | 0.45169 | 508876
2016-07-26 06:00 | 0 | 0.4125 | 480696
2016-07-26 07:00 | 0 | 0.37483 | 460391
2016-07-26 08:00 | 0 | 0.34861 | 449809
2016-07-26 09:00 | 0 | 0.31521 | 451638
2016-07-26 10:00 | 0 | 0.2863 | 465570
2016-07-26 11:00 | 0 | 0.24817 | 484569
2016-07-26 12:00 | 0.052464 | 0.12988 | 509911
2016-07-26 13:00 | 0.30762 | 0.085747 | 540417
2016-07-26 14:00 | 0.54846 | 0.12319 | 576926
2016-07-26 15:00 | 0.66758 | 0.13064 | 612758
2016-07-26 16:00 | 0.73049 | 0.1196 | 643650
2016-07-26 17:00 | 0.74499 | 0.11203 | 669322
2016-07-26 18:00 | 0.73683 | 0.10498 | 688128
2016-07-26 19:00 | 0.7183 | 0.099126 | 700540
2016-07-26 20:00 | 0.70008 | 0.097847 | 708679
2016-07-26 21:00 | 0.67 | 0.10712 | 711359
2016-07-26 22:00 | 0.62701 | 0.12897 | 706608
2016-07-26 23:00 | 0.55138 | 0.16408 | 691752
2016-07-27 | 0.42012 | 0.22413 | 673003
2016-07-27 01:00 | 0.22281 | 0.354 | 653739
2016-07-27 02:00 | 0.014462 | 0.4339 | 621186
2016-07-27 03:00 | 0 | 0.40531 | 580774
2016-07-27 04:00 | 0 | 0.3563 | 542329
2016-07-27 05:00 | 0 | 0.31137 | 507273
2016-07-27 06:00 | 0 | 0.26421 | 480502
2016-07-27 07:00 | 0 | 0.22281 | 460678
2016-07-27 08:00 | 0 | 0.18856 | 450024
2016-07-27 09:00 | 0 | 0.16123 | 451869
2016-07-27 10:00 | 0 | 0.14627 | 463705
2016-07-27 11:00 | 0 | 0.12848 | 482751
2016-07-27 12:00 | 0.056496 | 0.069071 | 506035
2016-07-27 13:00 | 0.39644 | 0.054696 | 535215
2016-07-27 14:00 | 0.62803 | 0.067528 | 571253
2016-07-27 15:00 | 0.72853 | 0.066403 | 606150
2016-07-27 16:00 | 0.78337 | 0.06292 | 636932
2016-07-27 17:00 | 0.79593 | 0.061736 | 663231
2016-07-27 18:00 | 0.78929 | 0.062671 | 683972
2016-07-27 19:00 | 0.77753 | 0.065121 | 697747
2016-07-27 20:00 | 0.77029 | 0.068838 | 707014
2016-07-27 21:00 | 0.75881 | 0.073431 | 710613
2016-07-27 22:00 | 0.72983 | 0.080809 | 705857
2016-07-27 23:00 | 0.64717 | 0.095354 | 690397
2016-07-28 | 0.50885 | 0.1278 | 671829
2016-07-28 01:00 | 0.22469 | 0.2286 | 653940
2016-07-28 02:00 | 0.01284 | 0.31972 | 622504
2016-07-28 03:00 | 0 | 0.31415 | 581709
2016-07-28 04:00 | 0 | 0.27754 | 544970
2016-07-28 05:00 | 0 | 0.24308 | 511693
2016-07-28 06:00 | 0 | 0.2139 | 484090
2016-07-28 07:00 | 0 | 0.193 | 463557
2016-07-28 08:00 | 0 | 0.18193 | 452595
2016-07-28 09:00 | 0 | 0.16682 | 454199
2016-07-28 10:00 | 0 | 0.15615 | 466476
2016-07-28 11:00 | 0 | 0.13815 | 484847
2016-07-28 12:00 | 0.074043 | 0.074727 | 508526
2016-07-28 13:00 | 0.40719 | 0.062904 | 538216
2016-07-28 14:00 | 0.63658 | 0.080003 | 571509
2016-07-28 15:00 | 0.74026 | 0.09407 | 604417
2016-07-28 16:00 | 0.78023 | 0.097448 | 631869
2016-07-28 17:00 | 0.79967 | 0.09444 | 655351
2016-07-28 18:00 | 0.7928 | 0.086422 | 672844
2016-07-28 19:00 | 0.78441 | 0.078301 | 682884
2016-07-28 20:00 | 0.78152 | 0.072832 | 687430
2016-07-28 21:00 | 0.77272 | 0.072381 | 685827
2016-07-28 22:00 | 0.74328 | 0.079814 | 677578
2016-07-28 23:00 | 0.66018 | 0.096228 | 662885
2016-07-29 | 0.51409 | 0.13549 | 647637
2016-07-29 01:00 | 0.2207 | 0.25095 | 630930
2016-07-29 02:00 | 0.011755 | 0.33614 | 601375
2016-07-29 03:00 | 0 | 0.32911 | 565258
2016-07-29 04:00 | 0 | 0.29331 | 530970
2016-07-29 05:00 | 0 | 0.25162 | 499706
2016-07-29 06:00 | 0 | 0.21201 | 473385
2016-07-29 07:00 | 0 | 0.18456 | 453827
2016-07-29 08:00 | 0 | 0.16431 | 443185
2016-07-29 09:00 | 0 | 0.14307 | 444954
2016-07-29 10:00 | 0 | 0.12683 | 456762
2016-07-29 11:00 | 0 | 0.10663 | 471010
2016-07-29 12:00 | 0.04364 | 0.055523 | 492462
2016-07-29 13:00 | 0.3444 | 0.038356 | 519661
2016-07-29 14:00 | 0.57758 | 0.037565 | 550570
2016-07-29 15:00 | 0.69352 | 0.035128 | 581314
2016-07-29 16:00 | 0.73804 | 0.035578 | 607866
2016-07-29 17:00 | 0.75667 | 0.040334 | 630198
2016-07-29 18:00 | 0.75505 | 0.047139 | 648328
2016-07-29 19:00 | 0.7473 | 0.054377 | 661198
2016-07-29 20:00 | 0.7378 | 0.062324 | 670462
2016-07-29 21:00 | 0.71738 | 0.067448 | 673061
2016-07-29 22:00 | 0.68231 | 0.070517 | 665364
2016-07-29 23:00 | 0.59441 | 0.077812 | 647298
2016-07-30 | 0.44818 | 0.10858 | 628330
2016-07-30 01:00 | 0.19812 | 0.22047 | 610732
2016-07-30 02:00 | 0.011256 | 0.33882 | 582387
2016-07-30 03:00 | 0 | 0.36781 | 546078
2016-07-30 04:00 | 0 | 0.36218 | 511269
2016-07-30 05:00 | 0 | 0.34675 | 481131
2016-07-30 06:00 | 0 | 0.3334 | 455364
2016-07-30 07:00 | 0 | 0.31793 | 436572
2016-07-30 08:00 | 0 | 0.29784 | 424111
2016-07-30 09:00 | 0 | 0.25685 | 418253
2016-07-30 10:00 | 0 | 0.21997 | 418195
2016-07-30 11:00 | 0 | 0.19112 | 424007
2016-07-30 12:00 | 0.059183 | 0.11405 | 444413
2016-07-30 13:00 | 0.34629 | 0.11329 | 473661
2016-07-30 14:00 | 0.57007 | 0.13503 | 507186
2016-07-30 15:00 | 0.69045 | 0.13156 | 539766
2016-07-30 16:00 | 0.74058 | 0.12676 | 567012
2016-07-30 17:00 | 0.75102 | 0.12357 | 587831
2016-07-30 18:00 | 0.74192 | 0.12145 | 602724
2016-07-30 19:00 | 0.7252 | 0.12089 | 612872
2016-07-30 20:00 | 0.70653 | 0.12279 | 620163
2016-07-30 21:00 | 0.67661 | 0.131 | 621612
2016-07-30 22:00 | 0.62859 | 0.15094 | 615579
2016-07-30 23:00 | 0.5404 | 0.19069 | 599767
2016-07-31 | 0.39852 | 0.27903 | 586029
2016-07-31 01:00 | 0.17438 | 0.49953 | 573461
2016-07-31 02:00 | 0.010821 | 0.64715 | 550364
2016-07-31 03:00 | 0 | 0.63819 | 522363
2016-07-31 04:00 | 0 | 0.59796 | 492477
2016-07-31 05:00 | 0 | 0.56017 | 465571
2016-07-31 06:00 | 0 | 0.52971 | 442492
2016-07-31 07:00 | 0 | 0.50965 | 424682
2016-07-31 08:00 | 0 | 0.4972 | 412231
2016-07-31 09:00 | 0 | 0.47103 | 405962
2016-07-31 10:00 | 0 | 0.44024 | 404106
2016-07-31 11:00 | 0 | 0.39257 | 406223
2016-07-31 12:00 | 0.060657 | 0.24848 | 424927
2016-07-31 13:00 | 0.3069 | 0.21703 | 454237
2016-07-31 14:00 | 0.53948 | 0.25043 | 488251
2016-07-31 15:00 | 0.67014 | 0.24027 | 521252
2016-07-31 16:00 | 0.71425 | 0.23091 | 552152
2016-07-31 17:00 | 0.72258 | 0.23936 | 577859
2016-07-31 18:00 | 0.70443 | 0.25966 | 598135
2016-07-31 19:00 | 0.68238 | 0.28345 | 611955
2016-07-31 20:00 | 0.65856 | 0.30274 | 621525
2016-07-31 21:00 | 0.62375 | 0.32034 | 625838
2016-07-31 22:00 | 0.57455 | 0.34373 | 622856
2016-07-31 23:00 | 0.4952 | 0.3943 | 612704
2016-08-01 | 0.363 | 0.49835 | 600594
2016-08-01 01:00 | 0.1693 | 0.67692 | 586283
2016-08-01 02:00 | 0.0091852 | 0.75132 | 562283
2016-08-01 03:00 | 0 | 0.7084 | 529962
2016-08-01 04:00 | 0 | 0.64537 | 496993
2016-08-01 05:00 | 0 | 0.59348 | 468458
2016-08-01 06:00 | 0 | 0.54835 | 446164
2016-08-01 07:00 | 0 | 0.50651 | 430203
2016-08-01 08:00 | 0 | 0.47762 | 423452
2016-08-01 09:00 | 0 | 0.44246 | 426831
2016-08-01 10:00 | 0 | 0.41885 | 441975
2016-08-01 11:00 | 0 | 0.38073 | 460070
2016-08-01 12:00 | 0.052305 | 0.27053 | 483963
2016-08-01 13:00 | 0.3042 | 0.27789 | 514411
2016-08-01 14:00 | 0.53944 | 0.32309 | 548025
2016-08-01 15:00 | 0.65642 | 0.31588 | 581008
2016-08-01 16:00 | 0.71076 | 0.299 | 609100
2016-08-01 17:00 | 0.72584 | 0.29745 | 633495
2016-08-01 18:00 | 0.71825 | 0.30394 | 652822
2016-08-01 19:00 | 0.69983 | 0.30915 | 666006
2016-08-01 20:00 | 0.67798 | 0.31021 | 674610
2016-08-01 21:00 | 0.64316 | 0.30067 | 677045
2016-08-01 22:00 | 0.59272 | 0.28807 | 670787
2016-08-01 23:00 | 0.50427 | 0.2895 | 657844
2016-08-02 | 0.36509 | 0.34786 | 641335
2016-08-02 01:00 | 0.1716 | 0.49155 | 622717
2016-08-02 02:00 | 0.0080411 | 0.55757 | 592757
2016-08-02 03:00 | 0 | 0.55212 | 554537
2016-08-02 04:00 | 0 | 0.5127 | 516692
2016-08-02 05:00 | 0 | 0.4696 | 485217
2016-08-02 06:00 | 0 | 0.43494 | 459636
2016-08-02 07:00 | 0 | 0.41775 | 441125
2016-08-02 08:00 | 0 | 0.40723 | 432409
2016-08-02 09:00 | 0 | 0.37175 | 435990
2016-08-02 10:00 | 0 | 0.32705 | 451272
2016-08-02 11:00 | 0 | 0.27915 | 468913
2016-08-02 12:00 | 0.048246 | 0.16093 | 489949
2016-08-02 13:00 | 0.32003 | 0.12054 | 517096
2016-08-02 14:00 | 0.55232 | 0.12968 | 549361
2016-08-02 15:00 | 0.67168 | 0.11591 | 581580
2016-08-02 16:00 | 0.71549 | 0.091279 | 609773
2016-08-02 17:00 | 0.71817 | 0.079614 | 634098
2016-08-02 18:00 | 0.70055 | 0.077201 | 653280
2016-08-02 19:00 | 0.67166 | 0.081205 | 663366
2016-08-02 20:00 | 0.63982 | 0.090119 | 670381
2016-08-02 21:00 | 0.60078 | 0.10029 | 672154
2016-08-02 22:00 | 0.54948 | 0.11452 | 666562
2016-08-02 23:00 | 0.47508 | 0.14176 | 652378
2016-08-03 | 0.35329 | 0.19993 | 635814
2016-08-03 01:00 | 0.17449 | 0.35508 | 617329
2016-08-03 02:00 | 0.0079898 | 0.45115 | 587534
2016-08-03 03:00 | 0 | 0.46716 | 548730
2016-08-03 04:00 | 0 | 0.45272 | 512360
2016-08-03 05:00 | 0 | 0.43424 | 481561
2016-08-03 06:00 | 0 | 0.42133 | 456311
2016-08-03 07:00 | 0 | 0.40223 | 438423
2016-08-03 08:00 | 0 | 0.38369 | 429382
2016-08-03 09:00 | 0 | 0.36123 | 432012
2016-08-03 10:00 | 0 | 0.34406 | 446890
2016-08-03 11:00 | 0 | 0.33245 | 465284
2016-08-03 12:00 | 0.039294 | 0.23303 | 486959
2016-08-03 13:00 | 0.27726 | 0.22091 | 514567
2016-08-03 14:00 | 0.4906 | 0.27535 | 547136
2016-08-03 15:00 | 0.62632 | 0.31093 | 580434
2016-08-03 16:00 | 0.68886 | 0.33027 | 610440
2016-08-03 17:00 | 0.6969 | 0.34831 | 636024
2016-08-03 18:00 | 0.68356 | 0.36885 | 656420
2016-08-03 19:00 | 0.66007 | 0.38959 | 671477
2016-08-03 20:00 | 0.63215 | 0.41221 | 681036
2016-08-03 21:00 | 0.5959 | 0.43746 | 683380
2016-08-03 22:00 | 0.54986 | 0.46561 | 677806
2016-08-03 23:00 | 0.46279 | 0.49659 | 663640
2016-08-04 | 0.33248 | 0.5591 | 647265
2016-08-04 01:00 | 0.1552 | 0.70639 | 629193
2016-08-04 02:00 | 0.0075409 | 0.76329 | 597187
2016-08-04 03:00 | 0 | 0.74326 | 558357
2016-08-04 04:00 | 0 | 0.70294 | 521327
2016-08-04 05:00 | 0 | 0.66733 | 490549
2016-08-04 06:00 | 0 | 0.64215 | 462055
2016-08-04 07:00 | 0 | 0.61386 | 443032
2016-08-04 08:00 | 0 | 0.58574 | 433845
2016-08-04 09:00 | 0 | 0.55141 | 436996
2016-08-04 10:00 | 0 | 0.52779 | 452952
2016-08-04 11:00 | 0 | 0.49543 | 471032
2016-08-04 12:00 | 0.0423 | 0.38467 | 492757
2016-08-04 13:00 | 0.2758 | 0.40985 | 520777
2016-08-04 14:00 | 0.49975 | 0.46025 | 554967
2016-08-04 15:00 | 0.63117 | 0.44021 | 588187
2016-08-04 16:00 | 0.69771 | 0.41033 | 616495
2016-08-04 17:00 | 0.71181 | 0.392 | 640288
2016-08-04 18:00 | 0.69942 | 0.38077 | 658458
2016-08-04 19:00 | 0.6772 | 0.37279 | 670155
2016-08-04 20:00 | 0.65478 | 0.36342 | 676999
2016-08-04 21:00 | 0.62096 | 0.35518 | 678514
2016-08-04 22:00 | 0.56864 | 0.34563 | 672659
2016-08-04 23:00 | 0.47462 | 0.33134 | 657579
2016-08-05 | 0.3326 | 0.33217 | 641092
2016-08-05 01:00 | 0.14075 | 0.43159 | 623479
2016-08-05 02:00 | 0.0068187 | 0.49068 | 592327
2016-08-05 03:00 | 0 | 0.49867 | 554932
2016-08-05 04:00 | 0 | 0.481 | 518997
2016-08-05 05:00 | 0 | 0.44732 | 487155
2016-08-05 06:00 | 0 | 0.41098 | 461710
2016-08-05 07:00 | 0 | 0.37683 | 444178
2016-08-05 08:00 | 0 | 0.35179 | 434777
2016-08-05 09:00 | 0 | 0.30421 | 437450
2016-08-05 10:00 | 0 | 0.2569 | 450978
2016-08-05 11:00 | 0 | 0.21462 | 467665
2016-08-05 12:00 | 0.044431 | 0.1345 | 489571
2016-08-05 13:00 | 0.28068 | 0.11576 | 517694
2016-08-05 14:00 | 0.52047 | 0.12329 | 548878
2016-08-05 15:00 | 0.6472 | 0.11236 | 579384
2016-08-05 16:00 | 0.69914 | 0.1063 | 605984
2016-08-05 17:00 | 0.70562 | 0.1077 | 629230
2016-08-05 18:00 | 0.68986 | 0.11288 | 646679
2016-08-05 19:00 | 0.66901 | 0.12052 | 657913
2016-08-05 20:00 | 0.64707 | 0.12799 | 662883
2016-08-05 21:00 | 0.61259 | 0.13602 | 661113
2016-08-05 22:00 | 0.56212 | 0.14452 | 651147
2016-08-05 23:00 | 0.47918 | 0.15636 | 634076
2016-08-06 | 0.34817 | 0.19541 | 616767
2016-08-06 01:00 | 0.15655 | 0.31952 | 600353
2016-08-06 02:00 | 0.0057006 | 0.41072 | 573118
2016-08-06 03:00 | 0 | 0.41525 | 539577
2016-08-06 04:00 | 0 | 0.40147 | 506865
2016-08-06 05:00 | 0 | 0.38139 | 477499
2016-08-06 06:00 | 0 | 0.36412 | 453173
2016-08-06 07:00 | 0 | 0.34578 | 435218
2016-08-06 08:00 | 0 | 0.33087 | 423260
2016-08-06 09:00 | 0 | 0.30011 | 418988
2016-08-06 10:00 | 0 | 0.26909 | 419093
2016-08-06 11:00 | 0 | 0.23907 | 424830
2016-08-06 12:00 | 0.030881 | 0.14229 | 443533
2016-08-06 13:00 | 0.30731 | 0.11999 | 472726
2016-08-06 14:00 | 0.55915 | 0.13927 | 507408
2016-08-06 15:00 | 0.67469 | 0.13312 | 541235
2016-08-06 16:00 | 0.72234 | 0.12522 | 569814
2016-08-06 17:00 | 0.72882 | 0.12089 | 592151
2016-08-06 18:00 | 0.71374 | 0.12128 | 608053
2016-08-06 19:00 | 0.69193 | 0.12594 | 619282
2016-08-06 20:00 | 0.6761 | 0.13426 | 626743
2016-08-06 21:00 | 0.65035 | 0.14706 | 629027
2016-08-06 22:00 | 0.61185 | 0.16425 | 623131
2016-08-06 23:00 | 0.53569 | 0.19197 | 609762
2016-08-07 | 0.39696 | 0.25262 | 594637
2016-08-07 01:00 | 0.18537 | 0.38624 | 579373
2016-08-07 02:00 | 0.0048807 | 0.46359 | 551628
2016-08-07 03:00 | 0 | 0.46296 | 518395
2016-08-07 04:00 | 0 | 0.43908 | 487018
2016-08-07 05:00 | 0 | 0.41453 | 460336
2016-08-07 06:00 | 0 | 0.38955 | 436438
2016-08-07 07:00 | 0 | 0.36697 | 418176
2016-08-07 08:00 | 0 | 0.34972 | 405109
2016-08-07 09:00 | 0 | 0.31171 | 398654
2016-08-07 10:00 | 0 | 0.27456 | 396437
2016-08-07 11:00 | 0 | 0.24518 | 400201
2016-08-07 12:00 | 0.026118 | 0.14606 | 417446
2016-08-07 13:00 | 0.33043 | 0.11469 | 445771
2016-08-07 14:00 | 0.61631 | 0.13864 | 476693
2016-08-07 15:00 | 0.72553 | 0.13048 | 508737
2016-08-07 16:00 | 0.77595 | 0.12278 | 537718
2016-08-07 17:00 | 0.77911 | 0.11556 | 561896
2016-08-07 18:00 | 0.7617 | 0.10723 | 580214
2016-08-07 19:00 | 0.74132 | 0.10183 | 594523
2016-08-07 20:00 | 0.72317 | 0.10213 | 604471
2016-08-07 21:00 | 0.70085 | 0.1124 | 610725
2016-08-07 22:00 | 0.66368 | 0.13395 | 609226
2016-08-07 23:00 | 0.57784 | 0.17137 | 598850
2016-08-08 | 0.42484 | 0.24702 | 586835
2016-08-08 01:00 | 0.19436 | 0.40451 | 573941
2016-08-08 02:00 | 0.0054181 | 0.48618 | 547508
2016-08-08 03:00 | 0 | 0.487 | 514602
2016-08-08 04:00 | 0 | 0.46723 | 484360
2016-08-08 05:00 | 0 | 0.44199 | 456614
2016-08-08 06:00 | 0 | 0.40577 | 434810
2016-08-08 07:00 | 0 | 0.37384 | 420049
2016-08-08 08:00 | 0 | 0.35001 | 413608
2016-08-08 09:00 | 0 | 0.3227 | 418611
2016-08-08 10:00 | 0 | 0.3085 | 433554
2016-08-08 11:00 | 0 | 0.30067 | 451396
2016-08-08 12:00 | 0.021898 | 0.2089 | 472744
2016-08-08 13:00 | 0.32077 | 0.20613 | 500555
2016-08-08 14:00 | 0.60304 | 0.28307 | 530957
2016-08-08 15:00 | 0.72266 | 0.2796 | 562651
2016-08-08 16:00 | 0.77921 | 0.26186 | 588832
2016-08-08 17:00 | 0.78282 | 0.24968 | 610947
2016-08-08 18:00 | 0.77012 | 0.24361 | 628214
2016-08-08 19:00 | 0.75604 | 0.24013 | 640296
2016-08-08 20:00 | 0.75031 | 0.23666 | 648566
2016-08-08 21:00 | 0.73576 | 0.23302 | 651755
2016-08-08 22:00 | 0.70293 | 0.23056 | 647720
2016-08-08 23:00 | 0.62164 | 0.23312 | 635421
2016-08-09 | 0.46999 | 0.27498 | 621949
2016-08-09 01:00 | 0.20156 | 0.43935 | 604820
2016-08-09 02:00 | 0.0042747 | 0.5178 | 573048
2016-08-09 03:00 | 0 | 0.49956 | 534744
2016-08-09 04:00 | 0 | 0.46207 | 500652
2016-08-09 05:00 | 0 | 0.43329 | 471436
2016-08-09 06:00 | 0 | 0.40736 | 448168
2016-08-09 07:00 | 0 | 0.38365 | 431015
2016-08-09 08:00 | 0 | 0.36285 | 423605
2016-08-09 09:00 | 0 | 0.33878 | 428396
2016-08-09 10:00 | 0 | 0.30776 | 445945
2016-08-09 11:00 | 0 | 0.27217 | 464137
2016-08-09 12:00 | 0.022785 | 0.15898 | 484561
2016-08-09 13:00 | 0.29108 | 0.10924 | 510825
2016-08-09 14:00 | 0.56184 | 0.10857 | 544130
2016-08-09 15:00 | 0.6824 | 0.10797 | 576327
2016-08-09 16:00 | 0.72681 | 0.10654 | 604939
2016-08-09 17:00 | 0.74396 | 0.11496 | 630306
2016-08-09 18:00 | 0.74255 | 0.13034 | 650268
2016-08-09 19:00 | 0.73141 | 0.15151 | 662438
2016-08-09 20:00 | 0.71932 | 0.17909 | 669236
2016-08-09 21:00 | 0.6956 | 0.21292 | 670932
2016-08-09 22:00 | 0.65384 | 0.257 | 664467
2016-08-09 23:00 | 0.55897 | 0.32428 | 651555
2016-08-10 | 0.41495 | 0.41082 | 638816
2016-08-10 01:00 | 0.19205 | 0.55031 | 622333
2016-08-10 02:00 | 0.0040341 | 0.60296 | 593236
2016-08-10 03:00 | 0 | 0.59299 | 555718
2016-08-10 04:00 | 0 | 0.57594 | 522030
2016-08-10 05:00 | 0 | 0.56092 | 491580
2016-08-10 06:00 | 0 | 0.53996 | 466906
2016-08-10 07:00 | 0 | 0.51022 | 449880
2016-08-10 08:00 | 0 | 0.47646 | 442094
2016-08-10 09:00 | 0 | 0.43962 | 446610
2016-08-10 10:00 | 0 | 0.4016 | 463323
2016-08-10 11:00 | 0 | 0.3741 | 482624
2016-08-10 12:00 | 0.024794 | 0.26147 | 504305
2016-08-10 13:00 | 0.27918 | 0.22074 | 532360
2016-08-10 14:00 | 0.55163 | 0.26815 | 566502
2016-08-10 15:00 | 0.688 | 0.28093 | 600882
2016-08-10 16:00 | 0.75309 | 0.28994 | 630175
2016-08-10 17:00 | 0.75894 | 0.31524 | 654319
2016-08-10 18:00 | 0.73997 | 0.34434 | 672363
2016-08-10 19:00 | 0.71283 | 0.3725 | 683463
2016-08-10 20:00 | 0.68428 | 0.39714 | 692115
2016-08-10 21:00 | 0.64705 | 0.41517 | 694043
2016-08-10 22:00 | 0.59519 | 0.42851 | 689634
2016-08-10 23:00 | 0.5041 | 0.44347 | 676888
2016-08-11 | 0.37368 | 0.50485 | 663518
2016-08-11 01:00 | 0.18008 | 0.61283 | 645779
2016-08-11 02:00 | 0.0058516 | 0.62546 | 613591
2016-08-11 03:00 | 0 | 0.58083 | 574880
2016-08-11 04:00 | 0 | 0.5373 | 539161
2016-08-11 05:00 | 0 | 0.49951 | 506885
2016-08-11 06:00 | 0 | 0.45356 | 480926
2016-08-11 07:00 | 0 | 0.4155 | 463267
2016-08-11 08:00 | 0 | 0.39012 | 454853
2016-08-11 09:00 | 0 | 0.36365 | 459811
2016-08-11 10:00 | 0 | 0.34228 | 477411
2016-08-11 11:00 | 0 | 0.33229 | 496658
2016-08-11 12:00 | 0.02335 | 0.24601 | 520056
2016-08-11 13:00 | 0.28151 | 0.23649 | 548905
2016-08-11 14:00 | 0.52539 | 0.31122 | 584554
2016-08-11 15:00 | 0.6612 | 0.31284 | 620926
2016-08-11 16:00 | 0.72903 | 0.28386 | 650476
2016-08-11 17:00 | 0.74392 | 0.26102 | 672839
2016-08-11 18:00 | 0.73958 | 0.24661 | 691270
2016-08-11 19:00 | 0.73014 | 0.23539 | 704348
2016-08-11 20:00 | 0.72422 | 0.22344 | 711228
2016-08-11 21:00 | 0.71145 | 0.21317 | 712067
2016-08-11 22:00 | 0.67675 | 0.20183 | 705532
2016-08-11 23:00 | 0.58503 | 0.1956 | 693311
2016-08-12 | 0.44402 | 0.23111 | 679786
2016-08-12 01:00 | 0.20224 | 0.32528 | 661145
2016-08-12 02:00 | 0.0027509 | 0.36693 | 627372
2016-08-12 03:00 | 0 | 0.35162 | 587829
2016-08-12 04:00 | 0 | 0.31811 | 552138
2016-08-12 05:00 | 0 | 0.29515 | 518806
2016-08-12 06:00 | 0 | 0.27977 | 491927
2016-08-12 07:00 | 0 | 0.27714 | 472808
2016-08-12 08:00 | 0 | 0.2828 | 463193
2016-08-12 09:00 | 0 | 0.28469 | 466210
2016-08-12 10:00 | 0 | 0.29585 | 482275
2016-08-12 11:00 | 0 | 0.30371 | 501898
2016-08-12 12:00 | 0.028933 | 0.22353 | 523776
2016-08-12 13:00 | 0.37921 | 0.19962 | 552524
2016-08-12 14:00 | 0.59224 | 0.25395 | 585241
2016-08-12 15:00 | 0.73469 | 0.27089 | 618102
2016-08-12 16:00 | 0.7923 | 0.2606 | 645060
2016-08-12 17:00 | 0.80032 | 0.2492 | 667185
2016-08-12 18:00 | 0.79017 | 0.24042 | 683130
2016-08-12 19:00 | 0.77736 | 0.23261 | 691605
2016-08-12 20:00 | 0.76952 | 0.2257 | 693676
2016-08-12 21:00 | 0.75359 | 0.21638 | 691677
2016-08-12 22:00 | 0.71723 | 0.20809 | 681134
2016-08-12 23:00 | 0.61886 | 0.19706 | 662811
2016-08-13 | 0.46548 | 0.20049 | 647312
2016-08-13 01:00 | 0.17651 | 0.27263 | 628394
2016-08-13 02:00 | 0.002373 | 0.2989 | 598858
2016-08-13 03:00 | 0 | 0.30331 | 564410
2016-08-13 04:00 | 0 | 0.30004 | 530967
2016-08-13 05:00 | 0 | 0.29046 | 500597
2016-08-13 06:00 | 0 | 0.28152 | 474944
2016-08-13 07:00 | 0 | 0.27698 | 456605
2016-08-13 08:00 | 0 | 0.28205 | 444618
2016-08-13 09:00 | 0 | 0.28896 | 439691
2016-08-13 10:00 | 0 | 0.30272 | 440900
2016-08-13 11:00 | 0 | 0.31125 | 448811
2016-08-13 12:00 | 0.022261 | 0.18212 | 469762
2016-08-13 13:00 | 0.30415 | 0.1216 | 498958
2016-08-13 14:00 | 0.55874 | 0.18752 | 531719
2016-08-13 15:00 | 0.68077 | 0.2099 | 563517
2016-08-13 16:00 | 0.74825 | 0.21066 | 590577
2016-08-13 17:00 | 0.75538 | 0.20785 | 610030
2016-08-13 18:00 | 0.74625 | 0.20711 | 625920
2016-08-13 19:00 | 0.73706 | 0.20459 | 637776
2016-08-13 20:00 | 0.73421 | 0.20122 | 645466
2016-08-13 21:00 | 0.72411 | 0.20259 | 647940
2016-08-13 22:00 | 0.69047 | 0.20325 | 643110
2016-08-13 23:00 | 0.60151 | 0.20121 | 628592
2016-08-14 | 0.45096 | 0.22888 | 615613
2016-08-14 01:00 | 0.17477 | 0.32009 | 598889
2016-08-14 02:00 | 0.0019266 | 0.34414 | 570370
2016-08-14 03:00 | 0 | 0.33093 | 539040
2016-08-14 04:00 | 0 | 0.30257 | 506573
2016-08-14 05:00 | 0 | 0.2715 | 479368
2016-08-14 06:00 | 0 | 0.2522 | 454836
2016-08-14 07:00 | 0 | 0.2461 | 436168
2016-08-14 08:00 | 0 | 0.25239 | 423088
2016-08-14 09:00 | 0 | 0.25556 | 416755
2016-08-14 10:00 | 0 | 0.25926 | 413239
2016-08-14 11:00 | 0 | 0.26696 | 417707
2016-08-14 12:00 | 0.013324 | 0.18342 | 437681
2016-08-14 13:00 | 0.28149 | 0.081057 | 467631
2016-08-14 14:00 | 0.55697 | 0.10216 | 499596
2016-08-14 15:00 | 0.71097 | 0.12194 | 530843
2016-08-14 16:00 | 0.7797 | 0.12414 | 558890
2016-08-14 17:00 | 0.78958 | 0.12283 | 580961
2016-08-14 18:00 | 0.78177 | 0.12021 | 597919
2016-08-14 19:00 | 0.77136 | 0.11683 | 610934
2016-08-14 20:00 | 0.76805 | 0.11476 | 620918
2016-08-14 21:00 | 0.75908 | 0.11951 | 627236
2016-08-14 22:00 | 0.73106 | 0.13593 | 625583
2016-08-14 23:00 | 0.63973 | 0.17503 | 616316
2016-08-15 | 0.49244 | 0.26448 | 607623
2016-08-15 01:00 | 0.16875 | 0.41268 | 594043
2016-08-15 02:00 | 0.001872 | 0.4791 | 565864
2016-08-15 03:00 | 0 | 0.48517 | 531803
2016-08-15 04:00 | 0 | 0.45914 | 498640
2016-08-15 05:00 | 0 | 0.41846 | 471763
2016-08-15 06:00 | 0 | 0.36793 | 448691
2016-08-15 07:00 | 0 | 0.32262 | 433241
2016-08-15 08:00 | 0 | 0.29669 | 426487
2016-08-15 09:00 | 0 | 0.27569 | 430827
2016-08-15 10:00 | 0 | 0.25622 | 448712
2016-08-15 11:00 | 0 | 0.24651 | 470395
2016-08-15 12:00 | 0.012353 | 0.16435 | 491924
2016-08-15 13:00 | 0.30937 | 0.069014 | 518273
2016-08-15 14:00 | 0.59267 | 0.088494 | 549237
2016-08-15 15:00 | 0.72274 | 0.10299 | 578771
2016-08-15 16:00 | 0.79137 | 0.099849 | 603983
2016-08-15 17:00 | 0.79541 | 0.096078 | 625189
2016-08-15 18:00 | 0.78899 | 0.094523 | 639774
2016-08-15 19:00 | 0.78027 | 0.090157 | 650054
2016-08-15 20:00 | 0.77944 | 0.085994 | 657927
2016-08-15 21:00 | 0.77271 | 0.083351 | 659978
2016-08-15 22:00 | 0.73597 | 0.08577 | 653805
2016-08-15 23:00 | 0.65013 | 0.10347 | 641039
2016-08-16 | 0.44945 | 0.18408 | 631686
2016-08-16 01:00 | 0.14935 | 0.37549 | 615028
2016-08-16 02:00 | 0.0013284 | 0.45391 | 582698
2016-08-16 03:00 | 0 | 0.44857 | 545197
2016-08-16 04:00 | 0 | 0.41433 | 509549
2016-08-16 05:00 | 0 | 0.37218 | 478492
2016-08-16 06:00 | 0 | 0.33314 | 454127
2016-08-16 07:00 | 0 | 0.30325 | 437248
2016-08-16 08:00 | 0 | 0.28845 | 429944
2016-08-16 09:00 | 0 | 0.26867 | 434927
2016-08-16 10:00 | 0 | 0.24874 | 453229
2016-08-16 11:00 | 0 | 0.22963 | 473966
2016-08-16 12:00 | 0.0092355 | 0.14056 | 495516
2016-08-16 13:00 | 0.28331 | 0.051648 | 521078
2016-08-16 14:00 | 0.57119 | 0.056231 | 551975
2016-08-16 15:00 | 0.70787 | 0.060625 | 581844
2016-08-16 16:00 | 0.78072 | 0.053736 | 607904
2016-08-16 17:00 | 0.78906 | 0.053604 | 629406
2016-08-16 18:00 | 0.78463 | 0.05687 | 645681
2016-08-16 19:00 | 0.77302 | 0.062372 | 655792
2016-08-16 20:00 | 0.76603 | 0.066764 | 662781
2016-08-16 21:00 | 0.74996 | 0.069338 | 666103
2016-08-16 22:00 | 0.71012 | 0.072832 | 660448
2016-08-16 23:00 | 0.60708 | 0.084518 | 649221
2016-08-17 | 0.44795 | 0.15009 | 639748
2016-08-17 01:00 | 0.15171 | 0.32549 | 622478
2016-08-17 02:00 | 0.0010527 | 0.45808 | 589902
2016-08-17 03:00 | 0 | 0.50813 | 551696
2016-08-17 04:00 | 0 | 0.5059 | 516398
2016-08-17 05:00 | 0 | 0.48228 | 486058
2016-08-17 06:00 | 0 | 0.44557 | 460748
2016-08-17 07:00 | 0 | 0.40621 | 442708
2016-08-17 08:00 | 0 | 0.37314 | 435260
2016-08-17 09:00 | 0 | 0.34232 | 439205
2016-08-17 10:00 | 0 | 0.31243 | 458406
2016-08-17 11:00 | 0 | 0.28656 | 480095
2016-08-17 12:00 | 0.012567 | 0.19383 | 498402
2016-08-17 13:00 | 0.26067 | 0.073587 | 521282
2016-08-17 14:00 | 0.55729 | 0.071133 | 549024
2016-08-17 15:00 | 0.68897 | 0.09353 | 576883
2016-08-17 16:00 | 0.7567 | 0.087068 | 602481
2016-08-17 17:00 | 0.76117 | 0.081991 | 624699
2016-08-17 18:00 | 0.74929 | 0.082665 | 642586
2016-08-17 19:00 | 0.73194 | 0.087826 | 655492
2016-08-17 20:00 | 0.71499 | 0.095316 | 665307
2016-08-17 21:00 | 0.6887 | 0.10494 | 668430
2016-08-17 22:00 | 0.64275 | 0.12331 | 661194
2016-08-17 23:00 | 0.55131 | 0.16434 | 646276
2016-08-18 | 0.39303 | 0.28131 | 634017
2016-08-18 01:00 | 0.13733 | 0.49705 | 614945
2016-08-18 02:00 | 0.00087392 | 0.59306 | 582294
2016-08-18 03:00 | 0 | 0.59951 | 543538
2016-08-18 04:00 | 0 | 0.5683 | 507707
2016-08-18 05:00 | 0 | 0.52202 | 476687
2016-08-18 06:00 | 0 | 0.47123 | 452939
2016-08-18 07:00 | 0 | 0.42708 | 435719
2016-08-18 08:00 | 0 | 0.39466 | 427768
2016-08-18 09:00 | 0 | 0.36329 | 433040
2016-08-18 10:00 | 0 | 0.33661 | 452116
2016-08-18 11:00 | 0 | 0.31639 | 472052
2016-08-18 12:00 | 0.011263 | 0.21381 | 491223
2016-08-18 13:00 | 0.21073 | 0.12739 | 514763
2016-08-18 14:00 | 0.5107 | 0.14382 | 543408
2016-08-18 15:00 | 0.6546 | 0.19398 | 573296
2016-08-18 16:00 | 0.71729 | 0.21998 | 600194
2016-08-18 17:00 | 0.7186 | 0.2405 | 623965
2016-08-18 18:00 | 0.705 | 0.25574 | 642152
2016-08-18 19:00 | 0.68509 | 0.26202 | 654155
2016-08-18 20:00 | 0.66528 | 0.26493 | 661159
2016-08-18 21:00 | 0.63851 | 0.2712 | 661487
2016-08-18 22:00 | 0.59625 | 0.28502 | 652540
2016-08-18 23:00 | 0.51321 | 0.31179 | 637120
2016-08-19 | 0.36767 | 0.37656 | 625313
2016-08-19 01:00 | 0.1255 | 0.48303 | 608471
2016-08-19 02:00 | 0.0008235 | 0.48442 | 577238
2016-08-19 03:00 | 0 | 0.45453 | 539195
2016-08-19 04:00 | 0 | 0.42122 | 504080
2016-08-19 05:00 | 0 | 0.384 | 473150
2016-08-19 06:00 | 0 | 0.34943 | 449103
2016-08-19 07:00 | 0 | 0.3191 | 431993
2016-08-19 08:00 | 0 | 0.2974 | 424279
2016-08-19 09:00 | 0 | 0.26884 | 428643
2016-08-19 10:00 | 0 | 0.25134 | 445811
2016-08-19 11:00 | 0 | 0.23997 | 465515
2016-08-19 12:00 | 0.005565 | 0.17183 | 485714
2016-08-19 13:00 | 0.21476 | 0.14747 | 509916
2016-08-19 14:00 | 0.51358 | 0.17063 | 539855
2016-08-19 15:00 | 0.6533 | 0.17149 | 568155
2016-08-19 16:00 | 0.71484 | 0.1638 | 593314
2016-08-19 17:00 | 0.72651 | 0.16043 | 615385
2016-08-19 18:00 | 0.71734 | 0.16482 | 632255
2016-08-19 19:00 | 0.69989 | 0.17465 | 642342
2016-08-19 20:00 | 0.68646 | 0.1921 | 647445
2016-08-19 21:00 | 0.65971 | 0.2164 | 645344
2016-08-19 22:00 | 0.61422 | 0.24302 | 633038
2016-08-19 23:00 | 0.52645 | 0.27205 | 613220
2016-08-20 | 0.38007 | 0.31468 | 598060
2016-08-20 01:00 | 0.12132 | 0.37498 | 580612
2016-08-20 02:00 | 0.00057373 | 0.39779 | 551582
2016-08-20 03:00 | 0 | 0.38812 | 517337
2016-08-20 04:00 | 0 | 0.37029 | 484281
2016-08-20 05:00 | 0 | 0.36571 | 457219
2016-08-20 06:00 | 0 | 0.37016 | 434967
2016-08-20 07:00 | 0 | 0.38258 | 418235
2016-08-20 08:00 | 0 | 0.40526 | 407918
2016-08-20 09:00 | 0 | 0.4167 | 404022
2016-08-20 10:00 | 0 | 0.42236 | 406349
2016-08-20 11:00 | 0 | 0.41697 | 414084
2016-08-20 12:00 | 0.0048235 | 0.36811 | 434124
2016-08-20 13:00 | 0.22043 | 0.37851 | 461548
2016-08-20 14:00 | 0.51253 | 0.40751 | 491914
2016-08-20 15:00 | 0.68287 | 0.38884 | 520936
2016-08-20 16:00 | 0.74524 | 0.34559 | 543602
2016-08-20 17:00 | 0.75301 | 0.30832 | 560233
2016-08-20 18:00 | 0.74165 | 0.28288 | 572044
2016-08-20 19:00 | 0.72399 | 0.26816 | 580000
2016-08-20 20:00 | 0.71042 | 0.25939 | 587024
2016-08-20 21:00 | 0.68525 | 0.25146 | 589548
2016-08-20 22:00 | 0.64615 | 0.23869 | 583463
2016-08-20 23:00 | 0.55224 | 0.2153 | 570525
2016-08-21 | 0.39487 | 0.21739 | 560708
2016-08-21 01:00 | 0.12058 | 0.28206 | 546320
2016-08-21 02:00 | 0.00045065 | 0.28246 | 522016
2016-08-21 03:00 | 0 | 0.27102 | 492804
2016-08-21 04:00 | 0 | 0.26523 | 463664
2016-08-21 05:00 | 0 | 0.27143 | 439723
2016-08-21 06:00 | 0 | 0.29207 | 419299
2016-08-21 07:00 | 0 | 0.32059 | 403933
2016-08-21 08:00 | 0 | 0.35417 | 393719
2016-08-21 09:00 | 0 | 0.35968 | 388523
2016-08-21 10:00 | 0 | 0.36264 | 389420
2016-08-21 11:00 | 0 | 0.37141 | 393384
2016-08-21 12:00 | 0.0057517 | 0.29295 | 409119
2016-08-21 13:00 | 0.21642 | 0.11582 | 434233
2016-08-21 14:00 | 0.50111 | 0.10087 | 460036
2016-08-21 15:00 | 0.65985 | 0.12374 | 486552
2016-08-21 16:00 | 0.7245 | 0.13003 | 510928
2016-08-21 17:00 | 0.73089 | 0.13142 | 530086
2016-08-21 18:00 | 0.71727 | 0.13587 | 544479
2016-08-21 19:00 | 0.69366 | 0.1385 | 554802
2016-08-21 20:00 | 0.67056 | 0.13882 | 562710
2016-08-21 21:00 | 0.63575 | 0.14005 | 569215
2016-08-21 22:00 | 0.58863 | 0.14589 | 568881
2016-08-21 23:00 | 0.4868 | 0.16635 | 561221
2016-08-22 | 0.3314 | 0.28692 | 553368
2016-08-22 01:00 | 0.10468 | 0.50836 | 540660
2016-08-22 02:00 | 0.00030083 | 0.60944 | 513972
2016-08-22 03:00 | 0 | 0.66037 | 480482
2016-08-22 04:00 | 0 | 0.67995 | 450332
2016-08-22 05:00 | 0 | 0.68185 | 424764
2016-08-22 06:00 | 0 | 0.66956 | 405107
2016-08-22 07:00 | 0 | 0.65537 | 391802
2016-08-22 08:00 | 0 | 0.63987 | 386560
2016-08-22 09:00 | 0 | 0.60992 | 392538
2016-08-22 10:00 | 0 | 0.5833 | 411037
2016-08-22 11:00 | 0 | 0.56115 | 432991
2016-08-22 12:00 | 0.0041716 | 0.42068 | 452576
2016-08-22 13:00 | 0.18375 | 0.30854 | 476225
2016-08-22 14:00 | 0.42998 | 0.36692 | 502924
2016-08-22 15:00 | 0.56726 | 0.4156 | 527223
2016-08-22 16:00 | 0.63076 | 0.44653 | 548113
2016-08-22 17:00 | 0.64144 | 0.47295 | 567815
2016-08-22 18:00 | 0.63187 | 0.49328 | 584628
2016-08-22 19:00 | 0.61481 | 0.51186 | 597886
2016-08-22 20:00 | 0.59968 | 0.53016 | 606740
2016-08-22 21:00 | 0.57146 | 0.54744 | 610780
2016-08-22 22:00 | 0.52362 | 0.56393 | 605164
2016-08-22 23:00 | 0.43472 | 0.58351 | 590472
2016-08-23 | 0.29031 | 0.66768 | 578424
2016-08-23 01:00 | 0.078792 | 0.77064 | 561596
2016-08-23 02:00 | 0.00027031 | 0.79172 | 528809
2016-08-23 03:00 | 0 | 0.78834 | 492151
2016-08-23 04:00 | 0 | 0.77278 | 459051
2016-08-23 05:00 | 0 | 0.74906 | 431811
2016-08-23 06:00 | 0 | 0.72738 | 410817
2016-08-23 07:00 | 0 | 0.7164 | 396993
2016-08-23 08:00 | 0 | 0.71213 | 390746
2016-08-23 09:00 | 0 | 0.70078 | 397163
2016-08-23 10:00 | 0 | 0.68274 | 416794
2016-08-23 11:00 | 0 | 0.66108 | 437417
2016-08-23 12:00 | 0.0058434 | 0.57613 | 454648
2016-08-23 13:00 | 0.19091 | 0.48957 | 477293
2016-08-23 14:00 | 0.46838 | 0.65188 | 505355
2016-08-23 15:00 | 0.62111 | 0.70389 | 533055
2016-08-23 16:00 | 0.69978 | 0.71381 | 557774
2016-08-23 17:00 | 0.70799 | 0.72873 | 579989
2016-08-23 18:00 | 0.69882 | 0.7395 | 599625
2016-08-23 19:00 | 0.67758 | 0.74171 | 613462
2016-08-23 20:00 | 0.65422 | 0.73541 | 623291
2016-08-23 21:00 | 0.62124 | 0.71634 | 628108
2016-08-23 22:00 | 0.57461 | 0.68637 | 622384
2016-08-23 23:00 | 0.49133 | 0.67594 | 608385
2016-08-24 | 0.35592 | 0.70401 | 598766
2016-08-24 01:00 | 0.12161 | 0.78605 | 581939
2016-08-24 02:00 | 0.00018064 | 0.79012 | 548730
2016-08-24 03:00 | 0 | 0.76602 | 510750
2016-08-24 04:00 | 0 | 0.72337 | 477056
2016-08-24 05:00 | 0 | 0.68322 | 447879
2016-08-24 06:00 | 0 | 0.64663 | 425903
2016-08-24 07:00 | 0 | 0.62037 | 410647
2016-08-24 08:00 | 0 | 0.59591 | 403762
2016-08-24 09:00 | 0 | 0.56374 | 409712
2016-08-24 10:00 | 0 | 0.54099 | 428782
2016-08-24 11:00 | 0 | 0.51445 | 447986
2016-08-24 12:00 | 0.002651 | 0.40182 | 465480
2016-08-24 13:00 | 0.17495 | 0.3445 | 488202
2016-08-24 14:00 | 0.49969 | 0.41249 | 516237
2016-08-24 15:00 | 0.64902 | 0.43558 | 544552
2016-08-24 16:00 | 0.73625 | 0.43189 | 569357
2016-08-24 17:00 | 0.7462 | 0.42352 | 593181
2016-08-24 18:00 | 0.73551 | 0.41766 | 614042
2016-08-24 19:00 | 0.71702 | 0.40948 | 628911
2016-08-24 20:00 | 0.70307 | 0.39649 | 639660
2016-08-24 21:00 | 0.67625 | 0.37921 | 644653
2016-08-24 22:00 | 0.63399 | 0.36024 | 639097
2016-08-24 23:00 | 0.54331 | 0.34854 | 626278
2016-08-25 | 0.38736 | 0.38215 | 615389
2016-08-25 01:00 | 0.11753 | 0.44931 | 596882
2016-08-25 02:00 | 0.00014435 | 0.44392 | 563679
2016-08-25 03:00 | 0 | 0.42542 | 524938
2016-08-25 04:00 | 0 | 0.40783 | 489614
2016-08-25 05:00 | 0 | 0.38474 | 461217
2016-08-25 06:00 | 0 | 0.36616 | 437953
2016-08-25 07:00 | 0 | 0.35456 | 421820
2016-08-25 08:00 | 0 | 0.35169 | 415450
2016-08-25 09:00 | 0 | 0.33664 | 420070
2016-08-25 10:00 | 0 | 0.32175 | 439258
2016-08-25 11:00 | 0 | 0.30558 | 460850
2016-08-25 12:00 | 0.0014828 | 0.22825 | 479942
2016-08-25 13:00 | 0.19025 | 0.21003 | 504835
2016-08-25 14:00 | 0.50505 | 0.2257 | 535488
2016-08-25 15:00 | 0.66323 | 0.20138 | 565825
2016-08-25 16:00 | 0.73232 | 0.16639 | 594468
2016-08-25 17:00 | 0.73188 | 0.14131 | 620489
2016-08-25 18:00 | 0.72238 | 0.1255 | 639768
2016-08-25 19:00 | 0.70157 | 0.11461 | 652454
2016-08-25 20:00 | 0.67938 | 0.10615 | 659693
2016-08-25 21:00 | 0.64155 | 0.098582 | 660450
2016-08-25 22:00 | 0.58744 | 0.092967 | 651636
2016-08-25 23:00 | 0.48602 | 0.094251 | 636994
2016-08-26 | 0.33693 | 0.13664 | 625254
2016-08-26 01:00 | 0.11164 | 0.20275 | 606013
2016-08-26 02:00 | 0.00012143 | 0.23386 | 572344
2016-08-26 03:00 | 0 | 0.24303 | 533346
2016-08-26 04:00 | 0 | 0.24733 | 497549
2016-08-26 05:00 | 0 | 0.25384 | 467937
2016-08-26 06:00 | 0 | 0.26083 | 444734
2016-08-26 07:00 | 0 | 0.26509 | 428458
2016-08-26 08:00 | 0 | 0.26099 | 420866
2016-08-26 09:00 | 0 | 0.24152 | 425519
2016-08-26 10:00 | 0 | 0.22178 | 444728
2016-08-26 11:00 | 0 | 0.20676 | 466043
2016-08-26 12:00 | 0.00091518 | 0.13815 | 487524
2016-08-26 13:00 | 0.15143 | 0.054934 | 514353
2016-08-26 14:00 | 0.45747 | 0.063852 | 545261
2016-08-26 15:00 | 0.6085 | 0.079083 | 576723
2016-08-26 16:00 | 0.68776 | 0.081088 | 603840
2016-08-26 17:00 | 0.69877 | 0.079802 | 625441
2016-08-26 18:00 | 0.69527 | 0.080306 | 641847
2016-08-26 19:00 | 0.68315 | 0.083409 | 651451
2016-08-26 20:00 | 0.67757 | 0.088855 | 655480
2016-08-26 21:00 | 0.65818 | 0.091578 | 653550
2016-08-26 22:00 | 0.62565 | 0.092799 | 639815
2016-08-26 23:00 | 0.53257 | 0.10342 | 617267
2016-08-27 | 0.36912 | 0.16296 | 600923
2016-08-27 01:00 | 0.10772 | 0.29295 | 580016
2016-08-27 02:00 | 8.82e-05 | 0.34269 | 549444
2016-08-27 03:00 | 0 | 0.34466 | 516865
2016-08-27 04:00 | 0 | 0.32549 | 484549
2016-08-27 05:00 | 0 | 0.30134 | 455263
2016-08-27 06:00 | 0 | 0.28369 | 431590
2016-08-27 07:00 | 0 | 0.27119 | 414085
2016-08-27 08:00 | 0 | 0.2596 | 404444
2016-08-27 09:00 | 0 | 0.24432 | 400736
2016-08-27 10:00 | 0 | 0.22976 | 403135
2016-08-27 11:00 | 0 | 0.21675 | 411095
2016-08-27 12:00 | 0.0013379 | 0.17531 | 431558
2016-08-27 13:00 | 0.19779 | 0.094248 | 461423
2016-08-27 14:00 | 0.52467 | 0.080179 | 494132
2016-08-27 15:00 | 0.66568 | 0.083477 | 525588
2016-08-27 16:00 | 0.73359 | 0.082004 | 554105
2016-08-27 17:00 | 0.73622 | 0.081013 | 576251
2016-08-27 18:00 | 0.72366 | 0.084226 | 591311
2016-08-27 19:00 | 0.7078 | 0.090188 | 600803
2016-08-27 20:00 | 0.6966 | 0.094977 | 606858
2016-08-27 21:00 | 0.67443 | 0.096909 | 604271
2016-08-27 22:00 | 0.63086 | 0.10044 | 598870
2016-08-27 23:00 | 0.52953 | 0.1185 | 582528
2016-08-28 | 0.37143 | 0.21214 | 569917
2016-08-28 01:00 | 0.10772 | 0.39989 | 553360
2016-08-28 02:00 | 6.99e-05 | 0.50411 | 527742
2016-08-28 03:00 | 0 | 0.56779 | 498208
2016-08-28 04:00 | 0 | 0.5835 | 468879
2016-08-28 05:00 | 0 | 0.57876 | 442377
2016-08-28 06:00 | 0 | 0.56108 | 421597
2016-08-28 07:00 | 0 | 0.53709 | 406476
2016-08-28 08:00 | 0 | 0.50794 | 395549
2016-08-28 09:00 | 0 | 0.46967 | 390437
2016-08-28 10:00 | 0 | 0.43086 | 390275
2016-08-28 11:00 | 0 | 0.39412 | 394254
2016-08-28 12:00 | 0.001114 | 0.29666 | 413566
2016-08-28 13:00 | 0.16993 | 0.14677 | 444935
2016-08-28 14:00 | 0.51481 | 0.11337 | 478450
2016-08-28 15:00 | 0.70123 | 0.12905 | 511645
2016-08-28 16:00 | 0.74097 | 0.13346 | 544093
2016-08-28 17:00 | 0.73852 | 0.1429 | 570618
2016-08-28 18:00 | 0.7271 | 0.15782 | 591249
2016-08-28 19:00 | 0.70835 | 0.17169 | 604776
2016-08-28 20:00 | 0.69415 | 0.18176 | 615064
2016-08-28 21:00 | 0.66962 | 0.19337 | 618991
2016-08-28 22:00 | 0.63207 | 0.21031 | 613165
2016-08-28 23:00 | 0.54545 | 0.24449 | 600665
2016-08-29 | 0.39528 | 0.34037 | 591304
2016-08-29 01:00 | 0.10675 | 0.45827 | 573739
2016-08-29 02:00 | 5.59e-05 | 0.48791 | 542108
2016-08-29 03:00 | 0 | 0.46879 | 506758
2016-08-29 04:00 | 0 | 0.44464 | 473517
2016-08-29 05:00 | 0 | 0.41794 | 446810
2016-08-29 06:00 | 0 | 0.38593 | 426452
2016-08-29 07:00 | 0 | 0.34588 | 412154
2016-08-29 08:00 | 0 | 0.30888 | 407216
2016-08-29 09:00 | 0 | 0.26784 | 414170
2016-08-29 10:00 | 0 | 0.23722 | 436856
2016-08-29 11:00 | 0 | 0.21294 | 457948
2016-08-29 12:00 | 0.00035055 | 0.15933 | 478038
2016-08-29 13:00 | 0.11591 | 0.093916 | 505765
2016-08-29 14:00 | 0.4552 | 0.09843 | 537954
2016-08-29 15:00 | 0.64028 | 0.10148 | 569735
2016-08-29 16:00 | 0.68052 | 0.10179 | 599965
2016-08-29 17:00 | 0.68775 | 0.10087 | 625021
2016-08-29 18:00 | 0.68073 | 0.099487 | 643308
2016-08-29 19:00 | 0.66668 | 0.097022 | 654056
2016-08-29 20:00 | 0.65452 | 0.093777 | 659447
2016-08-29 21:00 | 0.63131 | 0.089649 | 660975
2016-08-29 22:00 | 0.5926 | 0.08957 | 653722
2016-08-29 23:00 | 0.50494 | 0.097512 | 638313
2016-08-30 | 0.34953 | 0.13695 | 627299
2016-08-30 01:00 | 0.087471 | 0.24224 | 604806
2016-08-30 02:00 | 3.78e-05 | 0.29957 | 566777
2016-08-30 03:00 | 0 | 0.30269 | 525022
2016-08-30 04:00 | 0 | 0.28566 | 488171
2016-08-30 05:00 | 0 | 0.2605 | 457494
2016-08-30 06:00 | 0 | 0.23564 | 433597
2016-08-30 07:00 | 0 | 0.21216 | 417950
2016-08-30 08:00 | 0 | 0.19368 | 410177
2016-08-30 09:00 | 0 | 0.18147 | 416385
2016-08-30 10:00 | 0 | 0.17555 | 437575
2016-08-30 11:00 | 0 | 0.17022 | 456389
2016-08-30 12:00 | 0.00053928 | 0.14054 | 474287
2016-08-30 13:00 | 0.13172 | 0.069301 | 498228
2016-08-30 14:00 | 0.46218 | 0.063872 | 528147
2016-08-30 15:00 | 0.64212 | 0.078612 | 558262
2016-08-30 16:00 | 0.68701 | 0.079106 | 585627
2016-08-30 17:00 | 0.69402 | 0.077045 | 610613
2016-08-30 18:00 | 0.68564 | 0.077924 | 629443
2016-08-30 19:00 | 0.67238 | 0.0816 | 642942
2016-08-30 20:00 | 0.66437 | 0.085914 | 651700
2016-08-30 21:00 | 0.6468 | 0.090645 | 654714
2016-08-30 22:00 | 0.61424 | 0.10067 | 646260
2016-08-30 23:00 | 0.52036 | 0.12602 | 631370
2016-08-31 | 0.35379 | 0.19801 | 620327
2016-08-31 01:00 | 0.084828 | 0.32277 | 599178
2016-08-31 02:00 | 2.16e-05 | 0.3719 | 562468
2016-08-31 03:00 | 0 | 0.36627 | 522581
2016-08-31 04:00 | 0 | 0.34445 | 487285
2016-08-31 05:00 | 0 | 0.31393 | 460254
2016-08-31 06:00 | 0 | 0.28812 | 436830
2016-08-31 07:00 | 0 | 0.2679 | 423222
2016-08-31 08:00 | 0 | 0.24853 | 416224
2016-08-31 09:00 | 0 | 0.23066 | 422535
2016-08-31 10:00 | 0 | 0.21796 | 442793
2016-08-31 11:00 | 0 | 0.21192 | 462873
2016-08-31 12:00 | 0.00039584 | 0.17745 | 481439
2016-08-31 13:00 | 0.13336 | 0.09154 | 503448
2016-08-31 14:00 | 0.46067 | 0.077274 | 531164
2016-08-31 15:00 | 0.66748 | 0.11177 | 558056
2016-08-31 16:00 | 0.71397 | 0.13861 | 583431
2016-08-31 17:00 | 0.71473 | 0.15446 | 606050
2016-08-31 18:00 | 0.70306 | 0.16454 | 622657
2016-08-31 19:00 | 0.68818 | 0.17267 | 632821
2016-08-31 20:00 | 0.67664 | 0.18262 | 640752
2016-08-31 21:00 | 0.65788 | 0.19286 | 640375
2016-08-31 22:00 | 0.61744 | 0.20399 | 631718
2016-08-31 23:00 | 0.52175 | 0.22835 | 619018
2016-09-01 | 0.3516 | 0.31722 | 609097
2016-09-01 01:00 | 0.084384 | 0.41979 | 588286
2016-09-01 02:00 | 2.92e-05 | 0.42808 | 555048
2016-09-01 03:00 | 0 | 0.41544 | 516859
2016-09-01 04:00 | 0 | 0.40646 | 482326
2016-09-01 05:00 | 0 | 0.38752 | 453317
2016-09-01 06:00 | 0 | 0.36493 | 431277
2016-09-01 07:00 | 0 | 0.35083 | 415650
2016-09-01 08:00 | 0 | 0.33842 | 408914
2016-09-01 09:00 | 0 | 0.32012 | 414048
2016-09-01 10:00 | 0 | 0.3103 | 435041
2016-09-01 11:00 | 0 | 0.30604 | 454300
2016-09-01 12:00 | 0.0005094 | 0.25121 | 469139
2016-09-01 13:00 | 0.15226 | 0.14592 | 490089
2016-09-01 14:00 | 0.49696 | 0.17423 | 514772
2016-09-01 15:00 | 0.65849 | 0.22207 | 538909
2016-09-01 16:00 | 0.71559 | 0.23451 | 559226
2016-09-01 17:00 | 0.70821 | 0.23584 | 577014
2016-09-01 18:00 | 0.69031 | 0.23851 | 588812
2016-09-01 19:00 | 0.66929 | 0.24393 | 595831
2016-09-01 20:00 | 0.65549 | 0.25295 | 599406
2016-09-01 21:00 | 0.63119 | 0.26995 | 599573
2016-09-01 22:00 | 0.58734 | 0.30074 | 590983
2016-09-01 23:00 | 0.49045 | 0.3475 | 579268
2016-09-02 | 0.32412 | 0.47134 | 570677
2016-09-02 01:00 | 0.084028 | 0.61715 | 555203
2016-09-02 02:00 | 2.26e-05 | 0.63021 | 524072
2016-09-02 03:00 | 0 | 0.60275 | 489864
2016-09-02 04:00 | 0 | 0.56072 | 458419
2016-09-02 05:00 | 0 | 0.52325 | 432694
2016-09-02 06:00 | 0 | 0.49734 | 411570
2016-09-02 07:00 | 0 | 0.47989 | 397043
2016-09-02 08:00 | 0 | 0.46549 | 390801
2016-09-02 09:00 | 0 | 0.44282 | 395237
2016-09-02 10:00 | 0 | 0.4255 | 411279
2016-09-02 11:00 | 0 | 0.4151 | 429471
2016-09-02 12:00 | 0.00042728 | 0.3484 | 443622
2016-09-02 13:00 | 0.1337 | 0.30817 | 461899
2016-09-02 14:00 | 0.50201 | 0.37917 | 482422
2016-09-02 15:00 | 0.66406 | 0.39159 | 500856
2016-09-02 16:00 | 0.74447 | 0.38336 | 516563
2016-09-02 17:00 | 0.7379 | 0.37678 | 531791
2016-09-02 18:00 | 0.71512 | 0.37269 | 544019
2016-09-02 19:00 | 0.69416 | 0.37365 | 551969
2016-09-02 20:00 | 0.686 | 0.3788 | 557436
2016-09-02 21:00 | 0.669 | 0.38868 | 558648
2016-09-02 22:00 | 0.62719 | 0.40654 | 549446
2016-09-02 23:00 | 0.53124 | 0.44497 | 535830
2016-09-03 | 0.36338 | 0.55731 | 525082
2016-09-03 01:00 | 0.076612 | 0.69957 | 509780
2016-09-03 02:00 | 1.16e-05 | 0.73045 | 484607
2016-09-03 03:00 | 0 | 0.72024 | 455399
2016-09-03 04:00 | 0 | 0.69218 | 428410
2016-09-03 05:00 | 0 | 0.6557 | 405539
2016-09-03 06:00 | 0 | 0.62371 | 386607
2016-09-03 07:00 | 0 | 0.59174 | 372541
2016-09-03 08:00 | 0 | 0.56654 | 363495
2016-09-03 09:00 | 0 | 0.53006 | 359961
2016-09-03 10:00 | 0 | 0.48457 | 362478
2016-09-03 11:00 | 0 | 0.45141 | 365475
2016-09-03 12:00 | 0.00026946 | 0.37715 | 378162
2016-09-03 13:00 | 0.14297 | 0.30753 | 398947
2016-09-03 14:00 | 0.46494 | 0.36399 | 422857
2016-09-03 15:00 | 0.65628 | 0.3858 | 445178
2016-09-03 16:00 | 0.71378 | 0.37665 | 465906
2016-09-03 17:00 | 0.7163 | 0.37307 | 482753
2016-09-03 18:00 | 0.70862 | 0.37758 | 496541
2016-09-03 19:00 | 0.69919 | 0.38274 | 507892
2016-09-03 20:00 | 0.6969 | 0.38671 | 516890
2016-09-03 21:00 | 0.68603 | 0.39511 | 521120
2016-09-03 22:00 | 0.64744 | 0.41264 | 517258
2016-09-03 23:00 | 0.55155 | 0.44524 | 507028
2016-09-04 | 0.36376 | 0.5436 | 497324
2016-09-04 01:00 | 0.06943 | 0.6567 | 483109
2016-09-04 02:00 | 1.07e-05 | 0.66084 | 460774
2016-09-04 03:00 | 0 | 0.63165 | 435321
2016-09-04 04:00 | 0 | 0.59471 | 410858
2016-09-04 05:00 | 0 | 0.55744 | 389279
2016-09-04 06:00 | 0 | 0.51656 | 372139
2016-09-04 07:00 | 0 | 0.48101 | 359705
2016-09-04 08:00 | 0 | 0.45409 | 352011
2016-09-04 09:00 | 0 | 0.43479 | 348343
2016-09-04 10:00 | 0 | 0.42339 | 347660
2016-09-04 11:00 | 0 | 0.41171 | 350404
2016-09-04 12:00 | 0.00018684 | 0.38081 | 362722
2016-09-04 13:00 | 0.15832 | 0.34319 | 385606
2016-09-04 14:00 | 0.52897 | 0.41473 | 411518
2016-09-04 15:00 | 0.73945 | 0.43932 | 436974
2016-09-04 16:00 | 0.77549 | 0.44193 | 461851
2016-09-04 17:00 | 0.7805 | 0.45039 | 483097
2016-09-04 18:00 | 0.77441 | 0.47322 | 499644
2016-09-04 19:00 | 0.76705 | 0.50443 | 512563
2016-09-04 20:00 | 0.76947 | 0.53568 | 522026
2016-09-04 21:00 | 0.77008 | 0.56743 | 526330
2016-09-04 22:00 | 0.74048 | 0.60133 | 521745
2016-09-04 23:00 | 0.63792 | 0.63486 | 509010
2016-09-05 | 0.42382 | 0.68672 | 499706
2016-09-05 01:00 | 0.075843 | 0.73287 | 485495
2016-09-05 02:00 | 1.29e-05 | 0.71088 | 462737
2016-09-05 03:00 | 0 | 0.6759 | 437089
2016-09-05 04:00 | 0 | 0.64226 | 412375
2016-09-05 05:00 | 0 | 0.61815 | 389910
2016-09-05 06:00 | 0 | 0.59708 | 373373
2016-09-05 07:00 | 0 | 0.57453 | 361629
2016-09-05 08:00 | 0 | 0.55566 | 354901
2016-09-05 09:00 | 0 | 0.53056 | 353197
2016-09-05 10:00 | 0 | 0.49888 | 356613
2016-09-05 11:00 | 0 | 0.46073 | 359505
2016-09-05 12:00 | 0.00014488 | 0.39663 | 371656
2016-09-05 13:00 | 0.15765 | 0.35235 | 397428
2016-09-05 14:00 | 0.57277 | 0.43836 | 429589
2016-09-05 15:00 | 0.78851 | 0.4626 | 461590
2016-09-05 16:00 | 0.81151 | 0.44936 | 490153
2016-09-05 17:00 | 0.80625 | 0.44136 | 513829
2016-09-05 18:00 | 0.79084 | 0.45141 | 532803
2016-09-05 19:00 | 0.77794 | 0.47338 | 547506
2016-09-05 20:00 | 0.77776 | 0.49274 | 559333
2016-09-05 21:00 | 0.77395 | 0.50103 | 567243
2016-09-05 22:00 | 0.74489 | 0.50762 | 566801
2016-09-05 23:00 | 0.64096 | 0.52507 | 558791
2016-09-06 | 0.416 | 0.57101 | 553560
2016-09-06 01:00 | 0.070994 | 0.62158 | 536653
2016-09-06 02:00 | 6.73e-06 | 0.6235 | 505417
2016-09-06 03:00 | 0 | 0.59236 | 471840
2016-09-06 04:00 | 0 | 0.55981 | 441900
2016-09-06 05:00 | 0 | 0.53875 | 416467
2016-09-06 06:00 | 0 | 0.52459 | 397731
2016-09-06 07:00 | 0 | 0.51512 | 385563
2016-09-06 08:00 | 0 | 0.5044 | 381781
2016-09-06 09:00 | 0 | 0.49314 | 390414
2016-09-06 10:00 | 0 | 0.47218 | 414539
2016-09-06 11:00 | 0 | 0.45328 | 437133
2016-09-06 12:00 | 0.00010323 | 0.41179 | 457047
2016-09-06 13:00 | 0.1403 | 0.38361 | 482950
2016-09-06 14:00 | 0.53133 | 0.44537 | 513254
2016-09-06 15:00 | 0.71545 | 0.43082 | 543266
2016-09-06 16:00 | 0.73158 | 0.38439 | 570498
2016-09-06 17:00 | 0.72583 | 0.33436 | 596132
2016-09-06 18:00 | 0.70407 | 0.31185 | 616338
2016-09-06 19:00 | 0.67771 | 0.31541 | 630808
2016-09-06 20:00 | 0.65261 | 0.32618 | 640366
2016-09-06 21:00 | 0.61806 | 0.33867 | 643927
2016-09-06 22:00 | 0.56539 | 0.35074 | 637359
2016-09-06 23:00 | 0.46827 | 0.36837 | 624075
2016-09-07 | 0.31564 | 0.41957 | 613268
2016-09-07 01:00 | 0.065678 | 0.47573 | 590777
2016-09-07 02:00 | 5.32e-06 | 0.49863 | 555333
2016-09-07 03:00 | 0 | 0.50038 | 518248
2016-09-07 04:00 | 0 | 0.48857 | 483143
2016-09-07 05:00 | 0 | 0.48046 | 453597
2016-09-07 06:00 | 0 | 0.47474 | 430734
2016-09-07 07:00 | 0 | 0.45847 | 415236
2016-09-07 08:00 | 0 | 0.44125 | 409003
2016-09-07 09:00 | 0 | 0.42675 | 416585
2016-09-07 10:00 | 0 | 0.42283 | 440038
2016-09-07 11:00 | 0 | 0.41129 | 460425
2016-09-07 12:00 | 3.04e-05 | 0.37969 | 478984
2016-09-07 13:00 | 0.077208 | 0.32009 | 502651
2016-09-07 14:00 | 0.38159 | 0.40526 | 531556
2016-09-07 15:00 | 0.57 | 0.46492 | 561068
2016-09-07 16:00 | 0.61425 | 0.44697 | 589066
2016-09-07 17:00 | 0.63063 | 0.43094 | 612874
2016-09-07 18:00 | 0.63253 | 0.43122 | 631647
2016-09-07 19:00 | 0.62435 | 0.43771 | 644930
2016-09-07 20:00 | 0.61515 | 0.44628 | 653355
2016-09-07 21:00 | 0.59341 | 0.4578 | 656020
2016-09-07 22:00 | 0.55475 | 0.46498 | 648378
2016-09-07 23:00 | 0.46749 | 0.47345 | 635022
2016-09-08 | 0.31342 | 0.53831 | 623500
2016-09-08 01:00 | 0.054098 | 0.62503 | 600621
2016-09-08 02:00 | 2.33e-06 | 0.61651 | 564849
2016-09-08 03:00 | 0 | 0.59328 | 525607
2016-09-08 04:00 | 0 | 0.56996 | 490421
2016-09-08 05:00 | 0 | 0.54592 | 461164
2016-09-08 06:00 | 0 | 0.51959 | 438309
2016-09-08 07:00 | 0 | 0.49583 | 423023
2016-09-08 08:00 | 0 | 0.47013 | 416468
2016-09-08 09:00 | 0 | 0.43953 | 424161
2016-09-08 10:00 | 0 | 0.41904 | 448419
2016-09-08 11:00 | 0 | 0.41333 | 469557
2016-09-08 12:00 | 4.93e-05 | 0.37779 | 484677
2016-09-08 13:00 | 0.12067 | 0.24942 | 506377
2016-09-08 14:00 | 0.52818 | 0.23194 | 535641
2016-09-08 15:00 | 0.73713 | 0.26576 | 564311
2016-09-08 16:00 | 0.77819 | 0.26312 | 591052
2016-09-08 17:00 | 0.7786 | 0.26018 | 614819
2016-09-08 18:00 | 0.76609 | 0.27032 | 633513
2016-09-08 19:00 | 0.75627 | 0.28516 | 646581
2016-09-08 20:00 | 0.7584 | 0.30114 | 654955
2016-09-08 21:00 | 0.7528 | 0.31358 | 657602
2016-09-08 22:00 | 0.72214 | 0.32404 | 649221
2016-09-08 23:00 | 0.62115 | 0.34807 | 636235
2016-09-09 | 0.42545 | 0.45011 | 625267
2016-09-09 01:00 | 0.059403 | 0.55189 | 601889
2016-09-09 02:00 | 9.8e-07 | 0.58367 | 564918
2016-09-09 03:00 | 0 | 0.58499 | 526930
2016-09-09 04:00 | 0 | 0.56177 | 491451
2016-09-09 05:00 | 0 | 0.53225 | 461648
2016-09-09 06:00 | 0 | 0.50322 | 438210
2016-09-09 07:00 | 0 | 0.48058 | 422423
2016-09-09 08:00 | 0 | 0.45954 | 415921
2016-09-09 09:00 | 0 | 0.43938 | 423218
2016-09-09 10:00 | 0 | 0.42414 | 446054
2016-09-09 11:00 | 0 | 0.41289 | 467381
2016-09-09 12:00 | 5.01e-05 | 0.37101 | 482993
2016-09-09 13:00 | 0.13596 | 0.26012 | 506442
2016-09-09 14:00 | 0.56312 | 0.35042 | 534724
2016-09-09 15:00 | 0.76286 | 0.38755 | 563014
2016-09-09 16:00 | 0.79114 | 0.36953 | 588325
2016-09-09 17:00 | 0.78778 | 0.35736 | 611508
2016-09-09 18:00 | 0.77474 | 0.3688 | 629152
2016-09-09 19:00 | 0.76381 | 0.40082 | 640895
2016-09-09 20:00 | 0.76593 | 0.44186 | 647977
2016-09-09 21:00 | 0.76335 | 0.46812 | 647514
2016-09-09 22:00 | 0.73382 | 0.48941 | 635007
2016-09-09 23:00 | 0.63214 | 0.5108 | 616608
2016-09-10 | 0.41181 | 0.56897 | 602141
2016-09-10 01:00 | 0.059859 | 0.64842 | 579290
2016-09-10 02:00 | 5.4e-07 | 0.64127 | 548551
2016-09-10 03:00 | 0 | 0.63131 | 515363
2016-09-10 04:00 | 0 | 0.63739 | 482675
2016-09-10 05:00 | 0 | 0.6405 | 452595
2016-09-10 06:00 | 0 | 0.63363 | 429718
2016-09-10 07:00 | 0 | 0.6356 | 412703
2016-09-10 08:00 | 0 | 0.60954 | 402092
2016-09-10 09:00 | 0 | 0.56355 | 398700
2016-09-10 10:00 | 0 | 0.52876 | 401747
2016-09-10 11:00 | 0 | 0.52162 | 408440
2016-09-10 12:00 | 3.62e-05 | 0.47306 | 426216
2016-09-10 13:00 | 0.12263 | 0.31883 | 452245
2016-09-10 14:00 | 0.51814 | 0.32376 | 482481
2016-09-10 15:00 | 0.73543 | 0.3647 | 511554
2016-09-10 16:00 | 0.77706 | 0.36158 | 535911
2016-09-10 17:00 | 0.77439 | 0.33169 | 554524
2016-09-10 18:00 | 0.76233 | 0.30473 | 567796
2016-09-10 19:00 | 0.7548 | 0.28373 | 576545
2016-09-10 20:00 | 0.76031 | 0.26759 | 581338
2016-09-10 21:00 | 0.76214 | 0.25588 | 580827
2016-09-10 22:00 | 0.73553 | 0.23858 | 572569
2016-09-10 23:00 | 0.63355 | 0.22967 | 561112
2016-09-11 | 0.40183 | 0.2856 | 551027
2016-09-11 01:00 | 0.053466 | 0.35522 | 533658
2016-09-11 02:00 | 6.39e-08 | 0.41759 | 506921
2016-09-11 03:00 | 0 | 0.48788 | 477279
2016-09-11 04:00 | 0 | 0.55253 | 447993
2016-09-11 05:00 | 0 | 0.59571 | 422117
2016-09-11 06:00 | 0 | 0.62527 | 402358
2016-09-11 07:00 | 0 | 0.64004 | 386718
2016-09-11 08:00 | 0 | 0.64289 | 376287
2016-09-11 09:00 | 0 | 0.62314 | 371742
2016-09-11 10:00 | 0 | 0.59967 | 372620
2016-09-11 11:00 | 0 | 0.5854 | 375875
2016-09-11 12:00 | 5.79e-05 | 0.53601 | 389538
2016-09-11 13:00 | 0.13226 | 0.33557 | 412784
2016-09-11 14:00 | 0.55601 | 0.30007 | 437043
2016-09-11 15:00 | 0.73747 | 0.3757 | 459920
2016-09-11 16:00 | 0.77957 | 0.40624 | 482980
2016-09-11 17:00 | 0.77104 | 0.41338 | 503234
2016-09-11 18:00 | 0.75592 | 0.41529 | 519746
2016-09-11 19:00 | 0.74167 | 0.4182 | 532370
2016-09-11 20:00 | 0.73924 | 0.42054 | 542155
2016-09-11 21:00 | 0.73171 | 0.42141 | 547828
2016-09-11 22:00 | 0.69581 | 0.42601 | 543941
2016-09-11 23:00 | 0.57889 | 0.49346 | 534700
2016-09-12 | 0.3588 | 0.69236 | 527731
2016-09-12 01:00 | 0.050499 | 0.79047 | 509612
2016-09-12 02:00 | 0 | 0.8117 | 480759
2016-09-12 03:00 | 0 | 0.80437 | 449727
2016-09-12 04:00 | 0 | 0.77898 | 420593
2016-09-12 05:00 | 0 | 0.747 | 395761
2016-09-12 06:00 | 0 | 0.71075 | 377690
2016-09-12 07:00 | 0 | 0.68169 | 366274
2016-09-12 08:00 | 0 | 0.64732 | 363221
2016-09-12 09:00 | 0 | 0.61388 | 371835
2016-09-12 10:00 | 0 | 0.58567 | 395317
2016-09-12 11:00 | 0 | 0.56227 | 417166
2016-09-12 12:00 | 2.52e-05 | 0.51535 | 432034
2016-09-12 13:00 | 0.084892 | 0.41809 | 452760
2016-09-12 14:00 | 0.45872 | 0.51642 | 476402
2016-09-12 15:00 | 0.65191 | 0.56437 | 499707
2016-09-12 16:00 | 0.70802 | 0.53504 | 521331
2016-09-12 17:00 | 0.70983 | 0.50894 | 542091
2016-09-12 18:00 | 0.69497 | 0.49316 | 559929
2016-09-12 19:00 | 0.67312 | 0.47587 | 572163
2016-09-12 20:00 | 0.65761 | 0.45301 | 580272
2016-09-12 21:00 | 0.63515 | 0.42591 | 582208
2016-09-12 22:00 | 0.5888 | 0.41477 | 573717
2016-09-12 23:00 | 0.48558 | 0.44383 | 562447
2016-09-13 | 0.30755 | 0.51069 | 553340
2016-09-13 01:00 | 0.043115 | 0.54154 | 531862
2016-09-13 02:00 | 0 | 0.52039 | 499804
2016-09-13 03:00 | 0 | 0.50129 | 463720
2016-09-13 04:00 | 0 | 0.47326 | 431172
2016-09-13 05:00 | 0 | 0.44345 | 406107
2016-09-13 06:00 | 0 | 0.41869 | 388315
2016-09-13 07:00 | 0 | 0.3953 | 376303
2016-09-13 08:00 | 0 | 0.37237 | 373384
2016-09-13 09:00 | 0 | 0.33872 | 381489
2016-09-13 10:00 | 0 | 0.30812 | 405252
2016-09-13 11:00 | 0 | 0.28321 | 427960
2016-09-13 12:00 | 3.63e-06 | 0.24305 | 443105
2016-09-13 13:00 | 0.098759 | 0.19813 | 463253
2016-09-13 14:00 | 0.48765 | 0.18891 | 485936
2016-09-13 15:00 | 0.68484 | 0.17063 | 507323
2016-09-13 16:00 | 0.73496 | 0.13881 | 529282
2016-09-13 17:00 | 0.72987 | 0.11582 | 549796
2016-09-13 18:00 | 0.70814 | 0.10381 | 566080
2016-09-13 19:00 | 0.6886 | 0.09811 | 577699
2016-09-13 20:00 | 0.6766 | 0.098174 | 585213
2016-09-13 21:00 | 0.65312 | 0.10082 | 586393
2016-09-13 22:00 | 0.59897 | 0.10683 | 576414
2016-09-13 23:00 | 0.46862 | 0.12438 | 564411
2016-09-14 | 0.25519 | 0.17146 | 557510
2016-09-14 01:00 | 0.031 | 0.24224 | 538277
2016-09-14 02:00 | 0 | 0.24835 | 509253
2016-09-14 03:00 | 0 | 0.25674 | 473004
2016-09-14 04:00 | 0 | 0.27518 | 438738
2016-09-14 05:00 | 0 | 0.28682 | 411716
2016-09-14 06:00 | 0 | 0.29335 | 392440
2016-09-14 07:00 | 0 | 0.29836 | 381027
2016-09-14 08:00 | 0 | 0.29737 | 377224
2016-09-14 09:00 | 0 | 0.27877 | 385772
2016-09-14 10:00 | 0 | 0.2557 | 410618
2016-09-14 11:00 | 0 | 0.24014 | 433998
2016-09-14 12:00 | 1.25e-05 | 0.21306 | 451544
2016-09-14 13:00 | 0.062715 | 0.117 | 472214
2016-09-14 14:00 | 0.41679 | 0.13624 | 496004
2016-09-14 15:00 | 0.64405 | 0.16328 | 519969
2016-09-14 16:00 | 0.70053 | 0.16494 | 542546
2016-09-14 17:00 | 0.7088 | 0.168 | 563715
2016-09-14 18:00 | 0.70223 | 0.1725 | 579326
2016-09-14 19:00 | 0.69312 | 0.17653 | 590339
2016-09-14 20:00 | 0.69411 | 0.17693 | 597164
2016-09-14 21:00 | 0.68203 | 0.17868 | 596445
2016-09-14 22:00 | 0.64042 | 0.18403 | 585395
2016-09-14 23:00 | 0.5354 | 0.19458 | 572760
2016-09-15 | 0.33754 | 0.30234 | 562942
2016-09-15 01:00 | 0.036458 | 0.43446 | 541029
2016-09-15 02:00 | 0 | 0.44941 | 508860
2016-09-15 03:00 | 0 | 0.42996 | 471861
2016-09-15 04:00 | 0 | 0.4063 | 437274
2016-09-15 05:00 | 0 | 0.3868 | 409873
2016-09-15 06:00 | 0 | 0.37404 | 390396
2016-09-15 07:00 | 0 | 0.35734 | 377710
2016-09-15 08:00 | 0 | 0.34293 | 372857
2016-09-15 09:00 | 0 | 0.32485 | 380669
2016-09-15 10:00 | 0 | 0.312 | 405076
2016-09-15 11:00 | 0 | 0.31077 | 426605
2016-09-15 12:00 | 8.33e-06 | 0.28883 | 441383
2016-09-15 13:00 | 0.070045 | 0.19048 | 461221
2016-09-15 14:00 | 0.48207 | 0.15595 | 483767
2016-09-15 15:00 | 0.7095 | 0.18163 | 506225
2016-09-15 16:00 | 0.73563 | 0.20369 | 526880
2016-09-15 17:00 | 0.7313 | 0.22435 | 546504
2016-09-15 18:00 | 0.71782 | 0.24697 | 561739
2016-09-15 19:00 | 0.70417 | 0.26595 | 572572
2016-09-15 20:00 | 0.70455 | 0.27082 | 579275
2016-09-15 21:00 | 0.70372 | 0.2654 | 579583
2016-09-15 22:00 | 0.68179 | 0.27219 | 570244
2016-09-15 23:00 | 0.59385 | 0.30626 | 559133
2016-09-16 | 0.3736 | 0.39517 | 552439
2016-09-16 01:00 | 0.031103 | 0.46943 | 532841
2016-09-16 02:00 | 0 | 0.47931 | 502456
2016-09-16 03:00 | 0 | 0.46696 | 467791
2016-09-16 04:00 | 0 | 0.44576 | 435036
2016-09-16 05:00 | 0 | 0.42056 | 408298
2016-09-16 06:00 | 0 | 0.39844 | 389324
2016-09-16 07:00 | 0 | 0.38158 | 376567
2016-09-16 08:00 | 0 | 0.37065 | 372278
2016-09-16 09:00 | 0 | 0.34719 | 379772
2016-09-16 10:00 | 0 | 0.32729 | 403765
2016-09-16 11:00 | 0 | 0.31913 | 426434
2016-09-16 12:00 | 4.47e-06 | 0.30555 | 441129
2016-09-16 13:00 | 0.078259 | 0.20153 | 460947
2016-09-16 14:00 | 0.50524 | 0.17287 | 482425
2016-09-16 15:00 | 0.76579 | 0.21351 | 503225
2016-09-16 16:00 | 0.79237 | 0.21902 | 522004
2016-09-16 17:00 | 0.78681 | 0.21534 | 539250
2016-09-16 18:00 | 0.77001 | 0.21332 | 552449
2016-09-16 19:00 | 0.75879 | 0.21598 | 562395
2016-09-16 20:00 | 0.76288 | 0.21801 | 568008
2016-09-16 21:00 | 0.76235 | 0.21432 | 566868
2016-09-16 22:00 | 0.73049 | 0.20555 | 556300
2016-09-16 23:00 | 0.62448 | 0.19847 | 543980
2016-09-17 | 0.37913 | 0.22838 | 533857
2016-09-17 01:00 | 0.031625 | 0.26015 | 514936
2016-09-17 02:00 | 0 | 0.2746 | 491140
2016-09-17 03:00 | 0 | 0.28235 | 461461
2016-09-17 04:00 | 0 | 0.29124 | 432146
2016-09-17 05:00 | 0 | 0.30886 | 407483
2016-09-17 06:00 | 0 | 0.32707 | 388124
2016-09-17 07:00 | 0 | 0.34052 | 375365
2016-09-17 08:00 | 0 | 0.35263 | 367743
2016-09-17 09:00 | 0 | 0.36109 | 366707
2016-09-17 10:00 | 0 | 0.36775 | 372011
2016-09-17 11:00 | 0 | 0.37452 | 379978
2016-09-17 12:00 | 2.9e-06 | 0.36046 | 395702
2016-09-17 13:00 | 0.087556 | 0.22406 | 418046
2016-09-17 14:00 | 0.49513 | 0.12012 | 442054
2016-09-17 15:00 | 0.73987 | 0.12385 | 465066
2016-09-17 16:00 | 0.76538 | 0.15772 | 485343
2016-09-17 17:00 | 0.76077 | 0.17454 | 502464
2016-09-17 18:00 | 0.74596 | 0.18281 | 516397
2016-09-17 19:00 | 0.7373 | 0.19596 | 526818
2016-09-17 20:00 | 0.74254 | 0.20978 | 535561
2016-09-17 21:00 | 0.7415 | 0.22073 | 539564
2016-09-17 22:00 | 0.71569 | 0.22386 | 535724
2016-09-17 23:00 | 0.59783 | 0.25415 | 528480
2016-09-18 | 0.35252 | 0.35893 | 521396
2016-09-18 01:00 | 0.028435 | 0.47082 | 504388
2016-09-18 02:00 | 0 | 0.53622 | 480604
2016-09-18 03:00 | 0 | 0.58871 | 453704
2016-09-18 04:00 | 0 | 0.63165 | 426816
2016-09-18 05:00 | 0 | 0.66132 | 403371
2016-09-18 06:00 | 0 | 0.66927 | 384582
2016-09-18 07:00 | 0 | 0.66554 | 370698
2016-09-18 08:00 | 0 | 0.65065 | 362522
2016-09-18 09:00 | 0 | 0.63098 | 360159
2016-09-18 10:00 | 0 | 0.60523 | 363022
2016-09-18 11:00 | 0 | 0.58298 | 368632
2016-09-18 12:00 | 0 | 0.55217 | 383070
2016-09-18 13:00 | 0.088419 | 0.41328 | 407510
2016-09-18 14:00 | 0.50875 | 0.27598 | 433739
2016-09-18 15:00 | 0.7402 | 0.33065 | 460279
2016-09-18 16:00 | 0.76733 | 0.38025 | 486363
2016-09-18 17:00 | 0.76073 | 0.40579 | 510136
2016-09-18 18:00 | 0.74715 | 0.4336 | 529340
2016-09-18 19:00 | 0.73617 | 0.4563 | 544013
2016-09-18 20:00 | 0.73973 | 0.46703 | 556485
2016-09-18 21:00 | 0.74215 | 0.46772 | 565678
2016-09-18 22:00 | 0.72145 | 0.46459 | 566590
2016-09-18 23:00 | 0.61167 | 0.4968 | 564433
2016-09-19 | 0.35671 | 0.58356 | 558678
2016-09-19 01:00 | 0.030638 | 0.65862 | 538138
2016-09-19 02:00 | 0 | 0.69597 | 508786
2016-09-19 03:00 | 0 | 0.71056 | 475390
2016-09-19 04:00 | 0 | 0.71245 | 443166
2016-09-19 05:00 | 0 | 0.70939 | 416746
2016-09-19 06:00 | 0 | 0.70587 | 397704
2016-09-19 07:00 | 0 | 0.69921 | 386159
2016-09-19 08:00 | 0 | 0.68663 | 383320
2016-09-19 09:00 | 0 | 0.65821 | 393834
2016-09-19 10:00 | 0 | 0.6262 | 419651
2016-09-19 11:00 | 0 | 0.59281 | 443218
2016-09-19 12:00 | 2.13e-07 | 0.53971 | 460085
2016-09-19 13:00 | 0.10895 | 0.31314 | 481042
2016-09-19 14:00 | 0.51555 | 0.16285 | 505348
2016-09-19 15:00 | 0.71363 | 0.20859 | 529849
2016-09-19 16:00 | 0.74133 | 0.23538 | 553897
2016-09-19 17:00 | 0.73067 | 0.22643 | 575743
2016-09-19 18:00 | 0.71398 | 0.21765 | 594099
2016-09-19 19:00 | 0.7003 | 0.21722 | 607306
2016-09-19 20:00 | 0.69677 | 0.22065 | 616818
2016-09-19 21:00 | 0.68462 | 0.21826 | 618763
2016-09-19 22:00 | 0.63925 | 0.21089 | 612028
2016-09-19 23:00 | 0.50795 | 0.24291 | 600923
2016-09-20 | 0.23185 | 0.37948 | 588349
2016-09-20 01:00 | 0.020818 | 0.47088 | 564326
2016-09-20 02:00 | 0 | 0.51626 | 530781
2016-09-20 03:00 | 0 | 0.53461 | 491276
2016-09-20 04:00 | 0 | 0.53275 | 454545
2016-09-20 05:00 | 0 | 0.51447 | 425252
2016-09-20 06:00 | 0 | 0.48978 | 404308
2016-09-20 07:00 | 0 | 0.46854 | 390534
2016-09-20 08:00 | 0 | 0.46195 | 385650
2016-09-20 09:00 | 0 | 0.4661 | 393778
2016-09-20 10:00 | 0 | 0.45788 | 418576
2016-09-20 11:00 | 0 | 0.44223 | 441938
2016-09-20 12:00 | 0 | 0.40246 | 456999
2016-09-20 13:00 | 0.077967 | 0.22314 | 477501
2016-09-20 14:00 | 0.29535 | 0.12826 | 501755
2016-09-20 15:00 | 0.46826 | 0.15689 | 527500
2016-09-20 16:00 | 0.54162 | 0.19476 | 551934
2016-09-20 17:00 | 0.56379 | 0.21499 | 575250
2016-09-20 18:00 | 0.56994 | 0.22594 | 593606
2016-09-20 19:00 | 0.56203 | 0.23342 | 607109
2016-09-20 20:00 | 0.54607 | 0.23791 | 615912
2016-09-20 21:00 | 0.51475 | 0.23858 | 617397
2016-09-20 22:00 | 0.46323 | 0.25759 | 608226
2016-09-20 23:00 | 0.3592 | 0.35378 | 595605
2016-09-21 | 0.17905 | 0.54704 | 584391
2016-09-21 01:00 | 0.021272 | 0.65818 | 559930
2016-09-21 02:00 | 0 | 0.6762 | 526181
2016-09-21 03:00 | 0 | 0.66343 | 487926
2016-09-21 04:00 | 0 | 0.62858 | 452003
2016-09-21 05:00 | 0 | 0.59064 | 423398
2016-09-21 06:00 | 0 | 0.56357 | 402738
2016-09-21 07:00 | 0 | 0.55051 | 389346
2016-09-21 08:00 | 0 | 0.53507 | 383965
2016-09-21 09:00 | 0 | 0.50942 | 391881
2016-09-21 10:00 | 0 | 0.48027 | 416612
2016-09-21 11:00 | 0 | 0.4573 | 439838
2016-09-21 12:00 | 0 | 0.43898 | 454962
2016-09-21 13:00 | 0.047408 | 0.32896 | 475231
2016-09-21 14:00 | 0.30117 | 0.3015 | 497212
2016-09-21 15:00 | 0.49116 | 0.38242 | 521302
2016-09-21 16:00 | 0.58466 | 0.39833 | 544593
2016-09-21 17:00 | 0.61796 | 0.38789 | 566369
2016-09-21 18:00 | 0.61652 | 0.37681 | 584246
2016-09-21 19:00 | 0.60116 | 0.37153 | 596829
2016-09-21 20:00 | 0.59312 | 0.37781 | 604822
2016-09-21 21:00 | 0.56925 | 0.39157 | 605721
2016-09-21 22:00 | 0.52083 | 0.41826 | 596355
2016-09-21 23:00 | 0.41207 | 0.46769 | 584985
2016-09-22 | 0.2271 | 0.55919 | 573454
2016-09-22 01:00 | 0.018676 | 0.62458 | 548664
2016-09-22 02:00 | 0 | 0.62174 | 516374
2016-09-22 03:00 | 0 | 0.6036 | 479292
2016-09-22 04:00 | 0 | 0.58099 | 443302
2016-09-22 05:00 | 0 | 0.55492 | 415188
2016-09-22 06:00 | 0 | 0.53173 | 395166
2016-09-22 07:00 | 0 | 0.50557 | 382311
2016-09-22 08:00 | 0 | 0.48411 | 377551
2016-09-22 09:00 | 0 | 0.45328 | 385422
2016-09-22 10:00 | 0 | 0.41511 | 410280
2016-09-22 11:00 | 0 | 0.39035 | 433417
2016-09-22 12:00 | 0 | 0.36169 | 449577
2016-09-22 13:00 | 0.071732 | 0.26707 | 469504
2016-09-22 14:00 | 0.3871 | 0.29788 | 492763
2016-09-22 15:00 | 0.62594 | 0.39223 | 517230
2016-09-22 16:00 | 0.69107 | 0.39318 | 540813
2016-09-22 17:00 | 0.69846 | 0.37104 | 562153
2016-09-22 18:00 | 0.6915 | 0.36162 | 578833
2016-09-22 19:00 | 0.68218 | 0.36426 | 591220
2016-09-22 20:00 | 0.68116 | 0.37282 | 599241
2016-09-22 21:00 | 0.67158 | 0.38335 | 599315
2016-09-22 22:00 | 0.63922 | 0.39927 | 586693
2016-09-22 23:00 | 0.52581 | 0.44027 | 574124
2016-09-23 | 0.25972 | 0.56713 | 563475
2016-09-23 01:00 | 0.018963 | 0.65338 | 540989
2016-09-23 02:00 | 0 | 0.65237 | 510591
2016-09-23 03:00 | 0 | 0.6372 | 474484
2016-09-23 04:00 | 0 | 0.60869 | 440499
2016-09-23 05:00 | 0 | 0.58268 | 411698
2016-09-23 06:00 | 0 | 0.56275 | 392249
2016-09-23 07:00 | 0 | 0.54286 | 380374
2016-09-23 08:00 | 0 | 0.52198 | 376076
2016-09-23 09:00 | 0 | 0.5031 | 382748
2016-09-23 10:00 | 0 | 0.48964 | 406169
2016-09-23 11:00 | 0 | 0.47999 | 429086
2016-09-23 12:00 | 0 | 0.47154 | 445632
2016-09-23 13:00 | 0.069164 | 0.3586 | 468144
2016-09-23 14:00 | 0.4265 | 0.40576 | 491424
2016-09-23 15:00 | 0.65226 | 0.50752 | 515169
2016-09-23 16:00 | 0.7373 | 0.53932 | 536671
2016-09-23 17:00 | 0.73882 | 0.56024 | 556404
2016-09-23 18:00 | 0.72875 | 0.5901 | 571875
2016-09-23 19:00 | 0.72159 | 0.6177 | 582063
2016-09-23 20:00 | 0.72719 | 0.63886 | 588232
2016-09-23 21:00 | 0.72721 | 0.64936 | 586369
2016-09-23 22:00 | 0.68876 | 0.65258 | 572867
2016-09-23 23:00 | 0.55311 | 0.68284 | 556402
2016-09-24 | 0.27325 | 0.7592 | 541761
2016-09-24 01:00 | 0.014452 | 0.77925 | 520490
2016-09-24 02:00 | 0 | 0.76307 | 495866
2016-09-24 03:00 | 0 | 0.74143 | 465603
2016-09-24 04:00 | 0 | 0.7282 | 435837
2016-09-24 05:00 | 0 | 0.70937 | 410777
2016-09-24 06:00 | 0 | 0.68747 | 390880
2016-09-24 07:00 | 0 | 0.65116 | 376962
2016-09-24 08:00 | 0 | 0.6211 | 368954
2016-09-24 09:00 | 0 | 0.59464 | 367250
2016-09-24 10:00 | 0 | 0.57146 | 372473
2016-09-24 11:00 | 0 | 0.55055 | 380737
2016-09-24 12:00 | 0 | 0.51484 | 396108
2016-09-24 13:00 | 0.048043 | 0.40319 | 419312
2016-09-24 14:00 | 0.41221 | 0.38823 | 445085
2016-09-24 15:00 | 0.68603 | 0.4452 | 469931
2016-09-24 16:00 | 0.74233 | 0.47314 | 490873
2016-09-24 17:00 | 0.74141 | 0.4833 | 506967
2016-09-24 18:00 | 0.72704 | 0.49411 | 518027
2016-09-24 19:00 | 0.71707 | 0.50682 | 526151
2016-09-24 20:00 | 0.71936 | 0.50705 | 531570
2016-09-24 21:00 | 0.71448 | 0.48947 | 531513
2016-09-24 22:00 | 0.6892 | 0.47396 | 524247
2016-09-24 23:00 | 0.58696 | 0.49847 | 514988
2016-09-25 | 0.29583 | 0.57594 | 507029
2016-09-25 01:00 | 0.021975 | 0.60492 | 488250
2016-09-25 02:00 | 0 | 0.60908 | 465257
2016-09-25 03:00 | 0 | 0.60432 | 438400
2016-09-25 04:00 | 0 | 0.60011 | 412771
2016-09-25 05:00 | 0 | 0.59325 | 389711
2016-09-25 06:00 | 0 | 0.57896 | 371879
2016-09-25 07:00 | 0 | 0.57209 | 359076
2016-09-25 08:00 | 0 | 0.57198 | 351230
2016-09-25 09:00 | 0 | 0.58195 | 347942
2016-09-25 10:00 | 0 | 0.59738 | 349504
2016-09-25 11:00 | 0 | 0.6138 | 355102
2016-09-25 12:00 | 0 | 0.61841 | 367703
2016-09-25 13:00 | 0.040995 | 0.56354 | 389629
2016-09-25 14:00 | 0.41165 | 0.60787 | 411035
2016-09-25 15:00 | 0.70222 | 0.68491 | 433297
2016-09-25 16:00 | 0.73555 | 0.7214 | 455494
2016-09-25 17:00 | 0.7267 | 0.73269 | 474452
2016-09-25 18:00 | 0.71134 | 0.74085 | 489324
2016-09-25 19:00 | 0.6948 | 0.7416 | 499479
2016-09-25 20:00 | 0.69141 | 0.74218 | 506893
2016-09-25 21:00 | 0.68042 | 0.73379 | 512205
2016-09-25 22:00 | 0.64835 | 0.709 | 510048
2016-09-25 23:00 | 0.52275 | 0.68326 | 508980
2016-09-26 | 0.27227 | 0.71099 | 507252
2016-09-26 01:00 | 0.011276 | 0.7093 | 488879
2016-09-26 02:00 | 0 | 0.68538 | 463538
2016-09-26 03:00 | 0 | 0.67171 | 432734
2016-09-26 04:00 | 0 | 0.652 | 404904
2016-09-26 05:00 | 0 | 0.645 | 381928
2016-09-26 06:00 | 0 | 0.64275 | 365113
2016-09-26 07:00 | 0 | 0.63467 | 355928
2016-09-26 08:00 | 0 | 0.62573 | 354275
2016-09-26 09:00 | 0 | 0.61972 | 364282
2016-09-26 10:00 | 0 | 0.62376 | 388057
2016-09-26 11:00 | 0 | 0.63355 | 412470
2016-09-26 12:00 | 0 | 0.62422 | 427194
2016-09-26 13:00 | 0.041704 | 0.42192 | 441798
2016-09-26 14:00 | 0.36767 | 0.28896 | 457712
2016-09-26 15:00 | 0.64534 | 0.39673 | 473022
2016-09-26 16:00 | 0.69271 | 0.45612 | 486534
2016-09-26 17:00 | 0.69326 | 0.45934 | 498321
2016-09-26 18:00 | 0.68089 | 0.46467 | 506525
2016-09-26 19:00 | 0.66609 | 0.47412 | 511847
2016-09-26 20:00 | 0.66068 | 0.48016 | 516288
2016-09-26 21:00 | 0.64784 | 0.47484 | 516610
2016-09-26 22:00 | 0.61665 | 0.44788 | 513497
2016-09-26 23:00 | 0.49934 | 0.42124 | 512918
2016-09-27 | 0.23818 | 0.45148 | 510195
2016-09-27 01:00 | 0.012223 | 0.4461 | 488881
2016-09-27 02:00 | 0 | 0.43297 | 462918
2016-09-27 03:00 | 0 | 0.42557 | 433838
2016-09-27 04:00 | 0 | 0.43542 | 403286
2016-09-27 05:00 | 0 | 0.45588 | 380547
2016-09-27 06:00 | 0 | 0.47505 | 364245
2016-09-27 07:00 | 0 | 0.49199 | 354187
2016-09-27 08:00 | 0 | 0.50657 | 351614
2016-09-27 09:00 | 0 | 0.51589 | 360380
2016-09-27 10:00 | 0 | 0.52601 | 384379
2016-09-27 11:00 | 0 | 0.53579 | 408124
2016-09-27 12:00 | 0 | 0.53023 | 421531
2016-09-27 13:00 | 0.040494 | 0.35476 | 436094
2016-09-27 14:00 | 0.4061 | 0.18315 | 449971
2016-09-27 15:00 | 0.68732 | 0.18346 | 464478
2016-09-27 16:00 | 0.73682 | 0.22404 | 478113
2016-09-27 17:00 | 0.73197 | 0.25256 | 490862
2016-09-27 18:00 | 0.7164 | 0.26754 | 502725
2016-09-27 19:00 | 0.7035 | 0.27861 | 511919
2016-09-27 20:00 | 0.7022 | 0.2879 | 518483
2016-09-27 21:00 | 0.69556 | 0.28646 | 520523
2016-09-27 22:00 | 0.6577 | 0.26898 | 516150
2016-09-27 23:00 | 0.52644 | 0.28762 | 514287
2016-09-28 | 0.23156 | 0.36085 | 509353
2016-09-28 01:00 | 0.0096907 | 0.41001 | 490346
2016-09-28 02:00 | 0 | 0.44814 | 462860
2016-09-28 03:00 | 0 | 0.4646 | 429862
2016-09-28 04:00 | 0 | 0.45988 | 400207
2016-09-28 05:00 | 0 | 0.45271 | 377301
2016-09-28 06:00 | 0 | 0.45029 | 361628
2016-09-28 07:00 | 0 | 0.45474 | 351135
2016-09-28 08:00 | 0 | 0.45436 | 348448
2016-09-28 09:00 | 0 | 0.43808 | 357233
2016-09-28 10:00 | 0 | 0.41462 | 380412
2016-09-28 11:00 | 0 | 0.39221 | 404373
2016-09-28 12:00 | 0 | 0.36606 | 417225
2016-09-28 13:00 | 0.04663 | 0.21148 | 433252
2016-09-28 14:00 | 0.3943 | 0.13519 | 448706
2016-09-28 15:00 | 0.66177 | 0.15208 | 463538
2016-09-28 16:00 | 0.71901 | 0.16971 | 478083
2016-09-28 17:00 | 0.71674 | 0.16868 | 491792
2016-09-28 18:00 | 0.69837 | 0.16689 | 503207
2016-09-28 19:00 | 0.67926 | 0.16861 | 513287
2016-09-28 20:00 | 0.66899 | 0.17441 | 521245
2016-09-28 21:00 | 0.64282 | 0.18328 | 525594
2016-09-28 22:00 | 0.57875 | 0.19258 | 522849
2016-09-28 23:00 | 0.43273 | 0.24783 | 519181
2016-09-29 | 0.17082 | 0.50823 | 510516
2016-09-29 01:00 | 0.0083044 | 0.61986 | 490776
2016-09-29 02:00 | 0 | 0.62577 | 463586
2016-09-29 03:00 | 0 | 0.60151 | 431162
2016-09-29 04:00 | 0 | 0.56583 | 402391
2016-09-29 05:00 | 0 | 0.52963 | 379998
2016-09-29 06:00 | 0 | 0.49812 | 363000
2016-09-29 07:00 | 0 | 0.47678 | 352206
2016-09-29 08:00 | 0 | 0.45766 | 349223
2016-09-29 09:00 | 0 | 0.42153 | 357698
2016-09-29 10:00 | 0 | 0.39107 | 380829
2016-09-29 11:00 | 0 | 0.3745 | 405282
2016-09-29 12:00 | 0 | 0.35232 | 418930
2016-09-29 13:00 | 0.042634 | 0.22257 | 433174
2016-09-29 14:00 | 0.35971 | 0.14823 | 446476
2016-09-29 15:00 | 0.58862 | 0.16732 | 457915
2016-09-29 16:00 | 0.66303 | 0.20107 | 467097
2016-09-29 17:00 | 0.66252 | 0.21337 | 476837
2016-09-29 18:00 | 0.63516 | 0.22144 | 484414
2016-09-29 19:00 | 0.60951 | 0.22868 | 490997
2016-09-29 20:00 | 0.59498 | 0.23504 | 496619
2016-09-29 21:00 | 0.56657 | 0.24344 | 498650
2016-09-29 22:00 | 0.51684 | 0.25676 | 496050
2016-09-29 23:00 | 0.40341 | 0.33217 | 495047
2016-09-30 | 0.18245 | 0.51676 | 490559
2016-09-30 01:00 | 0.0069679 | 0.62602 | 474123
2016-09-30 02:00 | 0 | 0.63701 | 449269
2016-09-30 03:00 | 0 | 0.60454 | 418628
2016-09-30 04:00 | 0 | 0.54966 | 390352
2016-09-30 05:00 | 0 | 0.49842 | 369439
2016-09-30 06:00 | 0 | 0.45894 | 355595
2016-09-30 07:00 | 0 | 0.42976 | 346003
2016-09-30 08:00 | 0 | 0.4009 | 343264
2016-09-30 09:00 | 0 | 0.36934 | 351472
2016-09-30 10:00 | 0 | 0.34467 | 372870
2016-09-30 11:00 | 0 | 0.33222 | 396585
2016-09-30 12:00 | 0 | 0.31667 | 410605
2016-09-30 13:00 | 0.027815 | 0.23082 | 425358
2016-09-30 14:00 | 0.2866 | 0.16129 | 438424
2016-09-30 15:00 | 0.55898 | 0.20711 | 449478
2016-09-30 16:00 | 0.66316 | 0.23257 | 458534
2016-09-30 17:00 | 0.6715 | 0.239 | 466904
2016-09-30 18:00 | 0.65764 | 0.23911 | 473293
2016-09-30 19:00 | 0.64757 | 0.2315 | 477889
2016-09-30 20:00 | 0.65063 | 0.22049 | 481571
2016-09-30 21:00 | 0.64887 | 0.20619 | 481980
2016-09-30 22:00 | 0.6215 | 0.19731 | 477094
2016-09-30 23:00 | 0.50821 | 0.25342 | 471788
2016-10-01 | 0.24306 | 0.41798 | 464160
2016-10-01 01:00 | 0.014263 | 0.49983 | 449071
2016-10-01 02:00 | 0 | 0.4981 | 429616
2016-10-01 03:00 | 0 | 0.4666 | 403733
2016-10-01 04:00 | 0 | 0.41559 | 379347
2016-10-01 05:00 | 0 | 0.36307 | 360029
2016-10-01 06:00 | 0 | 0.32156 | 345957
2016-10-01 07:00 | 0 | 0.29273 | 335981
2016-10-01 08:00 | 0 | 0.26729 | 330386
2016-10-01 09:00 | 0 | 0.24889 | 329674
2016-10-01 10:00 | 0 | 0.23976 | 335756
2016-10-01 11:00 | 0 | 0.23578 | 344879
2016-10-01 12:00 | 0 | 0.22877 | 358481
2016-10-01 13:00 | 0.038544 | 0.15882 | 375301
2016-10-01 14:00 | 0.39965 | 0.078225 | 391050
2016-10-01 15:00 | 0.69564 | 0.091038 | 405328
2016-10-01 16:00 | 0.75124 | 0.11062 | 416744
2016-10-01 17:00 | 0.73339 | 0.12654 | 426036
2016-10-01 18:00 | 0.70978 | 0.13149 | 434374
2016-10-01 19:00 | 0.69638 | 0.12673 | 441308
2016-10-01 20:00 | 0.70368 | 0.11734 | 446442
2016-10-01 21:00 | 0.71294 | 0.11211 | 449559
2016-10-01 22:00 | 0.69614 | 0.11525 | 447957
2016-10-01 23:00 | 0.57704 | 0.16947 | 447614
2016-10-02 | 0.253 | 0.3709 | 444225
2016-10-02 01:00 | 0.0048617 | 0.48312 | 431609
2016-10-02 02:00 | 0 | 0.52098 | 414372
2016-10-02 03:00 | 0 | 0.52578 | 392285
2016-10-02 04:00 | 0 | 0.50539 | 369627
2016-10-02 05:00 | 0 | 0.48151 | 352065
2016-10-02 06:00 | 0 | 0.45505 | 338309
2016-10-02 07:00 | 0 | 0.42531 | 328815
2016-10-02 08:00 | 0 | 0.39592 | 322930
2016-10-02 09:00 | 0 | 0.35882 | 321307
2016-10-02 10:00 | 0 | 0.3268 | 324074
2016-10-02 11:00 | 0 | 0.302 | 330659
2016-10-02 12:00 | 0 | 0.27804 | 341997
2016-10-02 13:00 | 0.04114 | 0.18431 | 360340
2016-10-02 14:00 | 0.39181 | 0.088688 | 377856
2016-10-02 15:00 | 0.69627 | 0.11504 | 394308
2016-10-02 16:00 | 0.75135 | 0.13335 | 409258
2016-10-02 17:00 | 0.73402 | 0.14939 | 422382
2016-10-02 18:00 | 0.71075 | 0.16254 | 432750
2016-10-02 19:00 | 0.6962 | 0.16854 | 440823
2016-10-02 20:00 | 0.70103 | 0.17028 | 447418
2016-10-02 21:00 | 0.7084 | 0.17435 | 452442
2016-10-02 22:00 | 0.68294 | 0.19069 | 453706
2016-10-02 23:00 | 0.55377 | 0.28244 | 455845
2016-10-03 | 0.22151 | 0.52189 | 454506
2016-10-03 01:00 | 0.0043462 | 0.63557 | 440665
2016-10-03 02:00 | 0 | 0.67261 | 419948
2016-10-03 03:00 | 0 | 0.67816 | 393288
2016-10-03 04:00 | 0 | 0.65846 | 370228
2016-10-03 05:00 | 0 | 0.6304 | 352069
2016-10-03 06:00 | 0 | 0.60629 | 339911
2016-10-03 07:00 | 0 | 0.59218 | 332910
2016-10-03 08:00 | 0 | 0.57761 | 333017
2016-10-03 09:00 | 0 | 0.55632 | 343797
2016-10-03 10:00 | 0 | 0.54136 | 367448
2016-10-03 11:00 | 0 | 0.53092 | 392416
2016-10-03 12:00 | 0 | 0.53136 | 407507
2016-10-03 13:00 | 0.028871 | 0.45366 | 422920
2016-10-03 14:00 | 0.34633 | 0.42937 | 438778
2016-10-03 15:00 | 0.64317 | 0.57175 | 452970
2016-10-03 16:00 | 0.70779 | 0.65743 | 466381
2016-10-03 17:00 | 0.70748 | 0.69287 | 478612
2016-10-03 18:00 | 0.69639 | 0.7232 | 488215
2016-10-03 19:00 | 0.69176 | 0.75332 | 494304
2016-10-03 20:00 | 0.69997 | 0.78283 | 497335
2016-10-03 21:00 | 0.70059 | 0.8099 | 497321
2016-10-03 22:00 | 0.68436 | 0.83436 | 493897
2016-10-03 23:00 | 0.56166 | 0.87587 | 493550
2016-10-04 | 0.2296 | 0.92683 | 488761
2016-10-04 01:00 | 0.0028047 | 0.92409 | 471633
2016-10-04 02:00 | 0 | 0.89612 | 446352
2016-10-04 03:00 | 0 | 0.87606 | 416647
2016-10-04 04:00 | 0 | 0.85831 | 388923
2016-10-04 05:00 | 0 | 0.84701 | 366116
2016-10-04 06:00 | 0 | 0.83609 | 351179
2016-10-04 07:00 | 0 | 0.82432 | 342658
2016-10-04 08:00 | 0 | 0.81318 | 341000
2016-10-04 09:00 | 0 | 0.79795 | 350712
2016-10-04 10:00 | 0 | 0.78207 | 375478
2016-10-04 11:00 | 0 | 0.77285 | 400098
2016-10-04 12:00 | 0 | 0.76163 | 413981
2016-10-04 13:00 | 0.028333 | 0.6743 | 428455
2016-10-04 14:00 | 0.39342 | 0.63101 | 442417
2016-10-04 15:00 | 0.73227 | 0.69759 | 455453
2016-10-04 16:00 | 0.77387 | 0.68997 | 468286
2016-10-04 17:00 | 0.76659 | 0.67872 | 480699
2016-10-04 18:00 | 0.74779 | 0.66874 | 490527
2016-10-04 19:00 | 0.73534 | 0.66026 | 497249
2016-10-04 20:00 | 0.74218 | 0.65214 | 502525
2016-10-04 21:00 | 0.74821 | 0.63751 | 503411
2016-10-04 22:00 | 0.73262 | 0.62526 | 498983
2016-10-04 23:00 | 0.58774 | 0.64168 | 498935
2016-10-05 | 0.23474 | 0.67327 | 495150
2016-10-05 01:00 | 0.0027234 | 0.66717 | 478735
2016-10-05 02:00 | 0 | 0.65579 | 453603
2016-10-05 03:00 | 0 | 0.65041 | 425594
2016-10-05 04:00 | 0 | 0.63964 | 397551
2016-10-05 05:00 | 0 | 0.63132 | 377091
2016-10-05 06:00 | 0 | 0.6189 | 361549
2016-10-05 07:00 | 0 | 0.59907 | 352193
2016-10-05 08:00 | 0 | 0.58577 | 349490
2016-10-05 09:00 | 0 | 0.5636 | 357785
2016-10-05 10:00 | 0 | 0.54214 | 381831
2016-10-05 11:00 | 0 | 0.53204 | 406223
2016-10-05 12:00 | 0 | 0.51999 | 419017
2016-10-05 13:00 | 0.026937 | 0.4261 | 432725
2016-10-05 14:00 | 0.38634 | 0.36453 | 447305
2016-10-05 15:00 | 0.73522 | 0.41094 | 460409
2016-10-05 16:00 | 0.77442 | 0.42178 | 473195
2016-10-05 17:00 | 0.75644 | 0.42758 | 486313
2016-10-05 18:00 | 0.73305 | 0.43845 | 498180
2016-10-05 19:00 | 0.71886 | 0.45099 | 507295
2016-10-05 20:00 | 0.7239 | 0.45624 | 513946
2016-10-05 21:00 | 0.72961 | 0.45178 | 515936
2016-10-05 22:00 | 0.71028 | 0.44058 | 511466
2016-10-05 23:00 | 0.562 | 0.47028 | 509137
2016-10-06 | 0.2154 | 0.56064 | 502299
2016-10-06 01:00 | 0.0028614 | 0.63033 | 481284
2016-10-06 02:00 | 0 | 0.66521 | 458450
2016-10-06 03:00 | 0 | 0.66669 | 429111
2016-10-06 04:00 | 0 | 0.64369 | 403890
2016-10-06 05:00 | 0 | 0.61133 | 381752
2016-10-06 06:00 | 0 | 0.58087 | 366277
2016-10-06 07:00 | 0 | 0.55091 | 356084
2016-10-06 08:00 | 0 | 0.5241 | 353626
2016-10-06 09:00 | 0 | 0.49789 | 362758
2016-10-06 10:00 | 0 | 0.47428 | 385927
2016-10-06 11:00 | 0 | 0.45657 | 410874
2016-10-06 12:00 | 0 | 0.44604 | 424885
2016-10-06 13:00 | 0.022041 | 0.38317 | 438806
2016-10-06 14:00 | 0.3326 | 0.38766 | 452384
2016-10-06 15:00 | 0.71098 | 0.4533 | 464701
2016-10-06 16:00 | 0.75616 | 0.45436 | 475928
2016-10-06 17:00 | 0.73612 | 0.43231 | 487992
2016-10-06 18:00 | 0.71714 | 0.41225 | 498243
2016-10-06 19:00 | 0.70476 | 0.40246 | 504825
2016-10-06 20:00 | 0.70994 | 0.4106 | 509579
2016-10-06 21:00 | 0.71306 | 0.42769 | 510568
2016-10-06 22:00 | 0.68395 | 0.44094 | 506396
2016-10-06 23:00 | 0.55136 | 0.46609 | 505799
2016-10-07 | 0.20958 | 0.50132 | 500734
2016-10-07 01:00 | 0.0035225 | 0.51485 | 484447
2016-10-07 02:00 | 0 | 0.53299 | 459365
2016-10-07 03:00 | 0 | 0.54765 | 428443
2016-10-07 04:00 | 0 | 0.55475 | 401406
2016-10-07 05:00 | 0 | 0.55657 | 379573
2016-10-07 06:00 | 0 | 0.56091 | 362525
2016-10-07 07:00 | 0 | 0.56411 | 353282
2016-10-07 08:00 | 0 | 0.56013 | 350335
2016-10-07 09:00 | 0 | 0.52426 | 357442
2016-10-07 10:00 | 0 | 0.47797 | 377785
2016-10-07 11:00 | 0 | 0.46106 | 401400
2016-10-07 12:00 | 0 | 0.45521 | 416117
2016-10-07 13:00 | 0.016532 | 0.3877 | 429380
2016-10-07 14:00 | 0.37611 | 0.38406 | 442980
2016-10-07 15:00 | 0.6794 | 0.40238 | 453071
2016-10-07 16:00 | 0.73263 | 0.38629 | 461304
2016-10-07 17:00 | 0.72758 | 0.37046 | 469765
2016-10-07 18:00 | 0.70706 | 0.35873 | 476505
2016-10-07 19:00 | 0.6941 | 0.34992 | 479943
2016-10-07 20:00 | 0.69694 | 0.34138 | 482069
2016-10-07 21:00 | 0.69671 | 0.32724 | 481238
2016-10-07 22:00 | 0.67296 | 0.29092 | 476103
2016-10-07 23:00 | 0.51603 | 0.2783 | 472386
2016-10-08 | 0.17346 | 0.34457 | 465369
2016-10-08 01:00 | 0.0012964 | 0.3849 | 450868
2016-10-08 02:00 | 0 | 0.41562 | 428352
2016-10-08 03:00 | 0 | 0.44606 | 407395
2016-10-08 04:00 | 0 | 0.46075 | 385732
2016-10-08 05:00 | 0 | 0.45923 | 364959
2016-10-08 06:00 | 0 | 0.45132 | 350104
2016-10-08 07:00 | 0 | 0.4403 | 339014
2016-10-08 08:00 | 0 | 0.42518 | 332471
2016-10-08 09:00 | 0 | 0.40211 | 331938
2016-10-08 10:00 | 0 | 0.37833 | 338002
2016-10-08 11:00 | 0 | 0.35774 | 348329
2016-10-08 12:00 | 0 | 0.34008 | 361100
2016-10-08 13:00 | 0.011475 | 0.24348 | 379211
2016-10-08 14:00 | 0.2288 | 0.10919 | 394483
2016-10-08 15:00 | 0.50403 | 0.11635 | 406622
2016-10-08 16:00 | 0.60041 | 0.14536 | 415739
2016-10-08 17:00 | 0.60721 | 0.13961 | 421708
2016-10-08 18:00 | 0.58993 | 0.12758 | 426659
2016-10-08 19:00 | 0.57137 | 0.11682 | 431968
2016-10-08 20:00 | 0.55779 | 0.10915 | 436274
2016-10-08 21:00 | 0.53064 | 0.10486 | 439383
2016-10-08 22:00 | 0.49097 | 0.11477 | 439069
2016-10-08 23:00 | 0.38473 | 0.20657 | 435365
2016-10-09 | 0.16564 | 0.36874 | 432182
2016-10-09 01:00 | 0.0019661 | 0.46817 | 422059
2016-10-09 02:00 | 0 | 0.48252 | 402252
2016-10-09 03:00 | 0 | 0.48164 | 380070
2016-10-09 04:00 | 0 | 0.48055 | 362415
2016-10-09 05:00 | 0 | 0.47414 | 344211
2016-10-09 06:00 | 0 | 0.47834 | 329703
2016-10-09 07:00 | 0 | 0.477 | 320457
2016-10-09 08:00 | 0 | 0.46869 | 314804
2016-10-09 09:00 | 0 | 0.44924 | 313504
2016-10-09 10:00 | 0 | 0.43864 | 316333
2016-10-09 11:00 | 0 | 0.43705 | 323004
2016-10-09 12:00 | 0 | 0.43931 | 334487
2016-10-09 13:00 | 0.0095861 | 0.37159 | 350536
2016-10-09 14:00 | 0.24328 | 0.23843 | 363656
2016-10-09 15:00 | 0.56268 | 0.28561 | 374100
2016-10-09 16:00 | 0.65616 | 0.36313 | 383930
2016-10-09 17:00 | 0.65121 | 0.40079 | 392899
2016-10-09 18:00 | 0.62912 | 0.43313 | 400269
2016-10-09 19:00 | 0.60847 | 0.45797 | 408188
2016-10-09 20:00 | 0.59542 | 0.47236 | 416624
2016-10-09 21:00 | 0.58142 | 0.47569 | 423858
2016-10-09 22:00 | 0.55574 | 0.47024 | 427184
2016-10-09 23:00 | 0.45481 | 0.55654 | 433837
2016-10-10 | 0.18453 | 0.66285 | 435426
2016-10-10 01:00 | 0.00094442 | 0.70913 | 419781
2016-10-10 02:00 | 0 | 0.72461 | 401543
2016-10-10 03:00 | 0 | 0.72683 | 381256
2016-10-10 04:00 | 0 | 0.71765 | 358189
2016-10-10 05:00 | 0 | 0.69993 | 340263
2016-10-10 06:00 | 0 | 0.68353 | 327877
2016-10-10 07:00 | 0 | 0.65894 | 320921
2016-10-10 08:00 | 0 | 0.63466 | 320475
2016-10-10 09:00 | 0 | 0.59699 | 328559
2016-10-10 10:00 | 0 | 0.56363 | 350200
2016-10-10 11:00 | 0 | 0.53667 | 374730
2016-10-10 12:00 | 0 | 0.52089 | 390068
2016-10-10 13:00 | 0.023213 | 0.44198 | 403659
2016-10-10 14:00 | 0.35092 | 0.32457 | 414344
2016-10-10 15:00 | 0.61674 | 0.36526 | 422674
2016-10-10 16:00 | 0.68672 | 0.41232 | 429540
2016-10-10 17:00 | 0.67969 | 0.41449 | 436521
2016-10-10 18:00 | 0.66245 | 0.41191 | 443254
2016-10-10 19:00 | 0.64942 | 0.40896 | 449624
2016-10-10 20:00 | 0.65119 | 0.40141 | 456276
2016-10-10 21:00 | 0.65067 | 0.39478 | 461341
2016-10-10 22:00 | 0.61271 | 0.40232 | 463319
2016-10-10 23:00 | 0.45385 | 0.49056 | 469066
2016-10-11 | 0.12846 | 0.62632 | 465861
2016-10-11 01:00 | 0.0006282 | 0.70463 | 450737
2016-10-11 02:00 | 0 | 0.74238 | 428112
2016-10-11 03:00 | 0 | 0.74898 | 400669
2016-10-11 04:00 | 0 | 0.72859 | 375252
2016-10-11 05:00 | 0 | 0.69775 | 357030
2016-10-11 06:00 | 0 | 0.65884 | 343584
2016-10-11 07:00 | 0 | 0.6188 | 336113
2016-10-11 08:00 | 0 | 0.58215 | 334737
2016-10-11 09:00 | 0 | 0.55234 | 343866
2016-10-11 10:00 | 0 | 0.5279 | 369914
2016-10-11 11:00 | 0 | 0.5029 | 395969
2016-10-11 12:00 | 0 | 0.47665 | 407918
2016-10-11 13:00 | 0.015359 | 0.36317 | 417206
2016-10-11 14:00 | 0.30124 | 0.23366 | 425449
2016-10-11 15:00 | 0.58977 | 0.23341 | 432647
2016-10-11 16:00 | 0.67929 | 0.26421 | 439652
2016-10-11 17:00 | 0.67986 | 0.26901 | 446392
2016-10-11 18:00 | 0.6636 | 0.28303 | 453427
2016-10-11 19:00 | 0.65332 | 0.30572 | 458453
2016-10-11 20:00 | 0.65947 | 0.32551 | 464133
2016-10-11 21:00 | 0.66645 | 0.34319 | 468519
2016-10-11 22:00 | 0.64842 | 0.38285 | 469706
2016-10-11 23:00 | 0.5109 | 0.45568 | 474251
2016-10-12 | 0.17349 | 0.53594 | 471249
2016-10-12 01:00 | 0.00051295 | 0.55689 | 456932
2016-10-12 02:00 | 0 | 0.56873 | 433484
2016-10-12 03:00 | 0 | 0.56538 | 406043
2016-10-12 04:00 | 0 | 0.56421 | 380992
2016-10-12 05:00 | 0 | 0.55766 | 361760
2016-10-12 06:00 | 0 | 0.54877 | 348243
2016-10-12 07:00 | 0 | 0.54253 | 340838
2016-10-12 08:00 | 0 | 0.54342 | 340028
2016-10-12 09:00 | 0 | 0.54005 | 348468
2016-10-12 10:00 | 0 | 0.52714 | 373533
2016-10-12 11:00 | 0 | 0.52005 | 399567
2016-10-12 12:00 | 0 | 0.50979 | 411951
2016-10-12 13:00 | 0.013642 | 0.46102 | 423006
2016-10-12 14:00 | 0.30358 | 0.42656 | 433683
2016-10-12 15:00 | 0.61662 | 0.42925 | 442339
2016-10-12 16:00 | 0.69518 | 0.40761 | 449506
2016-10-12 17:00 | 0.69897 | 0.36937 | 456544
2016-10-12 18:00 | 0.67324 | 0.33344 | 462687
2016-10-12 19:00 | 0.65533 | 0.30622 | 467162
2016-10-12 20:00 | 0.65424 | 0.28527 | 471056
2016-10-12 21:00 | 0.65111 | 0.26724 | 474321
2016-10-12 22:00 | 0.59659 | 0.24799 | 474450
2016-10-12 23:00 | 0.43019 | 0.25213 | 477720
2016-10-13 | 0.1422 | 0.29729 | 473170
2016-10-13 01:00 | 0.00033761 | 0.31825 | 458461
2016-10-13 02:00 | 0 | 0.33588 | 435066
2016-10-13 03:00 | 0 | 0.34176 | 407110
2016-10-13 04:00 | 0 | 0.35017 | 381865
2016-10-13 05:00 | 0 | 0.36055 | 362529
2016-10-13 06:00 | 0 | 0.36544 | 348729
2016-10-13 07:00 | 0 | 0.36113 | 341147
2016-10-13 08:00 | 0 | 0.35114 | 340195
2016-10-13 09:00 | 0 | 0.34398 | 348595
2016-10-13 10:00 | 0 | 0.33778 | 373419
2016-10-13 11:00 | 0 | 0.33165 | 399415
2016-10-13 12:00 | 0 | 0.32246 | 412453
2016-10-13 13:00 | 0.0068971 | 0.25687 | 423354
2016-10-13 14:00 | 0.24106 | 0.16636 | 433595
2016-10-13 15:00 | 0.55264 | 0.1602 | 441745
2016-10-13 16:00 | 0.63093 | 0.16492 | 448142
2016-10-13 17:00 | 0.63405 | 0.16717 | 454591
2016-10-13 18:00 | 0.62393 | 0.17095 | 460716
2016-10-13 19:00 | 0.61718 | 0.1731 | 464994
2016-10-13 20:00 | 0.62488 | 0.16633 | 467977
2016-10-13 21:00 | 0.631 | 0.16291 | 469397
2016-10-13 22:00 | 0.60297 | 0.17842 | 468201
2016-10-13 23:00 | 0.45331 | 0.29318 | 472705
2016-10-14 | 0.1138 | 0.47024 | 470940
2016-10-14 01:00 | 0.00019909 | 0.56053 | 456951
2016-10-14 02:00 | 0 | 0.60141 | 433342
2016-10-14 03:00 | 0 | 0.62144 | 407036
2016-10-14 04:00 | 0 | 0.63032 | 382596
2016-10-14 05:00 | 0 | 0.6292 | 362278
2016-10-14 06:00 | 0 | 0.62267 | 348008
2016-10-14 07:00 | 0 | 0.61482 | 340313
2016-10-14 08:00 | 0 | 0.60154 | 339060
2016-10-14 09:00 | 0 | 0.57517 | 347726
2016-10-14 10:00 | 0 | 0.55219 | 371146
2016-10-14 11:00 | 0 | 0.53831 | 396426
2016-10-14 12:00 | 0 | 0.5302 | 409246
2016-10-14 13:00 | 0.0091081 | 0.49674 | 419731
2016-10-14 14:00 | 0.27824 | 0.40222 | 429523
2016-10-14 15:00 | 0.54355 | 0.3911 | 436532
2016-10-14 16:00 | 0.62779 | 0.42927 | 442480
2016-10-14 17:00 | 0.64069 | 0.46427 | 448288
2016-10-14 18:00 | 0.63372 | 0.5031 | 453012
2016-10-14 19:00 | 0.62863 | 0.54428 | 456009
2016-10-14 20:00 | 0.63496 | 0.58197 | 458200
2016-10-14 21:00 | 0.64108 | 0.62739 | 458185
2016-10-14 22:00 | 0.60225 | 0.67944 | 455239
2016-10-14 23:00 | 0.4391 | 0.79742 | 456333
2016-10-15 | 0.094799 | 0.90436 | 451920
2016-10-15 01:00 | 0.00014375 | 0.9307 | 440415
2016-10-15 02:00 | 0 | 0.92822 | 422463
2016-10-15 03:00 | 0 | 0.92437 | 399992
2016-10-15 04:00 | 0 | 0.9159 | 377730
2016-10-15 05:00 | 0 | 0.89859 | 360123
2016-10-15 06:00 | 0 | 0.87759 | 346109
2016-10-15 07:00 | 0 | 0.85874 | 337138
2016-10-15 08:00 | 0 | 0.84313 | 333073
2016-10-15 09:00 | 0 | 0.82265 | 334219
2016-10-15 10:00 | 0 | 0.79482 | 341744
2016-10-15 11:00 | 0 | 0.77354 | 353154
2016-10-15 12:00 | 0 | 0.74801 | 366424
2016-10-15 13:00 | 0.009392 | 0.68303 | 381324
2016-10-15 14:00 | 0.32178 | 0.54576 | 395160
2016-10-15 15:00 | 0.62946 | 0.47298 | 407344
2016-10-15 16:00 | 0.70065 | 0.4964 | 417435
2016-10-15 17:00 | 0.69472 | 0.50092 | 425068
2016-10-15 18:00 | 0.6759 | 0.47024 | 431579
2016-10-15 19:00 | 0.66763 | 0.43578 | 437621
2016-10-15 20:00 | 0.6785 | 0.39693 | 442960
2016-10-15 21:00 | 0.69543 | 0.36063 | 445535
2016-10-15 22:00 | 0.68042 | 0.34869 | 446436
2016-10-15 23:00 | 0.49636 | 0.41525 | 449627
2016-10-16 | 0.11725 | 0.47742 | 445552
2016-10-16 01:00 | 0.00011651 | 0.51837 | 434826
2016-10-16 02:00 | 0 | 0.54409 | 417311
2016-10-16 03:00 | 0 | 0.57581 | 396189
2016-10-16 04:00 | 0 | 0.60853 | 374750
2016-10-16 05:00 | 0 | 0.62411 | 357343
2016-10-16 06:00 | 0 | 0.6281 | 343637
2016-10-16 07:00 | 0 | 0.63994 | 333971
2016-10-16 08:00 | 0 | 0.65447 | 328806
2016-10-16 09:00 | 0 | 0.66635 | 327782
2016-10-16 10:00 | 0 | 0.68219 | 331842
2016-10-16 11:00 | 0 | 0.69173 | 340368
2016-10-16 12:00 | 0 | 0.70583 | 351891
2016-10-16 13:00 | 0.0081807 | 0.65264 | 367423
2016-10-16 14:00 | 0.31655 | 0.53615 | 383772
2016-10-16 15:00 | 0.57035 | 0.5099 | 400544
2016-10-16 16:00 | 0.6447 | 0.59078 | 416790
2016-10-16 17:00 | 0.64454 | 0.68706 | 430707
2016-10-16 18:00 | 0.62667 | 0.73268 | 442178
2016-10-16 19:00 | 0.6189 | 0.75319 | 451589
2016-10-16 20:00 | 0.62334 | 0.75853 | 458822
2016-10-16 21:00 | 0.63252 | 0.75228 | 464628
2016-10-16 22:00 | 0.61418 | 0.75669 | 467804
2016-10-16 23:00 | 0.45714 | 0.81713 | 471245
2016-10-17 | 0.10816 | 0.85498 | 468534
2016-10-17 01:00 | 8.49e-05 | 0.84947 | 453973
2016-10-17 02:00 | 0 | 0.8215 | 431304
2016-10-17 03:00 | 0 | 0.78858 | 404663
2016-10-17 04:00 | 0 | 0.76709 | 379946
2016-10-17 05:00 | 0 | 0.74994 | 360858
2016-10-17 06:00 | 0 | 0.72122 | 347528
2016-10-17 07:00 | 0 | 0.69575 | 340423
2016-10-17 08:00 | 0 | 0.67029 | 339804
2016-10-17 09:00 | 0 | 0.63714 | 349623
2016-10-17 10:00 | 0 | 0.60881 | 376218
2016-10-17 11:00 | 0 | 0.5899 | 404471
2016-10-17 12:00 | 0 | 0.58016 | 420646
2016-10-17 13:00 | 0.0079174 | 0.54041 | 436484
2016-10-17 14:00 | 0.30061 | 0.4363 | 453409
2016-10-17 15:00 | 0.60107 | 0.43545 | 468848
2016-10-17 16:00 | 0.68774 | 0.51896 | 483953
2016-10-17 17:00 | 0.69122 | 0.58003 | 498846
2016-10-17 18:00 | 0.66971 | 0.61724 | 511978
2016-10-17 19:00 | 0.66 | 0.63975 | 521613
2016-10-17 20:00 | 0.6718 | 0.65474 | 527488
2016-10-17 21:00 | 0.69386 | 0.6666 | 528429
2016-10-17 22:00 | 0.68577 | 0.69133 | 523606
2016-10-17 23:00 | 0.51176 | 0.76937 | 522334
2016-10-18 | 0.12135 | 0.81432 | 514513
2016-10-18 01:00 | 8.84e-05 | 0.81057 | 495858
2016-10-18 02:00 | 0 | 0.79928 | 468422
2016-10-18 03:00 | 0 | 0.79092 | 435906
2016-10-18 04:00 | 0 | 0.78313 | 406153
2016-10-18 05:00 | 0 | 0.76608 | 383174
2016-10-18 06:00 | 0 | 0.75023 | 367099
2016-10-18 07:00 | 0 | 0.73741 | 357029
2016-10-18 08:00 | 0 | 0.71698 | 354533
2016-10-18 09:00 | 0 | 0.67642 | 363232
2016-10-18 10:00 | 0 | 0.63577 | 388280
2016-10-18 11:00 | 0 | 0.59703 | 414599
2016-10-18 12:00 | 0 | 0.56205 | 428263
2016-10-18 13:00 | 0.0058595 | 0.44825 | 443362
2016-10-18 14:00 | 0.28001 | 0.26506 | 459677
2016-10-18 15:00 | 0.67268 | 0.25748 | 473422
2016-10-18 16:00 | 0.73686 | 0.24389 | 487336
2016-10-18 17:00 | 0.71155 | 0.21427 | 500972
2016-10-18 18:00 | 0.68389 | 0.19931 | 512847
2016-10-18 19:00 | 0.66782 | 0.19869 | 521572
2016-10-18 20:00 | 0.67458 | 0.19986 | 527230
2016-10-18 21:00 | 0.68845 | 0.1988 | 527453
2016-10-18 22:00 | 0.66896 | 0.20335 | 522155
2016-10-18 23:00 | 0.49627 | 0.25835 | 520044
2016-10-19 | 0.11895 | 0.35453 | 512531
2016-10-19 01:00 | 6.18e-05 | 0.42021 | 493705
2016-10-19 02:00 | 0 | 0.44105 | 465734
2016-10-19 03:00 | 0 | 0.43067 | 434382
2016-10-19 04:00 | 0 | 0.40441 | 404120
2016-10-19 05:00 | 0 | 0.37167 | 381461
2016-10-19 06:00 | 0 | 0.34386 | 365213
2016-10-19 07:00 | 0 | 0.32185 | 355191
2016-10-19 08:00 | 0 | 0.3038 | 353273
2016-10-19 09:00 | 0 | 0.28924 | 362507
2016-10-19 10:00 | 0 | 0.28264 | 387847
2016-10-19 11:00 | 0 | 0.28485 | 413174
2016-10-19 12:00 | 0 | 0.28751 | 427913
2016-10-19 13:00 | 0.0050292 | 0.24365 | 441862
2016-10-19 14:00 | 0.26848 | 0.12636 | 458750
2016-10-19 15:00 | 0.69145 | 0.13094 | 474396
2016-10-19 16:00 | 0.74362 | 0.15916 | 488621
2016-10-19 17:00 | 0.71762 | 0.14789 | 504233
2016-10-19 18:00 | 0.68988 | 0.13924 | 514868
2016-10-19 19:00 | 0.67638 | 0.14675 | 522783
2016-10-19 20:00 | 0.68546 | 0.16754 | 526819
2016-10-19 21:00 | 0.70109 | 0.20051 | 524964
2016-10-19 22:00 | 0.68883 | 0.24308 | 520100
2016-10-19 23:00 | 0.51667 | 0.35088 | 519054
2016-10-20 | 0.11501 | 0.48392 | 509934
2016-10-20 01:00 | 5.1e-05 | 0.48911 | 488304
2016-10-20 02:00 | 0 | 0.46043 | 461216
2016-10-20 03:00 | 0 | 0.42539 | 433142
2016-10-20 04:00 | 0 | 0.40721 | 402047
2016-10-20 05:00 | 0 | 0.41165 | 379104
2016-10-20 06:00 | 0 | 0.43422 | 362360
2016-10-20 07:00 | 0 | 0.45151 | 352629
2016-10-20 08:00 | 0 | 0.46327 | 350469
2016-10-20 09:00 | 0 | 0.45832 | 358516
2016-10-20 10:00 | 0 | 0.45044 | 382205
2016-10-20 11:00 | 0 | 0.44036 | 407642
2016-10-20 12:00 | 0 | 0.42952 | 421327
2016-10-20 13:00 | 0.0047758 | 0.38594 | 433915
2016-10-20 14:00 | 0.24858 | 0.32793 | 446863
2016-10-20 15:00 | 0.67916 | 0.30479 | 458334
2016-10-20 16:00 | 0.73505 | 0.28017 | 468446
2016-10-20 17:00 | 0.72176 | 0.25841 | 477166
2016-10-20 18:00 | 0.69621 | 0.24524 | 483333
2016-10-20 19:00 | 0.68256 | 0.23717 | 485984
2016-10-20 20:00 | 0.69208 | 0.23069 | 487956
2016-10-20 21:00 | 0.70991 | 0.22033 | 486898
2016-10-20 22:00 | 0.69967 | 0.20219 | 485387
2016-10-20 23:00 | 0.51975 | 0.23258 | 487256
2016-10-21 | 0.11839 | 0.32175 | 481349
2016-10-21 01:00 | 3.32e-05 | 0.40078 | 464833
2016-10-21 02:00 | 0 | 0.47779 | 440739
2016-10-21 03:00 | 0 | 0.53168 | 411354
2016-10-21 04:00 | 0 | 0.55199 | 384789
2016-10-21 05:00 | 0 | 0.55481 | 365676
2016-10-21 06:00 | 0 | 0.55176 | 350932
2016-10-21 07:00 | 0 | 0.54355 | 342072
2016-10-21 08:00 | 0 | 0.53667 | 340233
2016-10-21 09:00 | 0 | 0.52861 | 347723
2016-10-21 10:00 | 0 | 0.52643 | 369935
2016-10-21 11:00 | 0 | 0.53104 | 396221
2016-10-21 12:00 | 0 | 0.54018 | 410677
2016-10-21 13:00 | 0.0034688 | 0.51203 | 423400
2016-10-21 14:00 | 0.24934 | 0.32562 | 433205
2016-10-21 15:00 | 0.68087 | 0.25331 | 439526
2016-10-21 16:00 | 0.73708 | 0.34517 | 443972
2016-10-21 17:00 | 0.71133 | 0.36555 | 448132
2016-10-21 18:00 | 0.68414 | 0.34828 | 450191
2016-10-21 19:00 | 0.6702 | 0.33138 | 451429
2016-10-21 20:00 | 0.67884 | 0.31506 | 452203
2016-10-21 21:00 | 0.69828 | 0.29126 | 451126
2016-10-21 22:00 | 0.69485 | 0.27135 | 448961
2016-10-21 23:00 | 0.51178 | 0.37948 | 449429
2016-10-22 | 0.1125 | 0.46134 | 443542
2016-10-22 01:00 | 2.65e-05 | 0.50653 | 430130
2016-10-22 02:00 | 0 | 0.52395 | 411926
2016-10-22 03:00 | 0 | 0.53572 | 388331
2016-10-22 04:00 | 0 | 0.54814 | 367509
2016-10-22 05:00 | 0 | 0.54752 | 350055
2016-10-22 06:00 | 0 | 0.53947 | 336559
2016-10-22 07:00 | 0 | 0.52624 | 328180
2016-10-22 08:00 | 0 | 0.50576 | 324353
2016-10-22 09:00 | 0 | 0.47664 | 326281
2016-10-22 10:00 | 0 | 0.45652 | 333702
2016-10-22 11:00 | 0 | 0.45146 | 346674
2016-10-22 12:00 | 0 | 0.45859 | 360161
2016-10-22 13:00 | 0.0028987 | 0.42345 | 374661
2016-10-22 14:00 | 0.26086 | 0.26891 | 383664
2016-10-22 15:00 | 0.61088 | 0.15772 | 387972
2016-10-22 16:00 | 0.6835 | 0.22351 | 388617
2016-10-22 17:00 | 0.67245 | 0.32898 | 388083
2016-10-22 18:00 | 0.64955 | 0.372 | 387684
2016-10-22 19:00 | 0.63789 | 0.39942 | 389417
2016-10-22 20:00 | 0.64608 | 0.41432 | 393748
2016-10-22 21:00 | 0.66141 | 0.42424 | 398974
2016-10-22 22:00 | 0.62641 | 0.47435 | 403878
2016-10-22 23:00 | 0.43036 | 0.64969 | 410658
2016-10-23 | 0.086016 | 0.74998 | 410237
2016-10-23 01:00 | 1.29e-05 | 0.78496 | 403081
2016-10-23 02:00 | 0 | 0.79783 | 389395
2016-10-23 03:00 | 0 | 0.79901 | 371839
2016-10-23 04:00 | 0 | 0.78444 | 354383
2016-10-23 05:00 | 0 | 0.76489 | 339525
2016-10-23 06:00 | 0 | 0.73883 | 328360
2016-10-23 07:00 | 0 | 0.71365 | 321477
2016-10-23 08:00 | 0 | 0.68792 | 318501
2016-10-23 09:00 | 0 | 0.6519 | 318837
2016-10-23 10:00 | 0 | 0.61843 | 325778
2016-10-23 11:00 | 0 | 0.58619 | 335639
2016-10-23 12:00 | 0 | 0.5585 | 347934
2016-10-23 13:00 | 0.0014174 | 0.48118 | 358905
2016-10-23 14:00 | 0.2237 | 0.31613 | 364785
2016-10-23 15:00 | 0.4846 | 0.34712 | 368963
2016-10-23 16:00 | 0.59979 | 0.3481 | 373345
2016-10-23 17:00 | 0.61424 | 0.32748 | 377387
2016-10-23 18:00 | 0.5965 | 0.29964 | 380953
2016-10-23 19:00 | 0.58129 | 0.27933 | 384868
2016-10-23 20:00 | 0.58171 | 0.26381 | 391183
2016-10-23 21:00 | 0.58047 | 0.2527 | 398828
2016-10-23 22:00 | 0.53275 | 0.25498 | 408238
2016-10-23 23:00 | 0.35288 | 0.40228 | 420251
2016-10-24 | 0.056876 | 0.59725 | 422595
2016-10-24 01:00 | 1.15e-05 | 0.66155 | 411659
2016-10-24 02:00 | 0 | 0.64985 | 393670
2016-10-24 03:00 | 0 | 0.61525 | 371559
2016-10-24 04:00 | 0 | 0.57156 | 352342
2016-10-24 05:00 | 0 | 0.5249 | 336659
2016-10-24 06:00 | 0 | 0.48514 | 325873
2016-10-24 07:00 | 0 | 0.45036 | 321177
2016-10-24 08:00 | 0 | 0.41957 | 322115
2016-10-24 09:00 | 0 | 0.38298 | 334390
2016-10-24 10:00 | 0 | 0.35381 | 362713
2016-10-24 11:00 | 0 | 0.32605 | 392252
2016-10-24 12:00 | 0 | 0.29742 | 406365
2016-10-24 13:00 | 0.0021007 | 0.24852 | 414488
2016-10-24 14:00 | 0.22403 | 0.15819 | 422221
2016-10-24 15:00 | 0.42068 | 0.14701 | 427759
2016-10-24 16:00 | 0.51173 | 0.16532 | 432360
2016-10-24 17:00 | 0.52967 | 0.17165 | 437102
2016-10-24 18:00 | 0.51769 | 0.17914 | 441106
2016-10-24 19:00 | 0.50117 | 0.18643 | 444839
2016-10-24 20:00 | 0.48437 | 0.19168 | 448354
2016-10-24 21:00 | 0.45033 | 0.19734 | 451542
2016-10-24 22:00 | 0.37941 | 0.221 | 454806
2016-10-24 23:00 | 0.22674 | 0.40067 | 462102
2016-10-25 | 0.049075 | 0.63928 | 459418
2016-10-25 01:00 | 1.28e-05 | 0.72394 | 445715
2016-10-25 02:00 | 0 | 0.72337 | 421898
2016-10-25 03:00 | 0 | 0.69728 | 395290
2016-10-25 04:00 | 0 | 0.66315 | 370928
2016-10-25 05:00 | 0 | 0.6265 | 353108
2016-10-25 06:00 | 0 | 0.58689 | 340493
2016-10-25 07:00 | 0 | 0.54778 | 333872
2016-10-25 08:00 | 0 | 0.51397 | 333840
2016-10-25 09:00 | 0 | 0.48461 | 345250
2016-10-25 10:00 | 0 | 0.47087 | 374380
2016-10-25 11:00 | 0 | 0.46125 | 402791
2016-10-25 12:00 | 0 | 0.45851 | 414577
2016-10-25 13:00 | 0.00060858 | 0.43481 | 420864
2016-10-25 14:00 | 0.10337 | 0.35033 | 425780
2016-10-25 15:00 | 0.36828 | 0.33402 | 429361
2016-10-25 16:00 | 0.5278 | 0.4093 | 433164
2016-10-25 17:00 | 0.58626 | 0.46754 | 437173
2016-10-25 18:00 | 0.58052 | 0.51008 | 440755
2016-10-25 19:00 | 0.57192 | 0.54519 | 444026
2016-10-25 20:00 | 0.58453 | 0.56278 | 448066
2016-10-25 21:00 | 0.60449 | 0.56047 | 451997
2016-10-25 22:00 | 0.59043 | 0.56234 | 457558
2016-10-25 23:00 | 0.45082 | 0.60567 | 465965
2016-10-26 | 0.08443 | 0.65915 | 463206
2016-10-26 01:00 | 1.25e-05 | 0.63796 | 450822
2016-10-26 02:00 | 0 | 0.61677 | 427489
2016-10-26 03:00 | 0 | 0.60167 | 401143
2016-10-26 04:00 | 0 | 0.58579 | 377467
2016-10-26 05:00 | 0 | 0.57539 | 358988
2016-10-26 06:00 | 0 | 0.56459 | 346963
2016-10-26 07:00 | 0 | 0.54997 | 340536
2016-10-26 08:00 | 0 | 0.52819 | 341377
2016-10-26 09:00 | 0 | 0.49029 | 351909
2016-10-26 10:00 | 0 | 0.45255 | 379889
2016-10-26 11:00 | 0 | 0.42703 | 408520
2016-10-26 12:00 | 0 | 0.40995 | 419924
2016-10-26 13:00 | 0.0015322 | 0.37334 | 425356
2016-10-26 14:00 | 0.22155 | 0.2509 | 430914
2016-10-26 15:00 | 0.60229 | 0.22467 | 434118
2016-10-26 16:00 | 0.69086 | 0.23716 | 437865
2016-10-26 17:00 | 0.67295 | 0.22542 | 442826
2016-10-26 18:00 | 0.64094 | 0.21141 | 447686
2016-10-26 19:00 | 0.62692 | 0.2041 | 452795
2016-10-26 20:00 | 0.6373 | 0.19366 | 458288
2016-10-26 21:00 | 0.66055 | 0.17845 | 463634
2016-10-26 22:00 | 0.63826 | 0.16027 | 469313
2016-10-26 23:00 | 0.43153 | 0.19458 | 474513
2016-10-27 | 0.066606 | 0.25241 | 470084
2016-10-27 01:00 | 1.18e-05 | 0.30527 | 457175
2016-10-27 02:00 | 0 | 0.3397 | 433502
2016-10-27 03:00 | 0 | 0.36102 | 405656
2016-10-27 04:00 | 0 | 0.36809 | 380313
2016-10-27 05:00 | 0 | 0.36953 | 361970
2016-10-27 06:00 | 0 | 0.37219 | 348505
2016-10-27 07:00 | 0 | 0.37093 | 341247
2016-10-27 08:00 | 0 | 0.36309 | 340680
2016-10-27 09:00 | 0 | 0.35047 | 350607
2016-10-27 10:00 | 0 | 0.34035 | 376569
2016-10-27 11:00 | 0 | 0.33383 | 404673
2016-10-27 12:00 | 0 | 0.32529 | 417790
2016-10-27 13:00 | 0.00108 | 0.31053 | 426933
2016-10-27 14:00 | 0.21046 | 0.21473 | 435210
2016-10-27 15:00 | 0.47088 | 0.1249 | 441686
2016-10-27 16:00 | 0.55383 | 0.13883 | 447689
2016-10-27 17:00 | 0.55972 | 0.15899 | 454898
2016-10-27 18:00 | 0.54281 | 0.16001 | 460712
2016-10-27 19:00 | 0.52744 | 0.16277 | 464519
2016-10-27 20:00 | 0.51936 | 0.17285 | 469105
2016-10-27 21:00 | 0.49665 | 0.19797 | 471458
2016-10-27 22:00 | 0.41965 | 0.29307 | 473190
2016-10-27 23:00 | 0.22641 | 0.53549 | 475743
2016-10-28 | 0.016406 | 0.69452 | 471538
2016-10-28 01:00 | 3.05e-07 | 0.78253 | 458174
2016-10-28 02:00 | 0 | 0.81725 | 435168
2016-10-28 03:00 | 0 | 0.82706 | 407076
2016-10-28 04:00 | 0 | 0.82673 | 380575
2016-10-28 05:00 | 0 | 0.81748 | 360923
2016-10-28 06:00 | 0 | 0.80145 | 346937
2016-10-28 07:00 | 0 | 0.78337 | 340245
2016-10-28 08:00 | 0 | 0.76474 | 339281
2016-10-28 09:00 | 0 | 0.7493 | 347939
2016-10-28 10:00 | 0 | 0.74235 | 374656
2016-10-28 11:00 | 0 | 0.73259 | 401690
2016-10-28 12:00 | 0 | 0.71839 | 413635
2016-10-28 13:00 | 0.0010715 | 0.66963 | 422680
2016-10-28 14:00 | 0.12715 | 0.50738 | 431243
2016-10-28 15:00 | 0.30073 | 0.37897 | 437540
2016-10-28 16:00 | 0.40028 | 0.43798 | 443197
2016-10-28 17:00 | 0.43958 | 0.49528 | 449351
2016-10-28 18:00 | 0.45617 | 0.50447 | 454376
2016-10-28 19:00 | 0.46053 | 0.51205 | 456865
2016-10-28 20:00 | 0.45842 | 0.51886 | 459630
2016-10-28 21:00 | 0.43588 | 0.51998 | 460343
2016-10-28 22:00 | 0.383 | 0.53825 | 459351
2016-10-28 23:00 | 0.25355 | 0.59539 | 458141
2016-10-29 | 0.056879 | 0.65941 | 451526
2016-10-29 01:00 | 2.79e-06 | 0.6569 | 438382
2016-10-29 02:00 | 0 | 0.63744 | 419698
2016-10-29 03:00 | 0 | 0.60871 | 398575
2016-10-29 04:00 | 0 | 0.57895 | 376913
2016-10-29 05:00 | 0 | 0.56044 | 358730
2016-10-29 06:00 | 0 | 0.54359 | 345598
2016-10-29 07:00 | 0 | 0.52466 | 336136
2016-10-29 08:00 | 0 | 0.51013 | 331955
2016-10-29 09:00 | 0 | 0.49525 | 334188
2016-10-29 10:00 | 0 | 0.48529 | 341183
2016-10-29 11:00 | 0 | 0.4785 | 353400
2016-10-29 12:00 | 0 | 0.46809 | 366362
2016-10-29 13:00 | 0.00071991 | 0.42792 | 379350
2016-10-29 14:00 | 0.1736 | 0.29084 | 393060
2016-10-29 15:00 | 0.50484 | 0.30702 | 402815
2016-10-29 16:00 | 0.62039 | 0.36949 | 410672
2016-10-29 17:00 | 0.62886 | 0.35709 | 417739
2016-10-29 18:00 | 0.60249 | 0.33823 | 425048
2016-10-29 19:00 | 0.59032 | 0.3416 | 430421
2016-10-29 20:00 | 0.60182 | 0.3581 | 436729
2016-10-29 21:00 | 0.62088 | 0.37472 | 439461
2016-10-29 22:00 | 0.59377 | 0.39075 | 439395
2016-10-29 23:00 | 0.37758 | 0.44487 | 439845
2016-10-30 | 0.046086 | 0.50805 | 433880
2016-10-30 01:00 | 7.84e-07 | 0.51938 | 421469
2016-10-30 02:00 | 0 | 0.51727 | 405072
2016-10-30 03:00 | 0 | 0.51507 | 385088
2016-10-30 04:00 | 0 | 0.51261 | 364576
2016-10-30 05:00 | 0 | 0.50782 | 348139
2016-10-30 06:00 | 0 | 0.49634 | 334018
2016-10-30 07:00 | 0 | 0.47682 | 324431
2016-10-30 08:00 | 0 | 0.45328 | 318956
2016-10-30 09:00 | 0 | 0.41187 | 317742
2016-10-30 10:00 | 0 | 0.37247 | 321987
2016-10-30 11:00 | 0 | 0.34725 | 330156
2016-10-30 12:00 | 0 | 0.32841 | 342297
2016-10-30 13:00 | 0.00059478 | 0.29405 | 356809
2016-10-30 14:00 | 0.18889 | 0.23537 | 371612
2016-10-30 15:00 | 0.3703 | 0.1885 | 384979
2016-10-30 16:00 | 0.46062 | 0.17385 | 398469
2016-10-30 17:00 | 0.48806 | 0.17828 | 411094
2016-10-30 18:00 | 0.4952 | 0.17708 | 421927
2016-10-30 19:00 | 0.5012 | 0.17661 | 429488
2016-10-30 20:00 | 0.50413 | 0.17675 | 436896
2016-10-30 21:00 | 0.49205 | 0.17665 | 441267
2016-10-30 22:00 | 0.43942 | 0.18572 | 444525
2016-10-30 23:00 | 0.26733 | 0.29305 | 448448
2016-10-31 | 0.054225 | 0.43282 | 445376
2016-10-31 01:00 | 1.55e-07 | 0.51223 | 430012
2016-10-31 02:00 | 0 | 0.54834 | 410424
2016-10-31 03:00 | 0 | 0.56649 | 386114
2016-10-31 04:00 | 0 | 0.57182 | 363896
2016-10-31 05:00 | 0 | 0.57026 | 346071
2016-10-31 06:00 | 0 | 0.5732 | 334247
2016-10-31 07:00 | 0 | 0.58172 | 327083
2016-10-31 08:00 | 0 | 0.58684 | 326644
2016-10-31 09:00 | 0 | 0.58748 | 336996
2016-10-31 10:00 | 0 | 0.59156 | 364167
2016-10-31 11:00 | 0 | 0.60877 | 394234
2016-10-31 12:00 | 0 | 0.63876 | 409948
2016-10-31 13:00 | 0.00047581 | 0.64488 | 418819
2016-10-31 14:00 | 0.15252 | 0.58588 | 428158
2016-10-31 15:00 | 0.50213 | 0.63919 | 435884
2016-10-31 16:00 | 0.62814 | 0.73225 | 443570
2016-10-31 17:00 | 0.6393 | 0.77852 | 452155
2016-10-31 18:00 | 0.61377 | 0.79627 | 457632
2016-10-31 19:00 | 0.59979 | 0.79533 | 463453
2016-10-31 20:00 | 0.60827 | 0.78543 | 466731
2016-10-31 21:00 | 0.62142 | 0.76919 | 467068
2016-10-31 22:00 | 0.58233 | 0.7741 | 465870
2016-10-31 23:00 | 0.37658 | 0.82655 | 462651
2016-11-01 | 0.058282 | 0.86168 | 457791
2016-11-01 01:00 | 0 | 0.85389 | 446536
2016-11-01 02:00 | 0 | 0.84215 | 426933
2016-11-01 03:00 | 0 | 0.82492 | 401248
2016-11-01 04:00 | 0 | 0.80523 | 377067
2016-11-01 05:00 | 0 | 0.78966 | 358819
2016-11-01 06:00 | 0 | 0.76166 | 346642
2016-11-01 07:00 | 0 | 0.72028 | 340076
2016-11-01 08:00 | 0 | 0.66835 | 339261
2016-11-01 09:00 | 0 | 0.59616 | 348857
2016-11-01 10:00 | 0 | 0.52623 | 375785
2016-11-01 11:00 | 0 | 0.47006 | 404362
2016-11-01 12:00 | 0 | 0.42961 | 418100
2016-11-01 13:00 | 0.0003552 | 0.38116 | 424883
2016-11-01 14:00 | 0.09131 | 0.26449 | 432738
2016-11-01 15:00 | 0.3218 | 0.19823 | 441024
2016-11-01 16:00 | 0.46121 | 0.19421 | 448543
2016-11-01 17:00 | 0.51334 | 0.23987 | 454209
2016-11-01 18:00 | 0.51294 | 0.26402 | 460031
2016-11-01 19:00 | 0.5041 | 0.28035 | 464625
2016-11-01 20:00 | 0.49829 | 0.29036 | 469424
2016-11-01 21:00 | 0.48337 | 0.29391 | 473308
2016-11-01 22:00 | 0.43537 | 0.31523 | 477350
2016-11-01 23:00 | 0.3073 | 0.42383 | 481831
2016-11-02 | 0.058241 | 0.49996 | 478077
2016-11-02 01:00 | 0 | 0.52088 | 461935
2016-11-02 02:00 | 0 | 0.5239 | 438071
2016-11-02 03:00 | 0 | 0.53165 | 411034
2016-11-02 04:00 | 0 | 0.53283 | 384186
2016-11-02 05:00 | 0 | 0.51605 | 363898
2016-11-02 06:00 | 0 | 0.48946 | 350436
2016-11-02 07:00 | 0 | 0.46407 | 342291
2016-11-02 08:00 | 0 | 0.44964 | 340929
2016-11-02 09:00 | 0 | 0.41985 | 350511
2016-11-02 10:00 | 0 | 0.39053 | 375741
2016-11-02 11:00 | 0 | 0.36786 | 403615
2016-11-02 12:00 | 0 | 0.34788 | 418313
2016-11-02 13:00 | 0.0001469 | 0.3173 | 426393
2016-11-02 14:00 | 0.090839 | 0.23045 | 436379
2016-11-02 15:00 | 0.49401 | 0.16919 | 444579
2016-11-02 16:00 | 0.6102 | 0.15316 | 451675
2016-11-02 17:00 | 0.60246 | 0.15635 | 459394
2016-11-02 18:00 | 0.57566 | 0.16208 | 466383
2016-11-02 19:00 | 0.55841 | 0.16308 | 471568
2016-11-02 20:00 | 0.56125 | 0.16472 | 474377
2016-11-02 21:00 | 0.57053 | 0.1712 | 475810
2016-11-02 22:00 | 0.54677 | 0.19586 | 479192
2016-11-02 23:00 | 0.37102 | 0.26805 | 481998
2016-11-03 | 0.054502 | 0.32192 | 476820
2016-11-03 01:00 | 0 | 0.33738 | 460151
2016-11-03 02:00 | 0 | 0.33984 | 436685
2016-11-03 03:00 | 0 | 0.34388 | 410743
2016-11-03 04:00 | 0 | 0.35579 | 386212
2016-11-03 05:00 | 0 | 0.3774 | 367300
2016-11-03 06:00 | 0 | 0.40505 | 351478
2016-11-03 07:00 | 0 | 0.42573 | 342221
2016-11-03 08:00 | 0 | 0.43823 | 340441
2016-11-03 09:00 | 0 | 0.43661 | 349046
2016-11-03 10:00 | 0 | 0.42904 | 372309
2016-11-03 11:00 | 0 | 0.42241 | 400076
2016-11-03 12:00 | 0 | 0.41969 | 415884
2016-11-03 13:00 | 9.89e-05 | 0.41156 | 425592
2016-11-03 14:00 | 0.087324 | 0.28845 | 436543
2016-11-03 15:00 | 0.43963 | 0.15792 | 444376
2016-11-03 16:00 | 0.56917 | 0.11204 | 450775
2016-11-03 17:00 | 0.584 | 0.10215 | 457150
2016-11-03 18:00 | 0.56883 | 0.10558 | 461030
2016-11-03 19:00 | 0.55311 | 0.10428 | 462902
2016-11-03 20:00 | 0.55007 | 0.098255 | 463605
2016-11-03 21:00 | 0.5448 | 0.091792 | 464188
2016-11-03 22:00 | 0.50449 | 0.107 | 466431
2016-11-03 23:00 | 0.32006 | 0.12507 | 469489
2016-11-04 | 0.045918 | 0.14517 | 466276
2016-11-04 01:00 | 0 | 0.16145 | 452064
2016-11-04 02:00 | 0 | 0.17814 | 428563
2016-11-04 03:00 | 0 | 0.21157 | 402878
2016-11-04 04:00 | 0 | 0.24962 | 378204
2016-11-04 05:00 | 0 | 0.27849 | 358324
2016-11-04 06:00 | 0 | 0.30317 | 345610
2016-11-04 07:00 | 0 | 0.32233 | 337040
2016-11-04 08:00 | 0 | 0.33283 | 335876
2016-11-04 09:00 | 0 | 0.31946 | 344352
2016-11-04 10:00 | 0 | 0.29838 | 368826
2016-11-04 11:00 | 0 | 0.28295 | 396880
2016-11-04 12:00 | 0 | 0.27061 | 411547
2016-11-04 13:00 | 3.04e-05 | 0.25344 | 419830
2016-11-04 14:00 | 0.061083 | 0.18028 | 428091
2016-11-04 15:00 | 0.36023 | 0.090824 | 432715
2016-11-04 16:00 | 0.48477 | 0.05975 | 435014
2016-11-04 17:00 | 0.52163 | 0.062693 | 438947
2016-11-04 18:00 | 0.5125 | 0.074259 | 441631
2016-11-04 19:00 | 0.49878 | 0.082199 | 442149
2016-11-04 20:00 | 0.49503 | 0.079657 | 442635
2016-11-04 21:00 | 0.49086 | 0.078435 | 442022
2016-11-04 22:00 | 0.44536 | 0.10602 | 442778
2016-11-04 23:00 | 0.28666 | 0.1716 | 445082
2016-11-05 | 0.035852 | 0.27805 | 439915
2016-11-05 01:00 | 0 | 0.36304 | 429862
2016-11-05 02:00 | 0 | 0.42301 | 411940
2016-11-05 03:00 | 0 | 0.46368 | 391059
2016-11-05 04:00 | 0 | 0.48608 | 370153
2016-11-05 05:00 | 0 | 0.49168 | 353399
2016-11-05 06:00 | 0 | 0.48296 | 341473
2016-11-05 07:00 | 0 | 0.46608 | 334333
2016-11-05 08:00 | 0 | 0.44448 | 331103
2016-11-05 09:00 | 0 | 0.40724 | 334017
2016-11-05 10:00 | 0 | 0.36327 | 342246
2016-11-05 11:00 | 0 | 0.33049 | 356642
2016-11-05 12:00 | 0 | 0.31098 | 371131
2016-11-05 13:00 | 7.2e-05 | 0.29555 | 383228
2016-11-05 14:00 | 0.04753 | 0.19885 | 390961
2016-11-05 15:00 | 0.34259 | 0.11207 | 394262
2016-11-05 16:00 | 0.48692 | 0.087998 | 394556
2016-11-05 17:00 | 0.52217 | 0.11272 | 393623
2016-11-05 18:00 | 0.51006 | 0.14657 | 392979
2016-11-05 19:00 | 0.49681 | 0.16768 | 392981
2016-11-05 20:00 | 0.49407 | 0.18014 | 395241
2016-11-05 21:00 | 0.48966 | 0.19407 | 397859
2016-11-05 22:00 | 0.45127 | 0.27496 | 405579
2016-11-05 23:00 | 0.31306 | 0.41097 | 412819
2016-11-06 | 0.043386 | 0.5164 | 411564
2016-11-06 01:00 | 0 | 0.57223 | 404747
2016-11-06 02:00 | 0 | 0.60668 | 390608
2016-11-06 03:00 | 0 | 0.63554 | 373425
2016-11-06 04:00 | 0 | 0.65732 | 355387
2016-11-06 05:00 | 0 | 0.66896 | 339352
2016-11-06 06:00 | 0 | 0.66521 | 329384
2016-11-06 07:00 | 0 | 0.64511 | 322959
2016-11-06 08:00 | 0 | 0.61031 | 320466
2016-11-06 09:00 | 0 | 0.56717 | 321170
2016-11-06 10:00 | 0 | 0.5308 | 325728
2016-11-06 11:00 | 0 | 0.50992 | 332624
2016-11-06 12:00 | 0 | 0.50393 | 345359
2016-11-06 13:00 | 4.1e-05 | 0.49817 | 357221
2016-11-06 14:00 | 0.085637 | 0.38196 | 367391
2016-11-06 15:00 | 0.4202 | 0.29985 | 373236
2016-11-06 16:00 | 0.53898 | 0.35314 | 377869
2016-11-06 17:00 | 0.5446 | 0.44288 | 381108
2016-11-06 18:00 | 0.53021 | 0.48695 | 384402
2016-11-06 19:00 | 0.52801 | 0.50987 | 386938
2016-11-06 20:00 | 0.543 | 0.51202 | 390845
2016-11-06 21:00 | 0.56571 | 0.50425 | 400236
2016-11-06 22:00 | 0.53484 | 0.53599 | 410590
2016-11-06 23:00 | 0.34439 | 0.62182 | 420573
2016-11-07 | 0.035073 | 0.67602 | 422553
2016-11-07 01:00 | 0 | 0.67817 | 417048
2016-11-07 02:00 | 0 | 0.66981 | 401103
2016-11-07 03:00 | 0 | 0.6594 | 383244
2016-11-07 04:00 | 0 | 0.64614 | 364444
2016-11-07 05:00 | 0 | 0.61552 | 348335
2016-11-07 06:00 | 0 | 0.58606 | 336181
2016-11-07 07:00 | 0 | 0.55818 | 329397
2016-11-07 08:00 | 0 | 0.53731 | 327608
2016-11-07 09:00 | 0 | 0.51038 | 331047
2016-11-07 10:00 | 0 | 0.48595 | 345633
2016-11-07 11:00 | 0 | 0.46614 | 376476
2016-11-07 12:00 | 0 | 0.44852 | 402683
2016-11-07 13:00 | 9.87e-05 | 0.41935 | 414736
2016-11-07 14:00 | 0.18835 | 0.28371 | 421647
2016-11-07 15:00 | 0.46513 | 0.21078 | 426656
2016-11-07 16:00 | 0.58962 | 0.24726 | 428919
2016-11-07 17:00 | 0.60697 | 0.26919 | 430687
2016-11-07 18:00 | 0.59176 | 0.28026 | 432362
2016-11-07 19:00 | 0.58084 | 0.28969 | 433968
2016-11-07 20:00 | 0.5953 | 0.30289 | 434391
2016-11-07 21:00 | 0.61936 | 0.31786 | 437060
2016-11-07 22:00 | 0.58627 | 0.32507 | 448643
2016-11-07 23:00 | 0.37143 | 0.39245 | 460712
2016-11-08 | 0.035522 | 0.44354 | 460750
2016-11-08 01:00 | 0 | 0.44975 | 454242
2016-11-08 02:00 | 0 | 0.43494 | 437320
2016-11-08 03:00 | 0 | 0.42117 | 414551
2016-11-08 04:00 | 0 | 0.41333 | 390965
2016-11-08 05:00 | 0 | 0.41024 | 370090
2016-11-08 06:00 | 0 | 0.41434 | 355713
2016-11-08 07:00 | 0 | 0.42045 | 346507
2016-11-08 08:00 | 0 | 0.42422 | 342579
2016-11-08 09:00 | 0 | 0.42813 | 343730
2016-11-08 10:00 | 0 | 0.43449 | 356009
2016-11-08 11:00 | 0 | 0.43497 | 382960
2016-11-08 12:00 | 0 | 0.43461 | 407432
2016-11-08 13:00 | 6.13e-05 | 0.42436 | 417824
2016-11-08 14:00 | 0.19821 | 0.3287 | 423057
2016-11-08 15:00 | 0.54457 | 0.30715 | 425691
2016-11-08 16:00 | 0.65281 | 0.28975 | 426448
2016-11-08 17:00 | 0.63926 | 0.27064 | 426886
2016-11-08 18:00 | 0.60235 | 0.26123 | 428327
2016-11-08 19:00 | 0.58659 | 0.25672 | 429072
2016-11-08 20:00 | 0.59891 | 0.25436 | 429520
2016-11-08 21:00 | 0.63246 | 0.25673 | 432640
2016-11-08 22:00 | 0.61522 | 0.30503 | 445778
2016-11-08 23:00 | 0.37868 | 0.4085 | 457394
2016-11-09 | 0.036632 | 0.5054 | 457668
2016-11-09 01:00 | 0 | 0.54479 | 451035
2016-11-09 02:00 | 0 | 0.54998 | 434243
2016-11-09 03:00 | 0 | 0.53878 | 410461
2016-11-09 04:00 | 0 | 0.51941 | 388056
2016-11-09 05:00 | 0 | 0.5025 | 371470
2016-11-09 06:00 | 0 | 0.49322 | 356814
2016-11-09 07:00 | 0 | 0.48235 | 345056
2016-11-09 08:00 | 0 | 0.47009 | 338487
2016-11-09 09:00 | 0 | 0.46187 | 338307
2016-11-09 10:00 | 0 | 0.45597 | 348602
2016-11-09 11:00 | 0 | 0.45644 | 375832
2016-11-09 12:00 | 0 | 0.45922 | 400769
2016-11-09 13:00 | 1.97e-05 | 0.45267 | 413065
2016-11-09 14:00 | 0.20866 | 0.34299 | 421908
2016-11-09 15:00 | 0.54671 | 0.19448 | 426417
2016-11-09 16:00 | 0.63677 | 0.12604 | 426920
2016-11-09 17:00 | 0.6264 | 0.14684 | 428995
2016-11-09 18:00 | 0.59241 | 0.16573 | 430462
2016-11-09 19:00 | 0.57383 | 0.18108 | 430710
2016-11-09 20:00 | 0.58132 | 0.18578 | 430888
2016-11-09 21:00 | 0.60428 | 0.19269 | 435479
2016-11-09 22:00 | 0.57118 | 0.30981 | 446668
2016-11-09 23:00 | 0.35379 | 0.43098 | 458996
2016-11-10 | 0.032319 | 0.51648 | 459987
2016-11-10 01:00 | 0 | 0.58375 | 454010
2016-11-10 02:00 | 0 | 0.63266 | 437767
2016-11-10 03:00 | 0 | 0.66923 | 415539
2016-11-10 04:00 | 0 | 0.69835 | 392399
2016-11-10 05:00 | 0 | 0.71789 | 372662
2016-11-10 06:00 | 0 | 0.726 | 358277
2016-11-10 07:00 | 0 | 0.71939 | 349674
2016-11-10 08:00 | 0 | 0.69938 | 345853
2016-11-10 09:00 | 0 | 0.67222 | 348169
2016-11-10 10:00 | 0 | 0.6488 | 360076
2016-11-10 11:00 | 0 | 0.62688 | 389933
2016-11-10 12:00 | 0 | 0.60677 | 414297
2016-11-10 13:00 | 2.42e-05 | 0.57491 | 422778
2016-11-10 14:00 | 0.16159 | 0.39133 | 424861
2016-11-10 15:00 | 0.50842 | 0.23404 | 425356
2016-11-10 16:00 | 0.61482 | 0.3347 | 424871
2016-11-10 17:00 | 0.61119 | 0.4044 | 424766
2016-11-10 18:00 | 0.57708 | 0.43226 | 425604
2016-11-10 19:00 | 0.56003 | 0.43728 | 426796
2016-11-10 20:00 | 0.56977 | 0.43397 | 427295
2016-11-10 21:00 | 0.59285 | 0.42891 | 429964
2016-11-10 22:00 | 0.56237 | 0.47397 | 440203
2016-11-10 23:00 | 0.32904 | 0.58329 | 452413
2016-11-11 | 0.025362 | 0.65565 | 453740
2016-11-11 01:00 | 0 | 0.69485 | 448723
2016-11-11 02:00 | 0 | 0.71141 | 434945
2016-11-11 03:00 | 0 | 0.71042 | 413757
2016-11-11 04:00 | 0 | 0.69203 | 391708
2016-11-11 05:00 | 0 | 0.66461 | 371502
2016-11-11 06:00 | 0 | 0.63548 | 357326
2016-11-11 07:00 | 0 | 0.60083 | 347689
2016-11-11 08:00 | 0 | 0.56494 | 343422
2016-11-11 09:00 | 0 | 0.53003 | 344999
2016-11-11 10:00 | 0 | 0.5001 | 354705
2016-11-11 11:00 | 0 | 0.4745 | 378884
2016-11-11 12:00 | 0 | 0.45462 | 402229
2016-11-11 13:00 | 3.58e-05 | 0.41896 | 413318
2016-11-11 14:00 | 0.1455 | 0.2892 | 417219
2016-11-11 15:00 | 0.50679 | 0.23944 | 418797
2016-11-11 16:00 | 0.64362 | 0.22113 | 419146
2016-11-11 17:00 | 0.63532 | 0.21662 | 418334
2016-11-11 18:00 | 0.59609 | 0.21877 | 418496
2016-11-11 19:00 | 0.57887 | 0.22777 | 418696
2016-11-11 20:00 | 0.59332 | 0.24302 | 418481
2016-11-11 21:00 | 0.62102 | 0.26028 | 421340
2016-11-11 22:00 | 0.58323 | 0.31089 | 431879
2016-11-11 23:00 | 0.31726 | 0.45497 | 440688
2016-11-12 | 0.021613 | 0.5624 | 439461
2016-11-12 01:00 | 0 | 0.60334 | 433417
2016-11-12 02:00 | 0 | 0.61828 | 420648
2016-11-12 03:00 | 0 | 0.61888 | 403892
2016-11-12 04:00 | 0 | 0.61755 | 385337
2016-11-12 05:00 | 0 | 0.61783 | 367248
2016-11-12 06:00 | 0 | 0.61823 | 353155
2016-11-12 07:00 | 0 | 0.61394 | 344828
2016-11-12 08:00 | 0 | 0.60623 | 340511
2016-11-12 09:00 | 0 | 0.59571 | 340583
2016-11-12 10:00 | 0 | 0.58514 | 345289
2016-11-12 11:00 | 0 | 0.57087 | 355373
2016-11-12 12:00 | 0 | 0.55875 | 368396
2016-11-12 13:00 | 4.35e-05 | 0.53986 | 381390
2016-11-12 14:00 | 0.18715 | 0.42827 | 389712
2016-11-12 15:00 | 0.43785 | 0.27949 | 392801
2016-11-12 16:00 | 0.53778 | 0.32452 | 393111
2016-11-12 17:00 | 0.54546 | 0.35692 | 391081
2016-11-12 18:00 | 0.5334 | 0.35838 | 388594
2016-11-12 19:00 | 0.5275 | 0.36779 | 386795
2016-11-12 20:00 | 0.54027 | 0.37307 | 387364
2016-11-12 21:00 | 0.55471 | 0.37812 | 392396
2016-11-12 22:00 | 0.50971 | 0.44845 | 406035
2016-11-12 23:00 | 0.25867 | 0.56445 | 419527
2016-11-13 | 0.019455 | 0.66151 | 422595
2016-11-13 01:00 | 0 | 0.73017 | 421057
2016-11-13 02:00 | 0 | 0.77072 | 411988
2016-11-13 03:00 | 0 | 0.79402 | 398326
2016-11-13 04:00 | 0 | 0.80453 | 382834
2016-11-13 05:00 | 0 | 0.80911 | 367618
2016-11-13 06:00 | 0 | 0.80827 | 355910
2016-11-13 07:00 | 0 | 0.80221 | 348713
2016-11-13 08:00 | 0 | 0.79217 | 343481
2016-11-13 09:00 | 0 | 0.77372 | 342102
2016-11-13 10:00 | 0 | 0.75738 | 346332
2016-11-13 11:00 | 0 | 0.7402 | 354510
2016-11-13 12:00 | 0 | 0.72208 | 365072
2016-11-13 13:00 | 3.36e-05 | 0.69317 | 375353
2016-11-13 14:00 | 0.17079 | 0.52023 | 381539
2016-11-13 15:00 | 0.49924 | 0.34094 | 382161
2016-11-13 16:00 | 0.61755 | 0.3969 | 381553
2016-11-13 17:00 | 0.61042 | 0.51232 | 381489
2016-11-13 18:00 | 0.57803 | 0.51666 | 381742
2016-11-13 19:00 | 0.56551 | 0.51132 | 382484
2016-11-13 20:00 | 0.58333 | 0.50204 | 384574
2016-11-13 21:00 | 0.61267 | 0.49492 | 391806
2016-11-13 22:00 | 0.57851 | 0.5359 | 408986
2016-11-13 23:00 | 0.31695 | 0.63982 | 426882
2016-11-14 | 0.02192 | 0.67351 | 430953
2016-11-14 01:00 | 0 | 0.69272 | 430938
2016-11-14 02:00 | 0 | 0.6945 | 417746
2016-11-14 03:00 | 0 | 0.68277 | 399502
2016-11-14 04:00 | 0 | 0.66914 | 379881
2016-11-14 05:00 | 0 | 0.66114 | 362913
2016-11-14 06:00 | 0 | 0.6515 | 349904
2016-11-14 07:00 | 0 | 0.64016 | 342914
2016-11-14 08:00 | 0 | 0.62074 | 341012
2016-11-14 09:00 | 0 | 0.58465 | 345976
2016-11-14 10:00 | 0 | 0.54462 | 362341
2016-11-14 11:00 | 0 | 0.51206 | 393689
2016-11-14 12:00 | 0 | 0.4847 | 421004
2016-11-14 13:00 | 2.38e-05 | 0.45668 | 430839
2016-11-14 14:00 | 0.18611 | 0.33694 | 433072
2016-11-14 15:00 | 0.51314 | 0.20802 | 432017
2016-11-14 16:00 | 0.63871 | 0.1659 | 430617
2016-11-14 17:00 | 0.6322 | 0.18535 | 428936
2016-11-14 18:00 | 0.59416 | 0.20663 | 429070
2016-11-14 19:00 | 0.5803 | 0.22521 | 429960
2016-11-14 20:00 | 0.59862 | 0.24299 | 430707
2016-11-14 21:00 | 0.63527 | 0.25345 | 436153
2016-11-14 22:00 | 0.60133 | 0.28695 | 450135
2016-11-14 23:00 | 0.33691 | 0.32128 | 462512
2016-11-15 | 0.018082 | 0.34175 | 463726
2016-11-15 01:00 | 0 | 0.36325 | 458080
2016-11-15 02:00 | 0 | 0.3873 | 441923
2016-11-15 03:00 | 0 | 0.42248 | 419149
2016-11-15 04:00 | 0 | 0.46574 | 394010
2016-11-15 05:00 | 0 | 0.50418 | 374011
2016-11-15 06:00 | 0 | 0.53616 | 359783
2016-11-15 07:00 | 0 | 0.56506 | 350973
2016-11-15 08:00 | 0 | 0.58359 | 347090
2016-11-15 09:00 | 0 | 0.5918 | 349717
2016-11-15 10:00 | 0 | 0.59244 | 361722
2016-11-15 11:00 | 0 | 0.59192 | 391526
2016-11-15 12:00 | 0 | 0.5906 | 417710
2016-11-15 13:00 | 2.47e-05 | 0.58535 | 426726
2016-11-15 14:00 | 0.20047 | 0.45203 | 429103
2016-11-15 15:00 | 0.56314 | 0.18747 | 428933
2016-11-15 16:00 | 0.66132 | 0.165 | 427043
2016-11-15 17:00 | 0.63426 | 0.21636 | 426613
2016-11-15 18:00 | 0.59195 | 0.23055 | 428470
2016-11-15 19:00 | 0.57433 | 0.23554 | 429860
2016-11-15 20:00 | 0.587 | 0.23321 | 431192
2016-11-15 21:00 | 0.61214 | 0.21568 | 435035
2016-11-15 22:00 | 0.5726 | 0.26866 | 447443
2016-11-15 23:00 | 0.2887 | 0.34492 | 457660
2016-11-16 | 0.014792 | 0.40672 | 459462
2016-11-16 01:00 | 0 | 0.44886 | 454621
2016-11-16 02:00 | 0 | 0.47637 | 439452
2016-11-16 03:00 | 0 | 0.50032 | 416820
2016-11-16 04:00 | 0 | 0.52776 | 392584
2016-11-16 05:00 | 0 | 0.55123 | 371667
2016-11-16 06:00 | 0 | 0.56916 | 357214
2016-11-16 07:00 | 0 | 0.58612 | 349218
2016-11-16 08:00 | 0 | 0.59892 | 345715
2016-11-16 09:00 | 0 | 0.60664 | 347876
2016-11-16 10:00 | 0 | 0.62262 | 362110
2016-11-16 11:00 | 0 | 0.64059 | 392804
2016-11-16 12:00 | 0 | 0.64834 | 418031
2016-11-16 13:00 | 2.62e-05 | 0.6587 | 425972
2016-11-16 14:00 | 0.13532 | 0.54813 | 427597
2016-11-16 15:00 | 0.31881 | 0.31763 | 427627
2016-11-16 16:00 | 0.44679 | 0.27515 | 426578
2016-11-16 17:00 | 0.4859 | 0.45895 | 426245
2016-11-16 18:00 | 0.48515 | 0.58808 | 428712
2016-11-16 19:00 | 0.47905 | 0.63536 | 430296
2016-11-16 20:00 | 0.48331 | 0.65404 | 431956
2016-11-16 21:00 | 0.47039 | 0.66785 | 435639
2016-11-16 22:00 | 0.39232 | 0.70689 | 446127
2016-11-16 23:00 | 0.18696 | 0.77544 | 456617
2016-11-17 | 0.018365 | 0.81228 | 458388
2016-11-17 01:00 | 0 | 0.80471 | 453785
2016-11-17 02:00 | 0 | 0.77974 | 439943
2016-11-17 03:00 | 0 | 0.75421 | 417582
2016-11-17 04:00 | 0 | 0.73164 | 393907
2016-11-17 05:00 | 0 | 0.71578 | 373832
2016-11-17 06:00 | 0 | 0.70306 | 358914
2016-11-17 07:00 | 0 | 0.69288 | 349622
2016-11-17 08:00 | 0 | 0.68168 | 345824
2016-11-17 09:00 | 0 | 0.65845 | 349147
2016-11-17 10:00 | 0 | 0.63755 | 362368
2016-11-17 11:00 | 0 | 0.62668 | 391662
2016-11-17 12:00 | 0 | 0.6173 | 417282
2016-11-17 13:00 | 1.8e-05 | 0.60838 | 425836
2016-11-17 14:00 | 0.099928 | 0.55908 | 428519
2016-11-17 15:00 | 0.42475 | 0.551 | 429950
2016-11-17 16:00 | 0.56179 | 0.59199 | 428367
2016-11-17 17:00 | 0.56136 | 0.62074 | 428497
2016-11-17 18:00 | 0.53842 | 0.64433 | 429853
2016-11-17 19:00 | 0.52742 | 0.66047 | 431227
2016-11-17 20:00 | 0.53333 | 0.68247 | 432204
2016-11-17 21:00 | 0.54809 | 0.71306 | 434647
2016-11-17 22:00 | 0.537 | 0.73744 | 445468
2016-11-17 23:00 | 0.29832 | 0.75509 | 455817
2016-11-18 | 0.016674 | 0.75967 | 458725
2016-11-18 01:00 | 0 | 0.75591 | 455329
2016-11-18 02:00 | 0 | 0.75477 | 441714
2016-11-18 03:00 | 0 | 0.75522 | 420225
2016-11-18 04:00 | 0 | 0.75388 | 397919
2016-11-18 05:00 | 0 | 0.75334 | 377492
2016-11-18 06:00 | 0 | 0.74747 | 361446
2016-11-18 07:00 | 0 | 0.74383 | 351750
2016-11-18 08:00 | 0 | 0.74888 | 347859
2016-11-18 09:00 | 0 | 0.75631 | 350172
2016-11-18 10:00 | 0 | 0.76008 | 362246
2016-11-18 11:00 | 0 | 0.76537 | 390730
2016-11-18 12:00 | 0 | 0.76482 | 415430
2016-11-18 13:00 | 2.35e-05 | 0.76036 | 424480
2016-11-18 14:00 | 0.1318 | 0.74901 | 429303
2016-11-18 15:00 | 0.58081 | 0.78372 | 432262
2016-11-18 16:00 | 0.67854 | 0.79347 | 432288
2016-11-18 17:00 | 0.66039 | 0.78354 | 431234
2016-11-18 18:00 | 0.6255 | 0.77327 | 431637
2016-11-18 19:00 | 0.60785 | 0.76908 | 431202
2016-11-18 20:00 | 0.62143 | 0.76299 | 429761
2016-11-18 21:00 | 0.65265 | 0.74902 | 429356
2016-11-18 22:00 | 0.60903 | 0.71976 | 436510
2016-11-18 23:00 | 0.32916 | 0.69778 | 442370
2016-11-19 | 0.015713 | 0.70358 | 440526
2016-11-19 01:00 | 0 | 0.67843 | 434981
2016-11-19 02:00 | 0 | 0.64497 | 422453
2016-11-19 03:00 | 0 | 0.61165 | 406615
2016-11-19 04:00 | 0 | 0.58258 | 387722
2016-11-19 05:00 | 0 | 0.56013 | 369717
2016-11-19 06:00 | 0 | 0.54125 | 354879
2016-11-19 07:00 | 0 | 0.519 | 344814
2016-11-19 08:00 | 0 | 0.49244 | 339808
2016-11-19 09:00 | 0 | 0.45117 | 340430
2016-11-19 10:00 | 0 | 0.40794 | 345724
2016-11-19 11:00 | 0 | 0.38125 | 356890
2016-11-19 12:00 | 0 | 0.36273 | 371621
2016-11-19 13:00 | 2.04e-05 | 0.34648 | 386603
2016-11-19 14:00 | 0.12827 | 0.26343 | 398800
2016-11-19 15:00 | 0.53421 | 0.26304 | 405020
2016-11-19 16:00 | 0.65757 | 0.30987 | 406368
2016-11-19 17:00 | 0.63824 | 0.33489 | 404935
2016-11-19 18:00 | 0.59851 | 0.35106 | 402033
2016-11-19 19:00 | 0.58113 | 0.36259 | 399027
2016-11-19 20:00 | 0.59317 | 0.37013 | 397484
2016-11-19 21:00 | 0.62465 | 0.36828 | 400502
2016-11-19 22:00 | 0.58108 | 0.36779 | 413683
2016-11-19 23:00 | 0.26681 | 0.4896 | 427279
2016-11-20 | 0.011802 | 0.54532 | 431645
2016-11-20 01:00 | 0 | 0.55647 | 430975
2016-11-20 02:00 | 0 | 0.5548 | 423762
2016-11-20 03:00 | 0 | 0.57318 | 411879
2016-11-20 04:00 | 0 | 0.58705 | 396011
2016-11-20 05:00 | 0 | 0.58949 | 382816
2016-11-20 06:00 | 0 | 0.58018 | 371724
2016-11-20 07:00 | 0 | 0.56837 | 364615
2016-11-20 08:00 | 0 | 0.5557 | 361541
2016-11-20 09:00 | 0 | 0.52701 | 362066
2016-11-20 10:00 | 0 | 0.50121 | 367715
2016-11-20 11:00 | 0 | 0.48104 | 377998
2016-11-20 12:00 | 0 | 0.46581 | 390252
2016-11-20 13:00 | 2.28e-05 | 0.44773 | 404595
2016-11-20 14:00 | 0.095506 | 0.33938 | 413303
2016-11-20 15:00 | 0.42029 | 0.29386 | 413355
2016-11-20 16:00 | 0.52859 | 0.31263 | 411016
2016-11-20 17:00 | 0.53046 | 0.30861 | 408200
2016-11-20 18:00 | 0.50024 | 0.28805 | 405059
2016-11-20 19:00 | 0.48172 | 0.26147 | 402637
2016-11-20 20:00 | 0.47902 | 0.23499 | 402846
2016-11-20 21:00 | 0.46255 | 0.20869 | 409160
2016-11-20 22:00 | 0.37658 | 0.25825 | 426655
2016-11-20 23:00 | 0.13829 | 0.4101 | 444859
2016-11-21 | 0.0076254 | 0.51124 | 452735
2016-11-21 01:00 | 0 | 0.55683 | 453663
2016-11-21 02:00 | 0 | 0.56372 | 444215
2016-11-21 03:00 | 0 | 0.55238 | 429663
2016-11-21 04:00 | 0 | 0.53917 | 412088
2016-11-21 05:00 | 0 | 0.52499 | 396983
2016-11-21 06:00 | 0 | 0.50086 | 386667
2016-11-21 07:00 | 0 | 0.47638 | 381643
2016-11-21 08:00 | 0 | 0.45753 | 380988
2016-11-21 09:00 | 0 | 0.42783 | 385774
2016-11-21 10:00 | 0 | 0.39814 | 400883
2016-11-21 11:00 | 0 | 0.38833 | 433200
2016-11-21 12:00 | 0 | 0.39541 | 460210
2016-11-21 13:00 | 1.79e-05 | 0.40546 | 470429
2016-11-21 14:00 | 0.047487 | 0.35284 | 469601
2016-11-21 15:00 | 0.16175 | 0.27948 | 464608
2016-11-21 16:00 | 0.2712 | 0.27336 | 457689
2016-11-21 17:00 | 0.34147 | 0.32378 | 450508
2016-11-21 18:00 | 0.36637 | 0.38846 | 445167
2016-11-21 19:00 | 0.36407 | 0.42079 | 440899
2016-11-21 20:00 | 0.34632 | 0.44456 | 439651
2016-11-21 21:00 | 0.31713 | 0.46849 | 444452
2016-11-21 22:00 | 0.26344 | 0.57538 | 462555
2016-11-21 23:00 | 0.16766 | 0.71958 | 478994
2016-11-22 | 0.013395 | 0.74609 | 485243
2016-11-22 01:00 | 0 | 0.73725 | 484328
2016-11-22 02:00 | 0 | 0.72005 | 472096
2016-11-22 03:00 | 0 | 0.70695 | 451534
2016-11-22 04:00 | 0 | 0.69181 | 430349
2016-11-22 05:00 | 0 | 0.68076 | 411026
2016-11-22 06:00 | 0 | 0.66705 | 398180
2016-11-22 07:00 | 0 | 0.65902 | 390171
2016-11-22 08:00 | 0 | 0.6425 | 387592
2016-11-22 09:00 | 0 | 0.63075 | 391911
2016-11-22 10:00 | 0 | 0.62603 | 404976
2016-11-22 11:00 | 0 | 0.61974 | 433602
2016-11-22 12:00 | 0 | 0.61231 | 457480
2016-11-22 13:00 | 5.38e-08 | 0.60802 | 466043
2016-11-22 14:00 | 0.071122 | 0.53612 | 464785
2016-11-22 15:00 | 0.42971 | 0.49679 | 460742
2016-11-22 16:00 | 0.58341 | 0.54037 | 454831
2016-11-22 17:00 | 0.5959 | 0.57232 | 447871
2016-11-22 18:00 | 0.55742 | 0.57981 | 444399
2016-11-22 19:00 | 0.53775 | 0.57499 | 441711
2016-11-22 20:00 | 0.54466 | 0.56715 | 440798
2016-11-22 21:00 | 0.56203 | 0.55205 | 445928
2016-11-22 22:00 | 0.5217 | 0.55696 | 461392
2016-11-22 23:00 | 0.25109 | 0.597 | 474383
2016-11-23 | 0.0063784 | 0.58402 | 478166
2016-11-23 01:00 | 0 | 0.56081 | 475989
2016-11-23 02:00 | 0 | 0.53674 | 464330
2016-11-23 03:00 | 0 | 0.52083 | 445737
2016-11-23 04:00 | 0 | 0.51232 | 424766
2016-11-23 05:00 | 0 | 0.50481 | 405449
2016-11-23 06:00 | 0 | 0.49932 | 391023
2016-11-23 07:00 | 0 | 0.49426 | 381703
2016-11-23 08:00 | 0 | 0.48526 | 377086
2016-11-23 09:00 | 0 | 0.46916 | 378179
2016-11-23 10:00 | 0 | 0.45492 | 387805
2016-11-23 11:00 | 0 | 0.44024 | 410565
2016-11-23 12:00 | 0 | 0.42182 | 432308
2016-11-23 13:00 | 1.07e-05 | 0.40312 | 445040
2016-11-23 14:00 | 0.15702 | 0.29931 | 450014
2016-11-23 15:00 | 0.48034 | 0.27772 | 451262
2016-11-23 16:00 | 0.59334 | 0.25622 | 448505
2016-11-23 17:00 | 0.59953 | 0.22649 | 443676
2016-11-23 18:00 | 0.57029 | 0.20794 | 439557
2016-11-23 19:00 | 0.55756 | 0.20172 | 437064
2016-11-23 20:00 | 0.57509 | 0.19807 | 435214
2016-11-23 21:00 | 0.60588 | 0.18519 | 438616
2016-11-23 22:00 | 0.56652 | 0.19381 | 450517
2016-11-23 23:00 | 0.25987 | 0.25727 | 457499
2016-11-24 | 0.019017 | 0.29588 | 457519
2016-11-24 01:00 | 0 | 0.32361 | 452882
2016-11-24 02:00 | 0 | 0.34824 | 440455
2016-11-24 03:00 | 0 | 0.37973 | 422019
2016-11-24 04:00 | 0 | 0.39879 | 400437
2016-11-24 05:00 | 0 | 0.40114 | 378621
2016-11-24 06:00 | 0 | 0.39981 | 361370
2016-11-24 07:00 | 0 | 0.39257 | 349616
2016-11-24 08:00 | 0 | 0.38735 | 342238
2016-11-24 09:00 | 0 | 0.38313 | 339265
2016-11-24 10:00 | 0 | 0.37911 | 341378
2016-11-24 11:00 | 0 | 0.38104 | 349184
2016-11-24 12:00 | 0 | 0.38145 | 360350
2016-11-24 13:00 | 8.1e-06 | 0.37974 | 378419
2016-11-24 14:00 | 0.121 | 0.31725 | 397131
2016-11-24 15:00 | 0.45457 | 0.24927 | 410459
2016-11-24 16:00 | 0.5999 | 0.29506 | 417634
2016-11-24 17:00 | 0.60157 | 0.36437 | 414375
2016-11-24 18:00 | 0.57085 | 0.37716 | 404355
2016-11-24 19:00 | 0.55488 | 0.37331 | 395055
2016-11-24 20:00 | 0.56753 | 0.37195 | 386948
2016-11-24 21:00 | 0.58479 | 0.36533 | 381058
2016-11-24 22:00 | 0.54184 | 0.36161 | 380683
2016-11-24 23:00 | 0.24719 | 0.42876 | 383072
2016-11-25 | 0.0064978 | 0.45052 | 383138
2016-11-25 01:00 | 0 | 0.45735 | 382911
2016-11-25 02:00 | 0 | 0.46304 | 377658
2016-11-25 03:00 | 0 | 0.47665 | 369843
2016-11-25 04:00 | 0 | 0.49226 | 358662
2016-11-25 05:00 | 0 | 0.50467 | 346627
2016-11-25 06:00 | 0 | 0.51445 | 336310
2016-11-25 07:00 | 0 | 0.52252 | 328607
2016-11-25 08:00 | 0 | 0.51631 | 325091
2016-11-25 09:00 | 0 | 0.50504 | 326511
2016-11-25 10:00 | 0 | 0.49899 | 331977
2016-11-25 11:00 | 0 | 0.48956 | 343329
2016-11-25 12:00 | 0 | 0.47574 | 357486
2016-11-25 13:00 | 3.02e-07 | 0.46332 | 371226
2016-11-25 14:00 | 0.11004 | 0.38056 | 383890
2016-11-25 15:00 | 0.48557 | 0.23888 | 391571
2016-11-25 16:00 | 0.60668 | 0.16614 | 395380
2016-11-25 17:00 | 0.58435 | 0.15312 | 396317
2016-11-25 18:00 | 0.55642 | 0.16035 | 394411
2016-11-25 19:00 | 0.53961 | 0.17186 | 392762
2016-11-25 20:00 | 0.54595 | 0.17577 | 391901
2016-11-25 21:00 | 0.55706 | 0.21905 | 396044
2016-11-25 22:00 | 0.50413 | 0.32492 | 406896
2016-11-25 23:00 | 0.19677 | 0.45298 | 416199
2016-11-26 | 0.0051314 | 0.55427 | 418426
2016-11-26 01:00 | 0 | 0.62732 | 415820
2016-11-26 02:00 | 0 | 0.67196 | 407072
2016-11-26 03:00 | 0 | 0.68767 | 393596
2016-11-26 04:00 | 0 | 0.67958 | 378696
2016-11-26 05:00 | 0 | 0.6632 | 361931
2016-11-26 06:00 | 0 | 0.64051 | 349185
2016-11-26 07:00 | 0 | 0.61417 | 340395
2016-11-26 08:00 | 0 | 0.58891 | 335497
2016-11-26 09:00 | 0 | 0.57269 | 334757
2016-11-26 10:00 | 0 | 0.56145 | 339519
2016-11-26 11:00 | 0 | 0.54286 | 348815
2016-11-26 12:00 | 0 | 0.51642 | 361410
2016-11-26 13:00 | 0 | 0.4956 | 375765
2016-11-26 14:00 | 0.044908 | 0.40129 | 389723
2016-11-26 15:00 | 0.40162 | 0.23556 | 397906
2016-11-26 16:00 | 0.52884 | 0.19982 | 400428
2016-11-26 17:00 | 0.52598 | 0.24334 | 398878
2016-11-26 18:00 | 0.48968 | 0.27604 | 394611
2016-11-26 19:00 | 0.46614 | 0.28139 | 390173
2016-11-26 20:00 | 0.45634 | 0.2661 | 387851
2016-11-26 21:00 | 0.44754 | 0.2471 | 393039
2016-11-26 22:00 | 0.36802 | 0.27944 | 407750
2016-11-26 23:00 | 0.15401 | 0.36775 | 422463
2016-11-27 | 0.0021298 | 0.45758 | 428188
2016-11-27 01:00 | 0 | 0.51509 | 427833
2016-11-27 02:00 | 0 | 0.5554 | 420951
2016-11-27 03:00 | 0 | 0.56885 | 409666
2016-11-27 04:00 | 0 | 0.57004 | 395489
2016-11-27 05:00 | 0 | 0.5569 | 380970
2016-11-27 06:00 | 0 | 0.53262 | 368714
2016-11-27 07:00 | 0 | 0.51194 | 360779
2016-11-27 08:00 | 0 | 0.49535 | 357817
2016-11-27 09:00 | 0 | 0.481 | 357740
2016-11-27 10:00 | 0 | 0.49657 | 362297
2016-11-27 11:00 | 0 | 0.53261 | 371445
2016-11-27 12:00 | 0 | 0.56333 | 383264
2016-11-27 13:00 | 0 | 0.58346 | 394819
2016-11-27 14:00 | 0.035921 | 0.57758 | 400599
2016-11-27 15:00 | 0.24958 | 0.59099 | 400939
2016-11-27 16:00 | 0.39952 | 0.60306 | 399311
2016-11-27 17:00 | 0.45151 | 0.63772 | 397982
2016-11-27 18:00 | 0.4475 | 0.67485 | 397282
2016-11-27 19:00 | 0.44125 | 0.70498 | 396576
2016-11-27 20:00 | 0.44049 | 0.72842 | 398083
2016-11-27 21:00 | 0.43384 | 0.76141 | 406538
2016-11-27 22:00 | 0.37243 | 0.81079 | 427369
2016-11-27 23:00 | 0.16594 | 0.85209 | 444427
2016-11-28 | 0.005972 | 0.86063 | 451693
2016-11-28 01:00 | 0 | 0.86156 | 450201
2016-11-28 02:00 | 0 | 0.86247 | 436097
2016-11-28 03:00 | 0 | 0.86837 | 420486
2016-11-28 04:00 | 0 | 0.87844 | 399764
2016-11-28 05:00 | 0 | 0.88867 | 383424
2016-11-28 06:00 | 0 | 0.89231 | 369420
2016-11-28 07:00 | 0 | 0.89313 | 362223
2016-11-28 08:00 | 0 | 0.88596 | 359618
2016-11-28 09:00 | 0 | 0.87818 | 361754
2016-11-28 10:00 | 0 | 0.87255 | 375602
2016-11-28 11:00 | 0 | 0.86657 | 406268
2016-11-28 12:00 | 0 | 0.85771 | 433750
2016-11-28 13:00 | 1.64e-06 | 0.85082 | 445747
2016-11-28 14:00 | 0.12211 | 0.75841 | 450896
2016-11-28 15:00 | 0.32252 | 0.68212 | 453009
2016-11-28 16:00 | 0.43992 | 0.7399 | 452270
2016-11-28 17:00 | 0.46279 | 0.79712 | 449944
2016-11-28 18:00 | 0.45789 | 0.80492 | 447330
2016-11-28 19:00 | 0.45144 | 0.80753 | 445643
2016-11-28 20:00 | 0.4538 | 0.79765 | 445537
2016-11-28 21:00 | 0.44493 | 0.78527 | 451033
2016-11-28 22:00 | 0.36771 | 0.80125 | 466339
2016-11-28 23:00 | 0.17167 | 0.82248 | 477026
2016-11-29 | 0.0057514 | 0.82804 | 480299
2016-11-29 01:00 | 0 | 0.83238 | 476024
2016-11-29 02:00 | 0 | 0.83226 | 460372
2016-11-29 03:00 | 0 | 0.83047 | 437418
2016-11-29 04:00 | 0 | 0.82832 | 411152
2016-11-29 05:00 | 0 | 0.82341 | 388395
2016-11-29 06:00 | 0 | 0.81067 | 370865
2016-11-29 07:00 | 0 | 0.79561 | 359202
2016-11-29 08:00 | 0 | 0.78704 | 353473
2016-11-29 09:00 | 0 | 0.78 | 354019
2016-11-29 10:00 | 0 | 0.77162 | 364087
2016-11-29 11:00 | 0 | 0.76743 | 392679
2016-11-29 12:00 | 0 | 0.76713 | 421206
2016-11-29 13:00 | 1.17e-06 | 0.76016 | 434752
2016-11-29 14:00 | 0.064637 | 0.61128 | 442692
2016-11-29 15:00 | 0.44369 | 0.5614 | 447076
2016-11-29 16:00 | 0.59592 | 0.65794 | 447270
2016-11-29 17:00 | 0.58334 | 0.66232 | 446183
2016-11-29 18:00 | 0.53401 | 0.6689 | 445690
2016-11-29 19:00 | 0.51469 | 0.68341 | 443770
2016-11-29 20:00 | 0.52267 | 0.69429 | 441815
2016-11-29 21:00 | 0.53711 | 0.69798 | 444535
2016-11-29 22:00 | 0.50151 | 0.71978 | 457321
2016-11-29 23:00 | 0.26146 | 0.78818 | 470093
2016-11-30 | 0.0054853 | 0.80524 | 475132
2016-11-30 01:00 | 0 | 0.79608 | 472057
2016-11-30 02:00 | 0 | 0.77829 | 457313
2016-11-30 03:00 | 0 | 0.75044 | 435628
2016-11-30 04:00 | 0 | 0.72647 | 410476
2016-11-30 05:00 | 0 | 0.70765 | 387059
2016-11-30 06:00 | 0 | 0.69154 | 369075
2016-11-30 07:00 | 0 | 0.67188 | 357559
2016-11-30 08:00 | 0 | 0.65433 | 351988
2016-11-30 09:00 | 0 | 0.6433 | 353346
2016-11-30 10:00 | 0 | 0.63063 | 365143
2016-11-30 11:00 | 0 | 0.62208 | 393457
2016-11-30 12:00 | 0 | 0.61172 | 421615
2016-11-30 13:00 | 6.54e-07 | 0.60021 | 435659
2016-11-30 14:00 | 0.079457 | 0.4887 | 444282
2016-11-30 15:00 | 0.51423 | 0.45855 | 448406
2016-11-30 16:00 | 0.60731 | 0.54408 | 449393
2016-11-30 17:00 | 0.59735 | 0.57301 | 447517
2016-11-30 18:00 | 0.56552 | 0.58707 | 445504
2016-11-30 19:00 | 0.55117 | 0.59047 | 444301
2016-11-30 20:00 | 0.56274 | 0.57976 | 442947
2016-11-30 21:00 | 0.58199 | 0.54561 | 446786
2016-11-30 22:00 | 0.50834 | 0.52033 | 459609
2016-11-30 23:00 | 0.2085 | 0.54398 | 471628
2016-12-01 | 0.0036948 | 0.53425 | 477172
2016-12-01 01:00 | 0 | 0.51084 | 475680
2016-12-01 02:00 | 0 | 0.49517 | 462867
2016-12-01 03:00 | 0 | 0.49652 | 441928
2016-12-01 04:00 | 0 | 0.50189 | 418210
2016-12-01 05:00 | 0 | 0.49543 | 396190
2016-12-01 06:00 | 0 | 0.47781 | 379482
2016-12-01 07:00 | 0 | 0.45 | 369828
2016-12-01 08:00 | 0 | 0.41916 | 366207
2016-12-01 09:00 | 0 | 0.39518 | 369381
2016-12-01 10:00 | 0 | 0.37678 | 382798
2016-12-01 11:00 | 0 | 0.35841 | 412850
2016-12-01 12:00 | 0 | 0.34052 | 442143
2016-12-01 13:00 | 3.68e-07 | 0.32454 | 454793
2016-12-01 14:00 | 0.075276 | 0.21397 | 458619
2016-12-01 15:00 | 0.38044 | 0.13045 | 458254
2016-12-01 16:00 | 0.51899 | 0.13692 | 454588
2016-12-01 17:00 | 0.54224 | 0.15019 | 449213
2016-12-01 18:00 | 0.52142 | 0.14664 | 445828
2016-12-01 19:00 | 0.50748 | 0.13943 | 443702
2016-12-01 20:00 | 0.51613 | 0.13196 | 441771
2016-12-01 21:00 | 0.51749 | 0.12192 | 445029
2016-12-01 22:00 | 0.45191 | 0.14686 | 460354
2016-12-01 23:00 | 0.20552 | 0.17404 | 476034
2016-12-02 | 0.0044039 | 0.2005 | 483265
2016-12-02 01:00 | 0 | 0.22091 | 484225
2016-12-02 02:00 | 0 | 0.2302 | 474133
2016-12-02 03:00 | 0 | 0.22875 | 454348
2016-12-02 04:00 | 0 | 0.22165 | 431309
2016-12-02 05:00 | 0 | 0.2116 | 410862
2016-12-02 06:00 | 0 | 0.19915 | 395520
2016-12-02 07:00 | 0 | 0.18933 | 386345
2016-12-02 08:00 | 0 | 0.18139 | 382964
2016-12-02 09:00 | 0 | 0.17482 | 385768
2016-12-02 10:00 | 0 | 0.17731 | 398872
2016-12-02 11:00 | 0 | 0.1835 | 430263
2016-12-02 12:00 | 0 | 0.18285 | 458440
2016-12-02 13:00 | 0 | 0.17333 | 468105
2016-12-02 14:00 | 0.023716 | 0.12772 | 468340
2016-12-02 15:00 | 0.27647 | 0.083993 | 463520
2016-12-02 16:00 | 0.45127 | 0.078079 | 456429
2016-12-02 17:00 | 0.49044 | 0.078895 | 449418
2016-12-02 18:00 | 0.46246 | 0.082008 | 445013
2016-12-02 19:00 | 0.44692 | 0.088946 | 441327
2016-12-02 20:00 | 0.44766 | 0.1035 | 439813
2016-12-02 21:00 | 0.43701 | 0.12084 | 444457
2016-12-02 22:00 | 0.37965 | 0.16818 | 458344
2016-12-02 23:00 | 0.20342 | 0.24082 | 471340
2016-12-03 | 0.0043175 | 0.2766 | 474735
2016-12-03 01:00 | 0 | 0.27678 | 473002
2016-12-03 02:00 | 0 | 0.27878 | 463743
2016-12-03 03:00 | 0 | 0.28163 | 447592
2016-12-03 04:00 | 0 | 0.28827 | 428138
2016-12-03 05:00 | 0 | 0.31022 | 409157
2016-12-03 06:00 | 0 | 0.34627 | 394654
2016-12-03 07:00 | 0 | 0.36598 | 384381
2016-12-03 08:00 | 0 | 0.37209 | 378927
2016-12-03 09:00 | 0 | 0.36603 | 377562
2016-12-03 10:00 | 0 | 0.35989 | 382297
2016-12-03 11:00 | 0 | 0.35486 | 391458
2016-12-03 12:00 | 0 | 0.35101 | 405403
2016-12-03 13:00 | 0 | 0.34618 | 420327
2016-12-03 14:00 | 0.010415 | 0.31962 | 431496
2016-12-03 15:00 | 0.3417 | 0.26155 | 436825
2016-12-03 16:00 | 0.5067 | 0.2622 | 436892
2016-12-03 17:00 | 0.53023 | 0.27953 | 433208
2016-12-03 18:00 | 0.50603 | 0.29538 | 428346
2016-12-03 19:00 | 0.4895 | 0.30512 | 425207
2016-12-03 20:00 | 0.5011 | 0.31072 | 424515
2016-12-03 21:00 | 0.52368 | 0.31031 | 429335
2016-12-03 22:00 | 0.48387 | 0.34397 | 445857
2016-12-03 23:00 | 0.22706 | 0.39629 | 456957
2016-12-04 | 0.0034572 | 0.41572 | 459226
2016-12-04 01:00 | 0 | 0.41466 | 457461
2016-12-04 02:00 | 0 | 0.40948 | 448462
2016-12-04 03:00 | 0 | 0.40924 | 434284
2016-12-04 04:00 | 0 | 0.41404 | 416817
2016-12-04 05:00 | 0 | 0.42155 | 399836
2016-12-04 06:00 | 0 | 0.42689 | 384940
2016-12-04 07:00 | 0 | 0.42916 | 373882
2016-12-04 08:00 | 0 | 0.43392 | 367585
2016-12-04 09:00 | 0 | 0.4481 | 365589
2016-12-04 10:00 | 0 | 0.46704 | 367383
2016-12-04 11:00 | 0 | 0.484 | 374978
2016-12-04 12:00 | 0 | 0.49218 | 385505
2016-12-04 13:00 | 0 | 0.48617 | 400585
2016-12-04 14:00 | 0.084526 | 0.4279 | 413990
2016-12-04 15:00 | 0.44933 | 0.28953 | 420910
2016-12-04 16:00 | 0.58094 | 0.22532 | 423653
2016-12-04 17:00 | 0.58468 | 0.23684 | 425473
2016-12-04 18:00 | 0.55484 | 0.26556 | 426290
2016-12-04 19:00 | 0.53626 | 0.27978 | 425797
2016-12-04 20:00 | 0.55151 | 0.27263 | 426201
2016-12-04 21:00 | 0.5771 | 0.26416 | 435167
2016-12-04 22:00 | 0.52969 | 0.30235 | 453288
2016-12-04 23:00 | 0.2165 | 0.36076 | 468054
2016-12-05 | 0.0021879 | 0.44793 | 474630
2016-12-05 01:00 | 0 | 0.51961 | 474565
2016-12-05 02:00 | 0 | 0.55978 | 462403
2016-12-05 03:00 | 0 | 0.57518 | 442384
2016-12-05 04:00 | 0 | 0.58157 | 420138
2016-12-05 05:00 | 0 | 0.58428 | 400445
2016-12-05 06:00 | 0 | 0.58401 | 385515
2016-12-05 07:00 | 0 | 0.58855 | 376224
2016-12-05 08:00 | 0 | 0.58883 | 372708
2016-12-05 09:00 | 0 | 0.57856 | 376676
2016-12-05 10:00 | 0 | 0.57008 | 390407
2016-12-05 11:00 | 0 | 0.56614 | 421183
2016-12-05 12:00 | 0 | 0.55934 | 451832
2016-12-05 13:00 | 0 | 0.55978 | 466587
2016-12-05 14:00 | 0.086458 | 0.51421 | 473979
2016-12-05 15:00 | 0.38223 | 0.43041 | 476630
2016-12-05 16:00 | 0.52056 | 0.49824 | 473521
2016-12-05 17:00 | 0.54372 | 0.59164 | 469196
2016-12-05 18:00 | 0.5247 | 0.63863 | 464977
2016-12-05 19:00 | 0.5189 | 0.66625 | 462140
2016-12-05 20:00 | 0.53984 | 0.67445 | 460300
2016-12-05 21:00 | 0.56598 | 0.66812 | 466385
2016-12-05 22:00 | 0.5027 | 0.6874 | 485100
2016-12-05 23:00 | 0.17557 | 0.74605 | 500221
2016-12-06 | 0.0021579 | 0.77482 | 505617
2016-12-06 01:00 | 0 | 0.77708 | 503684
2016-12-06 02:00 | 0 | 0.76156 | 489900
2016-12-06 03:00 | 0 | 0.7342 | 466299
2016-12-06 04:00 | 0 | 0.70473 | 439753
2016-12-06 05:00 | 0 | 0.69718 | 416325
2016-12-06 06:00 | 0 | 0.70201 | 398910
2016-12-06 07:00 | 0 | 0.7155 | 388642
2016-12-06 08:00 | 0 | 0.73226 | 383548
2016-12-06 09:00 | 0 | 0.74305 | 385909
2016-12-06 10:00 | 0 | 0.74738 | 399364
2016-12-06 11:00 | 0 | 0.74899 | 428384
2016-12-06 12:00 | 0 | 0.73473 | 457657
2016-12-06 13:00 | 0 | 0.70809 | 470719
2016-12-06 14:00 | 0.035758 | 0.64717 | 477873
2016-12-06 15:00 | 0.27608 | 0.66903 | 480748
2016-12-06 16:00 | 0.44022 | 0.65898 | 479528
2016-12-06 17:00 | 0.48498 | 0.6071 | 475564
2016-12-06 18:00 | 0.47262 | 0.56551 | 472105
2016-12-06 19:00 | 0.45722 | 0.54106 | 469315
2016-12-06 20:00 | 0.457 | 0.52495 | 468827
2016-12-06 21:00 | 0.45102 | 0.50983 | 474872
2016-12-06 22:00 | 0.38697 | 0.50096 | 489968
2016-12-06 23:00 | 0.17504 | 0.50976 | 503644
2016-12-07 | 0.0018476 | 0.52129 | 509312
2016-12-07 01:00 | 0 | 0.52843 | 507253
2016-12-07 02:00 | 0 | 0.53199 | 494187
2016-12-07 03:00 | 0 | 0.531 | 471487
2016-12-07 04:00 | 0 | 0.53239 | 447099
2016-12-07 05:00 | 0 | 0.53418 | 425025
2016-12-07 06:00 | 0 | 0.53461 | 407421
2016-12-07 07:00 | 0 | 0.53789 | 397029
2016-12-07 08:00 | 0 | 0.53696 | 393111
2016-12-07 09:00 | 0 | 0.53575 | 395627
2016-12-07 10:00 | 0 | 0.54079 | 408777
2016-12-07 11:00 | 0 | 0.54205 | 438605
2016-12-07 12:00 | 0 | 0.53809 | 468836
2016-12-07 13:00 | 0 | 0.53541 | 480119
2016-12-07 14:00 | 0.031302 | 0.51584 | 483620
2016-12-07 15:00 | 0.30724 | 0.50513 | 482502
2016-12-07 16:00 | 0.46479 | 0.5121 | 477539
2016-12-07 17:00 | 0.48823 | 0.51384 | 472931
2016-12-07 18:00 | 0.46727 | 0.52133 | 468546
2016-12-07 19:00 | 0.45193 | 0.53857 | 465826
2016-12-07 20:00 | 0.45534 | 0.56744 | 464802
2016-12-07 21:00 | 0.45193 | 0.59754 | 470564
2016-12-07 22:00 | 0.38759 | 0.62722 | 490794
2016-12-07 23:00 | 0.13248 | 0.64055 | 508905
2016-12-08 | 0.0016504 | 0.6377 | 515767
2016-12-08 01:00 | 0 | 0.63352 | 515797
2016-12-08 02:00 | 0 | 0.62273 | 504234
2016-12-08 03:00 | 0 | 0.60625 | 483118
2016-12-08 04:00 | 0 | 0.5889 | 458668
2016-12-08 05:00 | 0 | 0.57979 | 436373
2016-12-08 06:00 | 0 | 0.57567 | 420643
2016-12-08 07:00 | 0 | 0.56996 | 410867
2016-12-08 08:00 | 0 | 0.56088 | 406984
2016-12-08 09:00 | 0 | 0.54868 | 410688
2016-12-08 10:00 | 0 | 0.53491 | 425576
2016-12-08 11:00 | 0 | 0.51904 | 455738
2016-12-08 12:00 | 0 | 0.50178 | 486601
2016-12-08 13:00 | 0 | 0.47384 | 499919
2016-12-08 14:00 | 0.036084 | 0.46173 | 505890
2016-12-08 15:00 | 0.30616 | 0.4667 | 507576
2016-12-08 16:00 | 0.44646 | 0.41765 | 504190
2016-12-08 17:00 | 0.47666 | 0.36463 | 499818
2016-12-08 18:00 | 0.46338 | 0.3338 | 496188
2016-12-08 19:00 | 0.45269 | 0.31167 | 493982
2016-12-08 20:00 | 0.46036 | 0.29035 | 492492
2016-12-08 21:00 | 0.46604 | 0.26458 | 500117
2016-12-08 22:00 | 0.39582 | 0.23091 | 522102
2016-12-08 23:00 | 0.14761 | 0.22619 | 540306
2016-12-09 | 0.00090965 | 0.22761 | 548078
2016-12-09 01:00 | 0 | 0.21949 | 548669
2016-12-09 02:00 | 0 | 0.20393 | 537696
2016-12-09 03:00 | 0 | 0.19003 | 516390
2016-12-09 04:00 | 0 | 0.18574 | 492244
2016-12-09 05:00 | 0 | 0.1884 | 472568
2016-12-09 06:00 | 0 | 0.19501 | 457516
2016-12-09 07:00 | 0 | 0.1973 | 449077
2016-12-09 08:00 | 0 | 0.2012 | 446304
2016-12-09 09:00 | 0 | 0.19975 | 449959
2016-12-09 10:00 | 0 | 0.19276 | 463778
2016-12-09 11:00 | 0 | 0.18667 | 495626
2016-12-09 12:00 | 0 | 0.1805 | 525030
2016-12-09 13:00 | 0 | 0.17716 | 533803
2016-12-09 14:00 | 0.073628 | 0.17035 | 533344
2016-12-09 15:00 | 0.33224 | 0.18212 | 528271
2016-12-09 16:00 | 0.44521 | 0.1807 | 518734
2016-12-09 17:00 | 0.46512 | 0.17127 | 508481
2016-12-09 18:00 | 0.45832 | 0.16523 | 499720
2016-12-09 19:00 | 0.4632 | 0.15836 | 493059
2016-12-09 20:00 | 0.48301 | 0.14915 | 489983
2016-12-09 21:00 | 0.48875 | 0.13358 | 497648
2016-12-09 22:00 | 0.41794 | 0.13665 | 518119
2016-12-09 23:00 | 0.13844 | 0.2133 | 534333
2016-12-10 | 0.0016572 | 0.27827 | 539440
2016-12-10 01:00 | 0 | 0.30034 | 539358
2016-12-10 02:00 | 0 | 0.29871 | 531113
2016-12-10 03:00 | 0 | 0.28979 | 515810
2016-12-10 04:00 | 0 | 0.27821 | 495884
2016-12-10 05:00 | 0 | 0.26299 | 477552
2016-12-10 06:00 | 0 | 0.24804 | 463945
2016-12-10 07:00 | 0 | 0.2357 | 454895
2016-12-10 08:00 | 0 | 0.22819 | 449580
2016-12-10 09:00 | 0 | 0.22808 | 450270
2016-12-10 10:00 | 0 | 0.23373 | 455532
2016-12-10 11:00 | 0 | 0.24478 | 468218
2016-12-10 12:00 | 0 | 0.2597 | 483684
2016-12-10 13:00 | 0 | 0.27714 | 496268
2016-12-10 14:00 | 0.068245 | 0.25973 | 499445
2016-12-10 15:00 | 0.3221 | 0.26231 | 493783
2016-12-10 16:00 | 0.43409 | 0.3221 | 485209
2016-12-10 17:00 | 0.45711 | 0.3693 | 475911
2016-12-10 18:00 | 0.44789 | 0.41473 | 465551
2016-12-10 19:00 | 0.44334 | 0.44939 | 457626
2016-12-10 20:00 | 0.44848 | 0.47325 | 454752
2016-12-10 21:00 | 0.4531 | 0.49736 | 462525
2016-12-10 22:00 | 0.38322 | 0.54916 | 482787
2016-12-10 23:00 | 0.12822 | 0.60337 | 498996
2016-12-11 | 0.0015759 | 0.61427 | 506135
2016-12-11 01:00 | 0 | 0.60542 | 506369
2016-12-11 02:00 | 0 | 0.58958 | 498720
2016-12-11 03:00 | 0 | 0.56752 | 485255
2016-12-11 04:00 | 0 | 0.55007 | 468080
2016-12-11 05:00 | 0 | 0.53822 | 451964
2016-12-11 06:00 | 0 | 0.53197 | 438417
2016-12-11 07:00 | 0 | 0.52462 | 428411
2016-12-11 08:00 | 0 | 0.5215 | 422924
2016-12-11 09:00 | 0 | 0.50582 | 420773
2016-12-11 10:00 | 0 | 0.48206 | 423363
2016-12-11 11:00 | 0 | 0.46154 | 429902
2016-12-11 12:00 | 0 | 0.4478 | 438684
2016-12-11 13:00 | 0 | 0.4376 | 449833
2016-12-11 14:00 | 0.049626 | 0.4148 | 455639
2016-12-11 15:00 | 0.26146 | 0.38197 | 455897
2016-12-11 16:00 | 0.41766 | 0.40624 | 452539
2016-12-11 17:00 | 0.48759 | 0.43942 | 450280
2016-12-11 18:00 | 0.48338 | 0.46778 | 447019
2016-12-11 19:00 | 0.47259 | 0.49091 | 444274
2016-12-11 20:00 | 0.49349 | 0.49773 | 443363
2016-12-11 21:00 | 0.52767 | 0.48093 | 449731
2016-12-11 22:00 | 0.46355 | 0.45661 | 468778
2016-12-11 23:00 | 0.17172 | 0.4649 | 483949
2016-12-12 | 0.001935 | 0.44827 | 490456
2016-12-12 01:00 | 0 | 0.43232 | 490156
2016-12-12 02:00 | 0 | 0.42136 | 477727
2016-12-12 03:00 | 0 | 0.41285 | 458047
2016-12-12 04:00 | 0 | 0.39789 | 435517
2016-12-12 05:00 | 0 | 0.38182 | 413850
2016-12-12 06:00 | 0 | 0.37219 | 397790
2016-12-12 07:00 | 0 | 0.36289 | 388280
2016-12-12 08:00 | 0 | 0.36081 | 383816
2016-12-12 09:00 | 0 | 0.35374 | 386705
2016-12-12 10:00 | 0 | 0.34712 | 399214
2016-12-12 11:00 | 0 | 0.34327 | 428769
2016-12-12 12:00 | 0 | 0.33818 | 459733
2016-12-12 13:00 | 0 | 0.33465 | 474570
2016-12-12 14:00 | 0.077631 | 0.30513 | 481857
2016-12-12 15:00 | 0.30685 | 0.23626 | 485452
2016-12-12 16:00 | 0.46542 | 0.22115 | 483680
2016-12-12 17:00 | 0.51106 | 0.2825 | 479136
2016-12-12 18:00 | 0.49055 | 0.34181 | 474502
2016-12-12 19:00 | 0.47486 | 0.3706 | 469330
2016-12-12 20:00 | 0.48472 | 0.3801 | 465665
2016-12-12 21:00 | 0.4916 | 0.37379 | 471122
2016-12-12 22:00 | 0.4152 | 0.39711 | 489289
2016-12-12 23:00 | 0.12978 | 0.44643 | 506586
2016-12-13 | 0.00099876 | 0.47251 | 513426
2016-12-13 01:00 | 0 | 0.49353 | 512445
2016-12-13 02:00 | 0 | 0.50773 | 498922
2016-12-13 03:00 | 0 | 0.51291 | 477079
2016-12-13 04:00 | 0 | 0.51902 | 450772
2016-12-13 05:00 | 0 | 0.5228 | 428061
2016-12-13 06:00 | 0 | 0.52392 | 411296
2016-12-13 07:00 | 0 | 0.51696 | 400863
2016-12-13 08:00 | 0 | 0.5064 | 396104
2016-12-13 09:00 | 0 | 0.48999 | 398352
2016-12-13 10:00 | 0 | 0.47742 | 412311
2016-12-13 11:00 | 0 | 0.47191 | 439986
2016-12-13 12:00 | 0 | 0.46213 | 468628
2016-12-13 13:00 | 0 | 0.44846 | 480429
2016-12-13 14:00 | 0.079673 | 0.4334 | 485323
2016-12-13 15:00 | 0.36042 | 0.38239 | 488028
2016-12-13 16:00 | 0.50833 | 0.33076 | 485695
2016-12-13 17:00 | 0.53494 | 0.34645 | 482159
2016-12-13 18:00 | 0.50567 | 0.37945 | 479438
2016-12-13 19:00 | 0.48803 | 0.40256 | 478435
2016-12-13 20:00 | 0.50054 | 0.41754 | 478561
2016-12-13 21:00 | 0.5013 | 0.41498 | 484659
2016-12-13 22:00 | 0.42526 | 0.41143 | 501507
2016-12-13 23:00 | 0.15114 | 0.48402 | 516581
2016-12-14 | 0.0016147 | 0.53873 | 522850
2016-12-14 01:00 | 0 | 0.53782 | 520842
2016-12-14 02:00 | 0 | 0.52724 | 507901
2016-12-14 03:00 | 0 | 0.52285 | 486219
2016-12-14 04:00 | 0 | 0.51513 | 461112
2016-12-14 05:00 | 0 | 0.50034 | 437754
2016-12-14 06:00 | 0 | 0.48417 | 420383
2016-12-14 07:00 | 0 | 0.46386 | 409972
2016-12-14 08:00 | 0 | 0.44649 | 405901
2016-12-14 09:00 | 0 | 0.44195 | 408921
2016-12-14 10:00 | 0 | 0.44337 | 423189
2016-12-14 11:00 | 0 | 0.44976 | 453577
2016-12-14 12:00 | 0 | 0.46149 | 483151
2016-12-14 13:00 | 0 | 0.471 | 494539
2016-12-14 14:00 | 0.050178 | 0.4405 | 497724
2016-12-14 15:00 | 0.30541 | 0.42968 | 495918
2016-12-14 16:00 | 0.43688 | 0.45643 | 492643
2016-12-14 17:00 | 0.48326 | 0.4904 | 488018
2016-12-14 18:00 | 0.47631 | 0.50852 | 486077
2016-12-14 19:00 | 0.47066 | 0.51451 | 484267
2016-12-14 20:00 | 0.48909 | 0.51145 | 485080
2016-12-14 21:00 | 0.49696 | 0.49694 | 493089
2016-12-14 22:00 | 0.41569 | 0.46642 | 512913
2016-12-14 23:00 | 0.15361 | 0.50044 | 530545
2016-12-15 | 0.0014445 | 0.50222 | 537736
2016-12-15 01:00 | 0 | 0.46331 | 537977
2016-12-15 02:00 | 0 | 0.41726 | 527870
2016-12-15 03:00 | 0 | 0.36914 | 508040
2016-12-15 04:00 | 0 | 0.32824 | 483044
2016-12-15 05:00 | 0 | 0.29653 | 460192
2016-12-15 06:00 | 0 | 0.27065 | 444580
2016-12-15 07:00 | 0 | 0.24796 | 435415
2016-12-15 08:00 | 0 | 0.23681 | 432190
2016-12-15 09:00 | 0 | 0.22649 | 436254
2016-12-15 10:00 | 0 | 0.22034 | 453968
2016-12-15 11:00 | 0 | 0.22199 | 485955
2016-12-15 12:00 | 0 | 0.23195 | 516985
2016-12-15 13:00 | 0 | 0.24743 | 529454
2016-12-15 14:00 | 0.034955 | 0.25903 | 532001
2016-12-15 15:00 | 0.25423 | 0.29202 | 530640
2016-12-15 16:00 | 0.34154 | 0.32303 | 526810
2016-12-15 17:00 | 0.36673 | 0.34743 | 521762
2016-12-15 18:00 | 0.3677 | 0.36521 | 517951
2016-12-15 19:00 | 0.36505 | 0.37752 | 515590
2016-12-15 20:00 | 0.36175 | 0.388 | 515718
2016-12-15 21:00 | 0.34756 | 0.40479 | 525072
2016-12-15 22:00 | 0.27463 | 0.42351 | 547634
2016-12-15 23:00 | 0.062033 | 0.48096 | 565975
2016-12-16 | 2.05e-05 | 0.51121 | 573691
2016-12-16 01:00 | 0 | 0.50703 | 574150
2016-12-16 02:00 | 0 | 0.48695 | 563855
2016-12-16 03:00 | 0 | 0.45571 | 542728
2016-12-16 04:00 | 0 | 0.42819 | 516634
2016-12-16 05:00 | 0 | 0.40392 | 494644
2016-12-16 06:00 | 0 | 0.38671 | 478167
2016-12-16 07:00 | 0 | 0.38523 | 468952
2016-12-16 08:00 | 0 | 0.38356 | 464287
2016-12-16 09:00 | 0 | 0.38358 | 466808
2016-12-16 10:00 | 0 | 0.38356 | 480215
2016-12-16 11:00 | 0 | 0.3882 | 509127
2016-12-16 12:00 | 0 | 0.39719 | 536307
2016-12-16 13:00 | 0 | 0.40193 | 546053
2016-12-16 14:00 | 0.029469 | 0.39279 | 547755
2016-12-16 15:00 | 0.18219 | 0.38701 | 545038
2016-12-16 16:00 | 0.32189 | 0.38602 | 537828
2016-12-16 17:00 | 0.39512 | 0.3828 | 527938
2016-12-16 18:00 | 0.41821 | 0.38238 | 521278
2016-12-16 19:00 | 0.42422 | 0.39026 | 516221
2016-12-16 20:00 | 0.4459 | 0.41284 | 512984
2016-12-16 21:00 | 0.47377 | 0.44728 | 516347
2016-12-16 22:00 | 0.42474 | 0.48641 | 528963
2016-12-16 23:00 | 0.16511 | 0.51566 | 538562
2016-12-17 | 0.0017548 | 0.52954 | 538262
2016-12-17 01:00 | 0 | 0.54068 | 534022
2016-12-17 02:00 | 0 | 0.54696 | 521280
2016-12-17 03:00 | 0 | 0.55486 | 502161
2016-12-17 04:00 | 0 | 0.57883 | 478629
2016-12-17 05:00 | 0 | 0.60484 | 456200
2016-12-17 06:00 | 0 | 0.62756 | 438385
2016-12-17 07:00 | 0 | 0.65204 | 425874
2016-12-17 08:00 | 0 | 0.67187 | 418189
2016-12-17 09:00 | 0 | 0.68499 | 415645
2016-12-17 10:00 | 0 | 0.6892 | 418795
2016-12-17 11:00 | 0 | 0.69087 | 427947
2016-12-17 12:00 | 0 | 0.68811 | 441519
2016-12-17 13:00 | 0 | 0.6713 | 458175
2016-12-17 14:00 | 0.040671 | 0.66158 | 474077
2016-12-17 15:00 | 0.34483 | 0.62199 | 484504
2016-12-17 16:00 | 0.54866 | 0.58072 | 487476
2016-12-17 17:00 | 0.55772 | 0.57371 | 484404
2016-12-17 18:00 | 0.5312 | 0.59781 | 478451
2016-12-17 19:00 | 0.51826 | 0.63463 | 472354
2016-12-17 20:00 | 0.53331 | 0.67074 | 468144
2016-12-17 21:00 | 0.55544 | 0.68852 | 470744
2016-12-17 22:00 | 0.54205 | 0.67999 | 484005
2016-12-17 23:00 | 0.22549 | 0.65553 | 495374
2016-12-18 | 0.0018111 | 0.63064 | 499639
2016-12-18 01:00 | 0 | 0.60451 | 500069
2016-12-18 02:00 | 0 | 0.58374 | 491239
2016-12-18 03:00 | 0 | 0.57207 | 479320
2016-12-18 04:00 | 0 | 0.56082 | 461403
2016-12-18 05:00 | 0 | 0.54524 | 443249
2016-12-18 06:00 | 0 | 0.52749 | 427707
2016-12-18 07:00 | 0 | 0.51122 | 417417
2016-12-18 08:00 | 0 | 0.49654 | 412050
2016-12-18 09:00 | 0 | 0.47064 | 411510
2016-12-18 10:00 | 0 | 0.44009 | 415036
2016-12-18 11:00 | 0 | 0.41713 | 424423
2016-12-18 12:00 | 0 | 0.39853 | 438142
2016-12-18 13:00 | 0 | 0.39174 | 457346
2016-12-18 14:00 | 0.08574 | 0.38993 | 474790
2016-12-18 15:00 | 0.49042 | 0.34076 | 485275
2016-12-18 16:00 | 0.65036 | 0.27617 | 488225
2016-12-18 17:00 | 0.62786 | 0.27764 | 487242
2016-12-18 18:00 | 0.58885 | 0.29185 | 484137
2016-12-18 19:00 | 0.57185 | 0.29843 | 480659
2016-12-18 20:00 | 0.58722 | 0.30567 | 479543
2016-12-18 21:00 | 0.61569 | 0.30905 | 486497
2016-12-18 22:00 | 0.56998 | 0.3594 | 505481
2016-12-18 23:00 | 0.21815 | 0.44216 | 525851
2016-12-19 | 0.002806 | 0.51372 | 537426
2016-12-19 01:00 | 0 | 0.54668 | 542277
2016-12-19 02:00 | 0 | 0.55543 | 534931
2016-12-19 03:00 | 0 | 0.5645 | 519640
2016-12-19 04:00 | 0 | 0.57968 | 499938
2016-12-19 05:00 | 0 | 0.59477 | 481449
2016-12-19 06:00 | 0 | 0.60459 | 468614
2016-12-19 07:00 | 0 | 0.60922 | 461616
2016-12-19 08:00 | 0 | 0.60989 | 459526
2016-12-19 09:00 | 0 | 0.60255 | 463945
2016-12-19 10:00 | 0 | 0.59446 | 480074
2016-12-19 11:00 | 0 | 0.59125 | 510834
2016-12-19 12:00 | 0 | 0.58977 | 542300
2016-12-19 13:00 | 0 | 0.58928 | 559266
2016-12-19 14:00 | 0.034472 | 0.56355 | 565631
2016-12-19 15:00 | 0.43438 | 0.47045 | 563343
2016-12-19 16:00 | 0.59115 | 0.39615 | 555471
2016-12-19 17:00 | 0.58021 | 0.3972 | 545422
2016-12-19 18:00 | 0.55009 | 0.44331 | 536491
2016-12-19 19:00 | 0.53303 | 0.48065 | 528857
2016-12-19 20:00 | 0.54548 | 0.50786 | 525223
2016-12-19 21:00 | 0.5696 | 0.55828 | 529043
2016-12-19 22:00 | 0.50964 | 0.70921 | 548076
2016-12-19 23:00 | 0.22809 | 0.81683 | 567860
2016-12-20 | 0.0029418 | 0.85892 | 576875
2016-12-20 01:00 | 0 | 0.87688 | 577523
2016-12-20 02:00 | 0 | 0.88115 | 566272
2016-12-20 03:00 | 0 | 0.88767 | 545611
2016-12-20 04:00 | 0 | 0.89717 | 520703
2016-12-20 05:00 | 0 | 0.89965 | 498602
2016-12-20 06:00 | 0 | 0.89398 | 480938
2016-12-20 07:00 | 0 | 0.884 | 470824
2016-12-20 08:00 | 0 | 0.869 | 467099
2016-12-20 09:00 | 0 | 0.85397 | 470497
2016-12-20 10:00 | 0 | 0.84754 | 483373
2016-12-20 11:00 | 0 | 0.84386 | 509656
2016-12-20 12:00 | 0 | 0.82415 | 537310
2016-12-20 13:00 | 0 | 0.79622 | 547315
2016-12-20 14:00 | 0.037892 | 0.71372 | 545994
2016-12-20 15:00 | 0.43035 | 0.55863 | 537898
2016-12-20 16:00 | 0.5851 | 0.40151 | 525586
2016-12-20 17:00 | 0.58562 | 0.36268 | 511467
2016-12-20 18:00 | 0.54551 | 0.37676 | 499927
2016-12-20 19:00 | 0.52171 | 0.37875 | 491141
2016-12-20 20:00 | 0.53037 | 0.38089 | 486462
2016-12-20 21:00 | 0.53592 | 0.42794 | 490003
2016-12-20 22:00 | 0.45063 | 0.50718 | 509653
2016-12-20 23:00 | 0.1518 | 0.54771 | 529350
2016-12-21 | 0.0029824 | 0.59463 | 539075
2016-12-21 01:00 | 0 | 0.6364 | 541622
2016-12-21 02:00 | 0 | 0.6761 | 532200
2016-12-21 03:00 | 0 | 0.71479 | 513573
2016-12-21 04:00 | 0 | 0.73252 | 490567
2016-12-21 05:00 | 0 | 0.73452 | 468962
2016-12-21 06:00 | 0 | 0.7343 | 453796
2016-12-21 07:00 | 0 | 0.73454 | 445178
2016-12-21 08:00 | 0 | 0.73425 | 441880
2016-12-21 09:00 | 0 | 0.73834 | 444408
2016-12-21 10:00 | 0 | 0.74579 | 456626
2016-12-21 11:00 | 0 | 0.76246 | 483811
2016-12-21 12:00 | 0 | 0.7826 | 510286
2016-12-21 13:00 | 0 | 0.80063 | 520079
2016-12-21 14:00 | 0.034087 | 0.73504 | 517715
2016-12-21 15:00 | 0.17097 | 0.57903 | 509230
2016-12-21 16:00 | 0.30738 | 0.49612 | 497804
2016-12-21 17:00 | 0.36807 | 0.53692 | 485887
2016-12-21 18:00 | 0.38004 | 0.61254 | 475256
2016-12-21 19:00 | 0.3791 | 0.66402 | 467024
2016-12-21 20:00 | 0.38052 | 0.69069 | 464161
2016-12-21 21:00 | 0.36492 | 0.71917 | 469351
2016-12-21 22:00 | 0.30241 | 0.78256 | 486513
2016-12-21 23:00 | 0.10896 | 0.82479 | 502430
2016-12-22 | 0.0012124 | 0.83637 | 509163
2016-12-22 01:00 | 0 | 0.82779 | 509868
2016-12-22 02:00 | 0 | 0.81489 | 500571
2016-12-22 03:00 | 0 | 0.80652 | 482877
2016-12-22 04:00 | 0 | 0.78658 | 460330
2016-12-22 05:00 | 0 | 0.76152 | 440070
2016-12-22 06:00 | 0 | 0.74035 | 423190
2016-12-22 07:00 | 0 | 0.71191 | 411998
2016-12-22 08:00 | 0 | 0.68555 | 406434
2016-12-22 09:00 | 0 | 0.65724 | 407653
2016-12-22 10:00 | 0 | 0.62109 | 417723
2016-12-22 11:00 | 0 | 0.57785 | 441338
2016-12-22 12:00 | 0 | 0.53364 | 468480
2016-12-22 13:00 | 0 | 0.49787 | 481338
2016-12-22 14:00 | 0.018919 | 0.4309 | 484535
2016-12-22 15:00 | 0.091037 | 0.35842 | 482772
2016-12-22 16:00 | 0.22247 | 0.27019 | 476519
2016-12-22 17:00 | 0.30009 | 0.22943 | 467884
2016-12-22 18:00 | 0.33538 | 0.23819 | 460572
2016-12-22 19:00 | 0.34461 | 0.25639 | 455456
2016-12-22 20:00 | 0.34835 | 0.27997 | 454145
2016-12-22 21:00 | 0.3398 | 0.38178 | 459862
2016-12-22 22:00 | 0.28688 | 0.52788 | 475102
2016-12-22 23:00 | 0.13043 | 0.59947 | 489576
2016-12-23 | 0.0016122 | 0.62738 | 495798
2016-12-23 01:00 | 0 | 0.63333 | 497223
2016-12-23 02:00 | 0 | 0.62986 | 487588
2016-12-23 03:00 | 0 | 0.62675 | 472798
2016-12-23 04:00 | 0 | 0.62705 | 451296
2016-12-23 05:00 | 0 | 0.62692 | 429186
2016-12-23 06:00 | 0 | 0.62615 | 412910
2016-12-23 07:00 | 0 | 0.62134 | 401630
2016-12-23 08:00 | 0 | 0.6171 | 396314
2016-12-23 09:00 | 0 | 0.62294 | 397588
2016-12-23 10:00 | 0 | 0.63818 | 405943
2016-12-23 11:00 | 0 | 0.65648 | 424029
2016-12-23 12:00 | 0 | 0.67075 | 444616
2016-12-23 13:00 | 0 | 0.6697 | 458812
2016-12-23 14:00 | 0.019464 | 0.63157 | 465951
2016-12-23 15:00 | 0.2363 | 0.53461 | 466609
2016-12-23 16:00 | 0.36445 | 0.48939 | 463057
2016-12-23 17:00 | 0.42029 | 0.48697 | 457024
2016-12-23 18:00 | 0.42136 | 0.48154 | 451089
2016-12-23 19:00 | 0.42519 | 0.45183 | 446074
2016-12-23 20:00 | 0.43887 | 0.39245 | 443898
2016-12-23 21:00 | 0.44904 | 0.35112 | 449172
2016-12-23 22:00 | 0.3657 | 0.41582 | 463676
2016-12-23 23:00 | 0.11724 | 0.45572 | 474071
2016-12-24 | 0.00086813 | 0.46013 | 476015
2016-12-24 01:00 | 0 | 0.44129 | 472752
2016-12-24 02:00 | 0 | 0.40968 | 462869
2016-12-24 03:00 | 0 | 0.39241 | 446590
2016-12-24 04:00 | 0 | 0.37783 | 425537
2016-12-24 05:00 | 0 | 0.35993 | 404551
2016-12-24 06:00 | 0 | 0.3388 | 388257
2016-12-24 07:00 | 0 | 0.31799 | 375554
2016-12-24 08:00 | 0 | 0.30513 | 366969
2016-12-24 09:00 | 0 | 0.28924 | 363078
2016-12-24 10:00 | 0 | 0.28067 | 363251
2016-12-24 11:00 | 0 | 0.27563 | 369381
2016-12-24 12:00 | 0 | 0.27428 | 381480
2016-12-24 13:00 | 0 | 0.2834 | 398053
2016-12-24 14:00 | 0.033179 | 0.28864 | 415360
2016-12-24 15:00 | 0.32833 | 0.22943 | 428043
2016-12-24 16:00 | 0.44894 | 0.18798 | 433806
2016-12-24 17:00 | 0.47369 | 0.22227 | 433274
2016-12-24 18:00 | 0.46236 | 0.27503 | 428294
2016-12-24 19:00 | 0.4569 | 0.30938 | 423092
2016-12-24 20:00 | 0.46708 | 0.33916 | 419950
2016-12-24 21:00 | 0.47422 | 0.37689 | 420867
2016-12-24 22:00 | 0.39101 | 0.51925 | 429184
2016-12-24 23:00 | 0.11863 | 0.68853 | 434716
2016-12-25 | 0.0013198 | 0.74563 | 434106
2016-12-25 01:00 | 0 | 0.73086 | 431811
2016-12-25 02:00 | 0 | 0.67189 | 424473
2016-12-25 03:00 | 0 | 0.62163 | 414284
2016-12-25 04:00 | 0 | 0.59541 | 400191
2016-12-25 05:00 | 0 | 0.58242 | 383442
2016-12-25 06:00 | 0 | 0.58787 | 370192
2016-12-25 07:00 | 0 | 0.60199 | 360271
2016-12-25 08:00 | 0 | 0.6126 | 353271
2016-12-25 09:00 | 0 | 0.62226 | 350538
2016-12-25 10:00 | 0 | 0.6482 | 352300
2016-12-25 11:00 | 0 | 0.67752 | 358203
2016-12-25 12:00 | 0 | 0.70663 | 367970
2016-12-25 13:00 | 0 | 0.73766 | 382950
2016-12-25 14:00 | 0.033636 | 0.77113 | 396269
2016-12-25 15:00 | 0.29757 | 0.78498 | 403256
2016-12-25 16:00 | 0.46553 | 0.79523 | 405805
2016-12-25 17:00 | 0.50548 | 0.81045 | 404927
2016-12-25 18:00 | 0.49459 | 0.82808 | 400037
2016-12-25 19:00 | 0.48588 | 0.84999 | 394876
2016-12-25 20:00 | 0.50152 | 0.86734 | 390187
2016-12-25 21:00 | 0.52549 | 0.88805 | 389975
2016-12-25 22:00 | 0.47188 | 0.9048 | 398888
2016-12-25 23:00 | 0.1837 | 0.92466 | 408809
2016-12-26 | 0.0013995 | 0.92253 | 414867
2016-12-26 01:00 | 0 | 0.91107 | 418361
2016-12-26 02:00 | 0 | 0.88883 | 414284
2016-12-26 03:00 | 0 | 0.8814 | 404879
2016-12-26 04:00 | 0 | 0.87328 | 390156
2016-12-26 05:00 | 0 | 0.86757 | 375132
2016-12-26 06:00 | 0 | 0.86395 | 362658
2016-12-26 07:00 | 0 | 0.86203 | 353699
2016-12-26 08:00 | 0 | 0.85667 | 348608
2016-12-26 09:00 | 0 | 0.84155 | 347460
2016-12-26 10:00 | 0 | 0.83064 | 351425
2016-12-26 11:00 | 0 | 0.81583 | 360472
2016-12-26 12:00 | 0 | 0.80204 | 372219
2016-12-26 13:00 | 0 | 0.78995 | 386382
2016-12-26 14:00 | 0.037568 | 0.71759 | 402763
2016-12-26 15:00 | 0.44785 | 0.64497 | 415695
2016-12-26 16:00 | 0.61754 | 0.68585 | 423628
2016-12-26 17:00 | 0.60783 | 0.69351 | 425977
2016-12-26 18:00 | 0.56815 | 0.67925 | 424365
2016-12-26 19:00 | 0.55057 | 0.67451 | 421404
2016-12-26 20:00 | 0.56958 | 0.66289 | 419521
2016-12-26 21:00 | 0.59799 | 0.63181 | 423752
2016-12-26 22:00 | 0.51989 | 0.63488 | 436949
2016-12-26 23:00 | 0.18574 | 0.64107 | 451101
2016-12-27 | 0.0016102 | 0.64278 | 457182
2016-12-27 01:00 | 0 | 0.64502 | 456649
2016-12-27 02:00 | 0 | 0.64303 | 445529
2016-12-27 03:00 | 0 | 0.63856 | 428812
2016-12-27 04:00 | 0 | 0.63855 | 407088
2016-12-27 05:00 | 0 | 0.63862 | 386994
2016-12-27 06:00 | 0 | 0.63699 | 370840
2016-12-27 07:00 | 0 | 0.62298 | 360758
2016-12-27 08:00 | 0 | 0.5995 | 355649
2016-12-27 09:00 | 0 | 0.564 | 355194
2016-12-27 10:00 | 0 | 0.52854 | 363773
2016-12-27 11:00 | 0 | 0.50498 | 381884
2016-12-27 12:00 | 0 | 0.49361 | 404862
2016-12-27 13:00 | 0 | 0.49298 | 423598
2016-12-27 14:00 | 0.076485 | 0.45973 | 438131
2016-12-27 15:00 | 0.4282 | 0.34003 | 446838
2016-12-27 16:00 | 0.57818 | 0.24958 | 449707
2016-12-27 17:00 | 0.58181 | 0.24193 | 447435
2016-12-27 18:00 | 0.5438 | 0.27182 | 443791
2016-12-27 19:00 | 0.52405 | 0.2917 | 440307
2016-12-27 20:00 | 0.53867 | 0.31269 | 438806
2016-12-27 21:00 | 0.56243 | 0.38214 | 441567
2016-12-27 22:00 | 0.48888 | 0.50886 | 455269
2016-12-27 23:00 | 0.18982 | 0.61866 | 470265
2016-12-28 | 0.0027315 | 0.69105 | 475038
2016-12-28 01:00 | 0 | 0.74942 | 473497
2016-12-28 02:00 | 0 | 0.79499 | 462033
2016-12-28 03:00 | 0 | 0.83252 | 443776
2016-12-28 04:00 | 0 | 0.8639 | 422447
2016-12-28 05:00 | 0 | 0.87228 | 402556
2016-12-28 06:00 | 0 | 0.86302 | 387175
2016-12-28 07:00 | 0 | 0.84526 | 377738
2016-12-28 08:00 | 0 | 0.82933 | 373272
2016-12-28 09:00 | 0 | 0.81164 | 374497
2016-12-28 10:00 | 0 | 0.79934 | 384252
2016-12-28 11:00 | 0 | 0.79481 | 403077
2016-12-28 12:00 | 0 | 0.79305 | 427341
2016-12-28 13:00 | 0 | 0.799 | 443446
2016-12-28 14:00 | 0.032394 | 0.74703 | 452691
2016-12-28 15:00 | 0.33795 | 0.57599 | 456814
2016-12-28 16:00 | 0.52394 | 0.47493 | 456842
2016-12-28 17:00 | 0.54613 | 0.54654 | 453459
2016-12-28 18:00 | 0.51369 | 0.62825 | 449712
2016-12-28 19:00 | 0.49848 | 0.65336 | 446431
2016-12-28 20:00 | 0.51459 | 0.6624 | 444718
2016-12-28 21:00 | 0.53599 | 0.69437 | 448630
2016-12-28 22:00 | 0.46663 | 0.79235 | 463782
2016-12-28 23:00 | 0.19042 | 0.87426 | 477506
2016-12-29 | 0.0016683 | 0.91706 | 481095
2016-12-29 01:00 | 0 | 0.92816 | 479408
2016-12-29 02:00 | 0 | 0.9319 | 468166
2016-12-29 03:00 | 0 | 0.93426 | 448978
2016-12-29 04:00 | 0 | 0.93347 | 426749
2016-12-29 05:00 | 0 | 0.9235 | 407362
2016-12-29 06:00 | 0 | 0.91033 | 391950
2016-12-29 07:00 | 0 | 0.89451 | 380919
2016-12-29 08:00 | 0 | 0.87919 | 374964
2016-12-29 09:00 | 0 | 0.86798 | 375678
2016-12-29 10:00 | 0 | 0.85489 | 383293
2016-12-29 11:00 | 0 | 0.84381 | 400267
2016-12-29 12:00 | 0 | 0.83544 | 422823
2016-12-29 13:00 | 0 | 0.82554 | 439712
2016-12-29 14:00 | 0.053651 | 0.74334 | 451937
2016-12-29 15:00 | 0.35059 | 0.65793 | 458406
2016-12-29 16:00 | 0.5094 | 0.66335 | 459642
2016-12-29 17:00 | 0.52178 | 0.67686 | 457177
2016-12-29 18:00 | 0.49245 | 0.65697 | 453413
2016-12-29 19:00 | 0.47417 | 0.61991 | 448588
2016-12-29 20:00 | 0.47443 | 0.58244 | 445166
2016-12-29 21:00 | 0.491 | 0.53842 | 448553
2016-12-29 22:00 | 0.41173 | 0.55844 | 463901
2016-12-29 23:00 | 0.17009 | 0.58742 | 480596
2016-12-30 | 0.0016277 | 0.60732 | 486871
2016-12-30 01:00 | 0 | 0.61598 | 487082
2016-12-30 02:00 | 0 | 0.61955 | 476994
2016-12-30 03:00 | 0 | 0.63139 | 460130
2016-12-30 04:00 | 0 | 0.64122 | 439914
2016-12-30 05:00 | 0 | 0.64251 | 421903
2016-12-30 06:00 | 0 | 0.63847 | 407091
2016-12-30 07:00 | 0 | 0.63143 | 398686
2016-12-30 08:00 | 0 | 0.62491 | 394429
2016-12-30 09:00 | 0 | 0.6231 | 396327
2016-12-30 10:00 | 0 | 0.62508 | 405523
2016-12-30 11:00 | 0 | 0.63262 | 425145
2016-12-30 12:00 | 0 | 0.64758 | 447660
2016-12-30 13:00 | 0 | 0.66833 | 463447
2016-12-30 14:00 | 0.066719 | 0.61355 | 470223
2016-12-30 15:00 | 0.33992 | 0.49243 | 471272
2016-12-30 16:00 | 0.48141 | 0.49189 | 467833
2016-12-30 17:00 | 0.5036 | 0.58274 | 461282
2016-12-30 18:00 | 0.4784 | 0.63601 | 453356
2016-12-30 19:00 | 0.46424 | 0.67126 | 446082
2016-12-30 20:00 | 0.47219 | 0.68752 | 441690
2016-12-30 21:00 | 0.48048 | 0.73834 | 446474
2016-12-30 22:00 | 0.39249 | 0.78405 | 463624
2016-12-30 23:00 | 0.13147 | 0.81133 | 481092
2016-12-31 | 0.0013272 | 0.82084 | 487680
2016-12-31 01:00 | 0 | 0.81546 | 489425
2016-12-31 02:00 | 0 | 0.8063 | 481878
2016-12-31 03:00 | 0 | 0.8072 | 468220
2016-12-31 04:00 | 0 | 0.79934 | 450956
2016-12-31 05:00 | 0 | 0.79354 | 433000
2016-12-31 06:00 | 0 | 0.79506 | 420297
2016-12-31 07:00 | 0 | 0.79259 | 411686
2016-12-31 08:00 | 0 | 0.77895 | 406155
2016-12-31 09:00 | 0 | 0.75431 | 404289
2016-12-31 10:00 | 0 | 0.72933 | 407850
2016-12-31 11:00 | 0 | 0.70563 | 415139
2016-12-31 12:00 | 0 | 0.68337 | 426446
2016-12-31 13:00 | 0 | 0.65616 | 437460
2016-12-31 14:00 | 0.036427 | 0.55801 | 444140
2016-12-31 15:00 | 0.29475 | 0.49612 | 446688
2016-12-31 16:00 | 0.45444 | 0.45406 | 445791
2016-12-31 17:00 | 0.50867 | 0.40843 | 442001
2016-12-31 18:00 | 0.49731 | 0.39735 | 437484
2016-12-31 19:00 | 0.48732 | 0.39133 | 433876
2016-12-31 20:00 | 0.4976 | 0.38105 | 432009
2016-12-31 21:00 | 0.5139 | 0.37142 | 435982
2016-12-31 22:00 | 0.43958 | 0.41346 | 450070
2016-12-31 23:00 | 0.1567 | 0.48672 | 459604
2017-01-01 | 0.0017613 | 0.54371 | 460100

## case results
| objective [€] | system cost [€/h]
0 | 256796171001.0361 | 29234536.7715

## component results
| carrier | Capacity Factor | Capital Expenditure [€] | Curtailment [MWh] | Dispatch [MW] | Installed Capacity [MW] | Market Value [€/MWh] | Operational Expenditure [€] | Optimal Capacity [MW] | Revenue [€] | Supply [MW] | Withdrawal [MW]
Generator | geothermal |  | 0 | 0 | 0 | 0 |  | 0 | 0 | 0 | 0 | 0
| natgas |  | 0 | 0 | 0 | 0 |  | 0 | 0 | 0 | 0 | 0
| natgas_wCCS |  | 0 | 0 | 0 | 0 |  | 0 | 0 | 0 | 0 | 0
| nuclear |  | 0 | 0 | 0 | 0 |  | 0 | 0 | 0 | 0 | 0
| onwind | 0.19345 | 105671671030.5021 | 2144549436.2682 | 1673371858.4632 | 0 | 64.6489 | 2510057787.6947 | 984651.6929 | 108181728818.1163 | 1673371858.4632 | 0
| solar-utility | 0.27248 | 49003596347.7081 | 40727650.4949 | 2365490268.9507 | 0 | 20.716 | 0 | 988200.2212 | 49003596347.7302 | 2365490268.9507 | 0
Link | direct air capture |  | 0 |  | 0 | 0 |  | 0 | 0 | 0 | 0 | 0
| geothermal |  | 0 |  | 0 | 0 |  | 0 | 0 | 0 | 0 | 0
| gravity_brick_store | 0.72808 | 8265711180.6148 |  | 1.8888e-08 | 0 | 3.381e+17 | 0 | 245556.2427 | 8265711180.6153 | 1570628470.6189 | -1570628470.6189
| hydrogen_store | 0.05917 | 52776646468.2913 |  | -118320186.5772 | 0 | -446.0618 | 1474059.0431 | 227622.9632 | 52778120527.4213 | 83108159.1758 | -118320186.5772
| lead_acid_store |  | 0 |  | 0 | 0 |  | 0 | 0 | 0 | 0 | 0
| liquid_air_store | 0.0076339 | 596244946.2625 |  | -1508739.8413 | 0 | -395.194 | 0 | 22497.0497 | 596244946.2632 | 1508739.8413 | -1508739.8413
| lithium_ion_lfp_store | 0.065137 | 83505939.0524 |  | -2.1828e-10 | 0 | -1.5303e+19 | 0 | 7621.5577 | 83505939.0524 | 4361287.8247 | -4361287.8247
| lithium_ion_nmc_store |  | 0 |  | 0 | 0 |  | 0 | 0 | 0 | 0 | 0
| natgas |  | 0 |  | 0 | 0 |  | 0 | 0 | 0 | 0 | 0
| natgas_wCCS |  | 0 |  | 0 | 0 |  | 0 | 0 | 0 | 0 | 0
| ni_zn_store |  | 0 |  | 0 | 0 |  | 0 | 0 | 0 | 0 | 0
| redox_store |  | 0 |  | 0 | 0 |  | 0 | 0 | 0 | 0 | 0
| zn_br_flow_store |  | 0 |  | 0 | 0 |  | 0 | 0 | 0 | 0 | 0
| zn_br_nonflow_store |  | 0 |  | 0 | 0 |  | 0 | 0 | 0 | 0 | 0
Load | load |  |  |  | -4003477506 |  | -64.1433 |  |  | 256796171001.0301 | 0 | -4003477506
StorageUnit | battery storage |  | 0 | 0 | 0 | 0 |  | 0 | 0 | 0 | 0 | 0
Store | co2 atmosphere |  | 0 |  | 0 | 0 |  | 0 | 0 | 0 | 0 | 0
| gravity_brick_store | 0.40844 | 34836180240.0103 |  | 1.8888e-08 | 0 | 1.425e+18 | 0 | 2758564.9557 | 34836180240.094 | 785314235.3095 | -785314235.3095
| hydrogen_store | 0.41445 | 2491558998.1613 |  | -172594.0124 | 0 | -14435.9527 | 0 | 11850893.3337 | 2491558998.1591 | 52490864.0274 | -52663458.0398
| lead_acid_store |  | 0 |  | 0 | 0 |  | 0 | 0 | 0 | 0 | 0
| liquid_air_store | 0.42805 | 320628197.2286 |  | -5.0596e-10 | 0 | -2.7715e+17 | 0 | 23537.7521 | 320628197.2278 | 752236.9277 | -752236.9277
| lithium_ion_lfp_store | 0.091197 | 238895806.3505 |  | -2.1828e-10 | 0 | -4.3778e+19 | 0 | 7621.5577 | 238895806.3505 | 2180643.9124 | -2180643.9124
| lithium_ion_nmc_store |  | 0 |  | 0 | 0 |  | 0 | 0 | 0 | 0 | 0
| load shifting backward |  | 0 |  | 0 | 0 |  | 0 | 0 | 0 | 0 | 0
| load shifting forward |  | 0 |  | 0 | 0 |  | 0 | 0 | 0 | 0 | 0
| ni_zn_store |  | 0 |  | 0 | 0 |  | 0 | 0 | 0 | 0 | 0
| redox_store |  | 0 |  | 0 | 0 |  | 0 | 0 | 0 | 0 | 0
| zn_br_flow_store |  | 0 |  | 0 | 0 |  | 0 | 0 | 0 | 0 | 0
| zn_br_nonflow_store |  | 0 |  | 0 | 0 |  | 0 | 0 | 0 | 0 | 0

## time results
snapshot | CCGT dispatch | CCGT % wCCS dispatch | geothermal dispatch | nuclear dispatch | onwind dispatch | solar-utility dispatch | load load | battery storage charged | battery storage discharged | battery storage state of charge | Gravity-Brick-store state of charge | Lead-Acid-store state of charge | Liquid-Air-store state of charge | Lithium-Ion-LFP-store state of charge | Lithium-Ion-NMC-store state of charge | Ni-Zn-store state of charge | Vanadium-Redox-Flow-store state of charge | Zn-Br-Flow-store state of charge | Zn-Br-Nonflow-store state of charge | co2 atmosphere state of charge | hydrogen storage underground state of charge | load shifting backward state of charge | load shifting forward state of charge | CCGT % link dispatch | CCGT % link wCCS dispatch | Gravity-Brick-bicharger dispatch | Lead-Acid-bicharger dispatch | Liquid-Air-charger dispatch | Liquid-Air-discharger dispatch | Lithium-Ion-LFP-bicharger dispatch | Lithium-Ion-NMC-bicharger dispatch | Ni-Zn-bicharger dispatch | Vanadium-Redox-Flow-bicharger dispatch | Zn-Br-Flow-bicharger dispatch | Zn-Br-Nonflow-bicharger dispatch | direct air capture dispatch | electrolysis dispatch | fuel cell dispatch | geothermal % link dispatch
2016-01-01 | 0 | 0 | 0 | 0 | 552423.1635 | 1701.7312 | 470809 | 0 | 0 | 0 | 1221400.928 | 0 | 16285.5761 | 0 | 0 | 0 | 0 | 0 | 0 | 0 | 10616603.3681 | 0 | 0 | 0 | 0 | 61218.8777 | 0 | 0 | 0 | 0 | 0 | 0 | 0 | 0 | 0 | 0 | 22097.017 | 0 | 0
2016-01-01 01:00 | 0 | 0 | 0 | 0 | 239433.7744 | 0 | 462893 | 0 | 0 | 0 | 975844.6854 | 0 | 16285.5761 | 0 | 0 | 0 | 0 | 0 | 0 | 0 | 10634238.5153 | 0 | 0 | 0 | 0 | -245556.2427 | 0 | 0 | 0 | 0 | 0 | 0 | 0 | 0 | 0 | 0 | 22097.017 | 0 | 0
2016-01-01 02:00 | 0 | 0 | 0 | 0 | 552635.805 | 0 | 452352 | 0 | 0 | 0 | 1054031.4733 | 0 | 16285.5761 | 0 | 0 | 0 | 0 | 0 | 0 | 0 | 10651873.592 | 0 | 0 | 0 | 0 | 78186.7879 | 0 | 0 | 0 | 0 | 0 | 0 | 0 | 0 | 0 | 0 | 22097.017 | 0 | 0
2016-01-01 03:00 | 0 | 0 | 0 | 0 | 215217.7744 | 0 | 438677 | 0 | 0 | 0 | 808475.2306 | 0 | 16285.5761 | 0 | 0 | 0 | 0 | 0 | 0 | 0 | 10669508.5982 | 0 | 0 | 0 | 0 | -245556.2427 | 0 | 0 | 0 | 0 | 0 | 0 | 0 | 0 | 0 | 0 | 22097.017 | 0 | 0
2016-01-01 04:00 | 0 | 0 | 0 | 0 | 200049.0737 | 0 | 423295 | 0 | 0 | 0 | 562918.9879 | 0 | 16498.8754 | 0 | 0 | 0 | 0 | 0 | 0 | 0 | 10687143.5338 | 0 | 0 | 0 | 0 | -245556.2427 | 0 | 213.2993 | 0 | 0 | 0 | 0 | 0 | 0 | 0 | 0 | 22097.017 | 0 | 0
2016-01-01 05:00 | 0 | 0 | 0 | 0 | 187519.7744 | 0 | 410979 | 0 | 0 | 0 | 317362.7452 | 0 | 16498.8754 | 0 | 0 | 0 | 0 | 0 | 0 | 0 | 10704778.3988 | 0 | 0 | 0 | 0 | -245556.2427 | 0 | 0 | 0 | 0 | 0 | 0 | 0 | 0 | 0 | 0 | 22097.017 | 0 | 0
2016-01-01 06:00 | 0 | 0 | 0 | 0 | 624226.3902 | 0 | 400444 | 0 | 0 | 0 | 518834.819 | 0 | 16712.1746 | 0 | 0 | 0 | 0 | 0 | 0 | 0 | 10722413.1934 | 0 | 0 | 0 | 0 | 201472.0738 | 0 | 213.2993 | 0 | 0 | 0 | 0 | 0 | 0 | 0 | 0 | 22097.017 | 0 | 0
2016-01-01 07:00 | 0 | 0 | 0 | 0 | 167385.7744 | 0 | 390845 | 0 | 0 | 0 | 273278.5764 | 0 | 16712.1746 | 0 | 0 | 0 | 0 | 0 | 0 | 0 | 10740047.9173 | 0 | 0 | 0 | 0 | -245556.2427 | 0 | 0 | 0 | 0 | 0 | 0 | 0 | 0 | 0 | 0 | 22097.017 | 0 | 0
2016-01-01 08:00 | 0 | 0 | 0 | 0 | 634909.0516 | 0 | 383868 | 0 | 0 | 0 | 502222.611 | 0 | 16712.1746 | 0 | 0 | 0 | 0 | 0 | 0 | 0 | 10757682.5708 | 0 | 0 | 0 | 0 | 228944.0346 | 0 | 0 | 0 | 0 | 0 | 0 | 0 | 0 | 0 | 0 | 22097.017 | 0 | 0
2016-01-01 09:00 | 0 | 0 | 0 | 0 | 158787.7744 | 0 | 382247 | 0 | 0 | 0 | 256666.3683 | 0 | 16712.1746 | 0 | 0 | 0 | 0 | 0 | 0 | 0 | 10775317.1537 | 0 | 0 | 0 | 0 | -245556.2427 | 0 | 0 | 0 | 0 | 0 | 0 | 0 | 0 | 0 | 0 | 22097.017 | 0 | 0
2016-01-01 10:00 | 0 | 0 | 0 | 0 | 632022.8258 | 0 | 385757 | 0 | 0 | 0 | 480621.8778 | 0 | 16925.4739 | 0 | 0 | 0 | 0 | 0 | 0 | 0 | 10792951.6661 | 0 | 0 | 0 | 0 | 223955.5095 | 0 | 213.2993 | 0 | 0 | 0 | 0 | 0 | 0 | 0 | 0 | 22097.017 | 0 | 0
2016-01-01 11:00 | 0 | 0 | 0 | 0 | 167484.7744 | 0 | 390944 | 0 | 0 | 0 | 235065.6351 | 0 | 16925.4739 | 0 | 0 | 0 | 0 | 0 | 0 | 0 | 10810586.1079 | 0 | 0 | 0 | 0 | -245556.2427 | 0 | 0 | 0 | 0 | 0 | 0 | 0 | 0 | 0 | 0 | 22097.017 | 0 | 0
2016-01-01 12:00 | 0 | 0 | 0 | 0 | 630992.572 | 0 | 398539 | 0 | 0 | 0 | 445208.8907 | 0 | 17138.7732 | 0 | 0 | 0 | 0 | 0 | 0 | 0 | 10828220.4792 | 0 | 0 | 0 | 0 | 210143.2556 | 0 | 213.2993 | 0 | 0 | 0 | 0 | 0 | 0 | 0 | 0 | 22097.017 | 0 | 0
2016-01-01 13:00 | 0 | 0 | 0 | 0 | 184088.7744 | 0 | 407548 | 0 | 0 | 0 | 199652.648 | 0 | 17138.7732 | 0 | 0 | 0 | 0 | 0 | 0 | 0 | 10845854.7799 | 0 | 0 | 0 | 0 | -245556.2427 | 0 | 0 | 0 | 0 | 0 | 0 | 0 | 0 | 0 | 0 | 22097.017 | 0 | 0
2016-01-01 14:00 | 0 | 0 | 0 | 0 | 587429.2199 | 44494.7279 | 420289 | 0 | 0 | 0 | 388977.2794 | 0 | 17352.0725 | 0 | 0 | 0 | 0 | 0 | 0 | 0 | 10863489.0102 | 0 | 0 | 0 | 0 | 189324.6314 | 0 | 213.2993 | 0 | 0 | 0 | 0 | 0 | 0 | 0 | 0 | 22097.017 | 0 | 0
2016-01-01 15:00 | 0 | 0 | 0 | 0 | 0 | 397855.1119 | 431770 | 0 | 0 | 0 | 332965.3743 | 0 | 17352.0725 | 0 | 0 | 0 | 0 | 0 | 0 | 0 | 10881123.1698 | 0 | 0 | 0 | 0 | -56011.9051 | 0 | 0 | 0 | 0 | 0 | 0 | 0 | 0 | 0 | 0 | 22097.017 | 0 | 0
2016-01-01 16:00 | 0 | 0 | 0 | 0 | 128950.5132 | 577396.0458 | 438480 | 0 | 0 | 0 | 578521.617 | 0 | 17565.3718 | 0 | 0 | 0 | 0 | 0 | 0 | 0 | 10898757.259 | 0 | 0 | 0 | 0 | 245556.2427 | 0 | 213.2993 | 0 | 0 | 0 | 0 | 0 | 0 | 0 | 0 | 22097.017 | 0 | 0
2016-01-01 17:00 | 0 | 0 | 0 | 0 | 0 | 577899.5308 | 440338 | 0 | 0 | 0 | 693986.1308 | 0 | 17565.3718 | 0 | 0 | 0 | 0 | 0 | 0 | 0 | 10916391.2776 | 0 | 0 | 0 | 0 | 115464.5138 | 0 | 0 | 0 | 0 | 0 | 0 | 0 | 0 | 0 | 0 | 22097.017 | 0 | 0
2016-01-01 18:00 | 0 | 0 | 0 | 0 | 164271.3331 | 541631.2259 | 438036 | 0 | 0 | 0 | 939542.3735 | 0 | 17778.6711 | 0 | 0 | 0 | 0 | 0 | 0 | 0 | 10934025.2257 | 0 | 0 | 0 | 0 | 245556.2427 | 0 | 213.2993 | 0 | 0 | 0 | 0 | 0 | 0 | 0 | 0 | 22097.017 | 0 | 0
2016-01-01 19:00 | 0 | 0 | 0 | 0 | 0 | 527559.8951 | 432321 | 0 | 0 | 0 | 1012684.2516 | 0 | 17778.6711 | 0 | 0 | 0 | 0 | 0 | 0 | 0 | 10951659.1032 | 0 | 0 | 0 | 0 | 73141.8781 | 0 | 0 | 0 | 0 | 0 | 0 | 0 | 0 | 0 | 0 | 22097.017 | 0 | 0
2016-01-01 20:00 | 0 | 0 | 0 | 0 | 149886.6352 | 546626.6245 | 428860 | 0 | 0 | 0 | 1258240.4943 | 0 | 17778.6711 | 0 | 0 | 0 | 0 | 0 | 0 | 0 | 10969292.9102 | 0 | 0 | 0 | 0 | 245556.2427 | 0 | 0 | 0 | 0 | 0 | 0 | 0 | 0 | 0 | 0 | 22097.017 | 0 | 0
2016-01-01 21:00 | 0 | 0 | 0 | 0 | 0 | 577900.1811 | 430801 | 0 | 0 | 0 | 1383242.6583 | 0 | 17778.6711 | 0 | 0 | 0 | 0 | 0 | 0 | 0 | 10986926.6467 | 0 | 0 | 0 | 0 | 125002.164 | 0 | 0 | 0 | 0 | 0 | 0 | 0 | 0 | 0 | 0 | 22097.017 | 0 | 0
2016-01-01 22:00 | 0 | 0 | 0 | 0 | 0 | 529276.7072 | 445055 | 0 | 0 | 0 | 1445367.3485 | 0 | 17778.6711 | 0 | 0 | 0 | 0 | 0 | 0 | 0 | 11004560.3126 | 0 | 0 | 0 | 0 | 62124.6902 | 0 | 0 | 0 | 0 | 0 | 0 | 0 | 0 | 0 | 0 | 22097.017 | 0 | 0
2016-01-01 23:00 | 0 | 0 | 0 | 0 | 520291.1902 | 207745.3688 | 460170 | 0 | 0 | 0 | 1690923.5912 | 0 | 17991.9704 | 0 | 0 | 0 | 0 | 0 | 0 | 0 | 11022193.908 | 0 | 0 | 0 | 0 | 245556.2427 | 0 | 213.2993 | 0 | 0 | 0 | 0 | 0 | 0 | 0 | 0 | 22097.017 | 0 | 0
2016-01-02 | 0 | 0 | 0 | 0 | 240534.0696 | 1941.7047 | 465935 | 0 | 0 | 0 | 1445367.3485 | 0 | 17991.9704 | 0 | 0 | 0 | 0 | 0 | 0 | 0 | 11039827.4328 | 0 | 0 | 0 | 0 | -245556.2427 | 0 | 0 | 0 | 0 | 0 | 0 | 0 | 0 | 0 | 0 | 22097.017 | 0 | 0
2016-01-02 01:00 | 0 | 0 | 0 | 0 | 636002.6344 | 0 | 465362 | 0 | 0 | 0 | 1593697.6665 | 0 | 18205.2697 | 0 | 0 | 0 | 0 | 0 | 0 | 0 | 11057460.8872 | 0 | 0 | 0 | 0 | 148330.318 | 0 | 213.2993 | 0 | 0 | 0 | 0 | 0 | 0 | 0 | 0 | 22097.017 | 0 | 0
2016-01-02 02:00 | 0 | 0 | 0 | 0 | 238634.7744 | 0 | 462094 | 0 | 0 | 0 | 1348141.4239 | 0 | 18205.2697 | 0 | 0 | 0 | 0 | 0 | 0 | 0 | 11075094.271 | 0 | 0 | 0 | 0 | -245556.2427 | 0 | 0 | 0 | 0 | 0 | 0 | 0 | 0 | 0 | 0 | 22097.017 | 0 | 0
2016-01-02 03:00 | 0 | 0 | 0 | 0 | 227120.7744 | 0 | 450580 | 0 | 0 | 0 | 1102585.1812 | 0 | 18205.2697 | 0 | 0 | 0 | 0 | 0 | 0 | 0 | 11092727.5842 | 0 | 0 | 0 | 0 | -245556.2427 | 0 | 0 | 0 | 0 | 0 | 0 | 0 | 0 | 0 | 0 | 22097.017 | 0 | 0
2016-01-02 04:00 | 0 | 0 | 0 | 0 | 211471.7744 | 0 | 434931 | 0 | 0 | 0 | 857028.9385 | 0 | 18205.2697 | 0 | 0 | 0 | 0 | 0 | 0 | 0 | 11110360.827 | 0 | 0 | 0 | 0 | -245556.2427 | 0 | 0 | 0 | 0 | 0 | 0 | 0 | 0 | 0 | 0 | 22097.017 | 0 | 0
2016-01-02 05:00 | 0 | 0 | 0 | 0 | 628017.8654 | 0 | 417915 | 0 | 0 | 0 | 1044821.4875 | 0 | 18418.569 | 0 | 0 | 0 | 0 | 0 | 0 | 0 | 11127993.9991 | 0 | 0 | 0 | 0 | 187792.549 | 0 | 213.2993 | 0 | 0 | 0 | 0 | 0 | 0 | 0 | 0 | 22097.017 | 0 | 0
2016-01-02 06:00 | 0 | 0 | 0 | 0 | 183166.7744 | 0 | 406626 | 0 | 0 | 0 | 799265.2448 | 0 | 18418.569 | 0 | 0 | 0 | 0 | 0 | 0 | 0 | 11145627.1008 | 0 | 0 | 0 | 0 | -245556.2427 | 0 | 0 | 0 | 0 | 0 | 0 | 0 | 0 | 0 | 0 | 22097.017 | 0 | 0
2016-01-02 07:00 | 0 | 0 | 0 | 0 | 587132.1761 | 0 | 397512 | 0 | 0 | 0 | 966575.1045 | 0 | 18631.8683 | 0 | 0 | 0 | 0 | 0 | 0 | 0 | 11163260.1319 | 0 | 0 | 0 | 0 | 167309.8597 | 0 | 213.2993 | 0 | 0 | 0 | 0 | 0 | 0 | 0 | 0 | 22097.017 | 0 | 0
2016-01-02 08:00 | 0 | 0 | 0 | 0 | 568032.9778 | 0 | 392956 | 0 | 0 | 0 | 1119555.0653 | 0 | 18631.8683 | 0 | 0 | 0 | 0 | 0 | 0 | 0 | 11180893.0925 | 0 | 0 | 0 | 0 | 152979.9607 | 0 | 0 | 0 | 0 | 0 | 0 | 0 | 0 | 0 | 0 | 22097.017 | 0 | 0
2016-01-02 09:00 | 0 | 0 | 0 | 0 | 168964.0737 | 0 | 392210 | 0 | 0 | 0 | 873998.8226 | 0 | 18845.1676 | 0 | 0 | 0 | 0 | 0 | 0 | 0 | 11198525.9826 | 0 | 0 | 0 | 0 | -245556.2427 | 0 | 213.2993 | 0 | 0 | 0 | 0 | 0 | 0 | 0 | 0 | 22097.017 | 0 | 0
2016-01-02 10:00 | 0 | 0 | 0 | 0 | 556856.3904 | 0 | 396592 | 0 | 0 | 0 | 1012166.1959 | 0 | 18845.1676 | 0 | 0 | 0 | 0 | 0 | 0 | 0 | 11216158.8021 | 0 | 0 | 0 | 0 | 138167.3733 | 0 | 0 | 0 | 0 | 0 | 0 | 0 | 0 | 0 | 0 | 22097.017 | 0 | 0
2016-01-02 11:00 | 0 | 0 | 0 | 0 | 548100.4166 | 0 | 406767 | 0 | 0 | 0 | 1131189.2961 | 0 | 19058.4669 | 0 | 0 | 0 | 0 | 0 | 0 | 0 | 11233791.5511 | 0 | 0 | 0 | 0 | 119023.1002 | 0 | 213.2993 | 0 | 0 | 0 | 0 | 0 | 0 | 0 | 0 | 22097.017 | 0 | 0
2016-01-02 12:00 | 0 | 0 | 0 | 0 | 197208.7744 | 0 | 420668 | 0 | 0 | 0 | 885633.0534 | 0 | 19058.4669 | 0 | 0 | 0 | 0 | 0 | 0 | 0 | 11251424.2296 | 0 | 0 | 0 | 0 | -245556.2427 | 0 | 0 | 0 | 0 | 0 | 0 | 0 | 0 | 0 | 0 | 22097.017 | 0 | 0
2016-01-02 13:00 | 0 | 0 | 0 | 0 | 538446.4877 | 0 | 434757 | 0 | 0 | 0 | 967012.2248 | 0 | 19271.7662 | 0 | 0 | 0 | 0 | 0 | 0 | 0 | 11269056.8375 | 0 | 0 | 0 | 0 | 81379.1713 | 0 | 213.2993 | 0 | 0 | 0 | 0 | 0 | 0 | 0 | 0 | 22097.017 | 0 | 0
2016-01-02 14:00 | 0 | 0 | 0 | 0 | 493533.1328 | 64405.48 | 445046 | 0 | 0 | 0 | 1057807.8205 | 0 | 19271.7662 | 0 | 0 | 0 | 0 | 0 | 0 | 0 | 11286689.375 | 0 | 0 | 0 | 0 | 90795.5958 | 0 | 0 | 0 | 0 | 0 | 0 | 0 | 0 | 0 | 0 | 22097.017 | 0 | 0
2016-01-02 15:00 | 0 | 0 | 0 | 0 | 340742.2867 | 312943.9062 | 450093 | 0 | 0 | 0 | 1239303.9963 | 0 | 19271.7662 | 0 | 0 | 0 | 0 | 0 | 0 | 0 | 11304321.8418 | 0 | 0 | 0 | 0 | 181496.1758 | 0 | 0 | 0 | 0 | 0 | 0 | 0 | 0 | 0 | 0 | 22097.017 | 0 | 0
2016-01-02 16:00 | 0 | 0 | 0 | 0 | 0 | 459902.7611 | 448776 | 0 | 0 | 0 | 1228120.4411 | 0 | 19485.0655 | 0 | 0 | 0 | 0 | 0 | 0 | 0 | 11321954.2382 | 0 | 0 | 0 | 0 | -11183.5553 | 0 | 213.2993 | 0 | 0 | 0 | 0 | 0 | 0 | 0 | 0 | 22097.017 | 0 | 0
2016-01-02 17:00 | 0 | 0 | 0 | 0 | 0 | 498828.9599 | 443349 | 0 | 0 | 0 | 1261503.3839 | 0 | 19485.0655 | 0 | 0 | 0 | 0 | 0 | 0 | 0 | 11339586.564 | 0 | 0 | 0 | 0 | 33382.9429 | 0 | 0 | 0 | 0 | 0 | 0 | 0 | 0 | 0 | 0 | 22097.017 | 0 | 0
2016-01-02 18:00 | 0 | 0 | 0 | 0 | 212257.7025 | 490543.5572 | 435148 | 0 | 0 | 0 | 1507059.6266 | 0 | 19485.0655 | 0 | 0 | 0 | 0 | 0 | 0 | 0 | 11357218.8193 | 0 | 0 | 0 | 0 | 245556.2427 | 0 | 0 | 0 | 0 | 0 | 0 | 0 | 0 | 0 | 0 | 22097.017 | 0 | 0
2016-01-02 19:00 | 0 | 0 | 0 | 0 | 215976.7861 | 479018.773 | 427129 | 0 | 0 | 0 | 1752615.8693 | 0 | 19698.3648 | 0 | 0 | 0 | 0 | 0 | 0 | 0 | 11374851.0041 | 0 | 0 | 0 | 0 | 245556.2427 | 0 | 213.2993 | 0 | 0 | 0 | 0 | 0 | 0 | 0 | 0 | 22097.017 | 0 | 0
2016-01-02 20:00 | 0 | 0 | 0 | 0 | 0 | 488027.6706 | 420682 | 0 | 0 | 0 | 1797651.2236 | 0 | 19911.6641 | 0 | 0 | 0 | 0 | 0 | 0 | 0 | 11392483.1183 | 0 | 0 | 0 | 0 | 45035.3543 | 0 | 213.2993 | 0 | 0 | 0 | 0 | 0 | 0 | 0 | 0 | 22097.017 | 0 | 0
2016-01-02 21:00 | 0 | 0 | 0 | 0 | 0 | 492730.4424 | 423696 | 0 | 0 | 0 | 1844375.3496 | 0 | 20124.9634 | 0 | 0 | 0 | 0 | 0 | 0 | 0 | 11410115.162 | 0 | 0 | 0 | 0 | 46724.126 | 0 | 213.2993 | 0 | 0 | 0 | 0 | 0 | 0 | 0 | 0 | 22097.017 | 0 | 0
2016-01-02 22:00 | 0 | 0 | 0 | 0 | 301616.8187 | 407747.7403 | 441498 | 0 | 0 | 0 | 2089931.5923 | 0 | 20338.2627 | 0 | 0 | 0 | 0 | 0 | 0 | 0 | 11427747.1352 | 0 | 0 | 0 | 0 | 245556.2427 | 0 | 213.2993 | 0 | 0 | 0 | 0 | 0 | 0 | 0 | 0 | 22097.017 | 0 | 0
2016-01-02 23:00 | 0 | 0 | 0 | 0 | 91372.2317 | 146973.8419 | 461592 | 0 | 0 | 0 | 1844375.3496 | 0 | 20551.562 | 0 | 0 | 0 | 0 | 0 | 0 | 0 | 11445379.0378 | 0 | 0 | 0 | 0 | -245556.2427 | 0 | 213.2993 | 0 | 0 | 0 | 0 | 0 | 0 | 0 | 0 | 22097.017 | 0 | 0
2016-01-03 | 0 | 0 | 0 | 0 | 509675.873 | 1926.4993 | 469345 | 0 | 0 | 0 | 1864535.7049 | 0 | 20551.562 | 0 | 0 | 0 | 0 | 0 | 0 | 0 | 11463010.8699 | 0 | 0 | 0 | 0 | 20160.3553 | 0 | 0 | 0 | 0 | 0 | 0 | 0 | 0 | 0 | 0 | 22097.017 | 0 | 0
2016-01-03 01:00 | 0 | 0 | 0 | 0 | 534793.2753 | 0 | 470347 | 0 | 0 | 0 | 1906671.6638 | 0 | 20764.8613 | 0 | 0 | 0 | 0 | 0 | 0 | 0 | 11480642.6315 | 0 | 0 | 0 | 0 | 42135.9589 | 0 | 213.2993 | 0 | 0 | 0 | 0 | 0 | 0 | 0 | 0 | 22097.017 | 0 | 0
2016-01-03 02:00 | 0 | 0 | 0 | 0 | 551633.5595 | 0 | 467310 | 0 | 0 | 0 | 1968684.907 | 0 | 20978.1606 | 0 | 0 | 0 | 0 | 0 | 0 | 0 | 11498274.3226 | 0 | 0 | 0 | 0 | 62013.2432 | 0 | 213.2993 | 0 | 0 | 0 | 0 | 0 | 0 | 0 | 0 | 22097.017 | 0 | 0
2016-01-03 03:00 | 0 | 0 | 0 | 0 | 232570.7744 | 0 | 456030 | 0 | 0 | 0 | 1723128.6643 | 0 | 20978.1606 | 0 | 0 | 0 | 0 | 0 | 0 | 0 | 11515905.9431 | 0 | 0 | 0 | 0 | -245556.2427 | 0 | 0 | 0 | 0 | 0 | 0 | 0 | 0 | 0 | 0 | 22097.017 | 0 | 0
2016-01-03 04:00 | 0 | 0 | 0 | 0 | 577547.2644 | 0 | 441559 | 0 | 0 | 0 | 1837019.9116 | 0 | 20978.1606 | 0 | 0 | 0 | 0 | 0 | 0 | 0 | 11533537.4932 | 0 | 0 | 0 | 0 | 113891.2473 | 0 | 0 | 0 | 0 | 0 | 0 | 0 | 0 | 0 | 0 | 22097.017 | 0 | 0
2016-01-03 05:00 | 0 | 0 | 0 | 0 | 580939.2329 | 0 | 427167 | 0 | 0 | 0 | 1968481.8282 | 0 | 21191.4599 | 0 | 0 | 0 | 0 | 0 | 0 | 0 | 11551168.9726 | 0 | 0 | 0 | 0 | 131461.9165 | 0 | 213.2993 | 0 | 0 | 0 | 0 | 0 | 0 | 0 | 0 | 22097.017 | 0 | 0
2016-01-03 06:00 | 0 | 0 | 0 | 0 | 577753.1698 | 0 | 413834 | 0 | 0 | 0 | 2110303.9809 | 0 | 21191.4599 | 0 | 0 | 0 | 0 | 0 | 0 | 0 | 11568800.3816 | 0 | 0 | 0 | 0 | 141822.1527 | 0 | 0 | 0 | 0 | 0 | 0 | 0 | 0 | 0 | 0 | 22097.017 | 0 | 0
2016-01-03 07:00 | 0 | 0 | 0 | 0 | 181619.0737 | 0 | 404865 | 0 | 0 | 0 | 1864747.7382 | 0 | 21404.7592 | 0 | 0 | 0 | 0 | 0 | 0 | 0 | 11586431.72 | 0 | 0 | 0 | 0 | -245556.2427 | 0 | 213.2993 | 0 | 0 | 0 | 0 | 0 | 0 | 0 | 0 | 22097.017 | 0 | 0
2016-01-03 08:00 | 0 | 0 | 0 | 0 | 544209.6707 | 0 | 399699 | 0 | 0 | 0 | 1986948.0926 | 0 | 21618.0585 | 0 | 0 | 0 | 0 | 0 | 0 | 0 | 11604062.9879 | 0 | 0 | 0 | 0 | 122200.3544 | 0 | 213.2993 | 0 | 0 | 0 | 0 | 0 | 0 | 0 | 0 | 22097.017 | 0 | 0
2016-01-03 09:00 | 0 | 0 | 0 | 0 | 521054.124 | 0 | 398110 | 0 | 0 | 0 | 2087795.1996 | 0 | 21618.0585 | 0 | 0 | 0 | 0 | 0 | 0 | 0 | 11621694.1853 | 0 | 0 | 0 | 0 | 100847.1069 | 0 | 0 | 0 | 0 | 0 | 0 | 0 | 0 | 0 | 0 | 22097.017 | 0 | 0
2016-01-03 10:00 | 0 | 0 | 0 | 0 | 490100.9038 | 0 | 400834 | 0 | 0 | 0 | 2154751.7871 | 0 | 21831.3578 | 0 | 0 | 0 | 0 | 0 | 0 | 0 | 11639325.3122 | 0 | 0 | 0 | 0 | 66956.5875 | 0 | 213.2993 | 0 | 0 | 0 | 0 | 0 | 0 | 0 | 0 | 22097.017 | 0 | 0
2016-01-03 11:00 | 0 | 0 | 0 | 0 | 452932.4352 | 0 | 408834 | 0 | 0 | 0 | 2176539.9059 | 0 | 22044.6571 | 0 | 0 | 0 | 0 | 0 | 0 | 0 | 11656956.3685 | 0 | 0 | 0 | 0 | 21788.1188 | 0 | 213.2993 | 0 | 0 | 0 | 0 | 0 | 0 | 0 | 0 | 22097.017 | 0 | 0
2016-01-03 12:00 | 0 | 0 | 0 | 0 | 419050.1047 | 0 | 420449 | 0 | 0 | 0 | 2153043.9935 | 0 | 22044.6571 | 0 | 0 | 0 | 0 | 0 | 0 | 0 | 11674587.3543 | 0 | 0 | 0 | 0 | -23495.9124 | 0 | 0 | 0 | 0 | 0 | 0 | 0 | 0 | 0 | 0 | 22097.017 | 0 | 0
2016-01-03 13:00 | 0 | 0 | 0 | 0 | 394261.5052 | 0 | 433181 | 0 | 0 | 0 | 2091814.1824 | 0 | 22257.9564 | 0 | 0 | 0 | 0 | 0 | 0 | 0 | 11692218.2696 | 0 | 0 | 0 | 0 | -61229.8111 | 0 | 213.2993 | 0 | 0 | 0 | 0 | 0 | 0 | 0 | 0 | 22097.017 | 0 | 0
2016-01-03 14:00 | 0 | 0 | 0 | 0 | 314926.9683 | 39193.3914 | 440085 | 0 | 0 | 0 | 1983539.2257 | 0 | 22471.2557 | 0 | 0 | 0 | 0 | 0 | 0 | 0 | 11709849.1144 | 0 | 0 | 0 | 0 | -108274.9567 | 0 | 213.2993 | 0 | 0 | 0 | 0 | 0 | 0 | 0 | 0 | 22097.017 | 0 | 0
2016-01-03 15:00 | 0 | 0 | 0 | 0 | 177299.0345 | 369074.0216 | 439806 | 0 | 0 | 0 | 2067795.9655 | 0 | 22684.555 | 0 | 0 | 0 | 0 | 0 | 0 | 0 | 11727479.8886 | 0 | 0 | 0 | 0 | 84256.7398 | 0 | 213.2993 | 0 | 0 | 0 | 0 | 0 | 0 | 0 | 0 | 22097.017 | 0 | 0
2016-01-03 16:00 | 0 | 0 | 0 | 0 | 104120.0112 | 490487.4077 | 434999 | 0 | 0 | 0 | 2205094.068 | 0 | 22897.8542 | 0 | 0 | 0 | 0 | 0 | 0 | 0 | 11745110.5923 | 0 | 0 | 0 | 0 | 137298.1025 | 0 | 213.2993 | 0 | 0 | 0 | 0 | 0 | 0 | 0 | 0 | 22097.017 | 0 | 0
2016-01-03 17:00 | 0 | 0 | 0 | 0 | 85658.0085 | 506614.9588 | 430919 | 0 | 0 | 0 | 2344137.7191 | 0 | 23111.1535 | 0 | 0 | 0 | 0 | 0 | 0 | 0 | 11762741.2255 | 0 | 0 | 0 | 0 | 139043.651 | 0 | 213.2993 | 0 | 0 | 0 | 0 | 0 | 0 | 0 | 0 | 22097.017 | 0 | 0
2016-01-03 18:00 | 0 | 0 | 0 | 0 | 0 | 486469.6613 | 427178 | 0 | 0 | 0 | 2381332.3634 | 0 | 23111.1535 | 0 | 0 | 0 | 0 | 0 | 0 | 0 | 11780371.7882 | 0 | 0 | 0 | 0 | 37194.6443 | 0 | 0 | 0 | 0 | 0 | 0 | 0 | 0 | 0 | 0 | 22097.017 | 0 | 0
2016-01-03 19:00 | 0 | 0 | 0 | 0 | 85651.8535 | 471665.6512 | 422449 | 0 | 0 | 0 | 2493890.5517 | 0 | 23324.4528 | 0 | 0 | 0 | 0 | 0 | 0 | 0 | 11798002.2804 | 0 | 0 | 0 | 0 | 112558.1883 | 0 | 213.2993 | 0 | 0 | 0 | 0 | 0 | 0 | 0 | 0 | 22097.017 | 0 | 0
2016-01-03 20:00 | 0 | 0 | 0 | 0 | 88761.7538 | 472720.7882 | 418943 | 0 | 0 | 0 | 2614333.0766 | 0 | 23324.4528 | 0 | 0 | 0 | 0 | 0 | 0 | 0 | 11815632.702 | 0 | 0 | 0 | 0 | 120442.5249 | 0 | 0 | 0 | 0 | 0 | 0 | 0 | 0 | 0 | 0 | 22097.017 | 0 | 0
2016-01-03 21:00 | 0 | 0 | 0 | 0 | 96425.033 | 459618.4835 | 424541 | 0 | 0 | 0 | 2723738.5761 | 0 | 23324.4528 | 0 | 0 | 0 | 0 | 0 | 0 | 0 | 11833263.0531 | 0 | 0 | 0 | 0 | 109405.4995 | 0 | 0 | 0 | 0 | 0 | 0 | 0 | 0 | 0 | 0 | 22097.017 | 0 | 0
2016-01-03 22:00 | 0 | 0 | 0 | 0 | 144266.937 | 364871.3168 | 444380 | 0 | 0 | 0 | 2758564.9557 | 0 | 23537.7521 | 7621.5577 | 0 | 0 | 0 | 0 | 0 | 0 | 11850893.3337 | 0 | 0 | 0 | 0 | 34826.3797 | 0 | 213.2993 | 0 | 7621.5577 | 0 | 0 | 0 | 0 | 0 | 0 | 22097.017 | 0 | 0
2016-01-03 23:00 | 0 | 0 | 0 | 0 | 189924.8303 | 85835.2827 | 464325 | 0 | 0 | 0 | 2617375.9856 | 0 | 23537.7521 | 0 | 0 | 0 | 0 | 0 | 0 | 0 | 11782303.9315 | 0 | 0 | 0 | 0 | -141188.9701 | 0 | 0 | 0 | -7621.5577 | 0 | 0 | 0 | 0 | 0 | 0 | 0 | 68541.9986 | 0
2016-01-04 | 0 | 0 | 0 | 0 | 235534.9916 | 2056.333 | 474796 | 0 | 0 | 0 | 2372549.7525 | 0 | 23537.7521 | 7621.5577 | 0 | 0 | 0 | 0 | 0 | 0 | 11782256.8023 | 0 | 0 | 0 | 0 | -244826.2331 | 0 | 0 | 0 | 7621.5577 | 0 | 0 | 0 | 0 | 0 | 0 | 0 | 0 | 0
2016-01-04 01:00 | 0 | 0 | 0 | 0 | 273910.0082 | 0 | 477021 | 0 | 0 | 0 | 2169438.7607 | 0 | 23537.7521 | 7621.5577 | 0 | 0 | 0 | 0 | 0 | 0 | 11782209.6732 | 0 | 0 | 0 | 0 | -203110.9918 | 0 | 0 | 0 | 0 | 0 | 0 | 0 | 0 | 0 | 0 | 0 | 0 | 0
2016-01-04 02:00 | 0 | 0 | 0 | 0 | 302708.5623 | 0 | 469735 | 0 | 0 | 0 | 2002412.3229 | 0 | 23537.7521 | 7621.5577 | 0 | 0 | 0 | 0 | 0 | 0 | 11782162.5444 | 0 | 0 | 0 | 0 | -167026.4377 | 0 | 0 | 0 | 0 | 0 | 0 | 0 | 0 | 0 | 0 | 0 | 0 | 0
2016-01-04 03:00 | 0 | 0 | 0 | 0 | 322574.2843 | 0 | 452837 | 0 | 0 | 0 | 1872149.6073 | 0 | 23537.7521 | 7621.5577 | 0 | 0 | 0 | 0 | 0 | 0 | 11782115.4158 | 0 | 0 | 0 | 0 | -130262.7157 | 0 | 0 | 0 | 0 | 0 | 0 | 0 | 0 | 0 | 0 | 0 | 0 | 0
2016-01-04 04:00 | 0 | 0 | 0 | 0 | 323347.6081 | 0 | 435678 | 0 | 0 | 0 | 1767440.7731 | 0 | 23537.7521 | 0 | 0 | 0 | 0 | 0 | 0 | 0 | 11782068.2873 | 0 | 0 | 0 | 0 | -104708.8342 | 0 | 0 | 0 | -7621.5577 | 0 | 0 | 0 | 0 | 0 | 0 | 0 | 0 | 0
2016-01-04 05:00 | 0 | 0 | 0 | 0 | 310624.6636 | 0 | 421559 | 0 | 0 | 0 | 1656506.4367 | 0 | 23537.7521 | 0 | 0 | 0 | 0 | 0 | 0 | 0 | 11782021.159 | 0 | 0 | 0 | 0 | -110934.3364 | 0 | 0 | 0 | 0 | 0 | 0 | 0 | 0 | 0 | 0 | 0 | 0 | 0
2016-01-04 06:00 | 0 | 0 | 0 | 0 | 295599.0344 | 0 | 410607 | 0 | 0 | 0 | 1541498.4711 | 0 | 23537.7521 | 0 | 0 | 0 | 0 | 0 | 0 | 0 | 11781974.0309 | 0 | 0 | 0 | 0 | -115007.9656 | 0 | 0 | 0 | 0 | 0 | 0 | 0 | 0 | 0 | 0 | 0 | 0 | 0
2016-01-04 07:00 | 0 | 0 | 0 | 0 | 282607.7123 | 0 | 404707 | 0 | 0 | 0 | 1419399.1834 | 0 | 23537.7521 | 0 | 0 | 0 | 0 | 0 | 0 | 0 | 11781926.903 | 0 | 0 | 0 | 0 | -122099.2877 | 0 | 0 | 0 | 0 | 0 | 0 | 0 | 0 | 0 | 0 | 0 | 0 | 0
2016-01-04 08:00 | 0 | 0 | 0 | 0 | 270413.0846 | 0 | 403331 | 0 | 0 | 0 | 1286481.268 | 0 | 23537.7521 | 0 | 0 | 0 | 0 | 0 | 0 | 0 | 11781879.7753 | 0 | 0 | 0 | 0 | -132917.9154 | 0 | 0 | 0 | 0 | 0 | 0 | 0 | 0 | 0 | 0 | 0 | 0 | 0
2016-01-04 09:00 | 0 | 0 | 0 | 0 | 258077.9639 | 0 | 408268 | 0 | 0 | 0 | 1136291.2319 | 0 | 23537.7521 | 0 | 0 | 0 | 0 | 0 | 0 | 0 | 11781832.6478 | 0 | 0 | 0 | 0 | -150190.0361 | 0 | 0 | 0 | 0 | 0 | 0 | 0 | 0 | 0 | 0 | 0 | 0 | 0
2016-01-04 10:00 | 0 | 0 | 0 | 0 | 250146.245 | 0 | 424056 | 0 | 0 | 0 | 962381.4769 | 0 | 23537.7521 | 0 | 0 | 0 | 0 | 0 | 0 | 0 | 11781785.5205 | 0 | 0 | 0 | 0 | -173909.755 | 0 | 0 | 0 | 0 | 0 | 0 | 0 | 0 | 0 | 0 | 0 | 0 | 0
2016-01-04 11:00 | 0 | 0 | 0 | 0 | 248410.3543 | 0 | 457966 | 0 | 0 | 0 | 752825.8312 | 0 | 23537.7521 | 0 | 0 | 0 | 0 | 0 | 0 | 0 | 11781738.3933 | 0 | 0 | 0 | 0 | -209555.6457 | 0 | 0 | 0 | 0 | 0 | 0 | 0 | 0 | 0 | 0 | 0 | 0 | 0
2016-01-04 12:00 | 0 | 0 | 0 | 0 | 254474.9836 | 0 | 490049 | 0 | 0 | 0 | 517251.8148 | 0 | 23537.7521 | 0 | 0 | 0 | 0 | 0 | 0 | 0 | 11781691.2664 | 0 | 0 | 0 | 0 | -235574.0164 | 0 | 0 | 0 | 0 | 0 | 0 | 0 | 0 | 0 | 0 | 0 | 0 | 0
2016-01-04 13:00 | 0 | 0 | 0 | 0 | 268830.0936 | 0 | 503347 | 0 | 0 | 0 | 282734.9083 | 0 | 23537.7521 | 0 | 0 | 0 | 0 | 0 | 0 | 0 | 11781644.1396 | 0 | 0 | 0 | 0 | -234516.9064 | 0 | 0 | 0 | 0 | 0 | 0 | 0 | 0 | 0 | 0 | 0 | 0 | 0
2016-01-04 14:00 | 0 | 0 | 0 | 0 | 276477.903 | 83894.8735 | 505677 | 0 | 0 | 0 | 133435.2151 | 0 | 19911.6641 | 7621.5577 | 0 | 0 | 0 | 0 | 0 | 0 | 11781597.013 | 0 | 0 | 0 | 0 | -149299.6932 | 0 | 0 | 3626.088 | 7621.5577 | 0 | 0 | 0 | 0 | 0 | 0 | 0 | 0 | 0
2016-01-04 15:00 | 0 | 0 | 0 | 0 | 224637.4683 | 256232.4345 | 505098 | 0 | 0 | 0 | 116828.6756 | 0 | 19911.6641 | 0 | 0 | 0 | 0 | 0 | 0 | 0 | 11781549.8867 | 0 | 0 | 0 | 0 | -16606.5395 | 0 | 0 | 0 | -7621.5577 | 0 | 0 | 0 | 0 | 0 | 0 | 0 | 0 | 0
2016-01-04 16:00 | 0 | 0 | 0 | 0 | 188856.1957 | 362935.6954 | 499867 | 0 | 0 | 0 | 168540.2674 | 0 | 20124.9634 | 0 | 0 | 0 | 0 | 0 | 0 | 0 | 11781502.7605 | 0 | 0 | 0 | 0 | 51711.5918 | 0 | 213.2993 | 0 | 0 | 0 | 0 | 0 | 0 | 0 | 0 | 0 | 0 | 0
2016-01-04 17:00 | 0 | 0 | 0 | 0 | 205191.0405 | 395314.6419 | 493446 | 0 | 0 | 0 | 275386.6505 | 0 | 20338.2627 | 0 | 0 | 0 | 0 | 0 | 0 | 0 | 11781455.6344 | 0 | 0 | 0 | 0 | 106846.3831 | 0 | 213.2993 | 0 | 0 | 0 | 0 | 0 | 0 | 0 | 0 | 0 | 0 | 0
2016-01-04 18:00 | 0 | 0 | 0 | 0 | 239704.8448 | 398368.4069 | 487900 | 0 | 0 | 0 | 425346.6029 | 0 | 20551.562 | 0 | 0 | 0 | 0 | 0 | 0 | 0 | 11781408.5086 | 0 | 0 | 0 | 0 | 149959.9524 | 0 | 213.2993 | 0 | 0 | 0 | 0 | 0 | 0 | 0 | 0 | 0 | 0 | 0
2016-01-04 19:00 | 0 | 0 | 0 | 0 | 273884.1325 | 395666.1279 | 483354 | 0 | 0 | 0 | 611542.8632 | 0 | 20551.562 | 0 | 0 | 0 | 0 | 0 | 0 | 0 | 11781361.383 | 0 | 0 | 0 | 0 | 186196.2604 | 0 | 0 | 0 | 0 | 0 | 0 | 0 | 0 | 0 | 0 | 0 | 0 | 0
2016-01-04 20:00 | 0 | 0 | 0 | 0 | 295074.0417 | 390670.3696 | 480122 | 0 | 0 | 0 | 817165.2746 | 0 | 20551.562 | 0 | 0 | 0 | 0 | 0 | 0 | 0 | 11781314.2575 | 0 | 0 | 0 | 0 | 205622.4114 | 0 | 0 | 0 | 0 | 0 | 0 | 0 | 0 | 0 | 0 | 0 | 0 | 0
2016-01-04 21:00 | 0 | 0 | 0 | 0 | 306969.6986 | 356949.8317 | 484754 | 0 | 0 | 0 | 996330.8048 | 0 | 20551.562 | 0 | 0 | 0 | 0 | 0 | 0 | 0 | 11781267.1323 | 0 | 0 | 0 | 0 | 179165.5302 | 0 | 0 | 0 | 0 | 0 | 0 | 0 | 0 | 0 | 0 | 0 | 0 | 0
2016-01-04 22:00 | 0 | 0 | 0 | 0 | 392809.6205 | 259205.505 | 504066 | 0 | 0 | 0 | 1136658.3727 | 0 | 20551.562 | 7621.5577 | 0 | 0 | 0 | 0 | 0 | 0 | 11781220.0072 | 0 | 0 | 0 | 0 | 140327.5678 | 0 | 0 | 0 | 7621.5577 | 0 | 0 | 0 | 0 | 0 | 0 | 0 | 0 | 0
2016-01-04 23:00 | 0 | 0 | 0 | 0 | 531263.6682 | 79249.702 | 527878 | 0 | 0 | 0 | 1219293.7428 | 0 | 20551.562 | 7621.5577 | 0 | 0 | 0 | 0 | 0 | 0 | 11781172.8823 | 0 | 0 | 0 | 0 | 82635.3702 | 0 | 0 | 0 | 0 | 0 | 0 | 0 | 0 | 0 | 0 | 0 | 0 | 0
2016-01-05 | 0 | 0 | 0 | 0 | 587802.9769 | 1619.8588 | 538994 | 0 | 0 | 0 | 1269722.5786 | 0 | 20551.562 | 7621.5577 | 0 | 0 | 0 | 0 | 0 | 0 | 11781125.7576 | 0 | 0 | 0 | 0 | 50428.8357 | 0 | 0 | 0 | 0 | 0 | 0 | 0 | 0 | 0 | 0 | 0 | 0 | 0
2016-01-05 01:00 | 0 | 0 | 0 | 0 | 593349.7897 | 0 | 539677 | 0 | 0 | 0 | 1323395.3683 | 0 | 20551.562 | 7621.5577 | 0 | 0 | 0 | 0 | 0 | 0 | 11781078.6331 | 0 | 0 | 0 | 0 | 53672.7897 | 0 | 0 | 0 | 0 | 0 | 0 | 0 | 0 | 0 | 0 | 0 | 0 | 0
2016-01-05 02:00 | 0 | 0 | 0 | 0 | 574993.4717 | 0 | 531819 | 0 | 0 | 0 | 1366569.84 | 0 | 20551.562 | 7621.5577 | 0 | 0 | 0 | 0 | 0 | 0 | 11781031.5088 | 0 | 0 | 0 | 0 | 43174.4717 | 0 | 0 | 0 | 0 | 0 | 0 | 0 | 0 | 0 | 0 | 0 | 0 | 0
2016-01-05 03:00 | 0 | 0 | 0 | 0 | 550680.2808 | 0 | 511858 | 0 | 0 | 0 | 1405392.1208 | 0 | 20551.562 | 7621.5577 | 0 | 0 | 0 | 0 | 0 | 0 | 11780984.3847 | 0 | 0 | 0 | 0 | 38822.2808 | 0 | 0 | 0 | 0 | 0 | 0 | 0 | 0 | 0 | 0 | 0 | 0 | 0
2016-01-05 04:00 | 0 | 0 | 0 | 0 | 529681.2345 | 0 | 488356 | 0 | 0 | 0 | 1446504.056 | 0 | 20764.8613 | 7621.5577 | 0 | 0 | 0 | 0 | 0 | 0 | 11780937.2608 | 0 | 0 | 0 | 0 | 41111.9352 | 0 | 213.2993 | 0 | 0 | 0 | 0 | 0 | 0 | 0 | 0 | 0 | 0 | 0
2016-01-05 05:00 | 0 | 0 | 0 | 0 | 511014.1831 | 0 | 470100 | 0 | 0 | 0 | 1487418.239 | 0 | 20764.8613 | 7621.5577 | 0 | 0 | 0 | 0 | 0 | 0 | 11780890.137 | 0 | 0 | 0 | 0 | 40914.1831 | 0 | 0 | 0 | 0 | 0 | 0 | 0 | 0 | 0 | 0 | 0 | 0 | 0
2016-01-05 06:00 | 0 | 0 | 0 | 0 | 493594.5288 | 0 | 459532 | 0 | 0 | 0 | 1521480.7678 | 0 | 20764.8613 | 7621.5577 | 0 | 0 | 0 | 0 | 0 | 0 | 11780843.0135 | 0 | 0 | 0 | 0 | 34062.5288 | 0 | 0 | 0 | 0 | 0 | 0 | 0 | 0 | 0 | 0 | 0 | 0 | 0
2016-01-05 07:00 | 0 | 0 | 0 | 0 | 481818.5613 | 0 | 452735 | 0 | 0 | 0 | 1550351.0298 | 0 | 20978.1606 | 7621.5577 | 0 | 0 | 0 | 0 | 0 | 0 | 11780795.8901 | 0 | 0 | 0 | 0 | 28870.262 | 0 | 213.2993 | 0 | 0 | 0 | 0 | 0 | 0 | 0 | 0 | 0 | 0 | 0
2016-01-05 08:00 | 0 | 0 | 0 | 0 | 474108.5002 | 0 | 450290 | 0 | 0 | 0 | 1574169.53 | 0 | 20978.1606 | 7621.5577 | 0 | 0 | 0 | 0 | 0 | 0 | 11780748.7669 | 0 | 0 | 0 | 0 | 23818.5002 | 0 | 0 | 0 | 0 | 0 | 0 | 0 | 0 | 0 | 0 | 0 | 0 | 0
2016-01-05 09:00 | 0 | 0 | 0 | 0 | 458628.8766 | 0 | 455066 | 0 | 0 | 0 | 1577519.1073 | 0 | 21191.4599 | 7621.5577 | 0 | 0 | 0 | 0 | 0 | 0 | 11780701.6439 | 0 | 0 | 0 | 0 | 3349.5773 | 0 | 213.2993 | 0 | 0 | 0 | 0 | 0 | 0 | 0 | 0 | 0 | 0 | 0
2016-01-05 10:00 | 0 | 0 | 0 | 0 | 442483.4837 | 0 | 471666 | 0 | 0 | 0 | 1548336.5911 | 0 | 21191.4599 | 7621.5577 | 0 | 0 | 0 | 0 | 0 | 0 | 11780654.5211 | 0 | 0 | 0 | 0 | -29182.5163 | 0 | 0 | 0 | 0 | 0 | 0 | 0 | 0 | 0 | 0 | 0 | 0 | 0
2016-01-05 11:00 | 0 | 0 | 0 | 0 | 426775.0133 | 0 | 505340 | 0 | 0 | 0 | 1469558.3051 | 0 | 21404.7592 | 7621.5577 | 0 | 0 | 0 | 0 | 0 | 0 | 11780607.3985 | 0 | 0 | 0 | 0 | -78778.286 | 0 | 213.2993 | 0 | 0 | 0 | 0 | 0 | 0 | 0 | 0 | 0 | 0 | 0
2016-01-05 12:00 | 0 | 0 | 0 | 0 | 416284.9733 | 0 | 536414 | 0 | 0 | 0 | 1349429.2784 | 0 | 21404.7592 | 7621.5577 | 0 | 0 | 0 | 0 | 0 | 0 | 11780560.276 | 0 | 0 | 0 | 0 | -120129.0267 | 0 | 0 | 0 | 0 | 0 | 0 | 0 | 0 | 0 | 0 | 0 | 0 | 0
2016-01-05 13:00 | 0 | 0 | 0 | 0 | 411552.885 | 0 | 544393 | 0 | 0 | 0 | 1216375.8641 | 0 | 21618.0585 | 7621.5577 | 0 | 0 | 0 | 0 | 0 | 0 | 11780513.1538 | 0 | 0 | 0 | 0 | -133053.4143 | 0 | 213.2993 | 0 | 0 | 0 | 0 | 0 | 0 | 0 | 0 | 0 | 0 | 0
2016-01-05 14:00 | 0 | 0 | 0 | 0 | 390489.02 | 20973.0121 | 538308 | 0 | 0 | 0 | 1089529.8961 | 0 | 21618.0585 | 7621.5577 | 0 | 0 | 0 | 0 | 0 | 0 | 11780466.0318 | 0 | 0 | 0 | 0 | -126845.9679 | 0 | 0 | 0 | 0 | 0 | 0 | 0 | 0 | 0 | 0 | 0 | 0 | 0
2016-01-05 15:00 | 0 | 0 | 0 | 0 | 393930.2704 | 185531.8947 | 530432 | 0 | 0 | 0 | 1145968.3197 | 0 | 21831.3578 | 0 | 0 | 0 | 0 | 0 | 0 | 0 | 11780418.9099 | 0 | 0 | 0 | 0 | 56438.4235 | 0 | 213.2993 | 0 | -7621.5577 | 0 | 0 | 0 | 0 | 0 | 0 | 0 | 0 | 0
2016-01-05 16:00 | 0 | 0 | 0 | 0 | 420379.1117 | 307741.1358 | 518961 | 0 | 0 | 0 | 1354914.2679 | 0 | 22044.6571 | 0 | 0 | 0 | 0 | 0 | 0 | 0 | 11780371.7882 | 0 | 0 | 0 | 0 | 208945.9482 | 0 | 213.2993 | 0 | 0 | 0 | 0 | 0 | 0 | 0 | 0 | 0 | 0 | 0
2016-01-05 17:00 | 0 | 0 | 0 | 0 | 405697.8681 | 369214.6909 | 507046 | 0 | 0 | 0 | 1600470.5105 | 0 | 22257.9564 | 0 | 0 | 0 | 0 | 0 | 0 | 0 | 11798002.2804 | 0 | 0 | 0 | 0 | 245556.2427 | 0 | 213.2993 | 0 | 0 | 0 | 0 | 0 | 0 | 0 | 0 | 22097.017 | 0 | 0
2016-01-05 18:00 | 0 | 0 | 0 | 0 | 384048.4417 | 381714.1173 | 497896 | 0 | 0 | 0 | 1846026.7532 | 0 | 22471.2557 | 0 | 0 | 0 | 0 | 0 | 0 | 0 | 11815632.702 | 0 | 0 | 0 | 0 | 245556.2427 | 0 | 213.2993 | 0 | 0 | 0 | 0 | 0 | 0 | 0 | 0 | 22097.017 | 0 | 0
2016-01-05 19:00 | 0 | 0 | 0 | 0 | 377577.658 | 380265.901 | 489977 | 0 | 0 | 0 | 2091582.9959 | 0 | 22684.555 | 0 | 0 | 0 | 0 | 0 | 0 | 0 | 11833263.0531 | 0 | 0 | 0 | 0 | 245556.2427 | 0 | 213.2993 | 0 | 0 | 0 | 0 | 0 | 0 | 0 | 0 | 22097.017 | 0 | 0
2016-01-05 20:00 | 0 | 0 | 0 | 0 | 384686.2409 | 376093.8758 | 485292 | 0 | 0 | 0 | 2337139.2386 | 0 | 22897.8542 | 7621.5577 | 0 | 0 | 0 | 0 | 0 | 0 | 11850893.3337 | 0 | 0 | 0 | 0 | 245556.2427 | 0 | 213.2993 | 0 | 7621.5577 | 0 | 0 | 0 | 0 | 0 | 0 | 22097.017 | 0 | 0
2016-01-05 21:00 | 0 | 0 | 0 | 0 | 379143.9902 | 345908.9878 | 489904 | 0 | 0 | 0 | 2579696.4751 | 0 | 23111.1535 | 0 | 0 | 0 | 0 | 0 | 0 | 0 | 11850845.9301 | 0 | 0 | 0 | 0 | 242557.2365 | 0 | 213.2993 | 0 | -7621.5577 | 0 | 0 | 0 | 0 | 0 | 0 | 0 | 0 | 0
2016-01-05 22:00 | 0 | 0 | 0 | 0 | 412594.0675 | 257828.6486 | 511089 | 0 | 0 | 0 | 2731195.3341 | 0 | 23324.4528 | 7621.5577 | 0 | 0 | 0 | 0 | 0 | 0 | 11850798.5267 | 0 | 0 | 0 | 0 | 151498.8591 | 0 | 213.2993 | 0 | 7621.5577 | 0 | 0 | 0 | 0 | 0 | 0 | 0 | 0 | 0
2016-01-05 23:00 | 0 | 0 | 0 | 0 | 495183.3293 | 67351.3543 | 534774 | 0 | 0 | 0 | 2758564.9557 | 0 | 23537.7521 | 7621.5577 | 0 | 0 | 0 | 0 | 0 | 0 | 11850893.3337 | 0 | 0 | 0 | 0 | 27369.6216 | 0 | 213.2993 | 0 | 0 | 0 | 0 | 0 | 0 | 0 | 0 | 177.7627 | 0 | 0
2016-01-06 | 0 | 0 | 0 | 0 | 528246.1647 | 1809.5675 | 544758 | 0 | 0 | 0 | 2758564.9557 | 0 | 23537.7521 | 7621.5577 | 0 | 0 | 0 | 0 | 0 | 0 | 11825497.1926 | 0 | 0 | 0 | 0 | 0 | 0 | 0 | 0 | 0 | 0 | 0 | 0 | 0 | 0 | 0 | 0 | 25348.7375 | 0
2016-01-06 01:00 | 0 | 0 | 0 | 0 | 523259.2918 | 0 | 544168 | 0 | 0 | 0 | 2758564.9557 | 0 | 23537.7521 | 7621.5577 | 0 | 0 | 0 | 0 | 0 | 0 | 11789400.3937 | 0 | 0 | 0 | 0 | 0 | 0 | 0 | 0 | 0 | 0 | 0 | 0 | 0 | 0 | 0 | 0 | 36049.4969 | 0
2016-01-06 02:00 | 0 | 0 | 0 | 0 | 506410.6459 | 0 | 534403 | 0 | 0 | 0 | 2758564.9557 | 0 | 23537.7521 | 7621.5577 | 0 | 0 | 0 | 0 | 0 | 0 | 11741090.5567 | 0 | 0 | 0 | 0 | 0 | 0 | 0 | 0 | 0 | 0 | 0 | 0 | 0 | 0 | 0 | 0 | 48262.6794 | 0
2016-01-06 03:00 | 0 | 0 | 0 | 0 | 492980.6201 | 0 | 512646 | 0 | 0 | 0 | 2758564.9557 | 0 | 23537.7521 | 7621.5577 | 0 | 0 | 0 | 0 | 0 | 0 | 11707137.7649 | 0 | 0 | 0 | 0 | 0 | 0 | 0 | 0 | 0 | 0 | 0 | 0 | 0 | 0 | 0 | 0 | 33905.8274 | 0
2016-01-06 04:00 | 0 | 0 | 0 | 0 | 480179.5406 | 0 | 488746 | 0 | 0 | 0 | 2758564.9557 | 0 | 23537.7521 | 7621.5577 | 0 | 0 | 0 | 0 | 0 | 0 | 11692321.1788 | 0 | 0 | 0 | 0 | 0 | 0 | 0 | 0 | 0 | 0 | 0 | 0 | 0 | 0 | 0 | 0 | 14769.7576 | 0
2016-01-06 05:00 | 0 | 0 | 0 | 0 | 465895.6229 | 0 | 469710 | 0 | 0 | 0 | 2758564.9557 | 0 | 23537.7521 | 7621.5577 | 0 | 0 | 0 | 0 | 0 | 0 | 11685697.8972 | 0 | 0 | 0 | 0 | 0 | 0 | 0 | 0 | 0 | 0 | 0 | 0 | 0 | 0 | 0 | 0 | 6576.5123 | 0
2016-01-06 06:00 | 0 | 0 | 0 | 0 | 447688.7169 | 0 | 459026 | 0 | 0 | 0 | 2758564.9557 | 0 | 23537.7521 | 7621.5577 | 0 | 0 | 0 | 0 | 0 | 0 | 11666104.1146 | 0 | 0 | 0 | 0 | 0 | 0 | 0 | 0 | 0 | 0 | 0 | 0 | 0 | 0 | 0 | 0 | 19547.0398 | 0
2016-01-06 07:00 | 0 | 0 | 0 | 0 | 425124.8651 | 0 | 450847 | 0 | 0 | 0 | 2758564.9557 | 0 | 23537.7521 | 7621.5577 | 0 | 0 | 0 | 0 | 0 | 0 | 11621708.9416 | 0 | 0 | 0 | 0 | 0 | 0 | 0 | 0 | 0 | 0 | 0 | 0 | 0 | 0 | 0 | 0 | 44348.5085 | 0
2016-01-06 08:00 | 0 | 0 | 0 | 0 | 400072.6379 | 0 | 447761 | 0 | 0 | 0 | 2758564.9557 | 0 | 23537.7521 | 7621.5577 | 0 | 0 | 0 | 0 | 0 | 0 | 11539441.1408 | 0 | 0 | 0 | 0 | 0 | 0 | 0 | 0 | 0 | 0 | 0 | 0 | 0 | 0 | 0 | 0 | 82221.314 | 0
2016-01-06 09:00 | 0 | 0 | 0 | 0 | 380197.3568 | 0 | 449636 | 0 | 0 | 0 | 2758564.9557 | 0 | 23537.7521 | 7621.5577 | 0 | 0 | 0 | 0 | 0 | 0 | 11419673.1845 | 0 | 0 | 0 | 0 | 0 | 0 | 0 | 0 | 0 | 0 | 0 | 0 | 0 | 0 | 0 | 0 | 119721.7986 | 0
2016-01-06 10:00 | 0 | 0 | 0 | 0 | 359206.8819 | 0 | 463512 | 0 | 0 | 0 | 2758564.9557 | 0 | 23537.7521 | 7621.5577 | 0 | 0 | 0 | 0 | 0 | 0 | 11239791.0953 | 0 | 0 | 0 | 0 | 0 | 0 | 0 | 0 | 0 | 0 | 0 | 0 | 0 | 0 | 0 | 0 | 179836.4105 | 0
2016-01-06 11:00 | 0 | 0 | 0 | 0 | 341667.2498 | 0 | 495560 | 0 | 0 | 0 | 2731498.812 | 0 | 23537.7521 | 0 | 0 | 0 | 0 | 0 | 0 | 0 | 11034220.19 | 0 | 0 | 0 | 0 | -27066.1437 | 0 | 0 | 0 | -7621.5577 | 0 | 0 | 0 | 0 | 0 | 0 | 0 | 205525.9461 | 0
2016-01-06 12:00 | 0 | 0 | 0 | 0 | 322853.7068 | 0 | 524202 | 0 | 0 | 0 | 2649355.5675 | 0 | 23537.7521 | 0 | 0 | 0 | 0 | 0 | 0 | 0 | 10828650.107 | 0 | 0 | 0 | 0 | -82143.2444 | 0 | 0 | 0 | 0 | 0 | 0 | 0 | 0 | 0 | 0 | 0 | 205525.9461 | 0
2016-01-06 13:00 | 0 | 0 | 0 | 0 | 304298.3287 | 0 | 530125 | 0 | 0 | 0 | 2543160.5436 | 0 | 23111.1535 | 0 | 0 | 0 | 0 | 0 | 0 | 0 | 10623080.8463 | 0 | 0 | 0 | 0 | -106195.024 | 0 | 0 | 426.5986 | 0 | 0 | 0 | 0 | 0 | 0 | 0 | 0 | 205525.9461 | 0
2016-01-06 14:00 | 0 | 0 | 0 | 0 | 259590.8881 | 17781.3635 | 523807 | 0 | 0 | 0 | 2415930.844 | 0 | 23111.1535 | 0 | 0 | 0 | 0 | 0 | 0 | 0 | 10417512.4079 | 0 | 0 | 0 | 0 | -127229.6996 | 0 | 0 | 0 | 0 | 0 | 0 | 0 | 0 | 0 | 0 | 0 | 205525.9461 | 0
2016-01-06 15:00 | 0 | 0 | 0 | 0 | 195450.8581 | 165160.0483 | 515122 | 0 | 0 | 0 | 2380624.7991 | 0 | 23111.1535 | 0 | 0 | 0 | 0 | 0 | 0 | 0 | 10211944.7917 | 0 | 0 | 0 | 0 | -35306.0449 | 0 | 0 | 0 | 0 | 0 | 0 | 0 | 0 | 0 | 0 | 0 | 205525.9461 | 0
2016-01-06 16:00 | 0 | 0 | 0 | 0 | 172018.6763 | 285533.2697 | 505229 | 0 | 0 | 0 | 2434179.7714 | 0 | 23111.1535 | 0 | 0 | 0 | 0 | 0 | 0 | 0 | 10037365.9677 | 0 | 0 | 0 | 0 | 53554.9722 | 0 | 0 | 0 | 0 | 0 | 0 | 0 | 0 | 0 | 0 | 0 | 174537.9762 | 0
2016-01-06 17:00 | 0 | 0 | 0 | 0 | 182081.2958 | 365179.8309 | 493888 | 0 | 0 | 0 | 2487339.5987 | 0 | 23324.4528 | 0 | 0 | 0 | 0 | 0 | 0 | 0 | 10037325.8182 | 0 | 0 | 0 | 0 | 53159.8274 | 0 | 213.2993 | 0 | 0 | 0 | 0 | 0 | 0 | 0 | 0 | 0 | 0 | 0
2016-01-06 18:00 | 0 | 0 | 0 | 0 | 181006.8025 | 386603.8605 | 485222 | 0 | 0 | 0 | 2569728.2617 | 0 | 23324.4528 | 0 | 0 | 0 | 0 | 0 | 0 | 0 | 10037285.6689 | 0 | 0 | 0 | 0 | 82388.663 | 0 | 0 | 0 | 0 | 0 | 0 | 0 | 0 | 0 | 0 | 0 | 0 | 0
2016-01-06 19:00 | 0 | 0 | 0 | 0 | 173368.1996 | 386558.343 | 478021 | 0 | 0 | 0 | 2651633.8043 | 0 | 23324.4528 | 0 | 0 | 0 | 0 | 0 | 0 | 0 | 10037245.5198 | 0 | 0 | 0 | 0 | 81905.5426 | 0 | 0 | 0 | 0 | 0 | 0 | 0 | 0 | 0 | 0 | 0 | 0 | 0
2016-01-06 20:00 | 0 | 0 | 0 | 0 | 163882.2503 | 381856.9548 | 474674 | 0 | 0 | 0 | 2722485.7101 | 0 | 23537.7521 | 0 | 0 | 0 | 0 | 0 | 0 | 0 | 10037205.3708 | 0 | 0 | 0 | 0 | 70851.9058 | 0 | 213.2993 | 0 | 0 | 0 | 0 | 0 | 0 | 0 | 0 | 0 | 0 | 0
2016-01-06 21:00 | 0 | 0 | 0 | 0 | 161830.697 | 359934.1064 | 478064 | 0 | 0 | 0 | 2758564.9557 | 0 | 23537.7521 | 7621.5577 | 0 | 0 | 0 | 0 | 0 | 0 | 10037165.222 | 0 | 0 | 0 | 0 | 36079.2456 | 0 | 0 | 0 | 7621.5577 | 0 | 0 | 0 | 0 | 0 | 0 | 0 | 0 | 0
2016-01-06 22:00 | 0 | 0 | 0 | 0 | 192361.7802 | 282918.4465 | 496279 | 0 | 0 | 0 | 2758564.9557 | 0 | 23537.7521 | 7621.5577 | 0 | 0 | 0 | 0 | 0 | 0 | 10000920.2917 | 0 | 0 | 0 | 0 | 0 | 0 | 0 | 0 | 0 | 0 | 0 | 0 | 0 | 0 | 0 | 0 | 36204.7816 | 0
2016-01-06 23:00 | 0 | 0 | 0 | 0 | 263992.9833 | 102795.3668 | 515072 | 0 | 0 | 0 | 2738361.914 | 0 | 22283.7504 | 0 | 0 | 0 | 0 | 0 | 0 | 0 | 9795354.3419 | 0 | 0 | 0 | 0 | -20203.0417 | 0 | 0 | 1254.0018 | -7621.5577 | 0 | 0 | 0 | 0 | 0 | 0 | 0 | 205525.9461 | 0
2016-01-07 | 0 | 0 | 0 | 0 | 310965.5629 | 894.592 | 521111 | 0 | 0 | 0 | 2640694.5599 | 0 | 22283.7504 | 7621.5577 | 0 | 0 | 0 | 0 | 0 | 0 | 9589789.2144 | 0 | 0 | 0 | 0 | -97667.3542 | 0 | 0 | 0 | 7621.5577 | 0 | 0 | 0 | 0 | 0 | 0 | 0 | 205525.9461 | 0
2016-01-07 01:00 | 0 | 0 | 0 | 0 | 334011.2205 | 0 | 518375 | 0 | 0 | 0 | 2575535.8292 | 0 | 22283.7504 | 7621.5577 | 0 | 0 | 0 | 0 | 0 | 0 | 9384224.9091 | 0 | 0 | 0 | 0 | -65158.7307 | 0 | 0 | 0 | 0 | 0 | 0 | 0 | 0 | 0 | 0 | 0 | 205525.9461 | 0
2016-01-07 02:00 | 0 | 0 | 0 | 0 | 334981.6174 | 0 | 506895 | 0 | 0 | 0 | 2522827.4953 | 0 | 22283.7504 | 7621.5577 | 0 | 0 | 0 | 0 | 0 | 0 | 9178661.4261 | 0 | 0 | 0 | 0 | -52708.3338 | 0 | 0 | 0 | 0 | 0 | 0 | 0 | 0 | 0 | 0 | 0 | 205525.9461 | 0
2016-01-07 03:00 | 0 | 0 | 0 | 0 | 318082.0207 | 0 | 486281 | 0 | 0 | 0 | 2473833.5648 | 0 | 22283.7504 | 7621.5577 | 0 | 0 | 0 | 0 | 0 | 0 | 8973098.7653 | 0 | 0 | 0 | 0 | -48993.9305 | 0 | 0 | 0 | 0 | 0 | 0 | 0 | 0 | 0 | 0 | 0 | 205525.9461 | 0
2016-01-07 04:00 | 0 | 0 | 0 | 0 | 285746.6972 | 0 | 461291 | 0 | 0 | 0 | 2425115.8684 | 0 | 22283.7504 | 0 | 0 | 0 | 0 | 0 | 0 | 0 | 8767536.9268 | 0 | 0 | 0 | 0 | -48717.6963 | 0 | 0 | 0 | -7621.5577 | 0 | 0 | 0 | 0 | 0 | 0 | 0 | 205525.9461 | 0
2016-01-07 05:00 | 0 | 0 | 0 | 0 | 259535.8983 | 0 | 439921 | 0 | 0 | 0 | 2363935.8155 | 0 | 22283.7504 | 0 | 0 | 0 | 0 | 0 | 0 | 0 | 8561975.9105 | 0 | 0 | 0 | 0 | -61180.0529 | 0 | 0 | 0 | 0 | 0 | 0 | 0 | 0 | 0 | 0 | 0 | 205525.9461 | 0
2016-01-07 06:00 | 0 | 0 | 0 | 0 | 236296.1638 | 0 | 425551 | 0 | 0 | 0 | 2293886.0281 | 0 | 22283.7504 | 0 | 0 | 0 | 0 | 0 | 0 | 0 | 8356415.7165 | 0 | 0 | 0 | 0 | -70049.7874 | 0 | 0 | 0 | 0 | 0 | 0 | 0 | 0 | 0 | 0 | 0 | 205525.9461 | 0
2016-01-07 07:00 | 0 | 0 | 0 | 0 | 217424.8316 | 0 | 415893 | 0 | 0 | 0 | 2214622.9085 | 0 | 22283.7504 | 0 | 0 | 0 | 0 | 0 | 0 | 0 | 8150856.3447 | 0 | 0 | 0 | 0 | -79263.1196 | 0 | 0 | 0 | 0 | 0 | 0 | 0 | 0 | 0 | 0 | 0 | 205525.9461 | 0
2016-01-07 08:00 | 0 | 0 | 0 | 0 | 207667.7349 | 0 | 410460 | 0 | 0 | 0 | 2131035.6921 | 0 | 22283.7504 | 0 | 0 | 0 | 0 | 0 | 0 | 0 | 7945297.7952 | 0 | 0 | 0 | 0 | -83587.2164 | 0 | 0 | 0 | 0 | 0 | 0 | 0 | 0 | 0 | 0 | 0 | 205525.9461 | 0
2016-01-07 09:00 | 0 | 0 | 0 | 0 | 205121.3193 | 0 | 411058 | 0 | 0 | 0 | 2044304.0601 | 0 | 22283.7504 | 0 | 0 | 0 | 0 | 0 | 0 | 0 | 7739740.0679 | 0 | 0 | 0 | 0 | -86731.632 | 0 | 0 | 0 | 0 | 0 | 0 | 0 | 0 | 0 | 0 | 0 | 205525.9461 | 0
2016-01-07 10:00 | 0 | 0 | 0 | 0 | 212622.8065 | 0 | 423691 | 0 | 0 | 0 | 1952440.9153 | 0 | 22283.7504 | 0 | 0 | 0 | 0 | 0 | 0 | 0 | 7534183.1628 | 0 | 0 | 0 | 0 | -91863.1448 | 0 | 0 | 0 | 0 | 0 | 0 | 0 | 0 | 0 | 0 | 0 | 205525.9461 | 0
2016-01-07 11:00 | 0 | 0 | 0 | 0 | 225159.8969 | 0 | 454300 | 0 | 0 | 0 | 1842505.861 | 0 | 22283.7504 | 0 | 0 | 0 | 0 | 0 | 0 | 0 | 7328627.08 | 0 | 0 | 0 | 0 | -109935.0543 | 0 | 0 | 0 | 0 | 0 | 0 | 0 | 0 | 0 | 0 | 0 | 205525.9461 | 0
2016-01-07 12:00 | 0 | 0 | 0 | 0 | 237378.9449 | 0 | 483496 | 0 | 0 | 0 | 1715593.8546 | 0 | 22283.7504 | 0 | 0 | 0 | 0 | 0 | 0 | 0 | 7123071.8193 | 0 | 0 | 0 | 0 | -126912.0063 | 0 | 0 | 0 | 0 | 0 | 0 | 0 | 0 | 0 | 0 | 0 | 205525.9461 | 0
2016-01-07 13:00 | 0 | 0 | 0 | 0 | 242794.8039 | 0 | 491785 | 0 | 0 | 0 | 1585808.7073 | 0 | 22283.7504 | 0 | 0 | 0 | 0 | 0 | 0 | 0 | 6917517.3809 | 0 | 0 | 0 | 0 | -129785.1473 | 0 | 0 | 0 | 0 | 0 | 0 | 0 | 0 | 0 | 0 | 0 | 205525.9461 | 0
2016-01-07 14:00 | 0 | 0 | 0 | 0 | 210152.7949 | 41885.8585 | 490686 | 0 | 0 | 0 | 1458744.8517 | 0 | 22283.7504 | 7621.5577 | 0 | 0 | 0 | 0 | 0 | 0 | 6711963.7647 | 0 | 0 | 0 | 0 | -127063.8556 | 0 | 0 | 0 | 7621.5577 | 0 | 0 | 0 | 0 | 0 | 0 | 0 | 205525.9461 | 0
2016-01-07 15:00 | 0 | 0 | 0 | 0 | 138337.4757 | 194376.6197 | 488256 | 0 | 0 | 0 | 1430029.5537 | 0 | 22283.7504 | 0 | 0 | 0 | 0 | 0 | 0 | 0 | 6506410.9708 | 0 | 0 | 0 | 0 | -28715.2981 | 0 | 0 | 0 | -7621.5577 | 0 | 0 | 0 | 0 | 0 | 0 | 0 | 205525.9461 | 0
2016-01-07 16:00 | 0 | 0 | 0 | 0 | 153069.1717 | 300817.8366 | 481130 | 0 | 0 | 0 | 1521991.6108 | 0 | 22283.7504 | 0 | 0 | 0 | 0 | 0 | 0 | 0 | 6300858.999 | 0 | 0 | 0 | 0 | 91962.0571 | 0 | 0 | 0 | 0 | 0 | 0 | 0 | 0 | 0 | 0 | 0 | 205525.9461 | 0
2016-01-07 17:00 | 0 | 0 | 0 | 0 | 187720.0691 | 358531.3433 | 472955 | 0 | 0 | 0 | 1714493.0719 | 0 | 22283.7504 | 0 | 0 | 0 | 0 | 0 | 0 | 0 | 6095307.8495 | 0 | 0 | 0 | 0 | 192501.4612 | 0 | 0 | 0 | 0 | 0 | 0 | 0 | 0 | 0 | 0 | 0 | 205525.9461 | 0
2016-01-07 18:00 | 0 | 0 | 0 | 0 | 196611.8116 | 373078.2376 | 465227 | 0 | 0 | 0 | 1938161.1699 | 0 | 22283.7504 | 0 | 0 | 0 | 0 | 0 | 0 | 0 | 5889757.5221 | 0 | 0 | 0 | 0 | 223668.098 | 0 | 0 | 0 | 0 | 0 | 0 | 0 | 0 | 0 | 0 | 0 | 205525.9461 | 0
2016-01-07 19:00 | 0 | 0 | 0 | 0 | 205724.7237 | 366615.1591 | 459310 | 0 | 0 | 0 | 2170396.1014 | 0 | 22283.7504 | 0 | 0 | 0 | 0 | 0 | 0 | 0 | 5684208.017 | 0 | 0 | 0 | 0 | 232234.9315 | 0 | 0 | 0 | 0 | 0 | 0 | 0 | 0 | 0 | 0 | 0 | 205525.9461 | 0
2016-01-07 20:00 | 0 | 0 | 0 | 0 | 216353.8132 | 354425.2983 | 456439 | 0 | 0 | 0 | 2403941.2617 | 0 | 22283.7504 | 0 | 0 | 0 | 0 | 0 | 0 | 0 | 5478659.334 | 0 | 0 | 0 | 0 | 233545.1602 | 0 | 0 | 0 | 0 | 0 | 0 | 0 | 0 | 0 | 0 | 0 | 205525.9461 | 0
2016-01-07 21:00 | 0 | 0 | 0 | 0 | 227102.4936 | 324989.555 | 457995 | 0 | 0 | 0 | 2617243.359 | 0 | 22283.7504 | 0 | 0 | 0 | 0 | 0 | 0 | 0 | 5273111.4733 | 0 | 0 | 0 | 0 | 213302.0973 | 0 | 0 | 0 | 0 | 0 | 0 | 0 | 0 | 0 | 0 | 0 | 205525.9461 | 0
2016-01-07 22:00 | 0 | 0 | 0 | 0 | 246367.8499 | 256864.8342 | 473389 | 0 | 0 | 0 | 2653134.5291 | 0 | 22283.7504 | 7621.5577 | 0 | 0 | 0 | 0 | 0 | 0 | 5249523.0641 | 0 | 0 | 0 | 0 | 35891.1701 | 0 | 0 | 0 | 7621.5577 | 0 | 0 | 0 | 0 | 0 | 0 | 0 | 23567.3168 | 0
2016-01-07 23:00 | 0 | 0 | 0 | 0 | 282528.9352 | 88412.4506 | 488977 | 0 | 0 | 0 | 2535098.9148 | 0 | 22283.7504 | 7621.5577 | 0 | 0 | 0 | 0 | 0 | 0 | 5249502.066 | 0 | 0 | 0 | 0 | -118035.6142 | 0 | 0 | 0 | 0 | 0 | 0 | 0 | 0 | 0 | 0 | 0 | 0 | 0
2016-01-08 | 0 | 0 | 0 | 0 | 293211.2461 | 2395.3282 | 494433 | 0 | 0 | 0 | 2336272.4892 | 0 | 22283.7504 | 7621.5577 | 0 | 0 | 0 | 0 | 0 | 0 | 5249481.068 | 0 | 0 | 0 | 0 | -198826.4257 | 0 | 0 | 0 | 0 | 0 | 0 | 0 | 0 | 0 | 0 | 0 | 0 | 0
2016-01-08 01:00 | 0 | 0 | 0 | 0 | 288737.108 | 0 | 491621 | 0 | 0 | 0 | 2133388.5972 | 0 | 22283.7504 | 7621.5577 | 0 | 0 | 0 | 0 | 0 | 0 | 5249460.07 | 0 | 0 | 0 | 0 | -202883.892 | 0 | 0 | 0 | 0 | 0 | 0 | 0 | 0 | 0 | 0 | 0 | 0 | 0
2016-01-08 02:00 | 0 | 0 | 0 | 0 | 275530.6543 | 0 | 481932 | 0 | 0 | 0 | 1926987.2514 | 0 | 22283.7504 | 7621.5577 | 0 | 0 | 0 | 0 | 0 | 0 | 5249439.0722 | 0 | 0 | 0 | 0 | -206401.3457 | 0 | 0 | 0 | 0 | 0 | 0 | 0 | 0 | 0 | 0 | 0 | 0 | 0
2016-01-08 03:00 | 0 | 0 | 0 | 0 | 260036.9797 | 0 | 461801 | 0 | 0 | 0 | 1725223.2311 | 0 | 22283.7504 | 7621.5577 | 0 | 0 | 0 | 0 | 0 | 0 | 5249418.0744 | 0 | 0 | 0 | 0 | -201764.0203 | 0 | 0 | 0 | 0 | 0 | 0 | 0 | 0 | 0 | 0 | 0 | 0 | 0
2016-01-08 04:00 | 0 | 0 | 0 | 0 | 246864.8844 | 0 | 437008 | 0 | 0 | 0 | 1535080.1154 | 0 | 22283.7504 | 7621.5577 | 0 | 0 | 0 | 0 | 0 | 0 | 5249397.0768 | 0 | 0 | 0 | 0 | -190143.1156 | 0 | 0 | 0 | 0 | 0 | 0 | 0 | 0 | 0 | 0 | 0 | 0 | 0
2016-01-08 05:00 | 0 | 0 | 0 | 0 | 243501.0592 | 0 | 415288 | 0 | 0 | 0 | 1363293.1746 | 0 | 22283.7504 | 7621.5577 | 0 | 0 | 0 | 0 | 0 | 0 | 5249376.0792 | 0 | 0 | 0 | 0 | -171786.9408 | 0 | 0 | 0 | 0 | 0 | 0 | 0 | 0 | 0 | 0 | 0 | 0 | 0
2016-01-08 06:00 | 0 | 0 | 0 | 0 | 243058.0929 | 0 | 399917 | 0 | 0 | 0 | 1206434.2675 | 0 | 22283.7504 | 7621.5577 | 0 | 0 | 0 | 0 | 0 | 0 | 5249355.0817 | 0 | 0 | 0 | 0 | -156858.9071 | 0 | 0 | 0 | 0 | 0 | 0 | 0 | 0 | 0 | 0 | 0 | 0 | 0
2016-01-08 07:00 | 0 | 0 | 0 | 0 | 245706.6484 | 0 | 389529 | 0 | 0 | 0 | 1062611.9159 | 0 | 22283.7504 | 7621.5577 | 0 | 0 | 0 | 0 | 0 | 0 | 5249334.0842 | 0 | 0 | 0 | 0 | -143822.3516 | 0 | 0 | 0 | 0 | 0 | 0 | 0 | 0 | 0 | 0 | 0 | 0 | 0
2016-01-08 08:00 | 0 | 0 | 0 | 0 | 249004.8436 | 0 | 384659 | 0 | 0 | 0 | 926957.7596 | 0 | 22283.7504 | 7621.5577 | 0 | 0 | 0 | 0 | 0 | 0 | 5249313.0869 | 0 | 0 | 0 | 0 | -135654.1564 | 0 | 0 | 0 | 0 | 0 | 0 | 0 | 0 | 0 | 0 | 0 | 0 | 0
2016-01-08 09:00 | 0 | 0 | 0 | 0 | 255478.3299 | 0 | 384914 | 0 | 0 | 0 | 797522.0894 | 0 | 22283.7504 | 7621.5577 | 0 | 0 | 0 | 0 | 0 | 0 | 5249292.0897 | 0 | 0 | 0 | 0 | -129435.6701 | 0 | 0 | 0 | 0 | 0 | 0 | 0 | 0 | 0 | 0 | 0 | 0 | 0
2016-01-08 10:00 | 0 | 0 | 0 | 0 | 266073.9235 | 0 | 395661 | 0 | 0 | 0 | 667935.0129 | 0 | 22283.7504 | 7621.5577 | 0 | 0 | 0 | 0 | 0 | 0 | 5249271.0925 | 0 | 0 | 0 | 0 | -129587.0765 | 0 | 0 | 0 | 0 | 0 | 0 | 0 | 0 | 0 | 0 | 0 | 0 | 0
2016-01-08 11:00 | 0 | 0 | 0 | 0 | 273475.3337 | 0 | 426104 | 0 | 0 | 0 | 515306.3466 | 0 | 22283.7504 | 7621.5577 | 0 | 0 | 0 | 0 | 0 | 0 | 5249250.0954 | 0 | 0 | 0 | 0 | -152628.6663 | 0 | 0 | 0 | 0 | 0 | 0 | 0 | 0 | 0 | 0 | 0 | 0 | 0
2016-01-08 12:00 | 0 | 0 | 0 | 0 | 278139.0094 | 0 | 455472 | 0 | 0 | 0 | 360257.1064 | 0 | 0 | 7621.5577 | 0 | 0 | 0 | 0 | 0 | 0 | 5249229.0984 | 0 | 0 | 0 | 0 | -155049.2402 | 0 | 0 | 22283.7504 | 0 | 0 | 0 | 0 | 0 | 0 | 0 | 0 | 0 | 0
2016-01-08 13:00 | 0 | 0 | 0 | 0 | 277769.3485 | 0 | 467173 | 0 | 0 | 0 | 170853.4549 | 0 | 0 | 7621.5577 | 0 | 0 | 0 | 0 | 0 | 0 | 5249208.1015 | 0 | 0 | 0 | 0 | -189403.6515 | 0 | 0 | 0 | 0 | 0 | 0 | 0 | 0 | 0 | 0 | 0 | 0 | 0
2016-01-08 14:00 | 0 | 0 | 0 | 0 | 259115.2137 | 34959.7737 | 472550 | 0 | 0 | 0 | 0 | 0 | 0 | 0 | 0 | 0 | 0 | 0 | 0 | 0 | 5249187.1047 | 0 | 0 | 0 | 0 | -170853.4549 | 0 | 0 | 0 | -7621.5577 | 0 | 0 | 0 | 0 | 0 | 0 | 0 | 0 | 0
2016-01-08 15:00 | 0 | 0 | 0 | 0 | 256281.9455 | 225475.339 | 476734 | 0 | 0 | 0 | 0 | 0 | 0 | 0 | 0 | 0 | 0 | 0 | 0 | 0 | 5253184.7355 | 0 | 0 | 0 | 0 | 0 | 0 | 0 | 0 | 0 | 0 | 0 | 0 | 0 | 0 | 0 | 5023.2845 | 0 | 0
2016-01-08 16:00 | 0 | 0 | 0 | 0 | 112029.739 | 385296.5773 | 475016 | 0 | 0 | 0 | 0 | 0 | 213.2993 | 0 | 0 | 0 | 0 | 0 | 0 | 0 | 5270841.3364 | 0 | 0 | 0 | 0 | 0 | 0 | 213.2993 | 0 | 0 | 0 | 0 | 0 | 0 | 0 | 0 | 22097.017 | 0 | 0
2016-01-08 17:00 | 0 | 0 | 0 | 0 | 254989.4414 | 447001.2004 | 468663 | 0 | 0 | 0 | 211230.6248 | 0 | 213.2993 | 0 | 0 | 0 | 0 | 0 | 0 | 0 | 5288497.8666 | 0 | 0 | 0 | 0 | 211230.6248 | 0 | 0 | 0 | 0 | 0 | 0 | 0 | 0 | 0 | 0 | 22097.017 | 0 | 0
2016-01-08 18:00 | 0 | 0 | 0 | 0 | 0 | 438027.8849 | 463564 | 0 | 0 | 0 | 163597.4926 | 0 | 213.2993 | 0 | 0 | 0 | 0 | 0 | 0 | 0 | 5306154.3263 | 0 | 0 | 0 | 0 | -47633.1322 | 0 | 0 | 0 | 0 | 0 | 0 | 0 | 0 | 0 | 0 | 22097.017 | 0 | 0
2016-01-08 19:00 | 0 | 0 | 0 | 0 | 287738.8593 | 415559.2456 | 458952 | 0 | 0 | 0 | 385633.2812 | 0 | 426.5986 | 0 | 0 | 0 | 0 | 0 | 0 | 0 | 5323810.7153 | 0 | 0 | 0 | 0 | 222035.7885 | 0 | 213.2993 | 0 | 0 | 0 | 0 | 0 | 0 | 0 | 0 | 22097.017 | 0 | 0
2016-01-08 20:00 | 0 | 0 | 0 | 0 | 0 | 402885.3416 | 454537 | 0 | 0 | 0 | 311884.6057 | 0 | 426.5986 | 0 | 0 | 0 | 0 | 0 | 0 | 0 | 5341467.0337 | 0 | 0 | 0 | 0 | -73748.6754 | 0 | 0 | 0 | 0 | 0 | 0 | 0 | 0 | 0 | 0 | 22097.017 | 0 | 0
2016-01-08 21:00 | 0 | 0 | 0 | 0 | 327372.0438 | 394940.5152 | 454446 | 0 | 0 | 0 | 557440.8484 | 0 | 639.8979 | 0 | 0 | 0 | 0 | 0 | 0 | 0 | 5359123.2815 | 0 | 0 | 0 | 0 | 245556.2427 | 0 | 213.2993 | 0 | 0 | 0 | 0 | 0 | 0 | 0 | 0 | 22097.017 | 0 | 0
2016-01-08 22:00 | 0 | 0 | 0 | 0 | 362890.6126 | 350097.5663 | 463432 | 0 | 0 | 0 | 784686.711 | 0 | 853.1972 | 0 | 0 | 0 | 0 | 0 | 0 | 0 | 5376779.4586 | 0 | 0 | 0 | 0 | 227245.8626 | 0 | 213.2993 | 0 | 0 | 0 | 0 | 0 | 0 | 0 | 0 | 22097.017 | 0 | 0
2016-01-08 23:00 | 0 | 0 | 0 | 0 | 392786.8603 | 186139.8918 | 472623 | 0 | 0 | 0 | 868680.1468 | 0 | 1066.4965 | 0 | 0 | 0 | 0 | 0 | 0 | 0 | 5394435.5651 | 0 | 0 | 0 | 0 | 83993.4358 | 0 | 213.2993 | 0 | 0 | 0 | 0 | 0 | 0 | 0 | 0 | 22097.017 | 0 | 0
2016-01-09 | 0 | 0 | 0 | 0 | 404440.3076 | 3576.0822 | 473493 | 0 | 0 | 0 | 781106.5195 | 0 | 1066.4965 | 0 | 0 | 0 | 0 | 0 | 0 | 0 | 5412091.601 | 0 | 0 | 0 | 0 | -87573.6273 | 0 | 0 | 0 | 0 | 0 | 0 | 0 | 0 | 0 | 0 | 22097.017 | 0 | 0
2016-01-09 01:00 | 0 | 0 | 0 | 0 | 244877.7744 | 0 | 468337 | 0 | 0 | 0 | 535550.2768 | 0 | 1066.4965 | 0 | 0 | 0 | 0 | 0 | 0 | 0 | 5429747.5663 | 0 | 0 | 0 | 0 | -245556.2427 | 0 | 0 | 0 | 0 | 0 | 0 | 0 | 0 | 0 | 0 | 22097.017 | 0 | 0
2016-01-09 02:00 | 0 | 0 | 0 | 0 | 404942.2929 | 0 | 459225 | 0 | 0 | 0 | 458957.2534 | 0 | 1279.7958 | 0 | 0 | 0 | 0 | 0 | 0 | 0 | 5447403.4609 | 0 | 0 | 0 | 0 | -76593.0234 | 0 | 213.2993 | 0 | 0 | 0 | 0 | 0 | 0 | 0 | 0 | 22097.017 | 0 | 0
2016-01-09 03:00 | 0 | 0 | 0 | 0 | 402130.9479 | 0 | 443600 | 0 | 0 | 0 | 395177.885 | 0 | 1493.0951 | 0 | 0 | 0 | 0 | 0 | 0 | 0 | 5465059.285 | 0 | 0 | 0 | 0 | -63779.3685 | 0 | 213.2993 | 0 | 0 | 0 | 0 | 0 | 0 | 0 | 0 | 22097.017 | 0 | 0
2016-01-09 04:00 | 0 | 0 | 0 | 0 | 402652.0453 | 0 | 424303 | 0 | 0 | 0 | 351429.9132 | 0 | 1493.0951 | 0 | 0 | 0 | 0 | 0 | 0 | 0 | 5482715.0384 | 0 | 0 | 0 | 0 | -43747.9718 | 0 | 0 | 0 | 0 | 0 | 0 | 0 | 0 | 0 | 0 | 22097.017 | 0 | 0
2016-01-09 05:00 | 0 | 0 | 0 | 0 | 404824.3307 | 0 | 406106 | 0 | 0 | 0 | 327837.9275 | 0 | 1706.3944 | 0 | 0 | 0 | 0 | 0 | 0 | 0 | 5500370.7211 | 0 | 0 | 0 | 0 | -23591.9857 | 0 | 213.2993 | 0 | 0 | 0 | 0 | 0 | 0 | 0 | 0 | 22097.017 | 0 | 0
2016-01-09 06:00 | 0 | 0 | 0 | 0 | 415430.5389 | 0 | 390602 | 0 | 0 | 0 | 330356.15 | 0 | 1919.6937 | 0 | 0 | 0 | 0 | 0 | 0 | 0 | 5518026.3333 | 0 | 0 | 0 | 0 | 2518.2225 | 0 | 213.2993 | 0 | 0 | 0 | 0 | 0 | 0 | 0 | 0 | 22097.017 | 0 | 0
2016-01-09 07:00 | 0 | 0 | 0 | 0 | 156749.7744 | 0 | 380209 | 0 | 0 | 0 | 84799.9073 | 0 | 1919.6937 | 0 | 0 | 0 | 0 | 0 | 0 | 0 | 5535681.8748 | 0 | 0 | 0 | 0 | -245556.2427 | 0 | 0 | 0 | 0 | 0 | 0 | 0 | 0 | 0 | 0 | 22097.017 | 0 | 0
2016-01-09 08:00 | 0 | 0 | 0 | 0 | 457003.0719 | 0 | 373855 | 0 | 0 | 0 | 145637.6629 | 0 | 2132.993 | 0 | 0 | 0 | 0 | 0 | 0 | 0 | 5553337.3457 | 0 | 0 | 0 | 0 | 60837.7556 | 0 | 213.2993 | 0 | 0 | 0 | 0 | 0 | 0 | 0 | 0 | 22097.017 | 0 | 0
2016-01-09 09:00 | 0 | 0 | 0 | 0 | 473186.2439 | 0 | 372820 | 0 | 0 | 0 | 223693.5905 | 0 | 2346.2923 | 0 | 0 | 0 | 0 | 0 | 0 | 0 | 5570992.746 | 0 | 0 | 0 | 0 | 78055.9276 | 0 | 213.2993 | 0 | 0 | 0 | 0 | 0 | 0 | 0 | 0 | 22097.017 | 0 | 0
2016-01-09 10:00 | 0 | 0 | 0 | 0 | 490489.0732 | 0 | 376458 | 0 | 0 | 0 | 315627.6467 | 0 | 2346.2923 | 0 | 0 | 0 | 0 | 0 | 0 | 0 | 5588648.0757 | 0 | 0 | 0 | 0 | 91934.0562 | 0 | 0 | 0 | 0 | 0 | 0 | 0 | 0 | 0 | 0 | 22097.017 | 0 | 0
2016-01-09 11:00 | 0 | 0 | 0 | 0 | 503575.3 | 0 | 385225 | 0 | 0 | 0 | 411880.9297 | 0 | 2346.2923 | 0 | 0 | 0 | 0 | 0 | 0 | 0 | 5606303.3347 | 0 | 0 | 0 | 0 | 96253.283 | 0 | 0 | 0 | 0 | 0 | 0 | 0 | 0 | 0 | 0 | 22097.017 | 0 | 0
2016-01-09 12:00 | 0 | 0 | 0 | 0 | 176816.0737 | 0 | 400062 | 0 | 0 | 0 | 166324.687 | 0 | 2559.5916 | 0 | 0 | 0 | 0 | 0 | 0 | 0 | 5623958.5232 | 0 | 0 | 0 | 0 | -245556.2427 | 0 | 213.2993 | 0 | 0 | 0 | 0 | 0 | 0 | 0 | 0 | 22097.017 | 0 | 0
2016-01-09 13:00 | 0 | 0 | 0 | 0 | 502525.5176 | 0.025792 | 417421 | 0 | 0 | 0 | 229332.2133 | 0 | 2559.5916 | 0 | 0 | 0 | 0 | 0 | 0 | 0 | 5641613.641 | 0 | 0 | 0 | 0 | 63007.5263 | 0 | 0 | 0 | 0 | 0 | 0 | 0 | 0 | 0 | 0 | 22097.017 | 0 | 0
2016-01-09 14:00 | 0 | 0 | 0 | 0 | 488684.121 | 97493.3604 | 432775 | 0 | 0 | 0 | 360424.3783 | 0 | 2772.8909 | 0 | 0 | 0 | 0 | 0 | 0 | 0 | 5659268.6881 | 0 | 0 | 0 | 0 | 131092.165 | 0 | 213.2993 | 0 | 0 | 0 | 0 | 0 | 0 | 0 | 0 | 22097.017 | 0 | 0
2016-01-09 15:00 | 0 | 0 | 0 | 0 | 294447.0405 | 416710.2192 | 443504 | 0 | 0 | 0 | 605980.621 | 0 | 2772.8909 | 0 | 0 | 0 | 0 | 0 | 0 | 0 | 5676923.6647 | 0 | 0 | 0 | 0 | 245556.2427 | 0 | 0 | 0 | 0 | 0 | 0 | 0 | 0 | 0 | 0 | 22097.017 | 0 | 0
2016-01-09 16:00 | 0 | 0 | 0 | 0 | 147996.9895 | 567433.5695 | 447564 | 0 | 0 | 0 | 851536.8637 | 0 | 2986.1902 | 0 | 0 | 0 | 0 | 0 | 0 | 0 | 5694578.5706 | 0 | 0 | 0 | 0 | 245556.2427 | 0 | 213.2993 | 0 | 0 | 0 | 0 | 0 | 0 | 0 | 0 | 22097.017 | 0 | 0
2016-01-09 17:00 | 0 | 0 | 0 | 0 | 134690.7337 | 579199.526 | 446237 | 0 | 0 | 0 | 1097093.1064 | 0 | 2986.1902 | 0 | 0 | 0 | 0 | 0 | 0 | 0 | 5712233.406 | 0 | 0 | 0 | 0 | 245556.2427 | 0 | 0 | 0 | 0 | 0 | 0 | 0 | 0 | 0 | 0 | 22097.017 | 0 | 0
2016-01-09 18:00 | 0 | 0 | 0 | 0 | 165666.9685 | 543436.2912 | 441450 | 0 | 0 | 0 | 1342649.349 | 0 | 2986.1902 | 0 | 0 | 0 | 0 | 0 | 0 | 0 | 5729888.1707 | 0 | 0 | 0 | 0 | 245556.2427 | 0 | 0 | 0 | 0 | 0 | 0 | 0 | 0 | 0 | 0 | 22097.017 | 0 | 0
2016-01-09 19:00 | 0 | 0 | 0 | 0 | 180947.235 | 524054.324 | 437135 | 0 | 0 | 0 | 1588205.5917 | 0 | 3199.4894 | 0 | 0 | 0 | 0 | 0 | 0 | 0 | 5747542.8648 | 0 | 0 | 0 | 0 | 245556.2427 | 0 | 213.2993 | 0 | 0 | 0 | 0 | 0 | 0 | 0 | 0 | 22097.017 | 0 | 0
2016-01-09 20:00 | 0 | 0 | 0 | 0 | 0 | 538714.7852 | 434799 | 0 | 0 | 0 | 1669811.0606 | 0 | 3412.7887 | 0 | 0 | 0 | 0 | 0 | 0 | 0 | 5765197.4882 | 0 | 0 | 0 | 0 | 81605.4689 | 0 | 213.2993 | 0 | 0 | 0 | 0 | 0 | 0 | 0 | 0 | 22097.017 | 0 | 0
2016-01-09 21:00 | 0 | 0 | 0 | 0 | 0 | 551146.6069 | 438748 | 0 | 0 | 0 | 1760112.6504 | 0 | 3412.7887 | 0 | 0 | 0 | 0 | 0 | 0 | 0 | 5782852.0411 | 0 | 0 | 0 | 0 | 90301.5898 | 0 | 0 | 0 | 0 | 0 | 0 | 0 | 0 | 0 | 0 | 22097.017 | 0 | 0
2016-01-09 22:00 | 0 | 0 | 0 | 0 | 111051.9159 | 490762.8833 | 451099 | 0 | 0 | 0 | 1888518.1333 | 0 | 3626.088 | 0 | 0 | 0 | 0 | 0 | 0 | 0 | 5800506.5233 | 0 | 0 | 0 | 0 | 128405.4829 | 0 | 213.2993 | 0 | 0 | 0 | 0 | 0 | 0 | 0 | 0 | 22097.017 | 0 | 0
2016-01-09 23:00 | 0 | 0 | 0 | 0 | 430729.2445 | 168450.4398 | 461966 | 0 | 0 | 0 | 2003421.5013 | 0 | 3839.3873 | 0 | 0 | 0 | 0 | 0 | 0 | 0 | 5818160.9349 | 0 | 0 | 0 | 0 | 114903.368 | 0 | 213.2993 | 0 | 0 | 0 | 0 | 0 | 0 | 0 | 0 | 22097.017 | 0 | 0
2016-01-10 | 0 | 0 | 0 | 0 | 242953.6171 | 708.4565 | 466908 | 0 | 0 | 0 | 1757865.2586 | 0 | 4052.6866 | 0 | 0 | 0 | 0 | 0 | 0 | 0 | 5835815.2759 | 0 | 0 | 0 | 0 | -245556.2427 | 0 | 213.2993 | 0 | 0 | 0 | 0 | 0 | 0 | 0 | 0 | 22097.017 | 0 | 0
2016-01-10 01:00 | 0 | 0 | 0 | 0 | 393220.6998 | 0 | 465022 | 0 | 0 | 0 | 1663966.9414 | 0 | 4052.6866 | 0 | 0 | 0 | 0 | 0 | 0 | 0 | 5853469.5463 | 0 | 0 | 0 | 0 | -93898.3172 | 0 | 0 | 0 | 0 | 0 | 0 | 0 | 0 | 0 | 0 | 22097.017 | 0 | 0
2016-01-10 02:00 | 0 | 0 | 0 | 0 | 378746.125 | 0 | 458039 | 0 | 0 | 0 | 1562577.0493 | 0 | 4052.6866 | 0 | 0 | 0 | 0 | 0 | 0 | 0 | 5871123.746 | 0 | 0 | 0 | 0 | -101389.8921 | 0 | 0 | 0 | 0 | 0 | 0 | 0 | 0 | 0 | 0 | 22097.017 | 0 | 0
2016-01-10 03:00 | 0 | 0 | 0 | 0 | 363046.2998 | 0 | 445223 | 0 | 0 | 0 | 1458090.0328 | 0 | 4265.9859 | 0 | 0 | 0 | 0 | 0 | 0 | 0 | 5888777.8752 | 0 | 0 | 0 | 0 | -104487.0166 | 0 | 213.2993 | 0 | 0 | 0 | 0 | 0 | 0 | 0 | 0 | 22097.017 | 0 | 0
2016-01-10 04:00 | 0 | 0 | 0 | 0 | 348585.4963 | 0 | 429865 | 0 | 0 | 0 | 1354713.512 | 0 | 4265.9859 | 0 | 0 | 0 | 0 | 0 | 0 | 0 | 5906431.9337 | 0 | 0 | 0 | 0 | -103376.5208 | 0 | 0 | 0 | 0 | 0 | 0 | 0 | 0 | 0 | 0 | 22097.017 | 0 | 0
2016-01-10 05:00 | 0 | 0 | 0 | 0 | 338890.0554 | 0 | 414836 | 0 | 0 | 0 | 1256670.5504 | 0 | 4265.9859 | 0 | 0 | 0 | 0 | 0 | 0 | 0 | 5924085.9216 | 0 | 0 | 0 | 0 | -98042.9616 | 0 | 0 | 0 | 0 | 0 | 0 | 0 | 0 | 0 | 0 | 22097.017 | 0 | 0
2016-01-10 06:00 | 0 | 0 | 0 | 0 | 331404.1622 | 0 | 401159 | 0 | 0 | 0 | 1164605.3962 | 0 | 4479.2852 | 0 | 0 | 0 | 0 | 0 | 0 | 0 | 5941739.8389 | 0 | 0 | 0 | 0 | -92065.1542 | 0 | 213.2993 | 0 | 0 | 0 | 0 | 0 | 0 | 0 | 0 | 22097.017 | 0 | 0
2016-01-10 07:00 | 0 | 0 | 0 | 0 | 324911.0942 | 0 | 391763 | 0 | 0 | 0 | 1075656.4734 | 0 | 4479.2852 | 0 | 0 | 0 | 0 | 0 | 0 | 0 | 5959393.6856 | 0 | 0 | 0 | 0 | -88948.9229 | 0 | 0 | 0 | 0 | 0 | 0 | 0 | 0 | 0 | 0 | 22097.017 | 0 | 0
2016-01-10 08:00 | 0 | 0 | 0 | 0 | 164123.0737 | 0 | 387369 | 0 | 0 | 0 | 830100.2307 | 0 | 4692.5845 | 0 | 0 | 0 | 0 | 0 | 0 | 0 | 5977047.4616 | 0 | 0 | 0 | 0 | -245556.2427 | 0 | 213.2993 | 0 | 0 | 0 | 0 | 0 | 0 | 0 | 0 | 22097.017 | 0 | 0
2016-01-10 09:00 | 0 | 0 | 0 | 0 | 320135.051 | 0 | 386669 | 0 | 0 | 0 | 741255.9654 | 0 | 4905.8838 | 0 | 0 | 0 | 0 | 0 | 0 | 0 | 5994701.1671 | 0 | 0 | 0 | 0 | -88844.2653 | 0 | 213.2993 | 0 | 0 | 0 | 0 | 0 | 0 | 0 | 0 | 22097.017 | 0 | 0
2016-01-10 10:00 | 0 | 0 | 0 | 0 | 326088.2433 | 0 | 390692 | 0 | 0 | 0 | 654555.1916 | 0 | 4905.8838 | 0 | 0 | 0 | 0 | 0 | 0 | 0 | 6012354.8019 | 0 | 0 | 0 | 0 | -86700.7737 | 0 | 0 | 0 | 0 | 0 | 0 | 0 | 0 | 0 | 0 | 22097.017 | 0 | 0
2016-01-10 11:00 | 0 | 0 | 0 | 0 | 325654.2128 | 0 | 400516 | 0 | 0 | 0 | 557383.0881 | 0 | 5119.1831 | 0 | 0 | 0 | 0 | 0 | 0 | 0 | 6030008.3661 | 0 | 0 | 0 | 0 | -97172.1035 | 0 | 213.2993 | 0 | 0 | 0 | 0 | 0 | 0 | 0 | 0 | 22097.017 | 0 | 0
2016-01-10 12:00 | 0 | 0 | 0 | 0 | 315065.683 | 0 | 415332 | 0 | 0 | 0 | 434806.4548 | 0 | 5332.4824 | 0 | 0 | 0 | 0 | 0 | 0 | 0 | 6047661.8597 | 0 | 0 | 0 | 0 | -122576.6333 | 0 | 213.2993 | 0 | 0 | 0 | 0 | 0 | 0 | 0 | 0 | 22097.017 | 0 | 0
2016-01-10 13:00 | 0 | 0 | 0 | 0 | 296026.8941 | 0.20653 | 431531 | 0 | 0 | 0 | 277205.5384 | 0 | 5332.4824 | 0 | 0 | 0 | 0 | 0 | 0 | 0 | 6065315.2827 | 0 | 0 | 0 | 0 | -157600.9164 | 0 | 0 | 0 | 0 | 0 | 0 | 0 | 0 | 0 | 0 | 22097.017 | 0 | 0
2016-01-10 14:00 | 0 | 0 | 0 | 0 | 260392.5138 | 105875.826 | 446224 | 0 | 0 | 0 | 174939.5618 | 0 | 5545.7817 | 0 | 0 | 0 | 0 | 0 | 0 | 0 | 6082968.6351 | 0 | 0 | 0 | 0 | -102265.9765 | 0 | 213.2993 | 0 | 0 | 0 | 0 | 0 | 0 | 0 | 0 | 22097.017 | 0 | 0
2016-01-10 15:00 | 0 | 0 | 0 | 0 | 188509.4033 | 362451.5998 | 454445 | 0 | 0 | 0 | 249358.5479 | 0 | 5545.7817 | 0 | 0 | 0 | 0 | 0 | 0 | 0 | 6100621.9169 | 0 | 0 | 0 | 0 | 74418.9861 | 0 | 0 | 0 | 0 | 0 | 0 | 0 | 0 | 0 | 0 | 22097.017 | 0 | 0
2016-01-10 16:00 | 0 | 0 | 0 | 0 | 0 | 498838.4635 | 455969 | 0 | 0 | 0 | 269917.6951 | 0 | 5759.081 | 0 | 0 | 0 | 0 | 0 | 0 | 0 | 6118275.128 | 0 | 0 | 0 | 0 | 20559.1471 | 0 | 213.2993 | 0 | 0 | 0 | 0 | 0 | 0 | 0 | 0 | 22097.017 | 0 | 0
2016-01-10 17:00 | 0 | 0 | 0 | 0 | 163643.8435 | 530045.7444 | 455005 | 0 | 0 | 0 | 486505.2659 | 0 | 5759.081 | 0 | 0 | 0 | 0 | 0 | 0 | 0 | 6135928.2686 | 0 | 0 | 0 | 0 | 216587.5708 | 0 | 0 | 0 | 0 | 0 | 0 | 0 | 0 | 0 | 0 | 22097.017 | 0 | 0
2016-01-10 18:00 | 0 | 0 | 0 | 0 | 190853.6473 | 517738.1059 | 450676 | 0 | 0 | 0 | 722110.7028 | 0 | 5972.3803 | 0 | 0 | 0 | 0 | 0 | 0 | 0 | 6153581.3385 | 0 | 0 | 0 | 0 | 235605.4369 | 0 | 213.2993 | 0 | 0 | 0 | 0 | 0 | 0 | 0 | 0 | 22097.017 | 0 | 0
2016-01-10 19:00 | 0 | 0 | 0 | 0 | 211401.249 | 501600.0107 | 445348 | 0 | 0 | 0 | 967666.9455 | 0 | 5972.3803 | 0 | 0 | 0 | 0 | 0 | 0 | 0 | 6171234.3378 | 0 | 0 | 0 | 0 | 245556.2427 | 0 | 0 | 0 | 0 | 0 | 0 | 0 | 0 | 0 | 0 | 22097.017 | 0 | 0
2016-01-10 20:00 | 0 | 0 | 0 | 0 | 207872.3689 | 501037.1902 | 441043 | 0 | 0 | 0 | 1213223.1882 | 0 | 6185.6796 | 0 | 0 | 0 | 0 | 0 | 0 | 0 | 6188887.2665 | 0 | 0 | 0 | 0 | 245556.2427 | 0 | 213.2993 | 0 | 0 | 0 | 0 | 0 | 0 | 0 | 0 | 22097.017 | 0 | 0
2016-01-10 21:00 | 0 | 0 | 0 | 0 | 0 | 498405.4005 | 445970 | 0 | 0 | 0 | 1243561.5716 | 0 | 6185.6796 | 0 | 0 | 0 | 0 | 0 | 0 | 0 | 6206540.1246 | 0 | 0 | 0 | 0 | 30338.3835 | 0 | 0 | 0 | 0 | 0 | 0 | 0 | 0 | 0 | 0 | 22097.017 | 0 | 0
2016-01-10 22:00 | 0 | 0 | 0 | 0 | 256029.9101 | 419450.45 | 462762 | 0 | 0 | 0 | 1433969.6154 | 0 | 6398.9789 | 0 | 0 | 0 | 0 | 0 | 0 | 0 | 6224192.9121 | 0 | 0 | 0 | 0 | 190408.0437 | 0 | 213.2993 | 0 | 0 | 0 | 0 | 0 | 0 | 0 | 0 | 22097.017 | 0 | 0
2016-01-10 23:00 | 0 | 0 | 0 | 0 | 309619.1679 | 171616.1827 | 486387 | 0 | 0 | 0 | 1406720.9489 | 0 | 6398.9789 | 0 | 0 | 0 | 0 | 0 | 0 | 0 | 6241845.6289 | 0 | 0 | 0 | 0 | -27248.6665 | 0 | 0 | 0 | 0 | 0 | 0 | 0 | 0 | 0 | 0 | 22097.017 | 0 | 0
2016-01-11 | 0 | 0 | 0 | 0 | 369572.3743 | 2814.5761 | 499575 | 0 | 0 | 0 | 1257435.8822 | 0 | 6398.9789 | 0 | 0 | 0 | 0 | 0 | 0 | 0 | 6259498.2752 | 0 | 0 | 0 | 0 | -149285.0667 | 0 | 0 | 0 | 0 | 0 | 0 | 0 | 0 | 0 | 0 | 22097.017 | 0 | 0
2016-01-11 01:00 | 0 | 0 | 0 | 0 | 280303.7744 | 0 | 503763 | 0 | 0 | 0 | 1011879.6395 | 0 | 6398.9789 | 0 | 0 | 0 | 0 | 0 | 0 | 0 | 6277150.8508 | 0 | 0 | 0 | 0 | -245556.2427 | 0 | 0 | 0 | 0 | 0 | 0 | 0 | 0 | 0 | 0 | 22097.017 | 0 | 0
2016-01-11 02:00 | 0 | 0 | 0 | 0 | 439927.8085 | 0 | 499300 | 0 | 0 | 0 | 930197.1316 | 0 | 6612.2782 | 0 | 0 | 0 | 0 | 0 | 0 | 0 | 6294803.3559 | 0 | 0 | 0 | 0 | -81682.5079 | 0 | 213.2993 | 0 | 0 | 0 | 0 | 0 | 0 | 0 | 0 | 22097.017 | 0 | 0
2016-01-11 03:00 | 0 | 0 | 0 | 0 | 454314.2905 | 0 | 486290 | 0 | 0 | 0 | 876124.405 | 0 | 6612.2782 | 0 | 0 | 0 | 0 | 0 | 0 | 0 | 6312455.7903 | 0 | 0 | 0 | 0 | -54072.7266 | 0 | 0 | 0 | 0 | 0 | 0 | 0 | 0 | 0 | 0 | 22097.017 | 0 | 0
2016-01-11 04:00 | 0 | 0 | 0 | 0 | 463677.368 | 0 | 469026 | 0 | 0 | 0 | 848465.4567 | 0 | 6825.5775 | 0 | 0 | 0 | 0 | 0 | 0 | 0 | 6330108.1541 | 0 | 0 | 0 | 0 | -27658.9483 | 0 | 213.2993 | 0 | 0 | 0 | 0 | 0 | 0 | 0 | 0 | 22097.017 | 0 | 0
2016-01-11 05:00 | 0 | 0 | 0 | 0 | 473410.8637 | 0 | 454916 | 0 | 0 | 0 | 844863.3033 | 0 | 6825.5775 | 0 | 0 | 0 | 0 | 0 | 0 | 0 | 6347760.4473 | 0 | 0 | 0 | 0 | -3602.1534 | 0 | 0 | 0 | 0 | 0 | 0 | 0 | 0 | 0 | 0 | 22097.017 | 0 | 0
2016-01-11 06:00 | 0 | 0 | 0 | 0 | 478506.3505 | 0 | 445035 | 0 | 0 | 0 | 856024.3375 | 0 | 7038.8768 | 0 | 0 | 0 | 0 | 0 | 0 | 0 | 6365412.6699 | 0 | 0 | 0 | 0 | 11161.0342 | 0 | 213.2993 | 0 | 0 | 0 | 0 | 0 | 0 | 0 | 0 | 22097.017 | 0 | 0
2016-01-11 07:00 | 0 | 0 | 0 | 0 | 216939.7744 | 0 | 440399 | 0 | 0 | 0 | 610468.0948 | 0 | 7038.8768 | 0 | 0 | 0 | 0 | 0 | 0 | 0 | 6383064.8219 | 0 | 0 | 0 | 0 | -245556.2427 | 0 | 0 | 0 | 0 | 0 | 0 | 0 | 0 | 0 | 0 | 22097.017 | 0 | 0
2016-01-11 08:00 | 0 | 0 | 0 | 0 | 474430.3021 | 0 | 440627 | 0 | 0 | 0 | 621961.0806 | 0 | 7252.1761 | 0 | 0 | 0 | 0 | 0 | 0 | 0 | 6400716.9033 | 0 | 0 | 0 | 0 | 11492.9858 | 0 | 213.2993 | 0 | 0 | 0 | 0 | 0 | 0 | 0 | 0 | 22097.017 | 0 | 0
2016-01-11 09:00 | 0 | 0 | 0 | 0 | 458401.6761 | 0 | 447243 | 0 | 0 | 0 | 611022.7397 | 0 | 7252.1761 | 0 | 0 | 0 | 0 | 0 | 0 | 0 | 6418368.914 | 0 | 0 | 0 | 0 | -10938.3409 | 0 | 0 | 0 | 0 | 0 | 0 | 0 | 0 | 0 | 0 | 22097.017 | 0 | 0
2016-01-11 10:00 | 0 | 0 | 0 | 0 | 440409.7777 | 0 | 465391 | 0 | 0 | 0 | 563731.2011 | 0 | 7465.4754 | 0 | 0 | 0 | 0 | 0 | 0 | 0 | 6436020.8542 | 0 | 0 | 0 | 0 | -47291.5386 | 0 | 213.2993 | 0 | 0 | 0 | 0 | 0 | 0 | 0 | 0 | 22097.017 | 0 | 0
2016-01-11 11:00 | 0 | 0 | 0 | 0 | 429736.2538 | 0 | 503205 | 0 | 0 | 0 | 468165.4378 | 0 | 7465.4754 | 0 | 0 | 0 | 0 | 0 | 0 | 0 | 6453672.7237 | 0 | 0 | 0 | 0 | -95565.7632 | 0 | 0 | 0 | 0 | 0 | 0 | 0 | 0 | 0 | 0 | 22097.017 | 0 | 0
2016-01-11 12:00 | 0 | 0 | 0 | 0 | 421071.119 | 0 | 537493 | 0 | 0 | 0 | 329433.2405 | 0 | 7678.7747 | 0 | 0 | 0 | 0 | 0 | 0 | 0 | 6471324.5227 | 0 | 0 | 0 | 0 | -138732.1973 | 0 | 213.2993 | 0 | 0 | 0 | 0 | 0 | 0 | 0 | 0 | 22097.017 | 0 | 0
2016-01-11 13:00 | 0 | 0 | 0 | 0 | 419326.393 | 0.057316 | 547765 | 0 | 0 | 0 | 178897.6738 | 0 | 7678.7747 | 0 | 0 | 0 | 0 | 0 | 0 | 0 | 6488976.251 | 0 | 0 | 0 | 0 | -150535.5667 | 0 | 0 | 0 | 0 | 0 | 0 | 0 | 0 | 0 | 0 | 22097.017 | 0 | 0
2016-01-11 14:00 | 0 | 0 | 0 | 0 | 390173.6115 | 94130.0555 | 543677 | 0 | 0 | 0 | 97214.0244 | 0 | 7892.074 | 0 | 0 | 0 | 0 | 0 | 0 | 0 | 6506627.9088 | 0 | 0 | 0 | 0 | -81683.6494 | 0 | 213.2993 | 0 | 0 | 0 | 0 | 0 | 0 | 0 | 0 | 22097.017 | 0 | 0
2016-01-11 15:00 | 0 | 0 | 0 | 0 | 0 | 476078.566 | 535867 | 0 | 0 | 0 | 15327.6599 | 0 | 7892.9875 | 0 | 0 | 0 | 0 | 0 | 0 | 0 | 6524279.4959 | 0 | 0 | 0 | 0 | -81886.3645 | 0 | 0.91349 | 0 | 0 | 0 | 0 | 0 | 0 | 0 | 0 | 22097.017 | 0 | 0
2016-01-11 16:00 | 0 | 0 | 0 | 0 | 0 | 612592.364 | 524193 | 0 | 0 | 0 | 81630.0068 | 0 | 7892.9875 | 0 | 0 | 0 | 0 | 0 | 0 | 0 | 6541931.0124 | 0 | 0 | 0 | 0 | 66302.3469 | 0 | 0 | 0 | 0 | 0 | 0 | 0 | 0 | 0 | 0 | 22097.017 | 0 | 0
2016-01-11 17:00 | 0 | 0 | 0 | 0 | 0 | 606945.6891 | 511046 | 0 | 0 | 0 | 155219.3796 | 0 | 8106.2868 | 0 | 0 | 0 | 0 | 0 | 0 | 0 | 6559582.4583 | 0 | 0 | 0 | 0 | 73589.3727 | 0 | 213.2993 | 0 | 0 | 0 | 0 | 0 | 0 | 0 | 0 | 22097.017 | 0 | 0
2016-01-11 18:00 | 0 | 0 | 0 | 0 | 190475.1978 | 578429.0619 | 501251 | 0 | 0 | 0 | 400775.6223 | 0 | 8106.2868 | 0 | 0 | 0 | 0 | 0 | 0 | 0 | 6577233.8336 | 0 | 0 | 0 | 0 | 245556.2427 | 0 | 0 | 0 | 0 | 0 | 0 | 0 | 0 | 0 | 0 | 22097.017 | 0 | 0
2016-01-11 19:00 | 0 | 0 | 0 | 0 | 191969.2387 | 568037.3203 | 492140 | 0 | 0 | 0 | 646331.8649 | 0 | 8319.5861 | 0 | 0 | 0 | 0 | 0 | 0 | 0 | 6594885.1383 | 0 | 0 | 0 | 0 | 245556.2427 | 0 | 213.2993 | 0 | 0 | 0 | 0 | 0 | 0 | 0 | 0 | 22097.017 | 0 | 0
2016-01-11 20:00 | 0 | 0 | 0 | 0 | 0 | 585363.6631 | 485928 | 0 | 0 | 0 | 723670.511 | 0 | 8319.5861 | 0 | 0 | 0 | 0 | 0 | 0 | 0 | 6612536.3724 | 0 | 0 | 0 | 0 | 77338.646 | 0 | 0 | 0 | 0 | 0 | 0 | 0 | 0 | 0 | 0 | 22097.017 | 0 | 0
2016-01-11 21:00 | 0 | 0 | 0 | 0 | 143370.3579 | 613101.2011 | 488605 | 0 | 0 | 0 | 969226.7536 | 0 | 8532.8854 | 0 | 0 | 0 | 0 | 0 | 0 | 0 | 6630187.5359 | 0 | 0 | 0 | 0 | 245556.2427 | 0 | 213.2993 | 0 | 0 | 0 | 0 | 0 | 0 | 0 | 0 | 22097.017 | 0 | 0
2016-01-11 22:00 | 0 | 0 | 0 | 0 | 220425.6092 | 554166.6505 | 506939 | 0 | 0 | 0 | 1214782.9963 | 0 | 8532.8854 | 0 | 0 | 0 | 0 | 0 | 0 | 0 | 6647838.6288 | 0 | 0 | 0 | 0 | 245556.2427 | 0 | 0 | 0 | 0 | 0 | 0 | 0 | 0 | 0 | 0 | 22097.017 | 0 | 0
2016-01-11 23:00 | 0 | 0 | 0 | 0 | 568017.4547 | 193058.75 | 526379 | 0 | 0 | 0 | 1427169.8847 | 0 | 8746.1846 | 0 | 0 | 0 | 0 | 0 | 0 | 0 | 6665489.6511 | 0 | 0 | 0 | 0 | 212386.8884 | 0 | 213.2993 | 0 | 0 | 0 | 0 | 0 | 0 | 0 | 0 | 22097.017 | 0 | 0
2016-01-12 | 0 | 0 | 0 | 0 | 316435.7523 | 2550.022 | 542445 | 0 | 0 | 0 | 1181613.642 | 0 | 8746.1846 | 0 | 0 | 0 | 0 | 0 | 0 | 0 | 6683140.6028 | 0 | 0 | 0 | 0 | -245556.2427 | 0 | 0 | 0 | 0 | 0 | 0 | 0 | 0 | 0 | 0 | 22097.017 | 0 | 0
2016-01-12 01:00 | 0 | 0 | 0 | 0 | 320179.7744 | 0 | 543639 | 0 | 0 | 0 | 936057.3993 | 0 | 8746.1846 | 0 | 0 | 0 | 0 | 0 | 0 | 0 | 6700791.4838 | 0 | 0 | 0 | 0 | -245556.2427 | 0 | 0 | 0 | 0 | 0 | 0 | 0 | 0 | 0 | 0 | 22097.017 | 0 | 0
2016-01-12 02:00 | 0 | 0 | 0 | 0 | 597907.3643 | 0 | 535222 | 0 | 0 | 0 | 976432.4473 | 0 | 8959.4839 | 0 | 0 | 0 | 0 | 0 | 0 | 0 | 6718442.2943 | 0 | 0 | 0 | 0 | 40375.0479 | 0 | 213.2993 | 0 | 0 | 0 | 0 | 0 | 0 | 0 | 0 | 22097.017 | 0 | 0
2016-01-12 03:00 | 0 | 0 | 0 | 0 | 294308.7744 | 0 | 517768 | 0 | 0 | 0 | 730876.2046 | 0 | 8959.4839 | 0 | 0 | 0 | 0 | 0 | 0 | 0 | 6736093.0342 | 0 | 0 | 0 | 0 | -245556.2427 | 0 | 0 | 0 | 0 | 0 | 0 | 0 | 0 | 0 | 0 | 22097.017 | 0 | 0
2016-01-12 04:00 | 0 | 0 | 0 | 0 | 270700.0737 | 0 | 493946 | 0 | 0 | 0 | 485319.9619 | 0 | 9172.7832 | 0 | 0 | 0 | 0 | 0 | 0 | 0 | 6753743.7034 | 0 | 0 | 0 | 0 | -245556.2427 | 0 | 213.2993 | 0 | 0 | 0 | 0 | 0 | 0 | 0 | 0 | 22097.017 | 0 | 0
2016-01-12 05:00 | 0 | 0 | 0 | 0 | 686916.816 | 0 | 476108 | 0 | 0 | 0 | 674031.7609 | 0 | 9172.7832 | 0 | 0 | 0 | 0 | 0 | 0 | 0 | 6771394.3021 | 0 | 0 | 0 | 0 | 188711.799 | 0 | 0 | 0 | 0 | 0 | 0 | 0 | 0 | 0 | 0 | 22097.017 | 0 | 0
2016-01-12 06:00 | 0 | 0 | 0 | 0 | 239800.0737 | 0 | 463046 | 0 | 0 | 0 | 428475.5182 | 0 | 9386.0825 | 0 | 0 | 0 | 0 | 0 | 0 | 0 | 6789044.8302 | 0 | 0 | 0 | 0 | -245556.2427 | 0 | 213.2993 | 0 | 0 | 0 | 0 | 0 | 0 | 0 | 0 | 22097.017 | 0 | 0
2016-01-12 07:00 | 0 | 0 | 0 | 0 | 681840.5525 | 0 | 454908 | 0 | 0 | 0 | 633311.0537 | 0 | 9386.0825 | 0 | 0 | 0 | 0 | 0 | 0 | 0 | 6806695.2876 | 0 | 0 | 0 | 0 | 204835.5355 | 0 | 0 | 0 | 0 | 0 | 0 | 0 | 0 | 0 | 0 | 22097.017 | 0 | 0
2016-01-12 08:00 | 0 | 0 | 0 | 0 | 669563.1836 | 0 | 451631 | 0 | 0 | 0 | 828932.921 | 0 | 9599.3818 | 0 | 0 | 0 | 0 | 0 | 0 | 0 | 6824345.6745 | 0 | 0 | 0 | 0 | 195621.8673 | 0 | 213.2993 | 0 | 0 | 0 | 0 | 0 | 0 | 0 | 0 | 22097.017 | 0 | 0
2016-01-12 09:00 | 0 | 0 | 0 | 0 | 231166.7744 | 0 | 454626 | 0 | 0 | 0 | 583376.6783 | 0 | 9599.3818 | 0 | 0 | 0 | 0 | 0 | 0 | 0 | 6841995.9907 | 0 | 0 | 0 | 0 | -245556.2427 | 0 | 0 | 0 | 0 | 0 | 0 | 0 | 0 | 0 | 0 | 22097.017 | 0 | 0
2016-01-12 10:00 | 0 | 0 | 0 | 0 | 623096.8233 | 0 | 468323 | 0 | 0 | 0 | 715840.1853 | 0 | 9812.6811 | 0 | 0 | 0 | 0 | 0 | 0 | 0 | 6859646.2364 | 0 | 0 | 0 | 0 | 132463.507 | 0 | 213.2993 | 0 | 0 | 0 | 0 | 0 | 0 | 0 | 0 | 22097.017 | 0 | 0
2016-01-12 11:00 | 0 | 0 | 0 | 0 | 584056.326 | 0 | 501211 | 0 | 0 | 0 | 776588.4943 | 0 | 9812.6811 | 0 | 0 | 0 | 0 | 0 | 0 | 0 | 6877296.4114 | 0 | 0 | 0 | 0 | 60748.309 | 0 | 0 | 0 | 0 | 0 | 0 | 0 | 0 | 0 | 0 | 22097.017 | 0 | 0
2016-01-12 12:00 | 0 | 0 | 0 | 0 | 308820.0737 | 0 | 532066 | 0 | 0 | 0 | 531032.2516 | 0 | 10025.9804 | 0 | 0 | 0 | 0 | 0 | 0 | 0 | 6894946.5159 | 0 | 0 | 0 | 0 | -245556.2427 | 0 | 213.2993 | 0 | 0 | 0 | 0 | 0 | 0 | 0 | 0 | 22097.017 | 0 | 0
2016-01-12 13:00 | 0 | 0 | 0 | 0 | 484360.8935 | 0.64431 | 539233 | 0 | 0 | 0 | 454063.7724 | 0 | 10025.9804 | 0 | 0 | 0 | 0 | 0 | 0 | 0 | 6912596.5497 | 0 | 0 | 0 | 0 | -76968.4792 | 0 | 0 | 0 | 0 | 0 | 0 | 0 | 0 | 0 | 0 | 22097.017 | 0 | 0
2016-01-12 14:00 | 0 | 0 | 0 | 0 | 380793.8588 | 127757.7708 | 532105 | 0 | 0 | 0 | 408200.0857 | 0 | 10239.2797 | 0 | 0 | 0 | 0 | 0 | 0 | 0 | 6930246.513 | 0 | 0 | 0 | 0 | -45863.6867 | 0 | 213.2993 | 0 | 0 | 0 | 0 | 0 | 0 | 0 | 0 | 22097.017 | 0 | 0
2016-01-12 15:00 | 0 | 0 | 0 | 0 | 241915.0123 | 547408.2474 | 521670 | 0 | 0 | 0 | 653756.3284 | 0 | 10239.2797 | 0 | 0 | 0 | 0 | 0 | 0 | 0 | 6947896.4056 | 0 | 0 | 0 | 0 | 245556.2427 | 0 | 0 | 0 | 0 | 0 | 0 | 0 | 0 | 0 | 0 | 22097.017 | 0 | 0
2016-01-12 16:00 | 0 | 0 | 0 | 0 | 0 | 649703.656 | 510052 | 0 | 0 | 0 | 771310.9674 | 0 | 10239.2797 | 0 | 0 | 0 | 0 | 0 | 0 | 0 | 6965546.2277 | 0 | 0 | 0 | 0 | 117554.639 | 0 | 0 | 0 | 0 | 0 | 0 | 0 | 0 | 0 | 0 | 22097.017 | 0 | 0
2016-01-12 17:00 | 0 | 0 | 0 | 0 | 0 | 633002.8934 | 498062 | 0 | 0 | 0 | 884154.8438 | 0 | 10239.2797 | 0 | 0 | 0 | 0 | 0 | 0 | 0 | 6983195.9791 | 0 | 0 | 0 | 0 | 112843.8764 | 0 | 0 | 0 | 0 | 0 | 0 | 0 | 0 | 0 | 0 | 22097.017 | 0 | 0
2016-01-12 18:00 | 0 | 0 | 0 | 0 | 0 | 595532.0398 | 488561 | 0 | 0 | 0 | 969028.8665 | 0 | 10239.2797 | 0 | 0 | 0 | 0 | 0 | 0 | 0 | 7000845.66 | 0 | 0 | 0 | 0 | 84874.0227 | 0 | 0 | 0 | 0 | 0 | 0 | 0 | 0 | 0 | 0 | 22097.017 | 0 | 0
2016-01-12 19:00 | 0 | 0 | 0 | 0 | 169947.6675 | 578674.8915 | 480756 | 0 | 0 | 0 | 1214585.1092 | 0 | 10452.579 | 0 | 0 | 0 | 0 | 0 | 0 | 0 | 7018495.2703 | 0 | 0 | 0 | 0 | 245556.2427 | 0 | 213.2993 | 0 | 0 | 0 | 0 | 0 | 0 | 0 | 0 | 22097.017 | 0 | 0
2016-01-12 20:00 | 0 | 0 | 0 | 0 | 149250.426 | 593044.1331 | 474428 | 0 | 0 | 0 | 1460141.3519 | 0 | 10665.8783 | 0 | 0 | 0 | 0 | 0 | 0 | 0 | 7036144.8099 | 0 | 0 | 0 | 0 | 245556.2427 | 0 | 213.2993 | 0 | 0 | 0 | 0 | 0 | 0 | 0 | 0 | 22097.017 | 0 | 0
2016-01-12 21:00 | 0 | 0 | 0 | 0 | 0 | 620284.304 | 476053 | 0 | 0 | 0 | 1582275.6389 | 0 | 10665.8783 | 0 | 0 | 0 | 0 | 0 | 0 | 0 | 7053794.279 | 0 | 0 | 0 | 0 | 122134.287 | 0 | 0 | 0 | 0 | 0 | 0 | 0 | 0 | 0 | 0 | 22097.017 | 0 | 0
2016-01-12 22:00 | 0 | 0 | 0 | 0 | 0 | 567712.2202 | 492115 | 0 | 0 | 0 | 1635775.842 | 0 | 10665.8783 | 0 | 0 | 0 | 0 | 0 | 0 | 0 | 7071443.6774 | 0 | 0 | 0 | 0 | 53500.2032 | 0 | 0 | 0 | 0 | 0 | 0 | 0 | 0 | 0 | 0 | 22097.017 | 0 | 0
2016-01-12 23:00 | 0 | 0 | 0 | 0 | 305620.2531 | 203228.191 | 513200 | 0 | 0 | 0 | 1609113.9698 | 0 | 10879.1776 | 0 | 0 | 0 | 0 | 0 | 0 | 0 | 7089093.0053 | 0 | 0 | 0 | 0 | -26661.8722 | 0 | 213.2993 | 0 | 0 | 0 | 0 | 0 | 0 | 0 | 0 | 22097.017 | 0 | 0
2016-01-13 | 0 | 0 | 0 | 0 | 298103.6583 | 3328.116 | 524891 | 0 | 0 | 0 | 1363557.7271 | 0 | 10879.1776 | 0 | 0 | 0 | 0 | 0 | 0 | 0 | 7106742.2626 | 0 | 0 | 0 | 0 | -245556.2427 | 0 | 0 | 0 | 0 | 0 | 0 | 0 | 0 | 0 | 0 | 22097.017 | 0 | 0
2016-01-13 01:00 | 0 | 0 | 0 | 0 | 302826.0737 | 0 | 526072 | 0 | 0 | 0 | 1118001.4845 | 0 | 11092.4769 | 0 | 0 | 0 | 0 | 0 | 0 | 0 | 7124391.4492 | 0 | 0 | 0 | 0 | -245556.2427 | 0 | 213.2993 | 0 | 0 | 0 | 0 | 0 | 0 | 0 | 0 | 22097.017 | 0 | 0
2016-01-13 02:00 | 0 | 0 | 0 | 0 | 530838.8127 | 0 | 519458 | 0 | 0 | 0 | 1107285.2801 | 0 | 11092.4769 | 0 | 0 | 0 | 0 | 0 | 0 | 0 | 7142040.5653 | 0 | 0 | 0 | 0 | -10716.2044 | 0 | 0 | 0 | 0 | 0 | 0 | 0 | 0 | 0 | 0 | 22097.017 | 0 | 0
2016-01-13 03:00 | 0 | 0 | 0 | 0 | 280389.7744 | 0 | 503849 | 0 | 0 | 0 | 861729.0374 | 0 | 11092.4769 | 0 | 0 | 0 | 0 | 0 | 0 | 0 | 7159689.6108 | 0 | 0 | 0 | 0 | -245556.2427 | 0 | 0 | 0 | 0 | 0 | 0 | 0 | 0 | 0 | 0 | 22097.017 | 0 | 0
2016-01-13 04:00 | 0 | 0 | 0 | 0 | 260009.7744 | 0 | 483469 | 0 | 0 | 0 | 616172.7947 | 0 | 11092.4769 | 0 | 0 | 0 | 0 | 0 | 0 | 0 | 7177338.5856 | 0 | 0 | 0 | 0 | -245556.2427 | 0 | 0 | 0 | 0 | 0 | 0 | 0 | 0 | 0 | 0 | 22097.017 | 0 | 0
2016-01-13 05:00 | 0 | 0 | 0 | 0 | 632247.4121 | 0 | 465481 | 0 | 0 | 0 | 760628.8904 | 0 | 11305.7762 | 0 | 0 | 0 | 0 | 0 | 0 | 0 | 7194987.4899 | 0 | 0 | 0 | 0 | 144456.0957 | 0 | 213.2993 | 0 | 0 | 0 | 0 | 0 | 0 | 0 | 0 | 22097.017 | 0 | 0
2016-01-13 06:00 | 0 | 0 | 0 | 0 | 231463.7744 | 0 | 454923 | 0 | 0 | 0 | 515072.6478 | 0 | 11305.7762 | 0 | 0 | 0 | 0 | 0 | 0 | 0 | 7212636.3236 | 0 | 0 | 0 | 0 | -245556.2427 | 0 | 0 | 0 | 0 | 0 | 0 | 0 | 0 | 0 | 0 | 22097.017 | 0 | 0
2016-01-13 07:00 | 0 | 0 | 0 | 0 | 225629.0737 | 0 | 448875 | 0 | 0 | 0 | 269516.4051 | 0 | 11519.0755 | 0 | 0 | 0 | 0 | 0 | 0 | 0 | 7230285.0867 | 0 | 0 | 0 | 0 | -245556.2427 | 0 | 213.2993 | 0 | 0 | 0 | 0 | 0 | 0 | 0 | 0 | 22097.017 | 0 | 0
2016-01-13 08:00 | 0 | 0 | 0 | 0 | 621437.381 | 0 | 447429 | 0 | 0 | 0 | 421427.769 | 0 | 11519.0755 | 0 | 0 | 0 | 0 | 0 | 0 | 0 | 7247933.7792 | 0 | 0 | 0 | 0 | 151911.3639 | 0 | 0 | 0 | 0 | 0 | 0 | 0 | 0 | 0 | 0 | 22097.017 | 0 | 0
2016-01-13 09:00 | 0 | 0 | 0 | 0 | 228962.0737 | 0 | 452208 | 0 | 0 | 0 | 175871.5263 | 0 | 11732.3748 | 0 | 0 | 0 | 0 | 0 | 0 | 0 | 7265582.4011 | 0 | 0 | 0 | 0 | -245556.2427 | 0 | 213.2993 | 0 | 0 | 0 | 0 | 0 | 0 | 0 | 0 | 22097.017 | 0 | 0
2016-01-13 10:00 | 0 | 0 | 0 | 0 | 600364.3558 | 0 | 469687 | 0 | 0 | 0 | 284451.8651 | 0 | 11732.3748 | 0 | 0 | 0 | 0 | 0 | 0 | 0 | 7283230.9524 | 0 | 0 | 0 | 0 | 108580.3388 | 0 | 0 | 0 | 0 | 0 | 0 | 0 | 0 | 0 | 0 | 22097.017 | 0 | 0
2016-01-13 11:00 | 0 | 0 | 0 | 0 | 591327.7966 | 0 | 505391 | 0 | 0 | 0 | 348078.3454 | 0 | 11945.6741 | 0 | 0 | 0 | 0 | 0 | 0 | 0 | 7300879.4331 | 0 | 0 | 0 | 0 | 63626.4803 | 0 | 213.2993 | 0 | 0 | 0 | 0 | 0 | 0 | 0 | 0 | 22097.017 | 0 | 0
2016-01-13 12:00 | 0 | 0 | 0 | 0 | 313686.7744 | 0 | 537146 | 0 | 0 | 0 | 102522.1027 | 0 | 11945.6741 | 0 | 0 | 0 | 0 | 0 | 0 | 0 | 7318527.8432 | 0 | 0 | 0 | 0 | -245556.2427 | 0 | 0 | 0 | 0 | 0 | 0 | 0 | 0 | 0 | 0 | 22097.017 | 0 | 0
2016-01-13 13:00 | 0 | 0 | 0 | 0 | 557485.4066 | 1.1661 | 545012 | 0 | 0 | 0 | 92686.359 | 0 | 12158.9734 | 0 | 0 | 0 | 0 | 0 | 0 | 0 | 7336176.1828 | 0 | 0 | 0 | 0 | -9835.7437 | 0 | 213.2993 | 0 | 0 | 0 | 0 | 0 | 0 | 0 | 0 | 22097.017 | 0 | 0
2016-01-13 14:00 | 0 | 0 | 0 | 0 | 457665.3359 | 55012.8603 | 537234 | 0 | 0 | 0 | 46033.538 | 0 | 12158.9734 | 0 | 0 | 0 | 0 | 0 | 0 | 0 | 7353824.4517 | 0 | 0 | 0 | 0 | -46652.8209 | 0 | 0 | 0 | 0 | 0 | 0 | 0 | 0 | 0 | 0 | 22097.017 | 0 | 0
2016-01-13 15:00 | 0 | 0 | 0 | 0 | 289874.3778 | 479874.3854 | 525619 | 0 | 0 | 0 | 268066.2841 | 0 | 12158.9734 | 0 | 0 | 0 | 0 | 0 | 0 | 0 | 7371472.65 | 0 | 0 | 0 | 0 | 222032.7461 | 0 | 0 | 0 | 0 | 0 | 0 | 0 | 0 | 0 | 0 | 22097.017 | 0 | 0
2016-01-13 16:00 | 0 | 0 | 0 | 0 | 203601.6777 | 574043.1941 | 512003 | 0 | 0 | 0 | 511397.8396 | 0 | 12372.2727 | 0 | 0 | 0 | 0 | 0 | 0 | 0 | 7389120.7778 | 0 | 0 | 0 | 0 | 243331.5555 | 0 | 213.2993 | 0 | 0 | 0 | 0 | 0 | 0 | 0 | 0 | 22097.017 | 0 | 0
2016-01-13 17:00 | 0 | 0 | 0 | 0 | 191839.8722 | 574696.3875 | 498883 | 0 | 0 | 0 | 756954.0823 | 0 | 12372.2727 | 0 | 0 | 0 | 0 | 0 | 0 | 0 | 7406768.8349 | 0 | 0 | 0 | 0 | 245556.2427 | 0 | 0 | 0 | 0 | 0 | 0 | 0 | 0 | 0 | 0 | 22097.017 | 0 | 0
2016-01-13 18:00 | 0 | 0 | 0 | 0 | 0 | 553051.2985 | 487741 | 0 | 0 | 0 | 800167.3638 | 0 | 12372.2727 | 0 | 0 | 0 | 0 | 0 | 0 | 0 | 7424416.8215 | 0 | 0 | 0 | 0 | 43213.2815 | 0 | 0 | 0 | 0 | 0 | 0 | 0 | 0 | 0 | 0 | 22097.017 | 0 | 0
2016-01-13 19:00 | 0 | 0 | 0 | 0 | 0 | 540550.5341 | 480098 | 0 | 0 | 0 | 838309.5816 | 0 | 12585.572 | 0 | 0 | 0 | 0 | 0 | 0 | 0 | 7442064.7375 | 0 | 0 | 0 | 0 | 38142.2178 | 0 | 213.2993 | 0 | 0 | 0 | 0 | 0 | 0 | 0 | 0 | 22097.017 | 0 | 0
2016-01-13 20:00 | 0 | 0 | 0 | 0 | 188918.566 | 554448.6937 | 475714 | 0 | 0 | 0 | 1083865.8243 | 0 | 12585.572 | 0 | 0 | 0 | 0 | 0 | 0 | 0 | 7459712.5829 | 0 | 0 | 0 | 0 | 245556.2427 | 0 | 0 | 0 | 0 | 0 | 0 | 0 | 0 | 0 | 0 | 22097.017 | 0 | 0
2016-01-13 21:00 | 0 | 0 | 0 | 0 | 179540.3939 | 567412.1651 | 479086 | 0 | 0 | 0 | 1329422.067 | 0 | 12798.8713 | 0 | 0 | 0 | 0 | 0 | 0 | 0 | 7477360.3576 | 0 | 0 | 0 | 0 | 245556.2427 | 0 | 213.2993 | 0 | 0 | 0 | 0 | 0 | 0 | 0 | 0 | 22097.017 | 0 | 0
2016-01-13 22:00 | 0 | 0 | 0 | 0 | 0 | 488183.1244 | 495539 | 0 | 0 | 0 | 1299969.1743 | 0 | 12798.8713 | 0 | 0 | 0 | 0 | 0 | 0 | 0 | 7495008.0618 | 0 | 0 | 0 | 0 | -29452.8926 | 0 | 0 | 0 | 0 | 0 | 0 | 0 | 0 | 0 | 0 | 22097.017 | 0 | 0
2016-01-13 23:00 | 0 | 0 | 0 | 0 | 119814.8912 | 172251.1824 | 515312 | 0 | 0 | 0 | 1054412.9316 | 0 | 13012.1706 | 0 | 0 | 0 | 0 | 0 | 0 | 0 | 7512655.6954 | 0 | 0 | 0 | 0 | -245556.2427 | 0 | 213.2993 | 0 | 0 | 0 | 0 | 0 | 0 | 0 | 0 | 22097.017 | 0 | 0
2016-01-14 | 0 | 0 | 0 | 0 | 561859.4637 | 3836.1755 | 525731 | 0 | 0 | 0 | 1072280.5538 | 0 | 13012.1706 | 0 | 0 | 0 | 0 | 0 | 0 | 0 | 7530303.2585 | 0 | 0 | 0 | 0 | 17867.6221 | 0 | 0 | 0 | 0 | 0 | 0 | 0 | 0 | 0 | 0 | 22097.017 | 0 | 0
2016-01-14 01:00 | 0 | 0 | 0 | 0 | 302328.7744 | 0 | 525788 | 0 | 0 | 0 | 826724.3111 | 0 | 13012.1706 | 0 | 0 | 0 | 0 | 0 | 0 | 0 | 7547950.7509 | 0 | 0 | 0 | 0 | -245556.2427 | 0 | 0 | 0 | 0 | 0 | 0 | 0 | 0 | 0 | 0 | 22097.017 | 0 | 0
2016-01-14 02:00 | 0 | 0 | 0 | 0 | 635363.9145 | 0 | 518221 | 0 | 0 | 0 | 921770.2085 | 0 | 13012.1706 | 0 | 0 | 0 | 0 | 0 | 0 | 0 | 7565598.1727 | 0 | 0 | 0 | 0 | 95045.8974 | 0 | 0 | 0 | 0 | 0 | 0 | 0 | 0 | 0 | 0 | 22097.017 | 0 | 0
2016-01-14 03:00 | 0 | 0 | 0 | 0 | 275839.0737 | 0 | 499085 | 0 | 0 | 0 | 676213.9658 | 0 | 13225.4699 | 0 | 0 | 0 | 0 | 0 | 0 | 0 | 7583245.524 | 0 | 0 | 0 | 0 | -245556.2427 | 0 | 213.2993 | 0 | 0 | 0 | 0 | 0 | 0 | 0 | 0 | 22097.017 | 0 | 0
2016-01-14 04:00 | 0 | 0 | 0 | 0 | 252599.7744 | 0 | 476059 | 0 | 0 | 0 | 430657.7231 | 0 | 13225.4699 | 0 | 0 | 0 | 0 | 0 | 0 | 0 | 7600892.8046 | 0 | 0 | 0 | 0 | -245556.2427 | 0 | 0 | 0 | 0 | 0 | 0 | 0 | 0 | 0 | 0 | 22097.017 | 0 | 0
2016-01-14 05:00 | 0 | 0 | 0 | 0 | 232507.7744 | 0 | 455967 | 0 | 0 | 0 | 185101.4805 | 0 | 13225.4699 | 0 | 0 | 0 | 0 | 0 | 0 | 0 | 7618540.0147 | 0 | 0 | 0 | 0 | -245556.2427 | 0 | 0 | 0 | 0 | 0 | 0 | 0 | 0 | 0 | 0 | 22097.017 | 0 | 0
2016-01-14 06:00 | 0 | 0 | 0 | 0 | 711079.2597 | 0 | 443426 | 0 | 0 | 0 | 430657.7231 | 0 | 13225.4699 | 0 | 0 | 0 | 0 | 0 | 0 | 0 | 7636187.1542 | 0 | 0 | 0 | 0 | 245556.2427 | 0 | 0 | 0 | 0 | 0 | 0 | 0 | 0 | 0 | 0 | 22097.017 | 0 | 0
2016-01-14 07:00 | 0 | 0 | 0 | 0 | 211379.0737 | 0 | 434625 | 0 | 0 | 0 | 185101.4805 | 0 | 13438.7692 | 0 | 0 | 0 | 0 | 0 | 0 | 0 | 7653834.223 | 0 | 0 | 0 | 0 | -245556.2427 | 0 | 213.2993 | 0 | 0 | 0 | 0 | 0 | 0 | 0 | 0 | 22097.017 | 0 | 0
2016-01-14 08:00 | 0 | 0 | 0 | 0 | 697976.2597 | 0 | 430323 | 0 | 0 | 0 | 430657.7231 | 0 | 13438.7692 | 0 | 0 | 0 | 0 | 0 | 0 | 0 | 7671481.2213 | 0 | 0 | 0 | 0 | 245556.2427 | 0 | 0 | 0 | 0 | 0 | 0 | 0 | 0 | 0 | 0 | 22097.017 | 0 | 0
2016-01-14 09:00 | 0 | 0 | 0 | 0 | 210636.0737 | 0 | 433882 | 0 | 0 | 0 | 185101.4805 | 0 | 13652.0685 | 0 | 0 | 0 | 0 | 0 | 0 | 0 | 7689128.1491 | 0 | 0 | 0 | 0 | -245556.2427 | 0 | 213.2993 | 0 | 0 | 0 | 0 | 0 | 0 | 0 | 0 | 22097.017 | 0 | 0
2016-01-14 10:00 | 0 | 0 | 0 | 0 | 661609.7984 | 0 | 449048 | 0 | 0 | 0 | 375566.2618 | 0 | 13652.0685 | 0 | 0 | 0 | 0 | 0 | 0 | 0 | 7706775.0062 | 0 | 0 | 0 | 0 | 190464.7814 | 0 | 0 | 0 | 0 | 0 | 0 | 0 | 0 | 0 | 0 | 22097.017 | 0 | 0
2016-01-14 11:00 | 0 | 0 | 0 | 0 | 259432.0737 | 0 | 482678 | 0 | 0 | 0 | 130010.0192 | 0 | 13865.3678 | 0 | 0 | 0 | 0 | 0 | 0 | 0 | 7724421.7927 | 0 | 0 | 0 | 0 | -245556.2427 | 0 | 213.2993 | 0 | 0 | 0 | 0 | 0 | 0 | 0 | 0 | 22097.017 | 0 | 0
2016-01-14 12:00 | 0 | 0 | 0 | 0 | 649468.2406 | 0 | 511825 | 0 | 0 | 0 | 245556.2427 | 0 | 13865.3678 | 0 | 0 | 0 | 0 | 0 | 0 | 0 | 7742068.5087 | 0 | 0 | 0 | 0 | 115546.2235 | 0 | 0 | 0 | 0 | 0 | 0 | 0 | 0 | 0 | 0 | 22097.017 | 0 | 0
2016-01-14 13:00 | 0 | 0 | 0 | 0 | 295688.0737 | 0 | 518934 | 0 | 0 | 0 | 0 | 0 | 14078.6671 | 0 | 0 | 0 | 0 | 0 | 0 | 0 | 7759715.154 | 0 | 0 | 0 | 0 | -245556.2427 | 0 | 213.2993 | 0 | 0 | 0 | 0 | 0 | 0 | 0 | 0 | 22097.017 | 0 | 0
2016-01-14 14:00 | 0 | 0 | 0 | 0 | 571185.5469 | 128989.3934 | 511165 | 0 | 0 | 0 | 166912.9233 | 0 | 14078.6671 | 0 | 0 | 0 | 0 | 0 | 0 | 0 | 7777361.7288 | 0 | 0 | 0 | 0 | 166912.9233 | 0 | 0 | 0 | 0 | 0 | 0 | 0 | 0 | 0 | 0 | 22097.017 | 0 | 0
2016-01-14 15:00 | 0 | 0 | 0 | 0 | 291415.9854 | 476224.5736 | 499774 | 0 | 0 | 0 | 412469.166 | 0 | 14291.9664 | 0 | 0 | 0 | 0 | 0 | 0 | 0 | 7795008.233 | 0 | 0 | 0 | 0 | 245556.2427 | 0 | 213.2993 | 0 | 0 | 0 | 0 | 0 | 0 | 0 | 0 | 22097.017 | 0 | 0
2016-01-14 16:00 | 0 | 0 | 0 | 0 | 174105.4342 | 579519.1248 | 485758 | 0 | 0 | 0 | 658025.4087 | 0 | 14505.2657 | 0 | 0 | 0 | 0 | 0 | 0 | 0 | 7812654.6666 | 0 | 0 | 0 | 0 | 245556.2427 | 0 | 213.2993 | 0 | 0 | 0 | 0 | 0 | 0 | 0 | 0 | 22097.017 | 0 | 0
2016-01-14 17:00 | 0 | 0 | 0 | 0 | 0 | 597250.4597 | 471708 | 0 | 0 | 0 | 761257.552 | 0 | 14718.5649 | 0 | 0 | 0 | 0 | 0 | 0 | 0 | 7830301.0296 | 0 | 0 | 0 | 0 | 103232.1433 | 0 | 213.2993 | 0 | 0 | 0 | 0 | 0 | 0 | 0 | 0 | 22097.017 | 0 | 0
2016-01-14 18:00 | 0 | 0 | 0 | 0 | 155230.4269 | 574419.8328 | 461997 | 0 | 0 | 0 | 1006813.7947 | 0 | 14718.5649 | 0 | 0 | 0 | 0 | 0 | 0 | 0 | 7847947.322 | 0 | 0 | 0 | 0 | 245556.2427 | 0 | 0 | 0 | 0 | 0 | 0 | 0 | 0 | 0 | 0 | 22097.017 | 0 | 0
2016-01-14 19:00 | 0 | 0 | 0 | 0 | 0 | 555214.4589 | 454127 | 0 | 0 | 0 | 1085804.2366 | 0 | 14718.5649 | 0 | 0 | 0 | 0 | 0 | 0 | 0 | 7865593.5439 | 0 | 0 | 0 | 0 | 78990.4419 | 0 | 0 | 0 | 0 | 0 | 0 | 0 | 0 | 0 | 0 | 22097.017 | 0 | 0
2016-01-14 20:00 | 0 | 0 | 0 | 0 | 0 | 562863.3016 | 449692 | 0 | 0 | 0 | 1176878.5212 | 0 | 14718.5649 | 0 | 0 | 0 | 0 | 0 | 0 | 0 | 7883239.6952 | 0 | 0 | 0 | 0 | 91074.2845 | 0 | 0 | 0 | 0 | 0 | 0 | 0 | 0 | 0 | 0 | 22097.017 | 0 | 0
2016-01-14 21:00 | 0 | 0 | 0 | 0 | 145819.5294 | 573580.0296 | 451533 | 0 | 0 | 0 | 1422434.7638 | 0 | 14931.8642 | 0 | 0 | 0 | 0 | 0 | 0 | 0 | 7900885.7758 | 0 | 0 | 0 | 0 | 245556.2427 | 0 | 213.2993 | 0 | 0 | 0 | 0 | 0 | 0 | 0 | 0 | 22097.017 | 0 | 0
2016-01-14 22:00 | 0 | 0 | 0 | 0 | 0 | 499814.1007 | 463636 | 0 | 0 | 0 | 1436515.8475 | 0 | 14931.8642 | 0 | 0 | 0 | 0 | 0 | 0 | 0 | 7918531.7859 | 0 | 0 | 0 | 0 | 14081.0836 | 0 | 0 | 0 | 0 | 0 | 0 | 0 | 0 | 0 | 0 | 22097.017 | 0 | 0
2016-01-14 23:00 | 0 | 0 | 0 | 0 | 65897.1901 | 192842.8836 | 481986 | 0 | 0 | 0 | 1190959.6048 | 0 | 15145.1635 | 0 | 0 | 0 | 0 | 0 | 0 | 0 | 7936177.7254 | 0 | 0 | 0 | 0 | -245556.2427 | 0 | 213.2993 | 0 | 0 | 0 | 0 | 0 | 0 | 0 | 0 | 22097.017 | 0 | 0
2016-01-15 | 0 | 0 | 0 | 0 | 673527.5637 | 2632.9202 | 491071 | 0 | 0 | 0 | 1353952.0716 | 0 | 15145.1635 | 0 | 0 | 0 | 0 | 0 | 0 | 0 | 7953823.5944 | 0 | 0 | 0 | 0 | 162992.4668 | 0 | 0 | 0 | 0 | 0 | 0 | 0 | 0 | 0 | 0 | 22097.017 | 0 | 0
2016-01-15 01:00 | 0 | 0 | 0 | 0 | 267718.0737 | 0 | 490964 | 0 | 0 | 0 | 1108395.8289 | 0 | 15358.4628 | 0 | 0 | 0 | 0 | 0 | 0 | 0 | 7971469.3927 | 0 | 0 | 0 | 0 | -245556.2427 | 0 | 213.2993 | 0 | 0 | 0 | 0 | 0 | 0 | 0 | 0 | 22097.017 | 0 | 0
2016-01-15 02:00 | 0 | 0 | 0 | 0 | 685902.5165 | 0 | 482259 | 0 | 0 | 0 | 1289942.3283 | 0 | 15358.4628 | 0 | 0 | 0 | 0 | 0 | 0 | 0 | 7989115.1205 | 0 | 0 | 0 | 0 | 181546.4994 | 0 | 0 | 0 | 0 | 0 | 0 | 0 | 0 | 0 | 0 | 22097.017 | 0 | 0
2016-01-15 03:00 | 0 | 0 | 0 | 0 | 239447.0737 | 0 | 462693 | 0 | 0 | 0 | 1044386.0856 | 0 | 15571.7621 | 0 | 0 | 0 | 0 | 0 | 0 | 0 | 8006760.7776 | 0 | 0 | 0 | 0 | -245556.2427 | 0 | 213.2993 | 0 | 0 | 0 | 0 | 0 | 0 | 0 | 0 | 22097.017 | 0 | 0
2016-01-15 04:00 | 0 | 0 | 0 | 0 | 673585.5715 | 0 | 440735 | 0 | 0 | 0 | 1255139.6401 | 0 | 15571.7621 | 0 | 0 | 0 | 0 | 0 | 0 | 0 | 8024406.3642 | 0 | 0 | 0 | 0 | 210753.5544 | 0 | 0 | 0 | 0 | 0 | 0 | 0 | 0 | 0 | 0 | 22097.017 | 0 | 0
2016-01-15 05:00 | 0 | 0 | 0 | 0 | 197052.0737 | 0 | 420298 | 0 | 0 | 0 | 1009583.3974 | 0 | 15785.0614 | 0 | 0 | 0 | 0 | 0 | 0 | 0 | 8042051.8803 | 0 | 0 | 0 | 0 | -245556.2427 | 0 | 213.2993 | 0 | 0 | 0 | 0 | 0 | 0 | 0 | 0 | 22097.017 | 0 | 0
2016-01-15 06:00 | 0 | 0 | 0 | 0 | 649428.2548 | 0 | 406086 | 0 | 0 | 0 | 1230828.6352 | 0 | 15785.0614 | 0 | 0 | 0 | 0 | 0 | 0 | 0 | 8059697.3257 | 0 | 0 | 0 | 0 | 221245.2378 | 0 | 0 | 0 | 0 | 0 | 0 | 0 | 0 | 0 | 0 | 22097.017 | 0 | 0
2016-01-15 07:00 | 0 | 0 | 0 | 0 | 637970.2796 | 0 | 397042 | 0 | 0 | 0 | 1449446.5984 | 0 | 15998.3607 | 0 | 0 | 0 | 0 | 0 | 0 | 0 | 8077342.7005 | 0 | 0 | 0 | 0 | 218617.9633 | 0 | 213.2993 | 0 | 0 | 0 | 0 | 0 | 0 | 0 | 0 | 22097.017 | 0 | 0
2016-01-15 08:00 | 0 | 0 | 0 | 0 | 169215.7744 | 0 | 392675 | 0 | 0 | 0 | 1203890.3558 | 0 | 15998.3607 | 0 | 0 | 0 | 0 | 0 | 0 | 0 | 8094988.0048 | 0 | 0 | 0 | 0 | -245556.2427 | 0 | 0 | 0 | 0 | 0 | 0 | 0 | 0 | 0 | 0 | 22097.017 | 0 | 0
2016-01-15 09:00 | 0 | 0 | 0 | 0 | 609870.3684 | 0 | 394761 | 0 | 0 | 0 | 1396689.4078 | 0 | 16211.66 | 0 | 0 | 0 | 0 | 0 | 0 | 0 | 8112633.2385 | 0 | 0 | 0 | 0 | 192799.052 | 0 | 213.2993 | 0 | 0 | 0 | 0 | 0 | 0 | 0 | 0 | 22097.017 | 0 | 0
2016-01-15 10:00 | 0 | 0 | 0 | 0 | 594556.1613 | 0 | 407359 | 0 | 0 | 0 | 1561789.5521 | 0 | 16211.66 | 0 | 0 | 0 | 0 | 0 | 0 | 0 | 8130278.4016 | 0 | 0 | 0 | 0 | 165100.1443 | 0 | 0 | 0 | 0 | 0 | 0 | 0 | 0 | 0 | 0 | 22097.017 | 0 | 0
2016-01-15 11:00 | 0 | 0 | 0 | 0 | 213420.0737 | 0 | 436666 | 0 | 0 | 0 | 1316233.3094 | 0 | 16424.9593 | 0 | 0 | 0 | 0 | 0 | 0 | 0 | 8147923.4941 | 0 | 0 | 0 | 0 | -245556.2427 | 0 | 213.2993 | 0 | 0 | 0 | 0 | 0 | 0 | 0 | 0 | 22097.017 | 0 | 0
2016-01-15 12:00 | 0 | 0 | 0 | 0 | 552935.2149 | 0 | 466185 | 0 | 0 | 0 | 1380886.5072 | 0 | 16424.9593 | 0 | 0 | 0 | 0 | 0 | 0 | 0 | 8165568.516 | 0 | 0 | 0 | 0 | 64653.1978 | 0 | 0 | 0 | 0 | 0 | 0 | 0 | 0 | 0 | 0 | 22097.017 | 0 | 0
2016-01-15 13:00 | 0 | 0 | 0 | 0 | 519510.1123 | 2.5001 | 477552 | 0 | 0 | 0 | 1400750.1027 | 0 | 16424.9593 | 0 | 0 | 0 | 0 | 0 | 0 | 0 | 8183213.4674 | 0 | 0 | 0 | 0 | 19863.5954 | 0 | 0 | 0 | 0 | 0 | 0 | 0 | 0 | 0 | 0 | 22097.017 | 0 | 0
2016-01-15 14:00 | 0 | 0 | 0 | 0 | 387738.812 | 138541.1223 | 480240 | 0 | 0 | 0 | 1424693.02 | 0 | 16424.9593 | 0 | 0 | 0 | 0 | 0 | 0 | 0 | 8200858.3482 | 0 | 0 | 0 | 0 | 23942.9173 | 0 | 0 | 0 | 0 | 0 | 0 | 0 | 0 | 0 | 0 | 22097.017 | 0 | 0
2016-01-15 15:00 | 0 | 0 | 0 | 0 | 292608.7299 | 331366.5632 | 481526 | 0 | 0 | 0 | 1544831.9967 | 0 | 16638.2586 | 0 | 0 | 0 | 0 | 0 | 0 | 0 | 8218503.1584 | 0 | 0 | 0 | 0 | 120138.9767 | 0 | 213.2993 | 0 | 0 | 0 | 0 | 0 | 0 | 0 | 0 | 22097.017 | 0 | 0
2016-01-15 16:00 | 0 | 0 | 0 | 0 | 264569.5648 | 445270.9567 | 477244 | 0 | 0 | 0 | 1755331.5011 | 0 | 16638.2586 | 0 | 0 | 0 | 0 | 0 | 0 | 0 | 8236147.898 | 0 | 0 | 0 | 0 | 210499.5044 | 0 | 0 | 0 | 0 | 0 | 0 | 0 | 0 | 0 | 0 | 22097.017 | 0 | 0
2016-01-15 17:00 | 0 | 0 | 0 | 0 | 204090.0033 | 476579.2574 | 470535 | 0 | 0 | 0 | 1943368.7448 | 0 | 16638.2586 | 0 | 0 | 0 | 0 | 0 | 0 | 0 | 8253792.5671 | 0 | 0 | 0 | 0 | 188037.2437 | 0 | 0 | 0 | 0 | 0 | 0 | 0 | 0 | 0 | 0 | 22097.017 | 0 | 0
2016-01-15 18:00 | 0 | 0 | 0 | 0 | 0 | 470619.331 | 464809 | 0 | 0 | 0 | 1926868.7594 | 0 | 16851.5579 | 0 | 0 | 0 | 0 | 0 | 0 | 0 | 8271437.1655 | 0 | 0 | 0 | 0 | -16499.9854 | 0 | 213.2993 | 0 | 0 | 0 | 0 | 0 | 0 | 0 | 0 | 22097.017 | 0 | 0
2016-01-15 19:00 | 0 | 0 | 0 | 0 | 257454.4195 | 464971.1056 | 459306 | 0 | 0 | 0 | 2167891.2675 | 0 | 16851.5579 | 0 | 0 | 0 | 0 | 0 | 0 | 0 | 8289081.6934 | 0 | 0 | 0 | 0 | 241022.508 | 0 | 0 | 0 | 0 | 0 | 0 | 0 | 0 | 0 | 0 | 22097.017 | 0 | 0
2016-01-15 20:00 | 0 | 0 | 0 | 0 | 0 | 460604.7419 | 455638 | 0 | 0 | 0 | 2150547.6931 | 0 | 17064.8572 | 0 | 0 | 0 | 0 | 0 | 0 | 0 | 8306726.1507 | 0 | 0 | 0 | 0 | -17343.5744 | 0 | 213.2993 | 0 | 0 | 0 | 0 | 0 | 0 | 0 | 0 | 22097.017 | 0 | 0
2016-01-15 21:00 | 0 | 0 | 0 | 0 | 276065.9109 | 448572.2649 | 456911 | 0 | 0 | 0 | 2396103.9357 | 0 | 17138.7732 | 0 | 0 | 0 | 0 | 0 | 0 | 0 | 8324370.5375 | 0 | 0 | 0 | 0 | 245556.2427 | 0 | 73.916 | 0 | 0 | 0 | 0 | 0 | 0 | 0 | 0 | 22097.017 | 0 | 0
2016-01-15 22:00 | 0 | 0 | 0 | 0 | 289469.5362 | 395225.5724 | 464155 | 0 | 0 | 0 | 2594547.0274 | 0 | 17138.7732 | 0 | 0 | 0 | 0 | 0 | 0 | 0 | 8342014.8536 | 0 | 0 | 0 | 0 | 198443.0916 | 0 | 0 | 0 | 0 | 0 | 0 | 0 | 0 | 0 | 0 | 22097.017 | 0 | 0
2016-01-15 23:00 | 0 | 0 | 0 | 0 | 323503.1014 | 188315.9403 | 471864 | 0 | 0 | 0 | 2612405.052 | 0 | 17138.7732 | 0 | 0 | 0 | 0 | 0 | 0 | 0 | 8359659.0992 | 0 | 0 | 0 | 0 | 17858.0246 | 0 | 0 | 0 | 0 | 0 | 0 | 0 | 0 | 0 | 0 | 22097.017 | 0 | 0
2016-01-16 | 0 | 0 | 0 | 0 | 244515.6937 | 5756.3799 | 473518 | 0 | 0 | 0 | 2366848.8093 | 0 | 17352.0725 | 0 | 0 | 0 | 0 | 0 | 0 | 0 | 8377303.2742 | 0 | 0 | 0 | 0 | -245556.2427 | 0 | 213.2993 | 0 | 0 | 0 | 0 | 0 | 0 | 0 | 0 | 22097.017 | 0 | 0
2016-01-16 01:00 | 0 | 0 | 0 | 0 | 340107.7407 | 0 | 469990 | 0 | 0 | 0 | 2214656.2337 | 0 | 17565.3718 | 0 | 0 | 0 | 0 | 0 | 0 | 0 | 8394947.3786 | 0 | 0 | 0 | 0 | -152192.5756 | 0 | 213.2993 | 0 | 0 | 0 | 0 | 0 | 0 | 0 | 0 | 22097.017 | 0 | 0
2016-01-16 02:00 | 0 | 0 | 0 | 0 | 331492.6922 | 0 | 462067 | 0 | 0 | 0 | 2061984.9089 | 0 | 17565.3718 | 0 | 0 | 0 | 0 | 0 | 0 | 0 | 8412591.4125 | 0 | 0 | 0 | 0 | -152671.3248 | 0 | 0 | 0 | 0 | 0 | 0 | 0 | 0 | 0 | 0 | 22097.017 | 0 | 0
2016-01-16 03:00 | 0 | 0 | 0 | 0 | 326353.3047 | 0 | 446898 | 0 | 0 | 0 | 1919129.8972 | 0 | 17778.6711 | 0 | 0 | 0 | 0 | 0 | 0 | 0 | 8430235.3757 | 0 | 0 | 0 | 0 | -142855.0117 | 0 | 213.2993 | 0 | 0 | 0 | 0 | 0 | 0 | 0 | 0 | 22097.017 | 0 | 0
2016-01-16 04:00 | 0 | 0 | 0 | 0 | 213473.6314 | 0 | 429098 | 0 | 0 | 0 | 1673573.6545 | 0 | 17991.9704 | 7621.5577 | 0 | 0 | 0 | 0 | 0 | 0 | 8447879.2684 | 0 | 0 | 0 | 0 | -245556.2427 | 0 | 213.2993 | 0 | 7621.5577 | 0 | 0 | 0 | 0 | 0 | 0 | 22097.017 | 0 | 0
2016-01-16 05:00 | 0 | 0 | 0 | 0 | 320069.8749 | 0 | 411200 | 0 | 0 | 0 | 1567968.0701 | 0 | 17991.9704 | 0 | 0 | 0 | 0 | 0 | 0 | 0 | 8465523.0906 | 0 | 0 | 0 | 0 | -105605.5844 | 0 | 0 | 0 | -7621.5577 | 0 | 0 | 0 | 0 | 0 | 0 | 22097.017 | 0 | 0
2016-01-16 06:00 | 0 | 0 | 0 | 0 | 318922.033 | 0 | 397507 | 0 | 0 | 0 | 1467286.0861 | 0 | 17991.9704 | 0 | 0 | 0 | 0 | 0 | 0 | 0 | 8483166.8421 | 0 | 0 | 0 | 0 | -100681.9841 | 0 | 0 | 0 | 0 | 0 | 0 | 0 | 0 | 0 | 0 | 22097.017 | 0 | 0
2016-01-16 07:00 | 0 | 0 | 0 | 0 | 320648.8649 | 0 | 388116 | 0 | 0 | 0 | 1377508.6346 | 0 | 18205.2697 | 0 | 0 | 0 | 0 | 0 | 0 | 0 | 8500810.5231 | 0 | 0 | 0 | 0 | -89777.4514 | 0 | 213.2993 | 0 | 0 | 0 | 0 | 0 | 0 | 0 | 0 | 22097.017 | 0 | 0
2016-01-16 08:00 | 0 | 0 | 0 | 0 | 323553.8739 | 0 | 383335 | 0 | 0 | 0 | 1295630.4915 | 0 | 18205.2697 | 0 | 0 | 0 | 0 | 0 | 0 | 0 | 8518454.1335 | 0 | 0 | 0 | 0 | -81878.1431 | 0 | 0 | 0 | 0 | 0 | 0 | 0 | 0 | 0 | 0 | 22097.017 | 0 | 0
2016-01-16 09:00 | 0 | 0 | 0 | 0 | 323684.0803 | 0 | 382836 | 0 | 0 | 0 | 1214168.2555 | 0 | 18418.569 | 0 | 0 | 0 | 0 | 0 | 0 | 0 | 8536097.6733 | 0 | 0 | 0 | 0 | -81462.236 | 0 | 213.2993 | 0 | 0 | 0 | 0 | 0 | 0 | 0 | 0 | 22097.017 | 0 | 0
2016-01-16 10:00 | 0 | 0 | 0 | 0 | 333963.5457 | 0 | 388193 | 0 | 0 | 0 | 1137628.4848 | 0 | 18631.8683 | 0 | 0 | 0 | 0 | 0 | 0 | 0 | 8553741.1425 | 0 | 0 | 0 | 0 | -76539.7707 | 0 | 213.2993 | 0 | 0 | 0 | 0 | 0 | 0 | 0 | 0 | 22097.017 | 0 | 0
2016-01-16 11:00 | 0 | 0 | 0 | 0 | 350220.347 | 0 | 398613 | 0 | 0 | 0 | 1067138.8147 | 0 | 18631.8683 | 0 | 0 | 0 | 0 | 0 | 0 | 0 | 8571384.5412 | 0 | 0 | 0 | 0 | -70489.6701 | 0 | 0 | 0 | 0 | 0 | 0 | 0 | 0 | 0 | 0 | 22097.017 | 0 | 0
2016-01-16 12:00 | 0 | 0 | 0 | 0 | 355082.8258 | 0 | 414957 | 0 | 0 | 0 | 984954.3242 | 0 | 18845.1676 | 0 | 0 | 0 | 0 | 0 | 0 | 0 | 8589027.8693 | 0 | 0 | 0 | 0 | -82184.4905 | 0 | 213.2993 | 0 | 0 | 0 | 0 | 0 | 0 | 0 | 0 | 22097.017 | 0 | 0
2016-01-16 13:00 | 0 | 0 | 0 | 0 | 354474.1319 | 0 | 431737 | 0 | 0 | 0 | 885381.1397 | 0 | 19058.4669 | 0 | 0 | 0 | 0 | 0 | 0 | 0 | 8606671.1268 | 0 | 0 | 0 | 0 | -99573.1845 | 0 | 213.2993 | 0 | 0 | 0 | 0 | 0 | 0 | 0 | 0 | 22097.017 | 0 | 0
2016-01-16 14:00 | 0 | 0 | 0 | 0 | 319975.244 | 55764.9626 | 445036 | 0 | 0 | 0 | 793775.03 | 0 | 19271.7662 | 0 | 0 | 0 | 0 | 0 | 0 | 0 | 8624314.3138 | 0 | 0 | 0 | 0 | -91606.1097 | 0 | 213.2993 | 0 | 0 | 0 | 0 | 0 | 0 | 0 | 0 | 22097.017 | 0 | 0
2016-01-16 15:00 | 0 | 0 | 0 | 0 | 268805.3631 | 370772.1824 | 450767 | 0 | 0 | 0 | 960488.5585 | 0 | 19271.7662 | 0 | 0 | 0 | 0 | 0 | 0 | 0 | 8641957.4302 | 0 | 0 | 0 | 0 | 166713.5285 | 0 | 0 | 0 | 0 | 0 | 0 | 0 | 0 | 0 | 0 | 22097.017 | 0 | 0
2016-01-16 16:00 | 0 | 0 | 0 | 0 | 248517.6523 | 468944.9067 | 449596 | 0 | 0 | 0 | 1206044.8012 | 0 | 19485.0655 | 0 | 0 | 0 | 0 | 0 | 0 | 0 | 8659600.476 | 0 | 0 | 0 | 0 | 245556.2427 | 0 | 213.2993 | 0 | 0 | 0 | 0 | 0 | 0 | 0 | 0 | 22097.017 | 0 | 0
2016-01-16 17:00 | 0 | 0 | 0 | 0 | 224331.6228 | 488497.6369 | 445176 | 0 | 0 | 0 | 1451601.0439 | 0 | 19485.0655 | 0 | 0 | 0 | 0 | 0 | 0 | 0 | 8677243.4512 | 0 | 0 | 0 | 0 | 245556.2427 | 0 | 0 | 0 | 0 | 0 | 0 | 0 | 0 | 0 | 0 | 22097.017 | 0 | 0
2016-01-16 18:00 | 0 | 0 | 0 | 0 | 229876.7442 | 476682.8149 | 438693 | 0 | 0 | 0 | 1697157.2866 | 0 | 19698.3648 | 0 | 0 | 0 | 0 | 0 | 0 | 0 | 8694886.3559 | 0 | 0 | 0 | 0 | 245556.2427 | 0 | 213.2993 | 0 | 0 | 0 | 0 | 0 | 0 | 0 | 0 | 22097.017 | 0 | 0
2016-01-16 19:00 | 0 | 0 | 0 | 0 | 230108.5229 | 471035.7368 | 433491 | 0 | 0 | 0 | 1942713.5292 | 0 | 19698.3648 | 0 | 0 | 0 | 0 | 0 | 0 | 0 | 8712529.19 | 0 | 0 | 0 | 0 | 245556.2427 | 0 | 0 | 0 | 0 | 0 | 0 | 0 | 0 | 0 | 0 | 22097.017 | 0 | 0
2016-01-16 20:00 | 0 | 0 | 0 | 0 | 225514.8163 | 472939.7427 | 430588 | 0 | 0 | 0 | 2188269.7719 | 0 | 19911.6641 | 0 | 0 | 0 | 0 | 0 | 0 | 0 | 8730171.9535 | 0 | 0 | 0 | 0 | 245556.2427 | 0 | 213.2993 | 0 | 0 | 0 | 0 | 0 | 0 | 0 | 0 | 22097.017 | 0 | 0
2016-01-16 21:00 | 0 | 0 | 0 | 0 | 0 | 468312.7135 | 433541 | 0 | 0 | 0 | 2200944.4684 | 0 | 19911.6641 | 0 | 0 | 0 | 0 | 0 | 0 | 0 | 8747814.6464 | 0 | 0 | 0 | 0 | 12674.6965 | 0 | 0 | 0 | 0 | 0 | 0 | 0 | 0 | 0 | 0 | 22097.017 | 0 | 0
2016-01-16 22:00 | 0 | 0 | 0 | 0 | 309036.9246 | 389037.5931 | 444810 | 0 | 0 | 0 | 2432111.9691 | 0 | 19911.6641 | 0 | 0 | 0 | 0 | 0 | 0 | 0 | 8765457.2688 | 0 | 0 | 0 | 0 | 231167.5006 | 0 | 0 | 0 | 0 | 0 | 0 | 0 | 0 | 0 | 0 | 22097.017 | 0 | 0
2016-01-16 23:00 | 0 | 0 | 0 | 0 | 296279.1441 | 135800.8609 | 460141 | 0 | 0 | 0 | 2381740.6578 | 0 | 20124.9634 | 0 | 0 | 0 | 0 | 0 | 0 | 0 | 8783099.8206 | 0 | 0 | 0 | 0 | -50371.3113 | 0 | 213.2993 | 0 | 0 | 0 | 0 | 0 | 0 | 0 | 0 | 22097.017 | 0 | 0
2016-01-17 | 0 | 0 | 0 | 0 | 293054.5438 | 3642.3212 | 466002 | 0 | 0 | 0 | 2190338.5057 | 0 | 20124.9634 | 0 | 0 | 0 | 0 | 0 | 0 | 0 | 8800742.3019 | 0 | 0 | 0 | 0 | -191402.1521 | 0 | 0 | 0 | 0 | 0 | 0 | 0 | 0 | 0 | 0 | 22097.017 | 0 | 0
2016-01-17 01:00 | 0 | 0 | 0 | 0 | 294536.4465 | 0 | 466202 | 0 | 0 | 0 | 1996362.6359 | 0 | 20338.2627 | 0 | 0 | 0 | 0 | 0 | 0 | 0 | 8818384.7125 | 0 | 0 | 0 | 0 | -193975.8698 | 0 | 213.2993 | 0 | 0 | 0 | 0 | 0 | 0 | 0 | 0 | 22097.017 | 0 | 0
2016-01-17 02:00 | 0 | 0 | 0 | 0 | 237785.0737 | 0 | 461031 | 0 | 0 | 0 | 1750806.3932 | 0 | 20551.562 | 0 | 0 | 0 | 0 | 0 | 0 | 0 | 8836027.0526 | 0 | 0 | 0 | 0 | -245556.2427 | 0 | 213.2993 | 0 | 0 | 0 | 0 | 0 | 0 | 0 | 0 | 22097.017 | 0 | 0
2016-01-17 03:00 | 0 | 0 | 0 | 0 | 327965.8707 | 0 | 449651 | 0 | 0 | 0 | 1607024.2468 | 0 | 20551.562 | 0 | 0 | 0 | 0 | 0 | 0 | 0 | 8853669.3221 | 0 | 0 | 0 | 0 | -143782.1463 | 0 | 0 | 0 | 0 | 0 | 0 | 0 | 0 | 0 | 0 | 22097.017 | 0 | 0
2016-01-17 04:00 | 0 | 0 | 0 | 0 | 355209.3358 | 0 | 433925 | 0 | 0 | 0 | 1505998.2664 | 0 | 20764.8613 | 0 | 0 | 0 | 0 | 0 | 0 | 0 | 8871311.5211 | 0 | 0 | 0 | 0 | -101025.9805 | 0 | 213.2993 | 0 | 0 | 0 | 0 | 0 | 0 | 0 | 0 | 22097.017 | 0 | 0
2016-01-17 05:00 | 0 | 0 | 0 | 0 | 385817.9309 | 0 | 420780 | 0 | 0 | 0 | 1448725.8809 | 0 | 20978.1606 | 0 | 0 | 0 | 0 | 0 | 0 | 0 | 8888953.6495 | 0 | 0 | 0 | 0 | -57272.3855 | 0 | 213.2993 | 0 | 0 | 0 | 0 | 0 | 0 | 0 | 0 | 22097.017 | 0 | 0
2016-01-17 06:00 | 0 | 0 | 0 | 0 | 414139.0943 | 0 | 409148 | 0 | 0 | 0 | 1431619.9581 | 0 | 20978.1606 | 0 | 0 | 0 | 0 | 0 | 0 | 0 | 8906595.7073 | 0 | 0 | 0 | 0 | -17105.9227 | 0 | 0 | 0 | 0 | 0 | 0 | 0 | 0 | 0 | 0 | 22097.017 | 0 | 0
2016-01-17 07:00 | 0 | 0 | 0 | 0 | 432136.5235 | 0 | 400726 | 0 | 0 | 0 | 1440720.1653 | 0 | 21191.4599 | 0 | 0 | 0 | 0 | 0 | 0 | 0 | 8924237.6946 | 0 | 0 | 0 | 0 | 9100.2072 | 0 | 213.2993 | 0 | 0 | 0 | 0 | 0 | 0 | 0 | 0 | 22097.017 | 0 | 0
2016-01-17 08:00 | 0 | 0 | 0 | 0 | 436304.6014 | 0 | 397107 | 0 | 0 | 0 | 1457607.4503 | 0 | 21404.7592 | 0 | 0 | 0 | 0 | 0 | 0 | 0 | 8941879.6113 | 0 | 0 | 0 | 0 | 16887.285 | 0 | 213.2993 | 0 | 0 | 0 | 0 | 0 | 0 | 0 | 0 | 22097.017 | 0 | 0
2016-01-17 09:00 | 0 | 0 | 0 | 0 | 417713.0737 | 0 | 396995 | 0 | 0 | 0 | 1456228.507 | 0 | 21404.7592 | 0 | 0 | 0 | 0 | 0 | 0 | 0 | 8959521.4574 | 0 | 0 | 0 | 0 | -1378.9433 | 0 | 0 | 0 | 0 | 0 | 0 | 0 | 0 | 0 | 0 | 22097.017 | 0 | 0
2016-01-17 10:00 | 0 | 0 | 0 | 0 | 387837.29 | 0 | 401148 | 0 | 0 | 0 | 1420607.4807 | 0 | 21618.0585 | 0 | 0 | 0 | 0 | 0 | 0 | 0 | 8977163.2329 | 0 | 0 | 0 | 0 | -35621.0263 | 0 | 213.2993 | 0 | 0 | 0 | 0 | 0 | 0 | 0 | 0 | 22097.017 | 0 | 0
2016-01-17 11:00 | 0 | 0 | 0 | 0 | 363294.2883 | 0 | 411144 | 0 | 0 | 0 | 1350447.4526 | 0 | 21831.3578 | 0 | 0 | 0 | 0 | 0 | 0 | 0 | 8994804.9379 | 0 | 0 | 0 | 0 | -70160.0281 | 0 | 213.2993 | 0 | 0 | 0 | 0 | 0 | 0 | 0 | 0 | 22097.017 | 0 | 0
2016-01-17 12:00 | 0 | 0 | 0 | 0 | 345959.3879 | 0 | 426593 | 0 | 0 | 0 | 1247716.8234 | 0 | 21831.3578 | 0 | 0 | 0 | 0 | 0 | 0 | 0 | 9012446.5723 | 0 | 0 | 0 | 0 | -102730.6292 | 0 | 0 | 0 | 0 | 0 | 0 | 0 | 0 | 0 | 0 | 22097.017 | 0 | 0
2016-01-17 13:00 | 0 | 0 | 0 | 0 | 332098.9186 | 3.6662 | 444517 | 0 | 0 | 0 | 1112992.0919 | 0 | 22044.6571 | 0 | 0 | 0 | 0 | 0 | 0 | 0 | 9030088.1362 | 0 | 0 | 0 | 0 | -134724.7315 | 0 | 213.2993 | 0 | 0 | 0 | 0 | 0 | 0 | 0 | 0 | 22097.017 | 0 | 0
2016-01-17 14:00 | 0 | 0 | 0 | 0 | 289826.5424 | 48663.4624 | 458932 | 0 | 0 | 0 | 970239.7803 | 0 | 22257.9564 | 0 | 0 | 0 | 0 | 0 | 0 | 0 | 9047729.6295 | 0 | 0 | 0 | 0 | -142752.3116 | 0 | 213.2993 | 0 | 0 | 0 | 0 | 0 | 0 | 0 | 0 | 22097.017 | 0 | 0
2016-01-17 15:00 | 0 | 0 | 0 | 0 | 239432.6822 | 356254.5982 | 464245 | 0 | 0 | 0 | 1079371.7443 | 0 | 22471.2557 | 0 | 0 | 0 | 0 | 0 | 0 | 0 | 9065371.0522 | 0 | 0 | 0 | 0 | 109131.9641 | 0 | 213.2993 | 0 | 0 | 0 | 0 | 0 | 0 | 0 | 0 | 22097.017 | 0 | 0
2016-01-17 16:00 | 0 | 0 | 0 | 0 | 226819.9416 | 503470.6174 | 462424 | 0 | 0 | 0 | 1324927.987 | 0 | 22684.555 | 0 | 0 | 0 | 0 | 0 | 0 | 0 | 9083012.4043 | 0 | 0 | 0 | 0 | 245556.2427 | 0 | 213.2993 | 0 | 0 | 0 | 0 | 0 | 0 | 0 | 0 | 22097.017 | 0 | 0
2016-01-17 17:00 | 0 | 0 | 0 | 0 | 188871.0289 | 538072.5302 | 459077 | 0 | 0 | 0 | 1570484.2297 | 0 | 22897.8542 | 0 | 0 | 0 | 0 | 0 | 0 | 0 | 9100653.6859 | 0 | 0 | 0 | 0 | 245556.2427 | 0 | 213.2993 | 0 | 0 | 0 | 0 | 0 | 0 | 0 | 0 | 22097.017 | 0 | 0
2016-01-17 18:00 | 0 | 0 | 0 | 0 | 207475.7432 | 514274.5165 | 454097 | 0 | 0 | 0 | 1816040.4724 | 0 | 22897.8542 | 0 | 0 | 0 | 0 | 0 | 0 | 0 | 9118294.8969 | 0 | 0 | 0 | 0 | 245556.2427 | 0 | 0 | 0 | 0 | 0 | 0 | 0 | 0 | 0 | 0 | 22097.017 | 0 | 0
2016-01-17 19:00 | 0 | 0 | 0 | 0 | 209839.53 | 506752.7298 | 448939 | 0 | 0 | 0 | 2061596.7151 | 0 | 22897.8542 | 0 | 0 | 0 | 0 | 0 | 0 | 0 | 9135936.0374 | 0 | 0 | 0 | 0 | 245556.2427 | 0 | 0 | 0 | 0 | 0 | 0 | 0 | 0 | 0 | 0 | 22097.017 | 0 | 0
2016-01-17 20:00 | 0 | 0 | 0 | 0 | 188089.0168 | 525147.5423 | 445370 | 0 | 0 | 0 | 2307152.9578 | 0 | 23111.1535 | 0 | 0 | 0 | 0 | 0 | 0 | 0 | 9153577.1073 | 0 | 0 | 0 | 0 | 245556.2427 | 0 | 213.2993 | 0 | 0 | 0 | 0 | 0 | 0 | 0 | 0 | 22097.017 | 0 | 0
2016-01-17 21:00 | 0 | 0 | 0 | 0 | 173414.5935 | 543324.9655 | 448873 | 0 | 0 | 0 | 2552709.2004 | 0 | 23324.4528 | 0 | 0 | 0 | 0 | 0 | 0 | 0 | 9171218.1066 | 0 | 0 | 0 | 0 | 245556.2427 | 0 | 213.2993 | 0 | 0 | 0 | 0 | 0 | 0 | 0 | 0 | 22097.017 | 0 | 0
2016-01-17 22:00 | 0 | 0 | 0 | 0 | 208273.3134 | 491602.3159 | 464088 | 0 | 0 | 0 | 2758564.9557 | 0 | 23537.7521 | 7621.5577 | 0 | 0 | 0 | 0 | 0 | 0 | 9188859.0354 | 0 | 0 | 0 | 0 | 205855.7553 | 0 | 213.2993 | 0 | 7621.5577 | 0 | 0 | 0 | 0 | 0 | 0 | 22097.017 | 0 | 0
2016-01-17 23:00 | 0 | 0 | 0 | 0 | 244112.0739 | 171575.1675 | 485734 | 0 | 0 | 0 | 2758564.9557 | 0 | 23537.7521 | 7621.5577 | 0 | 0 | 0 | 0 | 0 | 0 | 9068052.0065 | 0 | 0 | 0 | 0 | 0 | 0 | 0 | 0 | 0 | 0 | 0 | 0 | 0 | 0 | 0 | 0 | 120770.2734 | 0
2016-01-18 | 0 | 0 | 0 | 0 | 268172.746 | 4976.6573 | 496055 | 0 | 0 | 0 | 2654864.4078 | 0 | 23537.7521 | 7621.5577 | 0 | 0 | 0 | 0 | 0 | 0 | 8862489.7882 | 0 | 0 | 0 | 0 | -103700.5479 | 0 | 0 | 0 | 0 | 0 | 0 | 0 | 0 | 0 | 0 | 0 | 205525.9461 | 0
2016-01-18 01:00 | 0 | 0 | 0 | 0 | 268949.1961 | 0 | 499903 | 0 | 0 | 0 | 2543115.6526 | 0 | 23537.7521 | 7621.5577 | 0 | 0 | 0 | 0 | 0 | 0 | 8656928.3921 | 0 | 0 | 0 | 0 | -111748.7552 | 0 | 0 | 0 | 0 | 0 | 0 | 0 | 0 | 0 | 0 | 0 | 205525.9461 | 0
2016-01-18 02:00 | 0 | 0 | 0 | 0 | 264466.2472 | 0 | 495273 | 0 | 0 | 0 | 2431513.9486 | 0 | 23537.7521 | 7621.5577 | 0 | 0 | 0 | 0 | 0 | 0 | 8451367.8183 | 0 | 0 | 0 | 0 | -111601.704 | 0 | 0 | 0 | 0 | 0 | 0 | 0 | 0 | 0 | 0 | 0 | 205525.9461 | 0
2016-01-18 03:00 | 0 | 0 | 0 | 0 | 255099.6397 | 0 | 485022 | 0 | 0 | 0 | 2320796.6371 | 0 | 23537.7521 | 7621.5577 | 0 | 0 | 0 | 0 | 0 | 0 | 8245808.0667 | 0 | 0 | 0 | 0 | -110717.3115 | 0 | 0 | 0 | 0 | 0 | 0 | 0 | 0 | 0 | 0 | 0 | 205525.9461 | 0
2016-01-18 04:00 | 0 | 0 | 0 | 0 | 244932.9377 | 0 | 469740 | 0 | 0 | 0 | 2215194.6235 | 0 | 23537.7521 | 7621.5577 | 0 | 0 | 0 | 0 | 0 | 0 | 8040249.1374 | 0 | 0 | 0 | 0 | -105602.0136 | 0 | 0 | 0 | 0 | 0 | 0 | 0 | 0 | 0 | 0 | 0 | 205525.9461 | 0
2016-01-18 05:00 | 0 | 0 | 0 | 0 | 239464.0315 | 0 | 455921 | 0 | 0 | 0 | 2117942.7038 | 0 | 23537.7521 | 7621.5577 | 0 | 0 | 0 | 0 | 0 | 0 | 7834691.0303 | 0 | 0 | 0 | 0 | -97251.9197 | 0 | 0 | 0 | 0 | 0 | 0 | 0 | 0 | 0 | 0 | 0 | 205525.9461 | 0
2016-01-18 06:00 | 0 | 0 | 0 | 0 | 235494.6199 | 0 | 448386 | 0 | 0 | 0 | 2024256.3724 | 0 | 23537.7521 | 7621.5577 | 0 | 0 | 0 | 0 | 0 | 0 | 7629133.7454 | 0 | 0 | 0 | 0 | -93686.3313 | 0 | 0 | 0 | 0 | 0 | 0 | 0 | 0 | 0 | 0 | 0 | 205525.9461 | 0
2016-01-18 07:00 | 0 | 0 | 0 | 0 | 229450.1366 | 0 | 444095 | 0 | 0 | 0 | 1928816.5578 | 0 | 23537.7521 | 7621.5577 | 0 | 0 | 0 | 0 | 0 | 0 | 7423577.2827 | 0 | 0 | 0 | 0 | -95439.8146 | 0 | 0 | 0 | 0 | 0 | 0 | 0 | 0 | 0 | 0 | 0 | 205525.9461 | 0
2016-01-18 08:00 | 0 | 0 | 0 | 0 | 224115.79 | 0 | 444476 | 0 | 0 | 0 | 1827661.3965 | 0 | 23537.7521 | 7621.5577 | 0 | 0 | 0 | 0 | 0 | 0 | 7218021.6423 | 0 | 0 | 0 | 0 | -101155.1613 | 0 | 0 | 0 | 0 | 0 | 0 | 0 | 0 | 0 | 0 | 0 | 205525.9461 | 0
2016-01-18 09:00 | 0 | 0 | 0 | 0 | 215958.6557 | 0 | 451294 | 0 | 0 | 0 | 1711531.101 | 0 | 23537.7521 | 7621.5577 | 0 | 0 | 0 | 0 | 0 | 0 | 7012466.8241 | 0 | 0 | 0 | 0 | -116130.2955 | 0 | 0 | 0 | 0 | 0 | 0 | 0 | 0 | 0 | 0 | 0 | 205525.9461 | 0
2016-01-18 10:00 | 0 | 0 | 0 | 0 | 210699.0668 | 0 | 467139 | 0 | 0 | 0 | 1574296.2166 | 0 | 23537.7521 | 7621.5577 | 0 | 0 | 0 | 0 | 0 | 0 | 6806912.8281 | 0 | 0 | 0 | 0 | -137234.8844 | 0 | 0 | 0 | 0 | 0 | 0 | 0 | 0 | 0 | 0 | 0 | 205525.9461 | 0
2016-01-18 11:00 | 0 | 0 | 0 | 0 | 208137.2926 | 0 | 494557 | 0 | 0 | 0 | 1407081.558 | 0 | 23537.7521 | 7621.5577 | 0 | 0 | 0 | 0 | 0 | 0 | 6601359.6543 | 0 | 0 | 0 | 0 | -167214.6586 | 0 | 0 | 0 | 0 | 0 | 0 | 0 | 0 | 0 | 0 | 0 | 205525.9461 | 0
2016-01-18 12:00 | 0 | 0 | 0 | 0 | 207434.8007 | 0 | 523689 | 0 | 0 | 0 | 1210032.4075 | 0 | 23537.7521 | 7621.5577 | 0 | 0 | 0 | 0 | 0 | 0 | 6395807.3028 | 0 | 0 | 0 | 0 | -197049.1505 | 0 | 0 | 0 | 0 | 0 | 0 | 0 | 0 | 0 | 0 | 0 | 205525.9461 | 0
2016-01-18 13:00 | 0 | 0 | 0 | 0 | 210742.1168 | 4.9706 | 540845 | 0 | 0 | 0 | 1006761.1014 | 0 | 23537.7521 | 0 | 0 | 0 | 0 | 0 | 0 | 0 | 6190255.7734 | 0 | 0 | 0 | 0 | -203271.3061 | 0 | 0 | 0 | -7621.5577 | 0 | 0 | 0 | 0 | 0 | 0 | 0 | 205525.9461 | 0
2016-01-18 14:00 | 0 | 0 | 0 | 0 | 196715.3694 | 73888.114 | 544986 | 0 | 0 | 0 | 851583.6335 | 0 | 23537.7521 | 0 | 0 | 0 | 0 | 0 | 0 | 0 | 5984705.0663 | 0 | 0 | 0 | 0 | -155177.4679 | 0 | 0 | 0 | 0 | 0 | 0 | 0 | 0 | 0 | 0 | 0 | 205525.9461 | 0
2016-01-18 15:00 | 0 | 0 | 0 | 0 | 155238.7532 | 327913.6701 | 543295 | 0 | 0 | 0 | 910646.1056 | 0 | 23537.7521 | 0 | 0 | 0 | 0 | 0 | 0 | 0 | 5779155.1814 | 0 | 0 | 0 | 0 | 59062.472 | 0 | 0 | 0 | 0 | 0 | 0 | 0 | 0 | 0 | 0 | 0 | 205525.9461 | 0
2016-01-18 16:00 | 0 | 0 | 0 | 0 | 138580.0289 | 436236.1632 | 536682 | 0 | 0 | 0 | 1067985.3465 | 0 | 23537.7521 | 0 | 0 | 0 | 0 | 0 | 0 | 0 | 5573606.1186 | 0 | 0 | 0 | 0 | 157339.2409 | 0 | 0 | 0 | 0 | 0 | 0 | 0 | 0 | 0 | 0 | 0 | 205525.9461 | 0
2016-01-18 17:00 | 0 | 0 | 0 | 0 | 141892.3618 | 471757.9224 | 527471 | 0 | 0 | 0 | 1273369.6794 | 0 | 23537.7521 | 0 | 0 | 0 | 0 | 0 | 0 | 0 | 5368057.8781 | 0 | 0 | 0 | 0 | 205384.3329 | 0 | 0 | 0 | 0 | 0 | 0 | 0 | 0 | 0 | 0 | 0 | 205525.9461 | 0
2016-01-18 18:00 | 0 | 0 | 0 | 0 | 157519.1229 | 473723.1602 | 517624 | 0 | 0 | 0 | 1511952.0922 | 0 | 17778.6711 | 0 | 0 | 0 | 0 | 0 | 0 | 0 | 5162510.4597 | 0 | 0 | 0 | 0 | 238582.4128 | 0 | 0 | 5759.081 | 0 | 0 | 0 | 0 | 0 | 0 | 0 | 0 | 205525.9461 | 0
2016-01-18 19:00 | 0 | 0 | 0 | 0 | 173762.013 | 471977.2979 | 509646 | 0 | 0 | 0 | 1757508.3349 | 0 | 17991.9704 | 7621.5577 | 0 | 0 | 0 | 0 | 0 | 0 | 4960252.2428 | 0 | 0 | 0 | 0 | 245556.2427 | 0 | 213.2993 | 0 | 7621.5577 | 0 | 0 | 0 | 0 | 0 | 0 | 0 | 202237.5669 | 0
2016-01-18 20:00 | 0 | 0 | 0 | 0 | 182363.6722 | 477162.3963 | 504548 | 0 | 0 | 0 | 2003064.5776 | 0 | 18205.2697 | 7621.5577 | 0 | 0 | 0 | 0 | 0 | 0 | 4803695.3787 | 0 | 0 | 0 | 0 | 245556.2427 | 0 | 213.2993 | 0 | 0 | 0 | 0 | 0 | 0 | 0 | 0 | 0 | 156537.0231 | 0
2016-01-18 21:00 | 0 | 0 | 0 | 0 | 192073.2517 | 468990.8699 | 507574 | 0 | 0 | 0 | 2248620.8202 | 0 | 18418.569 | 7621.5577 | 0 | 0 | 0 | 0 | 0 | 0 | 4644573.7149 | 0 | 0 | 0 | 0 | 245556.2427 | 0 | 213.2993 | 0 | 0 | 0 | 0 | 0 | 0 | 0 | 0 | 0 | 159102.449 | 0
2016-01-18 22:00 | 0 | 0 | 0 | 0 | 227961.871 | 388816.4566 | 526254 | 0 | 0 | 0 | 2465758.455 | 0 | 18631.8683 | 0 | 0 | 0 | 0 | 0 | 0 | 0 | 4439029.1905 | 0 | 0 | 0 | 0 | 217137.6348 | 0 | 213.2993 | 0 | -7621.5577 | 0 | 0 | 0 | 0 | 0 | 0 | 0 | 205525.9461 | 0
2016-01-18 23:00 | 0 | 0 | 0 | 0 | 333479.161 | 164889.4515 | 549477 | 0 | 0 | 0 | 2533641.817 | 0 | 18845.1676 | 0 | 0 | 0 | 0 | 0 | 0 | 0 | 4233485.4882 | 0 | 0 | 0 | 0 | 67883.3619 | 0 | 213.2993 | 0 | 0 | 0 | 0 | 0 | 0 | 0 | 0 | 0 | 205525.9461 | 0
2016-01-19 | 0 | 0 | 0 | 0 | 389175.9939 | 5029.9955 | 562369 | 0 | 0 | 0 | 2484470.5558 | 0 | 19058.4669 | 0 | 0 | 0 | 0 | 0 | 0 | 0 | 4027942.6082 | 0 | 0 | 0 | 0 | -49171.2612 | 0 | 213.2993 | 0 | 0 | 0 | 0 | 0 | 0 | 0 | 0 | 0 | 205525.9461 | 0
2016-01-19 01:00 | 0 | 0 | 0 | 0 | 407899.1458 | 0 | 563958 | 0 | 0 | 0 | 2447403.451 | 0 | 19271.7662 | 0 | 0 | 0 | 0 | 0 | 0 | 0 | 3822400.5503 | 0 | 0 | 0 | 0 | -37067.1047 | 0 | 213.2993 | 0 | 0 | 0 | 0 | 0 | 0 | 0 | 0 | 0 | 205525.9461 | 0
2016-01-19 02:00 | 0 | 0 | 0 | 0 | 392499.7546 | 0 | 556327 | 0 | 0 | 0 | 2402567.9551 | 0 | 19485.0655 | 0 | 0 | 0 | 0 | 0 | 0 | 0 | 3616859.3146 | 0 | 0 | 0 | 0 | -44835.496 | 0 | 213.2993 | 0 | 0 | 0 | 0 | 0 | 0 | 0 | 0 | 0 | 205525.9461 | 0
2016-01-19 03:00 | 0 | 0 | 0 | 0 | 373993.4929 | 0 | 538055 | 0 | 0 | 0 | 2357498.1974 | 0 | 19698.3648 | 0 | 0 | 0 | 0 | 0 | 0 | 0 | 3411318.901 | 0 | 0 | 0 | 0 | -45069.7577 | 0 | 213.2993 | 0 | 0 | 0 | 0 | 0 | 0 | 0 | 0 | 0 | 205525.9461 | 0
2016-01-19 04:00 | 0 | 0 | 0 | 0 | 362747.3664 | 0 | 516738 | 0 | 0 | 0 | 2322499.3133 | 0 | 19911.6641 | 0 | 0 | 0 | 0 | 0 | 0 | 0 | 3205779.3096 | 0 | 0 | 0 | 0 | -34998.8841 | 0 | 213.2993 | 0 | 0 | 0 | 0 | 0 | 0 | 0 | 0 | 0 | 205525.9461 | 0
2016-01-19 05:00 | 0 | 0 | 0 | 0 | 356706.7508 | 0 | 501292 | 0 | 0 | 0 | 2296905.8136 | 0 | 20124.9634 | 0 | 0 | 0 | 0 | 0 | 0 | 0 | 3000240.5404 | 0 | 0 | 0 | 0 | -25593.4997 | 0 | 213.2993 | 0 | 0 | 0 | 0 | 0 | 0 | 0 | 0 | 0 | 205525.9461 | 0
2016-01-19 06:00 | 0 | 0 | 0 | 0 | 352572.8029 | 0 | 488827 | 0 | 0 | 0 | 2279643.3659 | 0 | 20338.2627 | 0 | 0 | 0 | 0 | 0 | 0 | 0 | 2794702.5933 | 0 | 0 | 0 | 0 | -17262.4476 | 0 | 213.2993 | 0 | 0 | 0 | 0 | 0 | 0 | 0 | 0 | 0 | 205525.9461 | 0
2016-01-19 07:00 | 0 | 0 | 0 | 0 | 350306.8289 | 0 | 482783 | 0 | 0 | 0 | 2266158.9443 | 0 | 20551.562 | 0 | 0 | 0 | 0 | 0 | 0 | 0 | 2589165.4684 | 0 | 0 | 0 | 0 | -13484.4216 | 0 | 213.2993 | 0 | 0 | 0 | 0 | 0 | 0 | 0 | 0 | 0 | 205525.9461 | 0
2016-01-19 08:00 | 0 | 0 | 0 | 0 | 345937.6694 | 0 | 481076 | 0 | 0 | 0 | 2250012.3632 | 0 | 20764.8613 | 0 | 0 | 0 | 0 | 0 | 0 | 0 | 2383629.1656 | 0 | 0 | 0 | 0 | -16146.5811 | 0 | 213.2993 | 0 | 0 | 0 | 0 | 0 | 0 | 0 | 0 | 0 | 205525.9461 | 0
2016-01-19 09:00 | 0 | 0 | 0 | 0 | 340037.5941 | 0 | 486092 | 0 | 0 | 0 | 2222949.7068 | 0 | 20978.1606 | 0 | 0 | 0 | 0 | 0 | 0 | 0 | 2178093.685 | 0 | 0 | 0 | 0 | -27062.6564 | 0 | 213.2993 | 0 | 0 | 0 | 0 | 0 | 0 | 0 | 0 | 0 | 205525.9461 | 0
2016-01-19 10:00 | 0 | 0 | 0 | 0 | 335936.4617 | 0 | 502163 | 0 | 0 | 0 | 2175714.9179 | 0 | 21191.4599 | 0 | 0 | 0 | 0 | 0 | 0 | 0 | 1972559.0265 | 0 | 0 | 0 | 0 | -47234.7888 | 0 | 213.2993 | 0 | 0 | 0 | 0 | 0 | 0 | 0 | 0 | 0 | 205525.9461 | 0
2016-01-19 11:00 | 0 | 0 | 0 | 0 | 332757.0578 | 0 | 535457 | 0 | 0 | 0 | 2092006.7252 | 0 | 21404.7592 | 0 | 0 | 0 | 0 | 0 | 0 | 0 | 1767025.1901 | 0 | 0 | 0 | 0 | -83708.1927 | 0 | 213.2993 | 0 | 0 | 0 | 0 | 0 | 0 | 0 | 0 | 0 | 205525.9461 | 0
2016-01-19 12:00 | 0 | 0 | 0 | 0 | 333926.4686 | 0 | 566299 | 0 | 0 | 0 | 1978625.9433 | 0 | 21618.0585 | 0 | 0 | 0 | 0 | 0 | 0 | 0 | 1561492.1759 | 0 | 0 | 0 | 0 | -113380.782 | 0 | 213.2993 | 0 | 0 | 0 | 0 | 0 | 0 | 0 | 0 | 0 | 205525.9461 | 0
2016-01-19 13:00 | 0 | 0 | 0 | 0 | 340159.2213 | 0 | 573164 | 0 | 0 | 0 | 1816015.2734 | 0 | 21831.3578 | 0 | 0 | 0 | 0 | 0 | 0 | 0 | 1439749.0193 | 0 | 0 | 0 | 0 | -162610.6699 | 0 | 213.2993 | 0 | 0 | 0 | 0 | 0 | 0 | 0 | 0 | 0 | 121736.9107 | 0
2016-01-19 14:00 | 0 | 0 | 0 | 0 | 323699.4468 | 51636.6969 | 566429 | 0 | 0 | 0 | 1617300.8594 | 0 | 21831.3578 | 7621.5577 | 0 | 0 | 0 | 0 | 0 | 0 | 1439743.2603 | 0 | 0 | 0 | 0 | -198714.414 | 0 | 0 | 0 | 7621.5577 | 0 | 0 | 0 | 0 | 0 | 0 | 0 | 0 | 0
2016-01-19 15:00 | 0 | 0 | 0 | 0 | 262514.7808 | 331049.6582 | 557716 | 0 | 0 | 0 | 1660557.5569 | 0 | 22044.6571 | 0 | 0 | 0 | 0 | 0 | 0 | 0 | 1439737.5013 | 0 | 0 | 0 | 0 | 43256.6975 | 0 | 213.2993 | 0 | -7621.5577 | 0 | 0 | 0 | 0 | 0 | 0 | 0 | 0 | 0
2016-01-19 16:00 | 0 | 0 | 0 | 0 | 261303.1187 | 437001.8692 | 545130 | 0 | 0 | 0 | 1813519.2455 | 0 | 22257.9564 | 0 | 0 | 0 | 0 | 0 | 0 | 0 | 1439731.7424 | 0 | 0 | 0 | 0 | 152961.6886 | 0 | 213.2993 | 0 | 0 | 0 | 0 | 0 | 0 | 0 | 0 | 0 | 0 | 0
2016-01-19 17:00 | 0 | 0 | 0 | 0 | 266838.9034 | 452178.0276 | 531980 | 0 | 0 | 0 | 2000342.8772 | 0 | 22471.2557 | 0 | 0 | 0 | 0 | 0 | 0 | 0 | 1439725.9834 | 0 | 0 | 0 | 0 | 186823.6317 | 0 | 213.2993 | 0 | 0 | 0 | 0 | 0 | 0 | 0 | 0 | 0 | 0 | 0
2016-01-19 18:00 | 0 | 0 | 0 | 0 | 255270.7988 | 447365.2573 | 520957 | 0 | 0 | 0 | 2181808.6339 | 0 | 22684.555 | 0 | 0 | 0 | 0 | 0 | 0 | 0 | 1439720.2245 | 0 | 0 | 0 | 0 | 181465.7568 | 0 | 213.2993 | 0 | 0 | 0 | 0 | 0 | 0 | 0 | 0 | 0 | 0 | 0
2016-01-19 19:00 | 0 | 0 | 0 | 0 | 247760.3256 | 448612.8137 | 512504 | 0 | 0 | 0 | 2365464.4739 | 0 | 22897.8542 | 0 | 0 | 0 | 0 | 0 | 0 | 0 | 1439714.4657 | 0 | 0 | 0 | 0 | 183655.84 | 0 | 213.2993 | 0 | 0 | 0 | 0 | 0 | 0 | 0 | 0 | 0 | 0 | 0
2016-01-19 20:00 | 0 | 0 | 0 | 0 | 237685.7968 | 458873.34 | 508038 | 0 | 0 | 0 | 2553772.3115 | 0 | 23111.1535 | 0 | 0 | 0 | 0 | 0 | 0 | 0 | 1439708.7068 | 0 | 0 | 0 | 0 | 188307.8376 | 0 | 213.2993 | 0 | 0 | 0 | 0 | 0 | 0 | 0 | 0 | 0 | 0 | 0
2016-01-19 21:00 | 0 | 0 | 0 | 0 | 218000.6963 | 456972.6871 | 511350 | 0 | 0 | 0 | 2717182.3957 | 0 | 23324.4528 | 0 | 0 | 0 | 0 | 0 | 0 | 0 | 1439702.948 | 0 | 0 | 0 | 0 | 163410.0842 | 0 | 213.2993 | 0 | 0 | 0 | 0 | 0 | 0 | 0 | 0 | 0 | 0 | 0
2016-01-19 22:00 | 0 | 0 | 0 | 0 | 207844.8077 | 369962.6093 | 528590 | 0 | 0 | 0 | 2758564.9557 | 0 | 23537.7521 | 7621.5577 | 0 | 0 | 0 | 0 | 0 | 0 | 1439697.1892 | 0 | 0 | 0 | 0 | 41382.56 | 0 | 213.2993 | 0 | 7621.5577 | 0 | 0 | 0 | 0 | 0 | 0 | 0 | 0 | 0
2016-01-19 23:00 | 0 | 0 | 0 | 0 | 257758.3755 | 122849.7766 | 550838 | 0 | 0 | 0 | 2707540.1566 | 0 | 23537.7521 | 7621.5577 | 0 | 0 | 0 | 0 | 0 | 0 | 1234165.4842 | 0 | 0 | 0 | 0 | -51024.7991 | 0 | 0 | 0 | 0 | 0 | 0 | 0 | 0 | 0 | 0 | 0 | 205525.9461 | 0
2016-01-20 | 0 | 0 | 0 | 0 | 310266.9574 | 4123.6607 | 561888 | 0 | 0 | 0 | 2581167.5171 | 0 | 21618.0585 | 7621.5577 | 0 | 0 | 0 | 0 | 0 | 0 | 1028634.6015 | 0 | 0 | 0 | 0 | -126372.6395 | 0 | 0 | 1919.6937 | 0 | 0 | 0 | 0 | 0 | 0 | 0 | 0 | 205525.9461 | 0
2016-01-20 01:00 | 0 | 0 | 0 | 0 | 351773.2717 | 0 | 561943 | 0 | 0 | 0 | 2489989.5382 | 0 | 21831.3578 | 7621.5577 | 0 | 0 | 0 | 0 | 0 | 0 | 823104.5408 | 0 | 0 | 0 | 0 | -91177.9789 | 0 | 213.2993 | 0 | 0 | 0 | 0 | 0 | 0 | 0 | 0 | 0 | 205525.9461 | 0
2016-01-20 02:00 | 0 | 0 | 0 | 0 | 386947.606 | 0 | 552117 | 0 | 0 | 0 | 2443811.8937 | 0 | 22044.6571 | 7621.5577 | 0 | 0 | 0 | 0 | 0 | 0 | 617575.3023 | 0 | 0 | 0 | 0 | -46177.6446 | 0 | 213.2993 | 0 | 0 | 0 | 0 | 0 | 0 | 0 | 0 | 0 | 205525.9461 | 0
2016-01-20 03:00 | 0 | 0 | 0 | 0 | 392606.4751 | 0 | 532519 | 0 | 0 | 0 | 2423104.4175 | 0 | 22044.6571 | 7621.5577 | 0 | 0 | 0 | 0 | 0 | 0 | 412046.8859 | 0 | 0 | 0 | 0 | -20707.4762 | 0 | 0 | 0 | 0 | 0 | 0 | 0 | 0 | 0 | 0 | 0 | 205525.9461 | 0
2016-01-20 04:00 | 0 | 0 | 0 | 0 | 380157.7994 | 0 | 508121 | 0 | 0 | 0 | 2414132.9664 | 0 | 22257.9564 | 7621.5577 | 0 | 0 | 0 | 0 | 0 | 0 | 206519.2916 | 0 | 0 | 0 | 0 | -8971.4511 | 0 | 213.2993 | 0 | 0 | 0 | 0 | 0 | 0 | 0 | 0 | 0 | 205525.9461 | 0
2016-01-20 05:00 | 0 | 0 | 0 | 0 | 359891.5929 | 0 | 489033 | 0 | 0 | 0 | 2344243.2997 | 0 | 22471.2557 | 7621.5577 | 0 | 0 | 0 | 0 | 0 | 0 | 103992.535 | 0 | 0 | 0 | 0 | -69889.6667 | 0 | 213.2993 | 0 | 0 | 0 | 0 | 0 | 0 | 0 | 0 | 0 | 102525.9305 | 0
2016-01-20 06:00 | 0 | 0 | 0 | 0 | 342544.6818 | 0 | 477201 | 0 | 0 | 0 | 2209586.9815 | 0 | 22471.2557 | 7621.5577 | 0 | 0 | 0 | 0 | 0 | 0 | 103992.119 | 0 | 0 | 0 | 0 | -134656.3182 | 0 | 0 | 0 | 0 | 0 | 0 | 0 | 0 | 0 | 0 | 0 | 0 | 0
2016-01-20 07:00 | 0 | 0 | 0 | 0 | 332389.8399 | 0 | 469244 | 0 | 0 | 0 | 2072519.5221 | 0 | 22684.555 | 7621.5577 | 0 | 0 | 0 | 0 | 0 | 0 | 103991.703 | 0 | 0 | 0 | 0 | -137067.4594 | 0 | 213.2993 | 0 | 0 | 0 | 0 | 0 | 0 | 0 | 0 | 0 | 0 | 0
2016-01-20 08:00 | 0 | 0 | 0 | 0 | 322796.3784 | 0 | 465073 | 0 | 0 | 0 | 1930029.6012 | 0 | 22897.8542 | 7621.5577 | 0 | 0 | 0 | 0 | 0 | 0 | 103991.2871 | 0 | 0 | 0 | 0 | -142489.9209 | 0 | 213.2993 | 0 | 0 | 0 | 0 | 0 | 0 | 0 | 0 | 0 | 0 | 0
2016-01-20 09:00 | 0 | 0 | 0 | 0 | 308026.5026 | 0 | 467668 | 0 | 0 | 0 | 1770174.8045 | 0 | 23111.1535 | 7621.5577 | 0 | 0 | 0 | 0 | 0 | 0 | 103990.8711 | 0 | 0 | 0 | 0 | -159854.7967 | 0 | 213.2993 | 0 | 0 | 0 | 0 | 0 | 0 | 0 | 0 | 0 | 0 | 0
2016-01-20 10:00 | 0 | 0 | 0 | 0 | 292665.6329 | 0 | 480665 | 0 | 0 | 0 | 1581962.1381 | 0 | 23324.4528 | 7621.5577 | 0 | 0 | 0 | 0 | 0 | 0 | 103990.4552 | 0 | 0 | 0 | 0 | -188212.6664 | 0 | 213.2993 | 0 | 0 | 0 | 0 | 0 | 0 | 0 | 0 | 0 | 0 | 0
2016-01-20 11:00 | 0 | 0 | 0 | 0 | 277213.2665 | 0 | 511178 | 0 | 0 | 0 | 1347784.1053 | 0 | 23537.7521 | 7621.5577 | 0 | 0 | 0 | 0 | 0 | 0 | 103990.0392 | 0 | 0 | 0 | 0 | -234178.0328 | 0 | 213.2993 | 0 | 0 | 0 | 0 | 0 | 0 | 0 | 0 | 0 | 0 | 0
2016-01-20 12:00 | 0 | 0 | 0 | 0 | 263833.0542 | 0 | 538547 | 0 | 0 | 0 | 1102227.8626 | 0 | 23537.7521 | 7621.5577 | 0 | 0 | 0 | 0 | 0 | 0 | 53717.7213 | 0 | 0 | 0 | 0 | -245556.2427 | 0 | 0 | 0 | 0 | 0 | 0 | 0 | 0 | 0 | 0 | 0 | 50271.902 | 0
2016-01-20 13:00 | 0 | 0 | 0 | 0 | 260069.0508 | 10.7714 | 545720 | 0 | 0 | 0 | 856671.6199 | 0 | 14609.9707 | 7621.5577 | 0 | 0 | 0 | 0 | 0 | 0 | 0 | 0 | 0 | 0 | 0 | -245556.2427 | 0 | 0 | 8927.7815 | 0 | 0 | 0 | 0 | 0 | 0 | 0 | 0 | 53717.5064 | 0
2016-01-20 14:00 | 0 | 0 | 0 | 0 | 240363.0106 | 33374.2183 | 541525 | 0 | 0 | 0 | 611115.3772 | 0 | 0 | 0 | 0 | 0 | 0 | 0 | 0 | 0 | 0 | 0 | 0 | 0 | 0 | -245556.2427 | 0 | 0 | 14609.9707 | -7621.5577 | 0 | 0 | 0 | 0 | 0 | 0 | 0 | 0 | 0
2016-01-20 15:00 | 0 | 0 | 0 | 0 | 197480.3217 | 313466.1087 | 535783 | 0 | 0 | 0 | 586278.8076 | 0 | 0 | 0 | 0 | 0 | 0 | 0 | 0 | 0 | 0 | 0 | 0 | 0 | 0 | -24836.5696 | 0 | 0 | 0 | 0 | 0 | 0 | 0 | 0 | 0 | 0 | 0 | 0 | 0
2016-01-20 16:00 | 0 | 0 | 0 | 0 | 198804.7826 | 466108.1673 | 524933 | 0 | 0 | 0 | 726258.7575 | 0 | 0 | 0 | 0 | 0 | 0 | 0 | 0 | 0 | 0 | 0 | 0 | 0 | 0 | 139979.9499 | 0 | 0 | 0 | 0 | 0 | 0 | 0 | 0 | 0 | 0 | 0 | 0 | 0
2016-01-20 17:00 | 0 | 0 | 0 | 0 | 235960.4212 | 523132.1208 | 513323 | 0 | 0 | 0 | 971815.0002 | 0 | 213.2993 | 0 | 0 | 0 | 0 | 0 | 0 | 0 | 0 | 0 | 0 | 0 | 0 | 245556.2427 | 0 | 213.2993 | 0 | 0 | 0 | 0 | 0 | 0 | 0 | 0 | 0 | 0 | 0
2016-01-20 18:00 | 0 | 0 | 0 | 0 | 248169.4139 | 524543.1452 | 504846 | 0 | 0 | 0 | 1217371.2429 | 0 | 426.5986 | 0 | 0 | 0 | 0 | 0 | 0 | 0 | 17677.6136 | 0 | 0 | 0 | 0 | 245556.2427 | 0 | 213.2993 | 0 | 0 | 0 | 0 | 0 | 0 | 0 | 0 | 22097.017 | 0 | 0
2016-01-20 19:00 | 0 | 0 | 0 | 0 | 240655.1497 | 526722.4093 | 499511 | 0 | 0 | 0 | 1462927.4856 | 0 | 639.8979 | 0 | 0 | 0 | 0 | 0 | 0 | 0 | 35355.1566 | 0 | 0 | 0 | 0 | 245556.2427 | 0 | 213.2993 | 0 | 0 | 0 | 0 | 0 | 0 | 0 | 0 | 22097.017 | 0 | 0
2016-01-20 20:00 | 0 | 0 | 0 | 0 | 213651.3488 | 550482.2102 | 496267 | 0 | 0 | 0 | 1708483.7283 | 0 | 853.1972 | 0 | 0 | 0 | 0 | 0 | 0 | 0 | 53032.6288 | 0 | 0 | 0 | 0 | 245556.2427 | 0 | 213.2993 | 0 | 0 | 0 | 0 | 0 | 0 | 0 | 0 | 22097.017 | 0 | 0
2016-01-20 21:00 | 0 | 0 | 0 | 0 | 185697.2145 | 580621.3446 | 498452 | 0 | 0 | 0 | 1954039.971 | 0 | 1066.4965 | 0 | 0 | 0 | 0 | 0 | 0 | 0 | 70710.0303 | 0 | 0 | 0 | 0 | 245556.2427 | 0 | 213.2993 | 0 | 0 | 0 | 0 | 0 | 0 | 0 | 0 | 22097.017 | 0 | 0
2016-01-20 22:00 | 0 | 0 | 0 | 0 | 249323.0496 | 539125.0672 | 512960 | 0 | 0 | 0 | 2199596.2136 | 0 | 1279.7958 | 7621.5577 | 0 | 0 | 0 | 0 | 0 | 0 | 88387.3611 | 0 | 0 | 0 | 0 | 245556.2427 | 0 | 213.2993 | 0 | 7621.5577 | 0 | 0 | 0 | 0 | 0 | 0 | 22097.017 | 0 | 0
2016-01-20 23:00 | 0 | 0 | 0 | 0 | 346624.9484 | 260915.4946 | 530355 | 0 | 0 | 0 | 2335667.6787 | 0 | 1279.7958 | 0 | 0 | 0 | 0 | 0 | 0 | 0 | 0 | 0 | 0 | 0 | 0 | 136071.4651 | 0 | 0 | 0 | -7621.5577 | 0 | 0 | 0 | 0 | 0 | 0 | 0 | 88387.0075 | 0
2016-01-21 | 0 | 0 | 0 | 0 | 352802.9544 | 9134.2746 | 536685 | 0 | 0 | 0 | 2160919.9077 | 0 | 1279.7958 | 0 | 0 | 0 | 0 | 0 | 0 | 0 | 0 | 0 | 0 | 0 | 0 | -174747.771 | 0 | 0 | 0 | 0 | 0 | 0 | 0 | 0 | 0 | 0 | 0 | 0 | 0
2016-01-21 01:00 | 0 | 0 | 0 | 0 | 347160.4217 | 0 | 533921 | 0 | 0 | 0 | 1966537.7717 | 0 | 1279.7958 | 7621.5577 | 0 | 0 | 0 | 0 | 0 | 0 | 0 | 0 | 0 | 0 | 0 | -194382.136 | 0 | 0 | 0 | 7621.5577 | 0 | 0 | 0 | 0 | 0 | 0 | 0 | 0 | 0
2016-01-21 02:00 | 0 | 0 | 0 | 0 | 339114.8376 | 0 | 523733 | 0 | 0 | 0 | 1781919.6094 | 0 | 1279.7958 | 7621.5577 | 0 | 0 | 0 | 0 | 0 | 0 | 0 | 0 | 0 | 0 | 0 | -184618.1624 | 0 | 0 | 0 | 0 | 0 | 0 | 0 | 0 | 0 | 0 | 0 | 0 | 0
2016-01-21 03:00 | 0 | 0 | 0 | 0 | 333853.565 | 0 | 502414 | 0 | 0 | 0 | 1613359.1743 | 0 | 1279.7958 | 7621.5577 | 0 | 0 | 0 | 0 | 0 | 0 | 0 | 0 | 0 | 0 | 0 | -168560.435 | 0 | 0 | 0 | 0 | 0 | 0 | 0 | 0 | 0 | 0 | 0 | 0 | 0
2016-01-21 04:00 | 0 | 0 | 0 | 0 | 332397.7565 | 0 | 477551 | 0 | 0 | 0 | 1468205.9308 | 0 | 1279.7958 | 7621.5577 | 0 | 0 | 0 | 0 | 0 | 0 | 0 | 0 | 0 | 0 | 0 | -145153.2435 | 0 | 0 | 0 | 0 | 0 | 0 | 0 | 0 | 0 | 0 | 0 | 0 | 0
2016-01-21 05:00 | 0 | 0 | 0 | 0 | 326356.1316 | 0 | 456315 | 0 | 0 | 0 | 1338247.0624 | 0 | 1279.7958 | 7621.5577 | 0 | 0 | 0 | 0 | 0 | 0 | 0 | 0 | 0 | 0 | 0 | -129958.8684 | 0 | 0 | 0 | 0 | 0 | 0 | 0 | 0 | 0 | 0 | 0 | 0 | 0
2016-01-21 06:00 | 0 | 0 | 0 | 0 | 314290.9384 | 0 | 443693 | 0 | 0 | 0 | 1210124.7966 | 0 | 0 | 7621.5577 | 0 | 0 | 0 | 0 | 0 | 0 | 0 | 0 | 0 | 0 | 0 | -128122.2658 | 0 | 0 | 1279.7958 | 0 | 0 | 0 | 0 | 0 | 0 | 0 | 0 | 0 | 0
2016-01-21 07:00 | 0 | 0 | 0 | 0 | 311085.5653 | 0 | 435960 | 0 | 0 | 0 | 1085250.3619 | 0 | 0 | 7621.5577 | 0 | 0 | 0 | 0 | 0 | 0 | 0 | 0 | 0 | 0 | 0 | -124874.4347 | 0 | 0 | 0 | 0 | 0 | 0 | 0 | 0 | 0 | 0 | 0 | 0 | 0
2016-01-21 08:00 | 0 | 0 | 0 | 0 | 313987.4806 | 0 | 432949 | 0 | 0 | 0 | 966288.8425 | 0 | 0 | 7621.5577 | 0 | 0 | 0 | 0 | 0 | 0 | 0 | 0 | 0 | 0 | 0 | -118961.5194 | 0 | 0 | 0 | 0 | 0 | 0 | 0 | 0 | 0 | 0 | 0 | 0 | 0
2016-01-21 09:00 | 0 | 0 | 0 | 0 | 312812.6828 | 0 | 435901 | 0 | 0 | 0 | 843200.5253 | 0 | 0 | 7621.5577 | 0 | 0 | 0 | 0 | 0 | 0 | 0 | 0 | 0 | 0 | 0 | -123088.3172 | 0 | 0 | 0 | 0 | 0 | 0 | 0 | 0 | 0 | 0 | 0 | 0 | 0
2016-01-21 10:00 | 0 | 0 | 0 | 0 | 311632.1809 | 0 | 448923 | 0 | 0 | 0 | 705909.7062 | 0 | 0 | 7621.5577 | 0 | 0 | 0 | 0 | 0 | 0 | 0 | 0 | 0 | 0 | 0 | -137290.8191 | 0 | 0 | 0 | 0 | 0 | 0 | 0 | 0 | 0 | 0 | 0 | 0 | 0
2016-01-21 11:00 | 0 | 0 | 0 | 0 | 310819.862 | 0 | 480425 | 0 | 0 | 0 | 536304.5681 | 0 | 0 | 7621.5577 | 0 | 0 | 0 | 0 | 0 | 0 | 0 | 0 | 0 | 0 | 0 | -169605.138 | 0 | 0 | 0 | 0 | 0 | 0 | 0 | 0 | 0 | 0 | 0 | 0 | 0
2016-01-21 12:00 | 0 | 0 | 0 | 0 | 313002.6694 | 0 | 510035 | 0 | 0 | 0 | 339272.2375 | 0 | 0 | 7621.5577 | 0 | 0 | 0 | 0 | 0 | 0 | 0 | 0 | 0 | 0 | 0 | -197032.3306 | 0 | 0 | 0 | 0 | 0 | 0 | 0 | 0 | 0 | 0 | 0 | 0 | 0
2016-01-21 13:00 | 0 | 0 | 0 | 0 | 316314.2174 | 14.5265 | 518534 | 0 | 0 | 0 | 144688.5392 | 0 | 0 | 0 | 0 | 0 | 0 | 0 | 0 | 0 | 0 | 0 | 0 | 0 | 0 | -194583.6983 | 0 | 0 | 0 | -7621.5577 | 0 | 0 | 0 | 0 | 0 | 0 | 0 | 0 | 0
2016-01-21 14:00 | 0 | 0 | 0 | 0 | 293012.2756 | 78137.1852 | 515838 | 0 | 0 | 0 | 0 | 0 | 0 | 0 | 0 | 0 | 0 | 0 | 0 | 0 | 0 | 0 | 0 | 0 | 0 | -144688.5392 | 0 | 0 | 0 | 0 | 0 | 0 | 0 | 0 | 0 | 0 | 0 | 0 | 0
2016-01-21 15:00 | 0 | 0 | 0 | 0 | 127446.878 | 502940.3314 | 511625 | 0 | 0 | 0 | 118548.9101 | 0 | 213.2993 | 0 | 0 | 0 | 0 | 0 | 0 | 0 | 0 | 0 | 0 | 0 | 0 | 118548.9101 | 0 | 213.2993 | 0 | 0 | 0 | 0 | 0 | 0 | 0 | 0 | 0 | 0 | 0
2016-01-21 16:00 | 0 | 0 | 0 | 0 | 138599.6579 | 611825.5848 | 504869 | 0 | 0 | 0 | 364105.1528 | 0 | 213.2993 | 0 | 0 | 0 | 0 | 0 | 0 | 0 | 0 | 0 | 0 | 0 | 0 | 245556.2427 | 0 | 0 | 0 | 0 | 0 | 0 | 0 | 0 | 0 | 0 | 0 | 0 | 0
2016-01-21 17:00 | 0 | 0 | 0 | 0 | 132608.5917 | 610474.9503 | 497314 | 0 | 0 | 0 | 609661.3955 | 0 | 426.5986 | 0 | 0 | 0 | 0 | 0 | 0 | 0 | 0 | 0 | 0 | 0 | 0 | 245556.2427 | 0 | 213.2993 | 0 | 0 | 0 | 0 | 0 | 0 | 0 | 0 | 0 | 0 | 0
2016-01-21 18:00 | 0 | 0 | 0 | 0 | 155347.7253 | 581140.8167 | 490719 | 0 | 0 | 0 | 855217.6382 | 0 | 639.8979 | 0 | 0 | 0 | 0 | 0 | 0 | 0 | 0 | 0 | 0 | 0 | 0 | 245556.2427 | 0 | 213.2993 | 0 | 0 | 0 | 0 | 0 | 0 | 0 | 0 | 0 | 0 | 0
2016-01-21 19:00 | 0 | 0 | 0 | 0 | 165404.2384 | 566490.0043 | 486338 | 0 | 0 | 0 | 1100773.8809 | 0 | 639.8979 | 0 | 0 | 0 | 0 | 0 | 0 | 0 | 0 | 0 | 0 | 0 | 0 | 245556.2427 | 0 | 0 | 0 | 0 | 0 | 0 | 0 | 0 | 0 | 0 | 0 | 0 | 0
2016-01-21 20:00 | 0 | 0 | 0 | 0 | 153696.4324 | 576057.1096 | 483984 | 0 | 0 | 0 | 1346330.1235 | 0 | 853.1972 | 0 | 0 | 0 | 0 | 0 | 0 | 0 | 0 | 0 | 0 | 0 | 0 | 245556.2427 | 0 | 213.2993 | 0 | 0 | 0 | 0 | 0 | 0 | 0 | 0 | 0 | 0 | 0
2016-01-21 21:00 | 0 | 0 | 0 | 0 | 0 | 589546.1286 | 486412 | 0 | 0 | 0 | 1449464.2521 | 0 | 853.1972 | 0 | 0 | 0 | 0 | 0 | 0 | 0 | 0 | 0 | 0 | 0 | 0 | 103134.1286 | 0 | 0 | 0 | 0 | 0 | 0 | 0 | 0 | 0 | 0 | 0 | 0 | 0
2016-01-21 22:00 | 0 | 0 | 0 | 0 | 221049.8486 | 526680.6934 | 501961 | 0 | 0 | 0 | 1695020.4948 | 0 | 1066.4965 | 0 | 0 | 0 | 0 | 0 | 0 | 0 | 0 | 0 | 0 | 0 | 0 | 245556.2427 | 0 | 213.2993 | 0 | 0 | 0 | 0 | 0 | 0 | 0 | 0 | 0 | 0 | 0
2016-01-21 23:00 | 0 | 0 | 0 | 0 | 408767.4314 | 209269.4009 | 520445 | 0 | 0 | 0 | 1792612.327 | 0 | 1066.4965 | 0 | 0 | 0 | 0 | 0 | 0 | 0 | 0 | 0 | 0 | 0 | 0 | 97591.8322 | 0 | 0 | 0 | 0 | 0 | 0 | 0 | 0 | 0 | 0 | 0 | 0 | 0
2016-01-22 | 0 | 0 | 0 | 0 | 415679.5592 | 6210.7633 | 527936 | 0 | 0 | 0 | 1686566.6496 | 0 | 1066.4965 | 0 | 0 | 0 | 0 | 0 | 0 | 0 | 0 | 0 | 0 | 0 | 0 | -106045.6775 | 0 | 0 | 0 | 0 | 0 | 0 | 0 | 0 | 0 | 0 | 0 | 0 | 0
2016-01-22 01:00 | 0 | 0 | 0 | 0 | 397822.4695 | 0 | 526468 | 0 | 0 | 0 | 1557707.8198 | 0 | 1279.7958 | 0 | 0 | 0 | 0 | 0 | 0 | 0 | 0 | 0 | 0 | 0 | 0 | -128858.8298 | 0 | 213.2993 | 0 | 0 | 0 | 0 | 0 | 0 | 0 | 0 | 0 | 0 | 0
2016-01-22 02:00 | 0 | 0 | 0 | 0 | 375916.7707 | 0 | 516856 | 0 | 0 | 0 | 1416555.2912 | 0 | 1493.0951 | 0 | 0 | 0 | 0 | 0 | 0 | 0 | 0 | 0 | 0 | 0 | 0 | -141152.5286 | 0 | 213.2993 | 0 | 0 | 0 | 0 | 0 | 0 | 0 | 0 | 0 | 0 | 0
2016-01-22 03:00 | 0 | 0 | 0 | 0 | 359911.4317 | 0 | 498821 | 0 | 0 | 0 | 1277645.7229 | 0 | 1493.0951 | 0 | 0 | 0 | 0 | 0 | 0 | 0 | 0 | 0 | 0 | 0 | 0 | -138909.5683 | 0 | 0 | 0 | 0 | 0 | 0 | 0 | 0 | 0 | 0 | 0 | 0 | 0
2016-01-22 04:00 | 0 | 0 | 0 | 0 | 230886.0566 | 0 | 476229 | 0 | 0 | 0 | 1032089.4802 | 0 | 1706.3944 | 0 | 0 | 0 | 0 | 0 | 0 | 0 | 0 | 0 | 0 | 0 | 0 | -245556.2427 | 0 | 213.2993 | 0 | 0 | 0 | 0 | 0 | 0 | 0 | 0 | 0 | 0 | 0
2016-01-22 05:00 | 0 | 0 | 0 | 0 | 342250.8302 | 0 | 456375 | 0 | 0 | 0 | 917752.0111 | 0 | 1919.6937 | 0 | 0 | 0 | 0 | 0 | 0 | 0 | 0 | 0 | 0 | 0 | 0 | -114337.4691 | 0 | 213.2993 | 0 | 0 | 0 | 0 | 0 | 0 | 0 | 0 | 0 | 0 | 0
2016-01-22 06:00 | 0 | 0 | 0 | 0 | 347149.37 | 0 | 444230 | 0 | 0 | 0 | 820671.3811 | 0 | 1919.6937 | 0 | 0 | 0 | 0 | 0 | 0 | 0 | 0 | 0 | 0 | 0 | 0 | -97080.63 | 0 | 0 | 0 | 0 | 0 | 0 | 0 | 0 | 0 | 0 | 0 | 0 | 0
2016-01-22 07:00 | 0 | 0 | 0 | 0 | 356343.1455 | 0 | 436401 | 0 | 0 | 0 | 740613.5266 | 0 | 1919.6937 | 0 | 0 | 0 | 0 | 0 | 0 | 0 | 0 | 0 | 0 | 0 | 0 | -80057.8545 | 0 | 0 | 0 | 0 | 0 | 0 | 0 | 0 | 0 | 0 | 0 | 0 | 0
2016-01-22 08:00 | 0 | 0 | 0 | 0 | 366027.7798 | 0 | 433510 | 0 | 0 | 0 | 672918.0071 | 0 | 2132.993 | 0 | 0 | 0 | 0 | 0 | 0 | 0 | 0 | 0 | 0 | 0 | 0 | -67695.5195 | 0 | 213.2993 | 0 | 0 | 0 | 0 | 0 | 0 | 0 | 0 | 0 | 0 | 0
2016-01-22 09:00 | 0 | 0 | 0 | 0 | 374023.0413 | 0 | 436978 | 0 | 0 | 0 | 609963.0484 | 0 | 2132.993 | 0 | 0 | 0 | 0 | 0 | 0 | 0 | 0 | 0 | 0 | 0 | 0 | -62954.9587 | 0 | 0 | 0 | 0 | 0 | 0 | 0 | 0 | 0 | 0 | 0 | 0 | 0
2016-01-22 10:00 | 0 | 0 | 0 | 0 | 382990.5606 | 0 | 449180 | 0 | 0 | 0 | 543560.3097 | 0 | 2346.2923 | 0 | 0 | 0 | 0 | 0 | 0 | 0 | 0 | 0 | 0 | 0 | 0 | -66402.7387 | 0 | 213.2993 | 0 | 0 | 0 | 0 | 0 | 0 | 0 | 0 | 0 | 0 | 0
2016-01-22 11:00 | 0 | 0 | 0 | 0 | 381200.3211 | 0 | 477761 | 0 | 0 | 0 | 446786.3315 | 0 | 2559.5916 | 0 | 0 | 0 | 0 | 0 | 0 | 0 | 0 | 0 | 0 | 0 | 0 | -96773.9782 | 0 | 213.2993 | 0 | 0 | 0 | 0 | 0 | 0 | 0 | 0 | 0 | 0 | 0
2016-01-22 12:00 | 0 | 0 | 0 | 0 | 370011.9966 | 0 | 507663 | 0 | 0 | 0 | 309135.3281 | 0 | 2559.5916 | 0 | 0 | 0 | 0 | 0 | 0 | 0 | 0 | 0 | 0 | 0 | 0 | -137651.0034 | 0 | 0 | 0 | 0 | 0 | 0 | 0 | 0 | 0 | 0 | 0 | 0 | 0
2016-01-22 13:00 | 0 | 0 | 0 | 0 | 352182.6514 | 22.3333 | 521669 | 0 | 0 | 0 | 139458.0136 | 0 | 2772.8909 | 0 | 0 | 0 | 0 | 0 | 0 | 0 | 0 | 0 | 0 | 0 | 0 | -169677.3145 | 0 | 213.2993 | 0 | 0 | 0 | 0 | 0 | 0 | 0 | 0 | 0 | 0 | 0
2016-01-22 14:00 | 0 | 0 | 0 | 0 | 302334.9559 | 86150.3298 | 527730 | 0 | 0 | 0 | 0 | 0 | 2986.1902 | 0 | 0 | 0 | 0 | 0 | 0 | 0 | 0 | 0 | 0 | 0 | 0 | -139458.0136 | 0 | 213.2993 | 0 | 0 | 0 | 0 | 0 | 0 | 0 | 0 | 0 | 0 | 0
2016-01-22 15:00 | 0 | 0 | 0 | 0 | 63067.8168 | 467458.1832 | 530526 | 0 | 0 | 0 | 0 | 0 | 2986.1902 | 0 | 0 | 0 | 0 | 0 | 0 | 0 | 0 | 0 | 0 | 0 | 0 | 0 | 0 | 0 | 0 | 0 | 0 | 0 | 0 | 0 | 0 | 0 | 0 | 0 | 0
2016-01-22 16:00 | 0 | 0 | 0 | 0 | 215482.3235 | 557636.2185 | 527349 | 0 | 0 | 0 | 245556.2427 | 0 | 3199.4894 | 0 | 0 | 0 | 0 | 0 | 0 | 0 | 0 | 0 | 0 | 0 | 0 | 245556.2427 | 0 | 213.2993 | 0 | 0 | 0 | 0 | 0 | 0 | 0 | 0 | 0 | 0 | 0
2016-01-22 17:00 | 0 | 0 | 0 | 0 | 207246.9686 | 550433.6777 | 521407 | 0 | 0 | 0 | 481829.889 | 0 | 3199.4894 | 0 | 0 | 0 | 0 | 0 | 0 | 0 | 0 | 0 | 0 | 0 | 0 | 236273.6463 | 0 | 0 | 0 | 0 | 0 | 0 | 0 | 0 | 0 | 0 | 0 | 0 | 0
2016-01-22 18:00 | 0 | 0 | 0 | 0 | 206645.8761 | 532447.7874 | 515885 | 0 | 0 | 0 | 704825.2532 | 0 | 3412.7887 | 0 | 0 | 0 | 0 | 0 | 0 | 0 | 0 | 0 | 0 | 0 | 0 | 222995.3643 | 0 | 213.2993 | 0 | 0 | 0 | 0 | 0 | 0 | 0 | 0 | 0 | 0 | 0
2016-01-22 19:00 | 0 | 0 | 0 | 0 | 0 | 526948.0579 | 510547 | 0 | 0 | 0 | 721226.3111 | 0 | 3412.7887 | 0 | 0 | 0 | 0 | 0 | 0 | 0 | 0 | 0 | 0 | 0 | 0 | 16401.0579 | 0 | 0 | 0 | 0 | 0 | 0 | 0 | 0 | 0 | 0 | 0 | 0 | 0
2016-01-22 20:00 | 0 | 0 | 0 | 0 | 0 | 539497.7145 | 506514 | 0 | 0 | 0 | 754210.0256 | 0 | 3412.7887 | 0 | 0 | 0 | 0 | 0 | 0 | 0 | 0 | 0 | 0 | 0 | 0 | 32983.7145 | 0 | 0 | 0 | 0 | 0 | 0 | 0 | 0 | 0 | 0 | 0 | 0 | 0
2016-01-22 21:00 | 0 | 0 | 0 | 0 | 0 | 548125.9308 | 507046 | 0 | 0 | 0 | 795289.9564 | 0 | 3412.7887 | 0 | 0 | 0 | 0 | 0 | 0 | 0 | 0 | 0 | 0 | 0 | 0 | 41079.9308 | 0 | 0 | 0 | 0 | 0 | 0 | 0 | 0 | 0 | 0 | 0 | 0 | 0
2016-01-22 22:00 | 0 | 0 | 0 | 0 | 287667.5203 | 460186.3538 | 517154 | 0 | 0 | 0 | 1025989.8304 | 0 | 3412.7887 | 0 | 0 | 0 | 0 | 0 | 0 | 0 | 0 | 0 | 0 | 0 | 0 | 230699.874 | 0 | 0 | 0 | 0 | 0 | 0 | 0 | 0 | 0 | 0 | 0 | 0 | 0
2016-01-22 23:00 | 0 | 0 | 0 | 0 | 104460.8456 | 179061.9117 | 529079 | 0 | 0 | 0 | 780433.5877 | 0 | 3412.7887 | 0 | 0 | 0 | 0 | 0 | 0 | 0 | 0 | 0 | 0 | 0 | 0 | -245556.2427 | 0 | 0 | 0 | 0 | 0 | 0 | 0 | 0 | 0 | 0 | 0 | 0 | 0
2016-01-23 | 0 | 0 | 0 | 0 | 454992.4033 | 5097.956 | 532762 | 0 | 0 | 0 | 707548.6477 | 0 | 3626.088 | 0 | 0 | 0 | 0 | 0 | 0 | 0 | 0 | 0 | 0 | 0 | 0 | -72884.94 | 0 | 213.2993 | 0 | 0 | 0 | 0 | 0 | 0 | 0 | 0 | 0 | 0 | 0
2016-01-23 01:00 | 0 | 0 | 0 | 0 | 479560.7855 | 0 | 529195 | 0 | 0 | 0 | 657914.4332 | 0 | 3626.088 | 0 | 0 | 0 | 0 | 0 | 0 | 0 | 0 | 0 | 0 | 0 | 0 | -49634.2145 | 0 | 0 | 0 | 0 | 0 | 0 | 0 | 0 | 0 | 0 | 0 | 0 | 0
2016-01-23 02:00 | 0 | 0 | 0 | 0 | 481755.0463 | 0 | 520505 | 0 | 0 | 0 | 618951.1802 | 0 | 3839.3873 | 0 | 0 | 0 | 0 | 0 | 0 | 0 | 0 | 0 | 0 | 0 | 0 | -38963.253 | 0 | 213.2993 | 0 | 0 | 0 | 0 | 0 | 0 | 0 | 0 | 0 | 0 | 0
2016-01-23 03:00 | 0 | 0 | 0 | 0 | 479143.0568 | 0 | 505807 | 0 | 0 | 0 | 592287.237 | 0 | 3839.3873 | 0 | 0 | 0 | 0 | 0 | 0 | 0 | 0 | 0 | 0 | 0 | 0 | -26663.9432 | 0 | 0 | 0 | 0 | 0 | 0 | 0 | 0 | 0 | 0 | 0 | 0 | 0
2016-01-23 04:00 | 0 | 0 | 0 | 0 | 241868.7573 | 0 | 487425 | 0 | 0 | 0 | 346730.9943 | 0 | 3839.3873 | 0 | 0 | 0 | 0 | 0 | 0 | 0 | 0 | 0 | 0 | 0 | 0 | -245556.2427 | 0 | 0 | 0 | 0 | 0 | 0 | 0 | 0 | 0 | 0 | 0 | 0 | 0
2016-01-23 05:00 | 0 | 0 | 0 | 0 | 471422.8775 | 0 | 471931 | 0 | 0 | 0 | 346222.8718 | 0 | 3839.3873 | 0 | 0 | 0 | 0 | 0 | 0 | 0 | 0 | 0 | 0 | 0 | 0 | -508.1225 | 0 | 0 | 0 | 0 | 0 | 0 | 0 | 0 | 0 | 0 | 0 | 0 | 0
2016-01-23 06:00 | 0 | 0 | 0 | 0 | 471603.5965 | 0 | 460046 | 0 | 0 | 0 | 357567.1691 | 0 | 4052.6866 | 0 | 0 | 0 | 0 | 0 | 0 | 0 | 0 | 0 | 0 | 0 | 0 | 11344.2972 | 0 | 213.2993 | 0 | 0 | 0 | 0 | 0 | 0 | 0 | 0 | 0 | 0 | 0
2016-01-23 07:00 | 0 | 0 | 0 | 0 | 475990.5566 | 0 | 452760 | 0 | 0 | 0 | 380797.7256 | 0 | 4052.6866 | 0 | 0 | 0 | 0 | 0 | 0 | 0 | 0 | 0 | 0 | 0 | 0 | 23230.5566 | 0 | 0 | 0 | 0 | 0 | 0 | 0 | 0 | 0 | 0 | 0 | 0 | 0
2016-01-23 08:00 | 0 | 0 | 0 | 0 | 479595.009 | 0 | 448842 | 0 | 0 | 0 | 411337.4353 | 0 | 4265.9859 | 0 | 0 | 0 | 0 | 0 | 0 | 0 | 0 | 0 | 0 | 0 | 0 | 30539.7097 | 0 | 213.2993 | 0 | 0 | 0 | 0 | 0 | 0 | 0 | 0 | 0 | 0 | 0
2016-01-23 09:00 | 0 | 0 | 0 | 0 | 486701.4461 | 0 | 449099 | 0 | 0 | 0 | 448726.5821 | 0 | 4479.2852 | 0 | 0 | 0 | 0 | 0 | 0 | 0 | 0 | 0 | 0 | 0 | 0 | 37389.1468 | 0 | 213.2993 | 0 | 0 | 0 | 0 | 0 | 0 | 0 | 0 | 0 | 0 | 0
2016-01-23 10:00 | 0 | 0 | 0 | 0 | 204252.4721 | 0 | 454288 | 0 | 0 | 0 | 203170.3394 | 0 | 0 | 0 | 0 | 0 | 0 | 0 | 0 | 0 | 0 | 0 | 0 | 0 | 0 | -245556.2427 | 0 | 0 | 4479.2852 | 0 | 0 | 0 | 0 | 0 | 0 | 0 | 0 | 0 | 0
2016-01-23 11:00 | 0 | 0 | 0 | 0 | 502013.4849 | 0 | 463739 | 0 | 0 | 0 | 241444.8243 | 0 | 0 | 0 | 0 | 0 | 0 | 0 | 0 | 0 | 0 | 0 | 0 | 0 | 0 | 38274.4849 | 0 | 0 | 0 | 0 | 0 | 0 | 0 | 0 | 0 | 0 | 0 | 0 | 0
2016-01-23 12:00 | 0 | 0 | 0 | 0 | 508286.8889 | 0 | 478856 | 0 | 0 | 0 | 270662.4139 | 0 | 213.2993 | 0 | 0 | 0 | 0 | 0 | 0 | 0 | 0 | 0 | 0 | 0 | 0 | 29217.5896 | 0 | 213.2993 | 0 | 0 | 0 | 0 | 0 | 0 | 0 | 0 | 0 | 0 | 0
2016-01-23 13:00 | 0 | 0 | 0 | 0 | 513498.1097 | 27.472 | 495520 | 0 | 0 | 0 | 288454.6963 | 0 | 426.5986 | 0 | 0 | 0 | 0 | 0 | 0 | 0 | 0 | 0 | 0 | 0 | 0 | 17792.2824 | 0 | 213.2993 | 0 | 0 | 0 | 0 | 0 | 0 | 0 | 0 | 0 | 0 | 0
2016-01-23 14:00 | 0 | 0 | 0 | 0 | 482462.5146 | 97912.7881 | 509928 | 0 | 0 | 0 | 358688.6997 | 0 | 639.8979 | 0 | 0 | 0 | 0 | 0 | 0 | 0 | 0 | 0 | 0 | 0 | 0 | 70234.0034 | 0 | 213.2993 | 0 | 0 | 0 | 0 | 0 | 0 | 0 | 0 | 0 | 0 | 0
2016-01-23 15:00 | 0 | 0 | 0 | 0 | 417811.3548 | 344322.8879 | 516578 | 0 | 0 | 0 | 604244.9424 | 0 | 639.8979 | 0 | 0 | 0 | 0 | 0 | 0 | 0 | 0 | 0 | 0 | 0 | 0 | 245556.2427 | 0 | 0 | 0 | 0 | 0 | 0 | 0 | 0 | 0 | 0 | 0 | 0 | 0
2016-01-23 16:00 | 0 | 0 | 0 | 0 | 0 | 445789.3369 | 513731 | 0 | 0 | 0 | 536303.2793 | 0 | 639.8979 | 0 | 0 | 0 | 0 | 0 | 0 | 0 | 0 | 0 | 0 | 0 | 0 | -67941.6631 | 0 | 0 | 0 | 0 | 0 | 0 | 0 | 0 | 0 | 0 | 0 | 0 | 0
2016-01-23 17:00 | 0 | 0 | 0 | 0 | 277461.7437 | 473737.4989 | 505643 | 0 | 0 | 0 | 781859.522 | 0 | 639.8979 | 0 | 0 | 0 | 0 | 0 | 0 | 0 | 0 | 0 | 0 | 0 | 0 | 245556.2427 | 0 | 0 | 0 | 0 | 0 | 0 | 0 | 0 | 0 | 0 | 0 | 0 | 0
2016-01-23 18:00 | 0 | 0 | 0 | 0 | 272309.7153 | 467951.5274 | 494705 | 0 | 0 | 0 | 1027415.7647 | 0 | 639.8979 | 0 | 0 | 0 | 0 | 0 | 0 | 0 | 0 | 0 | 0 | 0 | 0 | 245556.2427 | 0 | 0 | 0 | 0 | 0 | 0 | 0 | 0 | 0 | 0 | 0 | 0 | 0
2016-01-23 19:00 | 0 | 0 | 0 | 0 | 270538.8428 | 458377.3999 | 483360 | 0 | 0 | 0 | 1272972.0074 | 0 | 639.8979 | 0 | 0 | 0 | 0 | 0 | 0 | 0 | 0 | 0 | 0 | 0 | 0 | 245556.2427 | 0 | 0 | 0 | 0 | 0 | 0 | 0 | 0 | 0 | 0 | 0 | 0 | 0
2016-01-23 20:00 | 0 | 0 | 0 | 0 | 0 | 453640.0985 | 476779 | 0 | 0 | 0 | 1249833.1058 | 0 | 639.8979 | 0 | 0 | 0 | 0 | 0 | 0 | 0 | 0 | 0 | 0 | 0 | 0 | -23138.9015 | 0 | 0 | 0 | 0 | 0 | 0 | 0 | 0 | 0 | 0 | 0 | 0 | 0
2016-01-23 21:00 | 0 | 0 | 0 | 0 | 0 | 429719.9937 | 476727 | 0 | 0 | 0 | 1202826.0996 | 0 | 639.8979 | 0 | 0 | 0 | 0 | 0 | 0 | 0 | 0 | 0 | 0 | 0 | 0 | -47007.0063 | 0 | 0 | 0 | 0 | 0 | 0 | 0 | 0 | 0 | 0 | 0 | 0 | 0
2016-01-23 22:00 | 0 | 0 | 0 | 0 | 388401.4268 | 345454.8159 | 488300 | 0 | 0 | 0 | 1448382.3422 | 0 | 639.8979 | 0 | 0 | 0 | 0 | 0 | 0 | 0 | 0 | 0 | 0 | 0 | 0 | 245556.2427 | 0 | 0 | 0 | 0 | 0 | 0 | 0 | 0 | 0 | 0 | 0 | 0 | 0
2016-01-23 23:00 | 0 | 0 | 0 | 0 | 111304.2352 | 148513.5221 | 505374 | 0 | 0 | 0 | 1202826.0996 | 0 | 639.8979 | 0 | 0 | 0 | 0 | 0 | 0 | 0 | 0 | 0 | 0 | 0 | 0 | -245556.2427 | 0 | 0 | 0 | 0 | 0 | 0 | 0 | 0 | 0 | 0 | 0 | 0 | 0
2016-01-24 | 0 | 0 | 0 | 0 | 581800.1139 | 9706.8437 | 514019 | 0 | 0 | 0 | 1280314.0571 | 0 | 639.8979 | 0 | 0 | 0 | 0 | 0 | 0 | 0 | 0 | 0 | 0 | 0 | 0 | 77487.9576 | 0 | 0 | 0 | 0 | 0 | 0 | 0 | 0 | 0 | 0 | 0 | 0 | 0
2016-01-24 01:00 | 0 | 0 | 0 | 0 | 586420.9169 | 0 | 514024 | 0 | 0 | 0 | 1352497.6747 | 0 | 853.1972 | 0 | 0 | 0 | 0 | 0 | 0 | 0 | 0 | 0 | 0 | 0 | 0 | 72183.6176 | 0 | 213.2993 | 0 | 0 | 0 | 0 | 0 | 0 | 0 | 0 | 0 | 0 | 0
2016-01-24 02:00 | 0 | 0 | 0 | 0 | 564476.789 | 0 | 508962 | 0 | 0 | 0 | 1407799.1644 | 0 | 1066.4965 | 0 | 0 | 0 | 0 | 0 | 0 | 0 | 0 | 0 | 0 | 0 | 0 | 55301.4897 | 0 | 213.2993 | 0 | 0 | 0 | 0 | 0 | 0 | 0 | 0 | 0 | 0 | 0
2016-01-24 03:00 | 0 | 0 | 0 | 0 | 528770.345 | 0 | 497824 | 0 | 0 | 0 | 1438745.5094 | 0 | 1066.4965 | 0 | 0 | 0 | 0 | 0 | 0 | 0 | 0 | 0 | 0 | 0 | 0 | 30946.345 | 0 | 0 | 0 | 0 | 0 | 0 | 0 | 0 | 0 | 0 | 0 | 0 | 0
2016-01-24 04:00 | 0 | 0 | 0 | 0 | 237197.7573 | 0 | 482754 | 0 | 0 | 0 | 1193189.2668 | 0 | 1066.4965 | 0 | 0 | 0 | 0 | 0 | 0 | 0 | 0 | 0 | 0 | 0 | 0 | -245556.2427 | 0 | 0 | 0 | 0 | 0 | 0 | 0 | 0 | 0 | 0 | 0 | 0 | 0
2016-01-24 05:00 | 0 | 0 | 0 | 0 | 458139.3984 | 0 | 468555 | 0 | 0 | 0 | 1182773.6651 | 0 | 1066.4965 | 0 | 0 | 0 | 0 | 0 | 0 | 0 | 0 | 0 | 0 | 0 | 0 | -10415.6016 | 0 | 0 | 0 | 0 | 0 | 0 | 0 | 0 | 0 | 0 | 0 | 0 | 0
2016-01-24 06:00 | 0 | 0 | 0 | 0 | 427163.7252 | 0 | 459947 | 0 | 0 | 0 | 1149990.3904 | 0 | 1066.4965 | 0 | 0 | 0 | 0 | 0 | 0 | 0 | 0 | 0 | 0 | 0 | 0 | -32783.2748 | 0 | 0 | 0 | 0 | 0 | 0 | 0 | 0 | 0 | 0 | 0 | 0 | 0
2016-01-24 07:00 | 0 | 0 | 0 | 0 | 397207.0268 | 0 | 454182 | 0 | 0 | 0 | 1093015.4171 | 0 | 1066.4965 | 0 | 0 | 0 | 0 | 0 | 0 | 0 | 0 | 0 | 0 | 0 | 0 | -56974.9732 | 0 | 0 | 0 | 0 | 0 | 0 | 0 | 0 | 0 | 0 | 0 | 0 | 0
2016-01-24 08:00 | 0 | 0 | 0 | 0 | 370947.9238 | 0 | 452194 | 0 | 0 | 0 | 1011556.0417 | 0 | 1279.7958 | 0 | 0 | 0 | 0 | 0 | 0 | 0 | 0 | 0 | 0 | 0 | 0 | -81459.3755 | 0 | 213.2993 | 0 | 0 | 0 | 0 | 0 | 0 | 0 | 0 | 0 | 0 | 0
2016-01-24 09:00 | 0 | 0 | 0 | 0 | 352405.5953 | 0 | 453163 | 0 | 0 | 0 | 910798.637 | 0 | 1279.7958 | 0 | 0 | 0 | 0 | 0 | 0 | 0 | 0 | 0 | 0 | 0 | 0 | -100757.4047 | 0 | 0 | 0 | 0 | 0 | 0 | 0 | 0 | 0 | 0 | 0 | 0 | 0
2016-01-24 10:00 | 0 | 0 | 0 | 0 | 212065.7573 | 0 | 457622 | 0 | 0 | 0 | 665242.3943 | 0 | 1279.7958 | 0 | 0 | 0 | 0 | 0 | 0 | 0 | 0 | 0 | 0 | 0 | 0 | -245556.2427 | 0 | 0 | 0 | 0 | 0 | 0 | 0 | 0 | 0 | 0 | 0 | 0 | 0
2016-01-24 11:00 | 0 | 0 | 0 | 0 | 328692.6057 | 0 | 468618 | 0 | 0 | 0 | 525317 | 0 | 1279.7958 | 0 | 0 | 0 | 0 | 0 | 0 | 0 | 0 | 0 | 0 | 0 | 0 | -139925.3943 | 0 | 0 | 0 | 0 | 0 | 0 | 0 | 0 | 0 | 0 | 0 | 0 | 0
2016-01-24 12:00 | 0 | 0 | 0 | 0 | 319168.957 | 0 | 482809 | 0 | 0 | 0 | 361463.6577 | 0 | 1493.0951 | 0 | 0 | 0 | 0 | 0 | 0 | 0 | 0 | 0 | 0 | 0 | 0 | -163853.3423 | 0 | 213.2993 | 0 | 0 | 0 | 0 | 0 | 0 | 0 | 0 | 0 | 0 | 0
2016-01-24 13:00 | 0 | 0 | 0 | 0 | 312494.918 | 25.5944 | 494739 | 0 | 0 | 0 | 179245.1701 | 0 | 1493.0951 | 0 | 0 | 0 | 0 | 0 | 0 | 0 | 0 | 0 | 0 | 0 | 0 | -182218.4877 | 0 | 0 | 0 | 0 | 0 | 0 | 0 | 0 | 0 | 0 | 0 | 0 | 0
2016-01-24 14:00 | 0 | 0 | 0 | 0 | 275658.3695 | 77421.8814 | 496332 | 0 | 0 | 0 | 35780.1216 | 0 | 1706.3944 | 0 | 0 | 0 | 0 | 0 | 0 | 0 | 0 | 0 | 0 | 0 | 0 | -143465.0484 | 0 | 213.2993 | 0 | 0 | 0 | 0 | 0 | 0 | 0 | 0 | 0 | 0 | 0
2016-01-24 15:00 | 0 | 0 | 0 | 0 | 196315.9307 | 394119.0174 | 487392 | 0 | 0 | 0 | 138823.0698 | 0 | 1706.3944 | 0 | 0 | 0 | 0 | 0 | 0 | 0 | 0 | 0 | 0 | 0 | 0 | 103042.9481 | 0 | 0 | 0 | 0 | 0 | 0 | 0 | 0 | 0 | 0 | 0 | 0 | 0
2016-01-24 16:00 | 0 | 0 | 0 | 0 | 0 | 528845.0673 | 473672 | 0 | 0 | 0 | 193996.1371 | 0 | 1706.3944 | 0 | 0 | 0 | 0 | 0 | 0 | 0 | 0 | 0 | 0 | 0 | 0 | 55173.0673 | 0 | 0 | 0 | 0 | 0 | 0 | 0 | 0 | 0 | 0 | 0 | 0 | 0
2016-01-24 17:00 | 0 | 0 | 0 | 0 | 0 | 561566.6297 | 460203 | 0 | 0 | 0 | 295359.7668 | 0 | 1706.3944 | 0 | 0 | 0 | 0 | 0 | 0 | 0 | 0 | 0 | 0 | 0 | 0 | 101363.6297 | 0 | 0 | 0 | 0 | 0 | 0 | 0 | 0 | 0 | 0 | 0 | 0 | 0
2016-01-24 18:00 | 0 | 0 | 0 | 0 | 151797.4474 | 541094.7953 | 447336 | 0 | 0 | 0 | 540916.0095 | 0 | 1706.3944 | 0 | 0 | 0 | 0 | 0 | 0 | 0 | 0 | 0 | 0 | 0 | 0 | 245556.2427 | 0 | 0 | 0 | 0 | 0 | 0 | 0 | 0 | 0 | 0 | 0 | 0 | 0
2016-01-24 19:00 | 0 | 0 | 0 | 0 | 155038.6825 | 527998.5602 | 437481 | 0 | 0 | 0 | 786472.2522 | 0 | 1706.3944 | 0 | 0 | 0 | 0 | 0 | 0 | 0 | 0 | 0 | 0 | 0 | 0 | 245556.2427 | 0 | 0 | 0 | 0 | 0 | 0 | 0 | 0 | 0 | 0 | 0 | 0 | 0
2016-01-24 20:00 | 0 | 0 | 0 | 0 | 139861.7311 | 537198.5115 | 431504 | 0 | 0 | 0 | 1032028.4949 | 0 | 1706.3944 | 0 | 0 | 0 | 0 | 0 | 0 | 0 | 0 | 0 | 0 | 0 | 0 | 245556.2427 | 0 | 0 | 0 | 0 | 0 | 0 | 0 | 0 | 0 | 0 | 0 | 0 | 0
2016-01-24 21:00 | 0 | 0 | 0 | 0 | 0 | 550740.3844 | 433670 | 0 | 0 | 0 | 1149098.8793 | 0 | 1706.3944 | 0 | 0 | 0 | 0 | 0 | 0 | 0 | 0 | 0 | 0 | 0 | 0 | 117070.3844 | 0 | 0 | 0 | 0 | 0 | 0 | 0 | 0 | 0 | 0 | 0 | 0 | 0
2016-01-24 22:00 | 0 | 0 | 0 | 0 | 0 | 497062.135 | 450881 | 0 | 0 | 0 | 1195280.0143 | 0 | 1706.3944 | 0 | 0 | 0 | 0 | 0 | 0 | 0 | 0 | 0 | 0 | 0 | 0 | 46181.135 | 0 | 0 | 0 | 0 | 0 | 0 | 0 | 0 | 0 | 0 | 0 | 0 | 0
2016-01-24 23:00 | 0 | 0 | 0 | 0 | 415975.2424 | 253863.2818 | 474596 | 0 | 0 | 0 | 1390522.5385 | 0 | 1706.3944 | 0 | 0 | 0 | 0 | 0 | 0 | 0 | 0 | 0 | 0 | 0 | 0 | 195242.5242 | 0 | 0 | 0 | 0 | 0 | 0 | 0 | 0 | 0 | 0 | 0 | 0 | 0
2016-01-25 | 0 | 0 | 0 | 0 | 236252.8459 | 9916.9114 | 491726 | 0 | 0 | 0 | 1144966.2958 | 0 | 1706.3944 | 0 | 0 | 0 | 0 | 0 | 0 | 0 | 0 | 0 | 0 | 0 | 0 | -245556.2427 | 0 | 0 | 0 | 0 | 0 | 0 | 0 | 0 | 0 | 0 | 0 | 0 | 0
2016-01-25 01:00 | 0 | 0 | 0 | 0 | 477861.0285 | 0 | 495962 | 0 | 0 | 0 | 1126652.025 | 0 | 1919.6937 | 0 | 0 | 0 | 0 | 0 | 0 | 0 | 0 | 0 | 0 | 0 | 0 | -18314.2708 | 0 | 213.2993 | 0 | 0 | 0 | 0 | 0 | 0 | 0 | 0 | 0 | 0 | 0
2016-01-25 02:00 | 0 | 0 | 0 | 0 | 245614.7573 | 0 | 491171 | 0 | 0 | 0 | 881095.7823 | 0 | 1919.6937 | 0 | 0 | 0 | 0 | 0 | 0 | 0 | 0 | 0 | 0 | 0 | 0 | -245556.2427 | 0 | 0 | 0 | 0 | 0 | 0 | 0 | 0 | 0 | 0 | 0 | 0 | 0
2016-01-25 03:00 | 0 | 0 | 0 | 0 | 470223.621 | 0 | 478100 | 0 | 0 | 0 | 873219.4033 | 0 | 1919.6937 | 0 | 0 | 0 | 0 | 0 | 0 | 0 | 0 | 0 | 0 | 0 | 0 | -7876.379 | 0 | 0 | 0 | 0 | 0 | 0 | 0 | 0 | 0 | 0 | 0 | 0 | 0
2016-01-25 04:00 | 0 | 0 | 0 | 0 | 476044.225 | 0 | 460344 | 0 | 0 | 0 | 888919.6283 | 0 | 1919.6937 | 0 | 0 | 0 | 0 | 0 | 0 | 0 | 0 | 0 | 0 | 0 | 0 | 15700.225 | 0 | 0 | 0 | 0 | 0 | 0 | 0 | 0 | 0 | 0 | 0 | 0 | 0
2016-01-25 05:00 | 0 | 0 | 0 | 0 | 199482.7573 | 0 | 445039 | 0 | 0 | 0 | 643363.3856 | 0 | 1919.6937 | 0 | 0 | 0 | 0 | 0 | 0 | 0 | 0 | 0 | 0 | 0 | 0 | -245556.2427 | 0 | 0 | 0 | 0 | 0 | 0 | 0 | 0 | 0 | 0 | 0 | 0 | 0
2016-01-25 06:00 | 0 | 0 | 0 | 0 | 190106.0566 | 0 | 435449 | 0 | 0 | 0 | 397807.1429 | 0 | 2132.993 | 0 | 0 | 0 | 0 | 0 | 0 | 0 | 0 | 0 | 0 | 0 | 0 | -245556.2427 | 0 | 213.2993 | 0 | 0 | 0 | 0 | 0 | 0 | 0 | 0 | 0 | 0 | 0
2016-01-25 07:00 | 0 | 0 | 0 | 0 | 509420.607 | 0 | 430084 | 0 | 0 | 0 | 477143.75 | 0 | 2132.993 | 0 | 0 | 0 | 0 | 0 | 0 | 0 | 0 | 0 | 0 | 0 | 0 | 79336.607 | 0 | 0 | 0 | 0 | 0 | 0 | 0 | 0 | 0 | 0 | 0 | 0 | 0
2016-01-25 08:00 | 0 | 0 | 0 | 0 | 183814.7573 | 0 | 429371 | 0 | 0 | 0 | 231587.5073 | 0 | 2132.993 | 0 | 0 | 0 | 0 | 0 | 0 | 0 | 0 | 0 | 0 | 0 | 0 | -245556.2427 | 0 | 0 | 0 | 0 | 0 | 0 | 0 | 0 | 0 | 0 | 0 | 0 | 0
2016-01-25 09:00 | 0 | 0 | 0 | 0 | 530533.2752 | 0 | 434477 | 0 | 0 | 0 | 329776.7755 | 0 | 0 | 0 | 0 | 0 | 0 | 0 | 0 | 0 | 0 | 0 | 0 | 0 | 0 | 98189.2682 | 0 | 213.2993 | 2346.2923 | 0 | 0 | 0 | 0 | 0 | 0 | 0 | 0 | 0 | 0
2016-01-25 10:00 | 0 | 0 | 0 | 0 | 537557.9242 | 0 | 450562 | 0 | 0 | 0 | 416772.6997 | 0 | 0 | 0 | 0 | 0 | 0 | 0 | 0 | 0 | 0 | 0 | 0 | 0 | 0 | 86995.9242 | 0 | 0 | 0 | 0 | 0 | 0 | 0 | 0 | 0 | 0 | 0 | 0 | 0
2016-01-25 11:00 | 0 | 0 | 0 | 0 | 237621.0566 | 0 | 482964 | 0 | 0 | 0 | 171216.457 | 0 | 213.2993 | 0 | 0 | 0 | 0 | 0 | 0 | 0 | 0 | 0 | 0 | 0 | 0 | -245556.2427 | 0 | 213.2993 | 0 | 0 | 0 | 0 | 0 | 0 | 0 | 0 | 0 | 0 | 0
2016-01-25 12:00 | 0 | 0 | 0 | 0 | 551408.8039 | 0 | 513254 | 0 | 0 | 0 | 209371.2609 | 0 | 213.2993 | 0 | 0 | 0 | 0 | 0 | 0 | 0 | 0 | 0 | 0 | 0 | 0 | 38154.8039 | 0 | 0 | 0 | 0 | 0 | 0 | 0 | 0 | 0 | 0 | 0 | 0 | 0
2016-01-25 13:00 | 0 | 0 | 0 | 0 | 558203.6115 | 27.6696 | 521833 | 0 | 0 | 0 | 245556.2427 | 0 | 426.5986 | 0 | 0 | 0 | 0 | 0 | 0 | 0 | 0 | 0 | 0 | 0 | 0 | 36184.9818 | 0 | 213.2993 | 0 | 0 | 0 | 0 | 0 | 0 | 0 | 0 | 0 | 0 | 0
2016-01-25 14:00 | 0 | 0 | 0 | 0 | 115142.5223 | 152701.235 | 513400 | 0 | 0 | 0 | 0 | 0 | 426.5986 | 0 | 0 | 0 | 0 | 0 | 0 | 0 | 0 | 0 | 0 | 0 | 0 | -245556.2427 | 0 | 0 | 0 | 0 | 0 | 0 | 0 | 0 | 0 | 0 | 0 | 0 | 0
2016-01-25 15:00 | 0 | 0 | 0 | 0 | 273428.0278 | 475144.5142 | 502803 | 0 | 0 | 0 | 245556.2427 | 0 | 639.8979 | 0 | 0 | 0 | 0 | 0 | 0 | 0 | 0 | 0 | 0 | 0 | 0 | 245556.2427 | 0 | 213.2993 | 0 | 0 | 0 | 0 | 0 | 0 | 0 | 0 | 0 | 0 | 0
2016-01-25 16:00 | 0 | 0 | 0 | 0 | 127743.8566 | 608030.3861 | 490218 | 0 | 0 | 0 | 491112.4854 | 0 | 639.8979 | 0 | 0 | 0 | 0 | 0 | 0 | 0 | 0 | 0 | 0 | 0 | 0 | 245556.2427 | 0 | 0 | 0 | 0 | 0 | 0 | 0 | 0 | 0 | 0 | 0 | 0 | 0
2016-01-25 17:00 | 0 | 0 | 0 | 0 | 0 | 625926.9826 | 478418 | 0 | 0 | 0 | 638408.1687 | 0 | 853.1972 | 0 | 0 | 0 | 0 | 0 | 0 | 0 | 0 | 0 | 0 | 0 | 0 | 147295.6833 | 0 | 213.2993 | 0 | 0 | 0 | 0 | 0 | 0 | 0 | 0 | 0 | 0 | 0
2016-01-25 18:00 | 0 | 0 | 0 | 0 | 119715.2632 | 594283.9795 | 468443 | 0 | 0 | 0 | 883964.4114 | 0 | 853.1972 | 0 | 0 | 0 | 0 | 0 | 0 | 0 | 0 | 0 | 0 | 0 | 0 | 245556.2427 | 0 | 0 | 0 | 0 | 0 | 0 | 0 | 0 | 0 | 0 | 0 | 0 | 0
2016-01-25 19:00 | 0 | 0 | 0 | 0 | 0 | 576063.3738 | 460520 | 0 | 0 | 0 | 999294.4859 | 0 | 1066.4965 | 0 | 0 | 0 | 0 | 0 | 0 | 0 | 0 | 0 | 0 | 0 | 0 | 115330.0745 | 0 | 213.2993 | 0 | 0 | 0 | 0 | 0 | 0 | 0 | 0 | 0 | 0 | 0
2016-01-25 20:00 | 0 | 0 | 0 | 0 | 114217.9869 | 586422.2558 | 455084 | 0 | 0 | 0 | 1244850.7286 | 0 | 1066.4965 | 0 | 0 | 0 | 0 | 0 | 0 | 0 | 0 | 0 | 0 | 0 | 0 | 245556.2427 | 0 | 0 | 0 | 0 | 0 | 0 | 0 | 0 | 0 | 0 | 0 | 0 | 0
2016-01-25 21:00 | 0 | 0 | 0 | 0 | 102963.1952 | 599268.3467 | 456462 | 0 | 0 | 0 | 1490406.9712 | 0 | 1279.7958 | 0 | 0 | 0 | 0 | 0 | 0 | 0 | 0 | 0 | 0 | 0 | 0 | 245556.2427 | 0 | 213.2993 | 0 | 0 | 0 | 0 | 0 | 0 | 0 | 0 | 0 | 0 | 0
2016-01-25 22:00 | 0 | 0 | 0 | 0 | 0 | 540062.8217 | 470804 | 0 | 0 | 0 | 1559665.793 | 0 | 1279.7958 | 0 | 0 | 0 | 0 | 0 | 0 | 0 | 0 | 0 | 0 | 0 | 0 | 69258.8217 | 0 | 0 | 0 | 0 | 0 | 0 | 0 | 0 | 0 | 0 | 0 | 0 | 0
2016-01-25 23:00 | 0 | 0 | 0 | 0 | 0 | 287179.1774 | 489971 | 0 | 0 | 0 | 1356660.6711 | 0 | 1493.0951 | 0 | 0 | 0 | 0 | 0 | 0 | 0 | 0 | 0 | 0 | 0 | 0 | -203005.1219 | 0 | 213.2993 | 0 | 0 | 0 | 0 | 0 | 0 | 0 | 0 | 0 | 0 | 0
2016-01-26 | 0 | 0 | 0 | 0 | 239142.5889 | 14183.1684 | 498882 | 0 | 0 | 0 | 1111104.4284 | 0 | 1493.0951 | 0 | 0 | 0 | 0 | 0 | 0 | 0 | 0 | 0 | 0 | 0 | 0 | -245556.2427 | 0 | 0 | 0 | 0 | 0 | 0 | 0 | 0 | 0 | 0 | 0 | 0 | 0
2016-01-26 01:00 | 0 | 0 | 0 | 0 | 724860.3247 | 0 | 497920 | 0 | 0 | 0 | 1337831.4539 | 0 | 1706.3944 | 0 | 0 | 0 | 0 | 0 | 0 | 0 | 0 | 0 | 0 | 0 | 0 | 226727.0254 | 0 | 213.2993 | 0 | 0 | 0 | 0 | 0 | 0 | 0 | 0 | 0 | 0 | 0
2016-01-26 02:00 | 0 | 0 | 0 | 0 | 242021.7573 | 0 | 487578 | 0 | 0 | 0 | 1092275.2112 | 0 | 1706.3944 | 0 | 0 | 0 | 0 | 0 | 0 | 0 | 0 | 0 | 0 | 0 | 0 | -245556.2427 | 0 | 0 | 0 | 0 | 0 | 0 | 0 | 0 | 0 | 0 | 0 | 0 | 0
2016-01-26 03:00 | 0 | 0 | 0 | 0 | 690925.7555 | 0 | 468214 | 0 | 0 | 0 | 1314773.6674 | 0 | 1919.6937 | 0 | 0 | 0 | 0 | 0 | 0 | 0 | 0 | 0 | 0 | 0 | 0 | 222498.4562 | 0 | 213.2993 | 0 | 0 | 0 | 0 | 0 | 0 | 0 | 0 | 0 | 0 | 0
2016-01-26 04:00 | 0 | 0 | 0 | 0 | 198749.7573 | 0 | 444306 | 0 | 0 | 0 | 1069217.4247 | 0 | 1919.6937 | 0 | 0 | 0 | 0 | 0 | 0 | 0 | 0 | 0 | 0 | 0 | 0 | -245556.2427 | 0 | 0 | 0 | 0 | 0 | 0 | 0 | 0 | 0 | 0 | 0 | 0 | 0
2016-01-26 05:00 | 0 | 0 | 0 | 0 | 614105.3681 | 0 | 424224 | 0 | 0 | 0 | 1258885.4935 | 0 | 2132.993 | 0 | 0 | 0 | 0 | 0 | 0 | 0 | 0 | 0 | 0 | 0 | 0 | 189668.0688 | 0 | 213.2993 | 0 | 0 | 0 | 0 | 0 | 0 | 0 | 0 | 0 | 0 | 0
2016-01-26 06:00 | 0 | 0 | 0 | 0 | 164906.7573 | 0 | 410463 | 0 | 0 | 0 | 1013329.2508 | 0 | 2132.993 | 0 | 0 | 0 | 0 | 0 | 0 | 0 | 0 | 0 | 0 | 0 | 0 | -245556.2427 | 0 | 0 | 0 | 0 | 0 | 0 | 0 | 0 | 0 | 0 | 0 | 0 | 0
2016-01-26 07:00 | 0 | 0 | 0 | 0 | 562570.4236 | 0 | 402333 | 0 | 0 | 0 | 1173353.3751 | 0 | 2346.2923 | 0 | 0 | 0 | 0 | 0 | 0 | 0 | 0 | 0 | 0 | 0 | 0 | 160024.1243 | 0 | 213.2993 | 0 | 0 | 0 | 0 | 0 | 0 | 0 | 0 | 0 | 0 | 0
2016-01-26 08:00 | 0 | 0 | 0 | 0 | 153552.0566 | 0 | 398895 | 0 | 0 | 0 | 927797.1324 | 0 | 2559.5916 | 0 | 0 | 0 | 0 | 0 | 0 | 0 | 0 | 0 | 0 | 0 | 0 | -245556.2427 | 0 | 213.2993 | 0 | 0 | 0 | 0 | 0 | 0 | 0 | 0 | 0 | 0 | 0
2016-01-26 09:00 | 0 | 0 | 0 | 0 | 542960.8833 | 0 | 402129 | 0 | 0 | 0 | 1068629.0157 | 0 | 2559.5916 | 0 | 0 | 0 | 0 | 0 | 0 | 0 | 0 | 0 | 0 | 0 | 0 | 140831.8833 | 0 | 0 | 0 | 0 | 0 | 0 | 0 | 0 | 0 | 0 | 0 | 0 | 0
2016-01-26 10:00 | 0 | 0 | 0 | 0 | 169958.0566 | 0 | 415301 | 0 | 0 | 0 | 823072.773 | 0 | 2772.8909 | 0 | 0 | 0 | 0 | 0 | 0 | 0 | 0 | 0 | 0 | 0 | 0 | -245556.2427 | 0 | 213.2993 | 0 | 0 | 0 | 0 | 0 | 0 | 0 | 0 | 0 | 0 | 0
2016-01-26 11:00 | 0 | 0 | 0 | 0 | 539286.2419 | 0 | 445595 | 0 | 0 | 0 | 916764.015 | 0 | 2772.8909 | 0 | 0 | 0 | 0 | 0 | 0 | 0 | 0 | 0 | 0 | 0 | 0 | 93691.2419 | 0 | 0 | 0 | 0 | 0 | 0 | 0 | 0 | 0 | 0 | 0 | 0 | 0
2016-01-26 12:00 | 0 | 0 | 0 | 0 | 229979.0566 | 0 | 475322 | 0 | 0 | 0 | 671207.7723 | 0 | 2986.1902 | 0 | 0 | 0 | 0 | 0 | 0 | 0 | 0 | 0 | 0 | 0 | 0 | -245556.2427 | 0 | 213.2993 | 0 | 0 | 0 | 0 | 0 | 0 | 0 | 0 | 0 | 0 | 0
2016-01-26 13:00 | 0 | 0 | 0 | 0 | 504810.7238 | 4.6149 | 486896 | 0 | 0 | 0 | 689127.111 | 0 | 2986.1902 | 0 | 0 | 0 | 0 | 0 | 0 | 0 | 0 | 0 | 0 | 0 | 0 | 17919.3387 | 0 | 0 | 0 | 0 | 0 | 0 | 0 | 0 | 0 | 0 | 0 | 0 | 0
2016-01-26 14:00 | 0 | 0 | 0 | 0 | 395081.3942 | 42362.3529 | 487445 | 0 | 0 | 0 | 638912.5587 | 0 | 3199.4894 | 0 | 0 | 0 | 0 | 0 | 0 | 0 | 0 | 0 | 0 | 0 | 0 | -50214.5523 | 0 | 213.2993 | 0 | 0 | 0 | 0 | 0 | 0 | 0 | 0 | 0 | 0 | 0
2016-01-26 15:00 | 0 | 0 | 0 | 0 | 0 | 492204.2663 | 486455 | 0 | 0 | 0 | 644661.8249 | 0 | 3199.4894 | 0 | 0 | 0 | 0 | 0 | 0 | 0 | 0 | 0 | 0 | 0 | 0 | 5749.2663 | 0 | 0 | 0 | 0 | 0 | 0 | 0 | 0 | 0 | 0 | 0 | 0 | 0
2016-01-26 16:00 | 0 | 0 | 0 | 0 | 116839.2327 | 609874.0099 | 481157 | 0 | 0 | 0 | 890218.0676 | 0 | 3199.4894 | 0 | 0 | 0 | 0 | 0 | 0 | 0 | 0 | 0 | 0 | 0 | 0 | 245556.2427 | 0 | 0 | 0 | 0 | 0 | 0 | 0 | 0 | 0 | 0 | 0 | 0 | 0
2016-01-26 17:00 | 0 | 0 | 0 | 0 | 0 | 600538.8323 | 474019 | 0 | 0 | 0 | 1016737.8999 | 0 | 3199.4894 | 0 | 0 | 0 | 0 | 0 | 0 | 0 | 0 | 0 | 0 | 0 | 0 | 126519.8323 | 0 | 0 | 0 | 0 | 0 | 0 | 0 | 0 | 0 | 0 | 0 | 0 | 0
2016-01-26 18:00 | 0 | 0 | 0 | 0 | 133413.6508 | 580221.5919 | 468079 | 0 | 0 | 0 | 1262294.1426 | 0 | 3199.4894 | 0 | 0 | 0 | 0 | 0 | 0 | 0 | 0 | 0 | 0 | 0 | 0 | 245556.2427 | 0 | 0 | 0 | 0 | 0 | 0 | 0 | 0 | 0 | 0 | 0 | 0 | 0
2016-01-26 19:00 | 0 | 0 | 0 | 0 | 0 | 569916.6281 | 463872 | 0 | 0 | 0 | 1368338.7707 | 0 | 3199.4894 | 0 | 0 | 0 | 0 | 0 | 0 | 0 | 0 | 0 | 0 | 0 | 0 | 106044.6281 | 0 | 0 | 0 | 0 | 0 | 0 | 0 | 0 | 0 | 0 | 0 | 0 | 0
2016-01-26 20:00 | 0 | 0 | 0 | 0 | 121059.5361 | 585735.7066 | 461239 | 0 | 0 | 0 | 1613895.0134 | 0 | 3199.4894 | 0 | 0 | 0 | 0 | 0 | 0 | 0 | 0 | 0 | 0 | 0 | 0 | 245556.2427 | 0 | 0 | 0 | 0 | 0 | 0 | 0 | 0 | 0 | 0 | 0 | 0 | 0
2016-01-26 21:00 | 0 | 0 | 0 | 0 | 0 | 609662.3098 | 463887 | 0 | 0 | 0 | 1759670.3232 | 0 | 3199.4894 | 0 | 0 | 0 | 0 | 0 | 0 | 0 | 0 | 0 | 0 | 0 | 0 | 145775.3098 | 0 | 0 | 0 | 0 | 0 | 0 | 0 | 0 | 0 | 0 | 0 | 0 | 0
2016-01-26 22:00 | 0 | 0 | 0 | 0 | 136751.4176 | 585952.8251 | 477148 | 0 | 0 | 0 | 2005226.5659 | 0 | 3199.4894 | 0 | 0 | 0 | 0 | 0 | 0 | 0 | 0 | 0 | 0 | 0 | 0 | 245556.2427 | 0 | 0 | 0 | 0 | 0 | 0 | 0 | 0 | 0 | 0 | 0 | 0 | 0
2016-01-26 23:00 | 0 | 0 | 0 | 0 | 236965.4794 | 305531.7711 | 492997 | 0 | 0 | 0 | 2054726.8163 | 0 | 3199.4894 | 0 | 0 | 0 | 0 | 0 | 0 | 0 | 0 | 0 | 0 | 0 | 0 | 49500.2504 | 0 | 0 | 0 | 0 | 0 | 0 | 0 | 0 | 0 | 0 | 0 | 0 | 0
2016-01-27 | 0 | 0 | 0 | 0 | 238999.2721 | 15693.4852 | 500249 | 0 | 0 | 0 | 1809170.5736 | 0 | 3199.4894 | 0 | 0 | 0 | 0 | 0 | 0 | 0 | 0 | 0 | 0 | 0 | 0 | -245556.2427 | 0 | 0 | 0 | 0 | 0 | 0 | 0 | 0 | 0 | 0 | 0 | 0 | 0
2016-01-27 01:00 | 0 | 0 | 0 | 0 | 253770.0566 | 0 | 499113 | 0 | 0 | 0 | 1563614.3309 | 0 | 3412.7887 | 0 | 0 | 0 | 0 | 0 | 0 | 0 | 0 | 0 | 0 | 0 | 0 | -245556.2427 | 0 | 213.2993 | 0 | 0 | 0 | 0 | 0 | 0 | 0 | 0 | 0 | 0 | 0
2016-01-27 02:00 | 0 | 0 | 0 | 0 | 243567.0566 | 0 | 488910 | 0 | 0 | 0 | 1318058.0883 | 0 | 3626.088 | 0 | 0 | 0 | 0 | 0 | 0 | 0 | 0 | 0 | 0 | 0 | 0 | -245556.2427 | 0 | 213.2993 | 0 | 0 | 0 | 0 | 0 | 0 | 0 | 0 | 0 | 0 | 0
2016-01-27 03:00 | 0 | 0 | 0 | 0 | 223769.7573 | 0 | 469326 | 0 | 0 | 0 | 1072501.8456 | 0 | 3626.088 | 0 | 0 | 0 | 0 | 0 | 0 | 0 | 0 | 0 | 0 | 0 | 0 | -245556.2427 | 0 | 0 | 0 | 0 | 0 | 0 | 0 | 0 | 0 | 0 | 0 | 0 | 0
2016-01-27 04:00 | 0 | 0 | 0 | 0 | 428116.6012 | 0 | 445534 | 0 | 0 | 0 | 1054871.1475 | 0 | 3839.3873 | 0 | 0 | 0 | 0 | 0 | 0 | 0 | 0 | 0 | 0 | 0 | 0 | -17630.6981 | 0 | 213.2993 | 0 | 0 | 0 | 0 | 0 | 0 | 0 | 0 | 0 | 0 | 0
2016-01-27 05:00 | 0 | 0 | 0 | 0 | 179752.7573 | 0 | 425309 | 0 | 0 | 0 | 809314.9048 | 0 | 3839.3873 | 0 | 0 | 0 | 0 | 0 | 0 | 0 | 0 | 0 | 0 | 0 | 0 | -245556.2427 | 0 | 0 | 0 | 0 | 0 | 0 | 0 | 0 | 0 | 0 | 0 | 0 | 0
2016-01-27 06:00 | 0 | 0 | 0 | 0 | 166376.0566 | 0 | 411719 | 0 | 0 | 0 | 563758.6621 | 0 | 4052.6866 | 0 | 0 | 0 | 0 | 0 | 0 | 0 | 0 | 0 | 0 | 0 | 0 | -245556.2427 | 0 | 213.2993 | 0 | 0 | 0 | 0 | 0 | 0 | 0 | 0 | 0 | 0 | 0
2016-01-27 07:00 | 0 | 0 | 0 | 0 | 157641.7573 | 0 | 403198 | 0 | 0 | 0 | 318202.4195 | 0 | 4052.6866 | 0 | 0 | 0 | 0 | 0 | 0 | 0 | 0 | 0 | 0 | 0 | 0 | -245556.2427 | 0 | 0 | 0 | 0 | 0 | 0 | 0 | 0 | 0 | 0 | 0 | 0 | 0
2016-01-27 08:00 | 0 | 0 | 0 | 0 | 595556.9406 | 0 | 399404 | 0 | 0 | 0 | 514142.0608 | 0 | 4265.9859 | 0 | 0 | 0 | 0 | 0 | 0 | 0 | 0 | 0 | 0 | 0 | 0 | 195939.6413 | 0 | 213.2993 | 0 | 0 | 0 | 0 | 0 | 0 | 0 | 0 | 0 | 0 | 0
2016-01-27 09:00 | 0 | 0 | 0 | 0 | 157824.7573 | 0 | 403381 | 0 | 0 | 0 | 268585.8181 | 0 | 4265.9859 | 0 | 0 | 0 | 0 | 0 | 0 | 0 | 0 | 0 | 0 | 0 | 0 | -245556.2427 | 0 | 0 | 0 | 0 | 0 | 0 | 0 | 0 | 0 | 0 | 0 | 0 | 0
2016-01-27 10:00 | 0 | 0 | 0 | 0 | 643259.476 | 0 | 418666 | 0 | 0 | 0 | 492965.9948 | 0 | 4479.2852 | 0 | 0 | 0 | 0 | 0 | 0 | 0 | 0 | 0 | 0 | 0 | 0 | 224380.1767 | 0 | 213.2993 | 0 | 0 | 0 | 0 | 0 | 0 | 0 | 0 | 0 | 0 | 0
2016-01-27 11:00 | 0 | 0 | 0 | 0 | 204401.7573 | 0 | 449958 | 0 | 0 | 0 | 247409.7521 | 0 | 4479.2852 | 0 | 0 | 0 | 0 | 0 | 0 | 0 | 0 | 0 | 0 | 0 | 0 | -245556.2427 | 0 | 0 | 0 | 0 | 0 | 0 | 0 | 0 | 0 | 0 | 0 | 0 | 0
2016-01-27 12:00 | 0 | 0 | 0 | 0 | 653221.143 | 0 | 482253 | 0 | 0 | 0 | 418164.5958 | 0 | 4692.5845 | 0 | 0 | 0 | 0 | 0 | 0 | 0 | 0 | 0 | 0 | 0 | 0 | 170754.8437 | 0 | 213.2993 | 0 | 0 | 0 | 0 | 0 | 0 | 0 | 0 | 0 | 0 | 0
2016-01-27 13:00 | 0 | 0 | 0 | 0 | 248868.3089 | 29.4484 | 494454 | 0 | 0 | 0 | 172608.3531 | 0 | 4692.5845 | 0 | 0 | 0 | 0 | 0 | 0 | 0 | 0 | 0 | 0 | 0 | 0 | -245556.2427 | 0 | 0 | 0 | 0 | 0 | 0 | 0 | 0 | 0 | 0 | 0 | 0 | 0
2016-01-27 14:00 | 0 | 0 | 0 | 0 | 565929.2359 | 91012.2186 | 496472 | 0 | 0 | 0 | 332864.5084 | 0 | 4905.8838 | 0 | 0 | 0 | 0 | 0 | 0 | 0 | 0 | 0 | 0 | 0 | 0 | 160256.1552 | 0 | 213.2993 | 0 | 0 | 0 | 0 | 0 | 0 | 0 | 0 | 0 | 0 | 0
2016-01-27 15:00 | 0 | 0 | 0 | 0 | 207025.6682 | 533940.5745 | 495410 | 0 | 0 | 0 | 578420.7511 | 0 | 4905.8838 | 0 | 0 | 0 | 0 | 0 | 0 | 0 | 0 | 0 | 0 | 0 | 0 | 245556.2427 | 0 | 0 | 0 | 0 | 0 | 0 | 0 | 0 | 0 | 0 | 0 | 0 | 0
2016-01-27 16:00 | 0 | 0 | 0 | 0 | 0 | 631471.2098 | 488754 | 0 | 0 | 0 | 721137.9608 | 0 | 4905.8838 | 0 | 0 | 0 | 0 | 0 | 0 | 0 | 0 | 0 | 0 | 0 | 0 | 142717.2098 | 0 | 0 | 0 | 0 | 0 | 0 | 0 | 0 | 0 | 0 | 0 | 0 | 0
2016-01-27 17:00 | 0 | 0 | 0 | 0 | 0 | 613616.1335 | 479322 | 0 | 0 | 0 | 855432.0943 | 0 | 4905.8838 | 0 | 0 | 0 | 0 | 0 | 0 | 0 | 0 | 0 | 0 | 0 | 0 | 134294.1335 | 0 | 0 | 0 | 0 | 0 | 0 | 0 | 0 | 0 | 0 | 0 | 0 | 0
2016-01-27 18:00 | 0 | 0 | 0 | 0 | 0 | 586992.4226 | 469952 | 0 | 0 | 0 | 972259.2176 | 0 | 5119.1831 | 0 | 0 | 0 | 0 | 0 | 0 | 0 | 0 | 0 | 0 | 0 | 0 | 116827.1233 | 0 | 213.2993 | 0 | 0 | 0 | 0 | 0 | 0 | 0 | 0 | 0 | 0 | 0
2016-01-27 19:00 | 0 | 0 | 0 | 0 | 0 | 574259.6327 | 462707 | 0 | 0 | 0 | 1083811.8503 | 0 | 5119.1831 | 0 | 0 | 0 | 0 | 0 | 0 | 0 | 0 | 0 | 0 | 0 | 0 | 111552.6327 | 0 | 0 | 0 | 0 | 0 | 0 | 0 | 0 | 0 | 0 | 0 | 0 | 0
2016-01-27 20:00 | 0 | 0 | 0 | 0 | 118180.5099 | 585607.0321 | 458018 | 0 | 0 | 0 | 1329368.093 | 0 | 5332.4824 | 0 | 0 | 0 | 0 | 0 | 0 | 0 | 0 | 0 | 0 | 0 | 0 | 245556.2427 | 0 | 213.2993 | 0 | 0 | 0 | 0 | 0 | 0 | 0 | 0 | 0 | 0 | 0
2016-01-27 21:00 | 0 | 0 | 0 | 0 | 0 | 602953.3632 | 458984 | 0 | 0 | 0 | 1473337.4561 | 0 | 5332.4824 | 0 | 0 | 0 | 0 | 0 | 0 | 0 | 0 | 0 | 0 | 0 | 0 | 143969.3632 | 0 | 0 | 0 | 0 | 0 | 0 | 0 | 0 | 0 | 0 | 0 | 0 | 0
2016-01-27 22:00 | 0 | 0 | 0 | 0 | 165577.9222 | 551974.6198 | 471783 | 0 | 0 | 0 | 1718893.6988 | 0 | 5545.7817 | 0 | 0 | 0 | 0 | 0 | 0 | 0 | 0 | 0 | 0 | 0 | 0 | 245556.2427 | 0 | 213.2993 | 0 | 0 | 0 | 0 | 0 | 0 | 0 | 0 | 0 | 0 | 0
2016-01-27 23:00 | 0 | 0 | 0 | 0 | 16318.8943 | 229845.863 | 491721 | 0 | 0 | 0 | 1473337.4561 | 0 | 5545.7817 | 0 | 0 | 0 | 0 | 0 | 0 | 0 | 0 | 0 | 0 | 0 | 0 | -245556.2427 | 0 | 0 | 0 | 0 | 0 | 0 | 0 | 0 | 0 | 0 | 0 | 0 | 0
2016-01-28 | 0 | 0 | 0 | 0 | 247999.2581 | 10452.7985 | 503795 | 0 | 0 | 0 | 1227781.2134 | 0 | 5759.081 | 0 | 0 | 0 | 0 | 0 | 0 | 0 | 0 | 0 | 0 | 0 | 0 | -245556.2427 | 0 | 213.2993 | 0 | 0 | 0 | 0 | 0 | 0 | 0 | 0 | 0 | 0 | 0
2016-01-28 01:00 | 0 | 0 | 0 | 0 | 260061.7573 | 0 | 505618 | 0 | 0 | 0 | 982224.9707 | 0 | 5759.081 | 0 | 0 | 0 | 0 | 0 | 0 | 0 | 0 | 0 | 0 | 0 | 0 | -245556.2427 | 0 | 0 | 0 | 0 | 0 | 0 | 0 | 0 | 0 | 0 | 0 | 0 | 0
2016-01-28 02:00 | 0 | 0 | 0 | 0 | 253190.0566 | 0 | 498533 | 0 | 0 | 0 | 736668.7281 | 0 | 5972.3803 | 0 | 0 | 0 | 0 | 0 | 0 | 0 | 0 | 0 | 0 | 0 | 0 | -245556.2427 | 0 | 213.2993 | 0 | 0 | 0 | 0 | 0 | 0 | 0 | 0 | 0 | 0 | 0
2016-01-28 03:00 | 0 | 0 | 0 | 0 | 235241.7573 | 0 | 480798 | 0 | 0 | 0 | 491112.4854 | 0 | 5972.3803 | 0 | 0 | 0 | 0 | 0 | 0 | 0 | 0 | 0 | 0 | 0 | 0 | -245556.2427 | 0 | 0 | 0 | 0 | 0 | 0 | 0 | 0 | 0 | 0 | 0 | 0 | 0
2016-01-28 04:00 | 0 | 0 | 0 | 0 | 704097.542 | 0 | 458328 | 0 | 0 | 0 | 736668.7281 | 0 | 6185.6796 | 0 | 0 | 0 | 0 | 0 | 0 | 0 | 0 | 0 | 0 | 0 | 0 | 245556.2427 | 0 | 213.2993 | 0 | 0 | 0 | 0 | 0 | 0 | 0 | 0 | 0 | 0 | 0
2016-01-28 05:00 | 0 | 0 | 0 | 0 | 193831.7573 | 0 | 439388 | 0 | 0 | 0 | 491112.4854 | 0 | 6185.6796 | 0 | 0 | 0 | 0 | 0 | 0 | 0 | 0 | 0 | 0 | 0 | 0 | -245556.2427 | 0 | 0 | 0 | 0 | 0 | 0 | 0 | 0 | 0 | 0 | 0 | 0 | 0
2016-01-28 06:00 | 0 | 0 | 0 | 0 | 673318.542 | 0 | 427549 | 0 | 0 | 0 | 736668.7281 | 0 | 6398.9789 | 0 | 0 | 0 | 0 | 0 | 0 | 0 | 0 | 0 | 0 | 0 | 0 | 245556.2427 | 0 | 213.2993 | 0 | 0 | 0 | 0 | 0 | 0 | 0 | 0 | 0 | 0 | 0
2016-01-28 07:00 | 0 | 0 | 0 | 0 | 174591.7573 | 0 | 420148 | 0 | 0 | 0 | 491112.4854 | 0 | 6398.9789 | 0 | 0 | 0 | 0 | 0 | 0 | 0 | 0 | 0 | 0 | 0 | 0 | -245556.2427 | 0 | 0 | 0 | 0 | 0 | 0 | 0 | 0 | 0 | 0 | 0 | 0 | 0
2016-01-28 08:00 | 0 | 0 | 0 | 0 | 171719.0566 | 0 | 417062 | 0 | 0 | 0 | 245556.2427 | 0 | 6612.2782 | 0 | 0 | 0 | 0 | 0 | 0 | 0 | 0 | 0 | 0 | 0 | 0 | -245556.2427 | 0 | 213.2993 | 0 | 0 | 0 | 0 | 0 | 0 | 0 | 0 | 0 | 0 | 0
2016-01-28 09:00 | 0 | 0 | 0 | 0 | 175170.7573 | 0 | 420727 | 0 | 0 | 0 | 0 | 0 | 6612.2782 | 0 | 0 | 0 | 0 | 0 | 0 | 0 | 0 | 0 | 0 | 0 | 0 | -245556.2427 | 0 | 0 | 0 | 0 | 0 | 0 | 0 | 0 | 0 | 0 | 0 | 0 | 0
2016-01-28 10:00 | 0 | 0 | 0 | 0 | 682895.542 | 0 | 437126 | 0 | 0 | 0 | 245556.2427 | 0 | 6825.5775 | 0 | 0 | 0 | 0 | 0 | 0 | 0 | 0 | 0 | 0 | 0 | 0 | 245556.2427 | 0 | 213.2993 | 0 | 0 | 0 | 0 | 0 | 0 | 0 | 0 | 0 | 0 | 0
2016-01-28 11:00 | 0 | 0 | 0 | 0 | 225870.7573 | 0 | 471427 | 0 | 0 | 0 | 0 | 0 | 6825.5775 | 0 | 0 | 0 | 0 | 0 | 0 | 0 | 0 | 0 | 0 | 0 | 0 | -245556.2427 | 0 | 0 | 0 | 0 | 0 | 0 | 0 | 0 | 0 | 0 | 0 | 0 | 0
2016-01-28 12:00 | 0 | 0 | 0 | 0 | 749173.542 | 0 | 503404 | 0 | 0 | 0 | 245556.2427 | 0 | 7038.8768 | 0 | 0 | 0 | 0 | 0 | 0 | 0 | 0 | 0 | 0 | 0 | 0 | 245556.2427 | 0 | 213.2993 | 0 | 0 | 0 | 0 | 0 | 0 | 0 | 0 | 0 | 0 | 0
2016-01-28 13:00 | 0 | 0 | 0 | 0 | 266447.9845 | 35.7728 | 512040 | 0 | 0 | 0 | 0 | 0 | 7038.8768 | 0 | 0 | 0 | 0 | 0 | 0 | 0 | 0 | 0 | 0 | 0 | 0 | -245556.2427 | 0 | 0 | 0 | 0 | 0 | 0 | 0 | 0 | 0 | 0 | 0 | 0 | 0
2016-01-28 14:00 | 0 | 0 | 0 | 0 | 544483.0859 | 90876.3697 | 507622 | 0 | 0 | 0 | 127524.1563 | 0 | 7252.1761 | 0 | 0 | 0 | 0 | 0 | 0 | 0 | 0 | 0 | 0 | 0 | 0 | 127524.1563 | 0 | 213.2993 | 0 | 0 | 0 | 0 | 0 | 0 | 0 | 0 | 0 | 0 | 0
2016-01-28 15:00 | 0 | 0 | 0 | 0 | 204204.1245 | 540181.1182 | 498829 | 0 | 0 | 0 | 373080.399 | 0 | 7252.1761 | 0 | 0 | 0 | 0 | 0 | 0 | 0 | 0 | 0 | 0 | 0 | 0 | 245556.2427 | 0 | 0 | 0 | 0 | 0 | 0 | 0 | 0 | 0 | 0 | 0 | 0 | 0
2016-01-28 16:00 | 0 | 0 | 0 | 0 | 65187.4932 | 666907.7495 | 486539 | 0 | 0 | 0 | 618636.6416 | 0 | 7252.1761 | 0 | 0 | 0 | 0 | 0 | 0 | 0 | 0 | 0 | 0 | 0 | 0 | 245556.2427 | 0 | 0 | 0 | 0 | 0 | 0 | 0 | 0 | 0 | 0 | 0 | 0 | 0
2016-01-28 17:00 | 0 | 0 | 0 | 0 | 0 | 651215.5342 | 473213 | 0 | 0 | 0 | 796639.1758 | 0 | 7252.1761 | 0 | 0 | 0 | 0 | 0 | 0 | 0 | 0 | 0 | 0 | 0 | 0 | 178002.5342 | 0 | 0 | 0 | 0 | 0 | 0 | 0 | 0 | 0 | 0 | 0 | 0 | 0
2016-01-28 18:00 | 0 | 0 | 0 | 0 | 96853.1502 | 611804.0925 | 463101 | 0 | 0 | 0 | 1042195.4185 | 0 | 7252.1761 | 0 | 0 | 0 | 0 | 0 | 0 | 0 | 0 | 0 | 0 | 0 | 0 | 245556.2427 | 0 | 0 | 0 | 0 | 0 | 0 | 0 | 0 | 0 | 0 | 0 | 0 | 0
2016-01-28 19:00 | 0 | 0 | 0 | 0 | 0 | 595612.4872 | 455087 | 0 | 0 | 0 | 1182720.9057 | 0 | 7252.1761 | 0 | 0 | 0 | 0 | 0 | 0 | 0 | 0 | 0 | 0 | 0 | 0 | 140525.4872 | 0 | 0 | 0 | 0 | 0 | 0 | 0 | 0 | 0 | 0 | 0 | 0 | 0
2016-01-28 20:00 | 0 | 0 | 0 | 0 | 85183.2385 | 610669.0042 | 450296 | 0 | 0 | 0 | 1428277.1484 | 0 | 7252.1761 | 0 | 0 | 0 | 0 | 0 | 0 | 0 | 0 | 0 | 0 | 0 | 0 | 245556.2427 | 0 | 0 | 0 | 0 | 0 | 0 | 0 | 0 | 0 | 0 | 0 | 0 | 0
2016-01-28 21:00 | 0 | 0 | 0 | 0 | 0 | 644677.1904 | 452306 | 0 | 0 | 0 | 1620648.3388 | 0 | 7252.1761 | 0 | 0 | 0 | 0 | 0 | 0 | 0 | 0 | 0 | 0 | 0 | 0 | 192371.1904 | 0 | 0 | 0 | 0 | 0 | 0 | 0 | 0 | 0 | 0 | 0 | 0 | 0
2016-01-28 22:00 | 0 | 0 | 0 | 0 | 0 | 609781.4403 | 463893 | 0 | 0 | 0 | 1766536.7791 | 0 | 7252.1761 | 0 | 0 | 0 | 0 | 0 | 0 | 0 | 0 | 0 | 0 | 0 | 0 | 145888.4403 | 0 | 0 | 0 | 0 | 0 | 0 | 0 | 0 | 0 | 0 | 0 | 0 | 0
2016-01-28 23:00 | 0 | 0 | 0 | 0 | 0 | 264125.3092 | 479734 | 0 | 0 | 0 | 1550928.0883 | 0 | 7252.1761 | 0 | 0 | 0 | 0 | 0 | 0 | 0 | 0 | 0 | 0 | 0 | 0 | -215608.6908 | 0 | 0 | 0 | 0 | 0 | 0 | 0 | 0 | 0 | 0 | 0 | 0 | 0
2016-01-29 | 0 | 0 | 0 | 0 | 230565.7627 | 13865.9946 | 489988 | 0 | 0 | 0 | 1305371.8457 | 0 | 7252.1761 | 0 | 0 | 0 | 0 | 0 | 0 | 0 | 0 | 0 | 0 | 0 | 0 | -245556.2427 | 0 | 0 | 0 | 0 | 0 | 0 | 0 | 0 | 0 | 0 | 0 | 0 | 0
2016-01-29 01:00 | 0 | 0 | 0 | 0 | 437296.955 | 0 | 491465 | 0 | 0 | 0 | 1250990.5014 | 0 | 7465.4754 | 0 | 0 | 0 | 0 | 0 | 0 | 0 | 0 | 0 | 0 | 0 | 0 | -54381.3443 | 0 | 213.2993 | 0 | 0 | 0 | 0 | 0 | 0 | 0 | 0 | 0 | 0 | 0
2016-01-29 02:00 | 0 | 0 | 0 | 0 | 238328.7573 | 0 | 483885 | 0 | 0 | 0 | 1005434.2587 | 0 | 7465.4754 | 0 | 0 | 0 | 0 | 0 | 0 | 0 | 0 | 0 | 0 | 0 | 0 | -245556.2427 | 0 | 0 | 0 | 0 | 0 | 0 | 0 | 0 | 0 | 0 | 0 | 0 | 0
2016-01-29 03:00 | 0 | 0 | 0 | 0 | 220796.0566 | 0 | 466139 | 0 | 0 | 0 | 759878.016 | 0 | 7678.7747 | 0 | 0 | 0 | 0 | 0 | 0 | 0 | 0 | 0 | 0 | 0 | 0 | -245556.2427 | 0 | 213.2993 | 0 | 0 | 0 | 0 | 0 | 0 | 0 | 0 | 0 | 0 | 0
2016-01-29 04:00 | 0 | 0 | 0 | 0 | 197430.7573 | 0 | 442987 | 0 | 0 | 0 | 514321.7733 | 0 | 7678.7747 | 0 | 0 | 0 | 0 | 0 | 0 | 0 | 0 | 0 | 0 | 0 | 0 | -245556.2427 | 0 | 0 | 0 | 0 | 0 | 0 | 0 | 0 | 0 | 0 | 0 | 0 | 0
2016-01-29 05:00 | 0 | 0 | 0 | 0 | 647222.254 | 0 | 424662 | 0 | 0 | 0 | 736668.7281 | 0 | 7892.074 | 0 | 0 | 0 | 0 | 0 | 0 | 0 | 0 | 0 | 0 | 0 | 0 | 222346.9547 | 0 | 213.2993 | 0 | 0 | 0 | 0 | 0 | 0 | 0 | 0 | 0 | 0 | 0
2016-01-29 06:00 | 0 | 0 | 0 | 0 | 167716.7573 | 0 | 413273 | 0 | 0 | 0 | 491112.4854 | 0 | 7892.074 | 0 | 0 | 0 | 0 | 0 | 0 | 0 | 0 | 0 | 0 | 0 | 0 | -245556.2427 | 0 | 0 | 0 | 0 | 0 | 0 | 0 | 0 | 0 | 0 | 0 | 0 | 0
2016-01-29 07:00 | 0 | 0 | 0 | 0 | 651845.542 | 0 | 406076 | 0 | 0 | 0 | 736668.7281 | 0 | 8105.3733 | 0 | 0 | 0 | 0 | 0 | 0 | 0 | 0 | 0 | 0 | 0 | 0 | 245556.2427 | 0 | 213.2993 | 0 | 0 | 0 | 0 | 0 | 0 | 0 | 0 | 0 | 0 | 0
2016-01-29 08:00 | 0 | 0 | 0 | 0 | 158273.7573 | 0 | 403830 | 0 | 0 | 0 | 491112.4854 | 0 | 8105.3733 | 0 | 0 | 0 | 0 | 0 | 0 | 0 | 0 | 0 | 0 | 0 | 0 | -245556.2427 | 0 | 0 | 0 | 0 | 0 | 0 | 0 | 0 | 0 | 0 | 0 | 0 | 0
2016-01-29 09:00 | 0 | 0 | 0 | 0 | 163374.0566 | 0 | 408717 | 0 | 0 | 0 | 245556.2427 | 0 | 8318.6726 | 0 | 0 | 0 | 0 | 0 | 0 | 0 | 0 | 0 | 0 | 0 | 0 | -245556.2427 | 0 | 213.2993 | 0 | 0 | 0 | 0 | 0 | 0 | 0 | 0 | 0 | 0 | 0
2016-01-29 10:00 | 0 | 0 | 0 | 0 | 178168.7573 | 0 | 423725 | 0 | 0 | 0 | 0 | 0 | 8318.6726 | 0 | 0 | 0 | 0 | 0 | 0 | 0 | 0 | 0 | 0 | 0 | 0 | -245556.2427 | 0 | 0 | 0 | 0 | 0 | 0 | 0 | 0 | 0 | 0 | 0 | 0 | 0
2016-01-29 11:00 | 0 | 0 | 0 | 0 | 703873.542 | 0 | 458104 | 0 | 0 | 0 | 245556.2427 | 0 | 8531.9719 | 0 | 0 | 0 | 0 | 0 | 0 | 0 | 0 | 0 | 0 | 0 | 0 | 245556.2427 | 0 | 213.2993 | 0 | 0 | 0 | 0 | 0 | 0 | 0 | 0 | 0 | 0 | 0
2016-01-29 12:00 | 0 | 0 | 0 | 0 | 244323.7573 | 0 | 489880 | 0 | 0 | 0 | 0 | 0 | 8531.9719 | 0 | 0 | 0 | 0 | 0 | 0 | 0 | 0 | 0 | 0 | 0 | 0 | -245556.2427 | 0 | 0 | 0 | 0 | 0 | 0 | 0 | 0 | 0 | 0 | 0 | 0 | 0
2016-01-29 13:00 | 0 | 0 | 0 | 0 | 744069.6069 | 38.9351 | 498339 | 0 | 0 | 0 | 245556.2427 | 0 | 8745.2712 | 0 | 0 | 0 | 0 | 0 | 0 | 0 | 0 | 0 | 0 | 0 | 0 | 245556.2427 | 0 | 213.2993 | 0 | 0 | 0 | 0 | 0 | 0 | 0 | 0 | 0 | 0 | 0
2016-01-29 14:00 | 0 | 0 | 0 | 0 | 137091.4865 | 109636.2708 | 492284 | 0 | 0 | 0 | 0 | 0 | 8745.2712 | 0 | 0 | 0 | 0 | 0 | 0 | 0 | 0 | 0 | 0 | 0 | 0 | -245556.2427 | 0 | 0 | 0 | 0 | 0 | 0 | 0 | 0 | 0 | 0 | 0 | 0 | 0
2016-01-29 15:00 | 0 | 0 | 0 | 0 | 254374.4377 | 475382.1042 | 483987 | 0 | 0 | 0 | 245556.2427 | 0 | 8958.5705 | 0 | 0 | 0 | 0 | 0 | 0 | 0 | 0 | 0 | 0 | 0 | 0 | 245556.2427 | 0 | 213.2993 | 0 | 0 | 0 | 0 | 0 | 0 | 0 | 0 | 0 | 0 | 0
2016-01-29 16:00 | 0 | 0 | 0 | 0 | 153072.1435 | 565091.0992 | 472607 | 0 | 0 | 0 | 491112.4854 | 0 | 8958.5705 | 0 | 0 | 0 | 0 | 0 | 0 | 0 | 0 | 0 | 0 | 0 | 0 | 245556.2427 | 0 | 0 | 0 | 0 | 0 | 0 | 0 | 0 | 0 | 0 | 0 | 0 | 0
2016-01-29 17:00 | 0 | 0 | 0 | 0 | 0 | 562048.4337 | 461493 | 0 | 0 | 0 | 591454.6197 | 0 | 9171.8697 | 0 | 0 | 0 | 0 | 0 | 0 | 0 | 0 | 0 | 0 | 0 | 0 | 100342.1344 | 0 | 213.2993 | 0 | 0 | 0 | 0 | 0 | 0 | 0 | 0 | 0 | 0 | 0
2016-01-29 18:00 | 0 | 0 | 0 | 0 | 154038.4446 | 544580.798 | 453063 | 0 | 0 | 0 | 837010.8624 | 0 | 9171.8697 | 0 | 0 | 0 | 0 | 0 | 0 | 0 | 0 | 0 | 0 | 0 | 0 | 245556.2427 | 0 | 0 | 0 | 0 | 0 | 0 | 0 | 0 | 0 | 0 | 0 | 0 | 0
2016-01-29 19:00 | 0 | 0 | 0 | 0 | 0 | 537854.4047 | 446413 | 0 | 0 | 0 | 928238.9679 | 0 | 9385.169 | 0 | 0 | 0 | 0 | 0 | 0 | 0 | 0 | 0 | 0 | 0 | 0 | 91228.1054 | 0 | 213.2993 | 0 | 0 | 0 | 0 | 0 | 0 | 0 | 0 | 0 | 0 | 0
2016-01-29 20:00 | 0 | 0 | 0 | 0 | 130933.6696 | 546305.4041 | 441068 | 0 | 0 | 0 | 1173795.2105 | 0 | 0 | 0 | 0 | 0 | 0 | 0 | 0 | 0 | 0 | 0 | 0 | 0 | 0 | 245556.2427 | 0 | 0 | 9385.169 | 0 | 0 | 0 | 0 | 0 | 0 | 0 | 0 | 0 | 0
2016-01-29 21:00 | 0 | 0 | 0 | 0 | 0 | 557179.8261 | 441048 | 0 | 0 | 0 | 1289713.7374 | 0 | 213.2993 | 0 | 0 | 0 | 0 | 0 | 0 | 0 | 0 | 0 | 0 | 0 | 0 | 115918.5268 | 0 | 213.2993 | 0 | 0 | 0 | 0 | 0 | 0 | 0 | 0 | 0 | 0 | 0
2016-01-29 22:00 | 0 | 0 | 0 | 0 | 0 | 485999.5932 | 450733 | 0 | 0 | 0 | 1324980.3306 | 0 | 213.2993 | 0 | 0 | 0 | 0 | 0 | 0 | 0 | 0 | 0 | 0 | 0 | 0 | 35266.5932 | 0 | 0 | 0 | 0 | 0 | 0 | 0 | 0 | 0 | 0 | 0 | 0 | 0
2016-01-29 23:00 | 0 | 0 | 0 | 0 | 0 | 227361.3211 | 465999 | 0 | 0 | 0 | 1086129.3524 | 0 | 426.5986 | 0 | 0 | 0 | 0 | 0 | 0 | 0 | 0 | 0 | 0 | 0 | 0 | -238850.9782 | 0 | 213.2993 | 0 | 0 | 0 | 0 | 0 | 0 | 0 | 0 | 0 | 0 | 0
2016-01-30 | 0 | 0 | 0 | 0 | 705870.6289 | 13403.6138 | 473718 | 0 | 0 | 0 | 1331685.5951 | 0 | 426.5986 | 0 | 0 | 0 | 0 | 0 | 0 | 0 | 0 | 0 | 0 | 0 | 0 | 245556.2427 | 0 | 0 | 0 | 0 | 0 | 0 | 0 | 0 | 0 | 0 | 0 | 0 | 0
2016-01-30 01:00 | 0 | 0 | 0 | 0 | 227919.0566 | 0 | 473262 | 0 | 0 | 0 | 1086129.3524 | 0 | 639.8979 | 0 | 0 | 0 | 0 | 0 | 0 | 0 | 0 | 0 | 0 | 0 | 0 | -245556.2427 | 0 | 213.2993 | 0 | 0 | 0 | 0 | 0 | 0 | 0 | 0 | 0 | 0 | 0
2016-01-30 02:00 | 0 | 0 | 0 | 0 | 689992.353 | 0 | 468077 | 0 | 0 | 0 | 1307831.4061 | 0 | 853.1972 | 0 | 0 | 0 | 0 | 0 | 0 | 0 | 0 | 0 | 0 | 0 | 0 | 221702.0537 | 0 | 213.2993 | 0 | 0 | 0 | 0 | 0 | 0 | 0 | 0 | 0 | 0 | 0
2016-01-30 03:00 | 0 | 0 | 0 | 0 | 210023.7573 | 0 | 455580 | 0 | 0 | 0 | 1062275.1634 | 0 | 853.1972 | 0 | 0 | 0 | 0 | 0 | 0 | 0 | 0 | 0 | 0 | 0 | 0 | -245556.2427 | 0 | 0 | 0 | 0 | 0 | 0 | 0 | 0 | 0 | 0 | 0 | 0 | 0
2016-01-30 04:00 | 0 | 0 | 0 | 0 | 640390.1793 | 0 | 437622 | 0 | 0 | 0 | 1264830.0434 | 0 | 1066.4965 | 0 | 0 | 0 | 0 | 0 | 0 | 0 | 0 | 0 | 0 | 0 | 0 | 202554.88 | 0 | 213.2993 | 0 | 0 | 0 | 0 | 0 | 0 | 0 | 0 | 0 | 0 | 0
2016-01-30 05:00 | 0 | 0 | 0 | 0 | 175897.7573 | 0 | 421454 | 0 | 0 | 0 | 1019273.8007 | 0 | 1066.4965 | 0 | 0 | 0 | 0 | 0 | 0 | 0 | 0 | 0 | 0 | 0 | 0 | -245556.2427 | 0 | 0 | 0 | 0 | 0 | 0 | 0 | 0 | 0 | 0 | 0 | 0 | 0
2016-01-30 06:00 | 0 | 0 | 0 | 0 | 164318.0566 | 0 | 409661 | 0 | 0 | 0 | 773717.558 | 0 | 1279.7958 | 0 | 0 | 0 | 0 | 0 | 0 | 0 | 0 | 0 | 0 | 0 | 0 | -245556.2427 | 0 | 213.2993 | 0 | 0 | 0 | 0 | 0 | 0 | 0 | 0 | 0 | 0 | 0
2016-01-30 07:00 | 0 | 0 | 0 | 0 | 156168.7573 | 0 | 401725 | 0 | 0 | 0 | 528161.3153 | 0 | 1279.7958 | 0 | 0 | 0 | 0 | 0 | 0 | 0 | 0 | 0 | 0 | 0 | 0 | -245556.2427 | 0 | 0 | 0 | 0 | 0 | 0 | 0 | 0 | 0 | 0 | 0 | 0 | 0
2016-01-30 08:00 | 0 | 0 | 0 | 0 | 643215.542 | 0 | 397446 | 0 | 0 | 0 | 773717.558 | 0 | 1493.0951 | 0 | 0 | 0 | 0 | 0 | 0 | 0 | 0 | 0 | 0 | 0 | 0 | 245556.2427 | 0 | 213.2993 | 0 | 0 | 0 | 0 | 0 | 0 | 0 | 0 | 0 | 0 | 0
2016-01-30 09:00 | 0 | 0 | 0 | 0 | 153654.7573 | 0 | 399211 | 0 | 0 | 0 | 528161.3153 | 0 | 1493.0951 | 0 | 0 | 0 | 0 | 0 | 0 | 0 | 0 | 0 | 0 | 0 | 0 | -245556.2427 | 0 | 0 | 0 | 0 | 0 | 0 | 0 | 0 | 0 | 0 | 0 | 0 | 0
2016-01-30 10:00 | 0 | 0 | 0 | 0 | 633892.3121 | 0 | 406491 | 0 | 0 | 0 | 755349.3282 | 0 | 1706.3944 | 0 | 0 | 0 | 0 | 0 | 0 | 0 | 0 | 0 | 0 | 0 | 0 | 227188.0128 | 0 | 213.2993 | 0 | 0 | 0 | 0 | 0 | 0 | 0 | 0 | 0 | 0 | 0
2016-01-30 11:00 | 0 | 0 | 0 | 0 | 174518.7573 | 0 | 420075 | 0 | 0 | 0 | 509793.0855 | 0 | 1706.3944 | 0 | 0 | 0 | 0 | 0 | 0 | 0 | 0 | 0 | 0 | 0 | 0 | -245556.2427 | 0 | 0 | 0 | 0 | 0 | 0 | 0 | 0 | 0 | 0 | 0 | 0 | 0
2016-01-30 12:00 | 0 | 0 | 0 | 0 | 614447.5168 | 0 | 436599 | 0 | 0 | 0 | 687428.303 | 0 | 1919.6937 | 0 | 0 | 0 | 0 | 0 | 0 | 0 | 0 | 0 | 0 | 0 | 0 | 177635.2175 | 0 | 213.2993 | 0 | 0 | 0 | 0 | 0 | 0 | 0 | 0 | 0 | 0 | 0
2016-01-30 13:00 | 0 | 0 | 0 | 0 | 202482.6718 | 43.0855 | 448082 | 0 | 0 | 0 | 441872.0603 | 0 | 1919.6937 | 0 | 0 | 0 | 0 | 0 | 0 | 0 | 0 | 0 | 0 | 0 | 0 | -245556.2427 | 0 | 0 | 0 | 0 | 0 | 0 | 0 | 0 | 0 | 0 | 0 | 0 | 0
2016-01-30 14:00 | 0 | 0 | 0 | 0 | 531809.695 | 108061.0994 | 447923 | 0 | 0 | 0 | 633606.5554 | 0 | 2132.993 | 0 | 0 | 0 | 0 | 0 | 0 | 0 | 0 | 0 | 0 | 0 | 0 | 191734.4951 | 0 | 213.2993 | 0 | 0 | 0 | 0 | 0 | 0 | 0 | 0 | 0 | 0 | 0
2016-01-30 15:00 | 0 | 0 | 0 | 0 | 0 | 417702.4078 | 440969 | 0 | 0 | 0 | 610339.9633 | 0 | 2132.993 | 0 | 0 | 0 | 0 | 0 | 0 | 0 | 0 | 0 | 0 | 0 | 0 | -23266.5922 | 0 | 0 | 0 | 0 | 0 | 0 | 0 | 0 | 0 | 0 | 0 | 0 | 0
2016-01-30 16:00 | 0 | 0 | 0 | 0 | 164184.2062 | 512507.0364 | 431135 | 0 | 0 | 0 | 855896.2059 | 0 | 2132.993 | 0 | 0 | 0 | 0 | 0 | 0 | 0 | 0 | 0 | 0 | 0 | 0 | 245556.2427 | 0 | 0 | 0 | 0 | 0 | 0 | 0 | 0 | 0 | 0 | 0 | 0 | 0
2016-01-30 17:00 | 0 | 0 | 0 | 0 | 0 | 529376.7872 | 420375 | 0 | 0 | 0 | 964897.9932 | 0 | 2132.993 | 0 | 0 | 0 | 0 | 0 | 0 | 0 | 0 | 0 | 0 | 0 | 0 | 109001.7872 | 0 | 0 | 0 | 0 | 0 | 0 | 0 | 0 | 0 | 0 | 0 | 0 | 0
2016-01-30 18:00 | 0 | 0 | 0 | 0 | 0 | 519439.4023 | 410136 | 0 | 0 | 0 | 1074201.3955 | 0 | 2132.993 | 0 | 0 | 0 | 0 | 0 | 0 | 0 | 0 | 0 | 0 | 0 | 0 | 109303.4023 | 0 | 0 | 0 | 0 | 0 | 0 | 0 | 0 | 0 | 0 | 0 | 0 | 0
2016-01-30 19:00 | 0 | 0 | 0 | 0 | 0 | 514114.9904 | 402345 | 0 | 0 | 0 | 1185971.3859 | 0 | 2132.993 | 0 | 0 | 0 | 0 | 0 | 0 | 0 | 0 | 0 | 0 | 0 | 0 | 111769.9904 | 0 | 0 | 0 | 0 | 0 | 0 | 0 | 0 | 0 | 0 | 0 | 0 | 0
2016-01-30 20:00 | 0 | 0 | 0 | 0 | 0 | 521729.6887 | 398119 | 0 | 0 | 0 | 1309368.7753 | 0 | 2346.2923 | 0 | 0 | 0 | 0 | 0 | 0 | 0 | 0 | 0 | 0 | 0 | 0 | 123397.3894 | 0 | 213.2993 | 0 | 0 | 0 | 0 | 0 | 0 | 0 | 0 | 0 | 0 | 0
2016-01-30 21:00 | 0 | 0 | 0 | 0 | 0 | 531587.736 | 398211 | 0 | 0 | 0 | 1442745.5113 | 0 | 2346.2923 | 0 | 0 | 0 | 0 | 0 | 0 | 0 | 0 | 0 | 0 | 0 | 0 | 133376.736 | 0 | 0 | 0 | 0 | 0 | 0 | 0 | 0 | 0 | 0 | 0 | 0 | 0
2016-01-30 22:00 | 0 | 0 | 0 | 0 | 0 | 470893.3372 | 407935 | 0 | 0 | 0 | 1505490.5492 | 0 | 2559.5916 | 0 | 0 | 0 | 0 | 0 | 0 | 0 | 0 | 0 | 0 | 0 | 0 | 62745.0379 | 0 | 213.2993 | 0 | 0 | 0 | 0 | 0 | 0 | 0 | 0 | 0 | 0 | 0
2016-01-30 23:00 | 0 | 0 | 0 | 0 | 423422.1519 | 246846.0908 | 424712 | 0 | 0 | 0 | 1751046.7918 | 0 | 2559.5916 | 0 | 0 | 0 | 0 | 0 | 0 | 0 | 0 | 0 | 0 | 0 | 0 | 245556.2427 | 0 | 0 | 0 | 0 | 0 | 0 | 0 | 0 | 0 | 0 | 0 | 0 | 0
2016-01-31 | 0 | 0 | 0 | 0 | 171068.2328 | 16294.8238 | 432706 | 0 | 0 | 0 | 1505490.5492 | 0 | 2772.8909 | 0 | 0 | 0 | 0 | 0 | 0 | 0 | 0 | 0 | 0 | 0 | 0 | -245556.2427 | 0 | 213.2993 | 0 | 0 | 0 | 0 | 0 | 0 | 0 | 0 | 0 | 0 | 0
2016-01-31 01:00 | 0 | 0 | 0 | 0 | 594153.5146 | 0 | 433566 | 0 | 0 | 0 | 1666078.0638 | 0 | 2772.8909 | 0 | 0 | 0 | 0 | 0 | 0 | 0 | 0 | 0 | 0 | 0 | 0 | 160587.5146 | 0 | 0 | 0 | 0 | 0 | 0 | 0 | 0 | 0 | 0 | 0 | 0 | 0
2016-01-31 02:00 | 0 | 0 | 0 | 0 | 183051.0566 | 0 | 428394 | 0 | 0 | 0 | 1420521.8211 | 0 | 2986.1902 | 0 | 0 | 0 | 0 | 0 | 0 | 0 | 0 | 0 | 0 | 0 | 0 | -245556.2427 | 0 | 213.2993 | 0 | 0 | 0 | 0 | 0 | 0 | 0 | 0 | 0 | 0 | 0
2016-01-31 03:00 | 0 | 0 | 0 | 0 | 636900.0863 | 0 | 417412 | 0 | 0 | 0 | 1640009.9074 | 0 | 2986.1902 | 0 | 0 | 0 | 0 | 0 | 0 | 0 | 0 | 0 | 0 | 0 | 0 | 219488.0863 | 0 | 0 | 0 | 0 | 0 | 0 | 0 | 0 | 0 | 0 | 0 | 0 | 0
2016-01-31 04:00 | 0 | 0 | 0 | 0 | 156123.0566 | 0 | 401466 | 0 | 0 | 0 | 1394453.6647 | 0 | 3199.4894 | 0 | 0 | 0 | 0 | 0 | 0 | 0 | 0 | 0 | 0 | 0 | 0 | -245556.2427 | 0 | 213.2993 | 0 | 0 | 0 | 0 | 0 | 0 | 0 | 0 | 0 | 0 | 0
2016-01-31 05:00 | 0 | 0 | 0 | 0 | 139474.7573 | 0 | 385031 | 0 | 0 | 0 | 1148897.422 | 0 | 3199.4894 | 0 | 0 | 0 | 0 | 0 | 0 | 0 | 0 | 0 | 0 | 0 | 0 | -245556.2427 | 0 | 0 | 0 | 0 | 0 | 0 | 0 | 0 | 0 | 0 | 0 | 0 | 0
2016-01-31 06:00 | 0 | 0 | 0 | 0 | 127541.0566 | 0 | 372884 | 0 | 0 | 0 | 903341.1793 | 0 | 3412.7887 | 0 | 0 | 0 | 0 | 0 | 0 | 0 | 0 | 0 | 0 | 0 | 0 | -245556.2427 | 0 | 213.2993 | 0 | 0 | 0 | 0 | 0 | 0 | 0 | 0 | 0 | 0 | 0
2016-01-31 07:00 | 0 | 0 | 0 | 0 | 609719.2427 | 0 | 364163 | 0 | 0 | 0 | 1148897.422 | 0 | 3412.7887 | 0 | 0 | 0 | 0 | 0 | 0 | 0 | 0 | 0 | 0 | 0 | 0 | 245556.2427 | 0 | 0 | 0 | 0 | 0 | 0 | 0 | 0 | 0 | 0 | 0 | 0 | 0
2016-01-31 08:00 | 0 | 0 | 0 | 0 | 113857.0566 | 0 | 359200 | 0 | 0 | 0 | 903341.1793 | 0 | 3626.088 | 0 | 0 | 0 | 0 | 0 | 0 | 0 | 0 | 0 | 0 | 0 | 0 | -245556.2427 | 0 | 213.2993 | 0 | 0 | 0 | 0 | 0 | 0 | 0 | 0 | 0 | 0 | 0
2016-01-31 09:00 | 0 | 0 | 0 | 0 | 603596.2427 | 0 | 358040 | 0 | 0 | 0 | 1148897.422 | 0 | 3626.088 | 0 | 0 | 0 | 0 | 0 | 0 | 0 | 0 | 0 | 0 | 0 | 0 | 245556.2427 | 0 | 0 | 0 | 0 | 0 | 0 | 0 | 0 | 0 | 0 | 0 | 0 | 0
2016-01-31 10:00 | 0 | 0 | 0 | 0 | 115555.0566 | 0 | 360898 | 0 | 0 | 0 | 903341.1793 | 0 | 3839.3873 | 0 | 0 | 0 | 0 | 0 | 0 | 0 | 0 | 0 | 0 | 0 | 0 | -245556.2427 | 0 | 213.2993 | 0 | 0 | 0 | 0 | 0 | 0 | 0 | 0 | 0 | 0 | 0
2016-01-31 11:00 | 0 | 0 | 0 | 0 | 552589.4269 | 0 | 368195 | 0 | 0 | 0 | 1087735.6062 | 0 | 3839.3873 | 0 | 0 | 0 | 0 | 0 | 0 | 0 | 0 | 0 | 0 | 0 | 0 | 184394.4269 | 0 | 0 | 0 | 0 | 0 | 0 | 0 | 0 | 0 | 0 | 0 | 0 | 0
2016-01-31 12:00 | 0 | 0 | 0 | 0 | 522334.0383 | 0 | 380157 | 0 | 0 | 0 | 1229699.3452 | 0 | 4052.6866 | 0 | 0 | 0 | 0 | 0 | 0 | 0 | 0 | 0 | 0 | 0 | 0 | 141963.739 | 0 | 213.2993 | 0 | 0 | 0 | 0 | 0 | 0 | 0 | 0 | 0 | 0 | 0
2016-01-31 13:00 | 0 | 0 | 0 | 0 | 146354.6068 | 54.4498 | 391752 | 0 | 0 | 0 | 984143.1025 | 0 | 4265.9859 | 0 | 0 | 0 | 0 | 0 | 0 | 0 | 0 | 0 | 0 | 0 | 0 | -245556.2427 | 0 | 213.2993 | 0 | 0 | 0 | 0 | 0 | 0 | 0 | 0 | 0 | 0 | 0
2016-01-31 14:00 | 0 | 0 | 0 | 0 | 383015.0834 | 116070.8654 | 399409 | 0 | 0 | 0 | 1083820.0512 | 0 | 4265.9859 | 0 | 0 | 0 | 0 | 0 | 0 | 0 | 0 | 0 | 0 | 0 | 0 | 99676.9488 | 0 | 0 | 0 | 0 | 0 | 0 | 0 | 0 | 0 | 0 | 0 | 0 | 0
2016-01-31 15:00 | 0 | 0 | 0 | 0 | 281444.4679 | 364576.7748 | 400465 | 0 | 0 | 0 | 1329376.2939 | 0 | 4265.9859 | 0 | 0 | 0 | 0 | 0 | 0 | 0 | 0 | 0 | 0 | 0 | 0 | 245556.2427 | 0 | 0 | 0 | 0 | 0 | 0 | 0 | 0 | 0 | 0 | 0 | 0 | 0
2016-01-31 16:00 | 0 | 0 | 0 | 0 | 190380.6087 | 453908.634 | 398733 | 0 | 0 | 0 | 1574932.5366 | 0 | 4265.9859 | 0 | 0 | 0 | 0 | 0 | 0 | 0 | 0 | 0 | 0 | 0 | 0 | 245556.2427 | 0 | 0 | 0 | 0 | 0 | 0 | 0 | 0 | 0 | 0 | 0 | 0 | 0
2016-01-31 17:00 | 0 | 0 | 0 | 0 | 19244.361 | 472681.1752 | 397649 | 0 | 0 | 0 | 1669209.0727 | 0 | 4265.9859 | 0 | 0 | 0 | 0 | 0 | 0 | 0 | 0 | 0 | 0 | 0 | 0 | 94276.5361 | 0 | 0 | 0 | 0 | 0 | 0 | 0 | 0 | 0 | 0 | 0 | 0 | 0
2016-01-31 18:00 | 0 | 0 | 0 | 0 | 173449.9954 | 467911.2473 | 395805 | 0 | 0 | 0 | 1914765.3154 | 0 | 4265.9859 | 0 | 0 | 0 | 0 | 0 | 0 | 0 | 0 | 0 | 0 | 0 | 0 | 245556.2427 | 0 | 0 | 0 | 0 | 0 | 0 | 0 | 0 | 0 | 0 | 0 | 0 | 0
2016-01-31 19:00 | 0 | 0 | 0 | 0 | 0 | 459420.4363 | 393066 | 0 | 0 | 0 | 1981119.7518 | 0 | 4265.9859 | 0 | 0 | 0 | 0 | 0 | 0 | 0 | 0 | 0 | 0 | 0 | 0 | 66354.4363 | 0 | 0 | 0 | 0 | 0 | 0 | 0 | 0 | 0 | 0 | 0 | 0 | 0
2016-01-31 20:00 | 0 | 0 | 0 | 0 | 197803.3155 | 439727.9272 | 391975 | 0 | 0 | 0 | 2226675.9944 | 0 | 4265.9859 | 0 | 0 | 0 | 0 | 0 | 0 | 0 | 0 | 0 | 0 | 0 | 0 | 245556.2427 | 0 | 0 | 0 | 0 | 0 | 0 | 0 | 0 | 0 | 0 | 0 | 0 | 0
2016-01-31 21:00 | 0 | 0 | 0 | 0 | 0 | 399122.5074 | 395107 | 0 | 0 | 0 | 2230691.5018 | 0 | 4265.9859 | 0 | 0 | 0 | 0 | 0 | 0 | 0 | 0 | 0 | 0 | 0 | 0 | 4015.5074 | 0 | 0 | 0 | 0 | 0 | 0 | 0 | 0 | 0 | 0 | 0 | 0 | 0
2016-01-31 22:00 | 0 | 0 | 0 | 0 | 326319.3834 | 320098.5924 | 407470 | 0 | 0 | 0 | 2469639.4776 | 0 | 4265.9859 | 0 | 0 | 0 | 0 | 0 | 0 | 0 | 0 | 0 | 0 | 0 | 0 | 238947.9758 | 0 | 0 | 0 | 0 | 0 | 0 | 0 | 0 | 0 | 0 | 0 | 0 | 0
2016-01-31 23:00 | 0 | 0 | 0 | 0 | 33602.7201 | 146290.3365 | 425236 | 0 | 0 | 0 | 2224083.2349 | 0 | 4479.2852 | 0 | 0 | 0 | 0 | 0 | 0 | 0 | 0 | 0 | 0 | 0 | 0 | -245556.2427 | 0 | 213.2993 | 0 | 0 | 0 | 0 | 0 | 0 | 0 | 0 | 0 | 0 | 0
2016-02-01 | 0 | 0 | 0 | 0 | 357407.7588 | 12049.0868 | 434806 | 0 | 0 | 0 | 2158734.0805 | 0 | 4479.2852 | 0 | 0 | 0 | 0 | 0 | 0 | 0 | 0 | 0 | 0 | 0 | 0 | -65349.1544 | 0 | 0 | 0 | 0 | 0 | 0 | 0 | 0 | 0 | 0 | 0 | 0 | 0
2016-02-01 01:00 | 0 | 0 | 0 | 0 | 347406.8987 | 0 | 435064 | 0 | 0 | 0 | 2070863.6799 | 0 | 4692.5845 | 0 | 0 | 0 | 0 | 0 | 0 | 0 | 0 | 0 | 0 | 0 | 0 | -87870.4006 | 0 | 213.2993 | 0 | 0 | 0 | 0 | 0 | 0 | 0 | 0 | 0 | 0 | 0
2016-02-01 02:00 | 0 | 0 | 0 | 0 | 181262.7573 | 0 | 426819 | 0 | 0 | 0 | 1825307.4373 | 0 | 4692.5845 | 0 | 0 | 0 | 0 | 0 | 0 | 0 | 0 | 0 | 0 | 0 | 0 | -245556.2427 | 0 | 0 | 0 | 0 | 0 | 0 | 0 | 0 | 0 | 0 | 0 | 0 | 0
2016-02-01 03:00 | 0 | 0 | 0 | 0 | 315876.4452 | 0 | 411759 | 0 | 0 | 0 | 1729211.5832 | 0 | 4905.8838 | 0 | 0 | 0 | 0 | 0 | 0 | 0 | 0 | 0 | 0 | 0 | 0 | -96095.8541 | 0 | 213.2993 | 0 | 0 | 0 | 0 | 0 | 0 | 0 | 0 | 0 | 0 | 0
2016-02-01 04:00 | 0 | 0 | 0 | 0 | 303207.7511 | 0 | 391383 | 0 | 0 | 0 | 1641036.3343 | 0 | 4905.8838 | 0 | 0 | 0 | 0 | 0 | 0 | 0 | 0 | 0 | 0 | 0 | 0 | -88175.2489 | 0 | 0 | 0 | 0 | 0 | 0 | 0 | 0 | 0 | 0 | 0 | 0 | 0
2016-02-01 05:00 | 0 | 0 | 0 | 0 | 290180.6704 | 0 | 372942 | 0 | 0 | 0 | 1558061.7054 | 0 | 5119.1831 | 0 | 0 | 0 | 0 | 0 | 0 | 0 | 0 | 0 | 0 | 0 | 0 | -82974.6289 | 0 | 213.2993 | 0 | 0 | 0 | 0 | 0 | 0 | 0 | 0 | 0 | 0 | 0
2016-02-01 06:00 | 0 | 0 | 0 | 0 | 279637.0378 | 0 | 361001 | 0 | 0 | 0 | 1476697.7432 | 0 | 5119.1831 | 0 | 0 | 0 | 0 | 0 | 0 | 0 | 0 | 0 | 0 | 0 | 0 | -81363.9622 | 0 | 0 | 0 | 0 | 0 | 0 | 0 | 0 | 0 | 0 | 0 | 0 | 0
2016-02-01 07:00 | 0 | 0 | 0 | 0 | 107690.0566 | 0 | 353033 | 0 | 0 | 0 | 1231141.5005 | 0 | 5332.4824 | 0 | 0 | 0 | 0 | 0 | 0 | 0 | 0 | 0 | 0 | 0 | 0 | -245556.2427 | 0 | 213.2993 | 0 | 0 | 0 | 0 | 0 | 0 | 0 | 0 | 0 | 0 | 0
2016-02-01 08:00 | 0 | 0 | 0 | 0 | 265817.601 | 0 | 350045 | 0 | 0 | 0 | 1146914.1015 | 0 | 5332.4824 | 0 | 0 | 0 | 0 | 0 | 0 | 0 | 0 | 0 | 0 | 0 | 0 | -84227.399 | 0 | 0 | 0 | 0 | 0 | 0 | 0 | 0 | 0 | 0 | 0 | 0 | 0
2016-02-01 09:00 | 0 | 0 | 0 | 0 | 253090.3102 | 0 | 353256 | 0 | 0 | 0 | 1046535.1124 | 0 | 5545.7817 | 0 | 0 | 0 | 0 | 0 | 0 | 0 | 0 | 0 | 0 | 0 | 0 | -100378.9891 | 0 | 213.2993 | 0 | 0 | 0 | 0 | 0 | 0 | 0 | 0 | 0 | 0 | 0
2016-02-01 10:00 | 0 | 0 | 0 | 0 | 237034.6939 | 0 | 368542 | 0 | 0 | 0 | 915027.8064 | 0 | 5545.7817 | 0 | 0 | 0 | 0 | 0 | 0 | 0 | 0 | 0 | 0 | 0 | 0 | -131507.3061 | 0 | 0 | 0 | 0 | 0 | 0 | 0 | 0 | 0 | 0 | 0 | 0 | 0
2016-02-01 11:00 | 0 | 0 | 0 | 0 | 230610.0327 | 0 | 401550 | 0 | 0 | 0 | 743874.5397 | 0 | 5759.081 | 0 | 0 | 0 | 0 | 0 | 0 | 0 | 0 | 0 | 0 | 0 | 0 | -171153.2666 | 0 | 213.2993 | 0 | 0 | 0 | 0 | 0 | 0 | 0 | 0 | 0 | 0 | 0
2016-02-01 12:00 | 0 | 0 | 0 | 0 | 228939.0236 | 0 | 433191 | 0 | 0 | 0 | 539622.5634 | 0 | 5759.081 | 0 | 0 | 0 | 0 | 0 | 0 | 0 | 0 | 0 | 0 | 0 | 0 | -204251.9764 | 0 | 0 | 0 | 0 | 0 | 0 | 0 | 0 | 0 | 0 | 0 | 0 | 0
2016-02-01 13:00 | 0 | 0 | 0 | 0 | 224874.4454 | 59.0944 | 444295 | 0 | 0 | 0 | 320047.8038 | 0 | 5972.3803 | 0 | 0 | 0 | 0 | 0 | 0 | 0 | 0 | 0 | 0 | 0 | 0 | -219574.7595 | 0 | 213.2993 | 0 | 0 | 0 | 0 | 0 | 0 | 0 | 0 | 0 | 0 | 0
2016-02-01 14:00 | 0 | 0 | 0 | 0 | 110555.7456 | 91782.0117 | 447894 | 0 | 0 | 0 | 74491.5612 | 0 | 5972.3803 | 0 | 0 | 0 | 0 | 0 | 0 | 0 | 0 | 0 | 0 | 0 | 0 | -245556.2427 | 0 | 0 | 0 | 0 | 0 | 0 | 0 | 0 | 0 | 0 | 0 | 0 | 0
2016-02-01 15:00 | 0 | 0 | 0 | 0 | 175900.5701 | 313442.0342 | 450694 | 0 | 0 | 0 | 113140.1655 | 0 | 5972.3803 | 0 | 0 | 0 | 0 | 0 | 0 | 0 | 0 | 0 | 0 | 0 | 0 | 38648.6043 | 0 | 0 | 0 | 0 | 0 | 0 | 0 | 0 | 0 | 0 | 0 | 0 | 0
2016-02-01 16:00 | 0 | 0 | 0 | 0 | 0 | 448167.1532 | 449644 | 0 | 0 | 0 | 111663.3186 | 0 | 5972.3803 | 0 | 0 | 0 | 0 | 0 | 0 | 0 | 0 | 0 | 0 | 0 | 0 | -1476.8468 | 0 | 0 | 0 | 0 | 0 | 0 | 0 | 0 | 0 | 0 | 0 | 0 | 0
2016-02-01 17:00 | 0 | 0 | 0 | 0 | 198465.6581 | 493353.5846 | 446263 | 0 | 0 | 0 | 357219.5613 | 0 | 5972.3803 | 0 | 0 | 0 | 0 | 0 | 0 | 0 | 0 | 0 | 0 | 0 | 0 | 245556.2427 | 0 | 0 | 0 | 0 | 0 | 0 | 0 | 0 | 0 | 0 | 0 | 0 | 0
2016-02-01 18:00 | 0 | 0 | 0 | 0 | 187605.1444 | 500650.0983 | 442699 | 0 | 0 | 0 | 602775.804 | 0 | 5972.3803 | 0 | 0 | 0 | 0 | 0 | 0 | 0 | 0 | 0 | 0 | 0 | 0 | 245556.2427 | 0 | 0 | 0 | 0 | 0 | 0 | 0 | 0 | 0 | 0 | 0 | 0 | 0
2016-02-01 19:00 | 0 | 0 | 0 | 0 | 191862.7943 | 493490.4484 | 439797 | 0 | 0 | 0 | 848332.0467 | 0 | 5972.3803 | 0 | 0 | 0 | 0 | 0 | 0 | 0 | 0 | 0 | 0 | 0 | 0 | 245556.2427 | 0 | 0 | 0 | 0 | 0 | 0 | 0 | 0 | 0 | 0 | 0 | 0 | 0
2016-02-01 20:00 | 0 | 0 | 0 | 0 | 0 | 485923.9307 | 437129 | 0 | 0 | 0 | 897126.9774 | 0 | 5972.3803 | 0 | 0 | 0 | 0 | 0 | 0 | 0 | 0 | 0 | 0 | 0 | 0 | 48794.9307 | 0 | 0 | 0 | 0 | 0 | 0 | 0 | 0 | 0 | 0 | 0 | 0 | 0
2016-02-01 21:00 | 0 | 0 | 0 | 0 | 0 | 474578.2656 | 438025 | 0 | 0 | 0 | 933680.243 | 0 | 5972.3803 | 0 | 0 | 0 | 0 | 0 | 0 | 0 | 0 | 0 | 0 | 0 | 0 | 36553.2656 | 0 | 0 | 0 | 0 | 0 | 0 | 0 | 0 | 0 | 0 | 0 | 0 | 0
2016-02-01 22:00 | 0 | 0 | 0 | 0 | 0 | 430010.0779 | 446188 | 0 | 0 | 0 | 917502.3209 | 0 | 5972.3803 | 0 | 0 | 0 | 0 | 0 | 0 | 0 | 0 | 0 | 0 | 0 | 0 | -16177.9221 | 0 | 0 | 0 | 0 | 0 | 0 | 0 | 0 | 0 | 0 | 0 | 0 | 0
2016-02-01 23:00 | 0 | 0 | 0 | 0 | 449543.7752 | 257942.4675 | 461930 | 0 | 0 | 0 | 1163058.5636 | 0 | 5972.3803 | 0 | 0 | 0 | 0 | 0 | 0 | 0 | 0 | 0 | 0 | 0 | 0 | 245556.2427 | 0 | 0 | 0 | 0 | 0 | 0 | 0 | 0 | 0 | 0 | 0 | 0 | 0
2016-02-02 | 0 | 0 | 0 | 0 | 202355.6491 | 23894.1082 | 471806 | 0 | 0 | 0 | 917502.3209 | 0 | 5972.3803 | 0 | 0 | 0 | 0 | 0 | 0 | 0 | 0 | 0 | 0 | 0 | 0 | -245556.2427 | 0 | 0 | 0 | 0 | 0 | 0 | 0 | 0 | 0 | 0 | 0 | 0 | 0
2016-02-02 01:00 | 0 | 0 | 0 | 0 | 225152.7573 | 0 | 470709 | 0 | 0 | 0 | 671946.0782 | 0 | 5972.3803 | 0 | 0 | 0 | 0 | 0 | 0 | 0 | 0 | 0 | 0 | 0 | 0 | -245556.2427 | 0 | 0 | 0 | 0 | 0 | 0 | 0 | 0 | 0 | 0 | 0 | 0 | 0
2016-02-02 02:00 | 0 | 0 | 0 | 0 | 536382.4972 | 0 | 461079 | 0 | 0 | 0 | 747249.5754 | 0 | 5972.3803 | 0 | 0 | 0 | 0 | 0 | 0 | 0 | 0 | 0 | 0 | 0 | 0 | 75303.4972 | 0 | 0 | 0 | 0 | 0 | 0 | 0 | 0 | 0 | 0 | 0 | 0 | 0
2016-02-02 03:00 | 0 | 0 | 0 | 0 | 524134.9534 | 0 | 442670 | 0 | 0 | 0 | 828714.5288 | 0 | 5972.3803 | 0 | 0 | 0 | 0 | 0 | 0 | 0 | 0 | 0 | 0 | 0 | 0 | 81464.9534 | 0 | 0 | 0 | 0 | 0 | 0 | 0 | 0 | 0 | 0 | 0 | 0 | 0
2016-02-02 04:00 | 0 | 0 | 0 | 0 | 172779.7573 | 0 | 418336 | 0 | 0 | 0 | 583158.2862 | 0 | 5972.3803 | 0 | 0 | 0 | 0 | 0 | 0 | 0 | 0 | 0 | 0 | 0 | 0 | -245556.2427 | 0 | 0 | 0 | 0 | 0 | 0 | 0 | 0 | 0 | 0 | 0 | 0 | 0
2016-02-02 05:00 | 0 | 0 | 0 | 0 | 501714.9188 | 0 | 396625 | 0 | 0 | 0 | 688248.205 | 0 | 5972.3803 | 0 | 0 | 0 | 0 | 0 | 0 | 0 | 0 | 0 | 0 | 0 | 0 | 105089.9188 | 0 | 0 | 0 | 0 | 0 | 0 | 0 | 0 | 0 | 0 | 0 | 0 | 0
2016-02-02 06:00 | 0 | 0 | 0 | 0 | 500567.6578 | 0 | 381749 | 0 | 0 | 0 | 807066.8628 | 0 | 5972.3803 | 0 | 0 | 0 | 0 | 0 | 0 | 0 | 0 | 0 | 0 | 0 | 0 | 118818.6578 | 0 | 0 | 0 | 0 | 0 | 0 | 0 | 0 | 0 | 0 | 0 | 0 | 0
2016-02-02 07:00 | 0 | 0 | 0 | 0 | 126212.7573 | 0 | 371769 | 0 | 0 | 0 | 561510.6201 | 0 | 5972.3803 | 0 | 0 | 0 | 0 | 0 | 0 | 0 | 0 | 0 | 0 | 0 | 0 | -245556.2427 | 0 | 0 | 0 | 0 | 0 | 0 | 0 | 0 | 0 | 0 | 0 | 0 | 0
2016-02-02 08:00 | 0 | 0 | 0 | 0 | 121215.7573 | 0 | 366772 | 0 | 0 | 0 | 315954.3774 | 0 | 5972.3803 | 0 | 0 | 0 | 0 | 0 | 0 | 0 | 0 | 0 | 0 | 0 | 0 | -245556.2427 | 0 | 0 | 0 | 0 | 0 | 0 | 0 | 0 | 0 | 0 | 0 | 0 | 0
2016-02-02 09:00 | 0 | 0 | 0 | 0 | 123034.7573 | 0 | 368591 | 0 | 0 | 0 | 70398.1347 | 0 | 5972.3803 | 0 | 0 | 0 | 0 | 0 | 0 | 0 | 0 | 0 | 0 | 0 | 0 | -245556.2427 | 0 | 0 | 0 | 0 | 0 | 0 | 0 | 0 | 0 | 0 | 0 | 0 | 0
2016-02-02 10:00 | 0 | 0 | 0 | 0 | 594811.3565 | 0 | 382021 | 0 | 0 | 0 | 283188.4912 | 0 | 5972.3803 | 0 | 0 | 0 | 0 | 0 | 0 | 0 | 0 | 0 | 0 | 0 | 0 | 212790.3565 | 0 | 0 | 0 | 0 | 0 | 0 | 0 | 0 | 0 | 0 | 0 | 0 | 0
2016-02-02 11:00 | 0 | 0 | 0 | 0 | 169089.7573 | 0 | 414646 | 0 | 0 | 0 | 37632.2485 | 0 | 5972.3803 | 0 | 0 | 0 | 0 | 0 | 0 | 0 | 0 | 0 | 0 | 0 | 0 | -245556.2427 | 0 | 0 | 0 | 0 | 0 | 0 | 0 | 0 | 0 | 0 | 0 | 0 | 0
2016-02-02 12:00 | 0 | 0 | 0 | 0 | 651748.9942 | 0 | 443825 | 0 | 0 | 0 | 245556.2427 | 0 | 5972.3803 | 0 | 0 | 0 | 0 | 0 | 0 | 0 | 0 | 0 | 0 | 0 | 0 | 207923.9942 | 0 | 0 | 0 | 0 | 0 | 0 | 0 | 0 | 0 | 0 | 0 | 0 | 0
2016-02-02 13:00 | 0 | 0 | 0 | 0 | 208318.7883 | 77.969 | 453953 | 0 | 0 | 0 | 0 | 0 | 5972.3803 | 0 | 0 | 0 | 0 | 0 | 0 | 0 | 0 | 0 | 0 | 0 | 0 | -245556.2427 | 0 | 0 | 0 | 0 | 0 | 0 | 0 | 0 | 0 | 0 | 0 | 0 | 0
2016-02-02 14:00 | 0 | 0 | 0 | 0 | 585886.4893 | 116822.7533 | 457153 | 0 | 0 | 0 | 245556.2427 | 0 | 5972.3803 | 0 | 0 | 0 | 0 | 0 | 0 | 0 | 0 | 0 | 0 | 0 | 0 | 245556.2427 | 0 | 0 | 0 | 0 | 0 | 0 | 0 | 0 | 0 | 0 | 0 | 0 | 0
2016-02-02 15:00 | 0 | 0 | 0 | 0 | 198531.3356 | 506102.9071 | 459078 | 0 | 0 | 0 | 491112.4854 | 0 | 5972.3803 | 0 | 0 | 0 | 0 | 0 | 0 | 0 | 0 | 0 | 0 | 0 | 0 | 245556.2427 | 0 | 0 | 0 | 0 | 0 | 0 | 0 | 0 | 0 | 0 | 0 | 0 | 0
2016-02-02 16:00 | 0 | 0 | 0 | 0 | 100980.4418 | 601654.8009 | 457079 | 0 | 0 | 0 | 736668.7281 | 0 | 5972.3803 | 0 | 0 | 0 | 0 | 0 | 0 | 0 | 0 | 0 | 0 | 0 | 0 | 245556.2427 | 0 | 0 | 0 | 0 | 0 | 0 | 0 | 0 | 0 | 0 | 0 | 0 | 0
2016-02-02 17:00 | 0 | 0 | 0 | 0 | 0 | 606918.9425 | 450673 | 0 | 0 | 0 | 892914.6705 | 0 | 5972.3803 | 0 | 0 | 0 | 0 | 0 | 0 | 0 | 0 | 0 | 0 | 0 | 0 | 156245.9425 | 0 | 0 | 0 | 0 | 0 | 0 | 0 | 0 | 0 | 0 | 0 | 0 | 0
2016-02-02 18:00 | 0 | 0 | 0 | 0 | 104321.3719 | 590002.8708 | 448768 | 0 | 0 | 0 | 1138470.9132 | 0 | 5972.3803 | 0 | 0 | 0 | 0 | 0 | 0 | 0 | 0 | 0 | 0 | 0 | 0 | 245556.2427 | 0 | 0 | 0 | 0 | 0 | 0 | 0 | 0 | 0 | 0 | 0 | 0 | 0
2016-02-02 19:00 | 0 | 0 | 0 | 0 | 0 | 574738.8505 | 444618 | 0 | 0 | 0 | 1268591.7637 | 0 | 5972.3803 | 0 | 0 | 0 | 0 | 0 | 0 | 0 | 0 | 0 | 0 | 0 | 0 | 130120.8505 | 0 | 0 | 0 | 0 | 0 | 0 | 0 | 0 | 0 | 0 | 0 | 0 | 0
2016-02-02 20:00 | 0 | 0 | 0 | 0 | 111354.3935 | 575474.8492 | 441273 | 0 | 0 | 0 | 1514148.0064 | 0 | 5972.3803 | 0 | 0 | 0 | 0 | 0 | 0 | 0 | 0 | 0 | 0 | 0 | 0 | 245556.2427 | 0 | 0 | 0 | 0 | 0 | 0 | 0 | 0 | 0 | 0 | 0 | 0 | 0
2016-02-02 21:00 | 0 | 0 | 0 | 0 | 0 | 570078.9489 | 442635 | 0 | 0 | 0 | 1641378.656 | 0 | 6185.6796 | 0 | 0 | 0 | 0 | 0 | 0 | 0 | 0 | 0 | 0 | 0 | 0 | 127230.6496 | 0 | 213.2993 | 0 | 0 | 0 | 0 | 0 | 0 | 0 | 0 | 0 | 0 | 0
2016-02-02 22:00 | 0 | 0 | 0 | 0 | 0 | 507740.7314 | 452450 | 0 | 0 | 0 | 1702855.0669 | 0 | 0 | 0 | 0 | 0 | 0 | 0 | 0 | 0 | 0 | 0 | 0 | 0 | 0 | 61476.411 | 0 | 0 | 6185.6796 | 0 | 0 | 0 | 0 | 0 | 0 | 0 | 0 | 0 | 0
2016-02-02 23:00 | 0 | 0 | 0 | 0 | 0 | 305316.7011 | 466845 | 0 | 0 | 0 | 1541113.4688 | 0 | 213.2993 | 0 | 0 | 0 | 0 | 0 | 0 | 0 | 0 | 0 | 0 | 0 | 0 | -161741.5982 | 0 | 213.2993 | 0 | 0 | 0 | 0 | 0 | 0 | 0 | 0 | 0 | 0 | 0
2016-02-03 | 0 | 0 | 0 | 0 | 317401.7255 | 28317.578 | 475296 | 0 | 0 | 0 | 1411323.4729 | 0 | 426.5986 | 0 | 0 | 0 | 0 | 0 | 0 | 0 | 0 | 0 | 0 | 0 | 0 | -129789.9959 | 0 | 213.2993 | 0 | 0 | 0 | 0 | 0 | 0 | 0 | 0 | 0 | 0 | 0
2016-02-03 01:00 | 0 | 0 | 0 | 0 | 228511.7573 | 0 | 474068 | 0 | 0 | 0 | 1165767.2302 | 0 | 426.5986 | 0 | 0 | 0 | 0 | 0 | 0 | 0 | 0 | 0 | 0 | 0 | 0 | -245556.2427 | 0 | 0 | 0 | 0 | 0 | 0 | 0 | 0 | 0 | 0 | 0 | 0 | 0
2016-02-03 02:00 | 0 | 0 | 0 | 0 | 602522.6227 | 0 | 463570 | 0 | 0 | 0 | 1304506.5536 | 0 | 639.8979 | 0 | 0 | 0 | 0 | 0 | 0 | 0 | 0 | 0 | 0 | 0 | 0 | 138739.3234 | 0 | 213.2993 | 0 | 0 | 0 | 0 | 0 | 0 | 0 | 0 | 0 | 0 | 0
2016-02-03 03:00 | 0 | 0 | 0 | 0 | 198595.7573 | 0 | 444152 | 0 | 0 | 0 | 1058950.3109 | 0 | 639.8979 | 0 | 0 | 0 | 0 | 0 | 0 | 0 | 0 | 0 | 0 | 0 | 0 | -245556.2427 | 0 | 0 | 0 | 0 | 0 | 0 | 0 | 0 | 0 | 0 | 0 | 0 | 0
2016-02-03 04:00 | 0 | 0 | 0 | 0 | 589781.0604 | 0 | 420117 | 0 | 0 | 0 | 1228401.0721 | 0 | 853.1972 | 0 | 0 | 0 | 0 | 0 | 0 | 0 | 0 | 0 | 0 | 0 | 0 | 169450.7612 | 0 | 213.2993 | 0 | 0 | 0 | 0 | 0 | 0 | 0 | 0 | 0 | 0 | 0
2016-02-03 05:00 | 0 | 0 | 0 | 0 | 153983.7573 | 0 | 399540 | 0 | 0 | 0 | 982844.8294 | 0 | 853.1972 | 0 | 0 | 0 | 0 | 0 | 0 | 0 | 0 | 0 | 0 | 0 | 0 | -245556.2427 | 0 | 0 | 0 | 0 | 0 | 0 | 0 | 0 | 0 | 0 | 0 | 0 | 0
2016-02-03 06:00 | 0 | 0 | 0 | 0 | 139004.0566 | 0 | 384347 | 0 | 0 | 0 | 737288.5867 | 0 | 1066.4965 | 0 | 0 | 0 | 0 | 0 | 0 | 0 | 0 | 0 | 0 | 0 | 0 | -245556.2427 | 0 | 213.2993 | 0 | 0 | 0 | 0 | 0 | 0 | 0 | 0 | 0 | 0 | 0
2016-02-03 07:00 | 0 | 0 | 0 | 0 | 128574.7573 | 0 | 374131 | 0 | 0 | 0 | 491732.3441 | 0 | 1066.4965 | 0 | 0 | 0 | 0 | 0 | 0 | 0 | 0 | 0 | 0 | 0 | 0 | -245556.2427 | 0 | 0 | 0 | 0 | 0 | 0 | 0 | 0 | 0 | 0 | 0 | 0 | 0
2016-02-03 08:00 | 0 | 0 | 0 | 0 | 568398.384 | 0 | 369211 | 0 | 0 | 0 | 690706.4287 | 0 | 1279.7958 | 0 | 0 | 0 | 0 | 0 | 0 | 0 | 0 | 0 | 0 | 0 | 0 | 198974.0847 | 0 | 213.2993 | 0 | 0 | 0 | 0 | 0 | 0 | 0 | 0 | 0 | 0 | 0
2016-02-03 09:00 | 0 | 0 | 0 | 0 | 125658.7573 | 0 | 371215 | 0 | 0 | 0 | 445150.186 | 0 | 1279.7958 | 0 | 0 | 0 | 0 | 0 | 0 | 0 | 0 | 0 | 0 | 0 | 0 | -245556.2427 | 0 | 0 | 0 | 0 | 0 | 0 | 0 | 0 | 0 | 0 | 0 | 0 | 0
2016-02-03 10:00 | 0 | 0 | 0 | 0 | 542389.5254 | 0 | 383781 | 0 | 0 | 0 | 603545.4121 | 0 | 1493.0951 | 0 | 0 | 0 | 0 | 0 | 0 | 0 | 0 | 0 | 0 | 0 | 0 | 158395.2261 | 0 | 213.2993 | 0 | 0 | 0 | 0 | 0 | 0 | 0 | 0 | 0 | 0 | 0
2016-02-03 11:00 | 0 | 0 | 0 | 0 | 169698.7573 | 0 | 415255 | 0 | 0 | 0 | 357989.1694 | 0 | 1493.0951 | 0 | 0 | 0 | 0 | 0 | 0 | 0 | 0 | 0 | 0 | 0 | 0 | -245556.2427 | 0 | 0 | 0 | 0 | 0 | 0 | 0 | 0 | 0 | 0 | 0 | 0 | 0
2016-02-03 12:00 | 0 | 0 | 0 | 0 | 516457.1702 | 0 | 446694 | 0 | 0 | 0 | 427539.0404 | 0 | 1706.3944 | 0 | 0 | 0 | 0 | 0 | 0 | 0 | 0 | 0 | 0 | 0 | 0 | 69549.8709 | 0 | 213.2993 | 0 | 0 | 0 | 0 | 0 | 0 | 0 | 0 | 0 | 0 | 0
2016-02-03 13:00 | 0 | 0 | 0 | 0 | 214234.0125 | 96.7448 | 459887 | 0 | 0 | 0 | 181982.7977 | 0 | 1706.3944 | 0 | 0 | 0 | 0 | 0 | 0 | 0 | 0 | 0 | 0 | 0 | 0 | -245556.2427 | 0 | 0 | 0 | 0 | 0 | 0 | 0 | 0 | 0 | 0 | 0 | 0 | 0
2016-02-03 14:00 | 0 | 0 | 0 | 0 | 432240.8168 | 227484.7127 | 465986 | 0 | 0 | 0 | 375509.0279 | 0 | 1919.6937 | 0 | 0 | 0 | 0 | 0 | 0 | 0 | 0 | 0 | 0 | 0 | 0 | 193526.2302 | 0 | 213.2993 | 0 | 0 | 0 | 0 | 0 | 0 | 0 | 0 | 0 | 0 | 0
2016-02-03 15:00 | 0 | 0 | 0 | 0 | 95073.9407 | 620148.302 | 469666 | 0 | 0 | 0 | 621065.2706 | 0 | 1919.6937 | 0 | 0 | 0 | 0 | 0 | 0 | 0 | 0 | 0 | 0 | 0 | 0 | 245556.2427 | 0 | 0 | 0 | 0 | 0 | 0 | 0 | 0 | 0 | 0 | 0 | 0 | 0
2016-02-03 16:00 | 0 | 0 | 0 | 0 | 9875.7352 | 704027.5075 | 468347 | 0 | 0 | 0 | 866621.5133 | 0 | 1919.6937 | 0 | 0 | 0 | 0 | 0 | 0 | 0 | 0 | 0 | 0 | 0 | 0 | 245556.2427 | 0 | 0 | 0 | 0 | 0 | 0 | 0 | 0 | 0 | 0 | 0 | 0 | 0
2016-02-03 17:00 | 0 | 0 | 0 | 0 | 15825.7473 | 693032.4954 | 463302 | 0 | 0 | 0 | 1112177.756 | 0 | 1919.6937 | 0 | 0 | 0 | 0 | 0 | 0 | 0 | 0 | 0 | 0 | 0 | 0 | 245556.2427 | 0 | 0 | 0 | 0 | 0 | 0 | 0 | 0 | 0 | 0 | 0 | 0 | 0
2016-02-03 18:00 | 0 | 0 | 0 | 0 | 45515.4225 | 658572.8202 | 458532 | 0 | 0 | 0 | 1357733.9986 | 0 | 1919.6937 | 0 | 0 | 0 | 0 | 0 | 0 | 0 | 0 | 0 | 0 | 0 | 0 | 245556.2427 | 0 | 0 | 0 | 0 | 0 | 0 | 0 | 0 | 0 | 0 | 0 | 0 | 0
2016-02-03 19:00 | 0 | 0 | 0 | 0 | 0 | 638385.0657 | 453700 | 0 | 0 | 0 | 1542419.0643 | 0 | 1919.6937 | 0 | 0 | 0 | 0 | 0 | 0 | 0 | 0 | 0 | 0 | 0 | 0 | 184685.0657 | 0 | 0 | 0 | 0 | 0 | 0 | 0 | 0 | 0 | 0 | 0 | 0 | 0
2016-02-03 20:00 | 0 | 0 | 0 | 0 | 0 | 644484.0358 | 449532 | 0 | 0 | 0 | 1737371.1001 | 0 | 1919.6937 | 0 | 0 | 0 | 0 | 0 | 0 | 0 | 0 | 0 | 0 | 0 | 0 | 194952.0358 | 0 | 0 | 0 | 0 | 0 | 0 | 0 | 0 | 0 | 0 | 0 | 0 | 0
2016-02-03 21:00 | 0 | 0 | 0 | 0 | 39343.2207 | 656584.3212 | 450158 | 0 | 0 | 0 | 1982927.3428 | 0 | 2132.993 | 0 | 0 | 0 | 0 | 0 | 0 | 0 | 0 | 0 | 0 | 0 | 0 | 245556.2427 | 0 | 213.2993 | 0 | 0 | 0 | 0 | 0 | 0 | 0 | 0 | 0 | 0 | 0
2016-02-03 22:00 | 0 | 0 | 0 | 0 | 0 | 613681.8913 | 458219 | 0 | 0 | 0 | 2138390.2341 | 0 | 2132.993 | 0 | 0 | 0 | 0 | 0 | 0 | 0 | 0 | 0 | 0 | 0 | 0 | 155462.8913 | 0 | 0 | 0 | 0 | 0 | 0 | 0 | 0 | 0 | 0 | 0 | 0 | 0
2016-02-03 23:00 | 0 | 0 | 0 | 0 | 0 | 379025.9123 | 472065 | 0 | 0 | 0 | 2045351.1464 | 0 | 2132.993 | 0 | 0 | 0 | 0 | 0 | 0 | 0 | 0 | 0 | 0 | 0 | 0 | -93039.0877 | 0 | 0 | 0 | 0 | 0 | 0 | 0 | 0 | 0 | 0 | 0 | 0 | 0
2016-02-04 | 0 | 0 | 0 | 0 | 208354.8929 | 28416.8644 | 482328 | 0 | 0 | 0 | 1799794.9037 | 0 | 2132.993 | 0 | 0 | 0 | 0 | 0 | 0 | 0 | 0 | 0 | 0 | 0 | 0 | -245556.2427 | 0 | 0 | 0 | 0 | 0 | 0 | 0 | 0 | 0 | 0 | 0 | 0 | 0
2016-02-04 01:00 | 0 | 0 | 0 | 0 | 407041.2208 | 0 | 482856 | 0 | 0 | 0 | 1723766.8252 | 0 | 2346.2923 | 0 | 0 | 0 | 0 | 0 | 0 | 0 | 0 | 0 | 0 | 0 | 0 | -76028.0785 | 0 | 213.2993 | 0 | 0 | 0 | 0 | 0 | 0 | 0 | 0 | 0 | 0 | 0
2016-02-04 02:00 | 0 | 0 | 0 | 0 | 228810.7573 | 0 | 474367 | 0 | 0 | 0 | 1478210.5825 | 0 | 2346.2923 | 0 | 0 | 0 | 0 | 0 | 0 | 0 | 0 | 0 | 0 | 0 | 0 | -245556.2427 | 0 | 0 | 0 | 0 | 0 | 0 | 0 | 0 | 0 | 0 | 0 | 0 | 0
2016-02-04 03:00 | 0 | 0 | 0 | 0 | 418218.3458 | 0 | 456290 | 0 | 0 | 0 | 1439925.629 | 0 | 2559.5916 | 0 | 0 | 0 | 0 | 0 | 0 | 0 | 0 | 0 | 0 | 0 | 0 | -38284.9535 | 0 | 213.2993 | 0 | 0 | 0 | 0 | 0 | 0 | 0 | 0 | 0 | 0 | 0
2016-02-04 04:00 | 0 | 0 | 0 | 0 | 414910.818 | 0 | 432825 | 0 | 0 | 0 | 1422011.447 | 0 | 2559.5916 | 0 | 0 | 0 | 0 | 0 | 0 | 0 | 0 | 0 | 0 | 0 | 0 | -17914.182 | 0 | 0 | 0 | 0 | 0 | 0 | 0 | 0 | 0 | 0 | 0 | 0 | 0
2016-02-04 05:00 | 0 | 0 | 0 | 0 | 167338.0566 | 0 | 412681 | 0 | 0 | 0 | 1176455.2044 | 0 | 2772.8909 | 0 | 0 | 0 | 0 | 0 | 0 | 0 | 0 | 0 | 0 | 0 | 0 | -245556.2427 | 0 | 213.2993 | 0 | 0 | 0 | 0 | 0 | 0 | 0 | 0 | 0 | 0 | 0
2016-02-04 06:00 | 0 | 0 | 0 | 0 | 410663.5092 | 0 | 398724 | 0 | 0 | 0 | 1188394.7135 | 0 | 2772.8909 | 0 | 0 | 0 | 0 | 0 | 0 | 0 | 0 | 0 | 0 | 0 | 0 | 11939.5092 | 0 | 0 | 0 | 0 | 0 | 0 | 0 | 0 | 0 | 0 | 0 | 0 | 0
2016-02-04 07:00 | 0 | 0 | 0 | 0 | 407621.2466 | 0 | 390171 | 0 | 0 | 0 | 1205631.6608 | 0 | 2986.1902 | 0 | 0 | 0 | 0 | 0 | 0 | 0 | 0 | 0 | 0 | 0 | 0 | 17236.9473 | 0 | 213.2993 | 0 | 0 | 0 | 0 | 0 | 0 | 0 | 0 | 0 | 0 | 0
2016-02-04 08:00 | 0 | 0 | 0 | 0 | 140882.7573 | 0 | 386439 | 0 | 0 | 0 | 960075.4181 | 0 | 2986.1902 | 0 | 0 | 0 | 0 | 0 | 0 | 0 | 0 | 0 | 0 | 0 | 0 | -245556.2427 | 0 | 0 | 0 | 0 | 0 | 0 | 0 | 0 | 0 | 0 | 0 | 0 | 0
2016-02-04 09:00 | 0 | 0 | 0 | 0 | 393151.0288 | 0 | 389595 | 0 | 0 | 0 | 963418.1477 | 0 | 3199.4894 | 0 | 0 | 0 | 0 | 0 | 0 | 0 | 0 | 0 | 0 | 0 | 0 | 3342.7295 | 0 | 213.2993 | 0 | 0 | 0 | 0 | 0 | 0 | 0 | 0 | 0 | 0 | 0
2016-02-04 10:00 | 0 | 0 | 0 | 0 | 379950.5864 | 0 | 404973 | 0 | 0 | 0 | 938395.734 | 0 | 3199.4894 | 0 | 0 | 0 | 0 | 0 | 0 | 0 | 0 | 0 | 0 | 0 | 0 | -25022.4136 | 0 | 0 | 0 | 0 | 0 | 0 | 0 | 0 | 0 | 0 | 0 | 0 | 0
2016-02-04 11:00 | 0 | 0 | 0 | 0 | 373352.1587 | 0 | 438227 | 0 | 0 | 0 | 873307.5934 | 0 | 3412.7887 | 0 | 0 | 0 | 0 | 0 | 0 | 0 | 0 | 0 | 0 | 0 | 0 | -65088.1406 | 0 | 213.2993 | 0 | 0 | 0 | 0 | 0 | 0 | 0 | 0 | 0 | 0 | 0
2016-02-04 12:00 | 0 | 0 | 0 | 0 | 226642.7573 | 0 | 472199 | 0 | 0 | 0 | 627751.3508 | 0 | 3412.7887 | 0 | 0 | 0 | 0 | 0 | 0 | 0 | 0 | 0 | 0 | 0 | 0 | -245556.2427 | 0 | 0 | 0 | 0 | 0 | 0 | 0 | 0 | 0 | 0 | 0 | 0 | 0
2016-02-04 13:00 | 0 | 0 | 0 | 0 | 375843.9695 | 107.0142 | 484949 | 0 | 0 | 0 | 518540.0351 | 0 | 3626.088 | 0 | 0 | 0 | 0 | 0 | 0 | 0 | 0 | 0 | 0 | 0 | 0 | -109211.3156 | 0 | 213.2993 | 0 | 0 | 0 | 0 | 0 | 0 | 0 | 0 | 0 | 0 | 0
2016-02-04 14:00 | 0 | 0 | 0 | 0 | 313959.5647 | 142307.4646 | 487328 | 0 | 0 | 0 | 487479.0645 | 0 | 3626.088 | 0 | 0 | 0 | 0 | 0 | 0 | 0 | 0 | 0 | 0 | 0 | 0 | -31060.9706 | 0 | 0 | 0 | 0 | 0 | 0 | 0 | 0 | 0 | 0 | 0 | 0 | 0
2016-02-04 15:00 | 0 | 0 | 0 | 0 | 198732.9787 | 532604.264 | 485781 | 0 | 0 | 0 | 733035.3072 | 0 | 3626.088 | 0 | 0 | 0 | 0 | 0 | 0 | 0 | 0 | 0 | 0 | 0 | 0 | 245556.2427 | 0 | 0 | 0 | 0 | 0 | 0 | 0 | 0 | 0 | 0 | 0 | 0 | 0
2016-02-04 16:00 | 0 | 0 | 0 | 0 | 111202.992 | 613946.2506 | 479593 | 0 | 0 | 0 | 978591.5498 | 0 | 3626.088 | 0 | 0 | 0 | 0 | 0 | 0 | 0 | 0 | 0 | 0 | 0 | 0 | 245556.2427 | 0 | 0 | 0 | 0 | 0 | 0 | 0 | 0 | 0 | 0 | 0 | 0 | 0
2016-02-04 17:00 | 0 | 0 | 0 | 0 | 91767.6123 | 624755.6303 | 470967 | 0 | 0 | 0 | 1224147.7925 | 0 | 3626.088 | 0 | 0 | 0 | 0 | 0 | 0 | 0 | 0 | 0 | 0 | 0 | 0 | 245556.2427 | 0 | 0 | 0 | 0 | 0 | 0 | 0 | 0 | 0 | 0 | 0 | 0 | 0
2016-02-04 18:00 | 0 | 0 | 0 | 0 | 0 | 603256.79 | 462918 | 0 | 0 | 0 | 1364486.5826 | 0 | 3626.088 | 0 | 0 | 0 | 0 | 0 | 0 | 0 | 0 | 0 | 0 | 0 | 0 | 140338.79 | 0 | 0 | 0 | 0 | 0 | 0 | 0 | 0 | 0 | 0 | 0 | 0 | 0
2016-02-04 19:00 | 0 | 0 | 0 | 0 | 0 | 586744.2203 | 456299 | 0 | 0 | 0 | 1494931.8028 | 0 | 3626.088 | 0 | 0 | 0 | 0 | 0 | 0 | 0 | 0 | 0 | 0 | 0 | 0 | 130445.2203 | 0 | 0 | 0 | 0 | 0 | 0 | 0 | 0 | 0 | 0 | 0 | 0 | 0
2016-02-04 20:00 | 0 | 0 | 0 | 0 | 112174.3651 | 584741.8776 | 451360 | 0 | 0 | 0 | 1740488.0455 | 0 | 3626.088 | 0 | 0 | 0 | 0 | 0 | 0 | 0 | 0 | 0 | 0 | 0 | 0 | 245556.2427 | 0 | 0 | 0 | 0 | 0 | 0 | 0 | 0 | 0 | 0 | 0 | 0 | 0
2016-02-04 21:00 | 0 | 0 | 0 | 0 | 0 | 584156.6348 | 451716 | 0 | 0 | 0 | 1872928.6803 | 0 | 3626.088 | 0 | 0 | 0 | 0 | 0 | 0 | 0 | 0 | 0 | 0 | 0 | 0 | 132440.6348 | 0 | 0 | 0 | 0 | 0 | 0 | 0 | 0 | 0 | 0 | 0 | 0 | 0
2016-02-04 22:00 | 0 | 0 | 0 | 0 | 0 | 525321.4942 | 461495 | 0 | 0 | 0 | 1936755.1745 | 0 | 3626.088 | 0 | 0 | 0 | 0 | 0 | 0 | 0 | 0 | 0 | 0 | 0 | 0 | 63826.4942 | 0 | 0 | 0 | 0 | 0 | 0 | 0 | 0 | 0 | 0 | 0 | 0 | 0
2016-02-04 23:00 | 0 | 0 | 0 | 0 | 0 | 328779.9619 | 477809 | 0 | 0 | 0 | 1787726.1364 | 0 | 3626.088 | 0 | 0 | 0 | 0 | 0 | 0 | 0 | 0 | 0 | 0 | 0 | 0 | -149029.0381 | 0 | 0 | 0 | 0 | 0 | 0 | 0 | 0 | 0 | 0 | 0 | 0 | 0
2016-02-05 | 0 | 0 | 0 | 0 | 256376.1668 | 29003.0174 | 491436 | 0 | 0 | 0 | 1581456.0213 | 0 | 3839.3873 | 0 | 0 | 0 | 0 | 0 | 0 | 0 | 0 | 0 | 0 | 0 | 0 | -206270.1152 | 0 | 213.2993 | 0 | 0 | 0 | 0 | 0 | 0 | 0 | 0 | 0 | 0 | 0
2016-02-05 01:00 | 0 | 0 | 0 | 0 | 249528.7573 | 0 | 495085 | 0 | 0 | 0 | 1335899.7786 | 0 | 3839.3873 | 0 | 0 | 0 | 0 | 0 | 0 | 0 | 0 | 0 | 0 | 0 | 0 | -245556.2427 | 0 | 0 | 0 | 0 | 0 | 0 | 0 | 0 | 0 | 0 | 0 | 0 | 0
2016-02-05 02:00 | 0 | 0 | 0 | 0 | 243647.0566 | 0 | 488990 | 0 | 0 | 0 | 1090343.5359 | 0 | 4052.6866 | 0 | 0 | 0 | 0 | 0 | 0 | 0 | 0 | 0 | 0 | 0 | 0 | -245556.2427 | 0 | 213.2993 | 0 | 0 | 0 | 0 | 0 | 0 | 0 | 0 | 0 | 0 | 0
2016-02-05 03:00 | 0 | 0 | 0 | 0 | 227486.7573 | 0 | 473043 | 0 | 0 | 0 | 844787.2932 | 0 | 4052.6866 | 0 | 0 | 0 | 0 | 0 | 0 | 0 | 0 | 0 | 0 | 0 | 0 | -245556.2427 | 0 | 0 | 0 | 0 | 0 | 0 | 0 | 0 | 0 | 0 | 0 | 0 | 0
2016-02-05 04:00 | 0 | 0 | 0 | 0 | 454359.5569 | 0 | 452119 | 0 | 0 | 0 | 846814.5508 | 0 | 4265.9859 | 0 | 0 | 0 | 0 | 0 | 0 | 0 | 0 | 0 | 0 | 0 | 0 | 2027.2576 | 0 | 213.2993 | 0 | 0 | 0 | 0 | 0 | 0 | 0 | 0 | 0 | 0 | 0
2016-02-05 05:00 | 0 | 0 | 0 | 0 | 474617.8704 | 0 | 433235 | 0 | 0 | 0 | 888197.4212 | 0 | 4265.9859 | 0 | 0 | 0 | 0 | 0 | 0 | 0 | 0 | 0 | 0 | 0 | 0 | 41382.8704 | 0 | 0 | 0 | 0 | 0 | 0 | 0 | 0 | 0 | 0 | 0 | 0 | 0
2016-02-05 06:00 | 0 | 0 | 0 | 0 | 176471.0566 | 0 | 421814 | 0 | 0 | 0 | 642641.1785 | 0 | 4479.2852 | 0 | 0 | 0 | 0 | 0 | 0 | 0 | 0 | 0 | 0 | 0 | 0 | -245556.2427 | 0 | 213.2993 | 0 | 0 | 0 | 0 | 0 | 0 | 0 | 0 | 0 | 0 | 0
2016-02-05 07:00 | 0 | 0 | 0 | 0 | 467008.6249 | 0 | 416139 | 0 | 0 | 0 | 693510.8034 | 0 | 4479.2852 | 0 | 0 | 0 | 0 | 0 | 0 | 0 | 0 | 0 | 0 | 0 | 0 | 50869.6249 | 0 | 0 | 0 | 0 | 0 | 0 | 0 | 0 | 0 | 0 | 0 | 0 | 0
2016-02-05 08:00 | 0 | 0 | 0 | 0 | 455203.3472 | 0 | 414463 | 0 | 0 | 0 | 734037.8513 | 0 | 4692.5845 | 0 | 0 | 0 | 0 | 0 | 0 | 0 | 0 | 0 | 0 | 0 | 0 | 40527.0479 | 0 | 213.2993 | 0 | 0 | 0 | 0 | 0 | 0 | 0 | 0 | 0 | 0 | 0
2016-02-05 09:00 | 0 | 0 | 0 | 0 | 172980.7573 | 0 | 418537 | 0 | 0 | 0 | 488481.6086 | 0 | 4692.5845 | 0 | 0 | 0 | 0 | 0 | 0 | 0 | 0 | 0 | 0 | 0 | 0 | -245556.2427 | 0 | 0 | 0 | 0 | 0 | 0 | 0 | 0 | 0 | 0 | 0 | 0 | 0
2016-02-05 10:00 | 0 | 0 | 0 | 0 | 432545.6236 | 0 | 435319 | 0 | 0 | 0 | 485494.9329 | 0 | 4905.8838 | 0 | 0 | 0 | 0 | 0 | 0 | 0 | 0 | 0 | 0 | 0 | 0 | -2986.6757 | 0 | 213.2993 | 0 | 0 | 0 | 0 | 0 | 0 | 0 | 0 | 0 | 0 | 0
2016-02-05 11:00 | 0 | 0 | 0 | 0 | 428820.0305 | 0 | 470378 | 0 | 0 | 0 | 443936.9634 | 0 | 4905.8838 | 0 | 0 | 0 | 0 | 0 | 0 | 0 | 0 | 0 | 0 | 0 | 0 | -41557.9695 | 0 | 0 | 0 | 0 | 0 | 0 | 0 | 0 | 0 | 0 | 0 | 0 | 0
2016-02-05 12:00 | 0 | 0 | 0 | 0 | 258489.0566 | 0 | 503832 | 0 | 0 | 0 | 198380.7207 | 0 | 5119.1831 | 0 | 0 | 0 | 0 | 0 | 0 | 0 | 0 | 0 | 0 | 0 | 0 | -245556.2427 | 0 | 213.2993 | 0 | 0 | 0 | 0 | 0 | 0 | 0 | 0 | 0 | 0 | 0
2016-02-05 13:00 | 0 | 0 | 0 | 0 | 430124.182 | 124.1298 | 514139 | 0 | 0 | 0 | 114490.0325 | 0 | 5119.1831 | 0 | 0 | 0 | 0 | 0 | 0 | 0 | 0 | 0 | 0 | 0 | 0 | -83890.6882 | 0 | 0 | 0 | 0 | 0 | 0 | 0 | 0 | 0 | 0 | 0 | 0 | 0
2016-02-05 14:00 | 0 | 0 | 0 | 0 | 351431.4784 | 127354.1286 | 511370 | 0 | 0 | 0 | 81692.3402 | 0 | 5332.4824 | 0 | 0 | 0 | 0 | 0 | 0 | 0 | 0 | 0 | 0 | 0 | 0 | -32797.6923 | 0 | 213.2993 | 0 | 0 | 0 | 0 | 0 | 0 | 0 | 0 | 0 | 0 | 0
2016-02-05 15:00 | 0 | 0 | 0 | 0 | 155392.3912 | 593887.8515 | 503724 | 0 | 0 | 0 | 327248.5829 | 0 | 5332.4824 | 0 | 0 | 0 | 0 | 0 | 0 | 0 | 0 | 0 | 0 | 0 | 0 | 245556.2427 | 0 | 0 | 0 | 0 | 0 | 0 | 0 | 0 | 0 | 0 | 0 | 0 | 0
2016-02-05 16:00 | 0 | 0 | 0 | 0 | 38945.1552 | 697232.0874 | 490621 | 0 | 0 | 0 | 572804.8256 | 0 | 5332.4824 | 0 | 0 | 0 | 0 | 0 | 0 | 0 | 0 | 0 | 0 | 0 | 0 | 245556.2427 | 0 | 0 | 0 | 0 | 0 | 0 | 0 | 0 | 0 | 0 | 0 | 0 | 0
2016-02-05 17:00 | 0 | 0 | 0 | 0 | 0 | 700378.8243 | 475355 | 0 | 0 | 0 | 797828.6498 | 0 | 5332.4824 | 0 | 0 | 0 | 0 | 0 | 0 | 0 | 0 | 0 | 0 | 0 | 0 | 225023.8243 | 0 | 0 | 0 | 0 | 0 | 0 | 0 | 0 | 0 | 0 | 0 | 0 | 0
2016-02-05 18:00 | 0 | 0 | 0 | 0 | 0 | 667570.9613 | 462022 | 0 | 0 | 0 | 1003164.3119 | 0 | 5545.7817 | 0 | 0 | 0 | 0 | 0 | 0 | 0 | 0 | 0 | 0 | 0 | 0 | 205335.662 | 0 | 213.2993 | 0 | 0 | 0 | 0 | 0 | 0 | 0 | 0 | 0 | 0 | 0
2016-02-05 19:00 | 0 | 0 | 0 | 0 | 47249.5825 | 650178.6602 | 451872 | 0 | 0 | 0 | 1248720.5546 | 0 | 5545.7817 | 0 | 0 | 0 | 0 | 0 | 0 | 0 | 0 | 0 | 0 | 0 | 0 | 245556.2427 | 0 | 0 | 0 | 0 | 0 | 0 | 0 | 0 | 0 | 0 | 0 | 0 | 0
2016-02-05 20:00 | 0 | 0 | 0 | 0 | 28764.818 | 660689.724 | 443685 | 0 | 0 | 0 | 1494276.7973 | 0 | 5759.081 | 0 | 0 | 0 | 0 | 0 | 0 | 0 | 0 | 0 | 0 | 0 | 0 | 245556.2427 | 0 | 213.2993 | 0 | 0 | 0 | 0 | 0 | 0 | 0 | 0 | 0 | 0 | 0
2016-02-05 21:00 | 0 | 0 | 0 | 0 | 6450.1199 | 681450.1228 | 442344 | 0 | 0 | 0 | 1739833.0399 | 0 | 5759.081 | 0 | 0 | 0 | 0 | 0 | 0 | 0 | 0 | 0 | 0 | 0 | 0 | 245556.2427 | 0 | 0 | 0 | 0 | 0 | 0 | 0 | 0 | 0 | 0 | 0 | 0 | 0
2016-02-05 22:00 | 0 | 0 | 0 | 0 | 0 | 643220.1505 | 452742 | 0 | 0 | 0 | 1930311.1904 | 0 | 5759.081 | 0 | 0 | 0 | 0 | 0 | 0 | 0 | 0 | 0 | 0 | 0 | 0 | 190478.1505 | 0 | 0 | 0 | 0 | 0 | 0 | 0 | 0 | 0 | 0 | 0 | 0 | 0
2016-02-05 23:00 | 0 | 0 | 0 | 0 | 0 | 353714.2408 | 471656 | 0 | 0 | 0 | 1812369.4312 | 0 | 5759.081 | 0 | 0 | 0 | 0 | 0 | 0 | 0 | 0 | 0 | 0 | 0 | 0 | -117941.7592 | 0 | 0 | 0 | 0 | 0 | 0 | 0 | 0 | 0 | 0 | 0 | 0 | 0
2016-02-06 | 0 | 0 | 0 | 0 | 204532.955 | 33541.1016 | 483417 | 0 | 0 | 0 | 1566813.1885 | 0 | 5972.3803 | 0 | 0 | 0 | 0 | 0 | 0 | 0 | 0 | 0 | 0 | 0 | 0 | -245556.2427 | 0 | 213.2993 | 0 | 0 | 0 | 0 | 0 | 0 | 0 | 0 | 0 | 0 | 0
2016-02-06 01:00 | 0 | 0 | 0 | 0 | 240943.7573 | 0 | 486500 | 0 | 0 | 0 | 1321256.9458 | 0 | 5972.3803 | 0 | 0 | 0 | 0 | 0 | 0 | 0 | 0 | 0 | 0 | 0 | 0 | -245556.2427 | 0 | 0 | 0 | 0 | 0 | 0 | 0 | 0 | 0 | 0 | 0 | 0 | 0
2016-02-06 02:00 | 0 | 0 | 0 | 0 | 529749.6303 | 0 | 483385 | 0 | 0 | 0 | 1367408.2769 | 0 | 6185.6796 | 0 | 0 | 0 | 0 | 0 | 0 | 0 | 0 | 0 | 0 | 0 | 0 | 46151.331 | 0 | 213.2993 | 0 | 0 | 0 | 0 | 0 | 0 | 0 | 0 | 0 | 0 | 0
2016-02-06 03:00 | 0 | 0 | 0 | 0 | 226903.7573 | 0 | 472460 | 0 | 0 | 0 | 1121852.0342 | 0 | 6185.6796 | 0 | 0 | 0 | 0 | 0 | 0 | 0 | 0 | 0 | 0 | 0 | 0 | -245556.2427 | 0 | 0 | 0 | 0 | 0 | 0 | 0 | 0 | 0 | 0 | 0 | 0 | 0
2016-02-06 04:00 | 0 | 0 | 0 | 0 | 208846.0566 | 0 | 454189 | 0 | 0 | 0 | 876295.7915 | 0 | 6398.9789 | 0 | 0 | 0 | 0 | 0 | 0 | 0 | 0 | 0 | 0 | 0 | 0 | -245556.2427 | 0 | 213.2993 | 0 | 0 | 0 | 0 | 0 | 0 | 0 | 0 | 0 | 0 | 0
2016-02-06 05:00 | 0 | 0 | 0 | 0 | 193126.7573 | 0 | 438683 | 0 | 0 | 0 | 630739.5488 | 0 | 6398.9789 | 0 | 0 | 0 | 0 | 0 | 0 | 0 | 0 | 0 | 0 | 0 | 0 | -245556.2427 | 0 | 0 | 0 | 0 | 0 | 0 | 0 | 0 | 0 | 0 | 0 | 0 | 0
2016-02-06 06:00 | 0 | 0 | 0 | 0 | 644307.2636 | 0 | 427364 | 0 | 0 | 0 | 847469.5131 | 0 | 6612.2782 | 0 | 0 | 0 | 0 | 0 | 0 | 0 | 0 | 0 | 0 | 0 | 0 | 216729.9643 | 0 | 213.2993 | 0 | 0 | 0 | 0 | 0 | 0 | 0 | 0 | 0 | 0 | 0
2016-02-06 07:00 | 0 | 0 | 0 | 0 | 174550.7573 | 0 | 420107 | 0 | 0 | 0 | 601913.2704 | 0 | 6612.2782 | 0 | 0 | 0 | 0 | 0 | 0 | 0 | 0 | 0 | 0 | 0 | 0 | -245556.2427 | 0 | 0 | 0 | 0 | 0 | 0 | 0 | 0 | 0 | 0 | 0 | 0 | 0
2016-02-06 08:00 | 0 | 0 | 0 | 0 | 650577.6526 | 0 | 416611 | 0 | 0 | 0 | 835666.6237 | 0 | 6825.5775 | 0 | 0 | 0 | 0 | 0 | 0 | 0 | 0 | 0 | 0 | 0 | 0 | 233753.3533 | 0 | 213.2993 | 0 | 0 | 0 | 0 | 0 | 0 | 0 | 0 | 0 | 0 | 0
2016-02-06 09:00 | 0 | 0 | 0 | 0 | 172023.7573 | 0 | 417580 | 0 | 0 | 0 | 590110.381 | 0 | 6825.5775 | 0 | 0 | 0 | 0 | 0 | 0 | 0 | 0 | 0 | 0 | 0 | 0 | -245556.2427 | 0 | 0 | 0 | 0 | 0 | 0 | 0 | 0 | 0 | 0 | 0 | 0 | 0
2016-02-06 10:00 | 0 | 0 | 0 | 0 | 178978.0566 | 0 | 424321 | 0 | 0 | 0 | 344554.1383 | 0 | 7038.8768 | 0 | 0 | 0 | 0 | 0 | 0 | 0 | 0 | 0 | 0 | 0 | 0 | -245556.2427 | 0 | 213.2993 | 0 | 0 | 0 | 0 | 0 | 0 | 0 | 0 | 0 | 0 | 0
2016-02-06 11:00 | 0 | 0 | 0 | 0 | 192954.7573 | 0 | 438511 | 0 | 0 | 0 | 98997.8956 | 0 | 7038.8768 | 0 | 0 | 0 | 0 | 0 | 0 | 0 | 0 | 0 | 0 | 0 | 0 | -245556.2427 | 0 | 0 | 0 | 0 | 0 | 0 | 0 | 0 | 0 | 0 | 0 | 0 | 0
2016-02-06 12:00 | 0 | 0 | 0 | 0 | 602282.6464 | 0 | 455511 | 0 | 0 | 0 | 245556.2427 | 0 | 7252.1761 | 0 | 0 | 0 | 0 | 0 | 0 | 0 | 0 | 0 | 0 | 0 | 0 | 146558.3471 | 0 | 213.2993 | 0 | 0 | 0 | 0 | 0 | 0 | 0 | 0 | 0 | 0 | 0
2016-02-06 13:00 | 0 | 0 | 0 | 0 | 222514.5346 | 141.2227 | 468212 | 0 | 0 | 0 | 0 | 0 | 7252.1761 | 0 | 0 | 0 | 0 | 0 | 0 | 0 | 0 | 0 | 0 | 0 | 0 | -245556.2427 | 0 | 0 | 0 | 0 | 0 | 0 | 0 | 0 | 0 | 0 | 0 | 0 | 0
2016-02-06 14:00 | 0 | 0 | 0 | 0 | 451776.1144 | 163391.7569 | 470531 | 0 | 0 | 0 | 144423.572 | 0 | 7465.4754 | 0 | 0 | 0 | 0 | 0 | 0 | 0 | 0 | 0 | 0 | 0 | 0 | 144423.572 | 0 | 213.2993 | 0 | 0 | 0 | 0 | 0 | 0 | 0 | 0 | 0 | 0 | 0
2016-02-06 15:00 | 0 | 0 | 0 | 0 | 59856.3846 | 650217.8581 | 464518 | 0 | 0 | 0 | 389979.8147 | 0 | 7465.4754 | 0 | 0 | 0 | 0 | 0 | 0 | 0 | 0 | 0 | 0 | 0 | 0 | 245556.2427 | 0 | 0 | 0 | 0 | 0 | 0 | 0 | 0 | 0 | 0 | 0 | 0 | 0
2016-02-06 16:00 | 0 | 0 | 0 | 0 | 0 | 722105.3677 | 453862 | 0 | 0 | 0 | 635536.0574 | 0 | 7678.7747 | 7621.5577 | 0 | 0 | 0 | 0 | 0 | 0 | 11881.8144 | 0 | 0 | 0 | 0 | 245556.2427 | 0 | 213.2993 | 0 | 7621.5577 | 0 | 0 | 0 | 0 | 0 | 0 | 14852.2679 | 0 | 0
2016-02-06 17:00 | 0 | 0 | 0 | 0 | 0 | 706102.5185 | 441481 | 0 | 0 | 0 | 881092.3001 | 0 | 7892.074 | 7621.5577 | 0 | 0 | 0 | 0 | 0 | 0 | 26963.348 | 0 | 0 | 0 | 0 | 245556.2427 | 0 | 213.2993 | 0 | 0 | 0 | 0 | 0 | 0 | 0 | 0 | 18851.9765 | 0 | 0
2016-02-06 18:00 | 0 | 0 | 0 | 0 | 0 | 674517.3725 | 429388 | 0 | 0 | 0 | 1126648.5428 | 0 | 8105.3733 | 6981.3882 | 0 | 0 | 0 | 0 | 0 | 0 | 26963.2402 | 0 | 0 | 0 | 0 | 245556.2427 | 0 | 213.2993 | 0 | -640.1695 | 0 | 0 | 0 | 0 | 0 | 0 | 0 | 0 | 0
2016-02-06 19:00 | 0 | 0 | 0 | 0 | 0 | 659415.1917 | 419274 | 0 | 0 | 0 | 1372204.7855 | 0 | 8318.6726 | 1353.038 | 0 | 0 | 0 | 0 | 0 | 0 | 26963.1323 | 0 | 0 | 0 | 0 | 245556.2427 | 0 | 213.2993 | 0 | -5628.3502 | 0 | 0 | 0 | 0 | 0 | 0 | 0 | 0 | 0
2016-02-06 20:00 | 0 | 0 | 0 | 0 | 0 | 672001.0076 | 413456 | 0 | 0 | 0 | 1617761.0281 | 0 | 8531.9719 | 0 | 0 | 0 | 0 | 0 | 0 | 0 | 38265.8274 | 0 | 0 | 0 | 0 | 245556.2427 | 0 | 213.2993 | 0 | -1353.038 | 0 | 0 | 0 | 0 | 0 | 0 | 14128.5036 | 0 | 0
2016-02-06 21:00 | 0 | 0 | 0 | 0 | 0 | 689118.1168 | 413630 | 0 | 0 | 0 | 1863317.2708 | 0 | 8745.2712 | 7621.5577 | 0 | 0 | 0 | 0 | 0 | 0 | 55943.2879 | 0 | 0 | 0 | 0 | 245556.2427 | 0 | 213.2993 | 0 | 7621.5577 | 0 | 0 | 0 | 0 | 0 | 0 | 22097.017 | 0 | 0
2016-02-06 22:00 | 0 | 0 | 0 | 0 | 0 | 635997.9959 | 423228 | 0 | 0 | 0 | 2083708.8245 | 0 | 8745.2712 | 0 | 0 | 0 | 0 | 0 | 0 | 0 | 55943.0642 | 0 | 0 | 0 | 0 | 220391.5536 | 0 | 0 | 0 | -7621.5577 | 0 | 0 | 0 | 0 | 0 | 0 | 0 | 0 | 0
2016-02-06 23:00 | 0 | 0 | 0 | 0 | 0 | 371131.4505 | 441840 | 0 | 0 | 0 | 2012786.9757 | 0 | 8958.5705 | 0 | 0 | 0 | 0 | 0 | 0 | 0 | 55942.8404 | 0 | 0 | 0 | 0 | -70921.8488 | 0 | 213.2993 | 0 | 0 | 0 | 0 | 0 | 0 | 0 | 0 | 0 | 0 | 0
2016-02-07 | 0 | 0 | 0 | 0 | 177197.0507 | 31742.7066 | 454496 | 0 | 0 | 0 | 1767230.733 | 0 | 8958.5705 | 0 | 0 | 0 | 0 | 0 | 0 | 0 | 55942.6166 | 0 | 0 | 0 | 0 | -245556.2427 | 0 | 0 | 0 | 0 | 0 | 0 | 0 | 0 | 0 | 0 | 0 | 0 | 0
2016-02-07 01:00 | 0 | 0 | 0 | 0 | 213541.0566 | 0 | 458884 | 0 | 0 | 0 | 1521674.4903 | 0 | 9171.8697 | 0 | 0 | 0 | 0 | 0 | 0 | 0 | 55942.3928 | 0 | 0 | 0 | 0 | -245556.2427 | 0 | 213.2993 | 0 | 0 | 0 | 0 | 0 | 0 | 0 | 0 | 0 | 0 | 0
2016-02-07 02:00 | 0 | 0 | 0 | 0 | 210892.7573 | 0 | 456449 | 0 | 0 | 0 | 1276118.2476 | 0 | 9171.8697 | 0 | 0 | 0 | 0 | 0 | 0 | 0 | 55942.1691 | 0 | 0 | 0 | 0 | -245556.2427 | 0 | 0 | 0 | 0 | 0 | 0 | 0 | 0 | 0 | 0 | 0 | 0 | 0
2016-02-07 03:00 | 0 | 0 | 0 | 0 | 202910.0566 | 0 | 448253 | 0 | 0 | 0 | 1030562.005 | 0 | 9385.169 | 0 | 0 | 0 | 0 | 0 | 0 | 0 | 55941.9453 | 0 | 0 | 0 | 0 | -245556.2427 | 0 | 213.2993 | 0 | 0 | 0 | 0 | 0 | 0 | 0 | 0 | 0 | 0 | 0
2016-02-07 04:00 | 0 | 0 | 0 | 0 | 632116.2085 | 0 | 434897 | 0 | 0 | 0 | 1227781.2134 | 0 | 9385.169 | 0 | 0 | 0 | 0 | 0 | 0 | 0 | 55941.7215 | 0 | 0 | 0 | 0 | 197219.2085 | 0 | 0 | 0 | 0 | 0 | 0 | 0 | 0 | 0 | 0 | 0 | 0 | 0
2016-02-07 05:00 | 0 | 0 | 0 | 0 | 176436.0566 | 0 | 421779 | 0 | 0 | 0 | 982224.9707 | 0 | 9598.4683 | 0 | 0 | 0 | 0 | 0 | 0 | 0 | 55941.4978 | 0 | 0 | 0 | 0 | -245556.2427 | 0 | 213.2993 | 0 | 0 | 0 | 0 | 0 | 0 | 0 | 0 | 0 | 0 | 0
2016-02-07 06:00 | 0 | 0 | 0 | 0 | 166566.7573 | 0 | 412123 | 0 | 0 | 0 | 736668.7281 | 0 | 9598.4683 | 0 | 0 | 0 | 0 | 0 | 0 | 0 | 55941.274 | 0 | 0 | 0 | 0 | -245556.2427 | 0 | 0 | 0 | 0 | 0 | 0 | 0 | 0 | 0 | 0 | 0 | 0 | 0
2016-02-07 07:00 | 0 | 0 | 0 | 0 | 161189.0566 | 0 | 406532 | 0 | 0 | 0 | 491112.4854 | 0 | 9811.7676 | 0 | 0 | 0 | 0 | 0 | 0 | 0 | 55941.0502 | 0 | 0 | 0 | 0 | -245556.2427 | 0 | 213.2993 | 0 | 0 | 0 | 0 | 0 | 0 | 0 | 0 | 0 | 0 | 0
2016-02-07 08:00 | 0 | 0 | 0 | 0 | 649729.2427 | 0 | 404173 | 0 | 0 | 0 | 736668.7281 | 0 | 9811.7676 | 0 | 0 | 0 | 0 | 0 | 0 | 0 | 55940.8265 | 0 | 0 | 0 | 0 | 245556.2427 | 0 | 0 | 0 | 0 | 0 | 0 | 0 | 0 | 0 | 0 | 0 | 0 | 0
2016-02-07 09:00 | 0 | 0 | 0 | 0 | 160286.0566 | 0 | 405629 | 0 | 0 | 0 | 491112.4854 | 0 | 10025.0669 | 0 | 0 | 0 | 0 | 0 | 0 | 0 | 55940.6027 | 0 | 0 | 0 | 0 | -245556.2427 | 0 | 213.2993 | 0 | 0 | 0 | 0 | 0 | 0 | 0 | 0 | 0 | 0 | 0
2016-02-07 10:00 | 0 | 0 | 0 | 0 | 656444.2427 | 0 | 410888 | 0 | 0 | 0 | 736668.7281 | 0 | 10025.0669 | 0 | 0 | 0 | 0 | 0 | 0 | 0 | 55940.379 | 0 | 0 | 0 | 0 | 245556.2427 | 0 | 0 | 0 | 0 | 0 | 0 | 0 | 0 | 0 | 0 | 0 | 0 | 0
2016-02-07 11:00 | 0 | 0 | 0 | 0 | 176587.0566 | 0 | 421930 | 0 | 0 | 0 | 491112.4854 | 0 | 10238.3662 | 0 | 0 | 0 | 0 | 0 | 0 | 0 | 55940.1552 | 0 | 0 | 0 | 0 | -245556.2427 | 0 | 213.2993 | 0 | 0 | 0 | 0 | 0 | 0 | 0 | 0 | 0 | 0 | 0
2016-02-07 12:00 | 0 | 0 | 0 | 0 | 180285.3911 | 0 | 436080 | 0 | 0 | 0 | 245556.2427 | 0 | 0 | 0 | 0 | 0 | 0 | 0 | 0 | 0 | 55939.9314 | 0 | 0 | 0 | 0 | -245556.2427 | 0 | 0 | 10238.3662 | 0 | 0 | 0 | 0 | 0 | 0 | 0 | 0 | 0 | 0
2016-02-07 13:00 | 0 | 0 | 0 | 0 | 204479.2085 | 172.8481 | 449995 | 0 | 0 | 0 | 0 | 0 | 213.2993 | 0 | 0 | 0 | 0 | 0 | 0 | 0 | 55939.7077 | 0 | 0 | 0 | 0 | -245556.2427 | 0 | 213.2993 | 0 | 0 | 0 | 0 | 0 | 0 | 0 | 0 | 0 | 0 | 0
2016-02-07 14:00 | 0 | 0 | 0 | 0 | 533616.6033 | 166241.6394 | 454302 | 0 | 0 | 0 | 245556.2427 | 0 | 213.2993 | 0 | 0 | 0 | 0 | 0 | 0 | 0 | 55939.4839 | 0 | 0 | 0 | 0 | 245556.2427 | 0 | 0 | 0 | 0 | 0 | 0 | 0 | 0 | 0 | 0 | 0 | 0 | 0
2016-02-07 15:00 | 0 | 0 | 0 | 0 | 53324.2596 | 640498.2824 | 448053 | 0 | 0 | 0 | 491112.4854 | 0 | 426.5986 | 0 | 0 | 0 | 0 | 0 | 0 | 0 | 55939.2602 | 0 | 0 | 0 | 0 | 245556.2427 | 0 | 213.2993 | 0 | 0 | 0 | 0 | 0 | 0 | 0 | 0 | 0 | 0 | 0
2016-02-07 16:00 | 0 | 0 | 0 | 0 | 0 | 709610.3282 | 438340 | 0 | 0 | 0 | 736668.7281 | 0 | 639.8979 | 3403.7692 | 0 | 0 | 0 | 0 | 0 | 0 | 73616.65 | 0 | 0 | 0 | 0 | 245556.2427 | 0 | 213.2993 | 0 | 3403.7692 | 0 | 0 | 0 | 0 | 0 | 0 | 22097.017 | 0 | 0
2016-02-07 17:00 | 0 | 0 | 0 | 0 | 0 | 701787.3475 | 429703 | 0 | 0 | 0 | 982224.9707 | 0 | 853.1972 | 7621.5577 | 0 | 0 | 0 | 0 | 0 | 0 | 91293.9692 | 0 | 0 | 0 | 0 | 245556.2427 | 0 | 213.2993 | 0 | 4217.7885 | 0 | 0 | 0 | 0 | 0 | 0 | 22097.017 | 0 | 0
2016-02-07 18:00 | 0 | 0 | 0 | 0 | 0 | 666936.6376 | 422701 | 0 | 0 | 0 | 1227781.2134 | 0 | 853.1972 | 6300.9526 | 0 | 0 | 0 | 0 | 0 | 0 | 91293.604 | 0 | 0 | 0 | 0 | 245556.2427 | 0 | 0 | 0 | -1320.6051 | 0 | 0 | 0 | 0 | 0 | 0 | 0 | 0 | 0
2016-02-07 19:00 | 0 | 0 | 0 | 0 | 4111.5144 | 651978.0749 | 416621 | 0 | 0 | 0 | 1473337.4561 | 0 | 1066.4965 | 0 | 0 | 0 | 0 | 0 | 0 | 0 | 91293.2389 | 0 | 0 | 0 | 0 | 245556.2427 | 0 | 213.2993 | 0 | -6300.9526 | 0 | 0 | 0 | 0 | 0 | 0 | 0 | 0 | 0
2016-02-07 20:00 | 0 | 0 | 0 | 0 | 0 | 665574.1348 | 413206 | 0 | 0 | 0 | 1718893.6988 | 0 | 1279.7958 | 0 | 0 | 0 | 0 | 0 | 0 | 0 | 96571.7479 | 0 | 0 | 0 | 0 | 245556.2427 | 0 | 213.2993 | 0 | 0 | 0 | 0 | 0 | 0 | 0 | 0 | 6598.5928 | 0 | 0
2016-02-07 21:00 | 0 | 0 | 0 | 0 | 0 | 690314.1168 | 414826 | 0 | 0 | 0 | 1964449.9415 | 0 | 1493.0951 | 7621.5577 | 0 | 0 | 0 | 0 | 0 | 0 | 114248.9753 | 0 | 0 | 0 | 0 | 245556.2427 | 0 | 213.2993 | 0 | 7621.5577 | 0 | 0 | 0 | 0 | 0 | 0 | 22097.017 | 0 | 0
2016-02-07 22:00 | 0 | 0 | 0 | 0 | 0 | 650540.7911 | 425152 | 0 | 0 | 0 | 2197460.2903 | 0 | 1493.0951 | 0 | 0 | 0 | 0 | 0 | 0 | 0 | 114248.5183 | 0 | 0 | 0 | 0 | 233010.3488 | 0 | 0 | 0 | -7621.5577 | 0 | 0 | 0 | 0 | 0 | 0 | 0 | 0 | 0
2016-02-07 23:00 | 0 | 0 | 0 | 0 | 0 | 380529.4995 | 437288 | 0 | 0 | 0 | 2140488.4905 | 0 | 1706.3944 | 0 | 0 | 0 | 0 | 0 | 0 | 0 | 114248.0613 | 0 | 0 | 0 | 0 | -56971.7998 | 0 | 213.2993 | 0 | 0 | 0 | 0 | 0 | 0 | 0 | 0 | 0 | 0 | 0
2016-02-08 | 0 | 0 | 0 | 0 | 155832.5453 | 39909.212 | 441298 | 0 | 0 | 0 | 1894932.2478 | 0 | 1706.3944 | 0 | 0 | 0 | 0 | 0 | 0 | 0 | 114247.6043 | 0 | 0 | 0 | 0 | -245556.2427 | 0 | 0 | 0 | 0 | 0 | 0 | 0 | 0 | 0 | 0 | 0 | 0 | 0
2016-02-08 01:00 | 0 | 0 | 0 | 0 | 199437.0566 | 0 | 444780 | 0 | 0 | 0 | 1649376.0051 | 0 | 1919.6937 | 0 | 0 | 0 | 0 | 0 | 0 | 0 | 114247.1473 | 0 | 0 | 0 | 0 | -245556.2427 | 0 | 213.2993 | 0 | 0 | 0 | 0 | 0 | 0 | 0 | 0 | 0 | 0 | 0
2016-02-08 02:00 | 0 | 0 | 0 | 0 | 198747.7573 | 0 | 444304 | 0 | 0 | 0 | 1403819.7624 | 0 | 1919.6937 | 0 | 0 | 0 | 0 | 0 | 0 | 0 | 114246.6903 | 0 | 0 | 0 | 0 | -245556.2427 | 0 | 0 | 0 | 0 | 0 | 0 | 0 | 0 | 0 | 0 | 0 | 0 | 0
2016-02-08 03:00 | 0 | 0 | 0 | 0 | 193016.0566 | 0 | 438359 | 0 | 0 | 0 | 1158263.5197 | 0 | 2132.993 | 0 | 0 | 0 | 0 | 0 | 0 | 0 | 114246.2333 | 0 | 0 | 0 | 0 | -245556.2427 | 0 | 213.2993 | 0 | 0 | 0 | 0 | 0 | 0 | 0 | 0 | 0 | 0 | 0
2016-02-08 04:00 | 0 | 0 | 0 | 0 | 499535.6937 | 0 | 430018 | 0 | 0 | 0 | 1227781.2134 | 0 | 2132.993 | 0 | 0 | 0 | 0 | 0 | 0 | 0 | 114245.7764 | 0 | 0 | 0 | 0 | 69517.6937 | 0 | 0 | 0 | 0 | 0 | 0 | 0 | 0 | 0 | 0 | 0 | 0 | 0
2016-02-08 05:00 | 0 | 0 | 0 | 0 | 168143.0566 | 0 | 413486 | 0 | 0 | 0 | 982224.9707 | 0 | 2346.2923 | 0 | 0 | 0 | 0 | 0 | 0 | 0 | 114245.3194 | 0 | 0 | 0 | 0 | -245556.2427 | 0 | 213.2993 | 0 | 0 | 0 | 0 | 0 | 0 | 0 | 0 | 0 | 0 | 0
2016-02-08 06:00 | 0 | 0 | 0 | 0 | 156678.7573 | 0 | 402235 | 0 | 0 | 0 | 736668.7281 | 0 | 2346.2923 | 0 | 0 | 0 | 0 | 0 | 0 | 0 | 114244.8624 | 0 | 0 | 0 | 0 | -245556.2427 | 0 | 0 | 0 | 0 | 0 | 0 | 0 | 0 | 0 | 0 | 0 | 0 | 0
2016-02-08 07:00 | 0 | 0 | 0 | 0 | 151579.0566 | 0 | 396922 | 0 | 0 | 0 | 491112.4854 | 0 | 2559.5916 | 0 | 0 | 0 | 0 | 0 | 0 | 0 | 114244.4054 | 0 | 0 | 0 | 0 | -245556.2427 | 0 | 213.2993 | 0 | 0 | 0 | 0 | 0 | 0 | 0 | 0 | 0 | 0 | 0
2016-02-08 08:00 | 0 | 0 | 0 | 0 | 642116.2427 | 0 | 396560 | 0 | 0 | 0 | 736668.7281 | 0 | 2559.5916 | 0 | 0 | 0 | 0 | 0 | 0 | 0 | 114243.9484 | 0 | 0 | 0 | 0 | 245556.2427 | 0 | 0 | 0 | 0 | 0 | 0 | 0 | 0 | 0 | 0 | 0 | 0 | 0
2016-02-08 09:00 | 0 | 0 | 0 | 0 | 157187.0566 | 0 | 402530 | 0 | 0 | 0 | 491112.4854 | 0 | 2772.8909 | 0 | 0 | 0 | 0 | 0 | 0 | 0 | 114243.4915 | 0 | 0 | 0 | 0 | -245556.2427 | 0 | 213.2993 | 0 | 0 | 0 | 0 | 0 | 0 | 0 | 0 | 0 | 0 | 0
2016-02-08 10:00 | 0 | 0 | 0 | 0 | 666616.2427 | 0 | 421060 | 0 | 0 | 0 | 736668.7281 | 0 | 2772.8909 | 0 | 0 | 0 | 0 | 0 | 0 | 0 | 114243.0345 | 0 | 0 | 0 | 0 | 245556.2427 | 0 | 0 | 0 | 0 | 0 | 0 | 0 | 0 | 0 | 0 | 0 | 0 | 0
2016-02-08 11:00 | 0 | 0 | 0 | 0 | 212208.0566 | 0 | 457551 | 0 | 0 | 0 | 491112.4854 | 0 | 2986.1902 | 0 | 0 | 0 | 0 | 0 | 0 | 0 | 114242.5775 | 0 | 0 | 0 | 0 | -245556.2427 | 0 | 213.2993 | 0 | 0 | 0 | 0 | 0 | 0 | 0 | 0 | 0 | 0 | 0
2016-02-08 12:00 | 0 | 0 | 0 | 0 | 244803.7573 | 0 | 490360 | 0 | 0 | 0 | 245556.2427 | 0 | 2986.1902 | 0 | 0 | 0 | 0 | 0 | 0 | 0 | 114242.1205 | 0 | 0 | 0 | 0 | -245556.2427 | 0 | 0 | 0 | 0 | 0 | 0 | 0 | 0 | 0 | 0 | 0 | 0 | 0
2016-02-08 13:00 | 0 | 0 | 0 | 0 | 253313.4829 | 211.5737 | 498868 | 0 | 0 | 0 | 0 | 0 | 3199.4894 | 0 | 0 | 0 | 0 | 0 | 0 | 0 | 114241.6636 | 0 | 0 | 0 | 0 | -245556.2427 | 0 | 213.2993 | 0 | 0 | 0 | 0 | 0 | 0 | 0 | 0 | 0 | 0 | 0
2016-02-08 14:00 | 0 | 0 | 0 | 0 | 588770.7984 | 152681.4443 | 495896 | 0 | 0 | 0 | 245556.2427 | 0 | 3199.4894 | 0 | 0 | 0 | 0 | 0 | 0 | 0 | 114241.2066 | 0 | 0 | 0 | 0 | 245556.2427 | 0 | 0 | 0 | 0 | 0 | 0 | 0 | 0 | 0 | 0 | 0 | 0 | 0
2016-02-08 15:00 | 0 | 0 | 0 | 0 | 112605.9568 | 624355.5851 | 491192 | 0 | 0 | 0 | 491112.4854 | 0 | 3412.7887 | 0 | 0 | 0 | 0 | 0 | 0 | 0 | 114240.7496 | 0 | 0 | 0 | 0 | 245556.2427 | 0 | 213.2993 | 0 | 0 | 0 | 0 | 0 | 0 | 0 | 0 | 0 | 0 | 0
2016-02-08 16:00 | 0 | 0 | 0 | 0 | 0 | 715809.9591 | 483825 | 0 | 0 | 0 | 723097.4445 | 0 | 3412.7887 | 0 | 0 | 0 | 0 | 0 | 0 | 0 | 114240.2927 | 0 | 0 | 0 | 0 | 231984.9591 | 0 | 0 | 0 | 0 | 0 | 0 | 0 | 0 | 0 | 0 | 0 | 0 | 0
2016-02-08 17:00 | 0 | 0 | 0 | 0 | 0 | 699803.2787 | 475907 | 0 | 0 | 0 | 946780.4238 | 0 | 3626.088 | 0 | 0 | 0 | 0 | 0 | 0 | 0 | 114239.8357 | 0 | 0 | 0 | 0 | 223682.9794 | 0 | 213.2993 | 0 | 0 | 0 | 0 | 0 | 0 | 0 | 0 | 0 | 0 | 0
2016-02-08 18:00 | 0 | 0 | 0 | 0 | 0 | 669312.2452 | 469962 | 0 | 0 | 0 | 1146130.6691 | 0 | 3626.088 | 0 | 0 | 0 | 0 | 0 | 0 | 0 | 114239.3788 | 0 | 0 | 0 | 0 | 199350.2452 | 0 | 0 | 0 | 0 | 0 | 0 | 0 | 0 | 0 | 0 | 0 | 0 | 0
2016-02-08 19:00 | 0 | 0 | 0 | 0 | 0 | 657660.0098 | 464212 | 0 | 0 | 0 | 1339365.3796 | 0 | 3839.3873 | 0 | 0 | 0 | 0 | 0 | 0 | 0 | 114238.9218 | 0 | 0 | 0 | 0 | 193234.7105 | 0 | 213.2993 | 0 | 0 | 0 | 0 | 0 | 0 | 0 | 0 | 0 | 0 | 0
2016-02-08 20:00 | 0 | 0 | 0 | 0 | 36186.4349 | 672300.8078 | 462931 | 0 | 0 | 0 | 1584921.6222 | 0 | 3839.3873 | 0 | 0 | 0 | 0 | 0 | 0 | 0 | 114238.4648 | 0 | 0 | 0 | 0 | 245556.2427 | 0 | 0 | 0 | 0 | 0 | 0 | 0 | 0 | 0 | 0 | 0 | 0 | 0
2016-02-08 21:00 | 0 | 0 | 0 | 0 | 0 | 700931.6314 | 465945 | 0 | 0 | 0 | 1819694.9543 | 0 | 4052.6866 | 0 | 0 | 0 | 0 | 0 | 0 | 0 | 114238.0079 | 0 | 0 | 0 | 0 | 234773.3321 | 0 | 213.2993 | 0 | 0 | 0 | 0 | 0 | 0 | 0 | 0 | 0 | 0 | 0
2016-02-08 22:00 | 0 | 0 | 0 | 0 | 0 | 648065.6292 | 477812 | 0 | 0 | 0 | 1989948.5835 | 0 | 4052.6866 | 0 | 0 | 0 | 0 | 0 | 0 | 0 | 114237.5509 | 0 | 0 | 0 | 0 | 170253.6292 | 0 | 0 | 0 | 0 | 0 | 0 | 0 | 0 | 0 | 0 | 0 | 0 | 0
2016-02-08 23:00 | 0 | 0 | 0 | 0 | 0 | 374925.1245 | 496619 | 0 | 0 | 0 | 1868041.4087 | 0 | 4265.9859 | 0 | 0 | 0 | 0 | 0 | 0 | 0 | 114237.094 | 0 | 0 | 0 | 0 | -121907.1748 | 0 | 213.2993 | 0 | 0 | 0 | 0 | 0 | 0 | 0 | 0 | 0 | 0 | 0
2016-02-09 | 0 | 0 | 0 | 0 | 631099.1065 | 38353.7216 | 509626 | 0 | 0 | 0 | 2027868.2369 | 0 | 4265.9859 | 0 | 0 | 0 | 0 | 0 | 0 | 0 | 114236.637 | 0 | 0 | 0 | 0 | 159826.8281 | 0 | 0 | 0 | 0 | 0 | 0 | 0 | 0 | 0 | 0 | 0 | 0 | 0
2016-02-09 01:00 | 0 | 0 | 0 | 0 | 264896.0566 | 0 | 510239 | 0 | 0 | 0 | 1782311.9942 | 0 | 4479.2852 | 0 | 0 | 0 | 0 | 0 | 0 | 0 | 114236.1801 | 0 | 0 | 0 | 0 | -245556.2427 | 0 | 213.2993 | 0 | 0 | 0 | 0 | 0 | 0 | 0 | 0 | 0 | 0 | 0
2016-02-09 02:00 | 0 | 0 | 0 | 0 | 255945.7573 | 0 | 501502 | 0 | 0 | 0 | 1536755.7515 | 0 | 4479.2852 | 0 | 0 | 0 | 0 | 0 | 0 | 0 | 114235.7231 | 0 | 0 | 0 | 0 | -245556.2427 | 0 | 0 | 0 | 0 | 0 | 0 | 0 | 0 | 0 | 0 | 0 | 0 | 0
2016-02-09 03:00 | 0 | 0 | 0 | 0 | 237391.0566 | 0 | 482734 | 0 | 0 | 0 | 1291199.5088 | 0 | 4692.5845 | 0 | 0 | 0 | 0 | 0 | 0 | 0 | 114235.2662 | 0 | 0 | 0 | 0 | -245556.2427 | 0 | 213.2993 | 0 | 0 | 0 | 0 | 0 | 0 | 0 | 0 | 0 | 0 | 0
2016-02-09 04:00 | 0 | 0 | 0 | 0 | 657983.2662 | 0 | 460155 | 0 | 0 | 0 | 1489027.775 | 0 | 4692.5845 | 0 | 0 | 0 | 0 | 0 | 0 | 0 | 114234.8093 | 0 | 0 | 0 | 0 | 197828.2662 | 0 | 0 | 0 | 0 | 0 | 0 | 0 | 0 | 0 | 0 | 0 | 0 | 0
2016-02-09 05:00 | 0 | 0 | 0 | 0 | 195879.0566 | 0 | 441222 | 0 | 0 | 0 | 1243471.5323 | 0 | 4905.8838 | 0 | 0 | 0 | 0 | 0 | 0 | 0 | 114234.3523 | 0 | 0 | 0 | 0 | -245556.2427 | 0 | 213.2993 | 0 | 0 | 0 | 0 | 0 | 0 | 0 | 0 | 0 | 0 | 0
2016-02-09 06:00 | 0 | 0 | 0 | 0 | 625329.3862 | 0 | 430094 | 0 | 0 | 0 | 1438706.9185 | 0 | 4905.8838 | 0 | 0 | 0 | 0 | 0 | 0 | 0 | 114233.8954 | 0 | 0 | 0 | 0 | 195235.3862 | 0 | 0 | 0 | 0 | 0 | 0 | 0 | 0 | 0 | 0 | 0 | 0 | 0
2016-02-09 07:00 | 0 | 0 | 0 | 0 | 177402.0566 | 0 | 422745 | 0 | 0 | 0 | 1193150.6758 | 0 | 5119.1831 | 0 | 0 | 0 | 0 | 0 | 0 | 0 | 114233.4384 | 0 | 0 | 0 | 0 | -245556.2427 | 0 | 213.2993 | 0 | 0 | 0 | 0 | 0 | 0 | 0 | 0 | 0 | 0 | 0
2016-02-09 08:00 | 0 | 0 | 0 | 0 | 175365.7573 | 0 | 420922 | 0 | 0 | 0 | 947594.4331 | 0 | 5119.1831 | 0 | 0 | 0 | 0 | 0 | 0 | 0 | 114232.9815 | 0 | 0 | 0 | 0 | -245556.2427 | 0 | 0 | 0 | 0 | 0 | 0 | 0 | 0 | 0 | 0 | 0 | 0 | 0
2016-02-09 09:00 | 0 | 0 | 0 | 0 | 180031.0566 | 0 | 425374 | 0 | 0 | 0 | 702038.1904 | 0 | 5332.4824 | 0 | 0 | 0 | 0 | 0 | 0 | 0 | 114232.5246 | 0 | 0 | 0 | 0 | -245556.2427 | 0 | 213.2993 | 0 | 0 | 0 | 0 | 0 | 0 | 0 | 0 | 0 | 0 | 0
2016-02-09 10:00 | 0 | 0 | 0 | 0 | 624910.5931 | 0 | 441627 | 0 | 0 | 0 | 885321.7835 | 0 | 5332.4824 | 0 | 0 | 0 | 0 | 0 | 0 | 0 | 114232.0677 | 0 | 0 | 0 | 0 | 183283.5931 | 0 | 0 | 0 | 0 | 0 | 0 | 0 | 0 | 0 | 0 | 0 | 0 | 0
2016-02-09 11:00 | 0 | 0 | 0 | 0 | 229622.0566 | 0 | 474965 | 0 | 0 | 0 | 639765.5408 | 0 | 5545.7817 | 0 | 0 | 0 | 0 | 0 | 0 | 0 | 114231.6107 | 0 | 0 | 0 | 0 | -245556.2427 | 0 | 213.2993 | 0 | 0 | 0 | 0 | 0 | 0 | 0 | 0 | 0 | 0 | 0
2016-02-09 12:00 | 0 | 0 | 0 | 0 | 619146.6676 | 0 | 506389 | 0 | 0 | 0 | 752523.2084 | 0 | 5545.7817 | 0 | 0 | 0 | 0 | 0 | 0 | 0 | 114231.1538 | 0 | 0 | 0 | 0 | 112757.6676 | 0 | 0 | 0 | 0 | 0 | 0 | 0 | 0 | 0 | 0 | 0 | 0 | 0
2016-02-09 13:00 | 0 | 0 | 0 | 0 | 271322.3759 | 251.6808 | 516917 | 0 | 0 | 0 | 506966.9657 | 0 | 5759.081 | 0 | 0 | 0 | 0 | 0 | 0 | 0 | 114230.6969 | 0 | 0 | 0 | 0 | -245556.2427 | 0 | 213.2993 | 0 | 0 | 0 | 0 | 0 | 0 | 0 | 0 | 0 | 0 | 0
2016-02-09 14:00 | 0 | 0 | 0 | 0 | 481858.4978 | 177704.1384 | 517639 | 0 | 0 | 0 | 648890.6019 | 0 | 5759.081 | 0 | 0 | 0 | 0 | 0 | 0 | 0 | 114230.24 | 0 | 0 | 0 | 0 | 141923.6362 | 0 | 0 | 0 | 0 | 0 | 0 | 0 | 0 | 0 | 0 | 0 | 0 | 0
2016-02-09 15:00 | 0 | 0 | 0 | 0 | 91058.9217 | 669694.321 | 515197 | 0 | 0 | 0 | 894446.8446 | 0 | 5759.081 | 0 | 0 | 0 | 0 | 0 | 0 | 0 | 114229.783 | 0 | 0 | 0 | 0 | 245556.2427 | 0 | 0 | 0 | 0 | 0 | 0 | 0 | 0 | 0 | 0 | 0 | 0 | 0
2016-02-09 16:00 | 0 | 0 | 0 | 0 | 0 | 729830.1574 | 507624 | 0 | 0 | 0 | 1116439.7028 | 0 | 5972.3803 | 0 | 0 | 0 | 0 | 0 | 0 | 0 | 114229.3261 | 0 | 0 | 0 | 0 | 221992.8581 | 0 | 213.2993 | 0 | 0 | 0 | 0 | 0 | 0 | 0 | 0 | 0 | 0 | 0
2016-02-09 17:00 | 0 | 0 | 0 | 0 | 0 | 702667.7796 | 499345 | 0 | 0 | 0 | 1319762.4824 | 0 | 5972.3803 | 0 | 0 | 0 | 0 | 0 | 0 | 0 | 114228.8692 | 0 | 0 | 0 | 0 | 203322.7796 | 0 | 0 | 0 | 0 | 0 | 0 | 0 | 0 | 0 | 0 | 0 | 0 | 0
2016-02-09 18:00 | 0 | 0 | 0 | 0 | 0 | 673473.0306 | 492763 | 0 | 0 | 0 | 1500259.2137 | 0 | 6185.6796 | 0 | 0 | 0 | 0 | 0 | 0 | 0 | 114228.4123 | 0 | 0 | 0 | 0 | 180496.7313 | 0 | 213.2993 | 0 | 0 | 0 | 0 | 0 | 0 | 0 | 0 | 0 | 0 | 0
2016-02-09 19:00 | 0 | 0 | 0 | 0 | 0 | 659236.873 | 487287 | 0 | 0 | 0 | 1672209.0867 | 0 | 6185.6796 | 0 | 0 | 0 | 0 | 0 | 0 | 0 | 114227.9554 | 0 | 0 | 0 | 0 | 171949.873 | 0 | 0 | 0 | 0 | 0 | 0 | 0 | 0 | 0 | 0 | 0 | 0 | 0
2016-02-09 20:00 | 0 | 0 | 0 | 0 | 57933.5079 | 672166.0341 | 484330 | 0 | 0 | 0 | 1917765.3294 | 0 | 6398.9789 | 0 | 0 | 0 | 0 | 0 | 0 | 0 | 114227.4985 | 0 | 0 | 0 | 0 | 245556.2427 | 0 | 213.2993 | 0 | 0 | 0 | 0 | 0 | 0 | 0 | 0 | 0 | 0 | 0
2016-02-09 21:00 | 0 | 0 | 0 | 0 | 38989.3891 | 693799.8536 | 487233 | 0 | 0 | 0 | 2163321.572 | 0 | 6398.9789 | 0 | 0 | 0 | 0 | 0 | 0 | 0 | 114227.0415 | 0 | 0 | 0 | 0 | 245556.2427 | 0 | 0 | 0 | 0 | 0 | 0 | 0 | 0 | 0 | 0 | 0 | 0 | 0
2016-02-09 22:00 | 0 | 0 | 0 | 0 | 105028.3144 | 639428.9282 | 498901 | 0 | 0 | 0 | 2408877.8147 | 0 | 6398.9789 | 0 | 0 | 0 | 0 | 0 | 0 | 0 | 114226.5846 | 0 | 0 | 0 | 0 | 245556.2427 | 0 | 0 | 0 | 0 | 0 | 0 | 0 | 0 | 0 | 0 | 0 | 0 | 0
2016-02-09 23:00 | 0 | 0 | 0 | 0 | 0 | 367386.6105 | 517753 | 0 | 0 | 0 | 2258511.4252 | 0 | 6398.9789 | 0 | 0 | 0 | 0 | 0 | 0 | 0 | 114226.1277 | 0 | 0 | 0 | 0 | -150366.3895 | 0 | 0 | 0 | 0 | 0 | 0 | 0 | 0 | 0 | 0 | 0 | 0 | 0
2016-02-10 | 0 | 0 | 0 | 0 | 239857.1644 | 43993.8922 | 529194 | 0 | 0 | 0 | 2012955.1825 | 0 | 6612.2782 | 0 | 0 | 0 | 0 | 0 | 0 | 0 | 114225.6708 | 0 | 0 | 0 | 0 | -245556.2427 | 0 | 213.2993 | 0 | 0 | 0 | 0 | 0 | 0 | 0 | 0 | 0 | 0 | 0
2016-02-10 01:00 | 0 | 0 | 0 | 0 | 368570.4902 | 0 | 530973 | 0 | 0 | 0 | 1850552.6727 | 0 | 6612.2782 | 0 | 0 | 0 | 0 | 0 | 0 | 0 | 114225.2139 | 0 | 0 | 0 | 0 | -162402.5098 | 0 | 0 | 0 | 0 | 0 | 0 | 0 | 0 | 0 | 0 | 0 | 0 | 0
2016-02-10 02:00 | 0 | 0 | 0 | 0 | 330874.1015 | 0 | 522241 | 0 | 0 | 0 | 1658972.4749 | 0 | 6825.5775 | 0 | 0 | 0 | 0 | 0 | 0 | 0 | 114224.757 | 0 | 0 | 0 | 0 | -191580.1978 | 0 | 213.2993 | 0 | 0 | 0 | 0 | 0 | 0 | 0 | 0 | 0 | 0 | 0
2016-02-10 03:00 | 0 | 0 | 0 | 0 | 315275.594 | 0 | 503741 | 0 | 0 | 0 | 1470507.069 | 0 | 6825.5775 | 0 | 0 | 0 | 0 | 0 | 0 | 0 | 114224.3001 | 0 | 0 | 0 | 0 | -188465.406 | 0 | 0 | 0 | 0 | 0 | 0 | 0 | 0 | 0 | 0 | 0 | 0 | 0
2016-02-10 04:00 | 0 | 0 | 0 | 0 | 236804.0566 | 0 | 482147 | 0 | 0 | 0 | 1224950.8263 | 0 | 7038.8768 | 0 | 0 | 0 | 0 | 0 | 0 | 0 | 114223.8432 | 0 | 0 | 0 | 0 | -245556.2427 | 0 | 213.2993 | 0 | 0 | 0 | 0 | 0 | 0 | 0 | 0 | 0 | 0 | 0
2016-02-10 05:00 | 0 | 0 | 0 | 0 | 219435.0566 | 0 | 464778 | 0 | 0 | 0 | 979394.5836 | 0 | 7252.1761 | 0 | 0 | 0 | 0 | 0 | 0 | 0 | 114223.3863 | 0 | 0 | 0 | 0 | -245556.2427 | 0 | 213.2993 | 0 | 0 | 0 | 0 | 0 | 0 | 0 | 0 | 0 | 0 | 0
2016-02-10 06:00 | 0 | 0 | 0 | 0 | 384803.4147 | 0 | 452580 | 0 | 0 | 0 | 911617.9983 | 0 | 7252.1761 | 0 | 0 | 0 | 0 | 0 | 0 | 0 | 114222.9294 | 0 | 0 | 0 | 0 | -67776.5853 | 0 | 0 | 0 | 0 | 0 | 0 | 0 | 0 | 0 | 0 | 0 | 0 | 0
2016-02-10 07:00 | 0 | 0 | 0 | 0 | 200252.0566 | 0 | 445595 | 0 | 0 | 0 | 666061.7556 | 0 | 7465.4754 | 0 | 0 | 0 | 0 | 0 | 0 | 0 | 114222.4725 | 0 | 0 | 0 | 0 | -245556.2427 | 0 | 213.2993 | 0 | 0 | 0 | 0 | 0 | 0 | 0 | 0 | 0 | 0 | 0
2016-02-10 08:00 | 0 | 0 | 0 | 0 | 474974.1696 | 0 | 444200 | 0 | 0 | 0 | 696835.9251 | 0 | 7465.4754 | 0 | 0 | 0 | 0 | 0 | 0 | 0 | 114222.0157 | 0 | 0 | 0 | 0 | 30774.1696 | 0 | 0 | 0 | 0 | 0 | 0 | 0 | 0 | 0 | 0 | 0 | 0 | 0
2016-02-10 09:00 | 0 | 0 | 0 | 0 | 496656.895 | 0 | 449544 | 0 | 0 | 0 | 743735.5208 | 0 | 7678.7747 | 0 | 0 | 0 | 0 | 0 | 0 | 0 | 114221.5588 | 0 | 0 | 0 | 0 | 46899.5957 | 0 | 213.2993 | 0 | 0 | 0 | 0 | 0 | 0 | 0 | 0 | 0 | 0 | 0
2016-02-10 10:00 | 0 | 0 | 0 | 0 | 221020.7573 | 0 | 466577 | 0 | 0 | 0 | 498179.2782 | 0 | 7678.7747 | 0 | 0 | 0 | 0 | 0 | 0 | 0 | 114221.1019 | 0 | 0 | 0 | 0 | -245556.2427 | 0 | 0 | 0 | 0 | 0 | 0 | 0 | 0 | 0 | 0 | 0 | 0 | 0
2016-02-10 11:00 | 0 | 0 | 0 | 0 | 530155.9055 | 0 | 500684 | 0 | 0 | 0 | 527437.8844 | 0 | 7892.074 | 0 | 0 | 0 | 0 | 0 | 0 | 0 | 114220.645 | 0 | 0 | 0 | 0 | 29258.6062 | 0 | 213.2993 | 0 | 0 | 0 | 0 | 0 | 0 | 0 | 0 | 0 | 0 | 0
2016-02-10 12:00 | 0 | 0 | 0 | 0 | 547726.7727 | 0 | 531402 | 0 | 0 | 0 | 543762.6571 | 0 | 7892.074 | 0 | 0 | 0 | 0 | 0 | 0 | 0 | 114220.1881 | 0 | 0 | 0 | 0 | 16324.7727 | 0 | 0 | 0 | 0 | 0 | 0 | 0 | 0 | 0 | 0 | 0 | 0 | 0
2016-02-10 13:00 | 0 | 0 | 0 | 0 | 292138.4814 | 288.5752 | 537770 | 0 | 0 | 0 | 298206.4144 | 0 | 8105.3733 | 0 | 0 | 0 | 0 | 0 | 0 | 0 | 114219.7312 | 0 | 0 | 0 | 0 | -245556.2427 | 0 | 213.2993 | 0 | 0 | 0 | 0 | 0 | 0 | 0 | 0 | 0 | 0 | 0
2016-02-10 14:00 | 0 | 0 | 0 | 0 | 475326.0752 | 190493.5047 | 531182 | 0 | 0 | 0 | 432843.9944 | 0 | 8105.3733 | 0 | 0 | 0 | 0 | 0 | 0 | 0 | 114219.2744 | 0 | 0 | 0 | 0 | 134637.58 | 0 | 0 | 0 | 0 | 0 | 0 | 0 | 0 | 0 | 0 | 0 | 0 | 0
2016-02-10 15:00 | 0 | 0 | 0 | 0 | 119470.1644 | 649978.0783 | 523892 | 0 | 0 | 0 | 678400.2371 | 0 | 8105.3733 | 0 | 0 | 0 | 0 | 0 | 0 | 0 | 114218.8175 | 0 | 0 | 0 | 0 | 245556.2427 | 0 | 0 | 0 | 0 | 0 | 0 | 0 | 0 | 0 | 0 | 0 | 0 | 0
2016-02-10 16:00 | 0 | 0 | 0 | 0 | 49638.7004 | 707739.5423 | 511822 | 0 | 0 | 0 | 923956.4798 | 0 | 8105.3733 | 0 | 0 | 0 | 0 | 0 | 0 | 0 | 114218.3606 | 0 | 0 | 0 | 0 | 245556.2427 | 0 | 0 | 0 | 0 | 0 | 0 | 0 | 0 | 0 | 0 | 0 | 0 | 0
2016-02-10 17:00 | 0 | 0 | 0 | 0 | 48987.8198 | 695942.4229 | 499374 | 0 | 0 | 0 | 1169512.7225 | 0 | 8105.3733 | 0 | 0 | 0 | 0 | 0 | 0 | 0 | 114217.9037 | 0 | 0 | 0 | 0 | 245556.2427 | 0 | 0 | 0 | 0 | 0 | 0 | 0 | 0 | 0 | 0 | 0 | 0 | 0
2016-02-10 18:00 | 0 | 0 | 0 | 0 | 0 | 663157.1344 | 492133 | 0 | 0 | 0 | 1340536.8569 | 0 | 8105.3733 | 0 | 0 | 0 | 0 | 0 | 0 | 0 | 114217.4469 | 0 | 0 | 0 | 0 | 171024.1344 | 0 | 0 | 0 | 0 | 0 | 0 | 0 | 0 | 0 | 0 | 0 | 0 | 0
2016-02-10 19:00 | 0 | 0 | 0 | 0 | 83663.8806 | 648027.3621 | 486135 | 0 | 0 | 0 | 1586093.0996 | 0 | 8105.3733 | 0 | 0 | 0 | 0 | 0 | 0 | 0 | 114216.99 | 0 | 0 | 0 | 0 | 245556.2427 | 0 | 0 | 0 | 0 | 0 | 0 | 0 | 0 | 0 | 0 | 0 | 0 | 0
2016-02-10 20:00 | 0 | 0 | 0 | 0 | 69919.2948 | 659536.9479 | 483900 | 0 | 0 | 0 | 1831649.3422 | 0 | 8105.3733 | 0 | 0 | 0 | 0 | 0 | 0 | 0 | 114216.5331 | 0 | 0 | 0 | 0 | 245556.2427 | 0 | 0 | 0 | 0 | 0 | 0 | 0 | 0 | 0 | 0 | 0 | 0 | 0
2016-02-10 21:00 | 0 | 0 | 0 | 0 | 0 | 679967.4252 | 485523 | 0 | 0 | 0 | 2026093.7674 | 0 | 8105.3733 | 0 | 0 | 0 | 0 | 0 | 0 | 0 | 114216.0763 | 0 | 0 | 0 | 0 | 194444.4252 | 0 | 0 | 0 | 0 | 0 | 0 | 0 | 0 | 0 | 0 | 0 | 0 | 0
2016-02-10 22:00 | 0 | 0 | 0 | 0 | 0 | 637463.2597 | 497609 | 0 | 0 | 0 | 2165734.7278 | 0 | 8318.6726 | 0 | 0 | 0 | 0 | 0 | 0 | 0 | 114215.6194 | 0 | 0 | 0 | 0 | 139640.9604 | 0 | 213.2993 | 0 | 0 | 0 | 0 | 0 | 0 | 0 | 0 | 0 | 0 | 0
2016-02-10 23:00 | 0 | 0 | 0 | 0 | 0 | 369407.5837 | 518119 | 0 | 0 | 0 | 2017023.3114 | 0 | 8318.6726 | 0 | 0 | 0 | 0 | 0 | 0 | 0 | 114215.1625 | 0 | 0 | 0 | 0 | -148711.4163 | 0 | 0 | 0 | 0 | 0 | 0 | 0 | 0 | 0 | 0 | 0 | 0 | 0
2016-02-11 | 0 | 0 | 0 | 0 | 538685.2785 | 49320.406 | 530898 | 0 | 0 | 0 | 2073917.6966 | 0 | 8531.9719 | 0 | 0 | 0 | 0 | 0 | 0 | 0 | 114214.7057 | 0 | 0 | 0 | 0 | 56894.3852 | 0 | 213.2993 | 0 | 0 | 0 | 0 | 0 | 0 | 0 | 0 | 0 | 0 | 0
2016-02-11 01:00 | 0 | 0 | 0 | 0 | 545968.1385 | 0 | 533120 | 0 | 0 | 0 | 2095297.807 | 0 | 0 | 0 | 0 | 0 | 0 | 0 | 0 | 0 | 114214.2488 | 0 | 0 | 0 | 0 | 21380.1104 | 0 | 0 | 8531.9719 | 0 | 0 | 0 | 0 | 0 | 0 | 0 | 0 | 0 | 0
2016-02-11 02:00 | 0 | 0 | 0 | 0 | 280630.0566 | 0 | 525973 | 0 | 0 | 0 | 1849741.5644 | 0 | 213.2993 | 0 | 0 | 0 | 0 | 0 | 0 | 0 | 114213.7919 | 0 | 0 | 0 | 0 | -245556.2427 | 0 | 213.2993 | 0 | 0 | 0 | 0 | 0 | 0 | 0 | 0 | 0 | 0 | 0
2016-02-11 03:00 | 0 | 0 | 0 | 0 | 523720.6061 | 0 | 508875 | 0 | 0 | 0 | 1864587.1704 | 0 | 213.2993 | 0 | 0 | 0 | 0 | 0 | 0 | 0 | 114213.3351 | 0 | 0 | 0 | 0 | 14845.6061 | 0 | 0 | 0 | 0 | 0 | 0 | 0 | 0 | 0 | 0 | 0 | 0 | 0
2016-02-11 04:00 | 0 | 0 | 0 | 0 | 495790.3523 | 0 | 486593 | 0 | 0 | 0 | 1873571.2234 | 0 | 426.5986 | 0 | 0 | 0 | 0 | 0 | 0 | 0 | 114212.8782 | 0 | 0 | 0 | 0 | 8984.053 | 0 | 213.2993 | 0 | 0 | 0 | 0 | 0 | 0 | 0 | 0 | 0 | 0 | 0
2016-02-11 05:00 | 0 | 0 | 0 | 0 | 468253.9247 | 0 | 468600 | 0 | 0 | 0 | 1873225.1481 | 0 | 426.5986 | 0 | 0 | 0 | 0 | 0 | 0 | 0 | 114212.4214 | 0 | 0 | 0 | 0 | -346.0753 | 0 | 0 | 0 | 0 | 0 | 0 | 0 | 0 | 0 | 0 | 0 | 0 | 0
2016-02-11 06:00 | 0 | 0 | 0 | 0 | 448241.1203 | 0 | 457292 | 0 | 0 | 0 | 1863960.9691 | 0 | 639.8979 | 0 | 0 | 0 | 0 | 0 | 0 | 0 | 114211.9645 | 0 | 0 | 0 | 0 | -9264.179 | 0 | 213.2993 | 0 | 0 | 0 | 0 | 0 | 0 | 0 | 0 | 0 | 0 | 0
2016-02-11 07:00 | 0 | 0 | 0 | 0 | 204375.7573 | 0 | 449932 | 0 | 0 | 0 | 1618404.7264 | 0 | 639.8979 | 0 | 0 | 0 | 0 | 0 | 0 | 0 | 114211.5077 | 0 | 0 | 0 | 0 | -245556.2427 | 0 | 0 | 0 | 0 | 0 | 0 | 0 | 0 | 0 | 0 | 0 | 0 | 0
2016-02-11 08:00 | 0 | 0 | 0 | 0 | 405427.0872 | 0 | 447546 | 0 | 0 | 0 | 1576072.5143 | 0 | 853.1972 | 0 | 0 | 0 | 0 | 0 | 0 | 0 | 114211.0508 | 0 | 0 | 0 | 0 | -42332.2121 | 0 | 213.2993 | 0 | 0 | 0 | 0 | 0 | 0 | 0 | 0 | 0 | 0 | 0
2016-02-11 09:00 | 0 | 0 | 0 | 0 | 389869.5658 | 0 | 451367 | 0 | 0 | 0 | 1514575.0801 | 0 | 853.1972 | 0 | 0 | 0 | 0 | 0 | 0 | 0 | 114210.594 | 0 | 0 | 0 | 0 | -61497.4342 | 0 | 0 | 0 | 0 | 0 | 0 | 0 | 0 | 0 | 0 | 0 | 0 | 0
2016-02-11 10:00 | 0 | 0 | 0 | 0 | 378331.4596 | 0 | 468521 | 0 | 0 | 0 | 1424172.2404 | 0 | 1066.4965 | 0 | 0 | 0 | 0 | 0 | 0 | 0 | 114210.1372 | 0 | 0 | 0 | 0 | -90402.8397 | 0 | 213.2993 | 0 | 0 | 0 | 0 | 0 | 0 | 0 | 0 | 0 | 0 | 0
2016-02-11 11:00 | 0 | 0 | 0 | 0 | 369573.353 | 0 | 502753 | 0 | 0 | 0 | 1290992.5934 | 0 | 1066.4965 | 0 | 0 | 0 | 0 | 0 | 0 | 0 | 114209.6803 | 0 | 0 | 0 | 0 | -133179.647 | 0 | 0 | 0 | 0 | 0 | 0 | 0 | 0 | 0 | 0 | 0 | 0 | 0
2016-02-11 12:00 | 0 | 0 | 0 | 0 | 360268.5373 | 0 | 530737 | 0 | 0 | 0 | 1120310.8314 | 0 | 1279.7958 | 0 | 0 | 0 | 0 | 0 | 0 | 0 | 114209.2235 | 0 | 0 | 0 | 0 | -170681.762 | 0 | 213.2993 | 0 | 0 | 0 | 0 | 0 | 0 | 0 | 0 | 0 | 0 | 0
2016-02-11 13:00 | 0 | 0 | 0 | 0 | 287307.1591 | 344.5983 | 533208 | 0 | 0 | 0 | 874754.5887 | 0 | 1279.7958 | 0 | 0 | 0 | 0 | 0 | 0 | 0 | 114208.7666 | 0 | 0 | 0 | 0 | -245556.2427 | 0 | 0 | 0 | 0 | 0 | 0 | 0 | 0 | 0 | 0 | 0 | 0 | 0
2016-02-11 14:00 | 0 | 0 | 0 | 0 | 262933.2558 | 200369.9592 | 523308 | 0 | 0 | 0 | 814536.5044 | 0 | 1493.0951 | 0 | 0 | 0 | 0 | 0 | 0 | 0 | 114208.3098 | 0 | 0 | 0 | 0 | -60218.0843 | 0 | 213.2993 | 0 | 0 | 0 | 0 | 0 | 0 | 0 | 0 | 0 | 0 | 0
2016-02-11 15:00 | 0 | 0 | 0 | 0 | 0 | 623696.3568 | 512717 | 0 | 0 | 0 | 925515.8612 | 0 | 1493.0951 | 0 | 0 | 0 | 0 | 0 | 0 | 0 | 114207.853 | 0 | 0 | 0 | 0 | 110979.3568 | 0 | 0 | 0 | 0 | 0 | 0 | 0 | 0 | 0 | 0 | 0 | 0 | 0
2016-02-11 16:00 | 0 | 0 | 0 | 0 | 58494.4792 | 686631.7635 | 499570 | 0 | 0 | 0 | 1171072.1039 | 0 | 1493.0951 | 0 | 0 | 0 | 0 | 0 | 0 | 0 | 114207.3961 | 0 | 0 | 0 | 0 | 245556.2427 | 0 | 0 | 0 | 0 | 0 | 0 | 0 | 0 | 0 | 0 | 0 | 0 | 0
2016-02-11 17:00 | 0 | 0 | 0 | 0 | 46718.7463 | 686744.4964 | 487907 | 0 | 0 | 0 | 1416628.3466 | 0 | 1493.0951 | 0 | 0 | 0 | 0 | 0 | 0 | 0 | 114206.9393 | 0 | 0 | 0 | 0 | 245556.2427 | 0 | 0 | 0 | 0 | 0 | 0 | 0 | 0 | 0 | 0 | 0 | 0 | 0
2016-02-11 18:00 | 0 | 0 | 0 | 0 | 0 | 660837.2415 | 479400 | 0 | 0 | 0 | 1598065.5881 | 0 | 1493.0951 | 0 | 0 | 0 | 0 | 0 | 0 | 0 | 114206.4825 | 0 | 0 | 0 | 0 | 181437.2415 | 0 | 0 | 0 | 0 | 0 | 0 | 0 | 0 | 0 | 0 | 0 | 0 | 0
2016-02-11 19:00 | 0 | 0 | 0 | 0 | 72831.7108 | 645866.5319 | 473142 | 0 | 0 | 0 | 1843621.8308 | 0 | 1493.0951 | 0 | 0 | 0 | 0 | 0 | 0 | 0 | 114206.0257 | 0 | 0 | 0 | 0 | 245556.2427 | 0 | 0 | 0 | 0 | 0 | 0 | 0 | 0 | 0 | 0 | 0 | 0 | 0
2016-02-11 20:00 | 0 | 0 | 0 | 0 | 59656.9908 | 655064.2519 | 469165 | 0 | 0 | 0 | 2089178.0735 | 0 | 1493.0951 | 0 | 0 | 0 | 0 | 0 | 0 | 0 | 114205.5688 | 0 | 0 | 0 | 0 | 245556.2427 | 0 | 0 | 0 | 0 | 0 | 0 | 0 | 0 | 0 | 0 | 0 | 0 | 0
2016-02-11 21:00 | 0 | 0 | 0 | 0 | 0 | 673295.8137 | 471140 | 0 | 0 | 0 | 2291333.8872 | 0 | 1493.0951 | 0 | 0 | 0 | 0 | 0 | 0 | 0 | 114205.112 | 0 | 0 | 0 | 0 | 202155.8137 | 0 | 0 | 0 | 0 | 0 | 0 | 0 | 0 | 0 | 0 | 0 | 0 | 0
2016-02-11 22:00 | 0 | 0 | 0 | 0 | 109272.3632 | 618081.8794 | 481798 | 0 | 0 | 0 | 2536890.1299 | 0 | 1493.0951 | 0 | 0 | 0 | 0 | 0 | 0 | 0 | 114204.6552 | 0 | 0 | 0 | 0 | 245556.2427 | 0 | 0 | 0 | 0 | 0 | 0 | 0 | 0 | 0 | 0 | 0 | 0 | 0
2016-02-11 23:00 | 0 | 0 | 0 | 0 | 263969.331 | 354678.3477 | 501780 | 0 | 0 | 0 | 2653757.8085 | 0 | 1493.0951 | 0 | 0 | 0 | 0 | 0 | 0 | 0 | 114204.1984 | 0 | 0 | 0 | 0 | 116867.6787 | 0 | 0 | 0 | 0 | 0 | 0 | 0 | 0 | 0 | 0 | 0 | 0 | 0
2016-02-12 | 0 | 0 | 0 | 0 | 233458.8943 | 36298.863 | 515314 | 0 | 0 | 0 | 2408201.5659 | 0 | 1493.0951 | 0 | 0 | 0 | 0 | 0 | 0 | 0 | 114203.7416 | 0 | 0 | 0 | 0 | -245556.2427 | 0 | 0 | 0 | 0 | 0 | 0 | 0 | 0 | 0 | 0 | 0 | 0 | 0
2016-02-12 01:00 | 0 | 0 | 0 | 0 | 288229.4757 | 0 | 517658 | 0 | 0 | 0 | 2178559.7423 | 0 | 1706.3944 | 0 | 0 | 0 | 0 | 0 | 0 | 0 | 114203.2847 | 0 | 0 | 0 | 0 | -229641.8236 | 0 | 213.2993 | 0 | 0 | 0 | 0 | 0 | 0 | 0 | 0 | 0 | 0 | 0
2016-02-12 02:00 | 0 | 0 | 0 | 0 | 277781.6478 | 0 | 510551 | 0 | 0 | 0 | 1945790.3901 | 0 | 1706.3944 | 0 | 0 | 0 | 0 | 0 | 0 | 0 | 114202.8279 | 0 | 0 | 0 | 0 | -232769.3522 | 0 | 0 | 0 | 0 | 0 | 0 | 0 | 0 | 0 | 0 | 0 | 0 | 0
2016-02-12 03:00 | 0 | 0 | 0 | 0 | 255179.6143 | 0 | 492901 | 0 | 0 | 0 | 1700234.1474 | 0 | 1919.6937 | 7621.5577 | 0 | 0 | 0 | 0 | 0 | 0 | 114202.3711 | 0 | 0 | 0 | 0 | -245556.2427 | 0 | 213.2993 | 0 | 7621.5577 | 0 | 0 | 0 | 0 | 0 | 0 | 0 | 0 | 0
2016-02-12 04:00 | 0 | 0 | 0 | 0 | 243240.5843 | 0 | 471644 | 0 | 0 | 0 | 1479452.2894 | 0 | 1919.6937 | 0 | 0 | 0 | 0 | 0 | 0 | 0 | 114201.9143 | 0 | 0 | 0 | 0 | -220781.8579 | 0 | 0 | 0 | -7621.5577 | 0 | 0 | 0 | 0 | 0 | 0 | 0 | 0 | 0
2016-02-12 05:00 | 0 | 0 | 0 | 0 | 206475.0566 | 0 | 451818 | 0 | 0 | 0 | 1233896.0468 | 0 | 2132.993 | 0 | 0 | 0 | 0 | 0 | 0 | 0 | 114201.4575 | 0 | 0 | 0 | 0 | -245556.2427 | 0 | 213.2993 | 0 | 0 | 0 | 0 | 0 | 0 | 0 | 0 | 0 | 0 | 0
2016-02-12 06:00 | 0 | 0 | 0 | 0 | 193183.7573 | 0 | 438740 | 0 | 0 | 0 | 988339.8041 | 0 | 2132.993 | 0 | 0 | 0 | 0 | 0 | 0 | 0 | 114201.0007 | 0 | 0 | 0 | 0 | -245556.2427 | 0 | 0 | 0 | 0 | 0 | 0 | 0 | 0 | 0 | 0 | 0 | 0 | 0
2016-02-12 07:00 | 0 | 0 | 0 | 0 | 265194.4395 | 0 | 430656 | 0 | 0 | 0 | 822664.9443 | 0 | 2346.2923 | 0 | 0 | 0 | 0 | 0 | 0 | 0 | 114200.5439 | 0 | 0 | 0 | 0 | -165674.8598 | 0 | 213.2993 | 0 | 0 | 0 | 0 | 0 | 0 | 0 | 0 | 0 | 0 | 0
2016-02-12 08:00 | 0 | 0 | 0 | 0 | 290900.9461 | 0 | 426606 | 0 | 0 | 0 | 686746.5911 | 0 | 2559.5916 | 0 | 0 | 0 | 0 | 0 | 0 | 0 | 114200.0871 | 0 | 0 | 0 | 0 | -135918.3532 | 0 | 213.2993 | 0 | 0 | 0 | 0 | 0 | 0 | 0 | 0 | 0 | 0 | 0
2016-02-12 09:00 | 0 | 0 | 0 | 0 | 183870.7573 | 0 | 429427 | 0 | 0 | 0 | 441190.3484 | 0 | 2559.5916 | 0 | 0 | 0 | 0 | 0 | 0 | 0 | 114199.6303 | 0 | 0 | 0 | 0 | -245556.2427 | 0 | 0 | 0 | 0 | 0 | 0 | 0 | 0 | 0 | 0 | 0 | 0 | 0
2016-02-12 10:00 | 0 | 0 | 0 | 0 | 350580.5778 | 0 | 444187 | 0 | 0 | 0 | 347370.6269 | 0 | 2772.8909 | 0 | 0 | 0 | 0 | 0 | 0 | 0 | 114199.1735 | 0 | 0 | 0 | 0 | -93819.7215 | 0 | 213.2993 | 0 | 0 | 0 | 0 | 0 | 0 | 0 | 0 | 0 | 0 | 0
2016-02-12 11:00 | 0 | 0 | 0 | 0 | 376063.6984 | 0 | 475473 | 0 | 0 | 0 | 247961.3254 | 0 | 2772.8909 | 0 | 0 | 0 | 0 | 0 | 0 | 0 | 114198.7167 | 0 | 0 | 0 | 0 | -99409.3016 | 0 | 0 | 0 | 0 | 0 | 0 | 0 | 0 | 0 | 0 | 0 | 0 | 0
2016-02-12 12:00 | 0 | 0 | 0 | 0 | 388642.7016 | 0 | 502426 | 0 | 0 | 0 | 133964.7277 | 0 | 2986.1902 | 0 | 0 | 0 | 0 | 0 | 0 | 0 | 114198.2599 | 0 | 0 | 0 | 0 | -113996.5977 | 0 | 213.2993 | 0 | 0 | 0 | 0 | 0 | 0 | 0 | 0 | 0 | 0 | 0
2016-02-12 13:00 | 0 | 0 | 0 | 0 | 374125.575 | 432.6973 | 508523 | 0 | 0 | 0 | 0 | 0 | 2986.1902 | 0 | 0 | 0 | 0 | 0 | 0 | 0 | 114197.8031 | 0 | 0 | 0 | 0 | -133964.7277 | 0 | 0 | 0 | 0 | 0 | 0 | 0 | 0 | 0 | 0 | 0 | 0 | 0
2016-02-12 14:00 | 0 | 0 | 0 | 0 | 327788.7132 | 182821.2408 | 506503 | 0 | 0 | 0 | 3893.6546 | 0 | 3199.4894 | 0 | 0 | 0 | 0 | 0 | 0 | 0 | 114197.3463 | 0 | 0 | 0 | 0 | 3893.6546 | 0 | 213.2993 | 0 | 0 | 0 | 0 | 0 | 0 | 0 | 0 | 0 | 0 | 0
2016-02-12 15:00 | 0 | 0 | 0 | 0 | 124473.4243 | 623648.8184 | 502566 | 0 | 0 | 0 | 249449.8973 | 0 | 3199.4894 | 0 | 0 | 0 | 0 | 0 | 0 | 0 | 114196.8895 | 0 | 0 | 0 | 0 | 245556.2427 | 0 | 0 | 0 | 0 | 0 | 0 | 0 | 0 | 0 | 0 | 0 | 0 | 0
2016-02-12 16:00 | 0 | 0 | 0 | 0 | 0 | 684176.7283 | 495536 | 0 | 0 | 0 | 438090.6256 | 0 | 3199.4894 | 0 | 0 | 0 | 0 | 0 | 0 | 0 | 114196.4327 | 0 | 0 | 0 | 0 | 188640.7283 | 0 | 0 | 0 | 0 | 0 | 0 | 0 | 0 | 0 | 0 | 0 | 0 | 0
2016-02-12 17:00 | 0 | 0 | 0 | 0 | 59642.051 | 672664.1917 | 486750 | 0 | 0 | 0 | 683646.8683 | 0 | 3199.4894 | 0 | 0 | 0 | 0 | 0 | 0 | 0 | 114195.976 | 0 | 0 | 0 | 0 | 245556.2427 | 0 | 0 | 0 | 0 | 0 | 0 | 0 | 0 | 0 | 0 | 0 | 0 | 0
2016-02-12 18:00 | 0 | 0 | 0 | 0 | 0 | 649314.7647 | 481045 | 0 | 0 | 0 | 851916.6329 | 0 | 3199.4894 | 0 | 0 | 0 | 0 | 0 | 0 | 0 | 114195.5192 | 0 | 0 | 0 | 0 | 168269.7647 | 0 | 0 | 0 | 0 | 0 | 0 | 0 | 0 | 0 | 0 | 0 | 0 | 0
2016-02-12 19:00 | 0 | 0 | 0 | 0 | 0 | 638028.8659 | 477507 | 0 | 0 | 0 | 1012438.4989 | 0 | 3199.4894 | 0 | 0 | 0 | 0 | 0 | 0 | 0 | 114195.0624 | 0 | 0 | 0 | 0 | 160521.8659 | 0 | 0 | 0 | 0 | 0 | 0 | 0 | 0 | 0 | 0 | 0 | 0 | 0
2016-02-12 20:00 | 0 | 0 | 0 | 0 | 71548.7284 | 649477.5143 | 475470 | 0 | 0 | 0 | 1257994.7415 | 0 | 3199.4894 | 0 | 0 | 0 | 0 | 0 | 0 | 0 | 114194.6056 | 0 | 0 | 0 | 0 | 245556.2427 | 0 | 0 | 0 | 0 | 0 | 0 | 0 | 0 | 0 | 0 | 0 | 0 | 0
2016-02-12 21:00 | 0 | 0 | 0 | 0 | 0 | 667868.3701 | 475511 | 0 | 0 | 0 | 1450352.1116 | 0 | 3199.4894 | 0 | 0 | 0 | 0 | 0 | 0 | 0 | 114194.1488 | 0 | 0 | 0 | 0 | 192357.3701 | 0 | 0 | 0 | 0 | 0 | 0 | 0 | 0 | 0 | 0 | 0 | 0 | 0
2016-02-12 22:00 | 0 | 0 | 0 | 0 | 0 | 623480.5665 | 480587 | 0 | 0 | 0 | 1593245.6781 | 0 | 3199.4894 | 0 | 0 | 0 | 0 | 0 | 0 | 0 | 114193.692 | 0 | 0 | 0 | 0 | 142893.5665 | 0 | 0 | 0 | 0 | 0 | 0 | 0 | 0 | 0 | 0 | 0 | 0 | 0
2016-02-12 23:00 | 0 | 0 | 0 | 0 | 0 | 407258.8519 | 492585 | 0 | 0 | 0 | 1507919.53 | 0 | 3199.4894 | 0 | 0 | 0 | 0 | 0 | 0 | 0 | 114193.2353 | 0 | 0 | 0 | 0 | -85326.1481 | 0 | 0 | 0 | 0 | 0 | 0 | 0 | 0 | 0 | 0 | 0 | 0 | 0
2016-02-13 | 0 | 0 | 0 | 0 | 288671.4324 | 63428.9593 | 499809 | 0 | 0 | 0 | 1359997.6224 | 0 | 3412.7887 | 0 | 0 | 0 | 0 | 0 | 0 | 0 | 114192.7785 | 0 | 0 | 0 | 0 | -147921.9076 | 0 | 213.2993 | 0 | 0 | 0 | 0 | 0 | 0 | 0 | 0 | 0 | 0 | 0
2016-02-13 01:00 | 0 | 0 | 0 | 0 | 471469.9842 | 0.022333 | 498731 | 0 | 0 | 0 | 1332736.629 | 0 | 3412.7887 | 0 | 0 | 0 | 0 | 0 | 0 | 0 | 114192.3217 | 0 | 0 | 0 | 0 | -27260.9934 | 0 | 0 | 0 | 0 | 0 | 0 | 0 | 0 | 0 | 0 | 0 | 0 | 0
2016-02-13 02:00 | 0 | 0 | 0 | 0 | 460668.1218 | 0 | 491920 | 0 | 0 | 0 | 1301484.7508 | 0 | 3412.7887 | 0 | 0 | 0 | 0 | 0 | 0 | 0 | 114191.865 | 0 | 0 | 0 | 0 | -31251.8782 | 0 | 0 | 0 | 0 | 0 | 0 | 0 | 0 | 0 | 0 | 0 | 0 | 0
2016-02-13 03:00 | 0 | 0 | 0 | 0 | 233827.0566 | 0 | 479170 | 0 | 0 | 0 | 1055928.5081 | 0 | 3626.088 | 0 | 0 | 0 | 0 | 0 | 0 | 0 | 114191.4082 | 0 | 0 | 0 | 0 | -245556.2427 | 0 | 213.2993 | 0 | 0 | 0 | 0 | 0 | 0 | 0 | 0 | 0 | 0 | 0
2016-02-13 04:00 | 0 | 0 | 0 | 0 | 419589.4053 | 0 | 462280 | 0 | 0 | 0 | 1013237.9134 | 0 | 3626.088 | 0 | 0 | 0 | 0 | 0 | 0 | 0 | 114190.9514 | 0 | 0 | 0 | 0 | -42690.5947 | 0 | 0 | 0 | 0 | 0 | 0 | 0 | 0 | 0 | 0 | 0 | 0 | 0
2016-02-13 05:00 | 0 | 0 | 0 | 0 | 397342.1042 | 0 | 446151 | 0 | 0 | 0 | 964215.7183 | 0 | 3839.3873 | 0 | 0 | 0 | 0 | 0 | 0 | 0 | 114190.4947 | 0 | 0 | 0 | 0 | -49022.1951 | 0 | 213.2993 | 0 | 0 | 0 | 0 | 0 | 0 | 0 | 0 | 0 | 0 | 0
2016-02-13 06:00 | 0 | 0 | 0 | 0 | 377354.8604 | 0 | 434017 | 0 | 0 | 0 | 907553.5787 | 0 | 3839.3873 | 0 | 0 | 0 | 0 | 0 | 0 | 0 | 114190.0379 | 0 | 0 | 0 | 0 | -56662.1396 | 0 | 0 | 0 | 0 | 0 | 0 | 0 | 0 | 0 | 0 | 0 | 0 | 0
2016-02-13 07:00 | 0 | 0 | 0 | 0 | 359591.6109 | 0 | 426569 | 0 | 0 | 0 | 840362.8903 | 0 | 4052.6866 | 0 | 0 | 0 | 0 | 0 | 0 | 0 | 114189.5811 | 0 | 0 | 0 | 0 | -67190.6884 | 0 | 213.2993 | 0 | 0 | 0 | 0 | 0 | 0 | 0 | 0 | 0 | 0 | 0
2016-02-13 08:00 | 0 | 0 | 0 | 0 | 177969.0566 | 0 | 423312 | 0 | 0 | 0 | 594806.6477 | 0 | 4265.9859 | 0 | 0 | 0 | 0 | 0 | 0 | 0 | 114189.1244 | 0 | 0 | 0 | 0 | -245556.2427 | 0 | 213.2993 | 0 | 0 | 0 | 0 | 0 | 0 | 0 | 0 | 0 | 0 | 0
2016-02-13 09:00 | 0 | 0 | 0 | 0 | 345490.5489 | 0 | 425077 | 0 | 0 | 0 | 515220.1966 | 0 | 4265.9859 | 0 | 0 | 0 | 0 | 0 | 0 | 0 | 114188.6676 | 0 | 0 | 0 | 0 | -79586.4511 | 0 | 0 | 0 | 0 | 0 | 0 | 0 | 0 | 0 | 0 | 0 | 0 | 0
2016-02-13 10:00 | 0 | 0 | 0 | 0 | 348116.227 | 0 | 432371 | 0 | 0 | 0 | 430752.1243 | 0 | 4479.2852 | 0 | 0 | 0 | 0 | 0 | 0 | 0 | 114188.2109 | 0 | 0 | 0 | 0 | -84468.0723 | 0 | 213.2993 | 0 | 0 | 0 | 0 | 0 | 0 | 0 | 0 | 0 | 0 | 0
2016-02-13 11:00 | 0 | 0 | 0 | 0 | 355257.5907 | 0 | 445669 | 0 | 0 | 0 | 340340.715 | 0 | 4479.2852 | 0 | 0 | 0 | 0 | 0 | 0 | 0 | 114187.7541 | 0 | 0 | 0 | 0 | -90411.4093 | 0 | 0 | 0 | 0 | 0 | 0 | 0 | 0 | 0 | 0 | 0 | 0 | 0
2016-02-13 12:00 | 0 | 0 | 0 | 0 | 216754.0566 | 0 | 462097 | 0 | 0 | 0 | 94784.4723 | 0 | 4692.5845 | 0 | 0 | 0 | 0 | 0 | 0 | 0 | 114187.2974 | 0 | 0 | 0 | 0 | -245556.2427 | 0 | 213.2993 | 0 | 0 | 0 | 0 | 0 | 0 | 0 | 0 | 0 | 0 | 0
2016-02-13 13:00 | 0 | 0 | 0 | 0 | 380866.4227 | 526.105 | 476177 | 0 | 0 | 0 | 0 | 0 | 4692.5845 | 0 | 0 | 0 | 0 | 0 | 0 | 0 | 114186.8406 | 0 | 0 | 0 | 0 | -94784.4723 | 0 | 0 | 0 | 0 | 0 | 0 | 0 | 0 | 0 | 0 | 0 | 0 | 0
2016-02-13 14:00 | 0 | 0 | 0 | 0 | 395168.4423 | 145506.2154 | 484883 | 0 | 0 | 0 | 55578.3584 | 0 | 4905.8838 | 0 | 0 | 0 | 0 | 0 | 0 | 0 | 114186.3839 | 0 | 0 | 0 | 0 | 55578.3584 | 0 | 213.2993 | 0 | 0 | 0 | 0 | 0 | 0 | 0 | 0 | 0 | 0 | 0
2016-02-13 15:00 | 0 | 0 | 0 | 0 | 189266.2526 | 541871.99 | 485582 | 0 | 0 | 0 | 301134.6011 | 0 | 4905.8838 | 0 | 0 | 0 | 0 | 0 | 0 | 0 | 114185.9271 | 0 | 0 | 0 | 0 | 245556.2427 | 0 | 0 | 0 | 0 | 0 | 0 | 0 | 0 | 0 | 0 | 0 | 0 | 0
2016-02-13 16:00 | 0 | 0 | 0 | 0 | 0 | 641033.5569 | 480430 | 0 | 0 | 0 | 461738.158 | 0 | 4905.8838 | 0 | 0 | 0 | 0 | 0 | 0 | 0 | 114185.4704 | 0 | 0 | 0 | 0 | 160603.5569 | 0 | 0 | 0 | 0 | 0 | 0 | 0 | 0 | 0 | 0 | 0 | 0 | 0
2016-02-13 17:00 | 0 | 0 | 0 | 0 | 0 | 657812.7105 | 471854 | 0 | 0 | 0 | 647696.8684 | 0 | 4905.8838 | 0 | 0 | 0 | 0 | 0 | 0 | 0 | 114185.0136 | 0 | 0 | 0 | 0 | 185958.7105 | 0 | 0 | 0 | 0 | 0 | 0 | 0 | 0 | 0 | 0 | 0 | 0 | 0
2016-02-13 18:00 | 0 | 0 | 0 | 0 | 0 | 641834.8529 | 462669 | 0 | 0 | 0 | 826649.422 | 0 | 5119.1831 | 0 | 0 | 0 | 0 | 0 | 0 | 0 | 114184.5569 | 0 | 0 | 0 | 0 | 178952.5536 | 0 | 213.2993 | 0 | 0 | 0 | 0 | 0 | 0 | 0 | 0 | 0 | 0 | 0
2016-02-13 19:00 | 0 | 0 | 0 | 0 | 68588.7318 | 633134.5108 | 456167 | 0 | 0 | 0 | 1072205.6647 | 0 | 5119.1831 | 0 | 0 | 0 | 0 | 0 | 0 | 0 | 114184.1002 | 0 | 0 | 0 | 0 | 245556.2427 | 0 | 0 | 0 | 0 | 0 | 0 | 0 | 0 | 0 | 0 | 0 | 0 | 0
2016-02-13 20:00 | 0 | 0 | 0 | 0 | 52296.587 | 645834.955 | 452362 | 0 | 0 | 0 | 1317761.9074 | 0 | 5332.4824 | 0 | 0 | 0 | 0 | 0 | 0 | 0 | 114183.6434 | 0 | 0 | 0 | 0 | 245556.2427 | 0 | 213.2993 | 0 | 0 | 0 | 0 | 0 | 0 | 0 | 0 | 0 | 0 | 0
2016-02-13 21:00 | 0 | 0 | 0 | 0 | 0 | 657995.1668 | 455137 | 0 | 0 | 0 | 1520620.0742 | 0 | 5332.4824 | 0 | 0 | 0 | 0 | 0 | 0 | 0 | 114183.1867 | 0 | 0 | 0 | 0 | 202858.1668 | 0 | 0 | 0 | 0 | 0 | 0 | 0 | 0 | 0 | 0 | 0 | 0 | 0
2016-02-13 22:00 | 0 | 0 | 0 | 0 | 0 | 624823.4663 | 466557 | 0 | 0 | 0 | 1678673.2412 | 0 | 5545.7817 | 0 | 0 | 0 | 0 | 0 | 0 | 0 | 114182.73 | 0 | 0 | 0 | 0 | 158053.167 | 0 | 213.2993 | 0 | 0 | 0 | 0 | 0 | 0 | 0 | 0 | 0 | 0 | 0
2016-02-13 23:00 | 0 | 0 | 0 | 0 | 0 | 413527.5396 | 487773 | 0 | 0 | 0 | 1604427.7808 | 0 | 5545.7817 | 0 | 0 | 0 | 0 | 0 | 0 | 0 | 114182.2732 | 0 | 0 | 0 | 0 | -74245.4604 | 0 | 0 | 0 | 0 | 0 | 0 | 0 | 0 | 0 | 0 | 0 | 0 | 0
2016-02-14 | 0 | 0 | 0 | 0 | 170036.8046 | 85817.252 | 501197 | 0 | 0 | 0 | 1358871.5381 | 0 | 5759.081 | 0 | 0 | 0 | 0 | 0 | 0 | 0 | 114181.8165 | 0 | 0 | 0 | 0 | -245556.2427 | 0 | 213.2993 | 0 | 0 | 0 | 0 | 0 | 0 | 0 | 0 | 0 | 0 | 0
2016-02-14 01:00 | 0 | 0 | 0 | 0 | 259115.8026 | 2.9547 | 504675 | 0 | 0 | 0 | 1113315.2954 | 0 | 5759.081 | 0 | 0 | 0 | 0 | 0 | 0 | 0 | 114181.3598 | 0 | 0 | 0 | 0 | -245556.2427 | 0 | 0 | 0 | 0 | 0 | 0 | 0 | 0 | 0 | 0 | 0 | 0 | 0
2016-02-14 02:00 | 0 | 0 | 0 | 0 | 742146.6857 | 0 | 501941 | 0 | 0 | 0 | 1353307.6818 | 0 | 5972.3803 | 0 | 0 | 0 | 0 | 0 | 0 | 0 | 114180.903 | 0 | 0 | 0 | 0 | 239992.3864 | 0 | 213.2993 | 0 | 0 | 0 | 0 | 0 | 0 | 0 | 0 | 0 | 0 | 0
2016-02-14 03:00 | 0 | 0 | 0 | 0 | 247658.7573 | 0 | 493215 | 0 | 0 | 0 | 1107751.4391 | 0 | 5972.3803 | 0 | 0 | 0 | 0 | 0 | 0 | 0 | 114180.4463 | 0 | 0 | 0 | 0 | -245556.2427 | 0 | 0 | 0 | 0 | 0 | 0 | 0 | 0 | 0 | 0 | 0 | 0 | 0
2016-02-14 04:00 | 0 | 0 | 0 | 0 | 724738.542 | 0 | 478969 | 0 | 0 | 0 | 1353307.6818 | 0 | 6185.6796 | 0 | 0 | 0 | 0 | 0 | 0 | 0 | 114179.9896 | 0 | 0 | 0 | 0 | 245556.2427 | 0 | 213.2993 | 0 | 0 | 0 | 0 | 0 | 0 | 0 | 0 | 0 | 0 | 0
2016-02-14 05:00 | 0 | 0 | 0 | 0 | 218591.7573 | 0 | 464148 | 0 | 0 | 0 | 1107751.4391 | 0 | 6185.6796 | 0 | 0 | 0 | 0 | 0 | 0 | 0 | 114179.5329 | 0 | 0 | 0 | 0 | -245556.2427 | 0 | 0 | 0 | 0 | 0 | 0 | 0 | 0 | 0 | 0 | 0 | 0 | 0
2016-02-14 06:00 | 0 | 0 | 0 | 0 | 208548.0566 | 0 | 453891 | 0 | 0 | 0 | 862195.1964 | 0 | 6398.9789 | 0 | 0 | 0 | 0 | 0 | 0 | 0 | 114179.0762 | 0 | 0 | 0 | 0 | -245556.2427 | 0 | 213.2993 | 0 | 0 | 0 | 0 | 0 | 0 | 0 | 0 | 0 | 0 | 0
2016-02-14 07:00 | 0 | 0 | 0 | 0 | 201685.7573 | 0 | 447242 | 0 | 0 | 0 | 616638.9538 | 0 | 6398.9789 | 0 | 0 | 0 | 0 | 0 | 0 | 0 | 114178.6194 | 0 | 0 | 0 | 0 | -245556.2427 | 0 | 0 | 0 | 0 | 0 | 0 | 0 | 0 | 0 | 0 | 0 | 0 | 0
2016-02-14 08:00 | 0 | 0 | 0 | 0 | 428412.1683 | 0 | 443436 | 0 | 0 | 0 | 601401.8227 | 0 | 6612.2782 | 0 | 0 | 0 | 0 | 0 | 0 | 0 | 114178.1627 | 0 | 0 | 0 | 0 | -15237.131 | 0 | 213.2993 | 0 | 0 | 0 | 0 | 0 | 0 | 0 | 0 | 0 | 0 | 0
2016-02-14 09:00 | 0 | 0 | 0 | 0 | 196849.7573 | 0 | 442406 | 0 | 0 | 0 | 355845.5801 | 0 | 6612.2782 | 0 | 0 | 0 | 0 | 0 | 0 | 0 | 114177.706 | 0 | 0 | 0 | 0 | -245556.2427 | 0 | 0 | 0 | 0 | 0 | 0 | 0 | 0 | 0 | 0 | 0 | 0 | 0
2016-02-14 10:00 | 0 | 0 | 0 | 0 | 692113.542 | 0 | 446344 | 0 | 0 | 0 | 601401.8227 | 0 | 6825.5775 | 0 | 0 | 0 | 0 | 0 | 0 | 0 | 114177.2493 | 0 | 0 | 0 | 0 | 245556.2427 | 0 | 213.2993 | 0 | 0 | 0 | 0 | 0 | 0 | 0 | 0 | 0 | 0 | 0
2016-02-14 11:00 | 0 | 0 | 0 | 0 | 210393.7573 | 0 | 455950 | 0 | 0 | 0 | 355845.5801 | 0 | 6825.5775 | 0 | 0 | 0 | 0 | 0 | 0 | 0 | 114176.7926 | 0 | 0 | 0 | 0 | -245556.2427 | 0 | 0 | 0 | 0 | 0 | 0 | 0 | 0 | 0 | 0 | 0 | 0 | 0
2016-02-14 12:00 | 0 | 0 | 0 | 0 | 619731.8806 | 0 | 467682 | 0 | 0 | 0 | 507682.1613 | 0 | 7038.8768 | 0 | 0 | 0 | 0 | 0 | 0 | 0 | 114176.3359 | 0 | 0 | 0 | 0 | 151836.5813 | 0 | 213.2993 | 0 | 0 | 0 | 0 | 0 | 0 | 0 | 0 | 0 | 0 | 0
2016-02-14 13:00 | 0 | 0 | 0 | 0 | 231611.9808 | 653.7765 | 477822 | 0 | 0 | 0 | 262125.9186 | 0 | 7038.8768 | 0 | 0 | 0 | 0 | 0 | 0 | 0 | 114175.8792 | 0 | 0 | 0 | 0 | -245556.2427 | 0 | 0 | 0 | 0 | 0 | 0 | 0 | 0 | 0 | 0 | 0 | 0 | 0
2016-02-14 14:00 | 0 | 0 | 0 | 0 | 431917.1854 | 151844.4328 | 482732 | 0 | 0 | 0 | 362942.2376 | 0 | 7252.1761 | 0 | 0 | 0 | 0 | 0 | 0 | 0 | 114175.4225 | 0 | 0 | 0 | 0 | 100816.3189 | 0 | 213.2993 | 0 | 0 | 0 | 0 | 0 | 0 | 0 | 0 | 0 | 0 | 0
2016-02-14 15:00 | 0 | 0 | 0 | 0 | 190213.5869 | 536136.6558 | 480794 | 0 | 0 | 0 | 608498.4803 | 0 | 7252.1761 | 0 | 0 | 0 | 0 | 0 | 0 | 0 | 114174.9658 | 0 | 0 | 0 | 0 | 245556.2427 | 0 | 0 | 0 | 0 | 0 | 0 | 0 | 0 | 0 | 0 | 0 | 0 | 0
2016-02-14 16:00 | 0 | 0 | 0 | 0 | 0 | 631176.9178 | 474300 | 0 | 0 | 0 | 765375.3981 | 0 | 7252.1761 | 0 | 0 | 0 | 0 | 0 | 0 | 0 | 114174.5091 | 0 | 0 | 0 | 0 | 156876.9178 | 0 | 0 | 0 | 0 | 0 | 0 | 0 | 0 | 0 | 0 | 0 | 0 | 0
2016-02-14 17:00 | 0 | 0 | 0 | 0 | 76605.2165 | 636986.0261 | 468035 | 0 | 0 | 0 | 1010931.6408 | 0 | 7252.1761 | 0 | 0 | 0 | 0 | 0 | 0 | 0 | 114174.0524 | 0 | 0 | 0 | 0 | 245556.2427 | 0 | 0 | 0 | 0 | 0 | 0 | 0 | 0 | 0 | 0 | 0 | 0 | 0
2016-02-14 18:00 | 0 | 0 | 0 | 0 | 0 | 617412.0427 | 461079 | 0 | 0 | 0 | 1167264.6835 | 0 | 7252.1761 | 0 | 0 | 0 | 0 | 0 | 0 | 0 | 114173.5957 | 0 | 0 | 0 | 0 | 156333.0427 | 0 | 0 | 0 | 0 | 0 | 0 | 0 | 0 | 0 | 0 | 0 | 0 | 0
2016-02-14 19:00 | 0 | 0 | 0 | 0 | 0 | 608779.8272 | 454990 | 0 | 0 | 0 | 1321054.5107 | 0 | 7252.1761 | 0 | 0 | 0 | 0 | 0 | 0 | 0 | 114173.139 | 0 | 0 | 0 | 0 | 153789.8272 | 0 | 0 | 0 | 0 | 0 | 0 | 0 | 0 | 0 | 0 | 0 | 0 | 0
2016-02-14 20:00 | 0 | 0 | 0 | 0 | 0 | 620714.8796 | 453504 | 0 | 0 | 0 | 1488265.3904 | 0 | 7252.1761 | 0 | 0 | 0 | 0 | 0 | 0 | 0 | 114172.6823 | 0 | 0 | 0 | 0 | 167210.8796 | 0 | 0 | 0 | 0 | 0 | 0 | 0 | 0 | 0 | 0 | 0 | 0 | 0
2016-02-14 21:00 | 0 | 0 | 0 | 0 | 68731.057 | 634044.1857 | 457219 | 0 | 0 | 0 | 1733821.6331 | 0 | 7252.1761 | 0 | 0 | 0 | 0 | 0 | 0 | 0 | 114172.2256 | 0 | 0 | 0 | 0 | 245556.2427 | 0 | 0 | 0 | 0 | 0 | 0 | 0 | 0 | 0 | 0 | 0 | 0 | 0
2016-02-14 22:00 | 0 | 0 | 0 | 0 | 0 | 574364.3592 | 468996 | 0 | 0 | 0 | 1839189.9922 | 0 | 7252.1761 | 0 | 0 | 0 | 0 | 0 | 0 | 0 | 114171.7689 | 0 | 0 | 0 | 0 | 105368.3592 | 0 | 0 | 0 | 0 | 0 | 0 | 0 | 0 | 0 | 0 | 0 | 0 | 0
2016-02-14 23:00 | 0 | 0 | 0 | 0 | 0 | 368265.2074 | 487064 | 0 | 0 | 0 | 1720391.1997 | 0 | 7252.1761 | 0 | 0 | 0 | 0 | 0 | 0 | 0 | 114171.3122 | 0 | 0 | 0 | 0 | -118798.7926 | 0 | 0 | 0 | 0 | 0 | 0 | 0 | 0 | 0 | 0 | 0 | 0 | 0
2016-02-15 | 0 | 0 | 0 | 0 | 198161.9091 | 53526.8482 | 497245 | 0 | 0 | 0 | 1474834.957 | 0 | 7252.1761 | 0 | 0 | 0 | 0 | 0 | 0 | 0 | 114170.8555 | 0 | 0 | 0 | 0 | -245556.2427 | 0 | 0 | 0 | 0 | 0 | 0 | 0 | 0 | 0 | 0 | 0 | 0 | 0
2016-02-15 01:00 | 0 | 0 | 0 | 0 | 251116.165 | 4.8916 | 496464 | 0 | 0 | 0 | 1229278.7143 | 0 | 7465.4754 | 0 | 0 | 0 | 0 | 0 | 0 | 0 | 114170.3989 | 0 | 0 | 0 | 0 | -245556.2427 | 0 | 213.2993 | 0 | 0 | 0 | 0 | 0 | 0 | 0 | 0 | 0 | 0 | 0
2016-02-15 02:00 | 0 | 0 | 0 | 0 | 242202.7573 | 0 | 487759 | 0 | 0 | 0 | 983722.4716 | 0 | 7465.4754 | 0 | 0 | 0 | 0 | 0 | 0 | 0 | 114169.9422 | 0 | 0 | 0 | 0 | -245556.2427 | 0 | 0 | 0 | 0 | 0 | 0 | 0 | 0 | 0 | 0 | 0 | 0 | 0
2016-02-15 03:00 | 0 | 0 | 0 | 0 | 228520.0566 | 0 | 473863 | 0 | 0 | 0 | 738166.2289 | 0 | 7678.7747 | 0 | 0 | 0 | 0 | 0 | 0 | 0 | 114169.4855 | 0 | 0 | 0 | 0 | -245556.2427 | 0 | 213.2993 | 0 | 0 | 0 | 0 | 0 | 0 | 0 | 0 | 0 | 0 | 0
2016-02-15 04:00 | 0 | 0 | 0 | 0 | 466991.488 | 0 | 456247 | 0 | 0 | 0 | 748910.7169 | 0 | 7678.7747 | 0 | 0 | 0 | 0 | 0 | 0 | 0 | 114169.0288 | 0 | 0 | 0 | 0 | 10744.488 | 0 | 0 | 0 | 0 | 0 | 0 | 0 | 0 | 0 | 0 | 0 | 0 | 0
2016-02-15 05:00 | 0 | 0 | 0 | 0 | 193228.0566 | 0 | 438571 | 0 | 0 | 0 | 503354.4742 | 0 | 7892.074 | 0 | 0 | 0 | 0 | 0 | 0 | 0 | 114168.5721 | 0 | 0 | 0 | 0 | -245556.2427 | 0 | 213.2993 | 0 | 0 | 0 | 0 | 0 | 0 | 0 | 0 | 0 | 0 | 0
2016-02-15 06:00 | 0 | 0 | 0 | 0 | 480008.0507 | 0 | 426178 | 0 | 0 | 0 | 557184.5249 | 0 | 7892.074 | 0 | 0 | 0 | 0 | 0 | 0 | 0 | 114168.1155 | 0 | 0 | 0 | 0 | 53830.0507 | 0 | 0 | 0 | 0 | 0 | 0 | 0 | 0 | 0 | 0 | 0 | 0 | 0
2016-02-15 07:00 | 0 | 0 | 0 | 0 | 172687.0566 | 0 | 418030 | 0 | 0 | 0 | 311628.2822 | 0 | 8105.3733 | 0 | 0 | 0 | 0 | 0 | 0 | 0 | 114167.6588 | 0 | 0 | 0 | 0 | -245556.2427 | 0 | 213.2993 | 0 | 0 | 0 | 0 | 0 | 0 | 0 | 0 | 0 | 0 | 0
2016-02-15 08:00 | 0 | 0 | 0 | 0 | 494358.649 | 0 | 413802 | 0 | 0 | 0 | 392184.9313 | 0 | 8105.3733 | 0 | 0 | 0 | 0 | 0 | 0 | 0 | 114167.2021 | 0 | 0 | 0 | 0 | 80556.649 | 0 | 0 | 0 | 0 | 0 | 0 | 0 | 0 | 0 | 0 | 0 | 0 | 0
2016-02-15 09:00 | 0 | 0 | 0 | 0 | 170677.0566 | 0 | 416020 | 0 | 0 | 0 | 146628.6886 | 0 | 8318.6726 | 0 | 0 | 0 | 0 | 0 | 0 | 0 | 114166.7455 | 0 | 0 | 0 | 0 | -245556.2427 | 0 | 213.2993 | 0 | 0 | 0 | 0 | 0 | 0 | 0 | 0 | 0 | 0 | 0
2016-02-15 10:00 | 0 | 0 | 0 | 0 | 525168.5541 | 0 | 426241 | 0 | 0 | 0 | 245556.2427 | 0 | 8318.6726 | 0 | 0 | 0 | 0 | 0 | 0 | 0 | 114166.2888 | 0 | 0 | 0 | 0 | 98927.5541 | 0 | 0 | 0 | 0 | 0 | 0 | 0 | 0 | 0 | 0 | 0 | 0 | 0
2016-02-15 11:00 | 0 | 0 | 0 | 0 | 203481.0566 | 0 | 448824 | 0 | 0 | 0 | 0 | 0 | 8531.9719 | 0 | 0 | 0 | 0 | 0 | 0 | 0 | 114165.8321 | 0 | 0 | 0 | 0 | -245556.2427 | 0 | 213.2993 | 0 | 0 | 0 | 0 | 0 | 0 | 0 | 0 | 0 | 0 | 0
2016-02-15 12:00 | 0 | 0 | 0 | 0 | 514059.2755 | 0 | 472250 | 0 | 0 | 0 | 41809.2755 | 0 | 8531.9719 | 0 | 0 | 0 | 0 | 0 | 0 | 0 | 114165.3755 | 0 | 0 | 0 | 0 | 41809.2755 | 0 | 0 | 0 | 0 | 0 | 0 | 0 | 0 | 0 | 0 | 0 | 0 | 0
2016-02-15 13:00 | 0 | 0 | 0 | 0 | 459361.0774 | 821.8664 | 486638 | 0 | 0 | 0 | 15140.92 | 0 | 8745.2712 | 0 | 0 | 0 | 0 | 0 | 0 | 0 | 114164.9188 | 0 | 0 | 0 | 0 | -26668.3555 | 0 | 213.2993 | 0 | 0 | 0 | 0 | 0 | 0 | 0 | 0 | 0 | 0 | 0
2016-02-15 14:00 | 0 | 0 | 0 | 0 | 287099.2945 | 202094.7599 | 495412 | 0 | 0 | 0 | 8922.9744 | 0 | 8745.2712 | 0 | 0 | 0 | 0 | 0 | 0 | 0 | 114164.4621 | 0 | 0 | 0 | 0 | -6217.9456 | 0 | 0 | 0 | 0 | 0 | 0 | 0 | 0 | 0 | 0 | 0 | 0 | 0
2016-02-15 15:00 | 0 | 0 | 0 | 0 | 144727.7312 | 602129.5115 | 501301 | 0 | 0 | 0 | 254479.2171 | 0 | 8745.2712 | 0 | 0 | 0 | 0 | 0 | 0 | 0 | 114164.0055 | 0 | 0 | 0 | 0 | 245556.2427 | 0 | 0 | 0 | 0 | 0 | 0 | 0 | 0 | 0 | 0 | 0 | 0 | 0
2016-02-15 16:00 | 0 | 0 | 0 | 0 | 0 | 680701.2943 | 502221 | 0 | 0 | 0 | 432959.5114 | 0 | 8745.2712 | 0 | 0 | 0 | 0 | 0 | 0 | 0 | 114163.5488 | 0 | 0 | 0 | 0 | 178480.2943 | 0 | 0 | 0 | 0 | 0 | 0 | 0 | 0 | 0 | 0 | 0 | 0 | 0
2016-02-15 17:00 | 0 | 0 | 0 | 0 | 64231.1577 | 680687.085 | 499362 | 0 | 0 | 0 | 678515.7541 | 0 | 8745.2712 | 0 | 0 | 0 | 0 | 0 | 0 | 0 | 114163.0922 | 0 | 0 | 0 | 0 | 245556.2427 | 0 | 0 | 0 | 0 | 0 | 0 | 0 | 0 | 0 | 0 | 0 | 0 | 0
2016-02-15 18:00 | 0 | 0 | 0 | 0 | 0 | 659500.6691 | 495186 | 0 | 0 | 0 | 842830.4232 | 0 | 8745.2712 | 0 | 0 | 0 | 0 | 0 | 0 | 0 | 114162.6355 | 0 | 0 | 0 | 0 | 164314.6691 | 0 | 0 | 0 | 0 | 0 | 0 | 0 | 0 | 0 | 0 | 0 | 0 | 0
2016-02-15 19:00 | 0 | 0 | 0 | 0 | 0 | 649159.802 | 490387 | 0 | 0 | 0 | 1001603.2252 | 0 | 8745.2712 | 0 | 0 | 0 | 0 | 0 | 0 | 0 | 114162.1789 | 0 | 0 | 0 | 0 | 158772.802 | 0 | 0 | 0 | 0 | 0 | 0 | 0 | 0 | 0 | 0 | 0 | 0 | 0
2016-02-15 20:00 | 0 | 0 | 0 | 0 | 0 | 662503.3797 | 486695 | 0 | 0 | 0 | 1177411.6049 | 0 | 8745.2712 | 0 | 0 | 0 | 0 | 0 | 0 | 0 | 114161.7222 | 0 | 0 | 0 | 0 | 175808.3797 | 0 | 0 | 0 | 0 | 0 | 0 | 0 | 0 | 0 | 0 | 0 | 0 | 0
2016-02-15 21:00 | 0 | 0 | 0 | 0 | 0 | 690372.0193 | 487005 | 0 | 0 | 0 | 1380778.6242 | 0 | 8745.2712 | 0 | 0 | 0 | 0 | 0 | 0 | 0 | 114161.2656 | 0 | 0 | 0 | 0 | 203367.0193 | 0 | 0 | 0 | 0 | 0 | 0 | 0 | 0 | 0 | 0 | 0 | 0 | 0
2016-02-15 22:00 | 0 | 0 | 0 | 0 | 0 | 666839.4748 | 494230 | 0 | 0 | 0 | 1553388.0989 | 0 | 8745.2712 | 0 | 0 | 0 | 0 | 0 | 0 | 0 | 114160.8089 | 0 | 0 | 0 | 0 | 172609.4748 | 0 | 0 | 0 | 0 | 0 | 0 | 0 | 0 | 0 | 0 | 0 | 0 | 0
2016-02-15 23:00 | 0 | 0 | 0 | 0 | 0 | 457812.4182 | 505582 | 0 | 0 | 0 | 1505618.5171 | 0 | 8745.2712 | 0 | 0 | 0 | 0 | 0 | 0 | 0 | 114160.3523 | 0 | 0 | 0 | 0 | -47769.5818 | 0 | 0 | 0 | 0 | 0 | 0 | 0 | 0 | 0 | 0 | 0 | 0 | 0
2016-02-16 | 0 | 0 | 0 | 0 | 200398.3013 | 64620.4561 | 510575 | 0 | 0 | 0 | 1260062.2744 | 0 | 8745.2712 | 0 | 0 | 0 | 0 | 0 | 0 | 0 | 114159.8957 | 0 | 0 | 0 | 0 | -245556.2427 | 0 | 0 | 0 | 0 | 0 | 0 | 0 | 0 | 0 | 0 | 0 | 0 | 0
2016-02-16 01:00 | 0 | 0 | 0 | 0 | 261116.9977 | 11.7596 | 506685 | 0 | 0 | 0 | 1014506.0317 | 0 | 8745.2712 | 0 | 0 | 0 | 0 | 0 | 0 | 0 | 114159.439 | 0 | 0 | 0 | 0 | -245556.2427 | 0 | 0 | 0 | 0 | 0 | 0 | 0 | 0 | 0 | 0 | 0 | 0 | 0
2016-02-16 02:00 | 0 | 0 | 0 | 0 | 247063.7573 | 0 | 492620 | 0 | 0 | 0 | 768949.7891 | 0 | 8745.2712 | 0 | 0 | 0 | 0 | 0 | 0 | 0 | 114158.9824 | 0 | 0 | 0 | 0 | -245556.2427 | 0 | 0 | 0 | 0 | 0 | 0 | 0 | 0 | 0 | 0 | 0 | 0 | 0
2016-02-16 03:00 | 0 | 0 | 0 | 0 | 610659.9652 | 0 | 471783 | 0 | 0 | 0 | 907826.7542 | 0 | 8745.2712 | 0 | 0 | 0 | 0 | 0 | 0 | 0 | 114158.5257 | 0 | 0 | 0 | 0 | 138876.9652 | 0 | 0 | 0 | 0 | 0 | 0 | 0 | 0 | 0 | 0 | 0 | 0 | 0
2016-02-16 04:00 | 0 | 0 | 0 | 0 | 200976.7573 | 0 | 446533 | 0 | 0 | 0 | 662270.5116 | 0 | 8745.2712 | 0 | 0 | 0 | 0 | 0 | 0 | 0 | 114158.0691 | 0 | 0 | 0 | 0 | -245556.2427 | 0 | 0 | 0 | 0 | 0 | 0 | 0 | 0 | 0 | 0 | 0 | 0 | 0
2016-02-16 05:00 | 0 | 0 | 0 | 0 | 670623.2427 | 0 | 425067 | 0 | 0 | 0 | 907826.7542 | 0 | 8745.2712 | 0 | 0 | 0 | 0 | 0 | 0 | 0 | 114157.6125 | 0 | 0 | 0 | 0 | 245556.2427 | 0 | 0 | 0 | 0 | 0 | 0 | 0 | 0 | 0 | 0 | 0 | 0 | 0
2016-02-16 06:00 | 0 | 0 | 0 | 0 | 163412.7573 | 0 | 408969 | 0 | 0 | 0 | 662270.5116 | 0 | 8745.2712 | 0 | 0 | 0 | 0 | 0 | 0 | 0 | 114157.1558 | 0 | 0 | 0 | 0 | -245556.2427 | 0 | 0 | 0 | 0 | 0 | 0 | 0 | 0 | 0 | 0 | 0 | 0 | 0
2016-02-16 07:00 | 0 | 0 | 0 | 0 | 152972.7573 | 0 | 398529 | 0 | 0 | 0 | 416714.2689 | 0 | 8745.2712 | 0 | 0 | 0 | 0 | 0 | 0 | 0 | 114156.6992 | 0 | 0 | 0 | 0 | -245556.2427 | 0 | 0 | 0 | 0 | 0 | 0 | 0 | 0 | 0 | 0 | 0 | 0 | 0
2016-02-16 08:00 | 0 | 0 | 0 | 0 | 146935.7573 | 0 | 392492 | 0 | 0 | 0 | 171158.0262 | 0 | 8745.2712 | 0 | 0 | 0 | 0 | 0 | 0 | 0 | 114156.2426 | 0 | 0 | 0 | 0 | -245556.2427 | 0 | 0 | 0 | 0 | 0 | 0 | 0 | 0 | 0 | 0 | 0 | 0 | 0
2016-02-16 09:00 | 0 | 0 | 0 | 0 | 638830.2427 | 0 | 393274 | 0 | 0 | 0 | 416714.2689 | 0 | 8745.2712 | 0 | 0 | 0 | 0 | 0 | 0 | 0 | 114155.786 | 0 | 0 | 0 | 0 | 245556.2427 | 0 | 0 | 0 | 0 | 0 | 0 | 0 | 0 | 0 | 0 | 0 | 0 | 0
2016-02-16 10:00 | 0 | 0 | 0 | 0 | 158515.7573 | 0 | 404072 | 0 | 0 | 0 | 171158.0262 | 0 | 8745.2712 | 0 | 0 | 0 | 0 | 0 | 0 | 0 | 114155.3293 | 0 | 0 | 0 | 0 | -245556.2427 | 0 | 0 | 0 | 0 | 0 | 0 | 0 | 0 | 0 | 0 | 0 | 0 | 0
2016-02-16 11:00 | 0 | 0 | 0 | 0 | 642929.3164 | 0 | 430339 | 0 | 0 | 0 | 383748.3426 | 0 | 8745.2712 | 0 | 0 | 0 | 0 | 0 | 0 | 0 | 114154.8727 | 0 | 0 | 0 | 0 | 212590.3164 | 0 | 0 | 0 | 0 | 0 | 0 | 0 | 0 | 0 | 0 | 0 | 0 | 0
2016-02-16 12:00 | 0 | 0 | 0 | 0 | 212454.7573 | 0 | 458011 | 0 | 0 | 0 | 138192.0999 | 0 | 8745.2712 | 0 | 0 | 0 | 0 | 0 | 0 | 0 | 114154.4161 | 0 | 0 | 0 | 0 | -245556.2427 | 0 | 0 | 0 | 0 | 0 | 0 | 0 | 0 | 0 | 0 | 0 | 0 | 0
2016-02-16 13:00 | 0 | 0 | 0 | 0 | 597647.8879 | 1042.7943 | 469751 | 0 | 0 | 0 | 267131.7821 | 0 | 8745.2712 | 0 | 0 | 0 | 0 | 0 | 0 | 0 | 114153.9595 | 0 | 0 | 0 | 0 | 128939.6822 | 0 | 0 | 0 | 0 | 0 | 0 | 0 | 0 | 0 | 0 | 0 | 0 | 0
2016-02-16 14:00 | 0 | 0 | 0 | 0 | 436450.2146 | 211999.9987 | 472089 | 0 | 0 | 0 | 443492.9954 | 0 | 8745.2712 | 0 | 0 | 0 | 0 | 0 | 0 | 0 | 114153.5029 | 0 | 0 | 0 | 0 | 176361.2133 | 0 | 0 | 0 | 0 | 0 | 0 | 0 | 0 | 0 | 0 | 0 | 0 | 0
2016-02-16 15:00 | 0 | 0 | 0 | 0 | 0 | 635201.7901 | 471516 | 0 | 0 | 0 | 607178.7855 | 0 | 8745.2712 | 0 | 0 | 0 | 0 | 0 | 0 | 0 | 114153.0462 | 0 | 0 | 0 | 0 | 163685.7901 | 0 | 0 | 0 | 0 | 0 | 0 | 0 | 0 | 0 | 0 | 0 | 0 | 0
2016-02-16 16:00 | 0 | 0 | 0 | 0 | 0 | 722045.4076 | 467780 | 0 | 0 | 0 | 852735.0282 | 0 | 8958.5705 | 7621.5577 | 0 | 0 | 0 | 0 | 0 | 0 | 114852.036 | 0 | 0 | 0 | 0 | 245556.2427 | 0 | 213.2993 | 0 | 7621.5577 | 0 | 0 | 0 | 0 | 0 | 0 | 874.3079 | 0 | 0
2016-02-16 17:00 | 0 | 0 | 0 | 0 | 0 | 704859.5751 | 462095 | 0 | 0 | 0 | 1098291.2709 | 0 | 8958.5705 | 4829.8901 | 0 | 0 | 0 | 0 | 0 | 0 | 114851.5766 | 0 | 0 | 0 | 0 | 245556.2427 | 0 | 0 | 0 | -2791.6676 | 0 | 0 | 0 | 0 | 0 | 0 | 0 | 0 | 0
2016-02-16 18:00 | 0 | 0 | 0 | 0 | 0 | 679988.8019 | 457704 | 0 | 0 | 0 | 1325405.9629 | 0 | 8958.5705 | 0 | 0 | 0 | 0 | 0 | 0 | 0 | 114851.1171 | 0 | 0 | 0 | 0 | 227114.692 | 0 | 0 | 0 | -4829.8901 | 0 | 0 | 0 | 0 | 0 | 0 | 0 | 0 | 0
2016-02-16 19:00 | 0 | 0 | 0 | 0 | 32143.4237 | 667972.1183 | 454346 | 0 | 0 | 0 | 1570962.2056 | 0 | 9171.8697 | 0 | 0 | 0 | 0 | 0 | 0 | 0 | 114850.6577 | 0 | 0 | 0 | 0 | 245556.2427 | 0 | 213.2993 | 0 | 0 | 0 | 0 | 0 | 0 | 0 | 0 | 0 | 0 | 0
2016-02-16 20:00 | 0 | 0 | 0 | 0 | 18380.9305 | 679018.3122 | 451843 | 0 | 0 | 0 | 1816518.4483 | 0 | 9171.8697 | 0 | 0 | 0 | 0 | 0 | 0 | 0 | 114850.1983 | 0 | 0 | 0 | 0 | 245556.2427 | 0 | 0 | 0 | 0 | 0 | 0 | 0 | 0 | 0 | 0 | 0 | 0 | 0
2016-02-16 21:00 | 0 | 0 | 0 | 0 | 0 | 700798.7936 | 453875 | 0 | 0 | 0 | 2062074.691 | 0 | 9171.8697 | 1367.5509 | 0 | 0 | 0 | 0 | 0 | 0 | 114849.7389 | 0 | 0 | 0 | 0 | 245556.2427 | 0 | 0 | 0 | 1367.5509 | 0 | 0 | 0 | 0 | 0 | 0 | 0 | 0 | 0
2016-02-16 22:00 | 0 | 0 | 0 | 0 | 0 | 678044.5308 | 461734 | 0 | 0 | 0 | 2279752.7727 | 0 | 9171.8697 | 0 | 0 | 0 | 0 | 0 | 0 | 0 | 114849.2795 | 0 | 0 | 0 | 0 | 217678.0817 | 0 | 0 | 0 | -1367.5509 | 0 | 0 | 0 | 0 | 0 | 0 | 0 | 0 | 0
2016-02-16 23:00 | 0 | 0 | 0 | 0 | 0 | 433098.7046 | 475995 | 0 | 0 | 0 | 2236856.4773 | 0 | 9171.8697 | 0 | 0 | 0 | 0 | 0 | 0 | 0 | 114848.8201 | 0 | 0 | 0 | 0 | -42896.2954 | 0 | 0 | 0 | 0 | 0 | 0 | 0 | 0 | 0 | 0 | 0 | 0 | 0
2016-02-17 | 0 | 0 | 0 | 0 | 170256.306 | 69124.4513 | 484937 | 0 | 0 | 0 | 1991300.2346 | 0 | 9171.8697 | 0 | 0 | 0 | 0 | 0 | 0 | 0 | 114848.3607 | 0 | 0 | 0 | 0 | -245556.2427 | 0 | 0 | 0 | 0 | 0 | 0 | 0 | 0 | 0 | 0 | 0 | 0 | 0
2016-02-17 01:00 | 0 | 0 | 0 | 0 | 353013.664 | 16.7006 | 484039 | 0 | 0 | 0 | 1860078.2999 | 0 | 9385.169 | 0 | 0 | 0 | 0 | 0 | 0 | 0 | 114847.9014 | 0 | 0 | 0 | 0 | -131221.9347 | 0 | 213.2993 | 0 | 0 | 0 | 0 | 0 | 0 | 0 | 0 | 0 | 0 | 0
2016-02-17 02:00 | 0 | 0 | 0 | 0 | 227890.7573 | 0 | 473447 | 0 | 0 | 0 | 1614522.0572 | 0 | 9385.169 | 0 | 0 | 0 | 0 | 0 | 0 | 0 | 114847.442 | 0 | 0 | 0 | 0 | -245556.2427 | 0 | 0 | 0 | 0 | 0 | 0 | 0 | 0 | 0 | 0 | 0 | 0 | 0
2016-02-17 03:00 | 0 | 0 | 0 | 0 | 208094.0566 | 0 | 453437 | 0 | 0 | 0 | 1368965.8145 | 0 | 9598.4683 | 0 | 0 | 0 | 0 | 0 | 0 | 0 | 114846.9826 | 0 | 0 | 0 | 0 | -245556.2427 | 0 | 213.2993 | 0 | 0 | 0 | 0 | 0 | 0 | 0 | 0 | 0 | 0 | 0
2016-02-17 04:00 | 0 | 0 | 0 | 0 | 355297.1953 | 0 | 429448 | 0 | 0 | 0 | 1294815.0099 | 0 | 9598.4683 | 0 | 0 | 0 | 0 | 0 | 0 | 0 | 114846.5232 | 0 | 0 | 0 | 0 | -74150.8047 | 0 | 0 | 0 | 0 | 0 | 0 | 0 | 0 | 0 | 0 | 0 | 0 | 0
2016-02-17 05:00 | 0 | 0 | 0 | 0 | 164225.7573 | 0 | 409782 | 0 | 0 | 0 | 1049258.7672 | 0 | 9598.4683 | 0 | 0 | 0 | 0 | 0 | 0 | 0 | 114846.0638 | 0 | 0 | 0 | 0 | -245556.2427 | 0 | 0 | 0 | 0 | 0 | 0 | 0 | 0 | 0 | 0 | 0 | 0 | 0
2016-02-17 06:00 | 0 | 0 | 0 | 0 | 386029.6398 | 0 | 396069 | 0 | 0 | 0 | 1039219.407 | 0 | 9598.4683 | 0 | 0 | 0 | 0 | 0 | 0 | 0 | 114845.6044 | 0 | 0 | 0 | 0 | -10039.3602 | 0 | 0 | 0 | 0 | 0 | 0 | 0 | 0 | 0 | 0 | 0 | 0 | 0
2016-02-17 07:00 | 0 | 0 | 0 | 0 | 404174.1445 | 0 | 387846 | 0 | 0 | 0 | 1055547.5515 | 0 | 9598.4683 | 0 | 0 | 0 | 0 | 0 | 0 | 0 | 114845.145 | 0 | 0 | 0 | 0 | 16328.1445 | 0 | 0 | 0 | 0 | 0 | 0 | 0 | 0 | 0 | 0 | 0 | 0 | 0
2016-02-17 08:00 | 0 | 0 | 0 | 0 | 139189.7573 | 0 | 384746 | 0 | 0 | 0 | 809991.3088 | 0 | 9598.4683 | 0 | 0 | 0 | 0 | 0 | 0 | 0 | 114844.6856 | 0 | 0 | 0 | 0 | -245556.2427 | 0 | 0 | 0 | 0 | 0 | 0 | 0 | 0 | 0 | 0 | 0 | 0 | 0
2016-02-17 09:00 | 0 | 0 | 0 | 0 | 429384.5796 | 0 | 387908 | 0 | 0 | 0 | 851467.8883 | 0 | 9598.4683 | 0 | 0 | 0 | 0 | 0 | 0 | 0 | 114844.2263 | 0 | 0 | 0 | 0 | 41476.5796 | 0 | 0 | 0 | 0 | 0 | 0 | 0 | 0 | 0 | 0 | 0 | 0 | 0
2016-02-17 10:00 | 0 | 0 | 0 | 0 | 426608.0833 | 0 | 402965 | 0 | 0 | 0 | 875110.9717 | 0 | 9598.4683 | 0 | 0 | 0 | 0 | 0 | 0 | 0 | 114843.7669 | 0 | 0 | 0 | 0 | 23643.0833 | 0 | 0 | 0 | 0 | 0 | 0 | 0 | 0 | 0 | 0 | 0 | 0 | 0
2016-02-17 11:00 | 0 | 0 | 0 | 0 | 189505.7573 | 0 | 435062 | 0 | 0 | 0 | 629554.729 | 0 | 9598.4683 | 0 | 0 | 0 | 0 | 0 | 0 | 0 | 114843.3075 | 0 | 0 | 0 | 0 | -245556.2427 | 0 | 0 | 0 | 0 | 0 | 0 | 0 | 0 | 0 | 0 | 0 | 0 | 0
2016-02-17 12:00 | 0 | 0 | 0 | 0 | 401330.687 | 0 | 464480 | 0 | 0 | 0 | 566405.416 | 0 | 9598.4683 | 0 | 0 | 0 | 0 | 0 | 0 | 0 | 114842.8481 | 0 | 0 | 0 | 0 | -63149.313 | 0 | 0 | 0 | 0 | 0 | 0 | 0 | 0 | 0 | 0 | 0 | 0 | 0
2016-02-17 13:00 | 0 | 0 | 0 | 0 | 352020.3227 | 1226.2774 | 472263 | 0 | 0 | 0 | 447389.0162 | 0 | 9598.4683 | 0 | 0 | 0 | 0 | 0 | 0 | 0 | 114842.3888 | 0 | 0 | 0 | 0 | -119016.3998 | 0 | 0 | 0 | 0 | 0 | 0 | 0 | 0 | 0 | 0 | 0 | 0 | 0
2016-02-17 14:00 | 0 | 0 | 0 | 0 | 202143.2067 | 234449.0696 | 470126 | 0 | 0 | 0 | 413855.2925 | 0 | 9598.4683 | 0 | 0 | 0 | 0 | 0 | 0 | 0 | 114841.9294 | 0 | 0 | 0 | 0 | -33533.7237 | 0 | 0 | 0 | 0 | 0 | 0 | 0 | 0 | 0 | 0 | 0 | 0 | 0
2016-02-17 15:00 | 0 | 0 | 0 | 0 | 0 | 547297.7923 | 465928 | 0 | 0 | 0 | 495225.0848 | 0 | 9598.4683 | 0 | 0 | 0 | 0 | 0 | 0 | 0 | 114841.47 | 0 | 0 | 0 | 0 | 81369.7923 | 0 | 0 | 0 | 0 | 0 | 0 | 0 | 0 | 0 | 0 | 0 | 0 | 0
2016-02-17 16:00 | 0 | 0 | 0 | 0 | 88278.0752 | 618022.1674 | 460744 | 0 | 0 | 0 | 740781.3275 | 0 | 9598.4683 | 0 | 0 | 0 | 0 | 0 | 0 | 0 | 114841.0107 | 0 | 0 | 0 | 0 | 245556.2427 | 0 | 0 | 0 | 0 | 0 | 0 | 0 | 0 | 0 | 0 | 0 | 0 | 0
2016-02-17 17:00 | 0 | 0 | 0 | 0 | 83685.9666 | 615999.2761 | 454129 | 0 | 0 | 0 | 986337.5701 | 0 | 9598.4683 | 0 | 0 | 0 | 0 | 0 | 0 | 0 | 114840.5513 | 0 | 0 | 0 | 0 | 245556.2427 | 0 | 0 | 0 | 0 | 0 | 0 | 0 | 0 | 0 | 0 | 0 | 0 | 0
2016-02-17 18:00 | 0 | 0 | 0 | 0 | 0 | 600935.0927 | 450106 | 0 | 0 | 0 | 1137166.6628 | 0 | 9598.4683 | 0 | 0 | 0 | 0 | 0 | 0 | 0 | 114840.0919 | 0 | 0 | 0 | 0 | 150829.0927 | 0 | 0 | 0 | 0 | 0 | 0 | 0 | 0 | 0 | 0 | 0 | 0 | 0
2016-02-17 19:00 | 0 | 0 | 0 | 0 | 0 | 591875.2226 | 446675 | 0 | 0 | 0 | 1282366.8854 | 0 | 9598.4683 | 0 | 0 | 0 | 0 | 0 | 0 | 0 | 114839.6326 | 0 | 0 | 0 | 0 | 145200.2226 | 0 | 0 | 0 | 0 | 0 | 0 | 0 | 0 | 0 | 0 | 0 | 0 | 0
2016-02-17 20:00 | 0 | 0 | 0 | 0 | 97602.2633 | 593085.9794 | 445132 | 0 | 0 | 0 | 1527923.1281 | 0 | 9598.4683 | 0 | 0 | 0 | 0 | 0 | 0 | 0 | 114839.1732 | 0 | 0 | 0 | 0 | 245556.2427 | 0 | 0 | 0 | 0 | 0 | 0 | 0 | 0 | 0 | 0 | 0 | 0 | 0
2016-02-17 21:00 | 0 | 0 | 0 | 0 | 0 | 588861.9907 | 447514 | 0 | 0 | 0 | 1669271.1188 | 0 | 9598.4683 | 0 | 0 | 0 | 0 | 0 | 0 | 0 | 114838.7139 | 0 | 0 | 0 | 0 | 141347.9907 | 0 | 0 | 0 | 0 | 0 | 0 | 0 | 0 | 0 | 0 | 0 | 0 | 0
2016-02-17 22:00 | 0 | 0 | 0 | 0 | 0 | 525025.5233 | 455731 | 0 | 0 | 0 | 1738565.642 | 0 | 9598.4683 | 0 | 0 | 0 | 0 | 0 | 0 | 0 | 114838.2545 | 0 | 0 | 0 | 0 | 69294.5233 | 0 | 0 | 0 | 0 | 0 | 0 | 0 | 0 | 0 | 0 | 0 | 0 | 0
2016-02-17 23:00 | 0 | 0 | 0 | 0 | 0 | 309792.4882 | 471276 | 0 | 0 | 0 | 1577082.1303 | 0 | 9598.4683 | 0 | 0 | 0 | 0 | 0 | 0 | 0 | 114837.7952 | 0 | 0 | 0 | 0 | -161483.5118 | 0 | 0 | 0 | 0 | 0 | 0 | 0 | 0 | 0 | 0 | 0 | 0 | 0
2016-02-18 | 0 | 0 | 0 | 0 | 198294.3674 | 39876.3899 | 483727 | 0 | 0 | 0 | 1331525.8876 | 0 | 9598.4683 | 0 | 0 | 0 | 0 | 0 | 0 | 0 | 114837.3358 | 0 | 0 | 0 | 0 | -245556.2427 | 0 | 0 | 0 | 0 | 0 | 0 | 0 | 0 | 0 | 0 | 0 | 0 | 0
2016-02-18 01:00 | 0 | 0 | 0 | 0 | 239599.6623 | 2.095 | 485158 | 0 | 0 | 0 | 1085969.6449 | 0 | 9598.4683 | 0 | 0 | 0 | 0 | 0 | 0 | 0 | 114836.8765 | 0 | 0 | 0 | 0 | -245556.2427 | 0 | 0 | 0 | 0 | 0 | 0 | 0 | 0 | 0 | 0 | 0 | 0 | 0
2016-02-18 02:00 | 0 | 0 | 0 | 0 | 231416.7573 | 0 | 476973 | 0 | 0 | 0 | 840413.4022 | 0 | 9598.4683 | 0 | 0 | 0 | 0 | 0 | 0 | 0 | 114836.4171 | 0 | 0 | 0 | 0 | -245556.2427 | 0 | 0 | 0 | 0 | 0 | 0 | 0 | 0 | 0 | 0 | 0 | 0 | 0
2016-02-18 03:00 | 0 | 0 | 0 | 0 | 705129.2427 | 0 | 459573 | 0 | 0 | 0 | 1085969.6449 | 0 | 9598.4683 | 0 | 0 | 0 | 0 | 0 | 0 | 0 | 114835.9578 | 0 | 0 | 0 | 0 | 245556.2427 | 0 | 0 | 0 | 0 | 0 | 0 | 0 | 0 | 0 | 0 | 0 | 0 | 0
2016-02-18 04:00 | 0 | 0 | 0 | 0 | 191644.7573 | 0 | 437201 | 0 | 0 | 0 | 840413.4022 | 0 | 9598.4683 | 0 | 0 | 0 | 0 | 0 | 0 | 0 | 114835.4984 | 0 | 0 | 0 | 0 | -245556.2427 | 0 | 0 | 0 | 0 | 0 | 0 | 0 | 0 | 0 | 0 | 0 | 0 | 0
2016-02-18 05:00 | 0 | 0 | 0 | 0 | 663841.2427 | 0 | 418285 | 0 | 0 | 0 | 1085969.6449 | 0 | 9598.4683 | 0 | 0 | 0 | 0 | 0 | 0 | 0 | 114835.0391 | 0 | 0 | 0 | 0 | 245556.2427 | 0 | 0 | 0 | 0 | 0 | 0 | 0 | 0 | 0 | 0 | 0 | 0 | 0
2016-02-18 06:00 | 0 | 0 | 0 | 0 | 160742.7573 | 0 | 406299 | 0 | 0 | 0 | 840413.4022 | 0 | 9598.4683 | 0 | 0 | 0 | 0 | 0 | 0 | 0 | 114834.5797 | 0 | 0 | 0 | 0 | -245556.2427 | 0 | 0 | 0 | 0 | 0 | 0 | 0 | 0 | 0 | 0 | 0 | 0 | 0
2016-02-18 07:00 | 0 | 0 | 0 | 0 | 644871.2427 | 0 | 399315 | 0 | 0 | 0 | 1085969.6449 | 0 | 9598.4683 | 0 | 0 | 0 | 0 | 0 | 0 | 0 | 114834.1204 | 0 | 0 | 0 | 0 | 245556.2427 | 0 | 0 | 0 | 0 | 0 | 0 | 0 | 0 | 0 | 0 | 0 | 0 | 0
2016-02-18 08:00 | 0 | 0 | 0 | 0 | 152124.7573 | 0 | 397681 | 0 | 0 | 0 | 840413.4022 | 0 | 9598.4683 | 0 | 0 | 0 | 0 | 0 | 0 | 0 | 114833.6611 | 0 | 0 | 0 | 0 | -245556.2427 | 0 | 0 | 0 | 0 | 0 | 0 | 0 | 0 | 0 | 0 | 0 | 0 | 0
2016-02-18 09:00 | 0 | 0 | 0 | 0 | 155650.7573 | 0 | 401207 | 0 | 0 | 0 | 594857.1595 | 0 | 9598.4683 | 0 | 0 | 0 | 0 | 0 | 0 | 0 | 114833.2017 | 0 | 0 | 0 | 0 | -245556.2427 | 0 | 0 | 0 | 0 | 0 | 0 | 0 | 0 | 0 | 0 | 0 | 0 | 0
2016-02-18 10:00 | 0 | 0 | 0 | 0 | 170770.7573 | 0 | 416327 | 0 | 0 | 0 | 349300.9168 | 0 | 9598.4683 | 0 | 0 | 0 | 0 | 0 | 0 | 0 | 114832.7424 | 0 | 0 | 0 | 0 | -245556.2427 | 0 | 0 | 0 | 0 | 0 | 0 | 0 | 0 | 0 | 0 | 0 | 0 | 0
2016-02-18 11:00 | 0 | 0 | 0 | 0 | 695900.2427 | 0 | 450344 | 0 | 0 | 0 | 594857.1595 | 0 | 9598.4683 | 0 | 0 | 0 | 0 | 0 | 0 | 0 | 114832.2831 | 0 | 0 | 0 | 0 | 245556.2427 | 0 | 0 | 0 | 0 | 0 | 0 | 0 | 0 | 0 | 0 | 0 | 0 | 0
2016-02-18 12:00 | 0 | 0 | 0 | 0 | 233092.7573 | 0 | 478649 | 0 | 0 | 0 | 349300.9168 | 0 | 9598.4683 | 0 | 0 | 0 | 0 | 0 | 0 | 0 | 114831.8237 | 0 | 0 | 0 | 0 | -245556.2427 | 0 | 0 | 0 | 0 | 0 | 0 | 0 | 0 | 0 | 0 | 0 | 0 | 0
2016-02-18 13:00 | 0 | 0 | 0 | 0 | 726417.952 | 1604.2907 | 482466 | 0 | 0 | 0 | 594857.1595 | 0 | 9598.4683 | 0 | 0 | 0 | 0 | 0 | 0 | 0 | 114831.3644 | 0 | 0 | 0 | 0 | 245556.2427 | 0 | 0 | 0 | 0 | 0 | 0 | 0 | 0 | 0 | 0 | 0 | 0 | 0
2016-02-18 14:00 | 0 | 0 | 0 | 0 | 21450.7787 | 208876.9786 | 475884 | 0 | 0 | 0 | 349300.9168 | 0 | 9598.4683 | 0 | 0 | 0 | 0 | 0 | 0 | 0 | 114830.9051 | 0 | 0 | 0 | 0 | -245556.2427 | 0 | 0 | 0 | 0 | 0 | 0 | 0 | 0 | 0 | 0 | 0 | 0 | 0
2016-02-18 15:00 | 0 | 0 | 0 | 0 | 237784.6676 | 476385.5751 | 468614 | 0 | 0 | 0 | 594857.1595 | 0 | 9598.4683 | 0 | 0 | 0 | 0 | 0 | 0 | 0 | 114830.4458 | 0 | 0 | 0 | 0 | 245556.2427 | 0 | 0 | 0 | 0 | 0 | 0 | 0 | 0 | 0 | 0 | 0 | 0 | 0
2016-02-18 16:00 | 0 | 0 | 0 | 0 | 122189.9638 | 583682.2789 | 460316 | 0 | 0 | 0 | 840413.4022 | 0 | 9598.4683 | 0 | 0 | 0 | 0 | 0 | 0 | 0 | 114829.9864 | 0 | 0 | 0 | 0 | 245556.2427 | 0 | 0 | 0 | 0 | 0 | 0 | 0 | 0 | 0 | 0 | 0 | 0 | 0
2016-02-18 17:00 | 0 | 0 | 0 | 0 | 0 | 616487.5963 | 452277 | 0 | 0 | 0 | 1004623.9985 | 0 | 9598.4683 | 0 | 0 | 0 | 0 | 0 | 0 | 0 | 114829.5271 | 0 | 0 | 0 | 0 | 164210.5963 | 0 | 0 | 0 | 0 | 0 | 0 | 0 | 0 | 0 | 0 | 0 | 0 | 0
2016-02-18 18:00 | 0 | 0 | 0 | 0 | 86810.4262 | 605326.8165 | 446581 | 0 | 0 | 0 | 1250180.2412 | 0 | 9598.4683 | 0 | 0 | 0 | 0 | 0 | 0 | 0 | 114829.0678 | 0 | 0 | 0 | 0 | 245556.2427 | 0 | 0 | 0 | 0 | 0 | 0 | 0 | 0 | 0 | 0 | 0 | 0 | 0
2016-02-18 19:00 | 0 | 0 | 0 | 0 | 0 | 603523.7573 | 442689 | 0 | 0 | 0 | 1403393.4407 | 0 | 9598.4683 | 7621.5577 | 0 | 0 | 0 | 0 | 0 | 0 | 114828.6085 | 0 | 0 | 0 | 0 | 153213.1995 | 0 | 0 | 0 | 7621.5577 | 0 | 0 | 0 | 0 | 0 | 0 | 0 | 0 | 0
2016-02-18 20:00 | 0 | 0 | 0 | 0 | 61700.7439 | 616267.9411 | 440034 | 0 | 0 | 0 | 1648949.6834 | 0 | 9598.4683 | 0 | 0 | 0 | 0 | 0 | 0 | 0 | 114828.1492 | 0 | 0 | 0 | 0 | 245556.2427 | 0 | 0 | 0 | -7621.5577 | 0 | 0 | 0 | 0 | 0 | 0 | 0 | 0 | 0
2016-02-18 21:00 | 0 | 0 | 0 | 0 | 0 | 633248.2319 | 441636 | 0 | 0 | 0 | 1840561.9153 | 0 | 9598.4683 | 0 | 0 | 0 | 0 | 0 | 0 | 0 | 114827.6899 | 0 | 0 | 0 | 0 | 191612.2319 | 0 | 0 | 0 | 0 | 0 | 0 | 0 | 0 | 0 | 0 | 0 | 0 | 0
2016-02-18 22:00 | 0 | 0 | 0 | 0 | 0 | 609170.8442 | 450288 | 0 | 0 | 0 | 1999444.7595 | 0 | 9598.4683 | 0 | 0 | 0 | 0 | 0 | 0 | 0 | 114827.2305 | 0 | 0 | 0 | 0 | 158882.8442 | 0 | 0 | 0 | 0 | 0 | 0 | 0 | 0 | 0 | 0 | 0 | 0 | 0
2016-02-18 23:00 | 0 | 0 | 0 | 0 | 0 | 432442.1819 | 467437 | 0 | 0 | 0 | 1964449.9415 | 0 | 9598.4683 | 0 | 0 | 0 | 0 | 0 | 0 | 0 | 114826.7712 | 0 | 0 | 0 | 0 | -34994.8181 | 0 | 0 | 0 | 0 | 0 | 0 | 0 | 0 | 0 | 0 | 0 | 0 | 0
2016-02-19 | 0 | 0 | 0 | 0 | 151935.4666 | 82618.2907 | 480110 | 0 | 0 | 0 | 1718893.6988 | 0 | 9598.4683 | 0 | 0 | 0 | 0 | 0 | 0 | 0 | 114826.3119 | 0 | 0 | 0 | 0 | -245556.2427 | 0 | 0 | 0 | 0 | 0 | 0 | 0 | 0 | 0 | 0 | 0 | 0 | 0
2016-02-19 01:00 | 0 | 0 | 0 | 0 | 236524.7559 | 25.0015 | 482106 | 0 | 0 | 0 | 1473337.4561 | 0 | 9598.4683 | 0 | 0 | 0 | 0 | 0 | 0 | 0 | 114825.8526 | 0 | 0 | 0 | 0 | -245556.2427 | 0 | 0 | 0 | 0 | 0 | 0 | 0 | 0 | 0 | 0 | 0 | 0 | 0
2016-02-19 02:00 | 0 | 0 | 0 | 0 | 228838.7573 | 0 | 474395 | 0 | 0 | 0 | 1227781.2134 | 0 | 9598.4683 | 0 | 0 | 0 | 0 | 0 | 0 | 0 | 114825.3933 | 0 | 0 | 0 | 0 | -245556.2427 | 0 | 0 | 0 | 0 | 0 | 0 | 0 | 0 | 0 | 0 | 0 | 0 | 0
2016-02-19 03:00 | 0 | 0 | 0 | 0 | 211725.7573 | 0 | 457282 | 0 | 0 | 0 | 982224.9707 | 0 | 9598.4683 | 0 | 0 | 0 | 0 | 0 | 0 | 0 | 114824.934 | 0 | 0 | 0 | 0 | -245556.2427 | 0 | 0 | 0 | 0 | 0 | 0 | 0 | 0 | 0 | 0 | 0 | 0 | 0
2016-02-19 04:00 | 0 | 0 | 0 | 0 | 679678.2427 | 0 | 434122 | 0 | 0 | 0 | 1227781.2134 | 0 | 9598.4683 | 0 | 0 | 0 | 0 | 0 | 0 | 0 | 114824.4747 | 0 | 0 | 0 | 0 | 245556.2427 | 0 | 0 | 0 | 0 | 0 | 0 | 0 | 0 | 0 | 0 | 0 | 0 | 0
2016-02-19 05:00 | 0 | 0 | 0 | 0 | 168979.7573 | 0 | 414536 | 0 | 0 | 0 | 982224.9707 | 0 | 9598.4683 | 0 | 0 | 0 | 0 | 0 | 0 | 0 | 114824.0154 | 0 | 0 | 0 | 0 | -245556.2427 | 0 | 0 | 0 | 0 | 0 | 0 | 0 | 0 | 0 | 0 | 0 | 0 | 0
2016-02-19 06:00 | 0 | 0 | 0 | 0 | 156471.7573 | 0 | 402028 | 0 | 0 | 0 | 736668.7281 | 0 | 9598.4683 | 0 | 0 | 0 | 0 | 0 | 0 | 0 | 114823.5561 | 0 | 0 | 0 | 0 | -245556.2427 | 0 | 0 | 0 | 0 | 0 | 0 | 0 | 0 | 0 | 0 | 0 | 0 | 0
2016-02-19 07:00 | 0 | 0 | 0 | 0 | 147840.7573 | 0 | 393397 | 0 | 0 | 0 | 491112.4854 | 0 | 9598.4683 | 0 | 0 | 0 | 0 | 0 | 0 | 0 | 114823.0968 | 0 | 0 | 0 | 0 | -245556.2427 | 0 | 0 | 0 | 0 | 0 | 0 | 0 | 0 | 0 | 0 | 0 | 0 | 0
2016-02-19 08:00 | 0 | 0 | 0 | 0 | 634610.2427 | 0 | 389054 | 0 | 0 | 0 | 736668.7281 | 0 | 9598.4683 | 0 | 0 | 0 | 0 | 0 | 0 | 0 | 114822.6375 | 0 | 0 | 0 | 0 | 245556.2427 | 0 | 0 | 0 | 0 | 0 | 0 | 0 | 0 | 0 | 0 | 0 | 0 | 0
2016-02-19 09:00 | 0 | 0 | 0 | 0 | 146153.7573 | 0 | 391710 | 0 | 0 | 0 | 491112.4854 | 0 | 9598.4683 | 0 | 0 | 0 | 0 | 0 | 0 | 0 | 114822.1783 | 0 | 0 | 0 | 0 | -245556.2427 | 0 | 0 | 0 | 0 | 0 | 0 | 0 | 0 | 0 | 0 | 0 | 0 | 0
2016-02-19 10:00 | 0 | 0 | 0 | 0 | 650976.2427 | 0 | 405420 | 0 | 0 | 0 | 736668.7281 | 0 | 9598.4683 | 0 | 0 | 0 | 0 | 0 | 0 | 0 | 114821.719 | 0 | 0 | 0 | 0 | 245556.2427 | 0 | 0 | 0 | 0 | 0 | 0 | 0 | 0 | 0 | 0 | 0 | 0 | 0
2016-02-19 11:00 | 0 | 0 | 0 | 0 | 189613.7573 | 0 | 435170 | 0 | 0 | 0 | 491112.4854 | 0 | 9598.4683 | 0 | 0 | 0 | 0 | 0 | 0 | 0 | 114821.2597 | 0 | 0 | 0 | 0 | -245556.2427 | 0 | 0 | 0 | 0 | 0 | 0 | 0 | 0 | 0 | 0 | 0 | 0 | 0
2016-02-19 12:00 | 0 | 0 | 0 | 0 | 214974.7573 | 0 | 460531 | 0 | 0 | 0 | 245556.2427 | 0 | 9598.4683 | 0 | 0 | 0 | 0 | 0 | 0 | 0 | 114820.8004 | 0 | 0 | 0 | 0 | -245556.2427 | 0 | 0 | 0 | 0 | 0 | 0 | 0 | 0 | 0 | 0 | 0 | 0 | 0
2016-02-19 13:00 | 0 | 0 | 0 | 0 | 216502.9152 | 1907.8421 | 463967 | 0 | 0 | 0 | 0 | 0 | 9598.4683 | 0 | 0 | 0 | 0 | 0 | 0 | 0 | 114820.3411 | 0 | 0 | 0 | 0 | -245556.2427 | 0 | 0 | 0 | 0 | 0 | 0 | 0 | 0 | 0 | 0 | 0 | 0 | 0
2016-02-19 14:00 | 0 | 0 | 0 | 0 | 520712.6044 | 185674.6383 | 460831 | 0 | 0 | 0 | 245556.2427 | 0 | 9598.4683 | 0 | 0 | 0 | 0 | 0 | 0 | 0 | 114819.8818 | 0 | 0 | 0 | 0 | 245556.2427 | 0 | 0 | 0 | 0 | 0 | 0 | 0 | 0 | 0 | 0 | 0 | 0 | 0
2016-02-19 15:00 | 0 | 0 | 0 | 0 | 171768.7762 | 531187.4665 | 457400 | 0 | 0 | 0 | 491112.4854 | 0 | 9598.4683 | 0 | 0 | 0 | 0 | 0 | 0 | 0 | 114819.4225 | 0 | 0 | 0 | 0 | 245556.2427 | 0 | 0 | 0 | 0 | 0 | 0 | 0 | 0 | 0 | 0 | 0 | 0 | 0
2016-02-19 16:00 | 0 | 0 | 0 | 0 | 0 | 626819.029 | 450971 | 0 | 0 | 0 | 659338.9566 | 0 | 9598.4683 | 7621.5577 | 0 | 0 | 0 | 0 | 0 | 0 | 114818.9633 | 0 | 0 | 0 | 0 | 168226.4712 | 0 | 0 | 0 | 7621.5577 | 0 | 0 | 0 | 0 | 0 | 0 | 0 | 0 | 0
2016-02-19 17:00 | 0 | 0 | 0 | 0 | 51130.3794 | 631638.3055 | 444834 | 0 | 0 | 0 | 904895.1993 | 0 | 9598.4683 | 0 | 0 | 0 | 0 | 0 | 0 | 0 | 114818.504 | 0 | 0 | 0 | 0 | 245556.2427 | 0 | 0 | 0 | -7621.5577 | 0 | 0 | 0 | 0 | 0 | 0 | 0 | 0 | 0
2016-02-19 18:00 | 0 | 0 | 0 | 0 | 0 | 606863.6062 | 439677 | 0 | 0 | 0 | 1072081.8055 | 0 | 9598.4683 | 0 | 0 | 0 | 0 | 0 | 0 | 0 | 114818.0447 | 0 | 0 | 0 | 0 | 167186.6062 | 0 | 0 | 0 | 0 | 0 | 0 | 0 | 0 | 0 | 0 | 0 | 0 | 0
2016-02-19 19:00 | 0 | 0 | 0 | 0 | 0 | 588129.6404 | 436715 | 0 | 0 | 0 | 1223496.4459 | 0 | 9598.4683 | 0 | 0 | 0 | 0 | 0 | 0 | 0 | 114817.5854 | 0 | 0 | 0 | 0 | 151414.6404 | 0 | 0 | 0 | 0 | 0 | 0 | 0 | 0 | 0 | 0 | 0 | 0 | 0
2016-02-19 20:00 | 0 | 0 | 0 | 0 | 0 | 586566.785 | 434312 | 0 | 0 | 0 | 1375751.2309 | 0 | 9598.4683 | 0 | 0 | 0 | 0 | 0 | 0 | 0 | 114817.1262 | 0 | 0 | 0 | 0 | 152254.785 | 0 | 0 | 0 | 0 | 0 | 0 | 0 | 0 | 0 | 0 | 0 | 0 | 0
2016-02-19 21:00 | 0 | 0 | 0 | 0 | 101298.6484 | 578088.5943 | 433831 | 0 | 0 | 0 | 1621307.4736 | 0 | 9598.4683 | 0 | 0 | 0 | 0 | 0 | 0 | 0 | 114816.6669 | 0 | 0 | 0 | 0 | 245556.2427 | 0 | 0 | 0 | 0 | 0 | 0 | 0 | 0 | 0 | 0 | 0 | 0 | 0
2016-02-19 22:00 | 0 | 0 | 0 | 0 | 0 | 541698.0767 | 438853 | 0 | 0 | 0 | 1724152.5503 | 0 | 9598.4683 | 0 | 0 | 0 | 0 | 0 | 0 | 0 | 114816.2076 | 0 | 0 | 0 | 0 | 102845.0767 | 0 | 0 | 0 | 0 | 0 | 0 | 0 | 0 | 0 | 0 | 0 | 0 | 0
2016-02-19 23:00 | 0 | 0 | 0 | 0 | 0 | 395047.7962 | 448325 | 0 | 0 | 0 | 1670875.3465 | 0 | 9598.4683 | 0 | 0 | 0 | 0 | 0 | 0 | 0 | 114815.7484 | 0 | 0 | 0 | 0 | -53277.2038 | 0 | 0 | 0 | 0 | 0 | 0 | 0 | 0 | 0 | 0 | 0 | 0 | 0
2016-02-20 | 0 | 0 | 0 | 0 | 134040.6602 | 74106.0971 | 453703 | 0 | 0 | 0 | 1425319.1038 | 0 | 9598.4683 | 0 | 0 | 0 | 0 | 0 | 0 | 0 | 114815.2891 | 0 | 0 | 0 | 0 | -245556.2427 | 0 | 0 | 0 | 0 | 0 | 0 | 0 | 0 | 0 | 0 | 0 | 0 | 0
2016-02-20 01:00 | 0 | 0 | 0 | 0 | 253277.8633 | 21.2463 | 450837 | 0 | 0 | 0 | 1227781.2134 | 0 | 9598.4683 | 0 | 0 | 0 | 0 | 0 | 0 | 0 | 114814.8299 | 0 | 0 | 0 | 0 | -197537.8904 | 0 | 0 | 0 | 0 | 0 | 0 | 0 | 0 | 0 | 0 | 0 | 0 | 0
2016-02-20 02:00 | 0 | 0 | 0 | 0 | 196685.7573 | 0 | 442242 | 0 | 0 | 0 | 982224.9707 | 0 | 9598.4683 | 0 | 0 | 0 | 0 | 0 | 0 | 0 | 114814.3706 | 0 | 0 | 0 | 0 | -245556.2427 | 0 | 0 | 0 | 0 | 0 | 0 | 0 | 0 | 0 | 0 | 0 | 0 | 0
2016-02-20 03:00 | 0 | 0 | 0 | 0 | 182289.7573 | 0 | 427846 | 0 | 0 | 0 | 736668.7281 | 0 | 9598.4683 | 0 | 0 | 0 | 0 | 0 | 0 | 0 | 114813.9113 | 0 | 0 | 0 | 0 | -245556.2427 | 0 | 0 | 0 | 0 | 0 | 0 | 0 | 0 | 0 | 0 | 0 | 0 | 0
2016-02-20 04:00 | 0 | 0 | 0 | 0 | 162513.7573 | 0 | 408070 | 0 | 0 | 0 | 491112.4854 | 0 | 9598.4683 | 0 | 0 | 0 | 0 | 0 | 0 | 0 | 114813.4521 | 0 | 0 | 0 | 0 | -245556.2427 | 0 | 0 | 0 | 0 | 0 | 0 | 0 | 0 | 0 | 0 | 0 | 0 | 0
2016-02-20 05:00 | 0 | 0 | 0 | 0 | 634133.2427 | 0 | 388577 | 0 | 0 | 0 | 736668.7281 | 0 | 9598.4683 | 0 | 0 | 0 | 0 | 0 | 0 | 0 | 114812.9928 | 0 | 0 | 0 | 0 | 245556.2427 | 0 | 0 | 0 | 0 | 0 | 0 | 0 | 0 | 0 | 0 | 0 | 0 | 0
2016-02-20 06:00 | 0 | 0 | 0 | 0 | 128015.7573 | 0 | 373572 | 0 | 0 | 0 | 491112.4854 | 0 | 9598.4683 | 0 | 0 | 0 | 0 | 0 | 0 | 0 | 114812.5336 | 0 | 0 | 0 | 0 | -245556.2427 | 0 | 0 | 0 | 0 | 0 | 0 | 0 | 0 | 0 | 0 | 0 | 0 | 0
2016-02-20 07:00 | 0 | 0 | 0 | 0 | 608183.2427 | 0 | 362627 | 0 | 0 | 0 | 736668.7281 | 0 | 9598.4683 | 0 | 0 | 0 | 0 | 0 | 0 | 0 | 114812.0743 | 0 | 0 | 0 | 0 | 245556.2427 | 0 | 0 | 0 | 0 | 0 | 0 | 0 | 0 | 0 | 0 | 0 | 0 | 0
2016-02-20 08:00 | 0 | 0 | 0 | 0 | 110995.7573 | 0 | 356552 | 0 | 0 | 0 | 491112.4854 | 0 | 9598.4683 | 0 | 0 | 0 | 0 | 0 | 0 | 0 | 114811.6151 | 0 | 0 | 0 | 0 | -245556.2427 | 0 | 0 | 0 | 0 | 0 | 0 | 0 | 0 | 0 | 0 | 0 | 0 | 0
2016-02-20 09:00 | 0 | 0 | 0 | 0 | 108461.7573 | 0 | 354018 | 0 | 0 | 0 | 245556.2427 | 0 | 9598.4683 | 0 | 0 | 0 | 0 | 0 | 0 | 0 | 114811.1558 | 0 | 0 | 0 | 0 | -245556.2427 | 0 | 0 | 0 | 0 | 0 | 0 | 0 | 0 | 0 | 0 | 0 | 0 | 0
2016-02-20 10:00 | 0 | 0 | 0 | 0 | 110794.7573 | 0 | 356351 | 0 | 0 | 0 | 0 | 0 | 9598.4683 | 0 | 0 | 0 | 0 | 0 | 0 | 0 | 114810.6966 | 0 | 0 | 0 | 0 | -245556.2427 | 0 | 0 | 0 | 0 | 0 | 0 | 0 | 0 | 0 | 0 | 0 | 0 | 0
2016-02-20 11:00 | 0 | 0 | 0 | 0 | 611475.2427 | 0 | 365919 | 0 | 0 | 0 | 245556.2427 | 0 | 9598.4683 | 0 | 0 | 0 | 0 | 0 | 0 | 0 | 114810.2373 | 0 | 0 | 0 | 0 | 245556.2427 | 0 | 0 | 0 | 0 | 0 | 0 | 0 | 0 | 0 | 0 | 0 | 0 | 0
2016-02-20 12:00 | 0 | 0 | 0 | 0 | 132168.7573 | 0 | 377725 | 0 | 0 | 0 | 0 | 0 | 9598.4683 | 0 | 0 | 0 | 0 | 0 | 0 | 0 | 114809.7781 | 0 | 0 | 0 | 0 | -245556.2427 | 0 | 0 | 0 | 0 | 0 | 0 | 0 | 0 | 0 | 0 | 0 | 0 | 0
2016-02-20 13:00 | 0 | 0 | 0 | 0 | 609899.3821 | 1586.3005 | 389961 | 0 | 0 | 0 | 221524.6826 | 0 | 9598.4683 | 0 | 0 | 0 | 0 | 0 | 0 | 0 | 114809.3189 | 0 | 0 | 0 | 0 | 221524.6826 | 0 | 0 | 0 | 0 | 0 | 0 | 0 | 0 | 0 | 0 | 0 | 0 | 0
2016-02-20 14:00 | 0 | 0 | 0 | 0 | 0 | 213819.9779 | 399954 | 0 | 0 | 0 | 35390.6605 | 0 | 9598.4683 | 0 | 0 | 0 | 0 | 0 | 0 | 0 | 114808.8596 | 0 | 0 | 0 | 0 | -186134.0221 | 0 | 0 | 0 | 0 | 0 | 0 | 0 | 0 | 0 | 0 | 0 | 0 | 0
2016-02-20 15:00 | 0 | 0 | 0 | 0 | 45228.6562 | 604066.5865 | 403739 | 0 | 0 | 0 | 280946.9032 | 0 | 9598.4683 | 0 | 0 | 0 | 0 | 0 | 0 | 0 | 114808.4004 | 0 | 0 | 0 | 0 | 245556.2427 | 0 | 0 | 0 | 0 | 0 | 0 | 0 | 0 | 0 | 0 | 0 | 0 | 0
2016-02-20 16:00 | 0 | 0 | 0 | 0 | 0 | 670482.559 | 402616 | 0 | 0 | 0 | 526503.1459 | 0 | 9811.7676 | 0 | 0 | 0 | 0 | 0 | 0 | 0 | 132485.5548 | 0 | 0 | 0 | 0 | 245556.2427 | 0 | 213.2993 | 0 | 0 | 0 | 0 | 0 | 0 | 0 | 0 | 22097.017 | 0 | 0
2016-02-20 17:00 | 0 | 0 | 0 | 0 | 0 | 671309.4971 | 399046 | 0 | 0 | 0 | 772059.3886 | 0 | 10025.0669 | 4396.9381 | 0 | 0 | 0 | 0 | 0 | 0 | 150162.6385 | 0 | 0 | 0 | 0 | 245556.2427 | 0 | 213.2993 | 0 | 4396.9381 | 0 | 0 | 0 | 0 | 0 | 0 | 22097.017 | 0 | 0
2016-02-20 18:00 | 0 | 0 | 0 | 0 | 0 | 665395.1787 | 394304 | 0 | 0 | 0 | 1017615.6312 | 0 | 10238.3662 | 7621.5577 | 0 | 0 | 0 | 0 | 0 | 0 | 167839.6515 | 0 | 0 | 0 | 0 | 245556.2427 | 0 | 213.2993 | 0 | 3224.6196 | 0 | 0 | 0 | 0 | 0 | 0 | 22097.017 | 0 | 0
2016-02-20 19:00 | 0 | 0 | 0 | 0 | 0 | 649698.6073 | 389180 | 0 | 0 | 0 | 1263171.8739 | 0 | 10451.6655 | 642.4932 | 0 | 0 | 0 | 0 | 0 | 0 | 185221.484 | 0 | 0 | 0 | 0 | 245556.2427 | 0 | 213.2993 | 0 | -6979.0646 | 0 | 0 | 0 | 0 | 0 | 0 | 21728.1299 | 0 | 0
2016-02-20 20:00 | 0 | 0 | 0 | 0 | 0 | 652643.3116 | 385273 | 0 | 0 | 0 | 1508728.1166 | 0 | 10664.9648 | 146.2457 | 0 | 0 | 0 | 0 | 0 | 0 | 202898.3568 | 0 | 0 | 0 | 0 | 245556.2427 | 0 | 213.2993 | 0 | -496.2475 | 0 | 0 | 0 | 0 | 0 | 0 | 22097.017 | 0 | 0
2016-02-20 21:00 | 0 | 0 | 0 | 0 | 0 | 660147.8711 | 384806 | 0 | 0 | 0 | 1754284.3593 | 0 | 10878.2641 | 7621.5577 | 0 | 0 | 0 | 0 | 0 | 0 | 220575.1588 | 0 | 0 | 0 | 0 | 245556.2427 | 0 | 213.2993 | 0 | 7475.312 | 0 | 0 | 0 | 0 | 0 | 0 | 22097.017 | 0 | 0
2016-02-20 22:00 | 0 | 0 | 0 | 0 | 166.0265 | 627409.6584 | 389641 | 0 | 0 | 0 | 1999840.602 | 0 | 10878.2641 | 0 | 0 | 0 | 0 | 0 | 0 | 0 | 220574.2765 | 0 | 0 | 0 | 0 | 245556.2427 | 0 | 0 | 0 | -7621.5577 | 0 | 0 | 0 | 0 | 0 | 0 | 0 | 0 | 0
2016-02-20 23:00 | 0 | 0 | 0 | 0 | 0 | 431680.4802 | 402422 | 0 | 0 | 0 | 2029099.0822 | 0 | 10878.2641 | 0 | 0 | 0 | 0 | 0 | 0 | 0 | 220573.3942 | 0 | 0 | 0 | 0 | 29258.4802 | 0 | 0 | 0 | 0 | 0 | 0 | 0 | 0 | 0 | 0 | 0 | 0 | 0
2016-02-21 | 0 | 0 | 0 | 0 | 83221.3417 | 81933.4156 | 410711 | 0 | 0 | 0 | 1783542.8395 | 0 | 10878.2641 | 0 | 0 | 0 | 0 | 0 | 0 | 0 | 220572.512 | 0 | 0 | 0 | 0 | -245556.2427 | 0 | 0 | 0 | 0 | 0 | 0 | 0 | 0 | 0 | 0 | 0 | 0 | 0
2016-02-21 01:00 | 0 | 0 | 0 | 0 | 164562.7559 | 25.0015 | 410144 | 0 | 0 | 0 | 1537986.5968 | 0 | 10878.2641 | 0 | 0 | 0 | 0 | 0 | 0 | 0 | 220571.6297 | 0 | 0 | 0 | 0 | -245556.2427 | 0 | 0 | 0 | 0 | 0 | 0 | 0 | 0 | 0 | 0 | 0 | 0 | 0
2016-02-21 02:00 | 0 | 0 | 0 | 0 | 543650.5609 | 0 | 404838 | 0 | 0 | 0 | 1676799.1577 | 0 | 10878.2641 | 0 | 0 | 0 | 0 | 0 | 0 | 0 | 220570.7474 | 0 | 0 | 0 | 0 | 138812.5609 | 0 | 0 | 0 | 0 | 0 | 0 | 0 | 0 | 0 | 0 | 0 | 0 | 0
2016-02-21 03:00 | 0 | 0 | 0 | 0 | 148332.7573 | 0 | 393889 | 0 | 0 | 0 | 1431242.915 | 0 | 10878.2641 | 0 | 0 | 0 | 0 | 0 | 0 | 0 | 220569.8651 | 0 | 0 | 0 | 0 | -245556.2427 | 0 | 0 | 0 | 0 | 0 | 0 | 0 | 0 | 0 | 0 | 0 | 0 | 0
2016-02-21 04:00 | 0 | 0 | 0 | 0 | 487263.4065 | 0 | 378380 | 0 | 0 | 0 | 1540126.3215 | 0 | 10878.2641 | 0 | 0 | 0 | 0 | 0 | 0 | 0 | 220568.9828 | 0 | 0 | 0 | 0 | 108883.4065 | 0 | 0 | 0 | 0 | 0 | 0 | 0 | 0 | 0 | 0 | 0 | 0 | 0
2016-02-21 05:00 | 0 | 0 | 0 | 0 | 116811.7573 | 0 | 362368 | 0 | 0 | 0 | 1294570.0788 | 0 | 10878.2641 | 0 | 0 | 0 | 0 | 0 | 0 | 0 | 220568.1005 | 0 | 0 | 0 | 0 | -245556.2427 | 0 | 0 | 0 | 0 | 0 | 0 | 0 | 0 | 0 | 0 | 0 | 0 | 0
2016-02-21 06:00 | 0 | 0 | 0 | 0 | 104388.7573 | 0 | 349945 | 0 | 0 | 0 | 1049013.8361 | 0 | 10878.2641 | 0 | 0 | 0 | 0 | 0 | 0 | 0 | 220567.2183 | 0 | 0 | 0 | 0 | -245556.2427 | 0 | 0 | 0 | 0 | 0 | 0 | 0 | 0 | 0 | 0 | 0 | 0 | 0
2016-02-21 07:00 | 0 | 0 | 0 | 0 | 94525.7573 | 0 | 340082 | 0 | 0 | 0 | 803457.5934 | 0 | 10878.2641 | 0 | 0 | 0 | 0 | 0 | 0 | 0 | 220566.336 | 0 | 0 | 0 | 0 | -245556.2427 | 0 | 0 | 0 | 0 | 0 | 0 | 0 | 0 | 0 | 0 | 0 | 0 | 0
2016-02-21 08:00 | 0 | 0 | 0 | 0 | 439784.8597 | 0 | 334957 | 0 | 0 | 0 | 908285.4531 | 0 | 10878.2641 | 0 | 0 | 0 | 0 | 0 | 0 | 0 | 220565.4537 | 0 | 0 | 0 | 0 | 104827.8597 | 0 | 0 | 0 | 0 | 0 | 0 | 0 | 0 | 0 | 0 | 0 | 0 | 0
2016-02-21 09:00 | 0 | 0 | 0 | 0 | 87335.7573 | 0 | 332892 | 0 | 0 | 0 | 662729.2104 | 0 | 10878.2641 | 0 | 0 | 0 | 0 | 0 | 0 | 0 | 220564.5715 | 0 | 0 | 0 | 0 | -245556.2427 | 0 | 0 | 0 | 0 | 0 | 0 | 0 | 0 | 0 | 0 | 0 | 0 | 0
2016-02-21 10:00 | 0 | 0 | 0 | 0 | 428396.4619 | 0 | 334852 | 0 | 0 | 0 | 756273.6723 | 0 | 10878.2641 | 0 | 0 | 0 | 0 | 0 | 0 | 0 | 220563.6892 | 0 | 0 | 0 | 0 | 93544.4619 | 0 | 0 | 0 | 0 | 0 | 0 | 0 | 0 | 0 | 0 | 0 | 0 | 0
2016-02-21 11:00 | 0 | 0 | 0 | 0 | 96052.7573 | 0 | 341609 | 0 | 0 | 0 | 510717.4296 | 0 | 10878.2641 | 0 | 0 | 0 | 0 | 0 | 0 | 0 | 220562.807 | 0 | 0 | 0 | 0 | -245556.2427 | 0 | 0 | 0 | 0 | 0 | 0 | 0 | 0 | 0 | 0 | 0 | 0 | 0
2016-02-21 12:00 | 0 | 0 | 0 | 0 | 389896.9253 | 0 | 351690 | 0 | 0 | 0 | 548924.3549 | 0 | 10878.2641 | 0 | 0 | 0 | 0 | 0 | 0 | 0 | 220561.9247 | 0 | 0 | 0 | 0 | 38206.9253 | 0 | 0 | 0 | 0 | 0 | 0 | 0 | 0 | 0 | 0 | 0 | 0 | 0
2016-02-21 13:00 | 0 | 0 | 0 | 0 | 117370.3433 | 656.414 | 363583 | 0 | 0 | 0 | 303368.1123 | 0 | 10878.2641 | 0 | 0 | 0 | 0 | 0 | 0 | 0 | 220561.0425 | 0 | 0 | 0 | 0 | -245556.2427 | 0 | 0 | 0 | 0 | 0 | 0 | 0 | 0 | 0 | 0 | 0 | 0 | 0
2016-02-21 14:00 | 0 | 0 | 0 | 0 | 247980.0802 | 170298.4612 | 376732 | 0 | 0 | 0 | 344914.6537 | 0 | 10878.2641 | 0 | 0 | 0 | 0 | 0 | 0 | 0 | 220560.1602 | 0 | 0 | 0 | 0 | 41546.5414 | 0 | 0 | 0 | 0 | 0 | 0 | 0 | 0 | 0 | 0 | 0 | 0 | 0
2016-02-21 15:00 | 0 | 0 | 0 | 0 | 82959.3815 | 546517.8612 | 383921 | 0 | 0 | 0 | 590470.8964 | 0 | 10878.2641 | 0 | 0 | 0 | 0 | 0 | 0 | 0 | 220559.278 | 0 | 0 | 0 | 0 | 245556.2427 | 0 | 0 | 0 | 0 | 0 | 0 | 0 | 0 | 0 | 0 | 0 | 0 | 0
2016-02-21 16:00 | 0 | 0 | 0 | 0 | 0 | 643712.5746 | 387634 | 0 | 0 | 0 | 836027.139 | 0 | 11091.5634 | 7621.5577 | 0 | 0 | 0 | 0 | 0 | 0 | 222708.3757 | 0 | 0 | 0 | 0 | 245556.2427 | 0 | 213.2993 | 0 | 7621.5577 | 0 | 0 | 0 | 0 | 0 | 0 | 2687.4749 | 0 | 0
2016-02-21 17:00 | 0 | 0 | 0 | 0 | 0 | 644982.7587 | 389435 | 0 | 0 | 0 | 1081583.3817 | 0 | 11304.8627 | 7621.5577 | 0 | 0 | 0 | 0 | 0 | 0 | 230530.0582 | 0 | 0 | 0 | 0 | 245556.2427 | 0 | 213.2993 | 0 | 0 | 0 | 0 | 0 | 0 | 0 | 0 | 9778.2168 | 0 | 0
2016-02-21 18:00 | 0 | 0 | 0 | 0 | 0 | 634342.634 | 388620 | 0 | 0 | 0 | 1327139.6244 | 0 | 11518.162 | 7574.6498 | 0 | 0 | 0 | 0 | 0 | 0 | 230529.1361 | 0 | 0 | 0 | 0 | 245556.2427 | 0 | 213.2993 | 0 | -46.9079 | 0 | 0 | 0 | 0 | 0 | 0 | 0 | 0 | 0
2016-02-21 19:00 | 0 | 0 | 0 | 0 | 0 | 626605.6103 | 386747 | 0 | 0 | 0 | 1572695.8671 | 0 | 11731.4613 | 1663.7181 | 0 | 0 | 0 | 0 | 0 | 0 | 230528.214 | 0 | 0 | 0 | 0 | 245556.2427 | 0 | 213.2993 | 0 | -5910.9317 | 0 | 0 | 0 | 0 | 0 | 0 | 0 | 0 | 0
2016-02-21 20:00 | 0 | 0 | 0 | 0 | 0 | 634570.8095 | 386428 | 0 | 0 | 0 | 1818252.1098 | 0 | 11944.7606 | 4036.9856 | 0 | 0 | 0 | 0 | 0 | 0 | 230527.2919 | 0 | 0 | 0 | 0 | 245556.2427 | 0 | 213.2993 | 0 | 2373.2675 | 0 | 0 | 0 | 0 | 0 | 0 | 0 | 0 | 0
2016-02-21 21:00 | 0 | 0 | 0 | 0 | 0 | 645838.7585 | 389231 | 0 | 0 | 0 | 2063808.3525 | 0 | 12158.0599 | 7621.5577 | 0 | 0 | 0 | 0 | 0 | 0 | 236329.2853 | 0 | 0 | 0 | 0 | 245556.2427 | 0 | 213.2993 | 0 | 3584.5721 | 0 | 0 | 0 | 0 | 0 | 0 | 7253.6444 | 0 | 0
2016-02-21 22:00 | 0 | 0 | 0 | 0 | 0 | 638708.1182 | 397837 | 0 | 0 | 0 | 2309364.5951 | 0 | 12158.0599 | 2936.4332 | 0 | 0 | 0 | 0 | 0 | 0 | 236328.34 | 0 | 0 | 0 | 0 | 245556.2427 | 0 | 0 | 0 | -4685.1245 | 0 | 0 | 0 | 0 | 0 | 0 | 0 | 0 | 0
2016-02-21 23:00 | 0 | 0 | 0 | 0 | 0 | 472189.8578 | 412587 | 0 | 0 | 0 | 2371903.8862 | 0 | 12158.0599 | 0 | 0 | 0 | 0 | 0 | 0 | 0 | 236327.3947 | 0 | 0 | 0 | 0 | 62539.2911 | 0 | 0 | 0 | -2936.4332 | 0 | 0 | 0 | 0 | 0 | 0 | 0 | 0 | 0
2016-02-22 | 0 | 0 | 0 | 0 | 75306.4608 | 103771.2966 | 424634 | 0 | 0 | 0 | 2126347.6435 | 0 | 12158.0599 | 0 | 0 | 0 | 0 | 0 | 0 | 0 | 236326.4494 | 0 | 0 | 0 | 0 | -245556.2427 | 0 | 0 | 0 | 0 | 0 | 0 | 0 | 0 | 0 | 0 | 0 | 0 | 0
2016-02-22 01:00 | 0 | 0 | 0 | 0 | 179450.7942 | 44.9631 | 425052 | 0 | 0 | 0 | 1880791.4008 | 0 | 12158.0599 | 0 | 0 | 0 | 0 | 0 | 0 | 0 | 236325.5041 | 0 | 0 | 0 | 0 | -245556.2427 | 0 | 0 | 0 | 0 | 0 | 0 | 0 | 0 | 0 | 0 | 0 | 0 | 0
2016-02-22 02:00 | 0 | 0 | 0 | 0 | 361426.2149 | 0 | 417877 | 0 | 0 | 0 | 1836498.6757 | 0 | 0 | 0 | 0 | 0 | 0 | 0 | 0 | 0 | 236324.5588 | 0 | 0 | 0 | 0 | -44292.7252 | 0 | 0 | 12158.0599 | 0 | 0 | 0 | 0 | 0 | 0 | 0 | 0 | 0 | 0
2016-02-22 03:00 | 0 | 0 | 0 | 0 | 158191.7573 | 0 | 403748 | 0 | 0 | 0 | 1590942.433 | 0 | 0 | 0 | 0 | 0 | 0 | 0 | 0 | 0 | 236323.6135 | 0 | 0 | 0 | 0 | -245556.2427 | 0 | 0 | 0 | 0 | 0 | 0 | 0 | 0 | 0 | 0 | 0 | 0 | 0
2016-02-22 04:00 | 0 | 0 | 0 | 0 | 353946.2965 | 0 | 384325 | 0 | 0 | 0 | 1560563.7295 | 0 | 0 | 0 | 0 | 0 | 0 | 0 | 0 | 0 | 236322.6682 | 0 | 0 | 0 | 0 | -30378.7035 | 0 | 0 | 0 | 0 | 0 | 0 | 0 | 0 | 0 | 0 | 0 | 0 | 0
2016-02-22 05:00 | 0 | 0 | 0 | 0 | 349302.0962 | 0 | 366010 | 0 | 0 | 0 | 1543855.8258 | 0 | 0 | 0 | 0 | 0 | 0 | 0 | 0 | 0 | 236321.7229 | 0 | 0 | 0 | 0 | -16707.9038 | 0 | 0 | 0 | 0 | 0 | 0 | 0 | 0 | 0 | 0 | 0 | 0 | 0
2016-02-22 06:00 | 0 | 0 | 0 | 0 | 107582.7573 | 0 | 353139 | 0 | 0 | 0 | 1298299.5831 | 0 | 0 | 0 | 0 | 0 | 0 | 0 | 0 | 0 | 236320.7776 | 0 | 0 | 0 | 0 | -245556.2427 | 0 | 0 | 0 | 0 | 0 | 0 | 0 | 0 | 0 | 0 | 0 | 0 | 0
2016-02-22 07:00 | 0 | 0 | 0 | 0 | 334167.6512 | 0 | 344882 | 0 | 0 | 0 | 1287585.2342 | 0 | 0 | 0 | 0 | 0 | 0 | 0 | 0 | 0 | 236319.8323 | 0 | 0 | 0 | 0 | -10714.3488 | 0 | 0 | 0 | 0 | 0 | 0 | 0 | 0 | 0 | 0 | 0 | 0 | 0
2016-02-22 08:00 | 0 | 0 | 0 | 0 | 319361.1492 | 0 | 341726 | 0 | 0 | 0 | 1265220.3835 | 0 | 0 | 0 | 0 | 0 | 0 | 0 | 0 | 0 | 236318.887 | 0 | 0 | 0 | 0 | -22364.8508 | 0 | 0 | 0 | 0 | 0 | 0 | 0 | 0 | 0 | 0 | 0 | 0 | 0
2016-02-22 09:00 | 0 | 0 | 0 | 0 | 100280.7573 | 0 | 345837 | 0 | 0 | 0 | 1019664.1408 | 0 | 0 | 0 | 0 | 0 | 0 | 0 | 0 | 0 | 236317.9418 | 0 | 0 | 0 | 0 | -245556.2427 | 0 | 0 | 0 | 0 | 0 | 0 | 0 | 0 | 0 | 0 | 0 | 0 | 0
2016-02-22 10:00 | 0 | 0 | 0 | 0 | 281065.6975 | 0 | 360995 | 0 | 0 | 0 | 939734.8383 | 0 | 0 | 0 | 0 | 0 | 0 | 0 | 0 | 0 | 236316.9965 | 0 | 0 | 0 | 0 | -79929.3025 | 0 | 0 | 0 | 0 | 0 | 0 | 0 | 0 | 0 | 0 | 0 | 0 | 0
2016-02-22 11:00 | 0 | 0 | 0 | 0 | 263686.8698 | 0 | 392795 | 0 | 0 | 0 | 810626.7081 | 0 | 0 | 0 | 0 | 0 | 0 | 0 | 0 | 0 | 236316.0512 | 0 | 0 | 0 | 0 | -129108.1302 | 0 | 0 | 0 | 0 | 0 | 0 | 0 | 0 | 0 | 0 | 0 | 0 | 0
2016-02-22 12:00 | 0 | 0 | 0 | 0 | 247660.9693 | 0 | 421725 | 0 | 0 | 0 | 636562.6775 | 0 | 0 | 0 | 0 | 0 | 0 | 0 | 0 | 0 | 236315.106 | 0 | 0 | 0 | 0 | -174064.0307 | 0 | 0 | 0 | 0 | 0 | 0 | 0 | 0 | 0 | 0 | 0 | 0 | 0
2016-02-22 13:00 | 0 | 0 | 0 | 0 | 211533.2962 | 2880.2281 | 434072 | 0 | 0 | 0 | 409069.3448 | 0 | 213.2993 | 7621.5577 | 0 | 0 | 0 | 0 | 0 | 0 | 236314.1607 | 0 | 0 | 0 | 0 | -227493.3327 | 0 | 213.2993 | 0 | 7621.5577 | 0 | 0 | 0 | 0 | 0 | 0 | 0 | 0 | 0
2016-02-22 14:00 | 0 | 0 | 0 | 0 | 139796.4637 | 197870.2731 | 439407 | 0 | 0 | 0 | 314737.3401 | 0 | 426.5986 | 0 | 0 | 0 | 0 | 0 | 0 | 0 | 236313.2154 | 0 | 0 | 0 | 0 | -94332.0047 | 0 | 213.2993 | 0 | -7621.5577 | 0 | 0 | 0 | 0 | 0 | 0 | 0 | 0 | 0
2016-02-22 15:00 | 0 | 0 | 0 | 0 | 144159.1463 | 534158.861 | 442540 | 0 | 0 | 0 | 550515.3474 | 0 | 426.5986 | 0 | 0 | 0 | 0 | 0 | 0 | 0 | 236312.2702 | 0 | 0 | 0 | 0 | 235778.0073 | 0 | 0 | 0 | 0 | 0 | 0 | 0 | 0 | 0 | 0 | 0 | 0 | 0
2016-02-22 16:00 | 0 | 0 | 0 | 0 | 54471.0792 | 632435.1635 | 441350 | 0 | 0 | 0 | 796071.5901 | 0 | 426.5986 | 0 | 0 | 0 | 0 | 0 | 0 | 0 | 236311.3249 | 0 | 0 | 0 | 0 | 245556.2427 | 0 | 0 | 0 | 0 | 0 | 0 | 0 | 0 | 0 | 0 | 0 | 0 | 0
2016-02-22 17:00 | 0 | 0 | 0 | 0 | 47675.0522 | 635996.1905 | 438115 | 0 | 0 | 0 | 1041627.8328 | 0 | 426.5986 | 0 | 0 | 0 | 0 | 0 | 0 | 0 | 236310.3797 | 0 | 0 | 0 | 0 | 245556.2427 | 0 | 0 | 0 | 0 | 0 | 0 | 0 | 0 | 0 | 0 | 0 | 0 | 0
2016-02-22 18:00 | 0 | 0 | 0 | 0 | 0 | 618990.8428 | 435252 | 0 | 0 | 0 | 1225366.6756 | 0 | 426.5986 | 0 | 0 | 0 | 0 | 0 | 0 | 0 | 236309.4345 | 0 | 0 | 0 | 0 | 183738.8428 | 0 | 0 | 0 | 0 | 0 | 0 | 0 | 0 | 0 | 0 | 0 | 0 | 0
2016-02-22 19:00 | 0 | 0 | 0 | 0 | 0 | 601046.8275 | 432459 | 0 | 0 | 0 | 1393954.5031 | 0 | 426.5986 | 0 | 0 | 0 | 0 | 0 | 0 | 0 | 236308.4892 | 0 | 0 | 0 | 0 | 168587.8275 | 0 | 0 | 0 | 0 | 0 | 0 | 0 | 0 | 0 | 0 | 0 | 0 | 0
2016-02-22 20:00 | 0 | 0 | 0 | 0 | 81745.5941 | 593696.6486 | 429886 | 0 | 0 | 0 | 1639510.7457 | 0 | 426.5986 | 0 | 0 | 0 | 0 | 0 | 0 | 0 | 236307.544 | 0 | 0 | 0 | 0 | 245556.2427 | 0 | 0 | 0 | 0 | 0 | 0 | 0 | 0 | 0 | 0 | 0 | 0 | 0
2016-02-22 21:00 | 0 | 0 | 0 | 0 | 0 | 577100.7795 | 431668 | 0 | 0 | 0 | 1784943.5252 | 0 | 426.5986 | 0 | 0 | 0 | 0 | 0 | 0 | 0 | 236306.5988 | 0 | 0 | 0 | 0 | 145432.7795 | 0 | 0 | 0 | 0 | 0 | 0 | 0 | 0 | 0 | 0 | 0 | 0 | 0
2016-02-22 22:00 | 0 | 0 | 0 | 0 | 0 | 533497.8569 | 438908 | 0 | 0 | 0 | 1879533.3821 | 0 | 426.5986 | 0 | 0 | 0 | 0 | 0 | 0 | 0 | 236305.6535 | 0 | 0 | 0 | 0 | 94589.8569 | 0 | 0 | 0 | 0 | 0 | 0 | 0 | 0 | 0 | 0 | 0 | 0 | 0
2016-02-22 23:00 | 0 | 0 | 0 | 0 | 0 | 398836.5153 | 455125 | 0 | 0 | 0 | 1823244.8974 | 0 | 426.5986 | 0 | 0 | 0 | 0 | 0 | 0 | 0 | 236304.7083 | 0 | 0 | 0 | 0 | -56288.4847 | 0 | 0 | 0 | 0 | 0 | 0 | 0 | 0 | 0 | 0 | 0 | 0 | 0
2016-02-23 | 0 | 0 | 0 | 0 | 112211.8858 | 108556.8716 | 466325 | 0 | 0 | 0 | 1577688.6547 | 0 | 426.5986 | 0 | 0 | 0 | 0 | 0 | 0 | 0 | 236303.7631 | 0 | 0 | 0 | 0 | -245556.2427 | 0 | 0 | 0 | 0 | 0 | 0 | 0 | 0 | 0 | 0 | 0 | 0 | 0
2016-02-23 01:00 | 0 | 0 | 0 | 0 | 434929.4211 | 56.9203 | 465317 | 0 | 0 | 0 | 1547144.6968 | 0 | 639.8979 | 0 | 0 | 0 | 0 | 0 | 0 | 0 | 236302.8179 | 0 | 0 | 0 | 0 | -30543.9579 | 0 | 213.2993 | 0 | 0 | 0 | 0 | 0 | 0 | 0 | 0 | 0 | 0 | 0
2016-02-23 02:00 | 0 | 0 | 0 | 0 | 217296.315 | 0 | 455231 | 0 | 0 | 0 | 1301588.4541 | 0 | 639.8979 | 7621.5577 | 0 | 0 | 0 | 0 | 0 | 0 | 236301.8727 | 0 | 0 | 0 | 0 | -245556.2427 | 0 | 0 | 0 | 7621.5577 | 0 | 0 | 0 | 0 | 0 | 0 | 0 | 0 | 0
2016-02-23 03:00 | 0 | 0 | 0 | 0 | 456999.9142 | 0 | 436595 | 0 | 0 | 0 | 1329401.6267 | 0 | 853.1972 | 0 | 0 | 0 | 0 | 0 | 0 | 0 | 236300.9274 | 0 | 0 | 0 | 0 | 27813.1726 | 0 | 213.2993 | 0 | -7621.5577 | 0 | 0 | 0 | 0 | 0 | 0 | 0 | 0 | 0
2016-02-23 04:00 | 0 | 0 | 0 | 0 | 166744.7573 | 0 | 412301 | 0 | 0 | 0 | 1083845.3841 | 0 | 853.1972 | 0 | 0 | 0 | 0 | 0 | 0 | 0 | 236299.9822 | 0 | 0 | 0 | 0 | -245556.2427 | 0 | 0 | 0 | 0 | 0 | 0 | 0 | 0 | 0 | 0 | 0 | 0 | 0
2016-02-23 05:00 | 0 | 0 | 0 | 0 | 427479.3415 | 0 | 391289 | 0 | 0 | 0 | 1119822.4263 | 0 | 1066.4965 | 0 | 0 | 0 | 0 | 0 | 0 | 0 | 236299.037 | 0 | 0 | 0 | 0 | 35977.0423 | 0 | 213.2993 | 0 | 0 | 0 | 0 | 0 | 0 | 0 | 0 | 0 | 0 | 0
2016-02-23 06:00 | 0 | 0 | 0 | 0 | 130916.7573 | 0 | 376473 | 0 | 0 | 0 | 874266.1836 | 0 | 1066.4965 | 0 | 0 | 0 | 0 | 0 | 0 | 0 | 236298.0918 | 0 | 0 | 0 | 0 | -245556.2427 | 0 | 0 | 0 | 0 | 0 | 0 | 0 | 0 | 0 | 0 | 0 | 0 | 0
2016-02-23 07:00 | 0 | 0 | 0 | 0 | 422684.3133 | 0 | 366921 | 0 | 0 | 0 | 929816.1976 | 0 | 1279.7958 | 0 | 0 | 0 | 0 | 0 | 0 | 0 | 236297.1467 | 0 | 0 | 0 | 0 | 55550.014 | 0 | 213.2993 | 0 | 0 | 0 | 0 | 0 | 0 | 0 | 0 | 0 | 0 | 0
2016-02-23 08:00 | 0 | 0 | 0 | 0 | 116593.7573 | 0 | 362150 | 0 | 0 | 0 | 684259.9549 | 0 | 1279.7958 | 0 | 0 | 0 | 0 | 0 | 0 | 0 | 236296.2015 | 0 | 0 | 0 | 0 | -245556.2427 | 0 | 0 | 0 | 0 | 0 | 0 | 0 | 0 | 0 | 0 | 0 | 0 | 0
2016-02-23 09:00 | 0 | 0 | 0 | 0 | 423811.836 | 0 | 364236 | 0 | 0 | 0 | 743622.4916 | 0 | 1493.0951 | 0 | 0 | 0 | 0 | 0 | 0 | 0 | 236295.2563 | 0 | 0 | 0 | 0 | 59362.5367 | 0 | 213.2993 | 0 | 0 | 0 | 0 | 0 | 0 | 0 | 0 | 0 | 0 | 0
2016-02-23 10:00 | 0 | 0 | 0 | 0 | 131885.7573 | 0 | 377442 | 0 | 0 | 0 | 498066.2489 | 0 | 1493.0951 | 0 | 0 | 0 | 0 | 0 | 0 | 0 | 236294.3111 | 0 | 0 | 0 | 0 | -245556.2427 | 0 | 0 | 0 | 0 | 0 | 0 | 0 | 0 | 0 | 0 | 0 | 0 | 0
2016-02-23 11:00 | 0 | 0 | 0 | 0 | 164179.0566 | 0 | 409522 | 0 | 0 | 0 | 252510.0062 | 0 | 1706.3944 | 0 | 0 | 0 | 0 | 0 | 0 | 0 | 236293.3659 | 0 | 0 | 0 | 0 | -245556.2427 | 0 | 213.2993 | 0 | 0 | 0 | 0 | 0 | 0 | 0 | 0 | 0 | 0 | 0
2016-02-23 12:00 | 0 | 0 | 0 | 0 | 430263.2364 | 0 | 437217 | 0 | 0 | 0 | 245556.2427 | 0 | 1706.3944 | 0 | 0 | 0 | 0 | 0 | 0 | 0 | 236292.4208 | 0 | 0 | 0 | 0 | -6953.7636 | 0 | 0 | 0 | 0 | 0 | 0 | 0 | 0 | 0 | 0 | 0 | 0 | 0
2016-02-23 13:00 | 0 | 0 | 0 | 0 | 200868.4035 | 2578.6531 | 448790 | 0 | 0 | 0 | 0 | 0 | 1919.6937 | 0 | 0 | 0 | 0 | 0 | 0 | 0 | 236291.4756 | 0 | 0 | 0 | 0 | -245556.2427 | 0 | 213.2993 | 0 | 0 | 0 | 0 | 0 | 0 | 0 | 0 | 0 | 0 | 0
2016-02-23 14:00 | 0 | 0 | 0 | 0 | 279492.0606 | 175589.9394 | 455082 | 0 | 0 | 0 | 0 | 0 | 1919.6937 | 0 | 0 | 0 | 0 | 0 | 0 | 0 | 236290.5304 | 0 | 0 | 0 | 0 | 0 | 0 | 0 | 0 | 0 | 0 | 0 | 0 | 0 | 0 | 0 | 0 | 0 | 0
2016-02-23 15:00 | 0 | 0 | 0 | 0 | 164740.1416 | 540173.4004 | 459144 | 0 | 0 | 0 | 245556.2427 | 0 | 2132.993 | 0 | 0 | 0 | 0 | 0 | 0 | 0 | 236289.5853 | 0 | 0 | 0 | 0 | 245556.2427 | 0 | 213.2993 | 0 | 0 | 0 | 0 | 0 | 0 | 0 | 0 | 0 | 0 | 0
2016-02-23 16:00 | 0 | 0 | 0 | 0 | 74885.7151 | 628784.5276 | 458114 | 0 | 0 | 0 | 491112.4854 | 0 | 2132.993 | 0 | 0 | 0 | 0 | 0 | 0 | 0 | 236288.6401 | 0 | 0 | 0 | 0 | 245556.2427 | 0 | 0 | 0 | 0 | 0 | 0 | 0 | 0 | 0 | 0 | 0 | 0 | 0
2016-02-23 17:00 | 0 | 0 | 0 | 0 | 53730.432 | 647586.11 | 455547 | 0 | 0 | 0 | 736668.7281 | 0 | 2346.2923 | 0 | 0 | 0 | 0 | 0 | 0 | 0 | 236287.6949 | 0 | 0 | 0 | 0 | 245556.2427 | 0 | 213.2993 | 0 | 0 | 0 | 0 | 0 | 0 | 0 | 0 | 0 | 0 | 0
2016-02-23 18:00 | 0 | 0 | 0 | 0 | 0 | 642835.0232 | 453357 | 0 | 0 | 0 | 926146.7512 | 0 | 2346.2923 | 0 | 0 | 0 | 0 | 0 | 0 | 0 | 236286.7498 | 0 | 0 | 0 | 0 | 189478.0232 | 0 | 0 | 0 | 0 | 0 | 0 | 0 | 0 | 0 | 0 | 0 | 0 | 0
2016-02-23 19:00 | 0 | 0 | 0 | 0 | 64115.4342 | 632006.1077 | 450352 | 0 | 0 | 0 | 1171702.9939 | 0 | 2559.5916 | 0 | 0 | 0 | 0 | 0 | 0 | 0 | 236285.8046 | 0 | 0 | 0 | 0 | 245556.2427 | 0 | 213.2993 | 0 | 0 | 0 | 0 | 0 | 0 | 0 | 0 | 0 | 0 | 0
2016-02-23 20:00 | 0 | 0 | 0 | 0 | 0 | 634509.3819 | 448235 | 0 | 0 | 0 | 1357977.3759 | 0 | 2559.5916 | 0 | 0 | 0 | 0 | 0 | 0 | 0 | 236284.8595 | 0 | 0 | 0 | 0 | 186274.3819 | 0 | 0 | 0 | 0 | 0 | 0 | 0 | 0 | 0 | 0 | 0 | 0 | 0
2016-02-23 21:00 | 0 | 0 | 0 | 0 | 62225.1772 | 633744.3648 | 450200 | 0 | 0 | 0 | 1603533.6185 | 0 | 2772.8909 | 0 | 0 | 0 | 0 | 0 | 0 | 0 | 236283.9144 | 0 | 0 | 0 | 0 | 245556.2427 | 0 | 213.2993 | 0 | 0 | 0 | 0 | 0 | 0 | 0 | 0 | 0 | 0 | 0
2016-02-23 22:00 | 0 | 0 | 0 | 0 | 0 | 597478.06 | 457914 | 0 | 0 | 0 | 1743097.6785 | 0 | 2772.8909 | 0 | 0 | 0 | 0 | 0 | 0 | 0 | 236282.9692 | 0 | 0 | 0 | 0 | 139564.06 | 0 | 0 | 0 | 0 | 0 | 0 | 0 | 0 | 0 | 0 | 0 | 0 | 0
2016-02-23 23:00 | 0 | 0 | 0 | 0 | 0 | 426880.7453 | 470990 | 0 | 0 | 0 | 1698775.1245 | 0 | 2986.1902 | 0 | 0 | 0 | 0 | 0 | 0 | 0 | 236282.0241 | 0 | 0 | 0 | 0 | -44322.554 | 0 | 213.2993 | 0 | 0 | 0 | 0 | 0 | 0 | 0 | 0 | 0 | 0 | 0
2016-02-24 | 0 | 0 | 0 | 0 | 138691.8802 | 95756.8771 | 480005 | 0 | 0 | 0 | 1453218.8818 | 0 | 2986.1902 | 0 | 0 | 0 | 0 | 0 | 0 | 0 | 236281.079 | 0 | 0 | 0 | 0 | -245556.2427 | 0 | 0 | 0 | 0 | 0 | 0 | 0 | 0 | 0 | 0 | 0 | 0 | 0
2016-02-24 01:00 | 0 | 0 | 0 | 0 | 232626.9268 | 56.1298 | 478026 | 0 | 0 | 0 | 1207662.6391 | 0 | 3199.4894 | 0 | 0 | 0 | 0 | 0 | 0 | 0 | 236280.1338 | 0 | 0 | 0 | 0 | -245556.2427 | 0 | 213.2993 | 0 | 0 | 0 | 0 | 0 | 0 | 0 | 0 | 0 | 0 | 0
2016-02-24 02:00 | 0 | 0 | 0 | 0 | 221620.7573 | 0 | 467177 | 0 | 0 | 0 | 962106.3964 | 0 | 3199.4894 | 0 | 0 | 0 | 0 | 0 | 0 | 0 | 236279.1887 | 0 | 0 | 0 | 0 | -245556.2427 | 0 | 0 | 0 | 0 | 0 | 0 | 0 | 0 | 0 | 0 | 0 | 0 | 0
2016-02-24 03:00 | 0 | 0 | 0 | 0 | 578304.7983 | 0 | 446539 | 0 | 0 | 0 | 1093658.8954 | 0 | 3412.7887 | 0 | 0 | 0 | 0 | 0 | 0 | 0 | 236278.2436 | 0 | 0 | 0 | 0 | 131552.499 | 0 | 213.2993 | 0 | 0 | 0 | 0 | 0 | 0 | 0 | 0 | 0 | 0 | 0
2016-02-24 04:00 | 0 | 0 | 0 | 0 | 176813.7573 | 0 | 422370 | 0 | 0 | 0 | 848102.6527 | 0 | 3412.7887 | 0 | 0 | 0 | 0 | 0 | 0 | 0 | 236277.2985 | 0 | 0 | 0 | 0 | -245556.2427 | 0 | 0 | 0 | 0 | 0 | 0 | 0 | 0 | 0 | 0 | 0 | 0 | 0
2016-02-24 05:00 | 0 | 0 | 0 | 0 | 537818.0081 | 0 | 400870 | 0 | 0 | 0 | 984837.3615 | 0 | 3626.088 | 0 | 0 | 0 | 0 | 0 | 0 | 0 | 236276.3534 | 0 | 0 | 0 | 0 | 136734.7088 | 0 | 213.2993 | 0 | 0 | 0 | 0 | 0 | 0 | 0 | 0 | 0 | 0 | 0
2016-02-24 06:00 | 0 | 0 | 0 | 0 | 140315.7573 | 0 | 385872 | 0 | 0 | 0 | 739281.1188 | 0 | 3626.088 | 0 | 0 | 0 | 0 | 0 | 0 | 0 | 236275.4083 | 0 | 0 | 0 | 0 | -245556.2427 | 0 | 0 | 0 | 0 | 0 | 0 | 0 | 0 | 0 | 0 | 0 | 0 | 0
2016-02-24 07:00 | 0 | 0 | 0 | 0 | 131192.0566 | 0 | 376535 | 0 | 0 | 0 | 493724.8761 | 0 | 3839.3873 | 0 | 0 | 0 | 0 | 0 | 0 | 0 | 236274.4632 | 0 | 0 | 0 | 0 | -245556.2427 | 0 | 213.2993 | 0 | 0 | 0 | 0 | 0 | 0 | 0 | 0 | 0 | 0 | 0
2016-02-24 08:00 | 0 | 0 | 0 | 0 | 126080.7573 | 0 | 371637 | 0 | 0 | 0 | 248168.6335 | 0 | 3839.3873 | 0 | 0 | 0 | 0 | 0 | 0 | 0 | 236273.5181 | 0 | 0 | 0 | 0 | -245556.2427 | 0 | 0 | 0 | 0 | 0 | 0 | 0 | 0 | 0 | 0 | 0 | 0 | 0
2016-02-24 09:00 | 0 | 0 | 0 | 0 | 549327.8952 | 0 | 373087 | 0 | 0 | 0 | 424196.2293 | 0 | 4052.6866 | 0 | 0 | 0 | 0 | 0 | 0 | 0 | 236272.573 | 0 | 0 | 0 | 0 | 176027.5959 | 0 | 213.2993 | 0 | 0 | 0 | 0 | 0 | 0 | 0 | 0 | 0 | 0 | 0
2016-02-24 10:00 | 0 | 0 | 0 | 0 | 140294.7573 | 0 | 385851 | 0 | 0 | 0 | 178639.9866 | 0 | 4052.6866 | 0 | 0 | 0 | 0 | 0 | 0 | 0 | 236271.6279 | 0 | 0 | 0 | 0 | -245556.2427 | 0 | 0 | 0 | 0 | 0 | 0 | 0 | 0 | 0 | 0 | 0 | 0 | 0
2016-02-24 11:00 | 0 | 0 | 0 | 0 | 556207.9903 | 0 | 417203 | 0 | 0 | 0 | 317431.6777 | 0 | 4265.9859 | 0 | 0 | 0 | 0 | 0 | 0 | 0 | 236270.6828 | 0 | 0 | 0 | 0 | 138791.691 | 0 | 213.2993 | 0 | 0 | 0 | 0 | 0 | 0 | 0 | 0 | 0 | 0 | 0
2016-02-24 12:00 | 0 | 0 | 0 | 0 | 201440.7573 | 0 | 446997 | 0 | 0 | 0 | 71875.435 | 0 | 4265.9859 | 0 | 0 | 0 | 0 | 0 | 0 | 0 | 236269.7377 | 0 | 0 | 0 | 0 | -245556.2427 | 0 | 0 | 0 | 0 | 0 | 0 | 0 | 0 | 0 | 0 | 0 | 0 | 0
2016-02-24 13:00 | 0 | 0 | 0 | 0 | 507568.7184 | 4470.7028 | 458516 | 0 | 0 | 0 | 125185.5569 | 0 | 4479.2852 | 0 | 0 | 0 | 0 | 0 | 0 | 0 | 236268.7926 | 0 | 0 | 0 | 0 | 53310.1219 | 0 | 213.2993 | 0 | 0 | 0 | 0 | 0 | 0 | 0 | 0 | 0 | 0 | 0
2016-02-24 14:00 | 0 | 0 | 0 | 0 | 182583.9214 | 301032.7376 | 463168 | 0 | 0 | 0 | 145634.2159 | 0 | 4479.2852 | 0 | 0 | 0 | 0 | 0 | 0 | 0 | 236267.8476 | 0 | 0 | 0 | 0 | 20448.6589 | 0 | 0 | 0 | 0 | 0 | 0 | 0 | 0 | 0 | 0 | 0 | 0 | 0
2016-02-24 15:00 | 0 | 0 | 0 | 0 | 0 | 691360.0782 | 466375 | 0 | 0 | 0 | 370619.294 | 0 | 4479.2852 | 0 | 0 | 0 | 0 | 0 | 0 | 0 | 236266.9025 | 0 | 0 | 0 | 0 | 224985.0782 | 0 | 0 | 0 | 0 | 0 | 0 | 0 | 0 | 0 | 0 | 0 | 0 | 0
2016-02-24 16:00 | 0 | 0 | 0 | 0 | 0 | 733257.559 | 465391 | 0 | 0 | 0 | 616175.5367 | 0 | 4692.5845 | 0 | 0 | 0 | 0 | 0 | 0 | 0 | 253943.5711 | 0 | 0 | 0 | 0 | 245556.2427 | 0 | 213.2993 | 0 | 0 | 0 | 0 | 0 | 0 | 0 | 0 | 22097.017 | 0 | 0
2016-02-24 17:00 | 0 | 0 | 0 | 0 | 0 | 728832.559 | 460966 | 0 | 0 | 0 | 861731.7794 | 0 | 4905.8838 | 0 | 0 | 0 | 0 | 0 | 0 | 0 | 271620.1689 | 0 | 0 | 0 | 0 | 245556.2427 | 0 | 213.2993 | 0 | 0 | 0 | 0 | 0 | 0 | 0 | 0 | 22097.017 | 0 | 0
2016-02-24 18:00 | 0 | 0 | 0 | 0 | 0 | 724370.559 | 456504 | 0 | 0 | 0 | 1107288.0221 | 0 | 5119.1831 | 0 | 0 | 0 | 0 | 0 | 0 | 0 | 289296.6961 | 0 | 0 | 0 | 0 | 245556.2427 | 0 | 213.2993 | 0 | 0 | 0 | 0 | 0 | 0 | 0 | 0 | 22097.017 | 0 | 0
2016-02-24 19:00 | 0 | 0 | 0 | 0 | 0 | 719736.559 | 451870 | 0 | 0 | 0 | 1352844.2648 | 0 | 5332.4824 | 0 | 0 | 0 | 0 | 0 | 0 | 0 | 306973.1525 | 0 | 0 | 0 | 0 | 245556.2427 | 0 | 213.2993 | 0 | 0 | 0 | 0 | 0 | 0 | 0 | 0 | 22097.017 | 0 | 0
2016-02-24 20:00 | 0 | 0 | 0 | 0 | 0 | 715288.559 | 447422 | 0 | 0 | 0 | 1598400.5075 | 0 | 5545.7817 | 0 | 0 | 0 | 0 | 0 | 0 | 0 | 324649.5383 | 0 | 0 | 0 | 0 | 245556.2427 | 0 | 213.2993 | 0 | 0 | 0 | 0 | 0 | 0 | 0 | 0 | 22097.017 | 0 | 0
2016-02-24 21:00 | 0 | 0 | 0 | 0 | 0 | 722890.1168 | 447402 | 0 | 0 | 0 | 1843956.7502 | 0 | 5759.081 | 7621.5577 | 0 | 0 | 0 | 0 | 0 | 0 | 342325.8533 | 0 | 0 | 0 | 0 | 245556.2427 | 0 | 213.2993 | 0 | 7621.5577 | 0 | 0 | 0 | 0 | 0 | 0 | 22097.017 | 0 | 0
2016-02-24 22:00 | 0 | 0 | 0 | 0 | 0 | 707915.3382 | 453275 | 0 | 0 | 0 | 2089512.9928 | 0 | 5972.3803 | 7621.5577 | 0 | 0 | 0 | 0 | 0 | 0 | 349421.121 | 0 | 0 | 0 | 0 | 245556.2427 | 0 | 213.2993 | 0 | 0 | 0 | 0 | 0 | 0 | 0 | 0 | 8870.7962 | 0 | 0
2016-02-24 23:00 | 0 | 0 | 0 | 0 | 0 | 497642.5238 | 464896 | 0 | 0 | 0 | 2129881.0743 | 0 | 5972.3803 | 0 | 0 | 0 | 0 | 0 | 0 | 0 | 349419.7233 | 0 | 0 | 0 | 0 | 40368.0815 | 0 | 0 | 0 | -7621.5577 | 0 | 0 | 0 | 0 | 0 | 0 | 0 | 0 | 0
2016-02-25 | 0 | 0 | 0 | 0 | 114079.2026 | 114882.854 | 474305 | 0 | 0 | 0 | 1884324.8317 | 0 | 6185.6796 | 0 | 0 | 0 | 0 | 0 | 0 | 0 | 349418.3256 | 0 | 0 | 0 | 0 | -245556.2427 | 0 | 213.2993 | 0 | 0 | 0 | 0 | 0 | 0 | 0 | 0 | 0 | 0 | 0
2016-02-25 01:00 | 0 | 0 | 0 | 0 | 228168.452 | 83.3053 | 473808 | 0 | 0 | 0 | 1638768.589 | 0 | 6185.6796 | 0 | 0 | 0 | 0 | 0 | 0 | 0 | 349416.928 | 0 | 0 | 0 | 0 | -245556.2427 | 0 | 0 | 0 | 0 | 0 | 0 | 0 | 0 | 0 | 0 | 0 | 0 | 0
2016-02-25 02:00 | 0 | 0 | 0 | 0 | 219638.0566 | 0 | 464981 | 0 | 0 | 0 | 1393212.3463 | 0 | 6398.9789 | 0 | 0 | 0 | 0 | 0 | 0 | 0 | 349415.5303 | 0 | 0 | 0 | 0 | -245556.2427 | 0 | 213.2993 | 0 | 0 | 0 | 0 | 0 | 0 | 0 | 0 | 0 | 0 | 0
2016-02-25 03:00 | 0 | 0 | 0 | 0 | 201448.7573 | 0 | 447005 | 0 | 0 | 0 | 1147656.1036 | 0 | 6398.9789 | 0 | 0 | 0 | 0 | 0 | 0 | 0 | 349414.1326 | 0 | 0 | 0 | 0 | -245556.2427 | 0 | 0 | 0 | 0 | 0 | 0 | 0 | 0 | 0 | 0 | 0 | 0 | 0
2016-02-25 04:00 | 0 | 0 | 0 | 0 | 178435.0566 | 0 | 423778 | 0 | 0 | 0 | 902099.8609 | 0 | 6612.2782 | 0 | 0 | 0 | 0 | 0 | 0 | 0 | 349412.735 | 0 | 0 | 0 | 0 | -245556.2427 | 0 | 213.2993 | 0 | 0 | 0 | 0 | 0 | 0 | 0 | 0 | 0 | 0 | 0
2016-02-25 05:00 | 0 | 0 | 0 | 0 | 583716.1919 | 0 | 403872 | 0 | 0 | 0 | 1081944.0528 | 0 | 6612.2782 | 0 | 0 | 0 | 0 | 0 | 0 | 0 | 349411.3373 | 0 | 0 | 0 | 0 | 179844.1919 | 0 | 0 | 0 | 0 | 0 | 0 | 0 | 0 | 0 | 0 | 0 | 0 | 0
2016-02-25 06:00 | 0 | 0 | 0 | 0 | 145119.7573 | 0 | 390676 | 0 | 0 | 0 | 836387.8101 | 0 | 6612.2782 | 0 | 0 | 0 | 0 | 0 | 0 | 0 | 349409.9397 | 0 | 0 | 0 | 0 | -245556.2427 | 0 | 0 | 0 | 0 | 0 | 0 | 0 | 0 | 0 | 0 | 0 | 0 | 0
2016-02-25 07:00 | 0 | 0 | 0 | 0 | 136648.7573 | 0 | 382205 | 0 | 0 | 0 | 590831.5674 | 0 | 6612.2782 | 0 | 0 | 0 | 0 | 0 | 0 | 0 | 349408.542 | 0 | 0 | 0 | 0 | -245556.2427 | 0 | 0 | 0 | 0 | 0 | 0 | 0 | 0 | 0 | 0 | 0 | 0 | 0
2016-02-25 08:00 | 0 | 0 | 0 | 0 | 133417.7573 | 0 | 378974 | 0 | 0 | 0 | 345275.3248 | 0 | 6612.2782 | 0 | 0 | 0 | 0 | 0 | 0 | 0 | 349407.1444 | 0 | 0 | 0 | 0 | -245556.2427 | 0 | 0 | 0 | 0 | 0 | 0 | 0 | 0 | 0 | 0 | 0 | 0 | 0
2016-02-25 09:00 | 0 | 0 | 0 | 0 | 531442.9152 | 0 | 382788 | 0 | 0 | 0 | 493930.2399 | 0 | 6612.2782 | 0 | 0 | 0 | 0 | 0 | 0 | 0 | 349405.7468 | 0 | 0 | 0 | 0 | 148654.9152 | 0 | 0 | 0 | 0 | 0 | 0 | 0 | 0 | 0 | 0 | 0 | 0 | 0
2016-02-25 10:00 | 0 | 0 | 0 | 0 | 152056.7573 | 0 | 397613 | 0 | 0 | 0 | 248373.9973 | 0 | 6612.2782 | 0 | 0 | 0 | 0 | 0 | 0 | 0 | 349404.3491 | 0 | 0 | 0 | 0 | -245556.2427 | 0 | 0 | 0 | 0 | 0 | 0 | 0 | 0 | 0 | 0 | 0 | 0 | 0
2016-02-25 11:00 | 0 | 0 | 0 | 0 | 495655.778 | 0 | 430734 | 0 | 0 | 0 | 313295.7752 | 0 | 6612.2782 | 0 | 0 | 0 | 0 | 0 | 0 | 0 | 349402.9515 | 0 | 0 | 0 | 0 | 64921.778 | 0 | 0 | 0 | 0 | 0 | 0 | 0 | 0 | 0 | 0 | 0 | 0 | 0
2016-02-25 12:00 | 0 | 0 | 0 | 0 | 214491.7573 | 0 | 460048 | 0 | 0 | 0 | 67739.5325 | 0 | 6612.2782 | 0 | 0 | 0 | 0 | 0 | 0 | 0 | 349401.5539 | 0 | 0 | 0 | 0 | -245556.2427 | 0 | 0 | 0 | 0 | 0 | 0 | 0 | 0 | 0 | 0 | 0 | 0 | 0
2016-02-25 13:00 | 0 | 0 | 0 | 0 | 410412.0715 | 4780.3533 | 469454 | 0 | 0 | 0 | 13477.9574 | 0 | 6612.2782 | 0 | 0 | 0 | 0 | 0 | 0 | 0 | 349400.1563 | 0 | 0 | 0 | 0 | -54261.5752 | 0 | 0 | 0 | 0 | 0 | 0 | 0 | 0 | 0 | 0 | 0 | 0 | 0
2016-02-25 14:00 | 0 | 0 | 0 | 0 | 405757.1178 | 297946.1041 | 469941 | 0 | 0 | 0 | 247240.1792 | 0 | 6612.2782 | 0 | 0 | 0 | 0 | 0 | 0 | 0 | 349398.7587 | 0 | 0 | 0 | 0 | 233762.2218 | 0 | 0 | 0 | 0 | 0 | 0 | 0 | 0 | 0 | 0 | 0 | 0 | 0
2016-02-25 15:00 | 0 | 0 | 0 | 0 | 0 | 736235.4539 | 468999 | 0 | 0 | 0 | 492796.4219 | 0 | 6825.5775 | 0 | 0 | 0 | 0 | 0 | 0 | 0 | 366570.8906 | 0 | 0 | 0 | 0 | 245556.2427 | 0 | 213.2993 | 0 | 0 | 0 | 0 | 0 | 0 | 0 | 0 | 21466.9119 | 0 | 0
2016-02-25 16:00 | 0 | 0 | 0 | 0 | 0 | 731930.559 | 464064 | 0 | 0 | 0 | 738352.6646 | 0 | 7038.8768 | 0 | 0 | 0 | 0 | 0 | 0 | 0 | 384247.038 | 0 | 0 | 0 | 0 | 245556.2427 | 0 | 213.2993 | 0 | 0 | 0 | 0 | 0 | 0 | 0 | 0 | 22097.017 | 0 | 0
2016-02-25 17:00 | 0 | 0 | 0 | 0 | 0 | 725656.559 | 457790 | 0 | 0 | 0 | 983908.9073 | 0 | 7252.1761 | 0 | 0 | 0 | 0 | 0 | 0 | 0 | 401923.1146 | 0 | 0 | 0 | 0 | 245556.2427 | 0 | 213.2993 | 0 | 0 | 0 | 0 | 0 | 0 | 0 | 0 | 22097.017 | 0 | 0
2016-02-25 18:00 | 0 | 0 | 0 | 0 | 0 | 720761.559 | 452895 | 0 | 0 | 0 | 1229465.1499 | 0 | 7465.4754 | 0 | 0 | 0 | 0 | 0 | 0 | 0 | 419599.1206 | 0 | 0 | 0 | 0 | 245556.2427 | 0 | 213.2993 | 0 | 0 | 0 | 0 | 0 | 0 | 0 | 0 | 22097.017 | 0 | 0
2016-02-25 19:00 | 0 | 0 | 0 | 0 | 0 | 717193.559 | 449327 | 0 | 0 | 0 | 1475021.3926 | 0 | 7678.7747 | 0 | 0 | 0 | 0 | 0 | 0 | 0 | 437275.0558 | 0 | 0 | 0 | 0 | 245556.2427 | 0 | 213.2993 | 0 | 0 | 0 | 0 | 0 | 0 | 0 | 0 | 22097.017 | 0 | 0
2016-02-25 20:00 | 0 | 0 | 0 | 0 | 0 | 715289.559 | 447423 | 0 | 0 | 0 | 1720577.6353 | 0 | 7892.074 | 0 | 0 | 0 | 0 | 0 | 0 | 0 | 454950.9203 | 0 | 0 | 0 | 0 | 245556.2427 | 0 | 213.2993 | 0 | 0 | 0 | 0 | 0 | 0 | 0 | 0 | 22097.017 | 0 | 0
2016-02-25 21:00 | 0 | 0 | 0 | 0 | 0 | 724521.1168 | 449033 | 0 | 0 | 0 | 1966133.878 | 0 | 8105.3733 | 7621.5577 | 0 | 0 | 0 | 0 | 0 | 0 | 472626.7142 | 0 | 0 | 0 | 0 | 245556.2427 | 0 | 213.2993 | 0 | 7621.5577 | 0 | 0 | 0 | 0 | 0 | 0 | 22097.017 | 0 | 0
2016-02-25 22:00 | 0 | 0 | 0 | 0 | 0 | 706021.3912 | 456517 | 0 | 0 | 0 | 2211690.1207 | 0 | 8318.6726 | 7621.5577 | 0 | 0 | 0 | 0 | 0 | 0 | 475612.7031 | 0 | 0 | 0 | 0 | 245556.2427 | 0 | 213.2993 | 0 | 0 | 0 | 0 | 0 | 0 | 0 | 0 | 3734.8492 | 0 | 0
2016-02-25 23:00 | 0 | 0 | 0 | 0 | 0 | 520446.5453 | 472070 | 0 | 0 | 0 | 2267688.2238 | 0 | 8318.6726 | 0 | 0 | 0 | 0 | 0 | 0 | 0 | 475610.8006 | 0 | 0 | 0 | 0 | 55998.1031 | 0 | 0 | 0 | -7621.5577 | 0 | 0 | 0 | 0 | 0 | 0 | 0 | 0 | 0
2016-02-26 | 0 | 0 | 0 | 0 | 110055.2535 | 128833.5039 | 484445 | 0 | 0 | 0 | 2022131.9811 | 0 | 8318.6726 | 0 | 0 | 0 | 0 | 0 | 0 | 0 | 475608.8982 | 0 | 0 | 0 | 0 | -245556.2427 | 0 | 0 | 0 | 0 | 0 | 0 | 0 | 0 | 0 | 0 | 0 | 0 | 0
2016-02-26 01:00 | 0 | 0 | 0 | 0 | 296632.51 | 102.6315 | 486525 | 0 | 0 | 0 | 1832342.1226 | 0 | 8318.6726 | 0 | 0 | 0 | 0 | 0 | 0 | 0 | 475606.9957 | 0 | 0 | 0 | 0 | -189789.8585 | 0 | 0 | 0 | 0 | 0 | 0 | 0 | 0 | 0 | 0 | 0 | 0 | 0
2016-02-26 02:00 | 0 | 0 | 0 | 0 | 224269.0848 | 0 | 478144 | 0 | 0 | 0 | 1586785.8799 | 0 | 0 | 0 | 0 | 0 | 0 | 0 | 0 | 0 | 475605.0933 | 0 | 0 | 0 | 0 | -245556.2427 | 0 | 0 | 8318.6726 | 0 | 0 | 0 | 0 | 0 | 0 | 0 | 0 | 0 | 0
2016-02-26 03:00 | 0 | 0 | 0 | 0 | 333958.9119 | 0 | 462233 | 0 | 0 | 0 | 1458511.7918 | 0 | 0 | 0 | 0 | 0 | 0 | 0 | 0 | 0 | 475603.1909 | 0 | 0 | 0 | 0 | -128274.0881 | 0 | 0 | 0 | 0 | 0 | 0 | 0 | 0 | 0 | 0 | 0 | 0 | 0
2016-02-26 04:00 | 0 | 0 | 0 | 0 | 194737.7573 | 0 | 440294 | 0 | 0 | 0 | 1212955.5491 | 0 | 0 | 0 | 0 | 0 | 0 | 0 | 0 | 0 | 475601.2885 | 0 | 0 | 0 | 0 | -245556.2427 | 0 | 0 | 0 | 0 | 0 | 0 | 0 | 0 | 0 | 0 | 0 | 0 | 0
2016-02-26 05:00 | 0 | 0 | 0 | 0 | 378144.106 | 0 | 420829 | 0 | 0 | 0 | 1170270.6551 | 0 | 0 | 0 | 0 | 0 | 0 | 0 | 0 | 0 | 475599.3861 | 0 | 0 | 0 | 0 | -42684.894 | 0 | 0 | 0 | 0 | 0 | 0 | 0 | 0 | 0 | 0 | 0 | 0 | 0
2016-02-26 06:00 | 0 | 0 | 0 | 0 | 163351.7573 | 0 | 408908 | 0 | 0 | 0 | 924714.4124 | 0 | 0 | 0 | 0 | 0 | 0 | 0 | 0 | 0 | 475597.4837 | 0 | 0 | 0 | 0 | -245556.2427 | 0 | 0 | 0 | 0 | 0 | 0 | 0 | 0 | 0 | 0 | 0 | 0 | 0
2016-02-26 07:00 | 0 | 0 | 0 | 0 | 156424.7573 | 0 | 401981 | 0 | 0 | 0 | 679158.1697 | 0 | 0 | 0 | 0 | 0 | 0 | 0 | 0 | 0 | 475595.5813 | 0 | 0 | 0 | 0 | -245556.2427 | 0 | 0 | 0 | 0 | 0 | 0 | 0 | 0 | 0 | 0 | 0 | 0 | 0
2016-02-26 08:00 | 0 | 0 | 0 | 0 | 154487.7573 | 0 | 400044 | 0 | 0 | 0 | 433601.9271 | 0 | 0 | 0 | 0 | 0 | 0 | 0 | 0 | 0 | 475593.6789 | 0 | 0 | 0 | 0 | -245556.2427 | 0 | 0 | 0 | 0 | 0 | 0 | 0 | 0 | 0 | 0 | 0 | 0 | 0
2016-02-26 09:00 | 0 | 0 | 0 | 0 | 507928.1941 | 0 | 404325 | 0 | 0 | 0 | 537205.1211 | 0 | 0 | 0 | 0 | 0 | 0 | 0 | 0 | 0 | 475591.7765 | 0 | 0 | 0 | 0 | 103603.1941 | 0 | 0 | 0 | 0 | 0 | 0 | 0 | 0 | 0 | 0 | 0 | 0 | 0
2016-02-26 10:00 | 0 | 0 | 0 | 0 | 174232.7573 | 0 | 419789 | 0 | 0 | 0 | 291648.8784 | 0 | 0 | 0 | 0 | 0 | 0 | 0 | 0 | 0 | 475589.8741 | 0 | 0 | 0 | 0 | -245556.2427 | 0 | 0 | 0 | 0 | 0 | 0 | 0 | 0 | 0 | 0 | 0 | 0 | 0
2016-02-26 11:00 | 0 | 0 | 0 | 0 | 522614.2416 | 0 | 453147 | 0 | 0 | 0 | 361116.12 | 0 | 0 | 0 | 0 | 0 | 0 | 0 | 0 | 0 | 475587.9718 | 0 | 0 | 0 | 0 | 69467.2416 | 0 | 0 | 0 | 0 | 0 | 0 | 0 | 0 | 0 | 0 | 0 | 0 | 0
2016-02-26 12:00 | 0 | 0 | 0 | 0 | 235409.7573 | 0 | 480966 | 0 | 0 | 0 | 115559.8773 | 0 | 0 | 0 | 0 | 0 | 0 | 0 | 0 | 0 | 475586.0694 | 0 | 0 | 0 | 0 | -245556.2427 | 0 | 0 | 0 | 0 | 0 | 0 | 0 | 0 | 0 | 0 | 0 | 0 | 0
2016-02-26 13:00 | 0 | 0 | 0 | 0 | 489112.8315 | 6901.4056 | 487257 | 0 | 0 | 0 | 124317.1143 | 0 | 0 | 0 | 0 | 0 | 0 | 0 | 0 | 0 | 475584.1671 | 0 | 0 | 0 | 0 | 8757.237 | 0 | 0 | 0 | 0 | 0 | 0 | 0 | 0 | 0 | 0 | 0 | 0 | 0
2016-02-26 14:00 | 0 | 0 | 0 | 0 | 271729.7973 | 318183.3803 | 482161 | 0 | 0 | 0 | 232069.2919 | 0 | 0 | 0 | 0 | 0 | 0 | 0 | 0 | 0 | 475582.2648 | 0 | 0 | 0 | 0 | 107752.1776 | 0 | 0 | 0 | 0 | 0 | 0 | 0 | 0 | 0 | 0 | 0 | 0 | 0
2016-02-26 15:00 | 0 | 0 | 0 | 0 | 15814.3427 | 704282.9 | 474541 | 0 | 0 | 0 | 477625.5346 | 0 | 0 | 0 | 0 | 0 | 0 | 0 | 0 | 0 | 475580.3624 | 0 | 0 | 0 | 0 | 245556.2427 | 0 | 0 | 0 | 0 | 0 | 0 | 0 | 0 | 0 | 0 | 0 | 0 | 0
2016-02-26 16:00 | 0 | 0 | 0 | 0 | 0 | 733050.559 | 465184 | 0 | 0 | 0 | 723181.7773 | 0 | 213.2993 | 0 | 0 | 0 | 0 | 0 | 0 | 0 | 493256.0737 | 0 | 0 | 0 | 0 | 245556.2427 | 0 | 213.2993 | 0 | 0 | 0 | 0 | 0 | 0 | 0 | 0 | 22097.017 | 0 | 0
2016-02-26 17:00 | 0 | 0 | 0 | 0 | 0 | 730454.1168 | 454966 | 0 | 0 | 0 | 968738.02 | 0 | 426.5986 | 7621.5577 | 0 | 0 | 0 | 0 | 0 | 0 | 510931.7144 | 0 | 0 | 0 | 0 | 245556.2427 | 0 | 213.2993 | 0 | 7621.5577 | 0 | 0 | 0 | 0 | 0 | 0 | 22097.017 | 0 | 0
2016-02-26 18:00 | 0 | 0 | 0 | 0 | 0 | 712974.9105 | 445971 | 0 | 0 | 0 | 1214294.2627 | 0 | 639.8979 | 7621.5577 | 0 | 0 | 0 | 0 | 0 | 0 | 527917.1654 | 0 | 0 | 0 | 0 | 245556.2427 | 0 | 213.2993 | 0 | 0 | 0 | 0 | 0 | 0 | 0 | 0 | 21234.3685 | 0 | 0
2016-02-26 19:00 | 0 | 0 | 0 | 0 | 0 | 698695.9727 | 439126 | 0 | 0 | 0 | 1459850.5054 | 0 | 853.1972 | 0 | 0 | 0 | 0 | 0 | 0 | 0 | 545052.6445 | 0 | 0 | 0 | 0 | 245556.2427 | 0 | 213.2993 | 0 | -7621.5577 | 0 | 0 | 0 | 0 | 0 | 0 | 21421.9884 | 0 | 0
2016-02-26 20:00 | 0 | 0 | 0 | 0 | 0 | 702056.559 | 434190 | 0 | 0 | 0 | 1705406.748 | 0 | 1066.4965 | 0 | 0 | 0 | 0 | 0 | 0 | 0 | 562728.0779 | 0 | 0 | 0 | 0 | 245556.2427 | 0 | 213.2993 | 0 | 0 | 0 | 0 | 0 | 0 | 0 | 0 | 22097.017 | 0 | 0
2016-02-26 21:00 | 0 | 0 | 0 | 0 | 0 | 708762.1168 | 433274 | 0 | 0 | 0 | 1950962.9907 | 0 | 1279.7958 | 7621.5577 | 0 | 0 | 0 | 0 | 0 | 0 | 580403.4406 | 0 | 0 | 0 | 0 | 245556.2427 | 0 | 213.2993 | 0 | 7621.5577 | 0 | 0 | 0 | 0 | 0 | 0 | 22097.017 | 0 | 0
2016-02-26 22:00 | 0 | 0 | 0 | 0 | 6144.8286 | 671477.8564 | 439688 | 0 | 0 | 0 | 2196519.2334 | 0 | 1279.7958 | 0 | 0 | 0 | 0 | 0 | 0 | 0 | 580401.119 | 0 | 0 | 0 | 0 | 245556.2427 | 0 | 0 | 0 | -7621.5577 | 0 | 0 | 0 | 0 | 0 | 0 | 0 | 0 | 0
2016-02-26 23:00 | 0 | 0 | 0 | 0 | 0 | 467554.9507 | 454068 | 0 | 0 | 0 | 2210006.1842 | 0 | 1279.7958 | 0 | 0 | 0 | 0 | 0 | 0 | 0 | 580398.7974 | 0 | 0 | 0 | 0 | 13486.9507 | 0 | 0 | 0 | 0 | 0 | 0 | 0 | 0 | 0 | 0 | 0 | 0 | 0
2016-02-27 | 0 | 0 | 0 | 0 | 124287.4553 | 97375.3021 | 467219 | 0 | 0 | 0 | 1964449.9415 | 0 | 1279.7958 | 0 | 0 | 0 | 0 | 0 | 0 | 0 | 580396.4758 | 0 | 0 | 0 | 0 | -245556.2427 | 0 | 0 | 0 | 0 | 0 | 0 | 0 | 0 | 0 | 0 | 0 | 0 | 0
2016-02-27 01:00 | 0 | 0 | 0 | 0 | 224616.1139 | 102.6434 | 470275 | 0 | 0 | 0 | 1718893.6988 | 0 | 1279.7958 | 0 | 0 | 0 | 0 | 0 | 0 | 0 | 580394.1542 | 0 | 0 | 0 | 0 | -245556.2427 | 0 | 0 | 0 | 0 | 0 | 0 | 0 | 0 | 0 | 0 | 0 | 0 | 0
2016-02-27 02:00 | 0 | 0 | 0 | 0 | 220527.7573 | 0 | 466084 | 0 | 0 | 0 | 1473337.4561 | 0 | 1279.7958 | 0 | 0 | 0 | 0 | 0 | 0 | 0 | 580391.8327 | 0 | 0 | 0 | 0 | -245556.2427 | 0 | 0 | 0 | 0 | 0 | 0 | 0 | 0 | 0 | 0 | 0 | 0 | 0
2016-02-27 03:00 | 0 | 0 | 0 | 0 | 209137.7573 | 0 | 454694 | 0 | 0 | 0 | 1227781.2134 | 0 | 1279.7958 | 0 | 0 | 0 | 0 | 0 | 0 | 0 | 580389.5111 | 0 | 0 | 0 | 0 | -245556.2427 | 0 | 0 | 0 | 0 | 0 | 0 | 0 | 0 | 0 | 0 | 0 | 0 | 0
2016-02-27 04:00 | 0 | 0 | 0 | 0 | 192036.7573 | 0 | 437593 | 0 | 0 | 0 | 982224.9707 | 0 | 1279.7958 | 0 | 0 | 0 | 0 | 0 | 0 | 0 | 580387.1895 | 0 | 0 | 0 | 0 | -245556.2427 | 0 | 0 | 0 | 0 | 0 | 0 | 0 | 0 | 0 | 0 | 0 | 0 | 0
2016-02-27 05:00 | 0 | 0 | 0 | 0 | 666461.2427 | 0 | 420905 | 0 | 0 | 0 | 1227781.2134 | 0 | 1279.7958 | 0 | 0 | 0 | 0 | 0 | 0 | 0 | 580384.868 | 0 | 0 | 0 | 0 | 245556.2427 | 0 | 0 | 0 | 0 | 0 | 0 | 0 | 0 | 0 | 0 | 0 | 0 | 0
2016-02-27 06:00 | 0 | 0 | 0 | 0 | 164324.7573 | 0 | 409881 | 0 | 0 | 0 | 982224.9707 | 0 | 1279.7958 | 0 | 0 | 0 | 0 | 0 | 0 | 0 | 580382.5464 | 0 | 0 | 0 | 0 | -245556.2427 | 0 | 0 | 0 | 0 | 0 | 0 | 0 | 0 | 0 | 0 | 0 | 0 | 0
2016-02-27 07:00 | 0 | 0 | 0 | 0 | 157882.7573 | 0 | 403439 | 0 | 0 | 0 | 736668.7281 | 0 | 1279.7958 | 0 | 0 | 0 | 0 | 0 | 0 | 0 | 580380.2249 | 0 | 0 | 0 | 0 | -245556.2427 | 0 | 0 | 0 | 0 | 0 | 0 | 0 | 0 | 0 | 0 | 0 | 0 | 0
2016-02-27 08:00 | 0 | 0 | 0 | 0 | 154553.7573 | 0 | 400110 | 0 | 0 | 0 | 491112.4854 | 0 | 1279.7958 | 0 | 0 | 0 | 0 | 0 | 0 | 0 | 580377.9034 | 0 | 0 | 0 | 0 | -245556.2427 | 0 | 0 | 0 | 0 | 0 | 0 | 0 | 0 | 0 | 0 | 0 | 0 | 0
2016-02-27 09:00 | 0 | 0 | 0 | 0 | 647141.2427 | 0 | 401585 | 0 | 0 | 0 | 736668.7281 | 0 | 1279.7958 | 0 | 0 | 0 | 0 | 0 | 0 | 0 | 580375.5819 | 0 | 0 | 0 | 0 | 245556.2427 | 0 | 0 | 0 | 0 | 0 | 0 | 0 | 0 | 0 | 0 | 0 | 0 | 0
2016-02-27 10:00 | 0 | 0 | 0 | 0 | 161728.7573 | 0 | 407285 | 0 | 0 | 0 | 491112.4854 | 0 | 1279.7958 | 0 | 0 | 0 | 0 | 0 | 0 | 0 | 580373.2604 | 0 | 0 | 0 | 0 | -245556.2427 | 0 | 0 | 0 | 0 | 0 | 0 | 0 | 0 | 0 | 0 | 0 | 0 | 0
2016-02-27 11:00 | 0 | 0 | 0 | 0 | 176254.7573 | 0 | 421811 | 0 | 0 | 0 | 245556.2427 | 0 | 1279.7958 | 0 | 0 | 0 | 0 | 0 | 0 | 0 | 580370.9389 | 0 | 0 | 0 | 0 | -245556.2427 | 0 | 0 | 0 | 0 | 0 | 0 | 0 | 0 | 0 | 0 | 0 | 0 | 0
2016-02-27 12:00 | 0 | 0 | 0 | 0 | 191357.7573 | 0 | 436914 | 0 | 0 | 0 | 0 | 0 | 1279.7958 | 0 | 0 | 0 | 0 | 0 | 0 | 0 | 580368.6174 | 0 | 0 | 0 | 0 | -245556.2427 | 0 | 0 | 0 | 0 | 0 | 0 | 0 | 0 | 0 | 0 | 0 | 0 | 0
2016-02-27 13:00 | 0 | 0 | 0 | 0 | 682271.3217 | 6861.921 | 443577 | 0 | 0 | 0 | 245556.2427 | 0 | 1279.7958 | 0 | 0 | 0 | 0 | 0 | 0 | 0 | 580366.2959 | 0 | 0 | 0 | 0 | 245556.2427 | 0 | 0 | 0 | 0 | 0 | 0 | 0 | 0 | 0 | 0 | 0 | 0 | 0
2016-02-27 14:00 | 0 | 0 | 0 | 0 | 0 | 288050.7394 | 440303 | 0 | 0 | 0 | 93303.9821 | 0 | 1279.7958 | 0 | 0 | 0 | 0 | 0 | 0 | 0 | 580363.9745 | 0 | 0 | 0 | 0 | -152252.2606 | 0 | 0 | 0 | 0 | 0 | 0 | 0 | 0 | 0 | 0 | 0 | 0 | 0
2016-02-27 15:00 | 0 | 0 | 0 | 0 | 0 | 635783.5495 | 431766 | 0 | 0 | 0 | 297321.5316 | 0 | 1279.7958 | 0 | 0 | 0 | 0 | 0 | 0 | 0 | 580361.653 | 0 | 0 | 0 | 0 | 204017.5495 | 0 | 0 | 0 | 0 | 0 | 0 | 0 | 0 | 0 | 0 | 0 | 0 | 0
2016-02-27 16:00 | 0 | 0 | 0 | 0 | 0 | 689070.559 | 421204 | 0 | 0 | 0 | 542877.7743 | 0 | 1493.0951 | 0 | 0 | 0 | 0 | 0 | 0 | 0 | 598036.9452 | 0 | 0 | 0 | 0 | 245556.2427 | 0 | 213.2993 | 0 | 0 | 0 | 0 | 0 | 0 | 0 | 0 | 22097.017 | 0 | 0
2016-02-27 17:00 | 0 | 0 | 0 | 0 | 0 | 678837.559 | 410971 | 0 | 0 | 0 | 788434.017 | 0 | 1706.3944 | 0 | 0 | 0 | 0 | 0 | 0 | 0 | 615712.1667 | 0 | 0 | 0 | 0 | 245556.2427 | 0 | 213.2993 | 0 | 0 | 0 | 0 | 0 | 0 | 0 | 0 | 22097.017 | 0 | 0
2016-02-27 18:00 | 0 | 0 | 0 | 0 | 0 | 669182.559 | 401316 | 0 | 0 | 0 | 1033990.2597 | 0 | 1919.6937 | 0 | 0 | 0 | 0 | 0 | 0 | 0 | 633387.3175 | 0 | 0 | 0 | 0 | 245556.2427 | 0 | 213.2993 | 0 | 0 | 0 | 0 | 0 | 0 | 0 | 0 | 22097.017 | 0 | 0
2016-02-27 19:00 | 0 | 0 | 0 | 0 | 0 | 661898.559 | 394032 | 0 | 0 | 0 | 1279546.5024 | 0 | 2132.993 | 0 | 0 | 0 | 0 | 0 | 0 | 0 | 651062.3976 | 0 | 0 | 0 | 0 | 245556.2427 | 0 | 213.2993 | 0 | 0 | 0 | 0 | 0 | 0 | 0 | 0 | 22097.017 | 0 | 0
2016-02-27 20:00 | 0 | 0 | 0 | 0 | 0 | 656860.559 | 388994 | 0 | 0 | 0 | 1525102.745 | 0 | 2346.2923 | 0 | 0 | 0 | 0 | 0 | 0 | 0 | 668737.407 | 0 | 0 | 0 | 0 | 245556.2427 | 0 | 213.2993 | 0 | 0 | 0 | 0 | 0 | 0 | 0 | 0 | 22097.017 | 0 | 0
2016-02-27 21:00 | 0 | 0 | 0 | 0 | 0 | 664214.1168 | 388726 | 0 | 0 | 0 | 1770658.9877 | 0 | 2559.5916 | 7621.5577 | 0 | 0 | 0 | 0 | 0 | 0 | 686412.3456 | 0 | 0 | 0 | 0 | 245556.2427 | 0 | 213.2993 | 0 | 7621.5577 | 0 | 0 | 0 | 0 | 0 | 0 | 22097.017 | 0 | 0
2016-02-27 22:00 | 0 | 0 | 0 | 0 | 0 | 657398.7682 | 393736 | 0 | 0 | 0 | 2016215.2304 | 0 | 2772.8909 | 7621.5577 | 0 | 0 | 0 | 0 | 0 | 0 | 700724.181 | 0 | 0 | 0 | 0 | 245556.2427 | 0 | 213.2993 | 0 | 0 | 0 | 0 | 0 | 0 | 0 | 0 | 17893.2262 | 0 | 0
2016-02-27 23:00 | 0 | 0 | 0 | 0 | 0 | 483577.7863 | 408718 | 0 | 0 | 0 | 2098696.5744 | 0 | 2772.8909 | 0 | 0 | 0 | 0 | 0 | 0 | 0 | 700721.3781 | 0 | 0 | 0 | 0 | 82481.344 | 0 | 0 | 0 | -7621.5577 | 0 | 0 | 0 | 0 | 0 | 0 | 0 | 0 | 0
2016-02-28 | 0 | 0 | 0 | 0 | 407939.1658 | 126764.7433 | 423181 | 0 | 0 | 0 | 2210006.1842 | 0 | 2986.1902 | 0 | 0 | 0 | 0 | 0 | 0 | 0 | 700718.5752 | 0 | 0 | 0 | 0 | 111309.6098 | 0 | 213.2993 | 0 | 0 | 0 | 0 | 0 | 0 | 0 | 0 | 0 | 0 | 0
2016-02-28 01:00 | 0 | 0 | 0 | 0 | 181318.8358 | 160.9215 | 427036 | 0 | 0 | 0 | 1964449.9415 | 0 | 2986.1902 | 0 | 0 | 0 | 0 | 0 | 0 | 0 | 700715.7723 | 0 | 0 | 0 | 0 | -245556.2427 | 0 | 0 | 0 | 0 | 0 | 0 | 0 | 0 | 0 | 0 | 0 | 0 | 0
2016-02-28 02:00 | 0 | 0 | 0 | 0 | 179716.0566 | 0 | 425059 | 0 | 0 | 0 | 1718893.6988 | 0 | 3199.4894 | 0 | 0 | 0 | 0 | 0 | 0 | 0 | 700712.9694 | 0 | 0 | 0 | 0 | -245556.2427 | 0 | 213.2993 | 0 | 0 | 0 | 0 | 0 | 0 | 0 | 0 | 0 | 0 | 0
2016-02-28 03:00 | 0 | 0 | 0 | 0 | 171276.7573 | 0 | 416833 | 0 | 0 | 0 | 1473337.4561 | 0 | 3199.4894 | 0 | 0 | 0 | 0 | 0 | 0 | 0 | 700710.1666 | 0 | 0 | 0 | 0 | -245556.2427 | 0 | 0 | 0 | 0 | 0 | 0 | 0 | 0 | 0 | 0 | 0 | 0 | 0
2016-02-28 04:00 | 0 | 0 | 0 | 0 | 157594.0566 | 0 | 402937 | 0 | 0 | 0 | 1227781.2134 | 0 | 3412.7887 | 0 | 0 | 0 | 0 | 0 | 0 | 0 | 700707.3638 | 0 | 0 | 0 | 0 | -245556.2427 | 0 | 213.2993 | 0 | 0 | 0 | 0 | 0 | 0 | 0 | 0 | 0 | 0 | 0
2016-02-28 05:00 | 0 | 0 | 0 | 0 | 143963.7573 | 0 | 389520 | 0 | 0 | 0 | 982224.9707 | 0 | 3412.7887 | 0 | 0 | 0 | 0 | 0 | 0 | 0 | 700704.5609 | 0 | 0 | 0 | 0 | -245556.2427 | 0 | 0 | 0 | 0 | 0 | 0 | 0 | 0 | 0 | 0 | 0 | 0 | 0
2016-02-28 06:00 | 0 | 0 | 0 | 0 | 133672.0566 | 0 | 379015 | 0 | 0 | 0 | 736668.7281 | 0 | 3626.088 | 0 | 0 | 0 | 0 | 0 | 0 | 0 | 700701.7581 | 0 | 0 | 0 | 0 | -245556.2427 | 0 | 213.2993 | 0 | 0 | 0 | 0 | 0 | 0 | 0 | 0 | 0 | 0 | 0
2016-02-28 07:00 | 0 | 0 | 0 | 0 | 126644.7573 | 0 | 372201 | 0 | 0 | 0 | 491112.4854 | 0 | 3626.088 | 0 | 0 | 0 | 0 | 0 | 0 | 0 | 700698.9553 | 0 | 0 | 0 | 0 | -245556.2427 | 0 | 0 | 0 | 0 | 0 | 0 | 0 | 0 | 0 | 0 | 0 | 0 | 0
2016-02-28 08:00 | 0 | 0 | 0 | 0 | 614355.542 | 0 | 368586 | 0 | 0 | 0 | 736668.7281 | 0 | 3839.3873 | 0 | 0 | 0 | 0 | 0 | 0 | 0 | 700696.1525 | 0 | 0 | 0 | 0 | 245556.2427 | 0 | 213.2993 | 0 | 0 | 0 | 0 | 0 | 0 | 0 | 0 | 0 | 0 | 0
2016-02-28 09:00 | 0 | 0 | 0 | 0 | 123374.7573 | 0 | 368931 | 0 | 0 | 0 | 491112.4854 | 0 | 3839.3873 | 0 | 0 | 0 | 0 | 0 | 0 | 0 | 700693.3497 | 0 | 0 | 0 | 0 | -245556.2427 | 0 | 0 | 0 | 0 | 0 | 0 | 0 | 0 | 0 | 0 | 0 | 0 | 0
2016-02-28 10:00 | 0 | 0 | 0 | 0 | 127922.0566 | 0 | 373265 | 0 | 0 | 0 | 245556.2427 | 0 | 4052.6866 | 0 | 0 | 0 | 0 | 0 | 0 | 0 | 700690.5469 | 0 | 0 | 0 | 0 | -245556.2427 | 0 | 213.2993 | 0 | 0 | 0 | 0 | 0 | 0 | 0 | 0 | 0 | 0 | 0
2016-02-28 11:00 | 0 | 0 | 0 | 0 | 136564.7573 | 0 | 382121 | 0 | 0 | 0 | 0 | 0 | 4052.6866 | 0 | 0 | 0 | 0 | 0 | 0 | 0 | 700687.7442 | 0 | 0 | 0 | 0 | -245556.2427 | 0 | 0 | 0 | 0 | 0 | 0 | 0 | 0 | 0 | 0 | 0 | 0 | 0
2016-02-28 12:00 | 0 | 0 | 0 | 0 | 637804.2427 | 0 | 392248 | 0 | 0 | 0 | 245556.2427 | 0 | 4052.6866 | 0 | 0 | 0 | 0 | 0 | 0 | 0 | 700684.9414 | 0 | 0 | 0 | 0 | 245556.2427 | 0 | 0 | 0 | 0 | 0 | 0 | 0 | 0 | 0 | 0 | 0 | 0 | 0
2016-02-28 13:00 | 0 | 0 | 0 | 0 | 143397.2588 | 8217.4985 | 397171 | 0 | 0 | 0 | 0 | 0 | 4052.6866 | 0 | 0 | 0 | 0 | 0 | 0 | 0 | 700682.1387 | 0 | 0 | 0 | 0 | -245556.2427 | 0 | 0 | 0 | 0 | 0 | 0 | 0 | 0 | 0 | 0 | 0 | 0 | 0
2016-02-28 14:00 | 0 | 0 | 0 | 0 | 333858.7774 | 307699.4653 | 396002 | 0 | 0 | 0 | 245556.2427 | 0 | 4052.6866 | 0 | 0 | 0 | 0 | 0 | 0 | 0 | 700679.336 | 0 | 0 | 0 | 0 | 245556.2427 | 0 | 0 | 0 | 0 | 0 | 0 | 0 | 0 | 0 | 0 | 0 | 0 | 0
2016-02-28 15:00 | 0 | 0 | 0 | 0 | 0 | 658742.559 | 390876 | 0 | 0 | 0 | 491112.4854 | 0 | 4265.9859 | 0 | 0 | 0 | 0 | 0 | 0 | 0 | 718354.1469 | 0 | 0 | 0 | 0 | 245556.2427 | 0 | 213.2993 | 0 | 0 | 0 | 0 | 0 | 0 | 0 | 0 | 22097.017 | 0 | 0
2016-02-28 16:00 | 0 | 0 | 0 | 0 | 0 | 653508.559 | 385642 | 0 | 0 | 0 | 736668.7281 | 0 | 4479.2852 | 0 | 0 | 0 | 0 | 0 | 0 | 0 | 736028.8871 | 0 | 0 | 0 | 0 | 245556.2427 | 0 | 213.2993 | 0 | 0 | 0 | 0 | 0 | 0 | 0 | 0 | 22097.017 | 0 | 0
2016-02-28 17:00 | 0 | 0 | 0 | 0 | 0 | 648831.559 | 380965 | 0 | 0 | 0 | 982224.9707 | 0 | 4692.5845 | 0 | 0 | 0 | 0 | 0 | 0 | 0 | 753703.5566 | 0 | 0 | 0 | 0 | 245556.2427 | 0 | 213.2993 | 0 | 0 | 0 | 0 | 0 | 0 | 0 | 0 | 22097.017 | 0 | 0
2016-02-28 18:00 | 0 | 0 | 0 | 0 | 0 | 645330.559 | 377464 | 0 | 0 | 0 | 1227781.2134 | 0 | 4905.8838 | 0 | 0 | 0 | 0 | 0 | 0 | 0 | 771378.1554 | 0 | 0 | 0 | 0 | 245556.2427 | 0 | 213.2993 | 0 | 0 | 0 | 0 | 0 | 0 | 0 | 0 | 22097.017 | 0 | 0
2016-02-28 19:00 | 0 | 0 | 0 | 0 | 0 | 642050.559 | 374184 | 0 | 0 | 0 | 1473337.4561 | 0 | 5119.1831 | 0 | 0 | 0 | 0 | 0 | 0 | 0 | 789052.6836 | 0 | 0 | 0 | 0 | 245556.2427 | 0 | 213.2993 | 0 | 0 | 0 | 0 | 0 | 0 | 0 | 0 | 22097.017 | 0 | 0
2016-02-28 20:00 | 0 | 0 | 0 | 0 | 0 | 640863.559 | 372997 | 0 | 0 | 0 | 1718893.6988 | 0 | 5332.4824 | 0 | 0 | 0 | 0 | 0 | 0 | 0 | 806727.141 | 0 | 0 | 0 | 0 | 245556.2427 | 0 | 213.2993 | 0 | 0 | 0 | 0 | 0 | 0 | 0 | 0 | 22097.017 | 0 | 0
2016-02-28 21:00 | 0 | 0 | 0 | 0 | 0 | 651088.1168 | 375600 | 0 | 0 | 0 | 1964449.9415 | 0 | 5545.7817 | 7621.5577 | 0 | 0 | 0 | 0 | 0 | 0 | 824401.5277 | 0 | 0 | 0 | 0 | 245556.2427 | 0 | 213.2993 | 0 | 7621.5577 | 0 | 0 | 0 | 0 | 0 | 0 | 22097.017 | 0 | 0
2016-02-28 22:00 | 0 | 0 | 0 | 0 | 0 | 595471.7685 | 384629 | 0 | 0 | 0 | 2182914.2677 | 0 | 5545.7817 | 0 | 0 | 0 | 0 | 0 | 0 | 0 | 824398.2301 | 0 | 0 | 0 | 0 | 218464.3262 | 0 | 0 | 0 | -7621.5577 | 0 | 0 | 0 | 0 | 0 | 0 | 0 | 0 | 0
2016-02-28 23:00 | 0 | 0 | 0 | 0 | 0 | 424978.5596 | 401421 | 0 | 0 | 0 | 2206471.8273 | 0 | 5545.7817 | 0 | 0 | 0 | 0 | 0 | 0 | 0 | 824394.9325 | 0 | 0 | 0 | 0 | 23557.5596 | 0 | 0 | 0 | 0 | 0 | 0 | 0 | 0 | 0 | 0 | 0 | 0 | 0
2016-02-29 | 0 | 0 | 0 | 0 | 83605.458 | 87633.5986 | 416582 | 0 | 0 | 0 | 1960915.5846 | 0 | 5759.081 | 0 | 0 | 0 | 0 | 0 | 0 | 0 | 824391.6349 | 0 | 0 | 0 | 0 | -245556.2427 | 0 | 213.2993 | 0 | 0 | 0 | 0 | 0 | 0 | 0 | 0 | 0 | 0 | 0
2016-02-29 01:00 | 0 | 0 | 0 | 0 | 355471.1151 | 168.6117 | 419648 | 0 | 0 | 0 | 1896907.3113 | 0 | 5759.081 | 0 | 0 | 0 | 0 | 0 | 0 | 0 | 824388.3374 | 0 | 0 | 0 | 0 | -64008.2733 | 0 | 0 | 0 | 0 | 0 | 0 | 0 | 0 | 0 | 0 | 0 | 0 | 0
2016-02-29 02:00 | 0 | 0 | 0 | 0 | 167232.7573 | 0 | 412789 | 0 | 0 | 0 | 1651351.0686 | 0 | 5759.081 | 0 | 0 | 0 | 0 | 0 | 0 | 0 | 824385.0398 | 0 | 0 | 0 | 0 | -245556.2427 | 0 | 0 | 0 | 0 | 0 | 0 | 0 | 0 | 0 | 0 | 0 | 0 | 0
2016-02-29 03:00 | 0 | 0 | 0 | 0 | 153174.7573 | 0 | 398731 | 0 | 0 | 0 | 1405794.826 | 0 | 5759.081 | 0 | 0 | 0 | 0 | 0 | 0 | 0 | 824381.7423 | 0 | 0 | 0 | 0 | -245556.2427 | 0 | 0 | 0 | 0 | 0 | 0 | 0 | 0 | 0 | 0 | 0 | 0 | 0
2016-02-29 04:00 | 0 | 0 | 0 | 0 | 134341.0566 | 0 | 379684 | 0 | 0 | 0 | 1160238.5833 | 0 | 5972.3803 | 0 | 0 | 0 | 0 | 0 | 0 | 0 | 824378.4448 | 0 | 0 | 0 | 0 | -245556.2427 | 0 | 213.2993 | 0 | 0 | 0 | 0 | 0 | 0 | 0 | 0 | 0 | 0 | 0
2016-02-29 05:00 | 0 | 0 | 0 | 0 | 609248.2427 | 0 | 363692 | 0 | 0 | 0 | 1405794.826 | 0 | 5972.3803 | 0 | 0 | 0 | 0 | 0 | 0 | 0 | 824375.1472 | 0 | 0 | 0 | 0 | 245556.2427 | 0 | 0 | 0 | 0 | 0 | 0 | 0 | 0 | 0 | 0 | 0 | 0 | 0
2016-02-29 06:00 | 0 | 0 | 0 | 0 | 105339.7573 | 0 | 350896 | 0 | 0 | 0 | 1160238.5833 | 0 | 5972.3803 | 0 | 0 | 0 | 0 | 0 | 0 | 0 | 824371.8497 | 0 | 0 | 0 | 0 | -245556.2427 | 0 | 0 | 0 | 0 | 0 | 0 | 0 | 0 | 0 | 0 | 0 | 0 | 0
2016-02-29 07:00 | 0 | 0 | 0 | 0 | 97676.7573 | 0 | 343233 | 0 | 0 | 0 | 914682.3406 | 0 | 5972.3803 | 0 | 0 | 0 | 0 | 0 | 0 | 0 | 824368.5523 | 0 | 0 | 0 | 0 | -245556.2427 | 0 | 0 | 0 | 0 | 0 | 0 | 0 | 0 | 0 | 0 | 0 | 0 | 0
2016-02-29 08:00 | 0 | 0 | 0 | 0 | 95667.7573 | 0 | 341224 | 0 | 0 | 0 | 669126.0979 | 0 | 5972.3803 | 0 | 0 | 0 | 0 | 0 | 0 | 0 | 824365.2548 | 0 | 0 | 0 | 0 | -245556.2427 | 0 | 0 | 0 | 0 | 0 | 0 | 0 | 0 | 0 | 0 | 0 | 0 | 0
2016-02-29 09:00 | 0 | 0 | 0 | 0 | 591100.2427 | 0 | 345544 | 0 | 0 | 0 | 914682.3406 | 0 | 5972.3803 | 0 | 0 | 0 | 0 | 0 | 0 | 0 | 824361.9573 | 0 | 0 | 0 | 0 | 245556.2427 | 0 | 0 | 0 | 0 | 0 | 0 | 0 | 0 | 0 | 0 | 0 | 0 | 0
2016-02-29 10:00 | 0 | 0 | 0 | 0 | 116567.7573 | 0 | 362124 | 0 | 0 | 0 | 669126.0979 | 0 | 5972.3803 | 0 | 0 | 0 | 0 | 0 | 0 | 0 | 824358.6599 | 0 | 0 | 0 | 0 | -245556.2427 | 0 | 0 | 0 | 0 | 0 | 0 | 0 | 0 | 0 | 0 | 0 | 0 | 0
2016-02-29 11:00 | 0 | 0 | 0 | 0 | 150070.7573 | 0 | 395627 | 0 | 0 | 0 | 423569.8552 | 0 | 5972.3803 | 0 | 0 | 0 | 0 | 0 | 0 | 0 | 824355.3624 | 0 | 0 | 0 | 0 | -245556.2427 | 0 | 0 | 0 | 0 | 0 | 0 | 0 | 0 | 0 | 0 | 0 | 0 | 0
2016-02-29 12:00 | 0 | 0 | 0 | 0 | 179010.7573 | 0 | 424567 | 0 | 0 | 0 | 178013.6125 | 0 | 5972.3803 | 0 | 0 | 0 | 0 | 0 | 0 | 0 | 824352.065 | 0 | 0 | 0 | 0 | -245556.2427 | 0 | 0 | 0 | 0 | 0 | 0 | 0 | 0 | 0 | 0 | 0 | 0 | 0
2016-02-29 13:00 | 0 | 0 | 0 | 0 | 612362.3751 | 10937.2232 | 433075 | 0 | 0 | 0 | 368238.2108 | 0 | 5972.3803 | 0 | 0 | 0 | 0 | 0 | 0 | 0 | 824348.7676 | 0 | 0 | 0 | 0 | 190224.5982 | 0 | 0 | 0 | 0 | 0 | 0 | 0 | 0 | 0 | 0 | 0 | 0 | 0
2016-02-29 14:00 | 0 | 0 | 0 | 0 | 0 | 306956.4554 | 435615 | 0 | 0 | 0 | 239579.6662 | 0 | 5972.3803 | 0 | 0 | 0 | 0 | 0 | 0 | 0 | 824345.4702 | 0 | 0 | 0 | 0 | -128658.5446 | 0 | 0 | 0 | 0 | 0 | 0 | 0 | 0 | 0 | 0 | 0 | 0 | 0
2016-02-29 15:00 | 0 | 0 | 0 | 0 | 0 | 653417.7888 | 436352 | 0 | 0 | 0 | 456645.4549 | 0 | 5972.3803 | 0 | 0 | 0 | 0 | 0 | 0 | 0 | 824342.1728 | 0 | 0 | 0 | 0 | 217065.7888 | 0 | 0 | 0 | 0 | 0 | 0 | 0 | 0 | 0 | 0 | 0 | 0 | 0
2016-02-29 16:00 | 0 | 0 | 0 | 0 | 0 | 702136.559 | 434270 | 0 | 0 | 0 | 702201.6976 | 0 | 6185.6796 | 0 | 0 | 0 | 0 | 0 | 0 | 0 | 842016.4891 | 0 | 0 | 0 | 0 | 245556.2427 | 0 | 213.2993 | 0 | 0 | 0 | 0 | 0 | 0 | 0 | 0 | 22097.017 | 0 | 0
2016-02-29 17:00 | 0 | 0 | 0 | 0 | 0 | 705772.1168 | 430284 | 0 | 0 | 0 | 947757.9403 | 0 | 6398.9789 | 7621.5577 | 0 | 0 | 0 | 0 | 0 | 0 | 859690.7347 | 0 | 0 | 0 | 0 | 245556.2427 | 0 | 213.2993 | 0 | 7621.5577 | 0 | 0 | 0 | 0 | 0 | 0 | 22097.017 | 0 | 0
2016-02-29 18:00 | 0 | 0 | 0 | 0 | 0 | 692817.885 | 426871 | 0 | 0 | 0 | 1193314.183 | 0 | 6612.2782 | 7621.5577 | 0 | 0 | 0 | 0 | 0 | 0 | 875829.1703 | 0 | 0 | 0 | 0 | 245556.2427 | 0 | 213.2993 | 0 | 0 | 0 | 0 | 0 | 0 | 0 | 0 | 20177.343 | 0 | 0
2016-02-29 19:00 | 0 | 0 | 0 | 0 | 0 | 675681.0929 | 424041 | 0 | 0 | 0 | 1438870.4257 | 0 | 6825.5775 | 7621.5577 | 0 | 0 | 0 | 0 | 0 | 0 | 880522.1077 | 0 | 0 | 0 | 0 | 245556.2427 | 0 | 213.2993 | 0 | 0 | 0 | 0 | 0 | 0 | 0 | 0 | 5870.5509 | 0 | 0
2016-02-29 20:00 | 0 | 0 | 0 | 0 | 0 | 678967.0286 | 421577 | 0 | 0 | 0 | 1684426.6684 | 0 | 7038.8768 | 7621.5577 | 0 | 0 | 0 | 0 | 0 | 0 | 889814.9749 | 0 | 0 | 0 | 0 | 245556.2427 | 0 | 213.2993 | 0 | 0 | 0 | 0 | 0 | 0 | 0 | 0 | 11620.4866 | 0 | 0
2016-02-29 21:00 | 0 | 0 | 0 | 0 | 0 | 681532.1068 | 422147 | 0 | 0 | 0 | 1929982.9111 | 0 | 7252.1761 | 7621.5577 | 0 | 0 | 0 | 0 | 0 | 0 | 900703.8675 | 0 | 0 | 0 | 0 | 245556.2427 | 0 | 213.2993 | 0 | 0 | 0 | 0 | 0 | 0 | 0 | 0 | 13615.5648 | 0 | 0
2016-02-29 22:00 | 0 | 0 | 0 | 0 | 0 | 651444.0091 | 427406 | 0 | 0 | 0 | 2161642.4778 | 0 | 7252.1761 | 0 | 0 | 0 | 0 | 0 | 0 | 0 | 900700.2647 | 0 | 0 | 0 | 0 | 231659.5668 | 0 | 0 | 0 | -7621.5577 | 0 | 0 | 0 | 0 | 0 | 0 | 0 | 0 | 0
2016-02-29 23:00 | 0 | 0 | 0 | 0 | 0 | 491063.0175 | 440807 | 0 | 0 | 0 | 2211685.1961 | 0 | 7465.4754 | 0 | 0 | 0 | 0 | 0 | 0 | 0 | 900696.6619 | 0 | 0 | 0 | 0 | 50042.7182 | 0 | 213.2993 | 0 | 0 | 0 | 0 | 0 | 0 | 0 | 0 | 0 | 0 | 0
2016-03-01 | 0 | 0 | 0 | 0 | 62827.6048 | 146591.1525 | 454975 | 0 | 0 | 0 | 1966128.9534 | 0 | 7465.4754 | 0 | 0 | 0 | 0 | 0 | 0 | 0 | 900693.0591 | 0 | 0 | 0 | 0 | -245556.2427 | 0 | 0 | 0 | 0 | 0 | 0 | 0 | 0 | 0 | 0 | 0 | 0 | 0
2016-03-01 01:00 | 0 | 0 | 0 | 0 | 209113.6219 | 270.1354 | 454940 | 0 | 0 | 0 | 1720572.7107 | 0 | 7465.4754 | 0 | 0 | 0 | 0 | 0 | 0 | 0 | 900689.4564 | 0 | 0 | 0 | 0 | -245556.2427 | 0 | 0 | 0 | 0 | 0 | 0 | 0 | 0 | 0 | 0 | 0 | 0 | 0
2016-03-01 02:00 | 0 | 0 | 0 | 0 | 198089.7573 | 0 | 443646 | 0 | 0 | 0 | 1475016.468 | 0 | 7465.4754 | 0 | 0 | 0 | 0 | 0 | 0 | 0 | 900685.8536 | 0 | 0 | 0 | 0 | -245556.2427 | 0 | 0 | 0 | 0 | 0 | 0 | 0 | 0 | 0 | 0 | 0 | 0 | 0
2016-03-01 03:00 | 0 | 0 | 0 | 0 | 179383.7573 | 0 | 424940 | 0 | 0 | 0 | 1229460.2253 | 0 | 7465.4754 | 0 | 0 | 0 | 0 | 0 | 0 | 0 | 900682.2509 | 0 | 0 | 0 | 0 | -245556.2427 | 0 | 0 | 0 | 0 | 0 | 0 | 0 | 0 | 0 | 0 | 0 | 0 | 0
2016-03-01 04:00 | 0 | 0 | 0 | 0 | 156891.7573 | 0 | 402448 | 0 | 0 | 0 | 983903.9827 | 0 | 7465.4754 | 0 | 0 | 0 | 0 | 0 | 0 | 0 | 900678.6481 | 0 | 0 | 0 | 0 | -245556.2427 | 0 | 0 | 0 | 0 | 0 | 0 | 0 | 0 | 0 | 0 | 0 | 0 | 0
2016-03-01 05:00 | 0 | 0 | 0 | 0 | 514530.2876 | 0 | 382522 | 0 | 0 | 0 | 1115912.2703 | 0 | 7465.4754 | 0 | 0 | 0 | 0 | 0 | 0 | 0 | 900675.0454 | 0 | 0 | 0 | 0 | 132008.2876 | 0 | 0 | 0 | 0 | 0 | 0 | 0 | 0 | 0 | 0 | 0 | 0 | 0
2016-03-01 06:00 | 0 | 0 | 0 | 0 | 123583.7573 | 0 | 369140 | 0 | 0 | 0 | 870356.0276 | 0 | 7465.4754 | 0 | 0 | 0 | 0 | 0 | 0 | 0 | 900671.4427 | 0 | 0 | 0 | 0 | -245556.2427 | 0 | 0 | 0 | 0 | 0 | 0 | 0 | 0 | 0 | 0 | 0 | 0 | 0
2016-03-01 07:00 | 0 | 0 | 0 | 0 | 114546.7573 | 0 | 360103 | 0 | 0 | 0 | 624799.7849 | 0 | 7465.4754 | 0 | 0 | 0 | 0 | 0 | 0 | 0 | 900667.84 | 0 | 0 | 0 | 0 | -245556.2427 | 0 | 0 | 0 | 0 | 0 | 0 | 0 | 0 | 0 | 0 | 0 | 0 | 0
2016-03-01 08:00 | 0 | 0 | 0 | 0 | 111419.7573 | 0 | 356976 | 0 | 0 | 0 | 379243.5422 | 0 | 7465.4754 | 0 | 0 | 0 | 0 | 0 | 0 | 0 | 900664.2374 | 0 | 0 | 0 | 0 | -245556.2427 | 0 | 0 | 0 | 0 | 0 | 0 | 0 | 0 | 0 | 0 | 0 | 0 | 0
2016-03-01 09:00 | 0 | 0 | 0 | 0 | 526060.3462 | 0 | 359428 | 0 | 0 | 0 | 545875.8885 | 0 | 7465.4754 | 0 | 0 | 0 | 0 | 0 | 0 | 0 | 900660.6347 | 0 | 0 | 0 | 0 | 166632.3462 | 0 | 0 | 0 | 0 | 0 | 0 | 0 | 0 | 0 | 0 | 0 | 0 | 0
2016-03-01 10:00 | 0 | 0 | 0 | 0 | 128132.7573 | 0 | 373689 | 0 | 0 | 0 | 300319.6458 | 0 | 7465.4754 | 0 | 0 | 0 | 0 | 0 | 0 | 0 | 900657.0321 | 0 | 0 | 0 | 0 | -245556.2427 | 0 | 0 | 0 | 0 | 0 | 0 | 0 | 0 | 0 | 0 | 0 | 0 | 0
2016-03-01 11:00 | 0 | 0 | 0 | 0 | 503602.4557 | 0 | 405395 | 0 | 0 | 0 | 398527.1015 | 0 | 7465.4754 | 0 | 0 | 0 | 0 | 0 | 0 | 0 | 900653.4294 | 0 | 0 | 0 | 0 | 98207.4557 | 0 | 0 | 0 | 0 | 0 | 0 | 0 | 0 | 0 | 0 | 0 | 0 | 0
2016-03-01 12:00 | 0 | 0 | 0 | 0 | 184769.7573 | 0 | 430326 | 0 | 0 | 0 | 152970.8588 | 0 | 7465.4754 | 0 | 0 | 0 | 0 | 0 | 0 | 0 | 900649.8268 | 0 | 0 | 0 | 0 | -245556.2427 | 0 | 0 | 0 | 0 | 0 | 0 | 0 | 0 | 0 | 0 | 0 | 0 | 0
2016-03-01 13:00 | 0 | 0 | 0 | 0 | 420540.7049 | 13422.191 | 435727 | 0 | 0 | 0 | 151206.7547 | 0 | 7465.4754 | 0 | 0 | 0 | 0 | 0 | 0 | 0 | 900646.2242 | 0 | 0 | 0 | 0 | -1764.1041 | 0 | 0 | 0 | 0 | 0 | 0 | 0 | 0 | 0 | 0 | 0 | 0 | 0
2016-03-01 14:00 | 0 | 0 | 0 | 0 | 351271.763 | 314539.4285 | 436321 | 0 | 0 | 0 | 380696.9462 | 0 | 7465.4754 | 0 | 0 | 0 | 0 | 0 | 0 | 0 | 900642.6216 | 0 | 0 | 0 | 0 | 229490.1915 | 0 | 0 | 0 | 0 | 0 | 0 | 0 | 0 | 0 | 0 | 0 | 0 | 0
2016-03-01 15:00 | 0 | 0 | 0 | 0 | 94313.7154 | 588273.5273 | 437031 | 0 | 0 | 0 | 626253.1889 | 0 | 7465.4754 | 0 | 0 | 0 | 0 | 0 | 0 | 0 | 900639.0191 | 0 | 0 | 0 | 0 | 245556.2427 | 0 | 0 | 0 | 0 | 0 | 0 | 0 | 0 | 0 | 0 | 0 | 0 | 0
2016-03-01 16:00 | 0 | 0 | 0 | 0 | 7327.8414 | 674266.4013 | 436038 | 0 | 0 | 0 | 871809.4315 | 0 | 7465.4754 | 0 | 0 | 0 | 0 | 0 | 0 | 0 | 900635.4165 | 0 | 0 | 0 | 0 | 245556.2427 | 0 | 0 | 0 | 0 | 0 | 0 | 0 | 0 | 0 | 0 | 0 | 0 | 0
2016-03-01 17:00 | 0 | 0 | 0 | 0 | 0 | 698185.4121 | 434122 | 0 | 0 | 0 | 1117365.6742 | 0 | 7678.7747 | 7621.5577 | 0 | 0 | 0 | 0 | 0 | 0 | 909169.6639 | 0 | 0 | 0 | 0 | 245556.2427 | 0 | 213.2993 | 0 | 7621.5577 | 0 | 0 | 0 | 0 | 0 | 0 | 10672.3124 | 0 | 0
2016-03-01 18:00 | 0 | 0 | 0 | 0 | 0 | 688571.9968 | 434041 | 0 | 0 | 0 | 1362921.9169 | 0 | 7892.074 | 7621.5577 | 0 | 0 | 0 | 0 | 0 | 0 | 916175.191 | 0 | 0 | 0 | 0 | 245556.2427 | 0 | 213.2993 | 0 | 0 | 0 | 0 | 0 | 0 | 0 | 0 | 8761.4548 | 0 | 0
2016-03-01 19:00 | 0 | 0 | 0 | 0 | 0 | 681765.2163 | 433074 | 0 | 0 | 0 | 1608478.1596 | 0 | 8105.3733 | 7621.5577 | 0 | 0 | 0 | 0 | 0 | 0 | 918508.8658 | 0 | 0 | 0 | 0 | 245556.2427 | 0 | 213.2993 | 0 | 0 | 0 | 0 | 0 | 0 | 0 | 0 | 2921.6744 | 0 | 0
2016-03-01 20:00 | 0 | 0 | 0 | 0 | 0 | 690725.5133 | 432861 | 0 | 0 | 0 | 1854034.4023 | 0 | 8318.6726 | 7621.5577 | 0 | 0 | 0 | 0 | 0 | 0 | 928181.1689 | 0 | 0 | 0 | 0 | 245556.2427 | 0 | 213.2993 | 0 | 0 | 0 | 0 | 0 | 0 | 0 | 0 | 12094.9713 | 0 | 0
2016-03-01 21:00 | 0 | 0 | 0 | 0 | 0 | 695564.634 | 434932 | 0 | 0 | 0 | 2099590.645 | 0 | 8531.9719 | 7621.5577 | 0 | 0 | 0 | 0 | 0 | 0 | 940067.9297 | 0 | 0 | 0 | 0 | 245556.2427 | 0 | 213.2993 | 0 | 0 | 0 | 0 | 0 | 0 | 0 | 0 | 14863.092 | 0 | 0
2016-03-01 22:00 | 0 | 0 | 0 | 0 | 0 | 655726.8896 | 441207 | 0 | 0 | 0 | 2321732.0923 | 0 | 8531.9719 | 0 | 0 | 0 | 0 | 0 | 0 | 0 | 940064.1694 | 0 | 0 | 0 | 0 | 222141.4473 | 0 | 0 | 0 | -7621.5577 | 0 | 0 | 0 | 0 | 0 | 0 | 0 | 0 | 0
2016-03-01 23:00 | 0 | 0 | 0 | 0 | 0 | 494550.3257 | 453833 | 0 | 0 | 0 | 2362449.418 | 0 | 8531.9719 | 0 | 0 | 0 | 0 | 0 | 0 | 0 | 940060.4092 | 0 | 0 | 0 | 0 | 40717.3257 | 0 | 0 | 0 | 0 | 0 | 0 | 0 | 0 | 0 | 0 | 0 | 0 | 0
2016-03-02 | 0 | 0 | 0 | 0 | 46996.1425 | 172479.6148 | 465032 | 0 | 0 | 0 | 2116893.1753 | 0 | 8531.9719 | 0 | 0 | 0 | 0 | 0 | 0 | 0 | 940056.6489 | 0 | 0 | 0 | 0 | -245556.2427 | 0 | 0 | 0 | 0 | 0 | 0 | 0 | 0 | 0 | 0 | 0 | 0 | 0
2016-03-02 01:00 | 0 | 0 | 0 | 0 | 244540.3442 | 360.3512 | 465282 | 0 | 0 | 0 | 1896511.8707 | 0 | 8531.9719 | 0 | 0 | 0 | 0 | 0 | 0 | 0 | 940052.8887 | 0 | 0 | 0 | 0 | -220381.3046 | 0 | 0 | 0 | 0 | 0 | 0 | 0 | 0 | 0 | 0 | 0 | 0 | 0
2016-03-02 02:00 | 0 | 0 | 0 | 0 | 209013.7573 | 0 | 454570 | 0 | 0 | 0 | 1650955.628 | 0 | 8531.9719 | 0 | 0 | 0 | 0 | 0 | 0 | 0 | 940049.1285 | 0 | 0 | 0 | 0 | -245556.2427 | 0 | 0 | 0 | 0 | 0 | 0 | 0 | 0 | 0 | 0 | 0 | 0 | 0
2016-03-02 03:00 | 0 | 0 | 0 | 0 | 301924.4556 | 0 | 436355 | 0 | 0 | 0 | 1516525.0836 | 0 | 8531.9719 | 0 | 0 | 0 | 0 | 0 | 0 | 0 | 940045.3683 | 0 | 0 | 0 | 0 | -134430.5444 | 0 | 0 | 0 | 0 | 0 | 0 | 0 | 0 | 0 | 0 | 0 | 0 | 0
2016-03-02 04:00 | 0 | 0 | 0 | 0 | 166877.7573 | 0 | 412434 | 0 | 0 | 0 | 1270968.8409 | 0 | 8531.9719 | 0 | 0 | 0 | 0 | 0 | 0 | 0 | 940041.6081 | 0 | 0 | 0 | 0 | -245556.2427 | 0 | 0 | 0 | 0 | 0 | 0 | 0 | 0 | 0 | 0 | 0 | 0 | 0
2016-03-02 05:00 | 0 | 0 | 0 | 0 | 146682.7573 | 0 | 392239 | 0 | 0 | 0 | 1025412.5982 | 0 | 8531.9719 | 0 | 0 | 0 | 0 | 0 | 0 | 0 | 940037.848 | 0 | 0 | 0 | 0 | -245556.2427 | 0 | 0 | 0 | 0 | 0 | 0 | 0 | 0 | 0 | 0 | 0 | 0 | 0
2016-03-02 06:00 | 0 | 0 | 0 | 0 | 132131.7573 | 0 | 377688 | 0 | 0 | 0 | 779856.3555 | 0 | 8531.9719 | 0 | 0 | 0 | 0 | 0 | 0 | 0 | 940034.0878 | 0 | 0 | 0 | 0 | -245556.2427 | 0 | 0 | 0 | 0 | 0 | 0 | 0 | 0 | 0 | 0 | 0 | 0 | 0
2016-03-02 07:00 | 0 | 0 | 0 | 0 | 462985.9476 | 0 | 367874 | 0 | 0 | 0 | 874968.3031 | 0 | 8531.9719 | 0 | 0 | 0 | 0 | 0 | 0 | 0 | 940030.3277 | 0 | 0 | 0 | 0 | 95111.9476 | 0 | 0 | 0 | 0 | 0 | 0 | 0 | 0 | 0 | 0 | 0 | 0 | 0
2016-03-02 08:00 | 0 | 0 | 0 | 0 | 117490.7573 | 0 | 363047 | 0 | 0 | 0 | 629412.0604 | 0 | 8531.9719 | 0 | 0 | 0 | 0 | 0 | 0 | 0 | 940026.5675 | 0 | 0 | 0 | 0 | -245556.2427 | 0 | 0 | 0 | 0 | 0 | 0 | 0 | 0 | 0 | 0 | 0 | 0 | 0
2016-03-02 09:00 | 0 | 0 | 0 | 0 | 470660.6537 | 0 | 366611 | 0 | 0 | 0 | 733461.7141 | 0 | 8531.9719 | 0 | 0 | 0 | 0 | 0 | 0 | 0 | 940022.8074 | 0 | 0 | 0 | 0 | 104049.6537 | 0 | 0 | 0 | 0 | 0 | 0 | 0 | 0 | 0 | 0 | 0 | 0 | 0
2016-03-02 10:00 | 0 | 0 | 0 | 0 | 135228.7573 | 0 | 380785 | 0 | 0 | 0 | 487905.4714 | 0 | 8531.9719 | 0 | 0 | 0 | 0 | 0 | 0 | 0 | 940019.0474 | 0 | 0 | 0 | 0 | -245556.2427 | 0 | 0 | 0 | 0 | 0 | 0 | 0 | 0 | 0 | 0 | 0 | 0 | 0
2016-03-02 11:00 | 0 | 0 | 0 | 0 | 445618.4237 | 0 | 413576 | 0 | 0 | 0 | 519947.8951 | 0 | 8531.9719 | 0 | 0 | 0 | 0 | 0 | 0 | 0 | 940015.2873 | 0 | 0 | 0 | 0 | 32042.4237 | 0 | 0 | 0 | 0 | 0 | 0 | 0 | 0 | 0 | 0 | 0 | 0 | 0
2016-03-02 12:00 | 0 | 0 | 0 | 0 | 197084.7573 | 0 | 442641 | 0 | 0 | 0 | 274391.6524 | 0 | 8531.9719 | 0 | 0 | 0 | 0 | 0 | 0 | 0 | 940011.5272 | 0 | 0 | 0 | 0 | -245556.2427 | 0 | 0 | 0 | 0 | 0 | 0 | 0 | 0 | 0 | 0 | 0 | 0 | 0
2016-03-02 13:00 | 0 | 0 | 0 | 0 | 398315.0592 | 14992.2879 | 453351 | 0 | 0 | 0 | 234347.9996 | 0 | 8531.9719 | 0 | 0 | 0 | 0 | 0 | 0 | 0 | 940007.7672 | 0 | 0 | 0 | 0 | -40043.6528 | 0 | 0 | 0 | 0 | 0 | 0 | 0 | 0 | 0 | 0 | 0 | 0 | 0
2016-03-02 14:00 | 0 | 0 | 0 | 0 | 0 | 316992.6139 | 455991 | 0 | 0 | 0 | 95349.6135 | 0 | 8531.9719 | 0 | 0 | 0 | 0 | 0 | 0 | 0 | 940004.0071 | 0 | 0 | 0 | 0 | -138998.3861 | 0 | 0 | 0 | 0 | 0 | 0 | 0 | 0 | 0 | 0 | 0 | 0 | 0
2016-03-02 15:00 | 0 | 0 | 0 | 0 | 14371.4705 | 687639.7722 | 456455 | 0 | 0 | 0 | 340905.8562 | 0 | 8531.9719 | 0 | 0 | 0 | 0 | 0 | 0 | 0 | 940000.2471 | 0 | 0 | 0 | 0 | 245556.2427 | 0 | 0 | 0 | 0 | 0 | 0 | 0 | 0 | 0 | 0 | 0 | 0 | 0
2016-03-02 16:00 | 0 | 0 | 0 | 0 | 0 | 720701.559 | 452835 | 0 | 0 | 0 | 586462.0989 | 0 | 8745.2712 | 0 | 0 | 0 | 0 | 0 | 0 | 0 | 957674.1008 | 0 | 0 | 0 | 0 | 245556.2427 | 0 | 213.2993 | 0 | 0 | 0 | 0 | 0 | 0 | 0 | 0 | 22097.017 | 0 | 0
2016-03-02 17:00 | 0 | 0 | 0 | 0 | 0 | 715648.559 | 447782 | 0 | 0 | 0 | 832018.3415 | 0 | 8958.5705 | 0 | 0 | 0 | 0 | 0 | 0 | 0 | 975347.8837 | 0 | 0 | 0 | 0 | 245556.2427 | 0 | 213.2993 | 0 | 0 | 0 | 0 | 0 | 0 | 0 | 0 | 22097.017 | 0 | 0
2016-03-02 18:00 | 0 | 0 | 0 | 0 | 0 | 711866.559 | 444000 | 0 | 0 | 0 | 1077574.5842 | 0 | 9171.8697 | 0 | 0 | 0 | 0 | 0 | 0 | 0 | 993021.5959 | 0 | 0 | 0 | 0 | 245556.2427 | 0 | 213.2993 | 0 | 0 | 0 | 0 | 0 | 0 | 0 | 0 | 22097.017 | 0 | 0
2016-03-02 19:00 | 0 | 0 | 0 | 0 | 0 | 708755.559 | 440889 | 0 | 0 | 0 | 1323130.8269 | 0 | 9385.169 | 0 | 0 | 0 | 0 | 0 | 0 | 0 | 1010695.2375 | 0 | 0 | 0 | 0 | 245556.2427 | 0 | 213.2993 | 0 | 0 | 0 | 0 | 0 | 0 | 0 | 0 | 22097.017 | 0 | 0
2016-03-02 20:00 | 0 | 0 | 0 | 0 | 0 | 708259.559 | 440393 | 0 | 0 | 0 | 1568687.0696 | 0 | 9598.4683 | 0 | 0 | 0 | 0 | 0 | 0 | 0 | 1028368.8084 | 0 | 0 | 0 | 0 | 245556.2427 | 0 | 213.2993 | 0 | 0 | 0 | 0 | 0 | 0 | 0 | 0 | 22097.017 | 0 | 0
2016-03-02 21:00 | 0 | 0 | 0 | 0 | 0 | 717100.1168 | 441612 | 0 | 0 | 0 | 1814243.3123 | 0 | 9811.7676 | 7621.5577 | 0 | 0 | 0 | 0 | 0 | 0 | 1046042.3085 | 0 | 0 | 0 | 0 | 245556.2427 | 0 | 213.2993 | 0 | 7621.5577 | 0 | 0 | 0 | 0 | 0 | 0 | 22097.017 | 0 | 0
2016-03-02 22:00 | 0 | 0 | 0 | 0 | 0 | 710094.8632 | 448869 | 0 | 0 | 0 | 2059799.555 | 0 | 10025.0669 | 7621.5577 | 0 | 0 | 0 | 0 | 0 | 0 | 1058403.1813 | 0 | 0 | 0 | 0 | 245556.2427 | 0 | 213.2993 | 0 | 0 | 0 | 0 | 0 | 0 | 0 | 0 | 15456.3212 | 0 | 0
2016-03-02 23:00 | 0 | 0 | 0 | 0 | 0 | 546866.9518 | 464980 | 0 | 0 | 0 | 2149308.0645 | 0 | 10025.0669 | 0 | 0 | 0 | 0 | 0 | 0 | 0 | 1058398.9477 | 0 | 0 | 0 | 0 | 89508.5096 | 0 | 0 | 0 | -7621.5577 | 0 | 0 | 0 | 0 | 0 | 0 | 0 | 0 | 0
2016-03-03 | 0 | 0 | 0 | 0 | 84309.1764 | 150477.5809 | 480343 | 0 | 0 | 0 | 1903751.8218 | 0 | 10025.0669 | 0 | 0 | 0 | 0 | 0 | 0 | 0 | 1058394.7141 | 0 | 0 | 0 | 0 | -245556.2427 | 0 | 0 | 0 | 0 | 0 | 0 | 0 | 0 | 0 | 0 | 0 | 0 | 0
2016-03-03 01:00 | 0 | 0 | 0 | 0 | 236283.287 | 404.4704 | 482244 | 0 | 0 | 0 | 1658195.5791 | 0 | 10025.0669 | 0 | 0 | 0 | 0 | 0 | 0 | 0 | 1058390.4805 | 0 | 0 | 0 | 0 | -245556.2427 | 0 | 0 | 0 | 0 | 0 | 0 | 0 | 0 | 0 | 0 | 0 | 0 | 0
2016-03-03 02:00 | 0 | 0 | 0 | 0 | 228387.7573 | 0 | 473944 | 0 | 0 | 0 | 1412639.3365 | 0 | 10025.0669 | 0 | 0 | 0 | 0 | 0 | 0 | 0 | 1058386.247 | 0 | 0 | 0 | 0 | -245556.2427 | 0 | 0 | 0 | 0 | 0 | 0 | 0 | 0 | 0 | 0 | 0 | 0 | 0
2016-03-03 03:00 | 0 | 0 | 0 | 0 | 531898.9615 | 0 | 455696 | 0 | 0 | 0 | 1488842.298 | 0 | 10025.0669 | 0 | 0 | 0 | 0 | 0 | 0 | 0 | 1058382.0134 | 0 | 0 | 0 | 0 | 76202.9615 | 0 | 0 | 0 | 0 | 0 | 0 | 0 | 0 | 0 | 0 | 0 | 0 | 0
2016-03-03 04:00 | 0 | 0 | 0 | 0 | 186910.7573 | 0 | 432467 | 0 | 0 | 0 | 1243286.0553 | 0 | 10025.0669 | 0 | 0 | 0 | 0 | 0 | 0 | 0 | 1058377.7799 | 0 | 0 | 0 | 0 | -245556.2427 | 0 | 0 | 0 | 0 | 0 | 0 | 0 | 0 | 0 | 0 | 0 | 0 | 0
2016-03-03 05:00 | 0 | 0 | 0 | 0 | 166773.7573 | 0 | 412330 | 0 | 0 | 0 | 997729.8126 | 0 | 10025.0669 | 0 | 0 | 0 | 0 | 0 | 0 | 0 | 1058373.5464 | 0 | 0 | 0 | 0 | -245556.2427 | 0 | 0 | 0 | 0 | 0 | 0 | 0 | 0 | 0 | 0 | 0 | 0 | 0
2016-03-03 06:00 | 0 | 0 | 0 | 0 | 152500.7573 | 0 | 398057 | 0 | 0 | 0 | 752173.57 | 0 | 10025.0669 | 0 | 0 | 0 | 0 | 0 | 0 | 0 | 1058369.3129 | 0 | 0 | 0 | 0 | -245556.2427 | 0 | 0 | 0 | 0 | 0 | 0 | 0 | 0 | 0 | 0 | 0 | 0 | 0
2016-03-03 07:00 | 0 | 0 | 0 | 0 | 484661.4624 | 0 | 389473 | 0 | 0 | 0 | 847362.0324 | 0 | 10025.0669 | 0 | 0 | 0 | 0 | 0 | 0 | 0 | 1058365.0794 | 0 | 0 | 0 | 0 | 95188.4624 | 0 | 0 | 0 | 0 | 0 | 0 | 0 | 0 | 0 | 0 | 0 | 0 | 0
2016-03-03 08:00 | 0 | 0 | 0 | 0 | 140347.7573 | 0 | 385904 | 0 | 0 | 0 | 601805.7897 | 0 | 10025.0669 | 0 | 0 | 0 | 0 | 0 | 0 | 0 | 1058360.8459 | 0 | 0 | 0 | 0 | -245556.2427 | 0 | 0 | 0 | 0 | 0 | 0 | 0 | 0 | 0 | 0 | 0 | 0 | 0
2016-03-03 09:00 | 0 | 0 | 0 | 0 | 473689.4768 | 0 | 389188 | 0 | 0 | 0 | 686307.2664 | 0 | 10025.0669 | 0 | 0 | 0 | 0 | 0 | 0 | 0 | 1058356.6125 | 0 | 0 | 0 | 0 | 84501.4768 | 0 | 0 | 0 | 0 | 0 | 0 | 0 | 0 | 0 | 0 | 0 | 0 | 0
2016-03-03 10:00 | 0 | 0 | 0 | 0 | 157727.7573 | 0 | 403284 | 0 | 0 | 0 | 440751.0238 | 0 | 10025.0669 | 0 | 0 | 0 | 0 | 0 | 0 | 0 | 1058352.3791 | 0 | 0 | 0 | 0 | -245556.2427 | 0 | 0 | 0 | 0 | 0 | 0 | 0 | 0 | 0 | 0 | 0 | 0 | 0
2016-03-03 11:00 | 0 | 0 | 0 | 0 | 487717.8616 | 0 | 434864 | 0 | 0 | 0 | 493604.8854 | 0 | 10025.0669 | 0 | 0 | 0 | 0 | 0 | 0 | 0 | 1058348.1457 | 0 | 0 | 0 | 0 | 52853.8616 | 0 | 0 | 0 | 0 | 0 | 0 | 0 | 0 | 0 | 0 | 0 | 0 | 0
2016-03-03 12:00 | 0 | 0 | 0 | 0 | 213445.7573 | 0 | 459002 | 0 | 0 | 0 | 248048.6427 | 0 | 10025.0669 | 0 | 0 | 0 | 0 | 0 | 0 | 0 | 1058343.9123 | 0 | 0 | 0 | 0 | -245556.2427 | 0 | 0 | 0 | 0 | 0 | 0 | 0 | 0 | 0 | 0 | 0 | 0 | 0
2016-03-03 13:00 | 0 | 0 | 0 | 0 | 437943.3483 | 16161.7863 | 463654 | 0 | 0 | 0 | 238499.7774 | 0 | 10025.0669 | 0 | 0 | 0 | 0 | 0 | 0 | 0 | 1058339.6789 | 0 | 0 | 0 | 0 | -9548.8653 | 0 | 0 | 0 | 0 | 0 | 0 | 0 | 0 | 0 | 0 | 0 | 0 | 0
2016-03-03 14:00 | 0 | 0 | 0 | 0 | 0 | 321165.8091 | 463675 | 0 | 0 | 0 | 95990.5864 | 0 | 10025.0669 | 0 | 0 | 0 | 0 | 0 | 0 | 0 | 1058335.4455 | 0 | 0 | 0 | 0 | -142509.1909 | 0 | 0 | 0 | 0 | 0 | 0 | 0 | 0 | 0 | 0 | 0 | 0 | 0
2016-03-03 15:00 | 0 | 0 | 0 | 0 | 122194.238 | 586135.0047 | 462773 | 0 | 0 | 0 | 341546.8291 | 0 | 10025.0669 | 0 | 0 | 0 | 0 | 0 | 0 | 0 | 1058331.2122 | 0 | 0 | 0 | 0 | 245556.2427 | 0 | 0 | 0 | 0 | 0 | 0 | 0 | 0 | 0 | 0 | 0 | 0 | 0
2016-03-03 16:00 | 0 | 0 | 0 | 0 | 37784.7261 | 667737.5166 | 459966 | 0 | 0 | 0 | 587103.0718 | 0 | 10025.0669 | 0 | 0 | 0 | 0 | 0 | 0 | 0 | 1058326.9789 | 0 | 0 | 0 | 0 | 245556.2427 | 0 | 0 | 0 | 0 | 0 | 0 | 0 | 0 | 0 | 0 | 0 | 0 | 0
2016-03-03 17:00 | 0 | 0 | 0 | 0 | 0 | 681038.7745 | 456789 | 0 | 0 | 0 | 811352.8464 | 0 | 10025.0669 | 0 | 0 | 0 | 0 | 0 | 0 | 0 | 1058322.7456 | 0 | 0 | 0 | 0 | 224249.7745 | 0 | 0 | 0 | 0 | 0 | 0 | 0 | 0 | 0 | 0 | 0 | 0 | 0
2016-03-03 18:00 | 0 | 0 | 0 | 0 | 0 | 669769.8679 | 455812 | 0 | 0 | 0 | 1025310.7143 | 0 | 10025.0669 | 0 | 0 | 0 | 0 | 0 | 0 | 0 | 1058318.5123 | 0 | 0 | 0 | 0 | 213957.8679 | 0 | 0 | 0 | 0 | 0 | 0 | 0 | 0 | 0 | 0 | 0 | 0 | 0
2016-03-03 19:00 | 0 | 0 | 0 | 0 | 0 | 658653.9772 | 455296 | 0 | 0 | 0 | 1228668.6914 | 0 | 10025.0669 | 0 | 0 | 0 | 0 | 0 | 0 | 0 | 1058314.279 | 0 | 0 | 0 | 0 | 203357.9772 | 0 | 0 | 0 | 0 | 0 | 0 | 0 | 0 | 0 | 0 | 0 | 0 | 0
2016-03-03 20:00 | 0 | 0 | 0 | 0 | 0 | 655038.8739 | 455980 | 0 | 0 | 0 | 1427727.5654 | 0 | 10025.0669 | 0 | 0 | 0 | 0 | 0 | 0 | 0 | 1058310.0457 | 0 | 0 | 0 | 0 | 199058.8739 | 0 | 0 | 0 | 0 | 0 | 0 | 0 | 0 | 0 | 0 | 0 | 0 | 0
2016-03-03 21:00 | 0 | 0 | 0 | 0 | 0 | 631052.4313 | 459774 | 0 | 0 | 0 | 1599005.9966 | 0 | 10025.0669 | 0 | 0 | 0 | 0 | 0 | 0 | 0 | 1058305.8125 | 0 | 0 | 0 | 0 | 171278.4313 | 0 | 0 | 0 | 0 | 0 | 0 | 0 | 0 | 0 | 0 | 0 | 0 | 0
2016-03-03 22:00 | 0 | 0 | 0 | 0 | 151292.3417 | 560765.901 | 466502 | 0 | 0 | 0 | 1844562.2393 | 0 | 10025.0669 | 0 | 0 | 0 | 0 | 0 | 0 | 0 | 1058301.5793 | 0 | 0 | 0 | 0 | 245556.2427 | 0 | 0 | 0 | 0 | 0 | 0 | 0 | 0 | 0 | 0 | 0 | 0 | 0
2016-03-03 23:00 | 0 | 0 | 0 | 0 | 0 | 389786.2644 | 478087 | 0 | 0 | 0 | 1756261.5038 | 0 | 10025.0669 | 0 | 0 | 0 | 0 | 0 | 0 | 0 | 1058297.3461 | 0 | 0 | 0 | 0 | -88300.7356 | 0 | 0 | 0 | 0 | 0 | 0 | 0 | 0 | 0 | 0 | 0 | 0 | 0
2016-03-04 | 0 | 0 | 0 | 0 | 143757.7938 | 95931.9635 | 485246 | 0 | 0 | 0 | 1510705.2611 | 0 | 10025.0669 | 0 | 0 | 0 | 0 | 0 | 0 | 0 | 1058293.1129 | 0 | 0 | 0 | 0 | -245556.2427 | 0 | 0 | 0 | 0 | 0 | 0 | 0 | 0 | 0 | 0 | 0 | 0 | 0
2016-03-04 01:00 | 0 | 0 | 0 | 0 | 378930.3543 | 319.496 | 483854 | 0 | 0 | 0 | 1405887.8121 | 0 | 10238.3662 | 0 | 0 | 0 | 0 | 0 | 0 | 0 | 1058288.8797 | 0 | 0 | 0 | 0 | -104817.449 | 0 | 213.2993 | 0 | 0 | 0 | 0 | 0 | 0 | 0 | 0 | 0 | 0 | 0
2016-03-04 02:00 | 0 | 0 | 0 | 0 | 227093.7573 | 0 | 472650 | 0 | 0 | 0 | 1160331.5694 | 0 | 10238.3662 | 0 | 0 | 0 | 0 | 0 | 0 | 0 | 1058284.6466 | 0 | 0 | 0 | 0 | -245556.2427 | 0 | 0 | 0 | 0 | 0 | 0 | 0 | 0 | 0 | 0 | 0 | 0 | 0
2016-03-04 03:00 | 0 | 0 | 0 | 0 | 487621.9457 | 0 | 453614 | 0 | 0 | 0 | 1194126.2158 | 0 | 10451.6655 | 0 | 0 | 0 | 0 | 0 | 0 | 0 | 1058280.4134 | 0 | 0 | 0 | 0 | 33794.6464 | 0 | 213.2993 | 0 | 0 | 0 | 0 | 0 | 0 | 0 | 0 | 0 | 0 | 0
2016-03-04 04:00 | 0 | 0 | 0 | 0 | 183961.7573 | 0 | 429518 | 0 | 0 | 0 | 948569.9731 | 0 | 10451.6655 | 0 | 0 | 0 | 0 | 0 | 0 | 0 | 1058276.1803 | 0 | 0 | 0 | 0 | -245556.2427 | 0 | 0 | 0 | 0 | 0 | 0 | 0 | 0 | 0 | 0 | 0 | 0 | 0
2016-03-04 05:00 | 0 | 0 | 0 | 0 | 506872.3068 | 0 | 409097 | 0 | 0 | 0 | 1046131.9806 | 0 | 10664.9648 | 0 | 0 | 0 | 0 | 0 | 0 | 0 | 1058271.9472 | 0 | 0 | 0 | 0 | 97562.0075 | 0 | 213.2993 | 0 | 0 | 0 | 0 | 0 | 0 | 0 | 0 | 0 | 0 | 0
2016-03-04 06:00 | 0 | 0 | 0 | 0 | 150220.7573 | 0 | 395777 | 0 | 0 | 0 | 800575.7379 | 0 | 10664.9648 | 0 | 0 | 0 | 0 | 0 | 0 | 0 | 1058267.7141 | 0 | 0 | 0 | 0 | -245556.2427 | 0 | 0 | 0 | 0 | 0 | 0 | 0 | 0 | 0 | 0 | 0 | 0 | 0
2016-03-04 07:00 | 0 | 0 | 0 | 0 | 141620.0566 | 0 | 386963 | 0 | 0 | 0 | 555019.4952 | 0 | 10878.2641 | 0 | 0 | 0 | 0 | 0 | 0 | 0 | 1058263.481 | 0 | 0 | 0 | 0 | -245556.2427 | 0 | 213.2993 | 0 | 0 | 0 | 0 | 0 | 0 | 0 | 0 | 0 | 0 | 0
2016-03-04 08:00 | 0 | 0 | 0 | 0 | 136889.7573 | 0 | 382446 | 0 | 0 | 0 | 309463.2525 | 0 | 10878.2641 | 0 | 0 | 0 | 0 | 0 | 0 | 0 | 1058259.248 | 0 | 0 | 0 | 0 | -245556.2427 | 0 | 0 | 0 | 0 | 0 | 0 | 0 | 0 | 0 | 0 | 0 | 0 | 0
2016-03-04 09:00 | 0 | 0 | 0 | 0 | 564873.6992 | 0 | 383930 | 0 | 0 | 0 | 490193.6524 | 0 | 11091.5634 | 0 | 0 | 0 | 0 | 0 | 0 | 0 | 1058255.0149 | 0 | 0 | 0 | 0 | 180730.3999 | 0 | 213.2993 | 0 | 0 | 0 | 0 | 0 | 0 | 0 | 0 | 0 | 0 | 0
2016-03-04 10:00 | 0 | 0 | 0 | 0 | 150821.7573 | 0 | 396378 | 0 | 0 | 0 | 244637.4097 | 0 | 11091.5634 | 0 | 0 | 0 | 0 | 0 | 0 | 0 | 1058250.7819 | 0 | 0 | 0 | 0 | -245556.2427 | 0 | 0 | 0 | 0 | 0 | 0 | 0 | 0 | 0 | 0 | 0 | 0 | 0
2016-03-04 11:00 | 0 | 0 | 0 | 0 | 565280.4627 | 0 | 426195 | 0 | 0 | 0 | 383509.5732 | 0 | 11304.8627 | 0 | 0 | 0 | 0 | 0 | 0 | 0 | 1058246.5489 | 0 | 0 | 0 | 0 | 138872.1634 | 0 | 213.2993 | 0 | 0 | 0 | 0 | 0 | 0 | 0 | 0 | 0 | 0 | 0
2016-03-04 12:00 | 0 | 0 | 0 | 0 | 207215.7573 | 0 | 452772 | 0 | 0 | 0 | 137953.3305 | 0 | 11304.8627 | 0 | 0 | 0 | 0 | 0 | 0 | 0 | 1058242.3159 | 0 | 0 | 0 | 0 | -245556.2427 | 0 | 0 | 0 | 0 | 0 | 0 | 0 | 0 | 0 | 0 | 0 | 0 | 0
2016-03-04 13:00 | 0 | 0 | 0 | 0 | 528941.8575 | 17681.324 | 463137 | 0 | 0 | 0 | 221226.2128 | 0 | 11518.162 | 0 | 0 | 0 | 0 | 0 | 0 | 0 | 1058238.083 | 0 | 0 | 0 | 0 | 83272.8823 | 0 | 213.2993 | 0 | 0 | 0 | 0 | 0 | 0 | 0 | 0 | 0 | 0 | 0
2016-03-04 14:00 | 0 | 0 | 0 | 0 | 358484.5769 | 257315.75 | 466733 | 0 | 0 | 0 | 370293.5396 | 0 | 11518.162 | 0 | 0 | 0 | 0 | 0 | 0 | 0 | 1058233.85 | 0 | 0 | 0 | 0 | 149067.3268 | 0 | 0 | 0 | 0 | 0 | 0 | 0 | 0 | 0 | 0 | 0 | 0 | 0
2016-03-04 15:00 | 0 | 0 | 0 | 0 | 123968.0412 | 588665.2015 | 467077 | 0 | 0 | 0 | 615849.7823 | 0 | 11518.162 | 0 | 0 | 0 | 0 | 0 | 0 | 0 | 1058229.6171 | 0 | 0 | 0 | 0 | 245556.2427 | 0 | 0 | 0 | 0 | 0 | 0 | 0 | 0 | 0 | 0 | 0 | 0 | 0
2016-03-04 16:00 | 0 | 0 | 0 | 0 | 0 | 678471.5499 | 464285 | 0 | 0 | 0 | 830036.3322 | 0 | 11518.162 | 0 | 0 | 0 | 0 | 0 | 0 | 0 | 1058225.3842 | 0 | 0 | 0 | 0 | 214186.5499 | 0 | 0 | 0 | 0 | 0 | 0 | 0 | 0 | 0 | 0 | 0 | 0 | 0
2016-03-04 17:00 | 0 | 0 | 0 | 0 | 19034.7896 | 683341.7524 | 456607 | 0 | 0 | 0 | 1075592.5749 | 0 | 11731.4613 | 0 | 0 | 0 | 0 | 0 | 0 | 0 | 1058221.1513 | 0 | 0 | 0 | 0 | 245556.2427 | 0 | 213.2993 | 0 | 0 | 0 | 0 | 0 | 0 | 0 | 0 | 0 | 0 | 0
2016-03-04 18:00 | 0 | 0 | 0 | 0 | 0 | 670924.4227 | 452165 | 0 | 0 | 0 | 1294351.9977 | 0 | 11731.4613 | 0 | 0 | 0 | 0 | 0 | 0 | 0 | 1058216.9184 | 0 | 0 | 0 | 0 | 218759.4227 | 0 | 0 | 0 | 0 | 0 | 0 | 0 | 0 | 0 | 0 | 0 | 0 | 0
2016-03-04 19:00 | 0 | 0 | 0 | 0 | 0 | 659664.4722 | 448207 | 0 | 0 | 0 | 1505596.1705 | 0 | 11944.7606 | 0 | 0 | 0 | 0 | 0 | 0 | 0 | 1058212.6855 | 0 | 0 | 0 | 0 | 211244.1729 | 0 | 213.2993 | 0 | 0 | 0 | 0 | 0 | 0 | 0 | 0 | 0 | 0 | 0
2016-03-04 20:00 | 0 | 0 | 0 | 0 | 0 | 658949.6239 | 444972 | 0 | 0 | 0 | 1719573.7945 | 0 | 11944.7606 | 0 | 0 | 0 | 0 | 0 | 0 | 0 | 1058208.4527 | 0 | 0 | 0 | 0 | 213977.6239 | 0 | 0 | 0 | 0 | 0 | 0 | 0 | 0 | 0 | 0 | 0 | 0 | 0
2016-03-04 21:00 | 0 | 0 | 0 | 0 | 38825.0726 | 651441.4694 | 444497 | 0 | 0 | 0 | 1965130.0371 | 0 | 12158.0599 | 0 | 0 | 0 | 0 | 0 | 0 | 0 | 1058204.2198 | 0 | 0 | 0 | 0 | 245556.2427 | 0 | 213.2993 | 0 | 0 | 0 | 0 | 0 | 0 | 0 | 0 | 0 | 0 | 0
2016-03-04 22:00 | 0 | 0 | 0 | 0 | 0 | 600627.4057 | 447234 | 0 | 0 | 0 | 2118523.4428 | 0 | 12158.0599 | 0 | 0 | 0 | 0 | 0 | 0 | 0 | 1058199.987 | 0 | 0 | 0 | 0 | 153393.4057 | 0 | 0 | 0 | 0 | 0 | 0 | 0 | 0 | 0 | 0 | 0 | 0 | 0
2016-03-04 23:00 | 0 | 0 | 0 | 0 | 0 | 432184.5552 | 454889 | 0 | 0 | 0 | 2095605.6987 | 0 | 12371.3592 | 0 | 0 | 0 | 0 | 0 | 0 | 0 | 1058195.7542 | 0 | 0 | 0 | 0 | -22917.7441 | 0 | 213.2993 | 0 | 0 | 0 | 0 | 0 | 0 | 0 | 0 | 0 | 0 | 0
2016-03-05 | 0 | 0 | 0 | 0 | 118583.1053 | 98405.652 | 462545 | 0 | 0 | 0 | 1850049.456 | 0 | 12371.3592 | 0 | 0 | 0 | 0 | 0 | 0 | 0 | 1058191.5214 | 0 | 0 | 0 | 0 | -245556.2427 | 0 | 0 | 0 | 0 | 0 | 0 | 0 | 0 | 0 | 0 | 0 | 0 | 0
2016-03-05 01:00 | 0 | 0 | 0 | 0 | 537275.6275 | 316.2705 | 459738 | 0 | 0 | 0 | 1927690.0547 | 0 | 12584.6585 | 0 | 0 | 0 | 0 | 0 | 0 | 0 | 1058187.2887 | 0 | 0 | 0 | 0 | 77640.5987 | 0 | 213.2993 | 0 | 0 | 0 | 0 | 0 | 0 | 0 | 0 | 0 | 0 | 0
2016-03-05 02:00 | 0 | 0 | 0 | 0 | 208491.7573 | 0 | 454048 | 0 | 0 | 0 | 1682133.812 | 0 | 12584.6585 | 0 | 0 | 0 | 0 | 0 | 0 | 0 | 1058183.0559 | 0 | 0 | 0 | 0 | -245556.2427 | 0 | 0 | 0 | 0 | 0 | 0 | 0 | 0 | 0 | 0 | 0 | 0 | 0
2016-03-05 03:00 | 0 | 0 | 0 | 0 | 512418.8872 | 0 | 439985 | 0 | 0 | 0 | 1754354.3999 | 0 | 12797.9578 | 0 | 0 | 0 | 0 | 0 | 0 | 0 | 1058178.8232 | 0 | 0 | 0 | 0 | 72220.5879 | 0 | 213.2993 | 0 | 0 | 0 | 0 | 0 | 0 | 0 | 0 | 0 | 0 | 0
2016-03-05 04:00 | 0 | 0 | 0 | 0 | 161561.7995 | 0 | 419916 | 0 | 0 | 0 | 1508798.1572 | 0 | 0 | 0 | 0 | 0 | 0 | 0 | 0 | 0 | 1058174.5905 | 0 | 0 | 0 | 0 | -245556.2427 | 0 | 0 | 12797.9578 | 0 | 0 | 0 | 0 | 0 | 0 | 0 | 0 | 0 | 0
2016-03-05 05:00 | 0 | 0 | 0 | 0 | 156965.0566 | 0 | 402308 | 0 | 0 | 0 | 1263241.9145 | 0 | 213.2993 | 0 | 0 | 0 | 0 | 0 | 0 | 0 | 1058170.3578 | 0 | 0 | 0 | 0 | -245556.2427 | 0 | 213.2993 | 0 | 0 | 0 | 0 | 0 | 0 | 0 | 0 | 0 | 0 | 0
2016-03-05 06:00 | 0 | 0 | 0 | 0 | 144232.7573 | 0 | 389789 | 0 | 0 | 0 | 1017685.6718 | 0 | 213.2993 | 0 | 0 | 0 | 0 | 0 | 0 | 0 | 1058166.1251 | 0 | 0 | 0 | 0 | -245556.2427 | 0 | 0 | 0 | 0 | 0 | 0 | 0 | 0 | 0 | 0 | 0 | 0 | 0
2016-03-05 07:00 | 0 | 0 | 0 | 0 | 489411.1534 | 0 | 381883 | 0 | 0 | 0 | 1125000.5259 | 0 | 426.5986 | 0 | 0 | 0 | 0 | 0 | 0 | 0 | 1058161.8924 | 0 | 0 | 0 | 0 | 107314.8541 | 0 | 213.2993 | 0 | 0 | 0 | 0 | 0 | 0 | 0 | 0 | 0 | 0 | 0
2016-03-05 08:00 | 0 | 0 | 0 | 0 | 132804.7573 | 0 | 378361 | 0 | 0 | 0 | 879444.2832 | 0 | 426.5986 | 0 | 0 | 0 | 0 | 0 | 0 | 0 | 1058157.6598 | 0 | 0 | 0 | 0 | -245556.2427 | 0 | 0 | 0 | 0 | 0 | 0 | 0 | 0 | 0 | 0 | 0 | 0 | 0
2016-03-05 09:00 | 0 | 0 | 0 | 0 | 487547.9068 | 0 | 378804 | 0 | 0 | 0 | 987974.8907 | 0 | 639.8979 | 0 | 0 | 0 | 0 | 0 | 0 | 0 | 1058153.4271 | 0 | 0 | 0 | 0 | 108530.6075 | 0 | 213.2993 | 0 | 0 | 0 | 0 | 0 | 0 | 0 | 0 | 0 | 0 | 0
2016-03-05 10:00 | 0 | 0 | 0 | 0 | 138065.7573 | 0 | 383622 | 0 | 0 | 0 | 742418.648 | 0 | 639.8979 | 0 | 0 | 0 | 0 | 0 | 0 | 0 | 1058149.1945 | 0 | 0 | 0 | 0 | -245556.2427 | 0 | 0 | 0 | 0 | 0 | 0 | 0 | 0 | 0 | 0 | 0 | 0 | 0
2016-03-05 11:00 | 0 | 0 | 0 | 0 | 492061.9933 | 0 | 394733 | 0 | 0 | 0 | 839534.342 | 0 | 853.1972 | 0 | 0 | 0 | 0 | 0 | 0 | 0 | 1058144.9619 | 0 | 0 | 0 | 0 | 97115.694 | 0 | 213.2993 | 0 | 0 | 0 | 0 | 0 | 0 | 0 | 0 | 0 | 0 | 0
2016-03-05 12:00 | 0 | 0 | 0 | 0 | 162210.7573 | 0 | 407767 | 0 | 0 | 0 | 593978.0993 | 0 | 853.1972 | 0 | 0 | 0 | 0 | 0 | 0 | 0 | 1058140.7293 | 0 | 0 | 0 | 0 | -245556.2427 | 0 | 0 | 0 | 0 | 0 | 0 | 0 | 0 | 0 | 0 | 0 | 0 | 0
2016-03-05 13:00 | 0 | 0 | 0 | 0 | 414156.6349 | 21306.0652 | 417596 | 0 | 0 | 0 | 611631.5001 | 0 | 1066.4965 | 0 | 0 | 0 | 0 | 0 | 0 | 0 | 1058136.4968 | 0 | 0 | 0 | 0 | 17653.4008 | 0 | 213.2993 | 0 | 0 | 0 | 0 | 0 | 0 | 0 | 0 | 0 | 0 | 0
2016-03-05 14:00 | 0 | 0 | 0 | 0 | 0 | 238992.2954 | 421215 | 0 | 0 | 0 | 429408.7955 | 0 | 1066.4965 | 0 | 0 | 0 | 0 | 0 | 0 | 0 | 1058132.2642 | 0 | 0 | 0 | 0 | -182222.7046 | 0 | 0 | 0 | 0 | 0 | 0 | 0 | 0 | 0 | 0 | 0 | 0 | 0
2016-03-05 15:00 | 0 | 0 | 0 | 0 | 0 | 456600.2305 | 420620 | 0 | 0 | 0 | 457767.4683 | 0 | 1066.4965 | 7621.5577 | 0 | 0 | 0 | 0 | 0 | 0 | 1058128.0317 | 0 | 0 | 0 | 0 | 28358.6728 | 0 | 0 | 0 | 7621.5577 | 0 | 0 | 0 | 0 | 0 | 0 | 0 | 0 | 0
2016-03-05 16:00 | 0 | 0 | 0 | 0 | 80313.8277 | 573741.8573 | 416121 | 0 | 0 | 0 | 703323.711 | 0 | 1066.4965 | 0 | 0 | 0 | 0 | 0 | 0 | 0 | 1058123.7992 | 0 | 0 | 0 | 0 | 245556.2427 | 0 | 0 | 0 | -7621.5577 | 0 | 0 | 0 | 0 | 0 | 0 | 0 | 0 | 0
2016-03-05 17:00 | 0 | 0 | 0 | 0 | 0 | 615776.937 | 411893 | 0 | 0 | 0 | 907207.648 | 0 | 1066.4965 | 0 | 0 | 0 | 0 | 0 | 0 | 0 | 1058119.5667 | 0 | 0 | 0 | 0 | 203883.937 | 0 | 0 | 0 | 0 | 0 | 0 | 0 | 0 | 0 | 0 | 0 | 0 | 0
2016-03-05 18:00 | 0 | 0 | 0 | 0 | 0 | 611144.7376 | 407135 | 0 | 0 | 0 | 1111217.3856 | 0 | 1066.4965 | 0 | 0 | 0 | 0 | 0 | 0 | 0 | 1058115.3342 | 0 | 0 | 0 | 0 | 204009.7376 | 0 | 0 | 0 | 0 | 0 | 0 | 0 | 0 | 0 | 0 | 0 | 0 | 0
2016-03-05 19:00 | 0 | 0 | 0 | 0 | 0 | 602577.4627 | 404596 | 0 | 0 | 0 | 1309198.8482 | 0 | 1066.4965 | 0 | 0 | 0 | 0 | 0 | 0 | 0 | 1058111.1018 | 0 | 0 | 0 | 0 | 197981.4627 | 0 | 0 | 0 | 0 | 0 | 0 | 0 | 0 | 0 | 0 | 0 | 0 | 0
2016-03-05 20:00 | 0 | 0 | 0 | 0 | 54471.8917 | 593828.351 | 402744 | 0 | 0 | 0 | 1554755.0909 | 0 | 1066.4965 | 0 | 0 | 0 | 0 | 0 | 0 | 0 | 1058106.8693 | 0 | 0 | 0 | 0 | 245556.2427 | 0 | 0 | 0 | 0 | 0 | 0 | 0 | 0 | 0 | 0 | 0 | 0 | 0
2016-03-05 21:00 | 0 | 0 | 0 | 0 | 0 | 561958.9067 | 403627 | 0 | 0 | 0 | 1713086.9976 | 0 | 1066.4965 | 0 | 0 | 0 | 0 | 0 | 0 | 0 | 1058102.6369 | 0 | 0 | 0 | 0 | 158331.9067 | 0 | 0 | 0 | 0 | 0 | 0 | 0 | 0 | 0 | 0 | 0 | 0 | 0
2016-03-05 22:00 | 0 | 0 | 0 | 0 | 0 | 487853.3076 | 407156 | 0 | 0 | 0 | 1793784.3052 | 0 | 1066.4965 | 0 | 0 | 0 | 0 | 0 | 0 | 0 | 1058098.4045 | 0 | 0 | 0 | 0 | 80697.3076 | 0 | 0 | 0 | 0 | 0 | 0 | 0 | 0 | 0 | 0 | 0 | 0 | 0
2016-03-05 23:00 | 0 | 0 | 0 | 0 | 0 | 342295.3936 | 417186 | 0 | 0 | 0 | 1718893.6988 | 0 | 1066.4965 | 0 | 0 | 0 | 0 | 0 | 0 | 0 | 1058094.1721 | 0 | 0 | 0 | 0 | -74890.6064 | 0 | 0 | 0 | 0 | 0 | 0 | 0 | 0 | 0 | 0 | 0 | 0 | 0
2016-03-06 | 0 | 0 | 0 | 0 | 74568.024 | 106856.7334 | 426981 | 0 | 0 | 0 | 1473337.4561 | 0 | 1066.4965 | 0 | 0 | 0 | 0 | 0 | 0 | 0 | 1058089.9397 | 0 | 0 | 0 | 0 | -245556.2427 | 0 | 0 | 0 | 0 | 0 | 0 | 0 | 0 | 0 | 0 | 0 | 0 | 0
2016-03-06 01:00 | 0 | 0 | 0 | 0 | 182568.7962 | 432.9612 | 428558 | 0 | 0 | 0 | 1227781.2134 | 0 | 1066.4965 | 0 | 0 | 0 | 0 | 0 | 0 | 0 | 1058085.7073 | 0 | 0 | 0 | 0 | -245556.2427 | 0 | 0 | 0 | 0 | 0 | 0 | 0 | 0 | 0 | 0 | 0 | 0 | 0
2016-03-06 02:00 | 0 | 0 | 0 | 0 | 177900.7573 | 0 | 423457 | 0 | 0 | 0 | 982224.9707 | 0 | 1066.4965 | 0 | 0 | 0 | 0 | 0 | 0 | 0 | 1058081.475 | 0 | 0 | 0 | 0 | -245556.2427 | 0 | 0 | 0 | 0 | 0 | 0 | 0 | 0 | 0 | 0 | 0 | 0 | 0
2016-03-06 03:00 | 0 | 0 | 0 | 0 | 165990.7573 | 0 | 411547 | 0 | 0 | 0 | 736668.7281 | 0 | 1066.4965 | 0 | 0 | 0 | 0 | 0 | 0 | 0 | 1058077.2427 | 0 | 0 | 0 | 0 | -245556.2427 | 0 | 0 | 0 | 0 | 0 | 0 | 0 | 0 | 0 | 0 | 0 | 0 | 0
2016-03-06 04:00 | 0 | 0 | 0 | 0 | 149290.7573 | 0 | 394847 | 0 | 0 | 0 | 491112.4854 | 0 | 1066.4965 | 0 | 0 | 0 | 0 | 0 | 0 | 0 | 1058073.0104 | 0 | 0 | 0 | 0 | -245556.2427 | 0 | 0 | 0 | 0 | 0 | 0 | 0 | 0 | 0 | 0 | 0 | 0 | 0
2016-03-06 05:00 | 0 | 0 | 0 | 0 | 623893.2427 | 0 | 378337 | 0 | 0 | 0 | 736668.7281 | 0 | 1066.4965 | 0 | 0 | 0 | 0 | 0 | 0 | 0 | 1058068.7781 | 0 | 0 | 0 | 0 | 245556.2427 | 0 | 0 | 0 | 0 | 0 | 0 | 0 | 0 | 0 | 0 | 0 | 0 | 0
2016-03-06 06:00 | 0 | 0 | 0 | 0 | 121247.7573 | 0 | 366804 | 0 | 0 | 0 | 491112.4854 | 0 | 1066.4965 | 0 | 0 | 0 | 0 | 0 | 0 | 0 | 1058064.5458 | 0 | 0 | 0 | 0 | -245556.2427 | 0 | 0 | 0 | 0 | 0 | 0 | 0 | 0 | 0 | 0 | 0 | 0 | 0
2016-03-06 07:00 | 0 | 0 | 0 | 0 | 605729.2427 | 0 | 360173 | 0 | 0 | 0 | 736668.7281 | 0 | 1066.4965 | 0 | 0 | 0 | 0 | 0 | 0 | 0 | 1058060.3135 | 0 | 0 | 0 | 0 | 245556.2427 | 0 | 0 | 0 | 0 | 0 | 0 | 0 | 0 | 0 | 0 | 0 | 0 | 0
2016-03-06 08:00 | 0 | 0 | 0 | 0 | 110854.7573 | 0 | 356411 | 0 | 0 | 0 | 491112.4854 | 0 | 1066.4965 | 0 | 0 | 0 | 0 | 0 | 0 | 0 | 1058056.0813 | 0 | 0 | 0 | 0 | -245556.2427 | 0 | 0 | 0 | 0 | 0 | 0 | 0 | 0 | 0 | 0 | 0 | 0 | 0
2016-03-06 09:00 | 0 | 0 | 0 | 0 | 110858.7573 | 0 | 356415 | 0 | 0 | 0 | 245556.2427 | 0 | 1066.4965 | 0 | 0 | 0 | 0 | 0 | 0 | 0 | 1058051.8491 | 0 | 0 | 0 | 0 | -245556.2427 | 0 | 0 | 0 | 0 | 0 | 0 | 0 | 0 | 0 | 0 | 0 | 0 | 0
2016-03-06 10:00 | 0 | 0 | 0 | 0 | 113491.7573 | 0 | 359048 | 0 | 0 | 0 | 0 | 0 | 1066.4965 | 0 | 0 | 0 | 0 | 0 | 0 | 0 | 1058047.6169 | 0 | 0 | 0 | 0 | -245556.2427 | 0 | 0 | 0 | 0 | 0 | 0 | 0 | 0 | 0 | 0 | 0 | 0 | 0
2016-03-06 11:00 | 0 | 0 | 0 | 0 | 612202.2427 | 0 | 366646 | 0 | 0 | 0 | 245556.2427 | 0 | 1066.4965 | 0 | 0 | 0 | 0 | 0 | 0 | 0 | 1058043.3847 | 0 | 0 | 0 | 0 | 245556.2427 | 0 | 0 | 0 | 0 | 0 | 0 | 0 | 0 | 0 | 0 | 0 | 0 | 0
2016-03-06 12:00 | 0 | 0 | 0 | 0 | 132043.7573 | 0 | 377600 | 0 | 0 | 0 | 0 | 0 | 1066.4965 | 0 | 0 | 0 | 0 | 0 | 0 | 0 | 1058039.1525 | 0 | 0 | 0 | 0 | -245556.2427 | 0 | 0 | 0 | 0 | 0 | 0 | 0 | 0 | 0 | 0 | 0 | 0 | 0
2016-03-06 13:00 | 0 | 0 | 0 | 0 | 620759.7461 | 12415.4966 | 387619 | 0 | 0 | 0 | 245556.2427 | 0 | 1066.4965 | 0 | 0 | 0 | 0 | 0 | 0 | 0 | 1058034.9204 | 0 | 0 | 0 | 0 | 245556.2427 | 0 | 0 | 0 | 0 | 0 | 0 | 0 | 0 | 0 | 0 | 0 | 0 | 0
2016-03-06 14:00 | 0 | 0 | 0 | 0 | 0 | 220363.7222 | 393836 | 0 | 0 | 0 | 72083.9648 | 0 | 1066.4965 | 0 | 0 | 0 | 0 | 0 | 0 | 0 | 1058030.6882 | 0 | 0 | 0 | 0 | -173472.2778 | 0 | 0 | 0 | 0 | 0 | 0 | 0 | 0 | 0 | 0 | 0 | 0 | 0
2016-03-06 15:00 | 0 | 0 | 0 | 0 | 0 | 442358.3383 | 394051 | 0 | 0 | 0 | 112769.7454 | 0 | 1066.4965 | 7621.5577 | 0 | 0 | 0 | 0 | 0 | 0 | 1058026.4561 | 0 | 0 | 0 | 0 | 40685.7806 | 0 | 0 | 0 | 7621.5577 | 0 | 0 | 0 | 0 | 0 | 0 | 0 | 0 | 0
2016-03-06 16:00 | 0 | 0 | 0 | 0 | 79158.6157 | 550303.0693 | 391527 | 0 | 0 | 0 | 358325.9881 | 0 | 1066.4965 | 0 | 0 | 0 | 0 | 0 | 0 | 0 | 1058022.224 | 0 | 0 | 0 | 0 | 245556.2427 | 0 | 0 | 0 | -7621.5577 | 0 | 0 | 0 | 0 | 0 | 0 | 0 | 0 | 0
2016-03-06 17:00 | 0 | 0 | 0 | 0 | 43214.7686 | 592018.4741 | 389677 | 0 | 0 | 0 | 603882.2308 | 0 | 1066.4965 | 0 | 0 | 0 | 0 | 0 | 0 | 0 | 1058017.9919 | 0 | 0 | 0 | 0 | 245556.2427 | 0 | 0 | 0 | 0 | 0 | 0 | 0 | 0 | 0 | 0 | 0 | 0 | 0
2016-03-06 18:00 | 0 | 0 | 0 | 0 | 0 | 588802.4328 | 387230 | 0 | 0 | 0 | 805454.6636 | 0 | 1066.4965 | 0 | 0 | 0 | 0 | 0 | 0 | 0 | 1058013.7598 | 0 | 0 | 0 | 0 | 201572.4328 | 0 | 0 | 0 | 0 | 0 | 0 | 0 | 0 | 0 | 0 | 0 | 0 | 0
2016-03-06 19:00 | 0 | 0 | 0 | 0 | 0 | 579090.6945 | 385165 | 0 | 0 | 0 | 999380.3582 | 0 | 1066.4965 | 0 | 0 | 0 | 0 | 0 | 0 | 0 | 1058009.5278 | 0 | 0 | 0 | 0 | 193925.6945 | 0 | 0 | 0 | 0 | 0 | 0 | 0 | 0 | 0 | 0 | 0 | 0 | 0
2016-03-06 20:00 | 0 | 0 | 0 | 0 | 0 | 571274.768 | 383511 | 0 | 0 | 0 | 1187144.1262 | 0 | 1066.4965 | 0 | 0 | 0 | 0 | 0 | 0 | 0 | 1058005.2957 | 0 | 0 | 0 | 0 | 187763.768 | 0 | 0 | 0 | 0 | 0 | 0 | 0 | 0 | 0 | 0 | 0 | 0 | 0
2016-03-06 21:00 | 0 | 0 | 0 | 0 | 82243.9592 | 549456.2835 | 386144 | 0 | 0 | 0 | 1432700.3689 | 0 | 1066.4965 | 0 | 0 | 0 | 0 | 0 | 0 | 0 | 1058001.0637 | 0 | 0 | 0 | 0 | 245556.2427 | 0 | 0 | 0 | 0 | 0 | 0 | 0 | 0 | 0 | 0 | 0 | 0 | 0
2016-03-06 22:00 | 0 | 0 | 0 | 0 | 0 | 495808.9341 | 392608 | 0 | 0 | 0 | 1535901.303 | 0 | 1066.4965 | 0 | 0 | 0 | 0 | 0 | 0 | 0 | 1057996.8317 | 0 | 0 | 0 | 0 | 103200.9341 | 0 | 0 | 0 | 0 | 0 | 0 | 0 | 0 | 0 | 0 | 0 | 0 | 0
2016-03-06 23:00 | 0 | 0 | 0 | 0 | 0 | 380725.9734 | 408579 | 0 | 0 | 0 | 1508048.2764 | 0 | 1066.4965 | 0 | 0 | 0 | 0 | 0 | 0 | 0 | 1057992.5997 | 0 | 0 | 0 | 0 | -27853.0266 | 0 | 0 | 0 | 0 | 0 | 0 | 0 | 0 | 0 | 0 | 0 | 0 | 0
2016-03-07 | 0 | 0 | 0 | 0 | 18192.3081 | 162676.4492 | 426425 | 0 | 0 | 0 | 1262492.0337 | 0 | 1066.4965 | 0 | 0 | 0 | 0 | 0 | 0 | 0 | 1057988.3677 | 0 | 0 | 0 | 0 | -245556.2427 | 0 | 0 | 0 | 0 | 0 | 0 | 0 | 0 | 0 | 0 | 0 | 0 | 0
2016-03-07 01:00 | 0 | 0 | 0 | 0 | 422445.9057 | 1029.336 | 431649 | 0 | 0 | 0 | 1254318.2755 | 0 | 1066.4965 | 0 | 0 | 0 | 0 | 0 | 0 | 0 | 1057984.1358 | 0 | 0 | 0 | 0 | -8173.7583 | 0 | 0 | 0 | 0 | 0 | 0 | 0 | 0 | 0 | 0 | 0 | 0 | 0
2016-03-07 02:00 | 0 | 0 | 0 | 0 | 178878.7573 | 0 | 424435 | 0 | 0 | 0 | 1008762.0328 | 0 | 1066.4965 | 0 | 0 | 0 | 0 | 0 | 0 | 0 | 1057979.9039 | 0 | 0 | 0 | 0 | -245556.2427 | 0 | 0 | 0 | 0 | 0 | 0 | 0 | 0 | 0 | 0 | 0 | 0 | 0
2016-03-07 03:00 | 0 | 0 | 0 | 0 | 165131.7573 | 0 | 410688 | 0 | 0 | 0 | 763205.7901 | 0 | 1066.4965 | 0 | 0 | 0 | 0 | 0 | 0 | 0 | 1057975.6719 | 0 | 0 | 0 | 0 | -245556.2427 | 0 | 0 | 0 | 0 | 0 | 0 | 0 | 0 | 0 | 0 | 0 | 0 | 0
2016-03-07 04:00 | 0 | 0 | 0 | 0 | 146174.7573 | 0 | 391731 | 0 | 0 | 0 | 517649.5474 | 0 | 1066.4965 | 0 | 0 | 0 | 0 | 0 | 0 | 0 | 1057971.44 | 0 | 0 | 0 | 0 | -245556.2427 | 0 | 0 | 0 | 0 | 0 | 0 | 0 | 0 | 0 | 0 | 0 | 0 | 0
2016-03-07 05:00 | 0 | 0 | 0 | 0 | 621904.2427 | 0 | 376348 | 0 | 0 | 0 | 763205.7901 | 0 | 1066.4965 | 0 | 0 | 0 | 0 | 0 | 0 | 0 | 1057967.2081 | 0 | 0 | 0 | 0 | 245556.2427 | 0 | 0 | 0 | 0 | 0 | 0 | 0 | 0 | 0 | 0 | 0 | 0 | 0
2016-03-07 06:00 | 0 | 0 | 0 | 0 | 120603.7573 | 0 | 366160 | 0 | 0 | 0 | 517649.5474 | 0 | 1066.4965 | 0 | 0 | 0 | 0 | 0 | 0 | 0 | 1057962.9763 | 0 | 0 | 0 | 0 | -245556.2427 | 0 | 0 | 0 | 0 | 0 | 0 | 0 | 0 | 0 | 0 | 0 | 0 | 0
2016-03-07 07:00 | 0 | 0 | 0 | 0 | 605495.2427 | 0 | 359939 | 0 | 0 | 0 | 763205.7901 | 0 | 1066.4965 | 0 | 0 | 0 | 0 | 0 | 0 | 0 | 1057958.7444 | 0 | 0 | 0 | 0 | 245556.2427 | 0 | 0 | 0 | 0 | 0 | 0 | 0 | 0 | 0 | 0 | 0 | 0 | 0
2016-03-07 08:00 | 0 | 0 | 0 | 0 | 112403.7573 | 0 | 357960 | 0 | 0 | 0 | 517649.5474 | 0 | 1066.4965 | 0 | 0 | 0 | 0 | 0 | 0 | 0 | 1057954.5126 | 0 | 0 | 0 | 0 | -245556.2427 | 0 | 0 | 0 | 0 | 0 | 0 | 0 | 0 | 0 | 0 | 0 | 0 | 0
2016-03-07 09:00 | 0 | 0 | 0 | 0 | 115979.7573 | 0 | 361536 | 0 | 0 | 0 | 272093.3047 | 0 | 1066.4965 | 0 | 0 | 0 | 0 | 0 | 0 | 0 | 1057950.2808 | 0 | 0 | 0 | 0 | -245556.2427 | 0 | 0 | 0 | 0 | 0 | 0 | 0 | 0 | 0 | 0 | 0 | 0 | 0
2016-03-07 10:00 | 0 | 0 | 0 | 0 | 131154.7573 | 0 | 376711 | 0 | 0 | 0 | 26537.062 | 0 | 1066.4965 | 0 | 0 | 0 | 0 | 0 | 0 | 0 | 1057946.049 | 0 | 0 | 0 | 0 | -245556.2427 | 0 | 0 | 0 | 0 | 0 | 0 | 0 | 0 | 0 | 0 | 0 | 0 | 0
2016-03-07 11:00 | 0 | 0 | 0 | 0 | 653900.2427 | 0 | 408344 | 0 | 0 | 0 | 272093.3047 | 0 | 1066.4965 | 0 | 0 | 0 | 0 | 0 | 0 | 0 | 1057941.8172 | 0 | 0 | 0 | 0 | 245556.2427 | 0 | 0 | 0 | 0 | 0 | 0 | 0 | 0 | 0 | 0 | 0 | 0 | 0
2016-03-07 12:00 | 0 | 0 | 0 | 0 | 185894.7573 | 0 | 431451 | 0 | 0 | 0 | 26537.062 | 0 | 1066.4965 | 0 | 0 | 0 | 0 | 0 | 0 | 0 | 1057937.5854 | 0 | 0 | 0 | 0 | -245556.2427 | 0 | 0 | 0 | 0 | 0 | 0 | 0 | 0 | 0 | 0 | 0 | 0 | 0
2016-03-07 13:00 | 0 | 0 | 0 | 0 | 585174.8175 | 19323.0507 | 436012 | 0 | 0 | 0 | 195022.9302 | 0 | 1066.4965 | 0 | 0 | 0 | 0 | 0 | 0 | 0 | 1057933.3537 | 0 | 0 | 0 | 0 | 168485.8682 | 0 | 0 | 0 | 0 | 0 | 0 | 0 | 0 | 0 | 0 | 0 | 0 | 0
2016-03-07 14:00 | 0 | 0 | 0 | 0 | 0 | 304988.3845 | 435209 | 0 | 0 | 0 | 64802.3147 | 0 | 1066.4965 | 0 | 0 | 0 | 0 | 0 | 0 | 0 | 1057929.1219 | 0 | 0 | 0 | 0 | -130220.6155 | 0 | 0 | 0 | 0 | 0 | 0 | 0 | 0 | 0 | 0 | 0 | 0 | 0
2016-03-07 15:00 | 0 | 0 | 0 | 0 | 0 | 543144.3917 | 434992 | 0 | 0 | 0 | 172954.7064 | 0 | 1066.4965 | 0 | 0 | 0 | 0 | 0 | 0 | 0 | 1057924.8902 | 0 | 0 | 0 | 0 | 108152.3917 | 0 | 0 | 0 | 0 | 0 | 0 | 0 | 0 | 0 | 0 | 0 | 0 | 0
2016-03-07 16:00 | 0 | 0 | 0 | 0 | 0 | 601443.0296 | 433605 | 0 | 0 | 0 | 340792.736 | 0 | 1066.4965 | 0 | 0 | 0 | 0 | 0 | 0 | 0 | 1057920.6585 | 0 | 0 | 0 | 0 | 167838.0296 | 0 | 0 | 0 | 0 | 0 | 0 | 0 | 0 | 0 | 0 | 0 | 0 | 0
2016-03-07 17:00 | 0 | 0 | 0 | 0 | 58943.9344 | 616767.3083 | 430155 | 0 | 0 | 0 | 586348.9787 | 0 | 1066.4965 | 0 | 0 | 0 | 0 | 0 | 0 | 0 | 1057916.4268 | 0 | 0 | 0 | 0 | 245556.2427 | 0 | 0 | 0 | 0 | 0 | 0 | 0 | 0 | 0 | 0 | 0 | 0 | 0
2016-03-07 18:00 | 0 | 0 | 0 | 0 | 0 | 615726.1386 | 428360 | 0 | 0 | 0 | 773715.1172 | 0 | 1066.4965 | 0 | 0 | 0 | 0 | 0 | 0 | 0 | 1057912.1952 | 0 | 0 | 0 | 0 | 187366.1386 | 0 | 0 | 0 | 0 | 0 | 0 | 0 | 0 | 0 | 0 | 0 | 0 | 0
2016-03-07 19:00 | 0 | 0 | 0 | 0 | 66271.5748 | 605033.6679 | 425749 | 0 | 0 | 0 | 1019271.3599 | 0 | 1066.4965 | 0 | 0 | 0 | 0 | 0 | 0 | 0 | 1057907.9635 | 0 | 0 | 0 | 0 | 245556.2427 | 0 | 0 | 0 | 0 | 0 | 0 | 0 | 0 | 0 | 0 | 0 | 0 | 0
2016-03-07 20:00 | 0 | 0 | 0 | 0 | 0 | 591047.682 | 423283 | 0 | 0 | 0 | 1187036.0419 | 0 | 1066.4965 | 0 | 0 | 0 | 0 | 0 | 0 | 0 | 1057903.7319 | 0 | 0 | 0 | 0 | 167764.682 | 0 | 0 | 0 | 0 | 0 | 0 | 0 | 0 | 0 | 0 | 0 | 0 | 0
2016-03-07 21:00 | 0 | 0 | 0 | 0 | 109828.6852 | 558463.5575 | 422736 | 0 | 0 | 0 | 1432592.2846 | 0 | 1066.4965 | 0 | 0 | 0 | 0 | 0 | 0 | 0 | 1057899.5003 | 0 | 0 | 0 | 0 | 245556.2427 | 0 | 0 | 0 | 0 | 0 | 0 | 0 | 0 | 0 | 0 | 0 | 0 | 0
2016-03-07 22:00 | 0 | 0 | 0 | 0 | 0 | 488075.2288 | 425027 | 0 | 0 | 0 | 1495640.5134 | 0 | 1066.4965 | 0 | 0 | 0 | 0 | 0 | 0 | 0 | 1057895.2687 | 0 | 0 | 0 | 0 | 63048.2288 | 0 | 0 | 0 | 0 | 0 | 0 | 0 | 0 | 0 | 0 | 0 | 0 | 0
2016-03-07 23:00 | 0 | 0 | 0 | 0 | 0 | 336701.7455 | 436129 | 0 | 0 | 0 | 1396213.2589 | 0 | 1066.4965 | 0 | 0 | 0 | 0 | 0 | 0 | 0 | 1057891.0371 | 0 | 0 | 0 | 0 | -99427.2545 | 0 | 0 | 0 | 0 | 0 | 0 | 0 | 0 | 0 | 0 | 0 | 0 | 0
2016-03-08 | 0 | 0 | 0 | 0 | 113795.1929 | 89444.5644 | 448796 | 0 | 0 | 0 | 1150657.0162 | 0 | 1066.4965 | 0 | 0 | 0 | 0 | 0 | 0 | 0 | 1057886.8055 | 0 | 0 | 0 | 0 | -245556.2427 | 0 | 0 | 0 | 0 | 0 | 0 | 0 | 0 | 0 | 0 | 0 | 0 | 0
2016-03-08 01:00 | 0 | 0 | 0 | 0 | 691701.9857 | 1417.257 | 447563 | 0 | 0 | 0 | 1396213.2589 | 0 | 1066.4965 | 0 | 0 | 0 | 0 | 0 | 0 | 0 | 1057882.574 | 0 | 0 | 0 | 0 | 245556.2427 | 0 | 0 | 0 | 0 | 0 | 0 | 0 | 0 | 0 | 0 | 0 | 0 | 0
2016-03-08 02:00 | 0 | 0 | 0 | 0 | 191120.7573 | 0 | 436677 | 0 | 0 | 0 | 1150657.0162 | 0 | 1066.4965 | 0 | 0 | 0 | 0 | 0 | 0 | 0 | 1057878.3425 | 0 | 0 | 0 | 0 | -245556.2427 | 0 | 0 | 0 | 0 | 0 | 0 | 0 | 0 | 0 | 0 | 0 | 0 | 0
2016-03-08 03:00 | 0 | 0 | 0 | 0 | 172974.7573 | 0 | 418531 | 0 | 0 | 0 | 905100.7735 | 0 | 1066.4965 | 0 | 0 | 0 | 0 | 0 | 0 | 0 | 1057874.1109 | 0 | 0 | 0 | 0 | -245556.2427 | 0 | 0 | 0 | 0 | 0 | 0 | 0 | 0 | 0 | 0 | 0 | 0 | 0
2016-03-08 04:00 | 0 | 0 | 0 | 0 | 149910.7573 | 0 | 395467 | 0 | 0 | 0 | 659544.5308 | 0 | 1066.4965 | 0 | 0 | 0 | 0 | 0 | 0 | 0 | 1057869.8794 | 0 | 0 | 0 | 0 | -245556.2427 | 0 | 0 | 0 | 0 | 0 | 0 | 0 | 0 | 0 | 0 | 0 | 0 | 0
2016-03-08 05:00 | 0 | 0 | 0 | 0 | 619837.2427 | 0 | 374281 | 0 | 0 | 0 | 905100.7735 | 0 | 1066.4965 | 0 | 0 | 0 | 0 | 0 | 0 | 0 | 1057865.648 | 0 | 0 | 0 | 0 | 245556.2427 | 0 | 0 | 0 | 0 | 0 | 0 | 0 | 0 | 0 | 0 | 0 | 0 | 0
2016-03-08 06:00 | 0 | 0 | 0 | 0 | 113512.7573 | 0 | 359069 | 0 | 0 | 0 | 659544.5308 | 0 | 1066.4965 | 0 | 0 | 0 | 0 | 0 | 0 | 0 | 1057861.4165 | 0 | 0 | 0 | 0 | -245556.2427 | 0 | 0 | 0 | 0 | 0 | 0 | 0 | 0 | 0 | 0 | 0 | 0 | 0
2016-03-08 07:00 | 0 | 0 | 0 | 0 | 594701.2427 | 0 | 349145 | 0 | 0 | 0 | 905100.7735 | 0 | 1066.4965 | 0 | 0 | 0 | 0 | 0 | 0 | 0 | 1057857.1851 | 0 | 0 | 0 | 0 | 245556.2427 | 0 | 0 | 0 | 0 | 0 | 0 | 0 | 0 | 0 | 0 | 0 | 0 | 0
2016-03-08 08:00 | 0 | 0 | 0 | 0 | 98710.7573 | 0 | 344267 | 0 | 0 | 0 | 659544.5308 | 0 | 1066.4965 | 0 | 0 | 0 | 0 | 0 | 0 | 0 | 1057852.9536 | 0 | 0 | 0 | 0 | -245556.2427 | 0 | 0 | 0 | 0 | 0 | 0 | 0 | 0 | 0 | 0 | 0 | 0 | 0
2016-03-08 09:00 | 0 | 0 | 0 | 0 | 101367.7573 | 0 | 346924 | 0 | 0 | 0 | 413988.2881 | 0 | 1066.4965 | 0 | 0 | 0 | 0 | 0 | 0 | 0 | 1057848.7222 | 0 | 0 | 0 | 0 | -245556.2427 | 0 | 0 | 0 | 0 | 0 | 0 | 0 | 0 | 0 | 0 | 0 | 0 | 0
2016-03-08 10:00 | 0 | 0 | 0 | 0 | 113358.7573 | 0 | 358915 | 0 | 0 | 0 | 168432.0455 | 0 | 1066.4965 | 0 | 0 | 0 | 0 | 0 | 0 | 0 | 1057844.4908 | 0 | 0 | 0 | 0 | -245556.2427 | 0 | 0 | 0 | 0 | 0 | 0 | 0 | 0 | 0 | 0 | 0 | 0 | 0
2016-03-08 11:00 | 0 | 0 | 0 | 0 | 632986.2427 | 0 | 387430 | 0 | 0 | 0 | 413988.2881 | 0 | 1066.4965 | 0 | 0 | 0 | 0 | 0 | 0 | 0 | 1057840.2594 | 0 | 0 | 0 | 0 | 245556.2427 | 0 | 0 | 0 | 0 | 0 | 0 | 0 | 0 | 0 | 0 | 0 | 0 | 0
2016-03-08 12:00 | 0 | 0 | 0 | 0 | 165697.7573 | 0 | 411254 | 0 | 0 | 0 | 168432.0455 | 0 | 1066.4965 | 0 | 0 | 0 | 0 | 0 | 0 | 0 | 1057836.0281 | 0 | 0 | 0 | 0 | -245556.2427 | 0 | 0 | 0 | 0 | 0 | 0 | 0 | 0 | 0 | 0 | 0 | 0 | 0
2016-03-08 13:00 | 0 | 0 | 0 | 0 | 562455.9106 | 12711.2333 | 419161 | 0 | 0 | 0 | 324438.1893 | 0 | 1066.4965 | 0 | 0 | 0 | 0 | 0 | 0 | 0 | 1057831.7967 | 0 | 0 | 0 | 0 | 156006.1439 | 0 | 0 | 0 | 0 | 0 | 0 | 0 | 0 | 0 | 0 | 0 | 0 | 0
2016-03-08 14:00 | 0 | 0 | 0 | 0 | 385657.4901 | 283234.7525 | 423336 | 0 | 0 | 0 | 569994.432 | 0 | 1066.4965 | 0 | 0 | 0 | 0 | 0 | 0 | 0 | 1057827.5654 | 0 | 0 | 0 | 0 | 245556.2427 | 0 | 0 | 0 | 0 | 0 | 0 | 0 | 0 | 0 | 0 | 0 | 0 | 0
2016-03-08 15:00 | 0 | 0 | 0 | 0 | 0 | 645349.0421 | 425877 | 0 | 0 | 0 | 789466.4741 | 0 | 1066.4965 | 0 | 0 | 0 | 0 | 0 | 0 | 0 | 1057823.3341 | 0 | 0 | 0 | 0 | 219472.0421 | 0 | 0 | 0 | 0 | 0 | 0 | 0 | 0 | 0 | 0 | 0 | 0 | 0
2016-03-08 16:00 | 0 | 0 | 0 | 0 | 0 | 694275.559 | 426409 | 0 | 0 | 0 | 1035022.7168 | 0 | 1279.7958 | 0 | 0 | 0 | 0 | 0 | 0 | 0 | 1075496.7164 | 0 | 0 | 0 | 0 | 245556.2427 | 0 | 213.2993 | 0 | 0 | 0 | 0 | 0 | 0 | 0 | 0 | 22097.017 | 0 | 0
2016-03-08 17:00 | 0 | 0 | 0 | 0 | 0 | 700328.1168 | 424840 | 0 | 0 | 0 | 1280578.9594 | 0 | 1493.0951 | 7621.5577 | 0 | 0 | 0 | 0 | 0 | 0 | 1093170.0281 | 0 | 0 | 0 | 0 | 245556.2427 | 0 | 213.2993 | 0 | 7621.5577 | 0 | 0 | 0 | 0 | 0 | 0 | 22097.017 | 0 | 0
2016-03-08 18:00 | 0 | 0 | 0 | 0 | 0 | 685917.7394 | 424108 | 0 | 0 | 0 | 1526135.2021 | 0 | 1706.3944 | 7621.5577 | 0 | 0 | 0 | 0 | 0 | 0 | 1105997.8134 | 0 | 0 | 0 | 0 | 245556.2427 | 0 | 213.2993 | 0 | 0 | 0 | 0 | 0 | 0 | 0 | 0 | 16040.1974 | 0 | 0
2016-03-08 19:00 | 0 | 0 | 0 | 0 | 5200.1379 | 656592.547 | 423858 | 0 | 0 | 0 | 1771691.4448 | 0 | 1706.3944 | 0 | 0 | 0 | 0 | 0 | 0 | 0 | 1105993.3894 | 0 | 0 | 0 | 0 | 245556.2427 | 0 | 0 | 0 | -7621.5577 | 0 | 0 | 0 | 0 | 0 | 0 | 0 | 0 | 0
2016-03-08 20:00 | 0 | 0 | 0 | 0 | 0 | 639646.5853 | 422736 | 0 | 0 | 0 | 1988602.0301 | 0 | 1706.3944 | 0 | 0 | 0 | 0 | 0 | 0 | 0 | 1105988.9654 | 0 | 0 | 0 | 0 | 216910.5853 | 0 | 0 | 0 | 0 | 0 | 0 | 0 | 0 | 0 | 0 | 0 | 0 | 0
2016-03-08 21:00 | 0 | 0 | 0 | 0 | 56748.048 | 611592.1947 | 422784 | 0 | 0 | 0 | 2234158.2728 | 0 | 1706.3944 | 0 | 0 | 0 | 0 | 0 | 0 | 0 | 1105984.5414 | 0 | 0 | 0 | 0 | 245556.2427 | 0 | 0 | 0 | 0 | 0 | 0 | 0 | 0 | 0 | 0 | 0 | 0 | 0
2016-03-08 22:00 | 0 | 0 | 0 | 0 | 119194.0442 | 551175.1984 | 424813 | 0 | 0 | 0 | 2479714.5155 | 0 | 1706.3944 | 0 | 0 | 0 | 0 | 0 | 0 | 0 | 1105980.1175 | 0 | 0 | 0 | 0 | 245556.2427 | 0 | 0 | 0 | 0 | 0 | 0 | 0 | 0 | 0 | 0 | 0 | 0 | 0
2016-03-08 23:00 | 0 | 0 | 0 | 0 | 0 | 399570.1344 | 433883 | 0 | 0 | 0 | 2445401.6499 | 0 | 1706.3944 | 0 | 0 | 0 | 0 | 0 | 0 | 0 | 1105975.6936 | 0 | 0 | 0 | 0 | -34312.8656 | 0 | 0 | 0 | 0 | 0 | 0 | 0 | 0 | 0 | 0 | 0 | 0 | 0
2016-03-09 | 0 | 0 | 0 | 0 | 290170.112 | 138866.9389 | 446635 | 0 | 0 | 0 | 2427803.7007 | 0 | 1706.3944 | 0 | 0 | 0 | 0 | 0 | 0 | 0 | 1105971.2697 | 0 | 0 | 0 | 0 | -17597.9492 | 0 | 0 | 0 | 0 | 0 | 0 | 0 | 0 | 0 | 0 | 0 | 0 | 0
2016-03-09 01:00 | 0 | 0 | 0 | 0 | 198092.574 | 1458.1833 | 445107 | 0 | 0 | 0 | 2182247.458 | 0 | 1706.3944 | 0 | 0 | 0 | 0 | 0 | 0 | 0 | 1105966.8458 | 0 | 0 | 0 | 0 | -245556.2427 | 0 | 0 | 0 | 0 | 0 | 0 | 0 | 0 | 0 | 0 | 0 | 0 | 0
2016-03-09 02:00 | 0 | 0 | 0 | 0 | 299083.8112 | 0 | 432794 | 0 | 0 | 0 | 2048537.2693 | 0 | 1706.3944 | 0 | 0 | 0 | 0 | 0 | 0 | 0 | 1105962.4219 | 0 | 0 | 0 | 0 | -133710.1888 | 0 | 0 | 0 | 0 | 0 | 0 | 0 | 0 | 0 | 0 | 0 | 0 | 0
2016-03-09 03:00 | 0 | 0 | 0 | 0 | 279184.804 | 0 | 413765 | 0 | 0 | 0 | 1913957.0733 | 0 | 1706.3944 | 0 | 0 | 0 | 0 | 0 | 0 | 0 | 1105957.9981 | 0 | 0 | 0 | 0 | -134580.196 | 0 | 0 | 0 | 0 | 0 | 0 | 0 | 0 | 0 | 0 | 0 | 0 | 0
2016-03-09 04:00 | 0 | 0 | 0 | 0 | 254601.1883 | 0 | 389747 | 0 | 0 | 0 | 1778811.2616 | 0 | 1706.3944 | 0 | 0 | 0 | 0 | 0 | 0 | 0 | 1105953.5742 | 0 | 0 | 0 | 0 | -135145.8117 | 0 | 0 | 0 | 0 | 0 | 0 | 0 | 0 | 0 | 0 | 0 | 0 | 0
2016-03-09 05:00 | 0 | 0 | 0 | 0 | 122241.7573 | 0 | 367798 | 0 | 0 | 0 | 1533255.0189 | 0 | 1706.3944 | 0 | 0 | 0 | 0 | 0 | 0 | 0 | 1105949.1504 | 0 | 0 | 0 | 0 | -245556.2427 | 0 | 0 | 0 | 0 | 0 | 0 | 0 | 0 | 0 | 0 | 0 | 0 | 0
2016-03-09 06:00 | 0 | 0 | 0 | 0 | 105033.7573 | 0 | 350590 | 0 | 0 | 0 | 1287698.7763 | 0 | 1706.3944 | 0 | 0 | 0 | 0 | 0 | 0 | 0 | 1105944.7266 | 0 | 0 | 0 | 0 | -245556.2427 | 0 | 0 | 0 | 0 | 0 | 0 | 0 | 0 | 0 | 0 | 0 | 0 | 0
2016-03-09 07:00 | 0 | 0 | 0 | 0 | 243877.9631 | 0 | 339505 | 0 | 0 | 0 | 1192071.7394 | 0 | 1706.3944 | 0 | 0 | 0 | 0 | 0 | 0 | 0 | 1105940.3028 | 0 | 0 | 0 | 0 | -95627.0369 | 0 | 0 | 0 | 0 | 0 | 0 | 0 | 0 | 0 | 0 | 0 | 0 | 0
2016-03-09 08:00 | 0 | 0 | 0 | 0 | 88984.7573 | 0 | 334541 | 0 | 0 | 0 | 946515.4967 | 0 | 1706.3944 | 0 | 0 | 0 | 0 | 0 | 0 | 0 | 1105935.8791 | 0 | 0 | 0 | 0 | -245556.2427 | 0 | 0 | 0 | 0 | 0 | 0 | 0 | 0 | 0 | 0 | 0 | 0 | 0
2016-03-09 09:00 | 0 | 0 | 0 | 0 | 254833.5258 | 0 | 336101 | 0 | 0 | 0 | 865248.0225 | 0 | 1706.3944 | 0 | 0 | 0 | 0 | 0 | 0 | 0 | 1105931.4553 | 0 | 0 | 0 | 0 | -81267.4742 | 0 | 0 | 0 | 0 | 0 | 0 | 0 | 0 | 0 | 0 | 0 | 0 | 0
2016-03-09 10:00 | 0 | 0 | 0 | 0 | 242786.782 | 0 | 349279 | 0 | 0 | 0 | 758755.8045 | 0 | 1706.3944 | 0 | 0 | 0 | 0 | 0 | 0 | 0 | 1105927.0316 | 0 | 0 | 0 | 0 | -106492.218 | 0 | 0 | 0 | 0 | 0 | 0 | 0 | 0 | 0 | 0 | 0 | 0 | 0
2016-03-09 11:00 | 0 | 0 | 0 | 0 | 233991.8839 | 0 | 375362 | 0 | 0 | 0 | 617385.6884 | 0 | 1706.3944 | 0 | 0 | 0 | 0 | 0 | 0 | 0 | 1105922.6079 | 0 | 0 | 0 | 0 | -141370.1161 | 0 | 0 | 0 | 0 | 0 | 0 | 0 | 0 | 0 | 0 | 0 | 0 | 0
2016-03-09 12:00 | 0 | 0 | 0 | 0 | 229647.4165 | 0 | 399305 | 0 | 0 | 0 | 447728.1049 | 0 | 1706.3944 | 0 | 0 | 0 | 0 | 0 | 0 | 0 | 1105918.1842 | 0 | 0 | 0 | 0 | -169657.5835 | 0 | 0 | 0 | 0 | 0 | 0 | 0 | 0 | 0 | 0 | 0 | 0 | 0
2016-03-09 13:00 | 0 | 0 | 0 | 0 | 199248.1053 | 11378.1502 | 409712 | 0 | 0 | 0 | 241020.8026 | 0 | 1706.3944 | 7621.5577 | 0 | 0 | 0 | 0 | 0 | 0 | 1105913.7605 | 0 | 0 | 0 | 0 | -206707.3023 | 0 | 0 | 0 | 7621.5577 | 0 | 0 | 0 | 0 | 0 | 0 | 0 | 0 | 0
2016-03-09 14:00 | 0 | 0 | 0 | 0 | 116863.0602 | 282150.8738 | 415738 | 0 | 0 | 0 | 231918.2944 | 0 | 1706.3944 | 0 | 0 | 0 | 0 | 0 | 0 | 0 | 1105909.3369 | 0 | 0 | 0 | 0 | -9102.5082 | 0 | 0 | 0 | -7621.5577 | 0 | 0 | 0 | 0 | 0 | 0 | 0 | 0 | 0
2016-03-09 15:00 | 0 | 0 | 0 | 0 | 82500.3124 | 583869.9302 | 420814 | 0 | 0 | 0 | 477474.5371 | 0 | 1706.3944 | 0 | 0 | 0 | 0 | 0 | 0 | 0 | 1105904.9133 | 0 | 0 | 0 | 0 | 245556.2427 | 0 | 0 | 0 | 0 | 0 | 0 | 0 | 0 | 0 | 0 | 0 | 0 | 0
2016-03-09 16:00 | 0 | 0 | 0 | 0 | 0 | 681447.1493 | 423758 | 0 | 0 | 0 | 723030.7797 | 0 | 1919.6937 | 6811.0255 | 0 | 0 | 0 | 0 | 0 | 0 | 1109987.3551 | 0 | 0 | 0 | 0 | 245556.2427 | 0 | 213.2993 | 0 | 6811.0255 | 0 | 0 | 0 | 0 | 0 | 0 | 5108.5818 | 0 | 0
2016-03-09 17:00 | 0 | 0 | 0 | 0 | 0 | 692965.0913 | 424288 | 0 | 0 | 0 | 968587.0224 | 0 | 2132.993 | 7621.5577 | 0 | 0 | 0 | 0 | 0 | 0 | 1127660.5288 | 0 | 0 | 0 | 0 | 245556.2427 | 0 | 213.2993 | 0 | 810.5322 | 0 | 0 | 0 | 0 | 0 | 0 | 22097.017 | 0 | 0
2016-03-09 18:00 | 0 | 0 | 0 | 0 | 0 | 684581.4289 | 424566 | 0 | 0 | 0 | 1214143.2651 | 0 | 2346.2923 | 7621.5577 | 0 | 0 | 0 | 0 | 0 | 0 | 1139052.7276 | 0 | 0 | 0 | 0 | 245556.2427 | 0 | 213.2993 | 0 | 0 | 0 | 0 | 0 | 0 | 0 | 0 | 14245.8869 | 0 | 0
2016-03-09 19:00 | 0 | 0 | 0 | 0 | 0 | 677355.9015 | 424719 | 0 | 0 | 0 | 1459699.5078 | 0 | 2559.5916 | 7621.5577 | 0 | 0 | 0 | 0 | 0 | 0 | 1144542.059 | 0 | 0 | 0 | 0 | 245556.2427 | 0 | 213.2993 | 0 | 0 | 0 | 0 | 0 | 0 | 0 | 0 | 6867.3596 | 0 | 0
2016-03-09 20:00 | 0 | 0 | 0 | 0 | 0 | 685003.2589 | 423876 | 0 | 0 | 0 | 1705255.7505 | 0 | 2772.8909 | 7621.5577 | 0 | 0 | 0 | 0 | 0 | 0 | 1156823.6544 | 0 | 0 | 0 | 0 | 245556.2427 | 0 | 213.2993 | 0 | 0 | 0 | 0 | 0 | 0 | 0 | 0 | 15357.7169 | 0 | 0
2016-03-09 21:00 | 0 | 0 | 0 | 0 | 0 | 686097.2499 | 424493 | 0 | 0 | 0 | 1950811.9932 | 0 | 2986.1902 | 7621.5577 | 0 | 0 | 0 | 0 | 0 | 0 | 1169486.7935 | 0 | 0 | 0 | 0 | 245556.2427 | 0 | 213.2993 | 0 | 0 | 0 | 0 | 0 | 0 | 0 | 0 | 15834.7079 | 0 | 0
2016-03-09 22:00 | 0 | 0 | 0 | 0 | 0 | 648089.5674 | 426869 | 0 | 0 | 0 | 2179654.1182 | 0 | 2986.1902 | 0 | 0 | 0 | 0 | 0 | 0 | 0 | 1169482.1155 | 0 | 0 | 0 | 0 | 228842.1251 | 0 | 0 | 0 | -7621.5577 | 0 | 0 | 0 | 0 | 0 | 0 | 0 | 0 | 0
2016-03-09 23:00 | 0 | 0 | 0 | 0 | 0 | 490311.4745 | 436308 | 0 | 0 | 0 | 2233657.5927 | 0 | 2986.1902 | 0 | 0 | 0 | 0 | 0 | 0 | 0 | 1169477.4376 | 0 | 0 | 0 | 0 | 54003.4745 | 0 | 0 | 0 | 0 | 0 | 0 | 0 | 0 | 0 | 0 | 0 | 0 | 0
2016-03-10 | 0 | 0 | 0 | 0 | 51180.6078 | 149540.1495 | 446277 | 0 | 0 | 0 | 1988101.35 | 0 | 2986.1902 | 0 | 0 | 0 | 0 | 0 | 0 | 0 | 1169472.7597 | 0 | 0 | 0 | 0 | -245556.2427 | 0 | 0 | 0 | 0 | 0 | 0 | 0 | 0 | 0 | 0 | 0 | 0 | 0
2016-03-10 01:00 | 0 | 0 | 0 | 0 | 195415.0678 | 2339.6895 | 443311 | 0 | 0 | 0 | 1742545.1073 | 0 | 2986.1902 | 0 | 0 | 0 | 0 | 0 | 0 | 0 | 1169468.0818 | 0 | 0 | 0 | 0 | -245556.2427 | 0 | 0 | 0 | 0 | 0 | 0 | 0 | 0 | 0 | 0 | 0 | 0 | 0
2016-03-10 02:00 | 0 | 0 | 0 | 0 | 186245.7573 | 0 | 431802 | 0 | 0 | 0 | 1496988.8647 | 0 | 2986.1902 | 0 | 0 | 0 | 0 | 0 | 0 | 0 | 1169463.4039 | 0 | 0 | 0 | 0 | -245556.2427 | 0 | 0 | 0 | 0 | 0 | 0 | 0 | 0 | 0 | 0 | 0 | 0 | 0
2016-03-10 03:00 | 0 | 0 | 0 | 0 | 166860.7573 | 0 | 412417 | 0 | 0 | 0 | 1251432.622 | 0 | 2986.1902 | 0 | 0 | 0 | 0 | 0 | 0 | 0 | 1169458.7261 | 0 | 0 | 0 | 0 | -245556.2427 | 0 | 0 | 0 | 0 | 0 | 0 | 0 | 0 | 0 | 0 | 0 | 0 | 0
2016-03-10 04:00 | 0 | 0 | 0 | 0 | 248808.1782 | 0 | 387558 | 0 | 0 | 0 | 1112682.8001 | 0 | 2986.1902 | 0 | 0 | 0 | 0 | 0 | 0 | 0 | 1169454.0482 | 0 | 0 | 0 | 0 | -138749.8218 | 0 | 0 | 0 | 0 | 0 | 0 | 0 | 0 | 0 | 0 | 0 | 0 | 0
2016-03-10 05:00 | 0 | 0 | 0 | 0 | 119741.7573 | 0 | 365298 | 0 | 0 | 0 | 867126.5575 | 0 | 2986.1902 | 0 | 0 | 0 | 0 | 0 | 0 | 0 | 1169449.3704 | 0 | 0 | 0 | 0 | -245556.2427 | 0 | 0 | 0 | 0 | 0 | 0 | 0 | 0 | 0 | 0 | 0 | 0 | 0
2016-03-10 06:00 | 0 | 0 | 0 | 0 | 235290.7104 | 0 | 348775 | 0 | 0 | 0 | 753642.2678 | 0 | 2986.1902 | 0 | 0 | 0 | 0 | 0 | 0 | 0 | 1169444.6926 | 0 | 0 | 0 | 0 | -113484.2896 | 0 | 0 | 0 | 0 | 0 | 0 | 0 | 0 | 0 | 0 | 0 | 0 | 0
2016-03-10 07:00 | 0 | 0 | 0 | 0 | 247314.627 | 0 | 337334 | 0 | 0 | 0 | 663622.8948 | 0 | 2986.1902 | 0 | 0 | 0 | 0 | 0 | 0 | 0 | 1169440.0149 | 0 | 0 | 0 | 0 | -90019.373 | 0 | 0 | 0 | 0 | 0 | 0 | 0 | 0 | 0 | 0 | 0 | 0 | 0
2016-03-10 08:00 | 0 | 0 | 0 | 0 | 85918.7573 | 0 | 331475 | 0 | 0 | 0 | 418066.6521 | 0 | 2986.1902 | 0 | 0 | 0 | 0 | 0 | 0 | 0 | 1169435.3371 | 0 | 0 | 0 | 0 | -245556.2427 | 0 | 0 | 0 | 0 | 0 | 0 | 0 | 0 | 0 | 0 | 0 | 0 | 0
2016-03-10 09:00 | 0 | 0 | 0 | 0 | 297221.0216 | 0 | 332082 | 0 | 0 | 0 | 383205.6737 | 0 | 2986.1902 | 0 | 0 | 0 | 0 | 0 | 0 | 0 | 1169430.6593 | 0 | 0 | 0 | 0 | -34860.9784 | 0 | 0 | 0 | 0 | 0 | 0 | 0 | 0 | 0 | 0 | 0 | 0 | 0
2016-03-10 10:00 | 0 | 0 | 0 | 0 | 318524.4198 | 0 | 344103 | 0 | 0 | 0 | 357627.0935 | 0 | 2986.1902 | 0 | 0 | 0 | 0 | 0 | 0 | 0 | 1169425.9816 | 0 | 0 | 0 | 0 | -25578.5802 | 0 | 0 | 0 | 0 | 0 | 0 | 0 | 0 | 0 | 0 | 0 | 0 | 0
2016-03-10 11:00 | 0 | 0 | 0 | 0 | 122638.7573 | 0 | 368195 | 0 | 0 | 0 | 112070.8508 | 0 | 2986.1902 | 0 | 0 | 0 | 0 | 0 | 0 | 0 | 1169421.3039 | 0 | 0 | 0 | 0 | -245556.2427 | 0 | 0 | 0 | 0 | 0 | 0 | 0 | 0 | 0 | 0 | 0 | 0 | 0
2016-03-10 12:00 | 0 | 0 | 0 | 0 | 353994.4608 | 0 | 393405 | 0 | 0 | 0 | 72660.3116 | 0 | 2986.1902 | 0 | 0 | 0 | 0 | 0 | 0 | 0 | 1169416.6262 | 0 | 0 | 0 | 0 | -39410.5392 | 0 | 0 | 0 | 0 | 0 | 0 | 0 | 0 | 0 | 0 | 0 | 0 | 0
2016-03-10 13:00 | 0 | 0 | 0 | 0 | 314123.5781 | 20103.1103 | 406887 | 0 | 0 | 0 | 0 | 0 | 2986.1902 | 0 | 0 | 0 | 0 | 0 | 0 | 0 | 1169411.9486 | 0 | 0 | 0 | 0 | -72660.3116 | 0 | 0 | 0 | 0 | 0 | 0 | 0 | 0 | 0 | 0 | 0 | 0 | 0
2016-03-10 14:00 | 0 | 0 | 0 | 0 | 52764.6324 | 363665.3676 | 416430 | 0 | 0 | 0 | 0 | 0 | 2986.1902 | 0 | 0 | 0 | 0 | 0 | 0 | 0 | 1169407.2709 | 0 | 0 | 0 | 0 | 0 | 0 | 0 | 0 | 0 | 0 | 0 | 0 | 0 | 0 | 0 | 0 | 0 | 0
2016-03-10 15:00 | 0 | 0 | 0 | 0 | 0 | 691950.559 | 424084 | 0 | 0 | 0 | 245556.2427 | 0 | 3199.4894 | 0 | 0 | 0 | 0 | 0 | 0 | 0 | 1187080.2069 | 0 | 0 | 0 | 0 | 245556.2427 | 0 | 213.2993 | 0 | 0 | 0 | 0 | 0 | 0 | 0 | 0 | 22097.017 | 0 | 0
2016-03-10 16:00 | 0 | 0 | 0 | 0 | 0 | 695201.559 | 427335 | 0 | 0 | 0 | 491112.4854 | 0 | 3412.7887 | 0 | 0 | 0 | 0 | 0 | 0 | 0 | 1204753.0722 | 0 | 0 | 0 | 0 | 245556.2427 | 0 | 213.2993 | 0 | 0 | 0 | 0 | 0 | 0 | 0 | 0 | 22097.017 | 0 | 0
2016-03-10 17:00 | 0 | 0 | 0 | 0 | 0 | 696732.559 | 428866 | 0 | 0 | 0 | 736668.7281 | 0 | 3626.088 | 0 | 0 | 0 | 0 | 0 | 0 | 0 | 1222425.8669 | 0 | 0 | 0 | 0 | 245556.2427 | 0 | 213.2993 | 0 | 0 | 0 | 0 | 0 | 0 | 0 | 0 | 22097.017 | 0 | 0
2016-03-10 18:00 | 0 | 0 | 0 | 0 | 0 | 698438.559 | 430572 | 0 | 0 | 0 | 982224.9707 | 0 | 3839.3873 | 0 | 0 | 0 | 0 | 0 | 0 | 0 | 1240098.5908 | 0 | 0 | 0 | 0 | 245556.2427 | 0 | 213.2993 | 0 | 0 | 0 | 0 | 0 | 0 | 0 | 0 | 22097.017 | 0 | 0
2016-03-10 19:00 | 0 | 0 | 0 | 0 | 0 | 699567.559 | 431701 | 0 | 0 | 0 | 1227781.2134 | 0 | 4052.6866 | 0 | 0 | 0 | 0 | 0 | 0 | 0 | 1257771.244 | 0 | 0 | 0 | 0 | 245556.2427 | 0 | 213.2993 | 0 | 0 | 0 | 0 | 0 | 0 | 0 | 0 | 22097.017 | 0 | 0
2016-03-10 20:00 | 0 | 0 | 0 | 0 | 0 | 700017.559 | 432151 | 0 | 0 | 0 | 1473337.4561 | 0 | 4265.9859 | 0 | 0 | 0 | 0 | 0 | 0 | 0 | 1275443.8266 | 0 | 0 | 0 | 0 | 245556.2427 | 0 | 213.2993 | 0 | 0 | 0 | 0 | 0 | 0 | 0 | 0 | 22097.017 | 0 | 0
2016-03-10 21:00 | 0 | 0 | 0 | 0 | 0 | 701280.8521 | 433016 | 0 | 0 | 0 | 1718893.6988 | 0 | 4479.2852 | 398.293 | 0 | 0 | 0 | 0 | 0 | 0 | 1293116.3385 | 0 | 0 | 0 | 0 | 245556.2427 | 0 | 213.2993 | 0 | 398.293 | 0 | 0 | 0 | 0 | 0 | 0 | 22097.017 | 0 | 0
2016-03-10 22:00 | 0 | 0 | 0 | 0 | 0 | 709724.8237 | 434635 | 0 | 0 | 0 | 1964449.9415 | 0 | 4692.5845 | 7621.5577 | 0 | 0 | 0 | 0 | 0 | 0 | 1310788.7796 | 0 | 0 | 0 | 0 | 245556.2427 | 0 | 213.2993 | 0 | 7223.2647 | 0 | 0 | 0 | 0 | 0 | 0 | 22097.017 | 0 | 0
2016-03-10 23:00 | 0 | 0 | 0 | 0 | 0 | 552133.8643 | 440543 | 0 | 0 | 0 | 2083662.3635 | 0 | 4692.5845 | 0 | 0 | 0 | 0 | 0 | 0 | 0 | 1310783.5365 | 0 | 0 | 0 | 0 | 119212.4221 | 0 | 0 | 0 | -7621.5577 | 0 | 0 | 0 | 0 | 0 | 0 | 0 | 0 | 0
2016-03-11 | 0 | 0 | 0 | 0 | 27289.1905 | 175723.5668 | 448569 | 0 | 0 | 0 | 1838106.1208 | 0 | 4692.5845 | 0 | 0 | 0 | 0 | 0 | 0 | 0 | 1310778.2933 | 0 | 0 | 0 | 0 | -245556.2427 | 0 | 0 | 0 | 0 | 0 | 0 | 0 | 0 | 0 | 0 | 0 | 0 | 0
2016-03-11 01:00 | 0 | 0 | 0 | 0 | 198611.0897 | 2842.6676 | 447010 | 0 | 0 | 0 | 1592549.8782 | 0 | 4692.5845 | 0 | 0 | 0 | 0 | 0 | 0 | 0 | 1310773.0502 | 0 | 0 | 0 | 0 | -245556.2427 | 0 | 0 | 0 | 0 | 0 | 0 | 0 | 0 | 0 | 0 | 0 | 0 | 0
2016-03-11 02:00 | 0 | 0 | 0 | 0 | 190698.7573 | 0 | 436255 | 0 | 0 | 0 | 1346993.6355 | 0 | 4692.5845 | 0 | 0 | 0 | 0 | 0 | 0 | 0 | 1310767.8071 | 0 | 0 | 0 | 0 | -245556.2427 | 0 | 0 | 0 | 0 | 0 | 0 | 0 | 0 | 0 | 0 | 0 | 0 | 0
2016-03-11 03:00 | 0 | 0 | 0 | 0 | 171453.7573 | 0 | 417010 | 0 | 0 | 0 | 1101437.3928 | 0 | 4692.5845 | 0 | 0 | 0 | 0 | 0 | 0 | 0 | 1310762.5641 | 0 | 0 | 0 | 0 | -245556.2427 | 0 | 0 | 0 | 0 | 0 | 0 | 0 | 0 | 0 | 0 | 0 | 0 | 0
2016-03-11 04:00 | 0 | 0 | 0 | 0 | 147139.7573 | 0 | 392696 | 0 | 0 | 0 | 855881.1501 | 0 | 4692.5845 | 0 | 0 | 0 | 0 | 0 | 0 | 0 | 1310757.321 | 0 | 0 | 0 | 0 | -245556.2427 | 0 | 0 | 0 | 0 | 0 | 0 | 0 | 0 | 0 | 0 | 0 | 0 | 0
2016-03-11 05:00 | 0 | 0 | 0 | 0 | 617142.2427 | 0 | 371586 | 0 | 0 | 0 | 1101437.3928 | 0 | 4692.5845 | 0 | 0 | 0 | 0 | 0 | 0 | 0 | 1310752.078 | 0 | 0 | 0 | 0 | 245556.2427 | 0 | 0 | 0 | 0 | 0 | 0 | 0 | 0 | 0 | 0 | 0 | 0 | 0
2016-03-11 06:00 | 0 | 0 | 0 | 0 | 109106.7573 | 0 | 354663 | 0 | 0 | 0 | 855881.1501 | 0 | 4692.5845 | 0 | 0 | 0 | 0 | 0 | 0 | 0 | 1310746.835 | 0 | 0 | 0 | 0 | -245556.2427 | 0 | 0 | 0 | 0 | 0 | 0 | 0 | 0 | 0 | 0 | 0 | 0 | 0
2016-03-11 07:00 | 0 | 0 | 0 | 0 | 588189.2427 | 0 | 342633 | 0 | 0 | 0 | 1101437.3928 | 0 | 4692.5845 | 0 | 0 | 0 | 0 | 0 | 0 | 0 | 1310741.592 | 0 | 0 | 0 | 0 | 245556.2427 | 0 | 0 | 0 | 0 | 0 | 0 | 0 | 0 | 0 | 0 | 0 | 0 | 0
2016-03-11 08:00 | 0 | 0 | 0 | 0 | 90575.7573 | 0 | 336132 | 0 | 0 | 0 | 855881.1501 | 0 | 4692.5845 | 0 | 0 | 0 | 0 | 0 | 0 | 0 | 1310736.349 | 0 | 0 | 0 | 0 | -245556.2427 | 0 | 0 | 0 | 0 | 0 | 0 | 0 | 0 | 0 | 0 | 0 | 0 | 0
2016-03-11 09:00 | 0 | 0 | 0 | 0 | 90521.7573 | 0 | 336078 | 0 | 0 | 0 | 610324.9074 | 0 | 4692.5845 | 0 | 0 | 0 | 0 | 0 | 0 | 0 | 1310731.1061 | 0 | 0 | 0 | 0 | -245556.2427 | 0 | 0 | 0 | 0 | 0 | 0 | 0 | 0 | 0 | 0 | 0 | 0 | 0
2016-03-11 10:00 | 0 | 0 | 0 | 0 | 99939.7573 | 0 | 345496 | 0 | 0 | 0 | 364768.6647 | 0 | 4692.5845 | 0 | 0 | 0 | 0 | 0 | 0 | 0 | 1310725.8632 | 0 | 0 | 0 | 0 | -245556.2427 | 0 | 0 | 0 | 0 | 0 | 0 | 0 | 0 | 0 | 0 | 0 | 0 | 0
2016-03-11 11:00 | 0 | 0 | 0 | 0 | 615808.2427 | 0 | 370252 | 0 | 0 | 0 | 610324.9074 | 0 | 4692.5845 | 0 | 0 | 0 | 0 | 0 | 0 | 0 | 1310720.6203 | 0 | 0 | 0 | 0 | 245556.2427 | 0 | 0 | 0 | 0 | 0 | 0 | 0 | 0 | 0 | 0 | 0 | 0 | 0
2016-03-11 12:00 | 0 | 0 | 0 | 0 | 149772.7573 | 0 | 395329 | 0 | 0 | 0 | 364768.6647 | 0 | 4692.5845 | 0 | 0 | 0 | 0 | 0 | 0 | 0 | 1310715.3774 | 0 | 0 | 0 | 0 | -245556.2427 | 0 | 0 | 0 | 0 | 0 | 0 | 0 | 0 | 0 | 0 | 0 | 0 | 0
2016-03-11 13:00 | 0 | 0 | 0 | 0 | 518317.7779 | 27212.1713 | 409015 | 0 | 0 | 0 | 501283.6139 | 0 | 4692.5845 | 0 | 0 | 0 | 0 | 0 | 0 | 0 | 1310710.1345 | 0 | 0 | 0 | 0 | 136514.9492 | 0 | 0 | 0 | 0 | 0 | 0 | 0 | 0 | 0 | 0 | 0 | 0 | 0
2016-03-11 14:00 | 0 | 0 | 0 | 0 | 0 | 348498.4064 | 417633 | 0 | 0 | 0 | 432149.0203 | 0 | 4692.5845 | 0 | 0 | 0 | 0 | 0 | 0 | 0 | 1310704.8917 | 0 | 0 | 0 | 0 | -69134.5936 | 0 | 0 | 0 | 0 | 0 | 0 | 0 | 0 | 0 | 0 | 0 | 0 | 0
2016-03-11 15:00 | 0 | 0 | 0 | 0 | 129819.6644 | 540410.5783 | 424674 | 0 | 0 | 0 | 677705.263 | 0 | 4692.5845 | 0 | 0 | 0 | 0 | 0 | 0 | 0 | 1310699.6488 | 0 | 0 | 0 | 0 | 245556.2427 | 0 | 0 | 0 | 0 | 0 | 0 | 0 | 0 | 0 | 0 | 0 | 0 | 0
2016-03-11 16:00 | 0 | 0 | 0 | 0 | 0 | 584507.4745 | 429006 | 0 | 0 | 0 | 833206.7375 | 0 | 4692.5845 | 0 | 0 | 0 | 0 | 0 | 0 | 0 | 1310694.406 | 0 | 0 | 0 | 0 | 155501.4745 | 0 | 0 | 0 | 0 | 0 | 0 | 0 | 0 | 0 | 0 | 0 | 0 | 0
2016-03-11 17:00 | 0 | 0 | 0 | 0 | 68420.8603 | 606788.3824 | 429653 | 0 | 0 | 0 | 1078762.9802 | 0 | 4692.5845 | 0 | 0 | 0 | 0 | 0 | 0 | 0 | 1310689.1633 | 0 | 0 | 0 | 0 | 245556.2427 | 0 | 0 | 0 | 0 | 0 | 0 | 0 | 0 | 0 | 0 | 0 | 0 | 0
2016-03-11 18:00 | 0 | 0 | 0 | 0 | 59609.2123 | 615718.0304 | 429771 | 0 | 0 | 0 | 1324319.2229 | 0 | 4692.5845 | 0 | 0 | 0 | 0 | 0 | 0 | 0 | 1310683.9205 | 0 | 0 | 0 | 0 | 245556.2427 | 0 | 0 | 0 | 0 | 0 | 0 | 0 | 0 | 0 | 0 | 0 | 0 | 0
2016-03-11 19:00 | 0 | 0 | 0 | 0 | 63124.6121 | 611544.6306 | 429113 | 0 | 0 | 0 | 1569875.4656 | 0 | 4692.5845 | 0 | 0 | 0 | 0 | 0 | 0 | 0 | 1310678.6778 | 0 | 0 | 0 | 0 | 245556.2427 | 0 | 0 | 0 | 0 | 0 | 0 | 0 | 0 | 0 | 0 | 0 | 0 | 0
2016-03-11 20:00 | 0 | 0 | 0 | 0 | 29198.9821 | 603025.4415 | 426720 | 0 | 0 | 0 | 1775379.8892 | 0 | 4692.5845 | 0 | 0 | 0 | 0 | 0 | 0 | 0 | 1310673.4351 | 0 | 0 | 0 | 0 | 205504.4236 | 0 | 0 | 0 | 0 | 0 | 0 | 0 | 0 | 0 | 0 | 0 | 0 | 0
2016-03-11 21:00 | 0 | 0 | 0 | 0 | 0 | 578272.0369 | 424934 | 0 | 0 | 0 | 1928717.9261 | 0 | 4692.5845 | 0 | 0 | 0 | 0 | 0 | 0 | 0 | 1310668.1924 | 0 | 0 | 0 | 0 | 153338.0369 | 0 | 0 | 0 | 0 | 0 | 0 | 0 | 0 | 0 | 0 | 0 | 0 | 0
2016-03-11 22:00 | 0 | 0 | 0 | 0 | 0 | 515528.1473 | 422823 | 0 | 0 | 0 | 2021423.0734 | 0 | 4692.5845 | 0 | 0 | 0 | 0 | 0 | 0 | 0 | 1310662.9497 | 0 | 0 | 0 | 0 | 92705.1473 | 0 | 0 | 0 | 0 | 0 | 0 | 0 | 0 | 0 | 0 | 0 | 0 | 0
2016-03-11 23:00 | 0 | 0 | 0 | 0 | 0 | 370579.4745 | 424991 | 0 | 0 | 0 | 1967011.5479 | 0 | 4692.5845 | 0 | 0 | 0 | 0 | 0 | 0 | 0 | 1310657.707 | 0 | 0 | 0 | 0 | -54411.5255 | 0 | 0 | 0 | 0 | 0 | 0 | 0 | 0 | 0 | 0 | 0 | 0 | 0
2016-03-12 | 0 | 0 | 0 | 0 | 75325.7027 | 109927.0546 | 430809 | 0 | 0 | 0 | 1721455.3052 | 0 | 4692.5845 | 0 | 0 | 0 | 0 | 0 | 0 | 0 | 1310652.4644 | 0 | 0 | 0 | 0 | -245556.2427 | 0 | 0 | 0 | 0 | 0 | 0 | 0 | 0 | 0 | 0 | 0 | 0 | 0
2016-03-12 01:00 | 0 | 0 | 0 | 0 | 180603.8874 | 2483.8699 | 428644 | 0 | 0 | 0 | 1475899.0626 | 0 | 4692.5845 | 0 | 0 | 0 | 0 | 0 | 0 | 0 | 1310647.2218 | 0 | 0 | 0 | 0 | -245556.2427 | 0 | 0 | 0 | 0 | 0 | 0 | 0 | 0 | 0 | 0 | 0 | 0 | 0
2016-03-12 02:00 | 0 | 0 | 0 | 0 | 172109.7573 | 0 | 417666 | 0 | 0 | 0 | 1230342.8199 | 0 | 4692.5845 | 0 | 0 | 0 | 0 | 0 | 0 | 0 | 1310641.9792 | 0 | 0 | 0 | 0 | -245556.2427 | 0 | 0 | 0 | 0 | 0 | 0 | 0 | 0 | 0 | 0 | 0 | 0 | 0
2016-03-12 03:00 | 0 | 0 | 0 | 0 | 159400.7573 | 0 | 404957 | 0 | 0 | 0 | 984786.5772 | 0 | 4692.5845 | 0 | 0 | 0 | 0 | 0 | 0 | 0 | 1310636.7366 | 0 | 0 | 0 | 0 | -245556.2427 | 0 | 0 | 0 | 0 | 0 | 0 | 0 | 0 | 0 | 0 | 0 | 0 | 0
2016-03-12 04:00 | 0 | 0 | 0 | 0 | 136607.7573 | 0 | 382164 | 0 | 0 | 0 | 739230.3345 | 0 | 4692.5845 | 0 | 0 | 0 | 0 | 0 | 0 | 0 | 1310631.4941 | 0 | 0 | 0 | 0 | -245556.2427 | 0 | 0 | 0 | 0 | 0 | 0 | 0 | 0 | 0 | 0 | 0 | 0 | 0
2016-03-12 05:00 | 0 | 0 | 0 | 0 | 610514.2427 | 0 | 364958 | 0 | 0 | 0 | 984786.5772 | 0 | 4692.5845 | 0 | 0 | 0 | 0 | 0 | 0 | 0 | 1310626.2516 | 0 | 0 | 0 | 0 | 245556.2427 | 0 | 0 | 0 | 0 | 0 | 0 | 0 | 0 | 0 | 0 | 0 | 0 | 0
2016-03-12 06:00 | 0 | 0 | 0 | 0 | 104774.7573 | 0 | 350331 | 0 | 0 | 0 | 739230.3345 | 0 | 4692.5845 | 0 | 0 | 0 | 0 | 0 | 0 | 0 | 1310621.0091 | 0 | 0 | 0 | 0 | -245556.2427 | 0 | 0 | 0 | 0 | 0 | 0 | 0 | 0 | 0 | 0 | 0 | 0 | 0
2016-03-12 07:00 | 0 | 0 | 0 | 0 | 92825.7573 | 0 | 338382 | 0 | 0 | 0 | 493674.0918 | 0 | 4692.5845 | 0 | 0 | 0 | 0 | 0 | 0 | 0 | 1310615.7666 | 0 | 0 | 0 | 0 | -245556.2427 | 0 | 0 | 0 | 0 | 0 | 0 | 0 | 0 | 0 | 0 | 0 | 0 | 0
2016-03-12 08:00 | 0 | 0 | 0 | 0 | 85858.7573 | 0 | 331415 | 0 | 0 | 0 | 248117.8491 | 0 | 4692.5845 | 0 | 0 | 0 | 0 | 0 | 0 | 0 | 1310610.5241 | 0 | 0 | 0 | 0 | -245556.2427 | 0 | 0 | 0 | 0 | 0 | 0 | 0 | 0 | 0 | 0 | 0 | 0 | 0
2016-03-12 09:00 | 0 | 0 | 0 | 0 | 502257.65 | 0 | 328871 | 0 | 0 | 0 | 421504.4991 | 0 | 4692.5845 | 0 | 0 | 0 | 0 | 0 | 0 | 0 | 1310605.2817 | 0 | 0 | 0 | 0 | 173386.65 | 0 | 0 | 0 | 0 | 0 | 0 | 0 | 0 | 0 | 0 | 0 | 0 | 0
2016-03-12 10:00 | 0 | 0 | 0 | 0 | 85624.7573 | 0 | 331181 | 0 | 0 | 0 | 175948.2564 | 0 | 4692.5845 | 0 | 0 | 0 | 0 | 0 | 0 | 0 | 1310600.0393 | 0 | 0 | 0 | 0 | -245556.2427 | 0 | 0 | 0 | 0 | 0 | 0 | 0 | 0 | 0 | 0 | 0 | 0 | 0
2016-03-12 11:00 | 0 | 0 | 0 | 0 | 449889.9727 | 0 | 337640 | 0 | 0 | 0 | 288198.2291 | 0 | 4692.5845 | 0 | 0 | 0 | 0 | 0 | 0 | 0 | 1310594.7969 | 0 | 0 | 0 | 0 | 112249.9727 | 0 | 0 | 0 | 0 | 0 | 0 | 0 | 0 | 0 | 0 | 0 | 0 | 0
2016-03-12 12:00 | 0 | 0 | 0 | 0 | 102745.7573 | 0 | 348302 | 0 | 0 | 0 | 42641.9864 | 0 | 4692.5845 | 0 | 0 | 0 | 0 | 0 | 0 | 0 | 1310589.5545 | 0 | 0 | 0 | 0 | -245556.2427 | 0 | 0 | 0 | 0 | 0 | 0 | 0 | 0 | 0 | 0 | 0 | 0 | 0
2016-03-12 13:00 | 0 | 0 | 0 | 0 | 358505.0685 | 22967.6685 | 362752 | 0 | 0 | 0 | 61362.7234 | 0 | 4692.5845 | 0 | 0 | 0 | 0 | 0 | 0 | 0 | 1310584.3121 | 0 | 0 | 0 | 0 | 18720.737 | 0 | 0 | 0 | 0 | 0 | 0 | 0 | 0 | 0 | 0 | 0 | 0 | 0
2016-03-12 14:00 | 0 | 0 | 0 | 0 | 0 | 316313.2766 | 377676 | 0 | 0 | 0 | 0 | 0 | 4692.5845 | 0 | 0 | 0 | 0 | 0 | 0 | 0 | 1310579.0698 | 0 | 0 | 0 | 0 | -61362.7234 | 0 | 0 | 0 | 0 | 0 | 0 | 0 | 0 | 0 | 0 | 0 | 0 | 0
2016-03-12 15:00 | 0 | 0 | 0 | 0 | 0 | 639337.1096 | 388255 | 0 | 0 | 0 | 245556.2427 | 0 | 4905.8838 | 0 | 0 | 0 | 0 | 0 | 0 | 0 | 1314823.8816 | 0 | 0 | 0 | 0 | 245556.2427 | 0 | 213.2993 | 0 | 0 | 0 | 0 | 0 | 0 | 0 | 0 | 5312.5676 | 0 | 0
2016-03-12 16:00 | 0 | 0 | 0 | 0 | 0 | 661341.559 | 393475 | 0 | 0 | 0 | 491112.4854 | 0 | 5119.1831 | 0 | 0 | 0 | 0 | 0 | 0 | 0 | 1332496.2359 | 0 | 0 | 0 | 0 | 245556.2427 | 0 | 213.2993 | 0 | 0 | 0 | 0 | 0 | 0 | 0 | 0 | 22097.017 | 0 | 0
2016-03-12 17:00 | 0 | 0 | 0 | 0 | 0 | 662324.559 | 394458 | 0 | 0 | 0 | 736668.7281 | 0 | 5332.4824 | 0 | 0 | 0 | 0 | 0 | 0 | 0 | 1350168.5196 | 0 | 0 | 0 | 0 | 245556.2427 | 0 | 213.2993 | 0 | 0 | 0 | 0 | 0 | 0 | 0 | 0 | 22097.017 | 0 | 0
2016-03-12 18:00 | 0 | 0 | 0 | 0 | 0 | 661254.559 | 393388 | 0 | 0 | 0 | 982224.9707 | 0 | 5545.7817 | 0 | 0 | 0 | 0 | 0 | 0 | 0 | 1367840.7325 | 0 | 0 | 0 | 0 | 245556.2427 | 0 | 213.2993 | 0 | 0 | 0 | 0 | 0 | 0 | 0 | 0 | 22097.017 | 0 | 0
2016-03-12 19:00 | 0 | 0 | 0 | 0 | 0 | 659231.559 | 391365 | 0 | 0 | 0 | 1227781.2134 | 0 | 5759.081 | 0 | 0 | 0 | 0 | 0 | 0 | 0 | 1385512.8748 | 0 | 0 | 0 | 0 | 245556.2427 | 0 | 213.2993 | 0 | 0 | 0 | 0 | 0 | 0 | 0 | 0 | 22097.017 | 0 | 0
2016-03-12 20:00 | 0 | 0 | 0 | 0 | 0 | 658251.559 | 390385 | 0 | 0 | 0 | 1473337.4561 | 0 | 5972.3803 | 0 | 0 | 0 | 0 | 0 | 0 | 0 | 1403184.9464 | 0 | 0 | 0 | 0 | 245556.2427 | 0 | 213.2993 | 0 | 0 | 0 | 0 | 0 | 0 | 0 | 0 | 22097.017 | 0 | 0
2016-03-12 21:00 | 0 | 0 | 0 | 0 | 0 | 658641.559 | 390775 | 0 | 0 | 0 | 1718893.6988 | 0 | 6185.6796 | 0 | 0 | 0 | 0 | 0 | 0 | 0 | 1420856.9473 | 0 | 0 | 0 | 0 | 245556.2427 | 0 | 213.2993 | 0 | 0 | 0 | 0 | 0 | 0 | 0 | 0 | 22097.017 | 0 | 0
2016-03-12 22:00 | 0 | 0 | 0 | 0 | 0 | 668220.1168 | 392732 | 0 | 0 | 0 | 1964449.9415 | 0 | 6398.9789 | 7621.5577 | 0 | 0 | 0 | 0 | 0 | 0 | 1438528.8775 | 0 | 0 | 0 | 0 | 245556.2427 | 0 | 213.2993 | 0 | 7621.5577 | 0 | 0 | 0 | 0 | 0 | 0 | 22097.017 | 0 | 0
2016-03-12 23:00 | 0 | 0 | 0 | 0 | 0 | 535435.8242 | 399719 | 0 | 0 | 0 | 2107788.3234 | 0 | 6398.9789 | 0 | 0 | 0 | 0 | 0 | 0 | 0 | 1438523.1234 | 0 | 0 | 0 | 0 | 143338.3819 | 0 | 0 | 0 | -7621.5577 | 0 | 0 | 0 | 0 | 0 | 0 | 0 | 0 | 0
2016-03-13 | 0 | 0 | 0 | 0 | 0 | 193192.741 | 407436 | 0 | 0 | 0 | 1893545.0645 | 0 | 6398.9789 | 0 | 0 | 0 | 0 | 0 | 0 | 0 | 1438517.3693 | 0 | 0 | 0 | 0 | -214243.259 | 0 | 0 | 0 | 0 | 0 | 0 | 0 | 0 | 0 | 0 | 0 | 0 | 0
2016-03-13 01:00 | 0 | 0 | 0 | 0 | 239312.6811 | 3679.5902 | 406516 | 0 | 0 | 0 | 1730021.3358 | 0 | 6398.9789 | 0 | 0 | 0 | 0 | 0 | 0 | 0 | 1438511.6152 | 0 | 0 | 0 | 0 | -163523.7287 | 0 | 0 | 0 | 0 | 0 | 0 | 0 | 0 | 0 | 0 | 0 | 0 | 0
2016-03-13 02:00 | 0 | 0 | 0 | 0 | 153319.7573 | 0 | 398876 | 0 | 0 | 0 | 1484465.0931 | 0 | 6398.9789 | 0 | 0 | 0 | 0 | 0 | 0 | 0 | 1438505.8612 | 0 | 0 | 0 | 0 | -245556.2427 | 0 | 0 | 0 | 0 | 0 | 0 | 0 | 0 | 0 | 0 | 0 | 0 | 0
2016-03-13 03:00 | 0 | 0 | 0 | 0 | 140734.7573 | 0 | 386291 | 0 | 0 | 0 | 1238908.8504 | 0 | 6398.9789 | 0 | 0 | 0 | 0 | 0 | 0 | 0 | 1438500.1072 | 0 | 0 | 0 | 0 | -245556.2427 | 0 | 0 | 0 | 0 | 0 | 0 | 0 | 0 | 0 | 0 | 0 | 0 | 0
2016-03-13 04:00 | 0 | 0 | 0 | 0 | 122832.7573 | 0 | 368389 | 0 | 0 | 0 | 993352.6077 | 0 | 6398.9789 | 0 | 0 | 0 | 0 | 0 | 0 | 0 | 1438494.3532 | 0 | 0 | 0 | 0 | -245556.2427 | 0 | 0 | 0 | 0 | 0 | 0 | 0 | 0 | 0 | 0 | 0 | 0 | 0
2016-03-13 05:00 | 0 | 0 | 0 | 0 | 596617.2427 | 0 | 351061 | 0 | 0 | 0 | 1238908.8504 | 0 | 6398.9789 | 0 | 0 | 0 | 0 | 0 | 0 | 0 | 1438488.5992 | 0 | 0 | 0 | 0 | 245556.2427 | 0 | 0 | 0 | 0 | 0 | 0 | 0 | 0 | 0 | 0 | 0 | 0 | 0
2016-03-13 06:00 | 0 | 0 | 0 | 0 | 91757.7573 | 0 | 337314 | 0 | 0 | 0 | 993352.6077 | 0 | 6398.9789 | 0 | 0 | 0 | 0 | 0 | 0 | 0 | 1438482.8452 | 0 | 0 | 0 | 0 | -245556.2427 | 0 | 0 | 0 | 0 | 0 | 0 | 0 | 0 | 0 | 0 | 0 | 0 | 0
2016-03-13 07:00 | 0 | 0 | 0 | 0 | 81584.7573 | 0 | 327141 | 0 | 0 | 0 | 747796.365 | 0 | 6398.9789 | 0 | 0 | 0 | 0 | 0 | 0 | 0 | 1438477.0913 | 0 | 0 | 0 | 0 | -245556.2427 | 0 | 0 | 0 | 0 | 0 | 0 | 0 | 0 | 0 | 0 | 0 | 0 | 0
2016-03-13 08:00 | 0 | 0 | 0 | 0 | 74958.7573 | 0 | 320515 | 0 | 0 | 0 | 502240.1223 | 0 | 6398.9789 | 0 | 0 | 0 | 0 | 0 | 0 | 0 | 1438471.3374 | 0 | 0 | 0 | 0 | -245556.2427 | 0 | 0 | 0 | 0 | 0 | 0 | 0 | 0 | 0 | 0 | 0 | 0 | 0
2016-03-13 09:00 | 0 | 0 | 0 | 0 | 564457.2427 | 0 | 318901 | 0 | 0 | 0 | 747796.365 | 0 | 6398.9789 | 0 | 0 | 0 | 0 | 0 | 0 | 0 | 1438465.5835 | 0 | 0 | 0 | 0 | 245556.2427 | 0 | 0 | 0 | 0 | 0 | 0 | 0 | 0 | 0 | 0 | 0 | 0 | 0
2016-03-13 10:00 | 0 | 0 | 0 | 0 | 76525.7573 | 0 | 322082 | 0 | 0 | 0 | 502240.1223 | 0 | 6398.9789 | 0 | 0 | 0 | 0 | 0 | 0 | 0 | 1438459.8296 | 0 | 0 | 0 | 0 | -245556.2427 | 0 | 0 | 0 | 0 | 0 | 0 | 0 | 0 | 0 | 0 | 0 | 0 | 0
2016-03-13 11:00 | 0 | 0 | 0 | 0 | 82341.7573 | 0 | 327898 | 0 | 0 | 0 | 256683.8797 | 0 | 6398.9789 | 0 | 0 | 0 | 0 | 0 | 0 | 0 | 1438454.0758 | 0 | 0 | 0 | 0 | -245556.2427 | 0 | 0 | 0 | 0 | 0 | 0 | 0 | 0 | 0 | 0 | 0 | 0 | 0
2016-03-13 12:00 | 0 | 0 | 0 | 0 | 91021.7573 | 0 | 336578 | 0 | 0 | 0 | 11127.637 | 0 | 6398.9789 | 0 | 0 | 0 | 0 | 0 | 0 | 0 | 1438448.322 | 0 | 0 | 0 | 0 | -245556.2427 | 0 | 0 | 0 | 0 | 0 | 0 | 0 | 0 | 0 | 0 | 0 | 0 | 0
2016-03-13 13:00 | 0 | 0 | 0 | 0 | 480698.5495 | 38469.266 | 349873 | 0 | 0 | 0 | 180422.4524 | 0 | 6398.9789 | 0 | 0 | 0 | 0 | 0 | 0 | 0 | 1438442.5682 | 0 | 0 | 0 | 0 | 169294.8155 | 0 | 0 | 0 | 0 | 0 | 0 | 0 | 0 | 0 | 0 | 0 | 0 | 0
2016-03-13 14:00 | 0 | 0 | 0 | 0 | 229119.4453 | 380739.7974 | 364303 | 0 | 0 | 0 | 425978.6951 | 0 | 6398.9789 | 0 | 0 | 0 | 0 | 0 | 0 | 0 | 1438436.8144 | 0 | 0 | 0 | 0 | 245556.2427 | 0 | 0 | 0 | 0 | 0 | 0 | 0 | 0 | 0 | 0 | 0 | 0 | 0
2016-03-13 15:00 | 0 | 0 | 0 | 0 | 0 | 635741.3642 | 374745 | 0 | 0 | 0 | 671534.9378 | 0 | 6612.2782 | 0 | 0 | 0 | 0 | 0 | 0 | 0 | 1450612.5185 | 0 | 0 | 0 | 0 | 245556.2427 | 0 | 213.2993 | 0 | 0 | 0 | 0 | 0 | 0 | 0 | 0 | 15226.8223 | 0 | 0
2016-03-13 16:00 | 0 | 0 | 0 | 0 | 0 | 651211.559 | 383345 | 0 | 0 | 0 | 917091.1805 | 0 | 6825.5775 | 0 | 0 | 0 | 0 | 0 | 0 | 0 | 1468284.3297 | 0 | 0 | 0 | 0 | 245556.2427 | 0 | 213.2993 | 0 | 0 | 0 | 0 | 0 | 0 | 0 | 0 | 22097.017 | 0 | 0
2016-03-13 17:00 | 0 | 0 | 0 | 0 | 0 | 657470.559 | 389604 | 0 | 0 | 0 | 1162647.4232 | 0 | 7038.8768 | 0 | 0 | 0 | 0 | 0 | 0 | 0 | 1485956.0702 | 0 | 0 | 0 | 0 | 245556.2427 | 0 | 213.2993 | 0 | 0 | 0 | 0 | 0 | 0 | 0 | 0 | 22097.017 | 0 | 0
2016-03-13 18:00 | 0 | 0 | 0 | 0 | 0 | 659899.559 | 392033 | 0 | 0 | 0 | 1408203.6659 | 0 | 7252.1761 | 0 | 0 | 0 | 0 | 0 | 0 | 0 | 1503627.74 | 0 | 0 | 0 | 0 | 245556.2427 | 0 | 213.2993 | 0 | 0 | 0 | 0 | 0 | 0 | 0 | 0 | 22097.017 | 0 | 0
2016-03-13 19:00 | 0 | 0 | 0 | 0 | 0 | 665128.3772 | 392600 | 0 | 0 | 0 | 1653759.9085 | 0 | 7465.4754 | 4661.8182 | 0 | 0 | 0 | 0 | 0 | 0 | 1521299.3391 | 0 | 0 | 0 | 0 | 245556.2427 | 0 | 213.2993 | 0 | 4661.8182 | 0 | 0 | 0 | 0 | 0 | 0 | 22097.017 | 0 | 0
2016-03-13 20:00 | 0 | 0 | 0 | 0 | 0 | 665283.2986 | 394457 | 0 | 0 | 0 | 1899316.1512 | 0 | 7678.7747 | 7621.5577 | 0 | 0 | 0 | 0 | 0 | 0 | 1538970.8675 | 0 | 0 | 0 | 0 | 245556.2427 | 0 | 213.2993 | 0 | 2959.7395 | 0 | 0 | 0 | 0 | 0 | 0 | 22097.017 | 0 | 0
2016-03-13 21:00 | 0 | 0 | 0 | 0 | 0 | 646880.1882 | 398498 | 0 | 0 | 0 | 2144872.3939 | 0 | 7892.074 | 7621.5577 | 0 | 0 | 0 | 0 | 0 | 0 | 1541054.8286 | 0 | 0 | 0 | 0 | 245556.2427 | 0 | 213.2993 | 0 | 0 | 0 | 0 | 0 | 0 | 0 | 0 | 2612.6462 | 0 | 0
2016-03-13 22:00 | 0 | 0 | 0 | 0 | 0 | 593286.5741 | 402033 | 0 | 0 | 0 | 2343747.5258 | 0 | 7892.074 | 0 | 0 | 0 | 0 | 0 | 0 | 0 | 1541048.6644 | 0 | 0 | 0 | 0 | 198875.1319 | 0 | 0 | 0 | -7621.5577 | 0 | 0 | 0 | 0 | 0 | 0 | 0 | 0 | 0
2016-03-13 23:00 | 0 | 0 | 0 | 0 | 0 | 429379.1546 | 407399 | 0 | 0 | 0 | 2365727.6804 | 0 | 7892.074 | 0 | 0 | 0 | 0 | 0 | 0 | 0 | 1541042.5002 | 0 | 0 | 0 | 0 | 21980.1546 | 0 | 0 | 0 | 0 | 0 | 0 | 0 | 0 | 0 | 0 | 0 | 0 | 0
2016-03-14 | 0 | 0 | 0 | 0 | 23536.3206 | 146197.4368 | 415290 | 0 | 0 | 0 | 2120171.4377 | 0 | 7892.074 | 0 | 0 | 0 | 0 | 0 | 0 | 0 | 1541036.336 | 0 | 0 | 0 | 0 | -245556.2427 | 0 | 0 | 0 | 0 | 0 | 0 | 0 | 0 | 0 | 0 | 0 | 0 | 0
2016-03-14 01:00 | 0 | 0 | 0 | 0 | 298284.1549 | 2703.2899 | 416415 | 0 | 0 | 0 | 2004743.8825 | 0 | 7892.074 | 0 | 0 | 0 | 0 | 0 | 0 | 0 | 1541030.1719 | 0 | 0 | 0 | 0 | -115427.5552 | 0 | 0 | 0 | 0 | 0 | 0 | 0 | 0 | 0 | 0 | 0 | 0 | 0
2016-03-14 02:00 | 0 | 0 | 0 | 0 | 159167.7573 | 0 | 404724 | 0 | 0 | 0 | 1759187.6398 | 0 | 7892.074 | 0 | 0 | 0 | 0 | 0 | 0 | 0 | 1541024.0078 | 0 | 0 | 0 | 0 | -245556.2427 | 0 | 0 | 0 | 0 | 0 | 0 | 0 | 0 | 0 | 0 | 0 | 0 | 0
2016-03-14 03:00 | 0 | 0 | 0 | 0 | 139480.7573 | 0 | 385037 | 0 | 0 | 0 | 1513631.3971 | 0 | 7892.074 | 0 | 0 | 0 | 0 | 0 | 0 | 0 | 1541017.8437 | 0 | 0 | 0 | 0 | -245556.2427 | 0 | 0 | 0 | 0 | 0 | 0 | 0 | 0 | 0 | 0 | 0 | 0 | 0
2016-03-14 04:00 | 0 | 0 | 0 | 0 | 116432.7573 | 0 | 361989 | 0 | 0 | 0 | 1268075.1544 | 0 | 7892.074 | 0 | 0 | 0 | 0 | 0 | 0 | 0 | 1541011.6796 | 0 | 0 | 0 | 0 | -245556.2427 | 0 | 0 | 0 | 0 | 0 | 0 | 0 | 0 | 0 | 0 | 0 | 0 | 0
2016-03-14 05:00 | 0 | 0 | 0 | 0 | 97465.7573 | 0 | 343022 | 0 | 0 | 0 | 1022518.9118 | 0 | 7892.074 | 0 | 0 | 0 | 0 | 0 | 0 | 0 | 1541005.5155 | 0 | 0 | 0 | 0 | -245556.2427 | 0 | 0 | 0 | 0 | 0 | 0 | 0 | 0 | 0 | 0 | 0 | 0 | 0
2016-03-14 06:00 | 0 | 0 | 0 | 0 | 86332.7573 | 0 | 331889 | 0 | 0 | 0 | 776962.6691 | 0 | 7892.074 | 0 | 0 | 0 | 0 | 0 | 0 | 0 | 1540999.3515 | 0 | 0 | 0 | 0 | -245556.2427 | 0 | 0 | 0 | 0 | 0 | 0 | 0 | 0 | 0 | 0 | 0 | 0 | 0
2016-03-14 07:00 | 0 | 0 | 0 | 0 | 451472.1022 | 0 | 325049 | 0 | 0 | 0 | 903385.7713 | 0 | 7892.074 | 0 | 0 | 0 | 0 | 0 | 0 | 0 | 1540993.1875 | 0 | 0 | 0 | 0 | 126423.1022 | 0 | 0 | 0 | 0 | 0 | 0 | 0 | 0 | 0 | 0 | 0 | 0 | 0
2016-03-14 08:00 | 0 | 0 | 0 | 0 | 80626.7573 | 0 | 326183 | 0 | 0 | 0 | 657829.5286 | 0 | 7892.074 | 0 | 0 | 0 | 0 | 0 | 0 | 0 | 1540987.0235 | 0 | 0 | 0 | 0 | -245556.2427 | 0 | 0 | 0 | 0 | 0 | 0 | 0 | 0 | 0 | 0 | 0 | 0 | 0
2016-03-14 09:00 | 0 | 0 | 0 | 0 | 93374.7573 | 0 | 338931 | 0 | 0 | 0 | 412273.2859 | 0 | 7892.074 | 0 | 0 | 0 | 0 | 0 | 0 | 0 | 1540980.8596 | 0 | 0 | 0 | 0 | -245556.2427 | 0 | 0 | 0 | 0 | 0 | 0 | 0 | 0 | 0 | 0 | 0 | 0 | 0
2016-03-14 10:00 | 0 | 0 | 0 | 0 | 116799.7573 | 0 | 362356 | 0 | 0 | 0 | 166717.0432 | 0 | 7892.074 | 0 | 0 | 0 | 0 | 0 | 0 | 0 | 1540974.6957 | 0 | 0 | 0 | 0 | -245556.2427 | 0 | 0 | 0 | 0 | 0 | 0 | 0 | 0 | 0 | 0 | 0 | 0 | 0
2016-03-14 11:00 | 0 | 0 | 0 | 0 | 470715.1995 | 0 | 391876 | 0 | 0 | 0 | 245556.2427 | 0 | 7892.074 | 0 | 0 | 0 | 0 | 0 | 0 | 0 | 1540968.5318 | 0 | 0 | 0 | 0 | 78839.1995 | 0 | 0 | 0 | 0 | 0 | 0 | 0 | 0 | 0 | 0 | 0 | 0 | 0
2016-03-14 12:00 | 0 | 0 | 0 | 0 | 163628.7573 | 0 | 409185 | 0 | 0 | 0 | 0 | 0 | 7892.074 | 0 | 0 | 0 | 0 | 0 | 0 | 0 | 1540962.3679 | 0 | 0 | 0 | 0 | -245556.2427 | 0 | 0 | 0 | 0 | 0 | 0 | 0 | 0 | 0 | 0 | 0 | 0 | 0
2016-03-14 13:00 | 0 | 0 | 0 | 0 | 420345.6011 | 53144.0768 | 420455 | 0 | 0 | 0 | 53034.6779 | 0 | 7892.074 | 0 | 0 | 0 | 0 | 0 | 0 | 0 | 1540956.2041 | 0 | 0 | 0 | 0 | 53034.6779 | 0 | 0 | 0 | 0 | 0 | 0 | 0 | 0 | 0 | 0 | 0 | 0 | 0
2016-03-14 14:00 | 0 | 0 | 0 | 0 | 0 | 428453.2317 | 429944 | 0 | 0 | 0 | 51543.9096 | 0 | 7892.074 | 0 | 0 | 0 | 0 | 0 | 0 | 0 | 1540950.0402 | 0 | 0 | 0 | 0 | -1490.7683 | 0 | 0 | 0 | 0 | 0 | 0 | 0 | 0 | 0 | 0 | 0 | 0 | 0
2016-03-14 15:00 | 0 | 0 | 0 | 0 | 0 | 685439.2706 | 437125 | 0 | 0 | 0 | 297100.1523 | 0 | 8105.3733 | 0 | 0 | 0 | 0 | 0 | 0 | 0 | 1542979.6594 | 0 | 0 | 0 | 0 | 245556.2427 | 0 | 213.2993 | 0 | 0 | 0 | 0 | 0 | 0 | 0 | 0 | 2544.7287 | 0 | 0
2016-03-14 16:00 | 0 | 0 | 0 | 0 | 0 | 708427.559 | 440561 | 0 | 0 | 0 | 542656.3949 | 0 | 8318.6726 | 0 | 0 | 0 | 0 | 0 | 0 | 0 | 1560651.1011 | 0 | 0 | 0 | 0 | 245556.2427 | 0 | 213.2993 | 0 | 0 | 0 | 0 | 0 | 0 | 0 | 0 | 22097.017 | 0 | 0
2016-03-14 17:00 | 0 | 0 | 0 | 0 | 0 | 711523.559 | 443657 | 0 | 0 | 0 | 788212.6376 | 0 | 8531.9719 | 0 | 0 | 0 | 0 | 0 | 0 | 0 | 1578322.4721 | 0 | 0 | 0 | 0 | 245556.2427 | 0 | 213.2993 | 0 | 0 | 0 | 0 | 0 | 0 | 0 | 0 | 22097.017 | 0 | 0
2016-03-14 18:00 | 0 | 0 | 0 | 0 | 0 | 714469.559 | 446603 | 0 | 0 | 0 | 1033768.8803 | 0 | 8745.2712 | 0 | 0 | 0 | 0 | 0 | 0 | 0 | 1595993.7725 | 0 | 0 | 0 | 0 | 245556.2427 | 0 | 213.2993 | 0 | 0 | 0 | 0 | 0 | 0 | 0 | 0 | 22097.017 | 0 | 0
2016-03-14 19:00 | 0 | 0 | 0 | 0 | 0 | 716738.559 | 448872 | 0 | 0 | 0 | 1279325.123 | 0 | 8958.5705 | 0 | 0 | 0 | 0 | 0 | 0 | 0 | 1613665.0021 | 0 | 0 | 0 | 0 | 245556.2427 | 0 | 213.2993 | 0 | 0 | 0 | 0 | 0 | 0 | 0 | 0 | 22097.017 | 0 | 0
2016-03-14 20:00 | 0 | 0 | 0 | 0 | 0 | 718603.559 | 450737 | 0 | 0 | 0 | 1524881.3657 | 0 | 9171.8697 | 0 | 0 | 0 | 0 | 0 | 0 | 0 | 1631336.1611 | 0 | 0 | 0 | 0 | 245556.2427 | 0 | 213.2993 | 0 | 0 | 0 | 0 | 0 | 0 | 0 | 0 | 22097.017 | 0 | 0
2016-03-14 21:00 | 0 | 0 | 0 | 0 | 0 | 728080.1168 | 452592 | 0 | 0 | 0 | 1770437.6084 | 0 | 9385.169 | 7621.5577 | 0 | 0 | 0 | 0 | 0 | 0 | 1649007.2494 | 0 | 0 | 0 | 0 | 245556.2427 | 0 | 213.2993 | 0 | 7621.5577 | 0 | 0 | 0 | 0 | 0 | 0 | 22097.017 | 0 | 0
2016-03-14 22:00 | 0 | 0 | 0 | 0 | 0 | 697577.668 | 452529 | 0 | 0 | 0 | 2015993.8511 | 0 | 9598.4683 | 6900.6837 | 0 | 0 | 0 | 0 | 0 | 0 | 1649000.6534 | 0 | 0 | 0 | 0 | 245556.2427 | 0 | 213.2993 | 0 | -720.874 | 0 | 0 | 0 | 0 | 0 | 0 | 0 | 0 | 0
2016-03-14 23:00 | 0 | 0 | 0 | 0 | 0 | 557466.6809 | 452786 | 0 | 0 | 0 | 2127575.2157 | 0 | 9598.4683 | 0 | 0 | 0 | 0 | 0 | 0 | 0 | 1648994.0574 | 0 | 0 | 0 | 0 | 111581.3646 | 0 | 0 | 0 | -6900.6837 | 0 | 0 | 0 | 0 | 0 | 0 | 0 | 0 | 0
2016-03-15 | 0 | 0 | 0 | 0 | 0 | 244911.6404 | 455067 | 0 | 0 | 0 | 1917419.8561 | 0 | 9598.4683 | 0 | 0 | 0 | 0 | 0 | 0 | 0 | 1648987.4614 | 0 | 0 | 0 | 0 | -210155.3596 | 0 | 0 | 0 | 0 | 0 | 0 | 0 | 0 | 0 | 0 | 0 | 0 | 0
2016-03-15 01:00 | 0 | 0 | 0 | 0 | 196360.7496 | 6066.0078 | 447983 | 0 | 0 | 0 | 1671863.6134 | 0 | 9598.4683 | 0 | 0 | 0 | 0 | 0 | 0 | 0 | 1648980.8654 | 0 | 0 | 0 | 0 | -245556.2427 | 0 | 0 | 0 | 0 | 0 | 0 | 0 | 0 | 0 | 0 | 0 | 0 | 0
2016-03-15 02:00 | 0 | 0 | 0 | 0 | 183409.7573 | 0 | 428966 | 0 | 0 | 0 | 1426307.3707 | 0 | 9598.4683 | 0 | 0 | 0 | 0 | 0 | 0 | 0 | 1648974.2695 | 0 | 0 | 0 | 0 | -245556.2427 | 0 | 0 | 0 | 0 | 0 | 0 | 0 | 0 | 0 | 0 | 0 | 0 | 0
2016-03-15 03:00 | 0 | 0 | 0 | 0 | 160856.7573 | 0 | 406413 | 0 | 0 | 0 | 1180751.128 | 0 | 9598.4683 | 0 | 0 | 0 | 0 | 0 | 0 | 0 | 1648967.6736 | 0 | 0 | 0 | 0 | -245556.2427 | 0 | 0 | 0 | 0 | 0 | 0 | 0 | 0 | 0 | 0 | 0 | 0 | 0
2016-03-15 04:00 | 0 | 0 | 0 | 0 | 429383.0854 | 0 | 382353 | 0 | 0 | 0 | 1227781.2134 | 0 | 9598.4683 | 0 | 0 | 0 | 0 | 0 | 0 | 0 | 1648961.0777 | 0 | 0 | 0 | 0 | 47030.0854 | 0 | 0 | 0 | 0 | 0 | 0 | 0 | 0 | 0 | 0 | 0 | 0 | 0
2016-03-15 05:00 | 0 | 0 | 0 | 0 | 116616.7573 | 0 | 362173 | 0 | 0 | 0 | 982224.9707 | 0 | 9598.4683 | 0 | 0 | 0 | 0 | 0 | 0 | 0 | 1648954.4819 | 0 | 0 | 0 | 0 | -245556.2427 | 0 | 0 | 0 | 0 | 0 | 0 | 0 | 0 | 0 | 0 | 0 | 0 | 0
2016-03-15 06:00 | 0 | 0 | 0 | 0 | 103028.7573 | 0 | 348585 | 0 | 0 | 0 | 736668.7281 | 0 | 9598.4683 | 0 | 0 | 0 | 0 | 0 | 0 | 0 | 1648947.8861 | 0 | 0 | 0 | 0 | -245556.2427 | 0 | 0 | 0 | 0 | 0 | 0 | 0 | 0 | 0 | 0 | 0 | 0 | 0
2016-03-15 07:00 | 0 | 0 | 0 | 0 | 94423.7573 | 0 | 339980 | 0 | 0 | 0 | 491112.4854 | 0 | 9598.4683 | 0 | 0 | 0 | 0 | 0 | 0 | 0 | 1648941.2903 | 0 | 0 | 0 | 0 | -245556.2427 | 0 | 0 | 0 | 0 | 0 | 0 | 0 | 0 | 0 | 0 | 0 | 0 | 0
2016-03-15 08:00 | 0 | 0 | 0 | 0 | 584642.2427 | 0 | 339086 | 0 | 0 | 0 | 736668.7281 | 0 | 9598.4683 | 0 | 0 | 0 | 0 | 0 | 0 | 0 | 1648934.6945 | 0 | 0 | 0 | 0 | 245556.2427 | 0 | 0 | 0 | 0 | 0 | 0 | 0 | 0 | 0 | 0 | 0 | 0 | 0
2016-03-15 09:00 | 0 | 0 | 0 | 0 | 101702.7573 | 0 | 347259 | 0 | 0 | 0 | 491112.4854 | 0 | 9598.4683 | 0 | 0 | 0 | 0 | 0 | 0 | 0 | 1648928.0988 | 0 | 0 | 0 | 0 | -245556.2427 | 0 | 0 | 0 | 0 | 0 | 0 | 0 | 0 | 0 | 0 | 0 | 0 | 0
2016-03-15 10:00 | 0 | 0 | 0 | 0 | 127575.7573 | 0 | 373132 | 0 | 0 | 0 | 245556.2427 | 0 | 9598.4683 | 0 | 0 | 0 | 0 | 0 | 0 | 0 | 1648921.5031 | 0 | 0 | 0 | 0 | -245556.2427 | 0 | 0 | 0 | 0 | 0 | 0 | 0 | 0 | 0 | 0 | 0 | 0 | 0
2016-03-15 11:00 | 0 | 0 | 0 | 0 | 154696.7573 | 0 | 400253 | 0 | 0 | 0 | 0 | 0 | 9598.4683 | 0 | 0 | 0 | 0 | 0 | 0 | 0 | 1648914.9074 | 0 | 0 | 0 | 0 | -245556.2427 | 0 | 0 | 0 | 0 | 0 | 0 | 0 | 0 | 0 | 0 | 0 | 0 | 0
2016-03-15 12:00 | 0 | 0 | 0 | 0 | 658607.2427 | 0 | 413051 | 0 | 0 | 0 | 245556.2427 | 0 | 9598.4683 | 0 | 0 | 0 | 0 | 0 | 0 | 0 | 1648908.3117 | 0 | 0 | 0 | 0 | 245556.2427 | 0 | 0 | 0 | 0 | 0 | 0 | 0 | 0 | 0 | 0 | 0 | 0 | 0
2016-03-15 13:00 | 0 | 0 | 0 | 0 | 122640.2946 | 52883.4627 | 421080 | 0 | 0 | 0 | 0 | 0 | 9598.4683 | 0 | 0 | 0 | 0 | 0 | 0 | 0 | 1648901.7161 | 0 | 0 | 0 | 0 | -245556.2427 | 0 | 0 | 0 | 0 | 0 | 0 | 0 | 0 | 0 | 0 | 0 | 0 | 0
2016-03-15 14:00 | 0 | 0 | 0 | 0 | 205925.945 | 469428.2977 | 429798 | 0 | 0 | 0 | 245556.2427 | 0 | 9598.4683 | 0 | 0 | 0 | 0 | 0 | 0 | 0 | 1648895.1205 | 0 | 0 | 0 | 0 | 245556.2427 | 0 | 0 | 0 | 0 | 0 | 0 | 0 | 0 | 0 | 0 | 0 | 0 | 0
2016-03-15 15:00 | 0 | 0 | 0 | 0 | 0 | 702613.559 | 434747 | 0 | 0 | 0 | 491112.4854 | 0 | 9811.7676 | 0 | 0 | 0 | 0 | 0 | 0 | 0 | 1666566.1385 | 0 | 0 | 0 | 0 | 245556.2427 | 0 | 213.2993 | 0 | 0 | 0 | 0 | 0 | 0 | 0 | 0 | 22097.017 | 0 | 0
2016-03-15 16:00 | 0 | 0 | 0 | 0 | 0 | 706610.559 | 438744 | 0 | 0 | 0 | 736668.7281 | 0 | 10025.0669 | 0 | 0 | 0 | 0 | 0 | 0 | 0 | 1684237.0859 | 0 | 0 | 0 | 0 | 245556.2427 | 0 | 213.2993 | 0 | 0 | 0 | 0 | 0 | 0 | 0 | 0 | 22097.017 | 0 | 0
2016-03-15 17:00 | 0 | 0 | 0 | 0 | 0 | 710355.559 | 442489 | 0 | 0 | 0 | 982224.9707 | 0 | 10238.3662 | 0 | 0 | 0 | 0 | 0 | 0 | 0 | 1701907.9626 | 0 | 0 | 0 | 0 | 245556.2427 | 0 | 213.2993 | 0 | 0 | 0 | 0 | 0 | 0 | 0 | 0 | 22097.017 | 0 | 0
2016-03-15 18:00 | 0 | 0 | 0 | 0 | 0 | 713138.559 | 445272 | 0 | 0 | 0 | 1227781.2134 | 0 | 10451.6655 | 0 | 0 | 0 | 0 | 0 | 0 | 0 | 1719578.7686 | 0 | 0 | 0 | 0 | 245556.2427 | 0 | 213.2993 | 0 | 0 | 0 | 0 | 0 | 0 | 0 | 0 | 22097.017 | 0 | 0
2016-03-15 19:00 | 0 | 0 | 0 | 0 | 0 | 715082.559 | 447216 | 0 | 0 | 0 | 1473337.4561 | 0 | 10664.9648 | 0 | 0 | 0 | 0 | 0 | 0 | 0 | 1737249.5039 | 0 | 0 | 0 | 0 | 245556.2427 | 0 | 213.2993 | 0 | 0 | 0 | 0 | 0 | 0 | 0 | 0 | 22097.017 | 0 | 0
2016-03-15 20:00 | 0 | 0 | 0 | 0 | 0 | 718221.559 | 450355 | 0 | 0 | 0 | 1718893.6988 | 0 | 10878.2641 | 0 | 0 | 0 | 0 | 0 | 0 | 0 | 1754920.1686 | 0 | 0 | 0 | 0 | 245556.2427 | 0 | 213.2993 | 0 | 0 | 0 | 0 | 0 | 0 | 0 | 0 | 22097.017 | 0 | 0
2016-03-15 21:00 | 0 | 0 | 0 | 0 | 0 | 728584.1168 | 453096 | 0 | 0 | 0 | 1964449.9415 | 0 | 11091.5634 | 7621.5577 | 0 | 0 | 0 | 0 | 0 | 0 | 1772590.7625 | 0 | 0 | 0 | 0 | 245556.2427 | 0 | 213.2993 | 0 | 7621.5577 | 0 | 0 | 0 | 0 | 0 | 0 | 22097.017 | 0 | 0
2016-03-15 22:00 | 0 | 0 | 0 | 0 | 0 | 693161.9674 | 451827 | 0 | 0 | 0 | 2210006.1842 | 0 | 11091.5634 | 3400.2825 | 0 | 0 | 0 | 0 | 0 | 0 | 1772583.6722 | 0 | 0 | 0 | 0 | 245556.2427 | 0 | 0 | 0 | -4221.2753 | 0 | 0 | 0 | 0 | 0 | 0 | 0 | 0 | 0
2016-03-15 23:00 | 0 | 0 | 0 | 0 | 0 | 553232.0937 | 453300 | 0 | 0 | 0 | 2313338.5604 | 0 | 11091.5634 | 0 | 0 | 0 | 0 | 0 | 0 | 0 | 1772576.5818 | 0 | 0 | 0 | 0 | 103332.3762 | 0 | 0 | 0 | -3400.2825 | 0 | 0 | 0 | 0 | 0 | 0 | 0 | 0 | 0
2016-03-16 | 0 | 0 | 0 | 0 | 0 | 240955.0814 | 457078 | 0 | 0 | 0 | 2097215.6418 | 0 | 11091.5634 | 0 | 0 | 0 | 0 | 0 | 0 | 0 | 1772569.4915 | 0 | 0 | 0 | 0 | -216122.9186 | 0 | 0 | 0 | 0 | 0 | 0 | 0 | 0 | 0 | 0 | 0 | 0 | 0
2016-03-16 01:00 | 0 | 0 | 0 | 0 | 196088.3481 | 8531.4092 | 450176 | 0 | 0 | 0 | 1851659.3991 | 0 | 11091.5634 | 0 | 0 | 0 | 0 | 0 | 0 | 0 | 1772562.4012 | 0 | 0 | 0 | 0 | -245556.2427 | 0 | 0 | 0 | 0 | 0 | 0 | 0 | 0 | 0 | 0 | 0 | 0 | 0
2016-03-16 02:00 | 0 | 0 | 0 | 0 | 184338.7573 | 0 | 429895 | 0 | 0 | 0 | 1606103.1564 | 0 | 11091.5634 | 0 | 0 | 0 | 0 | 0 | 0 | 0 | 1772555.311 | 0 | 0 | 0 | 0 | -245556.2427 | 0 | 0 | 0 | 0 | 0 | 0 | 0 | 0 | 0 | 0 | 0 | 0 | 0
2016-03-16 03:00 | 0 | 0 | 0 | 0 | 160433.7573 | 0 | 405990 | 0 | 0 | 0 | 1360546.9137 | 0 | 11091.5634 | 0 | 0 | 0 | 0 | 0 | 0 | 0 | 1772548.2208 | 0 | 0 | 0 | 0 | -245556.2427 | 0 | 0 | 0 | 0 | 0 | 0 | 0 | 0 | 0 | 0 | 0 | 0 | 0
2016-03-16 04:00 | 0 | 0 | 0 | 0 | 135979.7573 | 0 | 381536 | 0 | 0 | 0 | 1114990.671 | 0 | 11091.5634 | 0 | 0 | 0 | 0 | 0 | 0 | 0 | 1772541.1306 | 0 | 0 | 0 | 0 | -245556.2427 | 0 | 0 | 0 | 0 | 0 | 0 | 0 | 0 | 0 | 0 | 0 | 0 | 0
2016-03-16 05:00 | 0 | 0 | 0 | 0 | 475594.5424 | 0 | 362804 | 0 | 0 | 0 | 1227781.2134 | 0 | 11091.5634 | 0 | 0 | 0 | 0 | 0 | 0 | 0 | 1772534.0404 | 0 | 0 | 0 | 0 | 112790.5424 | 0 | 0 | 0 | 0 | 0 | 0 | 0 | 0 | 0 | 0 | 0 | 0 | 0
2016-03-16 06:00 | 0 | 0 | 0 | 0 | 102906.7573 | 0 | 348463 | 0 | 0 | 0 | 982224.9707 | 0 | 11091.5634 | 0 | 0 | 0 | 0 | 0 | 0 | 0 | 1772526.9503 | 0 | 0 | 0 | 0 | -245556.2427 | 0 | 0 | 0 | 0 | 0 | 0 | 0 | 0 | 0 | 0 | 0 | 0 | 0
2016-03-16 07:00 | 0 | 0 | 0 | 0 | 94495.7573 | 0 | 340052 | 0 | 0 | 0 | 736668.7281 | 0 | 11091.5634 | 0 | 0 | 0 | 0 | 0 | 0 | 0 | 1772519.8602 | 0 | 0 | 0 | 0 | -245556.2427 | 0 | 0 | 0 | 0 | 0 | 0 | 0 | 0 | 0 | 0 | 0 | 0 | 0
2016-03-16 08:00 | 0 | 0 | 0 | 0 | 92926.7573 | 0 | 338483 | 0 | 0 | 0 | 491112.4854 | 0 | 11091.5634 | 0 | 0 | 0 | 0 | 0 | 0 | 0 | 1772512.7701 | 0 | 0 | 0 | 0 | -245556.2427 | 0 | 0 | 0 | 0 | 0 | 0 | 0 | 0 | 0 | 0 | 0 | 0 | 0
2016-03-16 09:00 | 0 | 0 | 0 | 0 | 592912.2427 | 0 | 347356 | 0 | 0 | 0 | 736668.7281 | 0 | 11091.5634 | 0 | 0 | 0 | 0 | 0 | 0 | 0 | 1772505.68 | 0 | 0 | 0 | 0 | 245556.2427 | 0 | 0 | 0 | 0 | 0 | 0 | 0 | 0 | 0 | 0 | 0 | 0 | 0
2016-03-16 10:00 | 0 | 0 | 0 | 0 | 127573.7573 | 0 | 373130 | 0 | 0 | 0 | 491112.4854 | 0 | 11091.5634 | 0 | 0 | 0 | 0 | 0 | 0 | 0 | 1772498.59 | 0 | 0 | 0 | 0 | -245556.2427 | 0 | 0 | 0 | 0 | 0 | 0 | 0 | 0 | 0 | 0 | 0 | 0 | 0
2016-03-16 11:00 | 0 | 0 | 0 | 0 | 154080.7573 | 0 | 399637 | 0 | 0 | 0 | 245556.2427 | 0 | 11091.5634 | 0 | 0 | 0 | 0 | 0 | 0 | 0 | 1772491.5 | 0 | 0 | 0 | 0 | -245556.2427 | 0 | 0 | 0 | 0 | 0 | 0 | 0 | 0 | 0 | 0 | 0 | 0 | 0
2016-03-16 12:00 | 0 | 0 | 0 | 0 | 165784.7573 | 0 | 411341 | 0 | 0 | 0 | 0 | 0 | 11091.5634 | 0 | 0 | 0 | 0 | 0 | 0 | 0 | 1772484.4101 | 0 | 0 | 0 | 0 | -245556.2427 | 0 | 0 | 0 | 0 | 0 | 0 | 0 | 0 | 0 | 0 | 0 | 0 | 0
2016-03-16 13:00 | 0 | 0 | 0 | 0 | 522725.9789 | 56781.8246 | 418427 | 0 | 0 | 0 | 161080.8035 | 0 | 11091.5634 | 0 | 0 | 0 | 0 | 0 | 0 | 0 | 1772477.3201 | 0 | 0 | 0 | 0 | 161080.8035 | 0 | 0 | 0 | 0 | 0 | 0 | 0 | 0 | 0 | 0 | 0 | 0 | 0
2016-03-16 14:00 | 0 | 0 | 0 | 0 | 0 | 467743.3778 | 426785 | 0 | 0 | 0 | 202039.1813 | 0 | 11091.5634 | 0 | 0 | 0 | 0 | 0 | 0 | 0 | 1772470.2302 | 0 | 0 | 0 | 0 | 40958.3778 | 0 | 0 | 0 | 0 | 0 | 0 | 0 | 0 | 0 | 0 | 0 | 0 | 0
2016-03-16 15:00 | 0 | 0 | 0 | 0 | 0 | 698816.559 | 430950 | 0 | 0 | 0 | 447595.424 | 0 | 11304.8627 | 0 | 0 | 0 | 0 | 0 | 0 | 0 | 1790140.754 | 0 | 0 | 0 | 0 | 245556.2427 | 0 | 213.2993 | 0 | 0 | 0 | 0 | 0 | 0 | 0 | 0 | 22097.017 | 0 | 0
2016-03-16 16:00 | 0 | 0 | 0 | 0 | 0 | 701113.559 | 433247 | 0 | 0 | 0 | 693151.6667 | 0 | 11518.162 | 0 | 0 | 0 | 0 | 0 | 0 | 0 | 1807811.207 | 0 | 0 | 0 | 0 | 245556.2427 | 0 | 213.2993 | 0 | 0 | 0 | 0 | 0 | 0 | 0 | 0 | 22097.017 | 0 | 0
2016-03-16 17:00 | 0 | 0 | 0 | 0 | 0 | 704187.559 | 436321 | 0 | 0 | 0 | 938707.9093 | 0 | 11731.4613 | 0 | 0 | 0 | 0 | 0 | 0 | 0 | 1825481.5894 | 0 | 0 | 0 | 0 | 245556.2427 | 0 | 213.2993 | 0 | 0 | 0 | 0 | 0 | 0 | 0 | 0 | 22097.017 | 0 | 0
2016-03-16 18:00 | 0 | 0 | 0 | 0 | 0 | 707899.559 | 440033 | 0 | 0 | 0 | 1184264.152 | 0 | 11944.7606 | 0 | 0 | 0 | 0 | 0 | 0 | 0 | 1843151.9011 | 0 | 0 | 0 | 0 | 245556.2427 | 0 | 213.2993 | 0 | 0 | 0 | 0 | 0 | 0 | 0 | 0 | 22097.017 | 0 | 0
2016-03-16 19:00 | 0 | 0 | 0 | 0 | 0 | 709225.559 | 441359 | 0 | 0 | 0 | 1429820.3947 | 0 | 12158.0599 | 0 | 0 | 0 | 0 | 0 | 0 | 0 | 1860822.1422 | 0 | 0 | 0 | 0 | 245556.2427 | 0 | 213.2993 | 0 | 0 | 0 | 0 | 0 | 0 | 0 | 0 | 22097.017 | 0 | 0
2016-03-16 20:00 | 0 | 0 | 0 | 0 | 0 | 710767.559 | 442901 | 0 | 0 | 0 | 1675376.6374 | 0 | 12371.3592 | 0 | 0 | 0 | 0 | 0 | 0 | 0 | 1878492.3125 | 0 | 0 | 0 | 0 | 245556.2427 | 0 | 213.2993 | 0 | 0 | 0 | 0 | 0 | 0 | 0 | 0 | 22097.017 | 0 | 0
2016-03-16 21:00 | 0 | 0 | 0 | 0 | 0 | 712892.559 | 445026 | 0 | 0 | 0 | 1920932.8801 | 0 | 12584.6585 | 0 | 0 | 0 | 0 | 0 | 0 | 0 | 1896162.4122 | 0 | 0 | 0 | 0 | 245556.2427 | 0 | 213.2993 | 0 | 0 | 0 | 0 | 0 | 0 | 0 | 0 | 22097.017 | 0 | 0
2016-03-16 22:00 | 0 | 0 | 0 | 0 | 0 | 718517.1168 | 443029 | 0 | 0 | 0 | 2166489.1228 | 0 | 12797.9578 | 7621.5577 | 0 | 0 | 0 | 0 | 0 | 0 | 1913832.4412 | 0 | 0 | 0 | 0 | 245556.2427 | 0 | 213.2993 | 0 | 7621.5577 | 0 | 0 | 0 | 0 | 0 | 0 | 22097.017 | 0 | 0
2016-03-16 23:00 | 0 | 0 | 0 | 0 | 0 | 597220.2375 | 444337 | 0 | 0 | 0 | 2326993.918 | 0 | 12797.9578 | 0 | 0 | 0 | 0 | 0 | 0 | 0 | 1913824.7858 | 0 | 0 | 0 | 0 | 160504.7953 | 0 | 0 | 0 | -7621.5577 | 0 | 0 | 0 | 0 | 0 | 0 | 0 | 0 | 0
2016-03-17 | 0 | 0 | 0 | 0 | 0 | 261283.2454 | 450102 | 0 | 0 | 0 | 2138175.1634 | 0 | 12797.9578 | 0 | 0 | 0 | 0 | 0 | 0 | 0 | 1913817.1305 | 0 | 0 | 0 | 0 | -188818.7546 | 0 | 0 | 0 | 0 | 0 | 0 | 0 | 0 | 0 | 0 | 0 | 0 | 0
2016-03-17 01:00 | 0 | 0 | 0 | 0 | 189736.2298 | 8459.5275 | 443752 | 0 | 0 | 0 | 1892618.9207 | 0 | 12797.9578 | 0 | 0 | 0 | 0 | 0 | 0 | 0 | 1913809.4753 | 0 | 0 | 0 | 0 | -245556.2427 | 0 | 0 | 0 | 0 | 0 | 0 | 0 | 0 | 0 | 0 | 0 | 0 | 0
2016-03-17 02:00 | 0 | 0 | 0 | 0 | 179541.7573 | 0 | 425098 | 0 | 0 | 0 | 1647062.678 | 0 | 12797.9578 | 0 | 0 | 0 | 0 | 0 | 0 | 0 | 1913801.82 | 0 | 0 | 0 | 0 | -245556.2427 | 0 | 0 | 0 | 0 | 0 | 0 | 0 | 0 | 0 | 0 | 0 | 0 | 0
2016-03-17 03:00 | 0 | 0 | 0 | 0 | 275125.5406 | 0 | 401834 | 0 | 0 | 0 | 1520354.2186 | 0 | 12797.9578 | 0 | 0 | 0 | 0 | 0 | 0 | 0 | 1913794.1648 | 0 | 0 | 0 | 0 | -126708.4594 | 0 | 0 | 0 | 0 | 0 | 0 | 0 | 0 | 0 | 0 | 0 | 0 | 0
2016-03-17 04:00 | 0 | 0 | 0 | 0 | 134210.7573 | 0 | 379767 | 0 | 0 | 0 | 1274797.9759 | 0 | 12797.9578 | 0 | 0 | 0 | 0 | 0 | 0 | 0 | 1913786.5097 | 0 | 0 | 0 | 0 | -245556.2427 | 0 | 0 | 0 | 0 | 0 | 0 | 0 | 0 | 0 | 0 | 0 | 0 | 0
2016-03-17 05:00 | 0 | 0 | 0 | 0 | 114804.7573 | 0 | 360361 | 0 | 0 | 0 | 1029241.7333 | 0 | 12797.9578 | 0 | 0 | 0 | 0 | 0 | 0 | 0 | 1913778.8545 | 0 | 0 | 0 | 0 | -245556.2427 | 0 | 0 | 0 | 0 | 0 | 0 | 0 | 0 | 0 | 0 | 0 | 0 | 0
2016-03-17 06:00 | 0 | 0 | 0 | 0 | 101854.7573 | 0 | 347411 | 0 | 0 | 0 | 783685.4906 | 0 | 12797.9578 | 0 | 0 | 0 | 0 | 0 | 0 | 0 | 1913771.1994 | 0 | 0 | 0 | 0 | -245556.2427 | 0 | 0 | 0 | 0 | 0 | 0 | 0 | 0 | 0 | 0 | 0 | 0 | 0
2016-03-17 07:00 | 0 | 0 | 0 | 0 | 553684.6766 | 0 | 339963 | 0 | 0 | 0 | 997407.1672 | 0 | 12797.9578 | 0 | 0 | 0 | 0 | 0 | 0 | 0 | 1913763.5443 | 0 | 0 | 0 | 0 | 213721.6766 | 0 | 0 | 0 | 0 | 0 | 0 | 0 | 0 | 0 | 0 | 0 | 0 | 0
2016-03-17 08:00 | 0 | 0 | 0 | 0 | 94167.7573 | 0 | 339724 | 0 | 0 | 0 | 751850.9245 | 0 | 12797.9578 | 0 | 0 | 0 | 0 | 0 | 0 | 0 | 1913755.8893 | 0 | 0 | 0 | 0 | -245556.2427 | 0 | 0 | 0 | 0 | 0 | 0 | 0 | 0 | 0 | 0 | 0 | 0 | 0
2016-03-17 09:00 | 0 | 0 | 0 | 0 | 104137.7573 | 0 | 349694 | 0 | 0 | 0 | 506294.6818 | 0 | 12797.9578 | 0 | 0 | 0 | 0 | 0 | 0 | 0 | 1913748.2342 | 0 | 0 | 0 | 0 | -245556.2427 | 0 | 0 | 0 | 0 | 0 | 0 | 0 | 0 | 0 | 0 | 0 | 0 | 0
2016-03-17 10:00 | 0 | 0 | 0 | 0 | 131065.7573 | 0 | 376622 | 0 | 0 | 0 | 260738.4391 | 0 | 12797.9578 | 0 | 0 | 0 | 0 | 0 | 0 | 0 | 1913740.5792 | 0 | 0 | 0 | 0 | -245556.2427 | 0 | 0 | 0 | 0 | 0 | 0 | 0 | 0 | 0 | 0 | 0 | 0 | 0
2016-03-17 11:00 | 0 | 0 | 0 | 0 | 509352.1038 | 0 | 404862 | 0 | 0 | 0 | 365228.5429 | 0 | 12797.9578 | 0 | 0 | 0 | 0 | 0 | 0 | 0 | 1913732.9243 | 0 | 0 | 0 | 0 | 104490.1038 | 0 | 0 | 0 | 0 | 0 | 0 | 0 | 0 | 0 | 0 | 0 | 0 | 0
2016-03-17 12:00 | 0 | 0 | 0 | 0 | 170636.7573 | 0 | 416193 | 0 | 0 | 0 | 119672.3003 | 0 | 12797.9578 | 0 | 0 | 0 | 0 | 0 | 0 | 0 | 1913725.2693 | 0 | 0 | 0 | 0 | -245556.2427 | 0 | 0 | 0 | 0 | 0 | 0 | 0 | 0 | 0 | 0 | 0 | 0 | 0
2016-03-17 13:00 | 0 | 0 | 0 | 0 | 342857.1314 | 98553.9097 | 422526 | 0 | 0 | 0 | 138557.3414 | 0 | 12797.9578 | 0 | 0 | 0 | 0 | 0 | 0 | 0 | 1913717.6144 | 0 | 0 | 0 | 0 | 18885.0411 | 0 | 0 | 0 | 0 | 0 | 0 | 0 | 0 | 0 | 0 | 0 | 0 | 0
2016-03-17 14:00 | 0 | 0 | 0 | 0 | 0 | 473097.2104 | 428195 | 0 | 0 | 0 | 183459.5518 | 0 | 12797.9578 | 0 | 0 | 0 | 0 | 0 | 0 | 0 | 1913709.9596 | 0 | 0 | 0 | 0 | 44902.2104 | 0 | 0 | 0 | 0 | 0 | 0 | 0 | 0 | 0 | 0 | 0 | 0 | 0
2016-03-17 15:00 | 0 | 0 | 0 | 0 | 0 | 698937.559 | 431071 | 0 | 0 | 0 | 429015.7945 | 0 | 13011.2571 | 0 | 0 | 0 | 0 | 0 | 0 | 0 | 1931379.9184 | 0 | 0 | 0 | 0 | 245556.2427 | 0 | 213.2993 | 0 | 0 | 0 | 0 | 0 | 0 | 0 | 0 | 22097.017 | 0 | 0
2016-03-17 16:00 | 0 | 0 | 0 | 0 | 0 | 699794.559 | 431928 | 0 | 0 | 0 | 674572.0372 | 0 | 13224.5564 | 0 | 0 | 0 | 0 | 0 | 0 | 0 | 1949049.8065 | 0 | 0 | 0 | 0 | 245556.2427 | 0 | 213.2993 | 0 | 0 | 0 | 0 | 0 | 0 | 0 | 0 | 22097.017 | 0 | 0
2016-03-17 17:00 | 0 | 0 | 0 | 0 | 0 | 701339.559 | 433473 | 0 | 0 | 0 | 920128.2799 | 0 | 13437.8557 | 0 | 0 | 0 | 0 | 0 | 0 | 0 | 1966719.6239 | 0 | 0 | 0 | 0 | 245556.2427 | 0 | 213.2993 | 0 | 0 | 0 | 0 | 0 | 0 | 0 | 0 | 22097.017 | 0 | 0
2016-03-17 18:00 | 0 | 0 | 0 | 0 | 0 | 701757.559 | 433891 | 0 | 0 | 0 | 1165684.5225 | 0 | 13651.155 | 0 | 0 | 0 | 0 | 0 | 0 | 0 | 1984389.3707 | 0 | 0 | 0 | 0 | 245556.2427 | 0 | 213.2993 | 0 | 0 | 0 | 0 | 0 | 0 | 0 | 0 | 22097.017 | 0 | 0
2016-03-17 19:00 | 0 | 0 | 0 | 0 | 0 | 700924.559 | 433058 | 0 | 0 | 0 | 1411240.7652 | 0 | 13864.4543 | 0 | 0 | 0 | 0 | 0 | 0 | 0 | 2002059.0468 | 0 | 0 | 0 | 0 | 245556.2427 | 0 | 213.2993 | 0 | 0 | 0 | 0 | 0 | 0 | 0 | 0 | 22097.017 | 0 | 0
2016-03-17 20:00 | 0 | 0 | 0 | 0 | 0 | 700835.559 | 432969 | 0 | 0 | 0 | 1656797.0079 | 0 | 14077.7536 | 0 | 0 | 0 | 0 | 0 | 0 | 0 | 2019728.6522 | 0 | 0 | 0 | 0 | 245556.2427 | 0 | 213.2993 | 0 | 0 | 0 | 0 | 0 | 0 | 0 | 0 | 22097.017 | 0 | 0
2016-03-17 21:00 | 0 | 0 | 0 | 0 | 0 | 700882.559 | 433016 | 0 | 0 | 0 | 1902353.2506 | 0 | 14291.0529 | 0 | 0 | 0 | 0 | 0 | 0 | 0 | 2037398.1869 | 0 | 0 | 0 | 0 | 245556.2427 | 0 | 213.2993 | 0 | 0 | 0 | 0 | 0 | 0 | 0 | 0 | 22097.017 | 0 | 0
2016-03-17 22:00 | 0 | 0 | 0 | 0 | 0 | 707016.1168 | 431528 | 0 | 0 | 0 | 2147909.4933 | 0 | 14504.3522 | 7621.5577 | 0 | 0 | 0 | 0 | 0 | 0 | 2055067.6509 | 0 | 0 | 0 | 0 | 245556.2427 | 0 | 213.2993 | 0 | 7621.5577 | 0 | 0 | 0 | 0 | 0 | 0 | 22097.017 | 0 | 0
2016-03-17 23:00 | 0 | 0 | 0 | 0 | 85098.3776 | 587471.3074 | 434635 | 0 | 0 | 0 | 2393465.736 | 0 | 14504.3522 | 0 | 0 | 0 | 0 | 0 | 0 | 0 | 2055059.4307 | 0 | 0 | 0 | 0 | 245556.2427 | 0 | 0 | 0 | -7621.5577 | 0 | 0 | 0 | 0 | 0 | 0 | 0 | 0 | 0
2016-03-18 | 0 | 0 | 0 | 0 | 0 | 270975.3699 | 442171 | 0 | 0 | 0 | 2222270.1058 | 0 | 14504.3522 | 0 | 0 | 0 | 0 | 0 | 0 | 0 | 2055051.2104 | 0 | 0 | 0 | 0 | -171195.6301 | 0 | 0 | 0 | 0 | 0 | 0 | 0 | 0 | 0 | 0 | 0 | 0 | 0
2016-03-18 01:00 | 0 | 0 | 0 | 0 | 179271.3864 | 11182.3709 | 436010 | 0 | 0 | 0 | 1976713.8631 | 0 | 14504.3522 | 0 | 0 | 0 | 0 | 0 | 0 | 0 | 2055042.9902 | 0 | 0 | 0 | 0 | -245556.2427 | 0 | 0 | 0 | 0 | 0 | 0 | 0 | 0 | 0 | 0 | 0 | 0 | 0
2016-03-18 02:00 | 0 | 0 | 0 | 0 | 174176.7573 | 0 | 419733 | 0 | 0 | 0 | 1731157.6205 | 0 | 14504.3522 | 0 | 0 | 0 | 0 | 0 | 0 | 0 | 2055034.77 | 0 | 0 | 0 | 0 | -245556.2427 | 0 | 0 | 0 | 0 | 0 | 0 | 0 | 0 | 0 | 0 | 0 | 0 | 0
2016-03-18 03:00 | 0 | 0 | 0 | 0 | 153592.7573 | 0 | 399149 | 0 | 0 | 0 | 1485601.3778 | 0 | 14504.3522 | 0 | 0 | 0 | 0 | 0 | 0 | 0 | 2055026.5499 | 0 | 0 | 0 | 0 | -245556.2427 | 0 | 0 | 0 | 0 | 0 | 0 | 0 | 0 | 0 | 0 | 0 | 0 | 0
2016-03-18 04:00 | 0 | 0 | 0 | 0 | 133017.7573 | 0 | 378574 | 0 | 0 | 0 | 1240045.1351 | 0 | 14504.3522 | 0 | 0 | 0 | 0 | 0 | 0 | 0 | 2055018.3298 | 0 | 0 | 0 | 0 | -245556.2427 | 0 | 0 | 0 | 0 | 0 | 0 | 0 | 0 | 0 | 0 | 0 | 0 | 0
2016-03-18 05:00 | 0 | 0 | 0 | 0 | 444272.779 | 0 | 361172 | 0 | 0 | 0 | 1323145.9141 | 0 | 14504.3522 | 0 | 0 | 0 | 0 | 0 | 0 | 0 | 2055010.1097 | 0 | 0 | 0 | 0 | 83100.779 | 0 | 0 | 0 | 0 | 0 | 0 | 0 | 0 | 0 | 0 | 0 | 0 | 0
2016-03-18 06:00 | 0 | 0 | 0 | 0 | 103198.7573 | 0 | 348755 | 0 | 0 | 0 | 1077589.6714 | 0 | 14504.3522 | 0 | 0 | 0 | 0 | 0 | 0 | 0 | 2055001.8897 | 0 | 0 | 0 | 0 | -245556.2427 | 0 | 0 | 0 | 0 | 0 | 0 | 0 | 0 | 0 | 0 | 0 | 0 | 0
2016-03-18 07:00 | 0 | 0 | 0 | 0 | 96020.7573 | 0 | 341577 | 0 | 0 | 0 | 832033.4287 | 0 | 14504.3522 | 0 | 0 | 0 | 0 | 0 | 0 | 0 | 2054993.6697 | 0 | 0 | 0 | 0 | -245556.2427 | 0 | 0 | 0 | 0 | 0 | 0 | 0 | 0 | 0 | 0 | 0 | 0 | 0
2016-03-18 08:00 | 0 | 0 | 0 | 0 | 96114.7573 | 0 | 341671 | 0 | 0 | 0 | 586477.186 | 0 | 14504.3522 | 0 | 0 | 0 | 0 | 0 | 0 | 0 | 2054985.4497 | 0 | 0 | 0 | 0 | -245556.2427 | 0 | 0 | 0 | 0 | 0 | 0 | 0 | 0 | 0 | 0 | 0 | 0 | 0
2016-03-18 09:00 | 0 | 0 | 0 | 0 | 352755.9363 | 0 | 352041 | 0 | 0 | 0 | 587192.1224 | 0 | 14504.3522 | 0 | 0 | 0 | 0 | 0 | 0 | 0 | 2054977.2298 | 0 | 0 | 0 | 0 | 714.9363 | 0 | 0 | 0 | 0 | 0 | 0 | 0 | 0 | 0 | 0 | 0 | 0 | 0
2016-03-18 10:00 | 0 | 0 | 0 | 0 | 132574.7573 | 0 | 378131 | 0 | 0 | 0 | 341635.8797 | 0 | 14504.3522 | 0 | 0 | 0 | 0 | 0 | 0 | 0 | 2054969.0099 | 0 | 0 | 0 | 0 | -245556.2427 | 0 | 0 | 0 | 0 | 0 | 0 | 0 | 0 | 0 | 0 | 0 | 0 | 0
2016-03-18 11:00 | 0 | 0 | 0 | 0 | 344366.316 | 0 | 405393 | 0 | 0 | 0 | 280609.1957 | 0 | 14504.3522 | 0 | 0 | 0 | 0 | 0 | 0 | 0 | 2054960.79 | 0 | 0 | 0 | 0 | -61026.684 | 0 | 0 | 0 | 0 | 0 | 0 | 0 | 0 | 0 | 0 | 0 | 0 | 0
2016-03-18 12:00 | 0 | 0 | 0 | 0 | 171207.7573 | 0 | 416764 | 0 | 0 | 0 | 35052.953 | 0 | 14504.3522 | 0 | 0 | 0 | 0 | 0 | 0 | 0 | 2054952.5701 | 0 | 0 | 0 | 0 | -245556.2427 | 0 | 0 | 0 | 0 | 0 | 0 | 0 | 0 | 0 | 0 | 0 | 0 | 0
2016-03-18 13:00 | 0 | 0 | 0 | 0 | 315844.2245 | 72001.8226 | 422899 | 0 | 0 | 0 | 0 | 0 | 14504.3522 | 0 | 0 | 0 | 0 | 0 | 0 | 0 | 2054944.3503 | 0 | 0 | 0 | 0 | -35052.953 | 0 | 0 | 0 | 0 | 0 | 0 | 0 | 0 | 0 | 0 | 0 | 0 | 0
2016-03-18 14:00 | 0 | 0 | 0 | 0 | 0 | 430047.7283 | 428495 | 0 | 0 | 0 | 1552.7283 | 0 | 14504.3522 | 0 | 0 | 0 | 0 | 0 | 0 | 0 | 2054936.1305 | 0 | 0 | 0 | 0 | 1552.7283 | 0 | 0 | 0 | 0 | 0 | 0 | 0 | 0 | 0 | 0 | 0 | 0 | 0
2016-03-18 15:00 | 0 | 0 | 0 | 0 | 0 | 698601.559 | 430735 | 0 | 0 | 0 | 247108.971 | 0 | 14717.6515 | 0 | 0 | 0 | 0 | 0 | 0 | 0 | 2072605.5244 | 0 | 0 | 0 | 0 | 245556.2427 | 0 | 213.2993 | 0 | 0 | 0 | 0 | 0 | 0 | 0 | 0 | 22097.017 | 0 | 0
2016-03-18 16:00 | 0 | 0 | 0 | 0 | 0 | 698221.559 | 430355 | 0 | 0 | 0 | 492665.2137 | 0 | 14930.9508 | 0 | 0 | 0 | 0 | 0 | 0 | 0 | 2090274.8477 | 0 | 0 | 0 | 0 | 245556.2427 | 0 | 213.2993 | 0 | 0 | 0 | 0 | 0 | 0 | 0 | 0 | 22097.017 | 0 | 0
2016-03-18 17:00 | 0 | 0 | 0 | 0 | 0 | 698844.559 | 430978 | 0 | 0 | 0 | 738221.4564 | 0 | 15144.25 | 0 | 0 | 0 | 0 | 0 | 0 | 0 | 2107944.1002 | 0 | 0 | 0 | 0 | 245556.2427 | 0 | 213.2993 | 0 | 0 | 0 | 0 | 0 | 0 | 0 | 0 | 22097.017 | 0 | 0
2016-03-18 18:00 | 0 | 0 | 0 | 0 | 0 | 698642.559 | 430776 | 0 | 0 | 0 | 983777.6991 | 0 | 15357.5493 | 0 | 0 | 0 | 0 | 0 | 0 | 0 | 2125613.2821 | 0 | 0 | 0 | 0 | 245556.2427 | 0 | 213.2993 | 0 | 0 | 0 | 0 | 0 | 0 | 0 | 0 | 22097.017 | 0 | 0
2016-03-18 19:00 | 0 | 0 | 0 | 0 | 0 | 697735.559 | 429869 | 0 | 0 | 0 | 1229333.9418 | 0 | 15570.8486 | 0 | 0 | 0 | 0 | 0 | 0 | 0 | 2143282.3932 | 0 | 0 | 0 | 0 | 245556.2427 | 0 | 213.2993 | 0 | 0 | 0 | 0 | 0 | 0 | 0 | 0 | 22097.017 | 0 | 0
2016-03-18 20:00 | 0 | 0 | 0 | 0 | 0 | 695745.559 | 427879 | 0 | 0 | 0 | 1474890.1844 | 0 | 15784.1479 | 0 | 0 | 0 | 0 | 0 | 0 | 0 | 2160951.4337 | 0 | 0 | 0 | 0 | 245556.2427 | 0 | 213.2993 | 0 | 0 | 0 | 0 | 0 | 0 | 0 | 0 | 22097.017 | 0 | 0
2016-03-18 21:00 | 0 | 0 | 0 | 0 | 0 | 693881.559 | 426015 | 0 | 0 | 0 | 1720446.4271 | 0 | 15997.4472 | 0 | 0 | 0 | 0 | 0 | 0 | 0 | 2178620.4036 | 0 | 0 | 0 | 0 | 245556.2427 | 0 | 213.2993 | 0 | 0 | 0 | 0 | 0 | 0 | 0 | 0 | 22097.017 | 0 | 0
2016-03-18 22:00 | 0 | 0 | 0 | 0 | 0 | 698931.1168 | 423443 | 0 | 0 | 0 | 1966002.6698 | 0 | 16210.7465 | 7621.5577 | 0 | 0 | 0 | 0 | 0 | 0 | 2196289.3027 | 0 | 0 | 0 | 0 | 245556.2427 | 0 | 213.2993 | 0 | 7621.5577 | 0 | 0 | 0 | 0 | 0 | 0 | 22097.017 | 0 | 0
2016-03-18 23:00 | 0 | 0 | 0 | 0 | 46512.0949 | 617814.5901 | 426392 | 0 | 0 | 0 | 2211558.9125 | 0 | 16210.7465 | 0 | 0 | 0 | 0 | 0 | 0 | 0 | 2196280.5176 | 0 | 0 | 0 | 0 | 245556.2427 | 0 | 0 | 0 | -7621.5577 | 0 | 0 | 0 | 0 | 0 | 0 | 0 | 0 | 0
2016-03-19 | 0 | 0 | 0 | 0 | 315141.7487 | 273294.8705 | 431619 | 0 | 0 | 0 | 2368376.5316 | 0 | 16210.7465 | 0 | 0 | 0 | 0 | 0 | 0 | 0 | 2196271.7325 | 0 | 0 | 0 | 0 | 156817.6191 | 0 | 0 | 0 | 0 | 0 | 0 | 0 | 0 | 0 | 0 | 0 | 0 | 0
2016-03-19 01:00 | 0 | 0 | 0 | 0 | 168932.0215 | 12333.7359 | 426822 | 0 | 0 | 0 | 2122820.2889 | 0 | 16210.7465 | 0 | 0 | 0 | 0 | 0 | 0 | 0 | 2196262.9474 | 0 | 0 | 0 | 0 | -245556.2427 | 0 | 0 | 0 | 0 | 0 | 0 | 0 | 0 | 0 | 0 | 0 | 0 | 0
2016-03-19 02:00 | 0 | 0 | 0 | 0 | 169474.7573 | 0 | 415031 | 0 | 0 | 0 | 1877264.0462 | 0 | 16210.7465 | 0 | 0 | 0 | 0 | 0 | 0 | 0 | 2196254.1623 | 0 | 0 | 0 | 0 | -245556.2427 | 0 | 0 | 0 | 0 | 0 | 0 | 0 | 0 | 0 | 0 | 0 | 0 | 0
2016-03-19 03:00 | 0 | 0 | 0 | 0 | 151800.7573 | 0 | 397357 | 0 | 0 | 0 | 1631707.8036 | 0 | 16210.7465 | 0 | 0 | 0 | 0 | 0 | 0 | 0 | 2196245.3773 | 0 | 0 | 0 | 0 | -245556.2427 | 0 | 0 | 0 | 0 | 0 | 0 | 0 | 0 | 0 | 0 | 0 | 0 | 0
2016-03-19 04:00 | 0 | 0 | 0 | 0 | 132596.7573 | 0 | 378153 | 0 | 0 | 0 | 1386151.5609 | 0 | 16210.7465 | 0 | 0 | 0 | 0 | 0 | 0 | 0 | 2196236.5923 | 0 | 0 | 0 | 0 | -245556.2427 | 0 | 0 | 0 | 0 | 0 | 0 | 0 | 0 | 0 | 0 | 0 | 0 | 0
2016-03-19 05:00 | 0 | 0 | 0 | 0 | 117128.7573 | 0 | 362685 | 0 | 0 | 0 | 1140595.3182 | 0 | 16210.7465 | 0 | 0 | 0 | 0 | 0 | 0 | 0 | 2196227.8074 | 0 | 0 | 0 | 0 | -245556.2427 | 0 | 0 | 0 | 0 | 0 | 0 | 0 | 0 | 0 | 0 | 0 | 0 | 0
2016-03-19 06:00 | 0 | 0 | 0 | 0 | 105052.7573 | 0 | 350609 | 0 | 0 | 0 | 895039.0755 | 0 | 16210.7465 | 0 | 0 | 0 | 0 | 0 | 0 | 0 | 2196219.0225 | 0 | 0 | 0 | 0 | -245556.2427 | 0 | 0 | 0 | 0 | 0 | 0 | 0 | 0 | 0 | 0 | 0 | 0 | 0
2016-03-19 07:00 | 0 | 0 | 0 | 0 | 321834.3206 | 0 | 342841 | 0 | 0 | 0 | 874032.3961 | 0 | 16210.7465 | 0 | 0 | 0 | 0 | 0 | 0 | 0 | 2196210.2376 | 0 | 0 | 0 | 0 | -21006.6794 | 0 | 0 | 0 | 0 | 0 | 0 | 0 | 0 | 0 | 0 | 0 | 0 | 0
2016-03-19 08:00 | 0 | 0 | 0 | 0 | 94613.7573 | 0 | 340170 | 0 | 0 | 0 | 628476.1534 | 0 | 16210.7465 | 0 | 0 | 0 | 0 | 0 | 0 | 0 | 2196201.4527 | 0 | 0 | 0 | 0 | -245556.2427 | 0 | 0 | 0 | 0 | 0 | 0 | 0 | 0 | 0 | 0 | 0 | 0 | 0
2016-03-19 09:00 | 0 | 0 | 0 | 0 | 308546.4401 | 0 | 342388 | 0 | 0 | 0 | 594634.5934 | 0 | 16210.7465 | 0 | 0 | 0 | 0 | 0 | 0 | 0 | 2196192.6679 | 0 | 0 | 0 | 0 | -33841.5599 | 0 | 0 | 0 | 0 | 0 | 0 | 0 | 0 | 0 | 0 | 0 | 0 | 0
2016-03-19 10:00 | 0 | 0 | 0 | 0 | 105761.7573 | 0 | 351318 | 0 | 0 | 0 | 349078.3507 | 0 | 16210.7465 | 0 | 0 | 0 | 0 | 0 | 0 | 0 | 2196183.8832 | 0 | 0 | 0 | 0 | -245556.2427 | 0 | 0 | 0 | 0 | 0 | 0 | 0 | 0 | 0 | 0 | 0 | 0 | 0
2016-03-19 11:00 | 0 | 0 | 0 | 0 | 308135.5311 | 0 | 364242 | 0 | 0 | 0 | 292971.8819 | 0 | 16210.7465 | 0 | 0 | 0 | 0 | 0 | 0 | 0 | 2196175.0984 | 0 | 0 | 0 | 0 | -56106.4689 | 0 | 0 | 0 | 0 | 0 | 0 | 0 | 0 | 0 | 0 | 0 | 0 | 0
2016-03-19 12:00 | 0 | 0 | 0 | 0 | 133515.7573 | 0 | 379072 | 0 | 0 | 0 | 47415.6392 | 0 | 16210.7465 | 0 | 0 | 0 | 0 | 0 | 0 | 0 | 2196166.3137 | 0 | 0 | 0 | 0 | -245556.2427 | 0 | 0 | 0 | 0 | 0 | 0 | 0 | 0 | 0 | 0 | 0 | 0 | 0
2016-03-19 13:00 | 0 | 0 | 0 | 0 | 232856.038 | 113727.3229 | 393999 | 0 | 0 | 0 | 0 | 0 | 16210.7465 | 0 | 0 | 0 | 0 | 0 | 0 | 0 | 2196157.5291 | 0 | 0 | 0 | 0 | -47415.6392 | 0 | 0 | 0 | 0 | 0 | 0 | 0 | 0 | 0 | 0 | 0 | 0 | 0
2016-03-19 14:00 | 0 | 0 | 0 | 0 | 0 | 481842.0916 | 404444 | 0 | 0 | 0 | 77398.0916 | 0 | 16210.7465 | 0 | 0 | 0 | 0 | 0 | 0 | 0 | 2196148.7444 | 0 | 0 | 0 | 0 | 77398.0916 | 0 | 0 | 0 | 0 | 0 | 0 | 0 | 0 | 0 | 0 | 0 | 0 | 0
2016-03-19 15:00 | 0 | 0 | 0 | 0 | 0 | 675457.559 | 407591 | 0 | 0 | 0 | 322954.3343 | 0 | 16424.0458 | 0 | 0 | 0 | 0 | 0 | 0 | 0 | 2213817.5735 | 0 | 0 | 0 | 0 | 245556.2427 | 0 | 213.2993 | 0 | 0 | 0 | 0 | 0 | 0 | 0 | 0 | 22097.017 | 0 | 0
2016-03-19 16:00 | 0 | 0 | 0 | 0 | 0 | 673966.559 | 406100 | 0 | 0 | 0 | 568510.577 | 0 | 16637.3451 | 0 | 0 | 0 | 0 | 0 | 0 | 0 | 2231486.3318 | 0 | 0 | 0 | 0 | 245556.2427 | 0 | 213.2993 | 0 | 0 | 0 | 0 | 0 | 0 | 0 | 0 | 22097.017 | 0 | 0
2016-03-19 17:00 | 0 | 0 | 0 | 0 | 0 | 669819.559 | 401953 | 0 | 0 | 0 | 814066.8197 | 0 | 16850.6444 | 0 | 0 | 0 | 0 | 0 | 0 | 0 | 2249155.0195 | 0 | 0 | 0 | 0 | 245556.2427 | 0 | 213.2993 | 0 | 0 | 0 | 0 | 0 | 0 | 0 | 0 | 22097.017 | 0 | 0
2016-03-19 18:00 | 0 | 0 | 0 | 0 | 0 | 664609.559 | 396743 | 0 | 0 | 0 | 1059623.0624 | 0 | 17063.9437 | 0 | 0 | 0 | 0 | 0 | 0 | 0 | 2266823.6365 | 0 | 0 | 0 | 0 | 245556.2427 | 0 | 213.2993 | 0 | 0 | 0 | 0 | 0 | 0 | 0 | 0 | 22097.017 | 0 | 0
2016-03-19 19:00 | 0 | 0 | 0 | 0 | 0 | 659966.559 | 392100 | 0 | 0 | 0 | 1305179.305 | 0 | 17277.243 | 0 | 0 | 0 | 0 | 0 | 0 | 0 | 2284492.1829 | 0 | 0 | 0 | 0 | 245556.2427 | 0 | 213.2993 | 0 | 0 | 0 | 0 | 0 | 0 | 0 | 0 | 22097.017 | 0 | 0
2016-03-19 20:00 | 0 | 0 | 0 | 0 | 0 | 658681.559 | 390815 | 0 | 0 | 0 | 1550735.5477 | 0 | 17490.5423 | 0 | 0 | 0 | 0 | 0 | 0 | 0 | 2302160.6586 | 0 | 0 | 0 | 0 | 245556.2427 | 0 | 213.2993 | 0 | 0 | 0 | 0 | 0 | 0 | 0 | 0 | 22097.017 | 0 | 0
2016-03-19 21:00 | 0 | 0 | 0 | 0 | 0 | 660267.559 | 392401 | 0 | 0 | 0 | 1796291.7904 | 0 | 17703.8416 | 0 | 0 | 0 | 0 | 0 | 0 | 0 | 2319829.0636 | 0 | 0 | 0 | 0 | 245556.2427 | 0 | 213.2993 | 0 | 0 | 0 | 0 | 0 | 0 | 0 | 0 | 22097.017 | 0 | 0
2016-03-19 22:00 | 0 | 0 | 0 | 0 | 0 | 669962.1168 | 394474 | 0 | 0 | 0 | 2041848.0331 | 0 | 17917.1409 | 7621.5577 | 0 | 0 | 0 | 0 | 0 | 0 | 2337497.3979 | 0 | 0 | 0 | 0 | 245556.2427 | 0 | 213.2993 | 0 | 7621.5577 | 0 | 0 | 0 | 0 | 0 | 0 | 22097.017 | 0 | 0
2016-03-19 23:00 | 0 | 0 | 0 | 0 | 0 | 569665.4405 | 401004 | 0 | 0 | 0 | 2218131.0313 | 0 | 17917.1409 | 0 | 0 | 0 | 0 | 0 | 0 | 0 | 2337488.0479 | 0 | 0 | 0 | 0 | 176282.9982 | 0 | 0 | 0 | -7621.5577 | 0 | 0 | 0 | 0 | 0 | 0 | 0 | 0 | 0
2016-03-20 | 0 | 0 | 0 | 0 | 311844.4751 | 249568.1278 | 411271 | 0 | 0 | 0 | 2368272.6342 | 0 | 17917.1409 | 0 | 0 | 0 | 0 | 0 | 0 | 0 | 2337478.6979 | 0 | 0 | 0 | 0 | 150141.6029 | 0 | 0 | 0 | 0 | 0 | 0 | 0 | 0 | 0 | 0 | 0 | 0 | 0
2016-03-20 01:00 | 0 | 0 | 0 | 0 | 152535.3619 | 13504.3954 | 411596 | 0 | 0 | 0 | 2122716.3915 | 0 | 17917.1409 | 0 | 0 | 0 | 0 | 0 | 0 | 0 | 2337469.348 | 0 | 0 | 0 | 0 | -245556.2427 | 0 | 0 | 0 | 0 | 0 | 0 | 0 | 0 | 0 | 0 | 0 | 0 | 0
2016-03-20 02:00 | 0 | 0 | 0 | 0 | 157727.7573 | 0 | 403284 | 0 | 0 | 0 | 1877160.1488 | 0 | 17917.1409 | 0 | 0 | 0 | 0 | 0 | 0 | 0 | 2337459.9981 | 0 | 0 | 0 | 0 | -245556.2427 | 0 | 0 | 0 | 0 | 0 | 0 | 0 | 0 | 0 | 0 | 0 | 0 | 0
2016-03-20 03:00 | 0 | 0 | 0 | 0 | 144526.7573 | 0 | 390083 | 0 | 0 | 0 | 1631603.9061 | 0 | 17917.1409 | 0 | 0 | 0 | 0 | 0 | 0 | 0 | 2337450.6483 | 0 | 0 | 0 | 0 | -245556.2427 | 0 | 0 | 0 | 0 | 0 | 0 | 0 | 0 | 0 | 0 | 0 | 0 | 0
2016-03-20 04:00 | 0 | 0 | 0 | 0 | 129752.7573 | 0 | 375309 | 0 | 0 | 0 | 1386047.6635 | 0 | 17917.1409 | 0 | 0 | 0 | 0 | 0 | 0 | 0 | 2337441.2985 | 0 | 0 | 0 | 0 | -245556.2427 | 0 | 0 | 0 | 0 | 0 | 0 | 0 | 0 | 0 | 0 | 0 | 0 | 0
2016-03-20 05:00 | 0 | 0 | 0 | 0 | 116933.7573 | 0 | 362490 | 0 | 0 | 0 | 1140491.4208 | 0 | 17917.1409 | 0 | 0 | 0 | 0 | 0 | 0 | 0 | 2337431.9487 | 0 | 0 | 0 | 0 | -245556.2427 | 0 | 0 | 0 | 0 | 0 | 0 | 0 | 0 | 0 | 0 | 0 | 0 | 0
2016-03-20 06:00 | 0 | 0 | 0 | 0 | 349645.5142 | 0 | 352719 | 0 | 0 | 0 | 1137417.935 | 0 | 17917.1409 | 0 | 0 | 0 | 0 | 0 | 0 | 0 | 2337422.599 | 0 | 0 | 0 | 0 | -3073.4858 | 0 | 0 | 0 | 0 | 0 | 0 | 0 | 0 | 0 | 0 | 0 | 0 | 0
2016-03-20 07:00 | 0 | 0 | 0 | 0 | 101375.7573 | 0 | 346932 | 0 | 0 | 0 | 891861.6923 | 0 | 17917.1409 | 0 | 0 | 0 | 0 | 0 | 0 | 0 | 2337413.2493 | 0 | 0 | 0 | 0 | -245556.2427 | 0 | 0 | 0 | 0 | 0 | 0 | 0 | 0 | 0 | 0 | 0 | 0 | 0
2016-03-20 08:00 | 0 | 0 | 0 | 0 | 335081.7594 | 0 | 344382 | 0 | 0 | 0 | 882561.4517 | 0 | 17917.1409 | 0 | 0 | 0 | 0 | 0 | 0 | 0 | 2337403.8997 | 0 | 0 | 0 | 0 | -9300.2406 | 0 | 0 | 0 | 0 | 0 | 0 | 0 | 0 | 0 | 0 | 0 | 0 | 0
2016-03-20 09:00 | 0 | 0 | 0 | 0 | 101684.7573 | 0 | 347241 | 0 | 0 | 0 | 637005.209 | 0 | 17917.1409 | 0 | 0 | 0 | 0 | 0 | 0 | 0 | 2337394.55 | 0 | 0 | 0 | 0 | -245556.2427 | 0 | 0 | 0 | 0 | 0 | 0 | 0 | 0 | 0 | 0 | 0 | 0 | 0
2016-03-20 10:00 | 0 | 0 | 0 | 0 | 315275.852 | 0 | 354367 | 0 | 0 | 0 | 597914.0611 | 0 | 17917.1409 | 0 | 0 | 0 | 0 | 0 | 0 | 0 | 2337385.2005 | 0 | 0 | 0 | 0 | -39091.148 | 0 | 0 | 0 | 0 | 0 | 0 | 0 | 0 | 0 | 0 | 0 | 0 | 0
2016-03-20 11:00 | 0 | 0 | 0 | 0 | 121012.7573 | 0 | 366569 | 0 | 0 | 0 | 352357.8184 | 0 | 17917.1409 | 0 | 0 | 0 | 0 | 0 | 0 | 0 | 2337375.8509 | 0 | 0 | 0 | 0 | -245556.2427 | 0 | 0 | 0 | 0 | 0 | 0 | 0 | 0 | 0 | 0 | 0 | 0 | 0
2016-03-20 12:00 | 0 | 0 | 0 | 0 | 273560.4243 | 0 | 380362 | 0 | 0 | 0 | 245556.2427 | 0 | 17917.1409 | 0 | 0 | 0 | 0 | 0 | 0 | 0 | 2337366.5014 | 0 | 0 | 0 | 0 | -106801.5757 | 0 | 0 | 0 | 0 | 0 | 0 | 0 | 0 | 0 | 0 | 0 | 0 | 0
2016-03-20 13:00 | 0 | 0 | 0 | 0 | 42943.67 | 104400.0874 | 392900 | 0 | 0 | 0 | 0 | 0 | 17917.1409 | 0 | 0 | 0 | 0 | 0 | 0 | 0 | 2337357.152 | 0 | 0 | 0 | 0 | -245556.2427 | 0 | 0 | 0 | 0 | 0 | 0 | 0 | 0 | 0 | 0 | 0 | 0 | 0
2016-03-20 14:00 | 0 | 0 | 0 | 0 | 136520.9863 | 469214.4621 | 399596 | 0 | 0 | 0 | 206139.4484 | 0 | 17917.1409 | 0 | 0 | 0 | 0 | 0 | 0 | 0 | 2337347.8025 | 0 | 0 | 0 | 0 | 206139.4484 | 0 | 0 | 0 | 0 | 0 | 0 | 0 | 0 | 0 | 0 | 0 | 0 | 0
2016-03-20 15:00 | 0 | 0 | 0 | 0 | 0 | 668400.559 | 400534 | 0 | 0 | 0 | 451695.6911 | 0 | 18130.4402 | 0 | 0 | 0 | 0 | 0 | 0 | 0 | 2355016.0668 | 0 | 0 | 0 | 0 | 245556.2427 | 0 | 213.2993 | 0 | 0 | 0 | 0 | 0 | 0 | 0 | 0 | 22097.017 | 0 | 0
2016-03-20 16:00 | 0 | 0 | 0 | 0 | 0 | 668676.559 | 400810 | 0 | 0 | 0 | 697251.9338 | 0 | 18343.7395 | 0 | 0 | 0 | 0 | 0 | 0 | 0 | 2372684.2603 | 0 | 0 | 0 | 0 | 245556.2427 | 0 | 213.2993 | 0 | 0 | 0 | 0 | 0 | 0 | 0 | 0 | 22097.017 | 0 | 0
2016-03-20 17:00 | 0 | 0 | 0 | 0 | 0 | 667968.559 | 400102 | 0 | 0 | 0 | 942808.1765 | 0 | 18557.0388 | 0 | 0 | 0 | 0 | 0 | 0 | 0 | 2390352.3832 | 0 | 0 | 0 | 0 | 245556.2427 | 0 | 213.2993 | 0 | 0 | 0 | 0 | 0 | 0 | 0 | 0 | 22097.017 | 0 | 0
2016-03-20 18:00 | 0 | 0 | 0 | 0 | 0 | 665310.559 | 397444 | 0 | 0 | 0 | 1188364.4191 | 0 | 18770.3381 | 0 | 0 | 0 | 0 | 0 | 0 | 0 | 2408020.4355 | 0 | 0 | 0 | 0 | 245556.2427 | 0 | 213.2993 | 0 | 0 | 0 | 0 | 0 | 0 | 0 | 0 | 22097.017 | 0 | 0
2016-03-20 19:00 | 0 | 0 | 0 | 0 | 0 | 663344.559 | 395478 | 0 | 0 | 0 | 1433920.6618 | 0 | 18983.6374 | 0 | 0 | 0 | 0 | 0 | 0 | 0 | 2425688.417 | 0 | 0 | 0 | 0 | 245556.2427 | 0 | 213.2993 | 0 | 0 | 0 | 0 | 0 | 0 | 0 | 0 | 22097.017 | 0 | 0
2016-03-20 20:00 | 0 | 0 | 0 | 0 | 0 | 663743.559 | 395877 | 0 | 0 | 0 | 1679476.9045 | 0 | 19196.9367 | 0 | 0 | 0 | 0 | 0 | 0 | 0 | 2443356.3279 | 0 | 0 | 0 | 0 | 245556.2427 | 0 | 213.2993 | 0 | 0 | 0 | 0 | 0 | 0 | 0 | 0 | 22097.017 | 0 | 0
2016-03-20 21:00 | 0 | 0 | 0 | 0 | 0 | 667528.559 | 399662 | 0 | 0 | 0 | 1925033.1472 | 0 | 19410.236 | 0 | 0 | 0 | 0 | 0 | 0 | 0 | 2461024.1681 | 0 | 0 | 0 | 0 | 245556.2427 | 0 | 213.2993 | 0 | 0 | 0 | 0 | 0 | 0 | 0 | 0 | 22097.017 | 0 | 0
2016-03-20 22:00 | 0 | 0 | 0 | 0 | 0 | 681060.1168 | 405572 | 0 | 0 | 0 | 2170589.3899 | 0 | 19623.5353 | 7621.5577 | 0 | 0 | 0 | 0 | 0 | 0 | 2478691.9377 | 0 | 0 | 0 | 0 | 245556.2427 | 0 | 213.2993 | 0 | 7621.5577 | 0 | 0 | 0 | 0 | 0 | 0 | 22097.017 | 0 | 0
2016-03-20 23:00 | 0 | 0 | 0 | 0 | 36989.8357 | 617026.8492 | 416082 | 0 | 0 | 0 | 2416145.6326 | 0 | 19623.5353 | 0 | 0 | 0 | 0 | 0 | 0 | 0 | 2478682.0229 | 0 | 0 | 0 | 0 | 245556.2427 | 0 | 0 | 0 | -7621.5577 | 0 | 0 | 0 | 0 | 0 | 0 | 0 | 0 | 0
2016-03-21 | 0 | 0 | 0 | 0 | 0 | 284922.3238 | 427870 | 0 | 0 | 0 | 2273197.9564 | 0 | 19623.5353 | 0 | 0 | 0 | 0 | 0 | 0 | 0 | 2478672.1082 | 0 | 0 | 0 | 0 | -142947.6762 | 0 | 0 | 0 | 0 | 0 | 0 | 0 | 0 | 0 | 0 | 0 | 0 | 0
2016-03-21 01:00 | 0 | 0 | 0 | 0 | 171159.2194 | 13052.5379 | 429768 | 0 | 0 | 0 | 2027641.7137 | 0 | 19623.5353 | 0 | 0 | 0 | 0 | 0 | 0 | 0 | 2478662.1935 | 0 | 0 | 0 | 0 | -245556.2427 | 0 | 0 | 0 | 0 | 0 | 0 | 0 | 0 | 0 | 0 | 0 | 0 | 0
2016-03-21 02:00 | 0 | 0 | 0 | 0 | 173667.7573 | 0 | 419224 | 0 | 0 | 0 | 1782085.471 | 0 | 19623.5353 | 0 | 0 | 0 | 0 | 0 | 0 | 0 | 2478652.2788 | 0 | 0 | 0 | 0 | -245556.2427 | 0 | 0 | 0 | 0 | 0 | 0 | 0 | 0 | 0 | 0 | 0 | 0 | 0
2016-03-21 03:00 | 0 | 0 | 0 | 0 | 158543.7573 | 0 | 404100 | 0 | 0 | 0 | 1536529.2283 | 0 | 19623.5353 | 0 | 0 | 0 | 0 | 0 | 0 | 0 | 2478642.3642 | 0 | 0 | 0 | 0 | -245556.2427 | 0 | 0 | 0 | 0 | 0 | 0 | 0 | 0 | 0 | 0 | 0 | 0 | 0
2016-03-21 04:00 | 0 | 0 | 0 | 0 | 141369.7573 | 0 | 386926 | 0 | 0 | 0 | 1290972.9856 | 0 | 19623.5353 | 0 | 0 | 0 | 0 | 0 | 0 | 0 | 2478632.4497 | 0 | 0 | 0 | 0 | -245556.2427 | 0 | 0 | 0 | 0 | 0 | 0 | 0 | 0 | 0 | 0 | 0 | 0 | 0
2016-03-21 05:00 | 0 | 0 | 0 | 0 | 128882.7573 | 0 | 374439 | 0 | 0 | 0 | 1045416.7429 | 0 | 19623.5353 | 0 | 0 | 0 | 0 | 0 | 0 | 0 | 2478622.5351 | 0 | 0 | 0 | 0 | -245556.2427 | 0 | 0 | 0 | 0 | 0 | 0 | 0 | 0 | 0 | 0 | 0 | 0 | 0
2016-03-21 06:00 | 0 | 0 | 0 | 0 | 121027.7573 | 0 | 366584 | 0 | 0 | 0 | 799860.5003 | 0 | 19623.5353 | 0 | 0 | 0 | 0 | 0 | 0 | 0 | 2478612.6206 | 0 | 0 | 0 | 0 | -245556.2427 | 0 | 0 | 0 | 0 | 0 | 0 | 0 | 0 | 0 | 0 | 0 | 0 | 0
2016-03-21 07:00 | 0 | 0 | 0 | 0 | 518073.4932 | 0 | 363565 | 0 | 0 | 0 | 954368.9934 | 0 | 19623.5353 | 0 | 0 | 0 | 0 | 0 | 0 | 0 | 2478602.7062 | 0 | 0 | 0 | 0 | 154508.4932 | 0 | 0 | 0 | 0 | 0 | 0 | 0 | 0 | 0 | 0 | 0 | 0 | 0
2016-03-21 08:00 | 0 | 0 | 0 | 0 | 121777.7573 | 0 | 367334 | 0 | 0 | 0 | 708812.7507 | 0 | 19623.5353 | 0 | 0 | 0 | 0 | 0 | 0 | 0 | 2478592.7918 | 0 | 0 | 0 | 0 | -245556.2427 | 0 | 0 | 0 | 0 | 0 | 0 | 0 | 0 | 0 | 0 | 0 | 0 | 0
2016-03-21 09:00 | 0 | 0 | 0 | 0 | 136504.7573 | 0 | 382061 | 0 | 0 | 0 | 463256.508 | 0 | 19623.5353 | 0 | 0 | 0 | 0 | 0 | 0 | 0 | 2478582.8774 | 0 | 0 | 0 | 0 | -245556.2427 | 0 | 0 | 0 | 0 | 0 | 0 | 0 | 0 | 0 | 0 | 0 | 0 | 0
2016-03-21 10:00 | 0 | 0 | 0 | 0 | 168560.7573 | 0 | 414117 | 0 | 0 | 0 | 217700.2654 | 0 | 19623.5353 | 0 | 0 | 0 | 0 | 0 | 0 | 0 | 2478572.9631 | 0 | 0 | 0 | 0 | -245556.2427 | 0 | 0 | 0 | 0 | 0 | 0 | 0 | 0 | 0 | 0 | 0 | 0 | 0
2016-03-21 11:00 | 0 | 0 | 0 | 0 | 652454.9619 | 0 | 446242 | 0 | 0 | 0 | 423913.2273 | 0 | 19623.5353 | 0 | 0 | 0 | 0 | 0 | 0 | 0 | 2478563.0488 | 0 | 0 | 0 | 0 | 206212.9619 | 0 | 0 | 0 | 0 | 0 | 0 | 0 | 0 | 0 | 0 | 0 | 0 | 0
2016-03-21 12:00 | 0 | 0 | 0 | 0 | 213636.7573 | 0 | 459193 | 0 | 0 | 0 | 178356.9846 | 0 | 19623.5353 | 0 | 0 | 0 | 0 | 0 | 0 | 0 | 2478553.1345 | 0 | 0 | 0 | 0 | -245556.2427 | 0 | 0 | 0 | 0 | 0 | 0 | 0 | 0 | 0 | 0 | 0 | 0 | 0
2016-03-21 13:00 | 0 | 0 | 0 | 0 | 445490.2221 | 83605.1974 | 458799 | 0 | 0 | 0 | 248653.404 | 0 | 19623.5353 | 0 | 0 | 0 | 0 | 0 | 0 | 0 | 2478543.2203 | 0 | 0 | 0 | 0 | 70296.4195 | 0 | 0 | 0 | 0 | 0 | 0 | 0 | 0 | 0 | 0 | 0 | 0 | 0
2016-03-21 14:00 | 0 | 0 | 0 | 0 | 0 | 469469.2003 | 454396 | 0 | 0 | 0 | 263726.6044 | 0 | 19623.5353 | 0 | 0 | 0 | 0 | 0 | 0 | 0 | 2478533.3061 | 0 | 0 | 0 | 0 | 15073.2003 | 0 | 0 | 0 | 0 | 0 | 0 | 0 | 0 | 0 | 0 | 0 | 0 | 0
2016-03-21 15:00 | 0 | 0 | 0 | 0 | 0 | 670511.2295 | 448158 | 0 | 0 | 0 | 486079.8339 | 0 | 19623.5353 | 0 | 0 | 0 | 0 | 0 | 0 | 0 | 2478523.392 | 0 | 0 | 0 | 0 | 222353.2295 | 0 | 0 | 0 | 0 | 0 | 0 | 0 | 0 | 0 | 0 | 0 | 0 | 0
2016-03-21 16:00 | 0 | 0 | 0 | 0 | 0 | 708338.559 | 440472 | 0 | 0 | 0 | 731636.0766 | 0 | 19836.8346 | 0 | 0 | 0 | 0 | 0 | 0 | 0 | 2496191.0916 | 0 | 0 | 0 | 0 | 245556.2427 | 0 | 213.2993 | 0 | 0 | 0 | 0 | 0 | 0 | 0 | 0 | 22097.017 | 0 | 0
2016-03-21 17:00 | 0 | 0 | 0 | 0 | 0 | 701067.559 | 433201 | 0 | 0 | 0 | 977192.3193 | 0 | 20050.1339 | 0 | 0 | 0 | 0 | 0 | 0 | 0 | 2513858.7204 | 0 | 0 | 0 | 0 | 245556.2427 | 0 | 213.2993 | 0 | 0 | 0 | 0 | 0 | 0 | 0 | 0 | 22097.017 | 0 | 0
2016-03-21 18:00 | 0 | 0 | 0 | 0 | 0 | 694036.559 | 426170 | 0 | 0 | 0 | 1222748.562 | 0 | 20263.4332 | 0 | 0 | 0 | 0 | 0 | 0 | 0 | 2531526.2786 | 0 | 0 | 0 | 0 | 245556.2427 | 0 | 213.2993 | 0 | 0 | 0 | 0 | 0 | 0 | 0 | 0 | 22097.017 | 0 | 0
2016-03-21 19:00 | 0 | 0 | 0 | 0 | 0 | 688479.559 | 420613 | 0 | 0 | 0 | 1468304.8046 | 0 | 20476.7325 | 0 | 0 | 0 | 0 | 0 | 0 | 0 | 2549193.7662 | 0 | 0 | 0 | 0 | 245556.2427 | 0 | 213.2993 | 0 | 0 | 0 | 0 | 0 | 0 | 0 | 0 | 22097.017 | 0 | 0
2016-03-21 20:00 | 0 | 0 | 0 | 0 | 0 | 692618.1168 | 417130 | 0 | 0 | 0 | 1713861.0473 | 0 | 20690.0318 | 7621.5577 | 0 | 0 | 0 | 0 | 0 | 0 | 2566861.183 | 0 | 0 | 0 | 0 | 245556.2427 | 0 | 213.2993 | 0 | 7621.5577 | 0 | 0 | 0 | 0 | 0 | 0 | 22097.017 | 0 | 0
2016-03-21 21:00 | 0 | 0 | 0 | 0 | 0 | 674577.7021 | 417140 | 0 | 0 | 0 | 1959417.29 | 0 | 20903.3311 | 7621.5577 | 0 | 0 | 0 | 0 | 0 | 0 | 2576185.4437 | 0 | 0 | 0 | 0 | 245556.2427 | 0 | 213.2993 | 0 | 0 | 0 | 0 | 0 | 0 | 0 | 0 | 11668.1601 | 0 | 0
2016-03-21 22:00 | 0 | 0 | 0 | 0 | 0 | 611376.6633 | 419473 | 0 | 0 | 0 | 2158942.511 | 0 | 20903.3311 | 0 | 0 | 0 | 0 | 0 | 0 | 0 | 2576175.1389 | 0 | 0 | 0 | 0 | 199525.221 | 0 | 0 | 0 | -7621.5577 | 0 | 0 | 0 | 0 | 0 | 0 | 0 | 0 | 0
2016-03-21 23:00 | 0 | 0 | 0 | 0 | 0 | 475756.2418 | 429597 | 0 | 0 | 0 | 2205101.7528 | 0 | 20903.3311 | 0 | 0 | 0 | 0 | 0 | 0 | 0 | 2576164.8342 | 0 | 0 | 0 | 0 | 46159.2418 | 0 | 0 | 0 | 0 | 0 | 0 | 0 | 0 | 0 | 0 | 0 | 0 | 0
2016-03-22 | 0 | 0 | 0 | 0 | 0 | 203189.1887 | 443841 | 0 | 0 | 0 | 1964449.9415 | 0 | 20903.3311 | 0 | 0 | 0 | 0 | 0 | 0 | 0 | 2576154.5296 | 0 | 0 | 0 | 0 | -240651.8113 | 0 | 0 | 0 | 0 | 0 | 0 | 0 | 0 | 0 | 0 | 0 | 0 | 0
2016-03-22 01:00 | 0 | 0 | 0 | 0 | 184354.0319 | 13605.7254 | 443516 | 0 | 0 | 0 | 1718893.6988 | 0 | 20903.3311 | 0 | 0 | 0 | 0 | 0 | 0 | 0 | 2576144.225 | 0 | 0 | 0 | 0 | -245556.2427 | 0 | 0 | 0 | 0 | 0 | 0 | 0 | 0 | 0 | 0 | 0 | 0 | 0
2016-03-22 02:00 | 0 | 0 | 0 | 0 | 183786.7573 | 0 | 429343 | 0 | 0 | 0 | 1473337.4561 | 0 | 20903.3311 | 0 | 0 | 0 | 0 | 0 | 0 | 0 | 2576133.9204 | 0 | 0 | 0 | 0 | -245556.2427 | 0 | 0 | 0 | 0 | 0 | 0 | 0 | 0 | 0 | 0 | 0 | 0 | 0
2016-03-22 03:00 | 0 | 0 | 0 | 0 | 164345.7573 | 0 | 409902 | 0 | 0 | 0 | 1227781.2134 | 0 | 20903.3311 | 0 | 0 | 0 | 0 | 0 | 0 | 0 | 2576123.6158 | 0 | 0 | 0 | 0 | -245556.2427 | 0 | 0 | 0 | 0 | 0 | 0 | 0 | 0 | 0 | 0 | 0 | 0 | 0
2016-03-22 04:00 | 0 | 0 | 0 | 0 | 145590.7573 | 0 | 391147 | 0 | 0 | 0 | 982224.9707 | 0 | 20903.3311 | 0 | 0 | 0 | 0 | 0 | 0 | 0 | 2576113.3114 | 0 | 0 | 0 | 0 | -245556.2427 | 0 | 0 | 0 | 0 | 0 | 0 | 0 | 0 | 0 | 0 | 0 | 0 | 0
2016-03-22 05:00 | 0 | 0 | 0 | 0 | 623761.2427 | 0 | 378205 | 0 | 0 | 0 | 1227781.2134 | 0 | 20903.3311 | 0 | 0 | 0 | 0 | 0 | 0 | 0 | 2576103.0069 | 0 | 0 | 0 | 0 | 245556.2427 | 0 | 0 | 0 | 0 | 0 | 0 | 0 | 0 | 0 | 0 | 0 | 0 | 0
2016-03-22 06:00 | 0 | 0 | 0 | 0 | 124401.7573 | 0 | 369958 | 0 | 0 | 0 | 982224.9707 | 0 | 20903.3311 | 0 | 0 | 0 | 0 | 0 | 0 | 0 | 2576092.7025 | 0 | 0 | 0 | 0 | -245556.2427 | 0 | 0 | 0 | 0 | 0 | 0 | 0 | 0 | 0 | 0 | 0 | 0 | 0
2016-03-22 07:00 | 0 | 0 | 0 | 0 | 121692.7573 | 0 | 367249 | 0 | 0 | 0 | 736668.7281 | 0 | 20903.3311 | 0 | 0 | 0 | 0 | 0 | 0 | 0 | 2576082.3981 | 0 | 0 | 0 | 0 | -245556.2427 | 0 | 0 | 0 | 0 | 0 | 0 | 0 | 0 | 0 | 0 | 0 | 0 | 0
2016-03-22 08:00 | 0 | 0 | 0 | 0 | 124591.7573 | 0 | 370148 | 0 | 0 | 0 | 491112.4854 | 0 | 20903.3311 | 0 | 0 | 0 | 0 | 0 | 0 | 0 | 2576072.0938 | 0 | 0 | 0 | 0 | -245556.2427 | 0 | 0 | 0 | 0 | 0 | 0 | 0 | 0 | 0 | 0 | 0 | 0 | 0
2016-03-22 09:00 | 0 | 0 | 0 | 0 | 629644.2427 | 0 | 384088 | 0 | 0 | 0 | 736668.7281 | 0 | 20903.3311 | 0 | 0 | 0 | 0 | 0 | 0 | 0 | 2576061.7895 | 0 | 0 | 0 | 0 | 245556.2427 | 0 | 0 | 0 | 0 | 0 | 0 | 0 | 0 | 0 | 0 | 0 | 0 | 0
2016-03-22 10:00 | 0 | 0 | 0 | 0 | 169887.7573 | 0 | 415444 | 0 | 0 | 0 | 491112.4854 | 0 | 20903.3311 | 0 | 0 | 0 | 0 | 0 | 0 | 0 | 2576051.4853 | 0 | 0 | 0 | 0 | -245556.2427 | 0 | 0 | 0 | 0 | 0 | 0 | 0 | 0 | 0 | 0 | 0 | 0 | 0
2016-03-22 11:00 | 0 | 0 | 0 | 0 | 199409.7573 | 0 | 444966 | 0 | 0 | 0 | 245556.2427 | 0 | 20903.3311 | 0 | 0 | 0 | 0 | 0 | 0 | 0 | 2576041.181 | 0 | 0 | 0 | 0 | -245556.2427 | 0 | 0 | 0 | 0 | 0 | 0 | 0 | 0 | 0 | 0 | 0 | 0 | 0
2016-03-22 12:00 | 0 | 0 | 0 | 0 | 206940.7573 | 0 | 452497 | 0 | 0 | 0 | 0 | 0 | 20903.3311 | 0 | 0 | 0 | 0 | 0 | 0 | 0 | 2576030.8769 | 0 | 0 | 0 | 0 | -245556.2427 | 0 | 0 | 0 | 0 | 0 | 0 | 0 | 0 | 0 | 0 | 0 | 0 | 0
2016-03-22 13:00 | 0 | 0 | 0 | 0 | 478956.5274 | 68413.4353 | 447072 | 0 | 0 | 0 | 100297.9627 | 0 | 20903.3311 | 0 | 0 | 0 | 0 | 0 | 0 | 0 | 2576020.5728 | 0 | 0 | 0 | 0 | 100297.9627 | 0 | 0 | 0 | 0 | 0 | 0 | 0 | 0 | 0 | 0 | 0 | 0 | 0
2016-03-22 14:00 | 0 | 0 | 0 | 0 | 207372.3987 | 392388.246 | 440164 | 0 | 0 | 0 | 259894.6075 | 0 | 20903.3311 | 0 | 0 | 0 | 0 | 0 | 0 | 0 | 2576010.2687 | 0 | 0 | 0 | 0 | 159596.6448 | 0 | 0 | 0 | 0 | 0 | 0 | 0 | 0 | 0 | 0 | 0 | 0 | 0
2016-03-22 15:00 | 0 | 0 | 0 | 0 | 63774.5653 | 615157.6774 | 433376 | 0 | 0 | 0 | 505450.8501 | 0 | 20903.3311 | 0 | 0 | 0 | 0 | 0 | 0 | 0 | 2575999.9646 | 0 | 0 | 0 | 0 | 245556.2427 | 0 | 0 | 0 | 0 | 0 | 0 | 0 | 0 | 0 | 0 | 0 | 0 | 0
2016-03-22 16:00 | 0 | 0 | 0 | 0 | 0 | 694140.559 | 426274 | 0 | 0 | 0 | 751007.0928 | 0 | 21116.6303 | 0 | 0 | 0 | 0 | 0 | 0 | 0 | 2593667.2743 | 0 | 0 | 0 | 0 | 245556.2427 | 0 | 213.2993 | 0 | 0 | 0 | 0 | 0 | 0 | 0 | 0 | 22097.017 | 0 | 0
2016-03-22 17:00 | 0 | 0 | 0 | 0 | 0 | 687828.559 | 419962 | 0 | 0 | 0 | 996563.3355 | 0 | 21329.9296 | 0 | 0 | 0 | 0 | 0 | 0 | 0 | 2611334.5132 | 0 | 0 | 0 | 0 | 245556.2427 | 0 | 213.2993 | 0 | 0 | 0 | 0 | 0 | 0 | 0 | 0 | 22097.017 | 0 | 0
2016-03-22 18:00 | 0 | 0 | 0 | 0 | 0 | 683356.559 | 415490 | 0 | 0 | 0 | 1242119.5782 | 0 | 21543.2289 | 0 | 0 | 0 | 0 | 0 | 0 | 0 | 2629001.6815 | 0 | 0 | 0 | 0 | 245556.2427 | 0 | 213.2993 | 0 | 0 | 0 | 0 | 0 | 0 | 0 | 0 | 22097.017 | 0 | 0
2016-03-22 19:00 | 0 | 0 | 0 | 0 | 0 | 678852.559 | 410986 | 0 | 0 | 0 | 1487675.8209 | 0 | 21756.5282 | 0 | 0 | 0 | 0 | 0 | 0 | 0 | 2646668.7792 | 0 | 0 | 0 | 0 | 245556.2427 | 0 | 213.2993 | 0 | 0 | 0 | 0 | 0 | 0 | 0 | 0 | 22097.017 | 0 | 0
2016-03-22 20:00 | 0 | 0 | 0 | 0 | 0 | 676812.559 | 408946 | 0 | 0 | 0 | 1733232.0636 | 0 | 21969.8275 | 0 | 0 | 0 | 0 | 0 | 0 | 0 | 2664335.8061 | 0 | 0 | 0 | 0 | 245556.2427 | 0 | 213.2993 | 0 | 0 | 0 | 0 | 0 | 0 | 0 | 0 | 22097.017 | 0 | 0
2016-03-22 21:00 | 0 | 0 | 0 | 0 | 0 | 685149.1168 | 409661 | 0 | 0 | 0 | 1978788.3062 | 0 | 22183.1268 | 7621.5577 | 0 | 0 | 0 | 0 | 0 | 0 | 2682002.7624 | 0 | 0 | 0 | 0 | 245556.2427 | 0 | 213.2993 | 0 | 7621.5577 | 0 | 0 | 0 | 0 | 0 | 0 | 22097.017 | 0 | 0
2016-03-22 22:00 | 0 | 0 | 0 | 0 | 0 | 649332.9673 | 411033 | 0 | 0 | 0 | 2224344.5489 | 0 | 22183.1268 | 365.2824 | 0 | 0 | 0 | 0 | 0 | 0 | 2681992.0344 | 0 | 0 | 0 | 0 | 245556.2427 | 0 | 0 | 0 | -7256.2754 | 0 | 0 | 0 | 0 | 0 | 0 | 0 | 0 | 0
2016-03-22 23:00 | 0 | 0 | 0 | 0 | 0 | 535853.3744 | 417740 | 0 | 0 | 0 | 2365006.3325 | 0 | 0 | 0 | 0 | 0 | 0 | 0 | 0 | 0 | 2681981.3064 | 0 | 0 | 0 | 0 | 140661.7836 | 0 | 0 | 22183.1268 | -365.2824 | 0 | 0 | 0 | 0 | 0 | 0 | 0 | 0 | 0
2016-03-23 | 0 | 0 | 0 | 0 | 0 | 274406.8516 | 429407 | 0 | 0 | 0 | 2210006.1842 | 0 | 0 | 0 | 0 | 0 | 0 | 0 | 0 | 0 | 2681970.5785 | 0 | 0 | 0 | 0 | -155000.1484 | 0 | 0 | 0 | 0 | 0 | 0 | 0 | 0 | 0 | 0 | 0 | 0 | 0
2016-03-23 01:00 | 0 | 0 | 0 | 0 | 157851.9116 | 24001.8457 | 427410 | 0 | 0 | 0 | 1964449.9415 | 0 | 0 | 0 | 0 | 0 | 0 | 0 | 0 | 0 | 2681959.8506 | 0 | 0 | 0 | 0 | -245556.2427 | 0 | 0 | 0 | 0 | 0 | 0 | 0 | 0 | 0 | 0 | 0 | 0 | 0
2016-03-23 02:00 | 0 | 0 | 0 | 0 | 166612.7573 | 0 | 412169 | 0 | 0 | 0 | 1718893.6988 | 0 | 0 | 0 | 0 | 0 | 0 | 0 | 0 | 0 | 2681949.1228 | 0 | 0 | 0 | 0 | -245556.2427 | 0 | 0 | 0 | 0 | 0 | 0 | 0 | 0 | 0 | 0 | 0 | 0 | 0
2016-03-23 03:00 | 0 | 0 | 0 | 0 | 146520.7573 | 0 | 392077 | 0 | 0 | 0 | 1473337.4561 | 0 | 0 | 0 | 0 | 0 | 0 | 0 | 0 | 0 | 2681938.395 | 0 | 0 | 0 | 0 | -245556.2427 | 0 | 0 | 0 | 0 | 0 | 0 | 0 | 0 | 0 | 0 | 0 | 0 | 0
2016-03-23 04:00 | 0 | 0 | 0 | 0 | 125878.7573 | 0 | 371435 | 0 | 0 | 0 | 1227781.2134 | 0 | 0 | 0 | 0 | 0 | 0 | 0 | 0 | 0 | 2681927.6672 | 0 | 0 | 0 | 0 | -245556.2427 | 0 | 0 | 0 | 0 | 0 | 0 | 0 | 0 | 0 | 0 | 0 | 0 | 0
2016-03-23 05:00 | 0 | 0 | 0 | 0 | 109718.7573 | 0 | 355275 | 0 | 0 | 0 | 982224.9707 | 0 | 0 | 0 | 0 | 0 | 0 | 0 | 0 | 0 | 2681916.9395 | 0 | 0 | 0 | 0 | -245556.2427 | 0 | 0 | 0 | 0 | 0 | 0 | 0 | 0 | 0 | 0 | 0 | 0 | 0
2016-03-23 06:00 | 0 | 0 | 0 | 0 | 99186.7573 | 0 | 344743 | 0 | 0 | 0 | 736668.7281 | 0 | 0 | 0 | 0 | 0 | 0 | 0 | 0 | 0 | 2681906.2119 | 0 | 0 | 0 | 0 | -245556.2427 | 0 | 0 | 0 | 0 | 0 | 0 | 0 | 0 | 0 | 0 | 0 | 0 | 0
2016-03-23 07:00 | 0 | 0 | 0 | 0 | 92950.7573 | 0 | 338507 | 0 | 0 | 0 | 491112.4854 | 0 | 0 | 0 | 0 | 0 | 0 | 0 | 0 | 0 | 2681895.4842 | 0 | 0 | 0 | 0 | -245556.2427 | 0 | 0 | 0 | 0 | 0 | 0 | 0 | 0 | 0 | 0 | 0 | 0 | 0
2016-03-23 08:00 | 0 | 0 | 0 | 0 | 585840.2427 | 0 | 340284 | 0 | 0 | 0 | 736668.7281 | 0 | 0 | 0 | 0 | 0 | 0 | 0 | 0 | 0 | 2681884.7567 | 0 | 0 | 0 | 0 | 245556.2427 | 0 | 0 | 0 | 0 | 0 | 0 | 0 | 0 | 0 | 0 | 0 | 0 | 0
2016-03-23 09:00 | 0 | 0 | 0 | 0 | 106178.7573 | 0 | 351735 | 0 | 0 | 0 | 491112.4854 | 0 | 0 | 0 | 0 | 0 | 0 | 0 | 0 | 0 | 2681874.0291 | 0 | 0 | 0 | 0 | -245556.2427 | 0 | 0 | 0 | 0 | 0 | 0 | 0 | 0 | 0 | 0 | 0 | 0 | 0
2016-03-23 10:00 | 0 | 0 | 0 | 0 | 134000.7573 | 0 | 379557 | 0 | 0 | 0 | 245556.2427 | 0 | 0 | 0 | 0 | 0 | 0 | 0 | 0 | 0 | 2681863.3016 | 0 | 0 | 0 | 0 | -245556.2427 | 0 | 0 | 0 | 0 | 0 | 0 | 0 | 0 | 0 | 0 | 0 | 0 | 0
2016-03-23 11:00 | 0 | 0 | 0 | 0 | 161016.7573 | 0 | 406573 | 0 | 0 | 0 | 0 | 0 | 0 | 0 | 0 | 0 | 0 | 0 | 0 | 0 | 2681852.5742 | 0 | 0 | 0 | 0 | -245556.2427 | 0 | 0 | 0 | 0 | 0 | 0 | 0 | 0 | 0 | 0 | 0 | 0 | 0
2016-03-23 12:00 | 0 | 0 | 0 | 0 | 663128.1471 | 0.095559 | 417572 | 0 | 0 | 0 | 245556.2427 | 0 | 0 | 0 | 0 | 0 | 0 | 0 | 0 | 0 | 2681841.8468 | 0 | 0 | 0 | 0 | 245556.2427 | 0 | 0 | 0 | 0 | 0 | 0 | 0 | 0 | 0 | 0 | 0 | 0 | 0
2016-03-23 13:00 | 0 | 0 | 0 | 0 | 78460.8096 | 96505.9477 | 420523 | 0 | 0 | 0 | 0 | 0 | 0 | 0 | 0 | 0 | 0 | 0 | 0 | 0 | 2681831.1194 | 0 | 0 | 0 | 0 | -245556.2427 | 0 | 0 | 0 | 0 | 0 | 0 | 0 | 0 | 0 | 0 | 0 | 0 | 0
2016-03-23 14:00 | 0 | 0 | 0 | 0 | 237178.0154 | 431968.2273 | 423590 | 0 | 0 | 0 | 245556.2427 | 0 | 0 | 0 | 0 | 0 | 0 | 0 | 0 | 0 | 2681820.3921 | 0 | 0 | 0 | 0 | 245556.2427 | 0 | 0 | 0 | 0 | 0 | 0 | 0 | 0 | 0 | 0 | 0 | 0 | 0
2016-03-23 15:00 | 0 | 0 | 0 | 0 | 0 | 685066.8496 | 423947 | 0 | 0 | 0 | 491112.4854 | 0 | 213.2993 | 0 | 0 | 0 | 0 | 0 | 0 | 0 | 2694089.9109 | 0 | 0 | 0 | 0 | 245556.2427 | 0 | 213.2993 | 0 | 0 | 0 | 0 | 0 | 0 | 0 | 0 | 15350.3076 | 0 | 0
2016-03-23 16:00 | 0 | 0 | 0 | 0 | 0 | 689826.559 | 421960 | 0 | 0 | 0 | 736668.7281 | 0 | 426.5986 | 0 | 0 | 0 | 0 | 0 | 0 | 0 | 2711756.7482 | 0 | 0 | 0 | 0 | 245556.2427 | 0 | 213.2993 | 0 | 0 | 0 | 0 | 0 | 0 | 0 | 0 | 22097.017 | 0 | 0
2016-03-23 17:00 | 0 | 0 | 0 | 0 | 0 | 688951.559 | 421085 | 0 | 0 | 0 | 982224.9707 | 0 | 639.8979 | 0 | 0 | 0 | 0 | 0 | 0 | 0 | 2729423.5148 | 0 | 0 | 0 | 0 | 245556.2427 | 0 | 213.2993 | 0 | 0 | 0 | 0 | 0 | 0 | 0 | 0 | 22097.017 | 0 | 0
2016-03-23 18:00 | 0 | 0 | 0 | 0 | 0 | 688693.559 | 420827 | 0 | 0 | 0 | 1227781.2134 | 0 | 853.1972 | 0 | 0 | 0 | 0 | 0 | 0 | 0 | 2747090.2107 | 0 | 0 | 0 | 0 | 245556.2427 | 0 | 213.2993 | 0 | 0 | 0 | 0 | 0 | 0 | 0 | 0 | 22097.017 | 0 | 0
2016-03-23 19:00 | 0 | 0 | 0 | 0 | 0 | 688323.559 | 420457 | 0 | 0 | 0 | 1473337.4561 | 0 | 1066.4965 | 0 | 0 | 0 | 0 | 0 | 0 | 0 | 2764756.836 | 0 | 0 | 0 | 0 | 245556.2427 | 0 | 213.2993 | 0 | 0 | 0 | 0 | 0 | 0 | 0 | 0 | 22097.017 | 0 | 0
2016-03-23 20:00 | 0 | 0 | 0 | 0 | 0 | 689425.559 | 421559 | 0 | 0 | 0 | 1718893.6988 | 0 | 1279.7958 | 0 | 0 | 0 | 0 | 0 | 0 | 0 | 2782423.3906 | 0 | 0 | 0 | 0 | 245556.2427 | 0 | 213.2993 | 0 | 0 | 0 | 0 | 0 | 0 | 0 | 0 | 22097.017 | 0 | 0
2016-03-23 21:00 | 0 | 0 | 0 | 0 | 0 | 691616.559 | 423750 | 0 | 0 | 0 | 1964449.9415 | 0 | 1493.0951 | 0 | 0 | 0 | 0 | 0 | 0 | 0 | 2800089.8745 | 0 | 0 | 0 | 0 | 245556.2427 | 0 | 213.2993 | 0 | 0 | 0 | 0 | 0 | 0 | 0 | 0 | 22097.017 | 0 | 0
2016-03-23 22:00 | 0 | 0 | 0 | 0 | 0 | 699632.1168 | 424144 | 0 | 0 | 0 | 2210006.1842 | 0 | 1706.3944 | 7621.5577 | 0 | 0 | 0 | 0 | 0 | 0 | 2817756.2878 | 0 | 0 | 0 | 0 | 245556.2427 | 0 | 213.2993 | 0 | 7621.5577 | 0 | 0 | 0 | 0 | 0 | 0 | 22097.017 | 0 | 0
2016-03-23 23:00 | 0 | 0 | 0 | 0 | 0 | 612221.0161 | 428453 | 0 | 0 | 0 | 2401395.758 | 0 | 1706.3944 | 0 | 0 | 0 | 0 | 0 | 0 | 0 | 2817745.0168 | 0 | 0 | 0 | 0 | 191389.5738 | 0 | 0 | 0 | -7621.5577 | 0 | 0 | 0 | 0 | 0 | 0 | 0 | 0 | 0
2016-03-24 | 0 | 0 | 0 | 0 | 0 | 349914.186 | 436285 | 0 | 0 | 0 | 2315024.944 | 0 | 1706.3944 | 0 | 0 | 0 | 0 | 0 | 0 | 0 | 2817733.7458 | 0 | 0 | 0 | 0 | -86370.814 | 0 | 0 | 0 | 0 | 0 | 0 | 0 | 0 | 0 | 0 | 0 | 0 | 0
2016-03-24 01:00 | 0 | 0 | 0 | 0 | 158873.9337 | 27382.8236 | 431813 | 0 | 0 | 0 | 2069468.7013 | 0 | 1706.3944 | 0 | 0 | 0 | 0 | 0 | 0 | 0 | 2817722.4749 | 0 | 0 | 0 | 0 | -245556.2427 | 0 | 0 | 0 | 0 | 0 | 0 | 0 | 0 | 0 | 0 | 0 | 0 | 0
2016-03-24 02:00 | 0 | 0 | 0 | 0 | 169627.7573 | 0 | 415184 | 0 | 0 | 0 | 1823912.4586 | 0 | 1706.3944 | 0 | 0 | 0 | 0 | 0 | 0 | 0 | 2817711.204 | 0 | 0 | 0 | 0 | -245556.2427 | 0 | 0 | 0 | 0 | 0 | 0 | 0 | 0 | 0 | 0 | 0 | 0 | 0
2016-03-24 03:00 | 0 | 0 | 0 | 0 | 147691.7573 | 0 | 393248 | 0 | 0 | 0 | 1578356.216 | 0 | 1706.3944 | 0 | 0 | 0 | 0 | 0 | 0 | 0 | 2817699.9332 | 0 | 0 | 0 | 0 | -245556.2427 | 0 | 0 | 0 | 0 | 0 | 0 | 0 | 0 | 0 | 0 | 0 | 0 | 0
2016-03-24 04:00 | 0 | 0 | 0 | 0 | 125223.7573 | 0 | 370780 | 0 | 0 | 0 | 1332799.9733 | 0 | 1706.3944 | 0 | 0 | 0 | 0 | 0 | 0 | 0 | 2817688.6624 | 0 | 0 | 0 | 0 | -245556.2427 | 0 | 0 | 0 | 0 | 0 | 0 | 0 | 0 | 0 | 0 | 0 | 0 | 0
2016-03-24 05:00 | 0 | 0 | 0 | 0 | 108208.7573 | 0 | 353765 | 0 | 0 | 0 | 1087243.7306 | 0 | 1706.3944 | 0 | 0 | 0 | 0 | 0 | 0 | 0 | 2817677.3916 | 0 | 0 | 0 | 0 | -245556.2427 | 0 | 0 | 0 | 0 | 0 | 0 | 0 | 0 | 0 | 0 | 0 | 0 | 0
2016-03-24 06:00 | 0 | 0 | 0 | 0 | 96642.7573 | 0 | 342199 | 0 | 0 | 0 | 841687.4879 | 0 | 1706.3944 | 0 | 0 | 0 | 0 | 0 | 0 | 0 | 2817666.1209 | 0 | 0 | 0 | 0 | -245556.2427 | 0 | 0 | 0 | 0 | 0 | 0 | 0 | 0 | 0 | 0 | 0 | 0 | 0
2016-03-24 07:00 | 0 | 0 | 0 | 0 | 89708.7573 | 0 | 335265 | 0 | 0 | 0 | 596131.2452 | 0 | 1706.3944 | 0 | 0 | 0 | 0 | 0 | 0 | 0 | 2817654.8502 | 0 | 0 | 0 | 0 | -245556.2427 | 0 | 0 | 0 | 0 | 0 | 0 | 0 | 0 | 0 | 0 | 0 | 0 | 0
2016-03-24 08:00 | 0 | 0 | 0 | 0 | 492017.32 | 0 | 334414 | 0 | 0 | 0 | 753734.5652 | 0 | 1706.3944 | 0 | 0 | 0 | 0 | 0 | 0 | 0 | 2817643.5796 | 0 | 0 | 0 | 0 | 157603.32 | 0 | 0 | 0 | 0 | 0 | 0 | 0 | 0 | 0 | 0 | 0 | 0 | 0
2016-03-24 09:00 | 0 | 0 | 0 | 0 | 99013.7573 | 0 | 344570 | 0 | 0 | 0 | 508178.3226 | 0 | 1706.3944 | 0 | 0 | 0 | 0 | 0 | 0 | 0 | 2817632.309 | 0 | 0 | 0 | 0 | -245556.2427 | 0 | 0 | 0 | 0 | 0 | 0 | 0 | 0 | 0 | 0 | 0 | 0 | 0
2016-03-24 10:00 | 0 | 0 | 0 | 0 | 124428.7573 | 0 | 369985 | 0 | 0 | 0 | 262622.0799 | 0 | 1706.3944 | 0 | 0 | 0 | 0 | 0 | 0 | 0 | 2817621.0385 | 0 | 0 | 0 | 0 | -245556.2427 | 0 | 0 | 0 | 0 | 0 | 0 | 0 | 0 | 0 | 0 | 0 | 0 | 0
2016-03-24 11:00 | 0 | 0 | 0 | 0 | 151495.7573 | 0 | 397052 | 0 | 0 | 0 | 17065.8372 | 0 | 1706.3944 | 0 | 0 | 0 | 0 | 0 | 0 | 0 | 2817609.768 | 0 | 0 | 0 | 0 | -245556.2427 | 0 | 0 | 0 | 0 | 0 | 0 | 0 | 0 | 0 | 0 | 0 | 0 | 0
2016-03-24 12:00 | 0 | 0 | 0 | 0 | 639165.1722 | 2.2333 | 410677 | 0 | 0 | 0 | 245556.2427 | 0 | 1706.3944 | 0 | 0 | 0 | 0 | 0 | 0 | 0 | 2817598.4976 | 0 | 0 | 0 | 0 | 228490.4055 | 0 | 0 | 0 | 0 | 0 | 0 | 0 | 0 | 0 | 0 | 0 | 0 | 0
2016-03-24 13:00 | 0 | 0 | 0 | 0 | 53407.3242 | 118726.4331 | 417690 | 0 | 0 | 0 | 0 | 0 | 1706.3944 | 0 | 0 | 0 | 0 | 0 | 0 | 0 | 2817587.2272 | 0 | 0 | 0 | 0 | -245556.2427 | 0 | 0 | 0 | 0 | 0 | 0 | 0 | 0 | 0 | 0 | 0 | 0 | 0
2016-03-24 14:00 | 0 | 0 | 0 | 0 | 160609.815 | 509387.4277 | 424441 | 0 | 0 | 0 | 245556.2427 | 0 | 1706.3944 | 0 | 0 | 0 | 0 | 0 | 0 | 0 | 2817575.9568 | 0 | 0 | 0 | 0 | 245556.2427 | 0 | 0 | 0 | 0 | 0 | 0 | 0 | 0 | 0 | 0 | 0 | 0 | 0
2016-03-24 15:00 | 0 | 0 | 0 | 0 | 0 | 694644.559 | 426778 | 0 | 0 | 0 | 491112.4854 | 0 | 1919.6937 | 0 | 0 | 0 | 0 | 0 | 0 | 0 | 2835242.3002 | 0 | 0 | 0 | 0 | 245556.2427 | 0 | 213.2993 | 0 | 0 | 0 | 0 | 0 | 0 | 0 | 0 | 22097.017 | 0 | 0
2016-03-24 16:00 | 0 | 0 | 0 | 0 | 0 | 694242.559 | 426376 | 0 | 0 | 0 | 736668.7281 | 0 | 2132.993 | 0 | 0 | 0 | 0 | 0 | 0 | 0 | 2852908.5728 | 0 | 0 | 0 | 0 | 245556.2427 | 0 | 213.2993 | 0 | 0 | 0 | 0 | 0 | 0 | 0 | 0 | 22097.017 | 0 | 0
2016-03-24 17:00 | 0 | 0 | 0 | 0 | 0 | 693641.559 | 425775 | 0 | 0 | 0 | 982224.9707 | 0 | 2346.2923 | 0 | 0 | 0 | 0 | 0 | 0 | 0 | 2870574.7748 | 0 | 0 | 0 | 0 | 245556.2427 | 0 | 213.2993 | 0 | 0 | 0 | 0 | 0 | 0 | 0 | 0 | 22097.017 | 0 | 0
2016-03-24 18:00 | 0 | 0 | 0 | 0 | 0 | 692028.559 | 424162 | 0 | 0 | 0 | 1227781.2134 | 0 | 2559.5916 | 0 | 0 | 0 | 0 | 0 | 0 | 0 | 2888240.9062 | 0 | 0 | 0 | 0 | 245556.2427 | 0 | 213.2993 | 0 | 0 | 0 | 0 | 0 | 0 | 0 | 0 | 22097.017 | 0 | 0
2016-03-24 19:00 | 0 | 0 | 0 | 0 | 0 | 689996.559 | 422130 | 0 | 0 | 0 | 1473337.4561 | 0 | 2772.8909 | 0 | 0 | 0 | 0 | 0 | 0 | 0 | 2905906.9668 | 0 | 0 | 0 | 0 | 245556.2427 | 0 | 213.2993 | 0 | 0 | 0 | 0 | 0 | 0 | 0 | 0 | 22097.017 | 0 | 0
2016-03-24 20:00 | 0 | 0 | 0 | 0 | 0 | 689501.559 | 421635 | 0 | 0 | 0 | 1718893.6988 | 0 | 2986.1902 | 0 | 0 | 0 | 0 | 0 | 0 | 0 | 2923572.9569 | 0 | 0 | 0 | 0 | 245556.2427 | 0 | 213.2993 | 0 | 0 | 0 | 0 | 0 | 0 | 0 | 0 | 22097.017 | 0 | 0
2016-03-24 21:00 | 0 | 0 | 0 | 0 | 0 | 689902.559 | 422036 | 0 | 0 | 0 | 1964449.9415 | 0 | 3199.4894 | 0 | 0 | 0 | 0 | 0 | 0 | 0 | 2941238.8762 | 0 | 0 | 0 | 0 | 245556.2427 | 0 | 213.2993 | 0 | 0 | 0 | 0 | 0 | 0 | 0 | 0 | 22097.017 | 0 | 0
2016-03-24 22:00 | 0 | 0 | 0 | 0 | 0 | 697050.1168 | 421562 | 0 | 0 | 0 | 2210006.1842 | 0 | 3412.7887 | 7621.5577 | 0 | 0 | 0 | 0 | 0 | 0 | 2958904.7249 | 0 | 0 | 0 | 0 | 245556.2427 | 0 | 213.2993 | 0 | 7621.5577 | 0 | 0 | 0 | 0 | 0 | 0 | 22097.017 | 0 | 0
2016-03-24 23:00 | 0 | 0 | 0 | 0 | 27741.5875 | 634241.0974 | 424048 | 0 | 0 | 0 | 2455562.4268 | 0 | 3412.7887 | 0 | 0 | 0 | 0 | 0 | 0 | 0 | 2958892.8893 | 0 | 0 | 0 | 0 | 245556.2427 | 0 | 0 | 0 | -7621.5577 | 0 | 0 | 0 | 0 | 0 | 0 | 0 | 0 | 0
2016-03-25 | 0 | 0 | 0 | 0 | 0 | 334855.24 | 429148 | 0 | 0 | 0 | 2361269.6669 | 0 | 3412.7887 | 0 | 0 | 0 | 0 | 0 | 0 | 0 | 2958881.0537 | 0 | 0 | 0 | 0 | -94292.76 | 0 | 0 | 0 | 0 | 0 | 0 | 0 | 0 | 0 | 0 | 0 | 0 | 0
2016-03-25 01:00 | 0 | 0 | 0 | 0 | 152606.097 | 28659.6603 | 426822 | 0 | 0 | 0 | 2115713.4242 | 0 | 3412.7887 | 0 | 0 | 0 | 0 | 0 | 0 | 0 | 2958869.2182 | 0 | 0 | 0 | 0 | -245556.2427 | 0 | 0 | 0 | 0 | 0 | 0 | 0 | 0 | 0 | 0 | 0 | 0 | 0
2016-03-25 02:00 | 0 | 0 | 0 | 0 | 165836.7573 | 0 | 411393 | 0 | 0 | 0 | 1870157.1815 | 0 | 3412.7887 | 0 | 0 | 0 | 0 | 0 | 0 | 0 | 2958857.3827 | 0 | 0 | 0 | 0 | -245556.2427 | 0 | 0 | 0 | 0 | 0 | 0 | 0 | 0 | 0 | 0 | 0 | 0 | 0
2016-03-25 03:00 | 0 | 0 | 0 | 0 | 145791.7573 | 0 | 391348 | 0 | 0 | 0 | 1624600.9388 | 0 | 3412.7887 | 0 | 0 | 0 | 0 | 0 | 0 | 0 | 2958845.5473 | 0 | 0 | 0 | 0 | -245556.2427 | 0 | 0 | 0 | 0 | 0 | 0 | 0 | 0 | 0 | 0 | 0 | 0 | 0
2016-03-25 04:00 | 0 | 0 | 0 | 0 | 125061.7573 | 0 | 370618 | 0 | 0 | 0 | 1379044.6961 | 0 | 3412.7887 | 0 | 0 | 0 | 0 | 0 | 0 | 0 | 2958833.7119 | 0 | 0 | 0 | 0 | -245556.2427 | 0 | 0 | 0 | 0 | 0 | 0 | 0 | 0 | 0 | 0 | 0 | 0 | 0
2016-03-25 05:00 | 0 | 0 | 0 | 0 | 108208.7573 | 0 | 353765 | 0 | 0 | 0 | 1133488.4534 | 0 | 3412.7887 | 0 | 0 | 0 | 0 | 0 | 0 | 0 | 2958821.8765 | 0 | 0 | 0 | 0 | -245556.2427 | 0 | 0 | 0 | 0 | 0 | 0 | 0 | 0 | 0 | 0 | 0 | 0 | 0
2016-03-25 06:00 | 0 | 0 | 0 | 0 | 96477.7573 | 0 | 342034 | 0 | 0 | 0 | 887932.2108 | 0 | 3412.7887 | 0 | 0 | 0 | 0 | 0 | 0 | 0 | 2958810.0413 | 0 | 0 | 0 | 0 | -245556.2427 | 0 | 0 | 0 | 0 | 0 | 0 | 0 | 0 | 0 | 0 | 0 | 0 | 0
2016-03-25 07:00 | 0 | 0 | 0 | 0 | 317164.5333 | 0 | 335251 | 0 | 0 | 0 | 869845.7441 | 0 | 3412.7887 | 0 | 0 | 0 | 0 | 0 | 0 | 0 | 2958798.206 | 0 | 0 | 0 | 0 | -18086.4667 | 0 | 0 | 0 | 0 | 0 | 0 | 0 | 0 | 0 | 0 | 0 | 0 | 0
2016-03-25 08:00 | 0 | 0 | 0 | 0 | 88742.7573 | 0 | 334299 | 0 | 0 | 0 | 624289.5014 | 0 | 3412.7887 | 0 | 0 | 0 | 0 | 0 | 0 | 0 | 2958786.3708 | 0 | 0 | 0 | 0 | -245556.2427 | 0 | 0 | 0 | 0 | 0 | 0 | 0 | 0 | 0 | 0 | 0 | 0 | 0
2016-03-25 09:00 | 0 | 0 | 0 | 0 | 95157.7573 | 0 | 340714 | 0 | 0 | 0 | 378733.2587 | 0 | 3412.7887 | 0 | 0 | 0 | 0 | 0 | 0 | 0 | 2958774.5357 | 0 | 0 | 0 | 0 | -245556.2427 | 0 | 0 | 0 | 0 | 0 | 0 | 0 | 0 | 0 | 0 | 0 | 0 | 0
2016-03-25 10:00 | 0 | 0 | 0 | 0 | 112823.7573 | 0 | 358380 | 0 | 0 | 0 | 133177.016 | 0 | 3412.7887 | 0 | 0 | 0 | 0 | 0 | 0 | 0 | 2958762.7006 | 0 | 0 | 0 | 0 | -245556.2427 | 0 | 0 | 0 | 0 | 0 | 0 | 0 | 0 | 0 | 0 | 0 | 0 | 0
2016-03-25 11:00 | 0 | 0 | 0 | 0 | 493175.2267 | 0 | 380796 | 0 | 0 | 0 | 245556.2427 | 0 | 3412.7887 | 0 | 0 | 0 | 0 | 0 | 0 | 0 | 2958750.8655 | 0 | 0 | 0 | 0 | 112379.2267 | 0 | 0 | 0 | 0 | 0 | 0 | 0 | 0 | 0 | 0 | 0 | 0 | 0
2016-03-25 12:00 | 0 | 0 | 0 | 0 | 151644.5081 | 4.2493 | 397205 | 0 | 0 | 0 | 0 | 0 | 3412.7887 | 0 | 0 | 0 | 0 | 0 | 0 | 0 | 2958739.0305 | 0 | 0 | 0 | 0 | -245556.2427 | 0 | 0 | 0 | 0 | 0 | 0 | 0 | 0 | 0 | 0 | 0 | 0 | 0
2016-03-25 13:00 | 0 | 0 | 0 | 0 | 320892.0896 | 105942.072 | 410507 | 0 | 0 | 0 | 16327.1617 | 0 | 3412.7887 | 0 | 0 | 0 | 0 | 0 | 0 | 0 | 2958727.1956 | 0 | 0 | 0 | 0 | 16327.1617 | 0 | 0 | 0 | 0 | 0 | 0 | 0 | 0 | 0 | 0 | 0 | 0 | 0
2016-03-25 14:00 | 0 | 0 | 0 | 0 | 0 | 503852.708 | 419029 | 0 | 0 | 0 | 101150.8696 | 0 | 3412.7887 | 0 | 0 | 0 | 0 | 0 | 0 | 0 | 2958715.3607 | 0 | 0 | 0 | 0 | 84823.708 | 0 | 0 | 0 | 0 | 0 | 0 | 0 | 0 | 0 | 0 | 0 | 0 | 0
2016-03-25 15:00 | 0 | 0 | 0 | 0 | 0 | 688216.559 | 420350 | 0 | 0 | 0 | 346707.1123 | 0 | 3626.088 | 0 | 0 | 0 | 0 | 0 | 0 | 0 | 2976381.1394 | 0 | 0 | 0 | 0 | 245556.2427 | 0 | 213.2993 | 0 | 0 | 0 | 0 | 0 | 0 | 0 | 0 | 22097.017 | 0 | 0
2016-03-25 16:00 | 0 | 0 | 0 | 0 | 0 | 685290.559 | 417424 | 0 | 0 | 0 | 592263.355 | 0 | 3839.3873 | 0 | 0 | 0 | 0 | 0 | 0 | 0 | 2994046.8476 | 0 | 0 | 0 | 0 | 245556.2427 | 0 | 213.2993 | 0 | 0 | 0 | 0 | 0 | 0 | 0 | 0 | 22097.017 | 0 | 0
2016-03-25 17:00 | 0 | 0 | 0 | 0 | 0 | 681017.559 | 413151 | 0 | 0 | 0 | 837819.5977 | 0 | 4052.6866 | 0 | 0 | 0 | 0 | 0 | 0 | 0 | 3011712.485 | 0 | 0 | 0 | 0 | 245556.2427 | 0 | 213.2993 | 0 | 0 | 0 | 0 | 0 | 0 | 0 | 0 | 22097.017 | 0 | 0
2016-03-25 18:00 | 0 | 0 | 0 | 0 | 0 | 677124.559 | 409258 | 0 | 0 | 0 | 1083375.8404 | 0 | 4265.9859 | 0 | 0 | 0 | 0 | 0 | 0 | 0 | 3029378.0518 | 0 | 0 | 0 | 0 | 245556.2427 | 0 | 213.2993 | 0 | 0 | 0 | 0 | 0 | 0 | 0 | 0 | 22097.017 | 0 | 0
2016-03-25 19:00 | 0 | 0 | 0 | 0 | 0 | 673157.559 | 405291 | 0 | 0 | 0 | 1328932.0831 | 0 | 4479.2852 | 0 | 0 | 0 | 0 | 0 | 0 | 0 | 3047043.5479 | 0 | 0 | 0 | 0 | 245556.2427 | 0 | 213.2993 | 0 | 0 | 0 | 0 | 0 | 0 | 0 | 0 | 22097.017 | 0 | 0
2016-03-25 20:00 | 0 | 0 | 0 | 0 | 0 | 670327.559 | 402461 | 0 | 0 | 0 | 1574488.3257 | 0 | 4692.5845 | 0 | 0 | 0 | 0 | 0 | 0 | 0 | 3064708.9734 | 0 | 0 | 0 | 0 | 245556.2427 | 0 | 213.2993 | 0 | 0 | 0 | 0 | 0 | 0 | 0 | 0 | 22097.017 | 0 | 0
2016-03-25 21:00 | 0 | 0 | 0 | 0 | 0 | 669506.559 | 401640 | 0 | 0 | 0 | 1820044.5684 | 0 | 4905.8838 | 0 | 0 | 0 | 0 | 0 | 0 | 0 | 3082374.3282 | 0 | 0 | 0 | 0 | 245556.2427 | 0 | 213.2993 | 0 | 0 | 0 | 0 | 0 | 0 | 0 | 0 | 22097.017 | 0 | 0
2016-03-25 22:00 | 0 | 0 | 0 | 0 | 0 | 675107.1168 | 399619 | 0 | 0 | 0 | 2065600.8111 | 0 | 5119.1831 | 7621.5577 | 0 | 0 | 0 | 0 | 0 | 0 | 3100039.6123 | 0 | 0 | 0 | 0 | 245556.2427 | 0 | 213.2993 | 0 | 7621.5577 | 0 | 0 | 0 | 0 | 0 | 0 | 22097.017 | 0 | 0
2016-03-25 23:00 | 0 | 0 | 0 | 0 | 0 | 584659.2542 | 400658 | 0 | 0 | 0 | 2262342.8061 | 0 | 0 | 0 | 0 | 0 | 0 | 0 | 0 | 0 | 3100027.2122 | 0 | 0 | 0 | 0 | 196741.995 | 0 | 0 | 5119.1831 | -7621.5577 | 0 | 0 | 0 | 0 | 0 | 0 | 0 | 0 | 0
2016-03-26 | 0 | 0 | 0 | 0 | 0 | 318090.6268 | 407842 | 0 | 0 | 0 | 2172591.433 | 0 | 0 | 0 | 0 | 0 | 0 | 0 | 0 | 0 | 3100014.812 | 0 | 0 | 0 | 0 | -89751.3732 | 0 | 0 | 0 | 0 | 0 | 0 | 0 | 0 | 0 | 0 | 0 | 0 | 0
2016-03-26 01:00 | 0 | 0 | 0 | 0 | 130493.0743 | 30379.683 | 406429 | 0 | 0 | 0 | 1927035.1903 | 0 | 0 | 0 | 0 | 0 | 0 | 0 | 0 | 0 | 3100002.412 | 0 | 0 | 0 | 0 | -245556.2427 | 0 | 0 | 0 | 0 | 0 | 0 | 0 | 0 | 0 | 0 | 0 | 0 | 0
2016-03-26 02:00 | 0 | 0 | 0 | 0 | 150770.7573 | 0 | 396327 | 0 | 0 | 0 | 1681478.9476 | 0 | 0 | 0 | 0 | 0 | 0 | 0 | 0 | 0 | 3099990.012 | 0 | 0 | 0 | 0 | -245556.2427 | 0 | 0 | 0 | 0 | 0 | 0 | 0 | 0 | 0 | 0 | 0 | 0 | 0
2016-03-26 03:00 | 0 | 0 | 0 | 0 | 136032.7573 | 0 | 381589 | 0 | 0 | 0 | 1435922.7049 | 0 | 0 | 0 | 0 | 0 | 0 | 0 | 0 | 0 | 3099977.612 | 0 | 0 | 0 | 0 | -245556.2427 | 0 | 0 | 0 | 0 | 0 | 0 | 0 | 0 | 0 | 0 | 0 | 0 | 0
2016-03-26 04:00 | 0 | 0 | 0 | 0 | 119661.7573 | 0 | 365218 | 0 | 0 | 0 | 1190366.4622 | 0 | 0 | 0 | 0 | 0 | 0 | 0 | 0 | 0 | 3099965.2121 | 0 | 0 | 0 | 0 | -245556.2427 | 0 | 0 | 0 | 0 | 0 | 0 | 0 | 0 | 0 | 0 | 0 | 0 | 0
2016-03-26 05:00 | 0 | 0 | 0 | 0 | 505727.7176 | 0 | 350691 | 0 | 0 | 0 | 1345403.1798 | 0 | 0 | 0 | 0 | 0 | 0 | 0 | 0 | 0 | 3099952.8122 | 0 | 0 | 0 | 0 | 155036.7176 | 0 | 0 | 0 | 0 | 0 | 0 | 0 | 0 | 0 | 0 | 0 | 0 | 0
2016-03-26 06:00 | 0 | 0 | 0 | 0 | 95329.7573 | 0 | 340886 | 0 | 0 | 0 | 1099846.9371 | 0 | 0 | 0 | 0 | 0 | 0 | 0 | 0 | 0 | 3099940.4124 | 0 | 0 | 0 | 0 | -245556.2427 | 0 | 0 | 0 | 0 | 0 | 0 | 0 | 0 | 0 | 0 | 0 | 0 | 0
2016-03-26 07:00 | 0 | 0 | 0 | 0 | 88349.7573 | 0 | 333906 | 0 | 0 | 0 | 854290.6945 | 0 | 0 | 0 | 0 | 0 | 0 | 0 | 0 | 0 | 3099928.0127 | 0 | 0 | 0 | 0 | -245556.2427 | 0 | 0 | 0 | 0 | 0 | 0 | 0 | 0 | 0 | 0 | 0 | 0 | 0
2016-03-26 08:00 | 0 | 0 | 0 | 0 | 86054.7573 | 0 | 331611 | 0 | 0 | 0 | 608734.4518 | 0 | 0 | 0 | 0 | 0 | 0 | 0 | 0 | 0 | 3099915.613 | 0 | 0 | 0 | 0 | -245556.2427 | 0 | 0 | 0 | 0 | 0 | 0 | 0 | 0 | 0 | 0 | 0 | 0 | 0
2016-03-26 09:00 | 0 | 0 | 0 | 0 | 462154.2763 | 0 | 334220 | 0 | 0 | 0 | 736668.7281 | 0 | 0 | 0 | 0 | 0 | 0 | 0 | 0 | 0 | 3099903.2133 | 0 | 0 | 0 | 0 | 127934.2763 | 0 | 0 | 0 | 0 | 0 | 0 | 0 | 0 | 0 | 0 | 0 | 0 | 0
2016-03-26 10:00 | 0 | 0 | 0 | 0 | 96867.7573 | 0 | 342424 | 0 | 0 | 0 | 491112.4854 | 0 | 0 | 0 | 0 | 0 | 0 | 0 | 0 | 0 | 3099890.8137 | 0 | 0 | 0 | 0 | -245556.2427 | 0 | 0 | 0 | 0 | 0 | 0 | 0 | 0 | 0 | 0 | 0 | 0 | 0
2016-03-26 11:00 | 0 | 0 | 0 | 0 | 109107.7573 | 0 | 354664 | 0 | 0 | 0 | 245556.2427 | 0 | 0 | 0 | 0 | 0 | 0 | 0 | 0 | 0 | 3099878.4141 | 0 | 0 | 0 | 0 | -245556.2427 | 0 | 0 | 0 | 0 | 0 | 0 | 0 | 0 | 0 | 0 | 0 | 0 | 0
2016-03-26 12:00 | 0 | 0 | 0 | 0 | 123856.0848 | 10.6726 | 369423 | 0 | 0 | 0 | 0 | 0 | 0 | 0 | 0 | 0 | 0 | 0 | 0 | 0 | 3099866.0146 | 0 | 0 | 0 | 0 | -245556.2427 | 0 | 0 | 0 | 0 | 0 | 0 | 0 | 0 | 0 | 0 | 0 | 0 | 0
2016-03-26 13:00 | 0 | 0 | 0 | 0 | 338111.8064 | 97905.2501 | 382245 | 0 | 0 | 0 | 53772.0566 | 0 | 0 | 0 | 0 | 0 | 0 | 0 | 0 | 0 | 3099853.6151 | 0 | 0 | 0 | 0 | 53772.0566 | 0 | 0 | 0 | 0 | 0 | 0 | 0 | 0 | 0 | 0 | 0 | 0 | 0
2016-03-26 14:00 | 0 | 0 | 0 | 0 | 159344.6082 | 475898.6345 | 389687 | 0 | 0 | 0 | 299328.2992 | 0 | 0 | 0 | 0 | 0 | 0 | 0 | 0 | 0 | 3099841.2157 | 0 | 0 | 0 | 0 | 245556.2427 | 0 | 0 | 0 | 0 | 0 | 0 | 0 | 0 | 0 | 0 | 0 | 0 | 0
2016-03-26 15:00 | 0 | 0 | 0 | 0 | 0 | 659245.559 | 391379 | 0 | 0 | 0 | 544884.5419 | 0 | 213.2993 | 0 | 0 | 0 | 0 | 0 | 0 | 0 | 3117506.43 | 0 | 0 | 0 | 0 | 245556.2427 | 0 | 213.2993 | 0 | 0 | 0 | 0 | 0 | 0 | 0 | 0 | 22097.017 | 0 | 0
2016-03-26 16:00 | 0 | 0 | 0 | 0 | 0 | 657660.559 | 389794 | 0 | 0 | 0 | 790440.7846 | 0 | 426.5986 | 0 | 0 | 0 | 0 | 0 | 0 | 0 | 3135171.5736 | 0 | 0 | 0 | 0 | 245556.2427 | 0 | 213.2993 | 0 | 0 | 0 | 0 | 0 | 0 | 0 | 0 | 22097.017 | 0 | 0
2016-03-26 17:00 | 0 | 0 | 0 | 0 | 0 | 653547.559 | 385681 | 0 | 0 | 0 | 1035997.0273 | 0 | 639.8979 | 0 | 0 | 0 | 0 | 0 | 0 | 0 | 3152836.6466 | 0 | 0 | 0 | 0 | 245556.2427 | 0 | 213.2993 | 0 | 0 | 0 | 0 | 0 | 0 | 0 | 0 | 22097.017 | 0 | 0
2016-03-26 18:00 | 0 | 0 | 0 | 0 | 0 | 648911.559 | 381045 | 0 | 0 | 0 | 1281553.27 | 0 | 853.1972 | 0 | 0 | 0 | 0 | 0 | 0 | 0 | 3170501.6489 | 0 | 0 | 0 | 0 | 245556.2427 | 0 | 213.2993 | 0 | 0 | 0 | 0 | 0 | 0 | 0 | 0 | 22097.017 | 0 | 0
2016-03-26 19:00 | 0 | 0 | 0 | 0 | 0 | 646555.559 | 378689 | 0 | 0 | 0 | 1527109.5127 | 0 | 1066.4965 | 0 | 0 | 0 | 0 | 0 | 0 | 0 | 3188166.5805 | 0 | 0 | 0 | 0 | 245556.2427 | 0 | 213.2993 | 0 | 0 | 0 | 0 | 0 | 0 | 0 | 0 | 22097.017 | 0 | 0
2016-03-26 20:00 | 0 | 0 | 0 | 0 | 0 | 646479.559 | 378613 | 0 | 0 | 0 | 1772665.7553 | 0 | 1279.7958 | 0 | 0 | 0 | 0 | 0 | 0 | 0 | 3205831.4415 | 0 | 0 | 0 | 0 | 245556.2427 | 0 | 213.2993 | 0 | 0 | 0 | 0 | 0 | 0 | 0 | 0 | 22097.017 | 0 | 0
2016-03-26 21:00 | 0 | 0 | 0 | 0 | 0 | 647881.559 | 380015 | 0 | 0 | 0 | 2018221.998 | 0 | 1493.0951 | 0 | 0 | 0 | 0 | 0 | 0 | 0 | 3223496.2318 | 0 | 0 | 0 | 0 | 245556.2427 | 0 | 213.2993 | 0 | 0 | 0 | 0 | 0 | 0 | 0 | 0 | 22097.017 | 0 | 0
2016-03-26 22:00 | 0 | 0 | 0 | 0 | 0 | 657663.1168 | 382175 | 0 | 0 | 0 | 2263778.2407 | 0 | 1706.3944 | 7621.5577 | 0 | 0 | 0 | 0 | 0 | 0 | 3241160.9514 | 0 | 0 | 0 | 0 | 245556.2427 | 0 | 213.2993 | 0 | 7621.5577 | 0 | 0 | 0 | 0 | 0 | 0 | 22097.017 | 0 | 0
2016-03-26 23:00 | 0 | 0 | 0 | 0 | 34558.7351 | 590777.9498 | 387402 | 0 | 0 | 0 | 2509334.4834 | 0 | 1706.3944 | 0 | 0 | 0 | 0 | 0 | 0 | 0 | 3241147.9868 | 0 | 0 | 0 | 0 | 245556.2427 | 0 | 0 | 0 | -7621.5577 | 0 | 0 | 0 | 0 | 0 | 0 | 0 | 0 | 0
2016-03-27 | 0 | 0 | 0 | 0 | 0 | 344591.7989 | 397354 | 0 | 0 | 0 | 2456572.2823 | 0 | 1706.3944 | 0 | 0 | 0 | 0 | 0 | 0 | 0 | 3241135.0222 | 0 | 0 | 0 | 0 | -52762.2011 | 0 | 0 | 0 | 0 | 0 | 0 | 0 | 0 | 0 | 0 | 0 | 0 | 0
2016-03-27 01:00 | 0 | 0 | 0 | 0 | 120174.9542 | 32022.8031 | 397754 | 0 | 0 | 0 | 2211016.0396 | 0 | 1706.3944 | 0 | 0 | 0 | 0 | 0 | 0 | 0 | 3241122.0576 | 0 | 0 | 0 | 0 | -245556.2427 | 0 | 0 | 0 | 0 | 0 | 0 | 0 | 0 | 0 | 0 | 0 | 0 | 0
2016-03-27 02:00 | 0 | 0 | 0 | 0 | 141955.3629 | 0 | 389218 | 0 | 0 | 0 | 1965459.7969 | 0 | 0 | 0 | 0 | 0 | 0 | 0 | 0 | 0 | 3241109.0932 | 0 | 0 | 0 | 0 | -245556.2427 | 0 | 0 | 1706.3944 | 0 | 0 | 0 | 0 | 0 | 0 | 0 | 0 | 0 | 0
2016-03-27 03:00 | 0 | 0 | 0 | 0 | 130126.7573 | 0 | 375683 | 0 | 0 | 0 | 1719903.5543 | 0 | 0 | 0 | 0 | 0 | 0 | 0 | 0 | 0 | 3241096.1287 | 0 | 0 | 0 | 0 | -245556.2427 | 0 | 0 | 0 | 0 | 0 | 0 | 0 | 0 | 0 | 0 | 0 | 0 | 0
2016-03-27 04:00 | 0 | 0 | 0 | 0 | 113646.7573 | 0 | 359203 | 0 | 0 | 0 | 1474347.3116 | 0 | 0 | 0 | 0 | 0 | 0 | 0 | 0 | 0 | 3241083.1643 | 0 | 0 | 0 | 0 | -245556.2427 | 0 | 0 | 0 | 0 | 0 | 0 | 0 | 0 | 0 | 0 | 0 | 0 | 0
2016-03-27 05:00 | 0 | 0 | 0 | 0 | 164384.5498 | 0 | 343173 | 0 | 0 | 0 | 1295558.8614 | 0 | 0 | 0 | 0 | 0 | 0 | 0 | 0 | 0 | 3241070.2 | 0 | 0 | 0 | 0 | -178788.4502 | 0 | 0 | 0 | 0 | 0 | 0 | 0 | 0 | 0 | 0 | 0 | 0 | 0
2016-03-27 06:00 | 0 | 0 | 0 | 0 | 85644.7573 | 0 | 331201 | 0 | 0 | 0 | 1050002.6187 | 0 | 0 | 0 | 0 | 0 | 0 | 0 | 0 | 0 | 3241057.2357 | 0 | 0 | 0 | 0 | -245556.2427 | 0 | 0 | 0 | 0 | 0 | 0 | 0 | 0 | 0 | 0 | 0 | 0 | 0
2016-03-27 07:00 | 0 | 0 | 0 | 0 | 78020.7573 | 0 | 323577 | 0 | 0 | 0 | 804446.376 | 0 | 0 | 0 | 0 | 0 | 0 | 0 | 0 | 0 | 3241044.2715 | 0 | 0 | 0 | 0 | -245556.2427 | 0 | 0 | 0 | 0 | 0 | 0 | 0 | 0 | 0 | 0 | 0 | 0 | 0
2016-03-27 08:00 | 0 | 0 | 0 | 0 | 74449.7573 | 0 | 320006 | 0 | 0 | 0 | 558890.1333 | 0 | 0 | 0 | 0 | 0 | 0 | 0 | 0 | 0 | 3241031.3073 | 0 | 0 | 0 | 0 | -245556.2427 | 0 | 0 | 0 | 0 | 0 | 0 | 0 | 0 | 0 | 0 | 0 | 0 | 0
2016-03-27 09:00 | 0 | 0 | 0 | 0 | 498780.5947 | 0 | 321002 | 0 | 0 | 0 | 736668.7281 | 0 | 0 | 0 | 0 | 0 | 0 | 0 | 0 | 0 | 3241018.3432 | 0 | 0 | 0 | 0 | 177778.5947 | 0 | 0 | 0 | 0 | 0 | 0 | 0 | 0 | 0 | 0 | 0 | 0 | 0
2016-03-27 10:00 | 0 | 0 | 0 | 0 | 81138.7573 | 0 | 326695 | 0 | 0 | 0 | 491112.4854 | 0 | 0 | 0 | 0 | 0 | 0 | 0 | 0 | 0 | 3241005.3791 | 0 | 0 | 0 | 0 | -245556.2427 | 0 | 0 | 0 | 0 | 0 | 0 | 0 | 0 | 0 | 0 | 0 | 0 | 0
2016-03-27 11:00 | 0 | 0 | 0 | 0 | 89993.7573 | 0 | 335550 | 0 | 0 | 0 | 245556.2427 | 0 | 0 | 0 | 0 | 0 | 0 | 0 | 0 | 0 | 3240992.4151 | 0 | 0 | 0 | 0 | -245556.2427 | 0 | 0 | 0 | 0 | 0 | 0 | 0 | 0 | 0 | 0 | 0 | 0 | 0
2016-03-27 12:00 | 0 | 0 | 0 | 0 | 104462.3886 | 19.3687 | 350038 | 0 | 0 | 0 | 0 | 0 | 0 | 0 | 0 | 0 | 0 | 0 | 0 | 0 | 3240979.4511 | 0 | 0 | 0 | 0 | -245556.2427 | 0 | 0 | 0 | 0 | 0 | 0 | 0 | 0 | 0 | 0 | 0 | 0 | 0
2016-03-27 13:00 | 0 | 0 | 0 | 0 | 290074.7366 | 172150.2585 | 364893 | 0 | 0 | 0 | 97331.9952 | 0 | 0 | 0 | 0 | 0 | 0 | 0 | 0 | 0 | 3240966.4872 | 0 | 0 | 0 | 0 | 97331.9952 | 0 | 0 | 0 | 0 | 0 | 0 | 0 | 0 | 0 | 0 | 0 | 0 | 0
2016-03-27 14:00 | 0 | 0 | 0 | 0 | 91623.6638 | 527458.5789 | 373526 | 0 | 0 | 0 | 342888.2378 | 0 | 0 | 0 | 0 | 0 | 0 | 0 | 0 | 0 | 3240953.5233 | 0 | 0 | 0 | 0 | 245556.2427 | 0 | 0 | 0 | 0 | 0 | 0 | 0 | 0 | 0 | 0 | 0 | 0 | 0
2016-03-27 15:00 | 0 | 0 | 0 | 0 | 0 | 643984.559 | 376118 | 0 | 0 | 0 | 588444.4805 | 0 | 213.2993 | 0 | 0 | 0 | 0 | 0 | 0 | 0 | 3258618.1732 | 0 | 0 | 0 | 0 | 245556.2427 | 0 | 213.2993 | 0 | 0 | 0 | 0 | 0 | 0 | 0 | 0 | 22097.017 | 0 | 0
2016-03-27 16:00 | 0 | 0 | 0 | 0 | 0 | 644562.559 | 376696 | 0 | 0 | 0 | 834000.7232 | 0 | 426.5986 | 0 | 0 | 0 | 0 | 0 | 0 | 0 | 3276282.7523 | 0 | 0 | 0 | 0 | 245556.2427 | 0 | 213.2993 | 0 | 0 | 0 | 0 | 0 | 0 | 0 | 0 | 22097.017 | 0 | 0
2016-03-27 17:00 | 0 | 0 | 0 | 0 | 0 | 641916.559 | 374050 | 0 | 0 | 0 | 1079556.9659 | 0 | 639.8979 | 0 | 0 | 0 | 0 | 0 | 0 | 0 | 3293947.2608 | 0 | 0 | 0 | 0 | 245556.2427 | 0 | 213.2993 | 0 | 0 | 0 | 0 | 0 | 0 | 0 | 0 | 22097.017 | 0 | 0
2016-03-27 18:00 | 0 | 0 | 0 | 0 | 0 | 637290.559 | 369424 | 0 | 0 | 0 | 1325113.2086 | 0 | 853.1972 | 0 | 0 | 0 | 0 | 0 | 0 | 0 | 3311611.6987 | 0 | 0 | 0 | 0 | 245556.2427 | 0 | 213.2993 | 0 | 0 | 0 | 0 | 0 | 0 | 0 | 0 | 22097.017 | 0 | 0
2016-03-27 19:00 | 0 | 0 | 0 | 0 | 0 | 634459.559 | 366593 | 0 | 0 | 0 | 1570669.4513 | 0 | 1066.4965 | 0 | 0 | 0 | 0 | 0 | 0 | 0 | 3329276.0659 | 0 | 0 | 0 | 0 | 245556.2427 | 0 | 213.2993 | 0 | 0 | 0 | 0 | 0 | 0 | 0 | 0 | 22097.017 | 0 | 0
2016-03-27 20:00 | 0 | 0 | 0 | 0 | 0 | 633783.559 | 365917 | 0 | 0 | 0 | 1816225.6939 | 0 | 1279.7958 | 0 | 0 | 0 | 0 | 0 | 0 | 0 | 3346940.3624 | 0 | 0 | 0 | 0 | 245556.2427 | 0 | 213.2993 | 0 | 0 | 0 | 0 | 0 | 0 | 0 | 0 | 22097.017 | 0 | 0
2016-03-27 21:00 | 0 | 0 | 0 | 0 | 0 | 634060.559 | 366194 | 0 | 0 | 0 | 2061781.9366 | 0 | 1493.0951 | 0 | 0 | 0 | 0 | 0 | 0 | 0 | 3364604.5883 | 0 | 0 | 0 | 0 | 245556.2427 | 0 | 213.2993 | 0 | 0 | 0 | 0 | 0 | 0 | 0 | 0 | 22097.017 | 0 | 0
2016-03-27 22:00 | 0 | 0 | 0 | 0 | 0 | 645226.1168 | 369738 | 0 | 0 | 0 | 2307338.1793 | 0 | 1706.3944 | 7621.5577 | 0 | 0 | 0 | 0 | 0 | 0 | 3382268.7435 | 0 | 0 | 0 | 0 | 245556.2427 | 0 | 213.2993 | 0 | 7621.5577 | 0 | 0 | 0 | 0 | 0 | 0 | 22097.017 | 0 | 0
2016-03-27 23:00 | 0 | 0 | 0 | 0 | 0 | 621678.1347 | 378549 | 0 | 0 | 0 | 2552894.422 | 0 | 1706.3944 | 5194.4498 | 0 | 0 | 0 | 0 | 0 | 0 | 3382255.2144 | 0 | 0 | 0 | 0 | 245556.2427 | 0 | 0 | 0 | -2427.108 | 0 | 0 | 0 | 0 | 0 | 0 | 0 | 0 | 0
2016-03-28 | 0 | 0 | 0 | 0 | 0 | 329005.1362 | 389831 | 0 | 0 | 0 | 2497263.008 | 0 | 1706.3944 | 0 | 0 | 0 | 0 | 0 | 0 | 0 | 3382241.6854 | 0 | 0 | 0 | 0 | -55631.414 | 0 | 0 | 0 | -5194.4498 | 0 | 0 | 0 | 0 | 0 | 0 | 0 | 0 | 0
2016-03-28 01:00 | 0 | 0 | 0 | 0 | 119285.2119 | 26970.5455 | 391812 | 0 | 0 | 0 | 2251706.7653 | 0 | 1706.3944 | 0 | 0 | 0 | 0 | 0 | 0 | 0 | 3382228.1564 | 0 | 0 | 0 | 0 | -245556.2427 | 0 | 0 | 0 | 0 | 0 | 0 | 0 | 0 | 0 | 0 | 0 | 0 | 0
2016-03-28 02:00 | 0 | 0 | 0 | 0 | 137587.0566 | 0 | 382930 | 0 | 0 | 0 | 2006150.5226 | 0 | 1919.6937 | 0 | 0 | 0 | 0 | 0 | 0 | 0 | 3382214.6275 | 0 | 0 | 0 | 0 | -245556.2427 | 0 | 213.2993 | 0 | 0 | 0 | 0 | 0 | 0 | 0 | 0 | 0 | 0 | 0
2016-03-28 03:00 | 0 | 0 | 0 | 0 | 122508.7573 | 0 | 368065 | 0 | 0 | 0 | 1760594.2799 | 0 | 1919.6937 | 0 | 0 | 0 | 0 | 0 | 0 | 0 | 3382201.0987 | 0 | 0 | 0 | 0 | -245556.2427 | 0 | 0 | 0 | 0 | 0 | 0 | 0 | 0 | 0 | 0 | 0 | 0 | 0
2016-03-28 04:00 | 0 | 0 | 0 | 0 | 105142.0566 | 0 | 350485 | 0 | 0 | 0 | 1515038.0372 | 0 | 2132.993 | 0 | 0 | 0 | 0 | 0 | 0 | 0 | 3382187.5699 | 0 | 0 | 0 | 0 | -245556.2427 | 0 | 213.2993 | 0 | 0 | 0 | 0 | 0 | 0 | 0 | 0 | 0 | 0 | 0
2016-03-28 05:00 | 0 | 0 | 0 | 0 | 91520.7573 | 0 | 337077 | 0 | 0 | 0 | 1269481.7946 | 0 | 2132.993 | 0 | 0 | 0 | 0 | 0 | 0 | 0 | 3382174.0411 | 0 | 0 | 0 | 0 | -245556.2427 | 0 | 0 | 0 | 0 | 0 | 0 | 0 | 0 | 0 | 0 | 0 | 0 | 0
2016-03-28 06:00 | 0 | 0 | 0 | 0 | 82830.0566 | 0 | 328173 | 0 | 0 | 0 | 1023925.5519 | 0 | 2346.2923 | 0 | 0 | 0 | 0 | 0 | 0 | 0 | 3382160.5124 | 0 | 0 | 0 | 0 | -245556.2427 | 0 | 213.2993 | 0 | 0 | 0 | 0 | 0 | 0 | 0 | 0 | 0 | 0 | 0
2016-03-28 07:00 | 0 | 0 | 0 | 0 | 511311.8828 | 0 | 323301 | 0 | 0 | 0 | 1211936.4346 | 0 | 2346.2923 | 0 | 0 | 0 | 0 | 0 | 0 | 0 | 3382146.9838 | 0 | 0 | 0 | 0 | 188010.8828 | 0 | 0 | 0 | 0 | 0 | 0 | 0 | 0 | 0 | 0 | 0 | 0 | 0
2016-03-28 08:00 | 0 | 0 | 0 | 0 | 79148.0566 | 0 | 324491 | 0 | 0 | 0 | 966380.192 | 0 | 2559.5916 | 0 | 0 | 0 | 0 | 0 | 0 | 0 | 3382133.4552 | 0 | 0 | 0 | 0 | -245556.2427 | 0 | 213.2993 | 0 | 0 | 0 | 0 | 0 | 0 | 0 | 0 | 0 | 0 | 0
2016-03-28 09:00 | 0 | 0 | 0 | 0 | 91467.7573 | 0 | 337024 | 0 | 0 | 0 | 720823.9493 | 0 | 2559.5916 | 0 | 0 | 0 | 0 | 0 | 0 | 0 | 3382119.9267 | 0 | 0 | 0 | 0 | -245556.2427 | 0 | 0 | 0 | 0 | 0 | 0 | 0 | 0 | 0 | 0 | 0 | 0 | 0
2016-03-28 10:00 | 0 | 0 | 0 | 0 | 118000.0566 | 0 | 363343 | 0 | 0 | 0 | 475267.7066 | 0 | 2772.8909 | 0 | 0 | 0 | 0 | 0 | 0 | 0 | 3382106.3982 | 0 | 0 | 0 | 0 | -245556.2427 | 0 | 213.2993 | 0 | 0 | 0 | 0 | 0 | 0 | 0 | 0 | 0 | 0 | 0
2016-03-28 11:00 | 0 | 0 | 0 | 0 | 528963.125 | 0 | 392770 | 0 | 0 | 0 | 611460.8316 | 0 | 2772.8909 | 0 | 0 | 0 | 0 | 0 | 0 | 0 | 3382092.8697 | 0 | 0 | 0 | 0 | 136193.125 | 0 | 0 | 0 | 0 | 0 | 0 | 0 | 0 | 0 | 0 | 0 | 0 | 0
2016-03-28 12:00 | 0 | 0 | 0 | 0 | 165300.2809 | 35.4764 | 410892 | 0 | 0 | 0 | 365904.5889 | 0 | 2772.8909 | 0 | 0 | 0 | 0 | 0 | 0 | 0 | 3382079.3414 | 0 | 0 | 0 | 0 | -245556.2427 | 0 | 0 | 0 | 0 | 0 | 0 | 0 | 0 | 0 | 0 | 0 | 0 | 0
2016-03-28 13:00 | 0 | 0 | 0 | 0 | 279759.5551 | 157457.918 | 421543 | 0 | 0 | 0 | 381365.7627 | 0 | 2986.1902 | 0 | 0 | 0 | 0 | 0 | 0 | 0 | 3382065.8131 | 0 | 0 | 0 | 0 | 15461.1737 | 0 | 213.2993 | 0 | 0 | 0 | 0 | 0 | 0 | 0 | 0 | 0 | 0 | 0
2016-03-28 14:00 | 0 | 0 | 0 | 0 | 0 | 445829.2058 | 429601 | 0 | 0 | 0 | 397593.9685 | 0 | 2986.1902 | 0 | 0 | 0 | 0 | 0 | 0 | 0 | 3382052.2848 | 0 | 0 | 0 | 0 | 16228.2058 | 0 | 0 | 0 | 0 | 0 | 0 | 0 | 0 | 0 | 0 | 0 | 0 | 0
2016-03-28 15:00 | 0 | 0 | 0 | 0 | 56273.0292 | 622044.2135 | 432761 | 0 | 0 | 0 | 643150.2112 | 0 | 2986.1902 | 0 | 0 | 0 | 0 | 0 | 0 | 0 | 3382038.7566 | 0 | 0 | 0 | 0 | 245556.2427 | 0 | 0 | 0 | 0 | 0 | 0 | 0 | 0 | 0 | 0 | 0 | 0 | 0
2016-03-28 16:00 | 0 | 0 | 0 | 0 | 7208.9273 | 670997.3154 | 432650 | 0 | 0 | 0 | 888706.4539 | 0 | 2986.1902 | 0 | 0 | 0 | 0 | 0 | 0 | 0 | 3382025.2284 | 0 | 0 | 0 | 0 | 245556.2427 | 0 | 0 | 0 | 0 | 0 | 0 | 0 | 0 | 0 | 0 | 0 | 0 | 0
2016-03-28 17:00 | 0 | 0 | 0 | 0 | 0 | 683925.4191 | 432249 | 0 | 0 | 0 | 1134262.6966 | 0 | 3199.4894 | 5906.8771 | 0 | 0 | 0 | 0 | 0 | 0 | 3382011.7003 | 0 | 0 | 0 | 0 | 245556.2427 | 0 | 213.2993 | 0 | 5906.8771 | 0 | 0 | 0 | 0 | 0 | 0 | 0 | 0 | 0
2016-03-28 18:00 | 0 | 0 | 0 | 0 | 0 | 680328.8317 | 431364 | 0 | 0 | 0 | 1379818.9393 | 0 | 3412.7887 | 7621.5577 | 0 | 0 | 0 | 0 | 0 | 0 | 3383182.6596 | 0 | 0 | 0 | 0 | 245556.2427 | 0 | 213.2993 | 0 | 1714.6807 | 0 | 0 | 0 | 0 | 0 | 0 | 1480.6091 | 0 | 0
2016-03-28 19:00 | 0 | 0 | 0 | 0 | 0 | 668507.4965 | 429831 | 0 | 0 | 0 | 1625375.1819 | 0 | 3412.7887 | 741.8115 | 0 | 0 | 0 | 0 | 0 | 0 | 3383169.1268 | 0 | 0 | 0 | 0 | 245556.2427 | 0 | 0 | 0 | -6879.7462 | 0 | 0 | 0 | 0 | 0 | 0 | 0 | 0 | 0
2016-03-28 20:00 | 0 | 0 | 0 | 0 | 0 | 654732.8431 | 428490 | 0 | 0 | 0 | 1852359.8366 | 0 | 3412.7887 | 0 | 0 | 0 | 0 | 0 | 0 | 0 | 3383155.5942 | 0 | 0 | 0 | 0 | 226984.6547 | 0 | 0 | 0 | -741.8115 | 0 | 0 | 0 | 0 | 0 | 0 | 0 | 0 | 0
2016-03-28 21:00 | 0 | 0 | 0 | 0 | 0 | 625540.7455 | 429216 | 0 | 0 | 0 | 2048684.5821 | 0 | 3412.7887 | 0 | 0 | 0 | 0 | 0 | 0 | 0 | 3383142.0615 | 0 | 0 | 0 | 0 | 196324.7455 | 0 | 0 | 0 | 0 | 0 | 0 | 0 | 0 | 0 | 0 | 0 | 0 | 0
2016-03-28 22:00 | 0 | 0 | 0 | 0 | 0 | 569420.436 | 428639 | 0 | 0 | 0 | 2189466.0181 | 0 | 3412.7887 | 0 | 0 | 0 | 0 | 0 | 0 | 0 | 3383128.529 | 0 | 0 | 0 | 0 | 140781.436 | 0 | 0 | 0 | 0 | 0 | 0 | 0 | 0 | 0 | 0 | 0 | 0 | 0
2016-03-28 23:00 | 0 | 0 | 0 | 0 | 0 | 447108.181 | 430926 | 0 | 0 | 0 | 2205648.1991 | 0 | 3412.7887 | 0 | 0 | 0 | 0 | 0 | 0 | 0 | 3383114.9965 | 0 | 0 | 0 | 0 | 16182.181 | 0 | 0 | 0 | 0 | 0 | 0 | 0 | 0 | 0 | 0 | 0 | 0 | 0
2016-03-29 | 0 | 0 | 0 | 0 | 0 | 219005.434 | 437328 | 0 | 0 | 0 | 1987112.3339 | 0 | 3626.088 | 0 | 0 | 0 | 0 | 0 | 0 | 0 | 3383101.464 | 0 | 0 | 0 | 0 | -218535.8653 | 0 | 213.2993 | 0 | 0 | 0 | 0 | 0 | 0 | 0 | 0 | 0 | 0 | 0
2016-03-29 01:00 | 0 | 0 | 0 | 0 | 163053.8753 | 25295.8821 | 433906 | 0 | 0 | 0 | 1741556.0912 | 0 | 3626.088 | 0 | 0 | 0 | 0 | 0 | 0 | 0 | 3383087.9316 | 0 | 0 | 0 | 0 | -245556.2427 | 0 | 0 | 0 | 0 | 0 | 0 | 0 | 0 | 0 | 0 | 0 | 0 | 0
2016-03-29 02:00 | 0 | 0 | 0 | 0 | 172477.0566 | 0 | 417820 | 0 | 0 | 0 | 1495999.8485 | 0 | 3839.3873 | 0 | 0 | 0 | 0 | 0 | 0 | 0 | 3383074.3992 | 0 | 0 | 0 | 0 | -245556.2427 | 0 | 213.2993 | 0 | 0 | 0 | 0 | 0 | 0 | 0 | 0 | 0 | 0 | 0
2016-03-29 03:00 | 0 | 0 | 0 | 0 | 151353.7573 | 0 | 396910 | 0 | 0 | 0 | 1250443.6058 | 0 | 3839.3873 | 0 | 0 | 0 | 0 | 0 | 0 | 0 | 3383060.8669 | 0 | 0 | 0 | 0 | -245556.2427 | 0 | 0 | 0 | 0 | 0 | 0 | 0 | 0 | 0 | 0 | 0 | 0 | 0
2016-03-29 04:00 | 0 | 0 | 0 | 0 | 129726.0566 | 0 | 375069 | 0 | 0 | 0 | 1004887.3631 | 0 | 4052.6866 | 0 | 0 | 0 | 0 | 0 | 0 | 0 | 3383047.3347 | 0 | 0 | 0 | 0 | -245556.2427 | 0 | 213.2993 | 0 | 0 | 0 | 0 | 0 | 0 | 0 | 0 | 0 | 0 | 0
2016-03-29 05:00 | 0 | 0 | 0 | 0 | 604562.2427 | 0 | 359006 | 0 | 0 | 0 | 1250443.6058 | 0 | 4052.6866 | 0 | 0 | 0 | 0 | 0 | 0 | 0 | 3383033.8025 | 0 | 0 | 0 | 0 | 245556.2427 | 0 | 0 | 0 | 0 | 0 | 0 | 0 | 0 | 0 | 0 | 0 | 0 | 0
2016-03-29 06:00 | 0 | 0 | 0 | 0 | 102733.0566 | 0 | 348076 | 0 | 0 | 0 | 1004887.3631 | 0 | 4265.9859 | 0 | 0 | 0 | 0 | 0 | 0 | 0 | 3383020.2704 | 0 | 0 | 0 | 0 | -245556.2427 | 0 | 213.2993 | 0 | 0 | 0 | 0 | 0 | 0 | 0 | 0 | 0 | 0 | 0
2016-03-29 07:00 | 0 | 0 | 0 | 0 | 96952.7573 | 0 | 342509 | 0 | 0 | 0 | 759331.1204 | 0 | 4265.9859 | 0 | 0 | 0 | 0 | 0 | 0 | 0 | 3383006.7383 | 0 | 0 | 0 | 0 | -245556.2427 | 0 | 0 | 0 | 0 | 0 | 0 | 0 | 0 | 0 | 0 | 0 | 0 | 0
2016-03-29 08:00 | 0 | 0 | 0 | 0 | 97153.0566 | 0 | 342496 | 0 | 0 | 0 | 513774.8778 | 0 | 4479.2852 | 0 | 0 | 0 | 0 | 0 | 0 | 0 | 3382993.2063 | 0 | 0 | 0 | 0 | -245556.2427 | 0 | 213.2993 | 0 | 0 | 0 | 0 | 0 | 0 | 0 | 0 | 0 | 0 | 0
2016-03-29 09:00 | 0 | 0 | 0 | 0 | 599150.2427 | 0 | 353594 | 0 | 0 | 0 | 759331.1204 | 0 | 4479.2852 | 0 | 0 | 0 | 0 | 0 | 0 | 0 | 3382979.6743 | 0 | 0 | 0 | 0 | 245556.2427 | 0 | 0 | 0 | 0 | 0 | 0 | 0 | 0 | 0 | 0 | 0 | 0 | 0
2016-03-29 10:00 | 0 | 0 | 0 | 0 | 135714.0566 | 0 | 381057 | 0 | 0 | 0 | 513774.8778 | 0 | 4692.5845 | 0 | 0 | 0 | 0 | 0 | 0 | 0 | 3382966.1424 | 0 | 0 | 0 | 0 | -245556.2427 | 0 | 213.2993 | 0 | 0 | 0 | 0 | 0 | 0 | 0 | 0 | 0 | 0 | 0
2016-03-29 11:00 | 0 | 0 | 0 | 0 | 163459.7573 | 0 | 409016 | 0 | 0 | 0 | 268218.6351 | 0 | 4692.5845 | 0 | 0 | 0 | 0 | 0 | 0 | 0 | 3382952.6105 | 0 | 0 | 0 | 0 | -245556.2427 | 0 | 0 | 0 | 0 | 0 | 0 | 0 | 0 | 0 | 0 | 0 | 0 | 0
2016-03-29 12:00 | 0 | 0 | 0 | 0 | 175696.2382 | 23.5192 | 421276 | 0 | 0 | 0 | 22662.3924 | 0 | 4692.5845 | 0 | 0 | 0 | 0 | 0 | 0 | 0 | 3382939.0787 | 0 | 0 | 0 | 0 | -245556.2427 | 0 | 0 | 0 | 0 | 0 | 0 | 0 | 0 | 0 | 0 | 0 | 0 | 0
2016-03-29 13:00 | 0 | 0 | 0 | 0 | 436560.4661 | 114054.6494 | 426116 | 0 | 0 | 0 | 146948.2085 | 0 | 4905.8838 | 0 | 0 | 0 | 0 | 0 | 0 | 0 | 3382925.5469 | 0 | 0 | 0 | 0 | 124285.8161 | 0 | 213.2993 | 0 | 0 | 0 | 0 | 0 | 0 | 0 | 0 | 0 | 0 | 0
2016-03-29 14:00 | 0 | 0 | 0 | 0 | 259161.5779 | 416506.6648 | 430112 | 0 | 0 | 0 | 392504.4512 | 0 | 4905.8838 | 0 | 0 | 0 | 0 | 0 | 0 | 0 | 3382912.0152 | 0 | 0 | 0 | 0 | 245556.2427 | 0 | 0 | 0 | 0 | 0 | 0 | 0 | 0 | 0 | 0 | 0 | 0 | 0
2016-03-29 15:00 | 0 | 0 | 0 | 0 | 0 | 625772.015 | 429882 | 0 | 0 | 0 | 588394.4662 | 0 | 4905.8838 | 0 | 0 | 0 | 0 | 0 | 0 | 0 | 3382898.4836 | 0 | 0 | 0 | 0 | 195890.015 | 0 | 0 | 0 | 0 | 0 | 0 | 0 | 0 | 0 | 0 | 0 | 0 | 0
2016-03-29 16:00 | 0 | 0 | 0 | 0 | 0 | 683623.9933 | 426445 | 0 | 0 | 0 | 833950.7089 | 0 | 5119.1831 | 0 | 0 | 0 | 0 | 0 | 0 | 0 | 3392012.513 | 0 | 0 | 0 | 0 | 245556.2427 | 0 | 213.2993 | 0 | 0 | 0 | 0 | 0 | 0 | 0 | 0 | 11409.4513 | 0 | 0
2016-03-29 17:00 | 0 | 0 | 0 | 0 | 0 | 696631.0067 | 423530 | 0 | 0 | 0 | 1079506.9516 | 0 | 5332.4824 | 5234.4477 | 0 | 0 | 0 | 0 | 0 | 0 | 3409676.5586 | 0 | 0 | 0 | 0 | 245556.2427 | 0 | 213.2993 | 0 | 5234.4477 | 0 | 0 | 0 | 0 | 0 | 0 | 22097.017 | 0 | 0
2016-03-29 18:00 | 0 | 0 | 0 | 0 | 0 | 689960.6691 | 419707 | 0 | 0 | 0 | 1325063.1943 | 0 | 5545.7817 | 7621.5577 | 0 | 0 | 0 | 0 | 0 | 0 | 3427340.5336 | 0 | 0 | 0 | 0 | 245556.2427 | 0 | 213.2993 | 0 | 2387.1101 | 0 | 0 | 0 | 0 | 0 | 0 | 22097.017 | 0 | 0
2016-03-29 19:00 | 0 | 0 | 0 | 0 | 0 | 676839.8782 | 414668 | 0 | 0 | 0 | 1570619.437 | 0 | 5759.081 | 7621.5577 | 0 | 0 | 0 | 0 | 0 | 0 | 3440448.6932 | 0 | 0 | 0 | 0 | 245556.2427 | 0 | 213.2993 | 0 | 0 | 0 | 0 | 0 | 0 | 0 | 0 | 16402.3362 | 0 | 0
2016-03-29 20:00 | 0 | 0 | 0 | 0 | 0 | 661150.832 | 411618 | 0 | 0 | 0 | 1816175.6796 | 0 | 5972.3803 | 7621.5577 | 0 | 0 | 0 | 0 | 0 | 0 | 3443445.5634 | 0 | 0 | 0 | 0 | 245556.2427 | 0 | 213.2993 | 0 | 0 | 0 | 0 | 0 | 0 | 0 | 0 | 3763.29 | 0 | 0
2016-03-29 21:00 | 0 | 0 | 0 | 0 | 21467.8369 | 627658.1473 | 410978 | 0 | 0 | 0 | 2061731.9223 | 0 | 6185.6796 | 0 | 0 | 0 | 0 | 0 | 0 | 0 | 3443431.7896 | 0 | 0 | 0 | 0 | 245556.2427 | 0 | 213.2993 | 0 | -7621.5577 | 0 | 0 | 0 | 0 | 0 | 0 | 0 | 0 | 0
2016-03-29 22:00 | 0 | 0 | 0 | 0 | 0 | 547714.7239 | 411659 | 0 | 0 | 0 | 2197787.6462 | 0 | 6185.6796 | 0 | 0 | 0 | 0 | 0 | 0 | 0 | 3443418.0159 | 0 | 0 | 0 | 0 | 136055.7239 | 0 | 0 | 0 | 0 | 0 | 0 | 0 | 0 | 0 | 0 | 0 | 0 | 0
2016-03-29 23:00 | 0 | 0 | 0 | 0 | 0 | 398933.6673 | 416763 | 0 | 0 | 0 | 2179745.0142 | 0 | 6398.9789 | 0 | 0 | 0 | 0 | 0 | 0 | 0 | 3443404.2422 | 0 | 0 | 0 | 0 | -18042.632 | 0 | 213.2993 | 0 | 0 | 0 | 0 | 0 | 0 | 0 | 0 | 0 | 0 | 0
2016-03-30 | 0 | 0 | 0 | 0 | 0 | 213580.9273 | 428876 | 0 | 0 | 0 | 1964449.9415 | 0 | 6398.9789 | 0 | 0 | 0 | 0 | 0 | 0 | 0 | 3443390.4686 | 0 | 0 | 0 | 0 | -215295.0727 | 0 | 0 | 0 | 0 | 0 | 0 | 0 | 0 | 0 | 0 | 0 | 0 | 0
2016-03-30 01:00 | 0 | 0 | 0 | 0 | 153663.6812 | 27862.3754 | 426869 | 0 | 0 | 0 | 1718893.6988 | 0 | 6612.2782 | 0 | 0 | 0 | 0 | 0 | 0 | 0 | 3443376.695 | 0 | 0 | 0 | 0 | -245556.2427 | 0 | 213.2993 | 0 | 0 | 0 | 0 | 0 | 0 | 0 | 0 | 0 | 0 | 0
2016-03-30 02:00 | 0 | 0 | 0 | 0 | 159060.4791 | 0 | 411229 | 0 | 0 | 0 | 1473337.4561 | 0 | 0 | 0 | 0 | 0 | 0 | 0 | 0 | 0 | 3443362.9215 | 0 | 0 | 0 | 0 | -245556.2427 | 0 | 0 | 6612.2782 | 0 | 0 | 0 | 0 | 0 | 0 | 0 | 0 | 0 | 0
2016-03-30 03:00 | 0 | 0 | 0 | 0 | 146600.0566 | 0 | 391943 | 0 | 0 | 0 | 1227781.2134 | 0 | 213.2993 | 0 | 0 | 0 | 0 | 0 | 0 | 0 | 3443349.1481 | 0 | 0 | 0 | 0 | -245556.2427 | 0 | 213.2993 | 0 | 0 | 0 | 0 | 0 | 0 | 0 | 0 | 0 | 0 | 0
2016-03-30 04:00 | 0 | 0 | 0 | 0 | 127742.7573 | 0 | 373299 | 0 | 0 | 0 | 982224.9707 | 0 | 213.2993 | 0 | 0 | 0 | 0 | 0 | 0 | 0 | 3443335.3747 | 0 | 0 | 0 | 0 | -245556.2427 | 0 | 0 | 0 | 0 | 0 | 0 | 0 | 0 | 0 | 0 | 0 | 0 | 0
2016-03-30 05:00 | 0 | 0 | 0 | 0 | 604672.542 | 0 | 358903 | 0 | 0 | 0 | 1227781.2134 | 0 | 426.5986 | 0 | 0 | 0 | 0 | 0 | 0 | 0 | 3443321.6013 | 0 | 0 | 0 | 0 | 245556.2427 | 0 | 213.2993 | 0 | 0 | 0 | 0 | 0 | 0 | 0 | 0 | 0 | 0 | 0
2016-03-30 06:00 | 0 | 0 | 0 | 0 | 103135.7573 | 0 | 348692 | 0 | 0 | 0 | 982224.9707 | 0 | 426.5986 | 0 | 0 | 0 | 0 | 0 | 0 | 0 | 3443307.8281 | 0 | 0 | 0 | 0 | -245556.2427 | 0 | 0 | 0 | 0 | 0 | 0 | 0 | 0 | 0 | 0 | 0 | 0 | 0
2016-03-30 07:00 | 0 | 0 | 0 | 0 | 98642.0566 | 0 | 343985 | 0 | 0 | 0 | 736668.7281 | 0 | 639.8979 | 0 | 0 | 0 | 0 | 0 | 0 | 0 | 3443294.0548 | 0 | 0 | 0 | 0 | -245556.2427 | 0 | 213.2993 | 0 | 0 | 0 | 0 | 0 | 0 | 0 | 0 | 0 | 0 | 0
2016-03-30 08:00 | 0 | 0 | 0 | 0 | 99767.7573 | 0 | 345324 | 0 | 0 | 0 | 491112.4854 | 0 | 639.8979 | 0 | 0 | 0 | 0 | 0 | 0 | 0 | 3443280.2817 | 0 | 0 | 0 | 0 | -245556.2427 | 0 | 0 | 0 | 0 | 0 | 0 | 0 | 0 | 0 | 0 | 0 | 0 | 0
2016-03-30 09:00 | 0 | 0 | 0 | 0 | 600731.542 | 0 | 354962 | 0 | 0 | 0 | 736668.7281 | 0 | 853.1972 | 0 | 0 | 0 | 0 | 0 | 0 | 0 | 3443266.5085 | 0 | 0 | 0 | 0 | 245556.2427 | 0 | 213.2993 | 0 | 0 | 0 | 0 | 0 | 0 | 0 | 0 | 0 | 0 | 0
2016-03-30 10:00 | 0 | 0 | 0 | 0 | 137122.7573 | 0 | 382679 | 0 | 0 | 0 | 491112.4854 | 0 | 853.1972 | 0 | 0 | 0 | 0 | 0 | 0 | 0 | 3443252.7355 | 0 | 0 | 0 | 0 | -245556.2427 | 0 | 0 | 0 | 0 | 0 | 0 | 0 | 0 | 0 | 0 | 0 | 0 | 0
2016-03-30 11:00 | 0 | 0 | 0 | 0 | 164030.0566 | 0 | 409373 | 0 | 0 | 0 | 245556.2427 | 0 | 1066.4965 | 0 | 0 | 0 | 0 | 0 | 0 | 0 | 3443238.9625 | 0 | 0 | 0 | 0 | -245556.2427 | 0 | 213.2993 | 0 | 0 | 0 | 0 | 0 | 0 | 0 | 0 | 0 | 0 | 0
2016-03-30 12:00 | 0 | 0 | 0 | 0 | 174401.5228 | 22.2345 | 419980 | 0 | 0 | 0 | 0 | 0 | 1066.4965 | 0 | 0 | 0 | 0 | 0 | 0 | 0 | 3443225.1895 | 0 | 0 | 0 | 0 | -245556.2427 | 0 | 0 | 0 | 0 | 0 | 0 | 0 | 0 | 0 | 0 | 0 | 0 | 0
2016-03-30 13:00 | 0 | 0 | 0 | 0 | 510786.5621 | 115013.839 | 423396 | 0 | 0 | 0 | 202191.1018 | 0 | 1279.7958 | 0 | 0 | 0 | 0 | 0 | 0 | 0 | 3443211.4166 | 0 | 0 | 0 | 0 | 202191.1018 | 0 | 213.2993 | 0 | 0 | 0 | 0 | 0 | 0 | 0 | 0 | 0 | 0 | 0
2016-03-30 14:00 | 0 | 0 | 0 | 0 | 0 | 454476.7661 | 425989 | 0 | 0 | 0 | 230678.8679 | 0 | 1279.7958 | 0 | 0 | 0 | 0 | 0 | 0 | 0 | 3443197.6438 | 0 | 0 | 0 | 0 | 28487.7661 | 0 | 0 | 0 | 0 | 0 | 0 | 0 | 0 | 0 | 0 | 0 | 0 | 0
2016-03-30 15:00 | 0 | 0 | 0 | 0 | 0 | 693744.559 | 425878 | 0 | 0 | 0 | 476235.1106 | 0 | 1493.0951 | 0 | 0 | 0 | 0 | 0 | 0 | 0 | 3460861.4846 | 0 | 0 | 0 | 0 | 245556.2427 | 0 | 213.2993 | 0 | 0 | 0 | 0 | 0 | 0 | 0 | 0 | 22097.017 | 0 | 0
2016-03-30 16:00 | 0 | 0 | 0 | 0 | 0 | 691507.559 | 423641 | 0 | 0 | 0 | 721791.3533 | 0 | 1706.3944 | 0 | 0 | 0 | 0 | 0 | 0 | 0 | 3478525.2548 | 0 | 0 | 0 | 0 | 245556.2427 | 0 | 213.2993 | 0 | 0 | 0 | 0 | 0 | 0 | 0 | 0 | 22097.017 | 0 | 0
2016-03-30 17:00 | 0 | 0 | 0 | 0 | 0 | 689889.559 | 422023 | 0 | 0 | 0 | 967347.596 | 0 | 1919.6937 | 0 | 0 | 0 | 0 | 0 | 0 | 0 | 3496188.9543 | 0 | 0 | 0 | 0 | 245556.2427 | 0 | 213.2993 | 0 | 0 | 0 | 0 | 0 | 0 | 0 | 0 | 22097.017 | 0 | 0
2016-03-30 18:00 | 0 | 0 | 0 | 0 | 0 | 687661.559 | 419795 | 0 | 0 | 0 | 1212903.8387 | 0 | 2132.993 | 0 | 0 | 0 | 0 | 0 | 0 | 0 | 3513852.5832 | 0 | 0 | 0 | 0 | 245556.2427 | 0 | 213.2993 | 0 | 0 | 0 | 0 | 0 | 0 | 0 | 0 | 22097.017 | 0 | 0
2016-03-30 19:00 | 0 | 0 | 0 | 0 | 0 | 687962.559 | 420096 | 0 | 0 | 0 | 1458460.0813 | 0 | 2346.2923 | 0 | 0 | 0 | 0 | 0 | 0 | 0 | 3531516.1414 | 0 | 0 | 0 | 0 | 245556.2427 | 0 | 213.2993 | 0 | 0 | 0 | 0 | 0 | 0 | 0 | 0 | 22097.017 | 0 | 0
2016-03-30 20:00 | 0 | 0 | 0 | 0 | 0 | 687228.559 | 419362 | 0 | 0 | 0 | 1704016.324 | 0 | 2559.5916 | 0 | 0 | 0 | 0 | 0 | 0 | 0 | 3549179.629 | 0 | 0 | 0 | 0 | 245556.2427 | 0 | 213.2993 | 0 | 0 | 0 | 0 | 0 | 0 | 0 | 0 | 22097.017 | 0 | 0
2016-03-30 21:00 | 0 | 0 | 0 | 0 | 0 | 695718.1168 | 420230 | 0 | 0 | 0 | 1949572.5667 | 0 | 2772.8909 | 7621.5577 | 0 | 0 | 0 | 0 | 0 | 0 | 3566843.0459 | 0 | 0 | 0 | 0 | 245556.2427 | 0 | 213.2993 | 0 | 7621.5577 | 0 | 0 | 0 | 0 | 0 | 0 | 22097.017 | 0 | 0
2016-03-30 22:00 | 0 | 0 | 0 | 0 | 0 | 678189.4879 | 421131 | 0 | 0 | 0 | 2195128.8094 | 0 | 2986.1902 | 7621.5577 | 0 | 0 | 0 | 0 | 0 | 0 | 3575859.9353 | 0 | 0 | 0 | 0 | 245556.2427 | 0 | 213.2993 | 0 | 0 | 0 | 0 | 0 | 0 | 0 | 0 | 11288.946 | 0 | 0
2016-03-30 23:00 | 0 | 0 | 0 | 0 | 0 | 568334.7765 | 425611 | 0 | 0 | 0 | 2345474.1436 | 0 | 2986.1902 | 0 | 0 | 0 | 0 | 0 | 0 | 0 | 3575845.6319 | 0 | 0 | 0 | 0 | 150345.3342 | 0 | 0 | 0 | -7621.5577 | 0 | 0 | 0 | 0 | 0 | 0 | 0 | 0 | 0
2016-03-31 | 0 | 0 | 0 | 0 | 0 | 333392.0485 | 434380 | 0 | 0 | 0 | 2244272.8928 | 0 | 3199.4894 | 0 | 0 | 0 | 0 | 0 | 0 | 0 | 3575831.3285 | 0 | 0 | 0 | 0 | -101201.2508 | 0 | 213.2993 | 0 | 0 | 0 | 0 | 0 | 0 | 0 | 0 | 0 | 0 | 0
2016-03-31 01:00 | 0 | 0 | 0 | 0 | 136047.8168 | 47851.9405 | 429456 | 0 | 0 | 0 | 1998716.6501 | 0 | 3199.4894 | 0 | 0 | 0 | 0 | 0 | 0 | 0 | 3575817.0252 | 0 | 0 | 0 | 0 | -245556.2427 | 0 | 0 | 0 | 0 | 0 | 0 | 0 | 0 | 0 | 0 | 0 | 0 | 0
2016-03-31 02:00 | 0 | 0 | 0 | 0 | 166969.0566 | 0 | 412312 | 0 | 0 | 0 | 1753160.4075 | 0 | 3412.7887 | 0 | 0 | 0 | 0 | 0 | 0 | 0 | 3575802.7219 | 0 | 0 | 0 | 0 | -245556.2427 | 0 | 213.2993 | 0 | 0 | 0 | 0 | 0 | 0 | 0 | 0 | 0 | 0 | 0
2016-03-31 03:00 | 0 | 0 | 0 | 0 | 146505.7573 | 0 | 392062 | 0 | 0 | 0 | 1507604.1648 | 0 | 3412.7887 | 0 | 0 | 0 | 0 | 0 | 0 | 0 | 3575788.4187 | 0 | 0 | 0 | 0 | -245556.2427 | 0 | 0 | 0 | 0 | 0 | 0 | 0 | 0 | 0 | 0 | 0 | 0 | 0
2016-03-31 04:00 | 0 | 0 | 0 | 0 | 202228.3739 | 0 | 370608 | 0 | 0 | 0 | 1339011.2394 | 0 | 3626.088 | 0 | 0 | 0 | 0 | 0 | 0 | 0 | 3575774.1155 | 0 | 0 | 0 | 0 | -168592.9254 | 0 | 213.2993 | 0 | 0 | 0 | 0 | 0 | 0 | 0 | 0 | 0 | 0 | 0
2016-03-31 05:00 | 0 | 0 | 0 | 0 | 108456.7573 | 0 | 354013 | 0 | 0 | 0 | 1093454.9967 | 0 | 3626.088 | 0 | 0 | 0 | 0 | 0 | 0 | 0 | 3575759.8125 | 0 | 0 | 0 | 0 | -245556.2427 | 0 | 0 | 0 | 0 | 0 | 0 | 0 | 0 | 0 | 0 | 0 | 0 | 0
2016-03-31 06:00 | 0 | 0 | 0 | 0 | 96642.0566 | 0 | 341985 | 0 | 0 | 0 | 847898.754 | 0 | 3839.3873 | 0 | 0 | 0 | 0 | 0 | 0 | 0 | 3575745.5094 | 0 | 0 | 0 | 0 | -245556.2427 | 0 | 213.2993 | 0 | 0 | 0 | 0 | 0 | 0 | 0 | 0 | 0 | 0 | 0
2016-03-31 07:00 | 0 | 0 | 0 | 0 | 89374.7573 | 0 | 334931 | 0 | 0 | 0 | 602342.5113 | 0 | 3839.3873 | 0 | 0 | 0 | 0 | 0 | 0 | 0 | 3575731.2064 | 0 | 0 | 0 | 0 | -245556.2427 | 0 | 0 | 0 | 0 | 0 | 0 | 0 | 0 | 0 | 0 | 0 | 0 | 0
2016-03-31 08:00 | 0 | 0 | 0 | 0 | 580354.542 | 0 | 334585 | 0 | 0 | 0 | 847898.754 | 0 | 4052.6866 | 0 | 0 | 0 | 0 | 0 | 0 | 0 | 3575716.9035 | 0 | 0 | 0 | 0 | 245556.2427 | 0 | 213.2993 | 0 | 0 | 0 | 0 | 0 | 0 | 0 | 0 | 0 | 0 | 0
2016-03-31 09:00 | 0 | 0 | 0 | 0 | 97578.7573 | 0 | 343135 | 0 | 0 | 0 | 602342.5113 | 0 | 4052.6866 | 0 | 0 | 0 | 0 | 0 | 0 | 0 | 3575702.6006 | 0 | 0 | 0 | 0 | -245556.2427 | 0 | 0 | 0 | 0 | 0 | 0 | 0 | 0 | 0 | 0 | 0 | 0 | 0
2016-03-31 10:00 | 0 | 0 | 0 | 0 | 120914.0566 | 0 | 366257 | 0 | 0 | 0 | 356786.2686 | 0 | 4265.9859 | 0 | 0 | 0 | 0 | 0 | 0 | 0 | 3575688.2978 | 0 | 0 | 0 | 0 | -245556.2427 | 0 | 213.2993 | 0 | 0 | 0 | 0 | 0 | 0 | 0 | 0 | 0 | 0 | 0
2016-03-31 11:00 | 0 | 0 | 0 | 0 | 146693.7573 | 0 | 392250 | 0 | 0 | 0 | 111230.0259 | 0 | 4265.9859 | 0 | 0 | 0 | 0 | 0 | 0 | 0 | 3575673.9951 | 0 | 0 | 0 | 0 | -245556.2427 | 0 | 0 | 0 | 0 | 0 | 0 | 0 | 0 | 0 | 0 | 0 | 0 | 0
2016-03-31 12:00 | 0 | 0 | 0 | 0 | 535206.9984 | 84.6888 | 405935 | 0 | 0 | 0 | 240373.4138 | 0 | 4479.2852 | 0 | 0 | 0 | 0 | 0 | 0 | 0 | 3575659.6924 | 0 | 0 | 0 | 0 | 129143.3878 | 0 | 213.2993 | 0 | 0 | 0 | 0 | 0 | 0 | 0 | 0 | 0 | 0 | 0
2016-03-31 13:00 | 0 | 0 | 0 | 0 | 0 | 174723.5862 | 415097 | 0 | 0 | 0 | 0 | 0 | 4479.2852 | 0 | 0 | 0 | 0 | 0 | 0 | 0 | 3575645.3897 | 0 | 0 | 0 | 0 | -240373.4138 | 0 | 0 | 0 | 0 | 0 | 0 | 0 | 0 | 0 | 0 | 0 | 0 | 0
2016-03-31 14:00 | 0 | 0 | 0 | 0 | 0 | 512121.8676 | 424306 | 0 | 0 | 0 | 87602.5683 | 0 | 4692.5845 | 0 | 0 | 0 | 0 | 0 | 0 | 0 | 3575631.0872 | 0 | 0 | 0 | 0 | 87602.5683 | 0 | 213.2993 | 0 | 0 | 0 | 0 | 0 | 0 | 0 | 0 | 0 | 0 | 0
2016-03-31 15:00 | 0 | 0 | 0 | 0 | 0 | 697043.559 | 429177 | 0 | 0 | 0 | 333158.811 | 0 | 4905.8838 | 0 | 0 | 0 | 0 | 0 | 0 | 0 | 3593294.3983 | 0 | 0 | 0 | 0 | 245556.2427 | 0 | 213.2993 | 0 | 0 | 0 | 0 | 0 | 0 | 0 | 0 | 22097.017 | 0 | 0
2016-03-31 16:00 | 0 | 0 | 0 | 0 | 0 | 698544.559 | 430678 | 0 | 0 | 0 | 578715.0537 | 0 | 5119.1831 | 0 | 0 | 0 | 0 | 0 | 0 | 0 | 3610957.6387 | 0 | 0 | 0 | 0 | 245556.2427 | 0 | 213.2993 | 0 | 0 | 0 | 0 | 0 | 0 | 0 | 0 | 22097.017 | 0 | 0
2016-03-31 17:00 | 0 | 0 | 0 | 0 | 0 | 700127.559 | 432261 | 0 | 0 | 0 | 824271.2964 | 0 | 5332.4824 | 0 | 0 | 0 | 0 | 0 | 0 | 0 | 3628620.8085 | 0 | 0 | 0 | 0 | 245556.2427 | 0 | 213.2993 | 0 | 0 | 0 | 0 | 0 | 0 | 0 | 0 | 22097.017 | 0 | 0
2016-03-31 18:00 | 0 | 0 | 0 | 0 | 0 | 701379.559 | 433513 | 0 | 0 | 0 | 1069827.5391 | 0 | 5545.7817 | 0 | 0 | 0 | 0 | 0 | 0 | 0 | 3646283.9077 | 0 | 0 | 0 | 0 | 245556.2427 | 0 | 213.2993 | 0 | 0 | 0 | 0 | 0 | 0 | 0 | 0 | 22097.017 | 0 | 0
2016-03-31 19:00 | 0 | 0 | 0 | 0 | 0 | 700885.559 | 433019 | 0 | 0 | 0 | 1315383.7817 | 0 | 5759.081 | 0 | 0 | 0 | 0 | 0 | 0 | 0 | 3663946.9362 | 0 | 0 | 0 | 0 | 245556.2427 | 0 | 213.2993 | 0 | 0 | 0 | 0 | 0 | 0 | 0 | 0 | 22097.017 | 0 | 0
2016-03-31 20:00 | 0 | 0 | 0 | 0 | 0 | 701963.3586 | 433947 | 0 | 0 | 0 | 1560940.0244 | 0 | 5972.3803 | 149.7996 | 0 | 0 | 0 | 0 | 0 | 0 | 3681609.894 | 0 | 0 | 0 | 0 | 245556.2427 | 0 | 213.2993 | 0 | 149.7996 | 0 | 0 | 0 | 0 | 0 | 0 | 22097.017 | 0 | 0
2016-03-31 21:00 | 0 | 0 | 0 | 0 | 0 | 710911.3172 | 435573 | 0 | 0 | 0 | 1806496.2671 | 0 | 6185.6796 | 7621.5577 | 0 | 0 | 0 | 0 | 0 | 0 | 3699272.7812 | 0 | 0 | 0 | 0 | 245556.2427 | 0 | 213.2993 | 0 | 7471.7582 | 0 | 0 | 0 | 0 | 0 | 0 | 22097.017 | 0 | 0
2016-03-31 22:00 | 0 | 0 | 0 | 0 | 21928.7375 | 650342.9475 | 434337 | 0 | 0 | 0 | 2052052.5098 | 0 | 6185.6796 | 0 | 0 | 0 | 0 | 0 | 0 | 0 | 3699257.9841 | 0 | 0 | 0 | 0 | 245556.2427 | 0 | 0 | 0 | -7621.5577 | 0 | 0 | 0 | 0 | 0 | 0 | 0 | 0 | 0
2016-03-31 23:00 | 0 | 0 | 0 | 0 | 0 | 532875.2215 | 435426 | 0 | 0 | 0 | 2149288.4321 | 0 | 6398.9789 | 0 | 0 | 0 | 0 | 0 | 0 | 0 | 3699243.1871 | 0 | 0 | 0 | 0 | 97235.9222 | 0 | 213.2993 | 0 | 0 | 0 | 0 | 0 | 0 | 0 | 0 | 0 | 0 | 0
2016-04-01 | 0 | 0 | 0 | 0 | 0 | 313400.9754 | 439296 | 0 | 0 | 0 | 2023393.4075 | 0 | 6398.9789 | 0 | 0 | 0 | 0 | 0 | 0 | 0 | 3699228.3901 | 0 | 0 | 0 | 0 | -125895.0246 | 0 | 0 | 0 | 0 | 0 | 0 | 0 | 0 | 0 | 0 | 0 | 0 | 0
2016-04-01 01:00 | 0 | 0 | 0 | 0 | 138847.9135 | 50399.1432 | 434590 | 0 | 0 | 0 | 1777837.1648 | 0 | 6612.2782 | 0 | 0 | 0 | 0 | 0 | 0 | 0 | 3699213.5932 | 0 | 0 | 0 | 0 | -245556.2427 | 0 | 213.2993 | 0 | 0 | 0 | 0 | 0 | 0 | 0 | 0 | 0 | 0 | 0
2016-04-01 02:00 | 0 | 0 | 0 | 0 | 171663.5873 | 0.16997 | 417220 | 0 | 0 | 0 | 1532280.9221 | 0 | 6612.2782 | 0 | 0 | 0 | 0 | 0 | 0 | 0 | 3699198.7964 | 0 | 0 | 0 | 0 | -245556.2427 | 0 | 0 | 0 | 0 | 0 | 0 | 0 | 0 | 0 | 0 | 0 | 0 | 0
2016-04-01 03:00 | 0 | 0 | 0 | 0 | 151018.0566 | 0 | 396361 | 0 | 0 | 0 | 1286724.6794 | 0 | 6825.5775 | 0 | 0 | 0 | 0 | 0 | 0 | 0 | 3699183.9996 | 0 | 0 | 0 | 0 | -245556.2427 | 0 | 213.2993 | 0 | 0 | 0 | 0 | 0 | 0 | 0 | 0 | 0 | 0 | 0
2016-04-01 04:00 | 0 | 0 | 0 | 0 | 515478.5878 | 0 | 373765 | 0 | 0 | 0 | 1428438.2672 | 0 | 6825.5775 | 0 | 0 | 0 | 0 | 0 | 0 | 0 | 3699169.2028 | 0 | 0 | 0 | 0 | 141713.5878 | 0 | 0 | 0 | 0 | 0 | 0 | 0 | 0 | 0 | 0 | 0 | 0 | 0
2016-04-01 05:00 | 0 | 0 | 0 | 0 | 110263.0566 | 0 | 355606 | 0 | 0 | 0 | 1182882.0245 | 0 | 7038.8768 | 0 | 0 | 0 | 0 | 0 | 0 | 0 | 3699154.4062 | 0 | 0 | 0 | 0 | -245556.2427 | 0 | 213.2993 | 0 | 0 | 0 | 0 | 0 | 0 | 0 | 0 | 0 | 0 | 0
2016-04-01 06:00 | 0 | 0 | 0 | 0 | 97041.7573 | 0 | 342598 | 0 | 0 | 0 | 937325.7818 | 0 | 7038.8768 | 0 | 0 | 0 | 0 | 0 | 0 | 0 | 3699139.6095 | 0 | 0 | 0 | 0 | -245556.2427 | 0 | 0 | 0 | 0 | 0 | 0 | 0 | 0 | 0 | 0 | 0 | 0 | 0
2016-04-01 07:00 | 0 | 0 | 0 | 0 | 88758.0566 | 0 | 334101 | 0 | 0 | 0 | 691769.5392 | 0 | 7252.1761 | 0 | 0 | 0 | 0 | 0 | 0 | 0 | 3699124.813 | 0 | 0 | 0 | 0 | -245556.2427 | 0 | 213.2993 | 0 | 0 | 0 | 0 | 0 | 0 | 0 | 0 | 0 | 0 | 0
2016-04-01 08:00 | 0 | 0 | 0 | 0 | 551806.6219 | 0 | 332912 | 0 | 0 | 0 | 910664.1611 | 0 | 7252.1761 | 0 | 0 | 0 | 0 | 0 | 0 | 0 | 3699110.0165 | 0 | 0 | 0 | 0 | 218894.6219 | 0 | 0 | 0 | 0 | 0 | 0 | 0 | 0 | 0 | 0 | 0 | 0 | 0
2016-04-01 09:00 | 0 | 0 | 0 | 0 | 95446.0566 | 0 | 340789 | 0 | 0 | 0 | 665107.9184 | 0 | 7465.4754 | 0 | 0 | 0 | 0 | 0 | 0 | 0 | 3699095.22 | 0 | 0 | 0 | 0 | -245556.2427 | 0 | 213.2993 | 0 | 0 | 0 | 0 | 0 | 0 | 0 | 0 | 0 | 0 | 0
2016-04-01 10:00 | 0 | 0 | 0 | 0 | 117465.7573 | 0 | 363022 | 0 | 0 | 0 | 419551.6757 | 0 | 7465.4754 | 0 | 0 | 0 | 0 | 0 | 0 | 0 | 3699080.4237 | 0 | 0 | 0 | 0 | -245556.2427 | 0 | 0 | 0 | 0 | 0 | 0 | 0 | 0 | 0 | 0 | 0 | 0 | 0
2016-04-01 11:00 | 0 | 0 | 0 | 0 | 144176.0566 | 0 | 389519 | 0 | 0 | 0 | 173995.433 | 0 | 7678.7747 | 0 | 0 | 0 | 0 | 0 | 0 | 0 | 3699065.6273 | 0 | 0 | 0 | 0 | -245556.2427 | 0 | 213.2993 | 0 | 0 | 0 | 0 | 0 | 0 | 0 | 0 | 0 | 0 | 0
2016-04-01 12:00 | 0 | 0 | 0 | 0 | 476513.3495 | 28.4602 | 404981 | 0 | 0 | 0 | 245556.2427 | 0 | 7678.7747 | 0 | 0 | 0 | 0 | 0 | 0 | 0 | 3699050.8311 | 0 | 0 | 0 | 0 | 71560.8097 | 0 | 0 | 0 | 0 | 0 | 0 | 0 | 0 | 0 | 0 | 0 | 0 | 0
2016-04-01 13:00 | 0 | 0 | 0 | 0 | 53564.8995 | 117087.8578 | 416209 | 0 | 0 | 0 | 0 | 0 | 7678.7747 | 0 | 0 | 0 | 0 | 0 | 0 | 0 | 3699036.0349 | 0 | 0 | 0 | 0 | -245556.2427 | 0 | 0 | 0 | 0 | 0 | 0 | 0 | 0 | 0 | 0 | 0 | 0 | 0
2016-04-01 14:00 | 0 | 0 | 0 | 0 | 0 | 500452.0916 | 425683 | 0 | 0 | 0 | 74769.0916 | 0 | 7678.7747 | 0 | 0 | 0 | 0 | 0 | 0 | 0 | 3699021.2387 | 0 | 0 | 0 | 0 | 74769.0916 | 0 | 0 | 0 | 0 | 0 | 0 | 0 | 0 | 0 | 0 | 0 | 0 | 0
2016-04-01 15:00 | 0 | 0 | 0 | 0 | 0 | 698005.559 | 430139 | 0 | 0 | 0 | 320325.3343 | 0 | 7892.074 | 0 | 0 | 0 | 0 | 0 | 0 | 0 | 3716684.0563 | 0 | 0 | 0 | 0 | 245556.2427 | 0 | 213.2993 | 0 | 0 | 0 | 0 | 0 | 0 | 0 | 0 | 22097.017 | 0 | 0
2016-04-01 16:00 | 0 | 0 | 0 | 0 | 0 | 698319.559 | 430453 | 0 | 0 | 0 | 565881.577 | 0 | 8105.3733 | 0 | 0 | 0 | 0 | 0 | 0 | 0 | 3734346.8032 | 0 | 0 | 0 | 0 | 245556.2427 | 0 | 213.2993 | 0 | 0 | 0 | 0 | 0 | 0 | 0 | 0 | 22097.017 | 0 | 0
2016-04-01 17:00 | 0 | 0 | 0 | 0 | 0 | 697632.559 | 429766 | 0 | 0 | 0 | 811437.8197 | 0 | 8318.6726 | 0 | 0 | 0 | 0 | 0 | 0 | 0 | 3752009.4794 | 0 | 0 | 0 | 0 | 245556.2427 | 0 | 213.2993 | 0 | 0 | 0 | 0 | 0 | 0 | 0 | 0 | 22097.017 | 0 | 0
2016-04-01 18:00 | 0 | 0 | 0 | 0 | 0 | 695416.559 | 427550 | 0 | 0 | 0 | 1056994.0624 | 0 | 8531.9719 | 0 | 0 | 0 | 0 | 0 | 0 | 0 | 3769672.085 | 0 | 0 | 0 | 0 | 245556.2427 | 0 | 213.2993 | 0 | 0 | 0 | 0 | 0 | 0 | 0 | 0 | 22097.017 | 0 | 0
2016-04-01 19:00 | 0 | 0 | 0 | 0 | 0 | 692439.559 | 424573 | 0 | 0 | 0 | 1302550.3051 | 0 | 8745.2712 | 0 | 0 | 0 | 0 | 0 | 0 | 0 | 3787334.62 | 0 | 0 | 0 | 0 | 245556.2427 | 0 | 213.2993 | 0 | 0 | 0 | 0 | 0 | 0 | 0 | 0 | 22097.017 | 0 | 0
2016-04-01 20:00 | 0 | 0 | 0 | 0 | 0 | 689673.559 | 421807 | 0 | 0 | 0 | 1548106.5477 | 0 | 8958.5705 | 0 | 0 | 0 | 0 | 0 | 0 | 0 | 3804997.0843 | 0 | 0 | 0 | 0 | 245556.2427 | 0 | 213.2993 | 0 | 0 | 0 | 0 | 0 | 0 | 0 | 0 | 22097.017 | 0 | 0
2016-04-01 21:00 | 0 | 0 | 0 | 0 | 0 | 687206.559 | 419340 | 0 | 0 | 0 | 1793662.7904 | 0 | 9171.8697 | 0 | 0 | 0 | 0 | 0 | 0 | 0 | 3822659.4779 | 0 | 0 | 0 | 0 | 245556.2427 | 0 | 213.2993 | 0 | 0 | 0 | 0 | 0 | 0 | 0 | 0 | 22097.017 | 0 | 0
2016-04-01 22:00 | 0 | 0 | 0 | 0 | 0 | 691112.1168 | 415624 | 0 | 0 | 0 | 2039219.0331 | 0 | 9385.169 | 7621.5577 | 0 | 0 | 0 | 0 | 0 | 0 | 3840321.8009 | 0 | 0 | 0 | 0 | 245556.2427 | 0 | 213.2993 | 0 | 7621.5577 | 0 | 0 | 0 | 0 | 0 | 0 | 22097.017 | 0 | 0
2016-04-01 23:00 | 0 | 0 | 0 | 0 | 0 | 661653.9257 | 414611 | 0 | 0 | 0 | 2284775.2758 | 0 | 9598.4683 | 7621.5577 | 0 | 0 | 0 | 0 | 0 | 0 | 3841325.1467 | 0 | 0 | 0 | 0 | 245556.2427 | 0 | 213.2993 | 0 | 0 | 0 | 0 | 0 | 0 | 0 | 0 | 1273.3838 | 0 | 0
2016-04-02 | 0 | 0 | 0 | 0 | 0 | 424941.7186 | 419217 | 0 | 0 | 0 | 2298121.5521 | 0 | 9598.4683 | 0 | 0 | 0 | 0 | 0 | 0 | 0 | 3841309.7814 | 0 | 0 | 0 | 0 | 13346.2763 | 0 | 0 | 0 | -7621.5577 | 0 | 0 | 0 | 0 | 0 | 0 | 0 | 0 | 0
2016-04-02 01:00 | 0 | 0 | 0 | 0 | 271706.485 | 56601.147 | 416423 | 0 | 0 | 0 | 2210006.1842 | 0 | 9598.4683 | 0 | 0 | 0 | 0 | 0 | 0 | 0 | 3841294.4161 | 0 | 0 | 0 | 0 | -88115.3679 | 0 | 0 | 0 | 0 | 0 | 0 | 0 | 0 | 0 | 0 | 0 | 0 | 0
2016-04-02 02:00 | 0 | 0 | 0 | 0 | 159371.3344 | 0.42295 | 404928 | 0 | 0 | 0 | 1964449.9415 | 0 | 9598.4683 | 0 | 0 | 0 | 0 | 0 | 0 | 0 | 3841279.0509 | 0 | 0 | 0 | 0 | -245556.2427 | 0 | 0 | 0 | 0 | 0 | 0 | 0 | 0 | 0 | 0 | 0 | 0 | 0
2016-04-02 03:00 | 0 | 0 | 0 | 0 | 142453.7573 | 0 | 388010 | 0 | 0 | 0 | 1718893.6988 | 0 | 9598.4683 | 0 | 0 | 0 | 0 | 0 | 0 | 0 | 3841263.6858 | 0 | 0 | 0 | 0 | -245556.2427 | 0 | 0 | 0 | 0 | 0 | 0 | 0 | 0 | 0 | 0 | 0 | 0 | 0
2016-04-02 04:00 | 0 | 0 | 0 | 0 | 122714.7573 | 0 | 368271 | 0 | 0 | 0 | 1473337.4561 | 0 | 9598.4683 | 0 | 0 | 0 | 0 | 0 | 0 | 0 | 3841248.3208 | 0 | 0 | 0 | 0 | -245556.2427 | 0 | 0 | 0 | 0 | 0 | 0 | 0 | 0 | 0 | 0 | 0 | 0 | 0
2016-04-02 05:00 | 0 | 0 | 0 | 0 | 107464.7573 | 0 | 353021 | 0 | 0 | 0 | 1227781.2134 | 0 | 9598.4683 | 0 | 0 | 0 | 0 | 0 | 0 | 0 | 3841232.9558 | 0 | 0 | 0 | 0 | -245556.2427 | 0 | 0 | 0 | 0 | 0 | 0 | 0 | 0 | 0 | 0 | 0 | 0 | 0
2016-04-02 06:00 | 0 | 0 | 0 | 0 | 95493.7573 | 0 | 341050 | 0 | 0 | 0 | 982224.9707 | 0 | 9598.4683 | 0 | 0 | 0 | 0 | 0 | 0 | 0 | 3841217.5908 | 0 | 0 | 0 | 0 | -245556.2427 | 0 | 0 | 0 | 0 | 0 | 0 | 0 | 0 | 0 | 0 | 0 | 0 | 0
2016-04-02 07:00 | 0 | 0 | 0 | 0 | 87226.7573 | 0 | 332783 | 0 | 0 | 0 | 736668.7281 | 0 | 9598.4683 | 0 | 0 | 0 | 0 | 0 | 0 | 0 | 3841202.226 | 0 | 0 | 0 | 0 | -245556.2427 | 0 | 0 | 0 | 0 | 0 | 0 | 0 | 0 | 0 | 0 | 0 | 0 | 0
2016-04-02 08:00 | 0 | 0 | 0 | 0 | 84431.7573 | 0 | 329988 | 0 | 0 | 0 | 491112.4854 | 0 | 9598.4683 | 0 | 0 | 0 | 0 | 0 | 0 | 0 | 3841186.8612 | 0 | 0 | 0 | 0 | -245556.2427 | 0 | 0 | 0 | 0 | 0 | 0 | 0 | 0 | 0 | 0 | 0 | 0 | 0
2016-04-02 09:00 | 0 | 0 | 0 | 0 | 578799.2427 | 0 | 333243 | 0 | 0 | 0 | 736668.7281 | 0 | 9598.4683 | 0 | 0 | 0 | 0 | 0 | 0 | 0 | 3841171.4964 | 0 | 0 | 0 | 0 | 245556.2427 | 0 | 0 | 0 | 0 | 0 | 0 | 0 | 0 | 0 | 0 | 0 | 0 | 0
2016-04-02 10:00 | 0 | 0 | 0 | 0 | 96651.7573 | 0 | 342208 | 0 | 0 | 0 | 491112.4854 | 0 | 9598.4683 | 0 | 0 | 0 | 0 | 0 | 0 | 0 | 3841156.1317 | 0 | 0 | 0 | 0 | -245556.2427 | 0 | 0 | 0 | 0 | 0 | 0 | 0 | 0 | 0 | 0 | 0 | 0 | 0
2016-04-02 11:00 | 0 | 0 | 0 | 0 | 109679.7573 | 0 | 355236 | 0 | 0 | 0 | 245556.2427 | 0 | 9598.4683 | 0 | 0 | 0 | 0 | 0 | 0 | 0 | 3841140.7671 | 0 | 0 | 0 | 0 | -245556.2427 | 0 | 0 | 0 | 0 | 0 | 0 | 0 | 0 | 0 | 0 | 0 | 0 | 0
2016-04-02 12:00 | 0 | 0 | 0 | 0 | 124302.9145 | 99.8428 | 369959 | 0 | 0 | 0 | 0 | 0 | 9598.4683 | 0 | 0 | 0 | 0 | 0 | 0 | 0 | 3841125.4025 | 0 | 0 | 0 | 0 | -245556.2427 | 0 | 0 | 0 | 0 | 0 | 0 | 0 | 0 | 0 | 0 | 0 | 0 | 0
2016-04-02 13:00 | 0 | 0 | 0 | 0 | 232515.8651 | 173660.6563 | 384596 | 0 | 0 | 0 | 21580.5215 | 0 | 9598.4683 | 0 | 0 | 0 | 0 | 0 | 0 | 0 | 3841110.038 | 0 | 0 | 0 | 0 | 21580.5215 | 0 | 0 | 0 | 0 | 0 | 0 | 0 | 0 | 0 | 0 | 0 | 0 | 0
2016-04-02 14:00 | 0 | 0 | 0 | 0 | 0 | 586950.4606 | 393724 | 0 | 0 | 0 | 214806.9821 | 0 | 9598.4683 | 0 | 0 | 0 | 0 | 0 | 0 | 0 | 3841094.6736 | 0 | 0 | 0 | 0 | 193226.4606 | 0 | 0 | 0 | 0 | 0 | 0 | 0 | 0 | 0 | 0 | 0 | 0 | 0
2016-04-02 15:00 | 0 | 0 | 0 | 0 | 0 | 664620.559 | 396754 | 0 | 0 | 0 | 460363.2248 | 0 | 9811.7676 | 0 | 0 | 0 | 0 | 0 | 0 | 0 | 3858756.9229 | 0 | 0 | 0 | 0 | 245556.2427 | 0 | 213.2993 | 0 | 0 | 0 | 0 | 0 | 0 | 0 | 0 | 22097.017 | 0 | 0
2016-04-02 16:00 | 0 | 0 | 0 | 0 | 0 | 661867.559 | 394001 | 0 | 0 | 0 | 705919.4675 | 0 | 10025.0669 | 0 | 0 | 0 | 0 | 0 | 0 | 0 | 3876419.1015 | 0 | 0 | 0 | 0 | 245556.2427 | 0 | 213.2993 | 0 | 0 | 0 | 0 | 0 | 0 | 0 | 0 | 22097.017 | 0 | 0
2016-04-02 17:00 | 0 | 0 | 0 | 0 | 0 | 657761.559 | 389895 | 0 | 0 | 0 | 951475.7102 | 0 | 10238.3662 | 0 | 0 | 0 | 0 | 0 | 0 | 0 | 3894081.2094 | 0 | 0 | 0 | 0 | 245556.2427 | 0 | 213.2993 | 0 | 0 | 0 | 0 | 0 | 0 | 0 | 0 | 22097.017 | 0 | 0
2016-04-02 18:00 | 0 | 0 | 0 | 0 | 0 | 653377.559 | 385511 | 0 | 0 | 0 | 1197031.9528 | 0 | 10451.6655 | 0 | 0 | 0 | 0 | 0 | 0 | 0 | 3911743.2467 | 0 | 0 | 0 | 0 | 245556.2427 | 0 | 213.2993 | 0 | 0 | 0 | 0 | 0 | 0 | 0 | 0 | 22097.017 | 0 | 0
2016-04-02 19:00 | 0 | 0 | 0 | 0 | 0 | 649583.559 | 381717 | 0 | 0 | 0 | 1442588.1955 | 0 | 10664.9648 | 0 | 0 | 0 | 0 | 0 | 0 | 0 | 3929405.2134 | 0 | 0 | 0 | 0 | 245556.2427 | 0 | 213.2993 | 0 | 0 | 0 | 0 | 0 | 0 | 0 | 0 | 22097.017 | 0 | 0
2016-04-02 20:00 | 0 | 0 | 0 | 0 | 0 | 648793.559 | 380927 | 0 | 0 | 0 | 1688144.4382 | 0 | 10878.2641 | 0 | 0 | 0 | 0 | 0 | 0 | 0 | 3947067.1094 | 0 | 0 | 0 | 0 | 245556.2427 | 0 | 213.2993 | 0 | 0 | 0 | 0 | 0 | 0 | 0 | 0 | 22097.017 | 0 | 0
2016-04-02 21:00 | 0 | 0 | 0 | 0 | 0 | 649868.559 | 382002 | 0 | 0 | 0 | 1933700.6809 | 0 | 11091.5634 | 0 | 0 | 0 | 0 | 0 | 0 | 0 | 3964728.9348 | 0 | 0 | 0 | 0 | 245556.2427 | 0 | 213.2993 | 0 | 0 | 0 | 0 | 0 | 0 | 0 | 0 | 22097.017 | 0 | 0
2016-04-02 22:00 | 0 | 0 | 0 | 0 | 0 | 651457.559 | 383591 | 0 | 0 | 0 | 2179256.9236 | 0 | 11304.8627 | 0 | 0 | 0 | 0 | 0 | 0 | 0 | 3982390.6895 | 0 | 0 | 0 | 0 | 245556.2427 | 0 | 213.2993 | 0 | 0 | 0 | 0 | 0 | 0 | 0 | 0 | 22097.017 | 0 | 0
2016-04-02 23:00 | 0 | 0 | 0 | 0 | 0 | 663544.1168 | 388056 | 0 | 0 | 0 | 2424813.1663 | 0 | 11518.162 | 7621.5577 | 0 | 0 | 0 | 0 | 0 | 0 | 4000052.3736 | 0 | 0 | 0 | 0 | 245556.2427 | 0 | 213.2993 | 0 | 7621.5577 | 0 | 0 | 0 | 0 | 0 | 0 | 22097.017 | 0 | 0
2016-04-03 | 0 | 0 | 0 | 0 | 0 | 420341.7028 | 397214 | 0 | 0 | 0 | 2455562.4268 | 0 | 11518.162 | 0 | 0 | 0 | 0 | 0 | 0 | 0 | 4000036.3734 | 0 | 0 | 0 | 0 | 30749.2606 | 0 | 0 | 0 | -7621.5577 | 0 | 0 | 0 | 0 | 0 | 0 | 0 | 0 | 0
2016-04-03 01:00 | 0 | 0 | 0 | 0 | 98460.6115 | 55231.1458 | 399248 | 0 | 0 | 0 | 2210006.1842 | 0 | 11518.162 | 0 | 0 | 0 | 0 | 0 | 0 | 0 | 4000020.3732 | 0 | 0 | 0 | 0 | -245556.2427 | 0 | 0 | 0 | 0 | 0 | 0 | 0 | 0 | 0 | 0 | 0 | 0 | 0
2016-04-03 02:00 | 0 | 0 | 0 | 0 | 144889.685 | 0.072336 | 390446 | 0 | 0 | 0 | 1964449.9415 | 0 | 11518.162 | 0 | 0 | 0 | 0 | 0 | 0 | 0 | 4000004.3731 | 0 | 0 | 0 | 0 | -245556.2427 | 0 | 0 | 0 | 0 | 0 | 0 | 0 | 0 | 0 | 0 | 0 | 0 | 0
2016-04-03 03:00 | 0 | 0 | 0 | 0 | 131593.7573 | 0 | 377150 | 0 | 0 | 0 | 1718893.6988 | 0 | 11518.162 | 0 | 0 | 0 | 0 | 0 | 0 | 0 | 3999988.3731 | 0 | 0 | 0 | 0 | -245556.2427 | 0 | 0 | 0 | 0 | 0 | 0 | 0 | 0 | 0 | 0 | 0 | 0 | 0
2016-04-03 04:00 | 0 | 0 | 0 | 0 | 115723.7573 | 0 | 361280 | 0 | 0 | 0 | 1473337.4561 | 0 | 11518.162 | 0 | 0 | 0 | 0 | 0 | 0 | 0 | 3999972.3732 | 0 | 0 | 0 | 0 | -245556.2427 | 0 | 0 | 0 | 0 | 0 | 0 | 0 | 0 | 0 | 0 | 0 | 0 | 0
2016-04-03 05:00 | 0 | 0 | 0 | 0 | 102287.7573 | 0 | 347844 | 0 | 0 | 0 | 1227781.2134 | 0 | 11518.162 | 0 | 0 | 0 | 0 | 0 | 0 | 0 | 3999956.3733 | 0 | 0 | 0 | 0 | -245556.2427 | 0 | 0 | 0 | 0 | 0 | 0 | 0 | 0 | 0 | 0 | 0 | 0 | 0
2016-04-03 06:00 | 0 | 0 | 0 | 0 | 92594.7573 | 0 | 338151 | 0 | 0 | 0 | 982224.9707 | 0 | 11518.162 | 0 | 0 | 0 | 0 | 0 | 0 | 0 | 3999940.3735 | 0 | 0 | 0 | 0 | -245556.2427 | 0 | 0 | 0 | 0 | 0 | 0 | 0 | 0 | 0 | 0 | 0 | 0 | 0
2016-04-03 07:00 | 0 | 0 | 0 | 0 | 87267.7573 | 0 | 332824 | 0 | 0 | 0 | 736668.7281 | 0 | 11518.162 | 0 | 0 | 0 | 0 | 0 | 0 | 0 | 3999924.3737 | 0 | 0 | 0 | 0 | -245556.2427 | 0 | 0 | 0 | 0 | 0 | 0 | 0 | 0 | 0 | 0 | 0 | 0 | 0
2016-04-03 08:00 | 0 | 0 | 0 | 0 | 85791.7573 | 0 | 331348 | 0 | 0 | 0 | 491112.4854 | 0 | 11518.162 | 0 | 0 | 0 | 0 | 0 | 0 | 0 | 3999908.374 | 0 | 0 | 0 | 0 | -245556.2427 | 0 | 0 | 0 | 0 | 0 | 0 | 0 | 0 | 0 | 0 | 0 | 0 | 0
2016-04-03 09:00 | 0 | 0 | 0 | 0 | 567626.0807 | 0 | 333588 | 0 | 0 | 0 | 736668.7281 | 0 | 0 | 0 | 0 | 0 | 0 | 0 | 0 | 0 | 3999892.3744 | 0 | 0 | 0 | 0 | 245556.2427 | 0 | 0 | 11518.162 | 0 | 0 | 0 | 0 | 0 | 0 | 0 | 0 | 0 | 0
2016-04-03 10:00 | 0 | 0 | 0 | 0 | 95874.7573 | 0 | 341431 | 0 | 0 | 0 | 491112.4854 | 0 | 0 | 0 | 0 | 0 | 0 | 0 | 0 | 0 | 3999876.3748 | 0 | 0 | 0 | 0 | -245556.2427 | 0 | 0 | 0 | 0 | 0 | 0 | 0 | 0 | 0 | 0 | 0 | 0 | 0
2016-04-03 11:00 | 0 | 0 | 0 | 0 | 106426.7573 | 0 | 351983 | 0 | 0 | 0 | 245556.2427 | 0 | 0 | 0 | 0 | 0 | 0 | 0 | 0 | 0 | 3999860.3753 | 0 | 0 | 0 | 0 | -245556.2427 | 0 | 0 | 0 | 0 | 0 | 0 | 0 | 0 | 0 | 0 | 0 | 0 | 0
2016-04-03 12:00 | 0 | 0 | 0 | 0 | 118978.1349 | 98.6224 | 364633 | 0 | 0 | 0 | 0 | 0 | 0 | 0 | 0 | 0 | 0 | 0 | 0 | 0 | 3999844.3759 | 0 | 0 | 0 | 0 | -245556.2427 | 0 | 0 | 0 | 0 | 0 | 0 | 0 | 0 | 0 | 0 | 0 | 0 | 0
2016-04-03 13:00 | 0 | 0 | 0 | 0 | 197447.694 | 176938.306 | 374386 | 0 | 0 | 0 | 0 | 0 | 0 | 0 | 0 | 0 | 0 | 0 | 0 | 0 | 3999828.3765 | 0 | 0 | 0 | 0 | 0 | 0 | 0 | 0 | 0 | 0 | 0 | 0 | 0 | 0 | 0 | 0 | 0 | 0
2016-04-03 14:00 | 0 | 0 | 0 | 0 | 0 | 561188.1135 | 378868 | 0 | 0 | 0 | 182320.1135 | 0 | 0 | 0 | 0 | 0 | 0 | 0 | 0 | 0 | 3999812.3772 | 0 | 0 | 0 | 0 | 182320.1135 | 0 | 0 | 0 | 0 | 0 | 0 | 0 | 0 | 0 | 0 | 0 | 0 | 0
2016-04-03 15:00 | 0 | 0 | 0 | 0 | 0 | 646062.559 | 378196 | 0 | 0 | 0 | 427876.3562 | 0 | 213.2993 | 0 | 0 | 0 | 0 | 0 | 0 | 0 | 4017473.9916 | 0 | 0 | 0 | 0 | 245556.2427 | 0 | 213.2993 | 0 | 0 | 0 | 0 | 0 | 0 | 0 | 0 | 22097.017 | 0 | 0
2016-04-03 16:00 | 0 | 0 | 0 | 0 | 0 | 645133.559 | 377267 | 0 | 0 | 0 | 673432.5988 | 0 | 426.5986 | 0 | 0 | 0 | 0 | 0 | 0 | 0 | 4035135.5353 | 0 | 0 | 0 | 0 | 245556.2427 | 0 | 213.2993 | 0 | 0 | 0 | 0 | 0 | 0 | 0 | 0 | 22097.017 | 0 | 0
2016-04-03 17:00 | 0 | 0 | 0 | 0 | 0 | 643504.559 | 375638 | 0 | 0 | 0 | 918988.8415 | 0 | 639.8979 | 0 | 0 | 0 | 0 | 0 | 0 | 0 | 4052797.0084 | 0 | 0 | 0 | 0 | 245556.2427 | 0 | 213.2993 | 0 | 0 | 0 | 0 | 0 | 0 | 0 | 0 | 22097.017 | 0 | 0
2016-04-03 18:00 | 0 | 0 | 0 | 0 | 0 | 641558.559 | 373692 | 0 | 0 | 0 | 1164545.0842 | 0 | 853.1972 | 0 | 0 | 0 | 0 | 0 | 0 | 0 | 4070458.4108 | 0 | 0 | 0 | 0 | 245556.2427 | 0 | 213.2993 | 0 | 0 | 0 | 0 | 0 | 0 | 0 | 0 | 22097.017 | 0 | 0
2016-04-03 19:00 | 0 | 0 | 0 | 0 | 0 | 640004.559 | 372138 | 0 | 0 | 0 | 1410101.3269 | 0 | 1066.4965 | 0 | 0 | 0 | 0 | 0 | 0 | 0 | 4088119.7426 | 0 | 0 | 0 | 0 | 245556.2427 | 0 | 213.2993 | 0 | 0 | 0 | 0 | 0 | 0 | 0 | 0 | 22097.017 | 0 | 0
2016-04-03 20:00 | 0 | 0 | 0 | 0 | 0 | 642759.559 | 374893 | 0 | 0 | 0 | 1655657.5696 | 0 | 1279.7958 | 0 | 0 | 0 | 0 | 0 | 0 | 0 | 4105781.0038 | 0 | 0 | 0 | 0 | 245556.2427 | 0 | 213.2993 | 0 | 0 | 0 | 0 | 0 | 0 | 0 | 0 | 22097.017 | 0 | 0
2016-04-03 21:00 | 0 | 0 | 0 | 0 | 0 | 647963.559 | 380097 | 0 | 0 | 0 | 1901213.8123 | 0 | 1493.0951 | 0 | 0 | 0 | 0 | 0 | 0 | 0 | 4123442.1943 | 0 | 0 | 0 | 0 | 245556.2427 | 0 | 213.2993 | 0 | 0 | 0 | 0 | 0 | 0 | 0 | 0 | 22097.017 | 0 | 0
2016-04-03 22:00 | 0 | 0 | 0 | 0 | 0 | 661788.1168 | 386300 | 0 | 0 | 0 | 2146770.0549 | 0 | 1706.3944 | 7621.5577 | 0 | 0 | 0 | 0 | 0 | 0 | 4141103.3142 | 0 | 0 | 0 | 0 | 245556.2427 | 0 | 213.2993 | 0 | 7621.5577 | 0 | 0 | 0 | 0 | 0 | 0 | 22097.017 | 0 | 0
2016-04-03 23:00 | 0 | 0 | 0 | 0 | 0 | 645474.8815 | 393963 | 0 | 0 | 0 | 2392326.2976 | 0 | 1919.6937 | 7621.5577 | 0 | 0 | 0 | 0 | 0 | 0 | 4145680.6214 | 0 | 0 | 0 | 0 | 245556.2427 | 0 | 213.2993 | 0 | 0 | 0 | 0 | 0 | 0 | 0 | 0 | 5742.3395 | 0 | 0
2016-04-04 | 0 | 0 | 0 | 0 | 0 | 377462.7624 | 405691 | 0 | 0 | 0 | 2371719.6178 | 0 | 1919.6937 | 0 | 0 | 0 | 0 | 0 | 0 | 0 | 4145664.0386 | 0 | 0 | 0 | 0 | -20606.6799 | 0 | 0 | 0 | -7621.5577 | 0 | 0 | 0 | 0 | 0 | 0 | 0 | 0 | 0
2016-04-04 01:00 | 0 | 0 | 0 | 0 | 113017.3168 | 47970.4405 | 406544 | 0 | 0 | 0 | 2126163.3751 | 0 | 1919.6937 | 0 | 0 | 0 | 0 | 0 | 0 | 0 | 4145647.456 | 0 | 0 | 0 | 0 | -245556.2427 | 0 | 0 | 0 | 0 | 0 | 0 | 0 | 0 | 0 | 0 | 0 | 0 | 0
2016-04-04 02:00 | 0 | 0 | 0 | 0 | 148051.356 | 2.4013 | 393610 | 0 | 0 | 0 | 1880607.1324 | 0 | 1919.6937 | 0 | 0 | 0 | 0 | 0 | 0 | 0 | 4145630.8734 | 0 | 0 | 0 | 0 | -245556.2427 | 0 | 0 | 0 | 0 | 0 | 0 | 0 | 0 | 0 | 0 | 0 | 0 | 0
2016-04-04 03:00 | 0 | 0 | 0 | 0 | 130889.7573 | 0 | 376446 | 0 | 0 | 0 | 1635050.8897 | 0 | 1919.6937 | 0 | 0 | 0 | 0 | 0 | 0 | 0 | 4145614.2909 | 0 | 0 | 0 | 0 | -245556.2427 | 0 | 0 | 0 | 0 | 0 | 0 | 0 | 0 | 0 | 0 | 0 | 0 | 0
2016-04-04 04:00 | 0 | 0 | 0 | 0 | 111633.7573 | 0 | 357190 | 0 | 0 | 0 | 1389494.647 | 0 | 1919.6937 | 0 | 0 | 0 | 0 | 0 | 0 | 0 | 4145597.7084 | 0 | 0 | 0 | 0 | -245556.2427 | 0 | 0 | 0 | 0 | 0 | 0 | 0 | 0 | 0 | 0 | 0 | 0 | 0
2016-04-04 05:00 | 0 | 0 | 0 | 0 | 96947.7573 | 0 | 342504 | 0 | 0 | 0 | 1143938.4043 | 0 | 1919.6937 | 0 | 0 | 0 | 0 | 0 | 0 | 0 | 4145581.126 | 0 | 0 | 0 | 0 | -245556.2427 | 0 | 0 | 0 | 0 | 0 | 0 | 0 | 0 | 0 | 0 | 0 | 0 | 0
2016-04-04 06:00 | 0 | 0 | 0 | 0 | 409894.9841 | 0 | 332944 | 0 | 0 | 0 | 1220889.3885 | 0 | 1919.6937 | 0 | 0 | 0 | 0 | 0 | 0 | 0 | 4145564.5437 | 0 | 0 | 0 | 0 | 76950.9841 | 0 | 0 | 0 | 0 | 0 | 0 | 0 | 0 | 0 | 0 | 0 | 0 | 0
2016-04-04 07:00 | 0 | 0 | 0 | 0 | 82067.7573 | 0 | 327624 | 0 | 0 | 0 | 975333.1458 | 0 | 1919.6937 | 0 | 0 | 0 | 0 | 0 | 0 | 0 | 4145547.9614 | 0 | 0 | 0 | 0 | -245556.2427 | 0 | 0 | 0 | 0 | 0 | 0 | 0 | 0 | 0 | 0 | 0 | 0 | 0
2016-04-04 08:00 | 0 | 0 | 0 | 0 | 83200.7573 | 0 | 328757 | 0 | 0 | 0 | 729776.9031 | 0 | 1919.6937 | 0 | 0 | 0 | 0 | 0 | 0 | 0 | 4145531.3792 | 0 | 0 | 0 | 0 | -245556.2427 | 0 | 0 | 0 | 0 | 0 | 0 | 0 | 0 | 0 | 0 | 0 | 0 | 0
2016-04-04 09:00 | 0 | 0 | 0 | 0 | 96598.7573 | 0 | 342155 | 0 | 0 | 0 | 484220.6604 | 0 | 1919.6937 | 0 | 0 | 0 | 0 | 0 | 0 | 0 | 4145514.7971 | 0 | 0 | 0 | 0 | -245556.2427 | 0 | 0 | 0 | 0 | 0 | 0 | 0 | 0 | 0 | 0 | 0 | 0 | 0
2016-04-04 10:00 | 0 | 0 | 0 | 0 | 395065.3818 | 0 | 371782 | 0 | 0 | 0 | 507504.0422 | 0 | 1919.6937 | 0 | 0 | 0 | 0 | 0 | 0 | 0 | 4145498.2151 | 0 | 0 | 0 | 0 | 23283.3818 | 0 | 0 | 0 | 0 | 0 | 0 | 0 | 0 | 0 | 0 | 0 | 0 | 0
2016-04-04 11:00 | 0 | 0 | 0 | 0 | 154438.7573 | 0 | 399995 | 0 | 0 | 0 | 261947.7995 | 0 | 1919.6937 | 0 | 0 | 0 | 0 | 0 | 0 | 0 | 4145481.6331 | 0 | 0 | 0 | 0 | -245556.2427 | 0 | 0 | 0 | 0 | 0 | 0 | 0 | 0 | 0 | 0 | 0 | 0 | 0
2016-04-04 12:00 | 0 | 0 | 0 | 0 | 166295.4033 | 105.354 | 411957 | 0 | 0 | 0 | 16391.5568 | 0 | 1919.6937 | 0 | 0 | 0 | 0 | 0 | 0 | 0 | 4145465.0511 | 0 | 0 | 0 | 0 | -245556.2427 | 0 | 0 | 0 | 0 | 0 | 0 | 0 | 0 | 0 | 0 | 0 | 0 | 0
2016-04-04 13:00 | 0 | 0 | 0 | 0 | 191153.9671 | 217472.0339 | 417396 | 0 | 0 | 0 | 0 | 0 | 1919.6937 | 7621.5577 | 0 | 0 | 0 | 0 | 0 | 0 | 4145448.4693 | 0 | 0 | 0 | 0 | -16391.5568 | 0 | 0 | 0 | 7621.5577 | 0 | 0 | 0 | 0 | 0 | 0 | 0 | 0 | 0
2016-04-04 14:00 | 0 | 0 | 0 | 0 | 0 | 505552.1367 | 422326 | 0 | 0 | 0 | 90847.6944 | 0 | 1919.6937 | 0 | 0 | 0 | 0 | 0 | 0 | 0 | 4145431.8875 | 0 | 0 | 0 | 0 | 90847.6944 | 0 | 0 | 0 | -7621.5577 | 0 | 0 | 0 | 0 | 0 | 0 | 0 | 0 | 0
2016-04-04 15:00 | 0 | 0 | 0 | 0 | 0 | 692827.559 | 424961 | 0 | 0 | 0 | 336403.9371 | 0 | 2132.993 | 0 | 0 | 0 | 0 | 0 | 0 | 0 | 4163092.9194 | 0 | 0 | 0 | 0 | 245556.2427 | 0 | 213.2993 | 0 | 0 | 0 | 0 | 0 | 0 | 0 | 0 | 22097.017 | 0 | 0
2016-04-04 16:00 | 0 | 0 | 0 | 0 | 0 | 694183.559 | 426317 | 0 | 0 | 0 | 581960.1798 | 0 | 2346.2923 | 0 | 0 | 0 | 0 | 0 | 0 | 0 | 4180753.8807 | 0 | 0 | 0 | 0 | 245556.2427 | 0 | 213.2993 | 0 | 0 | 0 | 0 | 0 | 0 | 0 | 0 | 22097.017 | 0 | 0
2016-04-04 17:00 | 0 | 0 | 0 | 0 | 0 | 696393.559 | 428527 | 0 | 0 | 0 | 827516.4224 | 0 | 2559.5916 | 0 | 0 | 0 | 0 | 0 | 0 | 0 | 4198414.7713 | 0 | 0 | 0 | 0 | 245556.2427 | 0 | 213.2993 | 0 | 0 | 0 | 0 | 0 | 0 | 0 | 0 | 22097.017 | 0 | 0
2016-04-04 18:00 | 0 | 0 | 0 | 0 | 0 | 698490.559 | 430624 | 0 | 0 | 0 | 1073072.6651 | 0 | 2772.8909 | 0 | 0 | 0 | 0 | 0 | 0 | 0 | 4216075.5913 | 0 | 0 | 0 | 0 | 245556.2427 | 0 | 213.2993 | 0 | 0 | 0 | 0 | 0 | 0 | 0 | 0 | 22097.017 | 0 | 0
2016-04-04 19:00 | 0 | 0 | 0 | 0 | 0 | 700652.559 | 432786 | 0 | 0 | 0 | 1318628.9078 | 0 | 2986.1902 | 0 | 0 | 0 | 0 | 0 | 0 | 0 | 4233736.3406 | 0 | 0 | 0 | 0 | 245556.2427 | 0 | 213.2993 | 0 | 0 | 0 | 0 | 0 | 0 | 0 | 0 | 22097.017 | 0 | 0
2016-04-04 20:00 | 0 | 0 | 0 | 0 | 0 | 704784.559 | 436918 | 0 | 0 | 0 | 1564185.1505 | 0 | 3199.4894 | 0 | 0 | 0 | 0 | 0 | 0 | 0 | 4251397.0193 | 0 | 0 | 0 | 0 | 245556.2427 | 0 | 213.2993 | 0 | 0 | 0 | 0 | 0 | 0 | 0 | 0 | 22097.017 | 0 | 0
2016-04-04 21:00 | 0 | 0 | 0 | 0 | 0 | 716991.1168 | 441503 | 0 | 0 | 0 | 1809741.3932 | 0 | 3412.7887 | 7621.5577 | 0 | 0 | 0 | 0 | 0 | 0 | 4269057.6273 | 0 | 0 | 0 | 0 | 245556.2427 | 0 | 213.2993 | 0 | 7621.5577 | 0 | 0 | 0 | 0 | 0 | 0 | 22097.017 | 0 | 0
2016-04-04 22:00 | 0 | 0 | 0 | 0 | 0 | 701392.0141 | 444042 | 0 | 0 | 0 | 2055297.6359 | 0 | 3626.088 | 7621.5577 | 0 | 0 | 0 | 0 | 0 | 0 | 4278304.9288 | 0 | 0 | 0 | 0 | 245556.2427 | 0 | 213.2993 | 0 | 0 | 0 | 0 | 0 | 0 | 0 | 0 | 11580.4721 | 0 | 0
2016-04-04 23:00 | 0 | 0 | 0 | 0 | 0 | 590665.8365 | 445816 | 0 | 0 | 0 | 2207769.0301 | 0 | 3626.088 | 0 | 0 | 0 | 0 | 0 | 0 | 0 | 4278287.8156 | 0 | 0 | 0 | 0 | 152471.3943 | 0 | 0 | 0 | -7621.5577 | 0 | 0 | 0 | 0 | 0 | 0 | 0 | 0 | 0
2016-04-05 | 0 | 0 | 0 | 0 | 0 | 350179.3103 | 451312 | 0 | 0 | 0 | 2106636.3404 | 0 | 3626.088 | 0 | 0 | 0 | 0 | 0 | 0 | 0 | 4278270.7024 | 0 | 0 | 0 | 0 | -101132.6897 | 0 | 0 | 0 | 0 | 0 | 0 | 0 | 0 | 0 | 0 | 0 | 0 | 0
2016-04-05 01:00 | 0 | 0 | 0 | 0 | 492163.1331 | 57618.7106 | 446412 | 0 | 0 | 0 | 2210006.1842 | 0 | 3626.088 | 0 | 0 | 0 | 0 | 0 | 0 | 0 | 4278253.5893 | 0 | 0 | 0 | 0 | 103369.8438 | 0 | 0 | 0 | 0 | 0 | 0 | 0 | 0 | 0 | 0 | 0 | 0 | 0
2016-04-05 02:00 | 0 | 0 | 0 | 0 | 182014.093 | 4.6643 | 427575 | 0 | 0 | 0 | 1964449.9415 | 0 | 3626.088 | 0 | 0 | 0 | 0 | 0 | 0 | 0 | 4278236.4763 | 0 | 0 | 0 | 0 | -245556.2427 | 0 | 0 | 0 | 0 | 0 | 0 | 0 | 0 | 0 | 0 | 0 | 0 | 0
2016-04-05 03:00 | 0 | 0 | 0 | 0 | 158664.7573 | 0 | 404221 | 0 | 0 | 0 | 1718893.6988 | 0 | 3626.088 | 0 | 0 | 0 | 0 | 0 | 0 | 0 | 4278219.3634 | 0 | 0 | 0 | 0 | -245556.2427 | 0 | 0 | 0 | 0 | 0 | 0 | 0 | 0 | 0 | 0 | 0 | 0 | 0
2016-04-05 04:00 | 0 | 0 | 0 | 0 | 136494.7573 | 0 | 382051 | 0 | 0 | 0 | 1473337.4561 | 0 | 3626.088 | 0 | 0 | 0 | 0 | 0 | 0 | 0 | 4278202.2505 | 0 | 0 | 0 | 0 | -245556.2427 | 0 | 0 | 0 | 0 | 0 | 0 | 0 | 0 | 0 | 0 | 0 | 0 | 0
2016-04-05 05:00 | 0 | 0 | 0 | 0 | 118777.7573 | 0 | 364334 | 0 | 0 | 0 | 1227781.2134 | 0 | 3626.088 | 0 | 0 | 0 | 0 | 0 | 0 | 0 | 4278185.1377 | 0 | 0 | 0 | 0 | -245556.2427 | 0 | 0 | 0 | 0 | 0 | 0 | 0 | 0 | 0 | 0 | 0 | 0 | 0
2016-04-05 06:00 | 0 | 0 | 0 | 0 | 107094.7573 | 0 | 352651 | 0 | 0 | 0 | 982224.9707 | 0 | 3626.088 | 0 | 0 | 0 | 0 | 0 | 0 | 0 | 4278168.025 | 0 | 0 | 0 | 0 | -245556.2427 | 0 | 0 | 0 | 0 | 0 | 0 | 0 | 0 | 0 | 0 | 0 | 0 | 0
2016-04-05 07:00 | 0 | 0 | 0 | 0 | 100425.7573 | 0 | 345982 | 0 | 0 | 0 | 736668.7281 | 0 | 3626.088 | 0 | 0 | 0 | 0 | 0 | 0 | 0 | 4278150.9123 | 0 | 0 | 0 | 0 | -245556.2427 | 0 | 0 | 0 | 0 | 0 | 0 | 0 | 0 | 0 | 0 | 0 | 0 | 0
2016-04-05 08:00 | 0 | 0 | 0 | 0 | 100674.7573 | 0 | 346231 | 0 | 0 | 0 | 491112.4854 | 0 | 3626.088 | 0 | 0 | 0 | 0 | 0 | 0 | 0 | 4278133.7997 | 0 | 0 | 0 | 0 | -245556.2427 | 0 | 0 | 0 | 0 | 0 | 0 | 0 | 0 | 0 | 0 | 0 | 0 | 0
2016-04-05 09:00 | 0 | 0 | 0 | 0 | 604621.2427 | 0 | 359065 | 0 | 0 | 0 | 736668.7281 | 0 | 3626.088 | 0 | 0 | 0 | 0 | 0 | 0 | 0 | 4278116.6871 | 0 | 0 | 0 | 0 | 245556.2427 | 0 | 0 | 0 | 0 | 0 | 0 | 0 | 0 | 0 | 0 | 0 | 0 | 0
2016-04-05 10:00 | 0 | 0 | 0 | 0 | 142486.7573 | 0 | 388043 | 0 | 0 | 0 | 491112.4854 | 0 | 3626.088 | 0 | 0 | 0 | 0 | 0 | 0 | 0 | 4278099.5747 | 0 | 0 | 0 | 0 | -245556.2427 | 0 | 0 | 0 | 0 | 0 | 0 | 0 | 0 | 0 | 0 | 0 | 0 | 0
2016-04-05 11:00 | 0 | 0 | 0 | 0 | 169773.7573 | 0 | 415330 | 0 | 0 | 0 | 245556.2427 | 0 | 3626.088 | 0 | 0 | 0 | 0 | 0 | 0 | 0 | 4278082.4623 | 0 | 0 | 0 | 0 | -245556.2427 | 0 | 0 | 0 | 0 | 0 | 0 | 0 | 0 | 0 | 0 | 0 | 0 | 0
2016-04-05 12:00 | 0 | 0 | 0 | 0 | 179659.6728 | 127.0845 | 425343 | 0 | 0 | 0 | 0 | 0 | 3626.088 | 0 | 0 | 0 | 0 | 0 | 0 | 0 | 4278065.35 | 0 | 0 | 0 | 0 | -245556.2427 | 0 | 0 | 0 | 0 | 0 | 0 | 0 | 0 | 0 | 0 | 0 | 0 | 0
2016-04-05 13:00 | 0 | 0 | 0 | 0 | 230287.3943 | 199294.6057 | 429582 | 0 | 0 | 0 | 0 | 0 | 3626.088 | 0 | 0 | 0 | 0 | 0 | 0 | 0 | 4278048.2377 | 0 | 0 | 0 | 0 | 0 | 0 | 0 | 0 | 0 | 0 | 0 | 0 | 0 | 0 | 0 | 0 | 0 | 0
2016-04-05 14:00 | 0 | 0 | 0 | 0 | 0 | 545305.5777 | 433786 | 0 | 0 | 0 | 111519.5777 | 0 | 3626.088 | 0 | 0 | 0 | 0 | 0 | 0 | 0 | 4278031.1255 | 0 | 0 | 0 | 0 | 111519.5777 | 0 | 0 | 0 | 0 | 0 | 0 | 0 | 0 | 0 | 0 | 0 | 0 | 0
2016-04-05 15:00 | 0 | 0 | 0 | 0 | 0 | 702518.559 | 434652 | 0 | 0 | 0 | 357075.8204 | 0 | 3839.3873 | 0 | 0 | 0 | 0 | 0 | 0 | 0 | 4295691.627 | 0 | 0 | 0 | 0 | 245556.2427 | 0 | 213.2993 | 0 | 0 | 0 | 0 | 0 | 0 | 0 | 0 | 22097.017 | 0 | 0
2016-04-05 16:00 | 0 | 0 | 0 | 0 | 0 | 701472.559 | 433606 | 0 | 0 | 0 | 602632.0631 | 0 | 4052.6866 | 0 | 0 | 0 | 0 | 0 | 0 | 0 | 4313352.0579 | 0 | 0 | 0 | 0 | 245556.2427 | 0 | 213.2993 | 0 | 0 | 0 | 0 | 0 | 0 | 0 | 0 | 22097.017 | 0 | 0
2016-04-05 17:00 | 0 | 0 | 0 | 0 | 0 | 701565.559 | 433699 | 0 | 0 | 0 | 848188.3057 | 0 | 4265.9859 | 0 | 0 | 0 | 0 | 0 | 0 | 0 | 4331012.4181 | 0 | 0 | 0 | 0 | 245556.2427 | 0 | 213.2993 | 0 | 0 | 0 | 0 | 0 | 0 | 0 | 0 | 22097.017 | 0 | 0
2016-04-05 18:00 | 0 | 0 | 0 | 0 | 0 | 701740.559 | 433874 | 0 | 0 | 0 | 1093744.5484 | 0 | 4479.2852 | 0 | 0 | 0 | 0 | 0 | 0 | 0 | 4348672.7077 | 0 | 0 | 0 | 0 | 245556.2427 | 0 | 213.2993 | 0 | 0 | 0 | 0 | 0 | 0 | 0 | 0 | 22097.017 | 0 | 0
2016-04-05 19:00 | 0 | 0 | 0 | 0 | 0 | 702329.559 | 434463 | 0 | 0 | 0 | 1339300.7911 | 0 | 4692.5845 | 0 | 0 | 0 | 0 | 0 | 0 | 0 | 4366332.9266 | 0 | 0 | 0 | 0 | 245556.2427 | 0 | 213.2993 | 0 | 0 | 0 | 0 | 0 | 0 | 0 | 0 | 22097.017 | 0 | 0
2016-04-05 20:00 | 0 | 0 | 0 | 0 | 0 | 704362.559 | 436496 | 0 | 0 | 0 | 1584857.0338 | 0 | 4905.8838 | 0 | 0 | 0 | 0 | 0 | 0 | 0 | 4383993.0749 | 0 | 0 | 0 | 0 | 245556.2427 | 0 | 213.2993 | 0 | 0 | 0 | 0 | 0 | 0 | 0 | 0 | 22097.017 | 0 | 0
2016-04-05 21:00 | 0 | 0 | 0 | 0 | 0 | 707954.559 | 440088 | 0 | 0 | 0 | 1830413.2765 | 0 | 5119.1831 | 0 | 0 | 0 | 0 | 0 | 0 | 0 | 4401653.1526 | 0 | 0 | 0 | 0 | 245556.2427 | 0 | 213.2993 | 0 | 0 | 0 | 0 | 0 | 0 | 0 | 0 | 22097.017 | 0 | 0
2016-04-05 22:00 | 0 | 0 | 0 | 0 | 0 | 718226.1168 | 442738 | 0 | 0 | 0 | 2075969.5192 | 0 | 5332.4824 | 7621.5577 | 0 | 0 | 0 | 0 | 0 | 0 | 4419313.1596 | 0 | 0 | 0 | 0 | 245556.2427 | 0 | 213.2993 | 0 | 7621.5577 | 0 | 0 | 0 | 0 | 0 | 0 | 22097.017 | 0 | 0
2016-04-05 23:00 | 0 | 0 | 0 | 0 | 52857.2519 | 631909.4331 | 446832 | 0 | 0 | 0 | 2321525.7618 | 0 | 5332.4824 | 0 | 0 | 0 | 0 | 0 | 0 | 0 | 4419295.4824 | 0 | 0 | 0 | 0 | 245556.2427 | 0 | 0 | 0 | -7621.5577 | 0 | 0 | 0 | 0 | 0 | 0 | 0 | 0 | 0
2016-04-06 | 0 | 0 | 0 | 0 | 0 | 389448.4512 | 457670 | 0 | 0 | 0 | 2253304.213 | 0 | 5332.4824 | 0 | 0 | 0 | 0 | 0 | 0 | 0 | 4419277.8052 | 0 | 0 | 0 | 0 | -68221.5488 | 0 | 0 | 0 | 0 | 0 | 0 | 0 | 0 | 0 | 0 | 0 | 0 | 0
2016-04-06 01:00 | 0 | 0 | 0 | 0 | 148337.2118 | 61376.5455 | 455270 | 0 | 0 | 0 | 2007747.9703 | 0 | 5332.4824 | 0 | 0 | 0 | 0 | 0 | 0 | 0 | 4419260.1281 | 0 | 0 | 0 | 0 | -245556.2427 | 0 | 0 | 0 | 0 | 0 | 0 | 0 | 0 | 0 | 0 | 0 | 0 | 0
2016-04-06 02:00 | 0 | 0 | 0 | 0 | 191979.9426 | 8.8147 | 437545 | 0 | 0 | 0 | 1762191.7276 | 0 | 5332.4824 | 0 | 0 | 0 | 0 | 0 | 0 | 0 | 4419242.451 | 0 | 0 | 0 | 0 | -245556.2427 | 0 | 0 | 0 | 0 | 0 | 0 | 0 | 0 | 0 | 0 | 0 | 0 | 0
2016-04-06 03:00 | 0 | 0 | 0 | 0 | 592484.7309 | 0 | 414687 | 0 | 0 | 0 | 1939989.4585 | 0 | 5332.4824 | 0 | 0 | 0 | 0 | 0 | 0 | 0 | 4419224.7741 | 0 | 0 | 0 | 0 | 177797.7309 | 0 | 0 | 0 | 0 | 0 | 0 | 0 | 0 | 0 | 0 | 0 | 0 | 0
2016-04-06 04:00 | 0 | 0 | 0 | 0 | 148779.7573 | 0 | 394336 | 0 | 0 | 0 | 1694433.2158 | 0 | 5332.4824 | 0 | 0 | 0 | 0 | 0 | 0 | 0 | 4419207.0972 | 0 | 0 | 0 | 0 | -245556.2427 | 0 | 0 | 0 | 0 | 0 | 0 | 0 | 0 | 0 | 0 | 0 | 0 | 0
2016-04-06 05:00 | 0 | 0 | 0 | 0 | 131842.7573 | 0 | 377399 | 0 | 0 | 0 | 1448876.9731 | 0 | 5332.4824 | 0 | 0 | 0 | 0 | 0 | 0 | 0 | 4419189.4204 | 0 | 0 | 0 | 0 | -245556.2427 | 0 | 0 | 0 | 0 | 0 | 0 | 0 | 0 | 0 | 0 | 0 | 0 | 0
2016-04-06 06:00 | 0 | 0 | 0 | 0 | 120170.7573 | 0 | 365727 | 0 | 0 | 0 | 1203320.7304 | 0 | 5332.4824 | 0 | 0 | 0 | 0 | 0 | 0 | 0 | 4419171.7436 | 0 | 0 | 0 | 0 | -245556.2427 | 0 | 0 | 0 | 0 | 0 | 0 | 0 | 0 | 0 | 0 | 0 | 0 | 0
2016-04-06 07:00 | 0 | 0 | 0 | 0 | 114108.7573 | 0 | 359665 | 0 | 0 | 0 | 957764.4878 | 0 | 5332.4824 | 0 | 0 | 0 | 0 | 0 | 0 | 0 | 4419154.0669 | 0 | 0 | 0 | 0 | -245556.2427 | 0 | 0 | 0 | 0 | 0 | 0 | 0 | 0 | 0 | 0 | 0 | 0 | 0
2016-04-06 08:00 | 0 | 0 | 0 | 0 | 114183.7573 | 0 | 359740 | 0 | 0 | 0 | 712208.2451 | 0 | 5332.4824 | 0 | 0 | 0 | 0 | 0 | 0 | 0 | 4419136.3903 | 0 | 0 | 0 | 0 | -245556.2427 | 0 | 0 | 0 | 0 | 0 | 0 | 0 | 0 | 0 | 0 | 0 | 0 | 0
2016-04-06 09:00 | 0 | 0 | 0 | 0 | 124989.7573 | 0 | 370546 | 0 | 0 | 0 | 466652.0024 | 0 | 5332.4824 | 0 | 0 | 0 | 0 | 0 | 0 | 0 | 4419118.7137 | 0 | 0 | 0 | 0 | -245556.2427 | 0 | 0 | 0 | 0 | 0 | 0 | 0 | 0 | 0 | 0 | 0 | 0 | 0
2016-04-06 10:00 | 0 | 0 | 0 | 0 | 153121.7573 | 0 | 398678 | 0 | 0 | 0 | 221095.7597 | 0 | 5332.4824 | 0 | 0 | 0 | 0 | 0 | 0 | 0 | 4419101.0373 | 0 | 0 | 0 | 0 | -245556.2427 | 0 | 0 | 0 | 0 | 0 | 0 | 0 | 0 | 0 | 0 | 0 | 0 | 0
2016-04-06 11:00 | 0 | 0 | 0 | 0 | 669033.2427 | 0 | 423477 | 0 | 0 | 0 | 466652.0024 | 0 | 5332.4824 | 0 | 0 | 0 | 0 | 0 | 0 | 0 | 4419083.3609 | 0 | 0 | 0 | 0 | 245556.2427 | 0 | 0 | 0 | 0 | 0 | 0 | 0 | 0 | 0 | 0 | 0 | 0 | 0
2016-04-06 12:00 | 0 | 0 | 0 | 0 | 183937.3366 | 148.4208 | 429642 | 0 | 0 | 0 | 221095.7597 | 0 | 5332.4824 | 0 | 0 | 0 | 0 | 0 | 0 | 0 | 4419065.6845 | 0 | 0 | 0 | 0 | -245556.2427 | 0 | 0 | 0 | 0 | 0 | 0 | 0 | 0 | 0 | 0 | 0 | 0 | 0
2016-04-06 13:00 | 0 | 0 | 0 | 0 | 0 | 209834.2403 | 430930 | 0 | 0 | 0 | 0 | 0 | 5332.4824 | 0 | 0 | 0 | 0 | 0 | 0 | 0 | 4419048.0083 | 0 | 0 | 0 | 0 | -221095.7597 | 0 | 0 | 0 | 0 | 0 | 0 | 0 | 0 | 0 | 0 | 0 | 0 | 0
2016-04-06 14:00 | 0 | 0 | 0 | 0 | 91260.6981 | 587185.5446 | 432890 | 0 | 0 | 0 | 245556.2427 | 0 | 5332.4824 | 0 | 0 | 0 | 0 | 0 | 0 | 0 | 4419030.3321 | 0 | 0 | 0 | 0 | 245556.2427 | 0 | 0 | 0 | 0 | 0 | 0 | 0 | 0 | 0 | 0 | 0 | 0 | 0
2016-04-06 15:00 | 0 | 0 | 0 | 0 | 0 | 700204.559 | 432338 | 0 | 0 | 0 | 491112.4854 | 0 | 5545.7817 | 0 | 0 | 0 | 0 | 0 | 0 | 0 | 4436690.2696 | 0 | 0 | 0 | 0 | 245556.2427 | 0 | 213.2993 | 0 | 0 | 0 | 0 | 0 | 0 | 0 | 0 | 22097.017 | 0 | 0
2016-04-06 16:00 | 0 | 0 | 0 | 0 | 0 | 698000.559 | 430134 | 0 | 0 | 0 | 736668.7281 | 0 | 5759.081 | 0 | 0 | 0 | 0 | 0 | 0 | 0 | 4454350.1365 | 0 | 0 | 0 | 0 | 245556.2427 | 0 | 213.2993 | 0 | 0 | 0 | 0 | 0 | 0 | 0 | 0 | 22097.017 | 0 | 0
2016-04-06 17:00 | 0 | 0 | 0 | 0 | 0 | 697221.559 | 429355 | 0 | 0 | 0 | 982224.9707 | 0 | 5972.3803 | 0 | 0 | 0 | 0 | 0 | 0 | 0 | 4472009.9327 | 0 | 0 | 0 | 0 | 245556.2427 | 0 | 213.2993 | 0 | 0 | 0 | 0 | 0 | 0 | 0 | 0 | 22097.017 | 0 | 0
2016-04-06 18:00 | 0 | 0 | 0 | 0 | 0 | 697580.559 | 429714 | 0 | 0 | 0 | 1227781.2134 | 0 | 6185.6796 | 0 | 0 | 0 | 0 | 0 | 0 | 0 | 4489669.6583 | 0 | 0 | 0 | 0 | 245556.2427 | 0 | 213.2993 | 0 | 0 | 0 | 0 | 0 | 0 | 0 | 0 | 22097.017 | 0 | 0
2016-04-06 19:00 | 0 | 0 | 0 | 0 | 0 | 697498.559 | 429632 | 0 | 0 | 0 | 1473337.4561 | 0 | 6398.9789 | 0 | 0 | 0 | 0 | 0 | 0 | 0 | 4507329.3133 | 0 | 0 | 0 | 0 | 245556.2427 | 0 | 213.2993 | 0 | 0 | 0 | 0 | 0 | 0 | 0 | 0 | 22097.017 | 0 | 0
2016-04-06 20:00 | 0 | 0 | 0 | 0 | 0 | 700117.559 | 432251 | 0 | 0 | 0 | 1718893.6988 | 0 | 6612.2782 | 0 | 0 | 0 | 0 | 0 | 0 | 0 | 4524988.8976 | 0 | 0 | 0 | 0 | 245556.2427 | 0 | 213.2993 | 0 | 0 | 0 | 0 | 0 | 0 | 0 | 0 | 22097.017 | 0 | 0
2016-04-06 21:00 | 0 | 0 | 0 | 0 | 0 | 703232.559 | 435366 | 0 | 0 | 0 | 1964449.9415 | 0 | 6825.5775 | 0 | 0 | 0 | 0 | 0 | 0 | 0 | 4542648.4113 | 0 | 0 | 0 | 0 | 245556.2427 | 0 | 213.2993 | 0 | 0 | 0 | 0 | 0 | 0 | 0 | 0 | 22097.017 | 0 | 0
2016-04-06 22:00 | 0 | 0 | 0 | 0 | 0 | 713832.1168 | 438344 | 0 | 0 | 0 | 2210006.1842 | 0 | 7038.8768 | 7621.5577 | 0 | 0 | 0 | 0 | 0 | 0 | 4560307.8543 | 0 | 0 | 0 | 0 | 245556.2427 | 0 | 213.2993 | 0 | 7621.5577 | 0 | 0 | 0 | 0 | 0 | 0 | 22097.017 | 0 | 0
2016-04-06 23:00 | 0 | 0 | 0 | 0 | 0 | 679616.4056 | 443182 | 0 | 0 | 0 | 2454062.1475 | 0 | 7038.8768 | 0 | 0 | 0 | 0 | 0 | 0 | 0 | 4560289.6131 | 0 | 0 | 0 | 0 | 244055.9633 | 0 | 0 | 0 | -7621.5577 | 0 | 0 | 0 | 0 | 0 | 0 | 0 | 0 | 0
2016-04-07 | 0 | 0 | 0 | 0 | 0 | 412973.9972 | 448526 | 0 | 0 | 0 | 2418510.1447 | 0 | 7038.8768 | 0 | 0 | 0 | 0 | 0 | 0 | 0 | 4560271.3719 | 0 | 0 | 0 | 0 | -35552.0028 | 0 | 0 | 0 | 0 | 0 | 0 | 0 | 0 | 0 | 0 | 0 | 0 | 0
2016-04-07 01:00 | 0 | 0 | 0 | 0 | 139890.7705 | 57576.9868 | 443024 | 0 | 0 | 0 | 2172953.902 | 0 | 7038.8768 | 0 | 0 | 0 | 0 | 0 | 0 | 0 | 4560253.1308 | 0 | 0 | 0 | 0 | -245556.2427 | 0 | 0 | 0 | 0 | 0 | 0 | 0 | 0 | 0 | 0 | 0 | 0 | 0
2016-04-07 02:00 | 0 | 0 | 0 | 0 | 179184.6461 | 9.1112 | 424750 | 0 | 0 | 0 | 1927397.6593 | 0 | 7038.8768 | 0 | 0 | 0 | 0 | 0 | 0 | 0 | 4560234.8898 | 0 | 0 | 0 | 0 | -245556.2427 | 0 | 0 | 0 | 0 | 0 | 0 | 0 | 0 | 0 | 0 | 0 | 0 | 0
2016-04-07 03:00 | 0 | 0 | 0 | 0 | 156062.7573 | 0 | 401619 | 0 | 0 | 0 | 1681841.4167 | 0 | 7038.8768 | 0 | 0 | 0 | 0 | 0 | 0 | 0 | 4560216.6489 | 0 | 0 | 0 | 0 | -245556.2427 | 0 | 0 | 0 | 0 | 0 | 0 | 0 | 0 | 0 | 0 | 0 | 0 | 0
2016-04-07 04:00 | 0 | 0 | 0 | 0 | 133101.7573 | 0 | 378658 | 0 | 0 | 0 | 1436285.174 | 0 | 7038.8768 | 0 | 0 | 0 | 0 | 0 | 0 | 0 | 4560198.408 | 0 | 0 | 0 | 0 | -245556.2427 | 0 | 0 | 0 | 0 | 0 | 0 | 0 | 0 | 0 | 0 | 0 | 0 | 0
2016-04-07 05:00 | 0 | 0 | 0 | 0 | 115537.7573 | 0 | 361094 | 0 | 0 | 0 | 1190728.9313 | 0 | 7038.8768 | 0 | 0 | 0 | 0 | 0 | 0 | 0 | 4560180.1672 | 0 | 0 | 0 | 0 | -245556.2427 | 0 | 0 | 0 | 0 | 0 | 0 | 0 | 0 | 0 | 0 | 0 | 0 | 0
2016-04-07 06:00 | 0 | 0 | 0 | 0 | 103392.7573 | 0 | 348949 | 0 | 0 | 0 | 945172.6886 | 0 | 7038.8768 | 0 | 0 | 0 | 0 | 0 | 0 | 0 | 4560161.9265 | 0 | 0 | 0 | 0 | -245556.2427 | 0 | 0 | 0 | 0 | 0 | 0 | 0 | 0 | 0 | 0 | 0 | 0 | 0
2016-04-07 07:00 | 0 | 0 | 0 | 0 | 96565.7573 | 0 | 342122 | 0 | 0 | 0 | 699616.4459 | 0 | 7038.8768 | 0 | 0 | 0 | 0 | 0 | 0 | 0 | 4560143.6859 | 0 | 0 | 0 | 0 | -245556.2427 | 0 | 0 | 0 | 0 | 0 | 0 | 0 | 0 | 0 | 0 | 0 | 0 | 0
2016-04-07 08:00 | 0 | 0 | 0 | 0 | 587442.2427 | 0 | 341886 | 0 | 0 | 0 | 945172.6886 | 0 | 7038.8768 | 0 | 0 | 0 | 0 | 0 | 0 | 0 | 4560125.4453 | 0 | 0 | 0 | 0 | 245556.2427 | 0 | 0 | 0 | 0 | 0 | 0 | 0 | 0 | 0 | 0 | 0 | 0 | 0
2016-04-07 09:00 | 0 | 0 | 0 | 0 | 104560.7573 | 0 | 350117 | 0 | 0 | 0 | 699616.4459 | 0 | 7038.8768 | 0 | 0 | 0 | 0 | 0 | 0 | 0 | 4560107.2048 | 0 | 0 | 0 | 0 | -245556.2427 | 0 | 0 | 0 | 0 | 0 | 0 | 0 | 0 | 0 | 0 | 0 | 0 | 0
2016-04-07 10:00 | 0 | 0 | 0 | 0 | 131434.7573 | 0 | 376991 | 0 | 0 | 0 | 454060.2032 | 0 | 7038.8768 | 0 | 0 | 0 | 0 | 0 | 0 | 0 | 4560088.9643 | 0 | 0 | 0 | 0 | -245556.2427 | 0 | 0 | 0 | 0 | 0 | 0 | 0 | 0 | 0 | 0 | 0 | 0 | 0
2016-04-07 11:00 | 0 | 0 | 0 | 0 | 157835.7573 | 0 | 403392 | 0 | 0 | 0 | 208503.9606 | 0 | 7038.8768 | 0 | 0 | 0 | 0 | 0 | 0 | 0 | 4560070.724 | 0 | 0 | 0 | 0 | -245556.2427 | 0 | 0 | 0 | 0 | 0 | 0 | 0 | 0 | 0 | 0 | 0 | 0 | 0
2016-04-07 12:00 | 0 | 0 | 0 | 0 | 660218.6067 | 178.636 | 414841 | 0 | 0 | 0 | 454060.2032 | 0 | 7038.8768 | 0 | 0 | 0 | 0 | 0 | 0 | 0 | 4560052.4837 | 0 | 0 | 0 | 0 | 245556.2427 | 0 | 0 | 0 | 0 | 0 | 0 | 0 | 0 | 0 | 0 | 0 | 0 | 0
2016-04-07 13:00 | 0 | 0 | 0 | 0 | 0 | 182372.5386 | 421774 | 0 | 0 | 0 | 214658.7418 | 0 | 7038.8768 | 0 | 0 | 0 | 0 | 0 | 0 | 0 | 4560034.2435 | 0 | 0 | 0 | 0 | -239401.4614 | 0 | 0 | 0 | 0 | 0 | 0 | 0 | 0 | 0 | 0 | 0 | 0 | 0
2016-04-07 14:00 | 0 | 0 | 0 | 0 | 226647.8525 | 447338.3901 | 428430 | 0 | 0 | 0 | 460214.9845 | 0 | 7038.8768 | 0 | 0 | 0 | 0 | 0 | 0 | 0 | 4560016.0034 | 0 | 0 | 0 | 0 | 245556.2427 | 0 | 0 | 0 | 0 | 0 | 0 | 0 | 0 | 0 | 0 | 0 | 0 | 0
2016-04-07 15:00 | 0 | 0 | 0 | 0 | 72972.1678 | 604475.0749 | 431891 | 0 | 0 | 0 | 705771.2272 | 0 | 7038.8768 | 0 | 0 | 0 | 0 | 0 | 0 | 0 | 4559997.7633 | 0 | 0 | 0 | 0 | 245556.2427 | 0 | 0 | 0 | 0 | 0 | 0 | 0 | 0 | 0 | 0 | 0 | 0 | 0
2016-04-07 16:00 | 0 | 0 | 0 | 0 | 0 | 685719.8098 | 433514 | 0 | 0 | 0 | 951327.4699 | 0 | 7252.1761 | 0 | 0 | 0 | 0 | 0 | 0 | 0 | 4565128.5376 | 0 | 0 | 0 | 0 | 245556.2427 | 0 | 213.2993 | 0 | 0 | 0 | 0 | 0 | 0 | 0 | 0 | 6436.2678 | 0 | 0
2016-04-07 17:00 | 0 | 0 | 0 | 0 | 0 | 706964.4911 | 435105 | 0 | 0 | 0 | 1196883.7126 | 0 | 7465.4754 | 3992.9321 | 0 | 0 | 0 | 0 | 0 | 0 | 4582787.8907 | 0 | 0 | 0 | 0 | 245556.2427 | 0 | 213.2993 | 0 | 3992.9321 | 0 | 0 | 0 | 0 | 0 | 0 | 22097.017 | 0 | 0
2016-04-07 18:00 | 0 | 0 | 0 | 0 | 0 | 708078.1847 | 436583 | 0 | 0 | 0 | 1442439.9552 | 0 | 7678.7747 | 7621.5577 | 0 | 0 | 0 | 0 | 0 | 0 | 4600447.1732 | 0 | 0 | 0 | 0 | 245556.2427 | 0 | 213.2993 | 0 | 3628.6257 | 0 | 0 | 0 | 0 | 0 | 0 | 22097.017 | 0 | 0
2016-04-07 19:00 | 0 | 0 | 0 | 0 | 0 | 695186.2185 | 438358 | 0 | 0 | 0 | 1687996.1979 | 0 | 7892.074 | 7621.5577 | 0 | 0 | 0 | 0 | 0 | 0 | 4609275.7126 | 0 | 0 | 0 | 0 | 245556.2427 | 0 | 213.2993 | 0 | 0 | 0 | 0 | 0 | 0 | 0 | 0 | 11058.6765 | 0 | 0
2016-04-07 20:00 | 0 | 0 | 0 | 0 | 0 | 683395.472 | 441584 | 0 | 0 | 0 | 1933552.4406 | 0 | 7892.074 | 3876.787 | 0 | 0 | 0 | 0 | 0 | 0 | 4609257.2755 | 0 | 0 | 0 | 0 | 245556.2427 | 0 | 0 | 0 | -3744.7707 | 0 | 0 | 0 | 0 | 0 | 0 | 0 | 0 | 0
2016-04-07 21:00 | 0 | 0 | 0 | 0 | 0 | 653968.8517 | 444346 | 0 | 0 | 0 | 2147052.0794 | 0 | 7892.074 | 0 | 0 | 0 | 0 | 0 | 0 | 0 | 4609238.8385 | 0 | 0 | 0 | 0 | 213499.6387 | 0 | 0 | 0 | -3876.787 | 0 | 0 | 0 | 0 | 0 | 0 | 0 | 0 | 0
2016-04-07 22:00 | 0 | 0 | 0 | 0 | 0 | 587821.9188 | 443858 | 0 | 0 | 0 | 2291015.9982 | 0 | 7892.074 | 0 | 0 | 0 | 0 | 0 | 0 | 0 | 4609220.4015 | 0 | 0 | 0 | 0 | 143963.9188 | 0 | 0 | 0 | 0 | 0 | 0 | 0 | 0 | 0 | 0 | 0 | 0 | 0
2016-04-07 23:00 | 0 | 0 | 0 | 0 | 0 | 459302.8553 | 443415 | 0 | 0 | 0 | 2306903.8535 | 0 | 7892.074 | 0 | 0 | 0 | 0 | 0 | 0 | 0 | 4609201.9646 | 0 | 0 | 0 | 0 | 15887.8553 | 0 | 0 | 0 | 0 | 0 | 0 | 0 | 0 | 0 | 0 | 0 | 0 | 0
2016-04-08 | 0 | 0 | 0 | 0 | 0 | 259842.1718 | 447159 | 0 | 0 | 0 | 2119587.0253 | 0 | 7892.074 | 0 | 0 | 0 | 0 | 0 | 0 | 0 | 4609183.5278 | 0 | 0 | 0 | 0 | -187316.8282 | 0 | 0 | 0 | 0 | 0 | 0 | 0 | 0 | 0 | 0 | 0 | 0 | 0
2016-04-08 01:00 | 0 | 0 | 0 | 0 | 162948.9381 | 33898.8192 | 442404 | 0 | 0 | 0 | 1874030.7826 | 0 | 7892.074 | 0 | 0 | 0 | 0 | 0 | 0 | 0 | 4609165.0911 | 0 | 0 | 0 | 0 | -245556.2427 | 0 | 0 | 0 | 0 | 0 | 0 | 0 | 0 | 0 | 0 | 0 | 0 | 0
2016-04-08 02:00 | 0 | 0 | 0 | 0 | 179305.6601 | 6.0972 | 424868 | 0 | 0 | 0 | 1628474.5399 | 0 | 7892.074 | 0 | 0 | 0 | 0 | 0 | 0 | 0 | 4609146.6544 | 0 | 0 | 0 | 0 | -245556.2427 | 0 | 0 | 0 | 0 | 0 | 0 | 0 | 0 | 0 | 0 | 0 | 0 | 0
2016-04-08 03:00 | 0 | 0 | 0 | 0 | 648305.2427 | 0 | 402749 | 0 | 0 | 0 | 1874030.7826 | 0 | 7892.074 | 0 | 0 | 0 | 0 | 0 | 0 | 0 | 4609128.2178 | 0 | 0 | 0 | 0 | 245556.2427 | 0 | 0 | 0 | 0 | 0 | 0 | 0 | 0 | 0 | 0 | 0 | 0 | 0
2016-04-08 04:00 | 0 | 0 | 0 | 0 | 135408.7573 | 0 | 380965 | 0 | 0 | 0 | 1628474.5399 | 0 | 7892.074 | 0 | 0 | 0 | 0 | 0 | 0 | 0 | 4609109.7813 | 0 | 0 | 0 | 0 | -245556.2427 | 0 | 0 | 0 | 0 | 0 | 0 | 0 | 0 | 0 | 0 | 0 | 0 | 0
2016-04-08 05:00 | 0 | 0 | 0 | 0 | 118068.7573 | 0 | 363625 | 0 | 0 | 0 | 1382918.2972 | 0 | 7892.074 | 0 | 0 | 0 | 0 | 0 | 0 | 0 | 4609091.3449 | 0 | 0 | 0 | 0 | -245556.2427 | 0 | 0 | 0 | 0 | 0 | 0 | 0 | 0 | 0 | 0 | 0 | 0 | 0
2016-04-08 06:00 | 0 | 0 | 0 | 0 | 106318.7573 | 0 | 351875 | 0 | 0 | 0 | 1137362.0546 | 0 | 7892.074 | 0 | 0 | 0 | 0 | 0 | 0 | 0 | 4609072.9085 | 0 | 0 | 0 | 0 | -245556.2427 | 0 | 0 | 0 | 0 | 0 | 0 | 0 | 0 | 0 | 0 | 0 | 0 | 0
2016-04-08 07:00 | 0 | 0 | 0 | 0 | 445516.9544 | 0 | 345250 | 0 | 0 | 0 | 1237629.0089 | 0 | 7892.074 | 0 | 0 | 0 | 0 | 0 | 0 | 0 | 4609054.4722 | 0 | 0 | 0 | 0 | 100266.9544 | 0 | 0 | 0 | 0 | 0 | 0 | 0 | 0 | 0 | 0 | 0 | 0 | 0
2016-04-08 08:00 | 0 | 0 | 0 | 0 | 99841.7573 | 0 | 345398 | 0 | 0 | 0 | 992072.7662 | 0 | 7892.074 | 0 | 0 | 0 | 0 | 0 | 0 | 0 | 4609036.036 | 0 | 0 | 0 | 0 | -245556.2427 | 0 | 0 | 0 | 0 | 0 | 0 | 0 | 0 | 0 | 0 | 0 | 0 | 0
2016-04-08 09:00 | 0 | 0 | 0 | 0 | 406219.7662 | 0 | 355321 | 0 | 0 | 0 | 1042971.5325 | 0 | 7892.074 | 0 | 0 | 0 | 0 | 0 | 0 | 0 | 4609017.5999 | 0 | 0 | 0 | 0 | 50898.7662 | 0 | 0 | 0 | 0 | 0 | 0 | 0 | 0 | 0 | 0 | 0 | 0 | 0
2016-04-08 10:00 | 0 | 0 | 0 | 0 | 134876.7573 | 0 | 380433 | 0 | 0 | 0 | 797415.2898 | 0 | 7892.074 | 0 | 0 | 0 | 0 | 0 | 0 | 0 | 4608999.1638 | 0 | 0 | 0 | 0 | -245556.2427 | 0 | 0 | 0 | 0 | 0 | 0 | 0 | 0 | 0 | 0 | 0 | 0 | 0
2016-04-08 11:00 | 0 | 0 | 0 | 0 | 397827.2323 | 0 | 404672 | 0 | 0 | 0 | 790570.5221 | 0 | 7892.074 | 0 | 0 | 0 | 0 | 0 | 0 | 0 | 4608980.7278 | 0 | 0 | 0 | 0 | -6844.7677 | 0 | 0 | 0 | 0 | 0 | 0 | 0 | 0 | 0 | 0 | 0 | 0 | 0
2016-04-08 12:00 | 0 | 0 | 0 | 0 | 169001.8645 | 193.8928 | 414752 | 0 | 0 | 0 | 545014.2794 | 0 | 7892.074 | 0 | 0 | 0 | 0 | 0 | 0 | 0 | 4608962.2919 | 0 | 0 | 0 | 0 | -245556.2427 | 0 | 0 | 0 | 0 | 0 | 0 | 0 | 0 | 0 | 0 | 0 | 0 | 0
2016-04-08 13:00 | 0 | 0 | 0 | 0 | 282846.5651 | 128890.7918 | 420576 | 0 | 0 | 0 | 536175.6363 | 0 | 7892.074 | 0 | 0 | 0 | 0 | 0 | 0 | 0 | 4608943.856 | 0 | 0 | 0 | 0 | -8838.6431 | 0 | 0 | 0 | 0 | 0 | 0 | 0 | 0 | 0 | 0 | 0 | 0 | 0
2016-04-08 14:00 | 0 | 0 | 0 | 0 | 51225.7119 | 325051.3066 | 426123 | 0 | 0 | 0 | 486329.6548 | 0 | 7892.074 | 0 | 0 | 0 | 0 | 0 | 0 | 0 | 4608925.4203 | 0 | 0 | 0 | 0 | -49845.9815 | 0 | 0 | 0 | 0 | 0 | 0 | 0 | 0 | 0 | 0 | 0 | 0 | 0
2016-04-08 15:00 | 0 | 0 | 0 | 0 | 0 | 473577.4273 | 429033 | 0 | 0 | 0 | 530874.0821 | 0 | 7892.074 | 0 | 0 | 0 | 0 | 0 | 0 | 0 | 4608906.9846 | 0 | 0 | 0 | 0 | 44544.4273 | 0 | 0 | 0 | 0 | 0 | 0 | 0 | 0 | 0 | 0 | 0 | 0 | 0
2016-04-08 16:00 | 0 | 0 | 0 | 0 | 115923.3544 | 558374.8883 | 428742 | 0 | 0 | 0 | 776430.3248 | 0 | 7892.074 | 0 | 0 | 0 | 0 | 0 | 0 | 0 | 4608888.5489 | 0 | 0 | 0 | 0 | 245556.2427 | 0 | 0 | 0 | 0 | 0 | 0 | 0 | 0 | 0 | 0 | 0 | 0 | 0
2016-04-08 17:00 | 0 | 0 | 0 | 0 | 0 | 596426.0536 | 428449 | 0 | 0 | 0 | 944407.3784 | 0 | 7892.074 | 0 | 0 | 0 | 0 | 0 | 0 | 0 | 4608870.1134 | 0 | 0 | 0 | 0 | 167977.0536 | 0 | 0 | 0 | 0 | 0 | 0 | 0 | 0 | 0 | 0 | 0 | 0 | 0
2016-04-08 18:00 | 0 | 0 | 0 | 0 | 71595.8024 | 602262.4402 | 428302 | 0 | 0 | 0 | 1189963.6211 | 0 | 7892.074 | 0 | 0 | 0 | 0 | 0 | 0 | 0 | 4608851.6779 | 0 | 0 | 0 | 0 | 245556.2427 | 0 | 0 | 0 | 0 | 0 | 0 | 0 | 0 | 0 | 0 | 0 | 0 | 0
2016-04-08 19:00 | 0 | 0 | 0 | 0 | 0 | 594483.8182 | 426825 | 0 | 0 | 0 | 1357622.4393 | 0 | 7892.074 | 0 | 0 | 0 | 0 | 0 | 0 | 0 | 4608833.2425 | 0 | 0 | 0 | 0 | 167658.8182 | 0 | 0 | 0 | 0 | 0 | 0 | 0 | 0 | 0 | 0 | 0 | 0 | 0
2016-04-08 20:00 | 0 | 0 | 0 | 0 | 0 | 578956.3586 | 426716 | 0 | 0 | 0 | 1509862.798 | 0 | 7892.074 | 0 | 0 | 0 | 0 | 0 | 0 | 0 | 4608814.8072 | 0 | 0 | 0 | 0 | 152240.3586 | 0 | 0 | 0 | 0 | 0 | 0 | 0 | 0 | 0 | 0 | 0 | 0 | 0
2016-04-08 21:00 | 0 | 0 | 0 | 0 | 135703.3627 | 535982.88 | 426130 | 0 | 0 | 0 | 1755419.0406 | 0 | 7892.074 | 0 | 0 | 0 | 0 | 0 | 0 | 0 | 4608796.3719 | 0 | 0 | 0 | 0 | 245556.2427 | 0 | 0 | 0 | 0 | 0 | 0 | 0 | 0 | 0 | 0 | 0 | 0 | 0
2016-04-08 22:00 | 0 | 0 | 0 | 0 | 0 | 465468.702 | 423852 | 0 | 0 | 0 | 1797035.7426 | 0 | 7892.074 | 0 | 0 | 0 | 0 | 0 | 0 | 0 | 4608777.9367 | 0 | 0 | 0 | 0 | 41616.702 | 0 | 0 | 0 | 0 | 0 | 0 | 0 | 0 | 0 | 0 | 0 | 0 | 0
2016-04-08 23:00 | 0 | 0 | 0 | 0 | 0 | 342543.5109 | 422141 | 0 | 0 | 0 | 1717438.2535 | 0 | 7892.074 | 0 | 0 | 0 | 0 | 0 | 0 | 0 | 4608759.5016 | 0 | 0 | 0 | 0 | -79597.4891 | 0 | 0 | 0 | 0 | 0 | 0 | 0 | 0 | 0 | 0 | 0 | 0 | 0
2016-04-09 | 0 | 0 | 0 | 0 | 4306.7782 | 178003.9791 | 427867 | 0 | 0 | 0 | 1471882.0108 | 0 | 7892.074 | 0 | 0 | 0 | 0 | 0 | 0 | 0 | 4608741.0666 | 0 | 0 | 0 | 0 | -245556.2427 | 0 | 0 | 0 | 0 | 0 | 0 | 0 | 0 | 0 | 0 | 0 | 0 | 0
2016-04-09 01:00 | 0 | 0 | 0 | 0 | 164019.8202 | 17047.9371 | 426624 | 0 | 0 | 0 | 1226325.7681 | 0 | 7892.074 | 0 | 0 | 0 | 0 | 0 | 0 | 0 | 4608722.6316 | 0 | 0 | 0 | 0 | -245556.2427 | 0 | 0 | 0 | 0 | 0 | 0 | 0 | 0 | 0 | 0 | 0 | 0 | 0
2016-04-09 02:00 | 0 | 0 | 0 | 0 | 169717.6666 | 0.090717 | 415274 | 0 | 0 | 0 | 980769.5254 | 0 | 7892.074 | 0 | 0 | 0 | 0 | 0 | 0 | 0 | 4608704.1967 | 0 | 0 | 0 | 0 | -245556.2427 | 0 | 0 | 0 | 0 | 0 | 0 | 0 | 0 | 0 | 0 | 0 | 0 | 0
2016-04-09 03:00 | 0 | 0 | 0 | 0 | 153586.7573 | 0 | 399143 | 0 | 0 | 0 | 735213.2827 | 0 | 7892.074 | 0 | 0 | 0 | 0 | 0 | 0 | 0 | 4608685.7619 | 0 | 0 | 0 | 0 | -245556.2427 | 0 | 0 | 0 | 0 | 0 | 0 | 0 | 0 | 0 | 0 | 0 | 0 | 0
2016-04-09 04:00 | 0 | 0 | 0 | 0 | 619943.8327 | 0 | 381061 | 0 | 0 | 0 | 974096.1155 | 0 | 7892.074 | 0 | 0 | 0 | 0 | 0 | 0 | 0 | 4608667.3271 | 0 | 0 | 0 | 0 | 238882.8327 | 0 | 0 | 0 | 0 | 0 | 0 | 0 | 0 | 0 | 0 | 0 | 0 | 0
2016-04-09 05:00 | 0 | 0 | 0 | 0 | 121491.7573 | 0 | 367048 | 0 | 0 | 0 | 728539.8728 | 0 | 7892.074 | 0 | 0 | 0 | 0 | 0 | 0 | 0 | 4608648.8925 | 0 | 0 | 0 | 0 | -245556.2427 | 0 | 0 | 0 | 0 | 0 | 0 | 0 | 0 | 0 | 0 | 0 | 0 | 0
2016-04-09 06:00 | 0 | 0 | 0 | 0 | 573199.5939 | 0 | 356187 | 0 | 0 | 0 | 945552.4667 | 0 | 7892.074 | 0 | 0 | 0 | 0 | 0 | 0 | 0 | 4608630.4579 | 0 | 0 | 0 | 0 | 217012.5939 | 0 | 0 | 0 | 0 | 0 | 0 | 0 | 0 | 0 | 0 | 0 | 0 | 0
2016-04-09 07:00 | 0 | 0 | 0 | 0 | 104287.7573 | 0 | 349844 | 0 | 0 | 0 | 699996.224 | 0 | 7892.074 | 0 | 0 | 0 | 0 | 0 | 0 | 0 | 4608612.0234 | 0 | 0 | 0 | 0 | -245556.2427 | 0 | 0 | 0 | 0 | 0 | 0 | 0 | 0 | 0 | 0 | 0 | 0 | 0
2016-04-09 08:00 | 0 | 0 | 0 | 0 | 101806.7573 | 0 | 347363 | 0 | 0 | 0 | 454439.9813 | 0 | 7892.074 | 0 | 0 | 0 | 0 | 0 | 0 | 0 | 4608593.5889 | 0 | 0 | 0 | 0 | -245556.2427 | 0 | 0 | 0 | 0 | 0 | 0 | 0 | 0 | 0 | 0 | 0 | 0 | 0
2016-04-09 09:00 | 0 | 0 | 0 | 0 | 105613.7573 | 0 | 351170 | 0 | 0 | 0 | 208883.7386 | 0 | 7892.074 | 0 | 0 | 0 | 0 | 0 | 0 | 0 | 4608575.1545 | 0 | 0 | 0 | 0 | -245556.2427 | 0 | 0 | 0 | 0 | 0 | 0 | 0 | 0 | 0 | 0 | 0 | 0 | 0
2016-04-09 10:00 | 0 | 0 | 0 | 0 | 515717.6013 | 0 | 359217 | 0 | 0 | 0 | 365384.3399 | 0 | 7892.074 | 0 | 0 | 0 | 0 | 0 | 0 | 0 | 4608556.7202 | 0 | 0 | 0 | 0 | 156500.6013 | 0 | 0 | 0 | 0 | 0 | 0 | 0 | 0 | 0 | 0 | 0 | 0 | 0
2016-04-09 11:00 | 0 | 0 | 0 | 0 | 124403.7573 | 0 | 369960 | 0 | 0 | 0 | 119828.0972 | 0 | 7892.074 | 0 | 0 | 0 | 0 | 0 | 0 | 0 | 4608538.286 | 0 | 0 | 0 | 0 | -245556.2427 | 0 | 0 | 0 | 0 | 0 | 0 | 0 | 0 | 0 | 0 | 0 | 0 | 0
2016-04-09 12:00 | 0 | 0 | 0 | 0 | 492985.9481 | 217.6966 | 383239 | 0 | 0 | 0 | 229792.7419 | 0 | 7892.074 | 0 | 0 | 0 | 0 | 0 | 0 | 0 | 4608519.8519 | 0 | 0 | 0 | 0 | 109964.6446 | 0 | 0 | 0 | 0 | 0 | 0 | 0 | 0 | 0 | 0 | 0 | 0 | 0
2016-04-09 13:00 | 0 | 0 | 0 | 0 | 0 | 164710.2581 | 394503 | 0 | 0 | 0 | 0 | 0 | 7892.074 | 0 | 0 | 0 | 0 | 0 | 0 | 0 | 4608501.4178 | 0 | 0 | 0 | 0 | -229792.7419 | 0 | 0 | 0 | 0 | 0 | 0 | 0 | 0 | 0 | 0 | 0 | 0 | 0
2016-04-09 14:00 | 0 | 0 | 0 | 0 | 0 | 430377.6755 | 402159 | 0 | 0 | 0 | 28218.6755 | 0 | 7892.074 | 0 | 0 | 0 | 0 | 0 | 0 | 0 | 4608482.9838 | 0 | 0 | 0 | 0 | 28218.6755 | 0 | 0 | 0 | 0 | 0 | 0 | 0 | 0 | 0 | 0 | 0 | 0 | 0
2016-04-09 15:00 | 0 | 0 | 0 | 0 | 44079.1617 | 606012.081 | 404535 | 0 | 0 | 0 | 273774.9182 | 0 | 7892.074 | 0 | 0 | 0 | 0 | 0 | 0 | 0 | 4608464.5498 | 0 | 0 | 0 | 0 | 245556.2427 | 0 | 0 | 0 | 0 | 0 | 0 | 0 | 0 | 0 | 0 | 0 | 0 | 0
2016-04-09 16:00 | 0 | 0 | 0 | 0 | 0 | 669602.5982 | 403425 | 0 | 0 | 0 | 519331.1609 | 0 | 8105.3733 | 0 | 0 | 0 | 0 | 0 | 0 | 0 | 4624772.561 | 0 | 0 | 0 | 0 | 245556.2427 | 0 | 213.2993 | 0 | 0 | 0 | 0 | 0 | 0 | 0 | 0 | 20408.0562 | 0 | 0
2016-04-09 17:00 | 0 | 0 | 0 | 0 | 0 | 669630.559 | 401764 | 0 | 0 | 0 | 764887.4036 | 0 | 8318.6726 | 0 | 0 | 0 | 0 | 0 | 0 | 0 | 4642431.6755 | 0 | 0 | 0 | 0 | 245556.2427 | 0 | 213.2993 | 0 | 0 | 0 | 0 | 0 | 0 | 0 | 0 | 22097.017 | 0 | 0
2016-04-09 18:00 | 0 | 0 | 0 | 0 | 0 | 671865.3977 | 399211 | 0 | 0 | 0 | 1010443.6463 | 0 | 8531.9719 | 4787.8387 | 0 | 0 | 0 | 0 | 0 | 0 | 4660090.7194 | 0 | 0 | 0 | 0 | 245556.2427 | 0 | 213.2993 | 0 | 4787.8387 | 0 | 0 | 0 | 0 | 0 | 0 | 22097.017 | 0 | 0
2016-04-09 19:00 | 0 | 0 | 0 | 0 | 0 | 667276.2781 | 396576 | 0 | 0 | 0 | 1255999.889 | 0 | 8745.2712 | 7621.5577 | 0 | 0 | 0 | 0 | 0 | 0 | 4677749.6927 | 0 | 0 | 0 | 0 | 245556.2427 | 0 | 213.2993 | 0 | 2833.719 | 0 | 0 | 0 | 0 | 0 | 0 | 22097.017 | 0 | 0
2016-04-09 20:00 | 0 | 0 | 0 | 0 | 0 | 659480.8339 | 396480 | 0 | 0 | 0 | 1501556.1317 | 0 | 8958.5705 | 7621.5577 | 0 | 0 | 0 | 0 | 0 | 0 | 4691516.0153 | 0 | 0 | 0 | 0 | 245556.2427 | 0 | 213.2993 | 0 | 0 | 0 | 0 | 0 | 0 | 0 | 0 | 17231.2919 | 0 | 0
2016-04-09 21:00 | 0 | 0 | 0 | 0 | 0 | 632151.2042 | 396600 | 0 | 0 | 0 | 1744728.8936 | 0 | 8958.5705 | 0 | 0 | 0 | 0 | 0 | 0 | 0 | 4691497.2492 | 0 | 0 | 0 | 0 | 243172.7619 | 0 | 0 | 0 | -7621.5577 | 0 | 0 | 0 | 0 | 0 | 0 | 0 | 0 | 0
2016-04-09 22:00 | 0 | 0 | 0 | 0 | 0 | 571314.047 | 397334 | 0 | 0 | 0 | 1918708.9406 | 0 | 8958.5705 | 0 | 0 | 0 | 0 | 0 | 0 | 0 | 4691478.4832 | 0 | 0 | 0 | 0 | 173980.047 | 0 | 0 | 0 | 0 | 0 | 0 | 0 | 0 | 0 | 0 | 0 | 0 | 0
2016-04-09 23:00 | 0 | 0 | 0 | 0 | 0 | 456707.3771 | 400185 | 0 | 0 | 0 | 1975231.3177 | 0 | 8958.5705 | 0 | 0 | 0 | 0 | 0 | 0 | 0 | 4691459.7173 | 0 | 0 | 0 | 0 | 56522.3771 | 0 | 0 | 0 | 0 | 0 | 0 | 0 | 0 | 0 | 0 | 0 | 0 | 0
2016-04-10 | 0 | 0 | 0 | 0 | 0 | 261683.9971 | 410290 | 0 | 0 | 0 | 1826625.3148 | 0 | 8958.5705 | 0 | 0 | 0 | 0 | 0 | 0 | 0 | 4691440.9515 | 0 | 0 | 0 | 0 | -148606.0029 | 0 | 0 | 0 | 0 | 0 | 0 | 0 | 0 | 0 | 0 | 0 | 0 | 0
2016-04-10 01:00 | 0 | 0 | 0 | 0 | 141919.1169 | 25387.6404 | 412863 | 0 | 0 | 0 | 1581069.0721 | 0 | 8958.5705 | 0 | 0 | 0 | 0 | 0 | 0 | 0 | 4691422.1857 | 0 | 0 | 0 | 0 | -245556.2427 | 0 | 0 | 0 | 0 | 0 | 0 | 0 | 0 | 0 | 0 | 0 | 0 | 0
2016-04-10 02:00 | 0 | 0 | 0 | 0 | 158748.6348 | 0.12254 | 404305 | 0 | 0 | 0 | 1335512.8294 | 0 | 8958.5705 | 0 | 0 | 0 | 0 | 0 | 0 | 0 | 4691403.42 | 0 | 0 | 0 | 0 | -245556.2427 | 0 | 0 | 0 | 0 | 0 | 0 | 0 | 0 | 0 | 0 | 0 | 0 | 0
2016-04-10 03:00 | 0 | 0 | 0 | 0 | 145511.7573 | 0 | 391068 | 0 | 0 | 0 | 1089956.5867 | 0 | 8958.5705 | 0 | 0 | 0 | 0 | 0 | 0 | 0 | 4691384.6544 | 0 | 0 | 0 | 0 | -245556.2427 | 0 | 0 | 0 | 0 | 0 | 0 | 0 | 0 | 0 | 0 | 0 | 0 | 0
2016-04-10 04:00 | 0 | 0 | 0 | 0 | 621607.2427 | 0 | 376051 | 0 | 0 | 0 | 1335512.8294 | 0 | 8958.5705 | 0 | 0 | 0 | 0 | 0 | 0 | 0 | 4691365.8888 | 0 | 0 | 0 | 0 | 245556.2427 | 0 | 0 | 0 | 0 | 0 | 0 | 0 | 0 | 0 | 0 | 0 | 0 | 0
2016-04-10 05:00 | 0 | 0 | 0 | 0 | 118369.7573 | 0 | 363926 | 0 | 0 | 0 | 1089956.5867 | 0 | 8958.5705 | 0 | 0 | 0 | 0 | 0 | 0 | 0 | 4691347.1234 | 0 | 0 | 0 | 0 | -245556.2427 | 0 | 0 | 0 | 0 | 0 | 0 | 0 | 0 | 0 | 0 | 0 | 0 | 0
2016-04-10 06:00 | 0 | 0 | 0 | 0 | 109064.7573 | 0 | 354621 | 0 | 0 | 0 | 844400.3441 | 0 | 8958.5705 | 0 | 0 | 0 | 0 | 0 | 0 | 0 | 4691328.358 | 0 | 0 | 0 | 0 | -245556.2427 | 0 | 0 | 0 | 0 | 0 | 0 | 0 | 0 | 0 | 0 | 0 | 0 | 0
2016-04-10 07:00 | 0 | 0 | 0 | 0 | 103358.7573 | 0 | 348915 | 0 | 0 | 0 | 598844.1014 | 0 | 8958.5705 | 0 | 0 | 0 | 0 | 0 | 0 | 0 | 4691309.5927 | 0 | 0 | 0 | 0 | -245556.2427 | 0 | 0 | 0 | 0 | 0 | 0 | 0 | 0 | 0 | 0 | 0 | 0 | 0
2016-04-10 08:00 | 0 | 0 | 0 | 0 | 592871.2427 | 0 | 347315 | 0 | 0 | 0 | 844400.3441 | 0 | 8958.5705 | 0 | 0 | 0 | 0 | 0 | 0 | 0 | 4691290.8274 | 0 | 0 | 0 | 0 | 245556.2427 | 0 | 0 | 0 | 0 | 0 | 0 | 0 | 0 | 0 | 0 | 0 | 0 | 0
2016-04-10 09:00 | 0 | 0 | 0 | 0 | 103397.7573 | 0 | 348954 | 0 | 0 | 0 | 598844.1014 | 0 | 8958.5705 | 0 | 0 | 0 | 0 | 0 | 0 | 0 | 4691272.0623 | 0 | 0 | 0 | 0 | -245556.2427 | 0 | 0 | 0 | 0 | 0 | 0 | 0 | 0 | 0 | 0 | 0 | 0 | 0
2016-04-10 10:00 | 0 | 0 | 0 | 0 | 109328.7573 | 0 | 354885 | 0 | 0 | 0 | 353287.8587 | 0 | 8958.5705 | 0 | 0 | 0 | 0 | 0 | 0 | 0 | 4691253.2972 | 0 | 0 | 0 | 0 | -245556.2427 | 0 | 0 | 0 | 0 | 0 | 0 | 0 | 0 | 0 | 0 | 0 | 0 | 0
2016-04-10 11:00 | 0 | 0 | 0 | 0 | 116920.7573 | 0 | 362477 | 0 | 0 | 0 | 107731.616 | 0 | 8958.5705 | 0 | 0 | 0 | 0 | 0 | 0 | 0 | 4691234.5322 | 0 | 0 | 0 | 0 | -245556.2427 | 0 | 0 | 0 | 0 | 0 | 0 | 0 | 0 | 0 | 0 | 0 | 0 | 0
2016-04-10 12:00 | 0 | 0 | 0 | 0 | 616212.9464 | 452.2963 | 371109 | 0 | 0 | 0 | 353287.8587 | 0 | 8958.5705 | 0 | 0 | 0 | 0 | 0 | 0 | 0 | 4691215.7672 | 0 | 0 | 0 | 0 | 245556.2427 | 0 | 0 | 0 | 0 | 0 | 0 | 0 | 0 | 0 | 0 | 0 | 0 | 0
2016-04-10 13:00 | 0 | 0 | 0 | 0 | 0 | 213617.9957 | 379666 | 0 | 0 | 0 | 187239.8544 | 0 | 8958.5705 | 0 | 0 | 0 | 0 | 0 | 0 | 0 | 4691197.0024 | 0 | 0 | 0 | 0 | -166048.0043 | 0 | 0 | 0 | 0 | 0 | 0 | 0 | 0 | 0 | 0 | 0 | 0 | 0
2016-04-10 14:00 | 0 | 0 | 0 | 0 | 0 | 465031.7139 | 385109 | 0 | 0 | 0 | 267162.5683 | 0 | 8958.5705 | 0 | 0 | 0 | 0 | 0 | 0 | 0 | 4691178.2376 | 0 | 0 | 0 | 0 | 79922.7139 | 0 | 0 | 0 | 0 | 0 | 0 | 0 | 0 | 0 | 0 | 0 | 0 | 0
2016-04-10 15:00 | 0 | 0 | 0 | 0 | 0 | 637967.3524 | 386806 | 0 | 0 | 0 | 512718.811 | 0 | 9171.8697 | 0 | 0 | 0 | 0 | 0 | 0 | 0 | 4695472.9212 | 0 | 0 | 0 | 0 | 245556.2427 | 0 | 213.2993 | 0 | 0 | 0 | 0 | 0 | 0 | 0 | 0 | 5391.8105 | 0 | 0
2016-04-10 16:00 | 0 | 0 | 0 | 0 | 0 | 656668.559 | 388802 | 0 | 0 | 0 | 758275.0537 | 0 | 9385.169 | 0 | 0 | 0 | 0 | 0 | 0 | 0 | 4713131.753 | 0 | 0 | 0 | 0 | 245556.2427 | 0 | 213.2993 | 0 | 0 | 0 | 0 | 0 | 0 | 0 | 0 | 22097.017 | 0 | 0
2016-04-10 17:00 | 0 | 0 | 0 | 0 | 0 | 656748.559 | 388882 | 0 | 0 | 0 | 1003831.2963 | 0 | 9598.4683 | 0 | 0 | 0 | 0 | 0 | 0 | 0 | 4730790.5141 | 0 | 0 | 0 | 0 | 245556.2427 | 0 | 213.2993 | 0 | 0 | 0 | 0 | 0 | 0 | 0 | 0 | 22097.017 | 0 | 0
2016-04-10 18:00 | 0 | 0 | 0 | 0 | 0 | 664273.1168 | 388785 | 0 | 0 | 0 | 1249387.539 | 0 | 9811.7676 | 7621.5577 | 0 | 0 | 0 | 0 | 0 | 0 | 4748449.2046 | 0 | 0 | 0 | 0 | 245556.2427 | 0 | 213.2993 | 0 | 7621.5577 | 0 | 0 | 0 | 0 | 0 | 0 | 22097.017 | 0 | 0
2016-04-10 19:00 | 0 | 0 | 0 | 0 | 0 | 653194.1195 | 388616 | 0 | 0 | 0 | 1494943.7817 | 0 | 10025.0669 | 7621.5577 | 0 | 0 | 0 | 0 | 0 | 0 | 4763477.0728 | 0 | 0 | 0 | 0 | 245556.2427 | 0 | 213.2993 | 0 | 0 | 0 | 0 | 0 | 0 | 0 | 0 | 18808.5776 | 0 | 0
2016-04-10 20:00 | 0 | 0 | 0 | 0 | 0 | 625495.7627 | 391078 | 0 | 0 | 0 | 1736983.1021 | 0 | 10025.0669 | 0 | 0 | 0 | 0 | 0 | 0 | 0 | 4763458.0189 | 0 | 0 | 0 | 0 | 242039.3204 | 0 | 0 | 0 | -7621.5577 | 0 | 0 | 0 | 0 | 0 | 0 | 0 | 0 | 0
2016-04-10 21:00 | 0 | 0 | 0 | 0 | 64056.0552 | 576813.1875 | 395313 | 0 | 0 | 0 | 1982539.3448 | 0 | 10025.0669 | 0 | 0 | 0 | 0 | 0 | 0 | 0 | 4763438.9651 | 0 | 0 | 0 | 0 | 245556.2427 | 0 | 0 | 0 | 0 | 0 | 0 | 0 | 0 | 0 | 0 | 0 | 0 | 0
2016-04-10 22:00 | 0 | 0 | 0 | 0 | 0 | 492187.1289 | 399719 | 0 | 0 | 0 | 2075007.4737 | 0 | 10025.0669 | 0 | 0 | 0 | 0 | 0 | 0 | 0 | 4763419.9113 | 0 | 0 | 0 | 0 | 92468.1289 | 0 | 0 | 0 | 0 | 0 | 0 | 0 | 0 | 0 | 0 | 0 | 0 | 0
2016-04-10 23:00 | 0 | 0 | 0 | 0 | 0 | 373400.9195 | 405711 | 0 | 0 | 0 | 2042697.3932 | 0 | 10025.0669 | 0 | 0 | 0 | 0 | 0 | 0 | 0 | 4763400.8577 | 0 | 0 | 0 | 0 | -32310.0805 | 0 | 0 | 0 | 0 | 0 | 0 | 0 | 0 | 0 | 0 | 0 | 0 | 0
2016-04-11 | 0 | 0 | 0 | 0 | 0 | 201678.2167 | 416358 | 0 | 0 | 0 | 1828017.6099 | 0 | 10025.0669 | 0 | 0 | 0 | 0 | 0 | 0 | 0 | 4763381.8041 | 0 | 0 | 0 | 0 | -214679.7833 | 0 | 0 | 0 | 0 | 0 | 0 | 0 | 0 | 0 | 0 | 0 | 0 | 0
2016-04-11 01:00 | 0 | 0 | 0 | 0 | 328281.6846 | 40643.4853 | 415376 | 0 | 0 | 0 | 1781566.7798 | 0 | 10025.0669 | 0 | 0 | 0 | 0 | 0 | 0 | 0 | 4763362.7505 | 0 | 0 | 0 | 0 | -46450.8301 | 0 | 0 | 0 | 0 | 0 | 0 | 0 | 0 | 0 | 0 | 0 | 0 | 0
2016-04-11 02:00 | 0 | 0 | 0 | 0 | 155951.9884 | 1.7689 | 401510 | 0 | 0 | 0 | 1536010.5372 | 0 | 10025.0669 | 0 | 0 | 0 | 0 | 0 | 0 | 0 | 4763343.6971 | 0 | 0 | 0 | 0 | -245556.2427 | 0 | 0 | 0 | 0 | 0 | 0 | 0 | 0 | 0 | 0 | 0 | 0 | 0
2016-04-11 03:00 | 0 | 0 | 0 | 0 | 138237.7573 | 0 | 383794 | 0 | 0 | 0 | 1290454.2945 | 0 | 10025.0669 | 0 | 0 | 0 | 0 | 0 | 0 | 0 | 4763324.6437 | 0 | 0 | 0 | 0 | -245556.2427 | 0 | 0 | 0 | 0 | 0 | 0 | 0 | 0 | 0 | 0 | 0 | 0 | 0
2016-04-11 04:00 | 0 | 0 | 0 | 0 | 119677.7573 | 0 | 365234 | 0 | 0 | 0 | 1044898.0518 | 0 | 10025.0669 | 0 | 0 | 0 | 0 | 0 | 0 | 0 | 4763305.5904 | 0 | 0 | 0 | 0 | -245556.2427 | 0 | 0 | 0 | 0 | 0 | 0 | 0 | 0 | 0 | 0 | 0 | 0 | 0
2016-04-11 05:00 | 0 | 0 | 0 | 0 | 595980.2427 | 0 | 350424 | 0 | 0 | 0 | 1290454.2945 | 0 | 10025.0669 | 0 | 0 | 0 | 0 | 0 | 0 | 0 | 4763286.5372 | 0 | 0 | 0 | 0 | 245556.2427 | 0 | 0 | 0 | 0 | 0 | 0 | 0 | 0 | 0 | 0 | 0 | 0 | 0
2016-04-11 06:00 | 0 | 0 | 0 | 0 | 94890.7573 | 0 | 340447 | 0 | 0 | 0 | 1044898.0518 | 0 | 10025.0669 | 0 | 0 | 0 | 0 | 0 | 0 | 0 | 4763267.484 | 0 | 0 | 0 | 0 | -245556.2427 | 0 | 0 | 0 | 0 | 0 | 0 | 0 | 0 | 0 | 0 | 0 | 0 | 0
2016-04-11 07:00 | 0 | 0 | 0 | 0 | 89626.7573 | 0 | 335183 | 0 | 0 | 0 | 799341.8091 | 0 | 10025.0669 | 0 | 0 | 0 | 0 | 0 | 0 | 0 | 4763248.431 | 0 | 0 | 0 | 0 | -245556.2427 | 0 | 0 | 0 | 0 | 0 | 0 | 0 | 0 | 0 | 0 | 0 | 0 | 0
2016-04-11 08:00 | 0 | 0 | 0 | 0 | 91662.7573 | 0 | 337219 | 0 | 0 | 0 | 553785.5664 | 0 | 10025.0669 | 0 | 0 | 0 | 0 | 0 | 0 | 0 | 4763229.378 | 0 | 0 | 0 | 0 | -245556.2427 | 0 | 0 | 0 | 0 | 0 | 0 | 0 | 0 | 0 | 0 | 0 | 0 | 0
2016-04-11 09:00 | 0 | 0 | 0 | 0 | 531611.1616 | 0 | 348728 | 0 | 0 | 0 | 736668.7281 | 0 | 10025.0669 | 0 | 0 | 0 | 0 | 0 | 0 | 0 | 4763210.3251 | 0 | 0 | 0 | 0 | 182883.1616 | 0 | 0 | 0 | 0 | 0 | 0 | 0 | 0 | 0 | 0 | 0 | 0 | 0
2016-04-11 10:00 | 0 | 0 | 0 | 0 | 130775.7573 | 0 | 376332 | 0 | 0 | 0 | 491112.4854 | 0 | 10025.0669 | 0 | 0 | 0 | 0 | 0 | 0 | 0 | 4763191.2722 | 0 | 0 | 0 | 0 | -245556.2427 | 0 | 0 | 0 | 0 | 0 | 0 | 0 | 0 | 0 | 0 | 0 | 0 | 0
2016-04-11 11:00 | 0 | 0 | 0 | 0 | 156703.7573 | 0 | 402260 | 0 | 0 | 0 | 245556.2427 | 0 | 10025.0669 | 0 | 0 | 0 | 0 | 0 | 0 | 0 | 4763172.2195 | 0 | 0 | 0 | 0 | -245556.2427 | 0 | 0 | 0 | 0 | 0 | 0 | 0 | 0 | 0 | 0 | 0 | 0 | 0
2016-04-11 12:00 | 0 | 0 | 0 | 0 | 168100.2653 | 369.492 | 414026 | 0 | 0 | 0 | 0 | 0 | 10025.0669 | 0 | 0 | 0 | 0 | 0 | 0 | 0 | 4763153.1668 | 0 | 0 | 0 | 0 | -245556.2427 | 0 | 0 | 0 | 0 | 0 | 0 | 0 | 0 | 0 | 0 | 0 | 0 | 0
2016-04-11 13:00 | 0 | 0 | 0 | 0 | 415142.4908 | 200862.9634 | 421216 | 0 | 0 | 0 | 194789.4542 | 0 | 10025.0669 | 0 | 0 | 0 | 0 | 0 | 0 | 0 | 4763134.1141 | 0 | 0 | 0 | 0 | 194789.4542 | 0 | 0 | 0 | 0 | 0 | 0 | 0 | 0 | 0 | 0 | 0 | 0 | 0
2016-04-11 14:00 | 0 | 0 | 0 | 0 | 0 | 475606.5196 | 427489 | 0 | 0 | 0 | 242906.9738 | 0 | 10025.0669 | 0 | 0 | 0 | 0 | 0 | 0 | 0 | 4763115.0616 | 0 | 0 | 0 | 0 | 48117.5196 | 0 | 0 | 0 | 0 | 0 | 0 | 0 | 0 | 0 | 0 | 0 | 0 | 0
2016-04-11 15:00 | 0 | 0 | 0 | 0 | 0 | 665091.1025 | 430492 | 0 | 0 | 0 | 477506.0763 | 0 | 10025.0669 | 0 | 0 | 0 | 0 | 0 | 0 | 0 | 4763096.0092 | 0 | 0 | 0 | 0 | 234599.1025 | 0 | 0 | 0 | 0 | 0 | 0 | 0 | 0 | 0 | 0 | 0 | 0 | 0
2016-04-11 16:00 | 0 | 0 | 0 | 0 | 0 | 698587.559 | 430721 | 0 | 0 | 0 | 723062.319 | 0 | 10238.3662 | 0 | 0 | 0 | 0 | 0 | 0 | 0 | 4780754.5704 | 0 | 0 | 0 | 0 | 245556.2427 | 0 | 213.2993 | 0 | 0 | 0 | 0 | 0 | 0 | 0 | 0 | 22097.017 | 0 | 0
2016-04-11 17:00 | 0 | 0 | 0 | 0 | 0 | 699000.559 | 431134 | 0 | 0 | 0 | 968618.5617 | 0 | 10451.6655 | 0 | 0 | 0 | 0 | 0 | 0 | 0 | 4798413.061 | 0 | 0 | 0 | 0 | 245556.2427 | 0 | 213.2993 | 0 | 0 | 0 | 0 | 0 | 0 | 0 | 0 | 22097.017 | 0 | 0
2016-04-11 18:00 | 0 | 0 | 0 | 0 | 0 | 699347.559 | 431481 | 0 | 0 | 0 | 1214174.8044 | 0 | 10664.9648 | 0 | 0 | 0 | 0 | 0 | 0 | 0 | 4816071.481 | 0 | 0 | 0 | 0 | 245556.2427 | 0 | 213.2993 | 0 | 0 | 0 | 0 | 0 | 0 | 0 | 0 | 22097.017 | 0 | 0
2016-04-11 19:00 | 0 | 0 | 0 | 0 | 0 | 699708.559 | 431842 | 0 | 0 | 0 | 1459731.0471 | 0 | 10878.2641 | 0 | 0 | 0 | 0 | 0 | 0 | 0 | 4833729.8304 | 0 | 0 | 0 | 0 | 245556.2427 | 0 | 213.2993 | 0 | 0 | 0 | 0 | 0 | 0 | 0 | 0 | 22097.017 | 0 | 0
2016-04-11 20:00 | 0 | 0 | 0 | 0 | 0 | 708343.1168 | 432855 | 0 | 0 | 0 | 1705287.2897 | 0 | 11091.5634 | 7621.5577 | 0 | 0 | 0 | 0 | 0 | 0 | 4851388.1091 | 0 | 0 | 0 | 0 | 245556.2427 | 0 | 213.2993 | 0 | 7621.5577 | 0 | 0 | 0 | 0 | 0 | 0 | 22097.017 | 0 | 0
2016-04-11 21:00 | 0 | 0 | 0 | 0 | 0 | 692377.3374 | 434795 | 0 | 0 | 0 | 1950843.5324 | 0 | 11304.8627 | 7621.5577 | 0 | 0 | 0 | 0 | 0 | 0 | 4860818.9399 | 0 | 0 | 0 | 0 | 245556.2427 | 0 | 213.2993 | 0 | 0 | 0 | 0 | 0 | 0 | 0 | 0 | 11812.7955 | 0 | 0
2016-04-11 22:00 | 0 | 0 | 0 | 0 | 24433.2913 | 648380.3937 | 434879 | 0 | 0 | 0 | 2196399.7751 | 0 | 11304.8627 | 0 | 0 | 0 | 0 | 0 | 0 | 0 | 4860799.4966 | 0 | 0 | 0 | 0 | 245556.2427 | 0 | 0 | 0 | -7621.5577 | 0 | 0 | 0 | 0 | 0 | 0 | 0 | 0 | 0
2016-04-11 23:00 | 0 | 0 | 0 | 0 | 140482.7653 | 540695.4774 | 435622 | 0 | 0 | 0 | 2441956.0178 | 0 | 11304.8627 | 0 | 0 | 0 | 0 | 0 | 0 | 0 | 4860780.0534 | 0 | 0 | 0 | 0 | 245556.2427 | 0 | 0 | 0 | 0 | 0 | 0 | 0 | 0 | 0 | 0 | 0 | 0 | 0
2016-04-12 | 0 | 0 | 0 | 0 | 0 | 339217.0283 | 440493 | 0 | 0 | 0 | 2340680.0461 | 0 | 11304.8627 | 0 | 0 | 0 | 0 | 0 | 0 | 0 | 4860760.6103 | 0 | 0 | 0 | 0 | -101275.9717 | 0 | 0 | 0 | 0 | 0 | 0 | 0 | 0 | 0 | 0 | 0 | 0 | 0
2016-04-12 01:00 | 0 | 0 | 0 | 0 | 121391.7716 | 69441.9857 | 436390 | 0 | 0 | 0 | 2095123.8034 | 0 | 11304.8627 | 0 | 0 | 0 | 0 | 0 | 0 | 0 | 4860741.1673 | 0 | 0 | 0 | 0 | -245556.2427 | 0 | 0 | 0 | 0 | 0 | 0 | 0 | 0 | 0 | 0 | 0 | 0 | 0
2016-04-12 02:00 | 0 | 0 | 0 | 0 | 162287.2294 | 19.6652 | 419168 | 0 | 0 | 0 | 1849567.5607 | 0 | 0 | 0 | 0 | 0 | 0 | 0 | 0 | 0 | 4860721.7243 | 0 | 0 | 0 | 0 | -245556.2427 | 0 | 0 | 11304.8627 | 0 | 0 | 0 | 0 | 0 | 0 | 0 | 0 | 0 | 0
2016-04-12 03:00 | 0 | 0 | 0 | 0 | 150840.7573 | 0 | 396397 | 0 | 0 | 0 | 1604011.3181 | 0 | 0 | 0 | 0 | 0 | 0 | 0 | 0 | 0 | 4860702.2814 | 0 | 0 | 0 | 0 | -245556.2427 | 0 | 0 | 0 | 0 | 0 | 0 | 0 | 0 | 0 | 0 | 0 | 0 | 0
2016-04-12 04:00 | 0 | 0 | 0 | 0 | 129807.7573 | 0 | 375364 | 0 | 0 | 0 | 1358455.0754 | 0 | 0 | 0 | 0 | 0 | 0 | 0 | 0 | 0 | 4860682.8386 | 0 | 0 | 0 | 0 | -245556.2427 | 0 | 0 | 0 | 0 | 0 | 0 | 0 | 0 | 0 | 0 | 0 | 0 | 0
2016-04-12 05:00 | 0 | 0 | 0 | 0 | 168099.6747 | 0 | 357673 | 0 | 0 | 0 | 1168881.7501 | 0 | 0 | 0 | 0 | 0 | 0 | 0 | 0 | 0 | 4860663.3959 | 0 | 0 | 0 | 0 | -189573.3253 | 0 | 0 | 0 | 0 | 0 | 0 | 0 | 0 | 0 | 0 | 0 | 0 | 0
2016-04-12 06:00 | 0 | 0 | 0 | 0 | 100125.7573 | 0 | 345682 | 0 | 0 | 0 | 923325.5074 | 0 | 0 | 0 | 0 | 0 | 0 | 0 | 0 | 0 | 4860643.9532 | 0 | 0 | 0 | 0 | -245556.2427 | 0 | 0 | 0 | 0 | 0 | 0 | 0 | 0 | 0 | 0 | 0 | 0 | 0
2016-04-12 07:00 | 0 | 0 | 0 | 0 | 429209.8078 | 0 | 339401 | 0 | 0 | 0 | 1013134.3152 | 0 | 0 | 0 | 0 | 0 | 0 | 0 | 0 | 0 | 4860624.5106 | 0 | 0 | 0 | 0 | 89808.8078 | 0 | 0 | 0 | 0 | 0 | 0 | 0 | 0 | 0 | 0 | 0 | 0 | 0
2016-04-12 08:00 | 0 | 0 | 0 | 0 | 94059.7573 | 0 | 339616 | 0 | 0 | 0 | 767578.0725 | 0 | 0 | 0 | 0 | 0 | 0 | 0 | 0 | 0 | 4860605.0681 | 0 | 0 | 0 | 0 | -245556.2427 | 0 | 0 | 0 | 0 | 0 | 0 | 0 | 0 | 0 | 0 | 0 | 0 | 0
2016-04-12 09:00 | 0 | 0 | 0 | 0 | 104257.7573 | 0 | 349814 | 0 | 0 | 0 | 522021.8298 | 0 | 0 | 0 | 0 | 0 | 0 | 0 | 0 | 0 | 4860585.6257 | 0 | 0 | 0 | 0 | -245556.2427 | 0 | 0 | 0 | 0 | 0 | 0 | 0 | 0 | 0 | 0 | 0 | 0 | 0
2016-04-12 10:00 | 0 | 0 | 0 | 0 | 131526.0566 | 0 | 376869 | 0 | 0 | 0 | 276465.5872 | 0 | 213.2993 | 0 | 0 | 0 | 0 | 0 | 0 | 0 | 4860566.1834 | 0 | 0 | 0 | 0 | -245556.2427 | 0 | 213.2993 | 0 | 0 | 0 | 0 | 0 | 0 | 0 | 0 | 0 | 0 | 0
2016-04-12 11:00 | 0 | 0 | 0 | 0 | 412753.9267 | 0 | 402783 | 0 | 0 | 0 | 286436.5138 | 0 | 213.2993 | 0 | 0 | 0 | 0 | 0 | 0 | 0 | 4860546.7411 | 0 | 0 | 0 | 0 | 9970.9267 | 0 | 0 | 0 | 0 | 0 | 0 | 0 | 0 | 0 | 0 | 0 | 0 | 0
2016-04-12 12:00 | 0 | 0 | 0 | 0 | 167881.9189 | 883.1377 | 414108 | 0 | 0 | 0 | 40880.2712 | 0 | 426.5986 | 0 | 0 | 0 | 0 | 0 | 0 | 0 | 4860527.2989 | 0 | 0 | 0 | 0 | -245556.2427 | 0 | 213.2993 | 0 | 0 | 0 | 0 | 0 | 0 | 0 | 0 | 0 | 0 | 0
2016-04-12 13:00 | 0 | 0 | 0 | 0 | 233498.3223 | 176535.4207 | 420206 | 0 | 0 | 0 | 30708.0142 | 0 | 426.5986 | 0 | 0 | 0 | 0 | 0 | 0 | 0 | 4860507.8568 | 0 | 0 | 0 | 0 | -10172.257 | 0 | 0 | 0 | 0 | 0 | 0 | 0 | 0 | 0 | 0 | 0 | 0 | 0
2016-04-12 14:00 | 0 | 0 | 0 | 0 | 180639.4952 | 491394.7475 | 426478 | 0 | 0 | 0 | 276264.2569 | 0 | 426.5986 | 0 | 0 | 0 | 0 | 0 | 0 | 0 | 4860488.4148 | 0 | 0 | 0 | 0 | 245556.2427 | 0 | 0 | 0 | 0 | 0 | 0 | 0 | 0 | 0 | 0 | 0 | 0 | 0
2016-04-12 15:00 | 0 | 0 | 0 | 0 | 12815.895 | 661367.3477 | 428627 | 0 | 0 | 0 | 521820.4995 | 0 | 426.5986 | 0 | 0 | 0 | 0 | 0 | 0 | 0 | 4860468.9728 | 0 | 0 | 0 | 0 | 245556.2427 | 0 | 0 | 0 | 0 | 0 | 0 | 0 | 0 | 0 | 0 | 0 | 0 | 0
2016-04-12 16:00 | 0 | 0 | 0 | 0 | 0 | 696667.559 | 428801 | 0 | 0 | 0 | 767376.7422 | 0 | 639.8979 | 0 | 0 | 0 | 0 | 0 | 0 | 0 | 4878127.1446 | 0 | 0 | 0 | 0 | 245556.2427 | 0 | 213.2993 | 0 | 0 | 0 | 0 | 0 | 0 | 0 | 0 | 22097.017 | 0 | 0
2016-04-12 17:00 | 0 | 0 | 0 | 0 | 0 | 704567.1168 | 429079 | 0 | 0 | 0 | 1012932.9849 | 0 | 853.1972 | 7621.5577 | 0 | 0 | 0 | 0 | 0 | 0 | 4895785.2457 | 0 | 0 | 0 | 0 | 245556.2427 | 0 | 213.2993 | 0 | 7621.5577 | 0 | 0 | 0 | 0 | 0 | 0 | 22097.017 | 0 | 0
2016-04-12 18:00 | 0 | 0 | 0 | 0 | 0 | 695252.9032 | 428016 | 0 | 0 | 0 | 1258489.2276 | 0 | 1066.4965 | 7621.5577 | 0 | 0 | 0 | 0 | 0 | 0 | 4912939.5516 | 0 | 0 | 0 | 0 | 245556.2427 | 0 | 213.2993 | 0 | 0 | 0 | 0 | 0 | 0 | 0 | 0 | 21467.3613 | 0 | 0
2016-04-12 19:00 | 0 | 0 | 0 | 0 | 0 | 678183.9886 | 426659 | 0 | 0 | 0 | 1504045.4703 | 0 | 1279.7958 | 7621.5577 | 0 | 0 | 0 | 0 | 0 | 0 | 4917524.2571 | 0 | 0 | 0 | 0 | 245556.2427 | 0 | 213.2993 | 0 | 0 | 0 | 0 | 0 | 0 | 0 | 0 | 5755.4466 | 0 | 0
2016-04-12 20:00 | 0 | 0 | 0 | 0 | 0 | 664718.0046 | 426407 | 0 | 0 | 0 | 1749601.713 | 0 | 1279.7958 | 376.3196 | 0 | 0 | 0 | 0 | 0 | 0 | 4917504.587 | 0 | 0 | 0 | 0 | 245556.2427 | 0 | 0 | 0 | -7245.2381 | 0 | 0 | 0 | 0 | 0 | 0 | 0 | 0 | 0
2016-04-12 21:00 | 0 | 0 | 0 | 0 | 0 | 638817.756 | 426789 | 0 | 0 | 0 | 1962006.7886 | 0 | 1279.7958 | 0 | 0 | 0 | 0 | 0 | 0 | 0 | 4917484.917 | 0 | 0 | 0 | 0 | 212405.0757 | 0 | 0 | 0 | -376.3196 | 0 | 0 | 0 | 0 | 0 | 0 | 0 | 0 | 0
2016-04-12 22:00 | 0 | 0 | 0 | 0 | 77898.9459 | 592971.2968 | 425314 | 0 | 0 | 0 | 2207563.0313 | 0 | 1279.7958 | 0 | 0 | 0 | 0 | 0 | 0 | 0 | 4917465.2471 | 0 | 0 | 0 | 0 | 245556.2427 | 0 | 0 | 0 | 0 | 0 | 0 | 0 | 0 | 0 | 0 | 0 | 0 | 0
2016-04-12 23:00 | 0 | 0 | 0 | 0 | 0 | 493003.9633 | 426837 | 0 | 0 | 0 | 2273729.9946 | 0 | 1279.7958 | 0 | 0 | 0 | 0 | 0 | 0 | 0 | 4917445.5772 | 0 | 0 | 0 | 0 | 66166.9633 | 0 | 0 | 0 | 0 | 0 | 0 | 0 | 0 | 0 | 0 | 0 | 0 | 0
2016-04-13 | 0 | 0 | 0 | 0 | 0 | 334254.9726 | 437655 | 0 | 0 | 0 | 2170329.9673 | 0 | 1279.7958 | 0 | 0 | 0 | 0 | 0 | 0 | 0 | 4917425.9074 | 0 | 0 | 0 | 0 | -103400.0274 | 0 | 0 | 0 | 0 | 0 | 0 | 0 | 0 | 0 | 0 | 0 | 0 | 0
2016-04-13 01:00 | 0 | 0 | 0 | 0 | 106951.7189 | 84666.3377 | 436961 | 0 | 0 | 0 | 1924773.7246 | 0 | 1493.0951 | 0 | 0 | 0 | 0 | 0 | 0 | 0 | 4917406.2377 | 0 | 0 | 0 | 0 | -245556.2427 | 0 | 213.2993 | 0 | 0 | 0 | 0 | 0 | 0 | 0 | 0 | 0 | 0 | 0
2016-04-13 02:00 | 0 | 0 | 0 | 0 | 174418.598 | 20.1593 | 419995 | 0 | 0 | 0 | 1679217.4819 | 0 | 1493.0951 | 0 | 0 | 0 | 0 | 0 | 0 | 0 | 4917386.5681 | 0 | 0 | 0 | 0 | -245556.2427 | 0 | 0 | 0 | 0 | 0 | 0 | 0 | 0 | 0 | 0 | 0 | 0 | 0
2016-04-13 03:00 | 0 | 0 | 0 | 0 | 151895.0566 | 0 | 397238 | 0 | 0 | 0 | 1433661.2392 | 0 | 1706.3944 | 0 | 0 | 0 | 0 | 0 | 0 | 0 | 4917366.8985 | 0 | 0 | 0 | 0 | -245556.2427 | 0 | 213.2993 | 0 | 0 | 0 | 0 | 0 | 0 | 0 | 0 | 0 | 0 | 0
2016-04-13 04:00 | 0 | 0 | 0 | 0 | 130638.7573 | 0 | 376195 | 0 | 0 | 0 | 1188104.9965 | 0 | 1706.3944 | 0 | 0 | 0 | 0 | 0 | 0 | 0 | 4917347.2291 | 0 | 0 | 0 | 0 | -245556.2427 | 0 | 0 | 0 | 0 | 0 | 0 | 0 | 0 | 0 | 0 | 0 | 0 | 0
2016-04-13 05:00 | 0 | 0 | 0 | 0 | 115276.0566 | 0 | 360619 | 0 | 0 | 0 | 942548.7538 | 0 | 1919.6937 | 0 | 0 | 0 | 0 | 0 | 0 | 0 | 4917327.5597 | 0 | 0 | 0 | 0 | -245556.2427 | 0 | 213.2993 | 0 | 0 | 0 | 0 | 0 | 0 | 0 | 0 | 0 | 0 | 0
2016-04-13 06:00 | 0 | 0 | 0 | 0 | 510482.6868 | 0 | 349758 | 0 | 0 | 0 | 1103273.4406 | 0 | 1919.6937 | 0 | 0 | 0 | 0 | 0 | 0 | 0 | 4917307.8904 | 0 | 0 | 0 | 0 | 160724.6868 | 0 | 0 | 0 | 0 | 0 | 0 | 0 | 0 | 0 | 0 | 0 | 0 | 0
2016-04-13 07:00 | 0 | 0 | 0 | 0 | 98661.0566 | 0 | 344004 | 0 | 0 | 0 | 857717.1979 | 0 | 2132.993 | 0 | 0 | 0 | 0 | 0 | 0 | 0 | 4917288.2211 | 0 | 0 | 0 | 0 | -245556.2427 | 0 | 213.2993 | 0 | 0 | 0 | 0 | 0 | 0 | 0 | 0 | 0 | 0 | 0
2016-04-13 08:00 | 0 | 0 | 0 | 0 | 98177.7573 | 0 | 343734 | 0 | 0 | 0 | 612160.9553 | 0 | 2132.993 | 0 | 0 | 0 | 0 | 0 | 0 | 0 | 4917268.552 | 0 | 0 | 0 | 0 | -245556.2427 | 0 | 0 | 0 | 0 | 0 | 0 | 0 | 0 | 0 | 0 | 0 | 0 | 0
2016-04-13 09:00 | 0 | 0 | 0 | 0 | 109904.0566 | 0 | 355247 | 0 | 0 | 0 | 366604.7126 | 0 | 2346.2923 | 0 | 0 | 0 | 0 | 0 | 0 | 0 | 4917248.8829 | 0 | 0 | 0 | 0 | -245556.2427 | 0 | 213.2993 | 0 | 0 | 0 | 0 | 0 | 0 | 0 | 0 | 0 | 0 | 0
2016-04-13 10:00 | 0 | 0 | 0 | 0 | 413535.3177 | 0 | 383845 | 0 | 0 | 0 | 396295.0303 | 0 | 2346.2923 | 0 | 0 | 0 | 0 | 0 | 0 | 0 | 4917229.2139 | 0 | 0 | 0 | 0 | 29690.3177 | 0 | 0 | 0 | 0 | 0 | 0 | 0 | 0 | 0 | 0 | 0 | 0 | 0
2016-04-13 11:00 | 0 | 0 | 0 | 0 | 162966.0566 | 0 | 408309 | 0 | 0 | 0 | 150738.7876 | 0 | 2559.5916 | 0 | 0 | 0 | 0 | 0 | 0 | 0 | 4917209.545 | 0 | 0 | 0 | 0 | -245556.2427 | 0 | 213.2993 | 0 | 0 | 0 | 0 | 0 | 0 | 0 | 0 | 0 | 0 | 0
2016-04-13 12:00 | 0 | 0 | 0 | 0 | 310164.2366 | 1995.4184 | 416018 | 0 | 0 | 0 | 39258.8848 | 0 | 2559.5916 | 7621.5577 | 0 | 0 | 0 | 0 | 0 | 0 | 4917189.8762 | 0 | 0 | 0 | 0 | -111479.9028 | 0 | 0 | 0 | 7621.5577 | 0 | 0 | 0 | 0 | 0 | 0 | 0 | 0 | 0
2016-04-13 13:00 | 0 | 0 | 0 | 0 | 153776.8162 | 219052.0405 | 419496 | 0 | 0 | 0 | 0 | 0 | 2772.8909 | 0 | 0 | 0 | 0 | 0 | 0 | 0 | 4917170.2074 | 0 | 0 | 0 | 0 | -39258.8848 | 0 | 213.2993 | 0 | -7621.5577 | 0 | 0 | 0 | 0 | 0 | 0 | 0 | 0 | 0
2016-04-13 14:00 | 0 | 0 | 0 | 0 | 0 | 553976.4387 | 422022 | 0 | 0 | 0 | 131954.4387 | 0 | 2772.8909 | 0 | 0 | 0 | 0 | 0 | 0 | 0 | 4917150.5387 | 0 | 0 | 0 | 0 | 131954.4387 | 0 | 0 | 0 | 0 | 0 | 0 | 0 | 0 | 0 | 0 | 0 | 0 | 0
2016-04-13 15:00 | 0 | 0 | 0 | 0 | 0 | 690543.559 | 422677 | 0 | 0 | 0 | 377510.6814 | 0 | 2986.1902 | 0 | 0 | 0 | 0 | 0 | 0 | 0 | 4934808.4838 | 0 | 0 | 0 | 0 | 245556.2427 | 0 | 213.2993 | 0 | 0 | 0 | 0 | 0 | 0 | 0 | 0 | 22097.017 | 0 | 0
2016-04-13 16:00 | 0 | 0 | 0 | 0 | 0 | 689501.559 | 421635 | 0 | 0 | 0 | 623066.9241 | 0 | 3199.4894 | 0 | 0 | 0 | 0 | 0 | 0 | 0 | 4952466.3582 | 0 | 0 | 0 | 0 | 245556.2427 | 0 | 213.2993 | 0 | 0 | 0 | 0 | 0 | 0 | 0 | 0 | 22097.017 | 0 | 0
2016-04-13 17:00 | 0 | 0 | 0 | 0 | 0 | 689287.559 | 421421 | 0 | 0 | 0 | 868623.1668 | 0 | 3412.7887 | 0 | 0 | 0 | 0 | 0 | 0 | 0 | 4970124.1619 | 0 | 0 | 0 | 0 | 245556.2427 | 0 | 213.2993 | 0 | 0 | 0 | 0 | 0 | 0 | 0 | 0 | 22097.017 | 0 | 0
2016-04-13 18:00 | 0 | 0 | 0 | 0 | 0 | 688184.559 | 420318 | 0 | 0 | 0 | 1114179.4095 | 0 | 3626.088 | 0 | 0 | 0 | 0 | 0 | 0 | 0 | 4987781.8951 | 0 | 0 | 0 | 0 | 245556.2427 | 0 | 213.2993 | 0 | 0 | 0 | 0 | 0 | 0 | 0 | 0 | 22097.017 | 0 | 0
2016-04-13 19:00 | 0 | 0 | 0 | 0 | 0 | 687013.559 | 419147 | 0 | 0 | 0 | 1359735.6522 | 0 | 3839.3873 | 0 | 0 | 0 | 0 | 0 | 0 | 0 | 5005439.5576 | 0 | 0 | 0 | 0 | 245556.2427 | 0 | 213.2993 | 0 | 0 | 0 | 0 | 0 | 0 | 0 | 0 | 22097.017 | 0 | 0
2016-04-13 20:00 | 0 | 0 | 0 | 0 | 0 | 687446.559 | 419580 | 0 | 0 | 0 | 1605291.8949 | 0 | 4052.6866 | 0 | 0 | 0 | 0 | 0 | 0 | 0 | 5023097.1495 | 0 | 0 | 0 | 0 | 245556.2427 | 0 | 213.2993 | 0 | 0 | 0 | 0 | 0 | 0 | 0 | 0 | 22097.017 | 0 | 0
2016-04-13 21:00 | 0 | 0 | 0 | 0 | 0 | 688316.559 | 420450 | 0 | 0 | 0 | 1850848.1375 | 0 | 4265.9859 | 0 | 0 | 0 | 0 | 0 | 0 | 0 | 5040754.6707 | 0 | 0 | 0 | 0 | 245556.2427 | 0 | 213.2993 | 0 | 0 | 0 | 0 | 0 | 0 | 0 | 0 | 22097.017 | 0 | 0
2016-04-13 22:00 | 0 | 0 | 0 | 0 | 0 | 696202.1168 | 420714 | 0 | 0 | 0 | 2096404.3802 | 0 | 4479.2852 | 7621.5577 | 0 | 0 | 0 | 0 | 0 | 0 | 5058412.1213 | 0 | 0 | 0 | 0 | 245556.2427 | 0 | 213.2993 | 0 | 7621.5577 | 0 | 0 | 0 | 0 | 0 | 0 | 22097.017 | 0 | 0
2016-04-13 23:00 | 0 | 0 | 0 | 0 | 47526.4079 | 613874.2771 | 423466 | 0 | 0 | 0 | 2341960.6229 | 0 | 4479.2852 | 0 | 0 | 0 | 0 | 0 | 0 | 0 | 5058391.8877 | 0 | 0 | 0 | 0 | 245556.2427 | 0 | 0 | 0 | -7621.5577 | 0 | 0 | 0 | 0 | 0 | 0 | 0 | 0 | 0
2016-04-14 | 0 | 0 | 0 | 0 | 0 | 422233.1102 | 433333 | 0 | 0 | 0 | 2330860.7331 | 0 | 4479.2852 | 0 | 0 | 0 | 0 | 0 | 0 | 0 | 5058371.6541 | 0 | 0 | 0 | 0 | -11099.8898 | 0 | 0 | 0 | 0 | 0 | 0 | 0 | 0 | 0 | 0 | 0 | 0 | 0
2016-04-14 01:00 | 0 | 0 | 0 | 0 | 86914.8315 | 99385.9258 | 431857 | 0 | 0 | 0 | 2085304.4904 | 0 | 4479.2852 | 0 | 0 | 0 | 0 | 0 | 0 | 0 | 5058351.4206 | 0 | 0 | 0 | 0 | -245556.2427 | 0 | 0 | 0 | 0 | 0 | 0 | 0 | 0 | 0 | 0 | 0 | 0 | 0
2016-04-14 02:00 | 0 | 0 | 0 | 0 | 169834.7764 | 60.2802 | 415238 | 0 | 0 | 0 | 1839748.2477 | 0 | 4692.5845 | 0 | 0 | 0 | 0 | 0 | 0 | 0 | 5058331.1872 | 0 | 0 | 0 | 0 | -245556.2427 | 0 | 213.2993 | 0 | 0 | 0 | 0 | 0 | 0 | 0 | 0 | 0 | 0 | 0
2016-04-14 03:00 | 0 | 0 | 0 | 0 | 147545.7573 | 0 | 393102 | 0 | 0 | 0 | 1594192.005 | 0 | 4692.5845 | 0 | 0 | 0 | 0 | 0 | 0 | 0 | 5058310.9539 | 0 | 0 | 0 | 0 | -245556.2427 | 0 | 0 | 0 | 0 | 0 | 0 | 0 | 0 | 0 | 0 | 0 | 0 | 0
2016-04-14 04:00 | 0 | 0 | 0 | 0 | 127663.0566 | 0 | 373006 | 0 | 0 | 0 | 1348635.7623 | 0 | 4905.8838 | 0 | 0 | 0 | 0 | 0 | 0 | 0 | 5058290.7207 | 0 | 0 | 0 | 0 | -245556.2427 | 0 | 213.2993 | 0 | 0 | 0 | 0 | 0 | 0 | 0 | 0 | 0 | 0 | 0
2016-04-14 05:00 | 0 | 0 | 0 | 0 | 112666.7573 | 0 | 358223 | 0 | 0 | 0 | 1103079.5196 | 0 | 4905.8838 | 0 | 0 | 0 | 0 | 0 | 0 | 0 | 5058270.4875 | 0 | 0 | 0 | 0 | -245556.2427 | 0 | 0 | 0 | 0 | 0 | 0 | 0 | 0 | 0 | 0 | 0 | 0 | 0
2016-04-14 06:00 | 0 | 0 | 0 | 0 | 277543.4682 | 0 | 347343 | 0 | 0 | 0 | 1033066.6886 | 0 | 5119.1831 | 0 | 0 | 0 | 0 | 0 | 0 | 0 | 5058250.2544 | 0 | 0 | 0 | 0 | -70012.831 | 0 | 213.2993 | 0 | 0 | 0 | 0 | 0 | 0 | 0 | 0 | 0 | 0 | 0
2016-04-14 07:00 | 0 | 0 | 0 | 0 | 96436.7573 | 0 | 341993 | 0 | 0 | 0 | 787510.4459 | 0 | 5119.1831 | 0 | 0 | 0 | 0 | 0 | 0 | 0 | 5058230.0214 | 0 | 0 | 0 | 0 | -245556.2427 | 0 | 0 | 0 | 0 | 0 | 0 | 0 | 0 | 0 | 0 | 0 | 0 | 0
2016-04-14 08:00 | 0 | 0 | 0 | 0 | 96403.0566 | 0 | 341746 | 0 | 0 | 0 | 541954.2032 | 0 | 5332.4824 | 0 | 0 | 0 | 0 | 0 | 0 | 0 | 5058209.7885 | 0 | 0 | 0 | 0 | -245556.2427 | 0 | 213.2993 | 0 | 0 | 0 | 0 | 0 | 0 | 0 | 0 | 0 | 0 | 0
2016-04-14 09:00 | 0 | 0 | 0 | 0 | 107185.7573 | 0 | 352742 | 0 | 0 | 0 | 296397.9605 | 0 | 5332.4824 | 0 | 0 | 0 | 0 | 0 | 0 | 0 | 5058189.5557 | 0 | 0 | 0 | 0 | -245556.2427 | 0 | 0 | 0 | 0 | 0 | 0 | 0 | 0 | 0 | 0 | 0 | 0 | 0
2016-04-14 10:00 | 0 | 0 | 0 | 0 | 417468.3543 | 0 | 380747 | 0 | 0 | 0 | 332906.0156 | 0 | 5545.7817 | 0 | 0 | 0 | 0 | 0 | 0 | 0 | 5058169.3229 | 0 | 0 | 0 | 0 | 36508.055 | 0 | 213.2993 | 0 | 0 | 0 | 0 | 0 | 0 | 0 | 0 | 0 | 0 | 0
2016-04-14 11:00 | 0 | 0 | 0 | 0 | 159033.7573 | 0 | 404590 | 0 | 0 | 0 | 87349.7729 | 0 | 5545.7817 | 0 | 0 | 0 | 0 | 0 | 0 | 0 | 5058149.0902 | 0 | 0 | 0 | 0 | -245556.2427 | 0 | 0 | 0 | 0 | 0 | 0 | 0 | 0 | 0 | 0 | 0 | 0 | 0
2016-04-14 12:00 | 0 | 0 | 0 | 0 | 324782.5666 | 1100.9598 | 413020 | 0 | 0 | 0 | 0 | 0 | 5759.081 | 0 | 0 | 0 | 0 | 0 | 0 | 0 | 5058128.8576 | 0 | 0 | 0 | 0 | -87349.7729 | 0 | 213.2993 | 0 | 0 | 0 | 0 | 0 | 0 | 0 | 0 | 0 | 0 | 0
2016-04-14 13:00 | 0 | 0 | 0 | 0 | 198059.2388 | 267781.6698 | 416572 | 0 | 0 | 0 | 49268.9086 | 0 | 5759.081 | 0 | 0 | 0 | 0 | 0 | 0 | 0 | 5058108.6251 | 0 | 0 | 0 | 0 | 49268.9086 | 0 | 0 | 0 | 0 | 0 | 0 | 0 | 0 | 0 | 0 | 0 | 0 | 0
2016-04-14 14:00 | 0 | 0 | 0 | 0 | 0 | 596242.5607 | 420562 | 0 | 0 | 0 | 224949.4693 | 0 | 5759.081 | 0 | 0 | 0 | 0 | 0 | 0 | 0 | 5058088.3927 | 0 | 0 | 0 | 0 | 175680.5607 | 0 | 0 | 0 | 0 | 0 | 0 | 0 | 0 | 0 | 0 | 0 | 0 | 0
2016-04-14 15:00 | 0 | 0 | 0 | 0 | 0 | 690368.559 | 422502 | 0 | 0 | 0 | 470505.7119 | 0 | 5972.3803 | 0 | 0 | 0 | 0 | 0 | 0 | 0 | 5075745.774 | 0 | 0 | 0 | 0 | 245556.2427 | 0 | 213.2993 | 0 | 0 | 0 | 0 | 0 | 0 | 0 | 0 | 22097.017 | 0 | 0
2016-04-14 16:00 | 0 | 0 | 0 | 0 | 0 | 690872.559 | 423006 | 0 | 0 | 0 | 716061.9546 | 0 | 6185.6796 | 0 | 0 | 0 | 0 | 0 | 0 | 0 | 5093403.0846 | 0 | 0 | 0 | 0 | 245556.2427 | 0 | 213.2993 | 0 | 0 | 0 | 0 | 0 | 0 | 0 | 0 | 22097.017 | 0 | 0
2016-04-14 17:00 | 0 | 0 | 0 | 0 | 0 | 692422.559 | 424556 | 0 | 0 | 0 | 961618.1973 | 0 | 6398.9789 | 0 | 0 | 0 | 0 | 0 | 0 | 0 | 5111060.3246 | 0 | 0 | 0 | 0 | 245556.2427 | 0 | 213.2993 | 0 | 0 | 0 | 0 | 0 | 0 | 0 | 0 | 22097.017 | 0 | 0
2016-04-14 18:00 | 0 | 0 | 0 | 0 | 0 | 693193.559 | 425327 | 0 | 0 | 0 | 1207174.44 | 0 | 6612.2782 | 0 | 0 | 0 | 0 | 0 | 0 | 0 | 5128717.494 | 0 | 0 | 0 | 0 | 245556.2427 | 0 | 213.2993 | 0 | 0 | 0 | 0 | 0 | 0 | 0 | 0 | 22097.017 | 0 | 0
2016-04-14 19:00 | 0 | 0 | 0 | 0 | 0 | 692968.559 | 425102 | 0 | 0 | 0 | 1452730.6827 | 0 | 6825.5775 | 0 | 0 | 0 | 0 | 0 | 0 | 0 | 5146374.5928 | 0 | 0 | 0 | 0 | 245556.2427 | 0 | 213.2993 | 0 | 0 | 0 | 0 | 0 | 0 | 0 | 0 | 22097.017 | 0 | 0
2016-04-14 20:00 | 0 | 0 | 0 | 0 | 0 | 693685.559 | 425819 | 0 | 0 | 0 | 1698286.9254 | 0 | 7038.8768 | 0 | 0 | 0 | 0 | 0 | 0 | 0 | 5164031.6209 | 0 | 0 | 0 | 0 | 245556.2427 | 0 | 213.2993 | 0 | 0 | 0 | 0 | 0 | 0 | 0 | 0 | 22097.017 | 0 | 0
2016-04-14 21:00 | 0 | 0 | 0 | 0 | 0 | 694245.559 | 426379 | 0 | 0 | 0 | 1943843.168 | 0 | 7252.1761 | 0 | 0 | 0 | 0 | 0 | 0 | 0 | 5181688.5784 | 0 | 0 | 0 | 0 | 245556.2427 | 0 | 213.2993 | 0 | 0 | 0 | 0 | 0 | 0 | 0 | 0 | 22097.017 | 0 | 0
2016-04-14 22:00 | 0 | 0 | 0 | 0 | 0 | 700603.1168 | 425115 | 0 | 0 | 0 | 2189399.4107 | 0 | 7465.4754 | 7621.5577 | 0 | 0 | 0 | 0 | 0 | 0 | 5199345.4653 | 0 | 0 | 0 | 0 | 245556.2427 | 0 | 213.2993 | 0 | 7621.5577 | 0 | 0 | 0 | 0 | 0 | 0 | 22097.017 | 0 | 0
2016-04-14 23:00 | 0 | 0 | 0 | 0 | 0 | 643464.904 | 426133 | 0 | 0 | 0 | 2414352.8724 | 0 | 7465.4754 | 0 | 0 | 0 | 0 | 0 | 0 | 0 | 5199324.6679 | 0 | 0 | 0 | 0 | 224953.4617 | 0 | 0 | 0 | -7621.5577 | 0 | 0 | 0 | 0 | 0 | 0 | 0 | 0 | 0
2016-04-15 | 0 | 0 | 0 | 0 | 0 | 431906.6446 | 434114 | 0 | 0 | 0 | 2411932.2178 | 0 | 7678.7747 | 0 | 0 | 0 | 0 | 0 | 0 | 0 | 5199303.8706 | 0 | 0 | 0 | 0 | -2420.6547 | 0 | 213.2993 | 0 | 0 | 0 | 0 | 0 | 0 | 0 | 0 | 0 | 0 | 0
2016-04-15 01:00 | 0 | 0 | 0 | 0 | 77252.7631 | 109688.9942 | 432498 | 0 | 0 | 0 | 2166375.9751 | 0 | 7678.7747 | 0 | 0 | 0 | 0 | 0 | 0 | 0 | 5199283.0734 | 0 | 0 | 0 | 0 | -245556.2427 | 0 | 0 | 0 | 0 | 0 | 0 | 0 | 0 | 0 | 0 | 0 | 0 | 0
2016-04-15 02:00 | 0 | 0 | 0 | 0 | 170232.2499 | 74.8068 | 415650 | 0 | 0 | 0 | 1920819.7324 | 0 | 7892.074 | 0 | 0 | 0 | 0 | 0 | 0 | 0 | 5199262.2763 | 0 | 0 | 0 | 0 | -245556.2427 | 0 | 213.2993 | 0 | 0 | 0 | 0 | 0 | 0 | 0 | 0 | 0 | 0 | 0
2016-04-15 03:00 | 0 | 0 | 0 | 0 | 149167.7573 | 0 | 394724 | 0 | 0 | 0 | 1675263.4897 | 0 | 7892.074 | 0 | 0 | 0 | 0 | 0 | 0 | 0 | 5199241.4793 | 0 | 0 | 0 | 0 | -245556.2427 | 0 | 0 | 0 | 0 | 0 | 0 | 0 | 0 | 0 | 0 | 0 | 0 | 0
2016-04-15 04:00 | 0 | 0 | 0 | 0 | 127612.0566 | 0 | 372955 | 0 | 0 | 0 | 1429707.247 | 0 | 8105.3733 | 0 | 0 | 0 | 0 | 0 | 0 | 0 | 5199220.6823 | 0 | 0 | 0 | 0 | -245556.2427 | 0 | 213.2993 | 0 | 0 | 0 | 0 | 0 | 0 | 0 | 0 | 0 | 0 | 0
2016-04-15 05:00 | 0 | 0 | 0 | 0 | 109285.7573 | 0 | 354842 | 0 | 0 | 0 | 1184151.0043 | 0 | 8105.3733 | 0 | 0 | 0 | 0 | 0 | 0 | 0 | 5199199.8854 | 0 | 0 | 0 | 0 | -245556.2427 | 0 | 0 | 0 | 0 | 0 | 0 | 0 | 0 | 0 | 0 | 0 | 0 | 0
2016-04-15 06:00 | 0 | 0 | 0 | 0 | 89639.3841 | 0 | 343301 | 0 | 0 | 0 | 938594.7616 | 0 | 0 | 0 | 0 | 0 | 0 | 0 | 0 | 0 | 5199179.0886 | 0 | 0 | 0 | 0 | -245556.2427 | 0 | 213.2993 | 8318.6726 | 0 | 0 | 0 | 0 | 0 | 0 | 0 | 0 | 0 | 0
2016-04-15 07:00 | 0 | 0 | 0 | 0 | 91612.7573 | 0 | 337169 | 0 | 0 | 0 | 693038.519 | 0 | 0 | 0 | 0 | 0 | 0 | 0 | 0 | 0 | 5199158.2919 | 0 | 0 | 0 | 0 | -245556.2427 | 0 | 0 | 0 | 0 | 0 | 0 | 0 | 0 | 0 | 0 | 0 | 0 | 0
2016-04-15 08:00 | 0 | 0 | 0 | 0 | 448732.6217 | 0 | 336380 | 0 | 0 | 0 | 805177.8413 | 0 | 213.2993 | 0 | 0 | 0 | 0 | 0 | 0 | 0 | 5199137.4953 | 0 | 0 | 0 | 0 | 112139.3224 | 0 | 213.2993 | 0 | 0 | 0 | 0 | 0 | 0 | 0 | 0 | 0 | 0 | 0
2016-04-15 09:00 | 0 | 0 | 0 | 0 | 101601.7573 | 0 | 347158 | 0 | 0 | 0 | 559621.5987 | 0 | 213.2993 | 0 | 0 | 0 | 0 | 0 | 0 | 0 | 5199116.6987 | 0 | 0 | 0 | 0 | -245556.2427 | 0 | 0 | 0 | 0 | 0 | 0 | 0 | 0 | 0 | 0 | 0 | 0 | 0
2016-04-15 10:00 | 0 | 0 | 0 | 0 | 128196.0566 | 0 | 373539 | 0 | 0 | 0 | 314065.356 | 0 | 426.5986 | 0 | 0 | 0 | 0 | 0 | 0 | 0 | 5199095.9022 | 0 | 0 | 0 | 0 | -245556.2427 | 0 | 213.2993 | 0 | 0 | 0 | 0 | 0 | 0 | 0 | 0 | 0 | 0 | 0
2016-04-15 11:00 | 0 | 0 | 0 | 0 | 150945.7573 | 0 | 396502 | 0 | 0 | 0 | 68509.1133 | 0 | 426.5986 | 0 | 0 | 0 | 0 | 0 | 0 | 0 | 5199075.1059 | 0 | 0 | 0 | 0 | -245556.2427 | 0 | 0 | 0 | 0 | 0 | 0 | 0 | 0 | 0 | 0 | 0 | 0 | 0
2016-04-15 12:00 | 0 | 0 | 0 | 0 | 579584.9282 | 3363.5005 | 405688 | 0 | 0 | 0 | 245556.2427 | 0 | 639.8979 | 0 | 0 | 0 | 0 | 0 | 0 | 0 | 5199054.3096 | 0 | 0 | 0 | 0 | 177047.1294 | 0 | 213.2993 | 0 | 0 | 0 | 0 | 0 | 0 | 0 | 0 | 0 | 0 | 0
2016-04-15 13:00 | 0 | 0 | 0 | 0 | 7842.174 | 158643.5833 | 412042 | 0 | 0 | 0 | 0 | 0 | 639.8979 | 0 | 0 | 0 | 0 | 0 | 0 | 0 | 5199033.5133 | 0 | 0 | 0 | 0 | -245556.2427 | 0 | 0 | 0 | 0 | 0 | 0 | 0 | 0 | 0 | 0 | 0 | 0 | 0
2016-04-15 14:00 | 0 | 0 | 0 | 0 | 174173.7552 | 488340.7868 | 416745 | 0 | 0 | 0 | 245556.2427 | 0 | 853.1972 | 0 | 0 | 0 | 0 | 0 | 0 | 0 | 5199012.7172 | 0 | 0 | 0 | 0 | 245556.2427 | 0 | 213.2993 | 0 | 0 | 0 | 0 | 0 | 0 | 0 | 0 | 0 | 0 | 0
2016-04-15 15:00 | 0 | 0 | 0 | 0 | 11327.706 | 653061.5367 | 418833 | 0 | 0 | 0 | 491112.4854 | 0 | 853.1972 | 0 | 0 | 0 | 0 | 0 | 0 | 0 | 5198991.9212 | 0 | 0 | 0 | 0 | 245556.2427 | 0 | 0 | 0 | 0 | 0 | 0 | 0 | 0 | 0 | 0 | 0 | 0 | 0
2016-04-15 16:00 | 0 | 0 | 0 | 0 | 0 | 686389.559 | 418523 | 0 | 0 | 0 | 736668.7281 | 0 | 1066.4965 | 0 | 0 | 0 | 0 | 0 | 0 | 0 | 5216648.7388 | 0 | 0 | 0 | 0 | 245556.2427 | 0 | 213.2993 | 0 | 0 | 0 | 0 | 0 | 0 | 0 | 0 | 22097.017 | 0 | 0
2016-04-15 17:00 | 0 | 0 | 0 | 0 | 0 | 685989.559 | 418123 | 0 | 0 | 0 | 982224.9707 | 0 | 1279.7958 | 0 | 0 | 0 | 0 | 0 | 0 | 0 | 5234305.4859 | 0 | 0 | 0 | 0 | 245556.2427 | 0 | 213.2993 | 0 | 0 | 0 | 0 | 0 | 0 | 0 | 0 | 22097.017 | 0 | 0
2016-04-15 18:00 | 0 | 0 | 0 | 0 | 0 | 686224.559 | 418358 | 0 | 0 | 0 | 1227781.2134 | 0 | 1493.0951 | 0 | 0 | 0 | 0 | 0 | 0 | 0 | 5251962.1623 | 0 | 0 | 0 | 0 | 245556.2427 | 0 | 213.2993 | 0 | 0 | 0 | 0 | 0 | 0 | 0 | 0 | 22097.017 | 0 | 0
2016-04-15 19:00 | 0 | 0 | 0 | 0 | 0 | 685967.559 | 418101 | 0 | 0 | 0 | 1473337.4561 | 0 | 1706.3944 | 0 | 0 | 0 | 0 | 0 | 0 | 0 | 5269618.7681 | 0 | 0 | 0 | 0 | 245556.2427 | 0 | 213.2993 | 0 | 0 | 0 | 0 | 0 | 0 | 0 | 0 | 22097.017 | 0 | 0
2016-04-15 20:00 | 0 | 0 | 0 | 0 | 0 | 692846.1168 | 417358 | 0 | 0 | 0 | 1718893.6988 | 0 | 1919.6937 | 7621.5577 | 0 | 0 | 0 | 0 | 0 | 0 | 5287275.3032 | 0 | 0 | 0 | 0 | 245556.2427 | 0 | 213.2993 | 0 | 7621.5577 | 0 | 0 | 0 | 0 | 0 | 0 | 22097.017 | 0 | 0
2016-04-15 21:00 | 0 | 0 | 0 | 0 | 0 | 668686.6384 | 416596 | 0 | 0 | 0 | 1964449.9415 | 0 | 2132.993 | 7621.5577 | 0 | 0 | 0 | 0 | 0 | 0 | 5292311.0313 | 0 | 0 | 0 | 0 | 245556.2427 | 0 | 213.2993 | 0 | 0 | 0 | 0 | 0 | 0 | 0 | 0 | 6321.0964 | 0 | 0
2016-04-15 22:00 | 0 | 0 | 0 | 0 | 0 | 618739.6779 | 413276 | 0 | 0 | 0 | 2177321.8778 | 0 | 2346.2923 | 0 | 0 | 0 | 0 | 0 | 0 | 0 | 5292289.862 | 0 | 0 | 0 | 0 | 212871.9363 | 0 | 213.2993 | 0 | -7621.5577 | 0 | 0 | 0 | 0 | 0 | 0 | 0 | 0 | 0
2016-04-15 23:00 | 0 | 0 | 0 | 0 | 0 | 527666.6959 | 410671 | 0 | 0 | 0 | 2294317.5737 | 0 | 2346.2923 | 0 | 0 | 0 | 0 | 0 | 0 | 0 | 5292268.6929 | 0 | 0 | 0 | 0 | 116995.6959 | 0 | 0 | 0 | 0 | 0 | 0 | 0 | 0 | 0 | 0 | 0 | 0 | 0
2016-04-16 | 0 | 0 | 0 | 0 | 0 | 373040.52 | 414985 | 0 | 0 | 0 | 2252159.7943 | 0 | 2559.5916 | 0 | 0 | 0 | 0 | 0 | 0 | 0 | 5292247.5238 | 0 | 0 | 0 | 0 | -42157.7793 | 0 | 213.2993 | 0 | 0 | 0 | 0 | 0 | 0 | 0 | 0 | 0 | 0 | 0
2016-04-16 01:00 | 0 | 0 | 0 | 0 | 47823.3443 | 120862.4131 | 414242 | 0 | 0 | 0 | 2006603.5516 | 0 | 2559.5916 | 0 | 0 | 0 | 0 | 0 | 0 | 0 | 5292226.3548 | 0 | 0 | 0 | 0 | -245556.2427 | 0 | 0 | 0 | 0 | 0 | 0 | 0 | 0 | 0 | 0 | 0 | 0 | 0
2016-04-16 02:00 | 0 | 0 | 0 | 0 | 155206.1921 | 99.8645 | 400649 | 0 | 0 | 0 | 1761047.3089 | 0 | 2772.8909 | 0 | 0 | 0 | 0 | 0 | 0 | 0 | 5292205.1859 | 0 | 0 | 0 | 0 | -245556.2427 | 0 | 213.2993 | 0 | 0 | 0 | 0 | 0 | 0 | 0 | 0 | 0 | 0 | 0
2016-04-16 03:00 | 0 | 0 | 0 | 0 | 137338.7573 | 0 | 382895 | 0 | 0 | 0 | 1515491.0663 | 0 | 2772.8909 | 0 | 0 | 0 | 0 | 0 | 0 | 0 | 5292184.0171 | 0 | 0 | 0 | 0 | -245556.2427 | 0 | 0 | 0 | 0 | 0 | 0 | 0 | 0 | 0 | 0 | 0 | 0 | 0
2016-04-16 04:00 | 0 | 0 | 0 | 0 | 567470.9318 | 0 | 363855 | 0 | 0 | 0 | 1718893.6988 | 0 | 2986.1902 | 0 | 0 | 0 | 0 | 0 | 0 | 0 | 5292162.8483 | 0 | 0 | 0 | 0 | 203402.6325 | 0 | 213.2993 | 0 | 0 | 0 | 0 | 0 | 0 | 0 | 0 | 0 | 0 | 0
2016-04-16 05:00 | 0 | 0 | 0 | 0 | 101939.7573 | 0 | 347496 | 0 | 0 | 0 | 1473337.4561 | 0 | 2986.1902 | 0 | 0 | 0 | 0 | 0 | 0 | 0 | 5292141.6797 | 0 | 0 | 0 | 0 | -245556.2427 | 0 | 0 | 0 | 0 | 0 | 0 | 0 | 0 | 0 | 0 | 0 | 0 | 0
2016-04-16 06:00 | 0 | 0 | 0 | 0 | 90074.0566 | 0 | 335417 | 0 | 0 | 0 | 1227781.2134 | 0 | 3199.4894 | 0 | 0 | 0 | 0 | 0 | 0 | 0 | 5292120.5111 | 0 | 0 | 0 | 0 | -245556.2427 | 0 | 213.2993 | 0 | 0 | 0 | 0 | 0 | 0 | 0 | 0 | 0 | 0 | 0
2016-04-16 07:00 | 0 | 0 | 0 | 0 | 82268.7573 | 0 | 327825 | 0 | 0 | 0 | 982224.9707 | 0 | 3199.4894 | 0 | 0 | 0 | 0 | 0 | 0 | 0 | 5292099.3426 | 0 | 0 | 0 | 0 | -245556.2427 | 0 | 0 | 0 | 0 | 0 | 0 | 0 | 0 | 0 | 0 | 0 | 0 | 0
2016-04-16 08:00 | 0 | 0 | 0 | 0 | 79994.0566 | 0 | 325337 | 0 | 0 | 0 | 736668.7281 | 0 | 3412.7887 | 0 | 0 | 0 | 0 | 0 | 0 | 0 | 5292078.1742 | 0 | 0 | 0 | 0 | -245556.2427 | 0 | 213.2993 | 0 | 0 | 0 | 0 | 0 | 0 | 0 | 0 | 0 | 0 | 0
2016-04-16 09:00 | 0 | 0 | 0 | 0 | 82376.7573 | 0 | 327933 | 0 | 0 | 0 | 491112.4854 | 0 | 3412.7887 | 0 | 0 | 0 | 0 | 0 | 0 | 0 | 5292057.0059 | 0 | 0 | 0 | 0 | -245556.2427 | 0 | 0 | 0 | 0 | 0 | 0 | 0 | 0 | 0 | 0 | 0 | 0 | 0
2016-04-16 10:00 | 0 | 0 | 0 | 0 | 89403.0566 | 0 | 334746 | 0 | 0 | 0 | 245556.2427 | 0 | 3626.088 | 0 | 0 | 0 | 0 | 0 | 0 | 0 | 5292035.8377 | 0 | 0 | 0 | 0 | -245556.2427 | 0 | 213.2993 | 0 | 0 | 0 | 0 | 0 | 0 | 0 | 0 | 0 | 0 | 0
2016-04-16 11:00 | 0 | 0 | 0 | 0 | 98750.7573 | 0 | 344307 | 0 | 0 | 0 | 0 | 0 | 3626.088 | 0 | 0 | 0 | 0 | 0 | 0 | 0 | 5292014.6695 | 0 | 0 | 0 | 0 | -245556.2427 | 0 | 0 | 0 | 0 | 0 | 0 | 0 | 0 | 0 | 0 | 0 | 0 | 0
2016-04-16 12:00 | 0 | 0 | 0 | 0 | 559167.2128 | 1841.4913 | 357102 | 0 | 0 | 0 | 203693.4049 | 0 | 3839.3873 | 0 | 0 | 0 | 0 | 0 | 0 | 0 | 5291993.5015 | 0 | 0 | 0 | 0 | 203693.4049 | 0 | 213.2993 | 0 | 0 | 0 | 0 | 0 | 0 | 0 | 0 | 0 | 0 | 0
2016-04-16 13:00 | 0 | 0 | 0 | 0 | 0 | 165637.5951 | 369331 | 0 | 0 | 0 | 0 | 0 | 3839.3873 | 0 | 0 | 0 | 0 | 0 | 0 | 0 | 5291972.3335 | 0 | 0 | 0 | 0 | -203693.4049 | 0 | 0 | 0 | 0 | 0 | 0 | 0 | 0 | 0 | 0 | 0 | 0 | 0
2016-04-16 14:00 | 0 | 0 | 0 | 0 | 0 | 493798.7085 | 378117 | 0 | 0 | 0 | 115468.4092 | 0 | 4052.6866 | 0 | 0 | 0 | 0 | 0 | 0 | 0 | 5291951.1656 | 0 | 0 | 0 | 0 | 115468.4092 | 0 | 213.2993 | 0 | 0 | 0 | 0 | 0 | 0 | 0 | 0 | 0 | 0 | 0
2016-04-16 15:00 | 0 | 0 | 0 | 0 | 0 | 650727.559 | 382861 | 0 | 0 | 0 | 361024.6519 | 0 | 4265.9859 | 0 | 0 | 0 | 0 | 0 | 0 | 0 | 5309607.6115 | 0 | 0 | 0 | 0 | 245556.2427 | 0 | 213.2993 | 0 | 0 | 0 | 0 | 0 | 0 | 0 | 0 | 22097.017 | 0 | 0
2016-04-16 16:00 | 0 | 0 | 0 | 0 | 0 | 653007.559 | 385141 | 0 | 0 | 0 | 606580.8946 | 0 | 4479.2852 | 0 | 0 | 0 | 0 | 0 | 0 | 0 | 5327263.9867 | 0 | 0 | 0 | 0 | 245556.2427 | 0 | 213.2993 | 0 | 0 | 0 | 0 | 0 | 0 | 0 | 0 | 22097.017 | 0 | 0
2016-04-16 17:00 | 0 | 0 | 0 | 0 | 0 | 652207.559 | 384341 | 0 | 0 | 0 | 852137.1373 | 0 | 4692.5845 | 0 | 0 | 0 | 0 | 0 | 0 | 0 | 5344920.2912 | 0 | 0 | 0 | 0 | 245556.2427 | 0 | 213.2993 | 0 | 0 | 0 | 0 | 0 | 0 | 0 | 0 | 22097.017 | 0 | 0
2016-04-16 18:00 | 0 | 0 | 0 | 0 | 0 | 651636.559 | 383770 | 0 | 0 | 0 | 1097693.38 | 0 | 4905.8838 | 0 | 0 | 0 | 0 | 0 | 0 | 0 | 5362576.5252 | 0 | 0 | 0 | 0 | 245556.2427 | 0 | 213.2993 | 0 | 0 | 0 | 0 | 0 | 0 | 0 | 0 | 22097.017 | 0 | 0
2016-04-16 19:00 | 0 | 0 | 0 | 0 | 0 | 651967.559 | 384101 | 0 | 0 | 0 | 1343249.6227 | 0 | 5119.1831 | 0 | 0 | 0 | 0 | 0 | 0 | 0 | 5380232.6885 | 0 | 0 | 0 | 0 | 245556.2427 | 0 | 213.2993 | 0 | 0 | 0 | 0 | 0 | 0 | 0 | 0 | 22097.017 | 0 | 0
2016-04-16 20:00 | 0 | 0 | 0 | 0 | 0 | 653328.559 | 385462 | 0 | 0 | 0 | 1588805.8653 | 0 | 5332.4824 | 0 | 0 | 0 | 0 | 0 | 0 | 0 | 5397888.7812 | 0 | 0 | 0 | 0 | 245556.2427 | 0 | 213.2993 | 0 | 0 | 0 | 0 | 0 | 0 | 0 | 0 | 22097.017 | 0 | 0
2016-04-16 21:00 | 0 | 0 | 0 | 0 | 0 | 654951.559 | 387085 | 0 | 0 | 0 | 1834362.108 | 0 | 5545.7817 | 0 | 0 | 0 | 0 | 0 | 0 | 0 | 5415544.8033 | 0 | 0 | 0 | 0 | 245556.2427 | 0 | 213.2993 | 0 | 0 | 0 | 0 | 0 | 0 | 0 | 0 | 22097.017 | 0 | 0
2016-04-16 22:00 | 0 | 0 | 0 | 0 | 0 | 663590.1168 | 388102 | 0 | 0 | 0 | 2079918.3507 | 0 | 5759.081 | 7621.5577 | 0 | 0 | 0 | 0 | 0 | 0 | 5433200.7548 | 0 | 0 | 0 | 0 | 245556.2427 | 0 | 213.2993 | 0 | 7621.5577 | 0 | 0 | 0 | 0 | 0 | 0 | 22097.017 | 0 | 0
2016-04-16 23:00 | 0 | 0 | 0 | 0 | 0 | 583829.7836 | 388037 | 0 | 0 | 0 | 2283332.6921 | 0 | 5759.081 | 0 | 0 | 0 | 0 | 0 | 0 | 0 | 5433179.022 | 0 | 0 | 0 | 0 | 203414.3414 | 0 | 0 | 0 | -7621.5577 | 0 | 0 | 0 | 0 | 0 | 0 | 0 | 0 | 0
2016-04-17 | 0 | 0 | 0 | 0 | 46559.4975 | 406277.6126 | 394464 | 0 | 0 | 0 | 2341492.5028 | 0 | 5972.3803 | 0 | 0 | 0 | 0 | 0 | 0 | 0 | 5433157.2893 | 0 | 0 | 0 | 0 | 58159.8108 | 0 | 213.2993 | 0 | 0 | 0 | 0 | 0 | 0 | 0 | 0 | 0 | 0 | 0
2016-04-17 01:00 | 0 | 0 | 0 | 0 | 21482.0464 | 128151.7109 | 395190 | 0 | 0 | 0 | 2095936.2601 | 0 | 5972.3803 | 0 | 0 | 0 | 0 | 0 | 0 | 0 | 5433135.5566 | 0 | 0 | 0 | 0 | -245556.2427 | 0 | 0 | 0 | 0 | 0 | 0 | 0 | 0 | 0 | 0 | 0 | 0 | 0
2016-04-17 02:00 | 0 | 0 | 0 | 0 | 139333.0533 | 124.0033 | 384800 | 0 | 0 | 0 | 1850380.0174 | 0 | 6185.6796 | 0 | 0 | 0 | 0 | 0 | 0 | 0 | 5433113.8241 | 0 | 0 | 0 | 0 | -245556.2427 | 0 | 213.2993 | 0 | 0 | 0 | 0 | 0 | 0 | 0 | 0 | 0 | 0 | 0
2016-04-17 03:00 | 0 | 0 | 0 | 0 | 123790.7573 | 0 | 369347 | 0 | 0 | 0 | 1604823.7748 | 0 | 6185.6796 | 0 | 0 | 0 | 0 | 0 | 0 | 0 | 5433092.0916 | 0 | 0 | 0 | 0 | -245556.2427 | 0 | 0 | 0 | 0 | 0 | 0 | 0 | 0 | 0 | 0 | 0 | 0 | 0
2016-04-17 04:00 | 0 | 0 | 0 | 0 | 106410.0566 | 0 | 351753 | 0 | 0 | 0 | 1359267.5321 | 0 | 6398.9789 | 0 | 0 | 0 | 0 | 0 | 0 | 0 | 5433070.3593 | 0 | 0 | 0 | 0 | -245556.2427 | 0 | 213.2993 | 0 | 0 | 0 | 0 | 0 | 0 | 0 | 0 | 0 | 0 | 0
2016-04-17 05:00 | 0 | 0 | 0 | 0 | 90293.7573 | 0 | 335850 | 0 | 0 | 0 | 1113711.2894 | 0 | 6398.9789 | 0 | 0 | 0 | 0 | 0 | 0 | 0 | 5433048.627 | 0 | 0 | 0 | 0 | -245556.2427 | 0 | 0 | 0 | 0 | 0 | 0 | 0 | 0 | 0 | 0 | 0 | 0 | 0
2016-04-17 06:00 | 0 | 0 | 0 | 0 | 78704.0566 | 0 | 324047 | 0 | 0 | 0 | 868155.0467 | 0 | 6612.2782 | 0 | 0 | 0 | 0 | 0 | 0 | 0 | 5433026.8948 | 0 | 0 | 0 | 0 | -245556.2427 | 0 | 213.2993 | 0 | 0 | 0 | 0 | 0 | 0 | 0 | 0 | 0 | 0 | 0
2016-04-17 07:00 | 0 | 0 | 0 | 0 | 71074.7573 | 0 | 316631 | 0 | 0 | 0 | 622598.804 | 0 | 6612.2782 | 0 | 0 | 0 | 0 | 0 | 0 | 0 | 5433005.1627 | 0 | 0 | 0 | 0 | -245556.2427 | 0 | 0 | 0 | 0 | 0 | 0 | 0 | 0 | 0 | 0 | 0 | 0 | 0
2016-04-17 08:00 | 0 | 0 | 0 | 0 | 546066.458 | 0 | 313590 | 0 | 0 | 0 | 854861.9627 | 0 | 6825.5775 | 0 | 0 | 0 | 0 | 0 | 0 | 0 | 5432983.4307 | 0 | 0 | 0 | 0 | 232263.1587 | 0 | 213.2993 | 0 | 0 | 0 | 0 | 0 | 0 | 0 | 0 | 0 | 0 | 0
2016-04-17 09:00 | 0 | 0 | 0 | 0 | 69181.7573 | 0 | 314738 | 0 | 0 | 0 | 609305.72 | 0 | 6825.5775 | 0 | 0 | 0 | 0 | 0 | 0 | 0 | 5432961.6987 | 0 | 0 | 0 | 0 | -245556.2427 | 0 | 0 | 0 | 0 | 0 | 0 | 0 | 0 | 0 | 0 | 0 | 0 | 0
2016-04-17 10:00 | 0 | 0 | 0 | 0 | 73073.0566 | 0 | 318416 | 0 | 0 | 0 | 363749.4773 | 0 | 7038.8768 | 0 | 0 | 0 | 0 | 0 | 0 | 0 | 5432939.9669 | 0 | 0 | 0 | 0 | -245556.2427 | 0 | 213.2993 | 0 | 0 | 0 | 0 | 0 | 0 | 0 | 0 | 0 | 0 | 0
2016-04-17 11:00 | 0 | 0 | 0 | 0 | 79109.7573 | 0 | 324666 | 0 | 0 | 0 | 118193.2347 | 0 | 7038.8768 | 0 | 0 | 0 | 0 | 0 | 0 | 0 | 5432918.2351 | 0 | 0 | 0 | 0 | -245556.2427 | 0 | 0 | 0 | 0 | 0 | 0 | 0 | 0 | 0 | 0 | 0 | 0 | 0
2016-04-17 12:00 | 0 | 0 | 0 | 0 | 368023.9041 | 2340.4079 | 336399 | 0 | 0 | 0 | 152252.4388 | 0 | 6944.9847 | 0 | 0 | 0 | 0 | 0 | 0 | 0 | 5432896.5034 | 0 | 0 | 0 | 0 | 34059.2042 | 0 | 213.2993 | 307.1914 | 0 | 0 | 0 | 0 | 0 | 0 | 0 | 0 | 0 | 0
2016-04-17 13:00 | 0 | 0 | 0 | 0 | 0 | 196664.5612 | 348917 | 0 | 0 | 0 | 0 | 0 | 6944.9847 | 0 | 0 | 0 | 0 | 0 | 0 | 0 | 5432874.7719 | 0 | 0 | 0 | 0 | -152252.4388 | 0 | 0 | 0 | 0 | 0 | 0 | 0 | 0 | 0 | 0 | 0 | 0 | 0
2016-04-17 14:00 | 0 | 0 | 0 | 0 | 0 | 539430.6701 | 357864 | 0 | 0 | 0 | 181566.6701 | 0 | 6944.9847 | 0 | 0 | 0 | 0 | 0 | 0 | 0 | 5432853.0404 | 0 | 0 | 0 | 0 | 181566.6701 | 0 | 0 | 0 | 0 | 0 | 0 | 0 | 0 | 0 | 0 | 0 | 0 | 0
2016-04-17 15:00 | 0 | 0 | 0 | 0 | 0 | 631851.559 | 363985 | 0 | 0 | 0 | 427122.9127 | 0 | 7158.284 | 0 | 0 | 0 | 0 | 0 | 0 | 0 | 5450508.9226 | 0 | 0 | 0 | 0 | 245556.2427 | 0 | 213.2993 | 0 | 0 | 0 | 0 | 0 | 0 | 0 | 0 | 22097.017 | 0 | 0
2016-04-17 16:00 | 0 | 0 | 0 | 0 | 0 | 637525.559 | 369659 | 0 | 0 | 0 | 672679.1554 | 0 | 7371.5833 | 0 | 0 | 0 | 0 | 0 | 0 | 0 | 5468164.7342 | 0 | 0 | 0 | 0 | 245556.2427 | 0 | 213.2993 | 0 | 0 | 0 | 0 | 0 | 0 | 0 | 0 | 22097.017 | 0 | 0
2016-04-17 17:00 | 0 | 0 | 0 | 0 | 0 | 641727.559 | 373861 | 0 | 0 | 0 | 918235.3981 | 0 | 7584.8826 | 0 | 0 | 0 | 0 | 0 | 0 | 0 | 5485820.4752 | 0 | 0 | 0 | 0 | 245556.2427 | 0 | 213.2993 | 0 | 0 | 0 | 0 | 0 | 0 | 0 | 0 | 22097.017 | 0 | 0
2016-04-17 18:00 | 0 | 0 | 0 | 0 | 0 | 645078.559 | 377212 | 0 | 0 | 0 | 1163791.6408 | 0 | 7798.1819 | 0 | 0 | 0 | 0 | 0 | 0 | 0 | 5503476.1455 | 0 | 0 | 0 | 0 | 245556.2427 | 0 | 213.2993 | 0 | 0 | 0 | 0 | 0 | 0 | 0 | 0 | 22097.017 | 0 | 0
2016-04-17 19:00 | 0 | 0 | 0 | 0 | 0 | 648084.559 | 380218 | 0 | 0 | 0 | 1409347.8835 | 0 | 8011.4812 | 0 | 0 | 0 | 0 | 0 | 0 | 0 | 5521131.7453 | 0 | 0 | 0 | 0 | 245556.2427 | 0 | 213.2993 | 0 | 0 | 0 | 0 | 0 | 0 | 0 | 0 | 22097.017 | 0 | 0
2016-04-17 20:00 | 0 | 0 | 0 | 0 | 0 | 652911.559 | 385045 | 0 | 0 | 0 | 1654904.1262 | 0 | 8224.7805 | 0 | 0 | 0 | 0 | 0 | 0 | 0 | 5538787.2744 | 0 | 0 | 0 | 0 | 245556.2427 | 0 | 213.2993 | 0 | 0 | 0 | 0 | 0 | 0 | 0 | 0 | 22097.017 | 0 | 0
2016-04-17 21:00 | 0 | 0 | 0 | 0 | 0 | 659047.559 | 391181 | 0 | 0 | 0 | 1900460.3688 | 0 | 8438.0798 | 0 | 0 | 0 | 0 | 0 | 0 | 0 | 5556442.7329 | 0 | 0 | 0 | 0 | 245556.2427 | 0 | 213.2993 | 0 | 0 | 0 | 0 | 0 | 0 | 0 | 0 | 22097.017 | 0 | 0
2016-04-17 22:00 | 0 | 0 | 0 | 0 | 0 | 671603.1168 | 396115 | 0 | 0 | 0 | 2146016.6115 | 0 | 8651.3791 | 7621.5577 | 0 | 0 | 0 | 0 | 0 | 0 | 5574098.1207 | 0 | 0 | 0 | 0 | 245556.2427 | 0 | 213.2993 | 0 | 7621.5577 | 0 | 0 | 0 | 0 | 0 | 0 | 22097.017 | 0 | 0
2016-04-17 23:00 | 0 | 0 | 0 | 0 | 0 | 631599.829 | 399850 | 0 | 0 | 0 | 2385387.9982 | 0 | 8651.3791 | 0 | 0 | 0 | 0 | 0 | 0 | 0 | 5574075.8243 | 0 | 0 | 0 | 0 | 239371.3867 | 0 | 0 | 0 | -7621.5577 | 0 | 0 | 0 | 0 | 0 | 0 | 0 | 0 | 0
2016-04-18 | 0 | 0 | 0 | 0 | 78565.6311 | 433177.9178 | 409894 | 0 | 0 | 0 | 2487237.5471 | 0 | 8651.3791 | 0 | 0 | 0 | 0 | 0 | 0 | 0 | 5574053.528 | 0 | 0 | 0 | 0 | 101849.5489 | 0 | 0 | 0 | 0 | 0 | 0 | 0 | 0 | 0 | 0 | 0 | 0 | 0
2016-04-18 01:00 | 0 | 0 | 0 | 0 | 35514.4946 | 129204.2627 | 410275 | 0 | 0 | 0 | 2241681.3044 | 0 | 8651.3791 | 0 | 0 | 0 | 0 | 0 | 0 | 0 | 5574031.2318 | 0 | 0 | 0 | 0 | -245556.2427 | 0 | 0 | 0 | 0 | 0 | 0 | 0 | 0 | 0 | 0 | 0 | 0 | 0
2016-04-18 02:00 | 0 | 0 | 0 | 0 | 148928.1905 | 159.8661 | 394431 | 0 | 0 | 0 | 1996125.0618 | 0 | 8864.6784 | 0 | 0 | 0 | 0 | 0 | 0 | 0 | 5574008.9357 | 0 | 0 | 0 | 0 | -245556.2427 | 0 | 213.2993 | 0 | 0 | 0 | 0 | 0 | 0 | 0 | 0 | 0 | 0 | 0
2016-04-18 03:00 | 0 | 0 | 0 | 0 | 128336.7573 | 0 | 373893 | 0 | 0 | 0 | 1750568.8191 | 0 | 8864.6784 | 0 | 0 | 0 | 0 | 0 | 0 | 0 | 5573986.6396 | 0 | 0 | 0 | 0 | -245556.2427 | 0 | 0 | 0 | 0 | 0 | 0 | 0 | 0 | 0 | 0 | 0 | 0 | 0
2016-04-18 04:00 | 0 | 0 | 0 | 0 | 107469.0566 | 0 | 352812 | 0 | 0 | 0 | 1505012.5764 | 0 | 9077.9777 | 0 | 0 | 0 | 0 | 0 | 0 | 0 | 5573964.3437 | 0 | 0 | 0 | 0 | -245556.2427 | 0 | 213.2993 | 0 | 0 | 0 | 0 | 0 | 0 | 0 | 0 | 0 | 0 | 0
2016-04-18 05:00 | 0 | 0 | 0 | 0 | 90379.7573 | 0 | 335936 | 0 | 0 | 0 | 1259456.3337 | 0 | 9077.9777 | 0 | 0 | 0 | 0 | 0 | 0 | 0 | 5573942.0478 | 0 | 0 | 0 | 0 | -245556.2427 | 0 | 0 | 0 | 0 | 0 | 0 | 0 | 0 | 0 | 0 | 0 | 0 | 0
2016-04-18 06:00 | 0 | 0 | 0 | 0 | 79118.0566 | 0 | 324461 | 0 | 0 | 0 | 1013900.091 | 0 | 9291.2769 | 0 | 0 | 0 | 0 | 0 | 0 | 0 | 5573919.7521 | 0 | 0 | 0 | 0 | -245556.2427 | 0 | 213.2993 | 0 | 0 | 0 | 0 | 0 | 0 | 0 | 0 | 0 | 0 | 0
2016-04-18 07:00 | 0 | 0 | 0 | 0 | 72007.7573 | 0 | 317564 | 0 | 0 | 0 | 768343.8483 | 0 | 9291.2769 | 0 | 0 | 0 | 0 | 0 | 0 | 0 | 5573897.4564 | 0 | 0 | 0 | 0 | -245556.2427 | 0 | 0 | 0 | 0 | 0 | 0 | 0 | 0 | 0 | 0 | 0 | 0 | 0
2016-04-18 08:00 | 0 | 0 | 0 | 0 | 284506.6278 | 0 | 318785 | 0 | 0 | 0 | 733852.1769 | 0 | 9504.5762 | 0 | 0 | 0 | 0 | 0 | 0 | 0 | 5573875.1608 | 0 | 0 | 0 | 0 | -34491.6715 | 0 | 213.2993 | 0 | 0 | 0 | 0 | 0 | 0 | 0 | 0 | 0 | 0 | 0
2016-04-18 09:00 | 0 | 0 | 0 | 0 | 85264.7573 | 0 | 330821 | 0 | 0 | 0 | 488295.9342 | 0 | 9504.5762 | 0 | 0 | 0 | 0 | 0 | 0 | 0 | 5573852.8653 | 0 | 0 | 0 | 0 | -245556.2427 | 0 | 0 | 0 | 0 | 0 | 0 | 0 | 0 | 0 | 0 | 0 | 0 | 0
2016-04-18 10:00 | 0 | 0 | 0 | 0 | 279563.0107 | 0 | 355668 | 0 | 0 | 0 | 411977.6456 | 0 | 9717.8755 | 0 | 0 | 0 | 0 | 0 | 0 | 0 | 5573830.5699 | 0 | 0 | 0 | 0 | -76318.2886 | 0 | 213.2993 | 0 | 0 | 0 | 0 | 0 | 0 | 0 | 0 | 0 | 0 | 0
2016-04-18 11:00 | 0 | 0 | 0 | 0 | 134045.7573 | 0 | 379602 | 0 | 0 | 0 | 166421.4029 | 0 | 9717.8755 | 0 | 0 | 0 | 0 | 0 | 0 | 0 | 5573808.2746 | 0 | 0 | 0 | 0 | -245556.2427 | 0 | 0 | 0 | 0 | 0 | 0 | 0 | 0 | 0 | 0 | 0 | 0 | 0
2016-04-18 12:00 | 0 | 0 | 0 | 0 | 254841.4168 | 3946.5426 | 393054 | 0 | 0 | 0 | 31942.063 | 0 | 9931.1748 | 0 | 0 | 0 | 0 | 0 | 0 | 0 | 5573785.9793 | 0 | 0 | 0 | 0 | -134479.3399 | 0 | 213.2993 | 0 | 0 | 0 | 0 | 0 | 0 | 0 | 0 | 0 | 0 | 0
2016-04-18 13:00 | 0 | 0 | 0 | 0 | 264144.2415 | 203224.5188 | 402340 | 0 | 0 | 0 | 96970.8233 | 0 | 9931.1748 | 0 | 0 | 0 | 0 | 0 | 0 | 0 | 5573763.6842 | 0 | 0 | 0 | 0 | 65028.7604 | 0 | 0 | 0 | 0 | 0 | 0 | 0 | 0 | 0 | 0 | 0 | 0 | 0
2016-04-18 14:00 | 0 | 0 | 0 | 0 | 0 | 571583.8059 | 411514 | 0 | 0 | 0 | 257040.6292 | 0 | 9931.1748 | 0 | 0 | 0 | 0 | 0 | 0 | 0 | 5573741.3891 | 0 | 0 | 0 | 0 | 160069.8059 | 0 | 0 | 0 | 0 | 0 | 0 | 0 | 0 | 0 | 0 | 0 | 0 | 0
2016-04-18 15:00 | 0 | 0 | 0 | 0 | 0 | 686441.559 | 418575 | 0 | 0 | 0 | 502596.8719 | 0 | 10144.4741 | 0 | 0 | 0 | 0 | 0 | 0 | 0 | 5591396.7078 | 0 | 0 | 0 | 0 | 245556.2427 | 0 | 213.2993 | 0 | 0 | 0 | 0 | 0 | 0 | 0 | 0 | 22097.017 | 0 | 0
2016-04-18 16:00 | 0 | 0 | 0 | 0 | 0 | 691792.559 | 423926 | 0 | 0 | 0 | 748153.1146 | 0 | 10357.7734 | 0 | 0 | 0 | 0 | 0 | 0 | 0 | 5609051.9559 | 0 | 0 | 0 | 0 | 245556.2427 | 0 | 213.2993 | 0 | 0 | 0 | 0 | 0 | 0 | 0 | 0 | 22097.017 | 0 | 0
2016-04-18 17:00 | 0 | 0 | 0 | 0 | 0 | 697974.559 | 430108 | 0 | 0 | 0 | 993709.3573 | 0 | 10571.0727 | 0 | 0 | 0 | 0 | 0 | 0 | 0 | 5626707.1333 | 0 | 0 | 0 | 0 | 245556.2427 | 0 | 213.2993 | 0 | 0 | 0 | 0 | 0 | 0 | 0 | 0 | 22097.017 | 0 | 0
2016-04-18 18:00 | 0 | 0 | 0 | 0 | 0 | 703516.559 | 435650 | 0 | 0 | 0 | 1239265.5999 | 0 | 10784.372 | 0 | 0 | 0 | 0 | 0 | 0 | 0 | 5644362.2401 | 0 | 0 | 0 | 0 | 245556.2427 | 0 | 213.2993 | 0 | 0 | 0 | 0 | 0 | 0 | 0 | 0 | 22097.017 | 0 | 0
2016-04-18 19:00 | 0 | 0 | 0 | 0 | 0 | 708760.559 | 440894 | 0 | 0 | 0 | 1484821.8426 | 0 | 10997.6713 | 0 | 0 | 0 | 0 | 0 | 0 | 0 | 5662017.2763 | 0 | 0 | 0 | 0 | 245556.2427 | 0 | 213.2993 | 0 | 0 | 0 | 0 | 0 | 0 | 0 | 0 | 22097.017 | 0 | 0
2016-04-18 20:00 | 0 | 0 | 0 | 0 | 0 | 713989.559 | 446123 | 0 | 0 | 0 | 1730378.0853 | 0 | 11210.9706 | 0 | 0 | 0 | 0 | 0 | 0 | 0 | 5679672.2419 | 0 | 0 | 0 | 0 | 245556.2427 | 0 | 213.2993 | 0 | 0 | 0 | 0 | 0 | 0 | 0 | 0 | 22097.017 | 0 | 0
2016-04-18 21:00 | 0 | 0 | 0 | 0 | 0 | 717574.559 | 449708 | 0 | 0 | 0 | 1975934.328 | 0 | 11424.2699 | 0 | 0 | 0 | 0 | 0 | 0 | 0 | 5697327.1368 | 0 | 0 | 0 | 0 | 245556.2427 | 0 | 213.2993 | 0 | 0 | 0 | 0 | 0 | 0 | 0 | 0 | 22097.017 | 0 | 0
2016-04-18 22:00 | 0 | 0 | 0 | 0 | 0 | 725095.1168 | 449607 | 0 | 0 | 0 | 2221490.5707 | 0 | 11637.5692 | 7621.5577 | 0 | 0 | 0 | 0 | 0 | 0 | 5714981.9611 | 0 | 0 | 0 | 0 | 245556.2427 | 0 | 213.2993 | 0 | 7621.5577 | 0 | 0 | 0 | 0 | 0 | 0 | 22097.017 | 0 | 0
2016-04-18 23:00 | 0 | 0 | 0 | 0 | 65493.9496 | 619922.7354 | 447482 | 0 | 0 | 0 | 2467046.8134 | 0 | 11637.5692 | 0 | 0 | 0 | 0 | 0 | 0 | 0 | 5714959.1012 | 0 | 0 | 0 | 0 | 245556.2427 | 0 | 0 | 0 | -7621.5577 | 0 | 0 | 0 | 0 | 0 | 0 | 0 | 0 | 0
2016-04-19 | 0 | 0 | 0 | 0 | 0 | 451970.6241 | 451741 | 0 | 0 | 0 | 2467276.4375 | 0 | 11637.5692 | 0 | 0 | 0 | 0 | 0 | 0 | 0 | 5714936.2414 | 0 | 0 | 0 | 0 | 229.6241 | 0 | 0 | 0 | 0 | 0 | 0 | 0 | 0 | 0 | 0 | 0 | 0 | 0
2016-04-19 01:00 | 0 | 0 | 0 | 0 | 65924.3668 | 134350.3905 | 445831 | 0 | 0 | 0 | 2221720.1948 | 0 | 11637.5692 | 0 | 0 | 0 | 0 | 0 | 0 | 0 | 5714913.3816 | 0 | 0 | 0 | 0 | -245556.2427 | 0 | 0 | 0 | 0 | 0 | 0 | 0 | 0 | 0 | 0 | 0 | 0 | 0
2016-04-19 02:00 | 0 | 0 | 0 | 0 | 323563.0145 | 194.6359 | 423020 | 0 | 0 | 0 | 2122244.5459 | 0 | 11850.8685 | 0 | 0 | 0 | 0 | 0 | 0 | 0 | 5714890.522 | 0 | 0 | 0 | 0 | -99475.6489 | 0 | 213.2993 | 0 | 0 | 0 | 0 | 0 | 0 | 0 | 0 | 0 | 0 | 0
2016-04-19 03:00 | 0 | 0 | 0 | 0 | 150348.7573 | 0 | 395905 | 0 | 0 | 0 | 1876688.3032 | 0 | 11850.8685 | 0 | 0 | 0 | 0 | 0 | 0 | 0 | 5714867.6624 | 0 | 0 | 0 | 0 | -245556.2427 | 0 | 0 | 0 | 0 | 0 | 0 | 0 | 0 | 0 | 0 | 0 | 0 | 0
2016-04-19 04:00 | 0 | 0 | 0 | 0 | 307205.8909 | 0 | 370617 | 0 | 0 | 0 | 1813063.8948 | 0 | 12064.1678 | 0 | 0 | 0 | 0 | 0 | 0 | 0 | 5714844.8029 | 0 | 0 | 0 | 0 | -63624.4084 | 0 | 213.2993 | 0 | 0 | 0 | 0 | 0 | 0 | 0 | 0 | 0 | 0 | 0
2016-04-19 05:00 | 0 | 0 | 0 | 0 | 105524.7573 | 0 | 351081 | 0 | 0 | 0 | 1567507.6522 | 0 | 12064.1678 | 0 | 0 | 0 | 0 | 0 | 0 | 0 | 5714821.9436 | 0 | 0 | 0 | 0 | -245556.2427 | 0 | 0 | 0 | 0 | 0 | 0 | 0 | 0 | 0 | 0 | 0 | 0 | 0
2016-04-19 06:00 | 0 | 0 | 0 | 0 | 252775.459 | 0 | 335723 | 0 | 0 | 0 | 1484346.8118 | 0 | 12277.4671 | 0 | 0 | 0 | 0 | 0 | 0 | 0 | 5714799.0843 | 0 | 0 | 0 | 0 | -83160.8403 | 0 | 213.2993 | 0 | 0 | 0 | 0 | 0 | 0 | 0 | 0 | 0 | 0 | 0
2016-04-19 07:00 | 0 | 0 | 0 | 0 | 225348.6724 | 0 | 326292 | 0 | 0 | 0 | 1383403.4842 | 0 | 12277.4671 | 0 | 0 | 0 | 0 | 0 | 0 | 0 | 5714776.2251 | 0 | 0 | 0 | 0 | -100943.3276 | 0 | 0 | 0 | 0 | 0 | 0 | 0 | 0 | 0 | 0 | 0 | 0 | 0
2016-04-19 08:00 | 0 | 0 | 0 | 0 | 79429.0566 | 0 | 324772 | 0 | 0 | 0 | 1137847.2415 | 0 | 12490.7664 | 0 | 0 | 0 | 0 | 0 | 0 | 0 | 5714753.366 | 0 | 0 | 0 | 0 | -245556.2427 | 0 | 213.2993 | 0 | 0 | 0 | 0 | 0 | 0 | 0 | 0 | 0 | 0 | 0
2016-04-19 09:00 | 0 | 0 | 0 | 0 | 182563.4285 | 0 | 334201 | 0 | 0 | 0 | 986209.67 | 0 | 12490.7664 | 0 | 0 | 0 | 0 | 0 | 0 | 0 | 5714730.507 | 0 | 0 | 0 | 0 | -151637.5715 | 0 | 0 | 0 | 0 | 0 | 0 | 0 | 0 | 0 | 0 | 0 | 0 | 0
2016-04-19 10:00 | 0 | 0 | 0 | 0 | 168296.2469 | 0 | 357981 | 0 | 0 | 0 | 796311.6176 | 0 | 12704.0657 | 0 | 0 | 0 | 0 | 0 | 0 | 0 | 5714707.648 | 0 | 0 | 0 | 0 | -189898.0524 | 0 | 213.2993 | 0 | 0 | 0 | 0 | 0 | 0 | 0 | 0 | 0 | 0 | 0
2016-04-19 11:00 | 0 | 0 | 0 | 0 | 160184.4086 | 0 | 381298 | 0 | 0 | 0 | 567576.4685 | 0 | 12704.0657 | 7621.5577 | 0 | 0 | 0 | 0 | 0 | 0 | 5714684.7892 | 0 | 0 | 0 | 0 | -228735.1491 | 0 | 0 | 0 | 7621.5577 | 0 | 0 | 0 | 0 | 0 | 0 | 0 | 0 | 0
2016-04-19 12:00 | 0 | 0 | 0 | 0 | 129389.6681 | 2520.1863 | 394412 | 0 | 0 | 0 | 322020.2258 | 0 | 3379.7205 | 0 | 0 | 0 | 0 | 0 | 0 | 0 | 5714661.9305 | 0 | 0 | 0 | 0 | -245556.2427 | 0 | 0 | 9324.3452 | -7621.5577 | 0 | 0 | 0 | 0 | 0 | 0 | 0 | 0 | 0
2016-04-19 13:00 | 0 | 0 | 0 | 0 | 0 | 197317.5975 | 403745 | 0 | 0 | 0 | 115592.8233 | 0 | 3379.7205 | 0 | 0 | 0 | 0 | 0 | 0 | 0 | 5714639.0718 | 0 | 0 | 0 | 0 | -206427.4025 | 0 | 0 | 0 | 0 | 0 | 0 | 0 | 0 | 0 | 0 | 0 | 0 | 0
2016-04-19 14:00 | 0 | 0 | 0 | 0 | 72395.4779 | 510812.0063 | 412923 | 0 | 0 | 0 | 285877.3074 | 0 | 3379.7205 | 0 | 0 | 0 | 0 | 0 | 0 | 0 | 5714616.2133 | 0 | 0 | 0 | 0 | 170284.4841 | 0 | 0 | 0 | 0 | 0 | 0 | 0 | 0 | 0 | 0 | 0 | 0 | 0
2016-04-19 15:00 | 0 | 0 | 0 | 0 | 0 | 688106.559 | 420240 | 0 | 0 | 0 | 531433.5501 | 0 | 3593.0198 | 0 | 0 | 0 | 0 | 0 | 0 | 0 | 5732270.9684 | 0 | 0 | 0 | 0 | 245556.2427 | 0 | 213.2993 | 0 | 0 | 0 | 0 | 0 | 0 | 0 | 0 | 22097.017 | 0 | 0
2016-04-19 16:00 | 0 | 0 | 0 | 0 | 0 | 694353.559 | 426487 | 0 | 0 | 0 | 776989.7928 | 0 | 3806.3191 | 0 | 0 | 0 | 0 | 0 | 0 | 0 | 5749925.653 | 0 | 0 | 0 | 0 | 245556.2427 | 0 | 213.2993 | 0 | 0 | 0 | 0 | 0 | 0 | 0 | 0 | 22097.017 | 0 | 0
2016-04-19 17:00 | 0 | 0 | 0 | 0 | 0 | 700958.559 | 433092 | 0 | 0 | 0 | 1022546.0355 | 0 | 4019.6184 | 0 | 0 | 0 | 0 | 0 | 0 | 0 | 5767580.2669 | 0 | 0 | 0 | 0 | 245556.2427 | 0 | 213.2993 | 0 | 0 | 0 | 0 | 0 | 0 | 0 | 0 | 22097.017 | 0 | 0
2016-04-19 18:00 | 0 | 0 | 0 | 0 | 0 | 707677.559 | 439811 | 0 | 0 | 0 | 1268102.2782 | 0 | 4232.9177 | 0 | 0 | 0 | 0 | 0 | 0 | 0 | 5785234.8102 | 0 | 0 | 0 | 0 | 245556.2427 | 0 | 213.2993 | 0 | 0 | 0 | 0 | 0 | 0 | 0 | 0 | 22097.017 | 0 | 0
2016-04-19 19:00 | 0 | 0 | 0 | 0 | 0 | 712314.559 | 444448 | 0 | 0 | 0 | 1513658.5209 | 0 | 4446.217 | 0 | 0 | 0 | 0 | 0 | 0 | 0 | 5802889.2829 | 0 | 0 | 0 | 0 | 245556.2427 | 0 | 213.2993 | 0 | 0 | 0 | 0 | 0 | 0 | 0 | 0 | 22097.017 | 0 | 0
2016-04-19 20:00 | 0 | 0 | 0 | 0 | 0 | 716876.559 | 449010 | 0 | 0 | 0 | 1759214.7635 | 0 | 4659.5163 | 0 | 0 | 0 | 0 | 0 | 0 | 0 | 5820543.685 | 0 | 0 | 0 | 0 | 245556.2427 | 0 | 213.2993 | 0 | 0 | 0 | 0 | 0 | 0 | 0 | 0 | 22097.017 | 0 | 0
2016-04-19 21:00 | 0 | 0 | 0 | 0 | 0 | 719559.559 | 451693 | 0 | 0 | 0 | 2004771.0062 | 0 | 4872.8156 | 0 | 0 | 0 | 0 | 0 | 0 | 0 | 5838198.0165 | 0 | 0 | 0 | 0 | 245556.2427 | 0 | 213.2993 | 0 | 0 | 0 | 0 | 0 | 0 | 0 | 0 | 22097.017 | 0 | 0
2016-04-19 22:00 | 0 | 0 | 0 | 0 | 0 | 726425.1168 | 450937 | 0 | 0 | 0 | 2250327.2489 | 0 | 5086.1149 | 7621.5577 | 0 | 0 | 0 | 0 | 0 | 0 | 5855852.2773 | 0 | 0 | 0 | 0 | 245556.2427 | 0 | 213.2993 | 0 | 7621.5577 | 0 | 0 | 0 | 0 | 0 | 0 | 22097.017 | 0 | 0
2016-04-19 23:00 | 0 | 0 | 0 | 0 | 0 | 643934.5224 | 448986 | 0 | 0 | 0 | 2452897.329 | 0 | 5086.1149 | 0 | 0 | 0 | 0 | 0 | 0 | 0 | 5855828.8539 | 0 | 0 | 0 | 0 | 202570.0801 | 0 | 0 | 0 | -7621.5577 | 0 | 0 | 0 | 0 | 0 | 0 | 0 | 0 | 0
2016-04-20 | 0 | 0 | 0 | 0 | 109501.2173 | 457286.919 | 453335 | 0 | 0 | 0 | 2566350.4654 | 0 | 5086.1149 | 0 | 0 | 0 | 0 | 0 | 0 | 0 | 5855805.4306 | 0 | 0 | 0 | 0 | 113453.1363 | 0 | 0 | 0 | 0 | 0 | 0 | 0 | 0 | 0 | 0 | 0 | 0 | 0
2016-04-20 01:00 | 0 | 0 | 0 | 0 | 81915.7866 | 120327.9707 | 447800 | 0 | 0 | 0 | 2320794.2227 | 0 | 5086.1149 | 0 | 0 | 0 | 0 | 0 | 0 | 0 | 5855782.0074 | 0 | 0 | 0 | 0 | -245556.2427 | 0 | 0 | 0 | 0 | 0 | 0 | 0 | 0 | 0 | 0 | 0 | 0 | 0
2016-04-20 02:00 | 0 | 0 | 0 | 0 | 179446.5181 | 204.2392 | 425207 | 0 | 0 | 0 | 2075237.98 | 0 | 5086.1149 | 0 | 0 | 0 | 0 | 0 | 0 | 0 | 5855758.5842 | 0 | 0 | 0 | 0 | -245556.2427 | 0 | 0 | 0 | 0 | 0 | 0 | 0 | 0 | 0 | 0 | 0 | 0 | 0
2016-04-20 03:00 | 0 | 0 | 0 | 0 | 152998.0566 | 0 | 398341 | 0 | 0 | 0 | 1829681.7373 | 0 | 5299.4142 | 0 | 0 | 0 | 0 | 0 | 0 | 0 | 5855735.1612 | 0 | 0 | 0 | 0 | -245556.2427 | 0 | 213.2993 | 0 | 0 | 0 | 0 | 0 | 0 | 0 | 0 | 0 | 0 | 0
2016-04-20 04:00 | 0 | 0 | 0 | 0 | 128233.7573 | 0 | 373790 | 0 | 0 | 0 | 1584125.4946 | 0 | 5299.4142 | 0 | 0 | 0 | 0 | 0 | 0 | 0 | 5855711.7383 | 0 | 0 | 0 | 0 | -245556.2427 | 0 | 0 | 0 | 0 | 0 | 0 | 0 | 0 | 0 | 0 | 0 | 0 | 0
2016-04-20 05:00 | 0 | 0 | 0 | 0 | 234292.7403 | 0 | 354341 | 0 | 0 | 0 | 1463863.9356 | 0 | 5512.7135 | 0 | 0 | 0 | 0 | 0 | 0 | 0 | 5855688.3154 | 0 | 0 | 0 | 0 | -120261.559 | 0 | 213.2993 | 0 | 0 | 0 | 0 | 0 | 0 | 0 | 0 | 0 | 0 | 0
2016-04-20 06:00 | 0 | 0 | 0 | 0 | 213576.7173 | 0 | 338967 | 0 | 0 | 0 | 1338473.6529 | 0 | 5512.7135 | 0 | 0 | 0 | 0 | 0 | 0 | 0 | 5855664.8927 | 0 | 0 | 0 | 0 | -125390.2827 | 0 | 0 | 0 | 0 | 0 | 0 | 0 | 0 | 0 | 0 | 0 | 0 | 0
2016-04-20 07:00 | 0 | 0 | 0 | 0 | 84110.0566 | 0 | 329453 | 0 | 0 | 0 | 1092917.4103 | 0 | 5726.0128 | 0 | 0 | 0 | 0 | 0 | 0 | 0 | 5855641.47 | 0 | 0 | 0 | 0 | -245556.2427 | 0 | 213.2993 | 0 | 0 | 0 | 0 | 0 | 0 | 0 | 0 | 0 | 0 | 0
2016-04-20 08:00 | 0 | 0 | 0 | 0 | 174060.3822 | 0 | 327697 | 0 | 0 | 0 | 939280.7924 | 0 | 5726.0128 | 0 | 0 | 0 | 0 | 0 | 0 | 0 | 5855618.0474 | 0 | 0 | 0 | 0 | -153636.6178 | 0 | 0 | 0 | 0 | 0 | 0 | 0 | 0 | 0 | 0 | 0 | 0 | 0
2016-04-20 09:00 | 0 | 0 | 0 | 0 | 156506.7857 | 0 | 335851 | 0 | 0 | 0 | 759723.2788 | 0 | 5939.3121 | 0 | 0 | 0 | 0 | 0 | 0 | 0 | 5855594.625 | 0 | 0 | 0 | 0 | -179557.5136 | 0 | 213.2993 | 0 | 0 | 0 | 0 | 0 | 0 | 0 | 0 | 0 | 0 | 0
2016-04-20 10:00 | 0 | 0 | 0 | 0 | 146536.439 | 0 | 359277 | 0 | 0 | 0 | 546982.7178 | 0 | 5939.3121 | 0 | 0 | 0 | 0 | 0 | 0 | 0 | 5855571.2026 | 0 | 0 | 0 | 0 | -212740.561 | 0 | 0 | 0 | 0 | 0 | 0 | 0 | 0 | 0 | 0 | 0 | 0 | 0
2016-04-20 11:00 | 0 | 0 | 0 | 0 | 144648.2069 | 0 | 381420 | 0 | 0 | 0 | 302376.0677 | 0 | 6152.6114 | 7621.5577 | 0 | 0 | 0 | 0 | 0 | 0 | 5855547.7803 | 0 | 0 | 0 | 0 | -244606.6501 | 0 | 213.2993 | 0 | 7621.5577 | 0 | 0 | 0 | 0 | 0 | 0 | 0 | 0 | 0
2016-04-20 12:00 | 0 | 0 | 0 | 0 | 126721.9218 | 7559.6665 | 393612 | 0 | 0 | 0 | 56819.825 | 0 | 0 | 0 | 0 | 0 | 0 | 0 | 0 | 0 | 5855524.3581 | 0 | 0 | 0 | 0 | -245556.2427 | 0 | 0 | 6152.6114 | -7621.5577 | 0 | 0 | 0 | 0 | 0 | 0 | 0 | 0 | 0
2016-04-20 13:00 | 0 | 0 | 0 | 0 | 94795.4394 | 250429.7356 | 402045 | 0 | 0 | 0 | 0 | 0 | 0 | 0 | 0 | 0 | 0 | 0 | 0 | 0 | 5855500.936 | 0 | 0 | 0 | 0 | -56819.825 | 0 | 0 | 0 | 0 | 0 | 0 | 0 | 0 | 0 | 0 | 0 | 0 | 0
2016-04-20 14:00 | 0 | 0 | 0 | 0 | 70210.6139 | 586834.6287 | 411489 | 0 | 0 | 0 | 245556.2427 | 0 | 0 | 0 | 0 | 0 | 0 | 0 | 0 | 0 | 5855477.514 | 0 | 0 | 0 | 0 | 245556.2427 | 0 | 0 | 0 | 0 | 0 | 0 | 0 | 0 | 0 | 0 | 0 | 0 | 0
2016-04-20 15:00 | 0 | 0 | 0 | 0 | 0 | 686127.559 | 418261 | 0 | 0 | 0 | 491112.4854 | 0 | 213.2993 | 0 | 0 | 0 | 0 | 0 | 0 | 0 | 5873131.7057 | 0 | 0 | 0 | 0 | 245556.2427 | 0 | 213.2993 | 0 | 0 | 0 | 0 | 0 | 0 | 0 | 0 | 22097.017 | 0 | 0
2016-04-20 16:00 | 0 | 0 | 0 | 0 | 0 | 691461.559 | 423595 | 0 | 0 | 0 | 736668.7281 | 0 | 426.5986 | 0 | 0 | 0 | 0 | 0 | 0 | 0 | 5890785.8269 | 0 | 0 | 0 | 0 | 245556.2427 | 0 | 213.2993 | 0 | 0 | 0 | 0 | 0 | 0 | 0 | 0 | 22097.017 | 0 | 0
2016-04-20 17:00 | 0 | 0 | 0 | 0 | 0 | 697731.559 | 429865 | 0 | 0 | 0 | 982224.9707 | 0 | 639.8979 | 0 | 0 | 0 | 0 | 0 | 0 | 0 | 5908439.8773 | 0 | 0 | 0 | 0 | 245556.2427 | 0 | 213.2993 | 0 | 0 | 0 | 0 | 0 | 0 | 0 | 0 | 22097.017 | 0 | 0
2016-04-20 18:00 | 0 | 0 | 0 | 0 | 0 | 703926.559 | 436060 | 0 | 0 | 0 | 1227781.2134 | 0 | 853.1972 | 0 | 0 | 0 | 0 | 0 | 0 | 0 | 5926093.8572 | 0 | 0 | 0 | 0 | 245556.2427 | 0 | 213.2993 | 0 | 0 | 0 | 0 | 0 | 0 | 0 | 0 | 22097.017 | 0 | 0
2016-04-20 19:00 | 0 | 0 | 0 | 0 | 0 | 709672.559 | 441806 | 0 | 0 | 0 | 1473337.4561 | 0 | 1066.4965 | 0 | 0 | 0 | 0 | 0 | 0 | 0 | 5943747.7665 | 0 | 0 | 0 | 0 | 245556.2427 | 0 | 213.2993 | 0 | 0 | 0 | 0 | 0 | 0 | 0 | 0 | 22097.017 | 0 | 0
2016-04-20 20:00 | 0 | 0 | 0 | 0 | 0 | 714702.559 | 446836 | 0 | 0 | 0 | 1718893.6988 | 0 | 1279.7958 | 0 | 0 | 0 | 0 | 0 | 0 | 0 | 5961401.6051 | 0 | 0 | 0 | 0 | 245556.2427 | 0 | 213.2993 | 0 | 0 | 0 | 0 | 0 | 0 | 0 | 0 | 22097.017 | 0 | 0
2016-04-20 21:00 | 0 | 0 | 0 | 0 | 0 | 717908.559 | 450042 | 0 | 0 | 0 | 1964449.9415 | 0 | 1493.0951 | 0 | 0 | 0 | 0 | 0 | 0 | 0 | 5979055.3732 | 0 | 0 | 0 | 0 | 245556.2427 | 0 | 213.2993 | 0 | 0 | 0 | 0 | 0 | 0 | 0 | 0 | 22097.017 | 0 | 0
2016-04-20 22:00 | 0 | 0 | 0 | 0 | 0 | 725062.1168 | 449574 | 0 | 0 | 0 | 2210006.1842 | 0 | 1706.3944 | 7621.5577 | 0 | 0 | 0 | 0 | 0 | 0 | 5996709.0706 | 0 | 0 | 0 | 0 | 245556.2427 | 0 | 213.2993 | 0 | 7621.5577 | 0 | 0 | 0 | 0 | 0 | 0 | 22097.017 | 0 | 0
2016-04-20 23:00 | 0 | 0 | 0 | 0 | 0 | 692913.193 | 447815 | 0 | 0 | 0 | 2455562.4268 | 0 | 1919.6937 | 6950.2087 | 0 | 0 | 0 | 0 | 0 | 0 | 5996685.0837 | 0 | 0 | 0 | 0 | 245556.2427 | 0 | 213.2993 | 0 | -671.349 | 0 | 0 | 0 | 0 | 0 | 0 | 0 | 0 | 0
2016-04-21 | 0 | 0 | 0 | 0 | 0 | 512660.9259 | 452475 | 0 | 0 | 0 | 2522698.5615 | 0 | 1919.6937 | 0 | 0 | 0 | 0 | 0 | 0 | 0 | 5996661.097 | 0 | 0 | 0 | 0 | 67136.1346 | 0 | 0 | 0 | -6950.2087 | 0 | 0 | 0 | 0 | 0 | 0 | 0 | 0 | 0
2016-04-21 01:00 | 0 | 0 | 0 | 0 | 53247.1158 | 147903.6415 | 446707 | 0 | 0 | 0 | 2277142.3188 | 0 | 1919.6937 | 0 | 0 | 0 | 0 | 0 | 0 | 0 | 5996637.1104 | 0 | 0 | 0 | 0 | -245556.2427 | 0 | 0 | 0 | 0 | 0 | 0 | 0 | 0 | 0 | 0 | 0 | 0 | 0
2016-04-21 02:00 | 0 | 0 | 0 | 0 | 179102.433 | 355.6236 | 424801 | 0 | 0 | 0 | 2031586.0761 | 0 | 2132.993 | 0 | 0 | 0 | 0 | 0 | 0 | 0 | 5996613.1238 | 0 | 0 | 0 | 0 | -245556.2427 | 0 | 213.2993 | 0 | 0 | 0 | 0 | 0 | 0 | 0 | 0 | 0 | 0 | 0
2016-04-21 03:00 | 0 | 0 | 0 | 0 | 151892.7573 | 0 | 397449 | 0 | 0 | 0 | 1786029.8334 | 0 | 2132.993 | 0 | 0 | 0 | 0 | 0 | 0 | 0 | 5996589.1374 | 0 | 0 | 0 | 0 | -245556.2427 | 0 | 0 | 0 | 0 | 0 | 0 | 0 | 0 | 0 | 0 | 0 | 0 | 0
2016-04-21 04:00 | 0 | 0 | 0 | 0 | 127609.0566 | 0 | 372952 | 0 | 0 | 0 | 1540473.5907 | 0 | 2346.2923 | 0 | 0 | 0 | 0 | 0 | 0 | 0 | 5996565.151 | 0 | 0 | 0 | 0 | -245556.2427 | 0 | 213.2993 | 0 | 0 | 0 | 0 | 0 | 0 | 0 | 0 | 0 | 0 | 0
2016-04-21 05:00 | 0 | 0 | 0 | 0 | 107893.7573 | 0 | 353450 | 0 | 0 | 0 | 1294917.348 | 0 | 2346.2923 | 0 | 0 | 0 | 0 | 0 | 0 | 0 | 5996541.1647 | 0 | 0 | 0 | 0 | -245556.2427 | 0 | 0 | 0 | 0 | 0 | 0 | 0 | 0 | 0 | 0 | 0 | 0 | 0
2016-04-21 06:00 | 0 | 0 | 0 | 0 | 93697.0566 | 0 | 339040 | 0 | 0 | 0 | 1049361.1053 | 0 | 2559.5916 | 0 | 0 | 0 | 0 | 0 | 0 | 0 | 5996517.1786 | 0 | 0 | 0 | 0 | -245556.2427 | 0 | 213.2993 | 0 | 0 | 0 | 0 | 0 | 0 | 0 | 0 | 0 | 0 | 0
2016-04-21 07:00 | 0 | 0 | 0 | 0 | 83547.7573 | 0 | 329104 | 0 | 0 | 0 | 803804.8627 | 0 | 2559.5916 | 0 | 0 | 0 | 0 | 0 | 0 | 0 | 5996493.1925 | 0 | 0 | 0 | 0 | -245556.2427 | 0 | 0 | 0 | 0 | 0 | 0 | 0 | 0 | 0 | 0 | 0 | 0 | 0
2016-04-21 08:00 | 0 | 0 | 0 | 0 | 261234.1647 | 0 | 328157 | 0 | 0 | 0 | 736668.7281 | 0 | 2772.8909 | 0 | 0 | 0 | 0 | 0 | 0 | 0 | 5996469.2065 | 0 | 0 | 0 | 0 | -67136.1346 | 0 | 213.2993 | 0 | 0 | 0 | 0 | 0 | 0 | 0 | 0 | 0 | 0 | 0
2016-04-21 09:00 | 0 | 0 | 0 | 0 | 92712.7573 | 0 | 338269 | 0 | 0 | 0 | 491112.4854 | 0 | 2772.8909 | 0 | 0 | 0 | 0 | 0 | 0 | 0 | 5996445.2207 | 0 | 0 | 0 | 0 | -245556.2427 | 0 | 0 | 0 | 0 | 0 | 0 | 0 | 0 | 0 | 0 | 0 | 0 | 0
2016-04-21 10:00 | 0 | 0 | 0 | 0 | 115866.0566 | 0 | 361209 | 0 | 0 | 0 | 245556.2427 | 0 | 2986.1902 | 0 | 0 | 0 | 0 | 0 | 0 | 0 | 5996421.2349 | 0 | 0 | 0 | 0 | -245556.2427 | 0 | 213.2993 | 0 | 0 | 0 | 0 | 0 | 0 | 0 | 0 | 0 | 0 | 0
2016-04-21 11:00 | 0 | 0 | 0 | 0 | 138213.7573 | 0 | 383770 | 0 | 0 | 0 | 0 | 0 | 2986.1902 | 0 | 0 | 0 | 0 | 0 | 0 | 0 | 5996397.2492 | 0 | 0 | 0 | 0 | -245556.2427 | 0 | 0 | 0 | 0 | 0 | 0 | 0 | 0 | 0 | 0 | 0 | 0 | 0
2016-04-21 12:00 | 0 | 0 | 0 | 0 | 403607.0304 | 5695.4989 | 396389 | 0 | 0 | 0 | 12700.23 | 0 | 3199.4894 | 0 | 0 | 0 | 0 | 0 | 0 | 0 | 5996373.2636 | 0 | 0 | 0 | 0 | 12700.23 | 0 | 213.2993 | 0 | 0 | 0 | 0 | 0 | 0 | 0 | 0 | 0 | 0 | 0
2016-04-21 13:00 | 0 | 0 | 0 | 0 | 206843.2367 | 287511.7523 | 406990 | 0 | 0 | 0 | 100065.219 | 0 | 3199.4894 | 0 | 0 | 0 | 0 | 0 | 0 | 0 | 5996349.2781 | 0 | 0 | 0 | 0 | 87364.989 | 0 | 0 | 0 | 0 | 0 | 0 | 0 | 0 | 0 | 0 | 0 | 0 | 0
2016-04-21 14:00 | 0 | 0 | 0 | 0 | 0 | 616462.0869 | 416456 | 0 | 0 | 0 | 300071.3059 | 0 | 3199.4894 | 0 | 0 | 0 | 0 | 0 | 0 | 0 | 5996325.2927 | 0 | 0 | 0 | 0 | 200006.0869 | 0 | 0 | 0 | 0 | 0 | 0 | 0 | 0 | 0 | 0 | 0 | 0 | 0
2016-04-21 15:00 | 0 | 0 | 0 | 0 | 0 | 690576.559 | 422710 | 0 | 0 | 0 | 545627.5485 | 0 | 3412.7887 | 0 | 0 | 0 | 0 | 0 | 0 | 0 | 6013978.921 | 0 | 0 | 0 | 0 | 245556.2427 | 0 | 213.2993 | 0 | 0 | 0 | 0 | 0 | 0 | 0 | 0 | 22097.017 | 0 | 0
2016-04-21 16:00 | 0 | 0 | 0 | 0 | 0 | 695083.559 | 427217 | 0 | 0 | 0 | 791183.7912 | 0 | 3626.088 | 0 | 0 | 0 | 0 | 0 | 0 | 0 | 6031632.4788 | 0 | 0 | 0 | 0 | 245556.2427 | 0 | 213.2993 | 0 | 0 | 0 | 0 | 0 | 0 | 0 | 0 | 22097.017 | 0 | 0
2016-04-21 17:00 | 0 | 0 | 0 | 0 | 0 | 700582.559 | 432716 | 0 | 0 | 0 | 1036740.0339 | 0 | 3839.3873 | 0 | 0 | 0 | 0 | 0 | 0 | 0 | 6049285.9659 | 0 | 0 | 0 | 0 | 245556.2427 | 0 | 213.2993 | 0 | 0 | 0 | 0 | 0 | 0 | 0 | 0 | 22097.017 | 0 | 0
2016-04-21 18:00 | 0 | 0 | 0 | 0 | 0 | 705957.559 | 438091 | 0 | 0 | 0 | 1282296.2766 | 0 | 4052.6866 | 0 | 0 | 0 | 0 | 0 | 0 | 0 | 6066939.3824 | 0 | 0 | 0 | 0 | 245556.2427 | 0 | 213.2993 | 0 | 0 | 0 | 0 | 0 | 0 | 0 | 0 | 22097.017 | 0 | 0
2016-04-21 19:00 | 0 | 0 | 0 | 0 | 0 | 709360.559 | 441494 | 0 | 0 | 0 | 1527852.5193 | 0 | 4265.9859 | 0 | 0 | 0 | 0 | 0 | 0 | 0 | 6084592.7282 | 0 | 0 | 0 | 0 | 245556.2427 | 0 | 213.2993 | 0 | 0 | 0 | 0 | 0 | 0 | 0 | 0 | 22097.017 | 0 | 0
2016-04-21 20:00 | 0 | 0 | 0 | 0 | 0 | 713065.559 | 445199 | 0 | 0 | 0 | 1773408.762 | 0 | 4479.2852 | 0 | 0 | 0 | 0 | 0 | 0 | 0 | 6102246.0035 | 0 | 0 | 0 | 0 | 245556.2427 | 0 | 213.2993 | 0 | 0 | 0 | 0 | 0 | 0 | 0 | 0 | 22097.017 | 0 | 0
2016-04-21 21:00 | 0 | 0 | 0 | 0 | 0 | 714809.559 | 446943 | 0 | 0 | 0 | 2018965.0046 | 0 | 4692.5845 | 0 | 0 | 0 | 0 | 0 | 0 | 0 | 6119899.2082 | 0 | 0 | 0 | 0 | 245556.2427 | 0 | 213.2993 | 0 | 0 | 0 | 0 | 0 | 0 | 0 | 0 | 22097.017 | 0 | 0
2016-04-21 22:00 | 0 | 0 | 0 | 0 | 0 | 720015.1168 | 444527 | 0 | 0 | 0 | 2264521.2473 | 0 | 4905.8838 | 7621.5577 | 0 | 0 | 0 | 0 | 0 | 0 | 6137552.3422 | 0 | 0 | 0 | 0 | 245556.2427 | 0 | 213.2993 | 0 | 7621.5577 | 0 | 0 | 0 | 0 | 0 | 0 | 22097.017 | 0 | 0
2016-04-21 23:00 | 0 | 0 | 0 | 0 | 0 | 708870.9723 | 442859 | 0 | 0 | 0 | 2510077.49 | 0 | 5119.1831 | 7621.5577 | 0 | 0 | 0 | 0 | 0 | 0 | 6153721.7362 | 0 | 0 | 0 | 0 | 245556.2427 | 0 | 213.2993 | 0 | 0 | 0 | 0 | 0 | 0 | 0 | 0 | 20242.4303 | 0 | 0
2016-04-22 | 0 | 0 | 0 | 0 | 0 | 526710.1862 | 447196 | 0 | 0 | 0 | 2597213.234 | 0 | 5119.1831 | 0 | 0 | 0 | 0 | 0 | 0 | 0 | 6153697.1214 | 0 | 0 | 0 | 0 | 87135.744 | 0 | 0 | 0 | -7621.5577 | 0 | 0 | 0 | 0 | 0 | 0 | 0 | 0 | 0
2016-04-22 01:00 | 0 | 0 | 0 | 0 | 50910.3226 | 145303.4347 | 441770 | 0 | 0 | 0 | 2351656.9913 | 0 | 5119.1831 | 0 | 0 | 0 | 0 | 0 | 0 | 0 | 6153672.5066 | 0 | 0 | 0 | 0 | -245556.2427 | 0 | 0 | 0 | 0 | 0 | 0 | 0 | 0 | 0 | 0 | 0 | 0 | 0
2016-04-22 02:00 | 0 | 0 | 0 | 0 | 176810.2435 | 418.8131 | 422572 | 0 | 0 | 0 | 2106100.7486 | 0 | 5332.4824 | 0 | 0 | 0 | 0 | 0 | 0 | 0 | 6153647.8919 | 0 | 0 | 0 | 0 | -245556.2427 | 0 | 213.2993 | 0 | 0 | 0 | 0 | 0 | 0 | 0 | 0 | 0 | 0 | 0
2016-04-22 03:00 | 0 | 0 | 0 | 0 | 152110.7573 | 0 | 397667 | 0 | 0 | 0 | 1860544.5059 | 0 | 5332.4824 | 0 | 0 | 0 | 0 | 0 | 0 | 0 | 6153623.2773 | 0 | 0 | 0 | 0 | -245556.2427 | 0 | 0 | 0 | 0 | 0 | 0 | 0 | 0 | 0 | 0 | 0 | 0 | 0
2016-04-22 04:00 | 0 | 0 | 0 | 0 | 126981.0566 | 0 | 372324 | 0 | 0 | 0 | 1614988.2632 | 0 | 5545.7817 | 0 | 0 | 0 | 0 | 0 | 0 | 0 | 6153598.6628 | 0 | 0 | 0 | 0 | -245556.2427 | 0 | 213.2993 | 0 | 0 | 0 | 0 | 0 | 0 | 0 | 0 | 0 | 0 | 0
2016-04-22 05:00 | 0 | 0 | 0 | 0 | 106415.7573 | 0 | 351972 | 0 | 0 | 0 | 1369432.0206 | 0 | 5545.7817 | 0 | 0 | 0 | 0 | 0 | 0 | 0 | 6153574.0484 | 0 | 0 | 0 | 0 | -245556.2427 | 0 | 0 | 0 | 0 | 0 | 0 | 0 | 0 | 0 | 0 | 0 | 0 | 0
2016-04-22 06:00 | 0 | 0 | 0 | 0 | 91850.0566 | 0 | 337193 | 0 | 0 | 0 | 1123875.7779 | 0 | 5759.081 | 0 | 0 | 0 | 0 | 0 | 0 | 0 | 6153549.4341 | 0 | 0 | 0 | 0 | -245556.2427 | 0 | 213.2993 | 0 | 0 | 0 | 0 | 0 | 0 | 0 | 0 | 0 | 0 | 0
2016-04-22 07:00 | 0 | 0 | 0 | 0 | 82973.7573 | 0 | 328530 | 0 | 0 | 0 | 878319.5352 | 0 | 5759.081 | 0 | 0 | 0 | 0 | 0 | 0 | 0 | 6153524.8199 | 0 | 0 | 0 | 0 | -245556.2427 | 0 | 0 | 0 | 0 | 0 | 0 | 0 | 0 | 0 | 0 | 0 | 0 | 0
2016-04-22 08:00 | 0 | 0 | 0 | 0 | 81187.0566 | 0 | 326530 | 0 | 0 | 0 | 632763.2925 | 0 | 5972.3803 | 0 | 0 | 0 | 0 | 0 | 0 | 0 | 6153500.2058 | 0 | 0 | 0 | 0 | -245556.2427 | 0 | 213.2993 | 0 | 0 | 0 | 0 | 0 | 0 | 0 | 0 | 0 | 0 | 0
2016-04-22 09:00 | 0 | 0 | 0 | 0 | 89407.7573 | 0 | 334964 | 0 | 0 | 0 | 387207.0498 | 0 | 5972.3803 | 0 | 0 | 0 | 0 | 0 | 0 | 0 | 6153475.5918 | 0 | 0 | 0 | 0 | -245556.2427 | 0 | 0 | 0 | 0 | 0 | 0 | 0 | 0 | 0 | 0 | 0 | 0 | 0
2016-04-22 10:00 | 0 | 0 | 0 | 0 | 386414.6199 | 0 | 357619 | 0 | 0 | 0 | 415789.3705 | 0 | 6185.6796 | 0 | 0 | 0 | 0 | 0 | 0 | 0 | 6153450.9779 | 0 | 0 | 0 | 0 | 28582.3206 | 0 | 213.2993 | 0 | 0 | 0 | 0 | 0 | 0 | 0 | 0 | 0 | 0 | 0
2016-04-22 11:00 | 0 | 0 | 0 | 0 | 134343.7573 | 0 | 379900 | 0 | 0 | 0 | 170233.1278 | 0 | 6185.6796 | 0 | 0 | 0 | 0 | 0 | 0 | 0 | 6153426.3641 | 0 | 0 | 0 | 0 | -245556.2427 | 0 | 0 | 0 | 0 | 0 | 0 | 0 | 0 | 0 | 0 | 0 | 0 | 0
2016-04-22 12:00 | 0 | 0 | 0 | 0 | 309686.3142 | 7113.5879 | 394673 | 0 | 0 | 0 | 92146.7306 | 0 | 6398.9789 | 0 | 0 | 0 | 0 | 0 | 0 | 0 | 6153401.7504 | 0 | 0 | 0 | 0 | -78086.3971 | 0 | 213.2993 | 0 | 0 | 0 | 0 | 0 | 0 | 0 | 0 | 0 | 0 | 0
2016-04-22 13:00 | 0 | 0 | 0 | 0 | 0 | 314841.2694 | 406988 | 0 | 0 | 0 | 0 | 0 | 6398.9789 | 0 | 0 | 0 | 0 | 0 | 0 | 0 | 6153377.1368 | 0 | 0 | 0 | 0 | -92146.7306 | 0 | 0 | 0 | 0 | 0 | 0 | 0 | 0 | 0 | 0 | 0 | 0 | 0
2016-04-22 14:00 | 0 | 0 | 0 | 0 | 67208.1736 | 596808.0691 | 418460 | 0 | 0 | 0 | 245556.2427 | 0 | 6398.9789 | 0 | 0 | 0 | 0 | 0 | 0 | 0 | 6153352.5233 | 0 | 0 | 0 | 0 | 245556.2427 | 0 | 0 | 0 | 0 | 0 | 0 | 0 | 0 | 0 | 0 | 0 | 0 | 0
2016-04-22 15:00 | 0 | 0 | 0 | 0 | 0 | 695523.559 | 427657 | 0 | 0 | 0 | 491112.4854 | 0 | 6612.2782 | 0 | 0 | 0 | 0 | 0 | 0 | 0 | 6171005.5235 | 0 | 0 | 0 | 0 | 245556.2427 | 0 | 213.2993 | 0 | 0 | 0 | 0 | 0 | 0 | 0 | 0 | 22097.017 | 0 | 0
2016-04-22 16:00 | 0 | 0 | 0 | 0 | 0 | 701524.559 | 433658 | 0 | 0 | 0 | 736668.7281 | 0 | 6825.5775 | 0 | 0 | 0 | 0 | 0 | 0 | 0 | 6188658.4531 | 0 | 0 | 0 | 0 | 245556.2427 | 0 | 213.2993 | 0 | 0 | 0 | 0 | 0 | 0 | 0 | 0 | 22097.017 | 0 | 0
2016-04-22 17:00 | 0 | 0 | 0 | 0 | 0 | 706898.559 | 439032 | 0 | 0 | 0 | 982224.9707 | 0 | 7038.8768 | 0 | 0 | 0 | 0 | 0 | 0 | 0 | 6206311.3121 | 0 | 0 | 0 | 0 | 245556.2427 | 0 | 213.2993 | 0 | 0 | 0 | 0 | 0 | 0 | 0 | 0 | 22097.017 | 0 | 0
2016-04-22 18:00 | 0 | 0 | 0 | 0 | 0 | 710082.559 | 442216 | 0 | 0 | 0 | 1227781.2134 | 0 | 7252.1761 | 0 | 0 | 0 | 0 | 0 | 0 | 0 | 6223964.1005 | 0 | 0 | 0 | 0 | 245556.2427 | 0 | 213.2993 | 0 | 0 | 0 | 0 | 0 | 0 | 0 | 0 | 22097.017 | 0 | 0
2016-04-22 19:00 | 0 | 0 | 0 | 0 | 0 | 712750.559 | 444884 | 0 | 0 | 0 | 1473337.4561 | 0 | 7465.4754 | 0 | 0 | 0 | 0 | 0 | 0 | 0 | 6241616.8183 | 0 | 0 | 0 | 0 | 245556.2427 | 0 | 213.2993 | 0 | 0 | 0 | 0 | 0 | 0 | 0 | 0 | 22097.017 | 0 | 0
2016-04-22 20:00 | 0 | 0 | 0 | 0 | 0 | 714177.559 | 446311 | 0 | 0 | 0 | 1718893.6988 | 0 | 7678.7747 | 0 | 0 | 0 | 0 | 0 | 0 | 0 | 6259269.4655 | 0 | 0 | 0 | 0 | 245556.2427 | 0 | 213.2993 | 0 | 0 | 0 | 0 | 0 | 0 | 0 | 0 | 22097.017 | 0 | 0
2016-04-22 21:00 | 0 | 0 | 0 | 0 | 0 | 720298.1168 | 444810 | 0 | 0 | 0 | 1964449.9415 | 0 | 7892.074 | 7621.5577 | 0 | 0 | 0 | 0 | 0 | 0 | 6276922.042 | 0 | 0 | 0 | 0 | 245556.2427 | 0 | 213.2993 | 0 | 7621.5577 | 0 | 0 | 0 | 0 | 0 | 0 | 22097.017 | 0 | 0
2016-04-22 22:00 | 0 | 0 | 0 | 0 | 5708.6835 | 671155.0015 | 438929 | 0 | 0 | 0 | 2210006.1842 | 0 | 7892.074 | 0 | 0 | 0 | 0 | 0 | 0 | 0 | 6276896.9343 | 0 | 0 | 0 | 0 | 245556.2427 | 0 | 0 | 0 | -7621.5577 | 0 | 0 | 0 | 0 | 0 | 0 | 0 | 0 | 0
2016-04-22 23:00 | 0 | 0 | 0 | 0 | 103441.0215 | 574673.2212 | 432558 | 0 | 0 | 0 | 2455562.4268 | 0 | 7892.074 | 0 | 0 | 0 | 0 | 0 | 0 | 0 | 6276871.8267 | 0 | 0 | 0 | 0 | 245556.2427 | 0 | 0 | 0 | 0 | 0 | 0 | 0 | 0 | 0 | 0 | 0 | 0 | 0
2016-04-23 | 0 | 0 | 0 | 0 | 0 | 393920.3596 | 430109 | 0 | 0 | 0 | 2419373.7864 | 0 | 7892.074 | 0 | 0 | 0 | 0 | 0 | 0 | 0 | 6276846.7193 | 0 | 0 | 0 | 0 | -36188.6404 | 0 | 0 | 0 | 0 | 0 | 0 | 0 | 0 | 0 | 0 | 0 | 0 | 0
2016-04-23 01:00 | 0 | 0 | 0 | 0 | 76237.1412 | 103322.6161 | 425116 | 0 | 0 | 0 | 2173817.5437 | 0 | 7892.074 | 0 | 0 | 0 | 0 | 0 | 0 | 0 | 6276821.6119 | 0 | 0 | 0 | 0 | -245556.2427 | 0 | 0 | 0 | 0 | 0 | 0 | 0 | 0 | 0 | 0 | 0 | 0 | 0
2016-04-23 02:00 | 0 | 0 | 0 | 0 | 164088.6496 | 486.407 | 409918 | 0 | 0 | 0 | 1928261.301 | 0 | 8105.3733 | 0 | 0 | 0 | 0 | 0 | 0 | 0 | 6276796.5046 | 0 | 0 | 0 | 0 | -245556.2427 | 0 | 213.2993 | 0 | 0 | 0 | 0 | 0 | 0 | 0 | 0 | 0 | 0 | 0
2016-04-23 03:00 | 0 | 0 | 0 | 0 | 143558.7573 | 0 | 389115 | 0 | 0 | 0 | 1682705.0583 | 0 | 8105.3733 | 0 | 0 | 0 | 0 | 0 | 0 | 0 | 6276771.3974 | 0 | 0 | 0 | 0 | -245556.2427 | 0 | 0 | 0 | 0 | 0 | 0 | 0 | 0 | 0 | 0 | 0 | 0 | 0
2016-04-23 04:00 | 0 | 0 | 0 | 0 | 121778.0566 | 0 | 367121 | 0 | 0 | 0 | 1437148.8157 | 0 | 8318.6726 | 0 | 0 | 0 | 0 | 0 | 0 | 0 | 6276746.2903 | 0 | 0 | 0 | 0 | -245556.2427 | 0 | 213.2993 | 0 | 0 | 0 | 0 | 0 | 0 | 0 | 0 | 0 | 0 | 0
2016-04-23 05:00 | 0 | 0 | 0 | 0 | 103538.7573 | 0 | 349095 | 0 | 0 | 0 | 1191592.573 | 0 | 8318.6726 | 0 | 0 | 0 | 0 | 0 | 0 | 0 | 6276721.1833 | 0 | 0 | 0 | 0 | -245556.2427 | 0 | 0 | 0 | 0 | 0 | 0 | 0 | 0 | 0 | 0 | 0 | 0 | 0
2016-04-23 06:00 | 0 | 0 | 0 | 0 | 89175.0566 | 0 | 334518 | 0 | 0 | 0 | 946036.3303 | 0 | 8531.9719 | 0 | 0 | 0 | 0 | 0 | 0 | 0 | 6276696.0764 | 0 | 0 | 0 | 0 | -245556.2427 | 0 | 213.2993 | 0 | 0 | 0 | 0 | 0 | 0 | 0 | 0 | 0 | 0 | 0
2016-04-23 07:00 | 0 | 0 | 0 | 0 | 78504.7573 | 0 | 324061 | 0 | 0 | 0 | 700480.0876 | 0 | 8531.9719 | 0 | 0 | 0 | 0 | 0 | 0 | 0 | 6276670.9697 | 0 | 0 | 0 | 0 | -245556.2427 | 0 | 0 | 0 | 0 | 0 | 0 | 0 | 0 | 0 | 0 | 0 | 0 | 0
2016-04-23 08:00 | 0 | 0 | 0 | 0 | 356056.9397 | 0 | 319655 | 0 | 0 | 0 | 736668.7281 | 0 | 8745.2712 | 0 | 0 | 0 | 0 | 0 | 0 | 0 | 6276645.863 | 0 | 0 | 0 | 0 | 36188.6404 | 0 | 213.2993 | 0 | 0 | 0 | 0 | 0 | 0 | 0 | 0 | 0 | 0 | 0
2016-04-23 09:00 | 0 | 0 | 0 | 0 | 74416.7573 | 0 | 319973 | 0 | 0 | 0 | 491112.4854 | 0 | 8745.2712 | 0 | 0 | 0 | 0 | 0 | 0 | 0 | 6276620.7564 | 0 | 0 | 0 | 0 | -245556.2427 | 0 | 0 | 0 | 0 | 0 | 0 | 0 | 0 | 0 | 0 | 0 | 0 | 0
2016-04-23 10:00 | 0 | 0 | 0 | 0 | 79395.0566 | 0 | 324738 | 0 | 0 | 0 | 245556.2427 | 0 | 8958.5705 | 0 | 0 | 0 | 0 | 0 | 0 | 0 | 6276595.6499 | 0 | 0 | 0 | 0 | -245556.2427 | 0 | 213.2993 | 0 | 0 | 0 | 0 | 0 | 0 | 0 | 0 | 0 | 0 | 0
2016-04-23 11:00 | 0 | 0 | 0 | 0 | 85931.7573 | 0 | 331488 | 0 | 0 | 0 | 0 | 0 | 8958.5705 | 0 | 0 | 0 | 0 | 0 | 0 | 0 | 6276570.5435 | 0 | 0 | 0 | 0 | -245556.2427 | 0 | 0 | 0 | 0 | 0 | 0 | 0 | 0 | 0 | 0 | 0 | 0 | 0
2016-04-23 12:00 | 0 | 0 | 0 | 0 | 515883.2483 | 9535.5728 | 347734 | 0 | 0 | 0 | 177471.5218 | 0 | 9171.8697 | 0 | 0 | 0 | 0 | 0 | 0 | 0 | 6276545.4372 | 0 | 0 | 0 | 0 | 177471.5218 | 0 | 213.2993 | 0 | 0 | 0 | 0 | 0 | 0 | 0 | 0 | 0 | 0 | 0
2016-04-23 13:00 | 0 | 0 | 0 | 0 | 0 | 247673.7322 | 364929 | 0 | 0 | 0 | 60216.254 | 0 | 9171.8697 | 0 | 0 | 0 | 0 | 0 | 0 | 0 | 6276520.3311 | 0 | 0 | 0 | 0 | -117255.2678 | 0 | 0 | 0 | 0 | 0 | 0 | 0 | 0 | 0 | 0 | 0 | 0 | 0
2016-04-23 14:00 | 0 | 0 | 0 | 0 | 0 | 568068.9951 | 378609 | 0 | 0 | 0 | 249676.249 | 0 | 9171.8697 | 0 | 0 | 0 | 0 | 0 | 0 | 0 | 6276495.225 | 0 | 0 | 0 | 0 | 189459.9951 | 0 | 0 | 0 | 0 | 0 | 0 | 0 | 0 | 0 | 0 | 0 | 0 | 0
2016-04-23 15:00 | 0 | 0 | 0 | 0 | 0 | 655704.559 | 387838 | 0 | 0 | 0 | 495232.4917 | 0 | 9385.169 | 0 | 0 | 0 | 0 | 0 | 0 | 0 | 6294147.7326 | 0 | 0 | 0 | 0 | 245556.2427 | 0 | 213.2993 | 0 | 0 | 0 | 0 | 0 | 0 | 0 | 0 | 22097.017 | 0 | 0
2016-04-23 16:00 | 0 | 0 | 0 | 0 | 0 | 661324.559 | 393458 | 0 | 0 | 0 | 740788.7344 | 0 | 9598.4683 | 0 | 0 | 0 | 0 | 0 | 0 | 0 | 6311800.1697 | 0 | 0 | 0 | 0 | 245556.2427 | 0 | 213.2993 | 0 | 0 | 0 | 0 | 0 | 0 | 0 | 0 | 22097.017 | 0 | 0
2016-04-23 17:00 | 0 | 0 | 0 | 0 | 0 | 664318.559 | 396452 | 0 | 0 | 0 | 986344.9771 | 0 | 9811.7676 | 0 | 0 | 0 | 0 | 0 | 0 | 0 | 6329452.5361 | 0 | 0 | 0 | 0 | 245556.2427 | 0 | 213.2993 | 0 | 0 | 0 | 0 | 0 | 0 | 0 | 0 | 22097.017 | 0 | 0
2016-04-23 18:00 | 0 | 0 | 0 | 0 | 0 | 667099.559 | 399233 | 0 | 0 | 0 | 1231901.2198 | 0 | 10025.0669 | 0 | 0 | 0 | 0 | 0 | 0 | 0 | 6347104.8319 | 0 | 0 | 0 | 0 | 245556.2427 | 0 | 213.2993 | 0 | 0 | 0 | 0 | 0 | 0 | 0 | 0 | 22097.017 | 0 | 0
2016-04-23 19:00 | 0 | 0 | 0 | 0 | 0 | 670702.559 | 402836 | 0 | 0 | 0 | 1477457.4625 | 0 | 10238.3662 | 0 | 0 | 0 | 0 | 0 | 0 | 0 | 6364757.0572 | 0 | 0 | 0 | 0 | 245556.2427 | 0 | 213.2993 | 0 | 0 | 0 | 0 | 0 | 0 | 0 | 0 | 22097.017 | 0 | 0
2016-04-23 20:00 | 0 | 0 | 0 | 0 | 0 | 675064.559 | 407198 | 0 | 0 | 0 | 1723013.7052 | 0 | 10451.6655 | 0 | 0 | 0 | 0 | 0 | 0 | 0 | 6382409.2118 | 0 | 0 | 0 | 0 | 245556.2427 | 0 | 213.2993 | 0 | 0 | 0 | 0 | 0 | 0 | 0 | 0 | 22097.017 | 0 | 0
2016-04-23 21:00 | 0 | 0 | 0 | 0 | 0 | 678396.559 | 410530 | 0 | 0 | 0 | 1968569.9478 | 0 | 10664.9648 | 0 | 0 | 0 | 0 | 0 | 0 | 0 | 6400061.2958 | 0 | 0 | 0 | 0 | 245556.2427 | 0 | 213.2993 | 0 | 0 | 0 | 0 | 0 | 0 | 0 | 0 | 22097.017 | 0 | 0
2016-04-23 22:00 | 0 | 0 | 0 | 0 | 0 | 686067.1168 | 410579 | 0 | 0 | 0 | 2214126.1905 | 0 | 10878.2641 | 7621.5577 | 0 | 0 | 0 | 0 | 0 | 0 | 6417713.3092 | 0 | 0 | 0 | 0 | 245556.2427 | 0 | 213.2993 | 0 | 7621.5577 | 0 | 0 | 0 | 0 | 0 | 0 | 22097.017 | 0 | 0
2016-04-23 23:00 | 0 | 0 | 0 | 0 | 0 | 621888.8595 | 406408 | 0 | 0 | 0 | 2437228.6078 | 0 | 10878.2641 | 0 | 0 | 0 | 0 | 0 | 0 | 0 | 6417687.6383 | 0 | 0 | 0 | 0 | 223102.4173 | 0 | 0 | 0 | -7621.5577 | 0 | 0 | 0 | 0 | 0 | 0 | 0 | 0 | 0
2016-04-24 | 0 | 0 | 0 | 0 | 0 | 471775.1734 | 406739 | 0 | 0 | 0 | 2502051.4819 | 0 | 11091.5634 | 0 | 0 | 0 | 0 | 0 | 0 | 0 | 6417661.9676 | 0 | 0 | 0 | 0 | 64822.8741 | 0 | 213.2993 | 0 | 0 | 0 | 0 | 0 | 0 | 0 | 0 | 0 | 0 | 0
2016-04-24 01:00 | 0 | 0 | 0 | 0 | 0 | 173845.3272 | 404663 | 0 | 0 | 0 | 2282325.3726 | 0 | 0 | 0 | 0 | 0 | 0 | 0 | 0 | 0 | 6417636.2969 | 0 | 0 | 0 | 0 | -219726.1093 | 0 | 0 | 11091.5634 | 0 | 0 | 0 | 0 | 0 | 0 | 0 | 0 | 0 | 0
2016-04-24 02:00 | 0 | 0 | 0 | 0 | 145394.964 | 737.0926 | 391475 | 0 | 0 | 0 | 2036769.1299 | 0 | 213.2993 | 0 | 0 | 0 | 0 | 0 | 0 | 0 | 6417610.6264 | 0 | 0 | 0 | 0 | -245556.2427 | 0 | 213.2993 | 0 | 0 | 0 | 0 | 0 | 0 | 0 | 0 | 0 | 0 | 0
2016-04-24 03:00 | 0 | 0 | 0 | 0 | 128216.7573 | 0 | 373773 | 0 | 0 | 0 | 1791212.8872 | 0 | 213.2993 | 0 | 0 | 0 | 0 | 0 | 0 | 0 | 6417584.9559 | 0 | 0 | 0 | 0 | -245556.2427 | 0 | 0 | 0 | 0 | 0 | 0 | 0 | 0 | 0 | 0 | 0 | 0 | 0
2016-04-24 04:00 | 0 | 0 | 0 | 0 | 109343.0566 | 0 | 354686 | 0 | 0 | 0 | 1545656.6445 | 0 | 426.5986 | 0 | 0 | 0 | 0 | 0 | 0 | 0 | 6417559.2856 | 0 | 0 | 0 | 0 | -245556.2427 | 0 | 213.2993 | 0 | 0 | 0 | 0 | 0 | 0 | 0 | 0 | 0 | 0 | 0
2016-04-24 05:00 | 0 | 0 | 0 | 0 | 92083.7573 | 0 | 337640 | 0 | 0 | 0 | 1300100.4018 | 0 | 426.5986 | 0 | 0 | 0 | 0 | 0 | 0 | 0 | 6417533.6153 | 0 | 0 | 0 | 0 | -245556.2427 | 0 | 0 | 0 | 0 | 0 | 0 | 0 | 0 | 0 | 0 | 0 | 0 | 0
2016-04-24 06:00 | 0 | 0 | 0 | 0 | 79148.0566 | 0 | 324491 | 0 | 0 | 0 | 1054544.1591 | 0 | 639.8979 | 0 | 0 | 0 | 0 | 0 | 0 | 0 | 6417507.9452 | 0 | 0 | 0 | 0 | -245556.2427 | 0 | 213.2993 | 0 | 0 | 0 | 0 | 0 | 0 | 0 | 0 | 0 | 0 | 0
2016-04-24 07:00 | 0 | 0 | 0 | 0 | 69941.7573 | 0 | 315498 | 0 | 0 | 0 | 808987.9165 | 0 | 639.8979 | 0 | 0 | 0 | 0 | 0 | 0 | 0 | 6417482.2752 | 0 | 0 | 0 | 0 | -245556.2427 | 0 | 0 | 0 | 0 | 0 | 0 | 0 | 0 | 0 | 0 | 0 | 0 | 0
2016-04-24 08:00 | 0 | 0 | 0 | 0 | 65251.0566 | 0 | 310594 | 0 | 0 | 0 | 563431.6738 | 0 | 853.1972 | 0 | 0 | 0 | 0 | 0 | 0 | 0 | 6417456.6052 | 0 | 0 | 0 | 0 | -245556.2427 | 0 | 213.2993 | 0 | 0 | 0 | 0 | 0 | 0 | 0 | 0 | 0 | 0 | 0
2016-04-24 09:00 | 0 | 0 | 0 | 0 | 65340.7573 | 0 | 310897 | 0 | 0 | 0 | 317875.4311 | 0 | 853.1972 | 0 | 0 | 0 | 0 | 0 | 0 | 0 | 6417430.9354 | 0 | 0 | 0 | 0 | -245556.2427 | 0 | 0 | 0 | 0 | 0 | 0 | 0 | 0 | 0 | 0 | 0 | 0 | 0
2016-04-24 10:00 | 0 | 0 | 0 | 0 | 67674.0566 | 0 | 313017 | 0 | 0 | 0 | 72319.1884 | 0 | 1066.4965 | 0 | 0 | 0 | 0 | 0 | 0 | 0 | 6417405.2657 | 0 | 0 | 0 | 0 | -245556.2427 | 0 | 213.2993 | 0 | 0 | 0 | 0 | 0 | 0 | 0 | 0 | 0 | 0 | 0
2016-04-24 11:00 | 0 | 0 | 0 | 0 | 540870.5765 | 0 | 318226 | 0 | 0 | 0 | 294963.7649 | 0 | 1066.4965 | 0 | 0 | 0 | 0 | 0 | 0 | 0 | 6417379.5961 | 0 | 0 | 0 | 0 | 222644.5765 | 0 | 0 | 0 | 0 | 0 | 0 | 0 | 0 | 0 | 0 | 0 | 0 | 0
2016-04-24 12:00 | 0 | 0 | 0 | 0 | 73046.4556 | 10876.601 | 329266 | 0 | 0 | 0 | 49407.5222 | 0 | 1279.7958 | 0 | 0 | 0 | 0 | 0 | 0 | 0 | 6417353.9266 | 0 | 0 | 0 | 0 | -245556.2427 | 0 | 213.2993 | 0 | 0 | 0 | 0 | 0 | 0 | 0 | 0 | 0 | 0 | 0
2016-04-24 13:00 | 0 | 0 | 0 | 0 | 0 | 295050.4778 | 344458 | 0 | 0 | 0 | 0 | 0 | 1279.7958 | 0 | 0 | 0 | 0 | 0 | 0 | 0 | 6417328.2571 | 0 | 0 | 0 | 0 | -49407.5222 | 0 | 0 | 0 | 0 | 0 | 0 | 0 | 0 | 0 | 0 | 0 | 0 | 0
2016-04-24 14:00 | 0 | 0 | 0 | 0 | 44530.1712 | 558026.3708 | 356787 | 0 | 0 | 0 | 245556.2427 | 0 | 1493.0951 | 0 | 0 | 0 | 0 | 0 | 0 | 0 | 6417302.5878 | 0 | 0 | 0 | 0 | 245556.2427 | 0 | 213.2993 | 0 | 0 | 0 | 0 | 0 | 0 | 0 | 0 | 0 | 0 | 0
2016-04-24 15:00 | 0 | 0 | 0 | 0 | 0 | 634210.559 | 366344 | 0 | 0 | 0 | 491112.4854 | 0 | 1706.3944 | 0 | 0 | 0 | 0 | 0 | 0 | 0 | 6434954.5323 | 0 | 0 | 0 | 0 | 245556.2427 | 0 | 213.2993 | 0 | 0 | 0 | 0 | 0 | 0 | 0 | 0 | 22097.017 | 0 | 0
2016-04-24 16:00 | 0 | 0 | 0 | 0 | 0 | 643074.559 | 375208 | 0 | 0 | 0 | 736668.7281 | 0 | 1919.6937 | 0 | 0 | 0 | 0 | 0 | 0 | 0 | 6452606.4061 | 0 | 0 | 0 | 0 | 245556.2427 | 0 | 213.2993 | 0 | 0 | 0 | 0 | 0 | 0 | 0 | 0 | 22097.017 | 0 | 0
2016-04-24 17:00 | 0 | 0 | 0 | 0 | 0 | 650567.559 | 382701 | 0 | 0 | 0 | 982224.9707 | 0 | 2132.993 | 0 | 0 | 0 | 0 | 0 | 0 | 0 | 6470258.2093 | 0 | 0 | 0 | 0 | 245556.2427 | 0 | 213.2993 | 0 | 0 | 0 | 0 | 0 | 0 | 0 | 0 | 22097.017 | 0 | 0
2016-04-24 18:00 | 0 | 0 | 0 | 0 | 0 | 657193.559 | 389327 | 0 | 0 | 0 | 1227781.2134 | 0 | 2346.2923 | 0 | 0 | 0 | 0 | 0 | 0 | 0 | 6487909.9419 | 0 | 0 | 0 | 0 | 245556.2427 | 0 | 213.2993 | 0 | 0 | 0 | 0 | 0 | 0 | 0 | 0 | 22097.017 | 0 | 0
2016-04-24 19:00 | 0 | 0 | 0 | 0 | 0 | 663086.559 | 395220 | 0 | 0 | 0 | 1473337.4561 | 0 | 2559.5916 | 0 | 0 | 0 | 0 | 0 | 0 | 0 | 6505561.6039 | 0 | 0 | 0 | 0 | 245556.2427 | 0 | 213.2993 | 0 | 0 | 0 | 0 | 0 | 0 | 0 | 0 | 22097.017 | 0 | 0
2016-04-24 20:00 | 0 | 0 | 0 | 0 | 0 | 670589.559 | 402723 | 0 | 0 | 0 | 1718893.6988 | 0 | 2772.8909 | 0 | 0 | 0 | 0 | 0 | 0 | 0 | 6523213.1953 | 0 | 0 | 0 | 0 | 245556.2427 | 0 | 213.2993 | 0 | 0 | 0 | 0 | 0 | 0 | 0 | 0 | 22097.017 | 0 | 0
2016-04-24 21:00 | 0 | 0 | 0 | 0 | 0 | 678115.559 | 410249 | 0 | 0 | 0 | 1964449.9415 | 0 | 2986.1902 | 0 | 0 | 0 | 0 | 0 | 0 | 0 | 6540864.7161 | 0 | 0 | 0 | 0 | 245556.2427 | 0 | 213.2993 | 0 | 0 | 0 | 0 | 0 | 0 | 0 | 0 | 22097.017 | 0 | 0
2016-04-24 22:00 | 0 | 0 | 0 | 0 | 0 | 689424.1168 | 413936 | 0 | 0 | 0 | 2210006.1842 | 0 | 3199.4894 | 7621.5577 | 0 | 0 | 0 | 0 | 0 | 0 | 6558516.1662 | 0 | 0 | 0 | 0 | 245556.2427 | 0 | 213.2993 | 0 | 7621.5577 | 0 | 0 | 0 | 0 | 0 | 0 | 22097.017 | 0 | 0
2016-04-24 23:00 | 0 | 0 | 0 | 0 | 0 | 603558.8038 | 414161 | 0 | 0 | 0 | 2407025.5457 | 0 | 3199.4894 | 0 | 0 | 0 | 0 | 0 | 0 | 0 | 6558489.9322 | 0 | 0 | 0 | 0 | 197019.3615 | 0 | 0 | 0 | -7621.5577 | 0 | 0 | 0 | 0 | 0 | 0 | 0 | 0 | 0
2016-04-25 | 0 | 0 | 0 | 0 | 0 | 428840.7811 | 419221 | 0 | 0 | 0 | 2416432.0275 | 0 | 3412.7887 | 0 | 0 | 0 | 0 | 0 | 0 | 0 | 6558463.6982 | 0 | 0 | 0 | 0 | 9406.4818 | 0 | 213.2993 | 0 | 0 | 0 | 0 | 0 | 0 | 0 | 0 | 0 | 0 | 0
2016-04-25 01:00 | 0 | 0 | 0 | 0 | 76254.0591 | 96092.6982 | 417903 | 0 | 0 | 0 | 2170875.7848 | 0 | 3412.7887 | 0 | 0 | 0 | 0 | 0 | 0 | 0 | 6558437.4644 | 0 | 0 | 0 | 0 | -245556.2427 | 0 | 0 | 0 | 0 | 0 | 0 | 0 | 0 | 0 | 0 | 0 | 0 | 0
2016-04-25 02:00 | 0 | 0 | 0 | 0 | 156060.5769 | 682.4797 | 402086 | 0 | 0 | 0 | 1925319.5421 | 0 | 3626.088 | 0 | 0 | 0 | 0 | 0 | 0 | 0 | 6558411.2306 | 0 | 0 | 0 | 0 | -245556.2427 | 0 | 213.2993 | 0 | 0 | 0 | 0 | 0 | 0 | 0 | 0 | 0 | 0 | 0
2016-04-25 03:00 | 0 | 0 | 0 | 0 | 134294.7573 | 0 | 379851 | 0 | 0 | 0 | 1679763.2994 | 0 | 3626.088 | 0 | 0 | 0 | 0 | 0 | 0 | 0 | 6558384.997 | 0 | 0 | 0 | 0 | -245556.2427 | 0 | 0 | 0 | 0 | 0 | 0 | 0 | 0 | 0 | 0 | 0 | 0 | 0
2016-04-25 04:00 | 0 | 0 | 0 | 0 | 112948.0566 | 0 | 358291 | 0 | 0 | 0 | 1434207.0567 | 0 | 3839.3873 | 0 | 0 | 0 | 0 | 0 | 0 | 0 | 6558358.7634 | 0 | 0 | 0 | 0 | -245556.2427 | 0 | 213.2993 | 0 | 0 | 0 | 0 | 0 | 0 | 0 | 0 | 0 | 0 | 0
2016-04-25 05:00 | 0 | 0 | 0 | 0 | 94865.7573 | 0 | 340422 | 0 | 0 | 0 | 1188650.8141 | 0 | 3839.3873 | 0 | 0 | 0 | 0 | 0 | 0 | 0 | 6558332.53 | 0 | 0 | 0 | 0 | -245556.2427 | 0 | 0 | 0 | 0 | 0 | 0 | 0 | 0 | 0 | 0 | 0 | 0 | 0
2016-04-25 06:00 | 0 | 0 | 0 | 0 | 82571.0566 | 0 | 327914 | 0 | 0 | 0 | 943094.5714 | 0 | 4052.6866 | 0 | 0 | 0 | 0 | 0 | 0 | 0 | 6558306.2967 | 0 | 0 | 0 | 0 | -245556.2427 | 0 | 213.2993 | 0 | 0 | 0 | 0 | 0 | 0 | 0 | 0 | 0 | 0 | 0
2016-04-25 07:00 | 0 | 0 | 0 | 0 | 75489.7573 | 0 | 321046 | 0 | 0 | 0 | 697538.3287 | 0 | 4052.6866 | 0 | 0 | 0 | 0 | 0 | 0 | 0 | 6558280.0634 | 0 | 0 | 0 | 0 | -245556.2427 | 0 | 0 | 0 | 0 | 0 | 0 | 0 | 0 | 0 | 0 | 0 | 0 | 0
2016-04-25 08:00 | 0 | 0 | 0 | 0 | 541456.3631 | 0 | 320265 | 0 | 0 | 0 | 918516.3925 | 0 | 4265.9859 | 0 | 0 | 0 | 0 | 0 | 0 | 0 | 6558253.8303 | 0 | 0 | 0 | 0 | 220978.0638 | 0 | 213.2993 | 0 | 0 | 0 | 0 | 0 | 0 | 0 | 0 | 0 | 0 | 0
2016-04-25 09:00 | 0 | 0 | 0 | 0 | 85645.7573 | 0 | 331202 | 0 | 0 | 0 | 672960.1498 | 0 | 4265.9859 | 0 | 0 | 0 | 0 | 0 | 0 | 0 | 6558227.5973 | 0 | 0 | 0 | 0 | -245556.2427 | 0 | 0 | 0 | 0 | 0 | 0 | 0 | 0 | 0 | 0 | 0 | 0 | 0
2016-04-25 10:00 | 0 | 0 | 0 | 0 | 110331.0566 | 0 | 355674 | 0 | 0 | 0 | 427403.9071 | 0 | 4479.2852 | 0 | 0 | 0 | 0 | 0 | 0 | 0 | 6558201.3644 | 0 | 0 | 0 | 0 | -245556.2427 | 0 | 213.2993 | 0 | 0 | 0 | 0 | 0 | 0 | 0 | 0 | 0 | 0 | 0
2016-04-25 11:00 | 0 | 0 | 0 | 0 | 134859.7573 | 0 | 380416 | 0 | 0 | 0 | 181847.6644 | 0 | 4479.2852 | 0 | 0 | 0 | 0 | 0 | 0 | 0 | 6558175.1316 | 0 | 0 | 0 | 0 | -245556.2427 | 0 | 0 | 0 | 0 | 0 | 0 | 0 | 0 | 0 | 0 | 0 | 0 | 0
2016-04-25 12:00 | 0 | 0 | 0 | 0 | 357718.4076 | 17432.0861 | 396610 | 0 | 0 | 0 | 160174.8588 | 0 | 4692.5845 | 0 | 0 | 0 | 0 | 0 | 0 | 0 | 6558148.8989 | 0 | 0 | 0 | 0 | -21672.8056 | 0 | 213.2993 | 0 | 0 | 0 | 0 | 0 | 0 | 0 | 0 | 0 | 0 | 0
2016-04-25 13:00 | 0 | 0 | 0 | 0 | 0 | 292812.1499 | 410489 | 0 | 0 | 0 | 42498.0087 | 0 | 4692.5845 | 0 | 0 | 0 | 0 | 0 | 0 | 0 | 6558122.6663 | 0 | 0 | 0 | 0 | -117676.8501 | 0 | 0 | 0 | 0 | 0 | 0 | 0 | 0 | 0 | 0 | 0 | 0 | 0
2016-04-25 14:00 | 0 | 0 | 0 | 0 | 0 | 559479.7139 | 423717 | 0 | 0 | 0 | 178260.7226 | 0 | 4692.5845 | 0 | 0 | 0 | 0 | 0 | 0 | 0 | 6558096.4338 | 0 | 0 | 0 | 0 | 135762.7139 | 0 | 0 | 0 | 0 | 0 | 0 | 0 | 0 | 0 | 0 | 0 | 0 | 0
2016-04-25 15:00 | 0 | 0 | 0 | 0 | 0 | 702421.559 | 434555 | 0 | 0 | 0 | 423816.9653 | 0 | 4905.8838 | 0 | 0 | 0 | 0 | 0 | 0 | 0 | 6575747.8151 | 0 | 0 | 0 | 0 | 245556.2427 | 0 | 213.2993 | 0 | 0 | 0 | 0 | 0 | 0 | 0 | 0 | 22097.017 | 0 | 0
2016-04-25 16:00 | 0 | 0 | 0 | 0 | 0 | 711753.559 | 443887 | 0 | 0 | 0 | 669373.208 | 0 | 5119.1831 | 0 | 0 | 0 | 0 | 0 | 0 | 0 | 6593399.1257 | 0 | 0 | 0 | 0 | 245556.2427 | 0 | 213.2993 | 0 | 0 | 0 | 0 | 0 | 0 | 0 | 0 | 22097.017 | 0 | 0
2016-04-25 17:00 | 0 | 0 | 0 | 0 | 0 | 720904.559 | 453038 | 0 | 0 | 0 | 914929.4507 | 0 | 5332.4824 | 0 | 0 | 0 | 0 | 0 | 0 | 0 | 6611050.3657 | 0 | 0 | 0 | 0 | 245556.2427 | 0 | 213.2993 | 0 | 0 | 0 | 0 | 0 | 0 | 0 | 0 | 22097.017 | 0 | 0
2016-04-25 18:00 | 0 | 0 | 0 | 0 | 0 | 728533.559 | 460667 | 0 | 0 | 0 | 1160485.6934 | 0 | 5545.7817 | 0 | 0 | 0 | 0 | 0 | 0 | 0 | 6628701.5352 | 0 | 0 | 0 | 0 | 245556.2427 | 0 | 213.2993 | 0 | 0 | 0 | 0 | 0 | 0 | 0 | 0 | 22097.017 | 0 | 0
2016-04-25 19:00 | 0 | 0 | 0 | 0 | 0 | 734080.559 | 466214 | 0 | 0 | 0 | 1406041.9361 | 0 | 5759.081 | 0 | 0 | 0 | 0 | 0 | 0 | 0 | 6646352.634 | 0 | 0 | 0 | 0 | 245556.2427 | 0 | 213.2993 | 0 | 0 | 0 | 0 | 0 | 0 | 0 | 0 | 22097.017 | 0 | 0
2016-04-25 20:00 | 0 | 0 | 0 | 0 | 0 | 745944.1168 | 470456 | 0 | 0 | 0 | 1651598.1788 | 0 | 5972.3803 | 7621.5577 | 0 | 0 | 0 | 0 | 0 | 0 | 6664003.6622 | 0 | 0 | 0 | 0 | 245556.2427 | 0 | 213.2993 | 0 | 7621.5577 | 0 | 0 | 0 | 0 | 0 | 0 | 22097.017 | 0 | 0
2016-04-25 21:00 | 0 | 0 | 0 | 0 | 0 | 730478.0146 | 472741 | 0 | 0 | 0 | 1897154.4214 | 0 | 6185.6796 | 7621.5577 | 0 | 0 | 0 | 0 | 0 | 0 | 6673550.9843 | 0 | 0 | 0 | 0 | 245556.2427 | 0 | 213.2993 | 0 | 0 | 0 | 0 | 0 | 0 | 0 | 0 | 11967.4726 | 0 | 0
2016-04-25 22:00 | 0 | 0 | 0 | 0 | 0 | 669850.2679 | 470154 | 0 | 0 | 0 | 2104472.247 | 0 | 6185.6796 | 0 | 0 | 0 | 0 | 0 | 0 | 0 | 6673524.2901 | 0 | 0 | 0 | 0 | 207317.8256 | 0 | 0 | 0 | -7621.5577 | 0 | 0 | 0 | 0 | 0 | 0 | 0 | 0 | 0
2016-04-25 23:00 | 0 | 0 | 0 | 0 | 139410.4217 | 571083.821 | 464938 | 0 | 0 | 0 | 2350028.4897 | 0 | 6185.6796 | 0 | 0 | 0 | 0 | 0 | 0 | 0 | 6673497.596 | 0 | 0 | 0 | 0 | 245556.2427 | 0 | 0 | 0 | 0 | 0 | 0 | 0 | 0 | 0 | 0 | 0 | 0 | 0
2016-04-26 | 0 | 0 | 0 | 0 | 0 | 408902.1004 | 465175 | 0 | 0 | 0 | 2293755.5902 | 0 | 6185.6796 | 0 | 0 | 0 | 0 | 0 | 0 | 0 | 6673470.902 | 0 | 0 | 0 | 0 | -56272.8996 | 0 | 0 | 0 | 0 | 0 | 0 | 0 | 0 | 0 | 0 | 0 | 0 | 0
2016-04-26 01:00 | 0 | 0 | 0 | 0 | 90439.5093 | 123458.248 | 459454 | 0 | 0 | 0 | 2048199.3475 | 0 | 6185.6796 | 0 | 0 | 0 | 0 | 0 | 0 | 0 | 6673444.2081 | 0 | 0 | 0 | 0 | -245556.2427 | 0 | 0 | 0 | 0 | 0 | 0 | 0 | 0 | 0 | 0 | 0 | 0 | 0
2016-04-26 02:00 | 0 | 0 | 0 | 0 | 190680.9861 | 1253.0705 | 437277 | 0 | 0 | 0 | 1802643.1048 | 0 | 6398.9789 | 0 | 0 | 0 | 0 | 0 | 0 | 0 | 6673417.5143 | 0 | 0 | 0 | 0 | -245556.2427 | 0 | 213.2993 | 0 | 0 | 0 | 0 | 0 | 0 | 0 | 0 | 0 | 0 | 0
2016-04-26 03:00 | 0 | 0 | 0 | 0 | 164437.7573 | 0 | 409994 | 0 | 0 | 0 | 1557086.8621 | 0 | 6398.9789 | 0 | 0 | 0 | 0 | 0 | 0 | 0 | 6673390.8207 | 0 | 0 | 0 | 0 | -245556.2427 | 0 | 0 | 0 | 0 | 0 | 0 | 0 | 0 | 0 | 0 | 0 | 0 | 0
2016-04-26 04:00 | 0 | 0 | 0 | 0 | 138706.0566 | 0 | 384049 | 0 | 0 | 0 | 1311530.6194 | 0 | 6612.2782 | 0 | 0 | 0 | 0 | 0 | 0 | 0 | 6673364.1271 | 0 | 0 | 0 | 0 | -245556.2427 | 0 | 213.2993 | 0 | 0 | 0 | 0 | 0 | 0 | 0 | 0 | 0 | 0 | 0
2016-04-26 05:00 | 0 | 0 | 0 | 0 | 116431.8932 | 0 | 363833 | 0 | 0 | 0 | 1065974.3767 | 0 | 4767.414 | 0 | 0 | 0 | 0 | 0 | 0 | 0 | 6673337.4337 | 0 | 0 | 0 | 0 | -245556.2427 | 0 | 0 | 1844.8641 | 0 | 0 | 0 | 0 | 0 | 0 | 0 | 0 | 0 | 0
2016-04-26 06:00 | 0 | 0 | 0 | 0 | 406654.8251 | 0 | 347623 | 0 | 0 | 0 | 1124792.9025 | 0 | 4980.7133 | 0 | 0 | 0 | 0 | 0 | 0 | 0 | 6673310.7403 | 0 | 0 | 0 | 0 | 58818.5258 | 0 | 213.2993 | 0 | 0 | 0 | 0 | 0 | 0 | 0 | 0 | 0 | 0 | 0
2016-04-26 07:00 | 0 | 0 | 0 | 0 | 92416.7573 | 0 | 337973 | 0 | 0 | 0 | 879236.6599 | 0 | 4980.7133 | 0 | 0 | 0 | 0 | 0 | 0 | 0 | 6673284.0471 | 0 | 0 | 0 | 0 | -245556.2427 | 0 | 0 | 0 | 0 | 0 | 0 | 0 | 0 | 0 | 0 | 0 | 0 | 0
2016-04-26 08:00 | 0 | 0 | 0 | 0 | 90024.0566 | 0 | 335367 | 0 | 0 | 0 | 633680.4172 | 0 | 5194.0126 | 0 | 0 | 0 | 0 | 0 | 0 | 0 | 6673257.3539 | 0 | 0 | 0 | 0 | -245556.2427 | 0 | 213.2993 | 0 | 0 | 0 | 0 | 0 | 0 | 0 | 0 | 0 | 0 | 0
2016-04-26 09:00 | 0 | 0 | 0 | 0 | 98875.7573 | 0 | 344432 | 0 | 0 | 0 | 388124.1745 | 0 | 5194.0126 | 0 | 0 | 0 | 0 | 0 | 0 | 0 | 6673230.6609 | 0 | 0 | 0 | 0 | -245556.2427 | 0 | 0 | 0 | 0 | 0 | 0 | 0 | 0 | 0 | 0 | 0 | 0 | 0
2016-04-26 10:00 | 0 | 0 | 0 | 0 | 433800.4598 | 0 | 367887 | 0 | 0 | 0 | 453824.335 | 0 | 5407.3119 | 0 | 0 | 0 | 0 | 0 | 0 | 0 | 6673203.968 | 0 | 0 | 0 | 0 | 65700.1605 | 0 | 213.2993 | 0 | 0 | 0 | 0 | 0 | 0 | 0 | 0 | 0 | 0 | 0
2016-04-26 11:00 | 0 | 0 | 0 | 0 | 145623.7573 | 0 | 391180 | 0 | 0 | 0 | 208268.0923 | 0 | 5407.3119 | 0 | 0 | 0 | 0 | 0 | 0 | 0 | 6673177.2752 | 0 | 0 | 0 | 0 | -245556.2427 | 0 | 0 | 0 | 0 | 0 | 0 | 0 | 0 | 0 | 0 | 0 | 0 | 0
2016-04-26 12:00 | 0 | 0 | 0 | 0 | 343191.7476 | 14105.3545 | 407178 | 0 | 0 | 0 | 158173.8951 | 0 | 5620.6112 | 0 | 0 | 0 | 0 | 0 | 0 | 0 | 6673150.5825 | 0 | 0 | 0 | 0 | -50094.1972 | 0 | 213.2993 | 0 | 0 | 0 | 0 | 0 | 0 | 0 | 0 | 0 | 0 | 0
2016-04-26 13:00 | 0 | 0 | 0 | 0 | 0 | 264061.1049 | 422235 | 0 | 0 | 0 | 0 | 0 | 5620.6112 | 0 | 0 | 0 | 0 | 0 | 0 | 0 | 6673123.8898 | 0 | 0 | 0 | 0 | -158173.8951 | 0 | 0 | 0 | 0 | 0 | 0 | 0 | 0 | 0 | 0 | 0 | 0 | 0
2016-04-26 14:00 | 0 | 0 | 0 | 0 | 0 | 558851.5516 | 436334 | 0 | 0 | 0 | 122517.5516 | 0 | 5620.6112 | 0 | 0 | 0 | 0 | 0 | 0 | 0 | 6673097.1974 | 0 | 0 | 0 | 0 | 122517.5516 | 0 | 0 | 0 | 0 | 0 | 0 | 0 | 0 | 0 | 0 | 0 | 0 | 0
2016-04-26 15:00 | 0 | 0 | 0 | 0 | 0 | 714485.559 | 446619 | 0 | 0 | 0 | 368073.7943 | 0 | 5833.9105 | 0 | 0 | 0 | 0 | 0 | 0 | 0 | 6690748.1186 | 0 | 0 | 0 | 0 | 245556.2427 | 0 | 213.2993 | 0 | 0 | 0 | 0 | 0 | 0 | 0 | 0 | 22097.017 | 0 | 0
2016-04-26 16:00 | 0 | 0 | 0 | 0 | 0 | 723097.559 | 455231 | 0 | 0 | 0 | 613630.037 | 0 | 6047.2098 | 0 | 0 | 0 | 0 | 0 | 0 | 0 | 6708398.9692 | 0 | 0 | 0 | 0 | 245556.2427 | 0 | 213.2993 | 0 | 0 | 0 | 0 | 0 | 0 | 0 | 0 | 22097.017 | 0 | 0
2016-04-26 17:00 | 0 | 0 | 0 | 0 | 0 | 731419.559 | 463553 | 0 | 0 | 0 | 859186.2797 | 0 | 6260.5091 | 0 | 0 | 0 | 0 | 0 | 0 | 0 | 6726049.7493 | 0 | 0 | 0 | 0 | 245556.2427 | 0 | 213.2993 | 0 | 0 | 0 | 0 | 0 | 0 | 0 | 0 | 22097.017 | 0 | 0
2016-04-26 18:00 | 0 | 0 | 0 | 0 | 0 | 737573.559 | 469707 | 0 | 0 | 0 | 1104742.5223 | 0 | 6473.8084 | 0 | 0 | 0 | 0 | 0 | 0 | 0 | 6743700.4587 | 0 | 0 | 0 | 0 | 245556.2427 | 0 | 213.2993 | 0 | 0 | 0 | 0 | 0 | 0 | 0 | 0 | 22097.017 | 0 | 0
2016-04-26 19:00 | 0 | 0 | 0 | 0 | 0 | 743240.559 | 475374 | 0 | 0 | 0 | 1350298.765 | 0 | 6687.1077 | 0 | 0 | 0 | 0 | 0 | 0 | 0 | 6761351.0976 | 0 | 0 | 0 | 0 | 245556.2427 | 0 | 213.2993 | 0 | 0 | 0 | 0 | 0 | 0 | 0 | 0 | 22097.017 | 0 | 0
2016-04-26 20:00 | 0 | 0 | 0 | 0 | 0 | 755948.1168 | 480460 | 0 | 0 | 0 | 1595855.0077 | 0 | 6900.407 | 7621.5577 | 0 | 0 | 0 | 0 | 0 | 0 | 6779001.6658 | 0 | 0 | 0 | 0 | 245556.2427 | 0 | 213.2993 | 0 | 7621.5577 | 0 | 0 | 0 | 0 | 0 | 0 | 22097.017 | 0 | 0
2016-04-26 21:00 | 0 | 0 | 0 | 0 | 0 | 736687.343 | 481605 | 0 | 0 | 0 | 1841411.2504 | 0 | 7113.7063 | 7621.5577 | 0 | 0 | 0 | 0 | 0 | 0 | 6786424.7906 | 0 | 0 | 0 | 0 | 245556.2427 | 0 | 213.2993 | 0 | 0 | 0 | 0 | 0 | 0 | 0 | 0 | 9312.801 | 0 | 0
2016-04-26 22:00 | 0 | 0 | 0 | 0 | 0 | 684585.3085 | 476490 | 0 | 0 | 0 | 2057128.1166 | 0 | 7113.7063 | 0 | 0 | 0 | 0 | 0 | 0 | 0 | 6786397.6449 | 0 | 0 | 0 | 0 | 215716.8663 | 0 | 0 | 0 | -7621.5577 | 0 | 0 | 0 | 0 | 0 | 0 | 0 | 0 | 0
2016-04-26 23:00 | 0 | 0 | 0 | 0 | 133236.5961 | 582604.6466 | 470285 | 0 | 0 | 0 | 2302684.3593 | 0 | 7113.7063 | 0 | 0 | 0 | 0 | 0 | 0 | 0 | 6786370.4993 | 0 | 0 | 0 | 0 | 245556.2427 | 0 | 0 | 0 | 0 | 0 | 0 | 0 | 0 | 0 | 0 | 0 | 0 | 0
2016-04-27 | 0 | 0 | 0 | 0 | 230353.5797 | 423393.9618 | 469467 | 0 | 0 | 0 | 2486964.9008 | 0 | 7113.7063 | 0 | 0 | 0 | 0 | 0 | 0 | 0 | 6786343.3538 | 0 | 0 | 0 | 0 | 184280.5415 | 0 | 0 | 0 | 0 | 0 | 0 | 0 | 0 | 0 | 0 | 0 | 0 | 0
2016-04-27 01:00 | 0 | 0 | 0 | 0 | 76301.3022 | 140139.4551 | 461997 | 0 | 0 | 0 | 2241408.6581 | 0 | 7113.7063 | 0 | 0 | 0 | 0 | 0 | 0 | 0 | 6786316.2085 | 0 | 0 | 0 | 0 | -245556.2427 | 0 | 0 | 0 | 0 | 0 | 0 | 0 | 0 | 0 | 0 | 0 | 0 | 0
2016-04-27 02:00 | 0 | 0 | 0 | 0 | 192447.0114 | 1277.0452 | 439067 | 0 | 0 | 0 | 1995852.4155 | 0 | 7327.0056 | 0 | 0 | 0 | 0 | 0 | 0 | 0 | 6786289.0632 | 0 | 0 | 0 | 0 | -245556.2427 | 0 | 213.2993 | 0 | 0 | 0 | 0 | 0 | 0 | 0 | 0 | 0 | 0 | 0
2016-04-27 03:00 | 0 | 0 | 0 | 0 | 165285.7573 | 0 | 410842 | 0 | 0 | 0 | 1750296.1728 | 0 | 7327.0056 | 0 | 0 | 0 | 0 | 0 | 0 | 0 | 6786261.918 | 0 | 0 | 0 | 0 | -245556.2427 | 0 | 0 | 0 | 0 | 0 | 0 | 0 | 0 | 0 | 0 | 0 | 0 | 0
2016-04-27 04:00 | 0 | 0 | 0 | 0 | 140633.0566 | 0 | 385976 | 0 | 0 | 0 | 1504739.9301 | 0 | 7540.3049 | 0 | 0 | 0 | 0 | 0 | 0 | 0 | 6786234.773 | 0 | 0 | 0 | 0 | -245556.2427 | 0 | 213.2993 | 0 | 0 | 0 | 0 | 0 | 0 | 0 | 0 | 0 | 0 | 0
2016-04-27 05:00 | 0 | 0 | 0 | 0 | 120256.7573 | 0 | 365813 | 0 | 0 | 0 | 1259183.6874 | 0 | 7540.3049 | 0 | 0 | 0 | 0 | 0 | 0 | 0 | 6786207.6281 | 0 | 0 | 0 | 0 | -245556.2427 | 0 | 0 | 0 | 0 | 0 | 0 | 0 | 0 | 0 | 0 | 0 | 0 | 0
2016-04-27 06:00 | 0 | 0 | 0 | 0 | 105276.0566 | 0 | 350619 | 0 | 0 | 0 | 1013627.4447 | 0 | 7753.6042 | 0 | 0 | 0 | 0 | 0 | 0 | 0 | 6786180.4832 | 0 | 0 | 0 | 0 | -245556.2427 | 0 | 213.2993 | 0 | 0 | 0 | 0 | 0 | 0 | 0 | 0 | 0 | 0 | 0
2016-04-27 07:00 | 0 | 0 | 0 | 0 | 94995.7573 | 0 | 340552 | 0 | 0 | 0 | 768071.202 | 0 | 7753.6042 | 0 | 0 | 0 | 0 | 0 | 0 | 0 | 6786153.3385 | 0 | 0 | 0 | 0 | -245556.2427 | 0 | 0 | 0 | 0 | 0 | 0 | 0 | 0 | 0 | 0 | 0 | 0 | 0
2016-04-27 08:00 | 0 | 0 | 0 | 0 | 530263.4797 | 0 | 338420 | 0 | 0 | 0 | 959701.3824 | 0 | 7966.9035 | 0 | 0 | 0 | 0 | 0 | 0 | 0 | 6786126.1939 | 0 | 0 | 0 | 0 | 191630.1804 | 0 | 213.2993 | 0 | 0 | 0 | 0 | 0 | 0 | 0 | 0 | 0 | 0 | 0
2016-04-27 09:00 | 0 | 0 | 0 | 0 | 101010.7573 | 0 | 346567 | 0 | 0 | 0 | 714145.1397 | 0 | 7966.9035 | 0 | 0 | 0 | 0 | 0 | 0 | 0 | 6786099.0494 | 0 | 0 | 0 | 0 | -245556.2427 | 0 | 0 | 0 | 0 | 0 | 0 | 0 | 0 | 0 | 0 | 0 | 0 | 0
2016-04-27 10:00 | 0 | 0 | 0 | 0 | 121571.0566 | 0 | 366914 | 0 | 0 | 0 | 468588.8971 | 0 | 8180.2028 | 0 | 0 | 0 | 0 | 0 | 0 | 0 | 6786071.905 | 0 | 0 | 0 | 0 | -245556.2427 | 0 | 213.2993 | 0 | 0 | 0 | 0 | 0 | 0 | 0 | 0 | 0 | 0 | 0
2016-04-27 11:00 | 0 | 0 | 0 | 0 | 143703.7573 | 0 | 389260 | 0 | 0 | 0 | 223032.6544 | 0 | 8180.2028 | 0 | 0 | 0 | 0 | 0 | 0 | 0 | 6786044.7607 | 0 | 0 | 0 | 0 | -245556.2427 | 0 | 0 | 0 | 0 | 0 | 0 | 0 | 0 | 0 | 0 | 0 | 0 | 0
2016-04-27 12:00 | 0 | 0 | 0 | 0 | 543130.3192 | 23017.6517 | 404052 | 0 | 0 | 0 | 384915.3259 | 0 | 8393.5021 | 0 | 0 | 0 | 0 | 0 | 0 | 0 | 6786017.6165 | 0 | 0 | 0 | 0 | 161882.6716 | 0 | 213.2993 | 0 | 0 | 0 | 0 | 0 | 0 | 0 | 0 | 0 | 0 | 0
2016-04-27 13:00 | 0 | 0 | 0 | 0 | 0 | 312699.6428 | 416117 | 0 | 0 | 0 | 281497.9688 | 0 | 8393.5021 | 0 | 0 | 0 | 0 | 0 | 0 | 0 | 6785990.4725 | 0 | 0 | 0 | 0 | -103417.3572 | 0 | 0 | 0 | 0 | 0 | 0 | 0 | 0 | 0 | 0 | 0 | 0 | 0
2016-04-27 14:00 | 0 | 0 | 0 | 0 | 0 | 533056.9318 | 427951 | 0 | 0 | 0 | 386603.9006 | 0 | 8393.5021 | 0 | 0 | 0 | 0 | 0 | 0 | 0 | 6785963.3285 | 0 | 0 | 0 | 0 | 105105.9318 | 0 | 0 | 0 | 0 | 0 | 0 | 0 | 0 | 0 | 0 | 0 | 0 | 0
2016-04-27 15:00 | 0 | 0 | 0 | 0 | 17783.1849 | 665287.3571 | 437301 | 0 | 0 | 0 | 632160.1433 | 0 | 8606.8014 | 0 | 0 | 0 | 0 | 0 | 0 | 0 | 6785936.1846 | 0 | 0 | 0 | 0 | 245556.2427 | 0 | 213.2993 | 0 | 0 | 0 | 0 | 0 | 0 | 0 | 0 | 0 | 0 | 0
2016-04-27 16:00 | 0 | 0 | 0 | 0 | 0 | 712871.559 | 445005 | 0 | 0 | 0 | 877716.386 | 0 | 8820.1007 | 0 | 0 | 0 | 0 | 0 | 0 | 0 | 6803586.6545 | 0 | 0 | 0 | 0 | 245556.2427 | 0 | 213.2993 | 0 | 0 | 0 | 0 | 0 | 0 | 0 | 0 | 22097.017 | 0 | 0
2016-04-27 17:00 | 0 | 0 | 0 | 0 | 0 | 719833.559 | 451967 | 0 | 0 | 0 | 1123272.6286 | 0 | 9033.4 | 0 | 0 | 0 | 0 | 0 | 0 | 0 | 6821237.0538 | 0 | 0 | 0 | 0 | 245556.2427 | 0 | 213.2993 | 0 | 0 | 0 | 0 | 0 | 0 | 0 | 0 | 22097.017 | 0 | 0
2016-04-27 18:00 | 0 | 0 | 0 | 0 | 0 | 725411.6302 | 457457 | 0 | 0 | 0 | 1368828.8713 | 0 | 9246.6993 | 88.0712 | 0 | 0 | 0 | 0 | 0 | 0 | 6838887.3825 | 0 | 0 | 0 | 0 | 245556.2427 | 0 | 213.2993 | 0 | 88.0712 | 0 | 0 | 0 | 0 | 0 | 0 | 22097.017 | 0 | 0
2016-04-27 19:00 | 0 | 0 | 0 | 0 | 0 | 736654.0456 | 461254 | 0 | 0 | 0 | 1614385.114 | 0 | 9459.9986 | 7621.5577 | 0 | 0 | 0 | 0 | 0 | 0 | 6856537.6406 | 0 | 0 | 0 | 0 | 245556.2427 | 0 | 213.2993 | 0 | 7533.4866 | 0 | 0 | 0 | 0 | 0 | 0 | 22097.017 | 0 | 0
2016-04-27 20:00 | 0 | 0 | 0 | 0 | 0 | 720759.4725 | 464324 | 0 | 0 | 0 | 1859941.3567 | 0 | 9673.2979 | 7621.5577 | 0 | 0 | 0 | 0 | 0 | 0 | 6865042.9589 | 0 | 0 | 0 | 0 | 245556.2427 | 0 | 213.2993 | 0 | 0 | 0 | 0 | 0 | 0 | 0 | 0 | 10665.9306 | 0 | 0
2016-04-27 21:00 | 0 | 0 | 0 | 0 | 0 | 686547.0806 | 465915 | 0 | 0 | 0 | 2088194.9951 | 0 | 9673.2979 | 0 | 0 | 0 | 0 | 0 | 0 | 0 | 6865015.4987 | 0 | 0 | 0 | 0 | 228253.6384 | 0 | 0 | 0 | -7621.5577 | 0 | 0 | 0 | 0 | 0 | 0 | 0 | 0 | 0
2016-04-27 22:00 | 0 | 0 | 0 | 0 | 0 | 619254.1725 | 464293 | 0 | 0 | 0 | 2242942.8682 | 0 | 9886.5972 | 0 | 0 | 0 | 0 | 0 | 0 | 0 | 6864988.0387 | 0 | 0 | 0 | 0 | 154747.8732 | 0 | 213.2993 | 0 | 0 | 0 | 0 | 0 | 0 | 0 | 0 | 0 | 0 | 0
2016-04-27 23:00 | 0 | 0 | 0 | 0 | 0 | 514699.6245 | 459867 | 0 | 0 | 0 | 2297775.4927 | 0 | 9886.5972 | 0 | 0 | 0 | 0 | 0 | 0 | 0 | 6864960.5787 | 0 | 0 | 0 | 0 | 54832.6245 | 0 | 0 | 0 | 0 | 0 | 0 | 0 | 0 | 0 | 0 | 0 | 0 | 0
2016-04-28 | 0 | 0 | 0 | 0 | 0 | 347777.8019 | 460658 | 0 | 0 | 0 | 2184895.2946 | 0 | 9886.5972 | 0 | 0 | 0 | 0 | 0 | 0 | 0 | 6864933.1189 | 0 | 0 | 0 | 0 | -112880.1981 | 0 | 0 | 0 | 0 | 0 | 0 | 0 | 0 | 0 | 0 | 0 | 0 | 0
2016-04-28 01:00 | 0 | 0 | 0 | 0 | 113303.371 | 94495.6856 | 453142 | 0 | 0 | 0 | 1939339.0519 | 0 | 10099.8965 | 0 | 0 | 0 | 0 | 0 | 0 | 0 | 6864905.6591 | 0 | 0 | 0 | 0 | -245556.2427 | 0 | 213.2993 | 0 | 0 | 0 | 0 | 0 | 0 | 0 | 0 | 0 | 0 | 0
2016-04-28 02:00 | 0 | 0 | 0 | 0 | 185611.3824 | 1372.3749 | 432540 | 0 | 0 | 0 | 1693782.8092 | 0 | 10099.8965 | 0 | 0 | 0 | 0 | 0 | 0 | 0 | 6864878.1995 | 0 | 0 | 0 | 0 | -245556.2427 | 0 | 0 | 0 | 0 | 0 | 0 | 0 | 0 | 0 | 0 | 0 | 0 | 0
2016-04-28 03:00 | 0 | 0 | 0 | 0 | 161099.0566 | 0 | 406442 | 0 | 0 | 0 | 1448226.5665 | 0 | 10313.1958 | 0 | 0 | 0 | 0 | 0 | 0 | 0 | 6864850.74 | 0 | 0 | 0 | 0 | -245556.2427 | 0 | 213.2993 | 0 | 0 | 0 | 0 | 0 | 0 | 0 | 0 | 0 | 0 | 0
2016-04-28 04:00 | 0 | 0 | 0 | 0 | 499004.8383 | 0 | 382221 | 0 | 0 | 0 | 1565010.4049 | 0 | 10313.1958 | 0 | 0 | 0 | 0 | 0 | 0 | 0 | 6864823.2806 | 0 | 0 | 0 | 0 | 116783.8383 | 0 | 0 | 0 | 0 | 0 | 0 | 0 | 0 | 0 | 0 | 0 | 0 | 0
2016-04-28 05:00 | 0 | 0 | 0 | 0 | 116695.0566 | 0 | 362038 | 0 | 0 | 0 | 1319454.1622 | 0 | 10526.4951 | 0 | 0 | 0 | 0 | 0 | 0 | 0 | 6864795.8213 | 0 | 0 | 0 | 0 | -245556.2427 | 0 | 213.2993 | 0 | 0 | 0 | 0 | 0 | 0 | 0 | 0 | 0 | 0 | 0
2016-04-28 06:00 | 0 | 0 | 0 | 0 | 101217.7573 | 0 | 346774 | 0 | 0 | 0 | 1073897.9195 | 0 | 10526.4951 | 0 | 0 | 0 | 0 | 0 | 0 | 0 | 6864768.3621 | 0 | 0 | 0 | 0 | -245556.2427 | 0 | 0 | 0 | 0 | 0 | 0 | 0 | 0 | 0 | 0 | 0 | 0 | 0
2016-04-28 07:00 | 0 | 0 | 0 | 0 | 92239.0566 | 0 | 337582 | 0 | 0 | 0 | 828341.6768 | 0 | 10739.7943 | 0 | 0 | 0 | 0 | 0 | 0 | 0 | 6864740.903 | 0 | 0 | 0 | 0 | -245556.2427 | 0 | 213.2993 | 0 | 0 | 0 | 0 | 0 | 0 | 0 | 0 | 0 | 0 | 0
2016-04-28 08:00 | 0 | 0 | 0 | 0 | 413766.8605 | 0 | 336250 | 0 | 0 | 0 | 905858.5373 | 0 | 10739.7943 | 0 | 0 | 0 | 0 | 0 | 0 | 0 | 6864713.4441 | 0 | 0 | 0 | 0 | 77516.8605 | 0 | 0 | 0 | 0 | 0 | 0 | 0 | 0 | 0 | 0 | 0 | 0 | 0
2016-04-28 09:00 | 0 | 0 | 0 | 0 | 100145.0566 | 0 | 345488 | 0 | 0 | 0 | 660302.2946 | 0 | 10953.0936 | 0 | 0 | 0 | 0 | 0 | 0 | 0 | 6864685.9852 | 0 | 0 | 0 | 0 | -245556.2427 | 0 | 213.2993 | 0 | 0 | 0 | 0 | 0 | 0 | 0 | 0 | 0 | 0 | 0
2016-04-28 10:00 | 0 | 0 | 0 | 0 | 378614.1088 | 0 | 368035 | 0 | 0 | 0 | 670881.4034 | 0 | 10953.0936 | 0 | 0 | 0 | 0 | 0 | 0 | 0 | 6864658.5265 | 0 | 0 | 0 | 0 | 10579.1088 | 0 | 0 | 0 | 0 | 0 | 0 | 0 | 0 | 0 | 0 | 0 | 0 | 0
2016-04-28 11:00 | 0 | 0 | 0 | 0 | 146503.0566 | 0 | 391846 | 0 | 0 | 0 | 425325.1607 | 0 | 11166.3929 | 0 | 0 | 0 | 0 | 0 | 0 | 0 | 6864631.0679 | 0 | 0 | 0 | 0 | -245556.2427 | 0 | 213.2993 | 0 | 0 | 0 | 0 | 0 | 0 | 0 | 0 | 0 | 0 | 0
2016-04-28 12:00 | 0 | 0 | 0 | 0 | 285539.3217 | 14005.2736 | 406902 | 0 | 0 | 0 | 317967.756 | 0 | 11166.3929 | 0 | 0 | 0 | 0 | 0 | 0 | 0 | 6864603.6093 | 0 | 0 | 0 | 0 | -107357.4048 | 0 | 0 | 0 | 0 | 0 | 0 | 0 | 0 | 0 | 0 | 0 | 0 | 0
2016-04-28 13:00 | 0 | 0 | 0 | 0 | 0 | 239154.4225 | 419282 | 0 | 0 | 0 | 137840.1784 | 0 | 11166.3929 | 0 | 0 | 0 | 0 | 0 | 0 | 0 | 6864576.1509 | 0 | 0 | 0 | 0 | -180127.5775 | 0 | 0 | 0 | 0 | 0 | 0 | 0 | 0 | 0 | 0 | 0 | 0 | 0
2016-04-28 14:00 | 0 | 0 | 0 | 0 | 180140.027 | 498472.2157 | 433056 | 0 | 0 | 0 | 383396.4211 | 0 | 11166.3929 | 0 | 0 | 0 | 0 | 0 | 0 | 0 | 6864548.6926 | 0 | 0 | 0 | 0 | 245556.2427 | 0 | 0 | 0 | 0 | 0 | 0 | 0 | 0 | 0 | 0 | 0 | 0 | 0
2016-04-28 15:00 | 0 | 0 | 0 | 0 | 0 | 661447.379 | 441684 | 0 | 0 | 0 | 603159.8002 | 0 | 11166.3929 | 0 | 0 | 0 | 0 | 0 | 0 | 0 | 6864521.2344 | 0 | 0 | 0 | 0 | 219763.379 | 0 | 0 | 0 | 0 | 0 | 0 | 0 | 0 | 0 | 0 | 0 | 0 | 0
2016-04-28 16:00 | 0 | 0 | 0 | 0 | 0 | 718700.559 | 450834 | 0 | 0 | 0 | 848716.0429 | 0 | 11379.6922 | 0 | 0 | 0 | 0 | 0 | 0 | 0 | 6882171.39 | 0 | 0 | 0 | 0 | 245556.2427 | 0 | 213.2993 | 0 | 0 | 0 | 0 | 0 | 0 | 0 | 0 | 22097.017 | 0 | 0
2016-04-28 17:00 | 0 | 0 | 0 | 0 | 0 | 726638.559 | 458772 | 0 | 0 | 0 | 1094272.2856 | 0 | 11592.9915 | 0 | 0 | 0 | 0 | 0 | 0 | 0 | 6899821.4749 | 0 | 0 | 0 | 0 | 245556.2427 | 0 | 213.2993 | 0 | 0 | 0 | 0 | 0 | 0 | 0 | 0 | 22097.017 | 0 | 0
2016-04-28 18:00 | 0 | 0 | 0 | 0 | 0 | 740908.1168 | 465420 | 0 | 0 | 0 | 1339828.5282 | 0 | 11806.2908 | 7621.5577 | 0 | 0 | 0 | 0 | 0 | 0 | 6917471.4893 | 0 | 0 | 0 | 0 | 245556.2427 | 0 | 213.2993 | 0 | 7621.5577 | 0 | 0 | 0 | 0 | 0 | 0 | 22097.017 | 0 | 0
2016-04-28 19:00 | 0 | 0 | 0 | 0 | 0 | 731535.7594 | 469346 | 0 | 0 | 0 | 1585384.7709 | 0 | 12019.5901 | 7621.5577 | 0 | 0 | 0 | 0 | 0 | 0 | 6930579.9933 | 0 | 0 | 0 | 0 | 245556.2427 | 0 | 213.2993 | 0 | 0 | 0 | 0 | 0 | 0 | 0 | 0 | 16420.2174 | 0 | 0
2016-04-28 20:00 | 0 | 0 | 0 | 0 | 0 | 716696.3707 | 472165 | 0 | 0 | 0 | 1830941.0136 | 0 | 12019.5901 | 6596.6858 | 0 | 0 | 0 | 0 | 0 | 0 | 6930552.271 | 0 | 0 | 0 | 0 | 245556.2427 | 0 | 0 | 0 | -1024.872 | 0 | 0 | 0 | 0 | 0 | 0 | 0 | 0 | 0
2016-04-28 21:00 | 0 | 0 | 0 | 0 | 0 | 685496.8847 | 474195 | 0 | 0 | 0 | 2048839.5841 | 0 | 12019.5901 | 0 | 0 | 0 | 0 | 0 | 0 | 0 | 6930524.5488 | 0 | 0 | 0 | 0 | 217898.5705 | 0 | 0 | 0 | -6596.6858 | 0 | 0 | 0 | 0 | 0 | 0 | 0 | 0 | 0
2016-04-28 22:00 | 0 | 0 | 0 | 0 | 88673.2573 | 628401.9854 | 471519 | 0 | 0 | 0 | 2294395.8268 | 0 | 12019.5901 | 0 | 0 | 0 | 0 | 0 | 0 | 0 | 6930496.8267 | 0 | 0 | 0 | 0 | 245556.2427 | 0 | 0 | 0 | 0 | 0 | 0 | 0 | 0 | 0 | 0 | 0 | 0 | 0
2016-04-28 23:00 | 0 | 0 | 0 | 0 | 0 | 516596.4313 | 466295 | 0 | 0 | 0 | 2344697.2581 | 0 | 12019.5901 | 0 | 0 | 0 | 0 | 0 | 0 | 0 | 6930469.1047 | 0 | 0 | 0 | 0 | 50301.4313 | 0 | 0 | 0 | 0 | 0 | 0 | 0 | 0 | 0 | 0 | 0 | 0 | 0
2016-04-29 | 0 | 0 | 0 | 0 | 0 | 356819.1194 | 464614 | 0 | 0 | 0 | 2236902.3775 | 0 | 12019.5901 | 0 | 0 | 0 | 0 | 0 | 0 | 0 | 6930441.3828 | 0 | 0 | 0 | 0 | -107794.8806 | 0 | 0 | 0 | 0 | 0 | 0 | 0 | 0 | 0 | 0 | 0 | 0 | 0
2016-04-29 01:00 | 0 | 0 | 0 | 0 | 91705.3181 | 120514.7385 | 457563 | 0 | 0 | 0 | 1991346.1348 | 0 | 12232.8894 | 0 | 0 | 0 | 0 | 0 | 0 | 0 | 6930413.6611 | 0 | 0 | 0 | 0 | -245556.2427 | 0 | 213.2993 | 0 | 0 | 0 | 0 | 0 | 0 | 0 | 0 | 0 | 0 | 0
2016-04-29 02:00 | 0 | 0 | 0 | 0 | 189079.8746 | 2466.8828 | 437103 | 0 | 0 | 0 | 1745789.8921 | 0 | 12232.8894 | 0 | 0 | 0 | 0 | 0 | 0 | 0 | 6930385.9394 | 0 | 0 | 0 | 0 | -245556.2427 | 0 | 0 | 0 | 0 | 0 | 0 | 0 | 0 | 0 | 0 | 0 | 0 | 0
2016-04-29 03:00 | 0 | 0 | 0 | 0 | 166648.0566 | 0 | 411991 | 0 | 0 | 0 | 1500233.6495 | 0 | 12446.1887 | 0 | 0 | 0 | 0 | 0 | 0 | 0 | 6930358.2179 | 0 | 0 | 0 | 0 | -245556.2427 | 0 | 213.2993 | 0 | 0 | 0 | 0 | 0 | 0 | 0 | 0 | 0 | 0 | 0
2016-04-29 04:00 | 0 | 0 | 0 | 0 | 142385.7573 | 0 | 387942 | 0 | 0 | 0 | 1254677.4068 | 0 | 12446.1887 | 0 | 0 | 0 | 0 | 0 | 0 | 0 | 6930330.4964 | 0 | 0 | 0 | 0 | -245556.2427 | 0 | 0 | 0 | 0 | 0 | 0 | 0 | 0 | 0 | 0 | 0 | 0 | 0
2016-04-29 05:00 | 0 | 0 | 0 | 0 | 356520.8565 | 0 | 367523 | 0 | 0 | 0 | 1243461.9639 | 0 | 12659.488 | 0 | 0 | 0 | 0 | 0 | 0 | 0 | 6930302.7751 | 0 | 0 | 0 | 0 | -11215.4428 | 0 | 213.2993 | 0 | 0 | 0 | 0 | 0 | 0 | 0 | 0 | 0 | 0 | 0
2016-04-29 06:00 | 0 | 0 | 0 | 0 | 106841.7573 | 0 | 352398 | 0 | 0 | 0 | 997905.7213 | 0 | 12659.488 | 0 | 0 | 0 | 0 | 0 | 0 | 0 | 6930275.0539 | 0 | 0 | 0 | 0 | -245556.2427 | 0 | 0 | 0 | 0 | 0 | 0 | 0 | 0 | 0 | 0 | 0 | 0 | 0
2016-04-29 07:00 | 0 | 0 | 0 | 0 | 311907.9267 | 0 | 343479 | 0 | 0 | 0 | 966121.3487 | 0 | 12872.7873 | 0 | 0 | 0 | 0 | 0 | 0 | 0 | 6930247.3328 | 0 | 0 | 0 | 0 | -31784.3726 | 0 | 213.2993 | 0 | 0 | 0 | 0 | 0 | 0 | 0 | 0 | 0 | 0 | 0
2016-04-29 08:00 | 0 | 0 | 0 | 0 | 96034.7573 | 0 | 341591 | 0 | 0 | 0 | 720565.106 | 0 | 12872.7873 | 0 | 0 | 0 | 0 | 0 | 0 | 0 | 6930219.6118 | 0 | 0 | 0 | 0 | -245556.2427 | 0 | 0 | 0 | 0 | 0 | 0 | 0 | 0 | 0 | 0 | 0 | 0 | 0
2016-04-29 09:00 | 0 | 0 | 0 | 0 | 272984.0309 | 0 | 348117 | 0 | 0 | 0 | 645218.8376 | 0 | 13086.0866 | 0 | 0 | 0 | 0 | 0 | 0 | 0 | 6930191.8909 | 0 | 0 | 0 | 0 | -75346.2684 | 0 | 213.2993 | 0 | 0 | 0 | 0 | 0 | 0 | 0 | 0 | 0 | 0 | 0
2016-04-29 10:00 | 0 | 0 | 0 | 0 | 125797.7573 | 0 | 371354 | 0 | 0 | 0 | 399662.5949 | 0 | 13086.0866 | 0 | 0 | 0 | 0 | 0 | 0 | 0 | 6930164.1702 | 0 | 0 | 0 | 0 | -245556.2427 | 0 | 0 | 0 | 0 | 0 | 0 | 0 | 0 | 0 | 0 | 0 | 0 | 0
2016-04-29 11:00 | 0 | 0 | 0 | 0 | 270810.8938 | 0 | 393813 | 0 | 0 | 0 | 276447.1893 | 0 | 13299.3859 | 0 | 0 | 0 | 0 | 0 | 0 | 0 | 6930136.4495 | 0 | 0 | 0 | 0 | -123215.4055 | 0 | 213.2993 | 0 | 0 | 0 | 0 | 0 | 0 | 0 | 0 | 0 | 0 | 0
2016-04-29 12:00 | 0 | 0 | 0 | 0 | 252468.0606 | 9429.7682 | 409204 | 0 | 0 | 0 | 129141.0181 | 0 | 13299.3859 | 0 | 0 | 0 | 0 | 0 | 0 | 0 | 6930108.729 | 0 | 0 | 0 | 0 | -147306.1712 | 0 | 0 | 0 | 0 | 0 | 0 | 0 | 0 | 0 | 0 | 0 | 0 | 0
2016-04-29 13:00 | 0 | 0 | 0 | 0 | 228697.0583 | 247847.4489 | 422065 | 0 | 0 | 0 | 183620.5252 | 0 | 13299.3859 | 0 | 0 | 0 | 0 | 0 | 0 | 0 | 6930081.0085 | 0 | 0 | 0 | 0 | 54479.5071 | 0 | 0 | 0 | 0 | 0 | 0 | 0 | 0 | 0 | 0 | 0 | 0 | 0
2016-04-29 14:00 | 0 | 0 | 0 | 0 | 0 | 524010.3906 | 435392 | 0 | 0 | 0 | 272238.9159 | 0 | 13299.3859 | 0 | 0 | 0 | 0 | 0 | 0 | 0 | 6930053.2882 | 0 | 0 | 0 | 0 | 88618.3906 | 0 | 0 | 0 | 0 | 0 | 0 | 0 | 0 | 0 | 0 | 0 | 0 | 0
2016-04-29 15:00 | 0 | 0 | 0 | 0 | 0 | 657047.2575 | 444825 | 0 | 0 | 0 | 484461.1733 | 0 | 13299.3859 | 0 | 0 | 0 | 0 | 0 | 0 | 0 | 6930025.568 | 0 | 0 | 0 | 0 | 212222.2575 | 0 | 0 | 0 | 0 | 0 | 0 | 0 | 0 | 0 | 0 | 0 | 0 | 0
2016-04-29 16:00 | 0 | 0 | 0 | 0 | 0 | 722489.0518 | 451813 | 0 | 0 | 0 | 730017.416 | 0 | 13512.6852 | 2809.4928 | 0 | 0 | 0 | 0 | 0 | 0 | 6947675.4615 | 0 | 0 | 0 | 0 | 245556.2427 | 0 | 213.2993 | 0 | 2809.4928 | 0 | 0 | 0 | 0 | 0 | 0 | 22097.017 | 0 | 0
2016-04-29 17:00 | 0 | 0 | 0 | 0 | 0 | 730792.6239 | 458114 | 0 | 0 | 0 | 975573.6587 | 0 | 13725.9845 | 7621.5577 | 0 | 0 | 0 | 0 | 0 | 0 | 6965325.2845 | 0 | 0 | 0 | 0 | 245556.2427 | 0 | 213.2993 | 0 | 4812.0649 | 0 | 0 | 0 | 0 | 0 | 0 | 22097.017 | 0 | 0
2016-04-29 18:00 | 0 | 0 | 0 | 0 | 0 | 719665.8472 | 462240 | 0 | 0 | 0 | 1221129.9014 | 0 | 13939.2838 | 7621.5577 | 0 | 0 | 0 | 0 | 0 | 0 | 6974622.4673 | 0 | 0 | 0 | 0 | 245556.2427 | 0 | 213.2993 | 0 | 0 | 0 | 0 | 0 | 0 | 0 | 0 | 11656.3052 | 0 | 0
2016-04-29 19:00 | 0 | 0 | 0 | 0 | 0 | 706231.2335 | 463801 | 0 | 0 | 0 | 1466686.1441 | 0 | 13939.2838 | 4495.5486 | 0 | 0 | 0 | 0 | 0 | 0 | 6974594.5688 | 0 | 0 | 0 | 0 | 245556.2427 | 0 | 0 | 0 | -3126.0091 | 0 | 0 | 0 | 0 | 0 | 0 | 0 | 0 | 0
2016-04-29 20:00 | 0 | 0 | 0 | 0 | 0 | 696179.3824 | 463626 | 0 | 0 | 0 | 1703735.0751 | 0 | 13939.2838 | 0 | 0 | 0 | 0 | 0 | 0 | 0 | 6974566.6704 | 0 | 0 | 0 | 0 | 237048.931 | 0 | 0 | 0 | -4495.5486 | 0 | 0 | 0 | 0 | 0 | 0 | 0 | 0 | 0
2016-04-29 21:00 | 0 | 0 | 0 | 0 | 0 | 670588.7786 | 460788 | 0 | 0 | 0 | 1913535.8537 | 0 | 13939.2838 | 0 | 0 | 0 | 0 | 0 | 0 | 0 | 6974538.7722 | 0 | 0 | 0 | 0 | 209800.7786 | 0 | 0 | 0 | 0 | 0 | 0 | 0 | 0 | 0 | 0 | 0 | 0 | 0
2016-04-29 22:00 | 0 | 0 | 0 | 0 | 0 | 618802.2112 | 453866 | 0 | 0 | 0 | 2078472.0648 | 0 | 13939.2838 | 0 | 0 | 0 | 0 | 0 | 0 | 0 | 6974510.874 | 0 | 0 | 0 | 0 | 164936.2112 | 0 | 0 | 0 | 0 | 0 | 0 | 0 | 0 | 0 | 0 | 0 | 0 | 0
2016-04-29 23:00 | 0 | 0 | 0 | 0 | 0 | 521842.7211 | 445437 | 0 | 0 | 0 | 2154877.7859 | 0 | 13939.2838 | 0 | 0 | 0 | 0 | 0 | 0 | 0 | 6974482.976 | 0 | 0 | 0 | 0 | 76405.7211 | 0 | 0 | 0 | 0 | 0 | 0 | 0 | 0 | 0 | 0 | 0 | 0 | 0
2016-04-30 | 0 | 0 | 0 | 0 | 0 | 358358.5447 | 444156 | 0 | 0 | 0 | 2069080.3306 | 0 | 13939.2838 | 0 | 0 | 0 | 0 | 0 | 0 | 0 | 6974455.078 | 0 | 0 | 0 | 0 | -85797.4553 | 0 | 0 | 0 | 0 | 0 | 0 | 0 | 0 | 0 | 0 | 0 | 0 | 0
2016-04-30 01:00 | 0 | 0 | 0 | 0 | 69975.2426 | 123555.814 | 438874 | 0 | 0 | 0 | 1823524.0879 | 0 | 14152.5831 | 0 | 0 | 0 | 0 | 0 | 0 | 0 | 6974427.1802 | 0 | 0 | 0 | 0 | -245556.2427 | 0 | 213.2993 | 0 | 0 | 0 | 0 | 0 | 0 | 0 | 0 | 0 | 0 | 0
2016-04-30 02:00 | 0 | 0 | 0 | 0 | 174324.3906 | 2783.3667 | 422664 | 0 | 0 | 0 | 1577967.8452 | 0 | 14152.5831 | 0 | 0 | 0 | 0 | 0 | 0 | 0 | 6974399.2825 | 0 | 0 | 0 | 0 | -245556.2427 | 0 | 0 | 0 | 0 | 0 | 0 | 0 | 0 | 0 | 0 | 0 | 0 | 0
2016-04-30 03:00 | 0 | 0 | 0 | 0 | 157227.0566 | 0 | 402570 | 0 | 0 | 0 | 1332411.6025 | 0 | 14365.8824 | 0 | 0 | 0 | 0 | 0 | 0 | 0 | 6974371.3849 | 0 | 0 | 0 | 0 | -245556.2427 | 0 | 213.2993 | 0 | 0 | 0 | 0 | 0 | 0 | 0 | 0 | 0 | 0 | 0
2016-04-30 04:00 | 0 | 0 | 0 | 0 | 135634.7573 | 0 | 381191 | 0 | 0 | 0 | 1086855.3598 | 0 | 14365.8824 | 0 | 0 | 0 | 0 | 0 | 0 | 0 | 6974343.4874 | 0 | 0 | 0 | 0 | -245556.2427 | 0 | 0 | 0 | 0 | 0 | 0 | 0 | 0 | 0 | 0 | 0 | 0 | 0
2016-04-30 05:00 | 0 | 0 | 0 | 0 | 116795.0566 | 0 | 362138 | 0 | 0 | 0 | 841299.1172 | 0 | 14579.1817 | 0 | 0 | 0 | 0 | 0 | 0 | 0 | 6974315.5901 | 0 | 0 | 0 | 0 | -245556.2427 | 0 | 213.2993 | 0 | 0 | 0 | 0 | 0 | 0 | 0 | 0 | 0 | 0 | 0
2016-04-30 06:00 | 0 | 0 | 0 | 0 | 443366.1541 | 0 | 347527 | 0 | 0 | 0 | 937138.2712 | 0 | 14579.1817 | 0 | 0 | 0 | 0 | 0 | 0 | 0 | 6974287.6928 | 0 | 0 | 0 | 0 | 95839.1541 | 0 | 0 | 0 | 0 | 0 | 0 | 0 | 0 | 0 | 0 | 0 | 0 | 0
2016-04-30 07:00 | 0 | 0 | 0 | 0 | 92669.0566 | 0 | 338012 | 0 | 0 | 0 | 691582.0285 | 0 | 14792.481 | 0 | 0 | 0 | 0 | 0 | 0 | 0 | 6974259.7956 | 0 | 0 | 0 | 0 | -245556.2427 | 0 | 213.2993 | 0 | 0 | 0 | 0 | 0 | 0 | 0 | 0 | 0 | 0 | 0
2016-04-30 08:00 | 0 | 0 | 0 | 0 | 87019.7573 | 0 | 332576 | 0 | 0 | 0 | 446025.7859 | 0 | 14792.481 | 0 | 0 | 0 | 0 | 0 | 0 | 0 | 6974231.8986 | 0 | 0 | 0 | 0 | -245556.2427 | 0 | 0 | 0 | 0 | 0 | 0 | 0 | 0 | 0 | 0 | 0 | 0 | 0
2016-04-30 09:00 | 0 | 0 | 0 | 0 | 87367.0566 | 0 | 332710 | 0 | 0 | 0 | 200469.5432 | 0 | 15005.7803 | 0 | 0 | 0 | 0 | 0 | 0 | 0 | 6974204.0017 | 0 | 0 | 0 | 0 | -245556.2427 | 0 | 213.2993 | 0 | 0 | 0 | 0 | 0 | 0 | 0 | 0 | 0 | 0 | 0
2016-04-30 10:00 | 0 | 0 | 0 | 0 | 399044.6891 | 0 | 336162 | 0 | 0 | 0 | 263352.2323 | 0 | 15005.7803 | 0 | 0 | 0 | 0 | 0 | 0 | 0 | 6974176.1049 | 0 | 0 | 0 | 0 | 62882.6891 | 0 | 0 | 0 | 0 | 0 | 0 | 0 | 0 | 0 | 0 | 0 | 0 | 0
2016-04-30 11:00 | 0 | 0 | 0 | 0 | 98982.0566 | 0 | 344325 | 0 | 0 | 0 | 17795.9896 | 0 | 15219.0796 | 0 | 0 | 0 | 0 | 0 | 0 | 0 | 6974148.2082 | 0 | 0 | 0 | 0 | -245556.2427 | 0 | 213.2993 | 0 | 0 | 0 | 0 | 0 | 0 | 0 | 0 | 0 | 0 | 0
2016-04-30 12:00 | 0 | 0 | 0 | 0 | 324430.0781 | 17539.9323 | 359766 | 0 | 0 | 0 | 0 | 0 | 15219.0796 | 0 | 0 | 0 | 0 | 0 | 0 | 0 | 6974120.3116 | 0 | 0 | 0 | 0 | -17795.9896 | 0 | 0 | 0 | 0 | 0 | 0 | 0 | 0 | 0 | 0 | 0 | 0 | 0
2016-04-30 13:00 | 0 | 0 | 0 | 0 | 74831.2574 | 301590.7426 | 376422 | 0 | 0 | 0 | 0 | 0 | 15219.0796 | 0 | 0 | 0 | 0 | 0 | 0 | 0 | 6974092.4151 | 0 | 0 | 0 | 0 | 0 | 0 | 0 | 0 | 0 | 0 | 0 | 0 | 0 | 0 | 0 | 0 | 0 | 0
2016-04-30 14:00 | 0 | 0 | 0 | 0 | 58975.2126 | 576403.0301 | 389822 | 0 | 0 | 0 | 245556.2427 | 0 | 15219.0796 | 0 | 0 | 0 | 0 | 0 | 0 | 0 | 6974064.5187 | 0 | 0 | 0 | 0 | 245556.2427 | 0 | 0 | 0 | 0 | 0 | 0 | 0 | 0 | 0 | 0 | 0 | 0 | 0
2016-04-30 15:00 | 0 | 0 | 0 | 0 | 0 | 667965.559 | 400099 | 0 | 0 | 0 | 491112.4854 | 0 | 15432.3789 | 0 | 0 | 0 | 0 | 0 | 0 | 0 | 6991714.2361 | 0 | 0 | 0 | 0 | 245556.2427 | 0 | 213.2993 | 0 | 0 | 0 | 0 | 0 | 0 | 0 | 0 | 22097.017 | 0 | 0
2016-04-30 16:00 | 0 | 0 | 0 | 0 | 0 | 673985.559 | 406119 | 0 | 0 | 0 | 736668.7281 | 0 | 15645.6782 | 0 | 0 | 0 | 0 | 0 | 0 | 0 | 7009363.8829 | 0 | 0 | 0 | 0 | 245556.2427 | 0 | 213.2993 | 0 | 0 | 0 | 0 | 0 | 0 | 0 | 0 | 22097.017 | 0 | 0
2016-04-30 17:00 | 0 | 0 | 0 | 0 | 0 | 677389.559 | 409523 | 0 | 0 | 0 | 982224.9707 | 0 | 15858.9775 | 0 | 0 | 0 | 0 | 0 | 0 | 0 | 7027013.4591 | 0 | 0 | 0 | 0 | 245556.2427 | 0 | 213.2993 | 0 | 0 | 0 | 0 | 0 | 0 | 0 | 0 | 22097.017 | 0 | 0
2016-04-30 18:00 | 0 | 0 | 0 | 0 | 0 | 679322.559 | 411456 | 0 | 0 | 0 | 1227781.2134 | 0 | 16072.2768 | 0 | 0 | 0 | 0 | 0 | 0 | 0 | 7044662.9646 | 0 | 0 | 0 | 0 | 245556.2427 | 0 | 213.2993 | 0 | 0 | 0 | 0 | 0 | 0 | 0 | 0 | 22097.017 | 0 | 0
2016-04-30 19:00 | 0 | 0 | 0 | 0 | 0 | 681335.559 | 413469 | 0 | 0 | 0 | 1473337.4561 | 0 | 16285.5761 | 0 | 0 | 0 | 0 | 0 | 0 | 0 | 7062312.3996 | 0 | 0 | 0 | 0 | 245556.2427 | 0 | 213.2993 | 0 | 0 | 0 | 0 | 0 | 0 | 0 | 0 | 22097.017 | 0 | 0
2016-04-30 20:00 | 0 | 0 | 0 | 0 | 0 | 692245.1168 | 416757 | 0 | 0 | 0 | 1718893.6988 | 0 | 16498.8754 | 7621.5577 | 0 | 0 | 0 | 0 | 0 | 0 | 7079961.764 | 0 | 0 | 0 | 0 | 245556.2427 | 0 | 213.2993 | 0 | 7621.5577 | 0 | 0 | 0 | 0 | 0 | 0 | 22097.017 | 0 | 0
2016-04-30 21:00 | 0 | 0 | 0 | 0 | 0 | 673571.401 | 418294 | 0 | 0 | 0 | 1964449.9415 | 0 | 16712.1746 | 7621.5577 | 0 | 0 | 0 | 0 | 0 | 0 | 7087539.7314 | 0 | 0 | 0 | 0 | 245556.2427 | 0 | 213.2993 | 0 | 0 | 0 | 0 | 0 | 0 | 0 | 0 | 9507.859 | 0 | 0
2016-04-30 22:00 | 0 | 0 | 0 | 0 | 0 | 607151.8029 | 417016 | 0 | 0 | 0 | 2161994.0028 | 0 | 16925.4739 | 0 | 0 | 0 | 0 | 0 | 0 | 0 | 7087511.3812 | 0 | 0 | 0 | 0 | 197544.0614 | 0 | 213.2993 | 0 | -7621.5577 | 0 | 0 | 0 | 0 | 0 | 0 | 0 | 0 | 0
2016-04-30 23:00 | 0 | 0 | 0 | 0 | 0 | 498052.1061 | 415549 | 0 | 0 | 0 | 2244497.1089 | 0 | 16925.4739 | 0 | 0 | 0 | 0 | 0 | 0 | 0 | 7087483.0312 | 0 | 0 | 0 | 0 | 82503.1061 | 0 | 0 | 0 | 0 | 0 | 0 | 0 | 0 | 0 | 0 | 0 | 0 | 0
2016-05-01 | 0 | 0 | 0 | 0 | 0 | 344516.9299 | 416916 | 0 | 0 | 0 | 2172098.0388 | 0 | 16925.4739 | 0 | 0 | 0 | 0 | 0 | 0 | 0 | 7087454.6813 | 0 | 0 | 0 | 0 | -72399.0701 | 0 | 0 | 0 | 0 | 0 | 0 | 0 | 0 | 0 | 0 | 0 | 0 | 0
2016-05-01 01:00 | 0 | 0 | 0 | 0 | 35521.1228 | 131720.6346 | 412798 | 0 | 0 | 0 | 1926541.7962 | 0 | 16925.4739 | 0 | 0 | 0 | 0 | 0 | 0 | 0 | 7087426.3314 | 0 | 0 | 0 | 0 | -245556.2427 | 0 | 0 | 0 | 0 | 0 | 0 | 0 | 0 | 0 | 0 | 0 | 0 | 0
2016-05-01 02:00 | 0 | 0 | 0 | 0 | 152800.0128 | 3360.0438 | 401503 | 0 | 0 | 0 | 1680985.5535 | 0 | 17138.7732 | 0 | 0 | 0 | 0 | 0 | 0 | 0 | 7087397.9817 | 0 | 0 | 0 | 0 | -245556.2427 | 0 | 213.2993 | 0 | 0 | 0 | 0 | 0 | 0 | 0 | 0 | 0 | 0 | 0
2016-05-01 03:00 | 0 | 0 | 0 | 0 | 139803.7573 | 0 | 385360 | 0 | 0 | 0 | 1435429.3108 | 0 | 17138.7732 | 0 | 0 | 0 | 0 | 0 | 0 | 0 | 7087369.6322 | 0 | 0 | 0 | 0 | -245556.2427 | 0 | 0 | 0 | 0 | 0 | 0 | 0 | 0 | 0 | 0 | 0 | 0 | 0
2016-05-01 04:00 | 0 | 0 | 0 | 0 | 338463.5633 | 0 | 365765 | 0 | 0 | 0 | 1407914.5748 | 0 | 17352.0725 | 0 | 0 | 0 | 0 | 0 | 0 | 0 | 7087341.2827 | 0 | 0 | 0 | 0 | -27514.736 | 0 | 213.2993 | 0 | 0 | 0 | 0 | 0 | 0 | 0 | 0 | 0 | 0 | 0
2016-05-01 05:00 | 0 | 0 | 0 | 0 | 102492.7573 | 0 | 348049 | 0 | 0 | 0 | 1162358.3321 | 0 | 17352.0725 | 0 | 0 | 0 | 0 | 0 | 0 | 0 | 7087312.9333 | 0 | 0 | 0 | 0 | -245556.2427 | 0 | 0 | 0 | 0 | 0 | 0 | 0 | 0 | 0 | 0 | 0 | 0 | 0
2016-05-01 06:00 | 0 | 0 | 0 | 0 | 89908.0566 | 0 | 335251 | 0 | 0 | 0 | 916802.0894 | 0 | 17565.3718 | 0 | 0 | 0 | 0 | 0 | 0 | 0 | 7087284.5841 | 0 | 0 | 0 | 0 | -245556.2427 | 0 | 213.2993 | 0 | 0 | 0 | 0 | 0 | 0 | 0 | 0 | 0 | 0 | 0
2016-05-01 07:00 | 0 | 0 | 0 | 0 | 80840.7573 | 0 | 326397 | 0 | 0 | 0 | 671245.8468 | 0 | 17565.3718 | 0 | 0 | 0 | 0 | 0 | 0 | 0 | 7087256.2349 | 0 | 0 | 0 | 0 | -245556.2427 | 0 | 0 | 0 | 0 | 0 | 0 | 0 | 0 | 0 | 0 | 0 | 0 | 0
2016-05-01 08:00 | 0 | 0 | 0 | 0 | 472133.9802 | 0 | 321535 | 0 | 0 | 0 | 821631.5276 | 0 | 17778.6711 | 0 | 0 | 0 | 0 | 0 | 0 | 0 | 7087227.8859 | 0 | 0 | 0 | 0 | 150385.6809 | 0 | 213.2993 | 0 | 0 | 0 | 0 | 0 | 0 | 0 | 0 | 0 | 0 | 0
2016-05-01 09:00 | 0 | 0 | 0 | 0 | 73642.7573 | 0 | 319199 | 0 | 0 | 0 | 576075.2849 | 0 | 17778.6711 | 0 | 0 | 0 | 0 | 0 | 0 | 0 | 7087199.537 | 0 | 0 | 0 | 0 | -245556.2427 | 0 | 0 | 0 | 0 | 0 | 0 | 0 | 0 | 0 | 0 | 0 | 0 | 0
2016-05-01 10:00 | 0 | 0 | 0 | 0 | 77748.0566 | 0 | 323091 | 0 | 0 | 0 | 330519.0422 | 0 | 17991.9704 | 0 | 0 | 0 | 0 | 0 | 0 | 0 | 7087171.1882 | 0 | 0 | 0 | 0 | -245556.2427 | 0 | 213.2993 | 0 | 0 | 0 | 0 | 0 | 0 | 0 | 0 | 0 | 0 | 0
2016-05-01 11:00 | 0 | 0 | 0 | 0 | 83304.7573 | 0 | 328861 | 0 | 0 | 0 | 84962.7996 | 0 | 17991.9704 | 0 | 0 | 0 | 0 | 0 | 0 | 0 | 7087142.8395 | 0 | 0 | 0 | 0 | -245556.2427 | 0 | 0 | 0 | 0 | 0 | 0 | 0 | 0 | 0 | 0 | 0 | 0 | 0
2016-05-01 12:00 | 0 | 0 | 0 | 0 | 364885.8714 | 27066.2526 | 343758 | 0 | 0 | 0 | 132943.6243 | 0 | 18205.2697 | 0 | 0 | 0 | 0 | 0 | 0 | 0 | 7087114.4909 | 0 | 0 | 0 | 0 | 47980.8247 | 0 | 213.2993 | 0 | 0 | 0 | 0 | 0 | 0 | 0 | 0 | 0 | 0 | 0
2016-05-01 13:00 | 0 | 0 | 0 | 0 | 0 | 281012.4908 | 362462 | 0 | 0 | 0 | 51494.1151 | 0 | 18205.2697 | 0 | 0 | 0 | 0 | 0 | 0 | 0 | 7087086.1425 | 0 | 0 | 0 | 0 | -81449.5092 | 0 | 0 | 0 | 0 | 0 | 0 | 0 | 0 | 0 | 0 | 0 | 0 | 0
2016-05-01 14:00 | 0 | 0 | 0 | 0 | 0 | 583592.3329 | 378251 | 0 | 0 | 0 | 256835.4481 | 0 | 18205.2697 | 0 | 0 | 0 | 0 | 0 | 0 | 0 | 7087057.7941 | 0 | 0 | 0 | 0 | 205341.3329 | 0 | 0 | 0 | 0 | 0 | 0 | 0 | 0 | 0 | 0 | 0 | 0 | 0
2016-05-01 15:00 | 0 | 0 | 0 | 0 | 0 | 657989.559 | 390123 | 0 | 0 | 0 | 502391.6908 | 0 | 18418.569 | 0 | 0 | 0 | 0 | 0 | 0 | 0 | 7104707.0595 | 0 | 0 | 0 | 0 | 245556.2427 | 0 | 213.2993 | 0 | 0 | 0 | 0 | 0 | 0 | 0 | 0 | 22097.017 | 0 | 0
2016-05-01 16:00 | 0 | 0 | 0 | 0 | 0 | 668359.559 | 400493 | 0 | 0 | 0 | 747947.9334 | 0 | 18631.8683 | 0 | 0 | 0 | 0 | 0 | 0 | 0 | 7122356.2543 | 0 | 0 | 0 | 0 | 245556.2427 | 0 | 213.2993 | 0 | 0 | 0 | 0 | 0 | 0 | 0 | 0 | 22097.017 | 0 | 0
2016-05-01 17:00 | 0 | 0 | 0 | 0 | 0 | 675220.559 | 407354 | 0 | 0 | 0 | 993504.1761 | 0 | 18845.1676 | 0 | 0 | 0 | 0 | 0 | 0 | 0 | 7140005.3786 | 0 | 0 | 0 | 0 | 245556.2427 | 0 | 213.2993 | 0 | 0 | 0 | 0 | 0 | 0 | 0 | 0 | 22097.017 | 0 | 0
2016-05-01 18:00 | 0 | 0 | 0 | 0 | 0 | 679793.559 | 411927 | 0 | 0 | 0 | 1239060.4188 | 0 | 19058.4669 | 0 | 0 | 0 | 0 | 0 | 0 | 0 | 7157654.4322 | 0 | 0 | 0 | 0 | 245556.2427 | 0 | 213.2993 | 0 | 0 | 0 | 0 | 0 | 0 | 0 | 0 | 22097.017 | 0 | 0
2016-05-01 19:00 | 0 | 0 | 0 | 0 | 0 | 682075.559 | 414209 | 0 | 0 | 0 | 1484616.6615 | 0 | 19271.7662 | 0 | 0 | 0 | 0 | 0 | 0 | 0 | 7175303.4152 | 0 | 0 | 0 | 0 | 245556.2427 | 0 | 213.2993 | 0 | 0 | 0 | 0 | 0 | 0 | 0 | 0 | 22097.017 | 0 | 0
2016-05-01 20:00 | 0 | 0 | 0 | 0 | 0 | 689065.559 | 421199 | 0 | 0 | 0 | 1730172.9042 | 0 | 19485.0655 | 0 | 0 | 0 | 0 | 0 | 0 | 0 | 7192952.3276 | 0 | 0 | 0 | 0 | 245556.2427 | 0 | 213.2993 | 0 | 0 | 0 | 0 | 0 | 0 | 0 | 0 | 22097.017 | 0 | 0
2016-05-01 21:00 | 0 | 0 | 0 | 0 | 0 | 699962.1168 | 424474 | 0 | 0 | 0 | 1975729.1469 | 0 | 19698.3648 | 7621.5577 | 0 | 0 | 0 | 0 | 0 | 0 | 7210601.1694 | 0 | 0 | 0 | 0 | 245556.2427 | 0 | 213.2993 | 0 | 7621.5577 | 0 | 0 | 0 | 0 | 0 | 0 | 22097.017 | 0 | 0
2016-05-01 22:00 | 0 | 0 | 0 | 0 | 0 | 669820.776 | 425817 | 0 | 0 | 0 | 2221285.3895 | 0 | 19698.3648 | 6069.0911 | 0 | 0 | 0 | 0 | 0 | 0 | 7210572.327 | 0 | 0 | 0 | 0 | 245556.2427 | 0 | 0 | 0 | -1552.4667 | 0 | 0 | 0 | 0 | 0 | 0 | 0 | 0 | 0
2016-05-01 23:00 | 0 | 0 | 0 | 0 | 0 | 569159.9326 | 426115 | 0 | 0 | 0 | 2370399.4132 | 0 | 19698.3648 | 0 | 0 | 0 | 0 | 0 | 0 | 0 | 7210543.4847 | 0 | 0 | 0 | 0 | 149114.0236 | 0 | 0 | 0 | -6069.0911 | 0 | 0 | 0 | 0 | 0 | 0 | 0 | 0 | 0
2016-05-02 | 0 | 0 | 0 | 0 | 0 | 408931.0211 | 429974 | 0 | 0 | 0 | 2349356.4343 | 0 | 19698.3648 | 0 | 0 | 0 | 0 | 0 | 0 | 0 | 7210514.6426 | 0 | 0 | 0 | 0 | -21042.9789 | 0 | 0 | 0 | 0 | 0 | 0 | 0 | 0 | 0 | 0 | 0 | 0 | 0
2016-05-02 01:00 | 0 | 0 | 0 | 0 | 196852.7392 | 167643.7216 | 426880 | 0 | 0 | 0 | 2286759.5958 | 0 | 19911.6641 | 0 | 0 | 0 | 0 | 0 | 0 | 0 | 7210485.8005 | 0 | 0 | 0 | 0 | -62596.8385 | 0 | 213.2993 | 0 | 0 | 0 | 0 | 0 | 0 | 0 | 0 | 0 | 0 | 0
2016-05-02 02:00 | 0 | 0 | 0 | 0 | 188243.4893 | 3916.7662 | 411645 | 0 | 0 | 0 | 2067274.8512 | 0 | 19911.6641 | 0 | 0 | 0 | 0 | 0 | 0 | 0 | 7210456.9586 | 0 | 0 | 0 | 0 | -219484.7446 | 0 | 0 | 0 | 0 | 0 | 0 | 0 | 0 | 0 | 0 | 0 | 0 | 0
2016-05-02 03:00 | 0 | 0 | 0 | 0 | 143633.0566 | 0 | 388976 | 0 | 0 | 0 | 1821718.6085 | 0 | 20124.9634 | 0 | 0 | 0 | 0 | 0 | 0 | 0 | 7210428.1167 | 0 | 0 | 0 | 0 | -245556.2427 | 0 | 213.2993 | 0 | 0 | 0 | 0 | 0 | 0 | 0 | 0 | 0 | 0 | 0
2016-05-02 04:00 | 0 | 0 | 0 | 0 | 122572.7573 | 0 | 368129 | 0 | 0 | 0 | 1576162.3658 | 0 | 20124.9634 | 0 | 0 | 0 | 0 | 0 | 0 | 0 | 7210399.275 | 0 | 0 | 0 | 0 | -245556.2427 | 0 | 0 | 0 | 0 | 0 | 0 | 0 | 0 | 0 | 0 | 0 | 0 | 0
2016-05-02 05:00 | 0 | 0 | 0 | 0 | 104217.0566 | 0 | 349560 | 0 | 0 | 0 | 1330606.1231 | 0 | 20338.2627 | 0 | 0 | 0 | 0 | 0 | 0 | 0 | 7210370.4334 | 0 | 0 | 0 | 0 | -245556.2427 | 0 | 213.2993 | 0 | 0 | 0 | 0 | 0 | 0 | 0 | 0 | 0 | 0 | 0
2016-05-02 06:00 | 0 | 0 | 0 | 0 | 232824.5193 | 0 | 337193 | 0 | 0 | 0 | 1226237.6424 | 0 | 20338.2627 | 0 | 0 | 0 | 0 | 0 | 0 | 0 | 7210341.5919 | 0 | 0 | 0 | 0 | -104368.4807 | 0 | 0 | 0 | 0 | 0 | 0 | 0 | 0 | 0 | 0 | 0 | 0 | 0
2016-05-02 07:00 | 0 | 0 | 0 | 0 | 84464.0566 | 0 | 329807 | 0 | 0 | 0 | 980681.3997 | 0 | 20551.562 | 0 | 0 | 0 | 0 | 0 | 0 | 0 | 7210312.7506 | 0 | 0 | 0 | 0 | -245556.2427 | 0 | 213.2993 | 0 | 0 | 0 | 0 | 0 | 0 | 0 | 0 | 0 | 0 | 0
2016-05-02 08:00 | 0 | 0 | 0 | 0 | 83752.7573 | 0 | 329309 | 0 | 0 | 0 | 735125.157 | 0 | 20551.562 | 0 | 0 | 0 | 0 | 0 | 0 | 0 | 7210283.9093 | 0 | 0 | 0 | 0 | -245556.2427 | 0 | 0 | 0 | 0 | 0 | 0 | 0 | 0 | 0 | 0 | 0 | 0 | 0
2016-05-02 09:00 | 0 | 0 | 0 | 0 | 93794.0566 | 0 | 339137 | 0 | 0 | 0 | 489568.9143 | 0 | 20764.8613 | 0 | 0 | 0 | 0 | 0 | 0 | 0 | 7210255.0682 | 0 | 0 | 0 | 0 | -245556.2427 | 0 | 213.2993 | 0 | 0 | 0 | 0 | 0 | 0 | 0 | 0 | 0 | 0 | 0
2016-05-02 10:00 | 0 | 0 | 0 | 0 | 366136.571 | 0 | 364593 | 0 | 0 | 0 | 491112.4854 | 0 | 20764.8613 | 0 | 0 | 0 | 0 | 0 | 0 | 0 | 7210226.2272 | 0 | 0 | 0 | 0 | 1543.571 | 0 | 0 | 0 | 0 | 0 | 0 | 0 | 0 | 0 | 0 | 0 | 0 | 0
2016-05-02 11:00 | 0 | 0 | 0 | 0 | 143132.0566 | 0 | 388475 | 0 | 0 | 0 | 245556.2427 | 0 | 20978.1606 | 0 | 0 | 0 | 0 | 0 | 0 | 0 | 7210197.3863 | 0 | 0 | 0 | 0 | -245556.2427 | 0 | 213.2993 | 0 | 0 | 0 | 0 | 0 | 0 | 0 | 0 | 0 | 0 | 0
2016-05-02 12:00 | 0 | 0 | 0 | 0 | 116482.5005 | 43587.5561 | 405413 | 0 | 0 | 0 | 0 | 0 | 21191.4599 | 0 | 0 | 0 | 0 | 0 | 0 | 0 | 7210168.5455 | 0 | 0 | 0 | 0 | -245556.2427 | 0 | 213.2993 | 0 | 0 | 0 | 0 | 0 | 0 | 0 | 0 | 0 | 0 | 0
2016-05-02 13:00 | 0 | 0 | 0 | 0 | 38246.5845 | 379855.4155 | 418102 | 0 | 0 | 0 | 0 | 0 | 21191.4599 | 0 | 0 | 0 | 0 | 0 | 0 | 0 | 7210139.7048 | 0 | 0 | 0 | 0 | 0 | 0 | 0 | 0 | 0 | 0 | 0 | 0 | 0 | 0 | 0 | 0 | 0 | 0
2016-05-02 14:00 | 0 | 0 | 0 | 0 | 0 | 672031.7535 | 431131 | 0 | 0 | 0 | 240687.4542 | 0 | 21404.7592 | 0 | 0 | 0 | 0 | 0 | 0 | 0 | 7210110.8642 | 0 | 0 | 0 | 0 | 240687.4542 | 0 | 213.2993 | 0 | 0 | 0 | 0 | 0 | 0 | 0 | 0 | 0 | 0 | 0
2016-05-02 15:00 | 0 | 0 | 0 | 0 | 0 | 708671.559 | 440805 | 0 | 0 | 0 | 486243.6969 | 0 | 21618.0585 | 0 | 0 | 0 | 0 | 0 | 0 | 0 | 7227759.6374 | 0 | 0 | 0 | 0 | 245556.2427 | 0 | 213.2993 | 0 | 0 | 0 | 0 | 0 | 0 | 0 | 0 | 22097.017 | 0 | 0
2016-05-02 16:00 | 0 | 0 | 0 | 0 | 0 | 714011.559 | 446145 | 0 | 0 | 0 | 731799.9395 | 0 | 21831.3578 | 0 | 0 | 0 | 0 | 0 | 0 | 0 | 7245408.34 | 0 | 0 | 0 | 0 | 245556.2427 | 0 | 213.2993 | 0 | 0 | 0 | 0 | 0 | 0 | 0 | 0 | 22097.017 | 0 | 0
2016-05-02 17:00 | 0 | 0 | 0 | 0 | 0 | 718872.559 | 451006 | 0 | 0 | 0 | 977356.1822 | 0 | 22044.6571 | 0 | 0 | 0 | 0 | 0 | 0 | 0 | 7263056.972 | 0 | 0 | 0 | 0 | 245556.2427 | 0 | 213.2993 | 0 | 0 | 0 | 0 | 0 | 0 | 0 | 0 | 22097.017 | 0 | 0
2016-05-02 18:00 | 0 | 0 | 0 | 0 | 0 | 722487.559 | 454621 | 0 | 0 | 0 | 1222912.4249 | 0 | 22257.9564 | 0 | 0 | 0 | 0 | 0 | 0 | 0 | 7280705.5335 | 0 | 0 | 0 | 0 | 245556.2427 | 0 | 213.2993 | 0 | 0 | 0 | 0 | 0 | 0 | 0 | 0 | 22097.017 | 0 | 0
2016-05-02 19:00 | 0 | 0 | 0 | 0 | 0 | 722621.559 | 454755 | 0 | 0 | 0 | 1468468.6676 | 0 | 22471.2557 | 0 | 0 | 0 | 0 | 0 | 0 | 0 | 7298354.0243 | 0 | 0 | 0 | 0 | 245556.2427 | 0 | 213.2993 | 0 | 0 | 0 | 0 | 0 | 0 | 0 | 0 | 22097.017 | 0 | 0
2016-05-02 20:00 | 0 | 0 | 0 | 0 | 0 | 722671.559 | 454805 | 0 | 0 | 0 | 1714024.9103 | 0 | 22684.555 | 0 | 0 | 0 | 0 | 0 | 0 | 0 | 7316002.4445 | 0 | 0 | 0 | 0 | 245556.2427 | 0 | 213.2993 | 0 | 0 | 0 | 0 | 0 | 0 | 0 | 0 | 22097.017 | 0 | 0
2016-05-02 21:00 | 0 | 0 | 0 | 0 | 0 | 722121.559 | 454255 | 0 | 0 | 0 | 1959581.153 | 0 | 22897.8542 | 0 | 0 | 0 | 0 | 0 | 0 | 0 | 7333650.7941 | 0 | 0 | 0 | 0 | 245556.2427 | 0 | 213.2993 | 0 | 0 | 0 | 0 | 0 | 0 | 0 | 0 | 22097.017 | 0 | 0
2016-05-02 22:00 | 0 | 0 | 0 | 0 | 0 | 727747.1168 | 452259 | 0 | 0 | 0 | 2205137.3956 | 0 | 23111.1535 | 7621.5577 | 0 | 0 | 0 | 0 | 0 | 0 | 7351299.0731 | 0 | 0 | 0 | 0 | 245556.2427 | 0 | 213.2993 | 0 | 7621.5577 | 0 | 0 | 0 | 0 | 0 | 0 | 22097.017 | 0 | 0
2016-05-02 23:00 | 0 | 0 | 0 | 0 | 0 | 712732.9437 | 450556 | 0 | 0 | 0 | 2450693.6383 | 0 | 23324.4528 | 7621.5577 | 0 | 0 | 0 | 0 | 0 | 0 | 7364395.5894 | 0 | 0 | 0 | 0 | 245556.2427 | 0 | 213.2993 | 0 | 0 | 0 | 0 | 0 | 0 | 0 | 0 | 16407.4017 | 0 | 0
2016-05-03 | 0 | 0 | 0 | 0 | 0 | 527436.1606 | 452680 | 0 | 0 | 0 | 2533071.3567 | 0 | 23324.4528 | 0 | 0 | 0 | 0 | 0 | 0 | 0 | 7364366.1318 | 0 | 0 | 0 | 0 | 82377.7183 | 0 | 0 | 0 | -7621.5577 | 0 | 0 | 0 | 0 | 0 | 0 | 0 | 0 | 0
2016-05-03 01:00 | 0 | 0 | 0 | 0 | 125085.4385 | 198718.4711 | 448063 | 0 | 0 | 0 | 2400977.4092 | 0 | 23537.7521 | 7621.5577 | 0 | 0 | 0 | 0 | 0 | 0 | 7364336.6743 | 0 | 0 | 0 | 0 | -132093.9474 | 0 | 213.2993 | 0 | 7621.5577 | 0 | 0 | 0 | 0 | 0 | 0 | 0 | 0 | 0
2016-05-03 02:00 | 0 | 0 | 0 | 0 | 134028.7433 | 3938.7714 | 427991 | 0 | 0 | 0 | 2155421.1666 | 0 | 1254.0018 | 2437.575 | 0 | 0 | 0 | 0 | 0 | 0 | 7334997.7178 | 0 | 0 | 0 | 0 | -245556.2427 | 0 | 0 | 22283.7504 | -5183.9827 | 0 | 0 | 0 | 0 | 0 | 0 | 0 | 29309.4992 | 0
2016-05-03 03:00 | 0 | 0 | 0 | 0 | 153132.1805 | 0 | 402380 | 0 | 0 | 0 | 1909864.9239 | 0 | 0 | 0 | 0 | 0 | 0 | 0 | 0 | 0 | 7334968.3778 | 0 | 0 | 0 | 0 | -245556.2427 | 0 | 0 | 1254.0018 | -2437.575 | 0 | 0 | 0 | 0 | 0 | 0 | 0 | 0 | 0
2016-05-03 04:00 | 0 | 0 | 0 | 0 | 132479.7573 | 0 | 378036 | 0 | 0 | 0 | 1664308.6812 | 0 | 0 | 0 | 0 | 0 | 0 | 0 | 0 | 0 | 7334939.0379 | 0 | 0 | 0 | 0 | -245556.2427 | 0 | 0 | 0 | 0 | 0 | 0 | 0 | 0 | 0 | 0 | 0 | 0 | 0
2016-05-03 05:00 | 0 | 0 | 0 | 0 | 114050.0566 | 0 | 359393 | 0 | 0 | 0 | 1418752.4385 | 0 | 213.2993 | 0 | 0 | 0 | 0 | 0 | 0 | 0 | 7334909.6982 | 0 | 0 | 0 | 0 | -245556.2427 | 0 | 213.2993 | 0 | 0 | 0 | 0 | 0 | 0 | 0 | 0 | 0 | 0 | 0
2016-05-03 06:00 | 0 | 0 | 0 | 0 | 98939.7573 | 0 | 344496 | 0 | 0 | 0 | 1173196.1958 | 0 | 213.2993 | 0 | 0 | 0 | 0 | 0 | 0 | 0 | 7334880.3585 | 0 | 0 | 0 | 0 | -245556.2427 | 0 | 0 | 0 | 0 | 0 | 0 | 0 | 0 | 0 | 0 | 0 | 0 | 0
2016-05-03 07:00 | 0 | 0 | 0 | 0 | 177126.9805 | 0 | 336170 | 0 | 0 | 0 | 1013939.877 | 0 | 426.5986 | 0 | 0 | 0 | 0 | 0 | 0 | 0 | 7334851.019 | 0 | 0 | 0 | 0 | -159256.3188 | 0 | 213.2993 | 0 | 0 | 0 | 0 | 0 | 0 | 0 | 0 | 0 | 0 | 0
2016-05-03 08:00 | 0 | 0 | 0 | 0 | 89280.0566 | 0 | 334623 | 0 | 0 | 0 | 768383.6344 | 0 | 639.8979 | 0 | 0 | 0 | 0 | 0 | 0 | 0 | 7334821.6796 | 0 | 0 | 0 | 0 | -245556.2427 | 0 | 213.2993 | 0 | 0 | 0 | 0 | 0 | 0 | 0 | 0 | 0 | 0 | 0
2016-05-03 09:00 | 0 | 0 | 0 | 0 | 98144.0566 | 0 | 343487 | 0 | 0 | 0 | 522827.3917 | 0 | 853.1972 | 0 | 0 | 0 | 0 | 0 | 0 | 0 | 7334792.3403 | 0 | 0 | 0 | 0 | -245556.2427 | 0 | 213.2993 | 0 | 0 | 0 | 0 | 0 | 0 | 0 | 0 | 0 | 0 | 0
2016-05-03 10:00 | 0 | 0 | 0 | 0 | 121414.0566 | 0 | 366757 | 0 | 0 | 0 | 277271.149 | 0 | 1066.4965 | 0 | 0 | 0 | 0 | 0 | 0 | 0 | 7334763.0012 | 0 | 0 | 0 | 0 | -245556.2427 | 0 | 213.2993 | 0 | 0 | 0 | 0 | 0 | 0 | 0 | 0 | 0 | 0 | 0
2016-05-03 11:00 | 0 | 0 | 0 | 0 | 358858.393 | 0 | 390360 | 0 | 0 | 0 | 245556.2427 | 0 | 1279.7958 | 0 | 0 | 0 | 0 | 0 | 0 | 0 | 7334733.6621 | 0 | 0 | 0 | 0 | -31714.9063 | 0 | 213.2993 | 0 | 0 | 0 | 0 | 0 | 0 | 0 | 0 | 0 | 0 | 0
2016-05-03 12:00 | 0 | 0 | 0 | 0 | 115300.5634 | 44185.1939 | 405042 | 0 | 0 | 0 | 0 | 0 | 1279.7958 | 0 | 0 | 0 | 0 | 0 | 0 | 0 | 7334704.3232 | 0 | 0 | 0 | 0 | -245556.2427 | 0 | 0 | 0 | 0 | 0 | 0 | 0 | 0 | 0 | 0 | 0 | 0 | 0
2016-05-03 13:00 | 0 | 0 | 0 | 0 | 109553.8164 | 380162.2783 | 415297 | 0 | 0 | 0 | 74419.0948 | 0 | 1279.7958 | 0 | 0 | 0 | 0 | 0 | 0 | 0 | 7334674.9844 | 0 | 0 | 0 | 0 | 74419.0948 | 0 | 0 | 0 | 0 | 0 | 0 | 0 | 0 | 0 | 0 | 0 | 0 | 0
2016-05-03 14:00 | 0 | 0 | 0 | 0 | 0 | 673036.5406 | 425481 | 0 | 0 | 0 | 319975.3375 | 0 | 1493.0951 | 0 | 0 | 0 | 0 | 0 | 0 | 0 | 7336074.4446 | 0 | 0 | 0 | 0 | 245556.2427 | 0 | 213.2993 | 0 | 0 | 0 | 0 | 0 | 0 | 0 | 0 | 1785.9986 | 0 | 0
2016-05-03 15:00 | 0 | 0 | 0 | 0 | 0 | 700966.559 | 433100 | 0 | 0 | 0 | 565531.5802 | 0 | 1706.3944 | 0 | 0 | 0 | 0 | 0 | 0 | 0 | 7353722.7139 | 0 | 0 | 0 | 0 | 245556.2427 | 0 | 213.2993 | 0 | 0 | 0 | 0 | 0 | 0 | 0 | 0 | 22097.017 | 0 | 0
2016-05-03 16:00 | 0 | 0 | 0 | 0 | 0 | 706667.559 | 438801 | 0 | 0 | 0 | 811087.8228 | 0 | 1919.6937 | 0 | 0 | 0 | 0 | 0 | 0 | 0 | 7371370.9127 | 0 | 0 | 0 | 0 | 245556.2427 | 0 | 213.2993 | 0 | 0 | 0 | 0 | 0 | 0 | 0 | 0 | 22097.017 | 0 | 0
2016-05-03 17:00 | 0 | 0 | 0 | 0 | 0 | 712087.559 | 444221 | 0 | 0 | 0 | 1056644.0655 | 0 | 2132.993 | 0 | 0 | 0 | 0 | 0 | 0 | 0 | 7389019.0408 | 0 | 0 | 0 | 0 | 245556.2427 | 0 | 213.2993 | 0 | 0 | 0 | 0 | 0 | 0 | 0 | 0 | 22097.017 | 0 | 0
2016-05-03 18:00 | 0 | 0 | 0 | 0 | 0 | 716811.559 | 448945 | 0 | 0 | 0 | 1302200.3082 | 0 | 2346.2923 | 0 | 0 | 0 | 0 | 0 | 0 | 0 | 7406667.0984 | 0 | 0 | 0 | 0 | 245556.2427 | 0 | 213.2993 | 0 | 0 | 0 | 0 | 0 | 0 | 0 | 0 | 22097.017 | 0 | 0
2016-05-03 19:00 | 0 | 0 | 0 | 0 | 0 | 720063.559 | 452197 | 0 | 0 | 0 | 1547756.5509 | 0 | 2559.5916 | 0 | 0 | 0 | 0 | 0 | 0 | 0 | 7424315.0853 | 0 | 0 | 0 | 0 | 245556.2427 | 0 | 213.2993 | 0 | 0 | 0 | 0 | 0 | 0 | 0 | 0 | 22097.017 | 0 | 0
2016-05-03 20:00 | 0 | 0 | 0 | 0 | 0 | 721477.559 | 453611 | 0 | 0 | 0 | 1793312.7936 | 0 | 2772.8909 | 0 | 0 | 0 | 0 | 0 | 0 | 0 | 7441963.0017 | 0 | 0 | 0 | 0 | 245556.2427 | 0 | 213.2993 | 0 | 0 | 0 | 0 | 0 | 0 | 0 | 0 | 22097.017 | 0 | 0
2016-05-03 21:00 | 0 | 0 | 0 | 0 | 0 | 723851.559 | 455985 | 0 | 0 | 0 | 2038869.0363 | 0 | 2986.1902 | 0 | 0 | 0 | 0 | 0 | 0 | 0 | 7459610.8475 | 0 | 0 | 0 | 0 | 245556.2427 | 0 | 213.2993 | 0 | 0 | 0 | 0 | 0 | 0 | 0 | 0 | 22097.017 | 0 | 0
2016-05-03 22:00 | 0 | 0 | 0 | 0 | 0 | 729141.1168 | 453653 | 0 | 0 | 0 | 2284425.279 | 0 | 3199.4894 | 7621.5577 | 0 | 0 | 0 | 0 | 0 | 0 | 7477258.6227 | 0 | 0 | 0 | 0 | 245556.2427 | 0 | 213.2993 | 0 | 7621.5577 | 0 | 0 | 0 | 0 | 0 | 0 | 22097.017 | 0 | 0
2016-05-03 23:00 | 0 | 0 | 0 | 0 | 0 | 701667.3119 | 450134 | 0 | 0 | 0 | 2529981.5216 | 0 | 3412.7887 | 7621.5577 | 0 | 0 | 0 | 0 | 0 | 0 | 7481839.7296 | 0 | 0 | 0 | 0 | 245556.2427 | 0 | 213.2993 | 0 | 0 | 0 | 0 | 0 | 0 | 0 | 0 | 5763.7699 | 0 | 0
2016-05-04 | 0 | 0 | 0 | 0 | 0 | 512974.3188 | 450877 | 0 | 0 | 0 | 2599700.3981 | 0 | 3412.7887 | 0 | 0 | 0 | 0 | 0 | 0 | 0 | 7481809.8022 | 0 | 0 | 0 | 0 | 69718.8765 | 0 | 0 | 0 | -7621.5577 | 0 | 0 | 0 | 0 | 0 | 0 | 0 | 0 | 0
2016-05-04 01:00 | 0 | 0 | 0 | 0 | 54185.2593 | 148068.498 | 447810 | 0 | 0 | 0 | 2354144.1555 | 0 | 3412.7887 | 0 | 0 | 0 | 0 | 0 | 0 | 0 | 7481779.875 | 0 | 0 | 0 | 0 | -245556.2427 | 0 | 0 | 0 | 0 | 0 | 0 | 0 | 0 | 0 | 0 | 0 | 0 | 0
2016-05-04 02:00 | 0 | 0 | 0 | 0 | 180111.0953 | 2612.662 | 428280 | 0 | 0 | 0 | 2108587.9128 | 0 | 3412.7887 | 0 | 0 | 0 | 0 | 0 | 0 | 0 | 7481749.9478 | 0 | 0 | 0 | 0 | -245556.2427 | 0 | 0 | 0 | 0 | 0 | 0 | 0 | 0 | 0 | 0 | 0 | 0 | 0
2016-05-04 03:00 | 0 | 0 | 0 | 0 | 156458.7573 | 0 | 402015 | 0 | 0 | 0 | 1863031.6701 | 0 | 3412.7887 | 0 | 0 | 0 | 0 | 0 | 0 | 0 | 7481720.0208 | 0 | 0 | 0 | 0 | -245556.2427 | 0 | 0 | 0 | 0 | 0 | 0 | 0 | 0 | 0 | 0 | 0 | 0 | 0
2016-05-04 04:00 | 0 | 0 | 0 | 0 | 132260.0566 | 0 | 377603 | 0 | 0 | 0 | 1617475.4274 | 0 | 3626.088 | 0 | 0 | 0 | 0 | 0 | 0 | 0 | 7481690.094 | 0 | 0 | 0 | 0 | -245556.2427 | 0 | 213.2993 | 0 | 0 | 0 | 0 | 0 | 0 | 0 | 0 | 0 | 0 | 0
2016-05-04 05:00 | 0 | 0 | 0 | 0 | 111315.7573 | 0 | 356872 | 0 | 0 | 0 | 1371919.1847 | 0 | 3626.088 | 0 | 0 | 0 | 0 | 0 | 0 | 0 | 7481660.1672 | 0 | 0 | 0 | 0 | -245556.2427 | 0 | 0 | 0 | 0 | 0 | 0 | 0 | 0 | 0 | 0 | 0 | 0 | 0
2016-05-04 06:00 | 0 | 0 | 0 | 0 | 96667.7573 | 0 | 342224 | 0 | 0 | 0 | 1126362.942 | 0 | 3626.088 | 0 | 0 | 0 | 0 | 0 | 0 | 0 | 7481630.2406 | 0 | 0 | 0 | 0 | -245556.2427 | 0 | 0 | 0 | 0 | 0 | 0 | 0 | 0 | 0 | 0 | 0 | 0 | 0
2016-05-04 07:00 | 0 | 0 | 0 | 0 | 87569.7573 | 0 | 333126 | 0 | 0 | 0 | 880806.6994 | 0 | 3626.088 | 0 | 0 | 0 | 0 | 0 | 0 | 0 | 7481600.314 | 0 | 0 | 0 | 0 | -245556.2427 | 0 | 0 | 0 | 0 | 0 | 0 | 0 | 0 | 0 | 0 | 0 | 0 | 0
2016-05-04 08:00 | 0 | 0 | 0 | 0 | 85564.0566 | 0 | 330907 | 0 | 0 | 0 | 635250.4567 | 0 | 3839.3873 | 0 | 0 | 0 | 0 | 0 | 0 | 0 | 7481570.3876 | 0 | 0 | 0 | 0 | -245556.2427 | 0 | 213.2993 | 0 | 0 | 0 | 0 | 0 | 0 | 0 | 0 | 0 | 0 | 0
2016-05-04 09:00 | 0 | 0 | 0 | 0 | 94066.7573 | 0 | 339623 | 0 | 0 | 0 | 389694.214 | 0 | 3839.3873 | 0 | 0 | 0 | 0 | 0 | 0 | 0 | 7481540.4614 | 0 | 0 | 0 | 0 | -245556.2427 | 0 | 0 | 0 | 0 | 0 | 0 | 0 | 0 | 0 | 0 | 0 | 0 | 0
2016-05-04 10:00 | 0 | 0 | 0 | 0 | 464669.2714 | 0 | 363251 | 0 | 0 | 0 | 491112.4854 | 0 | 3839.3873 | 0 | 0 | 0 | 0 | 0 | 0 | 0 | 7481510.5352 | 0 | 0 | 0 | 0 | 101418.2714 | 0 | 0 | 0 | 0 | 0 | 0 | 0 | 0 | 0 | 0 | 0 | 0 | 0
2016-05-04 11:00 | 0 | 0 | 0 | 0 | 139215.7573 | 0 | 384772 | 0 | 0 | 0 | 245556.2427 | 0 | 3839.3873 | 0 | 0 | 0 | 0 | 0 | 0 | 0 | 7481480.6092 | 0 | 0 | 0 | 0 | -245556.2427 | 0 | 0 | 0 | 0 | 0 | 0 | 0 | 0 | 0 | 0 | 0 | 0 | 0
2016-05-04 12:00 | 0 | 0 | 0 | 0 | 109035.6362 | 43345.4204 | 397724 | 0 | 0 | 0 | 0 | 0 | 4052.6866 | 0 | 0 | 0 | 0 | 0 | 0 | 0 | 7481450.6832 | 0 | 0 | 0 | 0 | -245556.2427 | 0 | 213.2993 | 0 | 0 | 0 | 0 | 0 | 0 | 0 | 0 | 0 | 0 | 0
2016-05-04 13:00 | 0 | 0 | 0 | 0 | 110360.3281 | 387953.2864 | 408059 | 0 | 0 | 0 | 90254.6145 | 0 | 4052.6866 | 0 | 0 | 0 | 0 | 0 | 0 | 0 | 7481420.7574 | 0 | 0 | 0 | 0 | 90254.6145 | 0 | 0 | 0 | 0 | 0 | 0 | 0 | 0 | 0 | 0 | 0 | 0 | 0
2016-05-04 14:00 | 0 | 0 | 0 | 0 | 55310.8242 | 607623.4185 | 417378 | 0 | 0 | 0 | 335810.8572 | 0 | 4052.6866 | 0 | 0 | 0 | 0 | 0 | 0 | 0 | 7481390.8317 | 0 | 0 | 0 | 0 | 245556.2427 | 0 | 0 | 0 | 0 | 0 | 0 | 0 | 0 | 0 | 0 | 0 | 0 | 0
2016-05-04 15:00 | 0 | 0 | 0 | 0 | 0 | 692156.559 | 424290 | 0 | 0 | 0 | 581367.0999 | 0 | 4265.9859 | 0 | 0 | 0 | 0 | 0 | 0 | 0 | 7499038.5198 | 0 | 0 | 0 | 0 | 245556.2427 | 0 | 213.2993 | 0 | 0 | 0 | 0 | 0 | 0 | 0 | 0 | 22097.017 | 0 | 0
2016-05-04 16:00 | 0 | 0 | 0 | 0 | 0 | 695937.559 | 428071 | 0 | 0 | 0 | 826923.3426 | 0 | 4479.2852 | 0 | 0 | 0 | 0 | 0 | 0 | 0 | 7516686.1373 | 0 | 0 | 0 | 0 | 245556.2427 | 0 | 213.2993 | 0 | 0 | 0 | 0 | 0 | 0 | 0 | 0 | 22097.017 | 0 | 0
2016-05-04 17:00 | 0 | 0 | 0 | 0 | 0 | 699365.559 | 431499 | 0 | 0 | 0 | 1072479.5852 | 0 | 4692.5845 | 0 | 0 | 0 | 0 | 0 | 0 | 0 | 7534333.6842 | 0 | 0 | 0 | 0 | 245556.2427 | 0 | 213.2993 | 0 | 0 | 0 | 0 | 0 | 0 | 0 | 0 | 22097.017 | 0 | 0
2016-05-04 18:00 | 0 | 0 | 0 | 0 | 0 | 702280.559 | 434414 | 0 | 0 | 0 | 1318035.8279 | 0 | 4905.8838 | 0 | 0 | 0 | 0 | 0 | 0 | 0 | 7551981.1605 | 0 | 0 | 0 | 0 | 245556.2427 | 0 | 213.2993 | 0 | 0 | 0 | 0 | 0 | 0 | 0 | 0 | 22097.017 | 0 | 0
2016-05-04 19:00 | 0 | 0 | 0 | 0 | 0 | 704766.559 | 436900 | 0 | 0 | 0 | 1563592.0706 | 0 | 5119.1831 | 0 | 0 | 0 | 0 | 0 | 0 | 0 | 7569628.5662 | 0 | 0 | 0 | 0 | 245556.2427 | 0 | 213.2993 | 0 | 0 | 0 | 0 | 0 | 0 | 0 | 0 | 22097.017 | 0 | 0
2016-05-04 20:00 | 0 | 0 | 0 | 0 | 0 | 708246.559 | 440380 | 0 | 0 | 0 | 1809148.3133 | 0 | 5332.4824 | 0 | 0 | 0 | 0 | 0 | 0 | 0 | 7587275.9013 | 0 | 0 | 0 | 0 | 245556.2427 | 0 | 213.2993 | 0 | 0 | 0 | 0 | 0 | 0 | 0 | 0 | 22097.017 | 0 | 0
2016-05-04 21:00 | 0 | 0 | 0 | 0 | 0 | 712368.559 | 444502 | 0 | 0 | 0 | 2054704.556 | 0 | 5545.7817 | 0 | 0 | 0 | 0 | 0 | 0 | 0 | 7604923.1659 | 0 | 0 | 0 | 0 | 245556.2427 | 0 | 213.2993 | 0 | 0 | 0 | 0 | 0 | 0 | 0 | 0 | 22097.017 | 0 | 0
2016-05-04 22:00 | 0 | 0 | 0 | 0 | 0 | 721303.1168 | 445815 | 0 | 0 | 0 | 2300260.7987 | 0 | 5759.081 | 7621.5577 | 0 | 0 | 0 | 0 | 0 | 0 | 7622570.3598 | 0 | 0 | 0 | 0 | 245556.2427 | 0 | 213.2993 | 0 | 7621.5577 | 0 | 0 | 0 | 0 | 0 | 0 | 22097.017 | 0 | 0
2016-05-04 23:00 | 0 | 0 | 0 | 0 | 0 | 687821.7067 | 445200 | 0 | 0 | 0 | 2545817.0413 | 0 | 5759.081 | 4687.0218 | 0 | 0 | 0 | 0 | 0 | 0 | 7622539.8695 | 0 | 0 | 0 | 0 | 245556.2427 | 0 | 0 | 0 | -2934.5359 | 0 | 0 | 0 | 0 | 0 | 0 | 0 | 0 | 0
2016-05-05 | 0 | 0 | 0 | 0 | 0 | 516896.2325 | 446544 | 0 | 0 | 0 | 2620856.2956 | 0 | 5759.081 | 0 | 0 | 0 | 0 | 0 | 0 | 0 | 7622509.3794 | 0 | 0 | 0 | 0 | 75039.2543 | 0 | 0 | 0 | -4687.0218 | 0 | 0 | 0 | 0 | 0 | 0 | 0 | 0 | 0
2016-05-05 01:00 | 0 | 0 | 0 | 0 | 32457.4527 | 163784.3047 | 441798 | 0 | 0 | 0 | 2375300.0529 | 0 | 5759.081 | 0 | 0 | 0 | 0 | 0 | 0 | 0 | 7622478.8893 | 0 | 0 | 0 | 0 | -245556.2427 | 0 | 0 | 0 | 0 | 0 | 0 | 0 | 0 | 0 | 0 | 0 | 0 | 0
2016-05-05 02:00 | 0 | 0 | 0 | 0 | 175316.1751 | 2380.5822 | 423253 | 0 | 0 | 0 | 2129743.8102 | 0 | 5759.081 | 0 | 0 | 0 | 0 | 0 | 0 | 0 | 7622448.3994 | 0 | 0 | 0 | 0 | -245556.2427 | 0 | 0 | 0 | 0 | 0 | 0 | 0 | 0 | 0 | 0 | 0 | 0 | 0
2016-05-05 03:00 | 0 | 0 | 0 | 0 | 151037.7573 | 0 | 396594 | 0 | 0 | 0 | 1884187.5676 | 0 | 5759.081 | 0 | 0 | 0 | 0 | 0 | 0 | 0 | 7622417.9096 | 0 | 0 | 0 | 0 | -245556.2427 | 0 | 0 | 0 | 0 | 0 | 0 | 0 | 0 | 0 | 0 | 0 | 0 | 0
2016-05-05 04:00 | 0 | 0 | 0 | 0 | 127508.7573 | 0 | 373065 | 0 | 0 | 0 | 1638631.3249 | 0 | 5759.081 | 0 | 0 | 0 | 0 | 0 | 0 | 0 | 7622387.42 | 0 | 0 | 0 | 0 | -245556.2427 | 0 | 0 | 0 | 0 | 0 | 0 | 0 | 0 | 0 | 0 | 0 | 0 | 0
2016-05-05 05:00 | 0 | 0 | 0 | 0 | 107633.7573 | 0 | 353190 | 0 | 0 | 0 | 1393075.0822 | 0 | 5759.081 | 0 | 0 | 0 | 0 | 0 | 0 | 0 | 7622356.9304 | 0 | 0 | 0 | 0 | -245556.2427 | 0 | 0 | 0 | 0 | 0 | 0 | 0 | 0 | 0 | 0 | 0 | 0 | 0
2016-05-05 06:00 | 0 | 0 | 0 | 0 | 92919.7573 | 0 | 338476 | 0 | 0 | 0 | 1147518.8395 | 0 | 5759.081 | 0 | 0 | 0 | 0 | 0 | 0 | 0 | 7622326.441 | 0 | 0 | 0 | 0 | -245556.2427 | 0 | 0 | 0 | 0 | 0 | 0 | 0 | 0 | 0 | 0 | 0 | 0 | 0
2016-05-05 07:00 | 0 | 0 | 0 | 0 | 84651.7573 | 0 | 330208 | 0 | 0 | 0 | 901962.5968 | 0 | 5759.081 | 0 | 0 | 0 | 0 | 0 | 0 | 0 | 7622295.9517 | 0 | 0 | 0 | 0 | -245556.2427 | 0 | 0 | 0 | 0 | 0 | 0 | 0 | 0 | 0 | 0 | 0 | 0 | 0
2016-05-05 08:00 | 0 | 0 | 0 | 0 | 82981.0566 | 0 | 328324 | 0 | 0 | 0 | 656406.3541 | 0 | 5972.3803 | 0 | 0 | 0 | 0 | 0 | 0 | 0 | 7622265.4625 | 0 | 0 | 0 | 0 | -245556.2427 | 0 | 213.2993 | 0 | 0 | 0 | 0 | 0 | 0 | 0 | 0 | 0 | 0 | 0
2016-05-05 09:00 | 0 | 0 | 0 | 0 | 92657.0566 | 0 | 338000 | 0 | 0 | 0 | 410850.1115 | 0 | 6185.6796 | 0 | 0 | 0 | 0 | 0 | 0 | 0 | 7622234.9734 | 0 | 0 | 0 | 0 | -245556.2427 | 0 | 213.2993 | 0 | 0 | 0 | 0 | 0 | 0 | 0 | 0 | 0 | 0 | 0
2016-05-05 10:00 | 0 | 0 | 0 | 0 | 440930.3739 | 0 | 360668 | 0 | 0 | 0 | 491112.4854 | 0 | 6185.6796 | 0 | 0 | 0 | 0 | 0 | 0 | 0 | 7622204.4845 | 0 | 0 | 0 | 0 | 80262.3739 | 0 | 0 | 0 | 0 | 0 | 0 | 0 | 0 | 0 | 0 | 0 | 0 | 0
2016-05-05 11:00 | 0 | 0 | 0 | 0 | 138755.7573 | 0 | 384312 | 0 | 0 | 0 | 245556.2427 | 0 | 6185.6796 | 0 | 0 | 0 | 0 | 0 | 0 | 0 | 7622173.9957 | 0 | 0 | 0 | 0 | -245556.2427 | 0 | 0 | 0 | 0 | 0 | 0 | 0 | 0 | 0 | 0 | 0 | 0 | 0
2016-05-05 12:00 | 0 | 0 | 0 | 0 | 108831.1248 | 43691.9318 | 397866 | 0 | 0 | 0 | 0 | 0 | 6398.9789 | 0 | 0 | 0 | 0 | 0 | 0 | 0 | 7622143.507 | 0 | 0 | 0 | 0 | -245556.2427 | 0 | 213.2993 | 0 | 0 | 0 | 0 | 0 | 0 | 0 | 0 | 0 | 0 | 0
2016-05-05 13:00 | 0 | 0 | 0 | 0 | 118838.883 | 381716.6639 | 407841 | 0 | 0 | 0 | 92714.5469 | 0 | 6398.9789 | 0 | 0 | 0 | 0 | 0 | 0 | 0 | 7622113.0184 | 0 | 0 | 0 | 0 | 92714.5469 | 0 | 0 | 0 | 0 | 0 | 0 | 0 | 0 | 0 | 0 | 0 | 0 | 0
2016-05-05 14:00 | 0 | 0 | 0 | 0 | 0 | 599088.8856 | 417112 | 0 | 0 | 0 | 281090.4115 | 0 | 0 | 0 | 0 | 0 | 0 | 0 | 0 | 0 | 7622082.5299 | 0 | 0 | 0 | 0 | 188375.8645 | 0 | 0 | 6398.9789 | 0 | 0 | 0 | 0 | 0 | 0 | 0 | 0 | 0 | 0
2016-05-05 15:00 | 0 | 0 | 0 | 0 | 0 | 691550.559 | 423684 | 0 | 0 | 0 | 526646.6541 | 0 | 213.2993 | 0 | 0 | 0 | 0 | 0 | 0 | 0 | 7639729.6553 | 0 | 0 | 0 | 0 | 245556.2427 | 0 | 213.2993 | 0 | 0 | 0 | 0 | 0 | 0 | 0 | 0 | 22097.017 | 0 | 0
2016-05-05 16:00 | 0 | 0 | 0 | 0 | 0 | 695912.559 | 428046 | 0 | 0 | 0 | 772202.8968 | 0 | 426.5986 | 0 | 0 | 0 | 0 | 0 | 0 | 0 | 7657376.71 | 0 | 0 | 0 | 0 | 245556.2427 | 0 | 213.2993 | 0 | 0 | 0 | 0 | 0 | 0 | 0 | 0 | 22097.017 | 0 | 0
2016-05-05 17:00 | 0 | 0 | 0 | 0 | 0 | 699913.559 | 432047 | 0 | 0 | 0 | 1017759.1395 | 0 | 639.8979 | 0 | 0 | 0 | 0 | 0 | 0 | 0 | 7675023.6941 | 0 | 0 | 0 | 0 | 245556.2427 | 0 | 213.2993 | 0 | 0 | 0 | 0 | 0 | 0 | 0 | 0 | 22097.017 | 0 | 0
2016-05-05 18:00 | 0 | 0 | 0 | 0 | 0 | 703027.559 | 435161 | 0 | 0 | 0 | 1263315.3822 | 0 | 853.1972 | 0 | 0 | 0 | 0 | 0 | 0 | 0 | 7692670.6076 | 0 | 0 | 0 | 0 | 245556.2427 | 0 | 213.2993 | 0 | 0 | 0 | 0 | 0 | 0 | 0 | 0 | 22097.017 | 0 | 0
2016-05-05 19:00 | 0 | 0 | 0 | 0 | 0 | 706691.559 | 438825 | 0 | 0 | 0 | 1508871.6249 | 0 | 1066.4965 | 0 | 0 | 0 | 0 | 0 | 0 | 0 | 7710317.4506 | 0 | 0 | 0 | 0 | 245556.2427 | 0 | 213.2993 | 0 | 0 | 0 | 0 | 0 | 0 | 0 | 0 | 22097.017 | 0 | 0
2016-05-05 20:00 | 0 | 0 | 0 | 0 | 0 | 710585.559 | 442719 | 0 | 0 | 0 | 1754427.8676 | 0 | 1279.7958 | 0 | 0 | 0 | 0 | 0 | 0 | 0 | 7727964.223 | 0 | 0 | 0 | 0 | 245556.2427 | 0 | 213.2993 | 0 | 0 | 0 | 0 | 0 | 0 | 0 | 0 | 22097.017 | 0 | 0
2016-05-05 21:00 | 0 | 0 | 0 | 0 | 0 | 712878.559 | 445012 | 0 | 0 | 0 | 1999984.1103 | 0 | 1493.0951 | 0 | 0 | 0 | 0 | 0 | 0 | 0 | 7745610.9247 | 0 | 0 | 0 | 0 | 245556.2427 | 0 | 213.2993 | 0 | 0 | 0 | 0 | 0 | 0 | 0 | 0 | 22097.017 | 0 | 0
2016-05-05 22:00 | 0 | 0 | 0 | 0 | 0 | 719015.1168 | 443527 | 0 | 0 | 0 | 2245540.3529 | 0 | 1706.3944 | 7621.5577 | 0 | 0 | 0 | 0 | 0 | 0 | 7763257.5559 | 0 | 0 | 0 | 0 | 245556.2427 | 0 | 213.2993 | 0 | 7621.5577 | 0 | 0 | 0 | 0 | 0 | 0 | 22097.017 | 0 | 0
2016-05-05 23:00 | 0 | 0 | 0 | 0 | 52995.519 | 624756.1659 | 439817 | 0 | 0 | 0 | 2491096.5956 | 0 | 1706.3944 | 0 | 0 | 0 | 0 | 0 | 0 | 0 | 7763226.5029 | 0 | 0 | 0 | 0 | 245556.2427 | 0 | 0 | 0 | -7621.5577 | 0 | 0 | 0 | 0 | 0 | 0 | 0 | 0 | 0
2016-05-06 | 0 | 0 | 0 | 0 | 0 | 433288.609 | 440439 | 0 | 0 | 0 | 2483946.2047 | 0 | 1706.3944 | 0 | 0 | 0 | 0 | 0 | 0 | 0 | 7763195.45 | 0 | 0 | 0 | 0 | -7150.391 | 0 | 0 | 0 | 0 | 0 | 0 | 0 | 0 | 0 | 0 | 0 | 0 | 0
2016-05-06 01:00 | 0 | 0 | 0 | 0 | 60353.4343 | 131328.323 | 437238 | 0 | 0 | 0 | 2238389.962 | 0 | 1706.3944 | 0 | 0 | 0 | 0 | 0 | 0 | 0 | 7763164.3972 | 0 | 0 | 0 | 0 | -245556.2427 | 0 | 0 | 0 | 0 | 0 | 0 | 0 | 0 | 0 | 0 | 0 | 0 | 0
2016-05-06 02:00 | 0 | 0 | 0 | 0 | 170277.6784 | 3655.0789 | 419489 | 0 | 0 | 0 | 1992833.7193 | 0 | 1706.3944 | 0 | 0 | 0 | 0 | 0 | 0 | 0 | 7763133.3446 | 0 | 0 | 0 | 0 | -245556.2427 | 0 | 0 | 0 | 0 | 0 | 0 | 0 | 0 | 0 | 0 | 0 | 0 | 0
2016-05-06 03:00 | 0 | 0 | 0 | 0 | 150386.7573 | 0 | 395943 | 0 | 0 | 0 | 1747277.4766 | 0 | 1706.3944 | 0 | 0 | 0 | 0 | 0 | 0 | 0 | 7763102.292 | 0 | 0 | 0 | 0 | -245556.2427 | 0 | 0 | 0 | 0 | 0 | 0 | 0 | 0 | 0 | 0 | 0 | 0 | 0
2016-05-06 04:00 | 0 | 0 | 0 | 0 | 127501.7573 | 0 | 373058 | 0 | 0 | 0 | 1501721.2339 | 0 | 1706.3944 | 0 | 0 | 0 | 0 | 0 | 0 | 0 | 7763071.2396 | 0 | 0 | 0 | 0 | -245556.2427 | 0 | 0 | 0 | 0 | 0 | 0 | 0 | 0 | 0 | 0 | 0 | 0 | 0
2016-05-06 05:00 | 0 | 0 | 0 | 0 | 109230.7573 | 0 | 354787 | 0 | 0 | 0 | 1256164.9912 | 0 | 1706.3944 | 0 | 0 | 0 | 0 | 0 | 0 | 0 | 7763040.1873 | 0 | 0 | 0 | 0 | -245556.2427 | 0 | 0 | 0 | 0 | 0 | 0 | 0 | 0 | 0 | 0 | 0 | 0 | 0
2016-05-06 06:00 | 0 | 0 | 0 | 0 | 94578.7573 | 0 | 340135 | 0 | 0 | 0 | 1010608.7486 | 0 | 1706.3944 | 0 | 0 | 0 | 0 | 0 | 0 | 0 | 7763009.1352 | 0 | 0 | 0 | 0 | -245556.2427 | 0 | 0 | 0 | 0 | 0 | 0 | 0 | 0 | 0 | 0 | 0 | 0 | 0
2016-05-06 07:00 | 0 | 0 | 0 | 0 | 86374.7573 | 0 | 331931 | 0 | 0 | 0 | 765052.5059 | 0 | 1706.3944 | 0 | 0 | 0 | 0 | 0 | 0 | 0 | 7762978.0831 | 0 | 0 | 0 | 0 | -245556.2427 | 0 | 0 | 0 | 0 | 0 | 0 | 0 | 0 | 0 | 0 | 0 | 0 | 0
2016-05-06 08:00 | 0 | 0 | 0 | 0 | 301789.2222 | 0 | 330173 | 0 | 0 | 0 | 736668.7281 | 0 | 1706.3944 | 0 | 0 | 0 | 0 | 0 | 0 | 0 | 7762947.0312 | 0 | 0 | 0 | 0 | -28383.7778 | 0 | 0 | 0 | 0 | 0 | 0 | 0 | 0 | 0 | 0 | 0 | 0 | 0
2016-05-06 09:00 | 0 | 0 | 0 | 0 | 92540.7573 | 0 | 338097 | 0 | 0 | 0 | 491112.4854 | 0 | 1706.3944 | 0 | 0 | 0 | 0 | 0 | 0 | 0 | 7762915.9794 | 0 | 0 | 0 | 0 | -245556.2427 | 0 | 0 | 0 | 0 | 0 | 0 | 0 | 0 | 0 | 0 | 0 | 0 | 0
2016-05-06 10:00 | 0 | 0 | 0 | 0 | 114930.7573 | 0 | 360487 | 0 | 0 | 0 | 245556.2427 | 0 | 1706.3944 | 0 | 0 | 0 | 0 | 0 | 0 | 0 | 7762884.9278 | 0 | 0 | 0 | 0 | -245556.2427 | 0 | 0 | 0 | 0 | 0 | 0 | 0 | 0 | 0 | 0 | 0 | 0 | 0
2016-05-06 11:00 | 0 | 0 | 0 | 0 | 135120.7573 | 0 | 380677 | 0 | 0 | 0 | 0 | 0 | 1706.3944 | 0 | 0 | 0 | 0 | 0 | 0 | 0 | 7762853.8762 | 0 | 0 | 0 | 0 | -245556.2427 | 0 | 0 | 0 | 0 | 0 | 0 | 0 | 0 | 0 | 0 | 0 | 0 | 0
2016-05-06 12:00 | 0 | 0 | 0 | 0 | 441865.8058 | 47601.5375 | 393325 | 0 | 0 | 0 | 96142.3433 | 0 | 1706.3944 | 0 | 0 | 0 | 0 | 0 | 0 | 0 | 7762822.8248 | 0 | 0 | 0 | 0 | 96142.3433 | 0 | 0 | 0 | 0 | 0 | 0 | 0 | 0 | 0 | 0 | 0 | 0 | 0
2016-05-06 13:00 | 0 | 0 | 0 | 0 | 0 | 339751.3304 | 404237 | 0 | 0 | 0 | 31656.6737 | 0 | 1706.3944 | 0 | 0 | 0 | 0 | 0 | 0 | 0 | 7762791.7735 | 0 | 0 | 0 | 0 | -64485.6696 | 0 | 0 | 0 | 0 | 0 | 0 | 0 | 0 | 0 | 0 | 0 | 0 | 0
2016-05-06 14:00 | 0 | 0 | 0 | 0 | 101579.5717 | 558393.671 | 414417 | 0 | 0 | 0 | 277212.9164 | 0 | 1706.3944 | 0 | 0 | 0 | 0 | 0 | 0 | 0 | 7762760.7224 | 0 | 0 | 0 | 0 | 245556.2427 | 0 | 0 | 0 | 0 | 0 | 0 | 0 | 0 | 0 | 0 | 0 | 0 | 0
2016-05-06 15:00 | 0 | 0 | 0 | 0 | 0 | 675899.5444 | 420427 | 0 | 0 | 0 | 522769.159 | 0 | 1919.6937 | 0 | 0 | 0 | 0 | 0 | 0 | 0 | 7770492.0733 | 0 | 0 | 0 | 0 | 245556.2427 | 0 | 213.2993 | 0 | 0 | 0 | 0 | 0 | 0 | 0 | 0 | 9703.0024 | 0 | 0
2016-05-06 16:00 | 0 | 0 | 0 | 0 | 0 | 691819.559 | 423953 | 0 | 0 | 0 | 768325.4017 | 0 | 2132.993 | 0 | 0 | 0 | 0 | 0 | 0 | 0 | 7788138.6049 | 0 | 0 | 0 | 0 | 245556.2427 | 0 | 213.2993 | 0 | 0 | 0 | 0 | 0 | 0 | 0 | 0 | 22097.017 | 0 | 0
2016-05-06 17:00 | 0 | 0 | 0 | 0 | 0 | 697031.559 | 429165 | 0 | 0 | 0 | 1013881.6444 | 0 | 2346.2923 | 0 | 0 | 0 | 0 | 0 | 0 | 0 | 7805785.066 | 0 | 0 | 0 | 0 | 245556.2427 | 0 | 213.2993 | 0 | 0 | 0 | 0 | 0 | 0 | 0 | 0 | 22097.017 | 0 | 0
2016-05-06 18:00 | 0 | 0 | 0 | 0 | 0 | 700386.559 | 432520 | 0 | 0 | 0 | 1259437.8871 | 0 | 2559.5916 | 0 | 0 | 0 | 0 | 0 | 0 | 0 | 7823431.4565 | 0 | 0 | 0 | 0 | 245556.2427 | 0 | 213.2993 | 0 | 0 | 0 | 0 | 0 | 0 | 0 | 0 | 22097.017 | 0 | 0
2016-05-06 19:00 | 0 | 0 | 0 | 0 | 0 | 703326.559 | 435460 | 0 | 0 | 0 | 1504994.1298 | 0 | 2772.8909 | 0 | 0 | 0 | 0 | 0 | 0 | 0 | 7841077.7764 | 0 | 0 | 0 | 0 | 245556.2427 | 0 | 213.2993 | 0 | 0 | 0 | 0 | 0 | 0 | 0 | 0 | 22097.017 | 0 | 0
2016-05-06 20:00 | 0 | 0 | 0 | 0 | 0 | 713745.1168 | 438257 | 0 | 0 | 0 | 1750550.3725 | 0 | 2986.1902 | 7621.5577 | 0 | 0 | 0 | 0 | 0 | 0 | 7858724.0258 | 0 | 0 | 0 | 0 | 245556.2427 | 0 | 213.2993 | 0 | 7621.5577 | 0 | 0 | 0 | 0 | 0 | 0 | 22097.017 | 0 | 0
2016-05-06 21:00 | 0 | 0 | 0 | 0 | 0 | 688878.8537 | 439977 | 0 | 0 | 0 | 1996106.6151 | 0 | 3199.4894 | 7621.5577 | 0 | 0 | 0 | 0 | 0 | 0 | 7861198.4402 | 0 | 0 | 0 | 0 | 245556.2427 | 0 | 213.2993 | 0 | 0 | 0 | 0 | 0 | 0 | 0 | 0 | 3132.3117 | 0 | 0
2016-05-06 22:00 | 0 | 0 | 0 | 0 | 0 | 628198.3628 | 436609 | 0 | 0 | 0 | 2195317.5357 | 0 | 3199.4894 | 0 | 0 | 0 | 0 | 0 | 0 | 0 | 7861166.9954 | 0 | 0 | 0 | 0 | 199210.9205 | 0 | 0 | 0 | -7621.5577 | 0 | 0 | 0 | 0 | 0 | 0 | 0 | 0 | 0
2016-05-06 23:00 | 0 | 0 | 0 | 0 | 0 | 527432.5893 | 430635 | 0 | 0 | 0 | 2292115.1249 | 0 | 3199.4894 | 0 | 0 | 0 | 0 | 0 | 0 | 0 | 7861135.5508 | 0 | 0 | 0 | 0 | 96797.5893 | 0 | 0 | 0 | 0 | 0 | 0 | 0 | 0 | 0 | 0 | 0 | 0 | 0
2016-05-07 | 0 | 0 | 0 | 0 | 0 | 360023.0711 | 427574 | 0 | 0 | 0 | 2224564.196 | 0 | 3199.4894 | 0 | 0 | 0 | 0 | 0 | 0 | 0 | 7861104.1062 | 0 | 0 | 0 | 0 | -67550.9289 | 0 | 0 | 0 | 0 | 0 | 0 | 0 | 0 | 0 | 0 | 0 | 0 | 0
2016-05-07 01:00 | 0 | 0 | 0 | 0 | 86345.1612 | 91451.5961 | 423353 | 0 | 0 | 0 | 1979007.9533 | 0 | 3199.4894 | 0 | 0 | 0 | 0 | 0 | 0 | 0 | 7861072.6618 | 0 | 0 | 0 | 0 | -245556.2427 | 0 | 0 | 0 | 0 | 0 | 0 | 0 | 0 | 0 | 0 | 0 | 0 | 0
2016-05-07 02:00 | 0 | 0 | 0 | 0 | 159898.6827 | 3060.0746 | 408515 | 0 | 0 | 0 | 1733451.7106 | 0 | 3199.4894 | 0 | 0 | 0 | 0 | 0 | 0 | 0 | 7861041.2175 | 0 | 0 | 0 | 0 | -245556.2427 | 0 | 0 | 0 | 0 | 0 | 0 | 0 | 0 | 0 | 0 | 0 | 0 | 0
2016-05-07 03:00 | 0 | 0 | 0 | 0 | 141741.7573 | 0 | 387298 | 0 | 0 | 0 | 1487895.468 | 0 | 3199.4894 | 0 | 0 | 0 | 0 | 0 | 0 | 0 | 7861009.7734 | 0 | 0 | 0 | 0 | -245556.2427 | 0 | 0 | 0 | 0 | 0 | 0 | 0 | 0 | 0 | 0 | 0 | 0 | 0
2016-05-07 04:00 | 0 | 0 | 0 | 0 | 119955.7573 | 0 | 365512 | 0 | 0 | 0 | 1242339.2253 | 0 | 3199.4894 | 0 | 0 | 0 | 0 | 0 | 0 | 0 | 7860978.3293 | 0 | 0 | 0 | 0 | -245556.2427 | 0 | 0 | 0 | 0 | 0 | 0 | 0 | 0 | 0 | 0 | 0 | 0 | 0
2016-05-07 05:00 | 0 | 0 | 0 | 0 | 101058.7573 | 0 | 346615 | 0 | 0 | 0 | 996782.9826 | 0 | 3199.4894 | 0 | 0 | 0 | 0 | 0 | 0 | 0 | 7860946.8854 | 0 | 0 | 0 | 0 | -245556.2427 | 0 | 0 | 0 | 0 | 0 | 0 | 0 | 0 | 0 | 0 | 0 | 0 | 0
2016-05-07 06:00 | 0 | 0 | 0 | 0 | 86894.7573 | 0 | 332451 | 0 | 0 | 0 | 751226.7399 | 0 | 3199.4894 | 0 | 0 | 0 | 0 | 0 | 0 | 0 | 7860915.4416 | 0 | 0 | 0 | 0 | -245556.2427 | 0 | 0 | 0 | 0 | 0 | 0 | 0 | 0 | 0 | 0 | 0 | 0 | 0
2016-05-07 07:00 | 0 | 0 | 0 | 0 | 77171.7573 | 0 | 322728 | 0 | 0 | 0 | 505670.4972 | 0 | 3199.4894 | 0 | 0 | 0 | 0 | 0 | 0 | 0 | 7860883.998 | 0 | 0 | 0 | 0 | -245556.2427 | 0 | 0 | 0 | 0 | 0 | 0 | 0 | 0 | 0 | 0 | 0 | 0 | 0
2016-05-07 08:00 | 0 | 0 | 0 | 0 | 564346.2427 | 0 | 318790 | 0 | 0 | 0 | 751226.7399 | 0 | 3199.4894 | 0 | 0 | 0 | 0 | 0 | 0 | 0 | 7860852.5544 | 0 | 0 | 0 | 0 | 245556.2427 | 0 | 0 | 0 | 0 | 0 | 0 | 0 | 0 | 0 | 0 | 0 | 0 | 0
2016-05-07 09:00 | 0 | 0 | 0 | 0 | 74449.7573 | 0 | 320006 | 0 | 0 | 0 | 505670.4972 | 0 | 3199.4894 | 0 | 0 | 0 | 0 | 0 | 0 | 0 | 7860821.111 | 0 | 0 | 0 | 0 | -245556.2427 | 0 | 0 | 0 | 0 | 0 | 0 | 0 | 0 | 0 | 0 | 0 | 0 | 0
2016-05-07 10:00 | 0 | 0 | 0 | 0 | 78490.7573 | 0 | 324047 | 0 | 0 | 0 | 260114.2545 | 0 | 3199.4894 | 0 | 0 | 0 | 0 | 0 | 0 | 0 | 7860789.6677 | 0 | 0 | 0 | 0 | -245556.2427 | 0 | 0 | 0 | 0 | 0 | 0 | 0 | 0 | 0 | 0 | 0 | 0 | 0
2016-05-07 11:00 | 0 | 0 | 0 | 0 | 86421.7573 | 0 | 331978 | 0 | 0 | 0 | 14558.0119 | 0 | 3199.4894 | 0 | 0 | 0 | 0 | 0 | 0 | 0 | 7860758.2246 | 0 | 0 | 0 | 0 | -245556.2427 | 0 | 0 | 0 | 0 | 0 | 0 | 0 | 0 | 0 | 0 | 0 | 0 | 0
2016-05-07 12:00 | 0 | 0 | 0 | 0 | 376283.9128 | 50404.3203 | 345804 | 0 | 0 | 0 | 95442.245 | 0 | 3199.4894 | 0 | 0 | 0 | 0 | 0 | 0 | 0 | 7860726.7815 | 0 | 0 | 0 | 0 | 80884.2332 | 0 | 0 | 0 | 0 | 0 | 0 | 0 | 0 | 0 | 0 | 0 | 0 | 0
2016-05-07 13:00 | 0 | 0 | 0 | 0 | 0 | 335492.5886 | 360939 | 0 | 0 | 0 | 69995.8337 | 0 | 3199.4894 | 0 | 0 | 0 | 0 | 0 | 0 | 0 | 7860695.3386 | 0 | 0 | 0 | 0 | -25446.4114 | 0 | 0 | 0 | 0 | 0 | 0 | 0 | 0 | 0 | 0 | 0 | 0 | 0
2016-05-07 14:00 | 0 | 0 | 0 | 0 | 0 | 528674.1769 | 372679 | 0 | 0 | 0 | 225991.0105 | 0 | 3199.4894 | 0 | 0 | 0 | 0 | 0 | 0 | 0 | 7860663.8958 | 0 | 0 | 0 | 0 | 155995.1769 | 0 | 0 | 0 | 0 | 0 | 0 | 0 | 0 | 0 | 0 | 0 | 0 | 0
2016-05-07 15:00 | 0 | 0 | 0 | 0 | 0 | 649687.559 | 381821 | 0 | 0 | 0 | 471547.2532 | 0 | 3412.7887 | 0 | 0 | 0 | 0 | 0 | 0 | 0 | 7878310.0668 | 0 | 0 | 0 | 0 | 245556.2427 | 0 | 213.2993 | 0 | 0 | 0 | 0 | 0 | 0 | 0 | 0 | 22097.017 | 0 | 0
2016-05-07 16:00 | 0 | 0 | 0 | 0 | 0 | 655511.559 | 387645 | 0 | 0 | 0 | 717103.4959 | 0 | 3626.088 | 0 | 0 | 0 | 0 | 0 | 0 | 0 | 7895956.1672 | 0 | 0 | 0 | 0 | 245556.2427 | 0 | 213.2993 | 0 | 0 | 0 | 0 | 0 | 0 | 0 | 0 | 22097.017 | 0 | 0
2016-05-07 17:00 | 0 | 0 | 0 | 0 | 0 | 660247.559 | 392381 | 0 | 0 | 0 | 962659.7386 | 0 | 3839.3873 | 0 | 0 | 0 | 0 | 0 | 0 | 0 | 7913602.197 | 0 | 0 | 0 | 0 | 245556.2427 | 0 | 213.2993 | 0 | 0 | 0 | 0 | 0 | 0 | 0 | 0 | 22097.017 | 0 | 0
2016-05-07 18:00 | 0 | 0 | 0 | 0 | 0 | 665479.559 | 397613 | 0 | 0 | 0 | 1208215.9813 | 0 | 4052.6866 | 0 | 0 | 0 | 0 | 0 | 0 | 0 | 7931248.1563 | 0 | 0 | 0 | 0 | 245556.2427 | 0 | 213.2993 | 0 | 0 | 0 | 0 | 0 | 0 | 0 | 0 | 22097.017 | 0 | 0
2016-05-07 19:00 | 0 | 0 | 0 | 0 | 0 | 670893.559 | 403027 | 0 | 0 | 0 | 1453772.2239 | 0 | 4265.9859 | 0 | 0 | 0 | 0 | 0 | 0 | 0 | 7948894.0449 | 0 | 0 | 0 | 0 | 245556.2427 | 0 | 213.2993 | 0 | 0 | 0 | 0 | 0 | 0 | 0 | 0 | 22097.017 | 0 | 0
2016-05-07 20:00 | 0 | 0 | 0 | 0 | 0 | 683503.7374 | 408250 | 0 | 0 | 0 | 1699328.4666 | 0 | 4479.2852 | 7387.1783 | 0 | 0 | 0 | 0 | 0 | 0 | 7966539.863 | 0 | 0 | 0 | 0 | 245556.2427 | 0 | 213.2993 | 0 | 7387.1783 | 0 | 0 | 0 | 0 | 0 | 0 | 22097.017 | 0 | 0
2016-05-07 21:00 | 0 | 0 | 0 | 0 | 0 | 680968.9384 | 412868 | 0 | 0 | 0 | 1944884.7093 | 0 | 4692.5845 | 7621.5577 | 0 | 0 | 0 | 0 | 0 | 0 | 7984185.6104 | 0 | 0 | 0 | 0 | 245556.2427 | 0 | 213.2993 | 0 | 234.3794 | 0 | 0 | 0 | 0 | 0 | 0 | 22097.017 | 0 | 0
2016-05-07 22:00 | 0 | 0 | 0 | 0 | 0 | 641924.7149 | 411596 | 0 | 0 | 0 | 2182834.9819 | 0 | 4692.5845 | 0 | 0 | 0 | 0 | 0 | 0 | 0 | 7984153.6737 | 0 | 0 | 0 | 0 | 237950.2726 | 0 | 0 | 0 | -7621.5577 | 0 | 0 | 0 | 0 | 0 | 0 | 0 | 0 | 0
2016-05-07 23:00 | 0 | 0 | 0 | 0 | 0 | 546246.5657 | 408324 | 0 | 0 | 0 | 2320757.5476 | 0 | 4692.5845 | 0 | 0 | 0 | 0 | 0 | 0 | 0 | 7984121.7371 | 0 | 0 | 0 | 0 | 137922.5657 | 0 | 0 | 0 | 0 | 0 | 0 | 0 | 0 | 0 | 0 | 0 | 0 | 0
2016-05-08 | 0 | 0 | 0 | 0 | 0 | 383555.1413 | 407114 | 0 | 0 | 0 | 2297198.6888 | 0 | 4692.5845 | 0 | 0 | 0 | 0 | 0 | 0 | 0 | 7984089.8006 | 0 | 0 | 0 | 0 | -23558.8587 | 0 | 0 | 0 | 0 | 0 | 0 | 0 | 0 | 0 | 0 | 0 | 0 | 0
2016-05-08 01:00 | 0 | 0 | 0 | 0 | 43237.0418 | 116548.7155 | 405342 | 0 | 0 | 0 | 2051642.4461 | 0 | 4692.5845 | 0 | 0 | 0 | 0 | 0 | 0 | 0 | 7984057.8642 | 0 | 0 | 0 | 0 | -245556.2427 | 0 | 0 | 0 | 0 | 0 | 0 | 0 | 0 | 0 | 0 | 0 | 0 | 0
2016-05-08 02:00 | 0 | 0 | 0 | 0 | 142400.2832 | 5103.4741 | 393060 | 0 | 0 | 0 | 1806086.2035 | 0 | 4692.5845 | 0 | 0 | 0 | 0 | 0 | 0 | 0 | 7984025.928 | 0 | 0 | 0 | 0 | -245556.2427 | 0 | 0 | 0 | 0 | 0 | 0 | 0 | 0 | 0 | 0 | 0 | 0 | 0
2016-05-08 03:00 | 0 | 0 | 0 | 0 | 128572.7573 | 0 | 374129 | 0 | 0 | 0 | 1560529.9608 | 0 | 4692.5845 | 0 | 0 | 0 | 0 | 0 | 0 | 0 | 7983993.9919 | 0 | 0 | 0 | 0 | -245556.2427 | 0 | 0 | 0 | 0 | 0 | 0 | 0 | 0 | 0 | 0 | 0 | 0 | 0
2016-05-08 04:00 | 0 | 0 | 0 | 0 | 109612.7573 | 0 | 355169 | 0 | 0 | 0 | 1314973.7181 | 0 | 4692.5845 | 0 | 0 | 0 | 0 | 0 | 0 | 0 | 7983962.0559 | 0 | 0 | 0 | 0 | -245556.2427 | 0 | 0 | 0 | 0 | 0 | 0 | 0 | 0 | 0 | 0 | 0 | 0 | 0
2016-05-08 05:00 | 0 | 0 | 0 | 0 | 92868.7573 | 0 | 338425 | 0 | 0 | 0 | 1069417.4754 | 0 | 4692.5845 | 0 | 0 | 0 | 0 | 0 | 0 | 0 | 7983930.1201 | 0 | 0 | 0 | 0 | -245556.2427 | 0 | 0 | 0 | 0 | 0 | 0 | 0 | 0 | 0 | 0 | 0 | 0 | 0
2016-05-08 06:00 | 0 | 0 | 0 | 0 | 78290.7573 | 0 | 323847 | 0 | 0 | 0 | 823861.2327 | 0 | 4692.5845 | 0 | 0 | 0 | 0 | 0 | 0 | 0 | 7983898.1844 | 0 | 0 | 0 | 0 | -245556.2427 | 0 | 0 | 0 | 0 | 0 | 0 | 0 | 0 | 0 | 0 | 0 | 0 | 0
2016-05-08 07:00 | 0 | 0 | 0 | 0 | 492234.0671 | 0 | 314294 | 0 | 0 | 0 | 1001801.2998 | 0 | 4692.5845 | 0 | 0 | 0 | 0 | 0 | 0 | 0 | 7983866.2488 | 0 | 0 | 0 | 0 | 177940.0671 | 0 | 0 | 0 | 0 | 0 | 0 | 0 | 0 | 0 | 0 | 0 | 0 | 0
2016-05-08 08:00 | 0 | 0 | 0 | 0 | 63910.7573 | 0 | 309467 | 0 | 0 | 0 | 756245.0571 | 0 | 4692.5845 | 0 | 0 | 0 | 0 | 0 | 0 | 0 | 7983834.3133 | 0 | 0 | 0 | 0 | -245556.2427 | 0 | 0 | 0 | 0 | 0 | 0 | 0 | 0 | 0 | 0 | 0 | 0 | 0
2016-05-08 09:00 | 0 | 0 | 0 | 0 | 63547.7573 | 0 | 309104 | 0 | 0 | 0 | 510688.8144 | 0 | 4692.5845 | 0 | 0 | 0 | 0 | 0 | 0 | 0 | 7983802.378 | 0 | 0 | 0 | 0 | -245556.2427 | 0 | 0 | 0 | 0 | 0 | 0 | 0 | 0 | 0 | 0 | 0 | 0 | 0
2016-05-08 10:00 | 0 | 0 | 0 | 0 | 64874.7573 | 0 | 310431 | 0 | 0 | 0 | 265132.5717 | 0 | 4692.5845 | 0 | 0 | 0 | 0 | 0 | 0 | 0 | 7983770.4428 | 0 | 0 | 0 | 0 | -245556.2427 | 0 | 0 | 0 | 0 | 0 | 0 | 0 | 0 | 0 | 0 | 0 | 0 | 0
2016-05-08 11:00 | 0 | 0 | 0 | 0 | 366751.3875 | 0 | 316560 | 0 | 0 | 0 | 315323.9593 | 0 | 4692.5845 | 0 | 0 | 0 | 0 | 0 | 0 | 0 | 7983738.5077 | 0 | 0 | 0 | 0 | 50191.3875 | 0 | 0 | 0 | 0 | 0 | 0 | 0 | 0 | 0 | 0 | 0 | 0 | 0
2016-05-08 12:00 | 0 | 0 | 0 | 0 | 39269.8101 | 45758.9472 | 330585 | 0 | 0 | 0 | 69767.7166 | 0 | 4692.5845 | 0 | 0 | 0 | 0 | 0 | 0 | 0 | 7983706.5727 | 0 | 0 | 0 | 0 | -245556.2427 | 0 | 0 | 0 | 0 | 0 | 0 | 0 | 0 | 0 | 0 | 0 | 0 | 0
2016-05-08 13:00 | 0 | 0 | 0 | 0 | 0 | 331185.9014 | 347778 | 0 | 0 | 0 | 53175.618 | 0 | 4692.5845 | 0 | 0 | 0 | 0 | 0 | 0 | 0 | 7983674.6379 | 0 | 0 | 0 | 0 | -16592.0986 | 0 | 0 | 0 | 0 | 0 | 0 | 0 | 0 | 0 | 0 | 0 | 0 | 0
2016-05-08 14:00 | 0 | 0 | 0 | 0 | 0 | 533306.1994 | 361514 | 0 | 0 | 0 | 224967.8174 | 0 | 4692.5845 | 0 | 0 | 0 | 0 | 0 | 0 | 0 | 7983642.7032 | 0 | 0 | 0 | 0 | 171792.1994 | 0 | 0 | 0 | 0 | 0 | 0 | 0 | 0 | 0 | 0 | 0 | 0 | 0
2016-05-08 15:00 | 0 | 0 | 0 | 0 | 0 | 638958.559 | 371092 | 0 | 0 | 0 | 470524.0601 | 0 | 4905.8838 | 0 | 0 | 0 | 0 | 0 | 0 | 0 | 8001288.3823 | 0 | 0 | 0 | 0 | 245556.2427 | 0 | 213.2993 | 0 | 0 | 0 | 0 | 0 | 0 | 0 | 0 | 22097.017 | 0 | 0
2016-05-08 16:00 | 0 | 0 | 0 | 0 | 0 | 646076.559 | 378210 | 0 | 0 | 0 | 716080.3027 | 0 | 5119.1831 | 0 | 0 | 0 | 0 | 0 | 0 | 0 | 8018933.9907 | 0 | 0 | 0 | 0 | 245556.2427 | 0 | 213.2993 | 0 | 0 | 0 | 0 | 0 | 0 | 0 | 0 | 22097.017 | 0 | 0
2016-05-08 17:00 | 0 | 0 | 0 | 0 | 0 | 653250.559 | 385384 | 0 | 0 | 0 | 961636.5454 | 0 | 5332.4824 | 0 | 0 | 0 | 0 | 0 | 0 | 0 | 8036579.5286 | 0 | 0 | 0 | 0 | 245556.2427 | 0 | 213.2993 | 0 | 0 | 0 | 0 | 0 | 0 | 0 | 0 | 22097.017 | 0 | 0
2016-05-08 18:00 | 0 | 0 | 0 | 0 | 0 | 658326.559 | 390460 | 0 | 0 | 0 | 1207192.7881 | 0 | 5545.7817 | 0 | 0 | 0 | 0 | 0 | 0 | 0 | 8054224.996 | 0 | 0 | 0 | 0 | 245556.2427 | 0 | 213.2993 | 0 | 0 | 0 | 0 | 0 | 0 | 0 | 0 | 22097.017 | 0 | 0
2016-05-08 19:00 | 0 | 0 | 0 | 0 | 0 | 662710.559 | 394844 | 0 | 0 | 0 | 1452749.0308 | 0 | 5759.081 | 0 | 0 | 0 | 0 | 0 | 0 | 0 | 8071870.3927 | 0 | 0 | 0 | 0 | 245556.2427 | 0 | 213.2993 | 0 | 0 | 0 | 0 | 0 | 0 | 0 | 0 | 22097.017 | 0 | 0
2016-05-08 20:00 | 0 | 0 | 0 | 0 | 0 | 667598.559 | 399732 | 0 | 0 | 0 | 1698305.2735 | 0 | 5972.3803 | 0 | 0 | 0 | 0 | 0 | 0 | 0 | 8089515.7189 | 0 | 0 | 0 | 0 | 245556.2427 | 0 | 213.2993 | 0 | 0 | 0 | 0 | 0 | 0 | 0 | 0 | 22097.017 | 0 | 0
2016-05-08 21:00 | 0 | 0 | 0 | 0 | 0 | 679344.1168 | 403856 | 0 | 0 | 0 | 1943861.5162 | 0 | 6185.6796 | 7621.5577 | 0 | 0 | 0 | 0 | 0 | 0 | 8107160.9744 | 0 | 0 | 0 | 0 | 245556.2427 | 0 | 213.2993 | 0 | 7621.5577 | 0 | 0 | 0 | 0 | 0 | 0 | 22097.017 | 0 | 0
2016-05-08 22:00 | 0 | 0 | 0 | 0 | 0 | 630055.8165 | 405261 | 0 | 0 | 0 | 2176277.8904 | 0 | 6185.6796 | 0 | 0 | 0 | 0 | 0 | 0 | 0 | 8107128.5458 | 0 | 0 | 0 | 0 | 232416.3743 | 0 | 0 | 0 | -7621.5577 | 0 | 0 | 0 | 0 | 0 | 0 | 0 | 0 | 0
2016-05-08 23:00 | 0 | 0 | 0 | 0 | 0 | 534282.1914 | 404452 | 0 | 0 | 0 | 2306108.0818 | 0 | 6185.6796 | 0 | 0 | 0 | 0 | 0 | 0 | 0 | 8107096.1173 | 0 | 0 | 0 | 0 | 129830.1914 | 0 | 0 | 0 | 0 | 0 | 0 | 0 | 0 | 0 | 0 | 0 | 0 | 0
2016-05-09 | 0 | 0 | 0 | 0 | 0 | 383996.1187 | 408354 | 0 | 0 | 0 | 2281750.2005 | 0 | 6185.6796 | 0 | 0 | 0 | 0 | 0 | 0 | 0 | 8107063.6889 | 0 | 0 | 0 | 0 | -24357.8813 | 0 | 0 | 0 | 0 | 0 | 0 | 0 | 0 | 0 | 0 | 0 | 0 | 0
2016-05-09 01:00 | 0 | 0 | 0 | 0 | 22290.3275 | 143095.4298 | 410942 | 0 | 0 | 0 | 2036193.9578 | 0 | 6185.6796 | 0 | 0 | 0 | 0 | 0 | 0 | 0 | 8107031.2606 | 0 | 0 | 0 | 0 | -245556.2427 | 0 | 0 | 0 | 0 | 0 | 0 | 0 | 0 | 0 | 0 | 0 | 0 | 0
2016-05-09 02:00 | 0 | 0 | 0 | 0 | 144726.6437 | 7989.1136 | 398272 | 0 | 0 | 0 | 1790637.7151 | 0 | 6185.6796 | 0 | 0 | 0 | 0 | 0 | 0 | 0 | 8106998.8325 | 0 | 0 | 0 | 0 | -245556.2427 | 0 | 0 | 0 | 0 | 0 | 0 | 0 | 0 | 0 | 0 | 0 | 0 | 0
2016-05-09 03:00 | 0 | 0 | 0 | 0 | 131177.7573 | 0 | 376734 | 0 | 0 | 0 | 1545081.4724 | 0 | 6185.6796 | 0 | 0 | 0 | 0 | 0 | 0 | 0 | 8106966.4045 | 0 | 0 | 0 | 0 | -245556.2427 | 0 | 0 | 0 | 0 | 0 | 0 | 0 | 0 | 0 | 0 | 0 | 0 | 0
2016-05-09 04:00 | 0 | 0 | 0 | 0 | 110592.7573 | 0 | 356149 | 0 | 0 | 0 | 1299525.2298 | 0 | 6185.6796 | 0 | 0 | 0 | 0 | 0 | 0 | 0 | 8106933.9766 | 0 | 0 | 0 | 0 | -245556.2427 | 0 | 0 | 0 | 0 | 0 | 0 | 0 | 0 | 0 | 0 | 0 | 0 | 0
2016-05-09 05:00 | 0 | 0 | 0 | 0 | 93656.7573 | 0 | 339213 | 0 | 0 | 0 | 1053968.9871 | 0 | 6185.6796 | 0 | 0 | 0 | 0 | 0 | 0 | 0 | 8106901.5489 | 0 | 0 | 0 | 0 | -245556.2427 | 0 | 0 | 0 | 0 | 0 | 0 | 0 | 0 | 0 | 0 | 0 | 0 | 0
2016-05-09 06:00 | 0 | 0 | 0 | 0 | 81309.7573 | 0 | 326866 | 0 | 0 | 0 | 808412.7444 | 0 | 6185.6796 | 0 | 0 | 0 | 0 | 0 | 0 | 0 | 8106869.1213 | 0 | 0 | 0 | 0 | -245556.2427 | 0 | 0 | 0 | 0 | 0 | 0 | 0 | 0 | 0 | 0 | 0 | 0 | 0
2016-05-09 07:00 | 0 | 0 | 0 | 0 | 74192.7573 | 0 | 319749 | 0 | 0 | 0 | 562856.5017 | 0 | 6185.6796 | 0 | 0 | 0 | 0 | 0 | 0 | 0 | 8106836.6938 | 0 | 0 | 0 | 0 | -245556.2427 | 0 | 0 | 0 | 0 | 0 | 0 | 0 | 0 | 0 | 0 | 0 | 0 | 0
2016-05-09 08:00 | 0 | 0 | 0 | 0 | 493623.2263 | 0 | 319811 | 0 | 0 | 0 | 736668.7281 | 0 | 6185.6796 | 0 | 0 | 0 | 0 | 0 | 0 | 0 | 8106804.2665 | 0 | 0 | 0 | 0 | 173812.2263 | 0 | 0 | 0 | 0 | 0 | 0 | 0 | 0 | 0 | 0 | 0 | 0 | 0
2016-05-09 09:00 | 0 | 0 | 0 | 0 | 84779.7573 | 0 | 330336 | 0 | 0 | 0 | 491112.4854 | 0 | 6185.6796 | 0 | 0 | 0 | 0 | 0 | 0 | 0 | 8106771.8393 | 0 | 0 | 0 | 0 | -245556.2427 | 0 | 0 | 0 | 0 | 0 | 0 | 0 | 0 | 0 | 0 | 0 | 0 | 0
2016-05-09 10:00 | 0 | 0 | 0 | 0 | 108858.7573 | 0 | 354415 | 0 | 0 | 0 | 245556.2427 | 0 | 6185.6796 | 0 | 0 | 0 | 0 | 0 | 0 | 0 | 8106739.4122 | 0 | 0 | 0 | 0 | -245556.2427 | 0 | 0 | 0 | 0 | 0 | 0 | 0 | 0 | 0 | 0 | 0 | 0 | 0
2016-05-09 11:00 | 0 | 0 | 0 | 0 | 133353.7573 | 0 | 378910 | 0 | 0 | 0 | 0 | 0 | 6185.6796 | 0 | 0 | 0 | 0 | 0 | 0 | 0 | 8106706.9852 | 0 | 0 | 0 | 0 | -245556.2427 | 0 | 0 | 0 | 0 | 0 | 0 | 0 | 0 | 0 | 0 | 0 | 0 | 0
2016-05-09 12:00 | 0 | 0 | 0 | 0 | 375108.8027 | 53992.8479 | 395303 | 0 | 0 | 0 | 33798.6506 | 0 | 6185.6796 | 0 | 0 | 0 | 0 | 0 | 0 | 0 | 8106674.5584 | 0 | 0 | 0 | 0 | 33798.6506 | 0 | 0 | 0 | 0 | 0 | 0 | 0 | 0 | 0 | 0 | 0 | 0 | 0
2016-05-09 13:00 | 0 | 0 | 0 | 0 | 0 | 374800.3494 | 408599 | 0 | 0 | 0 | 0 | 0 | 6185.6796 | 0 | 0 | 0 | 0 | 0 | 0 | 0 | 8106642.1317 | 0 | 0 | 0 | 0 | -33798.6506 | 0 | 0 | 0 | 0 | 0 | 0 | 0 | 0 | 0 | 0 | 0 | 0 | 0
2016-05-09 14:00 | 0 | 0 | 0 | 0 | 0 | 626174.4566 | 421708 | 0 | 0 | 0 | 204466.4566 | 0 | 6185.6796 | 0 | 0 | 0 | 0 | 0 | 0 | 0 | 8106609.7051 | 0 | 0 | 0 | 0 | 204466.4566 | 0 | 0 | 0 | 0 | 0 | 0 | 0 | 0 | 0 | 0 | 0 | 0 | 0
2016-05-09 15:00 | 0 | 0 | 0 | 0 | 0 | 700613.559 | 432747 | 0 | 0 | 0 | 450022.6993 | 0 | 6398.9789 | 0 | 0 | 0 | 0 | 0 | 0 | 0 | 8124254.8923 | 0 | 0 | 0 | 0 | 245556.2427 | 0 | 213.2993 | 0 | 0 | 0 | 0 | 0 | 0 | 0 | 0 | 22097.017 | 0 | 0
2016-05-09 16:00 | 0 | 0 | 0 | 0 | 0 | 709005.559 | 441139 | 0 | 0 | 0 | 695578.942 | 0 | 6612.2782 | 0 | 0 | 0 | 0 | 0 | 0 | 0 | 8141900.0089 | 0 | 0 | 0 | 0 | 245556.2427 | 0 | 213.2993 | 0 | 0 | 0 | 0 | 0 | 0 | 0 | 0 | 22097.017 | 0 | 0
2016-05-09 17:00 | 0 | 0 | 0 | 0 | 0 | 717272.559 | 449406 | 0 | 0 | 0 | 941135.1846 | 0 | 6825.5775 | 0 | 0 | 0 | 0 | 0 | 0 | 0 | 8159545.055 | 0 | 0 | 0 | 0 | 245556.2427 | 0 | 213.2993 | 0 | 0 | 0 | 0 | 0 | 0 | 0 | 0 | 22097.017 | 0 | 0
2016-05-09 18:00 | 0 | 0 | 0 | 0 | 0 | 722480.559 | 454614 | 0 | 0 | 0 | 1186691.4273 | 0 | 7038.8768 | 0 | 0 | 0 | 0 | 0 | 0 | 0 | 8177190.0304 | 0 | 0 | 0 | 0 | 245556.2427 | 0 | 213.2993 | 0 | 0 | 0 | 0 | 0 | 0 | 0 | 0 | 22097.017 | 0 | 0
2016-05-09 19:00 | 0 | 0 | 0 | 0 | 0 | 725926.559 | 458060 | 0 | 0 | 0 | 1432247.67 | 0 | 7252.1761 | 0 | 0 | 0 | 0 | 0 | 0 | 0 | 8194834.9353 | 0 | 0 | 0 | 0 | 245556.2427 | 0 | 213.2993 | 0 | 0 | 0 | 0 | 0 | 0 | 0 | 0 | 22097.017 | 0 | 0
2016-05-09 20:00 | 0 | 0 | 0 | 0 | 0 | 728347.559 | 460481 | 0 | 0 | 0 | 1677803.9127 | 0 | 7465.4754 | 0 | 0 | 0 | 0 | 0 | 0 | 0 | 8212479.7696 | 0 | 0 | 0 | 0 | 245556.2427 | 0 | 213.2993 | 0 | 0 | 0 | 0 | 0 | 0 | 0 | 0 | 22097.017 | 0 | 0
2016-05-09 21:00 | 0 | 0 | 0 | 0 | 0 | 730194.559 | 462328 | 0 | 0 | 0 | 1923360.1554 | 0 | 7678.7747 | 0 | 0 | 0 | 0 | 0 | 0 | 0 | 8230124.5333 | 0 | 0 | 0 | 0 | 245556.2427 | 0 | 213.2993 | 0 | 0 | 0 | 0 | 0 | 0 | 0 | 0 | 22097.017 | 0 | 0
2016-05-09 22:00 | 0 | 0 | 0 | 0 | 0 | 729289.559 | 461423 | 0 | 0 | 0 | 2168916.3981 | 0 | 7892.074 | 0 | 0 | 0 | 0 | 0 | 0 | 0 | 8247769.2265 | 0 | 0 | 0 | 0 | 245556.2427 | 0 | 213.2993 | 0 | 0 | 0 | 0 | 0 | 0 | 0 | 0 | 22097.017 | 0 | 0
2016-05-09 23:00 | 0 | 0 | 0 | 0 | 0 | 734462.1168 | 458974 | 0 | 0 | 0 | 2414472.6408 | 0 | 8105.3733 | 7621.5577 | 0 | 0 | 0 | 0 | 0 | 0 | 8265413.849 | 0 | 0 | 0 | 0 | 245556.2427 | 0 | 213.2993 | 0 | 7621.5577 | 0 | 0 | 0 | 0 | 0 | 0 | 22097.017 | 0 | 0
2016-05-10 | 0 | 0 | 0 | 0 | 0 | 579421.037 | 460125 | 0 | 0 | 0 | 2541390.2355 | 0 | 8105.3733 | 0 | 0 | 0 | 0 | 0 | 0 | 0 | 8265380.7874 | 0 | 0 | 0 | 0 | 126917.5948 | 0 | 0 | 0 | -7621.5577 | 0 | 0 | 0 | 0 | 0 | 0 | 0 | 0 | 0
2016-05-10 01:00 | 0 | 0 | 0 | 0 | 0 | 261115.8561 | 454568 | 0 | 0 | 0 | 2347938.0916 | 0 | 8105.3733 | 0 | 0 | 0 | 0 | 0 | 0 | 0 | 8265347.7258 | 0 | 0 | 0 | 0 | -193452.1439 | 0 | 0 | 0 | 0 | 0 | 0 | 0 | 0 | 0 | 0 | 0 | 0 | 0
2016-05-10 02:00 | 0 | 0 | 0 | 0 | 178157.2311 | 10105.5262 | 433819 | 0 | 0 | 0 | 2102381.849 | 0 | 8105.3733 | 0 | 0 | 0 | 0 | 0 | 0 | 0 | 8265314.6645 | 0 | 0 | 0 | 0 | -245556.2427 | 0 | 0 | 0 | 0 | 0 | 0 | 0 | 0 | 0 | 0 | 0 | 0 | 0
2016-05-10 03:00 | 0 | 0 | 0 | 0 | 160977.7573 | 0 | 406534 | 0 | 0 | 0 | 1856825.6063 | 0 | 8105.3733 | 0 | 0 | 0 | 0 | 0 | 0 | 0 | 8265281.6032 | 0 | 0 | 0 | 0 | -245556.2427 | 0 | 0 | 0 | 0 | 0 | 0 | 0 | 0 | 0 | 0 | 0 | 0 | 0
2016-05-10 04:00 | 0 | 0 | 0 | 0 | 137527.7573 | 0 | 383084 | 0 | 0 | 0 | 1611269.3636 | 0 | 8105.3733 | 0 | 0 | 0 | 0 | 0 | 0 | 0 | 8265248.5421 | 0 | 0 | 0 | 0 | -245556.2427 | 0 | 0 | 0 | 0 | 0 | 0 | 0 | 0 | 0 | 0 | 0 | 0 | 0
2016-05-10 05:00 | 0 | 0 | 0 | 0 | 116891.7573 | 0 | 362448 | 0 | 0 | 0 | 1365713.1209 | 0 | 8105.3733 | 0 | 0 | 0 | 0 | 0 | 0 | 0 | 8265215.4811 | 0 | 0 | 0 | 0 | -245556.2427 | 0 | 0 | 0 | 0 | 0 | 0 | 0 | 0 | 0 | 0 | 0 | 0 | 0
2016-05-10 06:00 | 0 | 0 | 0 | 0 | 102777.7573 | 0 | 348334 | 0 | 0 | 0 | 1120156.8782 | 0 | 8105.3733 | 0 | 0 | 0 | 0 | 0 | 0 | 0 | 8265182.4202 | 0 | 0 | 0 | 0 | -245556.2427 | 0 | 0 | 0 | 0 | 0 | 0 | 0 | 0 | 0 | 0 | 0 | 0 | 0
2016-05-10 07:00 | 0 | 0 | 0 | 0 | 93756.7573 | 0 | 339313 | 0 | 0 | 0 | 874600.6355 | 0 | 8105.3733 | 0 | 0 | 0 | 0 | 0 | 0 | 0 | 8265149.3595 | 0 | 0 | 0 | 0 | -245556.2427 | 0 | 0 | 0 | 0 | 0 | 0 | 0 | 0 | 0 | 0 | 0 | 0 | 0
2016-05-10 08:00 | 0 | 0 | 0 | 0 | 209737.524 | 0 | 337125 | 0 | 0 | 0 | 747213.1595 | 0 | 8105.3733 | 0 | 0 | 0 | 0 | 0 | 0 | 0 | 8265116.2989 | 0 | 0 | 0 | 0 | -127387.476 | 0 | 0 | 0 | 0 | 0 | 0 | 0 | 0 | 0 | 0 | 0 | 0 | 0
2016-05-10 09:00 | 0 | 0 | 0 | 0 | 99359.7573 | 0 | 344916 | 0 | 0 | 0 | 501656.9168 | 0 | 8105.3733 | 0 | 0 | 0 | 0 | 0 | 0 | 0 | 8265083.2384 | 0 | 0 | 0 | 0 | -245556.2427 | 0 | 0 | 0 | 0 | 0 | 0 | 0 | 0 | 0 | 0 | 0 | 0 | 0
2016-05-10 10:00 | 0 | 0 | 0 | 0 | 121426.7573 | 0 | 366983 | 0 | 0 | 0 | 256100.6742 | 0 | 8105.3733 | 0 | 0 | 0 | 0 | 0 | 0 | 0 | 8265050.1781 | 0 | 0 | 0 | 0 | -245556.2427 | 0 | 0 | 0 | 0 | 0 | 0 | 0 | 0 | 0 | 0 | 0 | 0 | 0
2016-05-10 11:00 | 0 | 0 | 0 | 0 | 144102.7573 | 0 | 389659 | 0 | 0 | 0 | 10544.4315 | 0 | 8105.3733 | 0 | 0 | 0 | 0 | 0 | 0 | 0 | 8265017.1179 | 0 | 0 | 0 | 0 | -245556.2427 | 0 | 0 | 0 | 0 | 0 | 0 | 0 | 0 | 0 | 0 | 0 | 0 | 0
2016-05-10 12:00 | 0 | 0 | 0 | 0 | 346731.7457 | 47142.8228 | 404419 | 0 | 0 | 0 | 0 | 0 | 8105.3733 | 0 | 0 | 0 | 0 | 0 | 0 | 0 | 8264984.0578 | 0 | 0 | 0 | 0 | -10544.4315 | 0 | 0 | 0 | 0 | 0 | 0 | 0 | 0 | 0 | 0 | 0 | 0 | 0
2016-05-10 13:00 | 0 | 0 | 0 | 0 | 0 | 423974.9069 | 419261 | 0 | 0 | 0 | 4713.9069 | 0 | 8105.3733 | 0 | 0 | 0 | 0 | 0 | 0 | 0 | 8264950.9979 | 0 | 0 | 0 | 0 | 4713.9069 | 0 | 0 | 0 | 0 | 0 | 0 | 0 | 0 | 0 | 0 | 0 | 0 | 0
2016-05-10 14:00 | 0 | 0 | 0 | 0 | 0 | 670929.6661 | 434066 | 0 | 0 | 0 | 241577.5731 | 0 | 8105.3733 | 0 | 0 | 0 | 0 | 0 | 0 | 0 | 8264917.9381 | 0 | 0 | 0 | 0 | 236863.6661 | 0 | 0 | 0 | 0 | 0 | 0 | 0 | 0 | 0 | 0 | 0 | 0 | 0
2016-05-10 15:00 | 0 | 0 | 0 | 0 | 0 | 714407.559 | 446541 | 0 | 0 | 0 | 487133.8158 | 0 | 8318.6726 | 0 | 0 | 0 | 0 | 0 | 0 | 0 | 8282562.492 | 0 | 0 | 0 | 0 | 245556.2427 | 0 | 213.2993 | 0 | 0 | 0 | 0 | 0 | 0 | 0 | 0 | 22097.017 | 0 | 0
2016-05-10 16:00 | 0 | 0 | 0 | 0 | 0 | 724174.559 | 456308 | 0 | 0 | 0 | 732690.0584 | 0 | 8531.9719 | 0 | 0 | 0 | 0 | 0 | 0 | 0 | 8300206.9754 | 0 | 0 | 0 | 0 | 245556.2427 | 0 | 213.2993 | 0 | 0 | 0 | 0 | 0 | 0 | 0 | 0 | 22097.017 | 0 | 0
2016-05-10 17:00 | 0 | 0 | 0 | 0 | 0 | 733786.559 | 465920 | 0 | 0 | 0 | 978246.3011 | 0 | 8745.2712 | 0 | 0 | 0 | 0 | 0 | 0 | 0 | 8317851.3882 | 0 | 0 | 0 | 0 | 245556.2427 | 0 | 213.2993 | 0 | 0 | 0 | 0 | 0 | 0 | 0 | 0 | 22097.017 | 0 | 0
2016-05-10 18:00 | 0 | 0 | 0 | 0 | 0 | 740369.559 | 472503 | 0 | 0 | 0 | 1223802.5438 | 0 | 8958.5705 | 0 | 0 | 0 | 0 | 0 | 0 | 0 | 8335495.7305 | 0 | 0 | 0 | 0 | 245556.2427 | 0 | 213.2993 | 0 | 0 | 0 | 0 | 0 | 0 | 0 | 0 | 22097.017 | 0 | 0
2016-05-10 19:00 | 0 | 0 | 0 | 0 | 0 | 750339.559 | 482473 | 0 | 0 | 0 | 1469358.7865 | 0 | 9171.8697 | 0 | 0 | 0 | 0 | 0 | 0 | 0 | 8353140.0021 | 0 | 0 | 0 | 0 | 245556.2427 | 0 | 213.2993 | 0 | 0 | 0 | 0 | 0 | 0 | 0 | 0 | 22097.017 | 0 | 0
2016-05-10 20:00 | 0 | 0 | 0 | 0 | 0 | 754949.559 | 487083 | 0 | 0 | 0 | 1714915.0292 | 0 | 9385.169 | 0 | 0 | 0 | 0 | 0 | 0 | 0 | 8370784.2032 | 0 | 0 | 0 | 0 | 245556.2427 | 0 | 213.2993 | 0 | 0 | 0 | 0 | 0 | 0 | 0 | 0 | 22097.017 | 0 | 0
2016-05-10 21:00 | 0 | 0 | 0 | 0 | 0 | 759028.559 | 491162 | 0 | 0 | 0 | 1960471.2719 | 0 | 9598.4683 | 0 | 0 | 0 | 0 | 0 | 0 | 0 | 8388428.3337 | 0 | 0 | 0 | 0 | 245556.2427 | 0 | 213.2993 | 0 | 0 | 0 | 0 | 0 | 0 | 0 | 0 | 22097.017 | 0 | 0
2016-05-10 22:00 | 0 | 0 | 0 | 0 | 0 | 764777.1168 | 489289 | 0 | 0 | 0 | 2206027.5145 | 0 | 9811.7676 | 7621.5577 | 0 | 0 | 0 | 0 | 0 | 0 | 8406072.3936 | 0 | 0 | 0 | 0 | 245556.2427 | 0 | 213.2993 | 0 | 7621.5577 | 0 | 0 | 0 | 0 | 0 | 0 | 22097.017 | 0 | 0
2016-05-10 23:00 | 0 | 0 | 0 | 0 | 0 | 700700.938 | 484040 | 0 | 0 | 0 | 2440121.7779 | 0 | 0 | 0 | 0 | 0 | 0 | 0 | 0 | 0 | 8406038.7693 | 0 | 0 | 0 | 0 | 234094.2634 | 0 | 0 | 9811.7676 | -7621.5577 | 0 | 0 | 0 | 0 | 0 | 0 | 0 | 0 | 0
2016-05-11 | 0 | 0 | 0 | 0 | 0 | 547323.1881 | 482045 | 0 | 0 | 0 | 2505399.966 | 0 | 0 | 0 | 0 | 0 | 0 | 0 | 0 | 0 | 8406005.1452 | 0 | 0 | 0 | 0 | 65278.1881 | 0 | 0 | 0 | 0 | 0 | 0 | 0 | 0 | 0 | 0 | 0 | 0 | 0
2016-05-11 01:00 | 0 | 0 | 0 | 0 | 0 | 251693.7435 | 474763 | 0 | 0 | 0 | 2282330.7095 | 0 | 0 | 0 | 0 | 0 | 0 | 0 | 0 | 0 | 8405971.5212 | 0 | 0 | 0 | 0 | -223069.2565 | 0 | 0 | 0 | 0 | 0 | 0 | 0 | 0 | 0 | 0 | 0 | 0 | 0
2016-05-11 02:00 | 0 | 0 | 0 | 0 | 194976.1158 | 11263.6415 | 451796 | 0 | 0 | 0 | 2036774.4668 | 0 | 0 | 0 | 0 | 0 | 0 | 0 | 0 | 0 | 8405937.8973 | 0 | 0 | 0 | 0 | -245556.2427 | 0 | 0 | 0 | 0 | 0 | 0 | 0 | 0 | 0 | 0 | 0 | 0 | 0
2016-05-11 03:00 | 0 | 0 | 0 | 0 | 176911.7573 | 0 | 422468 | 0 | 0 | 0 | 1791218.2241 | 0 | 0 | 0 | 0 | 0 | 0 | 0 | 0 | 0 | 8405904.2735 | 0 | 0 | 0 | 0 | -245556.2427 | 0 | 0 | 0 | 0 | 0 | 0 | 0 | 0 | 0 | 0 | 0 | 0 | 0
2016-05-11 04:00 | 0 | 0 | 0 | 0 | 323156.4747 | 0 | 395481 | 0 | 0 | 0 | 1718893.6988 | 0 | 0 | 0 | 0 | 0 | 0 | 0 | 0 | 0 | 8405870.6499 | 0 | 0 | 0 | 0 | -72324.5253 | 0 | 0 | 0 | 0 | 0 | 0 | 0 | 0 | 0 | 0 | 0 | 0 | 0
2016-05-11 05:00 | 0 | 0 | 0 | 0 | 128651.7573 | 0 | 374208 | 0 | 0 | 0 | 1473337.4561 | 0 | 0 | 0 | 0 | 0 | 0 | 0 | 0 | 0 | 8405837.0264 | 0 | 0 | 0 | 0 | -245556.2427 | 0 | 0 | 0 | 0 | 0 | 0 | 0 | 0 | 0 | 0 | 0 | 0 | 0
2016-05-11 06:00 | 0 | 0 | 0 | 0 | 111407.7573 | 0 | 356964 | 0 | 0 | 0 | 1227781.2134 | 0 | 0 | 0 | 0 | 0 | 0 | 0 | 0 | 0 | 8405803.4031 | 0 | 0 | 0 | 0 | -245556.2427 | 0 | 0 | 0 | 0 | 0 | 0 | 0 | 0 | 0 | 0 | 0 | 0 | 0
2016-05-11 07:00 | 0 | 0 | 0 | 0 | 101408.7573 | 0 | 346965 | 0 | 0 | 0 | 982224.9707 | 0 | 0 | 0 | 0 | 0 | 0 | 0 | 0 | 0 | 8405769.7799 | 0 | 0 | 0 | 0 | -245556.2427 | 0 | 0 | 0 | 0 | 0 | 0 | 0 | 0 | 0 | 0 | 0 | 0 | 0
2016-05-11 08:00 | 0 | 0 | 0 | 0 | 97804.7573 | 0 | 343361 | 0 | 0 | 0 | 736668.7281 | 0 | 0 | 0 | 0 | 0 | 0 | 0 | 0 | 0 | 8405736.1568 | 0 | 0 | 0 | 0 | -245556.2427 | 0 | 0 | 0 | 0 | 0 | 0 | 0 | 0 | 0 | 0 | 0 | 0 | 0
2016-05-11 09:00 | 0 | 0 | 0 | 0 | 104929.7573 | 0 | 350486 | 0 | 0 | 0 | 491112.4854 | 0 | 0 | 0 | 0 | 0 | 0 | 0 | 0 | 0 | 8405702.5338 | 0 | 0 | 0 | 0 | -245556.2427 | 0 | 0 | 0 | 0 | 0 | 0 | 0 | 0 | 0 | 0 | 0 | 0 | 0
2016-05-11 10:00 | 0 | 0 | 0 | 0 | 125721.7573 | 0 | 371278 | 0 | 0 | 0 | 245556.2427 | 0 | 0 | 0 | 0 | 0 | 0 | 0 | 0 | 0 | 8405668.911 | 0 | 0 | 0 | 0 | -245556.2427 | 0 | 0 | 0 | 0 | 0 | 0 | 0 | 0 | 0 | 0 | 0 | 0 | 0
2016-05-11 11:00 | 0 | 0 | 0 | 0 | 147650.7573 | 0 | 393207 | 0 | 0 | 0 | 0 | 0 | 0 | 0 | 0 | 0 | 0 | 0 | 0 | 0 | 8405635.2884 | 0 | 0 | 0 | 0 | -245556.2427 | 0 | 0 | 0 | 0 | 0 | 0 | 0 | 0 | 0 | 0 | 0 | 0 | 0
2016-05-11 12:00 | 0 | 0 | 0 | 0 | 340099.9752 | 68575.0248 | 408675 | 0 | 0 | 0 | 0 | 0 | 0 | 0 | 0 | 0 | 0 | 0 | 0 | 0 | 8405601.6658 | 0 | 0 | 0 | 0 | 0 | 0 | 0 | 0 | 0 | 0 | 0 | 0 | 0 | 0 | 0 | 0 | 0 | 0
2016-05-11 13:00 | 0 | 0 | 0 | 0 | 0 | 480143.8053 | 423244 | 0 | 0 | 0 | 56899.8053 | 0 | 0 | 0 | 0 | 0 | 0 | 0 | 0 | 0 | 8405568.0434 | 0 | 0 | 0 | 0 | 56899.8053 | 0 | 0 | 0 | 0 | 0 | 0 | 0 | 0 | 0 | 0 | 0 | 0 | 0
2016-05-11 14:00 | 0 | 0 | 0 | 0 | 0 | 697959.2793 | 439106 | 0 | 0 | 0 | 302456.048 | 0 | 213.2993 | 0 | 0 | 0 | 0 | 0 | 0 | 0 | 8416001.411 | 0 | 0 | 0 | 0 | 245556.2427 | 0 | 213.2993 | 0 | 0 | 0 | 0 | 0 | 0 | 0 | 0 | 13083.7373 | 0 | 0
2016-05-11 15:00 | 0 | 0 | 0 | 0 | 0 | 721743.559 | 453877 | 0 | 0 | 0 | 548012.2907 | 0 | 426.5986 | 0 | 0 | 0 | 0 | 0 | 0 | 0 | 8433645.3606 | 0 | 0 | 0 | 0 | 245556.2427 | 0 | 213.2993 | 0 | 0 | 0 | 0 | 0 | 0 | 0 | 0 | 22097.017 | 0 | 0
2016-05-11 16:00 | 0 | 0 | 0 | 0 | 0 | 734142.559 | 466276 | 0 | 0 | 0 | 793568.5334 | 0 | 639.8979 | 0 | 0 | 0 | 0 | 0 | 0 | 0 | 8451289.2397 | 0 | 0 | 0 | 0 | 245556.2427 | 0 | 213.2993 | 0 | 0 | 0 | 0 | 0 | 0 | 0 | 0 | 22097.017 | 0 | 0
2016-05-11 17:00 | 0 | 0 | 0 | 0 | 0 | 746419.559 | 478553 | 0 | 0 | 0 | 1039124.776 | 0 | 853.1972 | 0 | 0 | 0 | 0 | 0 | 0 | 0 | 8468933.0481 | 0 | 0 | 0 | 0 | 245556.2427 | 0 | 213.2993 | 0 | 0 | 0 | 0 | 0 | 0 | 0 | 0 | 22097.017 | 0 | 0
2016-05-11 18:00 | 0 | 0 | 0 | 0 | 0 | 756327.559 | 488461 | 0 | 0 | 0 | 1284681.0187 | 0 | 1066.4965 | 0 | 0 | 0 | 0 | 0 | 0 | 0 | 8486576.786 | 0 | 0 | 0 | 0 | 245556.2427 | 0 | 213.2993 | 0 | 0 | 0 | 0 | 0 | 0 | 0 | 0 | 22097.017 | 0 | 0
2016-05-11 19:00 | 0 | 0 | 0 | 0 | 0 | 764550.559 | 496684 | 0 | 0 | 0 | 1530237.2614 | 0 | 1279.7958 | 0 | 0 | 0 | 0 | 0 | 0 | 0 | 8504220.4534 | 0 | 0 | 0 | 0 | 245556.2427 | 0 | 213.2993 | 0 | 0 | 0 | 0 | 0 | 0 | 0 | 0 | 22097.017 | 0 | 0
2016-05-11 20:00 | 0 | 0 | 0 | 0 | 0 | 771312.559 | 503446 | 0 | 0 | 0 | 1775793.5041 | 0 | 1493.0951 | 0 | 0 | 0 | 0 | 0 | 0 | 0 | 8521864.0501 | 0 | 0 | 0 | 0 | 245556.2427 | 0 | 213.2993 | 0 | 0 | 0 | 0 | 0 | 0 | 0 | 0 | 22097.017 | 0 | 0
2016-05-11 21:00 | 0 | 0 | 0 | 0 | 0 | 775122.559 | 507256 | 0 | 0 | 0 | 2021349.7468 | 0 | 1706.3944 | 0 | 0 | 0 | 0 | 0 | 0 | 0 | 8539507.5763 | 0 | 0 | 0 | 0 | 245556.2427 | 0 | 213.2993 | 0 | 0 | 0 | 0 | 0 | 0 | 0 | 0 | 22097.017 | 0 | 0
2016-05-11 22:00 | 0 | 0 | 0 | 0 | 0 | 781146.1168 | 505658 | 0 | 0 | 0 | 2266905.9895 | 0 | 1919.6937 | 7621.5577 | 0 | 0 | 0 | 0 | 0 | 0 | 8557151.0319 | 0 | 0 | 0 | 0 | 245556.2427 | 0 | 213.2993 | 0 | 7621.5577 | 0 | 0 | 0 | 0 | 0 | 0 | 22097.017 | 0 | 0
2016-05-11 23:00 | 0 | 0 | 0 | 0 | 18474.8494 | 718641.8356 | 499182 | 0 | 0 | 0 | 2512462.2322 | 0 | 1919.6937 | 0 | 0 | 0 | 0 | 0 | 0 | 0 | 8557116.8033 | 0 | 0 | 0 | 0 | 245556.2427 | 0 | 0 | 0 | -7621.5577 | 0 | 0 | 0 | 0 | 0 | 0 | 0 | 0 | 0
2016-05-12 | 0 | 0 | 0 | 0 | 89641.2927 | 567781.3191 | 494879 | 0 | 0 | 0 | 2675005.844 | 0 | 1919.6937 | 0 | 0 | 0 | 0 | 0 | 0 | 0 | 8557082.5748 | 0 | 0 | 0 | 0 | 162543.6119 | 0 | 0 | 0 | 0 | 0 | 0 | 0 | 0 | 0 | 0 | 0 | 0 | 0
2016-05-12 01:00 | 0 | 0 | 0 | 0 | 0 | 268422.1955 | 486960 | 0 | 0 | 0 | 2456468.0395 | 0 | 1919.6937 | 0 | 0 | 0 | 0 | 0 | 0 | 0 | 8557048.3465 | 0 | 0 | 0 | 0 | -218537.8045 | 0 | 0 | 0 | 0 | 0 | 0 | 0 | 0 | 0 | 0 | 0 | 0 | 0
2016-05-12 02:00 | 0 | 0 | 0 | 0 | 196794.4715 | 20805.2858 | 463156 | 0 | 0 | 0 | 2210911.7968 | 0 | 1919.6937 | 0 | 0 | 0 | 0 | 0 | 0 | 0 | 8557014.1183 | 0 | 0 | 0 | 0 | -245556.2427 | 0 | 0 | 0 | 0 | 0 | 0 | 0 | 0 | 0 | 0 | 0 | 0 | 0
2016-05-12 03:00 | 0 | 0 | 0 | 0 | 186229.7573 | 0 | 431786 | 0 | 0 | 0 | 1965355.5542 | 0 | 1919.6937 | 0 | 0 | 0 | 0 | 0 | 0 | 0 | 8556979.8903 | 0 | 0 | 0 | 0 | -245556.2427 | 0 | 0 | 0 | 0 | 0 | 0 | 0 | 0 | 0 | 0 | 0 | 0 | 0
2016-05-12 04:00 | 0 | 0 | 0 | 0 | 157388.7573 | 0 | 402945 | 0 | 0 | 0 | 1719799.3115 | 0 | 1919.6937 | 0 | 0 | 0 | 0 | 0 | 0 | 0 | 8556945.6623 | 0 | 0 | 0 | 0 | -245556.2427 | 0 | 0 | 0 | 0 | 0 | 0 | 0 | 0 | 0 | 0 | 0 | 0 | 0
2016-05-12 05:00 | 0 | 0 | 0 | 0 | 133237.7573 | 0 | 378794 | 0 | 0 | 0 | 1474243.0688 | 0 | 1919.6937 | 0 | 0 | 0 | 0 | 0 | 0 | 0 | 8556911.4346 | 0 | 0 | 0 | 0 | -245556.2427 | 0 | 0 | 0 | 0 | 0 | 0 | 0 | 0 | 0 | 0 | 0 | 0 | 0
2016-05-12 06:00 | 0 | 0 | 0 | 0 | 114870.7573 | 0 | 360427 | 0 | 0 | 0 | 1228686.8261 | 0 | 1919.6937 | 0 | 0 | 0 | 0 | 0 | 0 | 0 | 8556877.2069 | 0 | 0 | 0 | 0 | -245556.2427 | 0 | 0 | 0 | 0 | 0 | 0 | 0 | 0 | 0 | 0 | 0 | 0 | 0
2016-05-12 07:00 | 0 | 0 | 0 | 0 | 102821.7573 | 0 | 348378 | 0 | 0 | 0 | 983130.5834 | 0 | 1919.6937 | 0 | 0 | 0 | 0 | 0 | 0 | 0 | 8556842.9794 | 0 | 0 | 0 | 0 | -245556.2427 | 0 | 0 | 0 | 0 | 0 | 0 | 0 | 0 | 0 | 0 | 0 | 0 | 0
2016-05-12 08:00 | 0 | 0 | 0 | 0 | 98898.7573 | 0 | 344455 | 0 | 0 | 0 | 737574.3407 | 0 | 1919.6937 | 0 | 0 | 0 | 0 | 0 | 0 | 0 | 8556808.752 | 0 | 0 | 0 | 0 | -245556.2427 | 0 | 0 | 0 | 0 | 0 | 0 | 0 | 0 | 0 | 0 | 0 | 0 | 0
2016-05-12 09:00 | 0 | 0 | 0 | 0 | 106188.7573 | 0 | 351745 | 0 | 0 | 0 | 492018.0981 | 0 | 1919.6937 | 0 | 0 | 0 | 0 | 0 | 0 | 0 | 8556774.5248 | 0 | 0 | 0 | 0 | -245556.2427 | 0 | 0 | 0 | 0 | 0 | 0 | 0 | 0 | 0 | 0 | 0 | 0 | 0
2016-05-12 10:00 | 0 | 0 | 0 | 0 | 125932.7573 | 0 | 371489 | 0 | 0 | 0 | 246461.8554 | 0 | 1919.6937 | 0 | 0 | 0 | 0 | 0 | 0 | 0 | 8556740.2977 | 0 | 0 | 0 | 0 | -245556.2427 | 0 | 0 | 0 | 0 | 0 | 0 | 0 | 0 | 0 | 0 | 0 | 0 | 0
2016-05-12 11:00 | 0 | 0 | 0 | 0 | 148530.7573 | 0 | 394087 | 0 | 0 | 0 | 905.6127 | 0 | 1919.6937 | 0 | 0 | 0 | 0 | 0 | 0 | 0 | 8556706.0707 | 0 | 0 | 0 | 0 | -245556.2427 | 0 | 0 | 0 | 0 | 0 | 0 | 0 | 0 | 0 | 0 | 0 | 0 | 0
2016-05-12 12:00 | 0 | 0 | 0 | 0 | 343038.6303 | 67073.757 | 411018 | 0 | 0 | 0 | 0 | 0 | 1919.6937 | 0 | 0 | 0 | 0 | 0 | 0 | 0 | 8556671.8439 | 0 | 0 | 0 | 0 | -905.6127 | 0 | 0 | 0 | 0 | 0 | 0 | 0 | 0 | 0 | 0 | 0 | 0 | 0
2016-05-12 13:00 | 0 | 0 | 0 | 0 | 0 | 455758.6199 | 425972 | 0 | 0 | 0 | 29786.6199 | 0 | 1919.6937 | 0 | 0 | 0 | 0 | 0 | 0 | 0 | 8556637.6172 | 0 | 0 | 0 | 0 | 29786.6199 | 0 | 0 | 0 | 0 | 0 | 0 | 0 | 0 | 0 | 0 | 0 | 0 | 0
2016-05-12 14:00 | 0 | 0 | 0 | 0 | 0 | 667430.3958 | 441729 | 0 | 0 | 0 | 255488.0157 | 0 | 1919.6937 | 0 | 0 | 0 | 0 | 0 | 0 | 0 | 8556603.3907 | 0 | 0 | 0 | 0 | 225701.3958 | 0 | 0 | 0 | 0 | 0 | 0 | 0 | 0 | 0 | 0 | 0 | 0 | 0
2016-05-12 15:00 | 0 | 0 | 0 | 0 | 0 | 724100.559 | 456234 | 0 | 0 | 0 | 501044.2584 | 0 | 2132.993 | 0 | 0 | 0 | 0 | 0 | 0 | 0 | 8574246.7779 | 0 | 0 | 0 | 0 | 245556.2427 | 0 | 213.2993 | 0 | 0 | 0 | 0 | 0 | 0 | 0 | 0 | 22097.017 | 0 | 0
2016-05-12 16:00 | 0 | 0 | 0 | 0 | 0 | 735215.559 | 467349 | 0 | 0 | 0 | 746600.5011 | 0 | 2346.2923 | 0 | 0 | 0 | 0 | 0 | 0 | 0 | 8591890.0945 | 0 | 0 | 0 | 0 | 245556.2427 | 0 | 213.2993 | 0 | 0 | 0 | 0 | 0 | 0 | 0 | 0 | 22097.017 | 0 | 0
2016-05-12 17:00 | 0 | 0 | 0 | 0 | 0 | 746046.559 | 478180 | 0 | 0 | 0 | 992156.7437 | 0 | 2559.5916 | 0 | 0 | 0 | 0 | 0 | 0 | 0 | 8609533.3406 | 0 | 0 | 0 | 0 | 245556.2427 | 0 | 213.2993 | 0 | 0 | 0 | 0 | 0 | 0 | 0 | 0 | 22097.017 | 0 | 0
2016-05-12 18:00 | 0 | 0 | 0 | 0 | 0 | 754344.559 | 486478 | 0 | 0 | 0 | 1237712.9864 | 0 | 2772.8909 | 0 | 0 | 0 | 0 | 0 | 0 | 0 | 8627176.5161 | 0 | 0 | 0 | 0 | 245556.2427 | 0 | 213.2993 | 0 | 0 | 0 | 0 | 0 | 0 | 0 | 0 | 22097.017 | 0 | 0
2016-05-12 19:00 | 0 | 0 | 0 | 0 | 0 | 759907.559 | 492041 | 0 | 0 | 0 | 1483269.2291 | 0 | 2986.1902 | 0 | 0 | 0 | 0 | 0 | 0 | 0 | 8644819.6211 | 0 | 0 | 0 | 0 | 245556.2427 | 0 | 213.2993 | 0 | 0 | 0 | 0 | 0 | 0 | 0 | 0 | 22097.017 | 0 | 0
2016-05-12 20:00 | 0 | 0 | 0 | 0 | 0 | 764310.559 | 496444 | 0 | 0 | 0 | 1728825.4718 | 0 | 3199.4894 | 0 | 0 | 0 | 0 | 0 | 0 | 0 | 8662462.6554 | 0 | 0 | 0 | 0 | 245556.2427 | 0 | 213.2993 | 0 | 0 | 0 | 0 | 0 | 0 | 0 | 0 | 22097.017 | 0 | 0
2016-05-12 21:00 | 0 | 0 | 0 | 0 | 0 | 766428.559 | 498562 | 0 | 0 | 0 | 1974381.7145 | 0 | 3412.7887 | 0 | 0 | 0 | 0 | 0 | 0 | 0 | 8680105.6192 | 0 | 0 | 0 | 0 | 245556.2427 | 0 | 213.2993 | 0 | 0 | 0 | 0 | 0 | 0 | 0 | 0 | 22097.017 | 0 | 0
2016-05-12 22:00 | 0 | 0 | 0 | 0 | 0 | 771036.1168 | 495548 | 0 | 0 | 0 | 2219937.9572 | 0 | 3626.088 | 7621.5577 | 0 | 0 | 0 | 0 | 0 | 0 | 8697748.5124 | 0 | 0 | 0 | 0 | 245556.2427 | 0 | 213.2993 | 0 | 7621.5577 | 0 | 0 | 0 | 0 | 0 | 0 | 22097.017 | 0 | 0
2016-05-12 23:00 | 0 | 0 | 0 | 0 | 0 | 699576.6606 | 488381 | 0 | 0 | 0 | 2438755.1755 | 0 | 3626.088 | 0 | 0 | 0 | 0 | 0 | 0 | 0 | 8697713.7214 | 0 | 0 | 0 | 0 | 218817.2184 | 0 | 0 | 0 | -7621.5577 | 0 | 0 | 0 | 0 | 0 | 0 | 0 | 0 | 0
2016-05-13 | 0 | 0 | 0 | 0 | 158473.9752 | 553895.8224 | 485226 | 0 | 0 | 0 | 2665898.9731 | 0 | 3626.088 | 0 | 0 | 0 | 0 | 0 | 0 | 0 | 8697678.9306 | 0 | 0 | 0 | 0 | 227143.7976 | 0 | 0 | 0 | 0 | 0 | 0 | 0 | 0 | 0 | 0 | 0 | 0 | 0
2016-05-13 01:00 | 0 | 0 | 0 | 0 | 0 | 266657.4537 | 476994 | 0 | 0 | 0 | 2455562.4268 | 0 | 3626.088 | 0 | 0 | 0 | 0 | 0 | 0 | 0 | 8697644.1399 | 0 | 0 | 0 | 0 | -210336.5463 | 0 | 0 | 0 | 0 | 0 | 0 | 0 | 0 | 0 | 0 | 0 | 0 | 0
2016-05-13 02:00 | 0 | 0 | 0 | 0 | 186463.8769 | 22317.8804 | 454338 | 0 | 0 | 0 | 2210006.1842 | 0 | 3626.088 | 0 | 0 | 0 | 0 | 0 | 0 | 0 | 8697609.3493 | 0 | 0 | 0 | 0 | -245556.2427 | 0 | 0 | 0 | 0 | 0 | 0 | 0 | 0 | 0 | 0 | 0 | 0 | 0
2016-05-13 03:00 | 0 | 0 | 0 | 0 | 179684.7573 | 0 | 425241 | 0 | 0 | 0 | 1964449.9415 | 0 | 3626.088 | 0 | 0 | 0 | 0 | 0 | 0 | 0 | 8697574.5588 | 0 | 0 | 0 | 0 | -245556.2427 | 0 | 0 | 0 | 0 | 0 | 0 | 0 | 0 | 0 | 0 | 0 | 0 | 0
2016-05-13 04:00 | 0 | 0 | 0 | 0 | 151518.7573 | 0 | 397075 | 0 | 0 | 0 | 1718893.6988 | 0 | 3626.088 | 0 | 0 | 0 | 0 | 0 | 0 | 0 | 8697539.7685 | 0 | 0 | 0 | 0 | -245556.2427 | 0 | 0 | 0 | 0 | 0 | 0 | 0 | 0 | 0 | 0 | 0 | 0 | 0
2016-05-13 05:00 | 0 | 0 | 0 | 0 | 128183.7573 | 0 | 373740 | 0 | 0 | 0 | 1473337.4561 | 0 | 3626.088 | 0 | 0 | 0 | 0 | 0 | 0 | 0 | 8697504.9784 | 0 | 0 | 0 | 0 | -245556.2427 | 0 | 0 | 0 | 0 | 0 | 0 | 0 | 0 | 0 | 0 | 0 | 0 | 0
2016-05-13 06:00 | 0 | 0 | 0 | 0 | 109981.7573 | 0 | 355538 | 0 | 0 | 0 | 1227781.2134 | 0 | 3626.088 | 0 | 0 | 0 | 0 | 0 | 0 | 0 | 8697470.1884 | 0 | 0 | 0 | 0 | -245556.2427 | 0 | 0 | 0 | 0 | 0 | 0 | 0 | 0 | 0 | 0 | 0 | 0 | 0
2016-05-13 07:00 | 0 | 0 | 0 | 0 | 99327.7573 | 0 | 344884 | 0 | 0 | 0 | 982224.9707 | 0 | 3626.088 | 0 | 0 | 0 | 0 | 0 | 0 | 0 | 8697435.3985 | 0 | 0 | 0 | 0 | -245556.2427 | 0 | 0 | 0 | 0 | 0 | 0 | 0 | 0 | 0 | 0 | 0 | 0 | 0
2016-05-13 08:00 | 0 | 0 | 0 | 0 | 95149.7573 | 0 | 340706 | 0 | 0 | 0 | 736668.7281 | 0 | 3626.088 | 0 | 0 | 0 | 0 | 0 | 0 | 0 | 8697400.6087 | 0 | 0 | 0 | 0 | -245556.2427 | 0 | 0 | 0 | 0 | 0 | 0 | 0 | 0 | 0 | 0 | 0 | 0 | 0
2016-05-13 09:00 | 0 | 0 | 0 | 0 | 101580.7573 | 0 | 347137 | 0 | 0 | 0 | 491112.4854 | 0 | 3626.088 | 0 | 0 | 0 | 0 | 0 | 0 | 0 | 8697365.8191 | 0 | 0 | 0 | 0 | -245556.2427 | 0 | 0 | 0 | 0 | 0 | 0 | 0 | 0 | 0 | 0 | 0 | 0 | 0
2016-05-13 10:00 | 0 | 0 | 0 | 0 | 120242.7573 | 0 | 365799 | 0 | 0 | 0 | 245556.2427 | 0 | 3626.088 | 0 | 0 | 0 | 0 | 0 | 0 | 0 | 8697331.0297 | 0 | 0 | 0 | 0 | -245556.2427 | 0 | 0 | 0 | 0 | 0 | 0 | 0 | 0 | 0 | 0 | 0 | 0 | 0
2016-05-13 11:00 | 0 | 0 | 0 | 0 | 141283.7573 | 0 | 386840 | 0 | 0 | 0 | 0 | 0 | 3626.088 | 0 | 0 | 0 | 0 | 0 | 0 | 0 | 8697296.2404 | 0 | 0 | 0 | 0 | -245556.2427 | 0 | 0 | 0 | 0 | 0 | 0 | 0 | 0 | 0 | 0 | 0 | 0 | 0
2016-05-13 12:00 | 0 | 0 | 0 | 0 | 322063.5029 | 82176.4971 | 404240 | 0 | 0 | 0 | 0 | 0 | 3626.088 | 0 | 0 | 0 | 0 | 0 | 0 | 0 | 8697261.4512 | 0 | 0 | 0 | 0 | 0 | 0 | 0 | 0 | 0 | 0 | 0 | 0 | 0 | 0 | 0 | 0 | 0 | 0
2016-05-13 13:00 | 0 | 0 | 0 | 0 | 0 | 485270.0021 | 420934 | 0 | 0 | 0 | 64336.0021 | 0 | 3626.088 | 0 | 0 | 0 | 0 | 0 | 0 | 0 | 8697226.6621 | 0 | 0 | 0 | 0 | 64336.0021 | 0 | 0 | 0 | 0 | 0 | 0 | 0 | 0 | 0 | 0 | 0 | 0 | 0
2016-05-13 14:00 | 0 | 0 | 0 | 0 | 0 | 669116.2199 | 437331 | 0 | 0 | 0 | 296121.222 | 0 | 3626.088 | 0 | 0 | 0 | 0 | 0 | 0 | 0 | 8697191.8732 | 0 | 0 | 0 | 0 | 231785.2199 | 0 | 0 | 0 | 0 | 0 | 0 | 0 | 0 | 0 | 0 | 0 | 0 | 0
2016-05-13 15:00 | 0 | 0 | 0 | 0 | 0 | 718616.559 | 450750 | 0 | 0 | 0 | 541677.4646 | 0 | 3839.3873 | 0 | 0 | 0 | 0 | 0 | 0 | 0 | 8714834.6981 | 0 | 0 | 0 | 0 | 245556.2427 | 0 | 213.2993 | 0 | 0 | 0 | 0 | 0 | 0 | 0 | 0 | 22097.017 | 0 | 0
2016-05-13 16:00 | 0 | 0 | 0 | 0 | 0 | 728747.559 | 460881 | 0 | 0 | 0 | 787233.7073 | 0 | 4052.6866 | 0 | 0 | 0 | 0 | 0 | 0 | 0 | 8732477.4524 | 0 | 0 | 0 | 0 | 245556.2427 | 0 | 213.2993 | 0 | 0 | 0 | 0 | 0 | 0 | 0 | 0 | 22097.017 | 0 | 0
2016-05-13 17:00 | 0 | 0 | 0 | 0 | 0 | 737929.559 | 470063 | 0 | 0 | 0 | 1032789.95 | 0 | 4265.9859 | 0 | 0 | 0 | 0 | 0 | 0 | 0 | 8750120.1361 | 0 | 0 | 0 | 0 | 245556.2427 | 0 | 213.2993 | 0 | 0 | 0 | 0 | 0 | 0 | 0 | 0 | 22097.017 | 0 | 0
2016-05-13 18:00 | 0 | 0 | 0 | 0 | 0 | 745261.559 | 477395 | 0 | 0 | 0 | 1278346.1927 | 0 | 4479.2852 | 0 | 0 | 0 | 0 | 0 | 0 | 0 | 8767762.7493 | 0 | 0 | 0 | 0 | 245556.2427 | 0 | 213.2993 | 0 | 0 | 0 | 0 | 0 | 0 | 0 | 0 | 22097.017 | 0 | 0
2016-05-13 19:00 | 0 | 0 | 0 | 0 | 0 | 750116.559 | 482250 | 0 | 0 | 0 | 1523902.4354 | 0 | 4692.5845 | 0 | 0 | 0 | 0 | 0 | 0 | 0 | 8785405.2919 | 0 | 0 | 0 | 0 | 245556.2427 | 0 | 213.2993 | 0 | 0 | 0 | 0 | 0 | 0 | 0 | 0 | 22097.017 | 0 | 0
2016-05-13 20:00 | 0 | 0 | 0 | 0 | 0 | 754996.559 | 487130 | 0 | 0 | 0 | 1769458.6781 | 0 | 4905.8838 | 0 | 0 | 0 | 0 | 0 | 0 | 0 | 8803047.7639 | 0 | 0 | 0 | 0 | 245556.2427 | 0 | 213.2993 | 0 | 0 | 0 | 0 | 0 | 0 | 0 | 0 | 22097.017 | 0 | 0
2016-05-13 21:00 | 0 | 0 | 0 | 0 | 0 | 756737.559 | 488871 | 0 | 0 | 0 | 2015014.9207 | 0 | 5119.1831 | 0 | 0 | 0 | 0 | 0 | 0 | 0 | 8820690.1653 | 0 | 0 | 0 | 0 | 245556.2427 | 0 | 213.2993 | 0 | 0 | 0 | 0 | 0 | 0 | 0 | 0 | 22097.017 | 0 | 0
2016-05-13 22:00 | 0 | 0 | 0 | 0 | 0 | 758127.1168 | 482639 | 0 | 0 | 0 | 2260571.1634 | 0 | 5332.4824 | 7621.5577 | 0 | 0 | 0 | 0 | 0 | 0 | 8838332.4962 | 0 | 0 | 0 | 0 | 245556.2427 | 0 | 213.2993 | 0 | 7621.5577 | 0 | 0 | 0 | 0 | 0 | 0 | 22097.017 | 0 | 0
2016-05-13 23:00 | 0 | 0 | 0 | 0 | 0 | 690678.3633 | 472125 | 0 | 0 | 0 | 2486746.0845 | 0 | 5332.4824 | 0 | 0 | 0 | 0 | 0 | 0 | 0 | 8838297.1429 | 0 | 0 | 0 | 0 | 226174.9211 | 0 | 0 | 0 | -7621.5577 | 0 | 0 | 0 | 0 | 0 | 0 | 0 | 0 | 0
2016-05-14 | 0 | 0 | 0 | 0 | 0 | 546691.9762 | 464396 | 0 | 0 | 0 | 2569042.0607 | 0 | 5332.4824 | 0 | 0 | 0 | 0 | 0 | 0 | 0 | 8838261.7897 | 0 | 0 | 0 | 0 | 82295.9762 | 0 | 0 | 0 | 0 | 0 | 0 | 0 | 0 | 0 | 0 | 0 | 0 | 0
2016-05-14 01:00 | 0 | 0 | 0 | 0 | 0 | 256692.0889 | 456650 | 0 | 0 | 0 | 2369084.1495 | 0 | 5332.4824 | 0 | 0 | 0 | 0 | 0 | 0 | 0 | 8838226.4366 | 0 | 0 | 0 | 0 | -199957.9111 | 0 | 0 | 0 | 0 | 0 | 0 | 0 | 0 | 0 | 0 | 0 | 0 | 0
2016-05-14 02:00 | 0 | 0 | 0 | 0 | 177491.9714 | 13524.7859 | 436573 | 0 | 0 | 0 | 2123527.9069 | 0 | 5332.4824 | 0 | 0 | 0 | 0 | 0 | 0 | 0 | 8838191.0837 | 0 | 0 | 0 | 0 | -245556.2427 | 0 | 0 | 0 | 0 | 0 | 0 | 0 | 0 | 0 | 0 | 0 | 0 | 0
2016-05-14 03:00 | 0 | 0 | 0 | 0 | 165412.7573 | 0 | 410969 | 0 | 0 | 0 | 1877971.6642 | 0 | 5332.4824 | 0 | 0 | 0 | 0 | 0 | 0 | 0 | 8838155.731 | 0 | 0 | 0 | 0 | -245556.2427 | 0 | 0 | 0 | 0 | 0 | 0 | 0 | 0 | 0 | 0 | 0 | 0 | 0
2016-05-14 04:00 | 0 | 0 | 0 | 0 | 140991.7573 | 0 | 386548 | 0 | 0 | 0 | 1632415.4215 | 0 | 5332.4824 | 0 | 0 | 0 | 0 | 0 | 0 | 0 | 8838120.3783 | 0 | 0 | 0 | 0 | -245556.2427 | 0 | 0 | 0 | 0 | 0 | 0 | 0 | 0 | 0 | 0 | 0 | 0 | 0
2016-05-14 05:00 | 0 | 0 | 0 | 0 | 119178.7573 | 0 | 364735 | 0 | 0 | 0 | 1386859.1788 | 0 | 5332.4824 | 0 | 0 | 0 | 0 | 0 | 0 | 0 | 8838085.0258 | 0 | 0 | 0 | 0 | -245556.2427 | 0 | 0 | 0 | 0 | 0 | 0 | 0 | 0 | 0 | 0 | 0 | 0 | 0
2016-05-14 06:00 | 0 | 0 | 0 | 0 | 102393.7573 | 0 | 347950 | 0 | 0 | 0 | 1141302.9361 | 0 | 5332.4824 | 0 | 0 | 0 | 0 | 0 | 0 | 0 | 8838049.6735 | 0 | 0 | 0 | 0 | -245556.2427 | 0 | 0 | 0 | 0 | 0 | 0 | 0 | 0 | 0 | 0 | 0 | 0 | 0
2016-05-14 07:00 | 0 | 0 | 0 | 0 | 91038.7573 | 0 | 336595 | 0 | 0 | 0 | 895746.6934 | 0 | 5332.4824 | 0 | 0 | 0 | 0 | 0 | 0 | 0 | 8838014.3213 | 0 | 0 | 0 | 0 | -245556.2427 | 0 | 0 | 0 | 0 | 0 | 0 | 0 | 0 | 0 | 0 | 0 | 0 | 0
2016-05-14 08:00 | 0 | 0 | 0 | 0 | 264269.4926 | 0 | 329954 | 0 | 0 | 0 | 830062.186 | 0 | 5332.4824 | 0 | 0 | 0 | 0 | 0 | 0 | 0 | 8837978.9693 | 0 | 0 | 0 | 0 | -65684.5074 | 0 | 0 | 0 | 0 | 0 | 0 | 0 | 0 | 0 | 0 | 0 | 0 | 0
2016-05-14 09:00 | 0 | 0 | 0 | 0 | 83824.7573 | 0 | 329381 | 0 | 0 | 0 | 584505.9433 | 0 | 5332.4824 | 0 | 0 | 0 | 0 | 0 | 0 | 0 | 8837943.6173 | 0 | 0 | 0 | 0 | -245556.2427 | 0 | 0 | 0 | 0 | 0 | 0 | 0 | 0 | 0 | 0 | 0 | 0 | 0
2016-05-14 10:00 | 0 | 0 | 0 | 0 | 86409.7573 | 0 | 331966 | 0 | 0 | 0 | 338949.7006 | 0 | 5332.4824 | 0 | 0 | 0 | 0 | 0 | 0 | 0 | 8837908.2656 | 0 | 0 | 0 | 0 | -245556.2427 | 0 | 0 | 0 | 0 | 0 | 0 | 0 | 0 | 0 | 0 | 0 | 0 | 0
2016-05-14 11:00 | 0 | 0 | 0 | 0 | 94264.7573 | 0 | 339821 | 0 | 0 | 0 | 93393.458 | 0 | 5332.4824 | 0 | 0 | 0 | 0 | 0 | 0 | 0 | 8837872.9139 | 0 | 0 | 0 | 0 | -245556.2427 | 0 | 0 | 0 | 0 | 0 | 0 | 0 | 0 | 0 | 0 | 0 | 0 | 0
2016-05-14 12:00 | 0 | 0 | 0 | 0 | 365192.7056 | 50394.4166 | 354790 | 0 | 0 | 0 | 154190.5801 | 0 | 5332.4824 | 0 | 0 | 0 | 0 | 0 | 0 | 0 | 8837837.5624 | 0 | 0 | 0 | 0 | 60797.1222 | 0 | 0 | 0 | 0 | 0 | 0 | 0 | 0 | 0 | 0 | 0 | 0 | 0
2016-05-14 13:00 | 0 | 0 | 0 | 0 | 0 | 318862.3213 | 373261 | 0 | 0 | 0 | 99791.9014 | 0 | 5332.4824 | 0 | 0 | 0 | 0 | 0 | 0 | 0 | 8837802.2111 | 0 | 0 | 0 | 0 | -54398.6787 | 0 | 0 | 0 | 0 | 0 | 0 | 0 | 0 | 0 | 0 | 0 | 0 | 0
2016-05-14 14:00 | 0 | 0 | 0 | 0 | 0 | 536742.3899 | 389689 | 0 | 0 | 0 | 246845.2914 | 0 | 5332.4824 | 0 | 0 | 0 | 0 | 0 | 0 | 0 | 8837766.8599 | 0 | 0 | 0 | 0 | 147053.3899 | 0 | 0 | 0 | 0 | 0 | 0 | 0 | 0 | 0 | 0 | 0 | 0 | 0
2016-05-14 15:00 | 0 | 0 | 0 | 0 | 0 | 670840.559 | 402974 | 0 | 0 | 0 | 492401.534 | 0 | 5545.7817 | 0 | 0 | 0 | 0 | 0 | 0 | 0 | 8855409.1224 | 0 | 0 | 0 | 0 | 245556.2427 | 0 | 213.2993 | 0 | 0 | 0 | 0 | 0 | 0 | 0 | 0 | 22097.017 | 0 | 0
2016-05-14 16:00 | 0 | 0 | 0 | 0 | 0 | 680432.559 | 412566 | 0 | 0 | 0 | 737957.7767 | 0 | 5759.081 | 0 | 0 | 0 | 0 | 0 | 0 | 0 | 8873051.3144 | 0 | 0 | 0 | 0 | 245556.2427 | 0 | 213.2993 | 0 | 0 | 0 | 0 | 0 | 0 | 0 | 0 | 22097.017 | 0 | 0
2016-05-14 17:00 | 0 | 0 | 0 | 0 | 0 | 686939.559 | 419073 | 0 | 0 | 0 | 983514.0194 | 0 | 5972.3803 | 0 | 0 | 0 | 0 | 0 | 0 | 0 | 8890693.4359 | 0 | 0 | 0 | 0 | 245556.2427 | 0 | 213.2993 | 0 | 0 | 0 | 0 | 0 | 0 | 0 | 0 | 22097.017 | 0 | 0
2016-05-14 18:00 | 0 | 0 | 0 | 0 | 0 | 691266.559 | 423400 | 0 | 0 | 0 | 1229070.2621 | 0 | 6185.6796 | 0 | 0 | 0 | 0 | 0 | 0 | 0 | 8908335.4867 | 0 | 0 | 0 | 0 | 245556.2427 | 0 | 213.2993 | 0 | 0 | 0 | 0 | 0 | 0 | 0 | 0 | 22097.017 | 0 | 0
2016-05-14 19:00 | 0 | 0 | 0 | 0 | 0 | 694354.559 | 426488 | 0 | 0 | 0 | 1474626.5048 | 0 | 6398.9789 | 0 | 0 | 0 | 0 | 0 | 0 | 0 | 8925977.467 | 0 | 0 | 0 | 0 | 245556.2427 | 0 | 213.2993 | 0 | 0 | 0 | 0 | 0 | 0 | 0 | 0 | 22097.017 | 0 | 0
2016-05-14 20:00 | 0 | 0 | 0 | 0 | 0 | 703885.1168 | 428397 | 0 | 0 | 0 | 1720182.7475 | 0 | 6612.2782 | 7621.5577 | 0 | 0 | 0 | 0 | 0 | 0 | 8943619.3768 | 0 | 0 | 0 | 0 | 245556.2427 | 0 | 213.2993 | 0 | 7621.5577 | 0 | 0 | 0 | 0 | 0 | 0 | 22097.017 | 0 | 0
2016-05-14 21:00 | 0 | 0 | 0 | 0 | 0 | 692630.4066 | 429643 | 0 | 0 | 0 | 1965738.9901 | 0 | 6825.5775 | 7621.5577 | 0 | 0 | 0 | 0 | 0 | 0 | 8957357.894 | 0 | 0 | 0 | 0 | 245556.2427 | 0 | 213.2993 | 0 | 0 | 0 | 0 | 0 | 0 | 0 | 0 | 17217.8646 | 0 | 0
2016-05-14 22:00 | 0 | 0 | 0 | 0 | 0 | 637181.2639 | 426999 | 0 | 0 | 0 | 2183542.8117 | 0 | 6825.5775 | 0 | 0 | 0 | 0 | 0 | 0 | 0 | 8957322.0646 | 0 | 0 | 0 | 0 | 217803.8216 | 0 | 0 | 0 | -7621.5577 | 0 | 0 | 0 | 0 | 0 | 0 | 0 | 0 | 0
2016-05-14 23:00 | 0 | 0 | 0 | 0 | 134934.7308 | 531742.5119 | 421121 | 0 | 0 | 0 | 2429099.0544 | 0 | 6825.5775 | 0 | 0 | 0 | 0 | 0 | 0 | 0 | 8957286.2353 | 0 | 0 | 0 | 0 | 245556.2427 | 0 | 0 | 0 | 0 | 0 | 0 | 0 | 0 | 0 | 0 | 0 | 0 | 0
2016-05-15 | 0 | 0 | 0 | 0 | 0 | 382195.1277 | 418122 | 0 | 0 | 0 | 2393172.1822 | 0 | 6825.5775 | 0 | 0 | 0 | 0 | 0 | 0 | 0 | 8957250.4061 | 0 | 0 | 0 | 0 | -35926.8723 | 0 | 0 | 0 | 0 | 0 | 0 | 0 | 0 | 0 | 0 | 0 | 0 | 0
2016-05-15 01:00 | 0 | 0 | 0 | 0 | 0 | 185538.3813 | 415781 | 0 | 0 | 0 | 2162929.5635 | 0 | 6825.5775 | 0 | 0 | 0 | 0 | 0 | 0 | 0 | 8957214.5771 | 0 | 0 | 0 | 0 | -230242.6187 | 0 | 0 | 0 | 0 | 0 | 0 | 0 | 0 | 0 | 0 | 0 | 0 | 0
2016-05-15 02:00 | 0 | 0 | 0 | 0 | 141665.5043 | 15644.253 | 402866 | 0 | 0 | 0 | 1917373.3208 | 0 | 6825.5775 | 0 | 0 | 0 | 0 | 0 | 0 | 0 | 8957178.7483 | 0 | 0 | 0 | 0 | -245556.2427 | 0 | 0 | 0 | 0 | 0 | 0 | 0 | 0 | 0 | 0 | 0 | 0 | 0
2016-05-15 03:00 | 0 | 0 | 0 | 0 | 263759.417 | 0 | 383232 | 0 | 0 | 0 | 1797900.7378 | 0 | 6825.5775 | 0 | 0 | 0 | 0 | 0 | 0 | 0 | 8957142.9196 | 0 | 0 | 0 | 0 | -119472.583 | 0 | 0 | 0 | 0 | 0 | 0 | 0 | 0 | 0 | 0 | 0 | 0 | 0
2016-05-15 04:00 | 0 | 0 | 0 | 0 | 117388.7573 | 0 | 362945 | 0 | 0 | 0 | 1552344.4951 | 0 | 6825.5775 | 0 | 0 | 0 | 0 | 0 | 0 | 0 | 8957107.091 | 0 | 0 | 0 | 0 | -245556.2427 | 0 | 0 | 0 | 0 | 0 | 0 | 0 | 0 | 0 | 0 | 0 | 0 | 0
2016-05-15 05:00 | 0 | 0 | 0 | 0 | 240852.6376 | 0 | 346723 | 0 | 0 | 0 | 1446474.1326 | 0 | 6825.5775 | 0 | 0 | 0 | 0 | 0 | 0 | 0 | 8957071.2626 | 0 | 0 | 0 | 0 | -105870.3624 | 0 | 0 | 0 | 0 | 0 | 0 | 0 | 0 | 0 | 0 | 0 | 0 | 0
2016-05-15 06:00 | 0 | 0 | 0 | 0 | 88021.7573 | 0 | 333578 | 0 | 0 | 0 | 1200917.89 | 0 | 6825.5775 | 0 | 0 | 0 | 0 | 0 | 0 | 0 | 8957035.4343 | 0 | 0 | 0 | 0 | -245556.2427 | 0 | 0 | 0 | 0 | 0 | 0 | 0 | 0 | 0 | 0 | 0 | 0 | 0
2016-05-15 07:00 | 0 | 0 | 0 | 0 | 242240.6026 | 0 | 324196 | 0 | 0 | 0 | 1118962.4925 | 0 | 6825.5775 | 0 | 0 | 0 | 0 | 0 | 0 | 0 | 8956999.6061 | 0 | 0 | 0 | 0 | -81955.3974 | 0 | 0 | 0 | 0 | 0 | 0 | 0 | 0 | 0 | 0 | 0 | 0 | 0
2016-05-15 08:00 | 0 | 0 | 0 | 0 | 74144.7573 | 0 | 319701 | 0 | 0 | 0 | 873406.2499 | 0 | 6825.5775 | 0 | 0 | 0 | 0 | 0 | 0 | 0 | 8956963.7781 | 0 | 0 | 0 | 0 | -245556.2427 | 0 | 0 | 0 | 0 | 0 | 0 | 0 | 0 | 0 | 0 | 0 | 0 | 0
2016-05-15 09:00 | 0 | 0 | 0 | 0 | 73315.7573 | 0 | 318872 | 0 | 0 | 0 | 627850.0072 | 0 | 6825.5775 | 0 | 0 | 0 | 0 | 0 | 0 | 0 | 8956927.9503 | 0 | 0 | 0 | 0 | -245556.2427 | 0 | 0 | 0 | 0 | 0 | 0 | 0 | 0 | 0 | 0 | 0 | 0 | 0
2016-05-15 10:00 | 0 | 0 | 0 | 0 | 73437.7573 | 0 | 318994 | 0 | 0 | 0 | 382293.7645 | 0 | 6825.5775 | 0 | 0 | 0 | 0 | 0 | 0 | 0 | 8956892.1226 | 0 | 0 | 0 | 0 | -245556.2427 | 0 | 0 | 0 | 0 | 0 | 0 | 0 | 0 | 0 | 0 | 0 | 0 | 0
2016-05-15 11:00 | 0 | 0 | 0 | 0 | 268369.7728 | 0 | 323783 | 0 | 0 | 0 | 326880.5373 | 0 | 6825.5775 | 0 | 0 | 0 | 0 | 0 | 0 | 0 | 8956856.295 | 0 | 0 | 0 | 0 | -55413.2272 | 0 | 0 | 0 | 0 | 0 | 0 | 0 | 0 | 0 | 0 | 0 | 0 | 0
2016-05-15 12:00 | 0 | 0 | 0 | 0 | 169526.519 | 14798.997 | 337445 | 0 | 0 | 0 | 166139.4955 | 0 | 6825.5775 | 7621.5577 | 0 | 0 | 0 | 0 | 0 | 0 | 8956820.4676 | 0 | 0 | 0 | 0 | -160741.0418 | 0 | 0 | 0 | 7621.5577 | 0 | 0 | 0 | 0 | 0 | 0 | 0 | 0 | 0
2016-05-15 13:00 | 0 | 0 | 0 | 0 | 121018.7207 | 211244.2577 | 352435 | 0 | 0 | 0 | 153589.0317 | 0 | 6825.5775 | 0 | 0 | 0 | 0 | 0 | 0 | 0 | 8956784.6403 | 0 | 0 | 0 | 0 | -12550.4639 | 0 | 0 | 0 | -7621.5577 | 0 | 0 | 0 | 0 | 0 | 0 | 0 | 0 | 0
2016-05-15 14:00 | 0 | 0 | 0 | 0 | 0 | 404530.0793 | 363915 | 0 | 0 | 0 | 194204.111 | 0 | 6825.5775 | 0 | 0 | 0 | 0 | 0 | 0 | 0 | 8956748.8132 | 0 | 0 | 0 | 0 | 40615.0793 | 0 | 0 | 0 | 0 | 0 | 0 | 0 | 0 | 0 | 0 | 0 | 0 | 0
2016-05-15 15:00 | 0 | 0 | 0 | 0 | 93142.09 | 525918.1527 | 373504 | 0 | 0 | 0 | 439760.3537 | 0 | 6825.5775 | 0 | 0 | 0 | 0 | 0 | 0 | 0 | 8956712.9862 | 0 | 0 | 0 | 0 | 245556.2427 | 0 | 0 | 0 | 0 | 0 | 0 | 0 | 0 | 0 | 0 | 0 | 0 | 0
2016-05-15 16:00 | 0 | 0 | 0 | 0 | 24837.4484 | 602637.7943 | 381919 | 0 | 0 | 0 | 685316.5964 | 0 | 6825.5775 | 0 | 0 | 0 | 0 | 0 | 0 | 0 | 8956677.1593 | 0 | 0 | 0 | 0 | 245556.2427 | 0 | 0 | 0 | 0 | 0 | 0 | 0 | 0 | 0 | 0 | 0 | 0 | 0
2016-05-15 17:00 | 0 | 0 | 0 | 0 | 0 | 639244.1526 | 388083 | 0 | 0 | 0 | 930872.8391 | 0 | 7038.8768 | 5391.6106 | 0 | 0 | 0 | 0 | 0 | 0 | 8956641.3326 | 0 | 0 | 0 | 0 | 245556.2427 | 0 | 213.2993 | 0 | 5391.6106 | 0 | 0 | 0 | 0 | 0 | 0 | 0 | 0 | 0
2016-05-15 18:00 | 0 | 0 | 0 | 0 | 0 | 649484.4713 | 392908 | 0 | 0 | 0 | 1176429.0818 | 0 | 7252.1761 | 7621.5577 | 0 | 0 | 0 | 0 | 0 | 0 | 8963467.0918 | 0 | 0 | 0 | 0 | 245556.2427 | 0 | 213.2993 | 0 | 2229.9471 | 0 | 0 | 0 | 0 | 0 | 0 | 8576.9822 | 0 | 0
2016-05-15 19:00 | 0 | 0 | 0 | 0 | 0 | 642782.3808 | 396532 | 0 | 0 | 0 | 1421985.3244 | 0 | 7465.4754 | 7621.5577 | 0 | 0 | 0 | 0 | 0 | 0 | 8963815.9089 | 0 | 0 | 0 | 0 | 245556.2427 | 0 | 213.2993 | 0 | 0 | 0 | 0 | 0 | 0 | 0 | 0 | 480.8388 | 0 | 0
2016-05-15 20:00 | 0 | 0 | 0 | 0 | 10860.9172 | 628043.7678 | 400970 | 0 | 0 | 0 | 1667541.5671 | 0 | 7465.4754 | 0 | 0 | 0 | 0 | 0 | 0 | 0 | 8963780.0536 | 0 | 0 | 0 | 0 | 245556.2427 | 0 | 0 | 0 | -7621.5577 | 0 | 0 | 0 | 0 | 0 | 0 | 0 | 0 | 0
2016-05-15 21:00 | 0 | 0 | 0 | 0 | 0 | 597673.9707 | 406594 | 0 | 0 | 0 | 1858621.5378 | 0 | 7465.4754 | 0 | 0 | 0 | 0 | 0 | 0 | 0 | 8963744.1985 | 0 | 0 | 0 | 0 | 191079.9707 | 0 | 0 | 0 | 0 | 0 | 0 | 0 | 0 | 0 | 0 | 0 | 0 | 0
2016-05-15 22:00 | 0 | 0 | 0 | 0 | 0 | 555318.3267 | 409840 | 0 | 0 | 0 | 2004099.8645 | 0 | 7465.4754 | 0 | 0 | 0 | 0 | 0 | 0 | 0 | 8963708.3435 | 0 | 0 | 0 | 0 | 145478.3267 | 0 | 0 | 0 | 0 | 0 | 0 | 0 | 0 | 0 | 0 | 0 | 0 | 0
2016-05-15 23:00 | 0 | 0 | 0 | 0 | 0 | 492010.9921 | 410874 | 0 | 0 | 0 | 2085236.8566 | 0 | 7465.4754 | 0 | 0 | 0 | 0 | 0 | 0 | 0 | 8963672.4887 | 0 | 0 | 0 | 0 | 81136.9921 | 0 | 0 | 0 | 0 | 0 | 0 | 0 | 0 | 0 | 0 | 0 | 0 | 0
2016-05-16 | 0 | 0 | 0 | 0 | 260986.6201 | 385038.9377 | 415868 | 0 | 0 | 0 | 2315394.4144 | 0 | 7465.4754 | 0 | 0 | 0 | 0 | 0 | 0 | 0 | 8963636.634 | 0 | 0 | 0 | 0 | 230157.5578 | 0 | 0 | 0 | 0 | 0 | 0 | 0 | 0 | 0 | 0 | 0 | 0 | 0
2016-05-16 01:00 | 0 | 0 | 0 | 0 | 0 | 215286.2476 | 417754 | 0 | 0 | 0 | 2112926.662 | 0 | 7465.4754 | 0 | 0 | 0 | 0 | 0 | 0 | 0 | 8963600.7795 | 0 | 0 | 0 | 0 | -202467.7524 | 0 | 0 | 0 | 0 | 0 | 0 | 0 | 0 | 0 | 0 | 0 | 0 | 0
2016-05-16 02:00 | 0 | 0 | 0 | 0 | 139970.3058 | 18609.4516 | 404136 | 0 | 0 | 0 | 1867370.4194 | 0 | 7465.4754 | 0 | 0 | 0 | 0 | 0 | 0 | 0 | 8963564.9251 | 0 | 0 | 0 | 0 | -245556.2427 | 0 | 0 | 0 | 0 | 0 | 0 | 0 | 0 | 0 | 0 | 0 | 0 | 0
2016-05-16 03:00 | 0 | 0 | 0 | 0 | 137768.7573 | 0 | 383325 | 0 | 0 | 0 | 1621814.1767 | 0 | 7465.4754 | 0 | 0 | 0 | 0 | 0 | 0 | 0 | 8963529.0708 | 0 | 0 | 0 | 0 | -245556.2427 | 0 | 0 | 0 | 0 | 0 | 0 | 0 | 0 | 0 | 0 | 0 | 0 | 0
2016-05-16 04:00 | 0 | 0 | 0 | 0 | 118170.7573 | 0 | 363727 | 0 | 0 | 0 | 1376257.934 | 0 | 7465.4754 | 0 | 0 | 0 | 0 | 0 | 0 | 0 | 8963493.2167 | 0 | 0 | 0 | 0 | -245556.2427 | 0 | 0 | 0 | 0 | 0 | 0 | 0 | 0 | 0 | 0 | 0 | 0 | 0
2016-05-16 05:00 | 0 | 0 | 0 | 0 | 101249.7573 | 0 | 346806 | 0 | 0 | 0 | 1130701.6913 | 0 | 7465.4754 | 0 | 0 | 0 | 0 | 0 | 0 | 0 | 8963457.3627 | 0 | 0 | 0 | 0 | -245556.2427 | 0 | 0 | 0 | 0 | 0 | 0 | 0 | 0 | 0 | 0 | 0 | 0 | 0
2016-05-16 06:00 | 0 | 0 | 0 | 0 | 89658.7573 | 0 | 335215 | 0 | 0 | 0 | 885145.4486 | 0 | 7465.4754 | 0 | 0 | 0 | 0 | 0 | 0 | 0 | 8963421.5089 | 0 | 0 | 0 | 0 | -245556.2427 | 0 | 0 | 0 | 0 | 0 | 0 | 0 | 0 | 0 | 0 | 0 | 0 | 0
2016-05-16 07:00 | 0 | 0 | 0 | 0 | 341942.2118 | 0 | 329279 | 0 | 0 | 0 | 897808.6604 | 0 | 7465.4754 | 0 | 0 | 0 | 0 | 0 | 0 | 0 | 8963385.6552 | 0 | 0 | 0 | 0 | 12663.2118 | 0 | 0 | 0 | 0 | 0 | 0 | 0 | 0 | 0 | 0 | 0 | 0 | 0
2016-05-16 08:00 | 0 | 0 | 0 | 0 | 84708.7573 | 0 | 330265 | 0 | 0 | 0 | 652252.4177 | 0 | 7465.4754 | 0 | 0 | 0 | 0 | 0 | 0 | 0 | 8963349.8017 | 0 | 0 | 0 | 0 | -245556.2427 | 0 | 0 | 0 | 0 | 0 | 0 | 0 | 0 | 0 | 0 | 0 | 0 | 0
2016-05-16 09:00 | 0 | 0 | 0 | 0 | 294733.307 | 0 | 340929 | 0 | 0 | 0 | 606056.7247 | 0 | 7465.4754 | 0 | 0 | 0 | 0 | 0 | 0 | 0 | 8963313.9483 | 0 | 0 | 0 | 0 | -46195.693 | 0 | 0 | 0 | 0 | 0 | 0 | 0 | 0 | 0 | 0 | 0 | 0 | 0
2016-05-16 10:00 | 0 | 0 | 0 | 0 | 118826.7573 | 0 | 364383 | 0 | 0 | 0 | 360500.482 | 0 | 7465.4754 | 0 | 0 | 0 | 0 | 0 | 0 | 0 | 8963278.095 | 0 | 0 | 0 | 0 | -245556.2427 | 0 | 0 | 0 | 0 | 0 | 0 | 0 | 0 | 0 | 0 | 0 | 0 | 0
2016-05-16 11:00 | 0 | 0 | 0 | 0 | 233077.7825 | 0 | 388026 | 0 | 0 | 0 | 205552.2645 | 0 | 7465.4754 | 0 | 0 | 0 | 0 | 0 | 0 | 0 | 8963242.2419 | 0 | 0 | 0 | 0 | -154948.2175 | 0 | 0 | 0 | 0 | 0 | 0 | 0 | 0 | 0 | 0 | 0 | 0 | 0
2016-05-16 12:00 | 0 | 0 | 0 | 0 | 153744.0973 | 42999.6382 | 402296 | 0 | 0 | 0 | 0 | 0 | 7465.4754 | 0 | 0 | 0 | 0 | 0 | 0 | 0 | 8963206.3889 | 0 | 0 | 0 | 0 | -205552.2645 | 0 | 0 | 0 | 0 | 0 | 0 | 0 | 0 | 0 | 0 | 0 | 0 | 0
2016-05-16 13:00 | 0 | 0 | 0 | 0 | 125934.2171 | 368246.0581 | 413477 | 0 | 0 | 0 | 88168.7506 | 0 | 0 | 0 | 0 | 0 | 0 | 0 | 0 | 0 | 8963170.5361 | 0 | 0 | 0 | 0 | 88168.7506 | 0 | 0 | 7465.4754 | 0 | 0 | 0 | 0 | 0 | 0 | 0 | 0 | 0 | 0
2016-05-16 14:00 | 0 | 0 | 0 | 0 | 0 | 595987.6772 | 424269 | 0 | 0 | 0 | 259887.4277 | 0 | 0 | 0 | 0 | 0 | 0 | 0 | 0 | 0 | 8963134.6834 | 0 | 0 | 0 | 0 | 171718.6772 | 0 | 0 | 0 | 0 | 0 | 0 | 0 | 0 | 0 | 0 | 0 | 0 | 0
2016-05-16 15:00 | 0 | 0 | 0 | 0 | 0 | 699851.559 | 431985 | 0 | 0 | 0 | 505443.6704 | 0 | 213.2993 | 0 | 0 | 0 | 0 | 0 | 0 | 0 | 8980776.4445 | 0 | 0 | 0 | 0 | 245556.2427 | 0 | 213.2993 | 0 | 0 | 0 | 0 | 0 | 0 | 0 | 0 | 22097.017 | 0 | 0
2016-05-16 16:00 | 0 | 0 | 0 | 0 | 0 | 705193.559 | 437327 | 0 | 0 | 0 | 750999.9131 | 0 | 426.5986 | 0 | 0 | 0 | 0 | 0 | 0 | 0 | 8998418.135 | 0 | 0 | 0 | 0 | 245556.2427 | 0 | 213.2993 | 0 | 0 | 0 | 0 | 0 | 0 | 0 | 0 | 22097.017 | 0 | 0
2016-05-16 17:00 | 0 | 0 | 0 | 0 | 0 | 710181.559 | 442315 | 0 | 0 | 0 | 996556.1558 | 0 | 639.8979 | 0 | 0 | 0 | 0 | 0 | 0 | 0 | 9016059.755 | 0 | 0 | 0 | 0 | 245556.2427 | 0 | 213.2993 | 0 | 0 | 0 | 0 | 0 | 0 | 0 | 0 | 22097.017 | 0 | 0
2016-05-16 18:00 | 0 | 0 | 0 | 0 | 0 | 713917.559 | 446051 | 0 | 0 | 0 | 1242112.3985 | 0 | 853.1972 | 0 | 0 | 0 | 0 | 0 | 0 | 0 | 9033701.3044 | 0 | 0 | 0 | 0 | 245556.2427 | 0 | 213.2993 | 0 | 0 | 0 | 0 | 0 | 0 | 0 | 0 | 22097.017 | 0 | 0
2016-05-16 19:00 | 0 | 0 | 0 | 0 | 0 | 715703.559 | 447837 | 0 | 0 | 0 | 1487668.6412 | 0 | 1066.4965 | 0 | 0 | 0 | 0 | 0 | 0 | 0 | 9051342.7832 | 0 | 0 | 0 | 0 | 245556.2427 | 0 | 213.2993 | 0 | 0 | 0 | 0 | 0 | 0 | 0 | 0 | 22097.017 | 0 | 0
2016-05-16 20:00 | 0 | 0 | 0 | 0 | 0 | 725597.1168 | 450109 | 0 | 0 | 0 | 1733224.8838 | 0 | 1279.7958 | 7621.5577 | 0 | 0 | 0 | 0 | 0 | 0 | 9068984.1915 | 0 | 0 | 0 | 0 | 245556.2427 | 0 | 213.2993 | 0 | 7621.5577 | 0 | 0 | 0 | 0 | 0 | 0 | 22097.017 | 0 | 0
2016-05-16 21:00 | 0 | 0 | 0 | 0 | 0 | 700282.4372 | 451899 | 0 | 0 | 0 | 1978781.1265 | 0 | 1493.0951 | 7621.5577 | 0 | 0 | 0 | 0 | 0 | 0 | 9071039.0317 | 0 | 0 | 0 | 0 | 245556.2427 | 0 | 213.2993 | 0 | 0 | 0 | 0 | 0 | 0 | 0 | 0 | 2613.8952 | 0 | 0
2016-05-16 22:00 | 0 | 0 | 0 | 0 | 0 | 650249.3195 | 451067 | 0 | 0 | 0 | 2185585.0037 | 0 | 1493.0951 | 0 | 0 | 0 | 0 | 0 | 0 | 0 | 9071002.7476 | 0 | 0 | 0 | 0 | 206803.8772 | 0 | 0 | 0 | -7621.5577 | 0 | 0 | 0 | 0 | 0 | 0 | 0 | 0 | 0
2016-05-16 23:00 | 0 | 0 | 0 | 0 | 0 | 559322.9024 | 449437 | 0 | 0 | 0 | 2295470.9061 | 0 | 1493.0951 | 0 | 0 | 0 | 0 | 0 | 0 | 0 | 9070966.4636 | 0 | 0 | 0 | 0 | 109885.9024 | 0 | 0 | 0 | 0 | 0 | 0 | 0 | 0 | 0 | 0 | 0 | 0 | 0
2016-05-17 | 0 | 0 | 0 | 0 | 0 | 409985.323 | 452267 | 0 | 0 | 0 | 2253189.2291 | 0 | 1493.0951 | 0 | 0 | 0 | 0 | 0 | 0 | 0 | 9070930.1797 | 0 | 0 | 0 | 0 | -42281.677 | 0 | 0 | 0 | 0 | 0 | 0 | 0 | 0 | 0 | 0 | 0 | 0 | 0
2016-05-17 01:00 | 0 | 0 | 0 | 0 | 243269.8907 | 188653.219 | 449303 | 0 | 0 | 0 | 2235809.3388 | 0 | 1493.0951 | 0 | 0 | 0 | 0 | 0 | 0 | 0 | 9070893.896 | 0 | 0 | 0 | 0 | -17379.8903 | 0 | 0 | 0 | 0 | 0 | 0 | 0 | 0 | 0 | 0 | 0 | 0 | 0
2016-05-17 02:00 | 0 | 0 | 0 | 0 | 166119.1312 | 18401.6261 | 430077 | 0 | 0 | 0 | 1990253.0961 | 0 | 1493.0951 | 0 | 0 | 0 | 0 | 0 | 0 | 0 | 9070857.6124 | 0 | 0 | 0 | 0 | -245556.2427 | 0 | 0 | 0 | 0 | 0 | 0 | 0 | 0 | 0 | 0 | 0 | 0 | 0
2016-05-17 03:00 | 0 | 0 | 0 | 0 | 158002.7573 | 0 | 403559 | 0 | 0 | 0 | 1744696.8535 | 0 | 1493.0951 | 0 | 0 | 0 | 0 | 0 | 0 | 0 | 9070821.329 | 0 | 0 | 0 | 0 | -245556.2427 | 0 | 0 | 0 | 0 | 0 | 0 | 0 | 0 | 0 | 0 | 0 | 0 | 0
2016-05-17 04:00 | 0 | 0 | 0 | 0 | 135372.7573 | 0 | 380929 | 0 | 0 | 0 | 1499140.6108 | 0 | 1493.0951 | 0 | 0 | 0 | 0 | 0 | 0 | 0 | 9070785.0457 | 0 | 0 | 0 | 0 | -245556.2427 | 0 | 0 | 0 | 0 | 0 | 0 | 0 | 0 | 0 | 0 | 0 | 0 | 0
2016-05-17 05:00 | 0 | 0 | 0 | 0 | 116897.7573 | 0 | 362454 | 0 | 0 | 0 | 1253584.3681 | 0 | 1493.0951 | 0 | 0 | 0 | 0 | 0 | 0 | 0 | 9070748.7626 | 0 | 0 | 0 | 0 | -245556.2427 | 0 | 0 | 0 | 0 | 0 | 0 | 0 | 0 | 0 | 0 | 0 | 0 | 0
2016-05-17 06:00 | 0 | 0 | 0 | 0 | 101963.7573 | 0 | 347520 | 0 | 0 | 0 | 1008028.1254 | 0 | 1493.0951 | 0 | 0 | 0 | 0 | 0 | 0 | 0 | 9070712.4796 | 0 | 0 | 0 | 0 | -245556.2427 | 0 | 0 | 0 | 0 | 0 | 0 | 0 | 0 | 0 | 0 | 0 | 0 | 0
2016-05-17 07:00 | 0 | 0 | 0 | 0 | 385850.0157 | 0 | 339506 | 0 | 0 | 0 | 1054372.1411 | 0 | 1493.0951 | 0 | 0 | 0 | 0 | 0 | 0 | 0 | 9070676.1967 | 0 | 0 | 0 | 0 | 46344.0157 | 0 | 0 | 0 | 0 | 0 | 0 | 0 | 0 | 0 | 0 | 0 | 0 | 0
2016-05-17 08:00 | 0 | 0 | 0 | 0 | 92831.7573 | 0 | 338388 | 0 | 0 | 0 | 808815.8984 | 0 | 1493.0951 | 0 | 0 | 0 | 0 | 0 | 0 | 0 | 9070639.914 | 0 | 0 | 0 | 0 | -245556.2427 | 0 | 0 | 0 | 0 | 0 | 0 | 0 | 0 | 0 | 0 | 0 | 0 | 0
2016-05-17 09:00 | 0 | 0 | 0 | 0 | 336834.0161 | 0 | 347189 | 0 | 0 | 0 | 798460.9145 | 0 | 1493.0951 | 0 | 0 | 0 | 0 | 0 | 0 | 0 | 9070603.6314 | 0 | 0 | 0 | 0 | -10354.9839 | 0 | 0 | 0 | 0 | 0 | 0 | 0 | 0 | 0 | 0 | 0 | 0 | 0
2016-05-17 10:00 | 0 | 0 | 0 | 0 | 124505.7573 | 0 | 370062 | 0 | 0 | 0 | 552904.6718 | 0 | 1493.0951 | 0 | 0 | 0 | 0 | 0 | 0 | 0 | 9070567.349 | 0 | 0 | 0 | 0 | -245556.2427 | 0 | 0 | 0 | 0 | 0 | 0 | 0 | 0 | 0 | 0 | 0 | 0 | 0
2016-05-17 11:00 | 0 | 0 | 0 | 0 | 279943.4653 | 0 | 393054 | 0 | 0 | 0 | 439794.1372 | 0 | 1493.0951 | 0 | 0 | 0 | 0 | 0 | 0 | 0 | 9070531.0668 | 0 | 0 | 0 | 0 | -113110.5347 | 0 | 0 | 0 | 0 | 0 | 0 | 0 | 0 | 0 | 0 | 0 | 0 | 0
2016-05-17 12:00 | 0 | 0 | 0 | 0 | 221185.9274 | 36182.3908 | 408527 | 0 | 0 | 0 | 288635.4553 | 0 | 1493.0951 | 0 | 0 | 0 | 0 | 0 | 0 | 0 | 9070494.7846 | 0 | 0 | 0 | 0 | -151158.6818 | 0 | 0 | 0 | 0 | 0 | 0 | 0 | 0 | 0 | 0 | 0 | 0 | 0
2016-05-17 13:00 | 0 | 0 | 0 | 0 | 0 | 305650.7523 | 420490 | 0 | 0 | 0 | 173796.2077 | 0 | 1493.0951 | 0 | 0 | 0 | 0 | 0 | 0 | 0 | 9070458.5027 | 0 | 0 | 0 | 0 | -114839.2477 | 0 | 0 | 0 | 0 | 0 | 0 | 0 | 0 | 0 | 0 | 0 | 0 | 0
2016-05-17 14:00 | 0 | 0 | 0 | 0 | 131615.3268 | 546051.9159 | 432111 | 0 | 0 | 0 | 419352.4504 | 0 | 1493.0951 | 0 | 0 | 0 | 0 | 0 | 0 | 0 | 9070422.2208 | 0 | 0 | 0 | 0 | 245556.2427 | 0 | 0 | 0 | 0 | 0 | 0 | 0 | 0 | 0 | 0 | 0 | 0 | 0
2016-05-17 15:00 | 0 | 0 | 0 | 0 | 21771.8927 | 663362.35 | 439578 | 0 | 0 | 0 | 664908.693 | 0 | 1493.0951 | 0 | 0 | 0 | 0 | 0 | 0 | 0 | 9070385.9391 | 0 | 0 | 0 | 0 | 245556.2427 | 0 | 0 | 0 | 0 | 0 | 0 | 0 | 0 | 0 | 0 | 0 | 0 | 0
2016-05-17 16:00 | 0 | 0 | 0 | 0 | 0 | 704285.0572 | 447591 | 0 | 0 | 0 | 910464.9357 | 0 | 1706.3944 | 7621.5577 | 0 | 0 | 0 | 0 | 0 | 0 | 9072992.0236 | 0 | 0 | 0 | 0 | 245556.2427 | 0 | 213.2993 | 0 | 7621.5577 | 0 | 0 | 0 | 0 | 0 | 0 | 3302.9575 | 0 | 0
2016-05-17 17:00 | 0 | 0 | 0 | 0 | 0 | 714146.7885 | 452503 | 0 | 0 | 0 | 1156021.1784 | 0 | 1919.6937 | 7621.5577 | 0 | 0 | 0 | 0 | 0 | 0 | 9085655.1288 | 0 | 0 | 0 | 0 | 245556.2427 | 0 | 213.2993 | 0 | 0 | 0 | 0 | 0 | 0 | 0 | 0 | 15874.2465 | 0 | 0
2016-05-17 18:00 | 0 | 0 | 0 | 0 | 0 | 701881.0586 | 455461 | 0 | 0 | 0 | 1401577.4211 | 0 | 2132.993 | 7621.5577 | 0 | 0 | 0 | 0 | 0 | 0 | 9086139.1995 | 0 | 0 | 0 | 0 | 245556.2427 | 0 | 213.2993 | 0 | 0 | 0 | 0 | 0 | 0 | 0 | 0 | 650.5166 | 0 | 0
2016-05-17 19:00 | 0 | 0 | 0 | 0 | 0 | 680900.4423 | 458010 | 0 | 0 | 0 | 1632089.4212 | 0 | 2132.993 | 0 | 0 | 0 | 0 | 0 | 0 | 0 | 9086102.8549 | 0 | 0 | 0 | 0 | 230512.0001 | 0 | 0 | 0 | -7621.5577 | 0 | 0 | 0 | 0 | 0 | 0 | 0 | 0 | 0
2016-05-17 20:00 | 0 | 0 | 0 | 0 | 0 | 658336.8113 | 458342 | 0 | 0 | 0 | 1832084.2325 | 0 | 2132.993 | 0 | 0 | 0 | 0 | 0 | 0 | 0 | 9086066.5105 | 0 | 0 | 0 | 0 | 199994.8113 | 0 | 0 | 0 | 0 | 0 | 0 | 0 | 0 | 0 | 0 | 0 | 0 | 0
2016-05-17 21:00 | 0 | 0 | 0 | 0 | 0 | 617838.9788 | 459922 | 0 | 0 | 0 | 1990001.2113 | 0 | 2132.993 | 0 | 0 | 0 | 0 | 0 | 0 | 0 | 9086030.1662 | 0 | 0 | 0 | 0 | 157916.9788 | 0 | 0 | 0 | 0 | 0 | 0 | 0 | 0 | 0 | 0 | 0 | 0 | 0
2016-05-17 22:00 | 0 | 0 | 0 | 0 | 0 | 559331.1548 | 459064 | 0 | 0 | 0 | 2090268.3661 | 0 | 2132.993 | 0 | 0 | 0 | 0 | 0 | 0 | 0 | 9085993.8221 | 0 | 0 | 0 | 0 | 100267.1548 | 0 | 0 | 0 | 0 | 0 | 0 | 0 | 0 | 0 | 0 | 0 | 0 | 0
2016-05-17 23:00 | 0 | 0 | 0 | 0 | 0 | 475161.5874 | 455928 | 0 | 0 | 0 | 2109501.9535 | 0 | 2132.993 | 0 | 0 | 0 | 0 | 0 | 0 | 0 | 9085957.4781 | 0 | 0 | 0 | 0 | 19233.5874 | 0 | 0 | 0 | 0 | 0 | 0 | 0 | 0 | 0 | 0 | 0 | 0 | 0
2016-05-18 | 0 | 0 | 0 | 0 | 0 | 356160.6589 | 456165 | 0 | 0 | 0 | 2009497.6124 | 0 | 2132.993 | 0 | 0 | 0 | 0 | 0 | 0 | 0 | 9085921.1343 | 0 | 0 | 0 | 0 | -100004.3411 | 0 | 0 | 0 | 0 | 0 | 0 | 0 | 0 | 0 | 0 | 0 | 0 | 0
2016-05-18 01:00 | 0 | 0 | 0 | 0 | 284880.439 | 192137.6644 | 453024 | 0 | 0 | 0 | 2033491.7158 | 0 | 2132.993 | 0 | 0 | 0 | 0 | 0 | 0 | 0 | 9085884.7906 | 0 | 0 | 0 | 0 | 23994.1034 | 0 | 0 | 0 | 0 | 0 | 0 | 0 | 0 | 0 | 0 | 0 | 0 | 0
2016-05-18 02:00 | 0 | 0 | 0 | 0 | 152058.0218 | 37308.7355 | 434923 | 0 | 0 | 0 | 1787935.4731 | 0 | 2132.993 | 0 | 0 | 0 | 0 | 0 | 0 | 0 | 9085848.4471 | 0 | 0 | 0 | 0 | -245556.2427 | 0 | 0 | 0 | 0 | 0 | 0 | 0 | 0 | 0 | 0 | 0 | 0 | 0
2016-05-18 03:00 | 0 | 0 | 0 | 0 | 163234.7573 | 0 | 408791 | 0 | 0 | 0 | 1542379.2304 | 0 | 2132.993 | 0 | 0 | 0 | 0 | 0 | 0 | 0 | 9085812.1037 | 0 | 0 | 0 | 0 | -245556.2427 | 0 | 0 | 0 | 0 | 0 | 0 | 0 | 0 | 0 | 0 | 0 | 0 | 0
2016-05-18 04:00 | 0 | 0 | 0 | 0 | 139539.7573 | 0 | 385096 | 0 | 0 | 0 | 1296822.9877 | 0 | 2132.993 | 0 | 0 | 0 | 0 | 0 | 0 | 0 | 9085775.7604 | 0 | 0 | 0 | 0 | -245556.2427 | 0 | 0 | 0 | 0 | 0 | 0 | 0 | 0 | 0 | 0 | 0 | 0 | 0
2016-05-18 05:00 | 0 | 0 | 0 | 0 | 119590.7573 | 0 | 365147 | 0 | 0 | 0 | 1051266.7451 | 0 | 2132.993 | 0 | 0 | 0 | 0 | 0 | 0 | 0 | 9085739.4173 | 0 | 0 | 0 | 0 | -245556.2427 | 0 | 0 | 0 | 0 | 0 | 0 | 0 | 0 | 0 | 0 | 0 | 0 | 0
2016-05-18 06:00 | 0 | 0 | 0 | 0 | 104290.7573 | 0 | 349847 | 0 | 0 | 0 | 805710.5024 | 0 | 2132.993 | 0 | 0 | 0 | 0 | 0 | 0 | 0 | 9085703.0744 | 0 | 0 | 0 | 0 | -245556.2427 | 0 | 0 | 0 | 0 | 0 | 0 | 0 | 0 | 0 | 0 | 0 | 0 | 0
2016-05-18 07:00 | 0 | 0 | 0 | 0 | 399486.0927 | 0 | 340892 | 0 | 0 | 0 | 864304.5951 | 0 | 2132.993 | 0 | 0 | 0 | 0 | 0 | 0 | 0 | 9085666.7316 | 0 | 0 | 0 | 0 | 58594.0927 | 0 | 0 | 0 | 0 | 0 | 0 | 0 | 0 | 0 | 0 | 0 | 0 | 0
2016-05-18 08:00 | 0 | 0 | 0 | 0 | 93598.7573 | 0 | 339155 | 0 | 0 | 0 | 618748.3524 | 0 | 2132.993 | 0 | 0 | 0 | 0 | 0 | 0 | 0 | 9085630.3889 | 0 | 0 | 0 | 0 | -245556.2427 | 0 | 0 | 0 | 0 | 0 | 0 | 0 | 0 | 0 | 0 | 0 | 0 | 0
2016-05-18 09:00 | 0 | 0 | 0 | 0 | 354298.3046 | 0 | 347311 | 0 | 0 | 0 | 625735.657 | 0 | 2132.993 | 0 | 0 | 0 | 0 | 0 | 0 | 0 | 9085594.0464 | 0 | 0 | 0 | 0 | 6987.3046 | 0 | 0 | 0 | 0 | 0 | 0 | 0 | 0 | 0 | 0 | 0 | 0 | 0
2016-05-18 10:00 | 0 | 0 | 0 | 0 | 123584.7573 | 0 | 369141 | 0 | 0 | 0 | 380179.4143 | 0 | 2132.993 | 0 | 0 | 0 | 0 | 0 | 0 | 0 | 9085557.704 | 0 | 0 | 0 | 0 | -245556.2427 | 0 | 0 | 0 | 0 | 0 | 0 | 0 | 0 | 0 | 0 | 0 | 0 | 0
2016-05-18 11:00 | 0 | 0 | 0 | 0 | 294462.5602 | 0 | 391333 | 0 | 0 | 0 | 283308.9745 | 0 | 2132.993 | 0 | 0 | 0 | 0 | 0 | 0 | 0 | 9085521.3618 | 0 | 0 | 0 | 0 | -96870.4398 | 0 | 0 | 0 | 0 | 0 | 0 | 0 | 0 | 0 | 0 | 0 | 0 | 0
2016-05-18 12:00 | 0 | 0 | 0 | 0 | 168083.0413 | 42745.8348 | 404643 | 0 | 0 | 0 | 89494.8506 | 0 | 2132.993 | 0 | 0 | 0 | 0 | 0 | 0 | 0 | 9085485.0197 | 0 | 0 | 0 | 0 | -193814.1239 | 0 | 0 | 0 | 0 | 0 | 0 | 0 | 0 | 0 | 0 | 0 | 0 | 0
2016-05-18 13:00 | 0 | 0 | 0 | 0 | 0 | 325201.1494 | 414696 | 0 | 0 | 0 | 0 | 0 | 2132.993 | 0 | 0 | 0 | 0 | 0 | 0 | 0 | 9085448.6777 | 0 | 0 | 0 | 0 | -89494.8506 | 0 | 0 | 0 | 0 | 0 | 0 | 0 | 0 | 0 | 0 | 0 | 0 | 0
2016-05-18 14:00 | 0 | 0 | 0 | 0 | 119654.1884 | 551211.0543 | 425309 | 0 | 0 | 0 | 245556.2427 | 0 | 2132.993 | 0 | 0 | 0 | 0 | 0 | 0 | 0 | 9085412.336 | 0 | 0 | 0 | 0 | 245556.2427 | 0 | 0 | 0 | 0 | 0 | 0 | 0 | 0 | 0 | 0 | 0 | 0 | 0
2016-05-18 15:00 | 0 | 0 | 0 | 0 | 10119.1152 | 669393.1274 | 433956 | 0 | 0 | 0 | 491112.4854 | 0 | 2132.993 | 0 | 0 | 0 | 0 | 0 | 0 | 0 | 9085375.9943 | 0 | 0 | 0 | 0 | 245556.2427 | 0 | 0 | 0 | 0 | 0 | 0 | 0 | 0 | 0 | 0 | 0 | 0 | 0
2016-05-18 16:00 | 0 | 0 | 0 | 0 | 0 | 709046.559 | 441180 | 0 | 0 | 0 | 736668.7281 | 0 | 2346.2923 | 0 | 0 | 0 | 0 | 0 | 0 | 0 | 9103017.2664 | 0 | 0 | 0 | 0 | 245556.2427 | 0 | 213.2993 | 0 | 0 | 0 | 0 | 0 | 0 | 0 | 0 | 22097.017 | 0 | 0
2016-05-18 17:00 | 0 | 0 | 0 | 0 | 0 | 722576.1168 | 447088 | 0 | 0 | 0 | 982224.9707 | 0 | 2559.5916 | 7621.5577 | 0 | 0 | 0 | 0 | 0 | 0 | 9120658.468 | 0 | 0 | 0 | 0 | 245556.2427 | 0 | 213.2993 | 0 | 7621.5577 | 0 | 0 | 0 | 0 | 0 | 0 | 22097.017 | 0 | 0
2016-05-18 18:00 | 0 | 0 | 0 | 0 | 0 | 712485.4233 | 452422 | 0 | 0 | 0 | 1227781.2134 | 0 | 2772.8909 | 7621.5577 | 0 | 0 | 0 | 0 | 0 | 0 | 9132057.0904 | 0 | 0 | 0 | 0 | 245556.2427 | 0 | 213.2993 | 0 | 0 | 0 | 0 | 0 | 0 | 0 | 0 | 14293.8813 | 0 | 0
2016-05-18 19:00 | 0 | 0 | 0 | 0 | 0 | 694999.004 | 455695 | 0 | 0 | 0 | 1473337.4561 | 0 | 2772.8909 | 1369.319 | 0 | 0 | 0 | 0 | 0 | 0 | 9132020.5622 | 0 | 0 | 0 | 0 | 245556.2427 | 0 | 0 | 0 | -6252.2387 | 0 | 0 | 0 | 0 | 0 | 0 | 0 | 0 | 0
2016-05-18 20:00 | 0 | 0 | 0 | 0 | 23556.8089 | 679189.1147 | 458559 | 0 | 0 | 0 | 1718893.6988 | 0 | 2772.8909 | 0 | 0 | 0 | 0 | 0 | 0 | 0 | 9131984.0341 | 0 | 0 | 0 | 0 | 245556.2427 | 0 | 0 | 0 | -1369.319 | 0 | 0 | 0 | 0 | 0 | 0 | 0 | 0 | 0
2016-05-18 21:00 | 0 | 0 | 0 | 0 | 55884.9382 | 650483.3045 | 460812 | 0 | 0 | 0 | 1964449.9415 | 0 | 2772.8909 | 0 | 0 | 0 | 0 | 0 | 0 | 0 | 9131947.5062 | 0 | 0 | 0 | 0 | 245556.2427 | 0 | 0 | 0 | 0 | 0 | 0 | 0 | 0 | 0 | 0 | 0 | 0 | 0
2016-05-18 22:00 | 0 | 0 | 0 | 0 | 0 | 603259.5817 | 458743 | 0 | 0 | 0 | 2108966.5232 | 0 | 2772.8909 | 0 | 0 | 0 | 0 | 0 | 0 | 0 | 9131910.9784 | 0 | 0 | 0 | 0 | 144516.5817 | 0 | 0 | 0 | 0 | 0 | 0 | 0 | 0 | 0 | 0 | 0 | 0 | 0
2016-05-18 23:00 | 0 | 0 | 0 | 0 | 0 | 519213.0284 | 455111 | 0 | 0 | 0 | 2173068.5515 | 0 | 2772.8909 | 0 | 0 | 0 | 0 | 0 | 0 | 0 | 9131874.4507 | 0 | 0 | 0 | 0 | 64102.0284 | 0 | 0 | 0 | 0 | 0 | 0 | 0 | 0 | 0 | 0 | 0 | 0 | 0
2016-05-19 | 0 | 0 | 0 | 0 | 0 | 405289.8689 | 455162 | 0 | 0 | 0 | 2123196.4205 | 0 | 2772.8909 | 0 | 0 | 0 | 0 | 0 | 0 | 0 | 9131837.9232 | 0 | 0 | 0 | 0 | -49872.1311 | 0 | 0 | 0 | 0 | 0 | 0 | 0 | 0 | 0 | 0 | 0 | 0 | 0
2016-05-19 01:00 | 0 | 0 | 0 | 0 | 0 | 234153.3961 | 452069 | 0 | 0 | 0 | 1905280.8166 | 0 | 2772.8909 | 0 | 0 | 0 | 0 | 0 | 0 | 0 | 9131801.3959 | 0 | 0 | 0 | 0 | -217915.6039 | 0 | 0 | 0 | 0 | 0 | 0 | 0 | 0 | 0 | 0 | 0 | 0 | 0
2016-05-19 02:00 | 0 | 0 | 0 | 0 | 167294.167 | 21583.5903 | 434434 | 0 | 0 | 0 | 1659724.5739 | 0 | 2772.8909 | 0 | 0 | 0 | 0 | 0 | 0 | 0 | 9131764.8687 | 0 | 0 | 0 | 0 | -245556.2427 | 0 | 0 | 0 | 0 | 0 | 0 | 0 | 0 | 0 | 0 | 0 | 0 | 0
2016-05-19 03:00 | 0 | 0 | 0 | 0 | 162562.7573 | 0 | 408119 | 0 | 0 | 0 | 1414168.3312 | 0 | 2772.8909 | 0 | 0 | 0 | 0 | 0 | 0 | 0 | 9131728.3416 | 0 | 0 | 0 | 0 | -245556.2427 | 0 | 0 | 0 | 0 | 0 | 0 | 0 | 0 | 0 | 0 | 0 | 0 | 0
2016-05-19 04:00 | 0 | 0 | 0 | 0 | 137585.7573 | 0 | 383142 | 0 | 0 | 0 | 1168612.0885 | 0 | 2772.8909 | 0 | 0 | 0 | 0 | 0 | 0 | 0 | 9131691.8147 | 0 | 0 | 0 | 0 | -245556.2427 | 0 | 0 | 0 | 0 | 0 | 0 | 0 | 0 | 0 | 0 | 0 | 0 | 0
2016-05-19 05:00 | 0 | 0 | 0 | 0 | 372539.5432 | 0 | 362941 | 0 | 0 | 0 | 1178210.6318 | 0 | 2772.8909 | 0 | 0 | 0 | 0 | 0 | 0 | 0 | 9131655.2879 | 0 | 0 | 0 | 0 | 9598.5432 | 0 | 0 | 0 | 0 | 0 | 0 | 0 | 0 | 0 | 0 | 0 | 0 | 0
2016-05-19 06:00 | 0 | 0 | 0 | 0 | 102213.7573 | 0 | 347770 | 0 | 0 | 0 | 932654.3891 | 0 | 2772.8909 | 0 | 0 | 0 | 0 | 0 | 0 | 0 | 9131618.7613 | 0 | 0 | 0 | 0 | -245556.2427 | 0 | 0 | 0 | 0 | 0 | 0 | 0 | 0 | 0 | 0 | 0 | 0 | 0
2016-05-19 07:00 | 0 | 0 | 0 | 0 | 92410.7573 | 0 | 337967 | 0 | 0 | 0 | 687098.1464 | 0 | 2772.8909 | 0 | 0 | 0 | 0 | 0 | 0 | 0 | 9131582.2348 | 0 | 0 | 0 | 0 | -245556.2427 | 0 | 0 | 0 | 0 | 0 | 0 | 0 | 0 | 0 | 0 | 0 | 0 | 0
2016-05-19 08:00 | 0 | 0 | 0 | 0 | 90589.7573 | 0 | 336146 | 0 | 0 | 0 | 441541.9037 | 0 | 2772.8909 | 0 | 0 | 0 | 0 | 0 | 0 | 0 | 9131545.7085 | 0 | 0 | 0 | 0 | -245556.2427 | 0 | 0 | 0 | 0 | 0 | 0 | 0 | 0 | 0 | 0 | 0 | 0 | 0
2016-05-19 09:00 | 0 | 0 | 0 | 0 | 425127.818 | 0 | 345081 | 0 | 0 | 0 | 521588.7218 | 0 | 2772.8909 | 0 | 0 | 0 | 0 | 0 | 0 | 0 | 9131509.1823 | 0 | 0 | 0 | 0 | 80046.818 | 0 | 0 | 0 | 0 | 0 | 0 | 0 | 0 | 0 | 0 | 0 | 0 | 0
2016-05-19 10:00 | 0 | 0 | 0 | 0 | 121561.7573 | 0 | 367118 | 0 | 0 | 0 | 276032.4791 | 0 | 2772.8909 | 0 | 0 | 0 | 0 | 0 | 0 | 0 | 9131472.6563 | 0 | 0 | 0 | 0 | -245556.2427 | 0 | 0 | 0 | 0 | 0 | 0 | 0 | 0 | 0 | 0 | 0 | 0 | 0
2016-05-19 11:00 | 0 | 0 | 0 | 0 | 358762.7636 | 0 | 389239 | 0 | 0 | 0 | 245556.2427 | 0 | 2772.8909 | 0 | 0 | 0 | 0 | 0 | 0 | 0 | 9131436.1304 | 0 | 0 | 0 | 0 | -30476.2364 | 0 | 0 | 0 | 0 | 0 | 0 | 0 | 0 | 0 | 0 | 0 | 0 | 0
2016-05-19 12:00 | 0 | 0 | 0 | 0 | 104878.1957 | 60730.1193 | 403543 | 0 | 0 | 0 | 0 | 0 | 2772.8909 | 7621.5577 | 0 | 0 | 0 | 0 | 0 | 0 | 9131399.6047 | 0 | 0 | 0 | 0 | -245556.2427 | 0 | 0 | 0 | 7621.5577 | 0 | 0 | 0 | 0 | 0 | 0 | 0 | 0 | 0
2016-05-19 13:00 | 0 | 0 | 0 | 0 | 6163.1876 | 401907.2546 | 415692 | 0 | 0 | 0 | 0 | 0 | 2772.8909 | 0 | 0 | 0 | 0 | 0 | 0 | 0 | 9131363.0791 | 0 | 0 | 0 | 0 | 0 | 0 | 0 | 0 | -7621.5577 | 0 | 0 | 0 | 0 | 0 | 0 | 0 | 0 | 0
2016-05-19 14:00 | 0 | 0 | 0 | 0 | 0 | 610452.5399 | 427306 | 0 | 0 | 0 | 183146.5399 | 0 | 2772.8909 | 0 | 0 | 0 | 0 | 0 | 0 | 0 | 9131326.5536 | 0 | 0 | 0 | 0 | 183146.5399 | 0 | 0 | 0 | 0 | 0 | 0 | 0 | 0 | 0 | 0 | 0 | 0 | 0
2016-05-19 15:00 | 0 | 0 | 0 | 0 | 0 | 704468.559 | 436602 | 0 | 0 | 0 | 428702.7826 | 0 | 2986.1902 | 0 | 0 | 0 | 0 | 0 | 0 | 0 | 9148967.6419 | 0 | 0 | 0 | 0 | 245556.2427 | 0 | 213.2993 | 0 | 0 | 0 | 0 | 0 | 0 | 0 | 0 | 22097.017 | 0 | 0
2016-05-19 16:00 | 0 | 0 | 0 | 0 | 0 | 711531.559 | 443665 | 0 | 0 | 0 | 674259.0253 | 0 | 3199.4894 | 0 | 0 | 0 | 0 | 0 | 0 | 0 | 9166608.6597 | 0 | 0 | 0 | 0 | 245556.2427 | 0 | 213.2993 | 0 | 0 | 0 | 0 | 0 | 0 | 0 | 0 | 22097.017 | 0 | 0
2016-05-19 17:00 | 0 | 0 | 0 | 0 | 0 | 717245.559 | 449379 | 0 | 0 | 0 | 919815.268 | 0 | 3412.7887 | 0 | 0 | 0 | 0 | 0 | 0 | 0 | 9184249.6069 | 0 | 0 | 0 | 0 | 245556.2427 | 0 | 213.2993 | 0 | 0 | 0 | 0 | 0 | 0 | 0 | 0 | 22097.017 | 0 | 0
2016-05-19 18:00 | 0 | 0 | 0 | 0 | 0 | 721111.559 | 453245 | 0 | 0 | 0 | 1165371.5106 | 0 | 3626.088 | 0 | 0 | 0 | 0 | 0 | 0 | 0 | 9201890.4835 | 0 | 0 | 0 | 0 | 245556.2427 | 0 | 213.2993 | 0 | 0 | 0 | 0 | 0 | 0 | 0 | 0 | 22097.017 | 0 | 0
2016-05-19 19:00 | 0 | 0 | 0 | 0 | 0 | 723213.559 | 455347 | 0 | 0 | 0 | 1410927.7533 | 0 | 3839.3873 | 0 | 0 | 0 | 0 | 0 | 0 | 0 | 9219531.2896 | 0 | 0 | 0 | 0 | 245556.2427 | 0 | 213.2993 | 0 | 0 | 0 | 0 | 0 | 0 | 0 | 0 | 22097.017 | 0 | 0
2016-05-19 20:00 | 0 | 0 | 0 | 0 | 0 | 724571.559 | 456705 | 0 | 0 | 0 | 1656483.996 | 0 | 4052.6866 | 0 | 0 | 0 | 0 | 0 | 0 | 0 | 9237172.0251 | 0 | 0 | 0 | 0 | 245556.2427 | 0 | 213.2993 | 0 | 0 | 0 | 0 | 0 | 0 | 0 | 0 | 22097.017 | 0 | 0
2016-05-19 21:00 | 0 | 0 | 0 | 0 | 0 | 725635.559 | 457769 | 0 | 0 | 0 | 1902040.2387 | 0 | 4265.9859 | 0 | 0 | 0 | 0 | 0 | 0 | 0 | 9254812.6901 | 0 | 0 | 0 | 0 | 245556.2427 | 0 | 213.2993 | 0 | 0 | 0 | 0 | 0 | 0 | 0 | 0 | 22097.017 | 0 | 0
2016-05-19 22:00 | 0 | 0 | 0 | 0 | 0 | 730232.1168 | 454744 | 0 | 0 | 0 | 2147596.4814 | 0 | 4479.2852 | 7621.5577 | 0 | 0 | 0 | 0 | 0 | 0 | 9272453.2845 | 0 | 0 | 0 | 0 | 245556.2427 | 0 | 213.2993 | 0 | 7621.5577 | 0 | 0 | 0 | 0 | 0 | 0 | 22097.017 | 0 | 0
2016-05-19 23:00 | 0 | 0 | 0 | 0 | 29589.8148 | 658429.8701 | 450085 | 0 | 0 | 0 | 2393152.7241 | 0 | 4479.2852 | 0 | 0 | 0 | 0 | 0 | 0 | 0 | 9272416.1947 | 0 | 0 | 0 | 0 | 245556.2427 | 0 | 0 | 0 | -7621.5577 | 0 | 0 | 0 | 0 | 0 | 0 | 0 | 0 | 0
2016-05-20 | 0 | 0 | 0 | 0 | 0 | 517542.3128 | 449796 | 0 | 0 | 0 | 2460899.0369 | 0 | 4479.2852 | 0 | 0 | 0 | 0 | 0 | 0 | 0 | 9272379.105 | 0 | 0 | 0 | 0 | 67746.3128 | 0 | 0 | 0 | 0 | 0 | 0 | 0 | 0 | 0 | 0 | 0 | 0 | 0
2016-05-20 01:00 | 0 | 0 | 0 | 0 | 0 | 243238.7983 | 447542 | 0 | 0 | 0 | 2256595.8352 | 0 | 4479.2852 | 0 | 0 | 0 | 0 | 0 | 0 | 0 | 9272342.0155 | 0 | 0 | 0 | 0 | -204303.2017 | 0 | 0 | 0 | 0 | 0 | 0 | 0 | 0 | 0 | 0 | 0 | 0 | 0
2016-05-20 02:00 | 0 | 0 | 0 | 0 | 172852.0531 | 11675.7042 | 430084 | 0 | 0 | 0 | 2011039.5925 | 0 | 4479.2852 | 0 | 0 | 0 | 0 | 0 | 0 | 0 | 9272304.9261 | 0 | 0 | 0 | 0 | -245556.2427 | 0 | 0 | 0 | 0 | 0 | 0 | 0 | 0 | 0 | 0 | 0 | 0 | 0
2016-05-20 03:00 | 0 | 0 | 0 | 0 | 157806.7573 | 0 | 403363 | 0 | 0 | 0 | 1765483.3498 | 0 | 4479.2852 | 0 | 0 | 0 | 0 | 0 | 0 | 0 | 9272267.8369 | 0 | 0 | 0 | 0 | -245556.2427 | 0 | 0 | 0 | 0 | 0 | 0 | 0 | 0 | 0 | 0 | 0 | 0 | 0
2016-05-20 04:00 | 0 | 0 | 0 | 0 | 132551.7573 | 0 | 378108 | 0 | 0 | 0 | 1519927.1071 | 0 | 4479.2852 | 0 | 0 | 0 | 0 | 0 | 0 | 0 | 9272230.7478 | 0 | 0 | 0 | 0 | -245556.2427 | 0 | 0 | 0 | 0 | 0 | 0 | 0 | 0 | 0 | 0 | 0 | 0 | 0
2016-05-20 05:00 | 0 | 0 | 0 | 0 | 114079.7573 | 0 | 359636 | 0 | 0 | 0 | 1274370.8645 | 0 | 4479.2852 | 0 | 0 | 0 | 0 | 0 | 0 | 0 | 9272193.6589 | 0 | 0 | 0 | 0 | -245556.2427 | 0 | 0 | 0 | 0 | 0 | 0 | 0 | 0 | 0 | 0 | 0 | 0 | 0
2016-05-20 06:00 | 0 | 0 | 0 | 0 | 99331.7573 | 0 | 344888 | 0 | 0 | 0 | 1028814.6218 | 0 | 4479.2852 | 0 | 0 | 0 | 0 | 0 | 0 | 0 | 9272156.5701 | 0 | 0 | 0 | 0 | -245556.2427 | 0 | 0 | 0 | 0 | 0 | 0 | 0 | 0 | 0 | 0 | 0 | 0 | 0
2016-05-20 07:00 | 0 | 0 | 0 | 0 | 341381.409 | 0 | 335003 | 0 | 0 | 0 | 1035193.0308 | 0 | 4479.2852 | 0 | 0 | 0 | 0 | 0 | 0 | 0 | 9272119.4815 | 0 | 0 | 0 | 0 | 6378.409 | 0 | 0 | 0 | 0 | 0 | 0 | 0 | 0 | 0 | 0 | 0 | 0 | 0
2016-05-20 08:00 | 0 | 0 | 0 | 0 | 87315.7573 | 0 | 332872 | 0 | 0 | 0 | 789636.7881 | 0 | 4479.2852 | 0 | 0 | 0 | 0 | 0 | 0 | 0 | 9272082.393 | 0 | 0 | 0 | 0 | -245556.2427 | 0 | 0 | 0 | 0 | 0 | 0 | 0 | 0 | 0 | 0 | 0 | 0 | 0
2016-05-20 09:00 | 0 | 0 | 0 | 0 | 95796.7573 | 0 | 341353 | 0 | 0 | 0 | 544080.5454 | 0 | 4479.2852 | 0 | 0 | 0 | 0 | 0 | 0 | 0 | 9272045.3047 | 0 | 0 | 0 | 0 | -245556.2427 | 0 | 0 | 0 | 0 | 0 | 0 | 0 | 0 | 0 | 0 | 0 | 0 | 0
2016-05-20 10:00 | 0 | 0 | 0 | 0 | 116312.7573 | 0 | 361869 | 0 | 0 | 0 | 298524.3027 | 0 | 4479.2852 | 0 | 0 | 0 | 0 | 0 | 0 | 0 | 9272008.2165 | 0 | 0 | 0 | 0 | -245556.2427 | 0 | 0 | 0 | 0 | 0 | 0 | 0 | 0 | 0 | 0 | 0 | 0 | 0
2016-05-20 11:00 | 0 | 0 | 0 | 0 | 330674.94 | 0 | 383643 | 0 | 0 | 0 | 245556.2427 | 0 | 4479.2852 | 0 | 0 | 0 | 0 | 0 | 0 | 0 | 9271971.1285 | 0 | 0 | 0 | 0 | -52968.06 | 0 | 0 | 0 | 0 | 0 | 0 | 0 | 0 | 0 | 0 | 0 | 0 | 0
2016-05-20 12:00 | 0 | 0 | 0 | 0 | 75760.168 | 85797.1471 | 399492 | 0 | 0 | 0 | 0 | 0 | 4479.2852 | 7621.5577 | 0 | 0 | 0 | 0 | 0 | 0 | 9271934.0406 | 0 | 0 | 0 | 0 | -245556.2427 | 0 | 0 | 0 | 7621.5577 | 0 | 0 | 0 | 0 | 0 | 0 | 0 | 0 | 0
2016-05-20 13:00 | 0 | 0 | 0 | 0 | 0 | 413248.5687 | 413654 | 0 | 0 | 0 | 7216.1264 | 0 | 4479.2852 | 0 | 0 | 0 | 0 | 0 | 0 | 0 | 9271896.9529 | 0 | 0 | 0 | 0 | 7216.1264 | 0 | 0 | 0 | -7621.5577 | 0 | 0 | 0 | 0 | 0 | 0 | 0 | 0 | 0
2016-05-20 14:00 | 0 | 0 | 0 | 0 | 0 | 626325.4753 | 426738 | 0 | 0 | 0 | 206803.6017 | 0 | 4479.2852 | 0 | 0 | 0 | 0 | 0 | 0 | 0 | 9271859.8653 | 0 | 0 | 0 | 0 | 199587.4753 | 0 | 0 | 0 | 0 | 0 | 0 | 0 | 0 | 0 | 0 | 0 | 0 | 0
2016-05-20 15:00 | 0 | 0 | 0 | 0 | 0 | 703695.559 | 435829 | 0 | 0 | 0 | 452359.8444 | 0 | 4692.5845 | 0 | 0 | 0 | 0 | 0 | 0 | 0 | 9289500.3915 | 0 | 0 | 0 | 0 | 245556.2427 | 0 | 213.2993 | 0 | 0 | 0 | 0 | 0 | 0 | 0 | 0 | 22097.017 | 0 | 0
2016-05-20 16:00 | 0 | 0 | 0 | 0 | 0 | 709671.559 | 441805 | 0 | 0 | 0 | 697916.0871 | 0 | 4905.8838 | 0 | 0 | 0 | 0 | 0 | 0 | 0 | 9307140.8471 | 0 | 0 | 0 | 0 | 245556.2427 | 0 | 213.2993 | 0 | 0 | 0 | 0 | 0 | 0 | 0 | 0 | 22097.017 | 0 | 0
2016-05-20 17:00 | 0 | 0 | 0 | 0 | 0 | 713939.559 | 446073 | 0 | 0 | 0 | 943472.3298 | 0 | 5119.1831 | 0 | 0 | 0 | 0 | 0 | 0 | 0 | 9324781.2322 | 0 | 0 | 0 | 0 | 245556.2427 | 0 | 213.2993 | 0 | 0 | 0 | 0 | 0 | 0 | 0 | 0 | 22097.017 | 0 | 0
2016-05-20 18:00 | 0 | 0 | 0 | 0 | 0 | 717224.559 | 449358 | 0 | 0 | 0 | 1189028.5725 | 0 | 5332.4824 | 0 | 0 | 0 | 0 | 0 | 0 | 0 | 9342421.5467 | 0 | 0 | 0 | 0 | 245556.2427 | 0 | 213.2993 | 0 | 0 | 0 | 0 | 0 | 0 | 0 | 0 | 22097.017 | 0 | 0
2016-05-20 19:00 | 0 | 0 | 0 | 0 | 0 | 719592.559 | 451726 | 0 | 0 | 0 | 1434584.8151 | 0 | 5545.7817 | 0 | 0 | 0 | 0 | 0 | 0 | 0 | 9360061.7906 | 0 | 0 | 0 | 0 | 245556.2427 | 0 | 213.2993 | 0 | 0 | 0 | 0 | 0 | 0 | 0 | 0 | 22097.017 | 0 | 0
2016-05-20 20:00 | 0 | 0 | 0 | 0 | 0 | 721899.559 | 454033 | 0 | 0 | 0 | 1680141.0578 | 0 | 5759.081 | 0 | 0 | 0 | 0 | 0 | 0 | 0 | 9377701.964 | 0 | 0 | 0 | 0 | 245556.2427 | 0 | 213.2993 | 0 | 0 | 0 | 0 | 0 | 0 | 0 | 0 | 22097.017 | 0 | 0
2016-05-20 21:00 | 0 | 0 | 0 | 0 | 0 | 722265.559 | 454399 | 0 | 0 | 0 | 1925697.3005 | 0 | 5972.3803 | 0 | 0 | 0 | 0 | 0 | 0 | 0 | 9395342.0669 | 0 | 0 | 0 | 0 | 245556.2427 | 0 | 213.2993 | 0 | 0 | 0 | 0 | 0 | 0 | 0 | 0 | 22097.017 | 0 | 0
2016-05-20 22:00 | 0 | 0 | 0 | 0 | 0 | 725134.1168 | 449646 | 0 | 0 | 0 | 2171253.5432 | 0 | 6185.6796 | 7621.5577 | 0 | 0 | 0 | 0 | 0 | 0 | 9412982.0991 | 0 | 0 | 0 | 0 | 245556.2427 | 0 | 213.2993 | 0 | 7621.5577 | 0 | 0 | 0 | 0 | 0 | 0 | 22097.017 | 0 | 0
2016-05-20 23:00 | 0 | 0 | 0 | 0 | 0 | 656537.8383 | 441625 | 0 | 0 | 0 | 2393787.9392 | 0 | 6185.6796 | 0 | 0 | 0 | 0 | 0 | 0 | 0 | 9412944.4472 | 0 | 0 | 0 | 0 | 222534.396 | 0 | 0 | 0 | -7621.5577 | 0 | 0 | 0 | 0 | 0 | 0 | 0 | 0 | 0
2016-05-21 | 0 | 0 | 0 | 0 | 0 | 529511.8831 | 438654 | 0 | 0 | 0 | 2484645.8223 | 0 | 6185.6796 | 0 | 0 | 0 | 0 | 0 | 0 | 0 | 9412906.7954 | 0 | 0 | 0 | 0 | 90857.8831 | 0 | 0 | 0 | 0 | 0 | 0 | 0 | 0 | 0 | 0 | 0 | 0 | 0
2016-05-21 01:00 | 0 | 0 | 0 | 0 | 0 | 232359.5084 | 433474 | 0 | 0 | 0 | 2283531.3307 | 0 | 6185.6796 | 0 | 0 | 0 | 0 | 0 | 0 | 0 | 9412869.1438 | 0 | 0 | 0 | 0 | -201114.4916 | 0 | 0 | 0 | 0 | 0 | 0 | 0 | 0 | 0 | 0 | 0 | 0 | 0
2016-05-21 02:00 | 0 | 0 | 0 | 0 | 145098.9254 | 24356.832 | 415012 | 0 | 0 | 0 | 2037975.088 | 0 | 6185.6796 | 0 | 0 | 0 | 0 | 0 | 0 | 0 | 9412831.4923 | 0 | 0 | 0 | 0 | -245556.2427 | 0 | 0 | 0 | 0 | 0 | 0 | 0 | 0 | 0 | 0 | 0 | 0 | 0
2016-05-21 03:00 | 0 | 0 | 0 | 0 | 150973.7573 | 0 | 396530 | 0 | 0 | 0 | 1792418.8453 | 0 | 6185.6796 | 0 | 0 | 0 | 0 | 0 | 0 | 0 | 9412793.841 | 0 | 0 | 0 | 0 | -245556.2427 | 0 | 0 | 0 | 0 | 0 | 0 | 0 | 0 | 0 | 0 | 0 | 0 | 0
2016-05-21 04:00 | 0 | 0 | 0 | 0 | 301004.8535 | 0 | 374530 | 0 | 0 | 0 | 1718893.6988 | 0 | 6185.6796 | 0 | 0 | 0 | 0 | 0 | 0 | 0 | 9412756.1898 | 0 | 0 | 0 | 0 | -73525.1465 | 0 | 0 | 0 | 0 | 0 | 0 | 0 | 0 | 0 | 0 | 0 | 0 | 0
2016-05-21 05:00 | 0 | 0 | 0 | 0 | 110265.7573 | 0 | 355822 | 0 | 0 | 0 | 1473337.4561 | 0 | 6185.6796 | 0 | 0 | 0 | 0 | 0 | 0 | 0 | 9412718.5388 | 0 | 0 | 0 | 0 | -245556.2427 | 0 | 0 | 0 | 0 | 0 | 0 | 0 | 0 | 0 | 0 | 0 | 0 | 0
2016-05-21 06:00 | 0 | 0 | 0 | 0 | 94732.7573 | 0 | 340289 | 0 | 0 | 0 | 1227781.2134 | 0 | 6185.6796 | 0 | 0 | 0 | 0 | 0 | 0 | 0 | 9412680.8879 | 0 | 0 | 0 | 0 | -245556.2427 | 0 | 0 | 0 | 0 | 0 | 0 | 0 | 0 | 0 | 0 | 0 | 0 | 0
2016-05-21 07:00 | 0 | 0 | 0 | 0 | 85382.7573 | 0 | 330939 | 0 | 0 | 0 | 982224.9707 | 0 | 6185.6796 | 0 | 0 | 0 | 0 | 0 | 0 | 0 | 9412643.2372 | 0 | 0 | 0 | 0 | -245556.2427 | 0 | 0 | 0 | 0 | 0 | 0 | 0 | 0 | 0 | 0 | 0 | 0 | 0
2016-05-21 08:00 | 0 | 0 | 0 | 0 | 80496.7573 | 0 | 326053 | 0 | 0 | 0 | 736668.7281 | 0 | 6185.6796 | 0 | 0 | 0 | 0 | 0 | 0 | 0 | 9412605.5866 | 0 | 0 | 0 | 0 | -245556.2427 | 0 | 0 | 0 | 0 | 0 | 0 | 0 | 0 | 0 | 0 | 0 | 0 | 0
2016-05-21 09:00 | 0 | 0 | 0 | 0 | 80355.7573 | 0 | 325912 | 0 | 0 | 0 | 491112.4854 | 0 | 6185.6796 | 0 | 0 | 0 | 0 | 0 | 0 | 0 | 9412567.9362 | 0 | 0 | 0 | 0 | -245556.2427 | 0 | 0 | 0 | 0 | 0 | 0 | 0 | 0 | 0 | 0 | 0 | 0 | 0
2016-05-21 10:00 | 0 | 0 | 0 | 0 | 84837.7573 | 0 | 330394 | 0 | 0 | 0 | 245556.2427 | 0 | 6185.6796 | 0 | 0 | 0 | 0 | 0 | 0 | 0 | 9412530.2859 | 0 | 0 | 0 | 0 | -245556.2427 | 0 | 0 | 0 | 0 | 0 | 0 | 0 | 0 | 0 | 0 | 0 | 0 | 0
2016-05-21 11:00 | 0 | 0 | 0 | 0 | 86309.0777 | 0 | 338051 | 0 | 0 | 0 | 0 | 0 | 0 | 0 | 0 | 0 | 0 | 0 | 0 | 0 | 9412492.6358 | 0 | 0 | 0 | 0 | -245556.2427 | 0 | 0 | 6185.6796 | 0 | 0 | 0 | 0 | 0 | 0 | 0 | 0 | 0 | 0
2016-05-21 12:00 | 0 | 0 | 0 | 0 | 272952.7102 | 82602.2898 | 355555 | 0 | 0 | 0 | 0 | 0 | 0 | 0 | 0 | 0 | 0 | 0 | 0 | 0 | 9412454.9858 | 0 | 0 | 0 | 0 | 0 | 0 | 0 | 0 | 0 | 0 | 0 | 0 | 0 | 0 | 0 | 0 | 0 | 0
2016-05-21 13:00 | 0 | 0 | 0 | 0 | 58891.2172 | 424763.3118 | 375291 | 0 | 0 | 0 | 108363.529 | 0 | 0 | 0 | 0 | 0 | 0 | 0 | 0 | 0 | 9412417.336 | 0 | 0 | 0 | 0 | 108363.529 | 0 | 0 | 0 | 0 | 0 | 0 | 0 | 0 | 0 | 0 | 0 | 0 | 0
2016-05-21 14:00 | 0 | 0 | 0 | 0 | 0 | 661113.2053 | 393987 | 0 | 0 | 0 | 353919.7717 | 0 | 213.2993 | 0 | 0 | 0 | 0 | 0 | 0 | 0 | 9429465.017 | 0 | 0 | 0 | 0 | 245556.2427 | 0 | 213.2993 | 0 | 0 | 0 | 0 | 0 | 0 | 0 | 0 | 21356.6633 | 0 | 0
2016-05-21 15:00 | 0 | 0 | 0 | 0 | 0 | 676375.559 | 408509 | 0 | 0 | 0 | 599476.0144 | 0 | 426.5986 | 0 | 0 | 0 | 0 | 0 | 0 | 0 | 9447104.9128 | 0 | 0 | 0 | 0 | 245556.2427 | 0 | 213.2993 | 0 | 0 | 0 | 0 | 0 | 0 | 0 | 0 | 22097.017 | 0 | 0
2016-05-21 16:00 | 0 | 0 | 0 | 0 | 0 | 685988.559 | 418122 | 0 | 0 | 0 | 845032.2571 | 0 | 639.8979 | 0 | 0 | 0 | 0 | 0 | 0 | 0 | 9464744.738 | 0 | 0 | 0 | 0 | 245556.2427 | 0 | 213.2993 | 0 | 0 | 0 | 0 | 0 | 0 | 0 | 0 | 22097.017 | 0 | 0
2016-05-21 17:00 | 0 | 0 | 0 | 0 | 0 | 692385.559 | 424519 | 0 | 0 | 0 | 1090588.4998 | 0 | 853.1972 | 0 | 0 | 0 | 0 | 0 | 0 | 0 | 9482384.4927 | 0 | 0 | 0 | 0 | 245556.2427 | 0 | 213.2993 | 0 | 0 | 0 | 0 | 0 | 0 | 0 | 0 | 22097.017 | 0 | 0
2016-05-21 18:00 | 0 | 0 | 0 | 0 | 0 | 697438.559 | 429572 | 0 | 0 | 0 | 1336144.7425 | 0 | 1066.4965 | 0 | 0 | 0 | 0 | 0 | 0 | 0 | 9500024.1768 | 0 | 0 | 0 | 0 | 245556.2427 | 0 | 213.2993 | 0 | 0 | 0 | 0 | 0 | 0 | 0 | 0 | 22097.017 | 0 | 0
2016-05-21 19:00 | 0 | 0 | 0 | 0 | 0 | 701284.559 | 433418 | 0 | 0 | 0 | 1581700.9852 | 0 | 1279.7958 | 0 | 0 | 0 | 0 | 0 | 0 | 0 | 9517663.7903 | 0 | 0 | 0 | 0 | 245556.2427 | 0 | 213.2993 | 0 | 0 | 0 | 0 | 0 | 0 | 0 | 0 | 22097.017 | 0 | 0
2016-05-21 20:00 | 0 | 0 | 0 | 0 | 0 | 704843.559 | 436977 | 0 | 0 | 0 | 1827257.2278 | 0 | 1493.0951 | 0 | 0 | 0 | 0 | 0 | 0 | 0 | 9535303.3333 | 0 | 0 | 0 | 0 | 245556.2427 | 0 | 213.2993 | 0 | 0 | 0 | 0 | 0 | 0 | 0 | 0 | 22097.017 | 0 | 0
2016-05-21 21:00 | 0 | 0 | 0 | 0 | 0 | 707415.559 | 439549 | 0 | 0 | 0 | 2072813.4705 | 0 | 1706.3944 | 0 | 0 | 0 | 0 | 0 | 0 | 0 | 9552942.8057 | 0 | 0 | 0 | 0 | 245556.2427 | 0 | 213.2993 | 0 | 0 | 0 | 0 | 0 | 0 | 0 | 0 | 22097.017 | 0 | 0
2016-05-21 22:00 | 0 | 0 | 0 | 0 | 0 | 712350.1168 | 436862 | 0 | 0 | 0 | 2318369.7132 | 0 | 1919.6937 | 7621.5577 | 0 | 0 | 0 | 0 | 0 | 0 | 9570582.2076 | 0 | 0 | 0 | 0 | 245556.2427 | 0 | 213.2993 | 0 | 7621.5577 | 0 | 0 | 0 | 0 | 0 | 0 | 22097.017 | 0 | 0
2016-05-21 23:00 | 0 | 0 | 0 | 0 | 0 | 675449.1168 | 431572 | 0 | 0 | 0 | 2563925.9559 | 0 | 1919.6937 | 5942.4319 | 0 | 0 | 0 | 0 | 0 | 0 | 9570543.9252 | 0 | 0 | 0 | 0 | 245556.2427 | 0 | 0 | 0 | -1679.1259 | 0 | 0 | 0 | 0 | 0 | 0 | 0 | 0 | 0
2016-05-22 | 0 | 0 | 0 | 0 | 0 | 503601.4353 | 426922 | 0 | 0 | 0 | 2646547.8231 | 0 | 1919.6937 | 0 | 0 | 0 | 0 | 0 | 0 | 0 | 9570505.6431 | 0 | 0 | 0 | 0 | 82621.8672 | 0 | 0 | 0 | -5942.4319 | 0 | 0 | 0 | 0 | 0 | 0 | 0 | 0 | 0
2016-05-22 01:00 | 0 | 0 | 0 | 0 | 0 | 231727.6037 | 422713 | 0 | 0 | 0 | 2455562.4268 | 0 | 1919.6937 | 0 | 0 | 0 | 0 | 0 | 0 | 0 | 9570467.361 | 0 | 0 | 0 | 0 | -190985.3963 | 0 | 0 | 0 | 0 | 0 | 0 | 0 | 0 | 0 | 0 | 0 | 0 | 0
2016-05-22 02:00 | 0 | 0 | 0 | 0 | 147702.8454 | 17426.9119 | 410686 | 0 | 0 | 0 | 2210006.1842 | 0 | 1919.6937 | 0 | 0 | 0 | 0 | 0 | 0 | 0 | 9570429.0792 | 0 | 0 | 0 | 0 | -245556.2427 | 0 | 0 | 0 | 0 | 0 | 0 | 0 | 0 | 0 | 0 | 0 | 0 | 0
2016-05-22 03:00 | 0 | 0 | 0 | 0 | 146295.7573 | 0 | 391852 | 0 | 0 | 0 | 1964449.9415 | 0 | 1919.6937 | 0 | 0 | 0 | 0 | 0 | 0 | 0 | 9570390.7975 | 0 | 0 | 0 | 0 | -245556.2427 | 0 | 0 | 0 | 0 | 0 | 0 | 0 | 0 | 0 | 0 | 0 | 0 | 0
2016-05-22 04:00 | 0 | 0 | 0 | 0 | 126118.7573 | 0 | 371675 | 0 | 0 | 0 | 1718893.6988 | 0 | 1919.6937 | 0 | 0 | 0 | 0 | 0 | 0 | 0 | 9570352.5159 | 0 | 0 | 0 | 0 | -245556.2427 | 0 | 0 | 0 | 0 | 0 | 0 | 0 | 0 | 0 | 0 | 0 | 0 | 0
2016-05-22 05:00 | 0 | 0 | 0 | 0 | 106777.7573 | 0 | 352334 | 0 | 0 | 0 | 1473337.4561 | 0 | 1919.6937 | 0 | 0 | 0 | 0 | 0 | 0 | 0 | 9570314.2345 | 0 | 0 | 0 | 0 | -245556.2427 | 0 | 0 | 0 | 0 | 0 | 0 | 0 | 0 | 0 | 0 | 0 | 0 | 0
2016-05-22 06:00 | 0 | 0 | 0 | 0 | 91584.7573 | 0 | 337141 | 0 | 0 | 0 | 1227781.2134 | 0 | 1919.6937 | 0 | 0 | 0 | 0 | 0 | 0 | 0 | 9570275.9532 | 0 | 0 | 0 | 0 | -245556.2427 | 0 | 0 | 0 | 0 | 0 | 0 | 0 | 0 | 0 | 0 | 0 | 0 | 0
2016-05-22 07:00 | 0 | 0 | 0 | 0 | 81093.7573 | 0 | 326650 | 0 | 0 | 0 | 982224.9707 | 0 | 1919.6937 | 0 | 0 | 0 | 0 | 0 | 0 | 0 | 9570237.6721 | 0 | 0 | 0 | 0 | -245556.2427 | 0 | 0 | 0 | 0 | 0 | 0 | 0 | 0 | 0 | 0 | 0 | 0 | 0
2016-05-22 08:00 | 0 | 0 | 0 | 0 | 75460.7573 | 0 | 321017 | 0 | 0 | 0 | 736668.7281 | 0 | 1919.6937 | 0 | 0 | 0 | 0 | 0 | 0 | 0 | 9570199.3912 | 0 | 0 | 0 | 0 | -245556.2427 | 0 | 0 | 0 | 0 | 0 | 0 | 0 | 0 | 0 | 0 | 0 | 0 | 0
2016-05-22 09:00 | 0 | 0 | 0 | 0 | 73803.7573 | 0 | 319360 | 0 | 0 | 0 | 491112.4854 | 0 | 1919.6937 | 0 | 0 | 0 | 0 | 0 | 0 | 0 | 9570161.1104 | 0 | 0 | 0 | 0 | -245556.2427 | 0 | 0 | 0 | 0 | 0 | 0 | 0 | 0 | 0 | 0 | 0 | 0 | 0
2016-05-22 10:00 | 0 | 0 | 0 | 0 | 73664.7573 | 0 | 319221 | 0 | 0 | 0 | 245556.2427 | 0 | 1919.6937 | 0 | 0 | 0 | 0 | 0 | 0 | 0 | 9570122.8297 | 0 | 0 | 0 | 0 | -245556.2427 | 0 | 0 | 0 | 0 | 0 | 0 | 0 | 0 | 0 | 0 | 0 | 0 | 0
2016-05-22 11:00 | 0 | 0 | 0 | 0 | 78519.7573 | 0 | 324076 | 0 | 0 | 0 | 0 | 0 | 1919.6937 | 0 | 0 | 0 | 0 | 0 | 0 | 0 | 9570084.5492 | 0 | 0 | 0 | 0 | -245556.2427 | 0 | 0 | 0 | 0 | 0 | 0 | 0 | 0 | 0 | 0 | 0 | 0 | 0
2016-05-22 12:00 | 0 | 0 | 0 | 0 | 259152.8808 | 80939.1192 | 340092 | 0 | 0 | 0 | 0 | 0 | 1919.6937 | 0 | 0 | 0 | 0 | 0 | 0 | 0 | 9570046.2689 | 0 | 0 | 0 | 0 | 0 | 0 | 0 | 0 | 0 | 0 | 0 | 0 | 0 | 0 | 0 | 0 | 0 | 0
2016-05-22 13:00 | 0 | 0 | 0 | 0 | 0 | 443284.8927 | 358790 | 0 | 0 | 0 | 84494.8927 | 0 | 1919.6937 | 0 | 0 | 0 | 0 | 0 | 0 | 0 | 9570007.9887 | 0 | 0 | 0 | 0 | 84494.8927 | 0 | 0 | 0 | 0 | 0 | 0 | 0 | 0 | 0 | 0 | 0 | 0 | 0
2016-05-22 14:00 | 0 | 0 | 0 | 0 | 0 | 643396.559 | 375530 | 0 | 0 | 0 | 330051.1353 | 0 | 2132.993 | 0 | 0 | 0 | 0 | 0 | 0 | 0 | 9587647.3223 | 0 | 0 | 0 | 0 | 245556.2427 | 0 | 213.2993 | 0 | 0 | 0 | 0 | 0 | 0 | 0 | 0 | 22097.017 | 0 | 0
2016-05-22 15:00 | 0 | 0 | 0 | 0 | 0 | 656906.559 | 389040 | 0 | 0 | 0 | 575607.378 | 0 | 2346.2923 | 0 | 0 | 0 | 0 | 0 | 0 | 0 | 9605286.5854 | 0 | 0 | 0 | 0 | 245556.2427 | 0 | 213.2993 | 0 | 0 | 0 | 0 | 0 | 0 | 0 | 0 | 22097.017 | 0 | 0
2016-05-22 16:00 | 0 | 0 | 0 | 0 | 0 | 668972.559 | 401106 | 0 | 0 | 0 | 821163.6207 | 0 | 2559.5916 | 0 | 0 | 0 | 0 | 0 | 0 | 0 | 9622925.7779 | 0 | 0 | 0 | 0 | 245556.2427 | 0 | 213.2993 | 0 | 0 | 0 | 0 | 0 | 0 | 0 | 0 | 22097.017 | 0 | 0
2016-05-22 17:00 | 0 | 0 | 0 | 0 | 0 | 678516.559 | 410650 | 0 | 0 | 0 | 1066719.8634 | 0 | 2772.8909 | 0 | 0 | 0 | 0 | 0 | 0 | 0 | 9640564.8998 | 0 | 0 | 0 | 0 | 245556.2427 | 0 | 213.2993 | 0 | 0 | 0 | 0 | 0 | 0 | 0 | 0 | 22097.017 | 0 | 0
2016-05-22 18:00 | 0 | 0 | 0 | 0 | 0 | 686876.559 | 419010 | 0 | 0 | 0 | 1312276.1061 | 0 | 2986.1902 | 0 | 0 | 0 | 0 | 0 | 0 | 0 | 9658203.9512 | 0 | 0 | 0 | 0 | 245556.2427 | 0 | 213.2993 | 0 | 0 | 0 | 0 | 0 | 0 | 0 | 0 | 22097.017 | 0 | 0
2016-05-22 19:00 | 0 | 0 | 0 | 0 | 0 | 694063.559 | 426197 | 0 | 0 | 0 | 1557832.3488 | 0 | 3199.4894 | 0 | 0 | 0 | 0 | 0 | 0 | 0 | 9675842.932 | 0 | 0 | 0 | 0 | 245556.2427 | 0 | 213.2993 | 0 | 0 | 0 | 0 | 0 | 0 | 0 | 0 | 22097.017 | 0 | 0
2016-05-22 20:00 | 0 | 0 | 0 | 0 | 0 | 702215.559 | 434349 | 0 | 0 | 0 | 1803388.5914 | 0 | 3412.7887 | 0 | 0 | 0 | 0 | 0 | 0 | 0 | 9693481.8423 | 0 | 0 | 0 | 0 | 245556.2427 | 0 | 213.2993 | 0 | 0 | 0 | 0 | 0 | 0 | 0 | 0 | 22097.017 | 0 | 0
2016-05-22 21:00 | 0 | 0 | 0 | 0 | 0 | 708825.559 | 440959 | 0 | 0 | 0 | 2048944.8341 | 0 | 3626.088 | 0 | 0 | 0 | 0 | 0 | 0 | 0 | 9711120.682 | 0 | 0 | 0 | 0 | 245556.2427 | 0 | 213.2993 | 0 | 0 | 0 | 0 | 0 | 0 | 0 | 0 | 22097.017 | 0 | 0
2016-05-22 22:00 | 0 | 0 | 0 | 0 | 0 | 719387.1168 | 443899 | 0 | 0 | 0 | 2294501.0768 | 0 | 3839.3873 | 7621.5577 | 0 | 0 | 0 | 0 | 0 | 0 | 9728759.4511 | 0 | 0 | 0 | 0 | 245556.2427 | 0 | 213.2993 | 0 | 7621.5577 | 0 | 0 | 0 | 0 | 0 | 0 | 22097.017 | 0 | 0
2016-05-22 23:00 | 0 | 0 | 0 | 0 | 0 | 710122.559 | 442256 | 0 | 0 | 0 | 2540057.3195 | 0 | 4052.6866 | 7621.5577 | 0 | 0 | 0 | 0 | 0 | 0 | 9746398.1497 | 0 | 0 | 0 | 0 | 245556.2427 | 0 | 213.2993 | 0 | 0 | 0 | 0 | 0 | 0 | 0 | 0 | 22097.017 | 0 | 0
2016-05-23 | 0 | 0 | 0 | 0 | 0 | 563273.0885 | 440455 | 0 | 0 | 0 | 2670496.9657 | 0 | 4052.6866 | 0 | 0 | 0 | 0 | 0 | 0 | 0 | 9746359.1641 | 0 | 0 | 0 | 0 | 130439.6462 | 0 | 0 | 0 | -7621.5577 | 0 | 0 | 0 | 0 | 0 | 0 | 0 | 0 | 0
2016-05-23 01:00 | 0 | 0 | 0 | 0 | 0 | 272091.4511 | 437320 | 0 | 0 | 0 | 2505268.4168 | 0 | 4052.6866 | 0 | 0 | 0 | 0 | 0 | 0 | 0 | 9746320.1787 | 0 | 0 | 0 | 0 | -165228.5489 | 0 | 0 | 0 | 0 | 0 | 0 | 0 | 0 | 0 | 0 | 0 | 0 | 0
2016-05-23 02:00 | 0 | 0 | 0 | 0 | 150138.4517 | 25913.3056 | 421608 | 0 | 0 | 0 | 2259712.1741 | 0 | 4052.6866 | 0 | 0 | 0 | 0 | 0 | 0 | 0 | 9746281.1934 | 0 | 0 | 0 | 0 | -245556.2427 | 0 | 0 | 0 | 0 | 0 | 0 | 0 | 0 | 0 | 0 | 0 | 0 | 0
2016-05-23 03:00 | 0 | 0 | 0 | 0 | 151642.7573 | 0 | 397199 | 0 | 0 | 0 | 2014155.9314 | 0 | 4052.6866 | 0 | 0 | 0 | 0 | 0 | 0 | 0 | 9746242.2083 | 0 | 0 | 0 | 0 | -245556.2427 | 0 | 0 | 0 | 0 | 0 | 0 | 0 | 0 | 0 | 0 | 0 | 0 | 0
2016-05-23 04:00 | 0 | 0 | 0 | 0 | 127281.7573 | 0 | 372838 | 0 | 0 | 0 | 1768599.6887 | 0 | 4052.6866 | 0 | 0 | 0 | 0 | 0 | 0 | 0 | 9746203.2233 | 0 | 0 | 0 | 0 | -245556.2427 | 0 | 0 | 0 | 0 | 0 | 0 | 0 | 0 | 0 | 0 | 0 | 0 | 0
2016-05-23 05:00 | 0 | 0 | 0 | 0 | 107025.7573 | 0 | 352582 | 0 | 0 | 0 | 1523043.446 | 0 | 4052.6866 | 0 | 0 | 0 | 0 | 0 | 0 | 0 | 9746164.2385 | 0 | 0 | 0 | 0 | -245556.2427 | 0 | 0 | 0 | 0 | 0 | 0 | 0 | 0 | 0 | 0 | 0 | 0 | 0
2016-05-23 06:00 | 0 | 0 | 0 | 0 | 92222.7573 | 0 | 337779 | 0 | 0 | 0 | 1277487.2034 | 0 | 4052.6866 | 0 | 0 | 0 | 0 | 0 | 0 | 0 | 9746125.2538 | 0 | 0 | 0 | 0 | -245556.2427 | 0 | 0 | 0 | 0 | 0 | 0 | 0 | 0 | 0 | 0 | 0 | 0 | 0
2016-05-23 07:00 | 0 | 0 | 0 | 0 | 83509.7573 | 0 | 329066 | 0 | 0 | 0 | 1031930.9607 | 0 | 4052.6866 | 0 | 0 | 0 | 0 | 0 | 0 | 0 | 9746086.2693 | 0 | 0 | 0 | 0 | -245556.2427 | 0 | 0 | 0 | 0 | 0 | 0 | 0 | 0 | 0 | 0 | 0 | 0 | 0
2016-05-23 08:00 | 0 | 0 | 0 | 0 | 81128.7573 | 0 | 326685 | 0 | 0 | 0 | 786374.718 | 0 | 4052.6866 | 0 | 0 | 0 | 0 | 0 | 0 | 0 | 9746047.285 | 0 | 0 | 0 | 0 | -245556.2427 | 0 | 0 | 0 | 0 | 0 | 0 | 0 | 0 | 0 | 0 | 0 | 0 | 0
2016-05-23 09:00 | 0 | 0 | 0 | 0 | 90836.7573 | 0 | 336393 | 0 | 0 | 0 | 540818.4753 | 0 | 4052.6866 | 0 | 0 | 0 | 0 | 0 | 0 | 0 | 9746008.3008 | 0 | 0 | 0 | 0 | -245556.2427 | 0 | 0 | 0 | 0 | 0 | 0 | 0 | 0 | 0 | 0 | 0 | 0 | 0
2016-05-23 10:00 | 0 | 0 | 0 | 0 | 112577.7573 | 0 | 358134 | 0 | 0 | 0 | 295262.2326 | 0 | 4052.6866 | 0 | 0 | 0 | 0 | 0 | 0 | 0 | 9745969.3168 | 0 | 0 | 0 | 0 | -245556.2427 | 0 | 0 | 0 | 0 | 0 | 0 | 0 | 0 | 0 | 0 | 0 | 0 | 0
2016-05-23 11:00 | 0 | 0 | 0 | 0 | 135903.7573 | 0 | 381460 | 0 | 0 | 0 | 49705.9899 | 0 | 4052.6866 | 0 | 0 | 0 | 0 | 0 | 0 | 0 | 9745930.3329 | 0 | 0 | 0 | 0 | -245556.2427 | 0 | 0 | 0 | 0 | 0 | 0 | 0 | 0 | 0 | 0 | 0 | 0 | 0
2016-05-23 12:00 | 0 | 0 | 0 | 0 | 258164.2105 | 91888.7996 | 399759 | 0 | 0 | 0 | 0 | 0 | 4052.6866 | 0 | 0 | 0 | 0 | 0 | 0 | 0 | 9745891.3492 | 0 | 0 | 0 | 0 | -49705.9899 | 0 | 0 | 0 | 0 | 0 | 0 | 0 | 0 | 0 | 0 | 0 | 0 | 0
2016-05-23 13:00 | 0 | 0 | 0 | 0 | 0 | 457064.3131 | 416209 | 0 | 0 | 0 | 40855.3131 | 0 | 4052.6866 | 0 | 0 | 0 | 0 | 0 | 0 | 0 | 9745852.3656 | 0 | 0 | 0 | 0 | 40855.3131 | 0 | 0 | 0 | 0 | 0 | 0 | 0 | 0 | 0 | 0 | 0 | 0 | 0
2016-05-23 14:00 | 0 | 0 | 0 | 0 | 0 | 674681.6736 | 432114 | 0 | 0 | 0 | 283422.9867 | 0 | 4052.6866 | 0 | 0 | 0 | 0 | 0 | 0 | 0 | 9745813.3822 | 0 | 0 | 0 | 0 | 242567.6736 | 0 | 0 | 0 | 0 | 0 | 0 | 0 | 0 | 0 | 0 | 0 | 0 | 0
2016-05-23 15:00 | 0 | 0 | 0 | 0 | 0 | 713872.559 | 446006 | 0 | 0 | 0 | 528979.2294 | 0 | 4265.9859 | 0 | 0 | 0 | 0 | 0 | 0 | 0 | 9763452.0126 | 0 | 0 | 0 | 0 | 245556.2427 | 0 | 213.2993 | 0 | 0 | 0 | 0 | 0 | 0 | 0 | 0 | 22097.017 | 0 | 0
2016-05-23 16:00 | 0 | 0 | 0 | 0 | 0 | 725544.559 | 457678 | 0 | 0 | 0 | 774535.472 | 0 | 4479.2852 | 0 | 0 | 0 | 0 | 0 | 0 | 0 | 9781090.5724 | 0 | 0 | 0 | 0 | 245556.2427 | 0 | 213.2993 | 0 | 0 | 0 | 0 | 0 | 0 | 0 | 0 | 22097.017 | 0 | 0
2016-05-23 17:00 | 0 | 0 | 0 | 0 | 0 | 736872.559 | 469006 | 0 | 0 | 0 | 1020091.7147 | 0 | 4692.5845 | 0 | 0 | 0 | 0 | 0 | 0 | 0 | 9798729.0617 | 0 | 0 | 0 | 0 | 245556.2427 | 0 | 213.2993 | 0 | 0 | 0 | 0 | 0 | 0 | 0 | 0 | 22097.017 | 0 | 0
2016-05-23 18:00 | 0 | 0 | 0 | 0 | 0 | 746214.559 | 478348 | 0 | 0 | 0 | 1265647.9574 | 0 | 4905.8838 | 0 | 0 | 0 | 0 | 0 | 0 | 0 | 9816367.4804 | 0 | 0 | 0 | 0 | 245556.2427 | 0 | 213.2993 | 0 | 0 | 0 | 0 | 0 | 0 | 0 | 0 | 22097.017 | 0 | 0
2016-05-23 19:00 | 0 | 0 | 0 | 0 | 0 | 753955.559 | 486089 | 0 | 0 | 0 | 1511204.2001 | 0 | 5119.1831 | 0 | 0 | 0 | 0 | 0 | 0 | 0 | 9834005.8286 | 0 | 0 | 0 | 0 | 245556.2427 | 0 | 213.2993 | 0 | 0 | 0 | 0 | 0 | 0 | 0 | 0 | 22097.017 | 0 | 0
2016-05-23 20:00 | 0 | 0 | 0 | 0 | 0 | 758738.559 | 490872 | 0 | 0 | 0 | 1756760.4428 | 0 | 5332.4824 | 0 | 0 | 0 | 0 | 0 | 0 | 0 | 9851644.1062 | 0 | 0 | 0 | 0 | 245556.2427 | 0 | 213.2993 | 0 | 0 | 0 | 0 | 0 | 0 | 0 | 0 | 22097.017 | 0 | 0
2016-05-23 21:00 | 0 | 0 | 0 | 0 | 0 | 760976.559 | 493110 | 0 | 0 | 0 | 2002316.6855 | 0 | 5545.7817 | 0 | 0 | 0 | 0 | 0 | 0 | 0 | 9869282.3132 | 0 | 0 | 0 | 0 | 245556.2427 | 0 | 213.2993 | 0 | 0 | 0 | 0 | 0 | 0 | 0 | 0 | 22097.017 | 0 | 0
2016-05-23 22:00 | 0 | 0 | 0 | 0 | 0 | 766229.1168 | 490741 | 0 | 0 | 0 | 2247872.9282 | 0 | 5759.081 | 7621.5577 | 0 | 0 | 0 | 0 | 0 | 0 | 9886920.4498 | 0 | 0 | 0 | 0 | 245556.2427 | 0 | 213.2993 | 0 | 7621.5577 | 0 | 0 | 0 | 0 | 0 | 0 | 22097.017 | 0 | 0
2016-05-23 23:00 | 0 | 0 | 0 | 0 | 0 | 700524.3862 | 484074 | 0 | 0 | 0 | 2471944.872 | 0 | 5759.081 | 0 | 0 | 0 | 0 | 0 | 0 | 0 | 9886880.9021 | 0 | 0 | 0 | 0 | 224071.9439 | 0 | 0 | 0 | -7621.5577 | 0 | 0 | 0 | 0 | 0 | 0 | 0 | 0 | 0
2016-05-24 | 0 | 0 | 0 | 0 | 184360.9218 | 539002.3208 | 477807 | 0 | 0 | 0 | 2717501.1147 | 0 | 5759.081 | 0 | 0 | 0 | 0 | 0 | 0 | 0 | 9886841.3546 | 0 | 0 | 0 | 0 | 245556.2427 | 0 | 0 | 0 | 0 | 0 | 0 | 0 | 0 | 0 | 0 | 0 | 0 | 0
2016-05-24 01:00 | 0 | 0 | 0 | 0 | 0 | 236596.6184 | 471053 | 0 | 0 | 0 | 2483044.7331 | 0 | 5759.081 | 0 | 0 | 0 | 0 | 0 | 0 | 0 | 9886801.8072 | 0 | 0 | 0 | 0 | -234456.3816 | 0 | 0 | 0 | 0 | 0 | 0 | 0 | 0 | 0 | 0 | 0 | 0 | 0
2016-05-24 02:00 | 0 | 0 | 0 | 0 | 186869.3168 | 16482.4405 | 448908 | 0 | 0 | 0 | 2237488.4904 | 0 | 5759.081 | 0 | 0 | 0 | 0 | 0 | 0 | 0 | 9886762.26 | 0 | 0 | 0 | 0 | -245556.2427 | 0 | 0 | 0 | 0 | 0 | 0 | 0 | 0 | 0 | 0 | 0 | 0 | 0
2016-05-24 03:00 | 0 | 0 | 0 | 0 | 174554.7573 | 0 | 420111 | 0 | 0 | 0 | 1991932.2478 | 0 | 5759.081 | 0 | 0 | 0 | 0 | 0 | 0 | 0 | 9886722.7129 | 0 | 0 | 0 | 0 | -245556.2427 | 0 | 0 | 0 | 0 | 0 | 0 | 0 | 0 | 0 | 0 | 0 | 0 | 0
2016-05-24 04:00 | 0 | 0 | 0 | 0 | 146677.7573 | 0 | 392234 | 0 | 0 | 0 | 1746376.0051 | 0 | 5759.081 | 0 | 0 | 0 | 0 | 0 | 0 | 0 | 9886683.166 | 0 | 0 | 0 | 0 | -245556.2427 | 0 | 0 | 0 | 0 | 0 | 0 | 0 | 0 | 0 | 0 | 0 | 0 | 0
2016-05-24 05:00 | 0 | 0 | 0 | 0 | 124785.7573 | 0 | 370342 | 0 | 0 | 0 | 1500819.7624 | 0 | 5759.081 | 0 | 0 | 0 | 0 | 0 | 0 | 0 | 9886643.6193 | 0 | 0 | 0 | 0 | -245556.2427 | 0 | 0 | 0 | 0 | 0 | 0 | 0 | 0 | 0 | 0 | 0 | 0 | 0
2016-05-24 06:00 | 0 | 0 | 0 | 0 | 108540.7573 | 0 | 354097 | 0 | 0 | 0 | 1255263.5197 | 0 | 5759.081 | 0 | 0 | 0 | 0 | 0 | 0 | 0 | 9886604.0727 | 0 | 0 | 0 | 0 | -245556.2427 | 0 | 0 | 0 | 0 | 0 | 0 | 0 | 0 | 0 | 0 | 0 | 0 | 0
2016-05-24 07:00 | 0 | 0 | 0 | 0 | 98454.7573 | 0 | 344011 | 0 | 0 | 0 | 1009707.277 | 0 | 5759.081 | 0 | 0 | 0 | 0 | 0 | 0 | 0 | 9886564.5263 | 0 | 0 | 0 | 0 | -245556.2427 | 0 | 0 | 0 | 0 | 0 | 0 | 0 | 0 | 0 | 0 | 0 | 0 | 0
2016-05-24 08:00 | 0 | 0 | 0 | 0 | 95750.7573 | 0 | 341307 | 0 | 0 | 0 | 764151.0343 | 0 | 5759.081 | 0 | 0 | 0 | 0 | 0 | 0 | 0 | 9886524.9801 | 0 | 0 | 0 | 0 | -245556.2427 | 0 | 0 | 0 | 0 | 0 | 0 | 0 | 0 | 0 | 0 | 0 | 0 | 0
2016-05-24 09:00 | 0 | 0 | 0 | 0 | 320855.6937 | 0 | 348338 | 0 | 0 | 0 | 736668.7281 | 0 | 5759.081 | 0 | 0 | 0 | 0 | 0 | 0 | 0 | 9886485.434 | 0 | 0 | 0 | 0 | -27482.3063 | 0 | 0 | 0 | 0 | 0 | 0 | 0 | 0 | 0 | 0 | 0 | 0 | 0
2016-05-24 10:00 | 0 | 0 | 0 | 0 | 121115.7573 | 0 | 366672 | 0 | 0 | 0 | 491112.4854 | 0 | 5759.081 | 0 | 0 | 0 | 0 | 0 | 0 | 0 | 9886445.888 | 0 | 0 | 0 | 0 | -245556.2427 | 0 | 0 | 0 | 0 | 0 | 0 | 0 | 0 | 0 | 0 | 0 | 0 | 0
2016-05-24 11:00 | 0 | 0 | 0 | 0 | 144269.7573 | 0 | 389826 | 0 | 0 | 0 | 245556.2427 | 0 | 5759.081 | 0 | 0 | 0 | 0 | 0 | 0 | 0 | 9886406.3422 | 0 | 0 | 0 | 0 | -245556.2427 | 0 | 0 | 0 | 0 | 0 | 0 | 0 | 0 | 0 | 0 | 0 | 0 | 0
2016-05-24 12:00 | 0 | 0 | 0 | 0 | 69573.329 | 101154.9861 | 408663 | 0 | 0 | 0 | 0 | 0 | 5759.081 | 7621.5577 | 0 | 0 | 0 | 0 | 0 | 0 | 9886366.7966 | 0 | 0 | 0 | 0 | -245556.2427 | 0 | 0 | 0 | 7621.5577 | 0 | 0 | 0 | 0 | 0 | 0 | 0 | 0 | 0
2016-05-24 13:00 | 0 | 0 | 0 | 0 | 134091.4922 | 435715.1712 | 426934 | 0 | 0 | 0 | 150494.2212 | 0 | 5759.081 | 0 | 0 | 0 | 0 | 0 | 0 | 0 | 9886327.2511 | 0 | 0 | 0 | 0 | 150494.2212 | 0 | 0 | 0 | -7621.5577 | 0 | 0 | 0 | 0 | 0 | 0 | 0 | 0 | 0
2016-05-24 14:00 | 0 | 0 | 0 | 0 | 0 | 629953.8777 | 445433 | 0 | 0 | 0 | 335015.0989 | 0 | 5759.081 | 0 | 0 | 0 | 0 | 0 | 0 | 0 | 9886287.7058 | 0 | 0 | 0 | 0 | 184520.8777 | 0 | 0 | 0 | 0 | 0 | 0 | 0 | 0 | 0 | 0 | 0 | 0 | 0
2016-05-24 15:00 | 0 | 0 | 0 | 0 | 0 | 730247.559 | 462381 | 0 | 0 | 0 | 580571.3416 | 0 | 5972.3803 | 0 | 0 | 0 | 0 | 0 | 0 | 0 | 9903925.7743 | 0 | 0 | 0 | 0 | 245556.2427 | 0 | 213.2993 | 0 | 0 | 0 | 0 | 0 | 0 | 0 | 0 | 22097.017 | 0 | 0
2016-05-24 16:00 | 0 | 0 | 0 | 0 | 0 | 744266.559 | 476400 | 0 | 0 | 0 | 826127.5843 | 0 | 6185.6796 | 0 | 0 | 0 | 0 | 0 | 0 | 0 | 9921563.7723 | 0 | 0 | 0 | 0 | 245556.2427 | 0 | 213.2993 | 0 | 0 | 0 | 0 | 0 | 0 | 0 | 0 | 22097.017 | 0 | 0
2016-05-24 17:00 | 0 | 0 | 0 | 0 | 0 | 757136.559 | 489270 | 0 | 0 | 0 | 1071683.827 | 0 | 6398.9789 | 0 | 0 | 0 | 0 | 0 | 0 | 0 | 9939201.6996 | 0 | 0 | 0 | 0 | 245556.2427 | 0 | 213.2993 | 0 | 0 | 0 | 0 | 0 | 0 | 0 | 0 | 22097.017 | 0 | 0
2016-05-24 18:00 | 0 | 0 | 0 | 0 | 0 | 768773.559 | 500907 | 0 | 0 | 0 | 1317240.0697 | 0 | 6612.2782 | 0 | 0 | 0 | 0 | 0 | 0 | 0 | 9956839.5565 | 0 | 0 | 0 | 0 | 245556.2427 | 0 | 213.2993 | 0 | 0 | 0 | 0 | 0 | 0 | 0 | 0 | 22097.017 | 0 | 0
2016-05-24 19:00 | 0 | 0 | 0 | 0 | 0 | 783581.6016 | 509782 | 0 | 0 | 0 | 1562796.3124 | 0 | 6825.5775 | 5933.0426 | 0 | 0 | 0 | 0 | 0 | 0 | 9974477.3427 | 0 | 0 | 0 | 0 | 245556.2427 | 0 | 213.2993 | 0 | 5933.0426 | 0 | 0 | 0 | 0 | 0 | 0 | 22097.017 | 0 | 0
2016-05-24 20:00 | 0 | 0 | 0 | 0 | 0 | 786262.0742 | 516707 | 0 | 0 | 0 | 1808352.555 | 0 | 7038.8768 | 7621.5577 | 0 | 0 | 0 | 0 | 0 | 0 | 9992115.0585 | 0 | 0 | 0 | 0 | 245556.2427 | 0 | 213.2993 | 0 | 1688.5152 | 0 | 0 | 0 | 0 | 0 | 0 | 22097.017 | 0 | 0
2016-05-24 21:00 | 0 | 0 | 0 | 0 | 0 | 767053.5262 | 520133 | 0 | 0 | 0 | 2053908.7977 | 0 | 7252.1761 | 7621.5577 | 0 | 0 | 0 | 0 | 0 | 0 | 9992995.8774 | 0 | 0 | 0 | 0 | 245556.2427 | 0 | 213.2993 | 0 | 0 | 0 | 0 | 0 | 0 | 0 | 0 | 1150.9843 | 0 | 0
2016-05-24 22:00 | 0 | 0 | 0 | 0 | 0 | 722728.0128 | 518155 | 0 | 0 | 0 | 2266103.3683 | 0 | 7252.1761 | 0 | 0 | 0 | 0 | 0 | 0 | 0 | 9992955.9054 | 0 | 0 | 0 | 0 | 212194.5706 | 0 | 0 | 0 | -7621.5577 | 0 | 0 | 0 | 0 | 0 | 0 | 0 | 0 | 0
2016-05-24 23:00 | 0 | 0 | 0 | 0 | 129774.555 | 625699.6877 | 509918 | 0 | 0 | 0 | 2511659.611 | 0 | 7252.1761 | 0 | 0 | 0 | 0 | 0 | 0 | 0 | 9992915.9336 | 0 | 0 | 0 | 0 | 245556.2427 | 0 | 0 | 0 | 0 | 0 | 0 | 0 | 0 | 0 | 0 | 0 | 0 | 0
2016-05-25 | 0 | 0 | 0 | 0 | 0 | 483843.0795 | 501806 | 0 | 0 | 0 | 2493696.6905 | 0 | 7252.1761 | 0 | 0 | 0 | 0 | 0 | 0 | 0 | 9992875.962 | 0 | 0 | 0 | 0 | -17962.9205 | 0 | 0 | 0 | 0 | 0 | 0 | 0 | 0 | 0 | 0 | 0 | 0 | 0
2016-05-25 01:00 | 0 | 0 | 0 | 0 | 25060.3431 | 223049.4142 | 493666 | 0 | 0 | 0 | 2248140.4478 | 0 | 7252.1761 | 0 | 0 | 0 | 0 | 0 | 0 | 0 | 9992835.9904 | 0 | 0 | 0 | 0 | -245556.2427 | 0 | 0 | 0 | 0 | 0 | 0 | 0 | 0 | 0 | 0 | 0 | 0 | 0
2016-05-25 02:00 | 0 | 0 | 0 | 0 | 209004.2831 | 15321.4742 | 469882 | 0 | 0 | 0 | 2002584.2051 | 0 | 7252.1761 | 0 | 0 | 0 | 0 | 0 | 0 | 0 | 9992796.0191 | 0 | 0 | 0 | 0 | -245556.2427 | 0 | 0 | 0 | 0 | 0 | 0 | 0 | 0 | 0 | 0 | 0 | 0 | 0
2016-05-25 03:00 | 0 | 0 | 0 | 0 | 194273.7573 | 0 | 439830 | 0 | 0 | 0 | 1757027.9624 | 0 | 7252.1761 | 0 | 0 | 0 | 0 | 0 | 0 | 0 | 9992756.0479 | 0 | 0 | 0 | 0 | -245556.2427 | 0 | 0 | 0 | 0 | 0 | 0 | 0 | 0 | 0 | 0 | 0 | 0 | 0
2016-05-25 04:00 | 0 | 0 | 0 | 0 | 166547.7573 | 0 | 412104 | 0 | 0 | 0 | 1511471.7197 | 0 | 7252.1761 | 0 | 0 | 0 | 0 | 0 | 0 | 0 | 9992716.0769 | 0 | 0 | 0 | 0 | -245556.2427 | 0 | 0 | 0 | 0 | 0 | 0 | 0 | 0 | 0 | 0 | 0 | 0 | 0
2016-05-25 05:00 | 0 | 0 | 0 | 0 | 142553.7573 | 0 | 388110 | 0 | 0 | 0 | 1265915.477 | 0 | 7252.1761 | 0 | 0 | 0 | 0 | 0 | 0 | 0 | 9992676.106 | 0 | 0 | 0 | 0 | -245556.2427 | 0 | 0 | 0 | 0 | 0 | 0 | 0 | 0 | 0 | 0 | 0 | 0 | 0
2016-05-25 06:00 | 0 | 0 | 0 | 0 | 123792.7573 | 0 | 369349 | 0 | 0 | 0 | 1020359.2344 | 0 | 7252.1761 | 0 | 0 | 0 | 0 | 0 | 0 | 0 | 9992636.1353 | 0 | 0 | 0 | 0 | -245556.2427 | 0 | 0 | 0 | 0 | 0 | 0 | 0 | 0 | 0 | 0 | 0 | 0 | 0
2016-05-25 07:00 | 0 | 0 | 0 | 0 | 111773.7573 | 0 | 357330 | 0 | 0 | 0 | 774802.9917 | 0 | 7252.1761 | 0 | 0 | 0 | 0 | 0 | 0 | 0 | 9992596.1648 | 0 | 0 | 0 | 0 | -245556.2427 | 0 | 0 | 0 | 0 | 0 | 0 | 0 | 0 | 0 | 0 | 0 | 0 | 0
2016-05-25 08:00 | 0 | 0 | 0 | 0 | 315061.7364 | 0 | 353196 | 0 | 0 | 0 | 736668.7281 | 0 | 7252.1761 | 0 | 0 | 0 | 0 | 0 | 0 | 0 | 9992556.1944 | 0 | 0 | 0 | 0 | -38134.2636 | 0 | 0 | 0 | 0 | 0 | 0 | 0 | 0 | 0 | 0 | 0 | 0 | 0
2016-05-25 09:00 | 0 | 0 | 0 | 0 | 114881.7573 | 0 | 360438 | 0 | 0 | 0 | 491112.4854 | 0 | 7252.1761 | 0 | 0 | 0 | 0 | 0 | 0 | 0 | 9992516.2242 | 0 | 0 | 0 | 0 | -245556.2427 | 0 | 0 | 0 | 0 | 0 | 0 | 0 | 0 | 0 | 0 | 0 | 0 | 0
2016-05-25 10:00 | 0 | 0 | 0 | 0 | 132324.7573 | 0 | 377881 | 0 | 0 | 0 | 245556.2427 | 0 | 7252.1761 | 0 | 0 | 0 | 0 | 0 | 0 | 0 | 9992476.2541 | 0 | 0 | 0 | 0 | -245556.2427 | 0 | 0 | 0 | 0 | 0 | 0 | 0 | 0 | 0 | 0 | 0 | 0 | 0
2016-05-25 11:00 | 0 | 0 | 0 | 0 | 154549.029 | 0.7283 | 400106 | 0 | 0 | 0 | 0 | 0 | 7252.1761 | 0 | 0 | 0 | 0 | 0 | 0 | 0 | 9992436.2842 | 0 | 0 | 0 | 0 | -245556.2427 | 0 | 0 | 0 | 0 | 0 | 0 | 0 | 0 | 0 | 0 | 0 | 0 | 0
2016-05-25 12:00 | 0 | 0 | 0 | 0 | 342455.9312 | 107333.6655 | 420344 | 0 | 0 | 0 | 29445.5966 | 0 | 7252.1761 | 0 | 0 | 0 | 0 | 0 | 0 | 0 | 9992396.3145 | 0 | 0 | 0 | 0 | 29445.5966 | 0 | 0 | 0 | 0 | 0 | 0 | 0 | 0 | 0 | 0 | 0 | 0 | 0
2016-05-25 13:00 | 0 | 0 | 0 | 0 | 0 | 448989.0403 | 440803 | 0 | 0 | 0 | 37631.6369 | 0 | 7252.1761 | 0 | 0 | 0 | 0 | 0 | 0 | 0 | 9992356.3449 | 0 | 0 | 0 | 0 | 8186.0403 | 0 | 0 | 0 | 0 | 0 | 0 | 0 | 0 | 0 | 0 | 0 | 0 | 0
2016-05-25 14:00 | 0 | 0 | 0 | 0 | 67523.9915 | 639965.2512 | 461933 | 0 | 0 | 0 | 283187.8796 | 0 | 7252.1761 | 0 | 0 | 0 | 0 | 0 | 0 | 0 | 9992316.3754 | 0 | 0 | 0 | 0 | 245556.2427 | 0 | 0 | 0 | 0 | 0 | 0 | 0 | 0 | 0 | 0 | 0 | 0 | 0
2016-05-25 15:00 | 0 | 0 | 0 | 0 | 0 | 749280.559 | 481414 | 0 | 0 | 0 | 528744.1223 | 0 | 7465.4754 | 0 | 0 | 0 | 0 | 0 | 0 | 0 | 10009954.0198 | 0 | 0 | 0 | 0 | 245556.2427 | 0 | 213.2993 | 0 | 0 | 0 | 0 | 0 | 0 | 0 | 0 | 22097.017 | 0 | 0
2016-05-25 16:00 | 0 | 0 | 0 | 0 | 0 | 765571.559 | 497705 | 0 | 0 | 0 | 774300.365 | 0 | 7678.7747 | 0 | 0 | 0 | 0 | 0 | 0 | 0 | 10027591.5936 | 0 | 0 | 0 | 0 | 245556.2427 | 0 | 213.2993 | 0 | 0 | 0 | 0 | 0 | 0 | 0 | 0 | 22097.017 | 0 | 0
2016-05-25 17:00 | 0 | 0 | 0 | 0 | 0 | 781093.559 | 513227 | 0 | 0 | 0 | 1019856.6076 | 0 | 7892.074 | 0 | 0 | 0 | 0 | 0 | 0 | 0 | 10045229.0969 | 0 | 0 | 0 | 0 | 245556.2427 | 0 | 213.2993 | 0 | 0 | 0 | 0 | 0 | 0 | 0 | 0 | 22097.017 | 0 | 0
2016-05-25 18:00 | 0 | 0 | 0 | 0 | 0 | 802249.1168 | 526761 | 0 | 0 | 0 | 1265412.8503 | 0 | 8105.3733 | 7621.5577 | 0 | 0 | 0 | 0 | 0 | 0 | 10062866.5296 | 0 | 0 | 0 | 0 | 245556.2427 | 0 | 213.2993 | 0 | 7621.5577 | 0 | 0 | 0 | 0 | 0 | 0 | 22097.017 | 0 | 0
2016-05-25 19:00 | 0 | 0 | 0 | 0 | 0 | 796851.9746 | 537291 | 0 | 0 | 0 | 1510969.093 | 0 | 8318.6726 | 7621.5577 | 0 | 0 | 0 | 0 | 0 | 0 | 10073859.4243 | 0 | 0 | 0 | 0 | 245556.2427 | 0 | 213.2993 | 0 | 0 | 0 | 0 | 0 | 0 | 0 | 0 | 13791.4326 | 0 | 0
2016-05-25 20:00 | 0 | 0 | 0 | 0 | 0 | 788386.1592 | 544450 | 0 | 0 | 0 | 1756525.3357 | 0 | 8318.6726 | 6001.4742 | 0 | 0 | 0 | 0 | 0 | 0 | 10073819.1288 | 0 | 0 | 0 | 0 | 245556.2427 | 0 | 0 | 0 | -1620.0835 | 0 | 0 | 0 | 0 | 0 | 0 | 0 | 0 | 0
2016-05-25 21:00 | 0 | 0 | 0 | 0 | 14255.0053 | 772730.7632 | 547431 | 0 | 0 | 0 | 2002081.5784 | 0 | 8318.6726 | 0 | 0 | 0 | 0 | 0 | 0 | 0 | 10073778.8336 | 0 | 0 | 0 | 0 | 245556.2427 | 0 | 0 | 0 | -6001.4742 | 0 | 0 | 0 | 0 | 0 | 0 | 0 | 0 | 0
2016-05-25 22:00 | 0 | 0 | 0 | 0 | 0 | 730526.0787 | 542287 | 0 | 0 | 0 | 2190320.657 | 0 | 8318.6726 | 0 | 0 | 0 | 0 | 0 | 0 | 0 | 10073738.5384 | 0 | 0 | 0 | 0 | 188239.0787 | 0 | 0 | 0 | 0 | 0 | 0 | 0 | 0 | 0 | 0 | 0 | 0 | 0
2016-05-25 23:00 | 0 | 0 | 0 | 0 | 135704.4459 | 641232.7968 | 531381 | 0 | 0 | 0 | 2435876.8997 | 0 | 8318.6726 | 0 | 0 | 0 | 0 | 0 | 0 | 0 | 10073698.2435 | 0 | 0 | 0 | 0 | 245556.2427 | 0 | 0 | 0 | 0 | 0 | 0 | 0 | 0 | 0 | 0 | 0 | 0 | 0
2016-05-26 | 0 | 0 | 0 | 0 | 0 | 503861.4091 | 521817 | 0 | 0 | 0 | 2417921.3088 | 0 | 8318.6726 | 0 | 0 | 0 | 0 | 0 | 0 | 0 | 10073657.9487 | 0 | 0 | 0 | 0 | -17955.5909 | 0 | 0 | 0 | 0 | 0 | 0 | 0 | 0 | 0 | 0 | 0 | 0 | 0
2016-05-26 01:00 | 0 | 0 | 0 | 0 | 65375.1313 | 233744.9384 | 512256 | 0 | 0 | 0 | 2204785.3785 | 0 | 8318.6726 | 0 | 0 | 0 | 0 | 0 | 0 | 0 | 10073617.6541 | 0 | 0 | 0 | 0 | -213135.9304 | 0 | 0 | 0 | 0 | 0 | 0 | 0 | 0 | 0 | 0 | 0 | 0 | 0
2016-05-26 02:00 | 0 | 0 | 0 | 0 | 223226.8201 | 19628.9372 | 488412 | 0 | 0 | 0 | 1959229.1358 | 0 | 8318.6726 | 0 | 0 | 0 | 0 | 0 | 0 | 0 | 10073577.3596 | 0 | 0 | 0 | 0 | -245556.2427 | 0 | 0 | 0 | 0 | 0 | 0 | 0 | 0 | 0 | 0 | 0 | 0 | 0
2016-05-26 03:00 | 0 | 0 | 0 | 0 | 210387.7573 | 0 | 455944 | 0 | 0 | 0 | 1713672.8931 | 0 | 8318.6726 | 0 | 0 | 0 | 0 | 0 | 0 | 0 | 10073537.0653 | 0 | 0 | 0 | 0 | -245556.2427 | 0 | 0 | 0 | 0 | 0 | 0 | 0 | 0 | 0 | 0 | 0 | 0 | 0
2016-05-26 04:00 | 0 | 0 | 0 | 0 | 180078.7573 | 0 | 425635 | 0 | 0 | 0 | 1468116.6504 | 0 | 8318.6726 | 0 | 0 | 0 | 0 | 0 | 0 | 0 | 10073496.7711 | 0 | 0 | 0 | 0 | -245556.2427 | 0 | 0 | 0 | 0 | 0 | 0 | 0 | 0 | 0 | 0 | 0 | 0 | 0
2016-05-26 05:00 | 0 | 0 | 0 | 0 | 155000.7573 | 0 | 400557 | 0 | 0 | 0 | 1222560.4077 | 0 | 8318.6726 | 0 | 0 | 0 | 0 | 0 | 0 | 0 | 10073456.4772 | 0 | 0 | 0 | 0 | -245556.2427 | 0 | 0 | 0 | 0 | 0 | 0 | 0 | 0 | 0 | 0 | 0 | 0 | 0
2016-05-26 06:00 | 0 | 0 | 0 | 0 | 135410.7573 | 0 | 380967 | 0 | 0 | 0 | 977004.165 | 0 | 8318.6726 | 0 | 0 | 0 | 0 | 0 | 0 | 0 | 10073416.1833 | 0 | 0 | 0 | 0 | -245556.2427 | 0 | 0 | 0 | 0 | 0 | 0 | 0 | 0 | 0 | 0 | 0 | 0 | 0
2016-05-26 07:00 | 0 | 0 | 0 | 0 | 121592.7573 | 0 | 367149 | 0 | 0 | 0 | 731447.9224 | 0 | 8318.6726 | 0 | 0 | 0 | 0 | 0 | 0 | 0 | 10073375.8897 | 0 | 0 | 0 | 0 | -245556.2427 | 0 | 0 | 0 | 0 | 0 | 0 | 0 | 0 | 0 | 0 | 0 | 0 | 0
2016-05-26 08:00 | 0 | 0 | 0 | 0 | 116422.7573 | 0 | 361979 | 0 | 0 | 0 | 485891.6797 | 0 | 8318.6726 | 0 | 0 | 0 | 0 | 0 | 0 | 0 | 10073335.5962 | 0 | 0 | 0 | 0 | -245556.2427 | 0 | 0 | 0 | 0 | 0 | 0 | 0 | 0 | 0 | 0 | 0 | 0 | 0
2016-05-26 09:00 | 0 | 0 | 0 | 0 | 122328.7573 | 0 | 367885 | 0 | 0 | 0 | 240335.437 | 0 | 8318.6726 | 0 | 0 | 0 | 0 | 0 | 0 | 0 | 10073295.3028 | 0 | 0 | 0 | 0 | -245556.2427 | 0 | 0 | 0 | 0 | 0 | 0 | 0 | 0 | 0 | 0 | 0 | 0 | 0
2016-05-26 10:00 | 0 | 0 | 0 | 0 | 447722.8055 | 0 | 387246 | 0 | 0 | 0 | 300812.2425 | 0 | 8318.6726 | 0 | 0 | 0 | 0 | 0 | 0 | 0 | 10073255.0096 | 0 | 0 | 0 | 0 | 60476.8055 | 0 | 0 | 0 | 0 | 0 | 0 | 0 | 0 | 0 | 0 | 0 | 0 | 0
2016-05-26 11:00 | 0 | 0 | 0 | 0 | 165268.771 | 1.9863 | 410827 | 0 | 0 | 0 | 55255.9998 | 0 | 8318.6726 | 0 | 0 | 0 | 0 | 0 | 0 | 0 | 10073214.7166 | 0 | 0 | 0 | 0 | -245556.2427 | 0 | 0 | 0 | 0 | 0 | 0 | 0 | 0 | 0 | 0 | 0 | 0 | 0
2016-05-26 12:00 | 0 | 0 | 0 | 0 | 252219.7629 | 125212.2372 | 432688 | 0 | 0 | 0 | 0 | 0 | 8318.6726 | 0 | 0 | 0 | 0 | 0 | 0 | 0 | 10073174.4238 | 0 | 0 | 0 | 0 | -55255.9998 | 0 | 0 | 0 | 0 | 0 | 0 | 0 | 0 | 0 | 0 | 0 | 0 | 0
2016-05-26 13:00 | 0 | 0 | 0 | 0 | 0 | 477263.8776 | 453714 | 0 | 0 | 0 | 23549.8776 | 0 | 8318.6726 | 0 | 0 | 0 | 0 | 0 | 0 | 0 | 10073134.1311 | 0 | 0 | 0 | 0 | 23549.8776 | 0 | 0 | 0 | 0 | 0 | 0 | 0 | 0 | 0 | 0 | 0 | 0 | 0
2016-05-26 14:00 | 0 | 0 | 0 | 0 | 50375.2046 | 671459.0381 | 476278 | 0 | 0 | 0 | 269106.1203 | 0 | 8318.6726 | 0 | 0 | 0 | 0 | 0 | 0 | 0 | 10073093.8385 | 0 | 0 | 0 | 0 | 245556.2427 | 0 | 0 | 0 | 0 | 0 | 0 | 0 | 0 | 0 | 0 | 0 | 0 | 0
2016-05-26 15:00 | 0 | 0 | 0 | 0 | 0 | 764968.559 | 497102 | 0 | 0 | 0 | 514662.363 | 0 | 8531.9719 | 0 | 0 | 0 | 0 | 0 | 0 | 0 | 10090731.1598 | 0 | 0 | 0 | 0 | 245556.2427 | 0 | 213.2993 | 0 | 0 | 0 | 0 | 0 | 0 | 0 | 0 | 22097.017 | 0 | 0
2016-05-26 16:00 | 0 | 0 | 0 | 0 | 0 | 782481.559 | 514615 | 0 | 0 | 0 | 760218.6056 | 0 | 8745.2712 | 0 | 0 | 0 | 0 | 0 | 0 | 0 | 10108368.4105 | 0 | 0 | 0 | 0 | 245556.2427 | 0 | 213.2993 | 0 | 0 | 0 | 0 | 0 | 0 | 0 | 0 | 22097.017 | 0 | 0
2016-05-26 17:00 | 0 | 0 | 0 | 0 | 0 | 803693.7169 | 530002 | 0 | 0 | 0 | 1005774.8483 | 0 | 8958.5705 | 5825.1579 | 0 | 0 | 0 | 0 | 0 | 0 | 10126005.5907 | 0 | 0 | 0 | 0 | 245556.2427 | 0 | 213.2993 | 0 | 5825.1579 | 0 | 0 | 0 | 0 | 0 | 0 | 22097.017 | 0 | 0
2016-05-26 18:00 | 0 | 0 | 0 | 0 | 0 | 810422.9589 | 540760 | 0 | 0 | 0 | 1251331.091 | 0 | 9171.8697 | 7621.5577 | 0 | 0 | 0 | 0 | 0 | 0 | 10143642.7003 | 0 | 0 | 0 | 0 | 245556.2427 | 0 | 213.2993 | 0 | 1796.3999 | 0 | 0 | 0 | 0 | 0 | 0 | 22097.017 | 0 | 0
2016-05-26 19:00 | 0 | 0 | 0 | 0 | 0 | 792435.109 | 550035 | 0 | 0 | 0 | 1496887.3337 | 0 | 9171.8697 | 4465.424 | 0 | 0 | 0 | 0 | 0 | 0 | 10143602.1257 | 0 | 0 | 0 | 0 | 245556.2427 | 0 | 0 | 0 | -3156.1337 | 0 | 0 | 0 | 0 | 0 | 0 | 0 | 0 | 0
2016-05-26 20:00 | 0 | 0 | 0 | 0 | 17856.2266 | 777918.592 | 554684 | 0 | 0 | 0 | 1742443.5764 | 0 | 9171.8697 | 0 | 0 | 0 | 0 | 0 | 0 | 0 | 10143561.5513 | 0 | 0 | 0 | 0 | 245556.2427 | 0 | 0 | 0 | -4465.424 | 0 | 0 | 0 | 0 | 0 | 0 | 0 | 0 | 0
2016-05-26 21:00 | 0 | 0 | 0 | 0 | 0 | 756840.0985 | 553672 | 0 | 0 | 0 | 1945611.6749 | 0 | 9171.8697 | 0 | 0 | 0 | 0 | 0 | 0 | 0 | 10143520.977 | 0 | 0 | 0 | 0 | 203168.0985 | 0 | 0 | 0 | 0 | 0 | 0 | 0 | 0 | 0 | 0 | 0 | 0 | 0
2016-05-26 22:00 | 0 | 0 | 0 | 0 | 0 | 712939.774 | 546361 | 0 | 0 | 0 | 2112190.4489 | 0 | 9171.8697 | 0 | 0 | 0 | 0 | 0 | 0 | 0 | 10143480.403 | 0 | 0 | 0 | 0 | 166578.774 | 0 | 0 | 0 | 0 | 0 | 0 | 0 | 0 | 0 | 0 | 0 | 0 | 0
2016-05-26 23:00 | 0 | 0 | 0 | 0 | 148811.464 | 630538.7786 | 533794 | 0 | 0 | 0 | 2357746.6916 | 0 | 9171.8697 | 0 | 0 | 0 | 0 | 0 | 0 | 0 | 10143439.829 | 0 | 0 | 0 | 0 | 245556.2427 | 0 | 0 | 0 | 0 | 0 | 0 | 0 | 0 | 0 | 0 | 0 | 0 | 0
2016-05-27 | 0 | 0 | 0 | 0 | 0 | 503279.7021 | 523360 | 0 | 0 | 0 | 2337666.3936 | 0 | 9171.8697 | 0 | 0 | 0 | 0 | 0 | 0 | 0 | 10143399.2553 | 0 | 0 | 0 | 0 | -20080.2979 | 0 | 0 | 0 | 0 | 0 | 0 | 0 | 0 | 0 | 0 | 0 | 0 | 0
2016-05-27 01:00 | 0 | 0 | 0 | 0 | 8793.7118 | 260268.0456 | 514618 | 0 | 0 | 0 | 2092110.151 | 0 | 9171.8697 | 0 | 0 | 0 | 0 | 0 | 0 | 0 | 10143358.6817 | 0 | 0 | 0 | 0 | -245556.2427 | 0 | 0 | 0 | 0 | 0 | 0 | 0 | 0 | 0 | 0 | 0 | 0 | 0
2016-05-27 02:00 | 0 | 0 | 0 | 0 | 214162.9726 | 30090.7847 | 489810 | 0 | 0 | 0 | 1846553.9083 | 0 | 9171.8697 | 0 | 0 | 0 | 0 | 0 | 0 | 0 | 10143318.1083 | 0 | 0 | 0 | 0 | -245556.2427 | 0 | 0 | 0 | 0 | 0 | 0 | 0 | 0 | 0 | 0 | 0 | 0 | 0
2016-05-27 03:00 | 0 | 0 | 0 | 0 | 213920.7573 | 0 | 459477 | 0 | 0 | 0 | 1600997.6656 | 0 | 9171.8697 | 0 | 0 | 0 | 0 | 0 | 0 | 0 | 10143277.535 | 0 | 0 | 0 | 0 | -245556.2427 | 0 | 0 | 0 | 0 | 0 | 0 | 0 | 0 | 0 | 0 | 0 | 0 | 0
2016-05-27 04:00 | 0 | 0 | 0 | 0 | 311591.885 | 0 | 428775 | 0 | 0 | 0 | 1483814.5506 | 0 | 9171.8697 | 0 | 0 | 0 | 0 | 0 | 0 | 0 | 10143236.9619 | 0 | 0 | 0 | 0 | -117183.115 | 0 | 0 | 0 | 0 | 0 | 0 | 0 | 0 | 0 | 0 | 0 | 0 | 0
2016-05-27 05:00 | 0 | 0 | 0 | 0 | 156892.7573 | 0 | 402449 | 0 | 0 | 0 | 1238258.3079 | 0 | 9171.8697 | 0 | 0 | 0 | 0 | 0 | 0 | 0 | 10143196.3889 | 0 | 0 | 0 | 0 | -245556.2427 | 0 | 0 | 0 | 0 | 0 | 0 | 0 | 0 | 0 | 0 | 0 | 0 | 0
2016-05-27 06:00 | 0 | 0 | 0 | 0 | 136435.7573 | 0 | 381992 | 0 | 0 | 0 | 992702.0652 | 0 | 9171.8697 | 0 | 0 | 0 | 0 | 0 | 0 | 0 | 10143155.8161 | 0 | 0 | 0 | 0 | -245556.2427 | 0 | 0 | 0 | 0 | 0 | 0 | 0 | 0 | 0 | 0 | 0 | 0 | 0
2016-05-27 07:00 | 0 | 0 | 0 | 0 | 123196.7573 | 0 | 368753 | 0 | 0 | 0 | 747145.8225 | 0 | 9171.8697 | 0 | 0 | 0 | 0 | 0 | 0 | 0 | 10143115.2435 | 0 | 0 | 0 | 0 | -245556.2427 | 0 | 0 | 0 | 0 | 0 | 0 | 0 | 0 | 0 | 0 | 0 | 0 | 0
2016-05-27 08:00 | 0 | 0 | 0 | 0 | 328317.0842 | 0 | 363980 | 0 | 0 | 0 | 711482.9067 | 0 | 9171.8697 | 0 | 0 | 0 | 0 | 0 | 0 | 0 | 10143074.6711 | 0 | 0 | 0 | 0 | -35662.9158 | 0 | 0 | 0 | 0 | 0 | 0 | 0 | 0 | 0 | 0 | 0 | 0 | 0
2016-05-27 09:00 | 0 | 0 | 0 | 0 | 123377.7573 | 0 | 368934 | 0 | 0 | 0 | 465926.664 | 0 | 9171.8697 | 0 | 0 | 0 | 0 | 0 | 0 | 0 | 10143034.0988 | 0 | 0 | 0 | 0 | -245556.2427 | 0 | 0 | 0 | 0 | 0 | 0 | 0 | 0 | 0 | 0 | 0 | 0 | 0
2016-05-27 10:00 | 0 | 0 | 0 | 0 | 295939.0277 | 0 | 384185 | 0 | 0 | 0 | 377680.6917 | 0 | 9171.8697 | 0 | 0 | 0 | 0 | 0 | 0 | 0 | 10142993.5266 | 0 | 0 | 0 | 0 | -88245.9723 | 0 | 0 | 0 | 0 | 0 | 0 | 0 | 0 | 0 | 0 | 0 | 0 | 0
2016-05-27 11:00 | 0 | 0 | 0 | 0 | 159546.0002 | 2.7571 | 405105 | 0 | 0 | 0 | 132124.449 | 0 | 9171.8697 | 0 | 0 | 0 | 0 | 0 | 0 | 0 | 10142952.9546 | 0 | 0 | 0 | 0 | -245556.2427 | 0 | 0 | 0 | 0 | 0 | 0 | 0 | 0 | 0 | 0 | 0 | 0 | 0
2016-05-27 12:00 | 0 | 0 | 0 | 0 | 186128.1315 | 110857.4195 | 429110 | 0 | 0 | 0 | 0 | 0 | 9171.8697 | 0 | 0 | 0 | 0 | 0 | 0 | 0 | 10142912.3828 | 0 | 0 | 0 | 0 | -132124.449 | 0 | 0 | 0 | 0 | 0 | 0 | 0 | 0 | 0 | 0 | 0 | 0 | 0
2016-05-27 13:00 | 0 | 0 | 0 | 0 | 0 | 463014.5868 | 452260 | 0 | 0 | 0 | 10754.5868 | 0 | 9171.8697 | 0 | 0 | 0 | 0 | 0 | 0 | 0 | 10142871.8112 | 0 | 0 | 0 | 0 | 10754.5868 | 0 | 0 | 0 | 0 | 0 | 0 | 0 | 0 | 0 | 0 | 0 | 0 | 0
2016-05-27 14:00 | 0 | 0 | 0 | 0 | 0 | 678912.5066 | 475781 | 0 | 0 | 0 | 213886.0934 | 0 | 9171.8697 | 0 | 0 | 0 | 0 | 0 | 0 | 0 | 10142831.2397 | 0 | 0 | 0 | 0 | 203131.5066 | 0 | 0 | 0 | 0 | 0 | 0 | 0 | 0 | 0 | 0 | 0 | 0 | 0
2016-05-27 15:00 | 0 | 0 | 0 | 0 | 0 | 764539.559 | 496673 | 0 | 0 | 0 | 459442.3361 | 0 | 9385.169 | 0 | 0 | 0 | 0 | 0 | 0 | 0 | 10160468.282 | 0 | 0 | 0 | 0 | 245556.2427 | 0 | 213.2993 | 0 | 0 | 0 | 0 | 0 | 0 | 0 | 0 | 22097.017 | 0 | 0
2016-05-27 16:00 | 0 | 0 | 0 | 0 | 0 | 781810.559 | 513944 | 0 | 0 | 0 | 704998.5787 | 0 | 9598.4683 | 0 | 0 | 0 | 0 | 0 | 0 | 0 | 10178105.2538 | 0 | 0 | 0 | 0 | 245556.2427 | 0 | 213.2993 | 0 | 0 | 0 | 0 | 0 | 0 | 0 | 0 | 22097.017 | 0 | 0
2016-05-27 17:00 | 0 | 0 | 0 | 0 | 0 | 795192.559 | 527326 | 0 | 0 | 0 | 950554.8214 | 0 | 9811.7676 | 0 | 0 | 0 | 0 | 0 | 0 | 0 | 10195742.155 | 0 | 0 | 0 | 0 | 245556.2427 | 0 | 213.2993 | 0 | 0 | 0 | 0 | 0 | 0 | 0 | 0 | 22097.017 | 0 | 0
2016-05-27 18:00 | 0 | 0 | 0 | 0 | 0 | 812928.1168 | 537440 | 0 | 0 | 0 | 1196111.0641 | 0 | 10025.0669 | 7621.5577 | 0 | 0 | 0 | 0 | 0 | 0 | 10213378.9857 | 0 | 0 | 0 | 0 | 245556.2427 | 0 | 213.2993 | 0 | 7621.5577 | 0 | 0 | 0 | 0 | 0 | 0 | 22097.017 | 0 | 0
2016-05-27 19:00 | 0 | 0 | 0 | 0 | 0 | 804283.1454 | 543658 | 0 | 0 | 0 | 1441667.3068 | 0 | 10238.3662 | 7621.5577 | 0 | 0 | 0 | 0 | 0 | 0 | 10225222.6149 | 0 | 0 | 0 | 0 | 245556.2427 | 0 | 213.2993 | 0 | 0 | 0 | 0 | 0 | 0 | 0 | 0 | 14855.6034 | 0 | 0
2016-05-27 20:00 | 0 | 0 | 0 | 0 | 0 | 795961.0084 | 546585 | 0 | 0 | 0 | 1687223.5495 | 0 | 10451.6655 | 7621.5577 | 0 | 0 | 0 | 0 | 0 | 0 | 10228066.8871 | 0 | 0 | 0 | 0 | 245556.2427 | 0 | 213.2993 | 0 | 0 | 0 | 0 | 0 | 0 | 0 | 0 | 3606.4664 | 0 | 0
2016-05-27 21:00 | 0 | 0 | 0 | 0 | 0 | 778367.4464 | 544994 | 0 | 0 | 0 | 1928218.5536 | 0 | 10451.6655 | 0 | 0 | 0 | 0 | 0 | 0 | 0 | 10228025.9748 | 0 | 0 | 0 | 0 | 240995.0041 | 0 | 0 | 0 | -7621.5577 | 0 | 0 | 0 | 0 | 0 | 0 | 0 | 0 | 0
2016-05-27 22:00 | 0 | 0 | 0 | 0 | 0 | 743247.7938 | 535312 | 0 | 0 | 0 | 2136154.3474 | 0 | 10451.6655 | 0 | 0 | 0 | 0 | 0 | 0 | 0 | 10227985.0627 | 0 | 0 | 0 | 0 | 207935.7938 | 0 | 0 | 0 | 0 | 0 | 0 | 0 | 0 | 0 | 0 | 0 | 0 | 0
2016-05-27 23:00 | 0 | 0 | 0 | 0 | 100607.2418 | 665424.0637 | 520452 | 0 | 0 | 0 | 2381710.5901 | 0 | 10451.6655 | 23.0629 | 0 | 0 | 0 | 0 | 0 | 0 | 10227944.1508 | 0 | 0 | 0 | 0 | 245556.2427 | 0 | 0 | 0 | 23.0629 | 0 | 0 | 0 | 0 | 0 | 0 | 0 | 0 | 0
2016-05-28 | 0 | 0 | 0 | 0 | 0 | 537153.6186 | 507956 | 0 | 0 | 0 | 2410931.2715 | 0 | 10451.6655 | 0 | 0 | 0 | 0 | 0 | 0 | 0 | 10227903.239 | 0 | 0 | 0 | 0 | 29220.6814 | 0 | 0 | 0 | -23.0629 | 0 | 0 | 0 | 0 | 0 | 0 | 0 | 0 | 0
2016-05-28 01:00 | 0 | 0 | 0 | 0 | 0 | 279337.4925 | 498303 | 0 | 0 | 0 | 2191965.764 | 0 | 10451.6655 | 0 | 0 | 0 | 0 | 0 | 0 | 0 | 10227862.3274 | 0 | 0 | 0 | 0 | -218965.5075 | 0 | 0 | 0 | 0 | 0 | 0 | 0 | 0 | 0 | 0 | 0 | 0 | 0
2016-05-28 02:00 | 0 | 0 | 0 | 0 | 189041.9443 | 42457.813 | 477056 | 0 | 0 | 0 | 1946409.5213 | 0 | 10451.6655 | 0 | 0 | 0 | 0 | 0 | 0 | 0 | 10227821.416 | 0 | 0 | 0 | 0 | -245556.2427 | 0 | 0 | 0 | 0 | 0 | 0 | 0 | 0 | 0 | 0 | 0 | 0 | 0
2016-05-28 03:00 | 0 | 0 | 0 | 0 | 202249.7573 | 0 | 447806 | 0 | 0 | 0 | 1700853.2786 | 0 | 10451.6655 | 0 | 0 | 0 | 0 | 0 | 0 | 0 | 10227780.5047 | 0 | 0 | 0 | 0 | -245556.2427 | 0 | 0 | 0 | 0 | 0 | 0 | 0 | 0 | 0 | 0 | 0 | 0 | 0
2016-05-28 04:00 | 0 | 0 | 0 | 0 | 172509.7573 | 0 | 418066 | 0 | 0 | 0 | 1455297.0359 | 0 | 10451.6655 | 0 | 0 | 0 | 0 | 0 | 0 | 0 | 10227739.5935 | 0 | 0 | 0 | 0 | -245556.2427 | 0 | 0 | 0 | 0 | 0 | 0 | 0 | 0 | 0 | 0 | 0 | 0 | 0
2016-05-28 05:00 | 0 | 0 | 0 | 0 | 148624.7573 | 0 | 394181 | 0 | 0 | 0 | 1209740.7932 | 0 | 10451.6655 | 0 | 0 | 0 | 0 | 0 | 0 | 0 | 10227698.6826 | 0 | 0 | 0 | 0 | -245556.2427 | 0 | 0 | 0 | 0 | 0 | 0 | 0 | 0 | 0 | 0 | 0 | 0 | 0
2016-05-28 06:00 | 0 | 0 | 0 | 0 | 309897.8243 | 0 | 375435 | 0 | 0 | 0 | 1144203.6175 | 0 | 10451.6655 | 0 | 0 | 0 | 0 | 0 | 0 | 0 | 10227657.7718 | 0 | 0 | 0 | 0 | -65537.1757 | 0 | 0 | 0 | 0 | 0 | 0 | 0 | 0 | 0 | 0 | 0 | 0 | 0
2016-05-28 07:00 | 0 | 0 | 0 | 0 | 115303.7573 | 0 | 360860 | 0 | 0 | 0 | 898647.3748 | 0 | 10451.6655 | 0 | 0 | 0 | 0 | 0 | 0 | 0 | 10227616.8612 | 0 | 0 | 0 | 0 | -245556.2427 | 0 | 0 | 0 | 0 | 0 | 0 | 0 | 0 | 0 | 0 | 0 | 0 | 0
2016-05-28 08:00 | 0 | 0 | 0 | 0 | 106578.7573 | 0 | 352135 | 0 | 0 | 0 | 653091.1322 | 0 | 10451.6655 | 0 | 0 | 0 | 0 | 0 | 0 | 0 | 10227575.9507 | 0 | 0 | 0 | 0 | -245556.2427 | 0 | 0 | 0 | 0 | 0 | 0 | 0 | 0 | 0 | 0 | 0 | 0 | 0
2016-05-28 09:00 | 0 | 0 | 0 | 0 | 102575.7573 | 0 | 348132 | 0 | 0 | 0 | 407534.8895 | 0 | 10451.6655 | 0 | 0 | 0 | 0 | 0 | 0 | 0 | 10227535.0404 | 0 | 0 | 0 | 0 | -245556.2427 | 0 | 0 | 0 | 0 | 0 | 0 | 0 | 0 | 0 | 0 | 0 | 0 | 0
2016-05-28 10:00 | 0 | 0 | 0 | 0 | 268440.9799 | 0 | 349321 | 0 | 0 | 0 | 326654.8694 | 0 | 10451.6655 | 0 | 0 | 0 | 0 | 0 | 0 | 0 | 10227494.1303 | 0 | 0 | 0 | 0 | -80880.0201 | 0 | 0 | 0 | 0 | 0 | 0 | 0 | 0 | 0 | 0 | 0 | 0 | 0
2016-05-28 11:00 | 0 | 0 | 0 | 0 | 112150.3895 | 4.3678 | 357711 | 0 | 0 | 0 | 81098.6267 | 0 | 10451.6655 | 0 | 0 | 0 | 0 | 0 | 0 | 0 | 10227453.2203 | 0 | 0 | 0 | 0 | -245556.2427 | 0 | 0 | 0 | 0 | 0 | 0 | 0 | 0 | 0 | 0 | 0 | 0 | 0
2016-05-28 12:00 | 0 | 0 | 0 | 0 | 152337.3175 | 144368.0558 | 377804 | 0 | 0 | 0 | 0 | 0 | 10451.6655 | 0 | 0 | 0 | 0 | 0 | 0 | 0 | 10227412.3105 | 0 | 0 | 0 | 0 | -81098.6267 | 0 | 0 | 0 | 0 | 0 | 0 | 0 | 0 | 0 | 0 | 0 | 0 | 0
2016-05-28 13:00 | 0 | 0 | 0 | 0 | 0 | 533564.6256 | 404774 | 0 | 0 | 0 | 128790.6256 | 0 | 10451.6655 | 0 | 0 | 0 | 0 | 0 | 0 | 0 | 10227371.4008 | 0 | 0 | 0 | 0 | 128790.6256 | 0 | 0 | 0 | 0 | 0 | 0 | 0 | 0 | 0 | 0 | 0 | 0 | 0
2016-05-28 14:00 | 0 | 0 | 0 | 0 | 0 | 699783.559 | 431917 | 0 | 0 | 0 | 374346.8683 | 0 | 10664.9648 | 0 | 0 | 0 | 0 | 0 | 0 | 0 | 10245008.105 | 0 | 0 | 0 | 0 | 245556.2427 | 0 | 213.2993 | 0 | 0 | 0 | 0 | 0 | 0 | 0 | 0 | 22097.017 | 0 | 0
2016-05-28 15:00 | 0 | 0 | 0 | 0 | 0 | 724762.559 | 456896 | 0 | 0 | 0 | 619903.111 | 0 | 10878.2641 | 0 | 0 | 0 | 0 | 0 | 0 | 0 | 10262644.7386 | 0 | 0 | 0 | 0 | 245556.2427 | 0 | 213.2993 | 0 | 0 | 0 | 0 | 0 | 0 | 0 | 0 | 22097.017 | 0 | 0
2016-05-28 16:00 | 0 | 0 | 0 | 0 | 0 | 745291.559 | 477425 | 0 | 0 | 0 | 865459.3536 | 0 | 11091.5634 | 0 | 0 | 0 | 0 | 0 | 0 | 0 | 10280281.3016 | 0 | 0 | 0 | 0 | 245556.2427 | 0 | 213.2993 | 0 | 0 | 0 | 0 | 0 | 0 | 0 | 0 | 22097.017 | 0 | 0
2016-05-28 17:00 | 0 | 0 | 0 | 0 | 0 | 760348.559 | 492482 | 0 | 0 | 0 | 1111015.5963 | 0 | 11304.8627 | 0 | 0 | 0 | 0 | 0 | 0 | 0 | 10297917.7941 | 0 | 0 | 0 | 0 | 245556.2427 | 0 | 213.2993 | 0 | 0 | 0 | 0 | 0 | 0 | 0 | 0 | 22097.017 | 0 | 0
2016-05-28 18:00 | 0 | 0 | 0 | 0 | 0 | 772232.559 | 504366 | 0 | 0 | 0 | 1356571.839 | 0 | 11518.162 | 0 | 0 | 0 | 0 | 0 | 0 | 0 | 10315554.2161 | 0 | 0 | 0 | 0 | 245556.2427 | 0 | 213.2993 | 0 | 0 | 0 | 0 | 0 | 0 | 0 | 0 | 22097.017 | 0 | 0
2016-05-28 19:00 | 0 | 0 | 0 | 0 | 0 | 782185.559 | 514319 | 0 | 0 | 0 | 1602128.0817 | 0 | 11731.4613 | 0 | 0 | 0 | 0 | 0 | 0 | 0 | 10333190.5675 | 0 | 0 | 0 | 0 | 245556.2427 | 0 | 213.2993 | 0 | 0 | 0 | 0 | 0 | 0 | 0 | 0 | 22097.017 | 0 | 0
2016-05-28 20:00 | 0 | 0 | 0 | 0 | 0 | 798366.1168 | 522878 | 0 | 0 | 0 | 1847684.3244 | 0 | 11944.7606 | 7621.5577 | 0 | 0 | 0 | 0 | 0 | 0 | 10350826.8484 | 0 | 0 | 0 | 0 | 245556.2427 | 0 | 213.2993 | 0 | 7621.5577 | 0 | 0 | 0 | 0 | 0 | 0 | 22097.017 | 0 | 0
2016-05-28 21:00 | 0 | 0 | 0 | 0 | 0 | 791703.4268 | 526804 | 0 | 0 | 0 | 2093240.5671 | 0 | 12158.0599 | 7621.5577 | 0 | 0 | 0 | 0 | 0 | 0 | 10366089.3529 | 0 | 0 | 0 | 0 | 245556.2427 | 0 | 213.2993 | 0 | 0 | 0 | 0 | 0 | 0 | 0 | 0 | 19129.8848 | 0 | 0
2016-05-28 22:00 | 0 | 0 | 0 | 0 | 0 | 747188.171 | 524119 | 0 | 0 | 0 | 2323931.2958 | 0 | 12158.0599 | 0 | 0 | 0 | 0 | 0 | 0 | 0 | 10366047.8886 | 0 | 0 | 0 | 0 | 230690.7287 | 0 | 0 | 0 | -7621.5577 | 0 | 0 | 0 | 0 | 0 | 0 | 0 | 0 | 0
2016-05-28 23:00 | 0 | 0 | 0 | 0 | 0 | 658864.1664 | 513281 | 0 | 0 | 0 | 2469514.4622 | 0 | 12158.0599 | 0 | 0 | 0 | 0 | 0 | 0 | 0 | 10366006.4244 | 0 | 0 | 0 | 0 | 145583.1664 | 0 | 0 | 0 | 0 | 0 | 0 | 0 | 0 | 0 | 0 | 0 | 0 | 0
2016-05-29 | 0 | 0 | 0 | 0 | 0 | 511057.1787 | 501272 | 0 | 0 | 0 | 2479299.6409 | 0 | 12158.0599 | 0 | 0 | 0 | 0 | 0 | 0 | 0 | 10365964.9603 | 0 | 0 | 0 | 0 | 9785.1787 | 0 | 0 | 0 | 0 | 0 | 0 | 0 | 0 | 0 | 0 | 0 | 0 | 0
2016-05-29 01:00 | 0 | 0 | 0 | 0 | 0 | 248504.0822 | 491484 | 0 | 0 | 0 | 2236319.7231 | 0 | 12158.0599 | 0 | 0 | 0 | 0 | 0 | 0 | 0 | 10365923.4965 | 0 | 0 | 0 | 0 | -242979.9178 | 0 | 0 | 0 | 0 | 0 | 0 | 0 | 0 | 0 | 0 | 0 | 0 | 0
2016-05-29 02:00 | 0 | 0 | 0 | 0 | 200289.5205 | 26645.2369 | 472491 | 0 | 0 | 0 | 1990763.4805 | 0 | 12158.0599 | 0 | 0 | 0 | 0 | 0 | 0 | 0 | 10365882.0328 | 0 | 0 | 0 | 0 | -245556.2427 | 0 | 0 | 0 | 0 | 0 | 0 | 0 | 0 | 0 | 0 | 0 | 0 | 0
2016-05-29 03:00 | 0 | 0 | 0 | 0 | 199035.7573 | 0 | 444592 | 0 | 0 | 0 | 1745207.2378 | 0 | 12158.0599 | 0 | 0 | 0 | 0 | 0 | 0 | 0 | 10365840.5693 | 0 | 0 | 0 | 0 | -245556.2427 | 0 | 0 | 0 | 0 | 0 | 0 | 0 | 0 | 0 | 0 | 0 | 0 | 0
2016-05-29 04:00 | 0 | 0 | 0 | 0 | 172648.7573 | 0 | 418205 | 0 | 0 | 0 | 1499650.9951 | 0 | 12158.0599 | 0 | 0 | 0 | 0 | 0 | 0 | 0 | 10365799.1059 | 0 | 0 | 0 | 0 | -245556.2427 | 0 | 0 | 0 | 0 | 0 | 0 | 0 | 0 | 0 | 0 | 0 | 0 | 0
2016-05-29 05:00 | 0 | 0 | 0 | 0 | 148517.7573 | 0 | 394074 | 0 | 0 | 0 | 1254094.7524 | 0 | 12158.0599 | 0 | 0 | 0 | 0 | 0 | 0 | 0 | 10365757.6427 | 0 | 0 | 0 | 0 | -245556.2427 | 0 | 0 | 0 | 0 | 0 | 0 | 0 | 0 | 0 | 0 | 0 | 0 | 0
2016-05-29 06:00 | 0 | 0 | 0 | 0 | 128398.7573 | 0 | 373955 | 0 | 0 | 0 | 1008538.5097 | 0 | 12158.0599 | 0 | 0 | 0 | 0 | 0 | 0 | 0 | 10365716.1797 | 0 | 0 | 0 | 0 | -245556.2427 | 0 | 0 | 0 | 0 | 0 | 0 | 0 | 0 | 0 | 0 | 0 | 0 | 0
2016-05-29 07:00 | 0 | 0 | 0 | 0 | 113450.7573 | 0 | 359007 | 0 | 0 | 0 | 762982.267 | 0 | 12158.0599 | 0 | 0 | 0 | 0 | 0 | 0 | 0 | 10365674.7168 | 0 | 0 | 0 | 0 | -245556.2427 | 0 | 0 | 0 | 0 | 0 | 0 | 0 | 0 | 0 | 0 | 0 | 0 | 0
2016-05-29 08:00 | 0 | 0 | 0 | 0 | 379699.5059 | 0 | 349369 | 0 | 0 | 0 | 793312.7729 | 0 | 12158.0599 | 0 | 0 | 0 | 0 | 0 | 0 | 0 | 10365633.2541 | 0 | 0 | 0 | 0 | 30330.5059 | 0 | 0 | 0 | 0 | 0 | 0 | 0 | 0 | 0 | 0 | 0 | 0 | 0
2016-05-29 09:00 | 0 | 0 | 0 | 0 | 99011.7573 | 0 | 344568 | 0 | 0 | 0 | 547756.5302 | 0 | 12158.0599 | 0 | 0 | 0 | 0 | 0 | 0 | 0 | 10365591.7916 | 0 | 0 | 0 | 0 | -245556.2427 | 0 | 0 | 0 | 0 | 0 | 0 | 0 | 0 | 0 | 0 | 0 | 0 | 0
2016-05-29 10:00 | 0 | 0 | 0 | 0 | 96813.7573 | 0 | 342370 | 0 | 0 | 0 | 302200.2876 | 0 | 12158.0599 | 0 | 0 | 0 | 0 | 0 | 0 | 0 | 10365550.3292 | 0 | 0 | 0 | 0 | -245556.2427 | 0 | 0 | 0 | 0 | 0 | 0 | 0 | 0 | 0 | 0 | 0 | 0 | 0
2016-05-29 11:00 | 0 | 0 | 0 | 0 | 102051.0053 | 0.75202 | 347608 | 0 | 0 | 0 | 56644.0449 | 0 | 12158.0599 | 0 | 0 | 0 | 0 | 0 | 0 | 0 | 10365508.867 | 0 | 0 | 0 | 0 | -245556.2427 | 0 | 0 | 0 | 0 | 0 | 0 | 0 | 0 | 0 | 0 | 0 | 0 | 0
2016-05-29 12:00 | 0 | 0 | 0 | 0 | 197384.9828 | 110427.9723 | 364457 | 0 | 0 | 0 | 0 | 0 | 12158.0599 | 0 | 0 | 0 | 0 | 0 | 0 | 0 | 10365467.405 | 0 | 0 | 0 | 0 | -56644.0449 | 0 | 0 | 0 | 0 | 0 | 0 | 0 | 0 | 0 | 0 | 0 | 0 | 0
2016-05-29 13:00 | 0 | 0 | 0 | 0 | 0 | 422627.6452 | 390643 | 0 | 0 | 0 | 44142.7051 | 0 | 0 | 0 | 0 | 0 | 0 | 0 | 0 | 0 | 10365425.9431 | 0 | 0 | 0 | 0 | 44142.7051 | 0 | 0 | 12158.0599 | 0 | 0 | 0 | 0 | 0 | 0 | 0 | 0 | 0 | 0
2016-05-29 14:00 | 0 | 0 | 0 | 0 | 46532.8372 | 616807.4055 | 417784 | 0 | 0 | 0 | 289698.9477 | 0 | 0 | 0 | 0 | 0 | 0 | 0 | 0 | 0 | 10365384.4814 | 0 | 0 | 0 | 0 | 245556.2427 | 0 | 0 | 0 | 0 | 0 | 0 | 0 | 0 | 0 | 0 | 0 | 0 | 0
2016-05-29 15:00 | 0 | 0 | 0 | 0 | 0 | 710616.559 | 442750 | 0 | 0 | 0 | 535255.1904 | 0 | 213.2993 | 0 | 0 | 0 | 0 | 0 | 0 | 0 | 10383020.6335 | 0 | 0 | 0 | 0 | 245556.2427 | 0 | 213.2993 | 0 | 0 | 0 | 0 | 0 | 0 | 0 | 0 | 22097.017 | 0 | 0
2016-05-29 16:00 | 0 | 0 | 0 | 0 | 0 | 731871.559 | 464005 | 0 | 0 | 0 | 780811.4331 | 0 | 426.5986 | 0 | 0 | 0 | 0 | 0 | 0 | 0 | 10400656.7151 | 0 | 0 | 0 | 0 | 245556.2427 | 0 | 213.2993 | 0 | 0 | 0 | 0 | 0 | 0 | 0 | 0 | 22097.017 | 0 | 0
2016-05-29 17:00 | 0 | 0 | 0 | 0 | 0 | 748106.559 | 480240 | 0 | 0 | 0 | 1026367.6758 | 0 | 639.8979 | 0 | 0 | 0 | 0 | 0 | 0 | 0 | 10418292.7261 | 0 | 0 | 0 | 0 | 245556.2427 | 0 | 213.2993 | 0 | 0 | 0 | 0 | 0 | 0 | 0 | 0 | 22097.017 | 0 | 0
2016-05-29 18:00 | 0 | 0 | 0 | 0 | 0 | 767494.1168 | 492006 | 0 | 0 | 0 | 1271923.9185 | 0 | 853.1972 | 7621.5577 | 0 | 0 | 0 | 0 | 0 | 0 | 10435928.6665 | 0 | 0 | 0 | 0 | 245556.2427 | 0 | 213.2993 | 0 | 7621.5577 | 0 | 0 | 0 | 0 | 0 | 0 | 22097.017 | 0 | 0
2016-05-29 19:00 | 0 | 0 | 0 | 0 | 0 | 768002.9693 | 500465 | 0 | 0 | 0 | 1517480.1612 | 0 | 1066.4965 | 7621.5577 | 0 | 0 | 0 | 0 | 0 | 0 | 10453301.6646 | 0 | 0 | 0 | 0 | 245556.2427 | 0 | 213.2993 | 0 | 0 | 0 | 0 | 0 | 0 | 0 | 0 | 21768.4273 | 0 | 0
2016-05-29 20:00 | 0 | 0 | 0 | 0 | 0 | 760741.6414 | 506111 | 0 | 0 | 0 | 1763036.4038 | 0 | 1279.7958 | 7621.5577 | 0 | 0 | 0 | 0 | 0 | 0 | 10460348.731 | 0 | 0 | 0 | 0 | 245556.2427 | 0 | 213.2993 | 0 | 0 | 0 | 0 | 0 | 0 | 0 | 0 | 8861.0994 | 0 | 0
2016-05-29 21:00 | 0 | 0 | 0 | 0 | 0 | 741452.9929 | 508248 | 0 | 0 | 0 | 2003862.9545 | 0 | 1279.7958 | 0 | 0 | 0 | 0 | 0 | 0 | 0 | 10460306.8896 | 0 | 0 | 0 | 0 | 240826.5507 | 0 | 0 | 0 | -7621.5577 | 0 | 0 | 0 | 0 | 0 | 0 | 0 | 0 | 0
2016-05-29 22:00 | 0 | 0 | 0 | 0 | 0 | 705252.7118 | 504790 | 0 | 0 | 0 | 2204325.6663 | 0 | 1279.7958 | 0 | 0 | 0 | 0 | 0 | 0 | 0 | 10460265.0484 | 0 | 0 | 0 | 0 | 200462.7118 | 0 | 0 | 0 | 0 | 0 | 0 | 0 | 0 | 0 | 0 | 0 | 0 | 0
2016-05-29 23:00 | 0 | 0 | 0 | 0 | 121544.2235 | 618510.0192 | 494498 | 0 | 0 | 0 | 2449881.9089 | 0 | 1279.7958 | 0 | 0 | 0 | 0 | 0 | 0 | 0 | 10460223.2073 | 0 | 0 | 0 | 0 | 245556.2427 | 0 | 0 | 0 | 0 | 0 | 0 | 0 | 0 | 0 | 0 | 0 | 0 | 0
2016-05-30 | 0 | 0 | 0 | 0 | 0 | 485652.3347 | 483132 | 0 | 0 | 0 | 2452402.2437 | 0 | 1279.7958 | 0 | 0 | 0 | 0 | 0 | 0 | 0 | 10460181.3664 | 0 | 0 | 0 | 0 | 2520.3347 | 0 | 0 | 0 | 0 | 0 | 0 | 0 | 0 | 0 | 0 | 0 | 0 | 0
2016-05-30 01:00 | 0 | 0 | 0 | 0 | 0 | 262121.8252 | 472908 | 0 | 0 | 0 | 2241616.0689 | 0 | 1279.7958 | 0 | 0 | 0 | 0 | 0 | 0 | 0 | 10460139.5257 | 0 | 0 | 0 | 0 | -210786.1748 | 0 | 0 | 0 | 0 | 0 | 0 | 0 | 0 | 0 | 0 | 0 | 0 | 0
2016-05-30 02:00 | 0 | 0 | 0 | 0 | 175249.861 | 35382.8963 | 456189 | 0 | 0 | 0 | 1996059.8262 | 0 | 1279.7958 | 0 | 0 | 0 | 0 | 0 | 0 | 0 | 10460097.6851 | 0 | 0 | 0 | 0 | -245556.2427 | 0 | 0 | 0 | 0 | 0 | 0 | 0 | 0 | 0 | 0 | 0 | 0 | 0
2016-05-30 03:00 | 0 | 0 | 0 | 0 | 185471.7573 | 0 | 431028 | 0 | 0 | 0 | 1750503.5835 | 0 | 1279.7958 | 0 | 0 | 0 | 0 | 0 | 0 | 0 | 10460055.8447 | 0 | 0 | 0 | 0 | -245556.2427 | 0 | 0 | 0 | 0 | 0 | 0 | 0 | 0 | 0 | 0 | 0 | 0 | 0
2016-05-30 04:00 | 0 | 0 | 0 | 0 | 158941.7573 | 0 | 404498 | 0 | 0 | 0 | 1504947.3408 | 0 | 1279.7958 | 0 | 0 | 0 | 0 | 0 | 0 | 0 | 10460014.0045 | 0 | 0 | 0 | 0 | -245556.2427 | 0 | 0 | 0 | 0 | 0 | 0 | 0 | 0 | 0 | 0 | 0 | 0 | 0
2016-05-30 05:00 | 0 | 0 | 0 | 0 | 134865.7573 | 0 | 380422 | 0 | 0 | 0 | 1259391.0981 | 0 | 1279.7958 | 0 | 0 | 0 | 0 | 0 | 0 | 0 | 10459972.1644 | 0 | 0 | 0 | 0 | -245556.2427 | 0 | 0 | 0 | 0 | 0 | 0 | 0 | 0 | 0 | 0 | 0 | 0 | 0
2016-05-30 06:00 | 0 | 0 | 0 | 0 | 287428.8408 | 0 | 362999 | 0 | 0 | 0 | 1183820.9389 | 0 | 1279.7958 | 0 | 0 | 0 | 0 | 0 | 0 | 0 | 10459930.3246 | 0 | 0 | 0 | 0 | -75570.1592 | 0 | 0 | 0 | 0 | 0 | 0 | 0 | 0 | 0 | 0 | 0 | 0 | 0
2016-05-30 07:00 | 0 | 0 | 0 | 0 | 104105.7573 | 0 | 349662 | 0 | 0 | 0 | 938264.6962 | 0 | 1279.7958 | 0 | 0 | 0 | 0 | 0 | 0 | 0 | 10459888.4848 | 0 | 0 | 0 | 0 | -245556.2427 | 0 | 0 | 0 | 0 | 0 | 0 | 0 | 0 | 0 | 0 | 0 | 0 | 0
2016-05-30 08:00 | 0 | 0 | 0 | 0 | 96787.7573 | 0 | 342344 | 0 | 0 | 0 | 692708.4535 | 0 | 1279.7958 | 0 | 0 | 0 | 0 | 0 | 0 | 0 | 10459846.6453 | 0 | 0 | 0 | 0 | -245556.2427 | 0 | 0 | 0 | 0 | 0 | 0 | 0 | 0 | 0 | 0 | 0 | 0 | 0
2016-05-30 09:00 | 0 | 0 | 0 | 0 | 94541.7573 | 0 | 340098 | 0 | 0 | 0 | 447152.2108 | 0 | 1279.7958 | 0 | 0 | 0 | 0 | 0 | 0 | 0 | 10459804.8059 | 0 | 0 | 0 | 0 | -245556.2427 | 0 | 0 | 0 | 0 | 0 | 0 | 0 | 0 | 0 | 0 | 0 | 0 | 0
2016-05-30 10:00 | 0 | 0 | 0 | 0 | 267509.4649 | 0 | 340563 | 0 | 0 | 0 | 374098.6758 | 0 | 1279.7958 | 0 | 0 | 0 | 0 | 0 | 0 | 0 | 10459762.9667 | 0 | 0 | 0 | 0 | -73053.5351 | 0 | 0 | 0 | 0 | 0 | 0 | 0 | 0 | 0 | 0 | 0 | 0 | 0
2016-05-30 11:00 | 0 | 0 | 0 | 0 | 101025.4391 | 0.3182 | 346582 | 0 | 0 | 0 | 128542.4331 | 0 | 1279.7958 | 0 | 0 | 0 | 0 | 0 | 0 | 0 | 10459721.1276 | 0 | 0 | 0 | 0 | -245556.2427 | 0 | 0 | 0 | 0 | 0 | 0 | 0 | 0 | 0 | 0 | 0 | 0 | 0
2016-05-30 12:00 | 0 | 0 | 0 | 0 | 137434.5088 | 96923.0582 | 362900 | 0 | 0 | 0 | 0 | 0 | 1279.7958 | 0 | 0 | 0 | 0 | 0 | 0 | 0 | 10459679.2887 | 0 | 0 | 0 | 0 | -128542.4331 | 0 | 0 | 0 | 0 | 0 | 0 | 0 | 0 | 0 | 0 | 0 | 0 | 0
2016-05-30 13:00 | 0 | 0 | 0 | 0 | 118544.2575 | 437880.5353 | 390192 | 0 | 0 | 0 | 166232.7928 | 0 | 1279.7958 | 0 | 0 | 0 | 0 | 0 | 0 | 0 | 10459637.45 | 0 | 0 | 0 | 0 | 166232.7928 | 0 | 0 | 0 | 0 | 0 | 0 | 0 | 0 | 0 | 0 | 0 | 0 | 0
2016-05-30 14:00 | 0 | 0 | 0 | 0 | 0 | 658117.3113 | 420252 | 0 | 0 | 0 | 404098.1041 | 0 | 1279.7958 | 0 | 0 | 0 | 0 | 0 | 0 | 0 | 10459595.6115 | 0 | 0 | 0 | 0 | 237865.3113 | 0 | 0 | 0 | 0 | 0 | 0 | 0 | 0 | 0 | 0 | 0 | 0 | 0
2016-05-30 15:00 | 0 | 0 | 0 | 0 | 0 | 716788.559 | 448922 | 0 | 0 | 0 | 649654.3468 | 0 | 1493.0951 | 0 | 0 | 0 | 0 | 0 | 0 | 0 | 10477231.3867 | 0 | 0 | 0 | 0 | 245556.2427 | 0 | 213.2993 | 0 | 0 | 0 | 0 | 0 | 0 | 0 | 0 | 22097.017 | 0 | 0
2016-05-30 16:00 | 0 | 0 | 0 | 0 | 0 | 740578.559 | 472712 | 0 | 0 | 0 | 895210.5895 | 0 | 1706.3944 | 0 | 0 | 0 | 0 | 0 | 0 | 0 | 10494867.0914 | 0 | 0 | 0 | 0 | 245556.2427 | 0 | 213.2993 | 0 | 0 | 0 | 0 | 0 | 0 | 0 | 0 | 22097.017 | 0 | 0
2016-05-30 17:00 | 0 | 0 | 0 | 0 | 0 | 758037.559 | 490171 | 0 | 0 | 0 | 1140766.8322 | 0 | 1919.6937 | 0 | 0 | 0 | 0 | 0 | 0 | 0 | 10512502.7256 | 0 | 0 | 0 | 0 | 245556.2427 | 0 | 213.2993 | 0 | 0 | 0 | 0 | 0 | 0 | 0 | 0 | 22097.017 | 0 | 0
2016-05-30 18:00 | 0 | 0 | 0 | 0 | 0 | 771476.559 | 503610 | 0 | 0 | 0 | 1386323.0749 | 0 | 2132.993 | 0 | 0 | 0 | 0 | 0 | 0 | 0 | 10530138.2892 | 0 | 0 | 0 | 0 | 245556.2427 | 0 | 213.2993 | 0 | 0 | 0 | 0 | 0 | 0 | 0 | 0 | 22097.017 | 0 | 0
2016-05-30 19:00 | 0 | 0 | 0 | 0 | 0 | 781458.559 | 513592 | 0 | 0 | 0 | 1631879.3176 | 0 | 2346.2923 | 0 | 0 | 0 | 0 | 0 | 0 | 0 | 10547773.7823 | 0 | 0 | 0 | 0 | 245556.2427 | 0 | 213.2993 | 0 | 0 | 0 | 0 | 0 | 0 | 0 | 0 | 22097.017 | 0 | 0
2016-05-30 20:00 | 0 | 0 | 0 | 0 | 0 | 789365.559 | 521499 | 0 | 0 | 0 | 1877435.5602 | 0 | 2559.5916 | 0 | 0 | 0 | 0 | 0 | 0 | 0 | 10565409.2049 | 0 | 0 | 0 | 0 | 245556.2427 | 0 | 213.2993 | 0 | 0 | 0 | 0 | 0 | 0 | 0 | 0 | 22097.017 | 0 | 0
2016-05-30 21:00 | 0 | 0 | 0 | 0 | 0 | 802186.1168 | 526698 | 0 | 0 | 0 | 2122991.8029 | 0 | 2772.8909 | 7621.5577 | 0 | 0 | 0 | 0 | 0 | 0 | 10583044.5569 | 0 | 0 | 0 | 0 | 245556.2427 | 0 | 213.2993 | 0 | 7621.5577 | 0 | 0 | 0 | 0 | 0 | 0 | 22097.017 | 0 | 0
2016-05-30 22:00 | 0 | 0 | 0 | 0 | 0 | 777676.7824 | 526040 | 0 | 0 | 0 | 2368548.0456 | 0 | 2986.1902 | 7621.5577 | 0 | 0 | 0 | 0 | 0 | 0 | 10587696.017 | 0 | 0 | 0 | 0 | 245556.2427 | 0 | 213.2993 | 0 | 0 | 0 | 0 | 0 | 0 | 0 | 0 | 5867.2404 | 0 | 0
2016-05-30 23:00 | 0 | 0 | 0 | 0 | 0 | 693707.949 | 519884 | 0 | 0 | 0 | 2549993.5524 | 0 | 2986.1902 | 0 | 0 | 0 | 0 | 0 | 0 | 0 | 10587653.6662 | 0 | 0 | 0 | 0 | 181445.5068 | 0 | 0 | 0 | -7621.5577 | 0 | 0 | 0 | 0 | 0 | 0 | 0 | 0 | 0
2016-05-31 | 0 | 0 | 0 | 0 | 0 | 547151.4418 | 510821 | 0 | 0 | 0 | 2586323.9942 | 0 | 2986.1902 | 0 | 0 | 0 | 0 | 0 | 0 | 0 | 10587611.3156 | 0 | 0 | 0 | 0 | 36330.4418 | 0 | 0 | 0 | 0 | 0 | 0 | 0 | 0 | 0 | 0 | 0 | 0 | 0
2016-05-31 01:00 | 0 | 0 | 0 | 0 | 0 | 297322.3995 | 501289 | 0 | 0 | 0 | 2382357.3937 | 0 | 2986.1902 | 0 | 0 | 0 | 0 | 0 | 0 | 0 | 10587568.9652 | 0 | 0 | 0 | 0 | -203966.6005 | 0 | 0 | 0 | 0 | 0 | 0 | 0 | 0 | 0 | 0 | 0 | 0 | 0
2016-05-31 02:00 | 0 | 0 | 0 | 0 | 190612.6202 | 42306.1371 | 478475 | 0 | 0 | 0 | 2136801.151 | 0 | 2986.1902 | 0 | 0 | 0 | 0 | 0 | 0 | 0 | 10587526.6149 | 0 | 0 | 0 | 0 | -245556.2427 | 0 | 0 | 0 | 0 | 0 | 0 | 0 | 0 | 0 | 0 | 0 | 0 | 0
2016-05-31 03:00 | 0 | 0 | 0 | 0 | 201018.7573 | 0 | 446575 | 0 | 0 | 0 | 1891244.9083 | 0 | 2986.1902 | 0 | 0 | 0 | 0 | 0 | 0 | 0 | 10587484.2648 | 0 | 0 | 0 | 0 | -245556.2427 | 0 | 0 | 0 | 0 | 0 | 0 | 0 | 0 | 0 | 0 | 0 | 0 | 0
2016-05-31 04:00 | 0 | 0 | 0 | 0 | 171869.7573 | 0 | 417426 | 0 | 0 | 0 | 1645688.6657 | 0 | 2986.1902 | 0 | 0 | 0 | 0 | 0 | 0 | 0 | 10587441.9148 | 0 | 0 | 0 | 0 | -245556.2427 | 0 | 0 | 0 | 0 | 0 | 0 | 0 | 0 | 0 | 0 | 0 | 0 | 0
2016-05-31 05:00 | 0 | 0 | 0 | 0 | 146509.7573 | 0 | 392066 | 0 | 0 | 0 | 1400132.423 | 0 | 2986.1902 | 0 | 0 | 0 | 0 | 0 | 0 | 0 | 10587399.5651 | 0 | 0 | 0 | 0 | -245556.2427 | 0 | 0 | 0 | 0 | 0 | 0 | 0 | 0 | 0 | 0 | 0 | 0 | 0
2016-05-31 06:00 | 0 | 0 | 0 | 0 | 126717.7573 | 0 | 372274 | 0 | 0 | 0 | 1154576.1803 | 0 | 2986.1902 | 0 | 0 | 0 | 0 | 0 | 0 | 0 | 10587357.2155 | 0 | 0 | 0 | 0 | -245556.2427 | 0 | 0 | 0 | 0 | 0 | 0 | 0 | 0 | 0 | 0 | 0 | 0 | 0
2016-05-31 07:00 | 0 | 0 | 0 | 0 | 113590.7573 | 0 | 359147 | 0 | 0 | 0 | 909019.9376 | 0 | 2986.1902 | 0 | 0 | 0 | 0 | 0 | 0 | 0 | 10587314.866 | 0 | 0 | 0 | 0 | -245556.2427 | 0 | 0 | 0 | 0 | 0 | 0 | 0 | 0 | 0 | 0 | 0 | 0 | 0
2016-05-31 08:00 | 0 | 0 | 0 | 0 | 452636.1722 | 0 | 355102 | 0 | 0 | 0 | 1006554.1098 | 0 | 2986.1902 | 0 | 0 | 0 | 0 | 0 | 0 | 0 | 10587272.5168 | 0 | 0 | 0 | 0 | 97534.1722 | 0 | 0 | 0 | 0 | 0 | 0 | 0 | 0 | 0 | 0 | 0 | 0 | 0
2016-05-31 09:00 | 0 | 0 | 0 | 0 | 116880.7573 | 0 | 362437 | 0 | 0 | 0 | 760997.8671 | 0 | 2986.1902 | 0 | 0 | 0 | 0 | 0 | 0 | 0 | 10587230.1677 | 0 | 0 | 0 | 0 | -245556.2427 | 0 | 0 | 0 | 0 | 0 | 0 | 0 | 0 | 0 | 0 | 0 | 0 | 0
2016-05-31 10:00 | 0 | 0 | 0 | 0 | 135312.7573 | 0 | 380869 | 0 | 0 | 0 | 515441.6244 | 0 | 2986.1902 | 0 | 0 | 0 | 0 | 0 | 0 | 0 | 10587187.8188 | 0 | 0 | 0 | 0 | -245556.2427 | 0 | 0 | 0 | 0 | 0 | 0 | 0 | 0 | 0 | 0 | 0 | 0 | 0
2016-05-31 11:00 | 0 | 0 | 0 | 0 | 158877.3492 | 0.40813 | 404434 | 0 | 0 | 0 | 269885.3818 | 0 | 2986.1902 | 0 | 0 | 0 | 0 | 0 | 0 | 0 | 10587145.47 | 0 | 0 | 0 | 0 | -245556.2427 | 0 | 0 | 0 | 0 | 0 | 0 | 0 | 0 | 0 | 0 | 0 | 0 | 0
2016-05-31 12:00 | 0 | 0 | 0 | 0 | 280011.3266 | 118126.9513 | 430258 | 0 | 0 | 0 | 237765.6596 | 0 | 2986.1902 | 0 | 0 | 0 | 0 | 0 | 0 | 0 | 10587103.1214 | 0 | 0 | 0 | 0 | -32119.7221 | 0 | 0 | 0 | 0 | 0 | 0 | 0 | 0 | 0 | 0 | 0 | 0 | 0
2016-05-31 13:00 | 0 | 0 | 0 | 0 | 0 | 497861.6503 | 457434 | 0 | 0 | 0 | 278193.3099 | 0 | 2986.1902 | 0 | 0 | 0 | 0 | 0 | 0 | 0 | 10587060.773 | 0 | 0 | 0 | 0 | 40427.6503 | 0 | 0 | 0 | 0 | 0 | 0 | 0 | 0 | 0 | 0 | 0 | 0 | 0
2016-05-31 14:00 | 0 | 0 | 0 | 0 | 0 | 685029.2051 | 485399 | 0 | 0 | 0 | 477823.515 | 0 | 2986.1902 | 0 | 0 | 0 | 0 | 0 | 0 | 0 | 10587018.4248 | 0 | 0 | 0 | 0 | 199630.2051 | 0 | 0 | 0 | 0 | 0 | 0 | 0 | 0 | 0 | 0 | 0 | 0 | 0
2016-05-31 15:00 | 0 | 0 | 0 | 0 | 0 | 774323.0917 | 511566 | 0 | 0 | 0 | 723379.7577 | 0 | 3199.4894 | 0 | 0 | 0 | 0 | 0 | 0 | 0 | 10600566.1165 | 0 | 0 | 0 | 0 | 245556.2427 | 0 | 213.2993 | 0 | 0 | 0 | 0 | 0 | 0 | 0 | 0 | 16987.5497 | 0 | 0
2016-05-31 16:00 | 0 | 0 | 0 | 0 | 0 | 809172.1168 | 533684 | 0 | 0 | 0 | 968936.0004 | 0 | 3412.7887 | 7621.5577 | 0 | 0 | 0 | 0 | 0 | 0 | 10618201.3279 | 0 | 0 | 0 | 0 | 245556.2427 | 0 | 213.2993 | 0 | 7621.5577 | 0 | 0 | 0 | 0 | 0 | 0 | 22097.017 | 0 | 0
2016-05-31 17:00 | 0 | 0 | 0 | 0 | 0 | 813659.0251 | 552896 | 0 | 0 | 0 | 1214492.2431 | 0 | 3626.088 | 7621.5577 | 0 | 0 | 0 | 0 | 0 | 0 | 10630153.6416 | 0 | 0 | 0 | 0 | 245556.2427 | 0 | 213.2993 | 0 | 0 | 0 | 0 | 0 | 0 | 0 | 0 | 14993.4831 | 0 | 0
2016-05-31 18:00 | 0 | 0 | 0 | 0 | 0 | 799168.2576 | 566702 | 0 | 0 | 0 | 1454580.0584 | 0 | 3626.088 | 0 | 0 | 0 | 0 | 0 | 0 | 0 | 10630111.1209 | 0 | 0 | 0 | 0 | 240087.8154 | 0 | 0 | 0 | -7621.5577 | 0 | 0 | 0 | 0 | 0 | 0 | 0 | 0 | 0
2016-05-31 19:00 | 0 | 0 | 0 | 0 | 0 | 777785.7265 | 575476 | 0 | 0 | 0 | 1656889.7849 | 0 | 3626.088 | 0 | 0 | 0 | 0 | 0 | 0 | 0 | 10630068.6005 | 0 | 0 | 0 | 0 | 202309.7265 | 0 | 0 | 0 | 0 | 0 | 0 | 0 | 0 | 0 | 0 | 0 | 0 | 0
2016-05-31 20:00 | 0 | 0 | 0 | 0 | 0 | 760584.2458 | 578930 | 0 | 0 | 0 | 1838544.0308 | 0 | 3626.088 | 0 | 0 | 0 | 0 | 0 | 0 | 0 | 10630026.0802 | 0 | 0 | 0 | 0 | 181654.2458 | 0 | 0 | 0 | 0 | 0 | 0 | 0 | 0 | 0 | 0 | 0 | 0 | 0
2016-05-31 21:00 | 0 | 0 | 0 | 0 | 84406.0201 | 739538.2226 | 578388 | 0 | 0 | 0 | 2084100.2735 | 0 | 3626.088 | 0 | 0 | 0 | 0 | 0 | 0 | 0 | 10629983.5601 | 0 | 0 | 0 | 0 | 245556.2427 | 0 | 0 | 0 | 0 | 0 | 0 | 0 | 0 | 0 | 0 | 0 | 0 | 0
2016-05-31 22:00 | 0 | 0 | 0 | 0 | 0 | 706734.3994 | 571152 | 0 | 0 | 0 | 2219682.6729 | 0 | 3626.088 | 0 | 0 | 0 | 0 | 0 | 0 | 0 | 10629941.0402 | 0 | 0 | 0 | 0 | 135582.3994 | 0 | 0 | 0 | 0 | 0 | 0 | 0 | 0 | 0 | 0 | 0 | 0 | 0
2016-05-31 23:00 | 0 | 0 | 0 | 0 | 169315.6423 | 635063.203 | 558447 | 0 | 0 | 0 | 2465238.9155 | 0 | 3626.088 | 375.6026 | 0 | 0 | 0 | 0 | 0 | 0 | 10629898.5204 | 0 | 0 | 0 | 0 | 245556.2427 | 0 | 0 | 0 | 375.6026 | 0 | 0 | 0 | 0 | 0 | 0 | 0 | 0 | 0
2016-06-01 | 0 | 0 | 0 | 0 | 0 | 508120.8268 | 545151 | 0 | 0 | 0 | 2428584.3449 | 0 | 3626.088 | 0 | 0 | 0 | 0 | 0 | 0 | 0 | 10629856.0008 | 0 | 0 | 0 | 0 | -36654.5707 | 0 | 0 | 0 | -375.6026 | 0 | 0 | 0 | 0 | 0 | 0 | 0 | 0 | 0
2016-06-01 01:00 | 0 | 0 | 0 | 0 | 0 | 305266.461 | 533134 | 0 | 0 | 0 | 2200716.8059 | 0 | 3626.088 | 0 | 0 | 0 | 0 | 0 | 0 | 0 | 10629813.4814 | 0 | 0 | 0 | 0 | -227867.539 | 0 | 0 | 0 | 0 | 0 | 0 | 0 | 0 | 0 | 0 | 0 | 0 | 0
2016-06-01 02:00 | 0 | 0 | 0 | 0 | 203242.882 | 56836.8753 | 505636 | 0 | 0 | 0 | 1955160.5632 | 0 | 3626.088 | 0 | 0 | 0 | 0 | 0 | 0 | 0 | 10629770.9621 | 0 | 0 | 0 | 0 | -245556.2427 | 0 | 0 | 0 | 0 | 0 | 0 | 0 | 0 | 0 | 0 | 0 | 0 | 0
2016-06-01 03:00 | 0 | 0 | 0 | 0 | 224398.7384 | 0.018875 | 469955 | 0 | 0 | 0 | 1709604.3205 | 0 | 3626.088 | 0 | 0 | 0 | 0 | 0 | 0 | 0 | 10629728.4431 | 0 | 0 | 0 | 0 | -245556.2427 | 0 | 0 | 0 | 0 | 0 | 0 | 0 | 0 | 0 | 0 | 0 | 0 | 0
2016-06-01 04:00 | 0 | 0 | 0 | 0 | 416662.4592 | 0 | 436947 | 0 | 0 | 0 | 1689319.7798 | 0 | 3626.088 | 0 | 0 | 0 | 0 | 0 | 0 | 0 | 10629685.9241 | 0 | 0 | 0 | 0 | -20284.5408 | 0 | 0 | 0 | 0 | 0 | 0 | 0 | 0 | 0 | 0 | 0 | 0 | 0
2016-06-01 05:00 | 0 | 0 | 0 | 0 | 163971.7573 | 0 | 409528 | 0 | 0 | 0 | 1443763.5371 | 0 | 3626.088 | 0 | 0 | 0 | 0 | 0 | 0 | 0 | 10629643.4054 | 0 | 0 | 0 | 0 | -245556.2427 | 0 | 0 | 0 | 0 | 0 | 0 | 0 | 0 | 0 | 0 | 0 | 0 | 0
2016-06-01 06:00 | 0 | 0 | 0 | 0 | 142905.7573 | 0 | 388462 | 0 | 0 | 0 | 1198207.2944 | 0 | 3626.088 | 0 | 0 | 0 | 0 | 0 | 0 | 0 | 10629600.8868 | 0 | 0 | 0 | 0 | -245556.2427 | 0 | 0 | 0 | 0 | 0 | 0 | 0 | 0 | 0 | 0 | 0 | 0 | 0
2016-06-01 07:00 | 0 | 0 | 0 | 0 | 128303.7573 | 0 | 373860 | 0 | 0 | 0 | 952651.0517 | 0 | 3626.088 | 0 | 0 | 0 | 0 | 0 | 0 | 0 | 10629558.3684 | 0 | 0 | 0 | 0 | -245556.2427 | 0 | 0 | 0 | 0 | 0 | 0 | 0 | 0 | 0 | 0 | 0 | 0 | 0
2016-06-01 08:00 | 0 | 0 | 0 | 0 | 122070.7573 | 0 | 367627 | 0 | 0 | 0 | 707094.809 | 0 | 3626.088 | 0 | 0 | 0 | 0 | 0 | 0 | 0 | 10629515.8502 | 0 | 0 | 0 | 0 | -245556.2427 | 0 | 0 | 0 | 0 | 0 | 0 | 0 | 0 | 0 | 0 | 0 | 0 | 0
2016-06-01 09:00 | 0 | 0 | 0 | 0 | 127286.7573 | 0 | 372843 | 0 | 0 | 0 | 461538.5664 | 0 | 3626.088 | 0 | 0 | 0 | 0 | 0 | 0 | 0 | 10629473.3321 | 0 | 0 | 0 | 0 | -245556.2427 | 0 | 0 | 0 | 0 | 0 | 0 | 0 | 0 | 0 | 0 | 0 | 0 | 0
2016-06-01 10:00 | 0 | 0 | 0 | 0 | 428670.8036 | 0 | 388457 | 0 | 0 | 0 | 501752.3699 | 0 | 3626.088 | 0 | 0 | 0 | 0 | 0 | 0 | 0 | 10629430.8142 | 0 | 0 | 0 | 0 | 40213.8036 | 0 | 0 | 0 | 0 | 0 | 0 | 0 | 0 | 0 | 0 | 0 | 0 | 0
2016-06-01 11:00 | 0 | 0 | 0 | 0 | 173197.8146 | 7.5004 | 411140 | 0 | 0 | 0 | 256196.1272 | 0 | 3626.088 | 7621.5577 | 0 | 0 | 0 | 0 | 0 | 0 | 10629388.2965 | 0 | 0 | 0 | 0 | -245556.2427 | 0 | 0 | 0 | 7621.5577 | 0 | 0 | 0 | 0 | 0 | 0 | 0 | 0 | 0
2016-06-01 12:00 | 0 | 0 | 0 | 0 | 255978.4197 | 73325.8774 | 435165 | 0 | 0 | 0 | 157956.9821 | 0 | 3626.088 | 0 | 0 | 0 | 0 | 0 | 0 | 0 | 10629345.779 | 0 | 0 | 0 | 0 | -98239.1451 | 0 | 0 | 0 | -7621.5577 | 0 | 0 | 0 | 0 | 0 | 0 | 0 | 0 | 0
2016-06-01 13:00 | 0 | 0 | 0 | 0 | 289672.7802 | 409641.629 | 458866 | 0 | 0 | 0 | 398405.3912 | 0 | 3626.088 | 0 | 0 | 0 | 0 | 0 | 0 | 0 | 10629303.2616 | 0 | 0 | 0 | 0 | 240448.4091 | 0 | 0 | 0 | 0 | 0 | 0 | 0 | 0 | 0 | 0 | 0 | 0 | 0
2016-06-01 14:00 | 0 | 0 | 0 | 0 | 0 | 599220.0524 | 485380 | 0 | 0 | 0 | 512245.4436 | 0 | 3626.088 | 0 | 0 | 0 | 0 | 0 | 0 | 0 | 10629260.7444 | 0 | 0 | 0 | 0 | 113840.0524 | 0 | 0 | 0 | 0 | 0 | 0 | 0 | 0 | 0 | 0 | 0 | 0 | 0
2016-06-01 15:00 | 0 | 0 | 0 | 0 | 0 | 705983.9503 | 510547 | 0 | 0 | 0 | 707469.0946 | 0 | 3839.3873 | 0 | 0 | 0 | 0 | 0 | 0 | 0 | 10629218.2273 | 0 | 0 | 0 | 0 | 195223.651 | 0 | 213.2993 | 0 | 0 | 0 | 0 | 0 | 0 | 0 | 0 | 0 | 0 | 0
2016-06-01 16:00 | 0 | 0 | 0 | 0 | 30317.4532 | 746646.7895 | 531408 | 0 | 0 | 0 | 953025.3373 | 0 | 3839.3873 | 0 | 0 | 0 | 0 | 0 | 0 | 0 | 10629175.7104 | 0 | 0 | 0 | 0 | 245556.2427 | 0 | 0 | 0 | 0 | 0 | 0 | 0 | 0 | 0 | 0 | 0 | 0 | 0
2016-06-01 17:00 | 0 | 0 | 0 | 0 | 0 | 752713.0512 | 550110 | 0 | 0 | 0 | 1155628.3885 | 0 | 3839.3873 | 0 | 0 | 0 | 0 | 0 | 0 | 0 | 10629133.1937 | 0 | 0 | 0 | 0 | 202603.0512 | 0 | 0 | 0 | 0 | 0 | 0 | 0 | 0 | 0 | 0 | 0 | 0 | 0
2016-06-01 18:00 | 0 | 0 | 0 | 0 | 0 | 740247.6476 | 564854 | 0 | 0 | 0 | 1331022.0361 | 0 | 3839.3873 | 0 | 0 | 0 | 0 | 0 | 0 | 0 | 10629090.6772 | 0 | 0 | 0 | 0 | 175393.6476 | 0 | 0 | 0 | 0 | 0 | 0 | 0 | 0 | 0 | 0 | 0 | 0 | 0
2016-06-01 19:00 | 0 | 0 | 0 | 0 | 94933.7351 | 725250.5076 | 574628 | 0 | 0 | 0 | 1576578.2788 | 0 | 3839.3873 | 0 | 0 | 0 | 0 | 0 | 0 | 0 | 10629048.1608 | 0 | 0 | 0 | 0 | 245556.2427 | 0 | 0 | 0 | 0 | 0 | 0 | 0 | 0 | 0 | 0 | 0 | 0 | 0
2016-06-01 20:00 | 0 | 0 | 0 | 0 | 0 | 708397.1649 | 580324 | 0 | 0 | 0 | 1704651.4436 | 0 | 3839.3873 | 0 | 0 | 0 | 0 | 0 | 0 | 0 | 10629005.6447 | 0 | 0 | 0 | 0 | 128073.1649 | 0 | 0 | 0 | 0 | 0 | 0 | 0 | 0 | 0 | 0 | 0 | 0 | 0
2016-06-01 21:00 | 0 | 0 | 0 | 0 | 0 | 685411.4548 | 579092 | 0 | 0 | 0 | 1810970.8984 | 0 | 3839.3873 | 0 | 0 | 0 | 0 | 0 | 0 | 0 | 10628963.1286 | 0 | 0 | 0 | 0 | 106319.4548 | 0 | 0 | 0 | 0 | 0 | 0 | 0 | 0 | 0 | 0 | 0 | 0 | 0
2016-06-01 22:00 | 0 | 0 | 0 | 0 | 161425.4674 | 654198.7753 | 570068 | 0 | 0 | 0 | 2056527.1411 | 0 | 3839.3873 | 0 | 0 | 0 | 0 | 0 | 0 | 0 | 10628920.6128 | 0 | 0 | 0 | 0 | 245556.2427 | 0 | 0 | 0 | 0 | 0 | 0 | 0 | 0 | 0 | 0 | 0 | 0 | 0
2016-06-01 23:00 | 0 | 0 | 0 | 0 | 0 | 589690.4819 | 556557 | 0 | 0 | 0 | 2089660.623 | 0 | 3839.3873 | 0 | 0 | 0 | 0 | 0 | 0 | 0 | 10628878.0971 | 0 | 0 | 0 | 0 | 33133.4819 | 0 | 0 | 0 | 0 | 0 | 0 | 0 | 0 | 0 | 0 | 0 | 0 | 0
2016-06-02 | 0 | 0 | 0 | 0 | 0 | 469059.2306 | 544273 | 0 | 0 | 0 | 2014446.8536 | 0 | 3839.3873 | 0 | 0 | 0 | 0 | 0 | 0 | 0 | 10628835.5816 | 0 | 0 | 0 | 0 | -75213.7694 | 0 | 0 | 0 | 0 | 0 | 0 | 0 | 0 | 0 | 0 | 0 | 0 | 0
2016-06-02 01:00 | 0 | 0 | 0 | 0 | 179299.2737 | 296491.2658 | 532348 | 0 | 0 | 0 | 1957889.3931 | 0 | 3839.3873 | 0 | 0 | 0 | 0 | 0 | 0 | 0 | 10628793.0662 | 0 | 0 | 0 | 0 | -56557.4605 | 0 | 0 | 0 | 0 | 0 | 0 | 0 | 0 | 0 | 0 | 0 | 0 | 0
2016-06-02 02:00 | 0 | 0 | 0 | 0 | 204980.2944 | 57166.7622 | 507490 | 0 | 0 | 0 | 1712333.1504 | 0 | 4052.6866 | 0 | 0 | 0 | 0 | 0 | 0 | 0 | 10628750.5511 | 0 | 0 | 0 | 0 | -245556.2427 | 0 | 213.2993 | 0 | 0 | 0 | 0 | 0 | 0 | 0 | 0 | 0 | 0 | 0
2016-06-02 03:00 | 0 | 0 | 0 | 0 | 227032.5597 | 0.19764 | 472589 | 0 | 0 | 0 | 1466776.9077 | 0 | 4052.6866 | 0 | 0 | 0 | 0 | 0 | 0 | 0 | 10628708.0361 | 0 | 0 | 0 | 0 | -245556.2427 | 0 | 0 | 0 | 0 | 0 | 0 | 0 | 0 | 0 | 0 | 0 | 0 | 0
2016-06-02 04:00 | 0 | 0 | 0 | 0 | 194133.7573 | 0 | 439690 | 0 | 0 | 0 | 1221220.6651 | 0 | 4052.6866 | 0 | 0 | 0 | 0 | 0 | 0 | 0 | 10628665.5212 | 0 | 0 | 0 | 0 | -245556.2427 | 0 | 0 | 0 | 0 | 0 | 0 | 0 | 0 | 0 | 0 | 0 | 0 | 0
2016-06-02 05:00 | 0 | 0 | 0 | 0 | 289849.1008 | 0 | 412308 | 0 | 0 | 0 | 1098761.7658 | 0 | 4052.6866 | 0 | 0 | 0 | 0 | 0 | 0 | 0 | 10628623.0066 | 0 | 0 | 0 | 0 | -122458.8992 | 0 | 0 | 0 | 0 | 0 | 0 | 0 | 0 | 0 | 0 | 0 | 0 | 0
2016-06-02 06:00 | 0 | 0 | 0 | 0 | 144801.7573 | 0 | 390358 | 0 | 0 | 0 | 853205.5231 | 0 | 4052.6866 | 0 | 0 | 0 | 0 | 0 | 0 | 0 | 10628580.4921 | 0 | 0 | 0 | 0 | -245556.2427 | 0 | 0 | 0 | 0 | 0 | 0 | 0 | 0 | 0 | 0 | 0 | 0 | 0
2016-06-02 07:00 | 0 | 0 | 0 | 0 | 322973.7437 | 0 | 375879 | 0 | 0 | 0 | 800300.2669 | 0 | 4052.6866 | 0 | 0 | 0 | 0 | 0 | 0 | 0 | 10628537.9778 | 0 | 0 | 0 | 0 | -52905.2563 | 0 | 0 | 0 | 0 | 0 | 0 | 0 | 0 | 0 | 0 | 0 | 0 | 0
2016-06-02 08:00 | 0 | 0 | 0 | 0 | 124662.7573 | 0 | 370219 | 0 | 0 | 0 | 554744.0242 | 0 | 4052.6866 | 0 | 0 | 0 | 0 | 0 | 0 | 0 | 10628495.4636 | 0 | 0 | 0 | 0 | -245556.2427 | 0 | 0 | 0 | 0 | 0 | 0 | 0 | 0 | 0 | 0 | 0 | 0 | 0
2016-06-02 09:00 | 0 | 0 | 0 | 0 | 341699.3544 | 0 | 375798 | 0 | 0 | 0 | 520645.3786 | 0 | 4052.6866 | 0 | 0 | 0 | 0 | 0 | 0 | 0 | 10628452.9496 | 0 | 0 | 0 | 0 | -34098.6456 | 0 | 0 | 0 | 0 | 0 | 0 | 0 | 0 | 0 | 0 | 0 | 0 | 0
2016-06-02 10:00 | 0 | 0 | 0 | 0 | 147788.7573 | 0 | 393345 | 0 | 0 | 0 | 275089.1359 | 0 | 4052.6866 | 0 | 0 | 0 | 0 | 0 | 0 | 0 | 10628410.4358 | 0 | 0 | 0 | 0 | -245556.2427 | 0 | 0 | 0 | 0 | 0 | 0 | 0 | 0 | 0 | 0 | 0 | 0 | 0
2016-06-02 11:00 | 0 | 0 | 0 | 0 | 308507.629 | 5.2375 | 414211 | 0 | 0 | 0 | 169391.0023 | 0 | 4052.6866 | 0 | 0 | 0 | 0 | 0 | 0 | 0 | 10628367.9222 | 0 | 0 | 0 | 0 | -105698.1335 | 0 | 0 | 0 | 0 | 0 | 0 | 0 | 0 | 0 | 0 | 0 | 0 | 0
2016-06-02 12:00 | 0 | 0 | 0 | 0 | 163029.1658 | 103530.8319 | 435951 | 0 | 0 | 0 | 0 | 0 | 4052.6866 | 0 | 0 | 0 | 0 | 0 | 0 | 0 | 10628325.4087 | 0 | 0 | 0 | 0 | -169391.0023 | 0 | 0 | 0 | 0 | 0 | 0 | 0 | 0 | 0 | 0 | 0 | 0 | 0
2016-06-02 13:00 | 0 | 0 | 0 | 0 | 11319.9087 | 463418.2527 | 457230 | 0 | 0 | 0 | 17508.1614 | 0 | 4052.6866 | 0 | 0 | 0 | 0 | 0 | 0 | 0 | 10628282.8954 | 0 | 0 | 0 | 0 | 17508.1614 | 0 | 0 | 0 | 0 | 0 | 0 | 0 | 0 | 0 | 0 | 0 | 0 | 0
2016-06-02 14:00 | 0 | 0 | 0 | 0 | 0 | 663433.5419 | 479125 | 0 | 0 | 0 | 201816.7033 | 0 | 4052.6866 | 0 | 0 | 0 | 0 | 0 | 0 | 0 | 10628240.3823 | 0 | 0 | 0 | 0 | 184308.5419 | 0 | 0 | 0 | 0 | 0 | 0 | 0 | 0 | 0 | 0 | 0 | 0 | 0
2016-06-02 15:00 | 0 | 0 | 0 | 0 | 0 | 768324.559 | 500458 | 0 | 0 | 0 | 447372.946 | 0 | 4265.9859 | 0 | 0 | 0 | 0 | 0 | 0 | 0 | 10645875.4829 | 0 | 0 | 0 | 0 | 245556.2427 | 0 | 213.2993 | 0 | 0 | 0 | 0 | 0 | 0 | 0 | 0 | 22097.017 | 0 | 0
2016-06-02 16:00 | 0 | 0 | 0 | 0 | 0 | 787466.559 | 519600 | 0 | 0 | 0 | 692929.1887 | 0 | 4479.2852 | 0 | 0 | 0 | 0 | 0 | 0 | 0 | 10663510.5131 | 0 | 0 | 0 | 0 | 245556.2427 | 0 | 213.2993 | 0 | 0 | 0 | 0 | 0 | 0 | 0 | 0 | 22097.017 | 0 | 0
2016-06-02 17:00 | 0 | 0 | 0 | 0 | 0 | 812498.797 | 537657 | 0 | 0 | 0 | 938485.4314 | 0 | 4692.5845 | 6975.238 | 0 | 0 | 0 | 0 | 0 | 0 | 10681145.4727 | 0 | 0 | 0 | 0 | 245556.2427 | 0 | 213.2993 | 0 | 6975.238 | 0 | 0 | 0 | 0 | 0 | 0 | 22097.017 | 0 | 0
2016-06-02 18:00 | 0 | 0 | 0 | 0 | 0 | 820265.8788 | 551753 | 0 | 0 | 0 | 1184041.6741 | 0 | 4905.8838 | 7621.5577 | 0 | 0 | 0 | 0 | 0 | 0 | 10698780.3617 | 0 | 0 | 0 | 0 | 245556.2427 | 0 | 213.2993 | 0 | 646.3197 | 0 | 0 | 0 | 0 | 0 | 0 | 22097.017 | 0 | 0
2016-06-02 19:00 | 0 | 0 | 0 | 0 | 0 | 809720.223 | 561585 | 0 | 0 | 0 | 1429597.9168 | 0 | 5119.1831 | 7621.5577 | 0 | 0 | 0 | 0 | 0 | 0 | 10700630.1115 | 0 | 0 | 0 | 0 | 245556.2427 | 0 | 213.2993 | 0 | 0 | 0 | 0 | 0 | 0 | 0 | 0 | 2365.6811 | 0 | 0
2016-06-02 20:00 | 0 | 0 | 0 | 0 | 0 | 802394.7452 | 567278 | 0 | 0 | 0 | 1672336.2197 | 0 | 5119.1831 | 0 | 0 | 0 | 0 | 0 | 0 | 0 | 10700587.3089 | 0 | 0 | 0 | 0 | 242738.3029 | 0 | 0 | 0 | -7621.5577 | 0 | 0 | 0 | 0 | 0 | 0 | 0 | 0 | 0
2016-06-02 21:00 | 0 | 0 | 0 | 0 | 0 | 784550.9877 | 568552 | 0 | 0 | 0 | 1888335.2074 | 0 | 5119.1831 | 0 | 0 | 0 | 0 | 0 | 0 | 0 | 10700544.5066 | 0 | 0 | 0 | 0 | 215998.9877 | 0 | 0 | 0 | 0 | 0 | 0 | 0 | 0 | 0 | 0 | 0 | 0 | 0
2016-06-02 22:00 | 0 | 0 | 0 | 0 | 52771.9264 | 754791.3163 | 562007 | 0 | 0 | 0 | 2133891.4501 | 0 | 5119.1831 | 0 | 0 | 0 | 0 | 0 | 0 | 0 | 10700501.7044 | 0 | 0 | 0 | 0 | 245556.2427 | 0 | 0 | 0 | 0 | 0 | 0 | 0 | 0 | 0 | 0 | 0 | 0 | 0
2016-06-02 23:00 | 0 | 0 | 0 | 0 | 0 | 687221.6577 | 550541 | 0 | 0 | 0 | 2270572.1078 | 0 | 5119.1831 | 0 | 0 | 0 | 0 | 0 | 0 | 0 | 10700458.9024 | 0 | 0 | 0 | 0 | 136680.6577 | 0 | 0 | 0 | 0 | 0 | 0 | 0 | 0 | 0 | 0 | 0 | 0 | 0
2016-06-03 | 0 | 0 | 0 | 0 | 0 | 552346.9608 | 540859 | 0 | 0 | 0 | 2282060.0687 | 0 | 5119.1831 | 0 | 0 | 0 | 0 | 0 | 0 | 0 | 10700416.1006 | 0 | 0 | 0 | 0 | 11487.9608 | 0 | 0 | 0 | 0 | 0 | 0 | 0 | 0 | 0 | 0 | 0 | 0 | 0
2016-06-03 01:00 | 0 | 0 | 0 | 0 | 0 | 336246.5607 | 528804 | 0 | 0 | 0 | 2089502.6294 | 0 | 5119.1831 | 0 | 0 | 0 | 0 | 0 | 0 | 0 | 10700373.2989 | 0 | 0 | 0 | 0 | -192557.4393 | 0 | 0 | 0 | 0 | 0 | 0 | 0 | 0 | 0 | 0 | 0 | 0 | 0
2016-06-03 02:00 | 0 | 0 | 0 | 0 | 213221.6198 | 45870.1375 | 504648 | 0 | 0 | 0 | 1843946.3867 | 0 | 5119.1831 | 0 | 0 | 0 | 0 | 0 | 0 | 0 | 10700330.4974 | 0 | 0 | 0 | 0 | -245556.2427 | 0 | 0 | 0 | 0 | 0 | 0 | 0 | 0 | 0 | 0 | 0 | 0 | 0
2016-06-03 03:00 | 0 | 0 | 0 | 0 | 226269.4243 | 0.33302 | 471826 | 0 | 0 | 0 | 1598390.144 | 0 | 5119.1831 | 0 | 0 | 0 | 0 | 0 | 0 | 0 | 10700287.6961 | 0 | 0 | 0 | 0 | -245556.2427 | 0 | 0 | 0 | 0 | 0 | 0 | 0 | 0 | 0 | 0 | 0 | 0 | 0
2016-06-03 04:00 | 0 | 0 | 0 | 0 | 195055.7573 | 0 | 440612 | 0 | 0 | 0 | 1352833.9013 | 0 | 5119.1831 | 0 | 0 | 0 | 0 | 0 | 0 | 0 | 10700244.8949 | 0 | 0 | 0 | 0 | -245556.2427 | 0 | 0 | 0 | 0 | 0 | 0 | 0 | 0 | 0 | 0 | 0 | 0 | 0
2016-06-03 05:00 | 0 | 0 | 0 | 0 | 167218.7573 | 0 | 412775 | 0 | 0 | 0 | 1107277.6586 | 0 | 5119.1831 | 0 | 0 | 0 | 0 | 0 | 0 | 0 | 10700202.094 | 0 | 0 | 0 | 0 | -245556.2427 | 0 | 0 | 0 | 0 | 0 | 0 | 0 | 0 | 0 | 0 | 0 | 0 | 0
2016-06-03 06:00 | 0 | 0 | 0 | 0 | 145462.7573 | 0 | 391019 | 0 | 0 | 0 | 861721.4159 | 0 | 5119.1831 | 0 | 0 | 0 | 0 | 0 | 0 | 0 | 10700159.2931 | 0 | 0 | 0 | 0 | -245556.2427 | 0 | 0 | 0 | 0 | 0 | 0 | 0 | 0 | 0 | 0 | 0 | 0 | 0
2016-06-03 07:00 | 0 | 0 | 0 | 0 | 131250.7573 | 0 | 376807 | 0 | 0 | 0 | 616165.1733 | 0 | 5119.1831 | 0 | 0 | 0 | 0 | 0 | 0 | 0 | 10700116.4925 | 0 | 0 | 0 | 0 | -245556.2427 | 0 | 0 | 0 | 0 | 0 | 0 | 0 | 0 | 0 | 0 | 0 | 0 | 0
2016-06-03 08:00 | 0 | 0 | 0 | 0 | 519205.6295 | 0 | 370748 | 0 | 0 | 0 | 764622.8027 | 0 | 5119.1831 | 0 | 0 | 0 | 0 | 0 | 0 | 0 | 10700073.692 | 0 | 0 | 0 | 0 | 148457.6295 | 0 | 0 | 0 | 0 | 0 | 0 | 0 | 0 | 0 | 0 | 0 | 0 | 0
2016-06-03 09:00 | 0 | 0 | 0 | 0 | 130472.7573 | 0 | 376029 | 0 | 0 | 0 | 519066.5601 | 0 | 5119.1831 | 0 | 0 | 0 | 0 | 0 | 0 | 0 | 10700030.8917 | 0 | 0 | 0 | 0 | -245556.2427 | 0 | 0 | 0 | 0 | 0 | 0 | 0 | 0 | 0 | 0 | 0 | 0 | 0
2016-06-03 10:00 | 0 | 0 | 0 | 0 | 145011.7573 | 0 | 390568 | 0 | 0 | 0 | 273510.3174 | 0 | 5119.1831 | 0 | 0 | 0 | 0 | 0 | 0 | 0 | 10699988.0916 | 0 | 0 | 0 | 0 | -245556.2427 | 0 | 0 | 0 | 0 | 0 | 0 | 0 | 0 | 0 | 0 | 0 | 0 | 0
2016-06-03 11:00 | 0 | 0 | 0 | 0 | 165163.4762 | 8.2811 | 410728 | 0 | 0 | 0 | 27954.0747 | 0 | 5119.1831 | 0 | 0 | 0 | 0 | 0 | 0 | 0 | 10699945.2917 | 0 | 0 | 0 | 0 | -245556.2427 | 0 | 0 | 0 | 0 | 0 | 0 | 0 | 0 | 0 | 0 | 0 | 0 | 0
2016-06-03 12:00 | 0 | 0 | 0 | 0 | 284547.9172 | 120899.0081 | 433401 | 0 | 0 | 0 | 0 | 0 | 5119.1831 | 0 | 0 | 0 | 0 | 0 | 0 | 0 | 10699902.4919 | 0 | 0 | 0 | 0 | -27954.0747 | 0 | 0 | 0 | 0 | 0 | 0 | 0 | 0 | 0 | 0 | 0 | 0 | 0
2016-06-03 13:00 | 0 | 0 | 0 | 0 | 0 | 488740.9091 | 456710 | 0 | 0 | 0 | 32030.9091 | 0 | 5119.1831 | 0 | 0 | 0 | 0 | 0 | 0 | 0 | 10699859.6923 | 0 | 0 | 0 | 0 | 32030.9091 | 0 | 0 | 0 | 0 | 0 | 0 | 0 | 0 | 0 | 0 | 0 | 0 | 0
2016-06-03 14:00 | 0 | 0 | 0 | 0 | 0 | 693422.8434 | 482352 | 0 | 0 | 0 | 243101.7525 | 0 | 5119.1831 | 0 | 0 | 0 | 0 | 0 | 0 | 0 | 10699816.8928 | 0 | 0 | 0 | 0 | 211070.8434 | 0 | 0 | 0 | 0 | 0 | 0 | 0 | 0 | 0 | 0 | 0 | 0 | 0
2016-06-03 15:00 | 0 | 0 | 0 | 0 | 0 | 774304.559 | 506438 | 0 | 0 | 0 | 488657.9951 | 0 | 5332.4824 | 0 | 0 | 0 | 0 | 0 | 0 | 0 | 10717451.7072 | 0 | 0 | 0 | 0 | 245556.2427 | 0 | 213.2993 | 0 | 0 | 0 | 0 | 0 | 0 | 0 | 0 | 22097.017 | 0 | 0
2016-06-03 16:00 | 0 | 0 | 0 | 0 | 0 | 794085.559 | 526219 | 0 | 0 | 0 | 734214.2378 | 0 | 5545.7817 | 0 | 0 | 0 | 0 | 0 | 0 | 0 | 10735086.451 | 0 | 0 | 0 | 0 | 245556.2427 | 0 | 213.2993 | 0 | 0 | 0 | 0 | 0 | 0 | 0 | 0 | 22097.017 | 0 | 0
2016-06-03 17:00 | 0 | 0 | 0 | 0 | 0 | 813278.5091 | 544271 | 0 | 0 | 0 | 979770.4805 | 0 | 5759.081 | 1140.9501 | 0 | 0 | 0 | 0 | 0 | 0 | 10752721.1243 | 0 | 0 | 0 | 0 | 245556.2427 | 0 | 213.2993 | 0 | 1140.9501 | 0 | 0 | 0 | 0 | 0 | 0 | 22097.017 | 0 | 0
2016-06-03 18:00 | 0 | 0 | 0 | 0 | 0 | 833504.1667 | 559157 | 0 | 0 | 0 | 1225326.7232 | 0 | 5972.3803 | 7621.5577 | 0 | 0 | 0 | 0 | 0 | 0 | 10770355.7271 | 0 | 0 | 0 | 0 | 245556.2427 | 0 | 213.2993 | 0 | 6480.6076 | 0 | 0 | 0 | 0 | 0 | 0 | 22097.017 | 0 | 0
2016-06-03 19:00 | 0 | 0 | 0 | 0 | 0 | 825523.5239 | 568887 | 0 | 0 | 0 | 1470882.9659 | 0 | 6185.6796 | 7621.5577 | 0 | 0 | 0 | 0 | 0 | 0 | 10779006.2312 | 0 | 0 | 0 | 0 | 245556.2427 | 0 | 213.2993 | 0 | 0 | 0 | 0 | 0 | 0 | 0 | 0 | 10866.982 | 0 | 0
2016-06-03 20:00 | 0 | 0 | 0 | 0 | 0 | 822390.7474 | 574581 | 0 | 0 | 0 | 1716439.2086 | 0 | 6398.9789 | 7621.5577 | 0 | 0 | 0 | 0 | 0 | 0 | 10780595.2795 | 0 | 0 | 0 | 0 | 245556.2427 | 0 | 213.2993 | 0 | 0 | 0 | 0 | 0 | 0 | 0 | 0 | 2040.2054 | 0 | 0
2016-06-03 21:00 | 0 | 0 | 0 | 0 | 0 | 813579.4591 | 574869 | 0 | 0 | 0 | 1961995.4513 | 0 | 6398.9789 | 775.7742 | 0 | 0 | 0 | 0 | 0 | 0 | 10780552.1572 | 0 | 0 | 0 | 0 | 245556.2427 | 0 | 0 | 0 | -6845.7835 | 0 | 0 | 0 | 0 | 0 | 0 | 0 | 0 | 0
2016-06-03 22:00 | 0 | 0 | 0 | 0 | 27221.0515 | 785080.417 | 567521 | 0 | 0 | 0 | 2207551.6939 | 0 | 6398.9789 | 0 | 0 | 0 | 0 | 0 | 0 | 0 | 10780509.035 | 0 | 0 | 0 | 0 | 245556.2427 | 0 | 0 | 0 | -775.7742 | 0 | 0 | 0 | 0 | 0 | 0 | 0 | 0 | 0
2016-06-03 23:00 | 0 | 0 | 0 | 0 | 0 | 713644.9606 | 553923 | 0 | 0 | 0 | 2367273.6546 | 0 | 6398.9789 | 0 | 0 | 0 | 0 | 0 | 0 | 0 | 10780465.9129 | 0 | 0 | 0 | 0 | 159721.9606 | 0 | 0 | 0 | 0 | 0 | 0 | 0 | 0 | 0 | 0 | 0 | 0 | 0
2016-06-04 | 0 | 0 | 0 | 0 | 0 | 583635.6922 | 541270 | 0 | 0 | 0 | 2409639.3468 | 0 | 6398.9789 | 0 | 0 | 0 | 0 | 0 | 0 | 0 | 10780422.7911 | 0 | 0 | 0 | 0 | 42365.6922 | 0 | 0 | 0 | 0 | 0 | 0 | 0 | 0 | 0 | 0 | 0 | 0 | 0
2016-06-04 01:00 | 0 | 0 | 0 | 0 | 0 | 349320.3637 | 530077 | 0 | 0 | 0 | 2228882.7104 | 0 | 6398.9789 | 0 | 0 | 0 | 0 | 0 | 0 | 0 | 10780379.6694 | 0 | 0 | 0 | 0 | -180756.6363 | 0 | 0 | 0 | 0 | 0 | 0 | 0 | 0 | 0 | 0 | 0 | 0 | 0
2016-06-04 02:00 | 0 | 0 | 0 | 0 | 215212.1303 | 46988.627 | 507757 | 0 | 0 | 0 | 1983326.4678 | 0 | 6398.9789 | 0 | 0 | 0 | 0 | 0 | 0 | 0 | 10780336.5478 | 0 | 0 | 0 | 0 | -245556.2427 | 0 | 0 | 0 | 0 | 0 | 0 | 0 | 0 | 0 | 0 | 0 | 0 | 0
2016-06-04 03:00 | 0 | 0 | 0 | 0 | 224795.3525 | 0.42591 | 476751 | 0 | 0 | 0 | 1737770.2251 | 0 | 0 | 0 | 0 | 0 | 0 | 0 | 0 | 0 | 10780293.4265 | 0 | 0 | 0 | 0 | -245556.2427 | 0 | 0 | 6398.9789 | 0 | 0 | 0 | 0 | 0 | 0 | 0 | 0 | 0 | 0
2016-06-04 04:00 | 0 | 0 | 0 | 0 | 200009.7573 | 0 | 445566 | 0 | 0 | 0 | 1492213.9824 | 0 | 0 | 0 | 0 | 0 | 0 | 0 | 0 | 0 | 10780250.3053 | 0 | 0 | 0 | 0 | -245556.2427 | 0 | 0 | 0 | 0 | 0 | 0 | 0 | 0 | 0 | 0 | 0 | 0 | 0
2016-06-04 05:00 | 0 | 0 | 0 | 0 | 172324.7573 | 0 | 417881 | 0 | 0 | 0 | 1246657.7397 | 0 | 0 | 0 | 0 | 0 | 0 | 0 | 0 | 0 | 10780207.1843 | 0 | 0 | 0 | 0 | -245556.2427 | 0 | 0 | 0 | 0 | 0 | 0 | 0 | 0 | 0 | 0 | 0 | 0 | 0
2016-06-04 06:00 | 0 | 0 | 0 | 0 | 150061.7573 | 0 | 395618 | 0 | 0 | 0 | 1001101.497 | 0 | 0 | 0 | 0 | 0 | 0 | 0 | 0 | 0 | 10780164.0635 | 0 | 0 | 0 | 0 | -245556.2427 | 0 | 0 | 0 | 0 | 0 | 0 | 0 | 0 | 0 | 0 | 0 | 0 | 0
2016-06-04 07:00 | 0 | 0 | 0 | 0 | 132893.7573 | 0 | 378450 | 0 | 0 | 0 | 755545.2543 | 0 | 0 | 0 | 0 | 0 | 0 | 0 | 0 | 0 | 10780120.9428 | 0 | 0 | 0 | 0 | -245556.2427 | 0 | 0 | 0 | 0 | 0 | 0 | 0 | 0 | 0 | 0 | 0 | 0 | 0
2016-06-04 08:00 | 0 | 0 | 0 | 0 | 358772.4187 | 0 | 367703 | 0 | 0 | 0 | 746614.673 | 0 | 0 | 0 | 0 | 0 | 0 | 0 | 0 | 0 | 10780077.8224 | 0 | 0 | 0 | 0 | -8930.5813 | 0 | 0 | 0 | 0 | 0 | 0 | 0 | 0 | 0 | 0 | 0 | 0 | 0
2016-06-04 09:00 | 0 | 0 | 0 | 0 | 118557.7573 | 0 | 364114 | 0 | 0 | 0 | 501058.4303 | 0 | 0 | 0 | 0 | 0 | 0 | 0 | 0 | 0 | 10780034.702 | 0 | 0 | 0 | 0 | -245556.2427 | 0 | 0 | 0 | 0 | 0 | 0 | 0 | 0 | 0 | 0 | 0 | 0 | 0
2016-06-04 10:00 | 0 | 0 | 0 | 0 | 118713.7573 | 0 | 364270 | 0 | 0 | 0 | 255502.1876 | 0 | 0 | 0 | 0 | 0 | 0 | 0 | 0 | 0 | 10779991.5819 | 0 | 0 | 0 | 0 | -245556.2427 | 0 | 0 | 0 | 0 | 0 | 0 | 0 | 0 | 0 | 0 | 0 | 0 | 0
2016-06-04 11:00 | 0 | 0 | 0 | 0 | 126937.9544 | 9.8029 | 372504 | 0 | 0 | 0 | 9945.945 | 0 | 0 | 0 | 0 | 0 | 0 | 0 | 0 | 0 | 10779948.4619 | 0 | 0 | 0 | 0 | -245556.2427 | 0 | 0 | 0 | 0 | 0 | 0 | 0 | 0 | 0 | 0 | 0 | 0 | 0
2016-06-04 12:00 | 0 | 0 | 0 | 0 | 233298.0501 | 148339.005 | 391583 | 0 | 0 | 0 | 0 | 0 | 0 | 0 | 0 | 0 | 0 | 0 | 0 | 0 | 10779905.3421 | 0 | 0 | 0 | 0 | -9945.945 | 0 | 0 | 0 | 0 | 0 | 0 | 0 | 0 | 0 | 0 | 0 | 0 | 0
2016-06-04 13:00 | 0 | 0 | 0 | 0 | 0 | 525125.0508 | 416910 | 0 | 0 | 0 | 108215.0508 | 0 | 0 | 0 | 0 | 0 | 0 | 0 | 0 | 0 | 10779862.2225 | 0 | 0 | 0 | 0 | 108215.0508 | 0 | 0 | 0 | 0 | 0 | 0 | 0 | 0 | 0 | 0 | 0 | 0 | 0
2016-06-04 14:00 | 0 | 0 | 0 | 0 | 0 | 672322.983 | 444249 | 0 | 0 | 0 | 336289.0338 | 0 | 0 | 0 | 0 | 0 | 0 | 0 | 0 | 0 | 10779819.1031 | 0 | 0 | 0 | 0 | 228073.983 | 0 | 0 | 0 | 0 | 0 | 0 | 0 | 0 | 0 | 0 | 0 | 0 | 0
2016-06-04 15:00 | 0 | 0 | 0 | 0 | 0 | 737838.559 | 469972 | 0 | 0 | 0 | 581845.2765 | 0 | 213.2993 | 0 | 0 | 0 | 0 | 0 | 0 | 0 | 10797453.5974 | 0 | 0 | 0 | 0 | 245556.2427 | 0 | 213.2993 | 0 | 0 | 0 | 0 | 0 | 0 | 0 | 0 | 22097.017 | 0 | 0
2016-06-04 16:00 | 0 | 0 | 0 | 0 | 0 | 759161.559 | 491295 | 0 | 0 | 0 | 827401.5192 | 0 | 426.5986 | 0 | 0 | 0 | 0 | 0 | 0 | 0 | 10815088.0213 | 0 | 0 | 0 | 0 | 245556.2427 | 0 | 213.2993 | 0 | 0 | 0 | 0 | 0 | 0 | 0 | 0 | 22097.017 | 0 | 0
2016-06-04 17:00 | 0 | 0 | 0 | 0 | 0 | 775745.559 | 507879 | 0 | 0 | 0 | 1072957.7619 | 0 | 639.8979 | 0 | 0 | 0 | 0 | 0 | 0 | 0 | 10832722.3745 | 0 | 0 | 0 | 0 | 245556.2427 | 0 | 213.2993 | 0 | 0 | 0 | 0 | 0 | 0 | 0 | 0 | 22097.017 | 0 | 0
2016-06-04 18:00 | 0 | 0 | 0 | 0 | 0 | 789397.4524 | 520690 | 0 | 0 | 0 | 1318514.0045 | 0 | 853.1972 | 840.8934 | 0 | 0 | 0 | 0 | 0 | 0 | 10850356.6573 | 0 | 0 | 0 | 0 | 245556.2427 | 0 | 213.2993 | 0 | 840.8934 | 0 | 0 | 0 | 0 | 0 | 0 | 22097.017 | 0 | 0
2016-06-04 19:00 | 0 | 0 | 0 | 0 | 0 | 804770.2234 | 530123 | 0 | 0 | 0 | 1564070.2472 | 0 | 1066.4965 | 7621.5577 | 0 | 0 | 0 | 0 | 0 | 0 | 10867990.8695 | 0 | 0 | 0 | 0 | 245556.2427 | 0 | 213.2993 | 0 | 6780.6644 | 0 | 0 | 0 | 0 | 0 | 0 | 22097.017 | 0 | 0
2016-06-04 20:00 | 0 | 0 | 0 | 0 | 0 | 800432.474 | 536156 | 0 | 0 | 0 | 1809626.4899 | 0 | 1279.7958 | 7621.5577 | 0 | 0 | 0 | 0 | 0 | 0 | 10882752.9432 | 0 | 0 | 0 | 0 | 245556.2427 | 0 | 213.2993 | 0 | 0 | 0 | 0 | 0 | 0 | 0 | 0 | 18506.9321 | 0 | 0
2016-06-04 21:00 | 0 | 0 | 0 | 0 | 0 | 788600.6757 | 539077 | 0 | 0 | 0 | 2055182.7326 | 0 | 1493.0951 | 7621.5577 | 0 | 0 | 0 | 0 | 0 | 0 | 10885712.7192 | 0 | 0 | 0 | 0 | 245556.2427 | 0 | 213.2993 | 0 | 0 | 0 | 0 | 0 | 0 | 0 | 0 | 3754.1337 | 0 | 0
2016-06-04 22:00 | 0 | 0 | 0 | 0 | 0 | 760725.6217 | 535584 | 0 | 0 | 0 | 2287945.912 | 0 | 1493.0951 | 0 | 0 | 0 | 0 | 0 | 0 | 0 | 10885669.1763 | 0 | 0 | 0 | 0 | 232763.1794 | 0 | 0 | 0 | -7621.5577 | 0 | 0 | 0 | 0 | 0 | 0 | 0 | 0 | 0
2016-06-04 23:00 | 0 | 0 | 0 | 0 | 0 | 687617.2501 | 526357 | 0 | 0 | 0 | 2449206.1621 | 0 | 1493.0951 | 0 | 0 | 0 | 0 | 0 | 0 | 0 | 10885625.6336 | 0 | 0 | 0 | 0 | 161260.2501 | 0 | 0 | 0 | 0 | 0 | 0 | 0 | 0 | 0 | 0 | 0 | 0 | 0
2016-06-05 | 0 | 0 | 0 | 0 | 0 | 560781.7972 | 517223 | 0 | 0 | 0 | 2492764.9593 | 0 | 1493.0951 | 0 | 0 | 0 | 0 | 0 | 0 | 0 | 10885582.0911 | 0 | 0 | 0 | 0 | 43558.7972 | 0 | 0 | 0 | 0 | 0 | 0 | 0 | 0 | 0 | 0 | 0 | 0 | 0
2016-06-05 01:00 | 0 | 0 | 0 | 0 | 0 | 304758.708 | 507566 | 0 | 0 | 0 | 2289957.6673 | 0 | 1493.0951 | 0 | 0 | 0 | 0 | 0 | 0 | 0 | 10885538.5488 | 0 | 0 | 0 | 0 | -202807.292 | 0 | 0 | 0 | 0 | 0 | 0 | 0 | 0 | 0 | 0 | 0 | 0 | 0
2016-06-05 02:00 | 0 | 0 | 0 | 0 | 212384.6828 | 30754.0746 | 488695 | 0 | 0 | 0 | 2044401.4246 | 0 | 1493.0951 | 0 | 0 | 0 | 0 | 0 | 0 | 0 | 10885495.0066 | 0 | 0 | 0 | 0 | -245556.2427 | 0 | 0 | 0 | 0 | 0 | 0 | 0 | 0 | 0 | 0 | 0 | 0 | 0
2016-06-05 03:00 | 0 | 0 | 0 | 0 | 215652.7573 | 0 | 461209 | 0 | 0 | 0 | 1798845.1819 | 0 | 1493.0951 | 0 | 0 | 0 | 0 | 0 | 0 | 0 | 10885451.4647 | 0 | 0 | 0 | 0 | -245556.2427 | 0 | 0 | 0 | 0 | 0 | 0 | 0 | 0 | 0 | 0 | 0 | 0 | 0
2016-06-05 04:00 | 0 | 0 | 0 | 0 | 186016.7573 | 0 | 431573 | 0 | 0 | 0 | 1553288.9392 | 0 | 1493.0951 | 0 | 0 | 0 | 0 | 0 | 0 | 0 | 10885407.9229 | 0 | 0 | 0 | 0 | -245556.2427 | 0 | 0 | 0 | 0 | 0 | 0 | 0 | 0 | 0 | 0 | 0 | 0 | 0
2016-06-05 05:00 | 0 | 0 | 0 | 0 | 161224.7573 | 0 | 406781 | 0 | 0 | 0 | 1307732.6965 | 0 | 1493.0951 | 0 | 0 | 0 | 0 | 0 | 0 | 0 | 10885364.3812 | 0 | 0 | 0 | 0 | -245556.2427 | 0 | 0 | 0 | 0 | 0 | 0 | 0 | 0 | 0 | 0 | 0 | 0 | 0
2016-06-05 06:00 | 0 | 0 | 0 | 0 | 140862.7573 | 0 | 386419 | 0 | 0 | 0 | 1062176.4538 | 0 | 1493.0951 | 0 | 0 | 0 | 0 | 0 | 0 | 0 | 10885320.8398 | 0 | 0 | 0 | 0 | -245556.2427 | 0 | 0 | 0 | 0 | 0 | 0 | 0 | 0 | 0 | 0 | 0 | 0 | 0
2016-06-05 07:00 | 0 | 0 | 0 | 0 | 124872.7573 | 0 | 370429 | 0 | 0 | 0 | 816620.2111 | 0 | 1493.0951 | 0 | 0 | 0 | 0 | 0 | 0 | 0 | 10885277.2985 | 0 | 0 | 0 | 0 | -245556.2427 | 0 | 0 | 0 | 0 | 0 | 0 | 0 | 0 | 0 | 0 | 0 | 0 | 0
2016-06-05 08:00 | 0 | 0 | 0 | 0 | 394252.0319 | 0 | 360252 | 0 | 0 | 0 | 850620.243 | 0 | 1493.0951 | 0 | 0 | 0 | 0 | 0 | 0 | 0 | 10885233.7574 | 0 | 0 | 0 | 0 | 34000.0319 | 0 | 0 | 0 | 0 | 0 | 0 | 0 | 0 | 0 | 0 | 0 | 0 | 0
2016-06-05 09:00 | 0 | 0 | 0 | 0 | 109724.7573 | 0 | 355281 | 0 | 0 | 0 | 605064.0004 | 0 | 1493.0951 | 0 | 0 | 0 | 0 | 0 | 0 | 0 | 10885190.2164 | 0 | 0 | 0 | 0 | -245556.2427 | 0 | 0 | 0 | 0 | 0 | 0 | 0 | 0 | 0 | 0 | 0 | 0 | 0
2016-06-05 10:00 | 0 | 0 | 0 | 0 | 107398.7573 | 0 | 352955 | 0 | 0 | 0 | 359507.7577 | 0 | 1493.0951 | 0 | 0 | 0 | 0 | 0 | 0 | 0 | 10885146.6757 | 0 | 0 | 0 | 0 | -245556.2427 | 0 | 0 | 0 | 0 | 0 | 0 | 0 | 0 | 0 | 0 | 0 | 0 | 0
2016-06-05 11:00 | 0 | 0 | 0 | 0 | 111720.5154 | 13.2419 | 357290 | 0 | 0 | 0 | 113951.515 | 0 | 1493.0951 | 0 | 0 | 0 | 0 | 0 | 0 | 0 | 10885103.1351 | 0 | 0 | 0 | 0 | -245556.2427 | 0 | 0 | 0 | 0 | 0 | 0 | 0 | 0 | 0 | 0 | 0 | 0 | 0
2016-06-05 12:00 | 0 | 0 | 0 | 0 | 190221.9283 | 148086.9724 | 374022 | 0 | 0 | 0 | 78238.4157 | 0 | 1493.0951 | 0 | 0 | 0 | 0 | 0 | 0 | 0 | 10885059.5947 | 0 | 0 | 0 | 0 | -35713.0993 | 0 | 0 | 0 | 0 | 0 | 0 | 0 | 0 | 0 | 0 | 0 | 0 | 0
2016-06-05 13:00 | 0 | 0 | 0 | 0 | 0 | 524764.9418 | 397413 | 0 | 0 | 0 | 205590.3574 | 0 | 1493.0951 | 0 | 0 | 0 | 0 | 0 | 0 | 0 | 10885016.0544 | 0 | 0 | 0 | 0 | 127351.9418 | 0 | 0 | 0 | 0 | 0 | 0 | 0 | 0 | 0 | 0 | 0 | 0 | 0
2016-06-05 14:00 | 0 | 0 | 0 | 0 | 0 | 690151.559 | 422285 | 0 | 0 | 0 | 451146.6001 | 0 | 1706.3944 | 0 | 0 | 0 | 0 | 0 | 0 | 0 | 10902650.128 | 0 | 0 | 0 | 0 | 245556.2427 | 0 | 213.2993 | 0 | 0 | 0 | 0 | 0 | 0 | 0 | 0 | 22097.017 | 0 | 0
2016-06-05 15:00 | 0 | 0 | 0 | 0 | 0 | 713389.559 | 445523 | 0 | 0 | 0 | 696702.8428 | 0 | 1919.6937 | 0 | 0 | 0 | 0 | 0 | 0 | 0 | 10920284.131 | 0 | 0 | 0 | 0 | 245556.2427 | 0 | 213.2993 | 0 | 0 | 0 | 0 | 0 | 0 | 0 | 0 | 22097.017 | 0 | 0
2016-06-05 16:00 | 0 | 0 | 0 | 0 | 0 | 733910.559 | 466044 | 0 | 0 | 0 | 942259.0855 | 0 | 2132.993 | 0 | 0 | 0 | 0 | 0 | 0 | 0 | 10937918.0636 | 0 | 0 | 0 | 0 | 245556.2427 | 0 | 213.2993 | 0 | 0 | 0 | 0 | 0 | 0 | 0 | 0 | 22097.017 | 0 | 0
2016-06-05 17:00 | 0 | 0 | 0 | 0 | 0 | 751170.559 | 483304 | 0 | 0 | 0 | 1187815.3282 | 0 | 2346.2923 | 0 | 0 | 0 | 0 | 0 | 0 | 0 | 10955551.9255 | 0 | 0 | 0 | 0 | 245556.2427 | 0 | 213.2993 | 0 | 0 | 0 | 0 | 0 | 0 | 0 | 0 | 22097.017 | 0 | 0
2016-06-05 18:00 | 0 | 0 | 0 | 0 | 0 | 765067.559 | 497201 | 0 | 0 | 0 | 1433371.5708 | 0 | 2559.5916 | 0 | 0 | 0 | 0 | 0 | 0 | 0 | 10973185.7169 | 0 | 0 | 0 | 0 | 245556.2427 | 0 | 213.2993 | 0 | 0 | 0 | 0 | 0 | 0 | 0 | 0 | 22097.017 | 0 | 0
2016-06-05 19:00 | 0 | 0 | 0 | 0 | 0 | 776856.559 | 508990 | 0 | 0 | 0 | 1678927.8135 | 0 | 2772.8909 | 0 | 0 | 0 | 0 | 0 | 0 | 0 | 10990819.4378 | 0 | 0 | 0 | 0 | 245556.2427 | 0 | 213.2993 | 0 | 0 | 0 | 0 | 0 | 0 | 0 | 0 | 22097.017 | 0 | 0
2016-06-05 20:00 | 0 | 0 | 0 | 0 | 0 | 786876.559 | 519010 | 0 | 0 | 0 | 1924484.0562 | 0 | 2986.1902 | 0 | 0 | 0 | 0 | 0 | 0 | 0 | 11008453.0882 | 0 | 0 | 0 | 0 | 245556.2427 | 0 | 213.2993 | 0 | 0 | 0 | 0 | 0 | 0 | 0 | 0 | 22097.017 | 0 | 0
2016-06-05 21:00 | 0 | 0 | 0 | 0 | 0 | 801256.1168 | 525768 | 0 | 0 | 0 | 2170040.2989 | 0 | 3199.4894 | 7621.5577 | 0 | 0 | 0 | 0 | 0 | 0 | 11026086.668 | 0 | 0 | 0 | 0 | 245556.2427 | 0 | 213.2993 | 0 | 7621.5577 | 0 | 0 | 0 | 0 | 0 | 0 | 22097.017 | 0 | 0
2016-06-05 22:00 | 0 | 0 | 0 | 0 | 0 | 781811.674 | 526990 | 0 | 0 | 0 | 2415596.5416 | 0 | 3412.7887 | 7621.5577 | 0 | 0 | 0 | 0 | 0 | 0 | 11033284.2693 | 0 | 0 | 0 | 0 | 245556.2427 | 0 | 213.2993 | 0 | 0 | 0 | 0 | 0 | 0 | 0 | 0 | 9052.132 | 0 | 0
2016-06-05 23:00 | 0 | 0 | 0 | 0 | 0 | 699501.4675 | 521930 | 0 | 0 | 0 | 2600789.5668 | 0 | 3412.7887 | 0 | 0 | 0 | 0 | 0 | 0 | 0 | 11033240.1361 | 0 | 0 | 0 | 0 | 185193.0252 | 0 | 0 | 0 | -7621.5577 | 0 | 0 | 0 | 0 | 0 | 0 | 0 | 0 | 0
2016-06-06 | 0 | 0 | 0 | 0 | 0 | 571166.4484 | 513888 | 0 | 0 | 0 | 2658068.0152 | 0 | 3412.7887 | 0 | 0 | 0 | 0 | 0 | 0 | 0 | 11033196.0032 | 0 | 0 | 0 | 0 | 57278.4484 | 0 | 0 | 0 | 0 | 0 | 0 | 0 | 0 | 0 | 0 | 0 | 0 | 0
2016-06-06 01:00 | 0 | 0 | 0 | 0 | 0 | 313872.5574 | 504098 | 0 | 0 | 0 | 2467842.5727 | 0 | 3412.7887 | 0 | 0 | 0 | 0 | 0 | 0 | 0 | 11033151.8704 | 0 | 0 | 0 | 0 | -190225.4426 | 0 | 0 | 0 | 0 | 0 | 0 | 0 | 0 | 0 | 0 | 0 | 0 | 0
2016-06-06 02:00 | 0 | 0 | 0 | 0 | 196773.0274 | 43281.7299 | 485611 | 0 | 0 | 0 | 2222286.33 | 0 | 3412.7887 | 0 | 0 | 0 | 0 | 0 | 0 | 0 | 11033107.7378 | 0 | 0 | 0 | 0 | -245556.2427 | 0 | 0 | 0 | 0 | 0 | 0 | 0 | 0 | 0 | 0 | 0 | 0 | 0
2016-06-06 03:00 | 0 | 0 | 0 | 0 | 210958.9322 | 0.82515 | 456516 | 0 | 0 | 0 | 1976730.0873 | 0 | 3412.7887 | 0 | 0 | 0 | 0 | 0 | 0 | 0 | 11033063.6054 | 0 | 0 | 0 | 0 | -245556.2427 | 0 | 0 | 0 | 0 | 0 | 0 | 0 | 0 | 0 | 0 | 0 | 0 | 0
2016-06-06 04:00 | 0 | 0 | 0 | 0 | 180683.7573 | 0 | 426240 | 0 | 0 | 0 | 1731173.8446 | 0 | 3412.7887 | 0 | 0 | 0 | 0 | 0 | 0 | 0 | 11033019.4731 | 0 | 0 | 0 | 0 | -245556.2427 | 0 | 0 | 0 | 0 | 0 | 0 | 0 | 0 | 0 | 0 | 0 | 0 | 0
2016-06-06 05:00 | 0 | 0 | 0 | 0 | 157631.7573 | 0 | 403188 | 0 | 0 | 0 | 1485617.6019 | 0 | 3412.7887 | 0 | 0 | 0 | 0 | 0 | 0 | 0 | 11032975.341 | 0 | 0 | 0 | 0 | -245556.2427 | 0 | 0 | 0 | 0 | 0 | 0 | 0 | 0 | 0 | 0 | 0 | 0 | 0
2016-06-06 06:00 | 0 | 0 | 0 | 0 | 138827.7573 | 0 | 384384 | 0 | 0 | 0 | 1240061.3592 | 0 | 3412.7887 | 0 | 0 | 0 | 0 | 0 | 0 | 0 | 11032931.2091 | 0 | 0 | 0 | 0 | -245556.2427 | 0 | 0 | 0 | 0 | 0 | 0 | 0 | 0 | 0 | 0 | 0 | 0 | 0
2016-06-06 07:00 | 0 | 0 | 0 | 0 | 125038.7573 | 0 | 370595 | 0 | 0 | 0 | 994505.1166 | 0 | 3412.7887 | 0 | 0 | 0 | 0 | 0 | 0 | 0 | 11032887.0774 | 0 | 0 | 0 | 0 | -245556.2427 | 0 | 0 | 0 | 0 | 0 | 0 | 0 | 0 | 0 | 0 | 0 | 0 | 0
2016-06-06 08:00 | 0 | 0 | 0 | 0 | 120458.7573 | 0 | 366015 | 0 | 0 | 0 | 748948.8739 | 0 | 3412.7887 | 0 | 0 | 0 | 0 | 0 | 0 | 0 | 11032842.9459 | 0 | 0 | 0 | 0 | -245556.2427 | 0 | 0 | 0 | 0 | 0 | 0 | 0 | 0 | 0 | 0 | 0 | 0 | 0
2016-06-06 09:00 | 0 | 0 | 0 | 0 | 125868.7573 | 0 | 371425 | 0 | 0 | 0 | 503392.6312 | 0 | 3412.7887 | 0 | 0 | 0 | 0 | 0 | 0 | 0 | 11032798.8145 | 0 | 0 | 0 | 0 | -245556.2427 | 0 | 0 | 0 | 0 | 0 | 0 | 0 | 0 | 0 | 0 | 0 | 0 | 0
2016-06-06 10:00 | 0 | 0 | 0 | 0 | 197410.3288 | 0 | 387935 | 0 | 0 | 0 | 312867.96 | 0 | 3412.7887 | 0 | 0 | 0 | 0 | 0 | 0 | 0 | 11032754.6833 | 0 | 0 | 0 | 0 | -190524.6712 | 0 | 0 | 0 | 0 | 0 | 0 | 0 | 0 | 0 | 0 | 0 | 0 | 0
2016-06-06 11:00 | 0 | 0 | 0 | 0 | 166092.7013 | 12.056 | 411661 | 0 | 0 | 0 | 67311.7173 | 0 | 3412.7887 | 0 | 0 | 0 | 0 | 0 | 0 | 0 | 11032710.5523 | 0 | 0 | 0 | 0 | -245556.2427 | 0 | 0 | 0 | 0 | 0 | 0 | 0 | 0 | 0 | 0 | 0 | 0 | 0
2016-06-06 12:00 | 0 | 0 | 0 | 0 | 251770.4959 | 128963.5708 | 435162 | 0 | 0 | 0 | 12883.784 | 0 | 3412.7887 | 0 | 0 | 0 | 0 | 0 | 0 | 0 | 11032666.4214 | 0 | 0 | 0 | 0 | -54427.9333 | 0 | 0 | 0 | 0 | 0 | 0 | 0 | 0 | 0 | 0 | 0 | 0 | 0
2016-06-06 13:00 | 0 | 0 | 0 | 0 | 218087.9394 | 471984.4742 | 461328 | 0 | 0 | 0 | 241628.1977 | 0 | 3412.7887 | 0 | 0 | 0 | 0 | 0 | 0 | 0 | 11032622.2908 | 0 | 0 | 0 | 0 | 228744.4137 | 0 | 0 | 0 | 0 | 0 | 0 | 0 | 0 | 0 | 0 | 0 | 0 | 0
2016-06-06 14:00 | 0 | 0 | 0 | 0 | 0 | 674549.4594 | 485280 | 0 | 0 | 0 | 430897.657 | 0 | 3412.7887 | 0 | 0 | 0 | 0 | 0 | 0 | 0 | 11032578.1603 | 0 | 0 | 0 | 0 | 189269.4594 | 0 | 0 | 0 | 0 | 0 | 0 | 0 | 0 | 0 | 0 | 0 | 0 | 0
2016-06-06 15:00 | 0 | 0 | 0 | 0 | 0 | 770019.7426 | 509087 | 0 | 0 | 0 | 676453.8997 | 0 | 3626.088 | 0 | 0 | 0 | 0 | 0 | 0 | 0 | 11044664.5905 | 0 | 0 | 0 | 0 | 245556.2427 | 0 | 213.2993 | 0 | 0 | 0 | 0 | 0 | 0 | 0 | 0 | 15163.2006 | 0 | 0
2016-06-06 16:00 | 0 | 0 | 0 | 0 | 0 | 798384.7057 | 527204 | 0 | 0 | 0 | 922010.1424 | 0 | 3839.3873 | 3314.1467 | 0 | 0 | 0 | 0 | 0 | 0 | 11062298.0254 | 0 | 0 | 0 | 0 | 245556.2427 | 0 | 213.2993 | 0 | 3314.1467 | 0 | 0 | 0 | 0 | 0 | 0 | 22097.017 | 0 | 0
2016-06-06 17:00 | 0 | 0 | 0 | 0 | 0 | 817558.9701 | 545385 | 0 | 0 | 0 | 1167566.3851 | 0 | 4052.6866 | 7621.5577 | 0 | 0 | 0 | 0 | 0 | 0 | 11079931.3899 | 0 | 0 | 0 | 0 | 245556.2427 | 0 | 213.2993 | 0 | 4307.4111 | 0 | 0 | 0 | 0 | 0 | 0 | 22097.017 | 0 | 0
2016-06-06 18:00 | 0 | 0 | 0 | 0 | 0 | 807622.269 | 560299 | 0 | 0 | 0 | 1413122.6277 | 0 | 4265.9859 | 7621.5577 | 0 | 0 | 0 | 0 | 0 | 0 | 11081130.0518 | 0 | 0 | 0 | 0 | 245556.2427 | 0 | 213.2993 | 0 | 0 | 0 | 0 | 0 | 0 | 0 | 0 | 1553.727 | 0 | 0
2016-06-06 19:00 | 0 | 0 | 0 | 0 | 0 | 789053.2813 | 570244 | 0 | 0 | 0 | 1639553.4668 | 0 | 4265.9859 | 0 | 0 | 0 | 0 | 0 | 0 | 0 | 11081085.7273 | 0 | 0 | 0 | 0 | 226430.839 | 0 | 0 | 0 | -7621.5577 | 0 | 0 | 0 | 0 | 0 | 0 | 0 | 0 | 0
2016-06-06 20:00 | 0 | 0 | 0 | 0 | 0 | 770402.688 | 578371 | 0 | 0 | 0 | 1831585.1548 | 0 | 4265.9859 | 0 | 0 | 0 | 0 | 0 | 0 | 0 | 11081041.4029 | 0 | 0 | 0 | 0 | 192031.688 | 0 | 0 | 0 | 0 | 0 | 0 | 0 | 0 | 0 | 0 | 0 | 0 | 0
2016-06-06 21:00 | 0 | 0 | 0 | 0 | 0 | 742491.2919 | 581232 | 0 | 0 | 0 | 1992844.4467 | 0 | 4265.9859 | 0 | 0 | 0 | 0 | 0 | 0 | 0 | 11080997.0788 | 0 | 0 | 0 | 0 | 161259.2919 | 0 | 0 | 0 | 0 | 0 | 0 | 0 | 0 | 0 | 0 | 0 | 0 | 0
2016-06-06 22:00 | 0 | 0 | 0 | 0 | 117314.09 | 707582.1527 | 579340 | 0 | 0 | 0 | 2238400.6894 | 0 | 4265.9859 | 0 | 0 | 0 | 0 | 0 | 0 | 0 | 11080952.7548 | 0 | 0 | 0 | 0 | 245556.2427 | 0 | 0 | 0 | 0 | 0 | 0 | 0 | 0 | 0 | 0 | 0 | 0 | 0
2016-06-06 23:00 | 0 | 0 | 0 | 0 | 181291.9628 | 633122.2799 | 568858 | 0 | 0 | 0 | 2483956.9321 | 0 | 4265.9859 | 0 | 0 | 0 | 0 | 0 | 0 | 0 | 11080908.431 | 0 | 0 | 0 | 0 | 245556.2427 | 0 | 0 | 0 | 0 | 0 | 0 | 0 | 0 | 0 | 0 | 0 | 0 | 0
2016-06-07 | 0 | 0 | 0 | 0 | 0 | 515884.0615 | 558041 | 0 | 0 | 0 | 2441799.9935 | 0 | 4265.9859 | 0 | 0 | 0 | 0 | 0 | 0 | 0 | 11080864.1073 | 0 | 0 | 0 | 0 | -42156.9385 | 0 | 0 | 0 | 0 | 0 | 0 | 0 | 0 | 0 | 0 | 0 | 0 | 0
2016-06-07 01:00 | 0 | 0 | 0 | 0 | 0 | 301874.532 | 544630 | 0 | 0 | 0 | 2199044.5255 | 0 | 4265.9859 | 0 | 0 | 0 | 0 | 0 | 0 | 0 | 11080819.7839 | 0 | 0 | 0 | 0 | -242755.468 | 0 | 0 | 0 | 0 | 0 | 0 | 0 | 0 | 0 | 0 | 0 | 0 | 0
2016-06-07 02:00 | 0 | 0 | 0 | 0 | 233161.4065 | 38821.3508 | 517539 | 0 | 0 | 0 | 1953488.2828 | 0 | 4265.9859 | 0 | 0 | 0 | 0 | 0 | 0 | 0 | 11080775.4606 | 0 | 0 | 0 | 0 | -245556.2427 | 0 | 0 | 0 | 0 | 0 | 0 | 0 | 0 | 0 | 0 | 0 | 0 | 0
2016-06-07 03:00 | 0 | 0 | 0 | 0 | 237658.1071 | 0.65024 | 483215 | 0 | 0 | 0 | 1707932.0402 | 0 | 4265.9859 | 0 | 0 | 0 | 0 | 0 | 0 | 0 | 11080731.1375 | 0 | 0 | 0 | 0 | -245556.2427 | 0 | 0 | 0 | 0 | 0 | 0 | 0 | 0 | 0 | 0 | 0 | 0 | 0
2016-06-07 04:00 | 0 | 0 | 0 | 0 | 202486.7573 | 0 | 448043 | 0 | 0 | 0 | 1462375.7975 | 0 | 4265.9859 | 0 | 0 | 0 | 0 | 0 | 0 | 0 | 11080686.8146 | 0 | 0 | 0 | 0 | -245556.2427 | 0 | 0 | 0 | 0 | 0 | 0 | 0 | 0 | 0 | 0 | 0 | 0 | 0
2016-06-07 05:00 | 0 | 0 | 0 | 0 | 173808.7573 | 0 | 419365 | 0 | 0 | 0 | 1216819.5548 | 0 | 4265.9859 | 0 | 0 | 0 | 0 | 0 | 0 | 0 | 11080642.4918 | 0 | 0 | 0 | 0 | -245556.2427 | 0 | 0 | 0 | 0 | 0 | 0 | 0 | 0 | 0 | 0 | 0 | 0 | 0
2016-06-07 06:00 | 0 | 0 | 0 | 0 | 151751.7573 | 0 | 397308 | 0 | 0 | 0 | 971263.3121 | 0 | 4265.9859 | 0 | 0 | 0 | 0 | 0 | 0 | 0 | 11080598.1693 | 0 | 0 | 0 | 0 | -245556.2427 | 0 | 0 | 0 | 0 | 0 | 0 | 0 | 0 | 0 | 0 | 0 | 0 | 0
2016-06-07 07:00 | 0 | 0 | 0 | 0 | 136261.7573 | 0 | 381818 | 0 | 0 | 0 | 725707.0694 | 0 | 4265.9859 | 0 | 0 | 0 | 0 | 0 | 0 | 0 | 11080553.8469 | 0 | 0 | 0 | 0 | -245556.2427 | 0 | 0 | 0 | 0 | 0 | 0 | 0 | 0 | 0 | 0 | 0 | 0 | 0
2016-06-07 08:00 | 0 | 0 | 0 | 0 | 348631.6627 | 0 | 375224 | 0 | 0 | 0 | 699114.7321 | 0 | 4265.9859 | 0 | 0 | 0 | 0 | 0 | 0 | 0 | 11080509.5246 | 0 | 0 | 0 | 0 | -26592.3373 | 0 | 0 | 0 | 0 | 0 | 0 | 0 | 0 | 0 | 0 | 0 | 0 | 0
2016-06-07 09:00 | 0 | 0 | 0 | 0 | 134361.7573 | 0 | 379918 | 0 | 0 | 0 | 453558.4894 | 0 | 4265.9859 | 0 | 0 | 0 | 0 | 0 | 0 | 0 | 11080465.2026 | 0 | 0 | 0 | 0 | -245556.2427 | 0 | 0 | 0 | 0 | 0 | 0 | 0 | 0 | 0 | 0 | 0 | 0 | 0
2016-06-07 10:00 | 0 | 0 | 0 | 0 | 311693.4952 | 0 | 394415 | 0 | 0 | 0 | 370836.9846 | 0 | 4265.9859 | 0 | 0 | 0 | 0 | 0 | 0 | 0 | 11080420.8807 | 0 | 0 | 0 | 0 | -82721.5048 | 0 | 0 | 0 | 0 | 0 | 0 | 0 | 0 | 0 | 0 | 0 | 0 | 0
2016-06-07 11:00 | 0 | 0 | 0 | 0 | 248672.6133 | 5.6624 | 414034 | 0 | 0 | 0 | 205267.9609 | 0 | 4479.2852 | 0 | 0 | 0 | 0 | 0 | 0 | 0 | 11080376.5591 | 0 | 0 | 0 | 0 | -165569.0236 | 0 | 213.2993 | 0 | 0 | 0 | 0 | 0 | 0 | 0 | 0 | 0 | 0 | 0
2016-06-07 12:00 | 0 | 0 | 0 | 0 | 119668.2807 | 111142.7583 | 436079 | 0 | 0 | 0 | 0 | 0 | 4479.2852 | 0 | 0 | 0 | 0 | 0 | 0 | 0 | 11080332.2376 | 0 | 0 | 0 | 0 | -205267.9609 | 0 | 0 | 0 | 0 | 0 | 0 | 0 | 0 | 0 | 0 | 0 | 0 | 0
2016-06-07 13:00 | 0 | 0 | 0 | 0 | 118787.7166 | 456149.4432 | 460021 | 0 | 0 | 0 | 114916.1598 | 0 | 4479.2852 | 0 | 0 | 0 | 0 | 0 | 0 | 0 | 11080287.9162 | 0 | 0 | 0 | 0 | 114916.1598 | 0 | 0 | 0 | 0 | 0 | 0 | 0 | 0 | 0 | 0 | 0 | 0 | 0
2016-06-07 14:00 | 0 | 0 | 0 | 0 | 0 | 651772.0322 | 485342 | 0 | 0 | 0 | 281346.192 | 0 | 4479.2852 | 0 | 0 | 0 | 0 | 0 | 0 | 0 | 11080243.5951 | 0 | 0 | 0 | 0 | 166430.0322 | 0 | 0 | 0 | 0 | 0 | 0 | 0 | 0 | 0 | 0 | 0 | 0 | 0
2016-06-07 15:00 | 0 | 0 | 0 | 0 | 0 | 752656.6042 | 508842 | 0 | 0 | 0 | 525160.7963 | 0 | 4479.2852 | 0 | 0 | 0 | 0 | 0 | 0 | 0 | 11080199.2741 | 0 | 0 | 0 | 0 | 243814.6042 | 0 | 0 | 0 | 0 | 0 | 0 | 0 | 0 | 0 | 0 | 0 | 0 | 0
2016-06-07 16:00 | 0 | 0 | 0 | 0 | 0 | 796904.0202 | 528600 | 0 | 0 | 0 | 770717.0389 | 0 | 4692.5845 | 7621.5577 | 0 | 0 | 0 | 0 | 0 | 0 | 11092085.2897 | 0 | 0 | 0 | 0 | 245556.2427 | 0 | 213.2993 | 0 | 7621.5577 | 0 | 0 | 0 | 0 | 0 | 0 | 14912.9205 | 0 | 0
2016-06-07 17:00 | 0 | 0 | 0 | 0 | 0 | 807410.8604 | 546244 | 0 | 0 | 0 | 1016273.2816 | 0 | 4905.8838 | 7621.5577 | 0 | 0 | 0 | 0 | 0 | 0 | 11104358.7761 | 0 | 0 | 0 | 0 | 245556.2427 | 0 | 213.2993 | 0 | 0 | 0 | 0 | 0 | 0 | 0 | 0 | 15397.3184 | 0 | 0
2016-06-07 18:00 | 0 | 0 | 0 | 0 | 0 | 798188.2951 | 559521 | 0 | 0 | 0 | 1261829.5243 | 0 | 4905.8838 | 732.6101 | 0 | 0 | 0 | 0 | 0 | 0 | 11104314.3586 | 0 | 0 | 0 | 0 | 245556.2427 | 0 | 0 | 0 | -6888.9476 | 0 | 0 | 0 | 0 | 0 | 0 | 0 | 0 | 0
2016-06-07 19:00 | 0 | 0 | 0 | 0 | 32113.5686 | 782143.064 | 569433 | 0 | 0 | 0 | 1507385.767 | 0 | 4905.8838 | 0 | 0 | 0 | 0 | 0 | 0 | 0 | 11104269.9414 | 0 | 0 | 0 | 0 | 245556.2427 | 0 | 0 | 0 | -732.6101 | 0 | 0 | 0 | 0 | 0 | 0 | 0 | 0 | 0
2016-06-07 20:00 | 0 | 0 | 0 | 0 | 55101.2055 | 766212.0372 | 575757 | 0 | 0 | 0 | 1752942.0097 | 0 | 4905.8838 | 0 | 0 | 0 | 0 | 0 | 0 | 0 | 11104225.5243 | 0 | 0 | 0 | 0 | 245556.2427 | 0 | 0 | 0 | 0 | 0 | 0 | 0 | 0 | 0 | 0 | 0 | 0 | 0
2016-06-07 21:00 | 0 | 0 | 0 | 0 | 0 | 745416.4041 | 579190 | 0 | 0 | 0 | 1919168.4138 | 0 | 4905.8838 | 0 | 0 | 0 | 0 | 0 | 0 | 0 | 11104181.1074 | 0 | 0 | 0 | 0 | 166226.4041 | 0 | 0 | 0 | 0 | 0 | 0 | 0 | 0 | 0 | 0 | 0 | 0 | 0
2016-06-07 22:00 | 0 | 0 | 0 | 0 | 0 | 711858.7581 | 575363 | 0 | 0 | 0 | 2055664.1719 | 0 | 4905.8838 | 0 | 0 | 0 | 0 | 0 | 0 | 0 | 11104136.6907 | 0 | 0 | 0 | 0 | 136495.7581 | 0 | 0 | 0 | 0 | 0 | 0 | 0 | 0 | 0 | 0 | 0 | 0 | 0
2016-06-07 23:00 | 0 | 0 | 0 | 0 | 0 | 628938.8617 | 564201 | 0 | 0 | 0 | 2120402.0336 | 0 | 4905.8838 | 0 | 0 | 0 | 0 | 0 | 0 | 0 | 11104092.2741 | 0 | 0 | 0 | 0 | 64737.8617 | 0 | 0 | 0 | 0 | 0 | 0 | 0 | 0 | 0 | 0 | 0 | 0 | 0
2016-06-08 | 0 | 0 | 0 | 0 | 0 | 499130.8383 | 548515 | 0 | 0 | 0 | 2071017.8719 | 0 | 4905.8838 | 0 | 0 | 0 | 0 | 0 | 0 | 0 | 11104047.8577 | 0 | 0 | 0 | 0 | -49384.1617 | 0 | 0 | 0 | 0 | 0 | 0 | 0 | 0 | 0 | 0 | 0 | 0 | 0
2016-06-08 01:00 | 0 | 0 | 0 | 0 | 124680.4104 | 276858.0704 | 533334 | 0 | 0 | 0 | 1939222.3528 | 0 | 4905.8838 | 0 | 0 | 0 | 0 | 0 | 0 | 0 | 11104003.4415 | 0 | 0 | 0 | 0 | -131795.5192 | 0 | 0 | 0 | 0 | 0 | 0 | 0 | 0 | 0 | 0 | 0 | 0 | 0
2016-06-08 02:00 | 0 | 0 | 0 | 0 | 223140.0739 | 38173.6834 | 506870 | 0 | 0 | 0 | 1693666.1101 | 0 | 4905.8838 | 0 | 0 | 0 | 0 | 0 | 0 | 0 | 11103959.0255 | 0 | 0 | 0 | 0 | -245556.2427 | 0 | 0 | 0 | 0 | 0 | 0 | 0 | 0 | 0 | 0 | 0 | 0 | 0
2016-06-08 03:00 | 0 | 0 | 0 | 0 | 225419.8501 | 1.9072 | 470978 | 0 | 0 | 0 | 1448109.8674 | 0 | 4905.8838 | 0 | 0 | 0 | 0 | 0 | 0 | 0 | 11103914.6097 | 0 | 0 | 0 | 0 | -245556.2427 | 0 | 0 | 0 | 0 | 0 | 0 | 0 | 0 | 0 | 0 | 0 | 0 | 0
2016-06-08 04:00 | 0 | 0 | 0 | 0 | 192008.7573 | 0 | 437565 | 0 | 0 | 0 | 1202553.6247 | 0 | 4905.8838 | 0 | 0 | 0 | 0 | 0 | 0 | 0 | 11103870.194 | 0 | 0 | 0 | 0 | -245556.2427 | 0 | 0 | 0 | 0 | 0 | 0 | 0 | 0 | 0 | 0 | 0 | 0 | 0
2016-06-08 05:00 | 0 | 0 | 0 | 0 | 163293.7573 | 0 | 408850 | 0 | 0 | 0 | 956997.382 | 0 | 4905.8838 | 0 | 0 | 0 | 0 | 0 | 0 | 0 | 11103825.7786 | 0 | 0 | 0 | 0 | -245556.2427 | 0 | 0 | 0 | 0 | 0 | 0 | 0 | 0 | 0 | 0 | 0 | 0 | 0
2016-06-08 06:00 | 0 | 0 | 0 | 0 | 462172.6095 | 0 | 386228 | 0 | 0 | 0 | 1032941.9915 | 0 | 4905.8838 | 0 | 0 | 0 | 0 | 0 | 0 | 0 | 11103781.3633 | 0 | 0 | 0 | 0 | 75944.6095 | 0 | 0 | 0 | 0 | 0 | 0 | 0 | 0 | 0 | 0 | 0 | 0 | 0
2016-06-08 07:00 | 0 | 0 | 0 | 0 | 125929.7573 | 0 | 371486 | 0 | 0 | 0 | 787385.7488 | 0 | 4905.8838 | 0 | 0 | 0 | 0 | 0 | 0 | 0 | 11103736.9481 | 0 | 0 | 0 | 0 | -245556.2427 | 0 | 0 | 0 | 0 | 0 | 0 | 0 | 0 | 0 | 0 | 0 | 0 | 0
2016-06-08 08:00 | 0 | 0 | 0 | 0 | 119158.7573 | 0 | 364715 | 0 | 0 | 0 | 541829.5062 | 0 | 4905.8838 | 0 | 0 | 0 | 0 | 0 | 0 | 0 | 11103692.5332 | 0 | 0 | 0 | 0 | -245556.2427 | 0 | 0 | 0 | 0 | 0 | 0 | 0 | 0 | 0 | 0 | 0 | 0 | 0
2016-06-08 09:00 | 0 | 0 | 0 | 0 | 124915.7573 | 0 | 370472 | 0 | 0 | 0 | 296273.2635 | 0 | 4905.8838 | 0 | 0 | 0 | 0 | 0 | 0 | 0 | 11103648.1184 | 0 | 0 | 0 | 0 | -245556.2427 | 0 | 0 | 0 | 0 | 0 | 0 | 0 | 0 | 0 | 0 | 0 | 0 | 0
2016-06-08 10:00 | 0 | 0 | 0 | 0 | 429591.6193 | 0 | 382405 | 0 | 0 | 0 | 343459.8828 | 0 | 4905.8838 | 0 | 0 | 0 | 0 | 0 | 0 | 0 | 11103603.7038 | 0 | 0 | 0 | 0 | 47186.6193 | 0 | 0 | 0 | 0 | 0 | 0 | 0 | 0 | 0 | 0 | 0 | 0 | 0
2016-06-08 11:00 | 0 | 0 | 0 | 0 | 162493.0559 | 4.2591 | 400432 | 0 | 0 | 0 | 97903.6401 | 0 | 4905.8838 | 7621.5577 | 0 | 0 | 0 | 0 | 0 | 0 | 11103559.2894 | 0 | 0 | 0 | 0 | -245556.2427 | 0 | 0 | 0 | 7621.5577 | 0 | 0 | 0 | 0 | 0 | 0 | 0 | 0 | 0
2016-06-08 12:00 | 0 | 0 | 0 | 0 | 200020.6433 | 115890.8519 | 420465 | 0 | 0 | 0 | 971.693 | 0 | 4905.8838 | 0 | 0 | 0 | 0 | 0 | 0 | 0 | 11103514.8752 | 0 | 0 | 0 | 0 | -96931.9471 | 0 | 0 | 0 | -7621.5577 | 0 | 0 | 0 | 0 | 0 | 0 | 0 | 0 | 0
2016-06-08 13:00 | 0 | 0 | 0 | 0 | 0 | 436321.4232 | 442199 | 0 | 0 | 0 | 0 | 0 | 0 | 0 | 0 | 0 | 0 | 0 | 0 | 0 | 11103470.4611 | 0 | 0 | 0 | 0 | -971.693 | 0 | 0 | 4905.8838 | 0 | 0 | 0 | 0 | 0 | 0 | 0 | 0 | 0 | 0
2016-06-08 14:00 | 0 | 0 | 0 | 0 | 88017.7249 | 622784.5178 | 465246 | 0 | 0 | 0 | 245556.2427 | 0 | 0 | 0 | 0 | 0 | 0 | 0 | 0 | 0 | 11103426.0472 | 0 | 0 | 0 | 0 | 245556.2427 | 0 | 0 | 0 | 0 | 0 | 0 | 0 | 0 | 0 | 0 | 0 | 0 | 0
2016-06-08 15:00 | 0 | 0 | 0 | 0 | 20885.5532 | 710687.6894 | 486017 | 0 | 0 | 0 | 491112.4854 | 0 | 0 | 0 | 0 | 0 | 0 | 0 | 0 | 0 | 11103381.6335 | 0 | 0 | 0 | 0 | 245556.2427 | 0 | 0 | 0 | 0 | 0 | 0 | 0 | 0 | 0 | 0 | 0 | 0 | 0
2016-06-08 16:00 | 0 | 0 | 0 | 0 | 0 | 757876.9014 | 502863 | 0 | 0 | 0 | 736668.7281 | 0 | 213.2993 | 7621.5577 | 0 | 0 | 0 | 0 | 0 | 0 | 11104635.4613 | 0 | 0 | 0 | 0 | 245556.2427 | 0 | 213.2993 | 0 | 7621.5577 | 0 | 0 | 0 | 0 | 0 | 0 | 1622.8016 | 0 | 0
2016-06-08 17:00 | 0 | 0 | 0 | 0 | 0 | 770485.5179 | 519109 | 0 | 0 | 0 | 982224.9707 | 0 | 426.5986 | 7621.5577 | 0 | 0 | 0 | 0 | 0 | 0 | 11109076.6235 | 0 | 0 | 0 | 0 | 245556.2427 | 0 | 213.2993 | 0 | 0 | 0 | 0 | 0 | 0 | 0 | 0 | 5606.976 | 0 | 0
2016-06-08 18:00 | 0 | 0 | 0 | 0 | 0 | 768173.6532 | 532051 | 0 | 0 | 0 | 1225969.1816 | 0 | 426.5986 | 0 | 0 | 0 | 0 | 0 | 0 | 0 | 11109032.1872 | 0 | 0 | 0 | 0 | 243744.2109 | 0 | 0 | 0 | -7621.5577 | 0 | 0 | 0 | 0 | 0 | 0 | 0 | 0 | 0
2016-06-08 19:00 | 0 | 0 | 0 | 0 | 0 | 757166.3113 | 543040 | 0 | 0 | 0 | 1440095.4929 | 0 | 426.5986 | 0 | 0 | 0 | 0 | 0 | 0 | 0 | 11108987.7511 | 0 | 0 | 0 | 0 | 214126.3113 | 0 | 0 | 0 | 0 | 0 | 0 | 0 | 0 | 0 | 0 | 0 | 0 | 0
2016-06-08 20:00 | 0 | 0 | 0 | 0 | 0 | 747114.5639 | 551323 | 0 | 0 | 0 | 1635887.0569 | 0 | 426.5986 | 0 | 0 | 0 | 0 | 0 | 0 | 0 | 11108943.3152 | 0 | 0 | 0 | 0 | 195791.5639 | 0 | 0 | 0 | 0 | 0 | 0 | 0 | 0 | 0 | 0 | 0 | 0 | 0
2016-06-08 21:00 | 0 | 0 | 0 | 0 | 73751.8836 | 727640.3591 | 555836 | 0 | 0 | 0 | 1881443.2995 | 0 | 426.5986 | 0 | 0 | 0 | 0 | 0 | 0 | 0 | 11108898.8794 | 0 | 0 | 0 | 0 | 245556.2427 | 0 | 0 | 0 | 0 | 0 | 0 | 0 | 0 | 0 | 0 | 0 | 0 | 0
2016-06-08 22:00 | 0 | 0 | 0 | 0 | 0 | 691591.0542 | 553751 | 0 | 0 | 0 | 2019283.3537 | 0 | 426.5986 | 0 | 0 | 0 | 0 | 0 | 0 | 0 | 11108854.4438 | 0 | 0 | 0 | 0 | 137840.0542 | 0 | 0 | 0 | 0 | 0 | 0 | 0 | 0 | 0 | 0 | 0 | 0 | 0
2016-06-08 23:00 | 0 | 0 | 0 | 0 | 0 | 612148.5089 | 543784 | 0 | 0 | 0 | 2087647.8626 | 0 | 426.5986 | 0 | 0 | 0 | 0 | 0 | 0 | 0 | 11108810.0084 | 0 | 0 | 0 | 0 | 68364.5089 | 0 | 0 | 0 | 0 | 0 | 0 | 0 | 0 | 0 | 0 | 0 | 0 | 0
2016-06-09 | 0 | 0 | 0 | 0 | 0 | 481408.917 | 530422 | 0 | 0 | 0 | 2038634.7796 | 0 | 426.5986 | 0 | 0 | 0 | 0 | 0 | 0 | 0 | 11108765.5731 | 0 | 0 | 0 | 0 | -49013.083 | 0 | 0 | 0 | 0 | 0 | 0 | 0 | 0 | 0 | 0 | 0 | 0 | 0
2016-06-09 01:00 | 0 | 0 | 0 | 0 | 9498.8168 | 262386.9405 | 517442 | 0 | 0 | 0 | 1793078.537 | 0 | 426.5986 | 0 | 0 | 0 | 0 | 0 | 0 | 0 | 11108721.1381 | 0 | 0 | 0 | 0 | -245556.2427 | 0 | 0 | 0 | 0 | 0 | 0 | 0 | 0 | 0 | 0 | 0 | 0 | 0
2016-06-09 02:00 | 0 | 0 | 0 | 0 | 214398.7142 | 34448.0431 | 494403 | 0 | 0 | 0 | 1547522.2943 | 0 | 426.5986 | 0 | 0 | 0 | 0 | 0 | 0 | 0 | 11108676.7032 | 0 | 0 | 0 | 0 | -245556.2427 | 0 | 0 | 0 | 0 | 0 | 0 | 0 | 0 | 0 | 0 | 0 | 0 | 0
2016-06-09 03:00 | 0 | 0 | 0 | 0 | 216160.5842 | 1.4724 | 461505 | 0 | 0 | 0 | 1301966.0516 | 0 | 639.8979 | 0 | 0 | 0 | 0 | 0 | 0 | 0 | 11108632.2685 | 0 | 0 | 0 | 0 | -245556.2427 | 0 | 213.2993 | 0 | 0 | 0 | 0 | 0 | 0 | 0 | 0 | 0 | 0 | 0
2016-06-09 04:00 | 0 | 0 | 0 | 0 | 183928.7573 | 0 | 429485 | 0 | 0 | 0 | 1056409.8089 | 0 | 639.8979 | 0 | 0 | 0 | 0 | 0 | 0 | 0 | 11108587.8339 | 0 | 0 | 0 | 0 | -245556.2427 | 0 | 0 | 0 | 0 | 0 | 0 | 0 | 0 | 0 | 0 | 0 | 0 | 0
2016-06-09 05:00 | 0 | 0 | 0 | 0 | 157506.0566 | 0 | 402849 | 0 | 0 | 0 | 810853.5662 | 0 | 853.1972 | 0 | 0 | 0 | 0 | 0 | 0 | 0 | 11108543.3996 | 0 | 0 | 0 | 0 | -245556.2427 | 0 | 213.2993 | 0 | 0 | 0 | 0 | 0 | 0 | 0 | 0 | 0 | 0 | 0
2016-06-09 06:00 | 0 | 0 | 0 | 0 | 622573.733 | 0 | 382478 | 0 | 0 | 0 | 1050949.2993 | 0 | 853.1972 | 0 | 0 | 0 | 0 | 0 | 0 | 0 | 11108498.9654 | 0 | 0 | 0 | 0 | 240095.733 | 0 | 0 | 0 | 0 | 0 | 0 | 0 | 0 | 0 | 0 | 0 | 0 | 0
2016-06-09 07:00 | 0 | 0 | 0 | 0 | 123478.0566 | 0 | 368821 | 0 | 0 | 0 | 805393.0566 | 0 | 1066.4965 | 0 | 0 | 0 | 0 | 0 | 0 | 0 | 11108454.5314 | 0 | 0 | 0 | 0 | -245556.2427 | 0 | 213.2993 | 0 | 0 | 0 | 0 | 0 | 0 | 0 | 0 | 0 | 0 | 0
2016-06-09 08:00 | 0 | 0 | 0 | 0 | 117152.7573 | 0 | 362709 | 0 | 0 | 0 | 559836.8139 | 0 | 1066.4965 | 0 | 0 | 0 | 0 | 0 | 0 | 0 | 11108410.0976 | 0 | 0 | 0 | 0 | -245556.2427 | 0 | 0 | 0 | 0 | 0 | 0 | 0 | 0 | 0 | 0 | 0 | 0 | 0
2016-06-09 09:00 | 0 | 0 | 0 | 0 | 121273.0566 | 0 | 366616 | 0 | 0 | 0 | 314280.5712 | 0 | 1279.7958 | 0 | 0 | 0 | 0 | 0 | 0 | 0 | 11108365.664 | 0 | 0 | 0 | 0 | -245556.2427 | 0 | 213.2993 | 0 | 0 | 0 | 0 | 0 | 0 | 0 | 0 | 0 | 0 | 0
2016-06-09 10:00 | 0 | 0 | 0 | 0 | 480769.8186 | 0 | 380315 | 0 | 0 | 0 | 414735.3898 | 0 | 1279.7958 | 0 | 0 | 0 | 0 | 0 | 0 | 0 | 11108321.2305 | 0 | 0 | 0 | 0 | 100454.8186 | 0 | 0 | 0 | 0 | 0 | 0 | 0 | 0 | 0 | 0 | 0 | 0 | 0
2016-06-09 11:00 | 0 | 0 | 0 | 0 | 152953.8724 | 7.1842 | 398304 | 0 | 0 | 0 | 169179.1471 | 0 | 1493.0951 | 0 | 0 | 0 | 0 | 0 | 0 | 0 | 11108276.7972 | 0 | 0 | 0 | 0 | -245556.2427 | 0 | 213.2993 | 0 | 0 | 0 | 0 | 0 | 0 | 0 | 0 | 0 | 0 | 0
2016-06-09 12:00 | 0 | 0 | 0 | 0 | 229057.3413 | 113993.4679 | 419320 | 0 | 0 | 0 | 92909.9564 | 0 | 1493.0951 | 0 | 0 | 0 | 0 | 0 | 0 | 0 | 11108232.3641 | 0 | 0 | 0 | 0 | -76269.1908 | 0 | 0 | 0 | 0 | 0 | 0 | 0 | 0 | 0 | 0 | 0 | 0 | 0
2016-06-09 13:00 | 0 | 0 | 0 | 0 | 0 | 429839.5531 | 441583 | 0 | 0 | 0 | 81166.5094 | 0 | 1493.0951 | 0 | 0 | 0 | 0 | 0 | 0 | 0 | 11108187.9312 | 0 | 0 | 0 | 0 | -11743.4469 | 0 | 0 | 0 | 0 | 0 | 0 | 0 | 0 | 0 | 0 | 0 | 0 | 0
2016-06-09 14:00 | 0 | 0 | 0 | 0 | 0 | 633403.8359 | 464597 | 0 | 0 | 0 | 249973.3454 | 0 | 1493.0951 | 0 | 0 | 0 | 0 | 0 | 0 | 0 | 11108143.4984 | 0 | 0 | 0 | 0 | 168806.8359 | 0 | 0 | 0 | 0 | 0 | 0 | 0 | 0 | 0 | 0 | 0 | 0 | 0
2016-06-09 15:00 | 0 | 0 | 0 | 0 | 0 | 742834.1272 | 485879 | 0 | 0 | 0 | 495529.588 | 0 | 1706.3944 | 0 | 0 | 0 | 0 | 0 | 0 | 0 | 11117047.5341 | 0 | 0 | 0 | 0 | 245556.2427 | 0 | 213.2993 | 0 | 0 | 0 | 0 | 0 | 0 | 0 | 0 | 11185.5853 | 0 | 0
2016-06-09 16:00 | 0 | 0 | 0 | 0 | 0 | 773855.559 | 505989 | 0 | 0 | 0 | 741085.8307 | 0 | 1919.6937 | 0 | 0 | 0 | 0 | 0 | 0 | 0 | 11134680.6795 | 0 | 0 | 0 | 0 | 245556.2427 | 0 | 213.2993 | 0 | 0 | 0 | 0 | 0 | 0 | 0 | 0 | 22097.017 | 0 | 0
2016-06-09 17:00 | 0 | 0 | 0 | 0 | 0 | 797508.3372 | 524767 | 0 | 0 | 0 | 986642.0734 | 0 | 2132.993 | 4874.7782 | 0 | 0 | 0 | 0 | 0 | 0 | 11152313.7544 | 0 | 0 | 0 | 0 | 245556.2427 | 0 | 213.2993 | 0 | 4874.7782 | 0 | 0 | 0 | 0 | 0 | 0 | 22097.017 | 0 | 0
2016-06-09 18:00 | 0 | 0 | 0 | 0 | 0 | 810612.3386 | 539999 | 0 | 0 | 0 | 1232198.3161 | 0 | 2346.2923 | 7621.5577 | 0 | 0 | 0 | 0 | 0 | 0 | 11169946.7588 | 0 | 0 | 0 | 0 | 245556.2427 | 0 | 213.2993 | 0 | 2746.7795 | 0 | 0 | 0 | 0 | 0 | 0 | 22097.017 | 0 | 0
2016-06-09 19:00 | 0 | 0 | 0 | 0 | 0 | 802725.1401 | 552774 | 0 | 0 | 0 | 1477754.5588 | 0 | 2559.5916 | 7621.5577 | 0 | 0 | 0 | 0 | 0 | 0 | 11173247.3575 | 0 | 0 | 0 | 0 | 245556.2427 | 0 | 213.2993 | 0 | 0 | 0 | 0 | 0 | 0 | 0 | 0 | 4181.5981 | 0 | 0
2016-06-09 20:00 | 0 | 0 | 0 | 0 | 0 | 796656.8199 | 560594 | 0 | 0 | 0 | 1721438.9364 | 0 | 2559.5916 | 0 | 0 | 0 | 0 | 0 | 0 | 0 | 11173202.6645 | 0 | 0 | 0 | 0 | 243684.3776 | 0 | 0 | 0 | -7621.5577 | 0 | 0 | 0 | 0 | 0 | 0 | 0 | 0 | 0
2016-06-09 21:00 | 0 | 0 | 0 | 0 | 0 | 781863.0594 | 566846 | 0 | 0 | 0 | 1936455.9958 | 0 | 2559.5916 | 0 | 0 | 0 | 0 | 0 | 0 | 0 | 11173157.9717 | 0 | 0 | 0 | 0 | 215017.0594 | 0 | 0 | 0 | 0 | 0 | 0 | 0 | 0 | 0 | 0 | 0 | 0 | 0
2016-06-09 22:00 | 0 | 0 | 0 | 0 | 0 | 748355.7948 | 564371 | 0 | 0 | 0 | 2120440.7906 | 0 | 2559.5916 | 0 | 0 | 0 | 0 | 0 | 0 | 0 | 11173113.279 | 0 | 0 | 0 | 0 | 183984.7948 | 0 | 0 | 0 | 0 | 0 | 0 | 0 | 0 | 0 | 0 | 0 | 0 | 0
2016-06-09 23:00 | 0 | 0 | 0 | 0 | 0 | 670339.9942 | 554318 | 0 | 0 | 0 | 2236462.7848 | 0 | 2559.5916 | 0 | 0 | 0 | 0 | 0 | 0 | 0 | 11173068.5866 | 0 | 0 | 0 | 0 | 116021.9942 | 0 | 0 | 0 | 0 | 0 | 0 | 0 | 0 | 0 | 0 | 0 | 0 | 0
2016-06-10 | 0 | 0 | 0 | 0 | 0 | 533149.3839 | 540316 | 0 | 0 | 0 | 2229296.1687 | 0 | 2559.5916 | 0 | 0 | 0 | 0 | 0 | 0 | 0 | 11173023.8943 | 0 | 0 | 0 | 0 | -7166.6161 | 0 | 0 | 0 | 0 | 0 | 0 | 0 | 0 | 0 | 0 | 0 | 0 | 0
2016-06-10 01:00 | 0 | 0 | 0 | 0 | 0 | 309492.3214 | 530398 | 0 | 0 | 0 | 2008177.1908 | 0 | 2772.8909 | 0 | 0 | 0 | 0 | 0 | 0 | 0 | 11172979.2022 | 0 | 0 | 0 | 0 | -221118.9779 | 0 | 213.2993 | 0 | 0 | 0 | 0 | 0 | 0 | 0 | 0 | 0 | 0 | 0
2016-06-10 02:00 | 0 | 0 | 0 | 0 | 208009.8083 | 51856.949 | 505423 | 0 | 0 | 0 | 1762620.9481 | 0 | 2772.8909 | 0 | 0 | 0 | 0 | 0 | 0 | 0 | 11172934.5103 | 0 | 0 | 0 | 0 | -245556.2427 | 0 | 0 | 0 | 0 | 0 | 0 | 0 | 0 | 0 | 0 | 0 | 0 | 0
2016-06-10 03:00 | 0 | 0 | 0 | 0 | 227753.0308 | 2.0258 | 473098 | 0 | 0 | 0 | 1517064.7055 | 0 | 2986.1902 | 0 | 0 | 0 | 0 | 0 | 0 | 0 | 11172889.8186 | 0 | 0 | 0 | 0 | -245556.2427 | 0 | 213.2993 | 0 | 0 | 0 | 0 | 0 | 0 | 0 | 0 | 0 | 0 | 0
2016-06-10 04:00 | 0 | 0 | 0 | 0 | 192836.7573 | 0 | 438393 | 0 | 0 | 0 | 1271508.4628 | 0 | 2986.1902 | 0 | 0 | 0 | 0 | 0 | 0 | 0 | 11172845.127 | 0 | 0 | 0 | 0 | -245556.2427 | 0 | 0 | 0 | 0 | 0 | 0 | 0 | 0 | 0 | 0 | 0 | 0 | 0
2016-06-10 05:00 | 0 | 0 | 0 | 0 | 644583.5548 | 0 | 411512 | 0 | 0 | 0 | 1504366.7183 | 0 | 3199.4894 | 0 | 0 | 0 | 0 | 0 | 0 | 0 | 11172800.4356 | 0 | 0 | 0 | 0 | 232858.2556 | 0 | 213.2993 | 0 | 0 | 0 | 0 | 0 | 0 | 0 | 0 | 0 | 0 | 0
2016-06-10 06:00 | 0 | 0 | 0 | 0 | 145669.7573 | 0 | 391226 | 0 | 0 | 0 | 1258810.4756 | 0 | 3199.4894 | 0 | 0 | 0 | 0 | 0 | 0 | 0 | 11172755.7444 | 0 | 0 | 0 | 0 | -245556.2427 | 0 | 0 | 0 | 0 | 0 | 0 | 0 | 0 | 0 | 0 | 0 | 0 | 0
2016-06-10 07:00 | 0 | 0 | 0 | 0 | 131542.0566 | 0 | 376885 | 0 | 0 | 0 | 1013254.233 | 0 | 3412.7887 | 0 | 0 | 0 | 0 | 0 | 0 | 0 | 11172711.0534 | 0 | 0 | 0 | 0 | -245556.2427 | 0 | 213.2993 | 0 | 0 | 0 | 0 | 0 | 0 | 0 | 0 | 0 | 0 | 0
2016-06-10 08:00 | 0 | 0 | 0 | 0 | 123989.7573 | 0 | 369546 | 0 | 0 | 0 | 767697.9903 | 0 | 3412.7887 | 0 | 0 | 0 | 0 | 0 | 0 | 0 | 11172666.3626 | 0 | 0 | 0 | 0 | -245556.2427 | 0 | 0 | 0 | 0 | 0 | 0 | 0 | 0 | 0 | 0 | 0 | 0 | 0
2016-06-10 09:00 | 0 | 0 | 0 | 0 | 459513.2593 | 0 | 372398 | 0 | 0 | 0 | 854599.9502 | 0 | 3626.088 | 0 | 0 | 0 | 0 | 0 | 0 | 0 | 11172621.6719 | 0 | 0 | 0 | 0 | 86901.96 | 0 | 213.2993 | 0 | 0 | 0 | 0 | 0 | 0 | 0 | 0 | 0 | 0 | 0
2016-06-10 10:00 | 0 | 0 | 0 | 0 | 138300.7573 | 0 | 383857 | 0 | 0 | 0 | 609043.7076 | 0 | 3626.088 | 0 | 0 | 0 | 0 | 0 | 0 | 0 | 11172576.9814 | 0 | 0 | 0 | 0 | -245556.2427 | 0 | 0 | 0 | 0 | 0 | 0 | 0 | 0 | 0 | 0 | 0 | 0 | 0
2016-06-10 11:00 | 0 | 0 | 0 | 0 | 334239.452 | 9.0322 | 402748 | 0 | 0 | 0 | 540330.8924 | 0 | 3839.3873 | 0 | 0 | 0 | 0 | 0 | 0 | 0 | 11172532.2911 | 0 | 0 | 0 | 0 | -68712.8152 | 0 | 213.2993 | 0 | 0 | 0 | 0 | 0 | 0 | 0 | 0 | 0 | 0 | 0
2016-06-10 12:00 | 0 | 0 | 0 | 0 | 179073.4989 | 125079.5269 | 426829 | 0 | 0 | 0 | 417654.9182 | 0 | 3839.3873 | 0 | 0 | 0 | 0 | 0 | 0 | 0 | 11172487.601 | 0 | 0 | 0 | 0 | -122675.9742 | 0 | 0 | 0 | 0 | 0 | 0 | 0 | 0 | 0 | 0 | 0 | 0 | 0
2016-06-10 13:00 | 0 | 0 | 0 | 0 | 194091.5474 | 423113.3703 | 454646 | 0 | 0 | 0 | 580213.8358 | 0 | 3839.3873 | 0 | 0 | 0 | 0 | 0 | 0 | 0 | 11172442.911 | 0 | 0 | 0 | 0 | 162558.9176 | 0 | 0 | 0 | 0 | 0 | 0 | 0 | 0 | 0 | 0 | 0 | 0 | 0
2016-06-10 14:00 | 0 | 0 | 0 | 0 | 145947.7248 | 581909.5179 | 482301 | 0 | 0 | 0 | 825770.0785 | 0 | 3839.3873 | 0 | 0 | 0 | 0 | 0 | 0 | 0 | 11172398.2213 | 0 | 0 | 0 | 0 | 245556.2427 | 0 | 0 | 0 | 0 | 0 | 0 | 0 | 0 | 0 | 0 | 0 | 0 | 0
2016-06-10 15:00 | 0 | 0 | 0 | 0 | 0 | 673330.8168 | 508873 | 0 | 0 | 0 | 990227.8953 | 0 | 3839.3873 | 0 | 0 | 0 | 0 | 0 | 0 | 0 | 11172353.5317 | 0 | 0 | 0 | 0 | 164457.8168 | 0 | 0 | 0 | 0 | 0 | 0 | 0 | 0 | 0 | 0 | 0 | 0 | 0
2016-06-10 16:00 | 0 | 0 | 0 | 0 | 0 | 721367.3837 | 531905 | 0 | 0 | 0 | 1179690.279 | 0 | 3839.3873 | 0 | 0 | 0 | 0 | 0 | 0 | 0 | 11172308.8422 | 0 | 0 | 0 | 0 | 189462.3837 | 0 | 0 | 0 | 0 | 0 | 0 | 0 | 0 | 0 | 0 | 0 | 0 | 0
2016-06-10 17:00 | 0 | 0 | 0 | 0 | 60902.6833 | 735675.5594 | 551022 | 0 | 0 | 0 | 1425246.5216 | 0 | 3839.3873 | 0 | 0 | 0 | 0 | 0 | 0 | 0 | 11172264.153 | 0 | 0 | 0 | 0 | 245556.2427 | 0 | 0 | 0 | 0 | 0 | 0 | 0 | 0 | 0 | 0 | 0 | 0 | 0
2016-06-10 18:00 | 0 | 0 | 0 | 0 | 0 | 733676.7396 | 567314 | 0 | 0 | 0 | 1591609.2613 | 0 | 3839.3873 | 0 | 0 | 0 | 0 | 0 | 0 | 0 | 11172219.464 | 0 | 0 | 0 | 0 | 166362.7396 | 0 | 0 | 0 | 0 | 0 | 0 | 0 | 0 | 0 | 0 | 0 | 0 | 0
2016-06-10 19:00 | 0 | 0 | 0 | 0 | 0 | 724813.14 | 579868 | 0 | 0 | 0 | 1736554.4013 | 0 | 3839.3873 | 0 | 0 | 0 | 0 | 0 | 0 | 0 | 11172174.7751 | 0 | 0 | 0 | 0 | 144945.14 | 0 | 0 | 0 | 0 | 0 | 0 | 0 | 0 | 0 | 0 | 0 | 0 | 0
2016-06-10 20:00 | 0 | 0 | 0 | 0 | 0 | 708433.9832 | 589997 | 0 | 0 | 0 | 1854991.3845 | 0 | 3839.3873 | 0 | 0 | 0 | 0 | 0 | 0 | 0 | 11172130.0864 | 0 | 0 | 0 | 0 | 118436.9832 | 0 | 0 | 0 | 0 | 0 | 0 | 0 | 0 | 0 | 0 | 0 | 0 | 0
2016-06-10 21:00 | 0 | 0 | 0 | 0 | 0 | 675694.2498 | 593420 | 0 | 0 | 0 | 1937265.6343 | 0 | 3839.3873 | 0 | 0 | 0 | 0 | 0 | 0 | 0 | 11172085.3979 | 0 | 0 | 0 | 0 | 82274.2498 | 0 | 0 | 0 | 0 | 0 | 0 | 0 | 0 | 0 | 0 | 0 | 0 | 0
2016-06-10 22:00 | 0 | 0 | 0 | 0 | 0 | 622073.4593 | 587600 | 0 | 0 | 0 | 1971739.0936 | 0 | 3839.3873 | 0 | 0 | 0 | 0 | 0 | 0 | 0 | 11172040.7095 | 0 | 0 | 0 | 0 | 34473.4593 | 0 | 0 | 0 | 0 | 0 | 0 | 0 | 0 | 0 | 0 | 0 | 0 | 0
2016-06-10 23:00 | 0 | 0 | 0 | 0 | 114261.1541 | 531082.738 | 573688 | 0 | 0 | 0 | 2043394.9857 | 0 | 3839.3873 | 0 | 0 | 0 | 0 | 0 | 0 | 0 | 11171996.0214 | 0 | 0 | 0 | 0 | 71655.8922 | 0 | 0 | 0 | 0 | 0 | 0 | 0 | 0 | 0 | 0 | 0 | 0 | 0
2016-06-11 | 0 | 0 | 0 | 0 | 0 | 400311.414 | 556480 | 0 | 0 | 0 | 1887226.3998 | 0 | 3839.3873 | 0 | 0 | 0 | 0 | 0 | 0 | 0 | 11171951.3334 | 0 | 0 | 0 | 0 | -156168.586 | 0 | 0 | 0 | 0 | 0 | 0 | 0 | 0 | 0 | 0 | 0 | 0 | 0
2016-06-11 01:00 | 0 | 0 | 0 | 0 | 83983.6084 | 211409.4482 | 540736 | 0 | 0 | 0 | 1641670.1571 | 0 | 4052.6866 | 0 | 0 | 0 | 0 | 0 | 0 | 0 | 11171906.6456 | 0 | 0 | 0 | 0 | -245556.2427 | 0 | 213.2993 | 0 | 0 | 0 | 0 | 0 | 0 | 0 | 0 | 0 | 0 | 0
2016-06-11 02:00 | 0 | 0 | 0 | 0 | 239915.1355 | 32167.6218 | 517639 | 0 | 0 | 0 | 1396113.9144 | 0 | 4052.6866 | 0 | 0 | 0 | 0 | 0 | 0 | 0 | 11171861.9579 | 0 | 0 | 0 | 0 | -245556.2427 | 0 | 0 | 0 | 0 | 0 | 0 | 0 | 0 | 0 | 0 | 0 | 0 | 0
2016-06-11 03:00 | 0 | 0 | 0 | 0 | 684111.6054 | 2.5891 | 486640 | 0 | 0 | 0 | 1593374.8096 | 0 | 4265.9859 | 0 | 0 | 0 | 0 | 0 | 0 | 0 | 11171817.2705 | 0 | 0 | 0 | 0 | 197260.8952 | 0 | 213.2993 | 0 | 0 | 0 | 0 | 0 | 0 | 0 | 0 | 0 | 0 | 0
2016-06-11 04:00 | 0 | 0 | 0 | 0 | 209674.7573 | 0 | 455231 | 0 | 0 | 0 | 1347818.5669 | 0 | 4265.9859 | 0 | 0 | 0 | 0 | 0 | 0 | 0 | 11171772.5832 | 0 | 0 | 0 | 0 | -245556.2427 | 0 | 0 | 0 | 0 | 0 | 0 | 0 | 0 | 0 | 0 | 0 | 0 | 0
2016-06-11 05:00 | 0 | 0 | 0 | 0 | 181110.0566 | 0 | 426453 | 0 | 0 | 0 | 1102262.3242 | 0 | 4479.2852 | 0 | 0 | 0 | 0 | 0 | 0 | 0 | 11171727.8961 | 0 | 0 | 0 | 0 | -245556.2427 | 0 | 213.2993 | 0 | 0 | 0 | 0 | 0 | 0 | 0 | 0 | 0 | 0 | 0
2016-06-11 06:00 | 0 | 0 | 0 | 0 | 160132.7573 | 0 | 405689 | 0 | 0 | 0 | 856706.0816 | 0 | 4479.2852 | 0 | 0 | 0 | 0 | 0 | 0 | 0 | 11171683.2092 | 0 | 0 | 0 | 0 | -245556.2427 | 0 | 0 | 0 | 0 | 0 | 0 | 0 | 0 | 0 | 0 | 0 | 0 | 0
2016-06-11 07:00 | 0 | 0 | 0 | 0 | 554482.4178 | 0 | 388245 | 0 | 0 | 0 | 1022730.2 | 0 | 4692.5845 | 0 | 0 | 0 | 0 | 0 | 0 | 0 | 11171638.5225 | 0 | 0 | 0 | 0 | 166024.1185 | 0 | 213.2993 | 0 | 0 | 0 | 0 | 0 | 0 | 0 | 0 | 0 | 0 | 0
2016-06-11 08:00 | 0 | 0 | 0 | 0 | 130415.7573 | 0 | 375972 | 0 | 0 | 0 | 777173.9574 | 0 | 4692.5845 | 0 | 0 | 0 | 0 | 0 | 0 | 0 | 11171593.8359 | 0 | 0 | 0 | 0 | -245556.2427 | 0 | 0 | 0 | 0 | 0 | 0 | 0 | 0 | 0 | 0 | 0 | 0 | 0
2016-06-11 09:00 | 0 | 0 | 0 | 0 | 487546.1522 | 0 | 372056 | 0 | 0 | 0 | 892450.8102 | 0 | 4905.8838 | 0 | 0 | 0 | 0 | 0 | 0 | 0 | 11171549.1496 | 0 | 0 | 0 | 0 | 115276.8529 | 0 | 213.2993 | 0 | 0 | 0 | 0 | 0 | 0 | 0 | 0 | 0 | 0 | 0
2016-06-11 10:00 | 0 | 0 | 0 | 0 | 126916.7573 | 0 | 372473 | 0 | 0 | 0 | 646894.5675 | 0 | 4905.8838 | 0 | 0 | 0 | 0 | 0 | 0 | 0 | 11171504.4634 | 0 | 0 | 0 | 0 | -245556.2427 | 0 | 0 | 0 | 0 | 0 | 0 | 0 | 0 | 0 | 0 | 0 | 0 | 0
2016-06-11 11:00 | 0 | 0 | 0 | 0 | 373424.1505 | 7.9352 | 382390 | 0 | 0 | 0 | 637723.354 | 0 | 5119.1831 | 0 | 0 | 0 | 0 | 0 | 0 | 0 | 11171459.7773 | 0 | 0 | 0 | 0 | -9171.2135 | 0 | 213.2993 | 0 | 0 | 0 | 0 | 0 | 0 | 0 | 0 | 0 | 0 | 0
2016-06-11 12:00 | 0 | 0 | 0 | 0 | 247283.5691 | 91034.8711 | 405494 | 0 | 0 | 0 | 570547.7942 | 0 | 5119.1831 | 0 | 0 | 0 | 0 | 0 | 0 | 0 | 11171415.0915 | 0 | 0 | 0 | 0 | -67175.5598 | 0 | 0 | 0 | 0 | 0 | 0 | 0 | 0 | 0 | 0 | 0 | 0 | 0
2016-06-11 13:00 | 0 | 0 | 0 | 0 | 0 | 304955.3321 | 438077 | 0 | 0 | 0 | 437426.1263 | 0 | 5119.1831 | 0 | 0 | 0 | 0 | 0 | 0 | 0 | 11171370.4058 | 0 | 0 | 0 | 0 | -133121.6679 | 0 | 0 | 0 | 0 | 0 | 0 | 0 | 0 | 0 | 0 | 0 | 0 | 0
2016-06-11 14:00 | 0 | 0 | 0 | 0 | 238143.544 | 480752.6987 | 473340 | 0 | 0 | 0 | 682982.369 | 0 | 5119.1831 | 0 | 0 | 0 | 0 | 0 | 0 | 0 | 11171325.7204 | 0 | 0 | 0 | 0 | 245556.2427 | 0 | 0 | 0 | 0 | 0 | 0 | 0 | 0 | 0 | 0 | 0 | 0 | 0
2016-06-11 15:00 | 0 | 0 | 0 | 0 | 0 | 592818.1811 | 506666 | 0 | 0 | 0 | 769134.5501 | 0 | 5119.1831 | 0 | 0 | 0 | 0 | 0 | 0 | 0 | 11171281.0351 | 0 | 0 | 0 | 0 | 86152.1811 | 0 | 0 | 0 | 0 | 0 | 0 | 0 | 0 | 0 | 0 | 0 | 0 | 0
2016-06-11 16:00 | 0 | 0 | 0 | 0 | 125815.2179 | 654493.0247 | 534752 | 0 | 0 | 0 | 1014690.7928 | 0 | 5119.1831 | 0 | 0 | 0 | 0 | 0 | 0 | 0 | 11171236.3499 | 0 | 0 | 0 | 0 | 245556.2427 | 0 | 0 | 0 | 0 | 0 | 0 | 0 | 0 | 0 | 0 | 0 | 0 | 0
2016-06-11 17:00 | 0 | 0 | 0 | 0 | 0 | 674943.5655 | 555285 | 0 | 0 | 0 | 1134349.3582 | 0 | 5119.1831 | 0 | 0 | 0 | 0 | 0 | 0 | 0 | 11171191.665 | 0 | 0 | 0 | 0 | 119658.5655 | 0 | 0 | 0 | 0 | 0 | 0 | 0 | 0 | 0 | 0 | 0 | 0 | 0
2016-06-11 18:00 | 0 | 0 | 0 | 0 | 0 | 669268.883 | 571006 | 0 | 0 | 0 | 1232612.2412 | 0 | 5119.1831 | 0 | 0 | 0 | 0 | 0 | 0 | 0 | 11171146.9802 | 0 | 0 | 0 | 0 | 98262.883 | 0 | 0 | 0 | 0 | 0 | 0 | 0 | 0 | 0 | 0 | 0 | 0 | 0
2016-06-11 19:00 | 0 | 0 | 0 | 0 | 0 | 656046.6751 | 582511 | 0 | 0 | 0 | 1306147.9163 | 0 | 5119.1831 | 0 | 0 | 0 | 0 | 0 | 0 | 0 | 11171102.2956 | 0 | 0 | 0 | 0 | 73535.6751 | 0 | 0 | 0 | 0 | 0 | 0 | 0 | 0 | 0 | 0 | 0 | 0 | 0
2016-06-11 20:00 | 0 | 0 | 0 | 0 | 0 | 633406.841 | 590597 | 0 | 0 | 0 | 1348957.7574 | 0 | 5119.1831 | 0 | 0 | 0 | 0 | 0 | 0 | 0 | 11171057.6112 | 0 | 0 | 0 | 0 | 42809.841 | 0 | 0 | 0 | 0 | 0 | 0 | 0 | 0 | 0 | 0 | 0 | 0 | 0
2016-06-11 21:00 | 0 | 0 | 0 | 0 | 0 | 597822.5653 | 595049 | 0 | 0 | 0 | 1351731.3227 | 0 | 5119.1831 | 0 | 0 | 0 | 0 | 0 | 0 | 0 | 11171012.927 | 0 | 0 | 0 | 0 | 2773.5653 | 0 | 0 | 0 | 0 | 0 | 0 | 0 | 0 | 0 | 0 | 0 | 0 | 0
2016-06-11 22:00 | 0 | 0 | 0 | 0 | 0 | 543483.8247 | 591829 | 0 | 0 | 0 | 1303386.1474 | 0 | 5119.1831 | 0 | 0 | 0 | 0 | 0 | 0 | 0 | 11170968.2429 | 0 | 0 | 0 | 0 | -48345.1753 | 0 | 0 | 0 | 0 | 0 | 0 | 0 | 0 | 0 | 0 | 0 | 0 | 0
2016-06-11 23:00 | 0 | 0 | 0 | 0 | 0 | 466160.7633 | 580903 | 0 | 0 | 0 | 1188430.6114 | 0 | 5332.4824 | 0 | 0 | 0 | 0 | 0 | 0 | 0 | 11170923.5591 | 0 | 0 | 0 | 0 | -114955.536 | 0 | 213.2993 | 0 | 0 | 0 | 0 | 0 | 0 | 0 | 0 | 0 | 0 | 0
2016-06-12 | 0 | 0 | 0 | 0 | 0 | 354515.2107 | 566512 | 0 | 0 | 0 | 976433.822 | 0 | 5332.4824 | 0 | 0 | 0 | 0 | 0 | 0 | 0 | 11170878.8754 | 0 | 0 | 0 | 0 | -211996.7893 | 0 | 0 | 0 | 0 | 0 | 0 | 0 | 0 | 0 | 0 | 0 | 0 | 0
2016-06-12 01:00 | 0 | 0 | 0 | 0 | 106610.4198 | 200887.6368 | 552841 | 0 | 0 | 0 | 730877.5794 | 0 | 5545.7817 | 0 | 0 | 0 | 0 | 0 | 0 | 0 | 11170834.1919 | 0 | 0 | 0 | 0 | -245556.2427 | 0 | 213.2993 | 0 | 0 | 0 | 0 | 0 | 0 | 0 | 0 | 0 | 0 | 0
2016-06-12 02:00 | 0 | 0 | 0 | 0 | 748270.0652 | 24480.7197 | 531300 | 0 | 0 | 0 | 972328.3642 | 0 | 5545.7817 | 0 | 0 | 0 | 0 | 0 | 0 | 0 | 11170789.5085 | 0 | 0 | 0 | 0 | 241450.7849 | 0 | 0 | 0 | 0 | 0 | 0 | 0 | 0 | 0 | 0 | 0 | 0 | 0
2016-06-12 03:00 | 0 | 0 | 0 | 0 | 255898.4755 | 1.5811 | 501243 | 0 | 0 | 0 | 726772.1215 | 0 | 5759.081 | 0 | 0 | 0 | 0 | 0 | 0 | 0 | 11170744.8254 | 0 | 0 | 0 | 0 | -245556.2427 | 0 | 213.2993 | 0 | 0 | 0 | 0 | 0 | 0 | 0 | 0 | 0 | 0 | 0
2016-06-12 04:00 | 0 | 0 | 0 | 0 | 696946.7332 | 0 | 470687 | 0 | 0 | 0 | 953031.8548 | 0 | 5759.081 | 0 | 0 | 0 | 0 | 0 | 0 | 0 | 11170700.1424 | 0 | 0 | 0 | 0 | 226259.7332 | 0 | 0 | 0 | 0 | 0 | 0 | 0 | 0 | 0 | 0 | 0 | 0 | 0
2016-06-12 05:00 | 0 | 0 | 0 | 0 | 196711.0566 | 0 | 442054 | 0 | 0 | 0 | 707475.6121 | 0 | 5972.3803 | 0 | 0 | 0 | 0 | 0 | 0 | 0 | 11170655.4596 | 0 | 0 | 0 | 0 | -245556.2427 | 0 | 213.2993 | 0 | 0 | 0 | 0 | 0 | 0 | 0 | 0 | 0 | 0 | 0
2016-06-12 06:00 | 0 | 0 | 0 | 0 | 172654.7573 | 0 | 418211 | 0 | 0 | 0 | 461919.3694 | 0 | 5972.3803 | 0 | 0 | 0 | 0 | 0 | 0 | 0 | 11170610.777 | 0 | 0 | 0 | 0 | -245556.2427 | 0 | 0 | 0 | 0 | 0 | 0 | 0 | 0 | 0 | 0 | 0 | 0 | 0
2016-06-12 07:00 | 0 | 0 | 0 | 0 | 155085.0566 | 0 | 400428 | 0 | 0 | 0 | 216363.1267 | 0 | 6185.6796 | 0 | 0 | 0 | 0 | 0 | 0 | 0 | 11170566.0945 | 0 | 0 | 0 | 0 | -245556.2427 | 0 | 213.2993 | 0 | 0 | 0 | 0 | 0 | 0 | 0 | 0 | 0 | 0 | 0
2016-06-12 08:00 | 0 | 0 | 0 | 0 | 583548.935 | 0 | 387567 | 0 | 0 | 0 | 412345.0617 | 0 | 6185.6796 | 0 | 0 | 0 | 0 | 0 | 0 | 0 | 11170521.4123 | 0 | 0 | 0 | 0 | 195981.935 | 0 | 0 | 0 | 0 | 0 | 0 | 0 | 0 | 0 | 0 | 0 | 0 | 0
2016-06-12 09:00 | 0 | 0 | 0 | 0 | 134677.0566 | 0 | 380020 | 0 | 0 | 0 | 166788.819 | 0 | 6398.9789 | 0 | 0 | 0 | 0 | 0 | 0 | 0 | 11170476.7302 | 0 | 0 | 0 | 0 | -245556.2427 | 0 | 213.2993 | 0 | 0 | 0 | 0 | 0 | 0 | 0 | 0 | 0 | 0 | 0
2016-06-12 10:00 | 0 | 0 | 0 | 0 | 458465.2059 | 0 | 376210 | 0 | 0 | 0 | 249044.0249 | 0 | 6398.9789 | 0 | 0 | 0 | 0 | 0 | 0 | 0 | 11170432.0483 | 0 | 0 | 0 | 0 | 82255.2059 | 0 | 0 | 0 | 0 | 0 | 0 | 0 | 0 | 0 | 0 | 0 | 0 | 0
2016-06-12 11:00 | 0 | 0 | 0 | 0 | 138677.3311 | 3.7255 | 384024 | 0 | 0 | 0 | 3487.7822 | 0 | 6612.2782 | 0 | 0 | 0 | 0 | 0 | 0 | 0 | 11170387.3665 | 0 | 0 | 0 | 0 | -245556.2427 | 0 | 213.2993 | 0 | 0 | 0 | 0 | 0 | 0 | 0 | 0 | 0 | 0 | 0
2016-06-12 12:00 | 0 | 0 | 0 | 0 | 301724.5654 | 102745.6524 | 407958 | 0 | 0 | 0 | 0 | 0 | 6612.2782 | 0 | 0 | 0 | 0 | 0 | 0 | 0 | 11170342.685 | 0 | 0 | 0 | 0 | -3487.7822 | 0 | 0 | 0 | 0 | 0 | 0 | 0 | 0 | 0 | 0 | 0 | 0 | 0
2016-06-12 13:00 | 0 | 0 | 0 | 0 | 274347.2192 | 408887.0235 | 437678 | 0 | 0 | 0 | 245556.2427 | 0 | 6612.2782 | 0 | 0 | 0 | 0 | 0 | 0 | 0 | 11170298.0036 | 0 | 0 | 0 | 0 | 245556.2427 | 0 | 0 | 0 | 0 | 0 | 0 | 0 | 0 | 0 | 0 | 0 | 0 | 0
2016-06-12 14:00 | 0 | 0 | 0 | 0 | 0 | 605061.6903 | 468012 | 0 | 0 | 0 | 382605.933 | 0 | 6612.2782 | 0 | 0 | 0 | 0 | 0 | 0 | 0 | 11170253.3224 | 0 | 0 | 0 | 0 | 137049.6903 | 0 | 0 | 0 | 0 | 0 | 0 | 0 | 0 | 0 | 0 | 0 | 0 | 0
2016-06-12 15:00 | 0 | 0 | 0 | 0 | 29526.8697 | 710716.3729 | 494687 | 0 | 0 | 0 | 628162.1757 | 0 | 6612.2782 | 0 | 0 | 0 | 0 | 0 | 0 | 0 | 11170208.6414 | 0 | 0 | 0 | 0 | 245556.2427 | 0 | 0 | 0 | 0 | 0 | 0 | 0 | 0 | 0 | 0 | 0 | 0 | 0
2016-06-12 16:00 | 0 | 0 | 0 | 0 | 0 | 765472.3506 | 517422 | 0 | 0 | 0 | 873718.4184 | 0 | 6612.2782 | 2494.1079 | 0 | 0 | 0 | 0 | 0 | 0 | 11170163.9606 | 0 | 0 | 0 | 0 | 245556.2427 | 0 | 0 | 0 | 2494.1079 | 0 | 0 | 0 | 0 | 0 | 0 | 0 | 0 | 0
2016-06-12 17:00 | 0 | 0 | 0 | 0 | 746.6053 | 776802.5296 | 534487 | 0 | 0 | 0 | 1119274.661 | 0 | 6612.2782 | 0 | 0 | 0 | 0 | 0 | 0 | 0 | 11170119.2799 | 0 | 0 | 0 | 0 | 245556.2427 | 0 | 0 | 0 | -2494.1079 | 0 | 0 | 0 | 0 | 0 | 0 | 0 | 0 | 0
2016-06-12 18:00 | 0 | 0 | 0 | 0 | 19819.7853 | 771357.4574 | 545621 | 0 | 0 | 0 | 1364830.9037 | 0 | 6612.2782 | 0 | 0 | 0 | 0 | 0 | 0 | 0 | 11170074.5994 | 0 | 0 | 0 | 0 | 245556.2427 | 0 | 0 | 0 | 0 | 0 | 0 | 0 | 0 | 0 | 0 | 0 | 0 | 0
2016-06-12 19:00 | 0 | 0 | 0 | 0 | 0 | 761937.001 | 552724 | 0 | 0 | 0 | 1574043.9047 | 0 | 6612.2782 | 0 | 0 | 0 | 0 | 0 | 0 | 0 | 11170029.9191 | 0 | 0 | 0 | 0 | 209213.001 | 0 | 0 | 0 | 0 | 0 | 0 | 0 | 0 | 0 | 0 | 0 | 0 | 0
2016-06-12 20:00 | 0 | 0 | 0 | 0 | 0 | 752898.8665 | 556947 | 0 | 0 | 0 | 1769995.7712 | 0 | 6612.2782 | 0 | 0 | 0 | 0 | 0 | 0 | 0 | 11169985.239 | 0 | 0 | 0 | 0 | 195951.8665 | 0 | 0 | 0 | 0 | 0 | 0 | 0 | 0 | 0 | 0 | 0 | 0 | 0
2016-06-12 21:00 | 0 | 0 | 0 | 0 | 0 | 735633.0302 | 558748 | 0 | 0 | 0 | 1946880.8014 | 0 | 6612.2782 | 0 | 0 | 0 | 0 | 0 | 0 | 0 | 11169940.5591 | 0 | 0 | 0 | 0 | 176885.0302 | 0 | 0 | 0 | 0 | 0 | 0 | 0 | 0 | 0 | 0 | 0 | 0 | 0
2016-06-12 22:00 | 0 | 0 | 0 | 0 | 0 | 700678.0602 | 554207 | 0 | 0 | 0 | 2093351.8616 | 0 | 6612.2782 | 0 | 0 | 0 | 0 | 0 | 0 | 0 | 11169895.8793 | 0 | 0 | 0 | 0 | 146471.0602 | 0 | 0 | 0 | 0 | 0 | 0 | 0 | 0 | 0 | 0 | 0 | 0 | 0
2016-06-12 23:00 | 0 | 0 | 0 | 0 | 0 | 626969.0743 | 543277 | 0 | 0 | 0 | 2177043.9359 | 0 | 6612.2782 | 0 | 0 | 0 | 0 | 0 | 0 | 0 | 11169851.1997 | 0 | 0 | 0 | 0 | 83692.0743 | 0 | 0 | 0 | 0 | 0 | 0 | 0 | 0 | 0 | 0 | 0 | 0 | 0
2016-06-13 | 0 | 0 | 0 | 0 | 0 | 520641.9343 | 530139 | 0 | 0 | 0 | 2167546.8702 | 0 | 6612.2782 | 0 | 0 | 0 | 0 | 0 | 0 | 0 | 11169806.5203 | 0 | 0 | 0 | 0 | -9497.0657 | 0 | 0 | 0 | 0 | 0 | 0 | 0 | 0 | 0 | 0 | 0 | 0 | 0
2016-06-13 01:00 | 0 | 0 | 0 | 0 | 0 | 299964.3232 | 519068 | 0 | 0 | 0 | 1948443.1933 | 0 | 6612.2782 | 0 | 0 | 0 | 0 | 0 | 0 | 0 | 11169761.8411 | 0 | 0 | 0 | 0 | -219103.6768 | 0 | 0 | 0 | 0 | 0 | 0 | 0 | 0 | 0 | 0 | 0 | 0 | 0
2016-06-13 02:00 | 0 | 0 | 0 | 0 | 218031.2962 | 35441.7604 | 498816 | 0 | 0 | 0 | 1702886.9507 | 0 | 6825.5775 | 0 | 0 | 0 | 0 | 0 | 0 | 0 | 11169717.1621 | 0 | 0 | 0 | 0 | -245556.2427 | 0 | 213.2993 | 0 | 0 | 0 | 0 | 0 | 0 | 0 | 0 | 0 | 0 | 0
2016-06-13 03:00 | 0 | 0 | 0 | 0 | 444266.0253 | 2.7077 | 469138 | 0 | 0 | 0 | 1678017.6836 | 0 | 6825.5775 | 0 | 0 | 0 | 0 | 0 | 0 | 0 | 11169672.4832 | 0 | 0 | 0 | 0 | -24869.267 | 0 | 0 | 0 | 0 | 0 | 0 | 0 | 0 | 0 | 0 | 0 | 0 | 0
2016-06-13 04:00 | 0 | 0 | 0 | 0 | 194368.0566 | 0 | 439711 | 0 | 0 | 0 | 1432461.4409 | 0 | 7038.8768 | 0 | 0 | 0 | 0 | 0 | 0 | 0 | 11169627.8045 | 0 | 0 | 0 | 0 | -245556.2427 | 0 | 213.2993 | 0 | 0 | 0 | 0 | 0 | 0 | 0 | 0 | 0 | 0 | 0
2016-06-13 05:00 | 0 | 0 | 0 | 0 | 360224.223 | 0 | 415207 | 0 | 0 | 0 | 1377478.664 | 0 | 7038.8768 | 0 | 0 | 0 | 0 | 0 | 0 | 0 | 11169583.126 | 0 | 0 | 0 | 0 | -54982.777 | 0 | 0 | 0 | 0 | 0 | 0 | 0 | 0 | 0 | 0 | 0 | 0 | 0
2016-06-13 06:00 | 0 | 0 | 0 | 0 | 149174.0566 | 0 | 394517 | 0 | 0 | 0 | 1131922.4213 | 0 | 7252.1761 | 0 | 0 | 0 | 0 | 0 | 0 | 0 | 11169538.4477 | 0 | 0 | 0 | 0 | -245556.2427 | 0 | 213.2993 | 0 | 0 | 0 | 0 | 0 | 0 | 0 | 0 | 0 | 0 | 0
2016-06-13 07:00 | 0 | 0 | 0 | 0 | 289428.9499 | 0 | 380639 | 0 | 0 | 0 | 1040712.3712 | 0 | 7252.1761 | 0 | 0 | 0 | 0 | 0 | 0 | 0 | 11169493.7695 | 0 | 0 | 0 | 0 | -91210.0501 | 0 | 0 | 0 | 0 | 0 | 0 | 0 | 0 | 0 | 0 | 0 | 0 | 0
2016-06-13 08:00 | 0 | 0 | 0 | 0 | 129216.0566 | 0 | 374559 | 0 | 0 | 0 | 795156.1285 | 0 | 7465.4754 | 0 | 0 | 0 | 0 | 0 | 0 | 0 | 11169449.0915 | 0 | 0 | 0 | 0 | -245556.2427 | 0 | 213.2993 | 0 | 0 | 0 | 0 | 0 | 0 | 0 | 0 | 0 | 0 | 0
2016-06-13 09:00 | 0 | 0 | 0 | 0 | 238584.0089 | 0 | 379564 | 0 | 0 | 0 | 654176.1374 | 0 | 7465.4754 | 0 | 0 | 0 | 0 | 0 | 0 | 0 | 11169404.4137 | 0 | 0 | 0 | 0 | -140979.9911 | 0 | 0 | 0 | 0 | 0 | 0 | 0 | 0 | 0 | 0 | 0 | 0 | 0
2016-06-13 10:00 | 0 | 0 | 0 | 0 | 217159.917 | 0 | 394195 | 0 | 0 | 0 | 476927.7551 | 0 | 7678.7747 | 0 | 0 | 0 | 0 | 0 | 0 | 0 | 11169359.7361 | 0 | 0 | 0 | 0 | -177248.3823 | 0 | 213.2993 | 0 | 0 | 0 | 0 | 0 | 0 | 0 | 0 | 0 | 0 | 0
2016-06-13 11:00 | 0 | 0 | 0 | 0 | 181673.2561 | 3.9528 | 416210 | 0 | 0 | 0 | 242181.6647 | 0 | 7892.074 | 0 | 0 | 0 | 0 | 0 | 0 | 0 | 11169315.0587 | 0 | 0 | 0 | 0 | -234746.0904 | 0 | 213.2993 | 0 | 0 | 0 | 0 | 0 | 0 | 0 | 0 | 0 | 0 | 0
2016-06-13 12:00 | 0 | 0 | 0 | 0 | 109208.6586 | 139767.6448 | 440541 | 0 | 0 | 0 | 50403.6689 | 0 | 8105.3733 | 0 | 0 | 0 | 0 | 0 | 0 | 0 | 11169270.3814 | 0 | 0 | 0 | 0 | -191777.9959 | 0 | 213.2993 | 0 | 0 | 0 | 0 | 0 | 0 | 0 | 0 | 0 | 0 | 0
2016-06-13 13:00 | 0 | 0 | 0 | 0 | 0 | 461428.9701 | 467299 | 0 | 0 | 0 | 44533.639 | 0 | 8105.3733 | 0 | 0 | 0 | 0 | 0 | 0 | 0 | 11169225.7043 | 0 | 0 | 0 | 0 | -5870.0299 | 0 | 0 | 0 | 0 | 0 | 0 | 0 | 0 | 0 | 0 | 0 | 0 | 0
2016-06-13 14:00 | 0 | 0 | 0 | 0 | 81845.4477 | 659422.795 | 495712 | 0 | 0 | 0 | 290089.8816 | 0 | 8105.3733 | 0 | 0 | 0 | 0 | 0 | 0 | 0 | 11169181.0274 | 0 | 0 | 0 | 0 | 245556.2427 | 0 | 0 | 0 | 0 | 0 | 0 | 0 | 0 | 0 | 0 | 0 | 0 | 0
2016-06-13 15:00 | 0 | 0 | 0 | 0 | 0 | 754868.5906 | 522570 | 0 | 0 | 0 | 522388.4723 | 0 | 8105.3733 | 0 | 0 | 0 | 0 | 0 | 0 | 0 | 11169136.3507 | 0 | 0 | 0 | 0 | 232298.5906 | 0 | 0 | 0 | 0 | 0 | 0 | 0 | 0 | 0 | 0 | 0 | 0 | 0
2016-06-13 16:00 | 0 | 0 | 0 | 0 | 0 | 793529.2057 | 545584 | 0 | 0 | 0 | 767944.7149 | 0 | 8105.3733 | 2388.963 | 0 | 0 | 0 | 0 | 0 | 0 | 11169091.6742 | 0 | 0 | 0 | 0 | 245556.2427 | 0 | 0 | 0 | 2388.963 | 0 | 0 | 0 | 0 | 0 | 0 | 0 | 0 | 0
2016-06-13 17:00 | 0 | 0 | 0 | 0 | 12523.7673 | 796112.5123 | 565469 | 0 | 0 | 0 | 1013500.9576 | 0 | 8105.3733 | 0 | 0 | 0 | 0 | 0 | 0 | 0 | 11169046.9978 | 0 | 0 | 0 | 0 | 245556.2427 | 0 | 0 | 0 | -2388.963 | 0 | 0 | 0 | 0 | 0 | 0 | 0 | 0 | 0
2016-06-13 18:00 | 0 | 0 | 0 | 0 | 0 | 785545.4492 | 580343 | 0 | 0 | 0 | 1218703.4068 | 0 | 8105.3733 | 0 | 0 | 0 | 0 | 0 | 0 | 0 | 11169002.3216 | 0 | 0 | 0 | 0 | 205202.4492 | 0 | 0 | 0 | 0 | 0 | 0 | 0 | 0 | 0 | 0 | 0 | 0 | 0
2016-06-13 19:00 | 0 | 0 | 0 | 0 | 60604.0669 | 774610.1757 | 589658 | 0 | 0 | 0 | 1464259.6495 | 0 | 8105.3733 | 0 | 0 | 0 | 0 | 0 | 0 | 0 | 11168957.6456 | 0 | 0 | 0 | 0 | 245556.2427 | 0 | 0 | 0 | 0 | 0 | 0 | 0 | 0 | 0 | 0 | 0 | 0 | 0
2016-06-13 20:00 | 0 | 0 | 0 | 0 | 0 | 768009.3649 | 595279 | 0 | 0 | 0 | 1636990.0144 | 0 | 8105.3733 | 0 | 0 | 0 | 0 | 0 | 0 | 0 | 11168912.9698 | 0 | 0 | 0 | 0 | 172730.3649 | 0 | 0 | 0 | 0 | 0 | 0 | 0 | 0 | 0 | 0 | 0 | 0 | 0
2016-06-13 21:00 | 0 | 0 | 0 | 0 | 0 | 757632.7981 | 596967 | 0 | 0 | 0 | 1797655.8125 | 0 | 8105.3733 | 0 | 0 | 0 | 0 | 0 | 0 | 0 | 11168868.2941 | 0 | 0 | 0 | 0 | 160665.7981 | 0 | 0 | 0 | 0 | 0 | 0 | 0 | 0 | 0 | 0 | 0 | 0 | 0
2016-06-13 22:00 | 0 | 0 | 0 | 0 | 111545.0897 | 725102.153 | 591091 | 0 | 0 | 0 | 2043212.0552 | 0 | 8105.3733 | 0 | 0 | 0 | 0 | 0 | 0 | 0 | 11168823.6186 | 0 | 0 | 0 | 0 | 245556.2427 | 0 | 0 | 0 | 0 | 0 | 0 | 0 | 0 | 0 | 0 | 0 | 0 | 0
2016-06-13 23:00 | 0 | 0 | 0 | 0 | 52420.7414 | 642888.1656 | 579889 | 0 | 0 | 0 | 2158631.9622 | 0 | 8105.3733 | 0 | 0 | 0 | 0 | 0 | 0 | 0 | 11168778.9433 | 0 | 0 | 0 | 0 | 115419.907 | 0 | 0 | 0 | 0 | 0 | 0 | 0 | 0 | 0 | 0 | 0 | 0 | 0
2016-06-14 | 0 | 0 | 0 | 0 | 0 | 531886.1705 | 565632 | 0 | 0 | 0 | 2124886.1327 | 0 | 8105.3733 | 0 | 0 | 0 | 0 | 0 | 0 | 0 | 11168734.2682 | 0 | 0 | 0 | 0 | -33745.8295 | 0 | 0 | 0 | 0 | 0 | 0 | 0 | 0 | 0 | 0 | 0 | 0 | 0
2016-06-14 01:00 | 0 | 0 | 0 | 0 | 15074.3679 | 291317.3894 | 551948 | 0 | 0 | 0 | 1879329.89 | 0 | 8105.3733 | 0 | 0 | 0 | 0 | 0 | 0 | 0 | 11168689.5933 | 0 | 0 | 0 | 0 | -245556.2427 | 0 | 0 | 0 | 0 | 0 | 0 | 0 | 0 | 0 | 0 | 0 | 0 | 0
2016-06-14 02:00 | 0 | 0 | 0 | 0 | 240964.0113 | 40506.7461 | 527027 | 0 | 0 | 0 | 1633773.6473 | 0 | 8105.3733 | 0 | 0 | 0 | 0 | 0 | 0 | 0 | 11168644.9185 | 0 | 0 | 0 | 0 | -245556.2427 | 0 | 0 | 0 | 0 | 0 | 0 | 0 | 0 | 0 | 0 | 0 | 0 | 0
2016-06-14 03:00 | 0 | 0 | 0 | 0 | 246512.0566 | 0 | 491855 | 0 | 0 | 0 | 1388217.4046 | 0 | 8318.6726 | 0 | 0 | 0 | 0 | 0 | 0 | 0 | 11168600.244 | 0 | 0 | 0 | 0 | -245556.2427 | 0 | 213.2993 | 0 | 0 | 0 | 0 | 0 | 0 | 0 | 0 | 0 | 0 | 0
2016-06-14 04:00 | 0 | 0 | 0 | 0 | 212761.7573 | 0 | 458318 | 0 | 0 | 0 | 1142661.1619 | 0 | 8318.6726 | 0 | 0 | 0 | 0 | 0 | 0 | 0 | 11168555.5696 | 0 | 0 | 0 | 0 | -245556.2427 | 0 | 0 | 0 | 0 | 0 | 0 | 0 | 0 | 0 | 0 | 0 | 0 | 0
2016-06-14 05:00 | 0 | 0 | 0 | 0 | 184351.0566 | 0 | 429694 | 0 | 0 | 0 | 897104.9193 | 0 | 8531.9719 | 0 | 0 | 0 | 0 | 0 | 0 | 0 | 11168510.8953 | 0 | 0 | 0 | 0 | -245556.2427 | 0 | 213.2993 | 0 | 0 | 0 | 0 | 0 | 0 | 0 | 0 | 0 | 0 | 0
2016-06-14 06:00 | 0 | 0 | 0 | 0 | 388091.8746 | 0 | 408610 | 0 | 0 | 0 | 876586.7939 | 0 | 8531.9719 | 0 | 0 | 0 | 0 | 0 | 0 | 0 | 11168466.2213 | 0 | 0 | 0 | 0 | -20518.1254 | 0 | 0 | 0 | 0 | 0 | 0 | 0 | 0 | 0 | 0 | 0 | 0 | 0
2016-06-14 07:00 | 0 | 0 | 0 | 0 | 147663.0566 | 0 | 393006 | 0 | 0 | 0 | 631030.5512 | 0 | 8745.2712 | 0 | 0 | 0 | 0 | 0 | 0 | 0 | 11168421.5474 | 0 | 0 | 0 | 0 | -245556.2427 | 0 | 213.2993 | 0 | 0 | 0 | 0 | 0 | 0 | 0 | 0 | 0 | 0 | 0
2016-06-14 08:00 | 0 | 0 | 0 | 0 | 339024.0331 | 0 | 386262 | 0 | 0 | 0 | 583792.5843 | 0 | 8745.2712 | 0 | 0 | 0 | 0 | 0 | 0 | 0 | 11168376.8737 | 0 | 0 | 0 | 0 | -47237.9669 | 0 | 0 | 0 | 0 | 0 | 0 | 0 | 0 | 0 | 0 | 0 | 0 | 0
2016-06-14 09:00 | 0 | 0 | 0 | 0 | 144919.0566 | 0 | 390262 | 0 | 0 | 0 | 338236.3416 | 0 | 8958.5705 | 0 | 0 | 0 | 0 | 0 | 0 | 0 | 11168332.2002 | 0 | 0 | 0 | 0 | -245556.2427 | 0 | 213.2993 | 0 | 0 | 0 | 0 | 0 | 0 | 0 | 0 | 0 | 0 | 0
2016-06-14 10:00 | 0 | 0 | 0 | 0 | 302384.9614 | 0 | 405010 | 0 | 0 | 0 | 235611.303 | 0 | 8958.5705 | 0 | 0 | 0 | 0 | 0 | 0 | 0 | 11168287.5269 | 0 | 0 | 0 | 0 | -102625.0386 | 0 | 0 | 0 | 0 | 0 | 0 | 0 | 0 | 0 | 0 | 0 | 0 | 0
2016-06-14 11:00 | 0 | 0 | 0 | 0 | 284499.2311 | 13.0442 | 425599 | 0 | 0 | 0 | 94311.2791 | 0 | 9171.8697 | 0 | 0 | 0 | 0 | 0 | 0 | 0 | 11168242.8537 | 0 | 0 | 0 | 0 | -141300.0239 | 0 | 213.2993 | 0 | 0 | 0 | 0 | 0 | 0 | 0 | 0 | 0 | 0 | 0
2016-06-14 12:00 | 0 | 0 | 0 | 0 | 198454.2239 | 164544.0547 | 449688 | 0 | 0 | 0 | 0 | 0 | 9171.8697 | 7621.5577 | 0 | 0 | 0 | 0 | 0 | 0 | 11168198.1808 | 0 | 0 | 0 | 0 | -94311.2791 | 0 | 0 | 0 | 7621.5577 | 0 | 0 | 0 | 0 | 0 | 0 | 0 | 0 | 0
2016-06-14 13:00 | 0 | 0 | 0 | 0 | 0 | 544546.3988 | 476353 | 0 | 0 | 0 | 75814.9565 | 0 | 9171.8697 | 0 | 0 | 0 | 0 | 0 | 0 | 0 | 11168153.508 | 0 | 0 | 0 | 0 | 75814.9565 | 0 | 0 | 0 | -7621.5577 | 0 | 0 | 0 | 0 | 0 | 0 | 0 | 0 | 0
2016-06-14 14:00 | 0 | 0 | 0 | 0 | 55573.854 | 693926.3887 | 503944 | 0 | 0 | 0 | 321371.1992 | 0 | 9171.8697 | 0 | 0 | 0 | 0 | 0 | 0 | 0 | 11168108.8354 | 0 | 0 | 0 | 0 | 245556.2427 | 0 | 0 | 0 | 0 | 0 | 0 | 0 | 0 | 0 | 0 | 0 | 0 | 0
2016-06-14 15:00 | 0 | 0 | 0 | 0 | 0 | 794866.2515 | 530927 | 0 | 0 | 0 | 566927.4419 | 0 | 9385.169 | 0 | 0 | 0 | 0 | 0 | 0 | 0 | 11182599.9306 | 0 | 0 | 0 | 0 | 245556.2427 | 0 | 213.2993 | 0 | 0 | 0 | 0 | 0 | 0 | 0 | 0 | 18169.7095 | 0 | 0
2016-06-14 16:00 | 0 | 0 | 0 | 0 | 0 | 821818.559 | 553952 | 0 | 0 | 0 | 812483.6846 | 0 | 9598.4683 | 0 | 0 | 0 | 0 | 0 | 0 | 0 | 11200232.8138 | 0 | 0 | 0 | 0 | 245556.2427 | 0 | 213.2993 | 0 | 0 | 0 | 0 | 0 | 0 | 0 | 0 | 22097.017 | 0 | 0
2016-06-14 17:00 | 0 | 0 | 0 | 0 | 0 | 848737.1168 | 573249 | 0 | 0 | 0 | 1058039.9273 | 0 | 9811.7676 | 7621.5577 | 0 | 0 | 0 | 0 | 0 | 0 | 11217865.6265 | 0 | 0 | 0 | 0 | 245556.2427 | 0 | 213.2993 | 0 | 7621.5577 | 0 | 0 | 0 | 0 | 0 | 0 | 22097.017 | 0 | 0
2016-06-14 18:00 | 0 | 0 | 0 | 0 | 0 | 843592.2373 | 587081 | 0 | 0 | 0 | 1303596.1699 | 0 | 10025.0669 | 7621.5577 | 0 | 0 | 0 | 0 | 0 | 0 | 11226414.1113 | 0 | 0 | 0 | 0 | 245556.2427 | 0 | 213.2993 | 0 | 0 | 0 | 0 | 0 | 0 | 0 | 0 | 10741.6953 | 0 | 0
2016-06-14 19:00 | 0 | 0 | 0 | 0 | 0 | 830147.1388 | 595687 | 0 | 0 | 0 | 1545677.8665 | 0 | 10025.0669 | 0 | 0 | 0 | 0 | 0 | 0 | 0 | 11226369.2056 | 0 | 0 | 0 | 0 | 242081.6966 | 0 | 0 | 0 | -7621.5577 | 0 | 0 | 0 | 0 | 0 | 0 | 0 | 0 | 0
2016-06-14 20:00 | 0 | 0 | 0 | 0 | 0 | 822097.6729 | 601822 | 0 | 0 | 0 | 1765953.5394 | 0 | 10025.0669 | 0 | 0 | 0 | 0 | 0 | 0 | 0 | 11226324.3001 | 0 | 0 | 0 | 0 | 220275.6729 | 0 | 0 | 0 | 0 | 0 | 0 | 0 | 0 | 0 | 0 | 0 | 0 | 0
2016-06-14 21:00 | 0 | 0 | 0 | 0 | 0 | 807441.7594 | 603737 | 0 | 0 | 0 | 1969658.2989 | 0 | 10025.0669 | 0 | 0 | 0 | 0 | 0 | 0 | 0 | 11226279.3948 | 0 | 0 | 0 | 0 | 203704.7594 | 0 | 0 | 0 | 0 | 0 | 0 | 0 | 0 | 0 | 0 | 0 | 0 | 0
2016-06-14 22:00 | 0 | 0 | 0 | 0 | 0 | 776740.0644 | 597600 | 0 | 0 | 0 | 2148798.3633 | 0 | 10025.0669 | 0 | 0 | 0 | 0 | 0 | 0 | 0 | 11226234.4897 | 0 | 0 | 0 | 0 | 179140.0644 | 0 | 0 | 0 | 0 | 0 | 0 | 0 | 0 | 0 | 0 | 0 | 0 | 0
2016-06-14 23:00 | 0 | 0 | 0 | 0 | 136837.003 | 694267.2397 | 585548 | 0 | 0 | 0 | 2394354.606 | 0 | 10025.0669 | 0 | 0 | 0 | 0 | 0 | 0 | 0 | 11226189.5848 | 0 | 0 | 0 | 0 | 245556.2427 | 0 | 0 | 0 | 0 | 0 | 0 | 0 | 0 | 0 | 0 | 0 | 0 | 0
2016-06-15 | 0 | 0 | 0 | 0 | 0 | 547467.1738 | 570965 | 0 | 0 | 0 | 2370856.7798 | 0 | 10025.0669 | 0 | 0 | 0 | 0 | 0 | 0 | 0 | 11226144.68 | 0 | 0 | 0 | 0 | -23497.8262 | 0 | 0 | 0 | 0 | 0 | 0 | 0 | 0 | 0 | 0 | 0 | 0 | 0
2016-06-15 01:00 | 0 | 0 | 0 | 0 | 13976.3372 | 297792.4201 | 557325 | 0 | 0 | 0 | 2125300.5371 | 0 | 10025.0669 | 0 | 0 | 0 | 0 | 0 | 0 | 0 | 11226099.7755 | 0 | 0 | 0 | 0 | -245556.2427 | 0 | 0 | 0 | 0 | 0 | 0 | 0 | 0 | 0 | 0 | 0 | 0 | 0
2016-06-15 02:00 | 0 | 0 | 0 | 0 | 250267.9905 | 36646.7668 | 532471 | 0 | 0 | 0 | 1879744.2944 | 0 | 10025.0669 | 0 | 0 | 0 | 0 | 0 | 0 | 0 | 11226054.8711 | 0 | 0 | 0 | 0 | -245556.2427 | 0 | 0 | 0 | 0 | 0 | 0 | 0 | 0 | 0 | 0 | 0 | 0 | 0
2016-06-15 03:00 | 0 | 0 | 0 | 0 | 253344.4774 | 2.5792 | 498690 | 0 | 0 | 0 | 1634188.0517 | 0 | 10238.3662 | 0 | 0 | 0 | 0 | 0 | 0 | 0 | 11226009.9668 | 0 | 0 | 0 | 0 | -245556.2427 | 0 | 213.2993 | 0 | 0 | 0 | 0 | 0 | 0 | 0 | 0 | 0 | 0 | 0
2016-06-15 04:00 | 0 | 0 | 0 | 0 | 220654.7573 | 0 | 466211 | 0 | 0 | 0 | 1388631.809 | 0 | 10238.3662 | 0 | 0 | 0 | 0 | 0 | 0 | 0 | 11225965.0628 | 0 | 0 | 0 | 0 | -245556.2427 | 0 | 0 | 0 | 0 | 0 | 0 | 0 | 0 | 0 | 0 | 0 | 0 | 0
2016-06-15 05:00 | 0 | 0 | 0 | 0 | 371597.1839 | 0 | 438142 | 0 | 0 | 0 | 1321873.6937 | 0 | 10451.6655 | 0 | 0 | 0 | 0 | 0 | 0 | 0 | 11225920.1589 | 0 | 0 | 0 | 0 | -66758.1154 | 0 | 213.2993 | 0 | 0 | 0 | 0 | 0 | 0 | 0 | 0 | 0 | 0 | 0
2016-06-15 06:00 | 0 | 0 | 0 | 0 | 171543.7573 | 0 | 417100 | 0 | 0 | 0 | 1076317.451 | 0 | 10451.6655 | 0 | 0 | 0 | 0 | 0 | 0 | 0 | 11225875.2553 | 0 | 0 | 0 | 0 | -245556.2427 | 0 | 0 | 0 | 0 | 0 | 0 | 0 | 0 | 0 | 0 | 0 | 0 | 0
2016-06-15 07:00 | 0 | 0 | 0 | 0 | 156769.0566 | 0 | 402112 | 0 | 0 | 0 | 830761.2083 | 0 | 10664.9648 | 0 | 0 | 0 | 0 | 0 | 0 | 0 | 11225830.3518 | 0 | 0 | 0 | 0 | -245556.2427 | 0 | 213.2993 | 0 | 0 | 0 | 0 | 0 | 0 | 0 | 0 | 0 | 0 | 0
2016-06-15 08:00 | 0 | 0 | 0 | 0 | 149202.7573 | 0 | 394759 | 0 | 0 | 0 | 585204.9656 | 0 | 10664.9648 | 0 | 0 | 0 | 0 | 0 | 0 | 0 | 11225785.4484 | 0 | 0 | 0 | 0 | -245556.2427 | 0 | 0 | 0 | 0 | 0 | 0 | 0 | 0 | 0 | 0 | 0 | 0 | 0
2016-06-15 09:00 | 0 | 0 | 0 | 0 | 494056.7322 | 0 | 398514 | 0 | 0 | 0 | 680534.3985 | 0 | 10878.2641 | 0 | 0 | 0 | 0 | 0 | 0 | 0 | 11225740.5453 | 0 | 0 | 0 | 0 | 95329.4329 | 0 | 213.2993 | 0 | 0 | 0 | 0 | 0 | 0 | 0 | 0 | 0 | 0 | 0
2016-06-15 10:00 | 0 | 0 | 0 | 0 | 168127.7573 | 0 | 413684 | 0 | 0 | 0 | 434978.1558 | 0 | 10878.2641 | 0 | 0 | 0 | 0 | 0 | 0 | 0 | 11225695.6423 | 0 | 0 | 0 | 0 | -245556.2427 | 0 | 0 | 0 | 0 | 0 | 0 | 0 | 0 | 0 | 0 | 0 | 0 | 0
2016-06-15 11:00 | 0 | 0 | 0 | 0 | 188364.7631 | 17.2935 | 433725 | 0 | 0 | 0 | 189421.9131 | 0 | 11091.5634 | 0 | 0 | 0 | 0 | 0 | 0 | 0 | 11225650.7395 | 0 | 0 | 0 | 0 | -245556.2427 | 0 | 213.2993 | 0 | 0 | 0 | 0 | 0 | 0 | 0 | 0 | 0 | 0 | 0
2016-06-15 12:00 | 0 | 0 | 0 | 0 | 217224.1586 | 148934.5577 | 458210 | 0 | 0 | 0 | 89749.0717 | 0 | 11091.5634 | 7621.5577 | 0 | 0 | 0 | 0 | 0 | 0 | 11225605.8369 | 0 | 0 | 0 | 0 | -99672.8414 | 0 | 0 | 0 | 7621.5577 | 0 | 0 | 0 | 0 | 0 | 0 | 0 | 0 | 0
2016-06-15 13:00 | 0 | 0 | 0 | 0 | 0 | 518520.6894 | 486171 | 0 | 0 | 0 | 129720.3188 | 0 | 11091.5634 | 0 | 0 | 0 | 0 | 0 | 0 | 0 | 11225560.9345 | 0 | 0 | 0 | 0 | 39971.2471 | 0 | 0 | 0 | -7621.5577 | 0 | 0 | 0 | 0 | 0 | 0 | 0 | 0 | 0
2016-06-15 14:00 | 0 | 0 | 0 | 0 | 84663.648 | 676621.5947 | 515729 | 0 | 0 | 0 | 375276.5615 | 0 | 11091.5634 | 0 | 0 | 0 | 0 | 0 | 0 | 0 | 11225516.0323 | 0 | 0 | 0 | 0 | 245556.2427 | 0 | 0 | 0 | 0 | 0 | 0 | 0 | 0 | 0 | 0 | 0 | 0 | 0
2016-06-15 15:00 | 0 | 0 | 0 | 0 | 0 | 787096.8929 | 544200 | 0 | 0 | 0 | 618173.4544 | 0 | 11091.5634 | 0 | 0 | 0 | 0 | 0 | 0 | 0 | 11225471.1302 | 0 | 0 | 0 | 0 | 242896.8929 | 0 | 0 | 0 | 0 | 0 | 0 | 0 | 0 | 0 | 0 | 0 | 0 | 0
2016-06-15 16:00 | 0 | 0 | 0 | 0 | 0 | 832358.6124 | 569028 | 0 | 0 | 0 | 863729.6971 | 0 | 11304.8627 | 7621.5577 | 0 | 0 | 0 | 0 | 0 | 0 | 11233377.8384 | 0 | 0 | 0 | 0 | 245556.2427 | 0 | 213.2993 | 0 | 7621.5577 | 0 | 0 | 0 | 0 | 0 | 0 | 9939.5126 | 0 | 0
2016-06-15 17:00 | 0 | 0 | 0 | 0 | 0 | 843612.5448 | 590949 | 0 | 0 | 0 | 1109285.9398 | 0 | 11518.162 | 7621.5577 | 0 | 0 | 0 | 0 | 0 | 0 | 11238848.1072 | 0 | 0 | 0 | 0 | 245556.2427 | 0 | 213.2993 | 0 | 0 | 0 | 0 | 0 | 0 | 0 | 0 | 6894.0028 | 0 | 0
2016-06-15 18:00 | 0 | 0 | 0 | 0 | 0 | 839834.1089 | 608682 | 0 | 0 | 0 | 1348059.6064 | 0 | 11518.162 | 0 | 0 | 0 | 0 | 0 | 0 | 0 | 11238803.1518 | 0 | 0 | 0 | 0 | 238773.6666 | 0 | 0 | 0 | -7621.5577 | 0 | 0 | 0 | 0 | 0 | 0 | 0 | 0 | 0
2016-06-15 19:00 | 0 | 0 | 0 | 0 | 33313.3137 | 833342.929 | 621100 | 0 | 0 | 0 | 1593615.8491 | 0 | 11518.162 | 0 | 0 | 0 | 0 | 0 | 0 | 0 | 11238758.1966 | 0 | 0 | 0 | 0 | 245556.2427 | 0 | 0 | 0 | 0 | 0 | 0 | 0 | 0 | 0 | 0 | 0 | 0 | 0
2016-06-15 20:00 | 0 | 0 | 0 | 0 | 0 | 832307.1252 | 629859 | 0 | 0 | 0 | 1796063.9742 | 0 | 11518.162 | 0 | 0 | 0 | 0 | 0 | 0 | 0 | 11238713.2415 | 0 | 0 | 0 | 0 | 202448.1252 | 0 | 0 | 0 | 0 | 0 | 0 | 0 | 0 | 0 | 0 | 0 | 0 | 0
2016-06-15 21:00 | 0 | 0 | 0 | 0 | 0 | 826999.6638 | 632024 | 0 | 0 | 0 | 1991039.638 | 0 | 11518.162 | 0 | 0 | 0 | 0 | 0 | 0 | 0 | 11238668.2867 | 0 | 0 | 0 | 0 | 194975.6638 | 0 | 0 | 0 | 0 | 0 | 0 | 0 | 0 | 0 | 0 | 0 | 0 | 0
2016-06-15 22:00 | 0 | 0 | 0 | 0 | 0 | 798896.6024 | 626813 | 0 | 0 | 0 | 2163123.2404 | 0 | 11518.162 | 0 | 0 | 0 | 0 | 0 | 0 | 0 | 11238623.332 | 0 | 0 | 0 | 0 | 172083.6024 | 0 | 0 | 0 | 0 | 0 | 0 | 0 | 0 | 0 | 0 | 0 | 0 | 0
2016-06-15 23:00 | 0 | 0 | 0 | 0 | 0 | 733586.8006 | 613147 | 0 | 0 | 0 | 2283563.041 | 0 | 11518.162 | 0 | 0 | 0 | 0 | 0 | 0 | 0 | 11238578.3775 | 0 | 0 | 0 | 0 | 120439.8006 | 0 | 0 | 0 | 0 | 0 | 0 | 0 | 0 | 0 | 0 | 0 | 0 | 0
2016-06-16 | 0 | 0 | 0 | 0 | 0 | 587443.8621 | 596583 | 0 | 0 | 0 | 2274423.9031 | 0 | 11518.162 | 0 | 0 | 0 | 0 | 0 | 0 | 0 | 11238533.4232 | 0 | 0 | 0 | 0 | -9139.1379 | 0 | 0 | 0 | 0 | 0 | 0 | 0 | 0 | 0 | 0 | 0 | 0 | 0
2016-06-16 01:00 | 0 | 0 | 0 | 0 | 0 | 336350.4887 | 579747 | 0 | 0 | 0 | 2042470.7243 | 0 | 74.8295 | 0 | 0 | 0 | 0 | 0 | 0 | 0 | 11238488.4691 | 0 | 0 | 0 | 0 | -231953.1788 | 0 | 0 | 11443.3325 | 0 | 0 | 0 | 0 | 0 | 0 | 0 | 0 | 0 | 0
2016-06-16 02:00 | 0 | 0 | 0 | 0 | 260493.7033 | 47039.3533 | 552876 | 0 | 0 | 0 | 1796914.4816 | 0 | 288.1288 | 0 | 0 | 0 | 0 | 0 | 0 | 0 | 11238443.5151 | 0 | 0 | 0 | 0 | -245556.2427 | 0 | 213.2993 | 0 | 0 | 0 | 0 | 0 | 0 | 0 | 0 | 0 | 0 | 0
2016-06-16 03:00 | 0 | 0 | 0 | 0 | 271250.7117 | 2.0456 | 516809 | 0 | 0 | 0 | 1551358.2389 | 0 | 288.1288 | 0 | 0 | 0 | 0 | 0 | 0 | 0 | 11238398.5614 | 0 | 0 | 0 | 0 | -245556.2427 | 0 | 0 | 0 | 0 | 0 | 0 | 0 | 0 | 0 | 0 | 0 | 0 | 0
2016-06-16 04:00 | 0 | 0 | 0 | 0 | 236951.0566 | 0 | 482294 | 0 | 0 | 0 | 1305801.9962 | 0 | 501.4281 | 0 | 0 | 0 | 0 | 0 | 0 | 0 | 11238353.6078 | 0 | 0 | 0 | 0 | -245556.2427 | 0 | 213.2993 | 0 | 0 | 0 | 0 | 0 | 0 | 0 | 0 | 0 | 0 | 0
2016-06-16 05:00 | 0 | 0 | 0 | 0 | 207137.7573 | 0 | 452694 | 0 | 0 | 0 | 1060245.7536 | 0 | 501.4281 | 0 | 0 | 0 | 0 | 0 | 0 | 0 | 11238308.6543 | 0 | 0 | 0 | 0 | -245556.2427 | 0 | 0 | 0 | 0 | 0 | 0 | 0 | 0 | 0 | 0 | 0 | 0 | 0
2016-06-16 06:00 | 0 | 0 | 0 | 0 | 184236.0566 | 0 | 429579 | 0 | 0 | 0 | 814689.5109 | 0 | 714.7274 | 0 | 0 | 0 | 0 | 0 | 0 | 0 | 11238263.7011 | 0 | 0 | 0 | 0 | -245556.2427 | 0 | 213.2993 | 0 | 0 | 0 | 0 | 0 | 0 | 0 | 0 | 0 | 0 | 0
2016-06-16 07:00 | 0 | 0 | 0 | 0 | 167353.7573 | 0 | 412910 | 0 | 0 | 0 | 569133.2682 | 0 | 714.7274 | 0 | 0 | 0 | 0 | 0 | 0 | 0 | 11238218.7481 | 0 | 0 | 0 | 0 | -245556.2427 | 0 | 0 | 0 | 0 | 0 | 0 | 0 | 0 | 0 | 0 | 0 | 0 | 0
2016-06-16 08:00 | 0 | 0 | 0 | 0 | 572721.7592 | 0 | 404973 | 0 | 0 | 0 | 736668.7281 | 0 | 928.0267 | 0 | 0 | 0 | 0 | 0 | 0 | 0 | 11238173.7952 | 0 | 0 | 0 | 0 | 167535.4599 | 0 | 213.2993 | 0 | 0 | 0 | 0 | 0 | 0 | 0 | 0 | 0 | 0 | 0
2016-06-16 09:00 | 0 | 0 | 0 | 0 | 162948.7573 | 0 | 408505 | 0 | 0 | 0 | 491112.4854 | 0 | 928.0267 | 0 | 0 | 0 | 0 | 0 | 0 | 0 | 11238128.8425 | 0 | 0 | 0 | 0 | -245556.2427 | 0 | 0 | 0 | 0 | 0 | 0 | 0 | 0 | 0 | 0 | 0 | 0 | 0
2016-06-16 10:00 | 0 | 0 | 0 | 0 | 176896.0566 | 0 | 422239 | 0 | 0 | 0 | 245556.2427 | 0 | 1141.326 | 0 | 0 | 0 | 0 | 0 | 0 | 0 | 11238083.89 | 0 | 0 | 0 | 0 | -245556.2427 | 0 | 213.2993 | 0 | 0 | 0 | 0 | 0 | 0 | 0 | 0 | 0 | 0 | 0
2016-06-16 11:00 | 0 | 0 | 0 | 0 | 196744.2544 | 16.5029 | 442317 | 0 | 0 | 0 | 0 | 0 | 1141.326 | 0 | 0 | 0 | 0 | 0 | 0 | 0 | 11238038.9376 | 0 | 0 | 0 | 0 | -245556.2427 | 0 | 0 | 0 | 0 | 0 | 0 | 0 | 0 | 0 | 0 | 0 | 0 | 0
2016-06-16 12:00 | 0 | 0 | 0 | 0 | 331387.5442 | 159484.5813 | 467491 | 0 | 0 | 0 | 23167.8262 | 0 | 1354.6253 | 0 | 0 | 0 | 0 | 0 | 0 | 0 | 11237993.9855 | 0 | 0 | 0 | 0 | 23167.8262 | 0 | 213.2993 | 0 | 0 | 0 | 0 | 0 | 0 | 0 | 0 | 0 | 0 | 0
2016-06-16 13:00 | 0 | 0 | 0 | 0 | 0 | 552336.4582 | 494771 | 0 | 0 | 0 | 80733.2844 | 0 | 1354.6253 | 0 | 0 | 0 | 0 | 0 | 0 | 0 | 11237949.0335 | 0 | 0 | 0 | 0 | 57565.4582 | 0 | 0 | 0 | 0 | 0 | 0 | 0 | 0 | 0 | 0 | 0 | 0 | 0
2016-06-16 14:00 | 0 | 0 | 0 | 0 | 0 | 701584.1252 | 523244 | 0 | 0 | 0 | 259073.4096 | 0 | 1354.6253 | 0 | 0 | 0 | 0 | 0 | 0 | 0 | 11237904.0817 | 0 | 0 | 0 | 0 | 178340.1252 | 0 | 0 | 0 | 0 | 0 | 0 | 0 | 0 | 0 | 0 | 0 | 0 | 0
2016-06-16 15:00 | 0 | 0 | 0 | 0 | 0 | 808461.7896 | 550557 | 0 | 0 | 0 | 504629.6522 | 0 | 1567.9246 | 0 | 0 | 0 | 0 | 0 | 0 | 0 | 11247567.3282 | 0 | 0 | 0 | 0 | 245556.2427 | 0 | 213.2993 | 0 | 0 | 0 | 0 | 0 | 0 | 0 | 0 | 12135.2476 | 0 | 0
2016-06-16 16:00 | 0 | 0 | 0 | 0 | 0 | 845494.7841 | 573493 | 0 | 0 | 0 | 750185.8949 | 0 | 1781.2239 | 4135.2251 | 0 | 0 | 0 | 0 | 0 | 0 | 11265199.9515 | 0 | 0 | 0 | 0 | 245556.2427 | 0 | 213.2993 | 0 | 4135.2251 | 0 | 0 | 0 | 0 | 0 | 0 | 22097.017 | 0 | 0
2016-06-16 17:00 | 0 | 0 | 0 | 0 | 0 | 864666.8917 | 593314 | 0 | 0 | 0 | 995742.1376 | 0 | 1994.5232 | 7621.5577 | 0 | 0 | 0 | 0 | 0 | 0 | 11282832.5044 | 0 | 0 | 0 | 0 | 245556.2427 | 0 | 213.2993 | 0 | 3486.3326 | 0 | 0 | 0 | 0 | 0 | 0 | 22097.017 | 0 | 0
2016-06-16 18:00 | 0 | 0 | 0 | 0 | 0 | 858120.0029 | 608327 | 0 | 0 | 0 | 1241298.3803 | 0 | 2207.8225 | 7621.5577 | 0 | 0 | 0 | 0 | 0 | 0 | 11286006.1418 | 0 | 0 | 0 | 0 | 245556.2427 | 0 | 213.2993 | 0 | 0 | 0 | 0 | 0 | 0 | 0 | 0 | 4023.461 | 0 | 0
2016-06-16 19:00 | 0 | 0 | 0 | 0 | 0 | 849894.0296 | 617141 | 0 | 0 | 0 | 1481672.9676 | 0 | 2207.8225 | 0 | 0 | 0 | 0 | 0 | 0 | 0 | 11285960.9978 | 0 | 0 | 0 | 0 | 240374.5874 | 0 | 0 | 0 | -7621.5577 | 0 | 0 | 0 | 0 | 0 | 0 | 0 | 0 | 0
2016-06-16 20:00 | 0 | 0 | 0 | 0 | 0 | 848198.618 | 622344 | 0 | 0 | 0 | 1707527.5856 | 0 | 2207.8225 | 0 | 0 | 0 | 0 | 0 | 0 | 0 | 11285915.8539 | 0 | 0 | 0 | 0 | 225854.618 | 0 | 0 | 0 | 0 | 0 | 0 | 0 | 0 | 0 | 0 | 0 | 0 | 0
2016-06-16 21:00 | 0 | 0 | 0 | 0 | 0 | 841747.3307 | 623112 | 0 | 0 | 0 | 1925949.617 | 0 | 2421.1218 | 0 | 0 | 0 | 0 | 0 | 0 | 0 | 11285870.7103 | 0 | 0 | 0 | 0 | 218422.0314 | 0 | 213.2993 | 0 | 0 | 0 | 0 | 0 | 0 | 0 | 0 | 0 | 0 | 0
2016-06-16 22:00 | 0 | 0 | 0 | 0 | 0 | 813840.8312 | 617203 | 0 | 0 | 0 | 2122587.4482 | 0 | 2421.1218 | 0 | 0 | 0 | 0 | 0 | 0 | 0 | 11285825.5668 | 0 | 0 | 0 | 0 | 196637.8312 | 0 | 0 | 0 | 0 | 0 | 0 | 0 | 0 | 0 | 0 | 0 | 0 | 0
2016-06-16 23:00 | 0 | 0 | 0 | 0 | 0 | 748759.443 | 605611 | 0 | 0 | 0 | 2265522.5919 | 0 | 2634.4211 | 0 | 0 | 0 | 0 | 0 | 0 | 0 | 11285780.4235 | 0 | 0 | 0 | 0 | 142935.1437 | 0 | 213.2993 | 0 | 0 | 0 | 0 | 0 | 0 | 0 | 0 | 0 | 0 | 0
2016-06-17 | 0 | 0 | 0 | 0 | 0 | 595601.5518 | 591553 | 0 | 0 | 0 | 2269571.1437 | 0 | 2634.4211 | 0 | 0 | 0 | 0 | 0 | 0 | 0 | 11285735.2804 | 0 | 0 | 0 | 0 | 4048.5518 | 0 | 0 | 0 | 0 | 0 | 0 | 0 | 0 | 0 | 0 | 0 | 0 | 0
2016-06-17 01:00 | 0 | 0 | 0 | 0 | 0 | 352369.3062 | 575723 | 0 | 0 | 0 | 2046004.1506 | 0 | 2847.7204 | 0 | 0 | 0 | 0 | 0 | 0 | 0 | 11285690.1374 | 0 | 0 | 0 | 0 | -223566.9931 | 0 | 213.2993 | 0 | 0 | 0 | 0 | 0 | 0 | 0 | 0 | 0 | 0 | 0
2016-06-17 02:00 | 0 | 0 | 0 | 0 | 254684.6658 | 49350.0915 | 549591 | 0 | 0 | 0 | 1800447.9079 | 0 | 2847.7204 | 0 | 0 | 0 | 0 | 0 | 0 | 0 | 11285644.9947 | 0 | 0 | 0 | 0 | -245556.2427 | 0 | 0 | 0 | 0 | 0 | 0 | 0 | 0 | 0 | 0 | 0 | 0 | 0
2016-06-17 03:00 | 0 | 0 | 0 | 0 | 270372.2976 | 1.759 | 515717 | 0 | 0 | 0 | 1554891.6652 | 0 | 3061.0197 | 0 | 0 | 0 | 0 | 0 | 0 | 0 | 11285599.8521 | 0 | 0 | 0 | 0 | -245556.2427 | 0 | 213.2993 | 0 | 0 | 0 | 0 | 0 | 0 | 0 | 0 | 0 | 0 | 0
2016-06-17 04:00 | 0 | 0 | 0 | 0 | 238160.7573 | 0 | 483717 | 0 | 0 | 0 | 1309335.4225 | 0 | 3061.0197 | 0 | 0 | 0 | 0 | 0 | 0 | 0 | 11285554.7097 | 0 | 0 | 0 | 0 | -245556.2427 | 0 | 0 | 0 | 0 | 0 | 0 | 0 | 0 | 0 | 0 | 0 | 0 | 0
2016-06-17 05:00 | 0 | 0 | 0 | 0 | 208936.0566 | 0 | 454279 | 0 | 0 | 0 | 1063779.1799 | 0 | 3274.319 | 0 | 0 | 0 | 0 | 0 | 0 | 0 | 11285509.5675 | 0 | 0 | 0 | 0 | -245556.2427 | 0 | 213.2993 | 0 | 0 | 0 | 0 | 0 | 0 | 0 | 0 | 0 | 0 | 0
2016-06-17 06:00 | 0 | 0 | 0 | 0 | 182691.7573 | 0 | 428248 | 0 | 0 | 0 | 818222.9372 | 0 | 3274.319 | 0 | 0 | 0 | 0 | 0 | 0 | 0 | 11285464.4254 | 0 | 0 | 0 | 0 | -245556.2427 | 0 | 0 | 0 | 0 | 0 | 0 | 0 | 0 | 0 | 0 | 0 | 0 | 0
2016-06-17 07:00 | 0 | 0 | 0 | 0 | 166409.0566 | 0 | 411752 | 0 | 0 | 0 | 572666.6945 | 0 | 3487.6183 | 0 | 0 | 0 | 0 | 0 | 0 | 0 | 11285419.2836 | 0 | 0 | 0 | 0 | -245556.2427 | 0 | 213.2993 | 0 | 0 | 0 | 0 | 0 | 0 | 0 | 0 | 0 | 0 | 0
2016-06-17 08:00 | 0 | 0 | 0 | 0 | 586957.5491 | 0 | 403500 | 0 | 0 | 0 | 756124.2436 | 0 | 3487.6183 | 0 | 0 | 0 | 0 | 0 | 0 | 0 | 11285374.1419 | 0 | 0 | 0 | 0 | 183457.5491 | 0 | 0 | 0 | 0 | 0 | 0 | 0 | 0 | 0 | 0 | 0 | 0 | 0
2016-06-17 09:00 | 0 | 0 | 0 | 0 | 160170.0566 | 0 | 405513 | 0 | 0 | 0 | 510568.0009 | 0 | 3700.9176 | 0 | 0 | 0 | 0 | 0 | 0 | 0 | 11285329.0004 | 0 | 0 | 0 | 0 | -245556.2427 | 0 | 213.2993 | 0 | 0 | 0 | 0 | 0 | 0 | 0 | 0 | 0 | 0 | 0
2016-06-17 10:00 | 0 | 0 | 0 | 0 | 171087.7573 | 0 | 416644 | 0 | 0 | 0 | 265011.7582 | 0 | 3700.9176 | 0 | 0 | 0 | 0 | 0 | 0 | 0 | 11285283.8591 | 0 | 0 | 0 | 0 | -245556.2427 | 0 | 0 | 0 | 0 | 0 | 0 | 0 | 0 | 0 | 0 | 0 | 0 | 0
2016-06-17 11:00 | 0 | 0 | 0 | 0 | 188941.6525 | 16.4041 | 434301 | 0 | 0 | 0 | 19455.5155 | 0 | 3914.2169 | 0 | 0 | 0 | 0 | 0 | 0 | 0 | 11285238.718 | 0 | 0 | 0 | 0 | -245556.2427 | 0 | 213.2993 | 0 | 0 | 0 | 0 | 0 | 0 | 0 | 0 | 0 | 0 | 0
2016-06-17 12:00 | 0 | 0 | 0 | 0 | 303847.9992 | 155213.5443 | 459290 | 0 | 0 | 0 | 19227.0591 | 0 | 3914.2169 | 0 | 0 | 0 | 0 | 0 | 0 | 0 | 11285193.577 | 0 | 0 | 0 | 0 | -228.4564 | 0 | 0 | 0 | 0 | 0 | 0 | 0 | 0 | 0 | 0 | 0 | 0 | 0
2016-06-17 13:00 | 0 | 0 | 0 | 0 | 0 | 546529.3194 | 488911 | 0 | 0 | 0 | 76845.3785 | 0 | 3914.2169 | 0 | 0 | 0 | 0 | 0 | 0 | 0 | 11285148.4362 | 0 | 0 | 0 | 0 | 57618.3194 | 0 | 0 | 0 | 0 | 0 | 0 | 0 | 0 | 0 | 0 | 0 | 0 | 0
2016-06-17 14:00 | 0 | 0 | 0 | 0 | 64868.4066 | 699282.8361 | 518595 | 0 | 0 | 0 | 322401.6211 | 0 | 3914.2169 | 0 | 0 | 0 | 0 | 0 | 0 | 0 | 11285103.2956 | 0 | 0 | 0 | 0 | 245556.2427 | 0 | 0 | 0 | 0 | 0 | 0 | 0 | 0 | 0 | 0 | 0 | 0 | 0
2016-06-17 15:00 | 0 | 0 | 0 | 0 | 0 | 801362.2509 | 545741 | 0 | 0 | 0 | 567957.8638 | 0 | 4127.5162 | 0 | 0 | 0 | 0 | 0 | 0 | 0 | 11292939.5223 | 0 | 0 | 0 | 0 | 245556.2427 | 0 | 213.2993 | 0 | 0 | 0 | 0 | 0 | 0 | 0 | 0 | 9851.7089 | 0 | 0
2016-06-17 16:00 | 0 | 0 | 0 | 0 | 0 | 840344.422 | 567490 | 0 | 0 | 0 | 813514.1065 | 0 | 4340.8155 | 4987.863 | 0 | 0 | 0 | 0 | 0 | 0 | 11310571.9642 | 0 | 0 | 0 | 0 | 245556.2427 | 0 | 213.2993 | 0 | 4987.863 | 0 | 0 | 0 | 0 | 0 | 0 | 22097.017 | 0 | 0
2016-06-17 17:00 | 0 | 0 | 0 | 0 | 0 | 855049.2538 | 584549 | 0 | 0 | 0 | 1059070.3492 | 0 | 4554.1148 | 7621.5577 | 0 | 0 | 0 | 0 | 0 | 0 | 11328204.3356 | 0 | 0 | 0 | 0 | 245556.2427 | 0 | 213.2993 | 0 | 2633.6947 | 0 | 0 | 0 | 0 | 0 | 0 | 22097.017 | 0 | 0
2016-06-17 18:00 | 0 | 0 | 0 | 0 | 0 | 850849.2131 | 597291 | 0 | 0 | 0 | 1304626.5919 | 0 | 4767.414 | 7621.5577 | 0 | 0 | 0 | 0 | 0 | 0 | 11334389.9596 | 0 | 0 | 0 | 0 | 245556.2427 | 0 | 213.2993 | 0 | 0 | 0 | 0 | 0 | 0 | 0 | 0 | 7788.6711 | 0 | 0
2016-06-17 19:00 | 0 | 0 | 0 | 0 | 0 | 843231.4029 | 606608 | 0 | 0 | 0 | 1548871.5525 | 0 | 4767.414 | 0 | 0 | 0 | 0 | 0 | 0 | 0 | 11334344.6221 | 0 | 0 | 0 | 0 | 244244.9606 | 0 | 0 | 0 | -7621.5577 | 0 | 0 | 0 | 0 | 0 | 0 | 0 | 0 | 0
2016-06-17 20:00 | 0 | 0 | 0 | 0 | 0 | 841099.4795 | 612181 | 0 | 0 | 0 | 1777790.032 | 0 | 4767.414 | 0 | 0 | 0 | 0 | 0 | 0 | 0 | 11334299.2847 | 0 | 0 | 0 | 0 | 228918.4795 | 0 | 0 | 0 | 0 | 0 | 0 | 0 | 0 | 0 | 0 | 0 | 0 | 0
2016-06-17 21:00 | 0 | 0 | 0 | 0 | 0 | 833993.8802 | 612561 | 0 | 0 | 0 | 1999222.9122 | 0 | 4767.414 | 0 | 0 | 0 | 0 | 0 | 0 | 0 | 11334253.9475 | 0 | 0 | 0 | 0 | 221432.8802 | 0 | 0 | 0 | 0 | 0 | 0 | 0 | 0 | 0 | 0 | 0 | 0 | 0
2016-06-17 22:00 | 0 | 0 | 0 | 0 | 45898.3701 | 804399.8726 | 604742 | 0 | 0 | 0 | 2244779.1548 | 0 | 4767.414 | 0 | 0 | 0 | 0 | 0 | 0 | 0 | 11334208.6105 | 0 | 0 | 0 | 0 | 245556.2427 | 0 | 0 | 0 | 0 | 0 | 0 | 0 | 0 | 0 | 0 | 0 | 0 | 0
2016-06-17 23:00 | 0 | 0 | 0 | 0 | 0 | 733499.9151 | 590018 | 0 | 0 | 0 | 2388261.0699 | 0 | 4767.414 | 0 | 0 | 0 | 0 | 0 | 0 | 0 | 11334163.2736 | 0 | 0 | 0 | 0 | 143481.9151 | 0 | 0 | 0 | 0 | 0 | 0 | 0 | 0 | 0 | 0 | 0 | 0 | 0
2016-06-18 | 0 | 0 | 0 | 0 | 137494.9871 | 580758.0976 | 571383 | 0 | 0 | 0 | 2535131.1546 | 0 | 4767.414 | 0 | 0 | 0 | 0 | 0 | 0 | 0 | 11334117.937 | 0 | 0 | 0 | 0 | 146870.0847 | 0 | 0 | 0 | 0 | 0 | 0 | 0 | 0 | 0 | 0 | 0 | 0 | 0
2016-06-18 01:00 | 0 | 0 | 0 | 0 | 0 | 323358.3665 | 554508 | 0 | 0 | 0 | 2303981.5211 | 0 | 4767.414 | 0 | 0 | 0 | 0 | 0 | 0 | 0 | 11334072.6005 | 0 | 0 | 0 | 0 | -231149.6335 | 0 | 0 | 0 | 0 | 0 | 0 | 0 | 0 | 0 | 0 | 0 | 0 | 0
2016-06-18 02:00 | 0 | 0 | 0 | 0 | 237115.517 | 47637.5396 | 530096 | 0 | 0 | 0 | 2058425.2784 | 0 | 4980.7133 | 0 | 0 | 0 | 0 | 0 | 0 | 0 | 11334027.2642 | 0 | 0 | 0 | 0 | -245556.2427 | 0 | 213.2993 | 0 | 0 | 0 | 0 | 0 | 0 | 0 | 0 | 0 | 0 | 0
2016-06-18 03:00 | 0 | 0 | 0 | 0 | 251926.943 | 0.81428 | 497484 | 0 | 0 | 0 | 1812869.0357 | 0 | 4980.7133 | 0 | 0 | 0 | 0 | 0 | 0 | 0 | 11333981.9281 | 0 | 0 | 0 | 0 | -245556.2427 | 0 | 0 | 0 | 0 | 0 | 0 | 0 | 0 | 0 | 0 | 0 | 0 | 0
2016-06-18 04:00 | 0 | 0 | 0 | 0 | 220416.0566 | 0 | 465759 | 0 | 0 | 0 | 1567312.793 | 0 | 5194.0126 | 0 | 0 | 0 | 0 | 0 | 0 | 0 | 11333936.5922 | 0 | 0 | 0 | 0 | -245556.2427 | 0 | 213.2993 | 0 | 0 | 0 | 0 | 0 | 0 | 0 | 0 | 0 | 0 | 0
2016-06-18 05:00 | 0 | 0 | 0 | 0 | 190568.7573 | 0 | 436125 | 0 | 0 | 0 | 1321756.5504 | 0 | 5194.0126 | 0 | 0 | 0 | 0 | 0 | 0 | 0 | 11333891.2564 | 0 | 0 | 0 | 0 | -245556.2427 | 0 | 0 | 0 | 0 | 0 | 0 | 0 | 0 | 0 | 0 | 0 | 0 | 0
2016-06-18 06:00 | 0 | 0 | 0 | 0 | 165564.0566 | 0 | 410907 | 0 | 0 | 0 | 1076200.3077 | 0 | 5407.3119 | 0 | 0 | 0 | 0 | 0 | 0 | 0 | 11333845.9209 | 0 | 0 | 0 | 0 | -245556.2427 | 0 | 213.2993 | 0 | 0 | 0 | 0 | 0 | 0 | 0 | 0 | 0 | 0 | 0
2016-06-18 07:00 | 0 | 0 | 0 | 0 | 147611.7573 | 0 | 393168 | 0 | 0 | 0 | 830644.065 | 0 | 5407.3119 | 0 | 0 | 0 | 0 | 0 | 0 | 0 | 11333800.5855 | 0 | 0 | 0 | 0 | -245556.2427 | 0 | 0 | 0 | 0 | 0 | 0 | 0 | 0 | 0 | 0 | 0 | 0 | 0
2016-06-18 08:00 | 0 | 0 | 0 | 0 | 392395.4209 | 0 | 381758 | 0 | 0 | 0 | 841068.1866 | 0 | 5620.6112 | 0 | 0 | 0 | 0 | 0 | 0 | 0 | 11333755.2503 | 0 | 0 | 0 | 0 | 10424.1216 | 0 | 213.2993 | 0 | 0 | 0 | 0 | 0 | 0 | 0 | 0 | 0 | 0 | 0
2016-06-18 09:00 | 0 | 0 | 0 | 0 | 130670.7573 | 0 | 376227 | 0 | 0 | 0 | 595511.9439 | 0 | 5620.6112 | 0 | 0 | 0 | 0 | 0 | 0 | 0 | 11333709.9153 | 0 | 0 | 0 | 0 | -245556.2427 | 0 | 0 | 0 | 0 | 0 | 0 | 0 | 0 | 0 | 0 | 0 | 0 | 0
2016-06-18 10:00 | 0 | 0 | 0 | 0 | 130487.0566 | 0 | 375830 | 0 | 0 | 0 | 349955.7012 | 0 | 5833.9105 | 0 | 0 | 0 | 0 | 0 | 0 | 0 | 11333664.5804 | 0 | 0 | 0 | 0 | -245556.2427 | 0 | 213.2993 | 0 | 0 | 0 | 0 | 0 | 0 | 0 | 0 | 0 | 0 | 0
2016-06-18 11:00 | 0 | 0 | 0 | 0 | 139173.1007 | 8.6566 | 384738 | 0 | 0 | 0 | 104399.4585 | 0 | 5833.9105 | 0 | 0 | 0 | 0 | 0 | 0 | 0 | 11333619.2458 | 0 | 0 | 0 | 0 | -245556.2427 | 0 | 0 | 0 | 0 | 0 | 0 | 0 | 0 | 0 | 0 | 0 | 0 | 0
2016-06-18 12:00 | 0 | 0 | 0 | 0 | 140424.3593 | 160714.4814 | 405325 | 0 | 0 | 0 | 0 | 0 | 6047.2098 | 0 | 0 | 0 | 0 | 0 | 0 | 0 | 11333573.9113 | 0 | 0 | 0 | 0 | -104399.4585 | 0 | 213.2993 | 0 | 0 | 0 | 0 | 0 | 0 | 0 | 0 | 0 | 0 | 0
2016-06-18 13:00 | 0 | 0 | 0 | 0 | 107745.1934 | 531656.7687 | 432021 | 0 | 0 | 0 | 207380.9621 | 0 | 6047.2098 | 0 | 0 | 0 | 0 | 0 | 0 | 0 | 11333528.577 | 0 | 0 | 0 | 0 | 207380.9621 | 0 | 0 | 0 | 0 | 0 | 0 | 0 | 0 | 0 | 0 | 0 | 0 | 0
2016-06-18 14:00 | 0 | 0 | 0 | 0 | 26758.2035 | 679619.0391 | 460821 | 0 | 0 | 0 | 452937.2048 | 0 | 6047.2098 | 0 | 0 | 0 | 0 | 0 | 0 | 0 | 11333483.2429 | 0 | 0 | 0 | 0 | 245556.2427 | 0 | 0 | 0 | 0 | 0 | 0 | 0 | 0 | 0 | 0 | 0 | 0 | 0
2016-06-18 15:00 | 0 | 0 | 0 | 0 | 0 | 757520.559 | 489654 | 0 | 0 | 0 | 698493.4475 | 0 | 6260.5091 | 0 | 0 | 0 | 0 | 0 | 0 | 0 | 11351115.5226 | 0 | 0 | 0 | 0 | 245556.2427 | 0 | 213.2993 | 0 | 0 | 0 | 0 | 0 | 0 | 0 | 0 | 22097.017 | 0 | 0
2016-06-18 16:00 | 0 | 0 | 0 | 0 | 0 | 782497.559 | 514631 | 0 | 0 | 0 | 944049.6902 | 0 | 6473.8084 | 0 | 0 | 0 | 0 | 0 | 0 | 0 | 11368747.7318 | 0 | 0 | 0 | 0 | 245556.2427 | 0 | 213.2993 | 0 | 0 | 0 | 0 | 0 | 0 | 0 | 0 | 22097.017 | 0 | 0
2016-06-18 17:00 | 0 | 0 | 0 | 0 | 0 | 810094.1168 | 534606 | 0 | 0 | 0 | 1189605.9329 | 0 | 6687.1077 | 7621.5577 | 0 | 0 | 0 | 0 | 0 | 0 | 11386379.8704 | 0 | 0 | 0 | 0 | 245556.2427 | 0 | 213.2993 | 0 | 7621.5577 | 0 | 0 | 0 | 0 | 0 | 0 | 22097.017 | 0 | 0
2016-06-18 18:00 | 0 | 0 | 0 | 0 | 0 | 810922.5228 | 551191 | 0 | 0 | 0 | 1435162.1756 | 0 | 6900.407 | 7621.5577 | 0 | 0 | 0 | 0 | 0 | 0 | 11397503.9095 | 0 | 0 | 0 | 0 | 245556.2427 | 0 | 213.2993 | 0 | 0 | 0 | 0 | 0 | 0 | 0 | 0 | 13961.9808 | 0 | 0
2016-06-18 19:00 | 0 | 0 | 0 | 0 | 0 | 800397.7151 | 564545 | 0 | 0 | 0 | 1678636.4484 | 0 | 6900.407 | 0 | 0 | 0 | 0 | 0 | 0 | 0 | 11397458.3195 | 0 | 0 | 0 | 0 | 243474.2728 | 0 | 0 | 0 | -7621.5577 | 0 | 0 | 0 | 0 | 0 | 0 | 0 | 0 | 0
2016-06-18 20:00 | 0 | 0 | 0 | 0 | 0 | 792067.5064 | 574478 | 0 | 0 | 0 | 1896225.9548 | 0 | 6900.407 | 0 | 0 | 0 | 0 | 0 | 0 | 0 | 11397412.7297 | 0 | 0 | 0 | 0 | 217589.5064 | 0 | 0 | 0 | 0 | 0 | 0 | 0 | 0 | 0 | 0 | 0 | 0 | 0
2016-06-18 21:00 | 0 | 0 | 0 | 0 | 0 | 774990.4372 | 579685 | 0 | 0 | 0 | 2091531.392 | 0 | 6900.407 | 0 | 0 | 0 | 0 | 0 | 0 | 0 | 11397367.14 | 0 | 0 | 0 | 0 | 195305.4372 | 0 | 0 | 0 | 0 | 0 | 0 | 0 | 0 | 0 | 0 | 0 | 0 | 0
2016-06-18 22:00 | 0 | 0 | 0 | 0 | 79066.3327 | 742330.91 | 575841 | 0 | 0 | 0 | 2337087.6346 | 0 | 6900.407 | 0 | 0 | 0 | 0 | 0 | 0 | 0 | 11397321.5505 | 0 | 0 | 0 | 0 | 245556.2427 | 0 | 0 | 0 | 0 | 0 | 0 | 0 | 0 | 0 | 0 | 0 | 0 | 0
2016-06-18 23:00 | 0 | 0 | 0 | 0 | 0 | 662471.3847 | 562708 | 0 | 0 | 0 | 2436851.0194 | 0 | 6900.407 | 0 | 0 | 0 | 0 | 0 | 0 | 0 | 11397275.9613 | 0 | 0 | 0 | 0 | 99763.3847 | 0 | 0 | 0 | 0 | 0 | 0 | 0 | 0 | 0 | 0 | 0 | 0 | 0
2016-06-19 | 0 | 0 | 0 | 0 | 0 | 510738.6166 | 545617 | 0 | 0 | 0 | 2401972.6359 | 0 | 6900.407 | 0 | 0 | 0 | 0 | 0 | 0 | 0 | 11397230.3722 | 0 | 0 | 0 | 0 | -34878.3834 | 0 | 0 | 0 | 0 | 0 | 0 | 0 | 0 | 0 | 0 | 0 | 0 | 0
2016-06-19 01:00 | 0 | 0 | 0 | 0 | 6390.3092 | 279592.4481 | 531539 | 0 | 0 | 0 | 2156416.3933 | 0 | 6900.407 | 0 | 0 | 0 | 0 | 0 | 0 | 0 | 11397184.7832 | 0 | 0 | 0 | 0 | -245556.2427 | 0 | 0 | 0 | 0 | 0 | 0 | 0 | 0 | 0 | 0 | 0 | 0 | 0
2016-06-19 02:00 | 0 | 0 | 0 | 0 | 218794.2971 | 46957.4602 | 511308 | 0 | 0 | 0 | 1910860.1506 | 0 | 6900.407 | 0 | 0 | 0 | 0 | 0 | 0 | 0 | 11397139.1945 | 0 | 0 | 0 | 0 | -245556.2427 | 0 | 0 | 0 | 0 | 0 | 0 | 0 | 0 | 0 | 0 | 0 | 0 | 0
2016-06-19 03:00 | 0 | 0 | 0 | 0 | 236379.9852 | 4.0714 | 481727 | 0 | 0 | 0 | 1665303.9079 | 0 | 7113.7063 | 0 | 0 | 0 | 0 | 0 | 0 | 0 | 11397093.6059 | 0 | 0 | 0 | 0 | -245556.2427 | 0 | 213.2993 | 0 | 0 | 0 | 0 | 0 | 0 | 0 | 0 | 0 | 0 | 0
2016-06-19 04:00 | 0 | 0 | 0 | 0 | 205406.7573 | 0 | 450963 | 0 | 0 | 0 | 1419747.6652 | 0 | 7113.7063 | 0 | 0 | 0 | 0 | 0 | 0 | 0 | 11397048.0176 | 0 | 0 | 0 | 0 | -245556.2427 | 0 | 0 | 0 | 0 | 0 | 0 | 0 | 0 | 0 | 0 | 0 | 0 | 0
2016-06-19 05:00 | 0 | 0 | 0 | 0 | 178437.0566 | 0 | 423780 | 0 | 0 | 0 | 1174191.4225 | 0 | 7327.0056 | 0 | 0 | 0 | 0 | 0 | 0 | 0 | 11397002.4294 | 0 | 0 | 0 | 0 | -245556.2427 | 0 | 213.2993 | 0 | 0 | 0 | 0 | 0 | 0 | 0 | 0 | 0 | 0 | 0
2016-06-19 06:00 | 0 | 0 | 0 | 0 | 155075.7573 | 0 | 400632 | 0 | 0 | 0 | 928635.1798 | 0 | 7327.0056 | 0 | 0 | 0 | 0 | 0 | 0 | 0 | 11396956.8414 | 0 | 0 | 0 | 0 | -245556.2427 | 0 | 0 | 0 | 0 | 0 | 0 | 0 | 0 | 0 | 0 | 0 | 0 | 0
2016-06-19 07:00 | 0 | 0 | 0 | 0 | 138401.0566 | 0 | 383744 | 0 | 0 | 0 | 683078.9372 | 0 | 7540.3049 | 0 | 0 | 0 | 0 | 0 | 0 | 0 | 11396911.2535 | 0 | 0 | 0 | 0 | -245556.2427 | 0 | 213.2993 | 0 | 0 | 0 | 0 | 0 | 0 | 0 | 0 | 0 | 0 | 0
2016-06-19 08:00 | 0 | 0 | 0 | 0 | 554584.0752 | 0 | 372003 | 0 | 0 | 0 | 865660.0124 | 0 | 7540.3049 | 0 | 0 | 0 | 0 | 0 | 0 | 0 | 11396865.6659 | 0 | 0 | 0 | 0 | 182581.0752 | 0 | 0 | 0 | 0 | 0 | 0 | 0 | 0 | 0 | 0 | 0 | 0 | 0
2016-06-19 09:00 | 0 | 0 | 0 | 0 | 119285.0566 | 0 | 364628 | 0 | 0 | 0 | 620103.7697 | 0 | 7753.6042 | 0 | 0 | 0 | 0 | 0 | 0 | 0 | 11396820.0784 | 0 | 0 | 0 | 0 | -245556.2427 | 0 | 213.2993 | 0 | 0 | 0 | 0 | 0 | 0 | 0 | 0 | 0 | 0 | 0
2016-06-19 10:00 | 0 | 0 | 0 | 0 | 115927.7573 | 0 | 361484 | 0 | 0 | 0 | 374547.527 | 0 | 7753.6042 | 0 | 0 | 0 | 0 | 0 | 0 | 0 | 11396774.4912 | 0 | 0 | 0 | 0 | -245556.2427 | 0 | 0 | 0 | 0 | 0 | 0 | 0 | 0 | 0 | 0 | 0 | 0 | 0
2016-06-19 11:00 | 0 | 0 | 0 | 0 | 121950.3324 | 14.7242 | 367308 | 0 | 0 | 0 | 128991.2843 | 0 | 7966.9035 | 0 | 0 | 0 | 0 | 0 | 0 | 0 | 11396728.9041 | 0 | 0 | 0 | 0 | -245556.2427 | 0 | 213.2993 | 0 | 0 | 0 | 0 | 0 | 0 | 0 | 0 | 0 | 0 | 0
2016-06-19 12:00 | 0 | 0 | 0 | 0 | 313910.2652 | 136410.1229 | 387174 | 0 | 0 | 0 | 192137.6724 | 0 | 7966.9035 | 0 | 0 | 0 | 0 | 0 | 0 | 0 | 11396683.3171 | 0 | 0 | 0 | 0 | 63146.3881 | 0 | 0 | 0 | 0 | 0 | 0 | 0 | 0 | 0 | 0 | 0 | 0 | 0
2016-06-19 13:00 | 0 | 0 | 0 | 0 | 0 | 456821.8907 | 415881 | 0 | 0 | 0 | 233078.5631 | 0 | 7966.9035 | 0 | 0 | 0 | 0 | 0 | 0 | 0 | 11396637.7304 | 0 | 0 | 0 | 0 | 40940.8907 | 0 | 0 | 0 | 0 | 0 | 0 | 0 | 0 | 0 | 0 | 0 | 0 | 0
2016-06-19 14:00 | 0 | 0 | 0 | 0 | 0 | 630194.4096 | 447988 | 0 | 0 | 0 | 415284.9727 | 0 | 7966.9035 | 0 | 0 | 0 | 0 | 0 | 0 | 0 | 11396592.1439 | 0 | 0 | 0 | 0 | 182206.4096 | 0 | 0 | 0 | 0 | 0 | 0 | 0 | 0 | 0 | 0 | 0 | 0 | 0
2016-06-19 15:00 | 0 | 0 | 0 | 0 | 0 | 736929.0232 | 479035 | 0 | 0 | 0 | 660841.2154 | 0 | 8180.2028 | 0 | 0 | 0 | 0 | 0 | 0 | 0 | 11406246.1424 | 0 | 0 | 0 | 0 | 245556.2427 | 0 | 213.2993 | 0 | 0 | 0 | 0 | 0 | 0 | 0 | 0 | 12124.4812 | 0 | 0
2016-06-19 16:00 | 0 | 0 | 0 | 0 | 0 | 781906.5068 | 506647 | 0 | 0 | 0 | 906397.4581 | 0 | 8393.5021 | 7392.9477 | 0 | 0 | 0 | 0 | 0 | 0 | 11423878.1311 | 0 | 0 | 0 | 0 | 245556.2427 | 0 | 213.2993 | 0 | 7392.9477 | 0 | 0 | 0 | 0 | 0 | 0 | 22097.017 | 0 | 0
2016-06-19 17:00 | 0 | 0 | 0 | 0 | 0 | 798769.169 | 530674 | 0 | 0 | 0 | 1151953.7008 | 0 | 8606.8014 | 7621.5577 | 0 | 0 | 0 | 0 | 0 | 0 | 11441510.0492 | 0 | 0 | 0 | 0 | 245556.2427 | 0 | 213.2993 | 0 | 228.61 | 0 | 0 | 0 | 0 | 0 | 0 | 22097.017 | 0 | 0
2016-06-19 18:00 | 0 | 0 | 0 | 0 | 0 | 796555.396 | 550246 | 0 | 0 | 0 | 1397509.9435 | 0 | 8820.1007 | 7621.5577 | 0 | 0 | 0 | 0 | 0 | 0 | 11441896.1664 | 0 | 0 | 0 | 0 | 245556.2427 | 0 | 213.2993 | 0 | 0 | 0 | 0 | 0 | 0 | 0 | 0 | 539.854 | 0 | 0
2016-06-19 19:00 | 0 | 0 | 0 | 0 | 0 | 790855.6261 | 567009 | 0 | 0 | 0 | 1628764.828 | 0 | 9033.4 | 0 | 0 | 0 | 0 | 0 | 0 | 0 | 11441850.3988 | 0 | 0 | 0 | 0 | 231254.8845 | 0 | 213.2993 | 0 | -7621.5577 | 0 | 0 | 0 | 0 | 0 | 0 | 0 | 0 | 0
2016-06-19 20:00 | 0 | 0 | 0 | 0 | 0 | 786464.5989 | 580864 | 0 | 0 | 0 | 1834365.4269 | 0 | 9033.4 | 0 | 0 | 0 | 0 | 0 | 0 | 0 | 11441804.6314 | 0 | 0 | 0 | 0 | 205600.5989 | 0 | 0 | 0 | 0 | 0 | 0 | 0 | 0 | 0 | 0 | 0 | 0 | 0
2016-06-19 21:00 | 0 | 0 | 0 | 0 | 0 | 772847.6643 | 590387 | 0 | 0 | 0 | 2016612.7919 | 0 | 9246.6993 | 0 | 0 | 0 | 0 | 0 | 0 | 0 | 11441758.8642 | 0 | 0 | 0 | 0 | 182247.365 | 0 | 213.2993 | 0 | 0 | 0 | 0 | 0 | 0 | 0 | 0 | 0 | 0 | 0
2016-06-19 22:00 | 0 | 0 | 0 | 0 | 0 | 742755.7106 | 591563 | 0 | 0 | 0 | 2167805.5025 | 0 | 9246.6993 | 0 | 0 | 0 | 0 | 0 | 0 | 0 | 11441713.0971 | 0 | 0 | 0 | 0 | 151192.7106 | 0 | 0 | 0 | 0 | 0 | 0 | 0 | 0 | 0 | 0 | 0 | 0 | 0
2016-06-19 23:00 | 0 | 0 | 0 | 0 | 0 | 675455.8929 | 584623 | 0 | 0 | 0 | 2258425.0962 | 0 | 9459.9986 | 0 | 0 | 0 | 0 | 0 | 0 | 0 | 11441667.3303 | 0 | 0 | 0 | 0 | 90619.5936 | 0 | 213.2993 | 0 | 0 | 0 | 0 | 0 | 0 | 0 | 0 | 0 | 0 | 0
2016-06-20 | 0 | 0 | 0 | 0 | 0 | 534147.1163 | 571899 | 0 | 0 | 0 | 2220673.2124 | 0 | 9459.9986 | 0 | 0 | 0 | 0 | 0 | 0 | 0 | 11441621.5636 | 0 | 0 | 0 | 0 | -37751.8837 | 0 | 0 | 0 | 0 | 0 | 0 | 0 | 0 | 0 | 0 | 0 | 0 | 0
2016-06-20 01:00 | 0 | 0 | 0 | 0 | 0 | 329430.9556 | 560612 | 0 | 0 | 0 | 1989278.8688 | 0 | 9673.2979 | 0 | 0 | 0 | 0 | 0 | 0 | 0 | 11441575.7971 | 0 | 0 | 0 | 0 | -231394.3437 | 0 | 213.2993 | 0 | 0 | 0 | 0 | 0 | 0 | 0 | 0 | 0 | 0 | 0
2016-06-20 02:00 | 0 | 0 | 0 | 0 | 248051.6518 | 45021.1056 | 538629 | 0 | 0 | 0 | 1743722.6261 | 0 | 9673.2979 | 0 | 0 | 0 | 0 | 0 | 0 | 0 | 11441530.0308 | 0 | 0 | 0 | 0 | -245556.2427 | 0 | 0 | 0 | 0 | 0 | 0 | 0 | 0 | 0 | 0 | 0 | 0 | 0
2016-06-20 03:00 | 0 | 0 | 0 | 0 | 261059.6237 | 1.4329 | 506404 | 0 | 0 | 0 | 1498166.3834 | 0 | 9886.5972 | 0 | 0 | 0 | 0 | 0 | 0 | 0 | 11441484.2647 | 0 | 0 | 0 | 0 | -245556.2427 | 0 | 213.2993 | 0 | 0 | 0 | 0 | 0 | 0 | 0 | 0 | 0 | 0 | 0
2016-06-20 04:00 | 0 | 0 | 0 | 0 | 227231.7573 | 0 | 472788 | 0 | 0 | 0 | 1252610.1407 | 0 | 9886.5972 | 0 | 0 | 0 | 0 | 0 | 0 | 0 | 11441438.4988 | 0 | 0 | 0 | 0 | -245556.2427 | 0 | 0 | 0 | 0 | 0 | 0 | 0 | 0 | 0 | 0 | 0 | 0 | 0
2016-06-20 05:00 | 0 | 0 | 0 | 0 | 454791.0629 | 0 | 444380 | 0 | 0 | 0 | 1262807.9043 | 0 | 10099.8965 | 0 | 0 | 0 | 0 | 0 | 0 | 0 | 11441392.733 | 0 | 0 | 0 | 0 | 10197.7636 | 0 | 213.2993 | 0 | 0 | 0 | 0 | 0 | 0 | 0 | 0 | 0 | 0 | 0
2016-06-20 06:00 | 0 | 0 | 0 | 0 | 174517.7573 | 0 | 420074 | 0 | 0 | 0 | 1017251.6616 | 0 | 10099.8965 | 0 | 0 | 0 | 0 | 0 | 0 | 0 | 11441346.9674 | 0 | 0 | 0 | 0 | -245556.2427 | 0 | 0 | 0 | 0 | 0 | 0 | 0 | 0 | 0 | 0 | 0 | 0 | 0
2016-06-20 07:00 | 0 | 0 | 0 | 0 | 157925.0566 | 0 | 403268 | 0 | 0 | 0 | 771695.4189 | 0 | 10313.1958 | 0 | 0 | 0 | 0 | 0 | 0 | 0 | 11441301.2021 | 0 | 0 | 0 | 0 | -245556.2427 | 0 | 213.2993 | 0 | 0 | 0 | 0 | 0 | 0 | 0 | 0 | 0 | 0 | 0
2016-06-20 08:00 | 0 | 0 | 0 | 0 | 149119.7573 | 0 | 394676 | 0 | 0 | 0 | 526139.1762 | 0 | 10313.1958 | 0 | 0 | 0 | 0 | 0 | 0 | 0 | 11441255.4368 | 0 | 0 | 0 | 0 | -245556.2427 | 0 | 0 | 0 | 0 | 0 | 0 | 0 | 0 | 0 | 0 | 0 | 0 | 0
2016-06-20 09:00 | 0 | 0 | 0 | 0 | 562657.4314 | 0 | 397331 | 0 | 0 | 0 | 691252.3083 | 0 | 10526.4951 | 0 | 0 | 0 | 0 | 0 | 0 | 0 | 11441209.6718 | 0 | 0 | 0 | 0 | 165113.1321 | 0 | 213.2993 | 0 | 0 | 0 | 0 | 0 | 0 | 0 | 0 | 0 | 0 | 0
2016-06-20 10:00 | 0 | 0 | 0 | 0 | 165122.7573 | 0 | 410679 | 0 | 0 | 0 | 445696.0656 | 0 | 10526.4951 | 0 | 0 | 0 | 0 | 0 | 0 | 0 | 11441163.907 | 0 | 0 | 0 | 0 | -245556.2427 | 0 | 0 | 0 | 0 | 0 | 0 | 0 | 0 | 0 | 0 | 0 | 0 | 0
2016-06-20 11:00 | 0 | 0 | 0 | 0 | 387306.1315 | 16.4041 | 433379 | 0 | 0 | 0 | 399426.3019 | 0 | 10739.7943 | 0 | 0 | 0 | 0 | 0 | 0 | 0 | 11441118.1423 | 0 | 0 | 0 | 0 | -46269.7637 | 0 | 213.2993 | 0 | 0 | 0 | 0 | 0 | 0 | 0 | 0 | 0 | 0 | 0
2016-06-20 12:00 | 0 | 0 | 0 | 0 | 221139.6665 | 160687.6291 | 461784 | 0 | 0 | 0 | 311848.0397 | 0 | 10739.7943 | 7621.5577 | 0 | 0 | 0 | 0 | 0 | 0 | 11441072.3779 | 0 | 0 | 0 | 0 | -87578.2622 | 0 | 0 | 0 | 7621.5577 | 0 | 0 | 0 | 0 | 0 | 0 | 0 | 0 | 0
2016-06-20 13:00 | 0 | 0 | 0 | 0 | 0 | 508483.5901 | 494530 | 0 | 0 | 0 | 333423.1875 | 0 | 10739.7943 | 0 | 0 | 0 | 0 | 0 | 0 | 0 | 11441026.6136 | 0 | 0 | 0 | 0 | 21575.1478 | 0 | 0 | 0 | -7621.5577 | 0 | 0 | 0 | 0 | 0 | 0 | 0 | 0 | 0
2016-06-20 14:00 | 0 | 0 | 0 | 0 | 88354.8123 | 686479.4304 | 529278 | 0 | 0 | 0 | 578979.4302 | 0 | 10739.7943 | 0 | 0 | 0 | 0 | 0 | 0 | 0 | 11440980.8495 | 0 | 0 | 0 | 0 | 245556.2427 | 0 | 0 | 0 | 0 | 0 | 0 | 0 | 0 | 0 | 0 | 0 | 0 | 0
2016-06-20 15:00 | 0 | 0 | 0 | 0 | 36458.9293 | 772221.3134 | 563124 | 0 | 0 | 0 | 824535.6729 | 0 | 10739.7943 | 0 | 0 | 0 | 0 | 0 | 0 | 0 | 11440935.0855 | 0 | 0 | 0 | 0 | 245556.2427 | 0 | 0 | 0 | 0 | 0 | 0 | 0 | 0 | 0 | 0 | 0 | 0 | 0
2016-06-20 16:00 | 0 | 0 | 0 | 0 | 0 | 814183.6122 | 592728 | 0 | 0 | 0 | 1045991.2851 | 0 | 10739.7943 | 0 | 0 | 0 | 0 | 0 | 0 | 0 | 11440889.3218 | 0 | 0 | 0 | 0 | 221455.6122 | 0 | 0 | 0 | 0 | 0 | 0 | 0 | 0 | 0 | 0 | 0 | 0 | 0
2016-06-20 17:00 | 0 | 0 | 0 | 0 | 0 | 819895.529 | 618309 | 0 | 0 | 0 | 1247577.8141 | 0 | 10739.7943 | 0 | 0 | 0 | 0 | 0 | 0 | 0 | 11440843.5582 | 0 | 0 | 0 | 0 | 201586.529 | 0 | 0 | 0 | 0 | 0 | 0 | 0 | 0 | 0 | 0 | 0 | 0 | 0
2016-06-20 18:00 | 0 | 0 | 0 | 0 | 70173.4609 | 813334.7818 | 637952 | 0 | 0 | 0 | 1493134.0567 | 0 | 10739.7943 | 0 | 0 | 0 | 0 | 0 | 0 | 0 | 11440797.7949 | 0 | 0 | 0 | 0 | 245556.2427 | 0 | 0 | 0 | 0 | 0 | 0 | 0 | 0 | 0 | 0 | 0 | 0 | 0
2016-06-20 19:00 | 0 | 0 | 0 | 0 | 93002.2465 | 805798.9961 | 653245 | 0 | 0 | 0 | 1738690.2994 | 0 | 10739.7943 | 0 | 0 | 0 | 0 | 0 | 0 | 0 | 11440752.0317 | 0 | 0 | 0 | 0 | 245556.2427 | 0 | 0 | 0 | 0 | 0 | 0 | 0 | 0 | 0 | 0 | 0 | 0 | 0
2016-06-20 20:00 | 0 | 0 | 0 | 0 | 105755.8707 | 804102.372 | 664302 | 0 | 0 | 0 | 1984246.5421 | 0 | 10739.7943 | 0 | 0 | 0 | 0 | 0 | 0 | 0 | 11440706.2687 | 0 | 0 | 0 | 0 | 245556.2427 | 0 | 0 | 0 | 0 | 0 | 0 | 0 | 0 | 0 | 0 | 0 | 0 | 0
2016-06-20 21:00 | 0 | 0 | 0 | 0 | 0 | 797507.2502 | 668915 | 0 | 0 | 0 | 2112838.7923 | 0 | 10739.7943 | 0 | 0 | 0 | 0 | 0 | 0 | 0 | 11440660.5058 | 0 | 0 | 0 | 0 | 128592.2502 | 0 | 0 | 0 | 0 | 0 | 0 | 0 | 0 | 0 | 0 | 0 | 0 | 0
2016-06-20 22:00 | 0 | 0 | 0 | 0 | 0 | 774313.5576 | 664906 | 0 | 0 | 0 | 2222246.3499 | 0 | 10739.7943 | 0 | 0 | 0 | 0 | 0 | 0 | 0 | 11440614.7432 | 0 | 0 | 0 | 0 | 109407.5576 | 0 | 0 | 0 | 0 | 0 | 0 | 0 | 0 | 0 | 0 | 0 | 0 | 0
2016-06-20 23:00 | 0 | 0 | 0 | 0 | 0 | 701667.5905 | 651397 | 0 | 0 | 0 | 2272516.9404 | 0 | 10739.7943 | 0 | 0 | 0 | 0 | 0 | 0 | 0 | 11440568.9807 | 0 | 0 | 0 | 0 | 50270.5905 | 0 | 0 | 0 | 0 | 0 | 0 | 0 | 0 | 0 | 0 | 0 | 0 | 0
2016-06-21 | 0 | 0 | 0 | 0 | 0 | 572916.0411 | 631507 | 0 | 0 | 0 | 2213925.9815 | 0 | 10739.7943 | 0 | 0 | 0 | 0 | 0 | 0 | 0 | 11440523.2185 | 0 | 0 | 0 | 0 | -58590.9589 | 0 | 0 | 0 | 0 | 0 | 0 | 0 | 0 | 0 | 0 | 0 | 0 | 0
2016-06-21 01:00 | 0 | 0 | 0 | 0 | 44942.8904 | 322304.867 | 612804 | 0 | 0 | 0 | 1968369.7388 | 0 | 10739.7943 | 0 | 0 | 0 | 0 | 0 | 0 | 0 | 11440477.4564 | 0 | 0 | 0 | 0 | -245556.2427 | 0 | 0 | 0 | 0 | 0 | 0 | 0 | 0 | 0 | 0 | 0 | 0 | 0
2016-06-21 02:00 | 0 | 0 | 0 | 0 | 288380.4036 | 48058.3538 | 581995 | 0 | 0 | 0 | 1722813.4961 | 0 | 10739.7943 | 0 | 0 | 0 | 0 | 0 | 0 | 0 | 11440431.6945 | 0 | 0 | 0 | 0 | -245556.2427 | 0 | 0 | 0 | 0 | 0 | 0 | 0 | 0 | 0 | 0 | 0 | 0 | 0
2016-06-21 03:00 | 0 | 0 | 0 | 0 | 294604.8115 | 1.2451 | 539949 | 0 | 0 | 0 | 1477257.2534 | 0 | 10953.0936 | 0 | 0 | 0 | 0 | 0 | 0 | 0 | 11440385.9327 | 0 | 0 | 0 | 0 | -245556.2427 | 0 | 213.2993 | 0 | 0 | 0 | 0 | 0 | 0 | 0 | 0 | 0 | 0 | 0
2016-06-21 04:00 | 0 | 0 | 0 | 0 | 255805.7573 | 0 | 501362 | 0 | 0 | 0 | 1231701.0107 | 0 | 10953.0936 | 0 | 0 | 0 | 0 | 0 | 0 | 0 | 11440340.1712 | 0 | 0 | 0 | 0 | -245556.2427 | 0 | 0 | 0 | 0 | 0 | 0 | 0 | 0 | 0 | 0 | 0 | 0 | 0
2016-06-21 05:00 | 0 | 0 | 0 | 0 | 223895.0566 | 0 | 469238 | 0 | 0 | 0 | 986144.7681 | 0 | 11166.3929 | 0 | 0 | 0 | 0 | 0 | 0 | 0 | 11440294.4098 | 0 | 0 | 0 | 0 | -245556.2427 | 0 | 213.2993 | 0 | 0 | 0 | 0 | 0 | 0 | 0 | 0 | 0 | 0 | 0
2016-06-21 06:00 | 0 | 0 | 0 | 0 | 196401.7573 | 0 | 441958 | 0 | 0 | 0 | 740588.5254 | 0 | 11166.3929 | 0 | 0 | 0 | 0 | 0 | 0 | 0 | 11440248.6487 | 0 | 0 | 0 | 0 | -245556.2427 | 0 | 0 | 0 | 0 | 0 | 0 | 0 | 0 | 0 | 0 | 0 | 0 | 0
2016-06-21 07:00 | 0 | 0 | 0 | 0 | 469931.7732 | 0 | 422625 | 0 | 0 | 0 | 787681.9992 | 0 | 11379.6922 | 0 | 0 | 0 | 0 | 0 | 0 | 0 | 11440202.8877 | 0 | 0 | 0 | 0 | 47093.4739 | 0 | 213.2993 | 0 | 0 | 0 | 0 | 0 | 0 | 0 | 0 | 0 | 0 | 0
2016-06-21 08:00 | 0 | 0 | 0 | 0 | 167148.7573 | 0 | 412705 | 0 | 0 | 0 | 542125.7566 | 0 | 11379.6922 | 0 | 0 | 0 | 0 | 0 | 0 | 0 | 11440157.1269 | 0 | 0 | 0 | 0 | -245556.2427 | 0 | 0 | 0 | 0 | 0 | 0 | 0 | 0 | 0 | 0 | 0 | 0 | 0
2016-06-21 09:00 | 0 | 0 | 0 | 0 | 430376.6496 | 0 | 414254 | 0 | 0 | 0 | 558035.1069 | 0 | 11592.9915 | 0 | 0 | 0 | 0 | 0 | 0 | 0 | 11440111.3662 | 0 | 0 | 0 | 0 | 15909.3503 | 0 | 213.2993 | 0 | 0 | 0 | 0 | 0 | 0 | 0 | 0 | 0 | 0 | 0
2016-06-21 10:00 | 0 | 0 | 0 | 0 | 182144.0566 | 0 | 427487 | 0 | 0 | 0 | 312478.8642 | 0 | 11806.2908 | 0 | 0 | 0 | 0 | 0 | 0 | 0 | 11440065.6058 | 0 | 0 | 0 | 0 | -245556.2427 | 0 | 213.2993 | 0 | 0 | 0 | 0 | 0 | 0 | 0 | 0 | 0 | 0 | 0
2016-06-21 11:00 | 0 | 0 | 0 | 0 | 339424.1167 | 13.9336 | 447267 | 0 | 0 | 0 | 204649.9146 | 0 | 11806.2908 | 0 | 0 | 0 | 0 | 0 | 0 | 0 | 11440019.8455 | 0 | 0 | 0 | 0 | -107828.9496 | 0 | 0 | 0 | 0 | 0 | 0 | 0 | 0 | 0 | 0 | 0 | 0 | 0
2016-06-21 12:00 | 0 | 0 | 0 | 0 | 184918.4239 | 138849.6286 | 470193 | 0 | 0 | 0 | 58011.6677 | 0 | 12019.5901 | 0 | 0 | 0 | 0 | 0 | 0 | 0 | 11439974.0854 | 0 | 0 | 0 | 0 | -146638.2469 | 0 | 213.2993 | 0 | 0 | 0 | 0 | 0 | 0 | 0 | 0 | 0 | 0 | 0
2016-06-21 13:00 | 0 | 0 | 0 | 0 | 0 | 440030.3323 | 498042 | 0 | 0 | 0 | 0 | 0 | 12019.5901 | 0 | 0 | 0 | 0 | 0 | 0 | 0 | 11439928.3255 | 0 | 0 | 0 | 0 | -58011.6677 | 0 | 0 | 0 | 0 | 0 | 0 | 0 | 0 | 0 | 0 | 0 | 0 | 0
2016-06-21 14:00 | 0 | 0 | 0 | 0 | 135568.8744 | 639536.3683 | 529549 | 0 | 0 | 0 | 245556.2427 | 0 | 12019.5901 | 0 | 0 | 0 | 0 | 0 | 0 | 0 | 11439882.5658 | 0 | 0 | 0 | 0 | 245556.2427 | 0 | 0 | 0 | 0 | 0 | 0 | 0 | 0 | 0 | 0 | 0 | 0 | 0
2016-06-21 15:00 | 0 | 0 | 0 | 0 | 0 | 725633.9223 | 560715 | 0 | 0 | 0 | 410475.165 | 0 | 12019.5901 | 0 | 0 | 0 | 0 | 0 | 0 | 0 | 11439836.8063 | 0 | 0 | 0 | 0 | 164918.9223 | 0 | 0 | 0 | 0 | 0 | 0 | 0 | 0 | 0 | 0 | 0 | 0 | 0
2016-06-21 16:00 | 0 | 0 | 0 | 0 | 0 | 777473.3347 | 586867 | 0 | 0 | 0 | 601081.4997 | 0 | 12019.5901 | 0 | 0 | 0 | 0 | 0 | 0 | 0 | 11439791.0469 | 0 | 0 | 0 | 0 | 190606.3347 | 0 | 0 | 0 | 0 | 0 | 0 | 0 | 0 | 0 | 0 | 0 | 0 | 0
2016-06-21 17:00 | 0 | 0 | 0 | 0 | 0 | 790590.6619 | 609939 | 0 | 0 | 0 | 781733.1616 | 0 | 12019.5901 | 0 | 0 | 0 | 0 | 0 | 0 | 0 | 11439745.2878 | 0 | 0 | 0 | 0 | 180651.6619 | 0 | 0 | 0 | 0 | 0 | 0 | 0 | 0 | 0 | 0 | 0 | 0 | 0
2016-06-21 18:00 | 0 | 0 | 0 | 0 | 0 | 791000.5703 | 627655 | 0 | 0 | 0 | 945078.732 | 0 | 12019.5901 | 0 | 0 | 0 | 0 | 0 | 0 | 0 | 11439699.5288 | 0 | 0 | 0 | 0 | 163345.5703 | 0 | 0 | 0 | 0 | 0 | 0 | 0 | 0 | 0 | 0 | 0 | 0 | 0
2016-06-21 19:00 | 0 | 0 | 0 | 0 | 101429.1165 | 784418.1262 | 640291 | 0 | 0 | 0 | 1190634.9747 | 0 | 12019.5901 | 0 | 0 | 0 | 0 | 0 | 0 | 0 | 11439653.77 | 0 | 0 | 0 | 0 | 245556.2427 | 0 | 0 | 0 | 0 | 0 | 0 | 0 | 0 | 0 | 0 | 0 | 0 | 0
2016-06-21 20:00 | 0 | 0 | 0 | 0 | 0 | 778410.7118 | 649707 | 0 | 0 | 0 | 1319338.6864 | 0 | 12019.5901 | 0 | 0 | 0 | 0 | 0 | 0 | 0 | 11439608.0114 | 0 | 0 | 0 | 0 | 128703.7118 | 0 | 0 | 0 | 0 | 0 | 0 | 0 | 0 | 0 | 0 | 0 | 0 | 0
2016-06-21 21:00 | 0 | 0 | 0 | 0 | 0 | 766524.0861 | 653434 | 0 | 0 | 0 | 1432428.7725 | 0 | 12019.5901 | 0 | 0 | 0 | 0 | 0 | 0 | 0 | 11439562.253 | 0 | 0 | 0 | 0 | 113090.0861 | 0 | 0 | 0 | 0 | 0 | 0 | 0 | 0 | 0 | 0 | 0 | 0 | 0
2016-06-21 22:00 | 0 | 0 | 0 | 0 | 0 | 734930.3507 | 648117 | 0 | 0 | 0 | 1519242.1232 | 0 | 12019.5901 | 0 | 0 | 0 | 0 | 0 | 0 | 0 | 11439516.4947 | 0 | 0 | 0 | 0 | 86813.3507 | 0 | 0 | 0 | 0 | 0 | 0 | 0 | 0 | 0 | 0 | 0 | 0 | 0
2016-06-21 23:00 | 0 | 0 | 0 | 0 | 0 | 656710.05 | 634951 | 0 | 0 | 0 | 1541001.1732 | 0 | 12019.5901 | 0 | 0 | 0 | 0 | 0 | 0 | 0 | 11439470.7366 | 0 | 0 | 0 | 0 | 21759.05 | 0 | 0 | 0 | 0 | 0 | 0 | 0 | 0 | 0 | 0 | 0 | 0 | 0
2016-06-22 | 0 | 0 | 0 | 0 | 0 | 517384.8076 | 617957 | 0 | 0 | 0 | 1440428.9808 | 0 | 12019.5901 | 0 | 0 | 0 | 0 | 0 | 0 | 0 | 11439424.9788 | 0 | 0 | 0 | 0 | -100572.1924 | 0 | 0 | 0 | 0 | 0 | 0 | 0 | 0 | 0 | 0 | 0 | 0 | 0
2016-06-22 01:00 | 0 | 0 | 0 | 0 | 79560.447 | 274964.6096 | 599868 | 0 | 0 | 0 | 1194872.7381 | 0 | 12232.8894 | 0 | 0 | 0 | 0 | 0 | 0 | 0 | 11439379.2211 | 0 | 0 | 0 | 0 | -245556.2427 | 0 | 213.2993 | 0 | 0 | 0 | 0 | 0 | 0 | 0 | 0 | 0 | 0 | 0
2016-06-22 02:00 | 0 | 0 | 0 | 0 | 769891.2163 | 47564.0264 | 571899 | 0 | 0 | 0 | 1440428.9808 | 0 | 12232.8894 | 0 | 0 | 0 | 0 | 0 | 0 | 0 | 11439333.4635 | 0 | 0 | 0 | 0 | 245556.2427 | 0 | 0 | 0 | 0 | 0 | 0 | 0 | 0 | 0 | 0 | 0 | 0 | 0
2016-06-22 03:00 | 0 | 0 | 0 | 0 | 287556.2817 | 3.7749 | 532903 | 0 | 0 | 0 | 1194872.7381 | 0 | 12446.1887 | 0 | 0 | 0 | 0 | 0 | 0 | 0 | 11439287.7062 | 0 | 0 | 0 | 0 | -245556.2427 | 0 | 213.2993 | 0 | 0 | 0 | 0 | 0 | 0 | 0 | 0 | 0 | 0 | 0
2016-06-22 04:00 | 0 | 0 | 0 | 0 | 250143.0566 | 0 | 495486 | 0 | 0 | 0 | 949316.4954 | 0 | 12659.488 | 0 | 0 | 0 | 0 | 0 | 0 | 0 | 11439241.9491 | 0 | 0 | 0 | 0 | -245556.2427 | 0 | 213.2993 | 0 | 0 | 0 | 0 | 0 | 0 | 0 | 0 | 0 | 0 | 0
2016-06-22 05:00 | 0 | 0 | 0 | 0 | 219224.7573 | 0 | 464781 | 0 | 0 | 0 | 703760.2527 | 0 | 12659.488 | 0 | 0 | 0 | 0 | 0 | 0 | 0 | 11439196.1921 | 0 | 0 | 0 | 0 | -245556.2427 | 0 | 0 | 0 | 0 | 0 | 0 | 0 | 0 | 0 | 0 | 0 | 0 | 0
2016-06-22 06:00 | 0 | 0 | 0 | 0 | 685497.542 | 0 | 439728 | 0 | 0 | 0 | 949316.4954 | 0 | 12872.7873 | 0 | 0 | 0 | 0 | 0 | 0 | 0 | 11439150.4353 | 0 | 0 | 0 | 0 | 245556.2427 | 0 | 213.2993 | 0 | 0 | 0 | 0 | 0 | 0 | 0 | 0 | 0 | 0 | 0
2016-06-22 07:00 | 0 | 0 | 0 | 0 | 176770.7573 | 0 | 422327 | 0 | 0 | 0 | 703760.2527 | 0 | 12872.7873 | 0 | 0 | 0 | 0 | 0 | 0 | 0 | 11439104.6787 | 0 | 0 | 0 | 0 | -245556.2427 | 0 | 0 | 0 | 0 | 0 | 0 | 0 | 0 | 0 | 0 | 0 | 0 | 0
2016-06-22 08:00 | 0 | 0 | 0 | 0 | 165980.0566 | 0 | 411323 | 0 | 0 | 0 | 458204.01 | 0 | 13086.0866 | 0 | 0 | 0 | 0 | 0 | 0 | 0 | 11439058.9223 | 0 | 0 | 0 | 0 | -245556.2427 | 0 | 213.2993 | 0 | 0 | 0 | 0 | 0 | 0 | 0 | 0 | 0 | 0 | 0
2016-06-22 09:00 | 0 | 0 | 0 | 0 | 167068.7573 | 0 | 412625 | 0 | 0 | 0 | 212647.7673 | 0 | 13086.0866 | 0 | 0 | 0 | 0 | 0 | 0 | 0 | 11439013.166 | 0 | 0 | 0 | 0 | -245556.2427 | 0 | 0 | 0 | 0 | 0 | 0 | 0 | 0 | 0 | 0 | 0 | 0 | 0
2016-06-22 10:00 | 0 | 0 | 0 | 0 | 652625.9014 | 0 | 424663 | 0 | 0 | 0 | 440397.3694 | 0 | 13299.3859 | 0 | 0 | 0 | 0 | 0 | 0 | 0 | 11438967.41 | 0 | 0 | 0 | 0 | 227749.6021 | 0 | 213.2993 | 0 | 0 | 0 | 0 | 0 | 0 | 0 | 0 | 0 | 0 | 0
2016-06-22 11:00 | 0 | 0 | 0 | 0 | 199874.6497 | 16.1077 | 445447 | 0 | 0 | 0 | 194841.1267 | 0 | 13299.3859 | 0 | 0 | 0 | 0 | 0 | 0 | 0 | 11438921.6541 | 0 | 0 | 0 | 0 | -245556.2427 | 0 | 0 | 0 | 0 | 0 | 0 | 0 | 0 | 0 | 0 | 0 | 0 | 0
2016-06-22 12:00 | 0 | 0 | 0 | 0 | 450581.7536 | 137580.3032 | 469789 | 0 | 0 | 0 | 313000.8841 | 0 | 13512.6852 | 0 | 0 | 0 | 0 | 0 | 0 | 0 | 11438875.8984 | 0 | 0 | 0 | 0 | 118159.7574 | 0 | 213.2993 | 0 | 0 | 0 | 0 | 0 | 0 | 0 | 0 | 0 | 0 | 0
2016-06-22 13:00 | 0 | 0 | 0 | 0 | 0 | 437269.4679 | 498029 | 0 | 0 | 0 | 252241.352 | 0 | 13512.6852 | 0 | 0 | 0 | 0 | 0 | 0 | 0 | 11438830.1429 | 0 | 0 | 0 | 0 | -60759.5321 | 0 | 0 | 0 | 0 | 0 | 0 | 0 | 0 | 0 | 0 | 0 | 0 | 0
2016-06-22 14:00 | 0 | 0 | 0 | 0 | 136211.9092 | 637658.6328 | 528101 | 0 | 0 | 0 | 497797.5947 | 0 | 13725.9845 | 0 | 0 | 0 | 0 | 0 | 0 | 0 | 11438784.3876 | 0 | 0 | 0 | 0 | 245556.2427 | 0 | 213.2993 | 0 | 0 | 0 | 0 | 0 | 0 | 0 | 0 | 0 | 0 | 0
2016-06-22 15:00 | 0 | 0 | 0 | 0 | 86233.7796 | 716401.4631 | 557079 | 0 | 0 | 0 | 743353.8374 | 0 | 13725.9845 | 0 | 0 | 0 | 0 | 0 | 0 | 0 | 11438738.6325 | 0 | 0 | 0 | 0 | 245556.2427 | 0 | 0 | 0 | 0 | 0 | 0 | 0 | 0 | 0 | 0 | 0 | 0 | 0
2016-06-22 16:00 | 0 | 0 | 0 | 0 | 0 | 767347.8261 | 582091 | 0 | 0 | 0 | 928397.3642 | 0 | 13939.2838 | 0 | 0 | 0 | 0 | 0 | 0 | 0 | 11438692.8775 | 0 | 0 | 0 | 0 | 185043.5268 | 0 | 213.2993 | 0 | 0 | 0 | 0 | 0 | 0 | 0 | 0 | 0 | 0 | 0
2016-06-22 17:00 | 0 | 0 | 0 | 0 | 70933.1698 | 779548.0729 | 604925 | 0 | 0 | 0 | 1173953.6069 | 0 | 13939.2838 | 0 | 0 | 0 | 0 | 0 | 0 | 0 | 11438647.1228 | 0 | 0 | 0 | 0 | 245556.2427 | 0 | 0 | 0 | 0 | 0 | 0 | 0 | 0 | 0 | 0 | 0 | 0 | 0
2016-06-22 18:00 | 0 | 0 | 0 | 0 | 0 | 775320.5435 | 623197 | 0 | 0 | 0 | 1326077.1504 | 0 | 13939.2838 | 0 | 0 | 0 | 0 | 0 | 0 | 0 | 11438601.3682 | 0 | 0 | 0 | 0 | 152123.5435 | 0 | 0 | 0 | 0 | 0 | 0 | 0 | 0 | 0 | 0 | 0 | 0 | 0
2016-06-22 19:00 | 0 | 0 | 0 | 0 | 119647.6551 | 762705.5876 | 636797 | 0 | 0 | 0 | 1571633.393 | 0 | 13939.2838 | 0 | 0 | 0 | 0 | 0 | 0 | 0 | 11438555.6138 | 0 | 0 | 0 | 0 | 245556.2427 | 0 | 0 | 0 | 0 | 0 | 0 | 0 | 0 | 0 | 0 | 0 | 0 | 0
2016-06-22 20:00 | 0 | 0 | 0 | 0 | 0 | 752574.8277 | 648742 | 0 | 0 | 0 | 1675466.2207 | 0 | 13939.2838 | 0 | 0 | 0 | 0 | 0 | 0 | 0 | 11438509.8595 | 0 | 0 | 0 | 0 | 103832.8277 | 0 | 0 | 0 | 0 | 0 | 0 | 0 | 0 | 0 | 0 | 0 | 0 | 0
2016-06-22 21:00 | 0 | 0 | 0 | 0 | 0 | 737532.0032 | 653933 | 0 | 0 | 0 | 1759065.2239 | 0 | 13939.2838 | 0 | 0 | 0 | 0 | 0 | 0 | 0 | 11438464.1055 | 0 | 0 | 0 | 0 | 83599.0032 | 0 | 0 | 0 | 0 | 0 | 0 | 0 | 0 | 0 | 0 | 0 | 0 | 0
2016-06-22 22:00 | 0 | 0 | 0 | 0 | 194067.8972 | 702795.6448 | 651094 | 0 | 0 | 0 | 2004621.4666 | 0 | 14152.5831 | 0 | 0 | 0 | 0 | 0 | 0 | 0 | 11438418.3516 | 0 | 0 | 0 | 0 | 245556.2427 | 0 | 213.2993 | 0 | 0 | 0 | 0 | 0 | 0 | 0 | 0 | 0 | 0 | 0
2016-06-22 23:00 | 0 | 0 | 0 | 0 | 0 | 630852.2071 | 640266 | 0 | 0 | 0 | 1995207.6737 | 0 | 14152.5831 | 0 | 0 | 0 | 0 | 0 | 0 | 0 | 11438372.598 | 0 | 0 | 0 | 0 | -9413.7929 | 0 | 0 | 0 | 0 | 0 | 0 | 0 | 0 | 0 | 0 | 0 | 0 | 0
2016-06-23 | 0 | 0 | 0 | 0 | 236271.455 | 508966.0532 | 623630 | 0 | 0 | 0 | 2116815.1819 | 0 | 14152.5831 | 0 | 0 | 0 | 0 | 0 | 0 | 0 | 11438326.8445 | 0 | 0 | 0 | 0 | 121607.5082 | 0 | 0 | 0 | 0 | 0 | 0 | 0 | 0 | 0 | 0 | 0 | 0 | 0
2016-06-23 01:00 | 0 | 0 | 0 | 0 | 74368.8498 | 287547.9076 | 607473 | 0 | 0 | 0 | 1871258.9392 | 0 | 14152.5831 | 0 | 0 | 0 | 0 | 0 | 0 | 0 | 11438281.0912 | 0 | 0 | 0 | 0 | -245556.2427 | 0 | 0 | 0 | 0 | 0 | 0 | 0 | 0 | 0 | 0 | 0 | 0 | 0
2016-06-23 02:00 | 0 | 0 | 0 | 0 | 284373.3165 | 49558.7401 | 579275 | 0 | 0 | 0 | 1625702.6966 | 0 | 14365.8824 | 0 | 0 | 0 | 0 | 0 | 0 | 0 | 11438235.338 | 0 | 0 | 0 | 0 | -245556.2427 | 0 | 213.2993 | 0 | 0 | 0 | 0 | 0 | 0 | 0 | 0 | 0 | 0 | 0
2016-06-23 03:00 | 0 | 0 | 0 | 0 | 295566.7749 | 3.9824 | 541127 | 0 | 0 | 0 | 1380146.4539 | 0 | 14365.8824 | 0 | 0 | 0 | 0 | 0 | 0 | 0 | 11438189.5851 | 0 | 0 | 0 | 0 | -245556.2427 | 0 | 0 | 0 | 0 | 0 | 0 | 0 | 0 | 0 | 0 | 0 | 0 | 0
2016-06-23 04:00 | 0 | 0 | 0 | 0 | 593447.4809 | 0 | 505365 | 0 | 0 | 0 | 1468015.6355 | 0 | 14579.1817 | 0 | 0 | 0 | 0 | 0 | 0 | 0 | 11438143.8323 | 0 | 0 | 0 | 0 | 87869.1816 | 0 | 213.2993 | 0 | 0 | 0 | 0 | 0 | 0 | 0 | 0 | 0 | 0 | 0
2016-06-23 05:00 | 0 | 0 | 0 | 0 | 229361.7573 | 0 | 474918 | 0 | 0 | 0 | 1222459.3928 | 0 | 14579.1817 | 0 | 0 | 0 | 0 | 0 | 0 | 0 | 11438098.0798 | 0 | 0 | 0 | 0 | -245556.2427 | 0 | 0 | 0 | 0 | 0 | 0 | 0 | 0 | 0 | 0 | 0 | 0 | 0
2016-06-23 06:00 | 0 | 0 | 0 | 0 | 511481.2427 | 0 | 449614 | 0 | 0 | 0 | 1284113.3363 | 0 | 14792.481 | 0 | 0 | 0 | 0 | 0 | 0 | 0 | 11438052.3274 | 0 | 0 | 0 | 0 | 61653.9434 | 0 | 213.2993 | 0 | 0 | 0 | 0 | 0 | 0 | 0 | 0 | 0 | 0 | 0
2016-06-23 07:00 | 0 | 0 | 0 | 0 | 185632.0566 | 0 | 430975 | 0 | 0 | 0 | 1038557.0936 | 0 | 15005.7803 | 0 | 0 | 0 | 0 | 0 | 0 | 0 | 11438006.5752 | 0 | 0 | 0 | 0 | -245556.2427 | 0 | 213.2993 | 0 | 0 | 0 | 0 | 0 | 0 | 0 | 0 | 0 | 0 | 0
2016-06-23 08:00 | 0 | 0 | 0 | 0 | 437768.2241 | 0 | 420920 | 0 | 0 | 0 | 1055405.3177 | 0 | 15005.7803 | 0 | 0 | 0 | 0 | 0 | 0 | 0 | 11437960.8231 | 0 | 0 | 0 | 0 | 16848.2241 | 0 | 0 | 0 | 0 | 0 | 0 | 0 | 0 | 0 | 0 | 0 | 0 | 0
2016-06-23 09:00 | 0 | 0 | 0 | 0 | 177079.7573 | 0 | 422636 | 0 | 0 | 0 | 809849.075 | 0 | 15005.7803 | 0 | 0 | 0 | 0 | 0 | 0 | 0 | 11437915.0713 | 0 | 0 | 0 | 0 | -245556.2427 | 0 | 0 | 0 | 0 | 0 | 0 | 0 | 0 | 0 | 0 | 0 | 0 | 0
2016-06-23 10:00 | 0 | 0 | 0 | 0 | 365293.5122 | 0 | 435624 | 0 | 0 | 0 | 739518.5872 | 0 | 15005.7803 | 0 | 0 | 0 | 0 | 0 | 0 | 0 | 11437869.3196 | 0 | 0 | 0 | 0 | -70330.4878 | 0 | 0 | 0 | 0 | 0 | 0 | 0 | 0 | 0 | 0 | 0 | 0 | 0
2016-06-23 11:00 | 0 | 0 | 0 | 0 | 278589.7987 | 1.8282 | 453506 | 0 | 0 | 0 | 564390.9148 | 0 | 15219.0796 | 0 | 0 | 0 | 0 | 0 | 0 | 0 | 11437823.5682 | 0 | 0 | 0 | 0 | -175127.6724 | 0 | 213.2993 | 0 | 0 | 0 | 0 | 0 | 0 | 0 | 0 | 0 | 0 | 0
2016-06-23 12:00 | 0 | 0 | 0 | 0 | 174673.9314 | 112897.9748 | 476162 | 0 | 0 | 0 | 375587.5218 | 0 | 15432.3789 | 0 | 0 | 0 | 0 | 0 | 0 | 0 | 11437777.8169 | 0 | 0 | 0 | 0 | -188803.393 | 0 | 213.2993 | 0 | 0 | 0 | 0 | 0 | 0 | 0 | 0 | 0 | 0 | 0
2016-06-23 13:00 | 0 | 0 | 0 | 0 | 195054.4274 | 427145.5948 | 503574 | 0 | 0 | 0 | 494213.544 | 0 | 15432.3789 | 0 | 0 | 0 | 0 | 0 | 0 | 0 | 11437732.0658 | 0 | 0 | 0 | 0 | 118626.0222 | 0 | 0 | 0 | 0 | 0 | 0 | 0 | 0 | 0 | 0 | 0 | 0 | 0
2016-06-23 14:00 | 0 | 0 | 0 | 0 | 0 | 612271.7454 | 533806 | 0 | 0 | 0 | 572679.2893 | 0 | 15432.3789 | 0 | 0 | 0 | 0 | 0 | 0 | 0 | 11437686.3148 | 0 | 0 | 0 | 0 | 78465.7454 | 0 | 0 | 0 | 0 | 0 | 0 | 0 | 0 | 0 | 0 | 0 | 0 | 0
2016-06-23 15:00 | 0 | 0 | 0 | 0 | 0 | 696530.1827 | 562667 | 0 | 0 | 0 | 706542.472 | 0 | 15432.3789 | 0 | 0 | 0 | 0 | 0 | 0 | 0 | 11437640.5641 | 0 | 0 | 0 | 0 | 133863.1827 | 0 | 0 | 0 | 0 | 0 | 0 | 0 | 0 | 0 | 0 | 0 | 0 | 0
2016-06-23 16:00 | 0 | 0 | 0 | 0 | 93917.427 | 738546.8156 | 586908 | 0 | 0 | 0 | 952098.7147 | 0 | 15432.3789 | 0 | 0 | 0 | 0 | 0 | 0 | 0 | 11437594.8135 | 0 | 0 | 0 | 0 | 245556.2427 | 0 | 0 | 0 | 0 | 0 | 0 | 0 | 0 | 0 | 0 | 0 | 0 | 0
2016-06-23 17:00 | 0 | 0 | 0 | 0 | 103241.4432 | 751857.7995 | 609543 | 0 | 0 | 0 | 1197654.9574 | 0 | 15432.3789 | 0 | 0 | 0 | 0 | 0 | 0 | 0 | 11437549.0631 | 0 | 0 | 0 | 0 | 245556.2427 | 0 | 0 | 0 | 0 | 0 | 0 | 0 | 0 | 0 | 0 | 0 | 0 | 0
2016-06-23 18:00 | 0 | 0 | 0 | 0 | 0 | 745627.8207 | 626573 | 0 | 0 | 0 | 1316709.778 | 0 | 15432.3789 | 0 | 0 | 0 | 0 | 0 | 0 | 0 | 11437503.3129 | 0 | 0 | 0 | 0 | 119054.8207 | 0 | 0 | 0 | 0 | 0 | 0 | 0 | 0 | 0 | 0 | 0 | 0 | 0
2016-06-23 19:00 | 0 | 0 | 0 | 0 | 0 | 735218.1106 | 639206 | 0 | 0 | 0 | 1412721.8887 | 0 | 15432.3789 | 0 | 0 | 0 | 0 | 0 | 0 | 0 | 11437457.5629 | 0 | 0 | 0 | 0 | 96012.1106 | 0 | 0 | 0 | 0 | 0 | 0 | 0 | 0 | 0 | 0 | 0 | 0 | 0
2016-06-23 20:00 | 0 | 0 | 0 | 0 | 138181.4104 | 725427.3786 | 646663 | 0 | 0 | 0 | 1629667.6777 | 0 | 15432.3789 | 0 | 0 | 0 | 0 | 0 | 0 | 0 | 11437411.8131 | 0 | 0 | 0 | 0 | 216945.789 | 0 | 0 | 0 | 0 | 0 | 0 | 0 | 0 | 0 | 0 | 0 | 0 | 0
2016-06-23 21:00 | 0 | 0 | 0 | 0 | 0 | 706606.5629 | 648522 | 0 | 0 | 0 | 1687752.2405 | 0 | 15432.3789 | 0 | 0 | 0 | 0 | 0 | 0 | 0 | 11437366.0635 | 0 | 0 | 0 | 0 | 58084.5629 | 0 | 0 | 0 | 0 | 0 | 0 | 0 | 0 | 0 | 0 | 0 | 0 | 0
2016-06-23 22:00 | 0 | 0 | 0 | 0 | 158843.8043 | 673452.5205 | 641842 | 0 | 0 | 0 | 1878206.5654 | 0 | 15432.3789 | 0 | 0 | 0 | 0 | 0 | 0 | 0 | 11437320.314 | 0 | 0 | 0 | 0 | 190454.3249 | 0 | 0 | 0 | 0 | 0 | 0 | 0 | 0 | 0 | 0 | 0 | 0 | 0
2016-06-23 23:00 | 0 | 0 | 0 | 0 | 0 | 602677.6128 | 627035 | 0 | 0 | 0 | 1853849.1782 | 0 | 15432.3789 | 0 | 0 | 0 | 0 | 0 | 0 | 0 | 11437274.5647 | 0 | 0 | 0 | 0 | -24357.3872 | 0 | 0 | 0 | 0 | 0 | 0 | 0 | 0 | 0 | 0 | 0 | 0 | 0
2016-06-24 | 0 | 0 | 0 | 0 | 0 | 483255.3583 | 610069 | 0 | 0 | 0 | 1727035.5364 | 0 | 15432.3789 | 0 | 0 | 0 | 0 | 0 | 0 | 0 | 11437228.8156 | 0 | 0 | 0 | 0 | -126813.6417 | 0 | 0 | 0 | 0 | 0 | 0 | 0 | 0 | 0 | 0 | 0 | 0 | 0
2016-06-24 01:00 | 0 | 0 | 0 | 0 | 54494.1462 | 293750.6111 | 593801 | 0 | 0 | 0 | 1481479.2938 | 0 | 15432.3789 | 0 | 0 | 0 | 0 | 0 | 0 | 0 | 11437183.0667 | 0 | 0 | 0 | 0 | -245556.2427 | 0 | 0 | 0 | 0 | 0 | 0 | 0 | 0 | 0 | 0 | 0 | 0 | 0
2016-06-24 02:00 | 0 | 0 | 0 | 0 | 275493.6799 | 46850.0774 | 567900 | 0 | 0 | 0 | 1235923.0511 | 0 | 15432.3789 | 0 | 0 | 0 | 0 | 0 | 0 | 0 | 11437137.318 | 0 | 0 | 0 | 0 | -245556.2427 | 0 | 0 | 0 | 0 | 0 | 0 | 0 | 0 | 0 | 0 | 0 | 0 | 0
2016-06-24 03:00 | 0 | 0 | 0 | 0 | 284909.8539 | 3.9034 | 530470 | 0 | 0 | 0 | 990366.8084 | 0 | 15432.3789 | 0 | 0 | 0 | 0 | 0 | 0 | 0 | 11437091.5694 | 0 | 0 | 0 | 0 | -245556.2427 | 0 | 0 | 0 | 0 | 0 | 0 | 0 | 0 | 0 | 0 | 0 | 0 | 0
2016-06-24 04:00 | 0 | 0 | 0 | 0 | 249992.7573 | 0 | 495549 | 0 | 0 | 0 | 744810.5657 | 0 | 15432.3789 | 0 | 0 | 0 | 0 | 0 | 0 | 0 | 11437045.821 | 0 | 0 | 0 | 0 | -245556.2427 | 0 | 0 | 0 | 0 | 0 | 0 | 0 | 0 | 0 | 0 | 0 | 0 | 0
2016-06-24 05:00 | 0 | 0 | 0 | 0 | 552776.2852 | 0 | 464939 | 0 | 0 | 0 | 832647.8509 | 0 | 15432.3789 | 0 | 0 | 0 | 0 | 0 | 0 | 0 | 11437000.0729 | 0 | 0 | 0 | 0 | 87837.2852 | 0 | 0 | 0 | 0 | 0 | 0 | 0 | 0 | 0 | 0 | 0 | 0 | 0
2016-06-24 06:00 | 0 | 0 | 0 | 0 | 194182.0566 | 0 | 439525 | 0 | 0 | 0 | 587091.6082 | 0 | 15645.6782 | 0 | 0 | 0 | 0 | 0 | 0 | 0 | 11436954.3249 | 0 | 0 | 0 | 0 | -245556.2427 | 0 | 213.2993 | 0 | 0 | 0 | 0 | 0 | 0 | 0 | 0 | 0 | 0 | 0
2016-06-24 07:00 | 0 | 0 | 0 | 0 | 494038.6845 | 0 | 421376 | 0 | 0 | 0 | 659754.2927 | 0 | 15645.6782 | 0 | 0 | 0 | 0 | 0 | 0 | 0 | 11436908.577 | 0 | 0 | 0 | 0 | 72662.6845 | 0 | 0 | 0 | 0 | 0 | 0 | 0 | 0 | 0 | 0 | 0 | 0 | 0
2016-06-24 08:00 | 0 | 0 | 0 | 0 | 166528.7573 | 0 | 412085 | 0 | 0 | 0 | 414198.05 | 0 | 15645.6782 | 0 | 0 | 0 | 0 | 0 | 0 | 0 | 11436862.8294 | 0 | 0 | 0 | 0 | -245556.2427 | 0 | 0 | 0 | 0 | 0 | 0 | 0 | 0 | 0 | 0 | 0 | 0 | 0
2016-06-24 09:00 | 0 | 0 | 0 | 0 | 454498.9914 | 0 | 413435 | 0 | 0 | 0 | 455262.0415 | 0 | 15645.6782 | 0 | 0 | 0 | 0 | 0 | 0 | 0 | 11436817.082 | 0 | 0 | 0 | 0 | 41063.9914 | 0 | 0 | 0 | 0 | 0 | 0 | 0 | 0 | 0 | 0 | 0 | 0 | 0
2016-06-24 10:00 | 0 | 0 | 0 | 0 | 178901.0566 | 0 | 424244 | 0 | 0 | 0 | 209705.7988 | 0 | 15858.9775 | 0 | 0 | 0 | 0 | 0 | 0 | 0 | 11436771.3347 | 0 | 0 | 0 | 0 | -245556.2427 | 0 | 213.2993 | 0 | 0 | 0 | 0 | 0 | 0 | 0 | 0 | 0 | 0 | 0
2016-06-24 11:00 | 0 | 0 | 0 | 0 | 361262.0991 | 2.5199 | 440458 | 0 | 0 | 0 | 130512.4178 | 0 | 15858.9775 | 0 | 0 | 0 | 0 | 0 | 0 | 0 | 11436725.5876 | 0 | 0 | 0 | 0 | -79193.381 | 0 | 0 | 0 | 0 | 0 | 0 | 0 | 0 | 0 | 0 | 0 | 0 | 0
2016-06-24 12:00 | 0 | 0 | 0 | 0 | 227333.9744 | 105861.6078 | 463708 | 0 | 0 | 0 | 0 | 0 | 15858.9775 | 0 | 0 | 0 | 0 | 0 | 0 | 0 | 11436679.8407 | 0 | 0 | 0 | 0 | -130512.4178 | 0 | 0 | 0 | 0 | 0 | 0 | 0 | 0 | 0 | 0 | 0 | 0 | 0
2016-06-24 13:00 | 0 | 0 | 0 | 0 | 266620.032 | 416535.1171 | 493073 | 0 | 0 | 0 | 189868.8498 | 0 | 16072.2768 | 0 | 0 | 0 | 0 | 0 | 0 | 0 | 11436634.094 | 0 | 0 | 0 | 0 | 189868.8498 | 0 | 213.2993 | 0 | 0 | 0 | 0 | 0 | 0 | 0 | 0 | 0 | 0 | 0
2016-06-24 14:00 | 0 | 0 | 0 | 0 | 168513.8293 | 603133.7127 | 525878 | 0 | 0 | 0 | 435425.0925 | 0 | 16285.5761 | 0 | 0 | 0 | 0 | 0 | 0 | 0 | 11436588.3474 | 0 | 0 | 0 | 0 | 245556.2427 | 0 | 213.2993 | 0 | 0 | 0 | 0 | 0 | 0 | 0 | 0 | 0 | 0 | 0
2016-06-24 15:00 | 0 | 0 | 0 | 0 | 0 | 703563.2313 | 555545 | 0 | 0 | 0 | 583443.3238 | 0 | 16285.5761 | 0 | 0 | 0 | 0 | 0 | 0 | 0 | 11436542.6011 | 0 | 0 | 0 | 0 | 148018.2313 | 0 | 0 | 0 | 0 | 0 | 0 | 0 | 0 | 0 | 0 | 0 | 0 | 0
2016-06-24 16:00 | 0 | 0 | 0 | 0 | 0 | 757600.2804 | 580705 | 0 | 0 | 0 | 760338.6042 | 0 | 16285.5761 | 0 | 0 | 0 | 0 | 0 | 0 | 0 | 11436496.8549 | 0 | 0 | 0 | 0 | 176895.2804 | 0 | 0 | 0 | 0 | 0 | 0 | 0 | 0 | 0 | 0 | 0 | 0 | 0
2016-06-24 17:00 | 0 | 0 | 0 | 0 | 0 | 781604.7715 | 602435 | 0 | 0 | 0 | 939508.3757 | 0 | 16285.5761 | 0 | 0 | 0 | 0 | 0 | 0 | 0 | 11436451.1089 | 0 | 0 | 0 | 0 | 179169.7715 | 0 | 0 | 0 | 0 | 0 | 0 | 0 | 0 | 0 | 0 | 0 | 0 | 0
2016-06-24 18:00 | 0 | 0 | 0 | 0 | 0 | 777306.2982 | 619693 | 0 | 0 | 0 | 1097121.6739 | 0 | 16285.5761 | 0 | 0 | 0 | 0 | 0 | 0 | 0 | 11436405.3631 | 0 | 0 | 0 | 0 | 157613.2982 | 0 | 0 | 0 | 0 | 0 | 0 | 0 | 0 | 0 | 0 | 0 | 0 | 0
2016-06-24 19:00 | 0 | 0 | 0 | 0 | 0 | 765857.4057 | 630709 | 0 | 0 | 0 | 1232056.7803 | 0 | 16498.8754 | 0 | 0 | 0 | 0 | 0 | 0 | 0 | 11436359.6175 | 0 | 0 | 0 | 0 | 134935.1064 | 0 | 213.2993 | 0 | 0 | 0 | 0 | 0 | 0 | 0 | 0 | 0 | 0 | 0
2016-06-24 20:00 | 0 | 0 | 0 | 0 | 0 | 753127.198 | 638495 | 0 | 0 | 0 | 1346688.9784 | 0 | 16498.8754 | 0 | 0 | 0 | 0 | 0 | 0 | 0 | 11436313.8721 | 0 | 0 | 0 | 0 | 114632.198 | 0 | 0 | 0 | 0 | 0 | 0 | 0 | 0 | 0 | 0 | 0 | 0 | 0
2016-06-24 21:00 | 0 | 0 | 0 | 0 | 0 | 731691.8535 | 640690 | 0 | 0 | 0 | 1437690.8319 | 0 | 16498.8754 | 0 | 0 | 0 | 0 | 0 | 0 | 0 | 11436268.1268 | 0 | 0 | 0 | 0 | 91001.8535 | 0 | 0 | 0 | 0 | 0 | 0 | 0 | 0 | 0 | 0 | 0 | 0 | 0
2016-06-24 22:00 | 0 | 0 | 0 | 0 | 0 | 691130.4303 | 633972 | 0 | 0 | 0 | 1494635.9629 | 0 | 16712.1746 | 0 | 0 | 0 | 0 | 0 | 0 | 0 | 11436222.3817 | 0 | 0 | 0 | 0 | 56945.1311 | 0 | 213.2993 | 0 | 0 | 0 | 0 | 0 | 0 | 0 | 0 | 0 | 0 | 0
2016-06-24 23:00 | 0 | 0 | 0 | 0 | 0 | 615425.7208 | 618931 | 0 | 0 | 0 | 1490917.3844 | 0 | 16925.4739 | 0 | 0 | 0 | 0 | 0 | 0 | 0 | 11436176.6369 | 0 | 0 | 0 | 0 | -3718.5785 | 0 | 213.2993 | 0 | 0 | 0 | 0 | 0 | 0 | 0 | 0 | 0 | 0 | 0
2016-06-25 | 0 | 0 | 0 | 0 | 0 | 483439.7159 | 599867 | 0 | 0 | 0 | 1374490.1003 | 0 | 16925.4739 | 0 | 0 | 0 | 0 | 0 | 0 | 0 | 11436130.8921 | 0 | 0 | 0 | 0 | -116427.2841 | 0 | 0 | 0 | 0 | 0 | 0 | 0 | 0 | 0 | 0 | 0 | 0 | 0
2016-06-25 01:00 | 0 | 0 | 0 | 0 | 50338.6905 | 286438.0668 | 582333 | 0 | 0 | 0 | 1128933.8576 | 0 | 16925.4739 | 0 | 0 | 0 | 0 | 0 | 0 | 0 | 11436085.1476 | 0 | 0 | 0 | 0 | -245556.2427 | 0 | 0 | 0 | 0 | 0 | 0 | 0 | 0 | 0 | 0 | 0 | 0 | 0
2016-06-25 02:00 | 0 | 0 | 0 | 0 | 652426.2592 | 40392.1929 | 556986 | 0 | 0 | 0 | 1264553.0104 | 0 | 17138.7732 | 0 | 0 | 0 | 0 | 0 | 0 | 0 | 11436039.4033 | 0 | 0 | 0 | 0 | 135619.1528 | 0 | 213.2993 | 0 | 0 | 0 | 0 | 0 | 0 | 0 | 0 | 0 | 0 | 0
2016-06-25 03:00 | 0 | 0 | 0 | 0 | 277888.0911 | 3.6662 | 523448 | 0 | 0 | 0 | 1018996.7677 | 0 | 17138.7732 | 0 | 0 | 0 | 0 | 0 | 0 | 0 | 11435993.6591 | 0 | 0 | 0 | 0 | -245556.2427 | 0 | 0 | 0 | 0 | 0 | 0 | 0 | 0 | 0 | 0 | 0 | 0 | 0
2016-06-25 04:00 | 0 | 0 | 0 | 0 | 243182.7573 | 0 | 488739 | 0 | 0 | 0 | 773440.5251 | 0 | 17138.7732 | 0 | 0 | 0 | 0 | 0 | 0 | 0 | 11435947.9152 | 0 | 0 | 0 | 0 | -245556.2427 | 0 | 0 | 0 | 0 | 0 | 0 | 0 | 0 | 0 | 0 | 0 | 0 | 0
2016-06-25 05:00 | 0 | 0 | 0 | 0 | 213417.0566 | 0 | 458760 | 0 | 0 | 0 | 527884.2824 | 0 | 17352.0725 | 0 | 0 | 0 | 0 | 0 | 0 | 0 | 11435902.1714 | 0 | 0 | 0 | 0 | -245556.2427 | 0 | 213.2993 | 0 | 0 | 0 | 0 | 0 | 0 | 0 | 0 | 0 | 0 | 0
2016-06-25 06:00 | 0 | 0 | 0 | 0 | 679922.2427 | 0 | 434366 | 0 | 0 | 0 | 773440.5251 | 0 | 17352.0725 | 0 | 0 | 0 | 0 | 0 | 0 | 0 | 11435856.4278 | 0 | 0 | 0 | 0 | 245556.2427 | 0 | 0 | 0 | 0 | 0 | 0 | 0 | 0 | 0 | 0 | 0 | 0 | 0
2016-06-25 07:00 | 0 | 0 | 0 | 0 | 169871.7573 | 0 | 415428 | 0 | 0 | 0 | 527884.2824 | 0 | 17352.0725 | 0 | 0 | 0 | 0 | 0 | 0 | 0 | 11435810.6843 | 0 | 0 | 0 | 0 | -245556.2427 | 0 | 0 | 0 | 0 | 0 | 0 | 0 | 0 | 0 | 0 | 0 | 0 | 0
2016-06-25 08:00 | 0 | 0 | 0 | 0 | 158131.0566 | 0 | 403474 | 0 | 0 | 0 | 282328.0397 | 0 | 17565.3718 | 0 | 0 | 0 | 0 | 0 | 0 | 0 | 11435764.9411 | 0 | 0 | 0 | 0 | -245556.2427 | 0 | 213.2993 | 0 | 0 | 0 | 0 | 0 | 0 | 0 | 0 | 0 | 0 | 0
2016-06-25 09:00 | 0 | 0 | 0 | 0 | 152649.7573 | 0 | 398206 | 0 | 0 | 0 | 36771.797 | 0 | 17565.3718 | 0 | 0 | 0 | 0 | 0 | 0 | 0 | 11435719.198 | 0 | 0 | 0 | 0 | -245556.2427 | 0 | 0 | 0 | 0 | 0 | 0 | 0 | 0 | 0 | 0 | 0 | 0 | 0
2016-06-25 10:00 | 0 | 0 | 0 | 0 | 605221.4457 | 0 | 396437 | 0 | 0 | 0 | 245556.2427 | 0 | 17565.3718 | 0 | 0 | 0 | 0 | 0 | 0 | 0 | 11435673.4551 | 0 | 0 | 0 | 0 | 208784.4457 | 0 | 0 | 0 | 0 | 0 | 0 | 0 | 0 | 0 | 0 | 0 | 0 | 0
2016-06-25 11:00 | 0 | 0 | 0 | 0 | 160858.5995 | 9.4571 | 406211 | 0 | 0 | 0 | 0 | 0 | 17778.6711 | 0 | 0 | 0 | 0 | 0 | 0 | 0 | 11435627.7125 | 0 | 0 | 0 | 0 | -245556.2427 | 0 | 213.2993 | 0 | 0 | 0 | 0 | 0 | 0 | 0 | 0 | 0 | 0 | 0
2016-06-25 12:00 | 0 | 0 | 0 | 0 | 463141.4635 | 104533.6891 | 429393 | 0 | 0 | 0 | 138282.1525 | 0 | 17778.6711 | 0 | 0 | 0 | 0 | 0 | 0 | 0 | 11435581.9699 | 0 | 0 | 0 | 0 | 138282.1525 | 0 | 0 | 0 | 0 | 0 | 0 | 0 | 0 | 0 | 0 | 0 | 0 | 0
2016-06-25 13:00 | 0 | 0 | 0 | 0 | 0 | 415923.4191 | 460277 | 0 | 0 | 0 | 93928.5717 | 0 | 17778.6711 | 0 | 0 | 0 | 0 | 0 | 0 | 0 | 11435536.2276 | 0 | 0 | 0 | 0 | -44353.5809 | 0 | 0 | 0 | 0 | 0 | 0 | 0 | 0 | 0 | 0 | 0 | 0 | 0
2016-06-25 14:00 | 0 | 0 | 0 | 0 | 128001.0825 | 614070.4595 | 496302 | 0 | 0 | 0 | 339484.8144 | 0 | 17991.9704 | 0 | 0 | 0 | 0 | 0 | 0 | 0 | 11435490.4855 | 0 | 0 | 0 | 0 | 245556.2427 | 0 | 213.2993 | 0 | 0 | 0 | 0 | 0 | 0 | 0 | 0 | 0 | 0 | 0
2016-06-25 15:00 | 0 | 0 | 0 | 0 | 59661.6012 | 715432.6415 | 529538 | 0 | 0 | 0 | 585041.057 | 0 | 17991.9704 | 0 | 0 | 0 | 0 | 0 | 0 | 0 | 11435444.7435 | 0 | 0 | 0 | 0 | 245556.2427 | 0 | 0 | 0 | 0 | 0 | 0 | 0 | 0 | 0 | 0 | 0 | 0 | 0
2016-06-25 16:00 | 0 | 0 | 0 | 0 | 0 | 764713.1064 | 556540 | 0 | 0 | 0 | 793214.1635 | 0 | 17991.9704 | 0 | 0 | 0 | 0 | 0 | 0 | 0 | 11435399.0017 | 0 | 0 | 0 | 0 | 208173.1064 | 0 | 0 | 0 | 0 | 0 | 0 | 0 | 0 | 0 | 0 | 0 | 0 | 0
2016-06-25 17:00 | 0 | 0 | 0 | 0 | 0 | 780038.24 | 577439 | 0 | 0 | 0 | 995600.1042 | 0 | 18205.2697 | 0 | 0 | 0 | 0 | 0 | 0 | 0 | 11435353.2601 | 0 | 0 | 0 | 0 | 202385.9407 | 0 | 213.2993 | 0 | 0 | 0 | 0 | 0 | 0 | 0 | 0 | 0 | 0 | 0
2016-06-25 18:00 | 0 | 0 | 0 | 0 | 0 | 776075.2112 | 594128 | 0 | 0 | 0 | 1177547.3154 | 0 | 18205.2697 | 0 | 0 | 0 | 0 | 0 | 0 | 0 | 11435307.5187 | 0 | 0 | 0 | 0 | 181947.2112 | 0 | 0 | 0 | 0 | 0 | 0 | 0 | 0 | 0 | 0 | 0 | 0 | 0
2016-06-25 19:00 | 0 | 0 | 0 | 0 | 0 | 760261.2457 | 607626 | 0 | 0 | 0 | 1329969.2618 | 0 | 18418.569 | 0 | 0 | 0 | 0 | 0 | 0 | 0 | 11435261.7775 | 0 | 0 | 0 | 0 | 152421.9464 | 0 | 213.2993 | 0 | 0 | 0 | 0 | 0 | 0 | 0 | 0 | 0 | 0 | 0
2016-06-25 20:00 | 0 | 0 | 0 | 0 | 0 | 743959.4719 | 617969 | 0 | 0 | 0 | 1455746.4343 | 0 | 18631.8683 | 0 | 0 | 0 | 0 | 0 | 0 | 0 | 11435216.0364 | 0 | 0 | 0 | 0 | 125777.1726 | 0 | 213.2993 | 0 | 0 | 0 | 0 | 0 | 0 | 0 | 0 | 0 | 0 | 0
2016-06-25 21:00 | 0 | 0 | 0 | 0 | 150025.7441 | 717848.4985 | 622318 | 0 | 0 | 0 | 1701302.677 | 0 | 18631.8683 | 0 | 0 | 0 | 0 | 0 | 0 | 0 | 11435170.2956 | 0 | 0 | 0 | 0 | 245556.2427 | 0 | 0 | 0 | 0 | 0 | 0 | 0 | 0 | 0 | 0 | 0 | 0 | 0
2016-06-25 22:00 | 0 | 0 | 0 | 0 | 0 | 669816.4477 | 618800 | 0 | 0 | 0 | 1752319.1247 | 0 | 18631.8683 | 0 | 0 | 0 | 0 | 0 | 0 | 0 | 11435124.5549 | 0 | 0 | 0 | 0 | 51016.4477 | 0 | 0 | 0 | 0 | 0 | 0 | 0 | 0 | 0 | 0 | 0 | 0 | 0
2016-06-25 23:00 | 0 | 0 | 0 | 0 | 0 | 589671.629 | 606976 | 0 | 0 | 0 | 1734801.4545 | 0 | 18845.1676 | 0 | 0 | 0 | 0 | 0 | 0 | 0 | 11435078.8144 | 0 | 0 | 0 | 0 | -17517.6703 | 0 | 213.2993 | 0 | 0 | 0 | 0 | 0 | 0 | 0 | 0 | 0 | 0 | 0
2016-06-26 | 0 | 0 | 0 | 0 | 0 | 468405.7645 | 589083 | 0 | 0 | 0 | 1614124.2189 | 0 | 18845.1676 | 0 | 0 | 0 | 0 | 0 | 0 | 0 | 11435033.0741 | 0 | 0 | 0 | 0 | -120677.2355 | 0 | 0 | 0 | 0 | 0 | 0 | 0 | 0 | 0 | 0 | 0 | 0 | 0
2016-06-26 01:00 | 0 | 0 | 0 | 0 | 536012.622 | 284187.6207 | 574644 | 0 | 0 | 0 | 1859680.4616 | 0 | 18845.1676 | 0 | 0 | 0 | 0 | 0 | 0 | 0 | 11434987.334 | 0 | 0 | 0 | 0 | 245556.2427 | 0 | 0 | 0 | 0 | 0 | 0 | 0 | 0 | 0 | 0 | 0 | 0 | 0
2016-06-26 02:00 | 0 | 0 | 0 | 0 | 253991.841 | 52241.2156 | 551576 | 0 | 0 | 0 | 1614124.2189 | 0 | 19058.4669 | 0 | 0 | 0 | 0 | 0 | 0 | 0 | 11434941.594 | 0 | 0 | 0 | 0 | -245556.2427 | 0 | 213.2993 | 0 | 0 | 0 | 0 | 0 | 0 | 0 | 0 | 0 | 0 | 0
2016-06-26 03:00 | 0 | 0 | 0 | 0 | 576042.2292 | 3.1919 | 519032 | 0 | 0 | 0 | 1671137.64 | 0 | 19058.4669 | 0 | 0 | 0 | 0 | 0 | 0 | 0 | 11434895.8542 | 0 | 0 | 0 | 0 | 57013.4211 | 0 | 0 | 0 | 0 | 0 | 0 | 0 | 0 | 0 | 0 | 0 | 0 | 0
2016-06-26 04:00 | 0 | 0 | 0 | 0 | 241047.0566 | 0 | 486390 | 0 | 0 | 0 | 1425581.3973 | 0 | 19271.7662 | 0 | 0 | 0 | 0 | 0 | 0 | 0 | 11434850.1147 | 0 | 0 | 0 | 0 | -245556.2427 | 0 | 213.2993 | 0 | 0 | 0 | 0 | 0 | 0 | 0 | 0 | 0 | 0 | 0
2016-06-26 05:00 | 0 | 0 | 0 | 0 | 479446.431 | 0 | 459029 | 0 | 0 | 0 | 1445785.529 | 0 | 19485.0655 | 0 | 0 | 0 | 0 | 0 | 0 | 0 | 11434804.3753 | 0 | 0 | 0 | 0 | 20204.1317 | 0 | 213.2993 | 0 | 0 | 0 | 0 | 0 | 0 | 0 | 0 | 0 | 0 | 0
2016-06-26 06:00 | 0 | 0 | 0 | 0 | 188958.7573 | 0 | 434515 | 0 | 0 | 0 | 1200229.2863 | 0 | 19485.0655 | 0 | 0 | 0 | 0 | 0 | 0 | 0 | 11434758.636 | 0 | 0 | 0 | 0 | -245556.2427 | 0 | 0 | 0 | 0 | 0 | 0 | 0 | 0 | 0 | 0 | 0 | 0 | 0
2016-06-26 07:00 | 0 | 0 | 0 | 0 | 416213.465 | 0 | 415502 | 0 | 0 | 0 | 1200940.7512 | 0 | 19485.0655 | 0 | 0 | 0 | 0 | 0 | 0 | 0 | 11434712.897 | 0 | 0 | 0 | 0 | 711.465 | 0 | 0 | 0 | 0 | 0 | 0 | 0 | 0 | 0 | 0 | 0 | 0 | 0
2016-06-26 08:00 | 0 | 0 | 0 | 0 | 156775.0566 | 0 | 402118 | 0 | 0 | 0 | 955384.5086 | 0 | 19698.3648 | 0 | 0 | 0 | 0 | 0 | 0 | 0 | 11434667.1581 | 0 | 0 | 0 | 0 | -245556.2427 | 0 | 213.2993 | 0 | 0 | 0 | 0 | 0 | 0 | 0 | 0 | 0 | 0 | 0
2016-06-26 09:00 | 0 | 0 | 0 | 0 | 406810.0127 | 0 | 393992 | 0 | 0 | 0 | 967989.222 | 0 | 19911.6641 | 0 | 0 | 0 | 0 | 0 | 0 | 0 | 11434621.4195 | 0 | 0 | 0 | 0 | 12604.7134 | 0 | 213.2993 | 0 | 0 | 0 | 0 | 0 | 0 | 0 | 0 | 0 | 0 | 0
2016-06-26 10:00 | 0 | 0 | 0 | 0 | 143926.0566 | 0 | 389269 | 0 | 0 | 0 | 722432.9793 | 0 | 20124.9634 | 0 | 0 | 0 | 0 | 0 | 0 | 0 | 11434575.681 | 0 | 0 | 0 | 0 | -245556.2427 | 0 | 213.2993 | 0 | 0 | 0 | 0 | 0 | 0 | 0 | 0 | 0 | 0 | 0
2016-06-26 11:00 | 0 | 0 | 0 | 0 | 341131.3905 | 2.6286 | 395323 | 0 | 0 | 0 | 668030.6991 | 0 | 20338.2627 | 0 | 0 | 0 | 0 | 0 | 0 | 0 | 11434529.9427 | 0 | 0 | 0 | 0 | -54402.2802 | 0 | 213.2993 | 0 | 0 | 0 | 0 | 0 | 0 | 0 | 0 | 0 | 0 | 0
2016-06-26 12:00 | 0 | 0 | 0 | 0 | 227624.7135 | 92258.3944 | 417009 | 0 | 0 | 0 | 570691.5077 | 0 | 20551.562 | 0 | 0 | 0 | 0 | 0 | 0 | 0 | 11434484.2046 | 0 | 0 | 0 | 0 | -97339.1914 | 0 | 213.2993 | 0 | 0 | 0 | 0 | 0 | 0 | 0 | 0 | 0 | 0 | 0
2016-06-26 13:00 | 0 | 0 | 0 | 0 | 259387.2336 | 409379.998 | 448690 | 0 | 0 | 0 | 790768.7394 | 0 | 20551.562 | 0 | 0 | 0 | 0 | 0 | 0 | 0 | 11434438.4666 | 0 | 0 | 0 | 0 | 220077.2316 | 0 | 0 | 0 | 0 | 0 | 0 | 0 | 0 | 0 | 0 | 0 | 0 | 0
2016-06-26 14:00 | 0 | 0 | 0 | 0 | 10129.1075 | 570507.0817 | 482510 | 0 | 0 | 0 | 888681.6292 | 0 | 20764.8613 | 0 | 0 | 0 | 0 | 0 | 0 | 0 | 11434392.7289 | 0 | 0 | 0 | 0 | 97912.8899 | 0 | 213.2993 | 0 | 0 | 0 | 0 | 0 | 0 | 0 | 0 | 0 | 0 | 0
2016-06-26 15:00 | 0 | 0 | 0 | 0 | 85576.9726 | 675585.2701 | 515606 | 0 | 0 | 0 | 1134237.8719 | 0 | 20764.8613 | 0 | 0 | 0 | 0 | 0 | 0 | 0 | 11434346.9913 | 0 | 0 | 0 | 0 | 245556.2427 | 0 | 0 | 0 | 0 | 0 | 0 | 0 | 0 | 0 | 0 | 0 | 0 | 0
2016-06-26 16:00 | 0 | 0 | 0 | 0 | 0 | 724092.495 | 545152 | 0 | 0 | 0 | 1313178.3669 | 0 | 20764.8613 | 0 | 0 | 0 | 0 | 0 | 0 | 0 | 11434301.2539 | 0 | 0 | 0 | 0 | 178940.495 | 0 | 0 | 0 | 0 | 0 | 0 | 0 | 0 | 0 | 0 | 0 | 0 | 0
2016-06-26 17:00 | 0 | 0 | 0 | 0 | 0 | 736684.6986 | 569377 | 0 | 0 | 0 | 1480272.7662 | 0 | 20978.1606 | 0 | 0 | 0 | 0 | 0 | 0 | 0 | 11434255.5167 | 0 | 0 | 0 | 0 | 167094.3993 | 0 | 213.2993 | 0 | 0 | 0 | 0 | 0 | 0 | 0 | 0 | 0 | 0 | 0
2016-06-26 18:00 | 0 | 0 | 0 | 0 | 103171.8869 | 730227.655 | 587630 | 0 | 0 | 0 | 1725829.0089 | 0 | 21191.4599 | 0 | 0 | 0 | 0 | 0 | 0 | 0 | 11434209.7797 | 0 | 0 | 0 | 0 | 245556.2427 | 0 | 213.2993 | 0 | 0 | 0 | 0 | 0 | 0 | 0 | 0 | 0 | 0 | 0
2016-06-26 19:00 | 0 | 0 | 0 | 0 | 0 | 715090.5889 | 600551 | 0 | 0 | 0 | 1840368.5978 | 0 | 21191.4599 | 0 | 0 | 0 | 0 | 0 | 0 | 0 | 11434164.0429 | 0 | 0 | 0 | 0 | 114539.5889 | 0 | 0 | 0 | 0 | 0 | 0 | 0 | 0 | 0 | 0 | 0 | 0 | 0
2016-06-26 20:00 | 0 | 0 | 0 | 0 | 156514.4741 | 700052.7686 | 611011 | 0 | 0 | 0 | 2085924.8404 | 0 | 21191.4599 | 0 | 0 | 0 | 0 | 0 | 0 | 0 | 11434118.3062 | 0 | 0 | 0 | 0 | 245556.2427 | 0 | 0 | 0 | 0 | 0 | 0 | 0 | 0 | 0 | 0 | 0 | 0 | 0
2016-06-26 21:00 | 0 | 0 | 0 | 0 | 0 | 676150.2301 | 618377 | 0 | 0 | 0 | 2143484.7712 | 0 | 21404.7592 | 0 | 0 | 0 | 0 | 0 | 0 | 0 | 11434072.5697 | 0 | 0 | 0 | 0 | 57559.9308 | 0 | 213.2993 | 0 | 0 | 0 | 0 | 0 | 0 | 0 | 0 | 0 | 0 | 0
2016-06-26 22:00 | 0 | 0 | 0 | 0 | 224327.7848 | 639106.7572 | 617665 | 0 | 0 | 0 | 2389041.0139 | 0 | 21618.0585 | 0 | 0 | 0 | 0 | 0 | 0 | 0 | 11434026.8334 | 0 | 0 | 0 | 0 | 245556.2427 | 0 | 213.2993 | 0 | 0 | 0 | 0 | 0 | 0 | 0 | 0 | 0 | 0 | 0
2016-06-26 23:00 | 0 | 0 | 0 | 0 | 0 | 572046.7095 | 607496 | 0 | 0 | 0 | 2353378.4241 | 0 | 21831.3578 | 0 | 0 | 0 | 0 | 0 | 0 | 0 | 11433981.0973 | 0 | 0 | 0 | 0 | -35662.5898 | 0 | 213.2993 | 0 | 0 | 0 | 0 | 0 | 0 | 0 | 0 | 0 | 0 | 0
2016-06-27 | 0 | 0 | 0 | 0 | 309609.7733 | 442981.2879 | 592599 | 0 | 0 | 0 | 2513157.186 | 0 | 22044.6571 | 0 | 0 | 0 | 0 | 0 | 0 | 0 | 11433935.3614 | 0 | 0 | 0 | 0 | 159778.7619 | 0 | 213.2993 | 0 | 0 | 0 | 0 | 0 | 0 | 0 | 0 | 0 | 0 | 0
2016-06-27 01:00 | 0 | 0 | 0 | 0 | 361327.8925 | 271658.7805 | 578817 | 0 | 0 | 0 | 2567326.859 | 0 | 22044.6571 | 0 | 0 | 0 | 0 | 0 | 0 | 0 | 11433889.6257 | 0 | 0 | 0 | 0 | 54169.673 | 0 | 0 | 0 | 0 | 0 | 0 | 0 | 0 | 0 | 0 | 0 | 0 | 0
2016-06-27 02:00 | 0 | 0 | 0 | 0 | 258592.475 | 50646.5816 | 554582 | 0 | 0 | 0 | 2321770.6163 | 0 | 22257.9564 | 0 | 0 | 0 | 0 | 0 | 0 | 0 | 11433843.8901 | 0 | 0 | 0 | 0 | -245556.2427 | 0 | 213.2993 | 0 | 0 | 0 | 0 | 0 | 0 | 0 | 0 | 0 | 0 | 0
2016-06-27 03:00 | 0 | 0 | 0 | 0 | 465104.0072 | 2.2827 | 522357 | 0 | 0 | 0 | 2264306.607 | 0 | 22471.2557 | 0 | 0 | 0 | 0 | 0 | 0 | 0 | 11433798.1547 | 0 | 0 | 0 | 0 | -57464.0093 | 0 | 213.2993 | 0 | 0 | 0 | 0 | 0 | 0 | 0 | 0 | 0 | 0 | 0
2016-06-27 04:00 | 0 | 0 | 0 | 0 | 451419.1772 | 0 | 487380 | 0 | 0 | 0 | 2228345.7841 | 0 | 22471.2557 | 0 | 0 | 0 | 0 | 0 | 0 | 0 | 11433752.4195 | 0 | 0 | 0 | 0 | -35960.8228 | 0 | 0 | 0 | 0 | 0 | 0 | 0 | 0 | 0 | 0 | 0 | 0 | 0
2016-06-27 05:00 | 0 | 0 | 0 | 0 | 417047.3035 | 0 | 457889 | 0 | 0 | 0 | 2187290.7883 | 0 | 22684.555 | 0 | 0 | 0 | 0 | 0 | 0 | 0 | 11433706.6845 | 0 | 0 | 0 | 0 | -41054.9958 | 0 | 213.2993 | 0 | 0 | 0 | 0 | 0 | 0 | 0 | 0 | 0 | 0 | 0
2016-06-27 06:00 | 0 | 0 | 0 | 0 | 374372.3189 | 0 | 434252 | 0 | 0 | 0 | 2127411.1072 | 0 | 22684.555 | 0 | 0 | 0 | 0 | 0 | 0 | 0 | 11433660.9497 | 0 | 0 | 0 | 0 | -59879.6811 | 0 | 0 | 0 | 0 | 0 | 0 | 0 | 0 | 0 | 0 | 0 | 0 | 0
2016-06-27 07:00 | 0 | 0 | 0 | 0 | 329615.4675 | 0 | 417528 | 0 | 0 | 0 | 2039285.2755 | 0 | 22897.8542 | 0 | 0 | 0 | 0 | 0 | 0 | 0 | 11433615.2151 | 0 | 0 | 0 | 0 | -88125.8318 | 0 | 213.2993 | 0 | 0 | 0 | 0 | 0 | 0 | 0 | 0 | 0 | 0 | 0
2016-06-27 08:00 | 0 | 0 | 0 | 0 | 292648.9116 | 0 | 409693 | 0 | 0 | 0 | 1922027.8877 | 0 | 23111.1535 | 0 | 0 | 0 | 0 | 0 | 0 | 0 | 11433569.4806 | 0 | 0 | 0 | 0 | -117257.3877 | 0 | 213.2993 | 0 | 0 | 0 | 0 | 0 | 0 | 0 | 0 | 0 | 0 | 0
2016-06-27 09:00 | 0 | 0 | 0 | 0 | 252871.2922 | 0 | 412485 | 0 | 0 | 0 | 1762200.8806 | 0 | 23324.4528 | 0 | 0 | 0 | 0 | 0 | 0 | 0 | 11433523.7463 | 0 | 0 | 0 | 0 | -159827.0071 | 0 | 213.2993 | 0 | 0 | 0 | 0 | 0 | 0 | 0 | 0 | 0 | 0 | 0
2016-06-27 10:00 | 0 | 0 | 0 | 0 | 218878.6915 | 0 | 425260 | 0 | 0 | 0 | 1547984.7151 | 0 | 23537.7521 | 7621.5577 | 0 | 0 | 0 | 0 | 0 | 0 | 11433478.0122 | 0 | 0 | 0 | 0 | -214216.1655 | 0 | 213.2993 | 0 | 7621.5577 | 0 | 0 | 0 | 0 | 0 | 0 | 0 | 0 | 0
2016-06-27 11:00 | 0 | 0 | 0 | 0 | 155538.0007 | 13.4395 | 445867 | 0 | 0 | 0 | 1302428.4724 | 0 | 23537.7521 | 3060.1965 | 0 | 0 | 0 | 0 | 0 | 0 | 11364125.4578 | 0 | 0 | 0 | 0 | -245556.2427 | 0 | 0 | 0 | -4561.3612 | 0 | 0 | 0 | 0 | 0 | 0 | 0 | 69306.8205 | 0
2016-06-27 12:00 | 0 | 0 | 0 | 0 | 91685.3747 | 130698.8938 | 473347 | 0 | 0 | 0 | 1056872.2298 | 0 | 21191.4599 | 0 | 0 | 0 | 0 | 0 | 0 | 0 | 11364080.0013 | 0 | 0 | 0 | 0 | -245556.2427 | 0 | 0 | 2346.2923 | -3060.1965 | 0 | 0 | 0 | 0 | 0 | 0 | 0 | 0 | 0
2016-06-27 13:00 | 0 | 0 | 0 | 0 | 93113.7272 | 429281.8238 | 505702 | 0 | 0 | 0 | 1073352.4814 | 0 | 21404.7592 | 0 | 0 | 0 | 0 | 0 | 0 | 0 | 11364034.5449 | 0 | 0 | 0 | 0 | 16480.2516 | 0 | 213.2993 | 0 | 0 | 0 | 0 | 0 | 0 | 0 | 0 | 0 | 0 | 0
2016-06-27 14:00 | 0 | 0 | 0 | 0 | 107574.8162 | 598242.6295 | 541134 | 0 | 0 | 0 | 1237822.6278 | 0 | 21618.0585 | 0 | 0 | 0 | 0 | 0 | 0 | 0 | 11363989.0888 | 0 | 0 | 0 | 0 | 164470.1464 | 0 | 213.2993 | 0 | 0 | 0 | 0 | 0 | 0 | 0 | 0 | 0 | 0 | 0
2016-06-27 15:00 | 0 | 0 | 0 | 0 | 113198.0527 | 698936.465 | 575398 | 0 | 0 | 0 | 1474345.8462 | 0 | 21831.3578 | 0 | 0 | 0 | 0 | 0 | 0 | 0 | 11363943.6328 | 0 | 0 | 0 | 0 | 236523.2185 | 0 | 213.2993 | 0 | 0 | 0 | 0 | 0 | 0 | 0 | 0 | 0 | 0 | 0
2016-06-27 16:00 | 0 | 0 | 0 | 0 | 0 | 741057.2177 | 605106 | 0 | 0 | 0 | 1610083.7647 | 0 | 22044.6571 | 0 | 0 | 0 | 0 | 0 | 0 | 0 | 11363898.1771 | 0 | 0 | 0 | 0 | 135737.9185 | 0 | 213.2993 | 0 | 0 | 0 | 0 | 0 | 0 | 0 | 0 | 0 | 0 | 0
2016-06-27 17:00 | 0 | 0 | 0 | 0 | 115033.0053 | 758373.1271 | 630216 | 0 | 0 | 0 | 1853060.5978 | 0 | 22257.9564 | 0 | 0 | 0 | 0 | 0 | 0 | 0 | 11363852.7215 | 0 | 0 | 0 | 0 | 242976.8331 | 0 | 213.2993 | 0 | 0 | 0 | 0 | 0 | 0 | 0 | 0 | 0 | 0 | 0
2016-06-27 18:00 | 0 | 0 | 0 | 0 | 113593.1334 | 753739.5926 | 649665 | 0 | 0 | 0 | 2070515.0245 | 0 | 22471.2557 | 0 | 0 | 0 | 0 | 0 | 0 | 0 | 11363807.2661 | 0 | 0 | 0 | 0 | 217454.4267 | 0 | 213.2993 | 0 | 0 | 0 | 0 | 0 | 0 | 0 | 0 | 0 | 0 | 0
2016-06-27 19:00 | 0 | 0 | 0 | 0 | 111266.0982 | 742796.0786 | 662709 | 0 | 0 | 0 | 2261654.902 | 0 | 22684.555 | 0 | 0 | 0 | 0 | 0 | 0 | 0 | 11363761.8108 | 0 | 0 | 0 | 0 | 191139.8774 | 0 | 213.2993 | 0 | 0 | 0 | 0 | 0 | 0 | 0 | 0 | 0 | 0 | 0
2016-06-27 20:00 | 0 | 0 | 0 | 0 | 109784.283 | 733005.1331 | 670215 | 0 | 0 | 0 | 2434016.0188 | 0 | 22897.8542 | 0 | 0 | 0 | 0 | 0 | 0 | 0 | 11363716.3558 | 0 | 0 | 0 | 0 | 172361.1168 | 0 | 213.2993 | 0 | 0 | 0 | 0 | 0 | 0 | 0 | 0 | 0 | 0 | 0
2016-06-27 21:00 | 0 | 0 | 0 | 0 | 108059.7719 | 714102.3906 | 671047 | 0 | 0 | 0 | 2584917.882 | 0 | 23111.1535 | 0 | 0 | 0 | 0 | 0 | 0 | 0 | 11363670.9009 | 0 | 0 | 0 | 0 | 150901.8633 | 0 | 213.2993 | 0 | 0 | 0 | 0 | 0 | 0 | 0 | 0 | 0 | 0 | 0
2016-06-27 22:00 | 0 | 0 | 0 | 0 | 107636.4702 | 677589.8135 | 663408 | 0 | 0 | 0 | 2706522.8664 | 0 | 23324.4528 | 0 | 0 | 0 | 0 | 0 | 0 | 0 | 11363625.4462 | 0 | 0 | 0 | 0 | 121604.9844 | 0 | 213.2993 | 0 | 0 | 0 | 0 | 0 | 0 | 0 | 0 | 0 | 0 | 0
2016-06-27 23:00 | 0 | 0 | 0 | 0 | 113489.0498 | 595785.8965 | 649398 | 0 | 0 | 0 | 2758564.9557 | 0 | 23537.7521 | 7621.5577 | 0 | 0 | 0 | 0 | 0 | 0 | 11363579.9917 | 0 | 0 | 0 | 0 | 52042.0893 | 0 | 213.2993 | 0 | 7621.5577 | 0 | 0 | 0 | 0 | 0 | 0 | 0 | 0 | 0
2016-06-28 | 0 | 0 | 0 | 0 | 138085.1282 | 462074.2559 | 630972 | 0 | 0 | 0 | 2758564.9557 | 0 | 23537.7521 | 7621.5577 | 0 | 0 | 0 | 0 | 0 | 0 | 11310409.3377 | 0 | 0 | 0 | 0 | 0 | 0 | 0 | 0 | 0 | 0 | 0 | 0 | 0 | 0 | 0 | 0 | 53125.1997 | 0
2016-06-28 01:00 | 0 | 0 | 0 | 0 | 235523.7282 | 258904.9706 | 611553 | 0 | 0 | 0 | 2758564.9557 | 0 | 23537.7521 | 7621.5577 | 0 | 0 | 0 | 0 | 0 | 0 | 11108425.6457 | 0 | 0 | 0 | 0 | 0 | 0 | 0 | 0 | 0 | 0 | 0 | 0 | 0 | 0 | 0 | 0 | 201938.4504 | 0
2016-06-28 02:00 | 0 | 0 | 0 | 0 | 375179.2784 | 39366.115 | 582436 | 0 | 0 | 0 | 2717714.2548 | 0 | 23324.4528 | 0 | 0 | 0 | 0 | 0 | 0 | 0 | 10902855.2659 | 0 | 0 | 0 | 0 | -40850.7009 | 0 | 0 | 213.2993 | -7621.5577 | 0 | 0 | 0 | 0 | 0 | 0 | 0 | 205525.9461 | 0
2016-06-28 03:00 | 0 | 0 | 0 | 0 | 430150.0744 | 2.4211 | 542570 | 0 | 0 | 0 | 2716880.2413 | 0 | 23324.4528 | 7621.5577 | 0 | 0 | 0 | 0 | 0 | 0 | 10697285.7083 | 0 | 0 | 0 | 0 | -834.0135 | 0 | 0 | 0 | 7621.5577 | 0 | 0 | 0 | 0 | 0 | 0 | 0 | 205525.9461 | 0
2016-06-28 04:00 | 0 | 0 | 0 | 0 | 415071.4955 | 0 | 505108 | 0 | 0 | 0 | 2746048.7855 | 0 | 23324.4528 | 7621.5577 | 0 | 0 | 0 | 0 | 0 | 0 | 10491716.9731 | 0 | 0 | 0 | 0 | 29168.5442 | 0 | 0 | 0 | 0 | 0 | 0 | 0 | 0 | 0 | 0 | 0 | 205525.9461 | 0
2016-06-28 05:00 | 0 | 0 | 0 | 0 | 379723.1377 | 0 | 472652 | 0 | 0 | 0 | 2758564.9557 | 0 | 23537.7521 | 7621.5577 | 0 | 0 | 0 | 0 | 0 | 0 | 10309505.4687 | 0 | 0 | 0 | 0 | 12516.1702 | 0 | 213.2993 | 0 | 0 | 0 | 0 | 0 | 0 | 0 | 0 | 0 | 182169.5375 | 0
2016-06-28 06:00 | 0 | 0 | 0 | 0 | 338779.7095 | 0 | 447155 | 0 | 0 | 0 | 2751354.2581 | 0 | 23537.7521 | 7621.5577 | 0 | 0 | 0 | 0 | 0 | 0 | 10135042.5189 | 0 | 0 | 0 | 0 | -7210.6977 | 0 | 0 | 0 | 0 | 0 | 0 | 0 | 0 | 0 | 0 | 0 | 174421.7118 | 0
2016-06-28 07:00 | 0 | 0 | 0 | 0 | 295761.1671 | 0 | 428315 | 0 | 0 | 0 | 2618800.4252 | 0 | 23537.7521 | 7621.5577 | 0 | 0 | 0 | 0 | 0 | 0 | 10135001.9787 | 0 | 0 | 0 | 0 | -132553.8329 | 0 | 0 | 0 | 0 | 0 | 0 | 0 | 0 | 0 | 0 | 0 | 0 | 0
2016-06-28 08:00 | 0 | 0 | 0 | 0 | 258082.0601 | 0 | 418966 | 0 | 0 | 0 | 2457916.4853 | 0 | 23537.7521 | 7621.5577 | 0 | 0 | 0 | 0 | 0 | 0 | 10134961.4387 | 0 | 0 | 0 | 0 | -160883.9399 | 0 | 0 | 0 | 0 | 0 | 0 | 0 | 0 | 0 | 0 | 0 | 0 | 0
2016-06-28 09:00 | 0 | 0 | 0 | 0 | 216090.1048 | 0 | 421131 | 0 | 0 | 0 | 2252875.59 | 0 | 23537.7521 | 7621.5577 | 0 | 0 | 0 | 0 | 0 | 0 | 10134920.8988 | 0 | 0 | 0 | 0 | -205040.8952 | 0 | 0 | 0 | 0 | 0 | 0 | 0 | 0 | 0 | 0 | 0 | 0 | 0
2016-06-28 10:00 | 0 | 0 | 0 | 0 | 187365.6142 | 0 | 432714 | 0 | 0 | 0 | 2007527.2042 | 0 | 23537.7521 | 7621.5577 | 0 | 0 | 0 | 0 | 0 | 0 | 10134880.3591 | 0 | 0 | 0 | 0 | -245348.3858 | 0 | 0 | 0 | 0 | 0 | 0 | 0 | 0 | 0 | 0 | 0 | 0 | 0
2016-06-28 11:00 | 0 | 0 | 0 | 0 | 153248.7288 | 4.9706 | 450973 | 0 | 0 | 0 | 1761970.9615 | 0 | 23537.7521 | 7621.5577 | 0 | 0 | 0 | 0 | 0 | 0 | 10044903.513 | 0 | 0 | 0 | 0 | -245556.2427 | 0 | 0 | 0 | 0 | 0 | 0 | 0 | 0 | 0 | 0 | 0 | 89936.3066 | 0
2016-06-28 12:00 | 0 | 0 | 0 | 0 | 68024.033 | 125014.3412 | 473234 | 0 | 0 | 0 | 1516414.7188 | 0 | 21191.4599 | 0 | 0 | 0 | 0 | 0 | 0 | 0 | 10002326.2074 | 0 | 0 | 0 | 0 | -245556.2427 | 0 | 0 | 2346.2923 | -7621.5577 | 0 | 0 | 0 | 0 | 0 | 0 | 0 | 42537.126 | 0
2016-06-28 13:00 | 0 | 0 | 0 | 0 | 46145.7981 | 394345.0228 | 500024 | 0 | 0 | 0 | 1449046.6827 | 0 | 21404.7592 | 7621.5577 | 0 | 0 | 0 | 0 | 0 | 0 | 10002286.1981 | 0 | 0 | 0 | 0 | -67368.0362 | 0 | 213.2993 | 0 | 7621.5577 | 0 | 0 | 0 | 0 | 0 | 0 | 0 | 0 | 0
2016-06-28 14:00 | 0 | 0 | 0 | 0 | 45103.436 | 570491.7508 | 529073 | 0 | 0 | 0 | 1542977.1278 | 0 | 21618.0585 | 0 | 0 | 0 | 0 | 0 | 0 | 0 | 10002246.189 | 0 | 0 | 0 | 0 | 93930.4451 | 0 | 213.2993 | 0 | -7621.5577 | 0 | 0 | 0 | 0 | 0 | 0 | 0 | 0 | 0
2016-06-28 15:00 | 0 | 0 | 0 | 0 | 39357.0087 | 683332.1264 | 556879 | 0 | 0 | 0 | 1708573.9636 | 0 | 21831.3578 | 0 | 0 | 0 | 0 | 0 | 0 | 0 | 10002206.18 | 0 | 0 | 0 | 0 | 165596.8357 | 0 | 213.2993 | 0 | 0 | 0 | 0 | 0 | 0 | 0 | 0 | 0 | 0 | 0
2016-06-28 16:00 | 0 | 0 | 0 | 0 | 36848.5553 | 730023.651 | 580836 | 0 | 0 | 0 | 1894396.8706 | 0 | 22044.6571 | 0 | 0 | 0 | 0 | 0 | 0 | 0 | 10002166.1711 | 0 | 0 | 0 | 0 | 185822.907 | 0 | 213.2993 | 0 | 0 | 0 | 0 | 0 | 0 | 0 | 0 | 0 | 0 | 0
2016-06-28 17:00 | 0 | 0 | 0 | 0 | 37389.7957 | 746134.8494 | 601203 | 0 | 0 | 0 | 2076505.2164 | 0 | 22257.9564 | 0 | 0 | 0 | 0 | 0 | 0 | 0 | 10002126.1625 | 0 | 0 | 0 | 0 | 182108.3458 | 0 | 213.2993 | 0 | 0 | 0 | 0 | 0 | 0 | 0 | 0 | 0 | 0 | 0
2016-06-28 18:00 | 0 | 0 | 0 | 0 | 40082.8978 | 742732.6361 | 616276 | 0 | 0 | 0 | 2242831.4511 | 0 | 22471.2557 | 0 | 0 | 0 | 0 | 0 | 0 | 0 | 10002086.154 | 0 | 0 | 0 | 0 | 166326.2347 | 0 | 213.2993 | 0 | 0 | 0 | 0 | 0 | 0 | 0 | 0 | 0 | 0 | 0
2016-06-28 19:00 | 0 | 0 | 0 | 0 | 44305.1385 | 731124.5387 | 624529 | 0 | 0 | 0 | 2393518.8289 | 0 | 22684.555 | 0 | 0 | 0 | 0 | 0 | 0 | 0 | 10002046.1456 | 0 | 0 | 0 | 0 | 150687.3778 | 0 | 213.2993 | 0 | 0 | 0 | 0 | 0 | 0 | 0 | 0 | 0 | 0 | 0
2016-06-28 20:00 | 0 | 0 | 0 | 0 | 50007.2347 | 716855.5925 | 628520 | 0 | 0 | 0 | 2531648.3568 | 0 | 22897.8542 | 0 | 0 | 0 | 0 | 0 | 0 | 0 | 10002006.1374 | 0 | 0 | 0 | 0 | 138129.528 | 0 | 213.2993 | 0 | 0 | 0 | 0 | 0 | 0 | 0 | 0 | 0 | 0 | 0
2016-06-28 21:00 | 0 | 0 | 0 | 0 | 58803.4848 | 684421.5361 | 628828 | 0 | 0 | 0 | 2645832.0784 | 0 | 23111.1535 | 0 | 0 | 0 | 0 | 0 | 0 | 0 | 10001966.1294 | 0 | 0 | 0 | 0 | 114183.7215 | 0 | 213.2993 | 0 | 0 | 0 | 0 | 0 | 0 | 0 | 0 | 0 | 0 | 0
2016-06-28 22:00 | 0 | 0 | 0 | 0 | 71231.2651 | 635908.1636 | 621537 | 0 | 0 | 0 | 2731221.2078 | 0 | 23324.4528 | 0 | 0 | 0 | 0 | 0 | 0 | 0 | 10001926.1216 | 0 | 0 | 0 | 0 | 85389.1294 | 0 | 213.2993 | 0 | 0 | 0 | 0 | 0 | 0 | 0 | 0 | 0 | 0 | 0
2016-06-28 23:00 | 0 | 0 | 0 | 0 | 89277.0978 | 553896.5072 | 607995 | 0 | 0 | 0 | 2758564.9557 | 0 | 23537.7521 | 7621.5577 | 0 | 0 | 0 | 0 | 0 | 0 | 10001886.1139 | 0 | 0 | 0 | 0 | 27343.748 | 0 | 213.2993 | 0 | 7621.5577 | 0 | 0 | 0 | 0 | 0 | 0 | 0 | 0 | 0
2016-06-29 | 0 | 0 | 0 | 0 | 124347.4519 | 418030.4577 | 591546 | 0 | 0 | 0 | 2758564.9557 | 0 | 23537.7521 | 7621.5577 | 0 | 0 | 0 | 0 | 0 | 0 | 9917073.5367 | 0 | 0 | 0 | 0 | 0 | 0 | 0 | 0 | 0 | 0 | 0 | 0 | 0 | 0 | 0 | 0 | 84772.5697 | 0
2016-06-29 01:00 | 0 | 0 | 0 | 0 | 217729.3893 | 221025.6859 | 574649 | 0 | 0 | 0 | 2749710.9367 | 0 | 23324.4528 | 0 | 0 | 0 | 0 | 0 | 0 | 0 | 9711507.9222 | 0 | 0 | 0 | 0 | -8854.019 | 0 | 0 | 213.2993 | -7621.5577 | 0 | 0 | 0 | 0 | 0 | 0 | 0 | 205525.9461 | 0
2016-06-29 02:00 | 0 | 0 | 0 | 0 | 341825.7482 | 35874.7453 | 547945 | 0 | 0 | 0 | 2698671.4789 | 0 | 23324.4528 | 0 | 0 | 0 | 0 | 0 | 0 | 0 | 9505943.1301 | 0 | 0 | 0 | 0 | -51039.4578 | 0 | 0 | 0 | 0 | 0 | 0 | 0 | 0 | 0 | 0 | 0 | 205525.9461 | 0
2016-06-29 03:00 | 0 | 0 | 0 | 0 | 368482.6337 | 2.174 | 513219 | 0 | 0 | 0 | 2665520.7776 | 0 | 23324.4528 | 7621.5577 | 0 | 0 | 0 | 0 | 0 | 0 | 9300379.1602 | 0 | 0 | 0 | 0 | -33150.7013 | 0 | 0 | 0 | 7621.5577 | 0 | 0 | 0 | 0 | 0 | 0 | 0 | 205525.9461 | 0
2016-06-29 04:00 | 0 | 0 | 0 | 0 | 350785.1205 | 0 | 478698 | 0 | 0 | 0 | 2656812.9469 | 0 | 23324.4528 | 7621.5577 | 0 | 0 | 0 | 0 | 0 | 0 | 9094816.0126 | 0 | 0 | 0 | 0 | -8707.8307 | 0 | 0 | 0 | 0 | 0 | 0 | 0 | 0 | 0 | 0 | 0 | 205525.9461 | 0
2016-06-29 05:00 | 0 | 0 | 0 | 0 | 325901.6725 | 0 | 449349 | 0 | 0 | 0 | 2621197.2899 | 0 | 23324.4528 | 7621.5577 | 0 | 0 | 0 | 0 | 0 | 0 | 8943345.7186 | 0 | 0 | 0 | 0 | -35615.657 | 0 | 0 | 0 | 0 | 0 | 0 | 0 | 0 | 0 | 0 | 0 | 151433.9147 | 0
2016-06-29 06:00 | 0 | 0 | 0 | 0 | 299345.19 | 0 | 424797 | 0 | 0 | 0 | 2495745.4799 | 0 | 23324.4528 | 7621.5577 | 0 | 0 | 0 | 0 | 0 | 0 | 8943309.9453 | 0 | 0 | 0 | 0 | -125451.81 | 0 | 0 | 0 | 0 | 0 | 0 | 0 | 0 | 0 | 0 | 0 | 0 | 0
2016-06-29 07:00 | 0 | 0 | 0 | 0 | 278116.1527 | 0 | 407843 | 0 | 0 | 0 | 2365805.3333 | 0 | 23537.7521 | 7621.5577 | 0 | 0 | 0 | 0 | 0 | 0 | 8943274.172 | 0 | 0 | 0 | 0 | -129940.1466 | 0 | 213.2993 | 0 | 0 | 0 | 0 | 0 | 0 | 0 | 0 | 0 | 0 | 0
2016-06-29 08:00 | 0 | 0 | 0 | 0 | 260509.8084 | 0 | 399379 | 0 | 0 | 0 | 2226936.1417 | 0 | 23537.7521 | 7621.5577 | 0 | 0 | 0 | 0 | 0 | 0 | 8943238.3989 | 0 | 0 | 0 | 0 | -138869.1916 | 0 | 0 | 0 | 0 | 0 | 0 | 0 | 0 | 0 | 0 | 0 | 0 | 0
2016-06-29 09:00 | 0 | 0 | 0 | 0 | 228724.6177 | 0 | 401264 | 0 | 0 | 0 | 2054396.7594 | 0 | 23537.7521 | 7621.5577 | 0 | 0 | 0 | 0 | 0 | 0 | 8943202.626 | 0 | 0 | 0 | 0 | -172539.3823 | 0 | 0 | 0 | 0 | 0 | 0 | 0 | 0 | 0 | 0 | 0 | 0 | 0
2016-06-29 10:00 | 0 | 0 | 0 | 0 | 197953.0471 | 0 | 413223 | 0 | 0 | 0 | 1839126.8064 | 0 | 23537.7521 | 7621.5577 | 0 | 0 | 0 | 0 | 0 | 0 | 8943166.8532 | 0 | 0 | 0 | 0 | -215269.9529 | 0 | 0 | 0 | 0 | 0 | 0 | 0 | 0 | 0 | 0 | 0 | 0 | 0
2016-06-29 11:00 | 0 | 0 | 0 | 0 | 154618.6501 | 3.7947 | 432696 | 0 | 0 | 0 | 1593570.5637 | 0 | 22594.8743 | 7621.5577 | 0 | 0 | 0 | 0 | 0 | 0 | 8888692.4001 | 0 | 0 | 0 | 0 | -245556.2427 | 0 | 0 | 942.8779 | 0 | 0 | 0 | 0 | 0 | 0 | 0 | 0 | 54438.6804 | 0
2016-06-29 12:00 | 0 | 0 | 0 | 0 | 68983.5397 | 106767.5453 | 456995 | 0 | 0 | 0 | 1348014.3211 | 0 | 311.1239 | 0 | 0 | 0 | 0 | 0 | 0 | 0 | 8878687.2518 | 0 | 0 | 0 | 0 | -245556.2427 | 0 | 0 | 22283.7504 | -7621.5577 | 0 | 0 | 0 | 0 | 0 | 0 | 0 | 9969.5935 | 0
2016-06-29 13:00 | 0 | 0 | 0 | 0 | 53919.1437 | 362620.7757 | 482516 | 0 | 0 | 0 | 1274203.3835 | 0 | 524.4232 | 7621.5577 | 0 | 0 | 0 | 0 | 0 | 0 | 8878651.737 | 0 | 0 | 0 | 0 | -73810.9376 | 0 | 213.2993 | 0 | 7621.5577 | 0 | 0 | 0 | 0 | 0 | 0 | 0 | 0 | 0
2016-06-29 14:00 | 0 | 0 | 0 | 0 | 61866.301 | 530257.7568 | 511202 | 0 | 0 | 0 | 1362533.6997 | 0 | 737.7225 | 0 | 0 | 0 | 0 | 0 | 0 | 0 | 8878616.2224 | 0 | 0 | 0 | 0 | 88330.3162 | 0 | 213.2993 | 0 | -7621.5577 | 0 | 0 | 0 | 0 | 0 | 0 | 0 | 0 | 0
2016-06-29 15:00 | 0 | 0 | 0 | 0 | 51119.2029 | 622619.848 | 540055 | 0 | 0 | 0 | 1496004.4513 | 0 | 951.0218 | 0 | 0 | 0 | 0 | 0 | 0 | 0 | 8878580.708 | 0 | 0 | 0 | 0 | 133470.7516 | 0 | 213.2993 | 0 | 0 | 0 | 0 | 0 | 0 | 0 | 0 | 0 | 0 | 0
2016-06-29 16:00 | 0 | 0 | 0 | 0 | 38886.2369 | 673229.4284 | 565473 | 0 | 0 | 0 | 1642433.8173 | 0 | 1164.3211 | 0 | 0 | 0 | 0 | 0 | 0 | 0 | 8878545.1936 | 0 | 0 | 0 | 0 | 146429.366 | 0 | 213.2993 | 0 | 0 | 0 | 0 | 0 | 0 | 0 | 0 | 0 | 0 | 0
2016-06-29 17:00 | 0 | 0 | 0 | 0 | 31822.6853 | 693332.2017 | 588208 | 0 | 0 | 0 | 1779167.405 | 0 | 1377.6204 | 0 | 0 | 0 | 0 | 0 | 0 | 0 | 8878509.6795 | 0 | 0 | 0 | 0 | 136733.5877 | 0 | 213.2993 | 0 | 0 | 0 | 0 | 0 | 0 | 0 | 0 | 0 | 0 | 0
2016-06-29 18:00 | 0 | 0 | 0 | 0 | 28969.5871 | 694047.5015 | 607375 | 0 | 0 | 0 | 1886974.6366 | 0 | 1590.9197 | 7621.5577 | 0 | 0 | 0 | 0 | 0 | 0 | 8878474.1654 | 0 | 0 | 0 | 0 | 107807.2316 | 0 | 213.2993 | 0 | 7621.5577 | 0 | 0 | 0 | 0 | 0 | 0 | 0 | 0 | 0
2016-06-29 19:00 | 0 | 0 | 0 | 0 | 30333.6143 | 685249.1557 | 621004 | 0 | 0 | 0 | 1981340.1074 | 0 | 1804.219 | 7621.5577 | 0 | 0 | 0 | 0 | 0 | 0 | 8878438.6515 | 0 | 0 | 0 | 0 | 94365.4707 | 0 | 213.2993 | 0 | 0 | 0 | 0 | 0 | 0 | 0 | 0 | 0 | 0 | 0
2016-06-29 20:00 | 0 | 0 | 0 | 0 | 33465.1552 | 674254.1891 | 630653 | 0 | 0 | 0 | 2065814.7101 | 0 | 2017.5183 | 0 | 0 | 0 | 0 | 0 | 0 | 0 | 8878403.1378 | 0 | 0 | 0 | 0 | 84474.6027 | 0 | 213.2993 | 0 | -7621.5577 | 0 | 0 | 0 | 0 | 0 | 0 | 0 | 0 | 0
2016-06-29 21:00 | 0 | 0 | 0 | 0 | 37779.9718 | 653736.4092 | 634465 | 0 | 0 | 0 | 2122652.7919 | 0 | 2230.8176 | 0 | 0 | 0 | 0 | 0 | 0 | 0 | 8878367.6241 | 0 | 0 | 0 | 0 | 56838.0818 | 0 | 213.2993 | 0 | 0 | 0 | 0 | 0 | 0 | 0 | 0 | 0 | 0 | 0
2016-06-29 22:00 | 0 | 0 | 0 | 0 | 47489.0964 | 611726.0177 | 629556 | 0 | 0 | 0 | 2152098.6067 | 0 | 2444.1169 | 0 | 0 | 0 | 0 | 0 | 0 | 0 | 8878332.1107 | 0 | 0 | 0 | 0 | 29445.8148 | 0 | 213.2993 | 0 | 0 | 0 | 0 | 0 | 0 | 0 | 0 | 0 | 0 | 0
2016-06-29 23:00 | 0 | 0 | 0 | 0 | 64838.7232 | 530415.8046 | 616067 | 0 | 0 | 0 | 2131072.8352 | 0 | 2657.4162 | 0 | 0 | 0 | 0 | 0 | 0 | 0 | 8878296.5973 | 0 | 0 | 0 | 0 | -21025.7715 | 0 | 213.2993 | 0 | 0 | 0 | 0 | 0 | 0 | 0 | 0 | 0 | 0 | 0
2016-06-30 | 0 | 0 | 0 | 0 | 103244.8892 | 391231.7 | 597182 | 0 | 0 | 0 | 2028154.125 | 0 | 2870.7155 | 0 | 0 | 0 | 0 | 0 | 0 | 0 | 8878261.0842 | 0 | 0 | 0 | 0 | -102918.7102 | 0 | 213.2993 | 0 | 0 | 0 | 0 | 0 | 0 | 0 | 0 | 0 | 0 | 0
2016-06-30 01:00 | 0 | 0 | 0 | 0 | 204833.4967 | 195339.442 | 580014 | 0 | 0 | 0 | 1848099.7644 | 0 | 3084.0148 | 0 | 0 | 0 | 0 | 0 | 0 | 0 | 8878225.5711 | 0 | 0 | 0 | 0 | -180054.3606 | 0 | 213.2993 | 0 | 0 | 0 | 0 | 0 | 0 | 0 | 0 | 0 | 0 | 0
2016-06-30 02:00 | 0 | 0 | 0 | 0 | 327037.3452 | 41127.6896 | 553545 | 0 | 0 | 0 | 1662506.4999 | 0 | 3297.3141 | 0 | 0 | 0 | 0 | 0 | 0 | 0 | 8878190.0582 | 0 | 0 | 0 | 0 | -185593.2646 | 0 | 213.2993 | 0 | 0 | 0 | 0 | 0 | 0 | 0 | 0 | 0 | 0 | 0
2016-06-30 03:00 | 0 | 0 | 0 | 0 | 370790.097 | 2.0456 | 516726 | 0 | 0 | 0 | 1516359.3431 | 0 | 3510.6133 | 0 | 0 | 0 | 0 | 0 | 0 | 0 | 8878154.5455 | 0 | 0 | 0 | 0 | -146147.1568 | 0 | 213.2993 | 0 | 0 | 0 | 0 | 0 | 0 | 0 | 0 | 0 | 0 | 0
2016-06-30 04:00 | 0 | 0 | 0 | 0 | 356657.921 | 0 | 480169 | 0 | 0 | 0 | 1392634.9648 | 0 | 3723.9126 | 0 | 0 | 0 | 0 | 0 | 0 | 0 | 8878119.0328 | 0 | 0 | 0 | 0 | -123724.3783 | 0 | 213.2993 | 0 | 0 | 0 | 0 | 0 | 0 | 0 | 0 | 0 | 0 | 0
2016-06-30 05:00 | 0 | 0 | 0 | 0 | 329393.8943 | 0 | 449511 | 0 | 0 | 0 | 1272304.5598 | 0 | 3937.2119 | 0 | 0 | 0 | 0 | 0 | 0 | 0 | 8878083.5204 | 0 | 0 | 0 | 0 | -120330.405 | 0 | 213.2993 | 0 | 0 | 0 | 0 | 0 | 0 | 0 | 0 | 0 | 0 | 0
2016-06-30 06:00 | 0 | 0 | 0 | 0 | 302793.6549 | 0 | 424274 | 0 | 0 | 0 | 1150610.9154 | 0 | 4150.5112 | 0 | 0 | 0 | 0 | 0 | 0 | 0 | 8878048.008 | 0 | 0 | 0 | 0 | -121693.6444 | 0 | 213.2993 | 0 | 0 | 0 | 0 | 0 | 0 | 0 | 0 | 0 | 0 | 0
2016-06-30 07:00 | 0 | 0 | 0 | 0 | 281646.0492 | 0 | 406855 | 0 | 0 | 0 | 1025188.6653 | 0 | 4363.8105 | 0 | 0 | 0 | 0 | 0 | 0 | 0 | 8878012.4958 | 0 | 0 | 0 | 0 | -125422.2501 | 0 | 213.2993 | 0 | 0 | 0 | 0 | 0 | 0 | 0 | 0 | 0 | 0 | 0
2016-06-30 08:00 | 0 | 0 | 0 | 0 | 268082.1216 | 0 | 398026 | 0 | 0 | 0 | 895031.4876 | 0 | 4577.1098 | 0 | 0 | 0 | 0 | 0 | 0 | 0 | 8877976.9838 | 0 | 0 | 0 | 0 | -130157.1777 | 0 | 213.2993 | 0 | 0 | 0 | 0 | 0 | 0 | 0 | 0 | 0 | 0 | 0
2016-06-30 09:00 | 0 | 0 | 0 | 0 | 246219.3418 | 0 | 399538 | 0 | 0 | 0 | 741499.5301 | 0 | 4790.4091 | 0 | 0 | 0 | 0 | 0 | 0 | 0 | 8877941.4719 | 0 | 0 | 0 | 0 | -153531.9575 | 0 | 213.2993 | 0 | 0 | 0 | 0 | 0 | 0 | 0 | 0 | 0 | 0 | 0
2016-06-30 10:00 | 0 | 0 | 0 | 0 | 225550.4118 | 0 | 410455 | 0 | 0 | 0 | 552904.4055 | 0 | 5003.7084 | 3477.2371 | 0 | 0 | 0 | 0 | 0 | 0 | 8877905.9601 | 0 | 0 | 0 | 0 | -188595.1247 | 0 | 213.2993 | 0 | 3477.2371 | 0 | 0 | 0 | 0 | 0 | 0 | 0 | 0 | 0
2016-06-30 11:00 | 0 | 0 | 0 | 0 | 187402.3909 | 1.9863 | 428603 | 0 | 0 | 0 | 307348.1628 | 0 | 5217.0077 | 7621.5577 | 0 | 0 | 0 | 0 | 0 | 0 | 8877870.4485 | 0 | 0 | 0 | 0 | -245556.2427 | 0 | 213.2993 | 0 | 4144.3206 | 0 | 0 | 0 | 0 | 0 | 0 | 0 | 0 | 0
2016-06-30 12:00 | 0 | 0 | 0 | 0 | 112599.3894 | 81047.8024 | 452042 | 0 | 0 | 0 | 61791.9201 | 0 | 0 | 0 | 0 | 0 | 0 | 0 | 0 | 0 | 8877834.937 | 0 | 0 | 0 | 0 | -245556.2427 | 0 | 0 | 5217.0077 | -7621.5577 | 0 | 0 | 0 | 0 | 0 | 0 | 0 | 0 | 0
2016-06-30 13:00 | 0 | 0 | 0 | 0 | 120659.1712 | 297445.9087 | 479897 | 0 | 0 | 0 | 0 | 0 | 0 | 0 | 0 | 0 | 0 | 0 | 0 | 0 | 8877799.4257 | 0 | 0 | 0 | 0 | -61791.9201 | 0 | 0 | 0 | 0 | 0 | 0 | 0 | 0 | 0 | 0 | 0 | 0 | 0
2016-06-30 14:00 | 0 | 0 | 0 | 0 | 38953.8304 | 470057.1696 | 509011 | 0 | 0 | 0 | 0 | 0 | 0 | 0 | 0 | 0 | 0 | 0 | 0 | 0 | 8877763.9145 | 0 | 0 | 0 | 0 | 0 | 0 | 0 | 0 | 0 | 0 | 0 | 0 | 0 | 0 | 0 | 0 | 0 | 0
2016-06-30 15:00 | 0 | 0 | 0 | 0 | 111005.0788 | 565297.6518 | 536971 | 0 | 0 | 0 | 139331.7306 | 0 | 0 | 0 | 0 | 0 | 0 | 0 | 0 | 0 | 8877728.4034 | 0 | 0 | 0 | 0 | 139331.7306 | 0 | 0 | 0 | 0 | 0 | 0 | 0 | 0 | 0 | 0 | 0 | 0 | 0
2016-06-30 16:00 | 0 | 0 | 0 | 0 | 0 | 618281.3605 | 561106 | 0 | 0 | 0 | 196293.7918 | 0 | 213.2993 | 0 | 0 | 0 | 0 | 0 | 0 | 0 | 8877692.8925 | 0 | 0 | 0 | 0 | 56962.0612 | 0 | 213.2993 | 0 | 0 | 0 | 0 | 0 | 0 | 0 | 0 | 0 | 0 | 0
2016-06-30 17:00 | 0 | 0 | 0 | 0 | 154171.4046 | 636412.0172 | 582107 | 0 | 0 | 0 | 404556.9143 | 0 | 426.5986 | 0 | 0 | 0 | 0 | 0 | 0 | 0 | 8877657.3817 | 0 | 0 | 0 | 0 | 208263.1225 | 0 | 213.2993 | 0 | 0 | 0 | 0 | 0 | 0 | 0 | 0 | 0 | 0 | 0
2016-06-30 18:00 | 0 | 0 | 0 | 0 | 0 | 626119.5384 | 600446 | 0 | 0 | 0 | 430230.4526 | 0 | 426.5986 | 0 | 0 | 0 | 0 | 0 | 0 | 0 | 8877621.8711 | 0 | 0 | 0 | 0 | 25673.5384 | 0 | 0 | 0 | 0 | 0 | 0 | 0 | 0 | 0 | 0 | 0 | 0 | 0
2016-06-30 19:00 | 0 | 0 | 0 | 0 | 163524.0685 | 604825.0727 | 614080 | 0 | 0 | 0 | 584499.5938 | 0 | 426.5986 | 0 | 0 | 0 | 0 | 0 | 0 | 0 | 8877586.3606 | 0 | 0 | 0 | 0 | 154269.1411 | 0 | 0 | 0 | 0 | 0 | 0 | 0 | 0 | 0 | 0 | 0 | 0 | 0
2016-06-30 20:00 | 0 | 0 | 0 | 0 | 175555.2262 | 577379.8818 | 623589 | 0 | 0 | 0 | 713632.4025 | 0 | 639.8979 | 0 | 0 | 0 | 0 | 0 | 0 | 0 | 8877550.8503 | 0 | 0 | 0 | 0 | 129132.8087 | 0 | 213.2993 | 0 | 0 | 0 | 0 | 0 | 0 | 0 | 0 | 0 | 0 | 0
2016-06-30 21:00 | 0 | 0 | 0 | 0 | 190321.8625 | 534432.6933 | 626709 | 0 | 0 | 0 | 811464.659 | 0 | 853.1972 | 0 | 0 | 0 | 0 | 0 | 0 | 0 | 8877515.3401 | 0 | 0 | 0 | 0 | 97832.2565 | 0 | 213.2993 | 0 | 0 | 0 | 0 | 0 | 0 | 0 | 0 | 0 | 0 | 0
2016-06-30 22:00 | 0 | 0 | 0 | 0 | 204612.7427 | 476044.9237 | 620594 | 0 | 0 | 0 | 871528.3254 | 0 | 853.1972 | 0 | 0 | 0 | 0 | 0 | 0 | 0 | 8877479.83 | 0 | 0 | 0 | 0 | 60063.6664 | 0 | 0 | 0 | 0 | 0 | 0 | 0 | 0 | 0 | 0 | 0 | 0 | 0
2016-06-30 23:00 | 0 | 0 | 0 | 0 | 219800.9143 | 398500.0717 | 607167 | 0 | 0 | 0 | 882449.0122 | 0 | 1066.4965 | 0 | 0 | 0 | 0 | 0 | 0 | 0 | 8877444.3201 | 0 | 0 | 0 | 0 | 10920.6867 | 0 | 213.2993 | 0 | 0 | 0 | 0 | 0 | 0 | 0 | 0 | 0 | 0 | 0
2016-07-01 | 0 | 0 | 0 | 0 | 254132.8043 | 288285.8056 | 590202 | 0 | 0 | 0 | 834665.622 | 0 | 1066.4965 | 0 | 0 | 0 | 0 | 0 | 0 | 0 | 8877408.8103 | 0 | 0 | 0 | 0 | -47783.3901 | 0 | 0 | 0 | 0 | 0 | 0 | 0 | 0 | 0 | 0 | 0 | 0 | 0
2016-07-01 01:00 | 0 | 0 | 0 | 0 | 364657.1141 | 157342.2778 | 574790 | 0 | 0 | 0 | 781661.7147 | 0 | 1279.7958 | 0 | 0 | 0 | 0 | 0 | 0 | 0 | 8877373.3007 | 0 | 0 | 0 | 0 | -53003.9073 | 0 | 213.2993 | 0 | 0 | 0 | 0 | 0 | 0 | 0 | 0 | 0 | 0 | 0
2016-07-01 02:00 | 0 | 0 | 0 | 0 | 512933.9082 | 47049.6899 | 549953 | 0 | 0 | 0 | 791479.0135 | 0 | 1493.0951 | 0 | 0 | 0 | 0 | 0 | 0 | 0 | 8877337.7912 | 0 | 0 | 0 | 0 | 9817.2988 | 0 | 213.2993 | 0 | 0 | 0 | 0 | 0 | 0 | 0 | 0 | 0 | 0 | 0
2016-07-01 03:00 | 0 | 0 | 0 | 0 | 535061.9857 | 2.3124 | 515518 | 0 | 0 | 0 | 810812.0124 | 0 | 1706.3944 | 0 | 0 | 0 | 0 | 0 | 0 | 0 | 8877302.2818 | 0 | 0 | 0 | 0 | 19332.9988 | 0 | 213.2993 | 0 | 0 | 0 | 0 | 0 | 0 | 0 | 0 | 0 | 0 | 0
2016-07-01 04:00 | 0 | 0 | 0 | 0 | 499719.5113 | 0 | 480417 | 0 | 0 | 0 | 829901.2244 | 0 | 1919.6937 | 0 | 0 | 0 | 0 | 0 | 0 | 0 | 8877266.7726 | 0 | 0 | 0 | 0 | 19089.212 | 0 | 213.2993 | 0 | 0 | 0 | 0 | 0 | 0 | 0 | 0 | 0 | 0 | 0
2016-07-01 05:00 | 0 | 0 | 0 | 0 | 463300.3882 | 0 | 450190 | 0 | 0 | 0 | 843011.6126 | 0 | 1919.6937 | 0 | 0 | 0 | 0 | 0 | 0 | 0 | 8877231.2635 | 0 | 0 | 0 | 0 | 13110.3882 | 0 | 0 | 0 | 0 | 0 | 0 | 0 | 0 | 0 | 0 | 0 | 0 | 0
2016-07-01 06:00 | 0 | 0 | 0 | 0 | 424653.2573 | 0 | 426366 | 0 | 0 | 0 | 841085.5706 | 0 | 2132.993 | 0 | 0 | 0 | 0 | 0 | 0 | 0 | 8877195.7546 | 0 | 0 | 0 | 0 | -1926.042 | 0 | 213.2993 | 0 | 0 | 0 | 0 | 0 | 0 | 0 | 0 | 0 | 0 | 0
2016-07-01 07:00 | 0 | 0 | 0 | 0 | 390133.8089 | 0 | 409213 | 0 | 0 | 0 | 822006.3795 | 0 | 2132.993 | 0 | 0 | 0 | 0 | 0 | 0 | 0 | 8877160.2458 | 0 | 0 | 0 | 0 | -19079.1911 | 0 | 0 | 0 | 0 | 0 | 0 | 0 | 0 | 0 | 0 | 0 | 0 | 0
2016-07-01 08:00 | 0 | 0 | 0 | 0 | 366895.3101 | 0 | 400250 | 0 | 0 | 0 | 788438.3903 | 0 | 2346.2923 | 0 | 0 | 0 | 0 | 0 | 0 | 0 | 8877124.7372 | 0 | 0 | 0 | 0 | -33567.9892 | 0 | 213.2993 | 0 | 0 | 0 | 0 | 0 | 0 | 0 | 0 | 0 | 0 | 0
2016-07-01 09:00 | 0 | 0 | 0 | 0 | 338153.2613 | 0 | 401487 | 0 | 0 | 0 | 725104.6516 | 0 | 2346.2923 | 0 | 0 | 0 | 0 | 0 | 0 | 0 | 8877089.2287 | 0 | 0 | 0 | 0 | -63333.7387 | 0 | 0 | 0 | 0 | 0 | 0 | 0 | 0 | 0 | 0 | 0 | 0 | 0
2016-07-01 10:00 | 0 | 0 | 0 | 0 | 306145.4841 | 0 | 412287 | 0 | 0 | 0 | 618749.8363 | 0 | 2559.5916 | 0 | 0 | 0 | 0 | 0 | 0 | 0 | 8877053.7203 | 0 | 0 | 0 | 0 | -106354.8152 | 0 | 213.2993 | 0 | 0 | 0 | 0 | 0 | 0 | 0 | 0 | 0 | 0 | 0
2016-07-01 11:00 | 0 | 0 | 0 | 0 | 234719.9875 | 0 | 428746 | 0 | 0 | 0 | 424723.8239 | 0 | 2559.5916 | 0 | 0 | 0 | 0 | 0 | 0 | 0 | 8877018.2121 | 0 | 0 | 0 | 0 | -194026.0125 | 0 | 0 | 0 | 0 | 0 | 0 | 0 | 0 | 0 | 0 | 0 | 0 | 0
2016-07-01 12:00 | 0 | 0 | 0 | 0 | 150785.9229 | 67880.1669 | 450070 | 0 | 0 | 0 | 193106.6144 | 0 | 2772.8909 | 0 | 0 | 0 | 0 | 0 | 0 | 0 | 8876982.7041 | 0 | 0 | 0 | 0 | -231617.2094 | 0 | 213.2993 | 0 | 0 | 0 | 0 | 0 | 0 | 0 | 0 | 0 | 0 | 0
2016-07-01 13:00 | 0 | 0 | 0 | 0 | 0 | 285217.3856 | 478324 | 0 | 0 | 0 | 0 | 0 | 2772.8909 | 0 | 0 | 0 | 0 | 0 | 0 | 0 | 8876947.1961 | 0 | 0 | 0 | 0 | -193106.6144 | 0 | 0 | 0 | 0 | 0 | 0 | 0 | 0 | 0 | 0 | 0 | 0 | 0
2016-07-01 14:00 | 0 | 0 | 0 | 0 | 186915.9316 | 480012.3865 | 508012 | 0 | 0 | 0 | 158703.0189 | 0 | 2986.1902 | 0 | 0 | 0 | 0 | 0 | 0 | 0 | 8876911.6883 | 0 | 0 | 0 | 0 | 158703.0189 | 0 | 213.2993 | 0 | 0 | 0 | 0 | 0 | 0 | 0 | 0 | 0 | 0 | 0
2016-07-01 15:00 | 0 | 0 | 0 | 0 | 166089.5322 | 592030.5875 | 535615 | 0 | 0 | 0 | 381208.1385 | 0 | 2986.1902 | 0 | 0 | 0 | 0 | 0 | 0 | 0 | 8876876.1807 | 0 | 0 | 0 | 0 | 222505.1197 | 0 | 0 | 0 | 0 | 0 | 0 | 0 | 0 | 0 | 0 | 0 | 0 | 0
2016-07-01 16:00 | 0 | 0 | 0 | 0 | 147637.5277 | 639986.2583 | 559186 | 0 | 0 | 0 | 609432.6253 | 0 | 3199.4894 | 0 | 0 | 0 | 0 | 0 | 0 | 0 | 8876840.6732 | 0 | 0 | 0 | 0 | 228224.4868 | 0 | 213.2993 | 0 | 0 | 0 | 0 | 0 | 0 | 0 | 0 | 0 | 0 | 0
2016-07-01 17:00 | 0 | 0 | 0 | 0 | 141344.8048 | 657391.9783 | 579245 | 0 | 0 | 0 | 828711.1091 | 0 | 3412.7887 | 0 | 0 | 0 | 0 | 0 | 0 | 0 | 8876805.1658 | 0 | 0 | 0 | 0 | 219278.4838 | 0 | 213.2993 | 0 | 0 | 0 | 0 | 0 | 0 | 0 | 0 | 0 | 0 | 0
2016-07-01 18:00 | 0 | 0 | 0 | 0 | 143846.7063 | 647617.0683 | 595305 | 0 | 0 | 0 | 1024869.8837 | 0 | 3412.7887 | 0 | 0 | 0 | 0 | 0 | 0 | 0 | 8876769.6586 | 0 | 0 | 0 | 0 | 196158.7746 | 0 | 0 | 0 | 0 | 0 | 0 | 0 | 0 | 0 | 0 | 0 | 0 | 0
2016-07-01 19:00 | 0 | 0 | 0 | 0 | 150725.4988 | 624337.0119 | 605699 | 0 | 0 | 0 | 1194020.0952 | 0 | 3626.088 | 0 | 0 | 0 | 0 | 0 | 0 | 0 | 8876734.1515 | 0 | 0 | 0 | 0 | 169150.2114 | 0 | 213.2993 | 0 | 0 | 0 | 0 | 0 | 0 | 0 | 0 | 0 | 0 | 0
2016-07-01 20:00 | 0 | 0 | 0 | 0 | 157639.9967 | 589707.3564 | 611337 | 0 | 0 | 0 | 1330030.4483 | 0 | 3626.088 | 0 | 0 | 0 | 0 | 0 | 0 | 0 | 8876698.6446 | 0 | 0 | 0 | 0 | 136010.3532 | 0 | 0 | 0 | 0 | 0 | 0 | 0 | 0 | 0 | 0 | 0 | 0 | 0
2016-07-01 21:00 | 0 | 0 | 0 | 0 | 170546.7826 | 533268.5677 | 611951 | 0 | 0 | 0 | 1421681.4993 | 0 | 3839.3873 | 0 | 0 | 0 | 0 | 0 | 0 | 0 | 8876663.1378 | 0 | 0 | 0 | 0 | 91651.051 | 0 | 213.2993 | 0 | 0 | 0 | 0 | 0 | 0 | 0 | 0 | 0 | 0 | 0
2016-07-01 22:00 | 0 | 0 | 0 | 0 | 184598.4627 | 470455.9024 | 605031 | 0 | 0 | 0 | 1471704.8645 | 0 | 3839.3873 | 0 | 0 | 0 | 0 | 0 | 0 | 0 | 8876627.6311 | 0 | 0 | 0 | 0 | 50023.3651 | 0 | 0 | 0 | 0 | 0 | 0 | 0 | 0 | 0 | 0 | 0 | 0 | 0
2016-07-01 23:00 | 0 | 0 | 0 | 0 | 198832.5478 | 388463.6721 | 590638 | 0 | 0 | 0 | 1468363.0844 | 0 | 3839.3873 | 0 | 0 | 0 | 0 | 0 | 0 | 0 | 8876592.1246 | 0 | 0 | 0 | 0 | -3341.7801 | 0 | 0 | 0 | 0 | 0 | 0 | 0 | 0 | 0 | 0 | 0 | 0 | 0
2016-07-02 | 0 | 0 | 0 | 0 | 222227.7854 | 288376.8376 | 571712 | 0 | 0 | 0 | 1407451.7666 | 0 | 3643.328 | 0 | 0 | 0 | 0 | 0 | 0 | 0 | 8876556.6183 | 0 | 0 | 0 | 0 | -60911.3177 | 0 | 0 | 196.0593 | 0 | 0 | 0 | 0 | 0 | 0 | 0 | 0 | 0 | 0
2016-07-02 01:00 | 0 | 0 | 0 | 0 | 286751.9527 | 166452.9314 | 554807 | 0 | 0 | 0 | 1305849.6508 | 0 | 3643.328 | 0 | 0 | 0 | 0 | 0 | 0 | 0 | 8876521.112 | 0 | 0 | 0 | 0 | -101602.1158 | 0 | 0 | 0 | 0 | 0 | 0 | 0 | 0 | 0 | 0 | 0 | 0 | 0
2016-07-02 02:00 | 0 | 0 | 0 | 0 | 363328.1229 | 36530.847 | 531328 | 0 | 0 | 0 | 1174167.3213 | 0 | 3856.6273 | 0 | 0 | 0 | 0 | 0 | 0 | 0 | 8876485.6059 | 0 | 0 | 0 | 0 | -131682.3295 | 0 | 213.2993 | 0 | 0 | 0 | 0 | 0 | 0 | 0 | 0 | 0 | 0 | 0
2016-07-02 03:00 | 0 | 0 | 0 | 0 | 253817.8204 | 1.9369 | 499376 | 0 | 0 | 0 | 928611.0786 | 0 | 3856.6273 | 0 | 0 | 0 | 0 | 0 | 0 | 0 | 8876450.1 | 0 | 0 | 0 | 0 | -245556.2427 | 0 | 0 | 0 | 0 | 0 | 0 | 0 | 0 | 0 | 0 | 0 | 0 | 0
2016-07-02 04:00 | 0 | 0 | 0 | 0 | 386739.7332 | 0 | 466635 | 0 | 0 | 0 | 848715.8118 | 0 | 3856.6273 | 0 | 0 | 0 | 0 | 0 | 0 | 0 | 8876414.5942 | 0 | 0 | 0 | 0 | -79895.2668 | 0 | 0 | 0 | 0 | 0 | 0 | 0 | 0 | 0 | 0 | 0 | 0 | 0
2016-07-02 05:00 | 0 | 0 | 0 | 0 | 364989.7068 | 0 | 439718 | 0 | 0 | 0 | 773774.2194 | 0 | 4069.9266 | 0 | 0 | 0 | 0 | 0 | 0 | 0 | 8876379.0885 | 0 | 0 | 0 | 0 | -74941.5925 | 0 | 213.2993 | 0 | 0 | 0 | 0 | 0 | 0 | 0 | 0 | 0 | 0 | 0
2016-07-02 06:00 | 0 | 0 | 0 | 0 | 345305.1429 | 0 | 416966 | 0 | 0 | 0 | 701900.063 | 0 | 4283.2259 | 0 | 0 | 0 | 0 | 0 | 0 | 0 | 8876343.583 | 0 | 0 | 0 | 0 | -71874.1563 | 0 | 213.2993 | 0 | 0 | 0 | 0 | 0 | 0 | 0 | 0 | 0 | 0 | 0
2016-07-02 07:00 | 0 | 0 | 0 | 0 | 320472.6999 | 0 | 399240 | 0 | 0 | 0 | 622919.4636 | 0 | 4496.5252 | 0 | 0 | 0 | 0 | 0 | 0 | 0 | 8876308.0777 | 0 | 0 | 0 | 0 | -78980.5994 | 0 | 213.2993 | 0 | 0 | 0 | 0 | 0 | 0 | 0 | 0 | 0 | 0 | 0
2016-07-02 08:00 | 0 | 0 | 0 | 0 | 301081.6331 | 0 | 387170 | 0 | 0 | 0 | 536831.0967 | 0 | 4496.5252 | 0 | 0 | 0 | 0 | 0 | 0 | 0 | 8876272.5724 | 0 | 0 | 0 | 0 | -86088.3669 | 0 | 0 | 0 | 0 | 0 | 0 | 0 | 0 | 0 | 0 | 0 | 0 | 0
2016-07-02 09:00 | 0 | 0 | 0 | 0 | 279312.3627 | 0 | 380581 | 0 | 0 | 0 | 435562.4594 | 0 | 4496.5252 | 0 | 0 | 0 | 0 | 0 | 0 | 0 | 8876237.0673 | 0 | 0 | 0 | 0 | -101268.6373 | 0 | 0 | 0 | 0 | 0 | 0 | 0 | 0 | 0 | 0 | 0 | 0 | 0
2016-07-02 10:00 | 0 | 0 | 0 | 0 | 260826.4842 | 0 | 378094 | 0 | 0 | 0 | 318081.6443 | 0 | 4709.8245 | 0 | 0 | 0 | 0 | 0 | 0 | 0 | 8876201.5624 | 0 | 0 | 0 | 0 | -117480.8151 | 0 | 213.2993 | 0 | 0 | 0 | 0 | 0 | 0 | 0 | 0 | 0 | 0 | 0
2016-07-02 11:00 | 0 | 0 | 0 | 0 | 227072.8172 | 5.5734 | 383661 | 0 | 0 | 0 | 161499.035 | 0 | 4709.8245 | 0 | 0 | 0 | 0 | 0 | 0 | 0 | 8876166.0576 | 0 | 0 | 0 | 0 | -156582.6094 | 0 | 0 | 0 | 0 | 0 | 0 | 0 | 0 | 0 | 0 | 0 | 0 | 0
2016-07-02 12:00 | 0 | 0 | 0 | 0 | 142374.1459 | 96956.1184 | 400616 | 0 | 0 | 0 | 0 | 0 | 4923.1238 | 0 | 0 | 0 | 0 | 0 | 0 | 0 | 8876130.5529 | 0 | 0 | 0 | 0 | -161499.035 | 0 | 213.2993 | 0 | 0 | 0 | 0 | 0 | 0 | 0 | 0 | 0 | 0 | 0
2016-07-02 13:00 | 0 | 0 | 0 | 0 | 51636.7536 | 375046.5457 | 426470 | 0 | 0 | 0 | 0 | 0 | 5136.4231 | 0 | 0 | 0 | 0 | 0 | 0 | 0 | 8876095.0484 | 0 | 0 | 0 | 0 | 0 | 0 | 213.2993 | 0 | 0 | 0 | 0 | 0 | 0 | 0 | 0 | 0 | 0 | 0
2016-07-02 14:00 | 0 | 0 | 0 | 0 | 15020.4687 | 580399.0341 | 455527 | 0 | 0 | 0 | 139679.2035 | 0 | 5349.7224 | 0 | 0 | 0 | 0 | 0 | 0 | 0 | 8876059.544 | 0 | 0 | 0 | 0 | 139679.2035 | 0 | 213.2993 | 0 | 0 | 0 | 0 | 0 | 0 | 0 | 0 | 0 | 0 | 0
2016-07-02 15:00 | 0 | 0 | 0 | 0 | 40605.4942 | 688045.7485 | 483095 | 0 | 0 | 0 | 385235.4462 | 0 | 5349.7224 | 0 | 0 | 0 | 0 | 0 | 0 | 0 | 8876024.0398 | 0 | 0 | 0 | 0 | 245556.2427 | 0 | 0 | 0 | 0 | 0 | 0 | 0 | 0 | 0 | 0 | 0 | 0 | 0
2016-07-02 16:00 | 0 | 0 | 0 | 0 | 0 | 726948.6723 | 505288 | 0 | 0 | 0 | 606896.1185 | 0 | 5349.7224 | 0 | 0 | 0 | 0 | 0 | 0 | 0 | 8875988.5357 | 0 | 0 | 0 | 0 | 221660.6723 | 0 | 0 | 0 | 0 | 0 | 0 | 0 | 0 | 0 | 0 | 0 | 0 | 0
2016-07-02 17:00 | 0 | 0 | 0 | 0 | 0 | 732375.029 | 521550 | 0 | 0 | 0 | 817721.1475 | 0 | 5349.7224 | 0 | 0 | 0 | 0 | 0 | 0 | 0 | 8875953.0317 | 0 | 0 | 0 | 0 | 210825.029 | 0 | 0 | 0 | 0 | 0 | 0 | 0 | 0 | 0 | 0 | 0 | 0 | 0
2016-07-02 18:00 | 0 | 0 | 0 | 0 | 58921.3647 | 720781.878 | 534147 | 0 | 0 | 0 | 1063277.3901 | 0 | 5349.7224 | 0 | 0 | 0 | 0 | 0 | 0 | 0 | 8875917.5279 | 0 | 0 | 0 | 0 | 245556.2427 | 0 | 0 | 0 | 0 | 0 | 0 | 0 | 0 | 0 | 0 | 0 | 0 | 0
2016-07-02 19:00 | 0 | 0 | 0 | 0 | 0 | 704414.6537 | 543318 | 0 | 0 | 0 | 1224374.0439 | 0 | 5349.7224 | 0 | 0 | 0 | 0 | 0 | 0 | 0 | 8875882.0242 | 0 | 0 | 0 | 0 | 161096.6537 | 0 | 0 | 0 | 0 | 0 | 0 | 0 | 0 | 0 | 0 | 0 | 0 | 0
2016-07-02 20:00 | 0 | 0 | 0 | 0 | 0 | 683893.5377 | 550529 | 0 | 0 | 0 | 1357738.5816 | 0 | 5349.7224 | 0 | 0 | 0 | 0 | 0 | 0 | 0 | 8875846.5207 | 0 | 0 | 0 | 0 | 133364.5377 | 0 | 0 | 0 | 0 | 0 | 0 | 0 | 0 | 0 | 0 | 0 | 0 | 0
2016-07-02 21:00 | 0 | 0 | 0 | 0 | 0 | 649731.4759 | 553668 | 0 | 0 | 0 | 1453802.0575 | 0 | 5349.7224 | 0 | 0 | 0 | 0 | 0 | 0 | 0 | 8875811.0173 | 0 | 0 | 0 | 0 | 96063.4759 | 0 | 0 | 0 | 0 | 0 | 0 | 0 | 0 | 0 | 0 | 0 | 0 | 0
2016-07-02 22:00 | 0 | 0 | 0 | 0 | 0 | 606615.0373 | 551163 | 0 | 0 | 0 | 1509254.0948 | 0 | 5349.7224 | 0 | 0 | 0 | 0 | 0 | 0 | 0 | 8875775.5141 | 0 | 0 | 0 | 0 | 55452.0373 | 0 | 0 | 0 | 0 | 0 | 0 | 0 | 0 | 0 | 0 | 0 | 0 | 0
2016-07-02 23:00 | 0 | 0 | 0 | 0 | 0 | 533974.3739 | 541555 | 0 | 0 | 0 | 1501460.1694 | 0 | 5563.0217 | 0 | 0 | 0 | 0 | 0 | 0 | 0 | 8875740.011 | 0 | 0 | 0 | 0 | -7793.9254 | 0 | 213.2993 | 0 | 0 | 0 | 0 | 0 | 0 | 0 | 0 | 0 | 0 | 0
2016-07-03 | 0 | 0 | 0 | 0 | 263756.8283 | 425321.8841 | 529567 | 0 | 0 | 0 | 1660971.8818 | 0 | 5563.0217 | 0 | 0 | 0 | 0 | 0 | 0 | 0 | 8875704.508 | 0 | 0 | 0 | 0 | 159511.7125 | 0 | 0 | 0 | 0 | 0 | 0 | 0 | 0 | 0 | 0 | 0 | 0 | 0
2016-07-03 01:00 | 0 | 0 | 0 | 0 | 17948.9712 | 255976.7861 | 519482 | 0 | 0 | 0 | 1415415.6392 | 0 | 5563.0217 | 0 | 0 | 0 | 0 | 0 | 0 | 0 | 8875669.0052 | 0 | 0 | 0 | 0 | -245556.2427 | 0 | 0 | 0 | 0 | 0 | 0 | 0 | 0 | 0 | 0 | 0 | 0 | 0
2016-07-03 02:00 | 0 | 0 | 0 | 0 | 441431.4208 | 38871.337 | 501337 | 0 | 0 | 0 | 1394168.0976 | 0 | 5776.321 | 0 | 0 | 0 | 0 | 0 | 0 | 0 | 8875633.5025 | 0 | 0 | 0 | 0 | -21247.5415 | 0 | 213.2993 | 0 | 0 | 0 | 0 | 0 | 0 | 0 | 0 | 0 | 0 | 0
2016-07-03 03:00 | 0 | 0 | 0 | 0 | 229484.1663 | 1.591 | 475042 | 0 | 0 | 0 | 1148611.855 | 0 | 5776.321 | 0 | 0 | 0 | 0 | 0 | 0 | 0 | 8875598 | 0 | 0 | 0 | 0 | -245556.2427 | 0 | 0 | 0 | 0 | 0 | 0 | 0 | 0 | 0 | 0 | 0 | 0 | 0
2016-07-03 04:00 | 0 | 0 | 0 | 0 | 459776.7688 | 0 | 447642 | 0 | 0 | 0 | 1160746.6238 | 0 | 5776.321 | 0 | 0 | 0 | 0 | 0 | 0 | 0 | 8875562.4976 | 0 | 0 | 0 | 0 | 12134.7688 | 0 | 0 | 0 | 0 | 0 | 0 | 0 | 0 | 0 | 0 | 0 | 0 | 0
2016-07-03 05:00 | 0 | 0 | 0 | 0 | 178095.7573 | 0 | 423652 | 0 | 0 | 0 | 915190.3811 | 0 | 5776.321 | 0 | 0 | 0 | 0 | 0 | 0 | 0 | 8875526.9954 | 0 | 0 | 0 | 0 | -245556.2427 | 0 | 0 | 0 | 0 | 0 | 0 | 0 | 0 | 0 | 0 | 0 | 0 | 0
2016-07-03 06:00 | 0 | 0 | 0 | 0 | 159490.0566 | 0 | 404833 | 0 | 0 | 0 | 669634.1384 | 0 | 5989.6203 | 0 | 0 | 0 | 0 | 0 | 0 | 0 | 8875491.4932 | 0 | 0 | 0 | 0 | -245556.2427 | 0 | 213.2993 | 0 | 0 | 0 | 0 | 0 | 0 | 0 | 0 | 0 | 0 | 0
2016-07-03 07:00 | 0 | 0 | 0 | 0 | 143658.7573 | 0 | 389215 | 0 | 0 | 0 | 424077.8957 | 0 | 5989.6203 | 0 | 0 | 0 | 0 | 0 | 0 | 0 | 8875455.9913 | 0 | 0 | 0 | 0 | -245556.2427 | 0 | 0 | 0 | 0 | 0 | 0 | 0 | 0 | 0 | 0 | 0 | 0 | 0
2016-07-03 08:00 | 0 | 0 | 0 | 0 | 446389.4631 | 0 | 378146 | 0 | 0 | 0 | 492321.3588 | 0 | 5989.6203 | 0 | 0 | 0 | 0 | 0 | 0 | 0 | 8875420.4895 | 0 | 0 | 0 | 0 | 68243.4631 | 0 | 0 | 0 | 0 | 0 | 0 | 0 | 0 | 0 | 0 | 0 | 0 | 0
2016-07-03 09:00 | 0 | 0 | 0 | 0 | 126784.7573 | 0 | 372341 | 0 | 0 | 0 | 246765.1161 | 0 | 5989.6203 | 0 | 0 | 0 | 0 | 0 | 0 | 0 | 8875384.9878 | 0 | 0 | 0 | 0 | -245556.2427 | 0 | 0 | 0 | 0 | 0 | 0 | 0 | 0 | 0 | 0 | 0 | 0 | 0
2016-07-03 10:00 | 0 | 0 | 0 | 0 | 374683.1134 | 0 | 368890 | 0 | 0 | 0 | 252344.9302 | 0 | 6202.9196 | 0 | 0 | 0 | 0 | 0 | 0 | 0 | 8875349.4862 | 0 | 0 | 0 | 0 | 5579.8141 | 0 | 213.2993 | 0 | 0 | 0 | 0 | 0 | 0 | 0 | 0 | 0 | 0 | 0
2016-07-03 11:00 | 0 | 0 | 0 | 0 | 126145.9429 | 3.8145 | 371706 | 0 | 0 | 0 | 6788.6875 | 0 | 6202.9196 | 0 | 0 | 0 | 0 | 0 | 0 | 0 | 8875313.9848 | 0 | 0 | 0 | 0 | -245556.2427 | 0 | 0 | 0 | 0 | 0 | 0 | 0 | 0 | 0 | 0 | 0 | 0 | 0
2016-07-03 12:00 | 0 | 0 | 0 | 0 | 248540.093 | 131282.2195 | 386611 | 0 | 0 | 0 | 0 | 0 | 6202.9196 | 0 | 0 | 0 | 0 | 0 | 0 | 0 | 8875278.4836 | 0 | 0 | 0 | 0 | -6788.6875 | 0 | 0 | 0 | 0 | 0 | 0 | 0 | 0 | 0 | 0 | 0 | 0 | 0
2016-07-03 13:00 | 0 | 0 | 0 | 0 | 27914.4761 | 479674.3351 | 411545 | 0 | 0 | 0 | 95830.5119 | 0 | 6416.2189 | 0 | 0 | 0 | 0 | 0 | 0 | 0 | 8875242.9825 | 0 | 0 | 0 | 0 | 95830.5119 | 0 | 213.2993 | 0 | 0 | 0 | 0 | 0 | 0 | 0 | 0 | 0 | 0 | 0
2016-07-03 14:00 | 0 | 0 | 0 | 0 | 21147.3857 | 663717.857 | 439309 | 0 | 0 | 0 | 341386.7546 | 0 | 6416.2189 | 0 | 0 | 0 | 0 | 0 | 0 | 0 | 8875207.4815 | 0 | 0 | 0 | 0 | 245556.2427 | 0 | 0 | 0 | 0 | 0 | 0 | 0 | 0 | 0 | 0 | 0 | 0 | 0
2016-07-03 15:00 | 0 | 0 | 0 | 0 | 0 | 732709.559 | 464843 | 0 | 0 | 0 | 586942.9973 | 0 | 6629.5182 | 0 | 0 | 0 | 0 | 0 | 0 | 0 | 8892849.5943 | 0 | 0 | 0 | 0 | 245556.2427 | 0 | 213.2993 | 0 | 0 | 0 | 0 | 0 | 0 | 0 | 0 | 22097.017 | 0 | 0
2016-07-03 16:00 | 0 | 0 | 0 | 0 | 0 | 756331.559 | 488465 | 0 | 0 | 0 | 832499.24 | 0 | 6842.8175 | 0 | 0 | 0 | 0 | 0 | 0 | 0 | 8910491.6365 | 0 | 0 | 0 | 0 | 245556.2427 | 0 | 213.2993 | 0 | 0 | 0 | 0 | 0 | 0 | 0 | 0 | 22097.017 | 0 | 0
2016-07-03 17:00 | 0 | 0 | 0 | 0 | 0 | 774409.559 | 506543 | 0 | 0 | 0 | 1078055.4827 | 0 | 7056.1168 | 0 | 0 | 0 | 0 | 0 | 0 | 0 | 8928133.6082 | 0 | 0 | 0 | 0 | 245556.2427 | 0 | 213.2993 | 0 | 0 | 0 | 0 | 0 | 0 | 0 | 0 | 22097.017 | 0 | 0
2016-07-03 18:00 | 0 | 0 | 0 | 0 | 0 | 796322.1168 | 520834 | 0 | 0 | 0 | 1323611.7254 | 0 | 7269.4161 | 7621.5577 | 0 | 0 | 0 | 0 | 0 | 0 | 8945775.5093 | 0 | 0 | 0 | 0 | 245556.2427 | 0 | 213.2993 | 0 | 7621.5577 | 0 | 0 | 0 | 0 | 0 | 0 | 22097.017 | 0 | 0
2016-07-03 19:00 | 0 | 0 | 0 | 0 | 0 | 788378.4562 | 531090 | 0 | 0 | 0 | 1569167.968 | 0 | 7482.7154 | 7621.5577 | 0 | 0 | 0 | 0 | 0 | 0 | 8954954.8576 | 0 | 0 | 0 | 0 | 245556.2427 | 0 | 213.2993 | 0 | 0 | 0 | 0 | 0 | 0 | 0 | 0 | 11518.9142 | 0 | 0
2016-07-03 20:00 | 0 | 0 | 0 | 0 | 0 | 783569.9846 | 538146 | 0 | 0 | 0 | 1814724.2107 | 0 | 7482.7154 | 7489.2996 | 0 | 0 | 0 | 0 | 0 | 0 | 8954919.0377 | 0 | 0 | 0 | 0 | 245556.2427 | 0 | 0 | 0 | -132.2581 | 0 | 0 | 0 | 0 | 0 | 0 | 0 | 0 | 0
2016-07-03 21:00 | 0 | 0 | 0 | 0 | 0 | 773569.3657 | 542328 | 0 | 0 | 0 | 2053454.8761 | 0 | 7482.7154 | 0 | 0 | 0 | 0 | 0 | 0 | 0 | 8954883.2181 | 0 | 0 | 0 | 0 | 238730.6653 | 0 | 0 | 0 | -7489.2996 | 0 | 0 | 0 | 0 | 0 | 0 | 0 | 0 | 0
2016-07-03 22:00 | 0 | 0 | 0 | 0 | 0 | 747607.1906 | 540729 | 0 | 0 | 0 | 2260119.7674 | 0 | 7696.0147 | 0 | 0 | 0 | 0 | 0 | 0 | 0 | 8954847.3985 | 0 | 0 | 0 | 0 | 206664.8913 | 0 | 213.2993 | 0 | 0 | 0 | 0 | 0 | 0 | 0 | 0 | 0 | 0 | 0
2016-07-03 23:00 | 0 | 0 | 0 | 0 | 0 | 682222.6345 | 532210 | 0 | 0 | 0 | 2410132.4019 | 0 | 7696.0147 | 0 | 0 | 0 | 0 | 0 | 0 | 0 | 8954811.5791 | 0 | 0 | 0 | 0 | 150012.6345 | 0 | 0 | 0 | 0 | 0 | 0 | 0 | 0 | 0 | 0 | 0 | 0 | 0
2016-07-04 | 0 | 0 | 0 | 0 | 0 | 551759.0667 | 521496 | 0 | 0 | 0 | 2440395.4685 | 0 | 7696.0147 | 0 | 0 | 0 | 0 | 0 | 0 | 0 | 8954775.7599 | 0 | 0 | 0 | 0 | 30263.0667 | 0 | 0 | 0 | 0 | 0 | 0 | 0 | 0 | 0 | 0 | 0 | 0 | 0
2016-07-04 01:00 | 0 | 0 | 0 | 0 | 0 | 321417.7853 | 511466 | 0 | 0 | 0 | 2250347.2538 | 0 | 7696.0147 | 0 | 0 | 0 | 0 | 0 | 0 | 0 | 8954739.9408 | 0 | 0 | 0 | 0 | -190048.2147 | 0 | 0 | 0 | 0 | 0 | 0 | 0 | 0 | 0 | 0 | 0 | 0 | 0
2016-07-04 02:00 | 0 | 0 | 0 | 0 | 205908.2979 | 43961.4594 | 495426 | 0 | 0 | 0 | 2004791.0111 | 0 | 7696.0147 | 0 | 0 | 0 | 0 | 0 | 0 | 0 | 8954704.1218 | 0 | 0 | 0 | 0 | -245556.2427 | 0 | 0 | 0 | 0 | 0 | 0 | 0 | 0 | 0 | 0 | 0 | 0 | 0
2016-07-04 03:00 | 0 | 0 | 0 | 0 | 226393.3461 | 2.4112 | 471952 | 0 | 0 | 0 | 1759234.7685 | 0 | 7696.0147 | 0 | 0 | 0 | 0 | 0 | 0 | 0 | 8954668.303 | 0 | 0 | 0 | 0 | -245556.2427 | 0 | 0 | 0 | 0 | 0 | 0 | 0 | 0 | 0 | 0 | 0 | 0 | 0
2016-07-04 04:00 | 0 | 0 | 0 | 0 | 199343.0566 | 0 | 444686 | 0 | 0 | 0 | 1513678.5258 | 0 | 7909.314 | 0 | 0 | 0 | 0 | 0 | 0 | 0 | 8954632.4843 | 0 | 0 | 0 | 0 | -245556.2427 | 0 | 213.2993 | 0 | 0 | 0 | 0 | 0 | 0 | 0 | 0 | 0 | 0 | 0
2016-07-04 05:00 | 0 | 0 | 0 | 0 | 175393.7573 | 0 | 420950 | 0 | 0 | 0 | 1268122.2831 | 0 | 7909.314 | 0 | 0 | 0 | 0 | 0 | 0 | 0 | 8954596.6658 | 0 | 0 | 0 | 0 | -245556.2427 | 0 | 0 | 0 | 0 | 0 | 0 | 0 | 0 | 0 | 0 | 0 | 0 | 0
2016-07-04 06:00 | 0 | 0 | 0 | 0 | 155202.7573 | 0 | 400759 | 0 | 0 | 0 | 1022566.0404 | 0 | 7909.314 | 0 | 0 | 0 | 0 | 0 | 0 | 0 | 8954560.8474 | 0 | 0 | 0 | 0 | -245556.2427 | 0 | 0 | 0 | 0 | 0 | 0 | 0 | 0 | 0 | 0 | 0 | 0 | 0
2016-07-04 07:00 | 0 | 0 | 0 | 0 | 140266.7573 | 0 | 385823 | 0 | 0 | 0 | 777009.7977 | 0 | 7909.314 | 0 | 0 | 0 | 0 | 0 | 0 | 0 | 8954525.0292 | 0 | 0 | 0 | 0 | -245556.2427 | 0 | 0 | 0 | 0 | 0 | 0 | 0 | 0 | 0 | 0 | 0 | 0 | 0
2016-07-04 08:00 | 0 | 0 | 0 | 0 | 364119.5721 | 0 | 377948 | 0 | 0 | 0 | 763181.3698 | 0 | 7909.314 | 0 | 0 | 0 | 0 | 0 | 0 | 0 | 8954489.2111 | 0 | 0 | 0 | 0 | -13828.4279 | 0 | 0 | 0 | 0 | 0 | 0 | 0 | 0 | 0 | 0 | 0 | 0 | 0
2016-07-04 09:00 | 0 | 0 | 0 | 0 | 129680.0566 | 0 | 375023 | 0 | 0 | 0 | 517625.1271 | 0 | 8122.6132 | 0 | 0 | 0 | 0 | 0 | 0 | 0 | 8954453.3931 | 0 | 0 | 0 | 0 | -245556.2427 | 0 | 213.2993 | 0 | 0 | 0 | 0 | 0 | 0 | 0 | 0 | 0 | 0 | 0
2016-07-04 10:00 | 0 | 0 | 0 | 0 | 128069.7573 | 0 | 373626 | 0 | 0 | 0 | 272068.8845 | 0 | 8122.6132 | 0 | 0 | 0 | 0 | 0 | 0 | 0 | 8954417.5753 | 0 | 0 | 0 | 0 | -245556.2427 | 0 | 0 | 0 | 0 | 0 | 0 | 0 | 0 | 0 | 0 | 0 | 0 | 0
2016-07-04 11:00 | 0 | 0 | 0 | 0 | 131098.0966 | 11.6608 | 376666 | 0 | 0 | 0 | 26512.6418 | 0 | 8122.6132 | 0 | 0 | 0 | 0 | 0 | 0 | 0 | 8954381.7576 | 0 | 0 | 0 | 0 | -245556.2427 | 0 | 0 | 0 | 0 | 0 | 0 | 0 | 0 | 0 | 0 | 0 | 0 | 0
2016-07-04 12:00 | 0 | 0 | 0 | 0 | 195917.4353 | 169881.923 | 392312 | 0 | 0 | 0 | 0 | 0 | 8122.6132 | 0 | 0 | 0 | 0 | 0 | 0 | 0 | 8954345.9401 | 0 | 0 | 0 | 0 | -26512.6418 | 0 | 0 | 0 | 0 | 0 | 0 | 0 | 0 | 0 | 0 | 0 | 0 | 0
2016-07-04 13:00 | 0 | 0 | 0 | 0 | 138744.8516 | 525703.3911 | 418892 | 0 | 0 | 0 | 245556.2427 | 0 | 8122.6132 | 0 | 0 | 0 | 0 | 0 | 0 | 0 | 8954310.1227 | 0 | 0 | 0 | 0 | 245556.2427 | 0 | 0 | 0 | 0 | 0 | 0 | 0 | 0 | 0 | 0 | 0 | 0 | 0
2016-07-04 14:00 | 0 | 0 | 0 | 0 | 10921.0699 | 684900.1728 | 450265 | 0 | 0 | 0 | 491112.4854 | 0 | 8122.6132 | 0 | 0 | 0 | 0 | 0 | 0 | 0 | 8954274.3055 | 0 | 0 | 0 | 0 | 245556.2427 | 0 | 0 | 0 | 0 | 0 | 0 | 0 | 0 | 0 | 0 | 0 | 0 | 0
2016-07-04 15:00 | 0 | 0 | 0 | 0 | 0 | 747578.559 | 479712 | 0 | 0 | 0 | 736668.7281 | 0 | 8335.9125 | 0 | 0 | 0 | 0 | 0 | 0 | 0 | 8971916.102 | 0 | 0 | 0 | 0 | 245556.2427 | 0 | 213.2993 | 0 | 0 | 0 | 0 | 0 | 0 | 0 | 0 | 22097.017 | 0 | 0
2016-07-04 16:00 | 0 | 0 | 0 | 0 | 0 | 772991.559 | 505125 | 0 | 0 | 0 | 982224.9707 | 0 | 8549.2118 | 0 | 0 | 0 | 0 | 0 | 0 | 0 | 8989557.828 | 0 | 0 | 0 | 0 | 245556.2427 | 0 | 213.2993 | 0 | 0 | 0 | 0 | 0 | 0 | 0 | 0 | 22097.017 | 0 | 0
2016-07-04 17:00 | 0 | 0 | 0 | 0 | 0 | 792582.559 | 524716 | 0 | 0 | 0 | 1227781.2134 | 0 | 8762.5111 | 0 | 0 | 0 | 0 | 0 | 0 | 0 | 9007199.4834 | 0 | 0 | 0 | 0 | 245556.2427 | 0 | 213.2993 | 0 | 0 | 0 | 0 | 0 | 0 | 0 | 0 | 22097.017 | 0 | 0
2016-07-04 18:00 | 0 | 0 | 0 | 0 | 0 | 815280.1168 | 539792 | 0 | 0 | 0 | 1473337.4561 | 0 | 8975.8104 | 7621.5577 | 0 | 0 | 0 | 0 | 0 | 0 | 9024841.0682 | 0 | 0 | 0 | 0 | 245556.2427 | 0 | 213.2993 | 0 | 7621.5577 | 0 | 0 | 0 | 0 | 0 | 0 | 22097.017 | 0 | 0
2016-07-04 19:00 | 0 | 0 | 0 | 0 | 0 | 809025.5716 | 550802 | 0 | 0 | 0 | 1718893.6988 | 0 | 9189.1097 | 7621.5577 | 0 | 0 | 0 | 0 | 0 | 0 | 9034768.1926 | 0 | 0 | 0 | 0 | 245556.2427 | 0 | 213.2993 | 0 | 0 | 0 | 0 | 0 | 0 | 0 | 0 | 12454.0297 | 0 | 0
2016-07-04 20:00 | 0 | 0 | 0 | 0 | 0 | 805529.3321 | 559591 | 0 | 0 | 0 | 1964449.9415 | 0 | 9402.409 | 7621.5577 | 0 | 0 | 0 | 0 | 0 | 0 | 9034867.0856 | 0 | 0 | 0 | 0 | 245556.2427 | 0 | 213.2993 | 0 | 0 | 0 | 0 | 0 | 0 | 0 | 0 | 168.7901 | 0 | 0
2016-07-04 21:00 | 0 | 0 | 0 | 0 | 0 | 794631.7625 | 564260 | 0 | 0 | 0 | 2202443.2617 | 0 | 9402.409 | 0 | 0 | 0 | 0 | 0 | 0 | 0 | 9034830.9462 | 0 | 0 | 0 | 0 | 237993.3202 | 0 | 0 | 0 | -7621.5577 | 0 | 0 | 0 | 0 | 0 | 0 | 0 | 0 | 0
2016-07-04 22:00 | 0 | 0 | 0 | 0 | 0 | 763921.6045 | 562347 | 0 | 0 | 0 | 2404017.8662 | 0 | 9402.409 | 0 | 0 | 0 | 0 | 0 | 0 | 0 | 9034794.8068 | 0 | 0 | 0 | 0 | 201574.6045 | 0 | 0 | 0 | 0 | 0 | 0 | 0 | 0 | 0 | 0 | 0 | 0 | 0
2016-07-04 23:00 | 0 | 0 | 0 | 0 | 0 | 696340.5154 | 553619 | 0 | 0 | 0 | 2546526.0823 | 0 | 9615.7083 | 0 | 0 | 0 | 0 | 0 | 0 | 0 | 9034758.6677 | 0 | 0 | 0 | 0 | 142508.2161 | 0 | 213.2993 | 0 | 0 | 0 | 0 | 0 | 0 | 0 | 0 | 0 | 0 | 0
2016-07-05 | 0 | 0 | 0 | 0 | 0 | 557970.2351 | 541829 | 0 | 0 | 0 | 2562667.3174 | 0 | 9615.7083 | 0 | 0 | 0 | 0 | 0 | 0 | 0 | 9034722.5286 | 0 | 0 | 0 | 0 | 16141.2351 | 0 | 0 | 0 | 0 | 0 | 0 | 0 | 0 | 0 | 0 | 0 | 0 | 0
2016-07-05 01:00 | 0 | 0 | 0 | 0 | 0 | 320919.4448 | 528918 | 0 | 0 | 0 | 2354668.7622 | 0 | 9615.7083 | 0 | 0 | 0 | 0 | 0 | 0 | 0 | 9034686.3897 | 0 | 0 | 0 | 0 | -207998.5552 | 0 | 0 | 0 | 0 | 0 | 0 | 0 | 0 | 0 | 0 | 0 | 0 | 0
2016-07-05 02:00 | 0 | 0 | 0 | 0 | 226236.6994 | 40450.058 | 512243 | 0 | 0 | 0 | 2109112.5196 | 0 | 9615.7083 | 0 | 0 | 0 | 0 | 0 | 0 | 0 | 9034650.251 | 0 | 0 | 0 | 0 | -245556.2427 | 0 | 0 | 0 | 0 | 0 | 0 | 0 | 0 | 0 | 0 | 0 | 0 | 0
2016-07-05 03:00 | 0 | 0 | 0 | 0 | 243456.3343 | 1.423 | 489014 | 0 | 0 | 0 | 1863556.2769 | 0 | 9615.7083 | 0 | 0 | 0 | 0 | 0 | 0 | 0 | 9034614.1124 | 0 | 0 | 0 | 0 | -245556.2427 | 0 | 0 | 0 | 0 | 0 | 0 | 0 | 0 | 0 | 0 | 0 | 0 | 0
2016-07-05 04:00 | 0 | 0 | 0 | 0 | 218082.0566 | 0 | 463425 | 0 | 0 | 0 | 1618000.0342 | 0 | 9829.0076 | 0 | 0 | 0 | 0 | 0 | 0 | 0 | 9034577.9739 | 0 | 0 | 0 | 0 | -245556.2427 | 0 | 213.2993 | 0 | 0 | 0 | 0 | 0 | 0 | 0 | 0 | 0 | 0 | 0
2016-07-05 05:00 | 0 | 0 | 0 | 0 | 193674.0566 | 0 | 439017 | 0 | 0 | 0 | 1372443.7915 | 0 | 10042.3069 | 0 | 0 | 0 | 0 | 0 | 0 | 0 | 9034541.8356 | 0 | 0 | 0 | 0 | -245556.2427 | 0 | 213.2993 | 0 | 0 | 0 | 0 | 0 | 0 | 0 | 0 | 0 | 0 | 0
2016-07-05 06:00 | 0 | 0 | 0 | 0 | 175071.7573 | 0 | 420628 | 0 | 0 | 0 | 1126887.5488 | 0 | 10042.3069 | 0 | 0 | 0 | 0 | 0 | 0 | 0 | 9034505.6975 | 0 | 0 | 0 | 0 | -245556.2427 | 0 | 0 | 0 | 0 | 0 | 0 | 0 | 0 | 0 | 0 | 0 | 0 | 0
2016-07-05 07:00 | 0 | 0 | 0 | 0 | 161647.7573 | 0 | 407204 | 0 | 0 | 0 | 881331.3061 | 0 | 10042.3069 | 0 | 0 | 0 | 0 | 0 | 0 | 0 | 9034469.5594 | 0 | 0 | 0 | 0 | -245556.2427 | 0 | 0 | 0 | 0 | 0 | 0 | 0 | 0 | 0 | 0 | 0 | 0 | 0
2016-07-05 08:00 | 0 | 0 | 0 | 0 | 155316.7573 | 0 | 400873 | 0 | 0 | 0 | 635775.0634 | 0 | 10042.3069 | 0 | 0 | 0 | 0 | 0 | 0 | 0 | 9034433.4216 | 0 | 0 | 0 | 0 | -245556.2427 | 0 | 0 | 0 | 0 | 0 | 0 | 0 | 0 | 0 | 0 | 0 | 0 | 0
2016-07-05 09:00 | 0 | 0 | 0 | 0 | 159171.7573 | 0 | 404728 | 0 | 0 | 0 | 390218.8208 | 0 | 10042.3069 | 0 | 0 | 0 | 0 | 0 | 0 | 0 | 9034397.2838 | 0 | 0 | 0 | 0 | -245556.2427 | 0 | 0 | 0 | 0 | 0 | 0 | 0 | 0 | 0 | 0 | 0 | 0 | 0
2016-07-05 10:00 | 0 | 0 | 0 | 0 | 463805.0882 | 0 | 418595 | 0 | 0 | 0 | 435428.9089 | 0 | 10042.3069 | 0 | 0 | 0 | 0 | 0 | 0 | 0 | 9034361.1462 | 0 | 0 | 0 | 0 | 45210.0882 | 0 | 0 | 0 | 0 | 0 | 0 | 0 | 0 | 0 | 0 | 0 | 0 | 0
2016-07-05 11:00 | 0 | 0 | 0 | 0 | 193155.7076 | 5.0497 | 438717 | 0 | 0 | 0 | 189872.6662 | 0 | 10042.3069 | 0 | 0 | 0 | 0 | 0 | 0 | 0 | 9034325.0088 | 0 | 0 | 0 | 0 | -245556.2427 | 0 | 0 | 0 | 0 | 0 | 0 | 0 | 0 | 0 | 0 | 0 | 0 | 0
2016-07-05 12:00 | 0 | 0 | 0 | 0 | 237448.6779 | 150779.2587 | 466482 | 0 | 0 | 0 | 111405.3036 | 0 | 10255.6062 | 0 | 0 | 0 | 0 | 0 | 0 | 0 | 9034288.8715 | 0 | 0 | 0 | 0 | -78467.3626 | 0 | 213.2993 | 0 | 0 | 0 | 0 | 0 | 0 | 0 | 0 | 0 | 0 | 0
2016-07-05 13:00 | 0 | 0 | 0 | 0 | 197134.1418 | 506189.3815 | 498721 | 0 | 0 | 0 | 316007.8269 | 0 | 10255.6062 | 0 | 0 | 0 | 0 | 0 | 0 | 0 | 9034252.7343 | 0 | 0 | 0 | 0 | 204602.5233 | 0 | 0 | 0 | 0 | 0 | 0 | 0 | 0 | 0 | 0 | 0 | 0 | 0
2016-07-05 14:00 | 0 | 0 | 0 | 0 | 107662.8895 | 670024.3532 | 532131 | 0 | 0 | 0 | 561564.0696 | 0 | 10255.6062 | 0 | 0 | 0 | 0 | 0 | 0 | 0 | 9034216.5973 | 0 | 0 | 0 | 0 | 245556.2427 | 0 | 0 | 0 | 0 | 0 | 0 | 0 | 0 | 0 | 0 | 0 | 0 | 0
2016-07-05 15:00 | 0 | 0 | 0 | 0 | 0 | 761734.0306 | 562591 | 0 | 0 | 0 | 760707.1002 | 0 | 10255.6062 | 0 | 0 | 0 | 0 | 0 | 0 | 0 | 9034180.4605 | 0 | 0 | 0 | 0 | 199143.0306 | 0 | 0 | 0 | 0 | 0 | 0 | 0 | 0 | 0 | 0 | 0 | 0 | 0
2016-07-05 16:00 | 0 | 0 | 0 | 0 | 20869.9499 | 813303.2928 | 588617 | 0 | 0 | 0 | 1006263.3429 | 0 | 10255.6062 | 0 | 0 | 0 | 0 | 0 | 0 | 0 | 9034144.3237 | 0 | 0 | 0 | 0 | 245556.2427 | 0 | 0 | 0 | 0 | 0 | 0 | 0 | 0 | 0 | 0 | 0 | 0 | 0
2016-07-05 17:00 | 0 | 0 | 0 | 0 | 0 | 821031.7251 | 611568 | 0 | 0 | 0 | 1215727.0679 | 0 | 10255.6062 | 0 | 0 | 0 | 0 | 0 | 0 | 0 | 9034108.1872 | 0 | 0 | 0 | 0 | 209463.7251 | 0 | 0 | 0 | 0 | 0 | 0 | 0 | 0 | 0 | 0 | 0 | 0 | 0
2016-07-05 18:00 | 0 | 0 | 0 | 0 | 0 | 815678.012 | 630490 | 0 | 0 | 0 | 1400915.0799 | 0 | 10255.6062 | 0 | 0 | 0 | 0 | 0 | 0 | 0 | 9034072.0507 | 0 | 0 | 0 | 0 | 185188.012 | 0 | 0 | 0 | 0 | 0 | 0 | 0 | 0 | 0 | 0 | 0 | 0 | 0
2016-07-05 19:00 | 0 | 0 | 0 | 0 | 0 | 809489.6512 | 645161 | 0 | 0 | 0 | 1565243.7312 | 0 | 10255.6062 | 0 | 0 | 0 | 0 | 0 | 0 | 0 | 9034035.9144 | 0 | 0 | 0 | 0 | 164328.6512 | 0 | 0 | 0 | 0 | 0 | 0 | 0 | 0 | 0 | 0 | 0 | 0 | 0
2016-07-05 20:00 | 0 | 0 | 0 | 0 | 0 | 808143.1365 | 655847 | 0 | 0 | 0 | 1717539.8677 | 0 | 10255.6062 | 0 | 0 | 0 | 0 | 0 | 0 | 0 | 9033999.7783 | 0 | 0 | 0 | 0 | 152296.1365 | 0 | 0 | 0 | 0 | 0 | 0 | 0 | 0 | 0 | 0 | 0 | 0 | 0
2016-07-05 21:00 | 0 | 0 | 0 | 0 | 0 | 801445.1302 | 660906 | 0 | 0 | 0 | 1858078.9979 | 0 | 10255.6062 | 0 | 0 | 0 | 0 | 0 | 0 | 0 | 9033963.6423 | 0 | 0 | 0 | 0 | 140539.1302 | 0 | 0 | 0 | 0 | 0 | 0 | 0 | 0 | 0 | 0 | 0 | 0 | 0
2016-07-05 22:00 | 0 | 0 | 0 | 0 | 0 | 774688.4936 | 659394 | 0 | 0 | 0 | 1973373.4915 | 0 | 10255.6062 | 0 | 0 | 0 | 0 | 0 | 0 | 0 | 9033927.5064 | 0 | 0 | 0 | 0 | 115294.4936 | 0 | 0 | 0 | 0 | 0 | 0 | 0 | 0 | 0 | 0 | 0 | 0 | 0
2016-07-05 23:00 | 0 | 0 | 0 | 0 | 194742.5886 | 699143.654 | 648330 | 0 | 0 | 0 | 2218929.7342 | 0 | 10255.6062 | 0 | 0 | 0 | 0 | 0 | 0 | 0 | 9033891.3707 | 0 | 0 | 0 | 0 | 245556.2427 | 0 | 0 | 0 | 0 | 0 | 0 | 0 | 0 | 0 | 0 | 0 | 0 | 0
2016-07-06 | 0 | 0 | 0 | 0 | 0 | 565270.3686 | 631841 | 0 | 0 | 0 | 2152359.1028 | 0 | 10255.6062 | 0 | 0 | 0 | 0 | 0 | 0 | 0 | 9033855.2352 | 0 | 0 | 0 | 0 | -66570.6314 | 0 | 0 | 0 | 0 | 0 | 0 | 0 | 0 | 0 | 0 | 0 | 0 | 0
2016-07-06 01:00 | 0 | 0 | 0 | 0 | 40825.873 | 329173.1836 | 615342 | 0 | 0 | 0 | 1906802.8601 | 0 | 10468.9055 | 0 | 0 | 0 | 0 | 0 | 0 | 0 | 9033819.0997 | 0 | 0 | 0 | 0 | -245556.2427 | 0 | 213.2993 | 0 | 0 | 0 | 0 | 0 | 0 | 0 | 0 | 0 | 0 | 0
2016-07-06 02:00 | 0 | 0 | 0 | 0 | 305221.9197 | 38071.1369 | 588636 | 0 | 0 | 0 | 1661246.6174 | 0 | 10682.2048 | 0 | 0 | 0 | 0 | 0 | 0 | 0 | 9033782.9645 | 0 | 0 | 0 | 0 | -245556.2427 | 0 | 213.2993 | 0 | 0 | 0 | 0 | 0 | 0 | 0 | 0 | 0 | 0 | 0
2016-07-06 03:00 | 0 | 0 | 0 | 0 | 305317.1861 | 1.5712 | 550875 | 0 | 0 | 0 | 1415690.3747 | 0 | 10682.2048 | 0 | 0 | 0 | 0 | 0 | 0 | 0 | 9033746.8293 | 0 | 0 | 0 | 0 | -245556.2427 | 0 | 0 | 0 | 0 | 0 | 0 | 0 | 0 | 0 | 0 | 0 | 0 | 0
2016-07-06 04:00 | 0 | 0 | 0 | 0 | 267738.7573 | 0 | 513295 | 0 | 0 | 0 | 1170134.132 | 0 | 10682.2048 | 0 | 0 | 0 | 0 | 0 | 0 | 0 | 9033710.6943 | 0 | 0 | 0 | 0 | -245556.2427 | 0 | 0 | 0 | 0 | 0 | 0 | 0 | 0 | 0 | 0 | 0 | 0 | 0
2016-07-06 05:00 | 0 | 0 | 0 | 0 | 463704.9048 | 0 | 482780 | 0 | 0 | 0 | 1151059.0368 | 0 | 10682.2048 | 0 | 0 | 0 | 0 | 0 | 0 | 0 | 9033674.5595 | 0 | 0 | 0 | 0 | -19075.0952 | 0 | 0 | 0 | 0 | 0 | 0 | 0 | 0 | 0 | 0 | 0 | 0 | 0
2016-07-06 06:00 | 0 | 0 | 0 | 0 | 211354.7573 | 0 | 456911 | 0 | 0 | 0 | 905502.7941 | 0 | 10682.2048 | 0 | 0 | 0 | 0 | 0 | 0 | 0 | 9033638.4248 | 0 | 0 | 0 | 0 | -245556.2427 | 0 | 0 | 0 | 0 | 0 | 0 | 0 | 0 | 0 | 0 | 0 | 0 | 0
2016-07-06 07:00 | 0 | 0 | 0 | 0 | 434093.1003 | 0 | 438013 | 0 | 0 | 0 | 901582.8944 | 0 | 10682.2048 | 0 | 0 | 0 | 0 | 0 | 0 | 0 | 9033602.2903 | 0 | 0 | 0 | 0 | -3919.8997 | 0 | 0 | 0 | 0 | 0 | 0 | 0 | 0 | 0 | 0 | 0 | 0 | 0
2016-07-06 08:00 | 0 | 0 | 0 | 0 | 183380.7573 | 0 | 428937 | 0 | 0 | 0 | 656026.6517 | 0 | 10682.2048 | 0 | 0 | 0 | 0 | 0 | 0 | 0 | 9033566.1558 | 0 | 0 | 0 | 0 | -245556.2427 | 0 | 0 | 0 | 0 | 0 | 0 | 0 | 0 | 0 | 0 | 0 | 0 | 0
2016-07-06 09:00 | 0 | 0 | 0 | 0 | 409522.4524 | 0 | 430708 | 0 | 0 | 0 | 634841.1042 | 0 | 10682.2048 | 0 | 0 | 0 | 0 | 0 | 0 | 0 | 9033530.0216 | 0 | 0 | 0 | 0 | -21185.5476 | 0 | 0 | 0 | 0 | 0 | 0 | 0 | 0 | 0 | 0 | 0 | 0 | 0
2016-07-06 10:00 | 0 | 0 | 0 | 0 | 199599.7573 | 0 | 445156 | 0 | 0 | 0 | 389284.8615 | 0 | 10682.2048 | 0 | 0 | 0 | 0 | 0 | 0 | 0 | 9033493.8875 | 0 | 0 | 0 | 0 | -245556.2427 | 0 | 0 | 0 | 0 | 0 | 0 | 0 | 0 | 0 | 0 | 0 | 0 | 0
2016-07-06 11:00 | 0 | 0 | 0 | 0 | 337219.6007 | 9.2397 | 463770 | 0 | 0 | 0 | 262530.4026 | 0 | 10895.5041 | 0 | 0 | 0 | 0 | 0 | 0 | 0 | 9033457.7535 | 0 | 0 | 0 | 0 | -126754.4589 | 0 | 213.2993 | 0 | 0 | 0 | 0 | 0 | 0 | 0 | 0 | 0 | 0 | 0
2016-07-06 12:00 | 0 | 0 | 0 | 0 | 210767.511 | 149148.8973 | 489145 | 0 | 0 | 0 | 133301.8109 | 0 | 10895.5041 | 0 | 0 | 0 | 0 | 0 | 0 | 0 | 9033421.6197 | 0 | 0 | 0 | 0 | -129228.5917 | 0 | 0 | 0 | 0 | 0 | 0 | 0 | 0 | 0 | 0 | 0 | 0 | 0
2016-07-06 13:00 | 0 | 0 | 0 | 0 | 231417.4648 | 511887.1968 | 520664 | 0 | 0 | 0 | 355942.4724 | 0 | 10895.5041 | 0 | 0 | 0 | 0 | 0 | 0 | 0 | 9033385.486 | 0 | 0 | 0 | 0 | 222640.6615 | 0 | 0 | 0 | 0 | 0 | 0 | 0 | 0 | 0 | 0 | 0 | 0 | 0
2016-07-06 14:00 | 0 | 0 | 0 | 0 | 139459.614 | 661508.6287 | 555412 | 0 | 0 | 0 | 601498.7151 | 0 | 10895.5041 | 0 | 0 | 0 | 0 | 0 | 0 | 0 | 9033349.3524 | 0 | 0 | 0 | 0 | 245556.2427 | 0 | 0 | 0 | 0 | 0 | 0 | 0 | 0 | 0 | 0 | 0 | 0 | 0
2016-07-06 15:00 | 0 | 0 | 0 | 0 | 0 | 764823.61 | 588346 | 0 | 0 | 0 | 777976.325 | 0 | 10895.5041 | 0 | 0 | 0 | 0 | 0 | 0 | 0 | 9033313.219 | 0 | 0 | 0 | 0 | 176477.61 | 0 | 0 | 0 | 0 | 0 | 0 | 0 | 0 | 0 | 0 | 0 | 0 | 0
2016-07-06 16:00 | 0 | 0 | 0 | 0 | 53520.0069 | 807965.2358 | 615929 | 0 | 0 | 0 | 1023532.5677 | 0 | 10895.5041 | 0 | 0 | 0 | 0 | 0 | 0 | 0 | 9033277.0858 | 0 | 0 | 0 | 0 | 245556.2427 | 0 | 0 | 0 | 0 | 0 | 0 | 0 | 0 | 0 | 0 | 0 | 0 | 0
2016-07-06 17:00 | 0 | 0 | 0 | 0 | 0 | 820983.2677 | 637138 | 0 | 0 | 0 | 1207377.8354 | 0 | 10895.5041 | 0 | 0 | 0 | 0 | 0 | 0 | 0 | 9033240.9527 | 0 | 0 | 0 | 0 | 183845.2677 | 0 | 0 | 0 | 0 | 0 | 0 | 0 | 0 | 0 | 0 | 0 | 0 | 0
2016-07-06 18:00 | 0 | 0 | 0 | 0 | 0 | 815460.8767 | 653810 | 0 | 0 | 0 | 1369028.7121 | 0 | 10895.5041 | 0 | 0 | 0 | 0 | 0 | 0 | 0 | 9033204.8197 | 0 | 0 | 0 | 0 | 161650.8767 | 0 | 0 | 0 | 0 | 0 | 0 | 0 | 0 | 0 | 0 | 0 | 0 | 0
2016-07-06 19:00 | 0 | 0 | 0 | 0 | 103211.9519 | 807352.2907 | 665008 | 0 | 0 | 0 | 1614584.9548 | 0 | 10895.5041 | 0 | 0 | 0 | 0 | 0 | 0 | 0 | 9033168.6869 | 0 | 0 | 0 | 0 | 245556.2427 | 0 | 0 | 0 | 0 | 0 | 0 | 0 | 0 | 0 | 0 | 0 | 0 | 0
2016-07-06 20:00 | 0 | 0 | 0 | 0 | 0 | 803614.793 | 672372 | 0 | 0 | 0 | 1745827.7478 | 0 | 10895.5041 | 0 | 0 | 0 | 0 | 0 | 0 | 0 | 9033132.5542 | 0 | 0 | 0 | 0 | 131242.793 | 0 | 0 | 0 | 0 | 0 | 0 | 0 | 0 | 0 | 0 | 0 | 0 | 0
2016-07-06 21:00 | 0 | 0 | 0 | 0 | 0 | 794912.9025 | 676348 | 0 | 0 | 0 | 1864392.6503 | 0 | 10895.5041 | 0 | 0 | 0 | 0 | 0 | 0 | 0 | 9033096.4217 | 0 | 0 | 0 | 0 | 118564.9025 | 0 | 0 | 0 | 0 | 0 | 0 | 0 | 0 | 0 | 0 | 0 | 0 | 0
2016-07-06 22:00 | 0 | 0 | 0 | 0 | 0 | 768523.0531 | 672541 | 0 | 0 | 0 | 1960374.7034 | 0 | 10895.5041 | 0 | 0 | 0 | 0 | 0 | 0 | 0 | 9033060.2893 | 0 | 0 | 0 | 0 | 95982.0531 | 0 | 0 | 0 | 0 | 0 | 0 | 0 | 0 | 0 | 0 | 0 | 0 | 0
2016-07-06 23:00 | 0 | 0 | 0 | 0 | 0 | 693401.6445 | 659367 | 0 | 0 | 0 | 1994409.3479 | 0 | 10895.5041 | 0 | 0 | 0 | 0 | 0 | 0 | 0 | 9033024.1571 | 0 | 0 | 0 | 0 | 34034.6445 | 0 | 0 | 0 | 0 | 0 | 0 | 0 | 0 | 0 | 0 | 0 | 0 | 0
2016-07-07 | 0 | 0 | 0 | 0 | 0 | 553670.6935 | 641094 | 0 | 0 | 0 | 1906986.0414 | 0 | 10895.5041 | 0 | 0 | 0 | 0 | 0 | 0 | 0 | 9032988.025 | 0 | 0 | 0 | 0 | -87423.3065 | 0 | 0 | 0 | 0 | 0 | 0 | 0 | 0 | 0 | 0 | 0 | 0 | 0
2016-07-07 01:00 | 0 | 0 | 0 | 0 | 69661.4022 | 307977.3551 | 623195 | 0 | 0 | 0 | 1661429.7988 | 0 | 10895.5041 | 0 | 0 | 0 | 0 | 0 | 0 | 0 | 9032951.893 | 0 | 0 | 0 | 0 | -245556.2427 | 0 | 0 | 0 | 0 | 0 | 0 | 0 | 0 | 0 | 0 | 0 | 0 | 0
2016-07-07 02:00 | 0 | 0 | 0 | 0 | 308323.5915 | 41143.1658 | 595023 | 0 | 0 | 0 | 1415873.5561 | 0 | 10895.5041 | 0 | 0 | 0 | 0 | 0 | 0 | 0 | 9032915.7612 | 0 | 0 | 0 | 0 | -245556.2427 | 0 | 0 | 0 | 0 | 0 | 0 | 0 | 0 | 0 | 0 | 0 | 0 | 0
2016-07-07 03:00 | 0 | 0 | 0 | 0 | 310691.6406 | 1.1167 | 556249 | 0 | 0 | 0 | 1170317.3134 | 0 | 10895.5041 | 0 | 0 | 0 | 0 | 0 | 0 | 0 | 9032879.6295 | 0 | 0 | 0 | 0 | -245556.2427 | 0 | 0 | 0 | 0 | 0 | 0 | 0 | 0 | 0 | 0 | 0 | 0 | 0
2016-07-07 04:00 | 0 | 0 | 0 | 0 | 608208.5983 | 0 | 519251 | 0 | 0 | 0 | 1259274.9117 | 0 | 10895.5041 | 0 | 0 | 0 | 0 | 0 | 0 | 0 | 9032843.498 | 0 | 0 | 0 | 0 | 88957.5983 | 0 | 0 | 0 | 0 | 0 | 0 | 0 | 0 | 0 | 0 | 0 | 0 | 0
2016-07-07 05:00 | 0 | 0 | 0 | 0 | 241461.7573 | 0 | 487018 | 0 | 0 | 0 | 1013718.669 | 0 | 10895.5041 | 0 | 0 | 0 | 0 | 0 | 0 | 0 | 9032807.3666 | 0 | 0 | 0 | 0 | -245556.2427 | 0 | 0 | 0 | 0 | 0 | 0 | 0 | 0 | 0 | 0 | 0 | 0 | 0
2016-07-07 06:00 | 0 | 0 | 0 | 0 | 214972.7573 | 0 | 460529 | 0 | 0 | 0 | 768162.4263 | 0 | 10895.5041 | 0 | 0 | 0 | 0 | 0 | 0 | 0 | 9032771.2354 | 0 | 0 | 0 | 0 | -245556.2427 | 0 | 0 | 0 | 0 | 0 | 0 | 0 | 0 | 0 | 0 | 0 | 0 | 0
2016-07-07 07:00 | 0 | 0 | 0 | 0 | 196062.7573 | 0 | 441619 | 0 | 0 | 0 | 522606.1836 | 0 | 10895.5041 | 0 | 0 | 0 | 0 | 0 | 0 | 0 | 9032735.1043 | 0 | 0 | 0 | 0 | -245556.2427 | 0 | 0 | 0 | 0 | 0 | 0 | 0 | 0 | 0 | 0 | 0 | 0 | 0
2016-07-07 08:00 | 0 | 0 | 0 | 0 | 509394.9608 | 0 | 432270 | 0 | 0 | 0 | 599731.1444 | 0 | 10895.5041 | 0 | 0 | 0 | 0 | 0 | 0 | 0 | 9032698.9734 | 0 | 0 | 0 | 0 | 77124.9608 | 0 | 0 | 0 | 0 | 0 | 0 | 0 | 0 | 0 | 0 | 0 | 0 | 0
2016-07-07 09:00 | 0 | 0 | 0 | 0 | 189121.7573 | 0 | 434678 | 0 | 0 | 0 | 354174.9017 | 0 | 10895.5041 | 0 | 0 | 0 | 0 | 0 | 0 | 0 | 9032662.8426 | 0 | 0 | 0 | 0 | -245556.2427 | 0 | 0 | 0 | 0 | 0 | 0 | 0 | 0 | 0 | 0 | 0 | 0 | 0
2016-07-07 10:00 | 0 | 0 | 0 | 0 | 458500.4111 | 0 | 447332 | 0 | 0 | 0 | 365130.0135 | 0 | 11108.8034 | 0 | 0 | 0 | 0 | 0 | 0 | 0 | 9032626.7119 | 0 | 0 | 0 | 0 | 10955.1118 | 0 | 213.2993 | 0 | 0 | 0 | 0 | 0 | 0 | 0 | 0 | 0 | 0 | 0
2016-07-07 11:00 | 0 | 0 | 0 | 0 | 221842.7911 | 11.2655 | 467197 | 0 | 0 | 0 | 119573.7708 | 0 | 11322.1027 | 0 | 0 | 0 | 0 | 0 | 0 | 0 | 9032590.5814 | 0 | 0 | 0 | 0 | -245556.2427 | 0 | 213.2993 | 0 | 0 | 0 | 0 | 0 | 0 | 0 | 0 | 0 | 0 | 0
2016-07-07 12:00 | 0 | 0 | 0 | 0 | 320805.3152 | 129224.8845 | 491641 | 0 | 0 | 0 | 77962.9705 | 0 | 11322.1027 | 0 | 0 | 0 | 0 | 0 | 0 | 0 | 9032554.4511 | 0 | 0 | 0 | 0 | -41610.8003 | 0 | 0 | 0 | 0 | 0 | 0 | 0 | 0 | 0 | 0 | 0 | 0 | 0
2016-07-07 13:00 | 0 | 0 | 0 | 0 | 274730.0664 | 492557.1763 | 521731 | 0 | 0 | 0 | 323519.2132 | 0 | 11322.1027 | 0 | 0 | 0 | 0 | 0 | 0 | 0 | 9032518.3209 | 0 | 0 | 0 | 0 | 245556.2427 | 0 | 0 | 0 | 0 | 0 | 0 | 0 | 0 | 0 | 0 | 0 | 0 | 0
2016-07-07 14:00 | 0 | 0 | 0 | 0 | 135114.4242 | 653181.2799 | 555164 | 0 | 0 | 0 | 556650.9173 | 0 | 11322.1027 | 0 | 0 | 0 | 0 | 0 | 0 | 0 | 9032482.1908 | 0 | 0 | 0 | 0 | 233131.7041 | 0 | 0 | 0 | 0 | 0 | 0 | 0 | 0 | 0 | 0 | 0 | 0 | 0
2016-07-07 15:00 | 0 | 0 | 0 | 0 | 78453.9434 | 754719.2993 | 587617 | 0 | 0 | 0 | 802207.16 | 0 | 11322.1027 | 0 | 0 | 0 | 0 | 0 | 0 | 0 | 9032446.0608 | 0 | 0 | 0 | 0 | 245556.2427 | 0 | 0 | 0 | 0 | 0 | 0 | 0 | 0 | 0 | 0 | 0 | 0 | 0
2016-07-07 16:00 | 0 | 0 | 0 | 0 | 0 | 804173.9977 | 614204 | 0 | 0 | 0 | 992177.1577 | 0 | 11322.1027 | 0 | 0 | 0 | 0 | 0 | 0 | 0 | 9032409.9311 | 0 | 0 | 0 | 0 | 189969.9977 | 0 | 0 | 0 | 0 | 0 | 0 | 0 | 0 | 0 | 0 | 0 | 0 | 0
2016-07-07 17:00 | 0 | 0 | 0 | 0 | 0 | 817021.0285 | 635168 | 0 | 0 | 0 | 1174030.1862 | 0 | 11322.1027 | 0 | 0 | 0 | 0 | 0 | 0 | 0 | 9032373.8014 | 0 | 0 | 0 | 0 | 181853.0285 | 0 | 0 | 0 | 0 | 0 | 0 | 0 | 0 | 0 | 0 | 0 | 0 | 0
2016-07-07 18:00 | 0 | 0 | 0 | 0 | 90401.1184 | 809519.1243 | 654364 | 0 | 0 | 0 | 1419586.4288 | 0 | 11322.1027 | 0 | 0 | 0 | 0 | 0 | 0 | 0 | 9032337.6719 | 0 | 0 | 0 | 0 | 245556.2427 | 0 | 0 | 0 | 0 | 0 | 0 | 0 | 0 | 0 | 0 | 0 | 0 | 0
2016-07-07 19:00 | 0 | 0 | 0 | 0 | 0 | 798756.4183 | 664473 | 0 | 0 | 0 | 1553869.8471 | 0 | 11322.1027 | 0 | 0 | 0 | 0 | 0 | 0 | 0 | 9032301.5426 | 0 | 0 | 0 | 0 | 134283.4183 | 0 | 0 | 0 | 0 | 0 | 0 | 0 | 0 | 0 | 0 | 0 | 0 | 0
2016-07-07 20:00 | 0 | 0 | 0 | 0 | 0 | 792711.8782 | 671071 | 0 | 0 | 0 | 1675510.7253 | 0 | 11322.1027 | 0 | 0 | 0 | 0 | 0 | 0 | 0 | 9032265.4134 | 0 | 0 | 0 | 0 | 121640.8782 | 0 | 0 | 0 | 0 | 0 | 0 | 0 | 0 | 0 | 0 | 0 | 0 | 0
2016-07-07 21:00 | 0 | 0 | 0 | 0 | 0 | 779735.1471 | 673729 | 0 | 0 | 0 | 1781516.8724 | 0 | 11322.1027 | 0 | 0 | 0 | 0 | 0 | 0 | 0 | 9032229.2843 | 0 | 0 | 0 | 0 | 106006.1471 | 0 | 0 | 0 | 0 | 0 | 0 | 0 | 0 | 0 | 0 | 0 | 0 | 0
2016-07-07 22:00 | 0 | 0 | 0 | 0 | 0 | 748106.1616 | 668069 | 0 | 0 | 0 | 1861554.034 | 0 | 11322.1027 | 0 | 0 | 0 | 0 | 0 | 0 | 0 | 9032193.1554 | 0 | 0 | 0 | 0 | 80037.1616 | 0 | 0 | 0 | 0 | 0 | 0 | 0 | 0 | 0 | 0 | 0 | 0 | 0
2016-07-07 23:00 | 0 | 0 | 0 | 0 | 0 | 662731.6569 | 654646 | 0 | 0 | 0 | 1869426.3916 | 0 | 11535.402 | 0 | 0 | 0 | 0 | 0 | 0 | 0 | 9032157.0266 | 0 | 0 | 0 | 0 | 7872.3576 | 0 | 213.2993 | 0 | 0 | 0 | 0 | 0 | 0 | 0 | 0 | 0 | 0 | 0
2016-07-08 | 0 | 0 | 0 | 0 | 0 | 542604.8235 | 638410 | 0 | 0 | 0 | 1773621.2151 | 0 | 11535.402 | 0 | 0 | 0 | 0 | 0 | 0 | 0 | 9032120.898 | 0 | 0 | 0 | 0 | -95805.1765 | 0 | 0 | 0 | 0 | 0 | 0 | 0 | 0 | 0 | 0 | 0 | 0 | 0
2016-07-08 01:00 | 0 | 0 | 0 | 0 | 398900.6671 | 307839.2482 | 621532 | 0 | 0 | 0 | 1858829.1304 | 0 | 11535.402 | 0 | 0 | 0 | 0 | 0 | 0 | 0 | 9032084.7695 | 0 | 0 | 0 | 0 | 85207.9153 | 0 | 0 | 0 | 0 | 0 | 0 | 0 | 0 | 0 | 0 | 0 | 0 | 0
2016-07-08 02:00 | 0 | 0 | 0 | 0 | 308777.6155 | 39484.4411 | 593605 | 0 | 0 | 0 | 1613272.8877 | 0 | 11748.7013 | 0 | 0 | 0 | 0 | 0 | 0 | 0 | 9032048.6412 | 0 | 0 | 0 | 0 | -245556.2427 | 0 | 213.2993 | 0 | 0 | 0 | 0 | 0 | 0 | 0 | 0 | 0 | 0 | 0
2016-07-08 03:00 | 0 | 0 | 0 | 0 | 310300.9559 | 0.80143 | 555858 | 0 | 0 | 0 | 1367716.645 | 0 | 11748.7013 | 0 | 0 | 0 | 0 | 0 | 0 | 0 | 9032012.513 | 0 | 0 | 0 | 0 | -245556.2427 | 0 | 0 | 0 | 0 | 0 | 0 | 0 | 0 | 0 | 0 | 0 | 0 | 0
2016-07-08 04:00 | 0 | 0 | 0 | 0 | 483275.702 | 0 | 518604 | 0 | 0 | 0 | 1332388.3471 | 0 | 11748.7013 | 0 | 0 | 0 | 0 | 0 | 0 | 0 | 9031976.3849 | 0 | 0 | 0 | 0 | -35328.298 | 0 | 0 | 0 | 0 | 0 | 0 | 0 | 0 | 0 | 0 | 0 | 0 | 0
2016-07-08 05:00 | 0 | 0 | 0 | 0 | 242557.7573 | 0 | 488114 | 0 | 0 | 0 | 1086832.1044 | 0 | 11748.7013 | 0 | 0 | 0 | 0 | 0 | 0 | 0 | 9031940.257 | 0 | 0 | 0 | 0 | -245556.2427 | 0 | 0 | 0 | 0 | 0 | 0 | 0 | 0 | 0 | 0 | 0 | 0 | 0
2016-07-08 06:00 | 0 | 0 | 0 | 0 | 412800.3313 | 0 | 461874 | 0 | 0 | 0 | 1037758.4357 | 0 | 11748.7013 | 0 | 0 | 0 | 0 | 0 | 0 | 0 | 9031904.1293 | 0 | 0 | 0 | 0 | -49073.6687 | 0 | 0 | 0 | 0 | 0 | 0 | 0 | 0 | 0 | 0 | 0 | 0 | 0
2016-07-08 07:00 | 0 | 0 | 0 | 0 | 197185.7573 | 0 | 442742 | 0 | 0 | 0 | 792202.193 | 0 | 11748.7013 | 0 | 0 | 0 | 0 | 0 | 0 | 0 | 9031868.0016 | 0 | 0 | 0 | 0 | -245556.2427 | 0 | 0 | 0 | 0 | 0 | 0 | 0 | 0 | 0 | 0 | 0 | 0 | 0
2016-07-08 08:00 | 0 | 0 | 0 | 0 | 381425.6173 | 0 | 432778 | 0 | 0 | 0 | 740849.8103 | 0 | 11748.7013 | 0 | 0 | 0 | 0 | 0 | 0 | 0 | 9031831.8742 | 0 | 0 | 0 | 0 | -51352.3827 | 0 | 0 | 0 | 0 | 0 | 0 | 0 | 0 | 0 | 0 | 0 | 0 | 0
2016-07-08 09:00 | 0 | 0 | 0 | 0 | 189046.7573 | 0 | 434603 | 0 | 0 | 0 | 495293.5676 | 0 | 11748.7013 | 0 | 0 | 0 | 0 | 0 | 0 | 0 | 9031795.7468 | 0 | 0 | 0 | 0 | -245556.2427 | 0 | 0 | 0 | 0 | 0 | 0 | 0 | 0 | 0 | 0 | 0 | 0 | 0
2016-07-08 10:00 | 0 | 0 | 0 | 0 | 339184.6189 | 0 | 446741 | 0 | 0 | 0 | 387737.1865 | 0 | 11748.7013 | 0 | 0 | 0 | 0 | 0 | 0 | 0 | 9031759.6197 | 0 | 0 | 0 | 0 | -107556.3811 | 0 | 0 | 0 | 0 | 0 | 0 | 0 | 0 | 0 | 0 | 0 | 0 | 0
2016-07-08 11:00 | 0 | 0 | 0 | 0 | 289313.3468 | 0.0095757 | 464941 | 0 | 0 | 0 | 212109.543 | 0 | 11748.7013 | 0 | 0 | 0 | 0 | 0 | 0 | 0 | 9031723.4926 | 0 | 0 | 0 | 0 | -175627.6436 | 0 | 0 | 0 | 0 | 0 | 0 | 0 | 0 | 0 | 0 | 0 | 0 | 0
2016-07-08 12:00 | 0 | 0 | 0 | 0 | 183653.8318 | 95486.9246 | 491037 | 0 | 0 | 0 | 0 | 0 | 11962.0006 | 0 | 0 | 0 | 0 | 0 | 0 | 0 | 9031687.3657 | 0 | 0 | 0 | 0 | -212109.543 | 0 | 213.2993 | 0 | 0 | 0 | 0 | 0 | 0 | 0 | 0 | 0 | 0 | 0
2016-07-08 13:00 | 0 | 0 | 0 | 0 | 174225.6648 | 431799.582 | 523699 | 0 | 0 | 0 | 82326.2468 | 0 | 11962.0006 | 0 | 0 | 0 | 0 | 0 | 0 | 0 | 9031651.239 | 0 | 0 | 0 | 0 | 82326.2468 | 0 | 0 | 0 | 0 | 0 | 0 | 0 | 0 | 0 | 0 | 0 | 0 | 0
2016-07-08 14:00 | 0 | 0 | 0 | 0 | 190457.3319 | 613036.9108 | 557938 | 0 | 0 | 0 | 327882.4895 | 0 | 11962.0006 | 0 | 0 | 0 | 0 | 0 | 0 | 0 | 9031615.1124 | 0 | 0 | 0 | 0 | 245556.2427 | 0 | 0 | 0 | 0 | 0 | 0 | 0 | 0 | 0 | 0 | 0 | 0 | 0
2016-07-08 15:00 | 0 | 0 | 0 | 0 | 0 | 718275.4989 | 591140 | 0 | 0 | 0 | 455017.9884 | 0 | 11962.0006 | 0 | 0 | 0 | 0 | 0 | 0 | 0 | 9031578.9859 | 0 | 0 | 0 | 0 | 127135.4989 | 0 | 0 | 0 | 0 | 0 | 0 | 0 | 0 | 0 | 0 | 0 | 0 | 0
2016-07-08 16:00 | 0 | 0 | 0 | 0 | 0 | 776767.7162 | 616688 | 0 | 0 | 0 | 615097.7046 | 0 | 11962.0006 | 0 | 0 | 0 | 0 | 0 | 0 | 0 | 9031542.8596 | 0 | 0 | 0 | 0 | 160079.7162 | 0 | 0 | 0 | 0 | 0 | 0 | 0 | 0 | 0 | 0 | 0 | 0 | 0
2016-07-08 17:00 | 0 | 0 | 0 | 0 | 0 | 790045.8484 | 637306 | 0 | 0 | 0 | 767837.553 | 0 | 11962.0006 | 0 | 0 | 0 | 0 | 0 | 0 | 0 | 9031506.7334 | 0 | 0 | 0 | 0 | 152739.8484 | 0 | 0 | 0 | 0 | 0 | 0 | 0 | 0 | 0 | 0 | 0 | 0 | 0
2016-07-08 18:00 | 0 | 0 | 0 | 0 | 111055.4398 | 786656.8029 | 652156 | 0 | 0 | 0 | 1013393.7957 | 0 | 11962.0006 | 0 | 0 | 0 | 0 | 0 | 0 | 0 | 9031470.6074 | 0 | 0 | 0 | 0 | 245556.2427 | 0 | 0 | 0 | 0 | 0 | 0 | 0 | 0 | 0 | 0 | 0 | 0 | 0
2016-07-08 19:00 | 0 | 0 | 0 | 0 | 129226.6816 | 777441.5611 | 661112 | 0 | 0 | 0 | 1258950.0384 | 0 | 11962.0006 | 0 | 0 | 0 | 0 | 0 | 0 | 0 | 9031434.4815 | 0 | 0 | 0 | 0 | 245556.2427 | 0 | 0 | 0 | 0 | 0 | 0 | 0 | 0 | 0 | 0 | 0 | 0 | 0
2016-07-08 20:00 | 0 | 0 | 0 | 0 | 0 | 770353.0062 | 666277 | 0 | 0 | 0 | 1362812.7453 | 0 | 12175.2999 | 0 | 0 | 0 | 0 | 0 | 0 | 0 | 9031398.3558 | 0 | 0 | 0 | 0 | 103862.7069 | 0 | 213.2993 | 0 | 0 | 0 | 0 | 0 | 0 | 0 | 0 | 0 | 0 | 0
2016-07-08 21:00 | 0 | 0 | 0 | 0 | 0 | 752974.36 | 666264 | 0 | 0 | 0 | 1449523.1053 | 0 | 12175.2999 | 0 | 0 | 0 | 0 | 0 | 0 | 0 | 9031362.2302 | 0 | 0 | 0 | 0 | 86710.36 | 0 | 0 | 0 | 0 | 0 | 0 | 0 | 0 | 0 | 0 | 0 | 0 | 0
2016-07-08 22:00 | 0 | 0 | 0 | 0 | 167253.8818 | 723878.2611 | 657650 | 0 | 0 | 0 | 1683005.2482 | 0 | 12175.2999 | 0 | 0 | 0 | 0 | 0 | 0 | 0 | 9031326.1047 | 0 | 0 | 0 | 0 | 233482.1429 | 0 | 0 | 0 | 0 | 0 | 0 | 0 | 0 | 0 | 0 | 0 | 0 | 0
2016-07-08 23:00 | 0 | 0 | 0 | 0 | 69463.7658 | 640822.3182 | 641615 | 0 | 0 | 0 | 1751676.3323 | 0 | 12175.2999 | 0 | 0 | 0 | 0 | 0 | 0 | 0 | 9031289.9794 | 0 | 0 | 0 | 0 | 68671.084 | 0 | 0 | 0 | 0 | 0 | 0 | 0 | 0 | 0 | 0 | 0 | 0 | 0
2016-07-09 | 0 | 0 | 0 | 0 | 0 | 534404.0809 | 621080 | 0 | 0 | 0 | 1664787.1139 | 0 | 12388.5992 | 0 | 0 | 0 | 0 | 0 | 0 | 0 | 9031253.8543 | 0 | 0 | 0 | 0 | -86889.2184 | 0 | 213.2993 | 0 | 0 | 0 | 0 | 0 | 0 | 0 | 0 | 0 | 0 | 0
2016-07-09 01:00 | 0 | 0 | 0 | 0 | 48910.5278 | 306188.2295 | 600655 | 0 | 0 | 0 | 1419230.8712 | 0 | 12388.5992 | 0 | 0 | 0 | 0 | 0 | 0 | 0 | 9031217.7293 | 0 | 0 | 0 | 0 | -245556.2427 | 0 | 0 | 0 | 0 | 0 | 0 | 0 | 0 | 0 | 0 | 0 | 0 | 0
2016-07-09 02:00 | 0 | 0 | 0 | 0 | 483794.7789 | 39626.563 | 573074 | 0 | 0 | 0 | 1369364.9138 | 0 | 12601.8985 | 0 | 0 | 0 | 0 | 0 | 0 | 0 | 9031181.6044 | 0 | 0 | 0 | 0 | -49865.9574 | 0 | 213.2993 | 0 | 0 | 0 | 0 | 0 | 0 | 0 | 0 | 0 | 0 | 0
2016-07-09 03:00 | 0 | 0 | 0 | 0 | 291469.5221 | 0.23519 | 537026 | 0 | 0 | 0 | 1123808.6712 | 0 | 12601.8985 | 0 | 0 | 0 | 0 | 0 | 0 | 0 | 9031145.4797 | 0 | 0 | 0 | 0 | -245556.2427 | 0 | 0 | 0 | 0 | 0 | 0 | 0 | 0 | 0 | 0 | 0 | 0 | 0
2016-07-09 04:00 | 0 | 0 | 0 | 0 | 257501.7573 | 0 | 503058 | 0 | 0 | 0 | 878252.4285 | 0 | 12601.8985 | 0 | 0 | 0 | 0 | 0 | 0 | 0 | 9031109.3551 | 0 | 0 | 0 | 0 | -245556.2427 | 0 | 0 | 0 | 0 | 0 | 0 | 0 | 0 | 0 | 0 | 0 | 0 | 0
2016-07-09 05:00 | 0 | 0 | 0 | 0 | 452189.9891 | 0 | 472233 | 0 | 0 | 0 | 858209.4176 | 0 | 12601.8985 | 0 | 0 | 0 | 0 | 0 | 0 | 0 | 9031073.2306 | 0 | 0 | 0 | 0 | -20043.0109 | 0 | 0 | 0 | 0 | 0 | 0 | 0 | 0 | 0 | 0 | 0 | 0 | 0
2016-07-09 06:00 | 0 | 0 | 0 | 0 | 201427.7573 | 0 | 446984 | 0 | 0 | 0 | 612653.1749 | 0 | 12601.8985 | 0 | 0 | 0 | 0 | 0 | 0 | 0 | 9031037.1063 | 0 | 0 | 0 | 0 | -245556.2427 | 0 | 0 | 0 | 0 | 0 | 0 | 0 | 0 | 0 | 0 | 0 | 0 | 0
2016-07-09 07:00 | 0 | 0 | 0 | 0 | 411644.6683 | 0 | 427811 | 0 | 0 | 0 | 596486.8432 | 0 | 12601.8985 | 0 | 0 | 0 | 0 | 0 | 0 | 0 | 9031000.9822 | 0 | 0 | 0 | 0 | -16166.3317 | 0 | 0 | 0 | 0 | 0 | 0 | 0 | 0 | 0 | 0 | 0 | 0 | 0
2016-07-09 08:00 | 0 | 0 | 0 | 0 | 392187.7126 | 0 | 415102 | 0 | 0 | 0 | 573572.5558 | 0 | 12601.8985 | 0 | 0 | 0 | 0 | 0 | 0 | 0 | 9030964.8582 | 0 | 0 | 0 | 0 | -22914.2874 | 0 | 0 | 0 | 0 | 0 | 0 | 0 | 0 | 0 | 0 | 0 | 0 | 0
2016-07-09 09:00 | 0 | 0 | 0 | 0 | 162746.7573 | 0 | 408303 | 0 | 0 | 0 | 328016.3131 | 0 | 12601.8985 | 0 | 0 | 0 | 0 | 0 | 0 | 0 | 9030928.7343 | 0 | 0 | 0 | 0 | -245556.2427 | 0 | 0 | 0 | 0 | 0 | 0 | 0 | 0 | 0 | 0 | 0 | 0 | 0
2016-07-09 10:00 | 0 | 0 | 0 | 0 | 343131.5174 | 0 | 405812 | 0 | 0 | 0 | 265122.5312 | 0 | 12815.1978 | 0 | 0 | 0 | 0 | 0 | 0 | 0 | 9030892.6106 | 0 | 0 | 0 | 0 | -62893.7819 | 0 | 213.2993 | 0 | 0 | 0 | 0 | 0 | 0 | 0 | 0 | 0 | 0 | 0
2016-07-09 11:00 | 0 | 0 | 0 | 0 | 293357.6954 | 7.283 | 412095 | 0 | 0 | 0 | 146392.5096 | 0 | 12815.1978 | 0 | 0 | 0 | 0 | 0 | 0 | 0 | 9030856.487 | 0 | 0 | 0 | 0 | -118730.0216 | 0 | 0 | 0 | 0 | 0 | 0 | 0 | 0 | 0 | 0 | 0 | 0 | 0
2016-07-09 12:00 | 0 | 0 | 0 | 0 | 165432.0911 | 119917.6986 | 431529 | 0 | 0 | 0 | 0 | 0 | 13028.4971 | 0 | 0 | 0 | 0 | 0 | 0 | 0 | 9030820.3636 | 0 | 0 | 0 | 0 | -146392.5096 | 0 | 213.2993 | 0 | 0 | 0 | 0 | 0 | 0 | 0 | 0 | 0 | 0 | 0
2016-07-09 13:00 | 0 | 0 | 0 | 0 | 0 | 484364.7168 | 461399 | 0 | 0 | 0 | 22965.7168 | 0 | 13028.4971 | 0 | 0 | 0 | 0 | 0 | 0 | 0 | 9030784.2403 | 0 | 0 | 0 | 0 | 22965.7168 | 0 | 0 | 0 | 0 | 0 | 0 | 0 | 0 | 0 | 0 | 0 | 0 | 0
2016-07-09 14:00 | 0 | 0 | 0 | 0 | 102162.2005 | 637883.0422 | 494489 | 0 | 0 | 0 | 268521.9595 | 0 | 13028.4971 | 0 | 0 | 0 | 0 | 0 | 0 | 0 | 9030748.1172 | 0 | 0 | 0 | 0 | 245556.2427 | 0 | 0 | 0 | 0 | 0 | 0 | 0 | 0 | 0 | 0 | 0 | 0 | 0
2016-07-09 15:00 | 0 | 0 | 0 | 0 | 0 | 740501.2662 | 525257 | 0 | 0 | 0 | 483766.2256 | 0 | 13028.4971 | 0 | 0 | 0 | 0 | 0 | 0 | 0 | 9030711.9942 | 0 | 0 | 0 | 0 | 215244.2662 | 0 | 0 | 0 | 0 | 0 | 0 | 0 | 0 | 0 | 0 | 0 | 0 | 0
2016-07-09 16:00 | 0 | 0 | 0 | 0 | 0 | 796423.494 | 550195 | 0 | 0 | 0 | 729322.4683 | 0 | 13028.4971 | 672.2513 | 0 | 0 | 0 | 0 | 0 | 0 | 9030675.8714 | 0 | 0 | 0 | 0 | 245556.2427 | 0 | 0 | 0 | 672.2513 | 0 | 0 | 0 | 0 | 0 | 0 | 0 | 0 | 0
2016-07-09 17:00 | 0 | 0 | 0 | 0 | 0 | 807923.1384 | 569722 | 0 | 0 | 0 | 968195.8581 | 0 | 13028.4971 | 0 | 0 | 0 | 0 | 0 | 0 | 0 | 9030639.7487 | 0 | 0 | 0 | 0 | 238873.3897 | 0 | 0 | 0 | -672.2513 | 0 | 0 | 0 | 0 | 0 | 0 | 0 | 0 | 0
2016-07-09 18:00 | 0 | 0 | 0 | 0 | 25395.0356 | 804053.207 | 583892 | 0 | 0 | 0 | 1213752.1007 | 0 | 13028.4971 | 0 | 0 | 0 | 0 | 0 | 0 | 0 | 9030603.6261 | 0 | 0 | 0 | 0 | 245556.2427 | 0 | 0 | 0 | 0 | 0 | 0 | 0 | 0 | 0 | 0 | 0 | 0 | 0
2016-07-09 19:00 | 0 | 0 | 0 | 0 | 45720.7022 | 795228.5405 | 595393 | 0 | 0 | 0 | 1459308.3434 | 0 | 13028.4971 | 0 | 0 | 0 | 0 | 0 | 0 | 0 | 9030567.5037 | 0 | 0 | 0 | 0 | 245556.2427 | 0 | 0 | 0 | 0 | 0 | 0 | 0 | 0 | 0 | 0 | 0 | 0 | 0
2016-07-09 20:00 | 0 | 0 | 0 | 0 | 0 | 790497.7306 | 603013 | 0 | 0 | 0 | 1646793.074 | 0 | 13028.4971 | 0 | 0 | 0 | 0 | 0 | 0 | 0 | 9030531.3814 | 0 | 0 | 0 | 0 | 187484.7306 | 0 | 0 | 0 | 0 | 0 | 0 | 0 | 0 | 0 | 0 | 0 | 0 | 0
2016-07-09 21:00 | 0 | 0 | 0 | 0 | 0 | 779334.4715 | 605780 | 0 | 0 | 0 | 1820347.5455 | 0 | 13028.4971 | 0 | 0 | 0 | 0 | 0 | 0 | 0 | 9030495.2593 | 0 | 0 | 0 | 0 | 173554.4715 | 0 | 0 | 0 | 0 | 0 | 0 | 0 | 0 | 0 | 0 | 0 | 0 | 0
2016-07-09 22:00 | 0 | 0 | 0 | 0 | 0 | 752473.1043 | 600420 | 0 | 0 | 0 | 1972400.6498 | 0 | 13028.4971 | 0 | 0 | 0 | 0 | 0 | 0 | 0 | 9030459.1373 | 0 | 0 | 0 | 0 | 152053.1043 | 0 | 0 | 0 | 0 | 0 | 0 | 0 | 0 | 0 | 0 | 0 | 0 | 0
2016-07-09 23:00 | 0 | 0 | 0 | 0 | 0 | 675592.3327 | 588550 | 0 | 0 | 0 | 2059442.9826 | 0 | 13028.4971 | 0 | 0 | 0 | 0 | 0 | 0 | 0 | 9030423.0155 | 0 | 0 | 0 | 0 | 87042.3327 | 0 | 0 | 0 | 0 | 0 | 0 | 0 | 0 | 0 | 0 | 0 | 0 | 0
2016-07-10 | 0 | 0 | 0 | 0 | 73997.8845 | 547717.6499 | 572382 | 0 | 0 | 0 | 2108776.5169 | 0 | 13028.4971 | 0 | 0 | 0 | 0 | 0 | 0 | 0 | 9030386.8938 | 0 | 0 | 0 | 0 | 49333.5344 | 0 | 0 | 0 | 0 | 0 | 0 | 0 | 0 | 0 | 0 | 0 | 0 | 0
2016-07-10 01:00 | 0 | 0 | 0 | 0 | 18110.8182 | 293362.9391 | 557030 | 0 | 0 | 0 | 1863220.2742 | 0 | 13028.4971 | 0 | 0 | 0 | 0 | 0 | 0 | 0 | 9030350.7722 | 0 | 0 | 0 | 0 | -245556.2427 | 0 | 0 | 0 | 0 | 0 | 0 | 0 | 0 | 0 | 0 | 0 | 0 | 0
2016-07-10 02:00 | 0 | 0 | 0 | 0 | 253839.4695 | 35552.5871 | 534735 | 0 | 0 | 0 | 1617664.0316 | 0 | 13241.7964 | 0 | 0 | 0 | 0 | 0 | 0 | 0 | 9030314.6508 | 0 | 0 | 0 | 0 | -245556.2427 | 0 | 213.2993 | 0 | 0 | 0 | 0 | 0 | 0 | 0 | 0 | 0 | 0 | 0
2016-07-10 03:00 | 0 | 0 | 0 | 0 | 259080.4589 | 0.29844 | 504637 | 0 | 0 | 0 | 1372107.7889 | 0 | 13241.7964 | 0 | 0 | 0 | 0 | 0 | 0 | 0 | 9030278.5296 | 0 | 0 | 0 | 0 | -245556.2427 | 0 | 0 | 0 | 0 | 0 | 0 | 0 | 0 | 0 | 0 | 0 | 0 | 0
2016-07-10 04:00 | 0 | 0 | 0 | 0 | 227308.7573 | 0 | 472865 | 0 | 0 | 0 | 1126551.5462 | 0 | 13241.7964 | 0 | 0 | 0 | 0 | 0 | 0 | 0 | 9030242.4085 | 0 | 0 | 0 | 0 | -245556.2427 | 0 | 0 | 0 | 0 | 0 | 0 | 0 | 0 | 0 | 0 | 0 | 0 | 0
2016-07-10 05:00 | 0 | 0 | 0 | 0 | 199611.7573 | 0 | 445168 | 0 | 0 | 0 | 880995.3035 | 0 | 13241.7964 | 0 | 0 | 0 | 0 | 0 | 0 | 0 | 9030206.2875 | 0 | 0 | 0 | 0 | -245556.2427 | 0 | 0 | 0 | 0 | 0 | 0 | 0 | 0 | 0 | 0 | 0 | 0 | 0
2016-07-10 06:00 | 0 | 0 | 0 | 0 | 572978.1044 | 0 | 423042 | 0 | 0 | 0 | 1030931.4079 | 0 | 13241.7964 | 0 | 0 | 0 | 0 | 0 | 0 | 0 | 9030170.1667 | 0 | 0 | 0 | 0 | 149936.1044 | 0 | 0 | 0 | 0 | 0 | 0 | 0 | 0 | 0 | 0 | 0 | 0 | 0
2016-07-10 07:00 | 0 | 0 | 0 | 0 | 159832.7573 | 0 | 405389 | 0 | 0 | 0 | 785375.1652 | 0 | 13241.7964 | 0 | 0 | 0 | 0 | 0 | 0 | 0 | 9030134.046 | 0 | 0 | 0 | 0 | -245556.2427 | 0 | 0 | 0 | 0 | 0 | 0 | 0 | 0 | 0 | 0 | 0 | 0 | 0
2016-07-10 08:00 | 0 | 0 | 0 | 0 | 147438.7573 | 0 | 392995 | 0 | 0 | 0 | 539818.9225 | 0 | 13241.7964 | 0 | 0 | 0 | 0 | 0 | 0 | 0 | 9030097.9254 | 0 | 0 | 0 | 0 | -245556.2427 | 0 | 0 | 0 | 0 | 0 | 0 | 0 | 0 | 0 | 0 | 0 | 0 | 0
2016-07-10 09:00 | 0 | 0 | 0 | 0 | 140484.7573 | 0 | 386041 | 0 | 0 | 0 | 294262.6798 | 0 | 13241.7964 | 0 | 0 | 0 | 0 | 0 | 0 | 0 | 9030061.8051 | 0 | 0 | 0 | 0 | -245556.2427 | 0 | 0 | 0 | 0 | 0 | 0 | 0 | 0 | 0 | 0 | 0 | 0 | 0
2016-07-10 10:00 | 0 | 0 | 0 | 0 | 413690.8375 | 0 | 382415 | 0 | 0 | 0 | 325325.2181 | 0 | 13455.0957 | 0 | 0 | 0 | 0 | 0 | 0 | 0 | 9030025.6848 | 0 | 0 | 0 | 0 | 31062.5382 | 0 | 213.2993 | 0 | 0 | 0 | 0 | 0 | 0 | 0 | 0 | 0 | 0 | 0
2016-07-10 11:00 | 0 | 0 | 0 | 0 | 141927.4822 | 6.2751 | 387490 | 0 | 0 | 0 | 79768.9754 | 0 | 13455.0957 | 0 | 0 | 0 | 0 | 0 | 0 | 0 | 9029989.5647 | 0 | 0 | 0 | 0 | -245556.2427 | 0 | 0 | 0 | 0 | 0 | 0 | 0 | 0 | 0 | 0 | 0 | 0 | 0
2016-07-10 12:00 | 0 | 0 | 0 | 0 | 224275.1667 | 103872.1572 | 407703 | 0 | 0 | 0 | 0 | 0 | 13668.395 | 0 | 0 | 0 | 0 | 0 | 0 | 0 | 9029953.4447 | 0 | 0 | 0 | 0 | -79768.9754 | 0 | 213.2993 | 0 | 0 | 0 | 0 | 0 | 0 | 0 | 0 | 0 | 0 | 0
2016-07-10 13:00 | 0 | 0 | 0 | 0 | 0 | 474079.0615 | 435099 | 0 | 0 | 0 | 38980.0615 | 0 | 13668.395 | 0 | 0 | 0 | 0 | 0 | 0 | 0 | 9029917.3249 | 0 | 0 | 0 | 0 | 38980.0615 | 0 | 0 | 0 | 0 | 0 | 0 | 0 | 0 | 0 | 0 | 0 | 0 | 0
2016-07-10 14:00 | 0 | 0 | 0 | 0 | 0 | 673269.9021 | 466139 | 0 | 0 | 0 | 246110.9636 | 0 | 13668.395 | 0 | 0 | 0 | 0 | 0 | 0 | 0 | 9029881.2053 | 0 | 0 | 0 | 0 | 207130.9021 | 0 | 0 | 0 | 0 | 0 | 0 | 0 | 0 | 0 | 0 | 0 | 0 | 0
2016-07-10 15:00 | 0 | 0 | 0 | 0 | 0 | 764413.559 | 496547 | 0 | 0 | 0 | 491667.2063 | 0 | 13881.6943 | 0 | 0 | 0 | 0 | 0 | 0 | 0 | 9047522.6994 | 0 | 0 | 0 | 0 | 245556.2427 | 0 | 213.2993 | 0 | 0 | 0 | 0 | 0 | 0 | 0 | 0 | 22097.017 | 0 | 0
2016-07-10 16:00 | 0 | 0 | 0 | 0 | 0 | 792068.559 | 524202 | 0 | 0 | 0 | 737223.449 | 0 | 14094.9935 | 0 | 0 | 0 | 0 | 0 | 0 | 0 | 9065164.1229 | 0 | 0 | 0 | 0 | 245556.2427 | 0 | 213.2993 | 0 | 0 | 0 | 0 | 0 | 0 | 0 | 0 | 22097.017 | 0 | 0
2016-07-10 17:00 | 0 | 0 | 0 | 0 | 0 | 823112.1168 | 547624 | 0 | 0 | 0 | 982779.6916 | 0 | 14308.2928 | 7621.5577 | 0 | 0 | 0 | 0 | 0 | 0 | 9082805.4759 | 0 | 0 | 0 | 0 | 245556.2427 | 0 | 213.2993 | 0 | 7621.5577 | 0 | 0 | 0 | 0 | 0 | 0 | 22097.017 | 0 | 0
2016-07-10 18:00 | 0 | 0 | 0 | 0 | 0 | 829922.8935 | 566798 | 0 | 0 | 0 | 1228335.9343 | 0 | 14521.5921 | 7621.5577 | 0 | 0 | 0 | 0 | 0 | 0 | 9096653.4259 | 0 | 0 | 0 | 0 | 245556.2427 | 0 | 213.2993 | 0 | 0 | 0 | 0 | 0 | 0 | 0 | 0 | 17355.3515 | 0 | 0
2016-07-10 19:00 | 0 | 0 | 0 | 0 | 0 | 823428.1333 | 581698 | 0 | 0 | 0 | 1473892.177 | 0 | 14521.5921 | 3795.4484 | 0 | 0 | 0 | 0 | 0 | 0 | 9096617.0393 | 0 | 0 | 0 | 0 | 245556.2427 | 0 | 0 | 0 | -3826.1094 | 0 | 0 | 0 | 0 | 0 | 0 | 0 | 0 | 0
2016-07-10 20:00 | 0 | 0 | 0 | 0 | 0 | 823840.1634 | 592595 | 0 | 0 | 0 | 1708932.7888 | 0 | 14521.5921 | 0 | 0 | 0 | 0 | 0 | 0 | 0 | 9096580.6528 | 0 | 0 | 0 | 0 | 235040.6118 | 0 | 0 | 0 | -3795.4484 | 0 | 0 | 0 | 0 | 0 | 0 | 0 | 0 | 0
2016-07-10 21:00 | 0 | 0 | 0 | 0 | 0 | 818806.3663 | 599783 | 0 | 0 | 0 | 1927956.1551 | 0 | 14521.5921 | 0 | 0 | 0 | 0 | 0 | 0 | 0 | 9096544.2665 | 0 | 0 | 0 | 0 | 219023.3663 | 0 | 0 | 0 | 0 | 0 | 0 | 0 | 0 | 0 | 0 | 0 | 0 | 0
2016-07-10 22:00 | 0 | 0 | 0 | 0 | 0 | 796794.2657 | 600387 | 0 | 0 | 0 | 2124363.4208 | 0 | 14521.5921 | 0 | 0 | 0 | 0 | 0 | 0 | 0 | 9096507.8803 | 0 | 0 | 0 | 0 | 196407.2657 | 0 | 0 | 0 | 0 | 0 | 0 | 0 | 0 | 0 | 0 | 0 | 0 | 0
2016-07-10 23:00 | 0 | 0 | 0 | 0 | 0 | 718662.2182 | 591233 | 0 | 0 | 0 | 2251792.639 | 0 | 14521.5921 | 0 | 0 | 0 | 0 | 0 | 0 | 0 | 9096471.4943 | 0 | 0 | 0 | 0 | 127429.2182 | 0 | 0 | 0 | 0 | 0 | 0 | 0 | 0 | 0 | 0 | 0 | 0 | 0
2016-07-11 | 0 | 0 | 0 | 0 | 0 | 591119.9886 | 576878 | 0 | 0 | 0 | 2266034.6276 | 0 | 14521.5921 | 0 | 0 | 0 | 0 | 0 | 0 | 0 | 9096435.1084 | 0 | 0 | 0 | 0 | 14241.9886 | 0 | 0 | 0 | 0 | 0 | 0 | 0 | 0 | 0 | 0 | 0 | 0 | 0
2016-07-11 01:00 | 0 | 0 | 0 | 0 | 0 | 321984.5458 | 564175 | 0 | 0 | 0 | 2023844.1735 | 0 | 14521.5921 | 0 | 0 | 0 | 0 | 0 | 0 | 0 | 9096398.7227 | 0 | 0 | 0 | 0 | -242190.4542 | 0 | 0 | 0 | 0 | 0 | 0 | 0 | 0 | 0 | 0 | 0 | 0 | 0
2016-07-11 02:00 | 0 | 0 | 0 | 0 | 247005.4206 | 49316.636 | 541665 | 0 | 0 | 0 | 1778287.9308 | 0 | 14734.8914 | 0 | 0 | 0 | 0 | 0 | 0 | 0 | 9096362.3371 | 0 | 0 | 0 | 0 | -245556.2427 | 0 | 213.2993 | 0 | 0 | 0 | 0 | 0 | 0 | 0 | 0 | 0 | 0 | 0
2016-07-11 03:00 | 0 | 0 | 0 | 0 | 264204.5775 | 0.17985 | 509761 | 0 | 0 | 0 | 1532731.6881 | 0 | 14734.8914 | 0 | 0 | 0 | 0 | 0 | 0 | 0 | 9096325.9516 | 0 | 0 | 0 | 0 | -245556.2427 | 0 | 0 | 0 | 0 | 0 | 0 | 0 | 0 | 0 | 0 | 0 | 0 | 0
2016-07-11 04:00 | 0 | 0 | 0 | 0 | 663690.0107 | 0 | 477528 | 0 | 0 | 0 | 1718893.6988 | 0 | 14734.8914 | 0 | 0 | 0 | 0 | 0 | 0 | 0 | 9096289.5663 | 0 | 0 | 0 | 0 | 186162.0107 | 0 | 0 | 0 | 0 | 0 | 0 | 0 | 0 | 0 | 0 | 0 | 0 | 0
2016-07-11 05:00 | 0 | 0 | 0 | 0 | 204985.7573 | 0 | 450542 | 0 | 0 | 0 | 1473337.4561 | 0 | 14734.8914 | 0 | 0 | 0 | 0 | 0 | 0 | 0 | 9096253.1811 | 0 | 0 | 0 | 0 | -245556.2427 | 0 | 0 | 0 | 0 | 0 | 0 | 0 | 0 | 0 | 0 | 0 | 0 | 0
2016-07-11 06:00 | 0 | 0 | 0 | 0 | 183089.7573 | 0 | 428646 | 0 | 0 | 0 | 1227781.2134 | 0 | 14734.8914 | 0 | 0 | 0 | 0 | 0 | 0 | 0 | 9096216.7961 | 0 | 0 | 0 | 0 | -245556.2427 | 0 | 0 | 0 | 0 | 0 | 0 | 0 | 0 | 0 | 0 | 0 | 0 | 0
2016-07-11 07:00 | 0 | 0 | 0 | 0 | 167293.7573 | 0 | 412850 | 0 | 0 | 0 | 982224.9707 | 0 | 14734.8914 | 0 | 0 | 0 | 0 | 0 | 0 | 0 | 9096180.4113 | 0 | 0 | 0 | 0 | -245556.2427 | 0 | 0 | 0 | 0 | 0 | 0 | 0 | 0 | 0 | 0 | 0 | 0 | 0
2016-07-11 08:00 | 0 | 0 | 0 | 0 | 160544.7573 | 0 | 406101 | 0 | 0 | 0 | 736668.7281 | 0 | 14734.8914 | 0 | 0 | 0 | 0 | 0 | 0 | 0 | 9096144.0265 | 0 | 0 | 0 | 0 | -245556.2427 | 0 | 0 | 0 | 0 | 0 | 0 | 0 | 0 | 0 | 0 | 0 | 0 | 0
2016-07-11 09:00 | 0 | 0 | 0 | 0 | 165419.7573 | 0 | 410976 | 0 | 0 | 0 | 491112.4854 | 0 | 14734.8914 | 0 | 0 | 0 | 0 | 0 | 0 | 0 | 9096107.642 | 0 | 0 | 0 | 0 | -245556.2427 | 0 | 0 | 0 | 0 | 0 | 0 | 0 | 0 | 0 | 0 | 0 | 0 | 0
2016-07-11 10:00 | 0 | 0 | 0 | 0 | 179399.0566 | 0 | 424742 | 0 | 0 | 0 | 245556.2427 | 0 | 14948.1907 | 0 | 0 | 0 | 0 | 0 | 0 | 0 | 9096071.2575 | 0 | 0 | 0 | 0 | -245556.2427 | 0 | 213.2993 | 0 | 0 | 0 | 0 | 0 | 0 | 0 | 0 | 0 | 0 | 0
2016-07-11 11:00 | 0 | 0 | 0 | 0 | 197577.1345 | 5.6229 | 443139 | 0 | 0 | 0 | 0 | 0 | 14948.1907 | 0 | 0 | 0 | 0 | 0 | 0 | 0 | 9096034.8733 | 0 | 0 | 0 | 0 | -245556.2427 | 0 | 0 | 0 | 0 | 0 | 0 | 0 | 0 | 0 | 0 | 0 | 0 | 0
2016-07-11 12:00 | 0 | 0 | 0 | 0 | 362957.5899 | 122676.2951 | 469783 | 0 | 0 | 0 | 15850.885 | 0 | 14948.1907 | 0 | 0 | 0 | 0 | 0 | 0 | 0 | 9095998.4891 | 0 | 0 | 0 | 0 | 15850.885 | 0 | 0 | 0 | 0 | 0 | 0 | 0 | 0 | 0 | 0 | 0 | 0 | 0
2016-07-11 13:00 | 0 | 0 | 0 | 0 | 0 | 485174.115 | 501025 | 0 | 0 | 0 | 0 | 0 | 14948.1907 | 0 | 0 | 0 | 0 | 0 | 0 | 0 | 9095962.1051 | 0 | 0 | 0 | 0 | -15850.885 | 0 | 0 | 0 | 0 | 0 | 0 | 0 | 0 | 0 | 0 | 0 | 0 | 0
2016-07-11 14:00 | 0 | 0 | 0 | 0 | 94745.9629 | 686841.5791 | 535818 | 0 | 0 | 0 | 245556.2427 | 0 | 15161.49 | 0 | 0 | 0 | 0 | 0 | 0 | 0 | 9095925.7213 | 0 | 0 | 0 | 0 | 245556.2427 | 0 | 213.2993 | 0 | 0 | 0 | 0 | 0 | 0 | 0 | 0 | 0 | 0 | 0
2016-07-11 15:00 | 0 | 0 | 0 | 0 | 21429.5232 | 792550.7195 | 568424 | 0 | 0 | 0 | 491112.4854 | 0 | 15161.49 | 0 | 0 | 0 | 0 | 0 | 0 | 0 | 9095889.3376 | 0 | 0 | 0 | 0 | 245556.2427 | 0 | 0 | 0 | 0 | 0 | 0 | 0 | 0 | 0 | 0 | 0 | 0 | 0
2016-07-11 16:00 | 0 | 0 | 0 | 0 | 3048.0002 | 839331.2424 | 596823 | 0 | 0 | 0 | 736668.7281 | 0 | 15161.49 | 0 | 0 | 0 | 0 | 0 | 0 | 0 | 9095852.954 | 0 | 0 | 0 | 0 | 245556.2427 | 0 | 0 | 0 | 0 | 0 | 0 | 0 | 0 | 0 | 0 | 0 | 0 | 0
2016-07-11 17:00 | 0 | 0 | 0 | 0 | 0 | 851523.6637 | 621048 | 0 | 0 | 0 | 967144.3917 | 0 | 15161.49 | 0 | 0 | 0 | 0 | 0 | 0 | 0 | 9095816.5706 | 0 | 0 | 0 | 0 | 230475.6637 | 0 | 0 | 0 | 0 | 0 | 0 | 0 | 0 | 0 | 0 | 0 | 0 | 0
2016-07-11 18:00 | 0 | 0 | 0 | 0 | 40013.2982 | 846299.2438 | 640543 | 0 | 0 | 0 | 1212700.6344 | 0 | 15374.7893 | 0 | 0 | 0 | 0 | 0 | 0 | 0 | 9095780.1873 | 0 | 0 | 0 | 0 | 245556.2427 | 0 | 213.2993 | 0 | 0 | 0 | 0 | 0 | 0 | 0 | 0 | 0 | 0 | 0
2016-07-11 19:00 | 0 | 0 | 0 | 0 | 0 | 838850.8694 | 654436 | 0 | 0 | 0 | 1397115.5038 | 0 | 15374.7893 | 0 | 0 | 0 | 0 | 0 | 0 | 0 | 9095743.8042 | 0 | 0 | 0 | 0 | 184414.8694 | 0 | 0 | 0 | 0 | 0 | 0 | 0 | 0 | 0 | 0 | 0 | 0 | 0
2016-07-11 20:00 | 0 | 0 | 0 | 0 | 0 | 837163.6025 | 663615 | 0 | 0 | 0 | 1570450.8071 | 0 | 15588.0886 | 0 | 0 | 0 | 0 | 0 | 0 | 0 | 9095707.4212 | 0 | 0 | 0 | 0 | 173335.3032 | 0 | 213.2993 | 0 | 0 | 0 | 0 | 0 | 0 | 0 | 0 | 0 | 0 | 0
2016-07-11 21:00 | 0 | 0 | 0 | 0 | 0 | 831336.8647 | 666782 | 0 | 0 | 0 | 1735005.6718 | 0 | 15588.0886 | 0 | 0 | 0 | 0 | 0 | 0 | 0 | 9095671.0384 | 0 | 0 | 0 | 0 | 164554.8647 | 0 | 0 | 0 | 0 | 0 | 0 | 0 | 0 | 0 | 0 | 0 | 0 | 0
2016-07-11 22:00 | 0 | 0 | 0 | 0 | 99313.6736 | 807582.5691 | 661340 | 0 | 0 | 0 | 1980561.9145 | 0 | 15588.0886 | 0 | 0 | 0 | 0 | 0 | 0 | 0 | 9095634.6557 | 0 | 0 | 0 | 0 | 245556.2427 | 0 | 0 | 0 | 0 | 0 | 0 | 0 | 0 | 0 | 0 | 0 | 0 | 0
2016-07-11 23:00 | 0 | 0 | 0 | 0 | 0 | 735193.54 | 647838 | 0 | 0 | 0 | 2067917.4545 | 0 | 15588.0886 | 0 | 0 | 0 | 0 | 0 | 0 | 0 | 9095598.2732 | 0 | 0 | 0 | 0 | 87355.54 | 0 | 0 | 0 | 0 | 0 | 0 | 0 | 0 | 0 | 0 | 0 | 0 | 0
2016-07-12 | 0 | 0 | 0 | 0 | 0 | 580555.9474 | 629895 | 0 | 0 | 0 | 2018578.4019 | 0 | 15588.0886 | 0 | 0 | 0 | 0 | 0 | 0 | 0 | 9095561.8908 | 0 | 0 | 0 | 0 | -49339.0526 | 0 | 0 | 0 | 0 | 0 | 0 | 0 | 0 | 0 | 0 | 0 | 0 | 0
2016-07-12 01:00 | 0 | 0 | 0 | 0 | 42597.4975 | 323613.2599 | 611767 | 0 | 0 | 0 | 1773022.1593 | 0 | 15588.0886 | 0 | 0 | 0 | 0 | 0 | 0 | 0 | 9095525.5085 | 0 | 0 | 0 | 0 | -245556.2427 | 0 | 0 | 0 | 0 | 0 | 0 | 0 | 0 | 0 | 0 | 0 | 0 | 0
2016-07-12 02:00 | 0 | 0 | 0 | 0 | 302659.2278 | 35444.8288 | 583447 | 0 | 0 | 0 | 1527465.9166 | 0 | 15801.3879 | 0 | 0 | 0 | 0 | 0 | 0 | 0 | 9095489.1264 | 0 | 0 | 0 | 0 | -245556.2427 | 0 | 213.2993 | 0 | 0 | 0 | 0 | 0 | 0 | 0 | 0 | 0 | 0 | 0
2016-07-12 03:00 | 0 | 0 | 0 | 0 | 299335.7439 | 0.01344 | 544892 | 0 | 0 | 0 | 1281909.6739 | 0 | 15801.3879 | 0 | 0 | 0 | 0 | 0 | 0 | 0 | 9095452.7445 | 0 | 0 | 0 | 0 | -245556.2427 | 0 | 0 | 0 | 0 | 0 | 0 | 0 | 0 | 0 | 0 | 0 | 0 | 0
2016-07-12 04:00 | 0 | 0 | 0 | 0 | 263679.0566 | 0 | 509022 | 0 | 0 | 0 | 1036353.4312 | 0 | 16014.6872 | 0 | 0 | 0 | 0 | 0 | 0 | 0 | 9095416.3627 | 0 | 0 | 0 | 0 | -245556.2427 | 0 | 213.2993 | 0 | 0 | 0 | 0 | 0 | 0 | 0 | 0 | 0 | 0 | 0
2016-07-12 05:00 | 0 | 0 | 0 | 0 | 231757.7573 | 0 | 477314 | 0 | 0 | 0 | 790797.1885 | 0 | 16014.6872 | 0 | 0 | 0 | 0 | 0 | 0 | 0 | 9095379.981 | 0 | 0 | 0 | 0 | -245556.2427 | 0 | 0 | 0 | 0 | 0 | 0 | 0 | 0 | 0 | 0 | 0 | 0 | 0
2016-07-12 06:00 | 0 | 0 | 0 | 0 | 696054.2427 | 0 | 450498 | 0 | 0 | 0 | 1036353.4312 | 0 | 16014.6872 | 0 | 0 | 0 | 0 | 0 | 0 | 0 | 9095343.5995 | 0 | 0 | 0 | 0 | 245556.2427 | 0 | 0 | 0 | 0 | 0 | 0 | 0 | 0 | 0 | 0 | 0 | 0 | 0
2016-07-12 07:00 | 0 | 0 | 0 | 0 | 186147.7573 | 0 | 431704 | 0 | 0 | 0 | 790797.1885 | 0 | 16014.6872 | 0 | 0 | 0 | 0 | 0 | 0 | 0 | 9095307.2181 | 0 | 0 | 0 | 0 | -245556.2427 | 0 | 0 | 0 | 0 | 0 | 0 | 0 | 0 | 0 | 0 | 0 | 0 | 0
2016-07-12 08:00 | 0 | 0 | 0 | 0 | 176656.0566 | 0 | 421999 | 0 | 0 | 0 | 545240.9458 | 0 | 16227.9865 | 0 | 0 | 0 | 0 | 0 | 0 | 0 | 9095270.8369 | 0 | 0 | 0 | 0 | -245556.2427 | 0 | 213.2993 | 0 | 0 | 0 | 0 | 0 | 0 | 0 | 0 | 0 | 0 | 0
2016-07-12 09:00 | 0 | 0 | 0 | 0 | 177430.7573 | 0 | 422987 | 0 | 0 | 0 | 299684.7032 | 0 | 16227.9865 | 0 | 0 | 0 | 0 | 0 | 0 | 0 | 9095234.4558 | 0 | 0 | 0 | 0 | -245556.2427 | 0 | 0 | 0 | 0 | 0 | 0 | 0 | 0 | 0 | 0 | 0 | 0 | 0
2016-07-12 10:00 | 0 | 0 | 0 | 0 | 639104.9637 | 0 | 436029 | 0 | 0 | 0 | 502760.6668 | 0 | 16227.9865 | 0 | 0 | 0 | 0 | 0 | 0 | 0 | 9095198.0749 | 0 | 0 | 0 | 0 | 203075.9637 | 0 | 0 | 0 | 0 | 0 | 0 | 0 | 0 | 0 | 0 | 0 | 0 | 0
2016-07-12 11:00 | 0 | 0 | 0 | 0 | 211150.4417 | 4.6149 | 456498 | 0 | 0 | 0 | 257204.4241 | 0 | 16441.2858 | 0 | 0 | 0 | 0 | 0 | 0 | 0 | 9095161.6941 | 0 | 0 | 0 | 0 | -245556.2427 | 0 | 213.2993 | 0 | 0 | 0 | 0 | 0 | 0 | 0 | 0 | 0 | 0 | 0
2016-07-12 12:00 | 0 | 0 | 0 | 0 | 436420.3728 | 124569.4812 | 482934 | 0 | 0 | 0 | 335260.2781 | 0 | 16441.2858 | 0 | 0 | 0 | 0 | 0 | 0 | 0 | 9095125.3134 | 0 | 0 | 0 | 0 | 78055.8539 | 0 | 0 | 0 | 0 | 0 | 0 | 0 | 0 | 0 | 0 | 0 | 0 | 0
2016-07-12 13:00 | 0 | 0 | 0 | 0 | 0 | 488243.207 | 512658 | 0 | 0 | 0 | 310632.1858 | 0 | 16654.5851 | 0 | 0 | 0 | 0 | 0 | 0 | 0 | 9095088.9329 | 0 | 0 | 0 | 0 | -24628.0923 | 0 | 213.2993 | 0 | 0 | 0 | 0 | 0 | 0 | 0 | 0 | 0 | 0 | 0
2016-07-12 14:00 | 0 | 0 | 0 | 0 | 0 | 678290.151 | 546489 | 0 | 0 | 0 | 442220.0374 | 0 | 16867.8844 | 0 | 0 | 0 | 0 | 0 | 0 | 0 | 9095052.5526 | 0 | 0 | 0 | 0 | 131587.8517 | 0 | 213.2993 | 0 | 0 | 0 | 0 | 0 | 0 | 0 | 0 | 0 | 0 | 0
2016-07-12 15:00 | 0 | 0 | 0 | 0 | 34753.3421 | 789520.9006 | 578718 | 0 | 0 | 0 | 687776.2801 | 0 | 16867.8844 | 0 | 0 | 0 | 0 | 0 | 0 | 0 | 9095016.1724 | 0 | 0 | 0 | 0 | 245556.2427 | 0 | 0 | 0 | 0 | 0 | 0 | 0 | 0 | 0 | 0 | 0 | 0 | 0
2016-07-12 16:00 | 0 | 0 | 0 | 0 | 18576.588 | 834293.6546 | 607314 | 0 | 0 | 0 | 933332.5228 | 0 | 16867.8844 | 0 | 0 | 0 | 0 | 0 | 0 | 0 | 9094979.7923 | 0 | 0 | 0 | 0 | 245556.2427 | 0 | 0 | 0 | 0 | 0 | 0 | 0 | 0 | 0 | 0 | 0 | 0 | 0
2016-07-12 17:00 | 0 | 0 | 0 | 0 | 0 | 842289.0897 | 630683 | 0 | 0 | 0 | 1144938.6125 | 0 | 16867.8844 | 0 | 0 | 0 | 0 | 0 | 0 | 0 | 9094943.4124 | 0 | 0 | 0 | 0 | 211606.0897 | 0 | 0 | 0 | 0 | 0 | 0 | 0 | 0 | 0 | 0 | 0 | 0 | 0
2016-07-12 18:00 | 0 | 0 | 0 | 0 | 0 | 838054.7427 | 648626 | 0 | 0 | 0 | 1334154.056 | 0 | 17081.1837 | 0 | 0 | 0 | 0 | 0 | 0 | 0 | 9094907.0326 | 0 | 0 | 0 | 0 | 189215.4434 | 0 | 213.2993 | 0 | 0 | 0 | 0 | 0 | 0 | 0 | 0 | 0 | 0 | 0
2016-07-12 19:00 | 0 | 0 | 0 | 0 | 0 | 830888.5183 | 661644 | 0 | 0 | 0 | 1503398.5742 | 0 | 17081.1837 | 0 | 0 | 0 | 0 | 0 | 0 | 0 | 9094870.653 | 0 | 0 | 0 | 0 | 169244.5183 | 0 | 0 | 0 | 0 | 0 | 0 | 0 | 0 | 0 | 0 | 0 | 0 | 0
2016-07-12 20:00 | 0 | 0 | 0 | 0 | 0 | 830772.2625 | 670411 | 0 | 0 | 0 | 1663546.5374 | 0 | 17294.483 | 0 | 0 | 0 | 0 | 0 | 0 | 0 | 9094834.2735 | 0 | 0 | 0 | 0 | 160147.9632 | 0 | 213.2993 | 0 | 0 | 0 | 0 | 0 | 0 | 0 | 0 | 0 | 0 | 0
2016-07-12 21:00 | 0 | 0 | 0 | 0 | 0 | 826584.4804 | 673446 | 0 | 0 | 0 | 1816685.0178 | 0 | 17294.483 | 0 | 0 | 0 | 0 | 0 | 0 | 0 | 9094797.8942 | 0 | 0 | 0 | 0 | 153138.4804 | 0 | 0 | 0 | 0 | 0 | 0 | 0 | 0 | 0 | 0 | 0 | 0 | 0
2016-07-12 22:00 | 0 | 0 | 0 | 0 | 112507.1967 | 802770.3453 | 669508 | 0 | 0 | 0 | 2062241.2605 | 0 | 17507.7823 | 0 | 0 | 0 | 0 | 0 | 0 | 0 | 9094761.515 | 0 | 0 | 0 | 0 | 245556.2427 | 0 | 213.2993 | 0 | 0 | 0 | 0 | 0 | 0 | 0 | 0 | 0 | 0 | 0
2016-07-12 23:00 | 0 | 0 | 0 | 0 | 0 | 733263.497 | 656296 | 0 | 0 | 0 | 2139208.7575 | 0 | 17507.7823 | 0 | 0 | 0 | 0 | 0 | 0 | 0 | 9094725.1359 | 0 | 0 | 0 | 0 | 76967.497 | 0 | 0 | 0 | 0 | 0 | 0 | 0 | 0 | 0 | 0 | 0 | 0 | 0
2016-07-13 | 0 | 0 | 0 | 0 | 0 | 558595.7382 | 638843 | 0 | 0 | 0 | 2058961.4957 | 0 | 17507.7823 | 0 | 0 | 0 | 0 | 0 | 0 | 0 | 9094688.757 | 0 | 0 | 0 | 0 | -80247.2618 | 0 | 0 | 0 | 0 | 0 | 0 | 0 | 0 | 0 | 0 | 0 | 0 | 0
2016-07-13 01:00 | 0 | 0 | 0 | 0 | 82891.5922 | 292212.1652 | 620660 | 0 | 0 | 0 | 1813405.253 | 0 | 17507.7823 | 0 | 0 | 0 | 0 | 0 | 0 | 0 | 9094652.3783 | 0 | 0 | 0 | 0 | -245556.2427 | 0 | 0 | 0 | 0 | 0 | 0 | 0 | 0 | 0 | 0 | 0 | 0 | 0
2016-07-13 02:00 | 0 | 0 | 0 | 0 | 313164.6552 | 34189.4014 | 592697 | 0 | 0 | 0 | 1567849.0103 | 0 | 17721.0816 | 0 | 0 | 0 | 0 | 0 | 0 | 0 | 9094615.9996 | 0 | 0 | 0 | 0 | -245556.2427 | 0 | 213.2993 | 0 | 0 | 0 | 0 | 0 | 0 | 0 | 0 | 0 | 0 | 0
2016-07-13 03:00 | 0 | 0 | 0 | 0 | 309140.7573 | 0 | 554697 | 0 | 0 | 0 | 1322292.7677 | 0 | 17721.0816 | 0 | 0 | 0 | 0 | 0 | 0 | 0 | 9094579.6212 | 0 | 0 | 0 | 0 | -245556.2427 | 0 | 0 | 0 | 0 | 0 | 0 | 0 | 0 | 0 | 0 | 0 | 0 | 0
2016-07-13 04:00 | 0 | 0 | 0 | 0 | 272381.0566 | 0 | 517724 | 0 | 0 | 0 | 1076736.525 | 0 | 17934.3809 | 0 | 0 | 0 | 0 | 0 | 0 | 0 | 9094543.2429 | 0 | 0 | 0 | 0 | -245556.2427 | 0 | 213.2993 | 0 | 0 | 0 | 0 | 0 | 0 | 0 | 0 | 0 | 0 | 0
2016-07-13 05:00 | 0 | 0 | 0 | 0 | 239822.7573 | 0 | 485379 | 0 | 0 | 0 | 831180.2823 | 0 | 17934.3809 | 0 | 0 | 0 | 0 | 0 | 0 | 0 | 9094506.8647 | 0 | 0 | 0 | 0 | -245556.2427 | 0 | 0 | 0 | 0 | 0 | 0 | 0 | 0 | 0 | 0 | 0 | 0 | 0
2016-07-13 06:00 | 0 | 0 | 0 | 0 | 705686.542 | 0 | 459917 | 0 | 0 | 0 | 1076736.525 | 0 | 18147.6802 | 0 | 0 | 0 | 0 | 0 | 0 | 0 | 9094470.4867 | 0 | 0 | 0 | 0 | 245556.2427 | 0 | 213.2993 | 0 | 0 | 0 | 0 | 0 | 0 | 0 | 0 | 0 | 0 | 0
2016-07-13 07:00 | 0 | 0 | 0 | 0 | 196377.7573 | 0 | 441934 | 0 | 0 | 0 | 831180.2823 | 0 | 18147.6802 | 0 | 0 | 0 | 0 | 0 | 0 | 0 | 9094434.1088 | 0 | 0 | 0 | 0 | -245556.2427 | 0 | 0 | 0 | 0 | 0 | 0 | 0 | 0 | 0 | 0 | 0 | 0 | 0
2016-07-13 08:00 | 0 | 0 | 0 | 0 | 187119.7573 | 0 | 432676 | 0 | 0 | 0 | 585624.0396 | 0 | 18147.6802 | 0 | 0 | 0 | 0 | 0 | 0 | 0 | 9094397.731 | 0 | 0 | 0 | 0 | -245556.2427 | 0 | 0 | 0 | 0 | 0 | 0 | 0 | 0 | 0 | 0 | 0 | 0 | 0
2016-07-13 09:00 | 0 | 0 | 0 | 0 | 190276.7573 | 0 | 435833 | 0 | 0 | 0 | 340067.7969 | 0 | 18147.6802 | 0 | 0 | 0 | 0 | 0 | 0 | 0 | 9094361.3535 | 0 | 0 | 0 | 0 | -245556.2427 | 0 | 0 | 0 | 0 | 0 | 0 | 0 | 0 | 0 | 0 | 0 | 0 | 0
2016-07-13 10:00 | 0 | 0 | 0 | 0 | 613059.9732 | 0 | 448951 | 0 | 0 | 0 | 503963.4709 | 0 | 18360.9795 | 0 | 0 | 0 | 0 | 0 | 0 | 0 | 9094324.976 | 0 | 0 | 0 | 0 | 163895.6739 | 0 | 213.2993 | 0 | 0 | 0 | 0 | 0 | 0 | 0 | 0 | 0 | 0 | 0
2016-07-13 11:00 | 0 | 0 | 0 | 0 | 223989.3994 | 4.358 | 469550 | 0 | 0 | 0 | 258407.2282 | 0 | 18360.9795 | 0 | 0 | 0 | 0 | 0 | 0 | 0 | 9094288.5987 | 0 | 0 | 0 | 0 | -245556.2427 | 0 | 0 | 0 | 0 | 0 | 0 | 0 | 0 | 0 | 0 | 0 | 0 | 0
2016-07-13 12:00 | 0 | 0 | 0 | 0 | 383487.9269 | 124347.3288 | 496070 | 0 | 0 | 0 | 269959.1846 | 0 | 18574.2788 | 0 | 0 | 0 | 0 | 0 | 0 | 0 | 9094252.2216 | 0 | 0 | 0 | 0 | 11551.9564 | 0 | 213.2993 | 0 | 0 | 0 | 0 | 0 | 0 | 0 | 0 | 0 | 0 | 0
2016-07-13 13:00 | 0 | 0 | 0 | 0 | 289291.8418 | 481707.4009 | 525443 | 0 | 0 | 0 | 515515.4273 | 0 | 18574.2788 | 0 | 0 | 0 | 0 | 0 | 0 | 0 | 9094215.8445 | 0 | 0 | 0 | 0 | 245556.2427 | 0 | 0 | 0 | 0 | 0 | 0 | 0 | 0 | 0 | 0 | 0 | 0 | 0
2016-07-13 14:00 | 0 | 0 | 0 | 0 | 0 | 689368.2302 | 559810 | 0 | 0 | 0 | 645073.6575 | 0 | 18574.2788 | 0 | 0 | 0 | 0 | 0 | 0 | 0 | 9094179.4677 | 0 | 0 | 0 | 0 | 129558.2302 | 0 | 0 | 0 | 0 | 0 | 0 | 0 | 0 | 0 | 0 | 0 | 0 | 0
2016-07-13 15:00 | 0 | 0 | 0 | 0 | 54598.987 | 786069.555 | 594899 | 0 | 0 | 0 | 890629.9002 | 0 | 18787.5781 | 0 | 0 | 0 | 0 | 0 | 0 | 0 | 9094143.091 | 0 | 0 | 0 | 0 | 245556.2427 | 0 | 213.2993 | 0 | 0 | 0 | 0 | 0 | 0 | 0 | 0 | 0 | 0 | 0
2016-07-13 16:00 | 0 | 0 | 0 | 0 | 0 | 833871.9066 | 625088 | 0 | 0 | 0 | 1099413.8068 | 0 | 18787.5781 | 0 | 0 | 0 | 0 | 0 | 0 | 0 | 9094106.7144 | 0 | 0 | 0 | 0 | 208783.9066 | 0 | 0 | 0 | 0 | 0 | 0 | 0 | 0 | 0 | 0 | 0 | 0 | 0
2016-07-13 17:00 | 0 | 0 | 0 | 0 | 0 | 840709.6661 | 649828 | 0 | 0 | 0 | 1290082.1736 | 0 | 19000.8774 | 0 | 0 | 0 | 0 | 0 | 0 | 0 | 9094070.338 | 0 | 0 | 0 | 0 | 190668.3668 | 0 | 213.2993 | 0 | 0 | 0 | 0 | 0 | 0 | 0 | 0 | 0 | 0 | 0
2016-07-13 18:00 | 0 | 0 | 0 | 0 | 0 | 834228.7447 | 668009 | 0 | 0 | 0 | 1456301.9183 | 0 | 19000.8774 | 0 | 0 | 0 | 0 | 0 | 0 | 0 | 9094033.9617 | 0 | 0 | 0 | 0 | 166219.7447 | 0 | 0 | 0 | 0 | 0 | 0 | 0 | 0 | 0 | 0 | 0 | 0 | 0
2016-07-13 19:00 | 0 | 0 | 0 | 0 | 0 | 826750.7668 | 679325 | 0 | 0 | 0 | 1603514.3859 | 0 | 19214.1767 | 0 | 0 | 0 | 0 | 0 | 0 | 0 | 9093997.5855 | 0 | 0 | 0 | 0 | 147212.4675 | 0 | 213.2993 | 0 | 0 | 0 | 0 | 0 | 0 | 0 | 0 | 0 | 0 | 0
2016-07-13 20:00 | 0 | 0 | 0 | 0 | 103629.7659 | 826317.776 | 684178 | 0 | 0 | 0 | 1849070.6285 | 0 | 19427.476 | 0 | 0 | 0 | 0 | 0 | 0 | 0 | 9093961.2096 | 0 | 0 | 0 | 0 | 245556.2427 | 0 | 213.2993 | 0 | 0 | 0 | 0 | 0 | 0 | 0 | 0 | 0 | 0 | 0
2016-07-13 21:00 | 0 | 0 | 0 | 0 | 0 | 820704.9164 | 685078 | 0 | 0 | 0 | 1984697.5449 | 0 | 19427.476 | 0 | 0 | 0 | 0 | 0 | 0 | 0 | 9093924.8337 | 0 | 0 | 0 | 0 | 135626.9164 | 0 | 0 | 0 | 0 | 0 | 0 | 0 | 0 | 0 | 0 | 0 | 0 | 0
2016-07-13 22:00 | 0 | 0 | 0 | 0 | 0 | 797582.8396 | 679696 | 0 | 0 | 0 | 2102584.3845 | 0 | 19427.476 | 0 | 0 | 0 | 0 | 0 | 0 | 0 | 9093888.458 | 0 | 0 | 0 | 0 | 117886.8396 | 0 | 0 | 0 | 0 | 0 | 0 | 0 | 0 | 0 | 0 | 0 | 0 | 0
2016-07-13 23:00 | 0 | 0 | 0 | 0 | 0 | 731347.4331 | 666990 | 0 | 0 | 0 | 2166941.8177 | 0 | 19427.476 | 0 | 0 | 0 | 0 | 0 | 0 | 0 | 9093852.0825 | 0 | 0 | 0 | 0 | 64357.4331 | 0 | 0 | 0 | 0 | 0 | 0 | 0 | 0 | 0 | 0 | 0 | 0 | 0
2016-07-14 | 0 | 0 | 0 | 0 | 341962.3162 | 553849.2258 | 650042 | 0 | 0 | 0 | 2412498.0603 | 0 | 19640.7753 | 0 | 0 | 0 | 0 | 0 | 0 | 0 | 9093815.7071 | 0 | 0 | 0 | 0 | 245556.2427 | 0 | 213.2993 | 0 | 0 | 0 | 0 | 0 | 0 | 0 | 0 | 0 | 0 | 0
2016-07-14 01:00 | 0 | 0 | 0 | 0 | 110754.6206 | 294791.2077 | 631894 | 0 | 0 | 0 | 2186149.8886 | 0 | 19640.7753 | 0 | 0 | 0 | 0 | 0 | 0 | 0 | 9093779.3318 | 0 | 0 | 0 | 0 | -226348.1718 | 0 | 0 | 0 | 0 | 0 | 0 | 0 | 0 | 0 | 0 | 0 | 0 | 0
2016-07-14 02:00 | 0 | 0 | 0 | 0 | 320670.3712 | 36574.3861 | 602801 | 0 | 0 | 0 | 1940593.6459 | 0 | 19640.7753 | 0 | 0 | 0 | 0 | 0 | 0 | 0 | 9093742.9567 | 0 | 0 | 0 | 0 | -245556.2427 | 0 | 0 | 0 | 0 | 0 | 0 | 0 | 0 | 0 | 0 | 0 | 0 | 0
2016-07-14 03:00 | 0 | 0 | 0 | 0 | 319332.0566 | 0 | 564675 | 0 | 0 | 0 | 1695037.4032 | 0 | 19854.0746 | 0 | 0 | 0 | 0 | 0 | 0 | 0 | 9093706.5817 | 0 | 0 | 0 | 0 | -245556.2427 | 0 | 213.2993 | 0 | 0 | 0 | 0 | 0 | 0 | 0 | 0 | 0 | 0 | 0
2016-07-14 04:00 | 0 | 0 | 0 | 0 | 280496.7573 | 0 | 526053 | 0 | 0 | 0 | 1449481.1605 | 0 | 19854.0746 | 0 | 0 | 0 | 0 | 0 | 0 | 0 | 9093670.2069 | 0 | 0 | 0 | 0 | -245556.2427 | 0 | 0 | 0 | 0 | 0 | 0 | 0 | 0 | 0 | 0 | 0 | 0 | 0
2016-07-14 05:00 | 0 | 0 | 0 | 0 | 248619.0566 | 0 | 493962 | 0 | 0 | 0 | 1203924.9178 | 0 | 20067.3738 | 0 | 0 | 0 | 0 | 0 | 0 | 0 | 9093633.8322 | 0 | 0 | 0 | 0 | -245556.2427 | 0 | 213.2993 | 0 | 0 | 0 | 0 | 0 | 0 | 0 | 0 | 0 | 0 | 0
2016-07-14 06:00 | 0 | 0 | 0 | 0 | 221496.7573 | 0 | 467053 | 0 | 0 | 0 | 958368.6752 | 0 | 20067.3738 | 0 | 0 | 0 | 0 | 0 | 0 | 0 | 9093597.4577 | 0 | 0 | 0 | 0 | -245556.2427 | 0 | 0 | 0 | 0 | 0 | 0 | 0 | 0 | 0 | 0 | 0 | 0 | 0
2016-07-14 07:00 | 0 | 0 | 0 | 0 | 491107.9692 | 0 | 447367 | 0 | 0 | 0 | 1002109.6443 | 0 | 20067.3738 | 0 | 0 | 0 | 0 | 0 | 0 | 0 | 9093561.0833 | 0 | 0 | 0 | 0 | 43740.9692 | 0 | 0 | 0 | 0 | 0 | 0 | 0 | 0 | 0 | 0 | 0 | 0 | 0
2016-07-14 08:00 | 0 | 0 | 0 | 0 | 192403.0566 | 0 | 437746 | 0 | 0 | 0 | 756553.4016 | 0 | 20280.6731 | 0 | 0 | 0 | 0 | 0 | 0 | 0 | 9093524.709 | 0 | 0 | 0 | 0 | -245556.2427 | 0 | 213.2993 | 0 | 0 | 0 | 0 | 0 | 0 | 0 | 0 | 0 | 0 | 0
2016-07-14 09:00 | 0 | 0 | 0 | 0 | 454922.5334 | 0 | 439448 | 0 | 0 | 0 | 771814.6358 | 0 | 20493.9724 | 0 | 0 | 0 | 0 | 0 | 0 | 0 | 9093488.3349 | 0 | 0 | 0 | 0 | 15261.2341 | 0 | 213.2993 | 0 | 0 | 0 | 0 | 0 | 0 | 0 | 0 | 0 | 0 | 0
2016-07-14 10:00 | 0 | 0 | 0 | 0 | 207589.7573 | 0 | 453146 | 0 | 0 | 0 | 526258.3931 | 0 | 20493.9724 | 0 | 0 | 0 | 0 | 0 | 0 | 0 | 9093451.961 | 0 | 0 | 0 | 0 | -245556.2427 | 0 | 0 | 0 | 0 | 0 | 0 | 0 | 0 | 0 | 0 | 0 | 0 | 0
2016-07-14 11:00 | 0 | 0 | 0 | 0 | 373086.799 | 0 | 473437 | 0 | 0 | 0 | 425694.8928 | 0 | 20707.2717 | 0 | 0 | 0 | 0 | 0 | 0 | 0 | 9093415.5872 | 0 | 0 | 0 | 0 | -100563.5003 | 0 | 213.2993 | 0 | 0 | 0 | 0 | 0 | 0 | 0 | 0 | 0 | 0 | 0
2016-07-14 12:00 | 0 | 0 | 0 | 0 | 238815.9574 | 105955.1123 | 498162 | 0 | 0 | 0 | 272090.6632 | 0 | 20920.571 | 0 | 0 | 0 | 0 | 0 | 0 | 0 | 9093379.2135 | 0 | 0 | 0 | 0 | -153604.2296 | 0 | 213.2993 | 0 | 0 | 0 | 0 | 0 | 0 | 0 | 0 | 0 | 0 | 0
2016-07-14 13:00 | 0 | 0 | 0 | 0 | 255611.1495 | 480900.6945 | 527954 | 0 | 0 | 0 | 480648.5073 | 0 | 20920.571 | 0 | 0 | 0 | 0 | 0 | 0 | 0 | 9093342.84 | 0 | 0 | 0 | 0 | 208557.8441 | 0 | 0 | 0 | 0 | 0 | 0 | 0 | 0 | 0 | 0 | 0 | 0 | 0
2016-07-14 14:00 | 0 | 0 | 0 | 0 | 133161.9144 | 676056.3283 | 563662 | 0 | 0 | 0 | 726204.75 | 0 | 20920.571 | 0 | 0 | 0 | 0 | 0 | 0 | 0 | 9093306.4666 | 0 | 0 | 0 | 0 | 245556.2427 | 0 | 0 | 0 | 0 | 0 | 0 | 0 | 0 | 0 | 0 | 0 | 0 | 0
2016-07-14 15:00 | 0 | 0 | 0 | 0 | 67182.6493 | 775565.5934 | 597192 | 0 | 0 | 0 | 971760.9927 | 0 | 20920.571 | 0 | 0 | 0 | 0 | 0 | 0 | 0 | 9093270.0934 | 0 | 0 | 0 | 0 | 245556.2427 | 0 | 0 | 0 | 0 | 0 | 0 | 0 | 0 | 0 | 0 | 0 | 0 | 0
2016-07-14 16:00 | 0 | 0 | 0 | 0 | 0 | 818537.6707 | 624767 | 0 | 0 | 0 | 1165318.3641 | 0 | 21133.8703 | 0 | 0 | 0 | 0 | 0 | 0 | 0 | 9093233.7203 | 0 | 0 | 0 | 0 | 193557.3715 | 0 | 213.2993 | 0 | 0 | 0 | 0 | 0 | 0 | 0 | 0 | 0 | 0 | 0
2016-07-14 17:00 | 0 | 0 | 0 | 0 | 66282.5733 | 825439.9686 | 645953 | 0 | 0 | 0 | 1410874.6068 | 0 | 21347.1696 | 0 | 0 | 0 | 0 | 0 | 0 | 0 | 9093197.3474 | 0 | 0 | 0 | 0 | 245556.2427 | 0 | 213.2993 | 0 | 0 | 0 | 0 | 0 | 0 | 0 | 0 | 0 | 0 | 0
2016-07-14 18:00 | 0 | 0 | 0 | 0 | 87359.5035 | 819266.7392 | 661070 | 0 | 0 | 0 | 1656430.8495 | 0 | 21347.1696 | 0 | 0 | 0 | 0 | 0 | 0 | 0 | 9093160.9746 | 0 | 0 | 0 | 0 | 245556.2427 | 0 | 0 | 0 | 0 | 0 | 0 | 0 | 0 | 0 | 0 | 0 | 0 | 0
2016-07-14 19:00 | 0 | 0 | 0 | 0 | 0 | 812369.2756 | 671398 | 0 | 0 | 0 | 1797188.8257 | 0 | 21560.4689 | 0 | 0 | 0 | 0 | 0 | 0 | 0 | 9093124.6019 | 0 | 0 | 0 | 0 | 140757.9763 | 0 | 213.2993 | 0 | 0 | 0 | 0 | 0 | 0 | 0 | 0 | 0 | 0 | 0
2016-07-14 20:00 | 0 | 0 | 0 | 0 | 0 | 812549.1833 | 676307 | 0 | 0 | 0 | 1933217.7098 | 0 | 21773.7682 | 0 | 0 | 0 | 0 | 0 | 0 | 0 | 9093088.2294 | 0 | 0 | 0 | 0 | 136028.884 | 0 | 213.2993 | 0 | 0 | 0 | 0 | 0 | 0 | 0 | 0 | 0 | 0 | 0
2016-07-14 21:00 | 0 | 0 | 0 | 0 | 0 | 806383.3436 | 677747 | 0 | 0 | 0 | 2061854.0534 | 0 | 21773.7682 | 0 | 0 | 0 | 0 | 0 | 0 | 0 | 9093051.8571 | 0 | 0 | 0 | 0 | 128636.3436 | 0 | 0 | 0 | 0 | 0 | 0 | 0 | 0 | 0 | 0 | 0 | 0 | 0
2016-07-14 22:00 | 0 | 0 | 0 | 0 | 0 | 786036.1242 | 673278 | 0 | 0 | 0 | 2174612.1776 | 0 | 21773.7682 | 0 | 0 | 0 | 0 | 0 | 0 | 0 | 9093015.4849 | 0 | 0 | 0 | 0 | 112758.1242 | 0 | 0 | 0 | 0 | 0 | 0 | 0 | 0 | 0 | 0 | 0 | 0 | 0
2016-07-14 23:00 | 0 | 0 | 0 | 0 | 198910.5183 | 707573.0237 | 660714 | 0 | 0 | 0 | 2420168.4203 | 0 | 21987.0675 | 0 | 0 | 0 | 0 | 0 | 0 | 0 | 9092979.1128 | 0 | 0 | 0 | 0 | 245556.2427 | 0 | 213.2993 | 0 | 0 | 0 | 0 | 0 | 0 | 0 | 0 | 0 | 0 | 0
2016-07-15 | 0 | 0 | 0 | 0 | 0 | 553524.432 | 643060 | 0 | 0 | 0 | 2330419.553 | 0 | 22200.3668 | 0 | 0 | 0 | 0 | 0 | 0 | 0 | 9092942.7409 | 0 | 0 | 0 | 0 | -89748.8673 | 0 | 213.2993 | 0 | 0 | 0 | 0 | 0 | 0 | 0 | 0 | 0 | 0 | 0
2016-07-15 01:00 | 0 | 0 | 0 | 0 | 341572.7922 | 282968.1519 | 626168 | 0 | 0 | 0 | 2328792.4971 | 0 | 22200.3668 | 0 | 0 | 0 | 0 | 0 | 0 | 0 | 9092906.3691 | 0 | 0 | 0 | 0 | -1627.0559 | 0 | 0 | 0 | 0 | 0 | 0 | 0 | 0 | 0 | 0 | 0 | 0 | 0
2016-07-15 02:00 | 0 | 0 | 0 | 0 | 319085.8378 | 32289.9195 | 596932 | 0 | 0 | 0 | 2083236.2544 | 0 | 22200.3668 | 0 | 0 | 0 | 0 | 0 | 0 | 0 | 9092869.9975 | 0 | 0 | 0 | 0 | -245556.2427 | 0 | 0 | 0 | 0 | 0 | 0 | 0 | 0 | 0 | 0 | 0 | 0 | 0
2016-07-15 03:00 | 0 | 0 | 0 | 0 | 420408.4731 | 0 | 557655 | 0 | 0 | 0 | 1945776.4282 | 0 | 22413.6661 | 0 | 0 | 0 | 0 | 0 | 0 | 0 | 9092833.626 | 0 | 0 | 0 | 0 | -137459.8262 | 0 | 213.2993 | 0 | 0 | 0 | 0 | 0 | 0 | 0 | 0 | 0 | 0 | 0
2016-07-15 04:00 | 0 | 0 | 0 | 0 | 383872.3763 | 0 | 520968 | 0 | 0 | 0 | 1808467.5052 | 0 | 22626.9654 | 0 | 0 | 0 | 0 | 0 | 0 | 0 | 9092797.2547 | 0 | 0 | 0 | 0 | -137308.923 | 0 | 213.2993 | 0 | 0 | 0 | 0 | 0 | 0 | 0 | 0 | 0 | 0 | 0
2016-07-15 05:00 | 0 | 0 | 0 | 0 | 243076.0566 | 0 | 488419 | 0 | 0 | 0 | 1562911.2625 | 0 | 22840.2647 | 0 | 0 | 0 | 0 | 0 | 0 | 0 | 9092760.8835 | 0 | 0 | 0 | 0 | -245556.2427 | 0 | 213.2993 | 0 | 0 | 0 | 0 | 0 | 0 | 0 | 0 | 0 | 0 | 0
2016-07-15 06:00 | 0 | 0 | 0 | 0 | 313441.442 | 0 | 461753 | 0 | 0 | 0 | 1414599.7044 | 0 | 22840.2647 | 0 | 0 | 0 | 0 | 0 | 0 | 0 | 9092724.5125 | 0 | 0 | 0 | 0 | -148311.558 | 0 | 0 | 0 | 0 | 0 | 0 | 0 | 0 | 0 | 0 | 0 | 0 | 0
2016-07-15 07:00 | 0 | 0 | 0 | 0 | 282284.1488 | 0 | 442091 | 0 | 0 | 0 | 1254579.554 | 0 | 23053.564 | 0 | 0 | 0 | 0 | 0 | 0 | 0 | 9092688.1416 | 0 | 0 | 0 | 0 | -160020.1505 | 0 | 213.2993 | 0 | 0 | 0 | 0 | 0 | 0 | 0 | 0 | 0 | 0 | 0
2016-07-15 08:00 | 0 | 0 | 0 | 0 | 252088.1042 | 0 | 431829 | 0 | 0 | 0 | 1074625.3588 | 0 | 23266.8633 | 0 | 0 | 0 | 0 | 0 | 0 | 0 | 9092651.7708 | 0 | 0 | 0 | 0 | -179954.1951 | 0 | 213.2993 | 0 | 0 | 0 | 0 | 0 | 0 | 0 | 0 | 0 | 0 | 0
2016-07-15 09:00 | 0 | 0 | 0 | 0 | 220541.787 | 0 | 432607 | 0 | 0 | 0 | 854725.2888 | 0 | 23480.1626 | 7621.5577 | 0 | 0 | 0 | 0 | 0 | 0 | 9092615.4002 | 0 | 0 | 0 | 0 | -219900.0701 | 0 | 213.2993 | 0 | 7621.5577 | 0 | 0 | 0 | 0 | 0 | 0 | 0 | 0 | 0
2016-07-15 10:00 | 0 | 0 | 0 | 0 | 198907.3469 | 0 | 444406 | 0 | 0 | 0 | 609169.0461 | 0 | 23537.7521 | 7621.5577 | 0 | 0 | 0 | 0 | 0 | 0 | 9092579.0297 | 0 | 0 | 0 | 0 | -245556.2427 | 0 | 57.5895 | 0 | 0 | 0 | 0 | 0 | 0 | 0 | 0 | 0 | 0 | 0
2016-07-15 11:00 | 0 | 0 | 0 | 0 | 162057.288 | 1.8677 | 462733 | 0 | 0 | 0 | 363612.8034 | 0 | 22283.7504 | 7621.5577 | 0 | 0 | 0 | 0 | 0 | 0 | 8999674.3838 | 0 | 0 | 0 | 0 | -245556.2427 | 0 | 0 | 1254.0018 | 0 | 0 | 0 | 0 | 0 | 0 | 0 | 0 | 92868.2756 | 0
2016-07-15 12:00 | 0 | 0 | 0 | 0 | 88078.2627 | 104067.3683 | 487020 | 0 | 0 | 0 | 118056.5607 | 0 | 0 | 0 | 0 | 0 | 0 | 0 | 0 | 0 | 8966168.0088 | 0 | 0 | 0 | 0 | -245556.2427 | 0 | 0 | 22283.7504 | -7621.5577 | 0 | 0 | 0 | 0 | 0 | 0 | 0 | 33470.3763 | 0
2016-07-15 13:00 | 0 | 0 | 0 | 0 | 88641.709 | 455837.3686 | 517382 | 0 | 0 | 0 | 144940.339 | 0 | 213.2993 | 0 | 0 | 0 | 0 | 0 | 0 | 0 | 8966132.1441 | 0 | 0 | 0 | 0 | 26883.7783 | 0 | 213.2993 | 0 | 0 | 0 | 0 | 0 | 0 | 0 | 0 | 0 | 0 | 0
2016-07-15 14:00 | 0 | 0 | 0 | 0 | 0 | 664702.8495 | 548705 | 0 | 0 | 0 | 260724.8892 | 0 | 426.5986 | 0 | 0 | 0 | 0 | 0 | 0 | 0 | 8966096.2796 | 0 | 0 | 0 | 0 | 115784.5502 | 0 | 213.2993 | 0 | 0 | 0 | 0 | 0 | 0 | 0 | 0 | 0 | 0 | 0
2016-07-15 15:00 | 0 | 0 | 0 | 0 | 63438.4132 | 759666.1288 | 577335 | 0 | 0 | 0 | 506281.1319 | 0 | 639.8979 | 0 | 0 | 0 | 0 | 0 | 0 | 0 | 8966060.4152 | 0 | 0 | 0 | 0 | 245556.2427 | 0 | 213.2993 | 0 | 0 | 0 | 0 | 0 | 0 | 0 | 0 | 0 | 0 | 0
2016-07-15 16:00 | 0 | 0 | 0 | 0 | 0 | 803638.4811 | 601301 | 0 | 0 | 0 | 708405.3137 | 0 | 853.1972 | 0 | 0 | 0 | 0 | 0 | 0 | 0 | 8966024.551 | 0 | 0 | 0 | 0 | 202124.1819 | 0 | 213.2993 | 0 | 0 | 0 | 0 | 0 | 0 | 0 | 0 | 0 | 0 | 0
2016-07-15 17:00 | 0 | 0 | 0 | 0 | 0 | 812757.0651 | 623336 | 0 | 0 | 0 | 897613.0795 | 0 | 1066.4965 | 0 | 0 | 0 | 0 | 0 | 0 | 0 | 8965988.6869 | 0 | 0 | 0 | 0 | 189207.7658 | 0 | 213.2993 | 0 | 0 | 0 | 0 | 0 | 0 | 0 | 0 | 0 | 0 | 0
2016-07-15 18:00 | 0 | 0 | 0 | 0 | 62568.333 | 808615.1602 | 640286 | 0 | 0 | 0 | 1128510.5728 | 0 | 1066.4965 | 0 | 0 | 0 | 0 | 0 | 0 | 0 | 8965952.8229 | 0 | 0 | 0 | 0 | 230897.4932 | 0 | 0 | 0 | 0 | 0 | 0 | 0 | 0 | 0 | 0 | 0 | 0 | 0
2016-07-15 19:00 | 0 | 0 | 0 | 0 | 0 | 800846.4232 | 650704 | 0 | 0 | 0 | 1278439.6967 | 0 | 1279.7958 | 0 | 0 | 0 | 0 | 0 | 0 | 0 | 8965916.9591 | 0 | 0 | 0 | 0 | 149929.1239 | 0 | 213.2993 | 0 | 0 | 0 | 0 | 0 | 0 | 0 | 0 | 0 | 0 | 0
2016-07-15 20:00 | 0 | 0 | 0 | 0 | 49212.5283 | 797597.4897 | 657165 | 0 | 0 | 0 | 1468084.7146 | 0 | 1279.7958 | 0 | 0 | 0 | 0 | 0 | 0 | 0 | 8965881.0954 | 0 | 0 | 0 | 0 | 189645.0179 | 0 | 0 | 0 | 0 | 0 | 0 | 0 | 0 | 0 | 0 | 0 | 0 | 0
2016-07-15 21:00 | 0 | 0 | 0 | 0 | 0 | 788063.6373 | 657587 | 0 | 0 | 0 | 1598348.0526 | 0 | 1493.0951 | 0 | 0 | 0 | 0 | 0 | 0 | 0 | 8965845.2319 | 0 | 0 | 0 | 0 | 130263.338 | 0 | 213.2993 | 0 | 0 | 0 | 0 | 0 | 0 | 0 | 0 | 0 | 0 | 0
2016-07-15 22:00 | 0 | 0 | 0 | 0 | 69077.5443 | 757181.3398 | 648192 | 0 | 0 | 0 | 1776414.9368 | 0 | 1493.0951 | 0 | 0 | 0 | 0 | 0 | 0 | 0 | 8965809.3685 | 0 | 0 | 0 | 0 | 178066.8842 | 0 | 0 | 0 | 0 | 0 | 0 | 0 | 0 | 0 | 0 | 0 | 0 | 0
2016-07-15 23:00 | 0 | 0 | 0 | 0 | 0 | 673506.8854 | 630495 | 0 | 0 | 0 | 1819213.5229 | 0 | 1706.3944 | 0 | 0 | 0 | 0 | 0 | 0 | 0 | 8965773.5053 | 0 | 0 | 0 | 0 | 42798.5861 | 0 | 213.2993 | 0 | 0 | 0 | 0 | 0 | 0 | 0 | 0 | 0 | 0 | 0
2016-07-16 | 0 | 0 | 0 | 0 | 147213.4628 | 521707.0007 | 610563 | 0 | 0 | 0 | 1877570.9864 | 0 | 1706.3944 | 0 | 0 | 0 | 0 | 0 | 0 | 0 | 8965737.6422 | 0 | 0 | 0 | 0 | 58357.4635 | 0 | 0 | 0 | 0 | 0 | 0 | 0 | 0 | 0 | 0 | 0 | 0 | 0
2016-07-16 01:00 | 0 | 0 | 0 | 0 | 93417.3892 | 254308.3681 | 593282 | 0 | 0 | 0 | 1632014.7437 | 0 | 1706.3944 | 0 | 0 | 0 | 0 | 0 | 0 | 0 | 8965701.7792 | 0 | 0 | 0 | 0 | -245556.2427 | 0 | 0 | 0 | 0 | 0 | 0 | 0 | 0 | 0 | 0 | 0 | 0 | 0
2016-07-16 02:00 | 0 | 0 | 0 | 0 | 294841.1614 | 26749.8952 | 566934 | 0 | 0 | 0 | 1386458.501 | 0 | 1919.6937 | 0 | 0 | 0 | 0 | 0 | 0 | 0 | 8965665.9164 | 0 | 0 | 0 | 0 | -245556.2427 | 0 | 213.2993 | 0 | 0 | 0 | 0 | 0 | 0 | 0 | 0 | 0 | 0 | 0
2016-07-16 03:00 | 0 | 0 | 0 | 0 | 445628.7872 | 0 | 531396 | 0 | 0 | 0 | 1300477.9889 | 0 | 2132.993 | 0 | 0 | 0 | 0 | 0 | 0 | 0 | 8965630.0538 | 0 | 0 | 0 | 0 | -85980.5121 | 0 | 213.2993 | 0 | 0 | 0 | 0 | 0 | 0 | 0 | 0 | 0 | 0 | 0
2016-07-16 04:00 | 0 | 0 | 0 | 0 | 250587.0566 | 0 | 495930 | 0 | 0 | 0 | 1054921.7462 | 0 | 2346.2923 | 0 | 0 | 0 | 0 | 0 | 0 | 0 | 8965594.1913 | 0 | 0 | 0 | 0 | -245556.2427 | 0 | 213.2993 | 0 | 0 | 0 | 0 | 0 | 0 | 0 | 0 | 0 | 0 | 0
2016-07-16 05:00 | 0 | 0 | 0 | 0 | 404804.8227 | 0 | 465615 | 0 | 0 | 0 | 993898.2697 | 0 | 2559.5916 | 0 | 0 | 0 | 0 | 0 | 0 | 0 | 8965558.3289 | 0 | 0 | 0 | 0 | -61023.4766 | 0 | 213.2993 | 0 | 0 | 0 | 0 | 0 | 0 | 0 | 0 | 0 | 0 | 0
2016-07-16 06:00 | 0 | 0 | 0 | 0 | 381971.6549 | 0 | 441570 | 0 | 0 | 0 | 934299.9245 | 0 | 2559.5916 | 0 | 0 | 0 | 0 | 0 | 0 | 0 | 8965522.4666 | 0 | 0 | 0 | 0 | -59598.3451 | 0 | 0 | 0 | 0 | 0 | 0 | 0 | 0 | 0 | 0 | 0 | 0 | 0
2016-07-16 07:00 | 0 | 0 | 0 | 0 | 177036.0566 | 0 | 422379 | 0 | 0 | 0 | 688743.6818 | 0 | 2772.8909 | 0 | 0 | 0 | 0 | 0 | 0 | 0 | 8965486.6046 | 0 | 0 | 0 | 0 | -245556.2427 | 0 | 213.2993 | 0 | 0 | 0 | 0 | 0 | 0 | 0 | 0 | 0 | 0 | 0
2016-07-16 08:00 | 0 | 0 | 0 | 0 | 350598.6984 | 0 | 410187 | 0 | 0 | 0 | 628942.0809 | 0 | 2986.1902 | 0 | 0 | 0 | 0 | 0 | 0 | 0 | 8965450.7426 | 0 | 0 | 0 | 0 | -59801.6009 | 0 | 213.2993 | 0 | 0 | 0 | 0 | 0 | 0 | 0 | 0 | 0 | 0 | 0
2016-07-16 09:00 | 0 | 0 | 0 | 0 | 314856.2762 | 0 | 404433 | 0 | 0 | 0 | 539152.0578 | 0 | 3199.4894 | 0 | 0 | 0 | 0 | 0 | 0 | 0 | 8965414.8808 | 0 | 0 | 0 | 0 | -89790.0231 | 0 | 213.2993 | 0 | 0 | 0 | 0 | 0 | 0 | 0 | 0 | 0 | 0 | 0
2016-07-16 10:00 | 0 | 0 | 0 | 0 | 275179.3807 | 0 | 403956 | 0 | 0 | 0 | 410162.1393 | 0 | 3412.7887 | 0 | 0 | 0 | 0 | 0 | 0 | 0 | 8965379.0191 | 0 | 0 | 0 | 0 | -128989.9186 | 0 | 213.2993 | 0 | 0 | 0 | 0 | 0 | 0 | 0 | 0 | 0 | 0 | 0
2016-07-16 11:00 | 0 | 0 | 0 | 0 | 233550.1061 | 0 | 411897 | 0 | 0 | 0 | 231815.2454 | 0 | 3412.7887 | 0 | 0 | 0 | 0 | 0 | 0 | 0 | 8965343.1576 | 0 | 0 | 0 | 0 | -178346.8939 | 0 | 0 | 0 | 0 | 0 | 0 | 0 | 0 | 0 | 0 | 0 | 0 | 0
2016-07-16 12:00 | 0 | 0 | 0 | 0 | 163455.6086 | 90316.6195 | 431408 | 0 | 0 | 0 | 46344.6164 | 0 | 3626.088 | 7621.5577 | 0 | 0 | 0 | 0 | 0 | 0 | 8965307.2963 | 0 | 0 | 0 | 0 | -185470.6289 | 0 | 213.2993 | 0 | 7621.5577 | 0 | 0 | 0 | 0 | 0 | 0 | 0 | 0 | 0
2016-07-16 13:00 | 0 | 0 | 0 | 0 | 0 | 406980.1251 | 460733 | 0 | 0 | 0 | 0 | 0 | 3839.3873 | 0 | 0 | 0 | 0 | 0 | 0 | 0 | 8965271.435 | 0 | 0 | 0 | 0 | -46344.6164 | 0 | 213.2993 | 0 | -7621.5577 | 0 | 0 | 0 | 0 | 0 | 0 | 0 | 0 | 0
2016-07-16 14:00 | 0 | 0 | 0 | 0 | 117373.0404 | 621396.5016 | 493000 | 0 | 0 | 0 | 245556.2427 | 0 | 4052.6866 | 0 | 0 | 0 | 0 | 0 | 0 | 0 | 8965235.5739 | 0 | 0 | 0 | 0 | 245556.2427 | 0 | 213.2993 | 0 | 0 | 0 | 0 | 0 | 0 | 0 | 0 | 0 | 0 | 0
2016-07-16 15:00 | 0 | 0 | 0 | 0 | 35474.2462 | 734466.2958 | 524171 | 0 | 0 | 0 | 491112.4854 | 0 | 4265.9859 | 0 | 0 | 0 | 0 | 0 | 0 | 0 | 8965199.713 | 0 | 0 | 0 | 0 | 245556.2427 | 0 | 213.2993 | 0 | 0 | 0 | 0 | 0 | 0 | 0 | 0 | 0 | 0 | 0
2016-07-16 16:00 | 0 | 0 | 0 | 0 | 0 | 789964.3505 | 550527 | 0 | 0 | 0 | 730549.8359 | 0 | 4265.9859 | 0 | 0 | 0 | 0 | 0 | 0 | 0 | 8965163.8522 | 0 | 0 | 0 | 0 | 239437.3505 | 0 | 0 | 0 | 0 | 0 | 0 | 0 | 0 | 0 | 0 | 0 | 0 | 0
2016-07-16 17:00 | 0 | 0 | 0 | 0 | 0 | 807445.0235 | 572417 | 0 | 0 | 0 | 965577.8593 | 0 | 4265.9859 | 0 | 0 | 0 | 0 | 0 | 0 | 0 | 8965127.9915 | 0 | 0 | 0 | 0 | 235028.0235 | 0 | 0 | 0 | 0 | 0 | 0 | 0 | 0 | 0 | 0 | 0 | 0 | 0
2016-07-16 18:00 | 0 | 0 | 0 | 0 | 0 | 805414.3145 | 589029 | 0 | 0 | 0 | 1181749.8745 | 0 | 4479.2852 | 0 | 0 | 0 | 0 | 0 | 0 | 0 | 8965092.131 | 0 | 0 | 0 | 0 | 216172.0152 | 0 | 213.2993 | 0 | 0 | 0 | 0 | 0 | 0 | 0 | 0 | 0 | 0 | 0
2016-07-16 19:00 | 0 | 0 | 0 | 0 | 47844.3796 | 797931.1624 | 600006 | 0 | 0 | 0 | 1427306.1172 | 0 | 4692.5845 | 0 | 0 | 0 | 0 | 0 | 0 | 0 | 8965056.2707 | 0 | 0 | 0 | 0 | 245556.2427 | 0 | 213.2993 | 0 | 0 | 0 | 0 | 0 | 0 | 0 | 0 | 0 | 0 | 0
2016-07-16 20:00 | 0 | 0 | 0 | 0 | 58308.6501 | 793973.8919 | 606513 | 0 | 0 | 0 | 1672862.3599 | 0 | 4905.8838 | 0 | 0 | 0 | 0 | 0 | 0 | 0 | 8965020.4104 | 0 | 0 | 0 | 0 | 245556.2427 | 0 | 213.2993 | 0 | 0 | 0 | 0 | 0 | 0 | 0 | 0 | 0 | 0 | 0
2016-07-16 21:00 | 0 | 0 | 0 | 0 | 0 | 785172.4352 | 608656 | 0 | 0 | 0 | 1849165.4958 | 0 | 5119.1831 | 0 | 0 | 0 | 0 | 0 | 0 | 0 | 8964984.5504 | 0 | 0 | 0 | 0 | 176303.1359 | 0 | 213.2993 | 0 | 0 | 0 | 0 | 0 | 0 | 0 | 0 | 0 | 0 | 0
2016-07-16 22:00 | 0 | 0 | 0 | 0 | 0 | 758990.5793 | 603469 | 0 | 0 | 0 | 2004687.0751 | 0 | 5119.1831 | 0 | 0 | 0 | 0 | 0 | 0 | 0 | 8964948.6904 | 0 | 0 | 0 | 0 | 155521.5793 | 0 | 0 | 0 | 0 | 0 | 0 | 0 | 0 | 0 | 0 | 0 | 0 | 0
2016-07-16 23:00 | 0 | 0 | 0 | 0 | 0 | 682236.1115 | 591077 | 0 | 0 | 0 | 2095632.8873 | 0 | 5332.4824 | 0 | 0 | 0 | 0 | 0 | 0 | 0 | 8964912.8306 | 0 | 0 | 0 | 0 | 90945.8122 | 0 | 213.2993 | 0 | 0 | 0 | 0 | 0 | 0 | 0 | 0 | 0 | 0 | 0
2016-07-17 | 0 | 0 | 0 | 0 | 0 | 532178.8467 | 575707 | 0 | 0 | 0 | 2051891.4348 | 0 | 5545.7817 | 0 | 0 | 0 | 0 | 0 | 0 | 0 | 8964876.971 | 0 | 0 | 0 | 0 | -43741.4526 | 0 | 213.2993 | 0 | 0 | 0 | 0 | 0 | 0 | 0 | 0 | 0 | 0 | 0
2016-07-17 01:00 | 0 | 0 | 0 | 0 | 44458.3918 | 270544.6648 | 560346 | 0 | 0 | 0 | 1806335.1921 | 0 | 5759.081 | 0 | 0 | 0 | 0 | 0 | 0 | 0 | 8964841.1115 | 0 | 0 | 0 | 0 | -245556.2427 | 0 | 213.2993 | 0 | 0 | 0 | 0 | 0 | 0 | 0 | 0 | 0 | 0 | 0
2016-07-17 02:00 | 0 | 0 | 0 | 0 | 268457.1351 | 24656.6223 | 538670 | 0 | 0 | 0 | 1560778.9494 | 0 | 5759.081 | 0 | 0 | 0 | 0 | 0 | 0 | 0 | 8964805.2521 | 0 | 0 | 0 | 0 | -245556.2427 | 0 | 0 | 0 | 0 | 0 | 0 | 0 | 0 | 0 | 0 | 0 | 0 | 0
2016-07-17 03:00 | 0 | 0 | 0 | 0 | 263149.0566 | 0 | 508492 | 0 | 0 | 0 | 1315222.7067 | 0 | 5972.3803 | 0 | 0 | 0 | 0 | 0 | 0 | 0 | 8964769.3929 | 0 | 0 | 0 | 0 | -245556.2427 | 0 | 213.2993 | 0 | 0 | 0 | 0 | 0 | 0 | 0 | 0 | 0 | 0 | 0
2016-07-17 04:00 | 0 | 0 | 0 | 0 | 646374.3015 | 0 | 477482 | 0 | 0 | 0 | 1483901.7089 | 0 | 6185.6796 | 0 | 0 | 0 | 0 | 0 | 0 | 0 | 8964733.5338 | 0 | 0 | 0 | 0 | 168679.0022 | 0 | 213.2993 | 0 | 0 | 0 | 0 | 0 | 0 | 0 | 0 | 0 | 0 | 0
2016-07-17 05:00 | 0 | 0 | 0 | 0 | 205692.0566 | 0 | 451035 | 0 | 0 | 0 | 1238345.4662 | 0 | 6398.9789 | 0 | 0 | 0 | 0 | 0 | 0 | 0 | 8964697.6749 | 0 | 0 | 0 | 0 | -245556.2427 | 0 | 213.2993 | 0 | 0 | 0 | 0 | 0 | 0 | 0 | 0 | 0 | 0 | 0
2016-07-17 06:00 | 0 | 0 | 0 | 0 | 184086.7573 | 0 | 429643 | 0 | 0 | 0 | 992789.2236 | 0 | 6398.9789 | 0 | 0 | 0 | 0 | 0 | 0 | 0 | 8964661.8161 | 0 | 0 | 0 | 0 | -245556.2427 | 0 | 0 | 0 | 0 | 0 | 0 | 0 | 0 | 0 | 0 | 0 | 0 | 0
2016-07-17 07:00 | 0 | 0 | 0 | 0 | 166245.0566 | 0 | 411588 | 0 | 0 | 0 | 747232.9809 | 0 | 6612.2782 | 0 | 0 | 0 | 0 | 0 | 0 | 0 | 8964625.9574 | 0 | 0 | 0 | 0 | -245556.2427 | 0 | 213.2993 | 0 | 0 | 0 | 0 | 0 | 0 | 0 | 0 | 0 | 0 | 0
2016-07-17 08:00 | 0 | 0 | 0 | 0 | 525194.9103 | 0 | 399818 | 0 | 0 | 0 | 872396.5919 | 0 | 6825.5775 | 0 | 0 | 0 | 0 | 0 | 0 | 0 | 8964590.0989 | 0 | 0 | 0 | 0 | 125163.611 | 0 | 213.2993 | 0 | 0 | 0 | 0 | 0 | 0 | 0 | 0 | 0 | 0 | 0
2016-07-17 09:00 | 0 | 0 | 0 | 0 | 147279.0566 | 0 | 392622 | 0 | 0 | 0 | 626840.3492 | 0 | 7038.8768 | 0 | 0 | 0 | 0 | 0 | 0 | 0 | 8964554.2406 | 0 | 0 | 0 | 0 | -245556.2427 | 0 | 213.2993 | 0 | 0 | 0 | 0 | 0 | 0 | 0 | 0 | 0 | 0 | 0
2016-07-17 10:00 | 0 | 0 | 0 | 0 | 473294.4995 | 0 | 387527 | 0 | 0 | 0 | 712607.8487 | 0 | 7038.8768 | 0 | 0 | 0 | 0 | 0 | 0 | 0 | 8964518.3824 | 0 | 0 | 0 | 0 | 85767.4995 | 0 | 0 | 0 | 0 | 0 | 0 | 0 | 0 | 0 | 0 | 0 | 0 | 0
2016-07-17 11:00 | 0 | 0 | 0 | 0 | 146297.2749 | 0.78167 | 391641 | 0 | 0 | 0 | 467051.606 | 0 | 7252.1761 | 0 | 0 | 0 | 0 | 0 | 0 | 0 | 8964482.5243 | 0 | 0 | 0 | 0 | -245556.2427 | 0 | 213.2993 | 0 | 0 | 0 | 0 | 0 | 0 | 0 | 0 | 0 | 0 | 0
2016-07-17 12:00 | 0 | 0 | 0 | 0 | 308239.1273 | 105108.2148 | 411311 | 0 | 0 | 0 | 468874.6488 | 0 | 7465.4754 | 0 | 0 | 0 | 0 | 0 | 0 | 0 | 8964446.6663 | 0 | 0 | 0 | 0 | 1823.0429 | 0 | 213.2993 | 0 | 0 | 0 | 0 | 0 | 0 | 0 | 0 | 0 | 0 | 0
2016-07-17 13:00 | 0 | 0 | 0 | 0 | 0 | 428683.8253 | 444110 | 0 | 0 | 0 | 453235.1748 | 0 | 7678.7747 | 0 | 0 | 0 | 0 | 0 | 0 | 0 | 8964410.8086 | 0 | 0 | 0 | 0 | -15639.474 | 0 | 213.2993 | 0 | 0 | 0 | 0 | 0 | 0 | 0 | 0 | 0 | 0 | 0
2016-07-17 14:00 | 0 | 0 | 0 | 0 | 86202.108 | 639206.434 | 479639 | 0 | 0 | 0 | 698791.4175 | 0 | 7892.074 | 0 | 0 | 0 | 0 | 0 | 0 | 0 | 8964374.9509 | 0 | 0 | 0 | 0 | 245556.2427 | 0 | 213.2993 | 0 | 0 | 0 | 0 | 0 | 0 | 0 | 0 | 0 | 0 | 0
2016-07-17 15:00 | 0 | 0 | 0 | 0 | 27522.6999 | 732338.842 | 514092 | 0 | 0 | 0 | 944347.6602 | 0 | 8105.3733 | 0 | 0 | 0 | 0 | 0 | 0 | 0 | 8964339.0934 | 0 | 0 | 0 | 0 | 245556.2427 | 0 | 213.2993 | 0 | 0 | 0 | 0 | 0 | 0 | 0 | 0 | 0 | 0 | 0
2016-07-17 16:00 | 0 | 0 | 0 | 0 | 11389.0766 | 779856.1661 | 545689 | 0 | 0 | 0 | 1189903.9029 | 0 | 8105.3733 | 0 | 0 | 0 | 0 | 0 | 0 | 0 | 8964303.2361 | 0 | 0 | 0 | 0 | 245556.2427 | 0 | 0 | 0 | 0 | 0 | 0 | 0 | 0 | 0 | 0 | 0 | 0 | 0
2016-07-17 17:00 | 0 | 0 | 0 | 0 | 0 | 794900.6448 | 571375 | 0 | 0 | 0 | 1413216.2484 | 0 | 8318.6726 | 0 | 0 | 0 | 0 | 0 | 0 | 0 | 8964267.3789 | 0 | 0 | 0 | 0 | 223312.3455 | 0 | 213.2993 | 0 | 0 | 0 | 0 | 0 | 0 | 0 | 0 | 0 | 0 | 0
2016-07-17 18:00 | 0 | 0 | 0 | 0 | 0 | 791076.4473 | 591889 | 0 | 0 | 0 | 1612190.3964 | 0 | 8531.9719 | 0 | 0 | 0 | 0 | 0 | 0 | 0 | 8964231.5218 | 0 | 0 | 0 | 0 | 198974.148 | 0 | 213.2993 | 0 | 0 | 0 | 0 | 0 | 0 | 0 | 0 | 0 | 0 | 0
2016-07-17 19:00 | 0 | 0 | 0 | 0 | 73759.9426 | 779881.5994 | 607872 | 0 | 0 | 0 | 1857746.6391 | 0 | 8745.2712 | 0 | 0 | 0 | 0 | 0 | 0 | 0 | 8964195.6649 | 0 | 0 | 0 | 0 | 245556.2427 | 0 | 213.2993 | 0 | 0 | 0 | 0 | 0 | 0 | 0 | 0 | 0 | 0 | 0
2016-07-17 20:00 | 0 | 0 | 0 | 0 | 0 | 772207.5082 | 620128 | 0 | 0 | 0 | 2009612.848 | 0 | 8958.5705 | 0 | 0 | 0 | 0 | 0 | 0 | 0 | 8964159.8081 | 0 | 0 | 0 | 0 | 151866.2089 | 0 | 213.2993 | 0 | 0 | 0 | 0 | 0 | 0 | 0 | 0 | 0 | 0 | 0
2016-07-17 21:00 | 0 | 0 | 0 | 0 | 0 | 756993.6519 | 628734 | 0 | 0 | 0 | 2137659.2007 | 0 | 9171.8697 | 0 | 0 | 0 | 0 | 0 | 0 | 0 | 8964123.9514 | 0 | 0 | 0 | 0 | 128046.3527 | 0 | 213.2993 | 0 | 0 | 0 | 0 | 0 | 0 | 0 | 0 | 0 | 0 | 0
2016-07-17 22:00 | 0 | 0 | 0 | 0 | 153124.8144 | 722732.7276 | 630088 | 0 | 0 | 0 | 2383215.4434 | 0 | 9385.169 | 0 | 0 | 0 | 0 | 0 | 0 | 0 | 8964088.0949 | 0 | 0 | 0 | 0 | 245556.2427 | 0 | 213.2993 | 0 | 0 | 0 | 0 | 0 | 0 | 0 | 0 | 0 | 0 | 0
2016-07-17 23:00 | 0 | 0 | 0 | 0 | 0 | 645598.9243 | 622054 | 0 | 0 | 0 | 2406547.0684 | 0 | 9598.4683 | 0 | 0 | 0 | 0 | 0 | 0 | 0 | 8964052.2386 | 0 | 0 | 0 | 0 | 23331.625 | 0 | 213.2993 | 0 | 0 | 0 | 0 | 0 | 0 | 0 | 0 | 0 | 0 | 0
2016-07-18 | 0 | 0 | 0 | 0 | 0 | 501480.2982 | 608973 | 0 | 0 | 0 | 2299054.3665 | 0 | 9598.4683 | 0 | 0 | 0 | 0 | 0 | 0 | 0 | 8964016.3824 | 0 | 0 | 0 | 0 | -107492.7018 | 0 | 0 | 0 | 0 | 0 | 0 | 0 | 0 | 0 | 0 | 0 | 0 | 0
2016-07-18 01:00 | 0 | 0 | 0 | 0 | 97752.8947 | 252628.1619 | 595724 | 0 | 0 | 0 | 2053498.1238 | 0 | 9811.7676 | 0 | 0 | 0 | 0 | 0 | 0 | 0 | 8963980.5263 | 0 | 0 | 0 | 0 | -245556.2427 | 0 | 213.2993 | 0 | 0 | 0 | 0 | 0 | 0 | 0 | 0 | 0 | 0 | 0
2016-07-18 02:00 | 0 | 0 | 0 | 0 | 298193.8519 | 28642.2047 | 572179 | 0 | 0 | 0 | 1807941.8812 | 0 | 10025.0669 | 0 | 0 | 0 | 0 | 0 | 0 | 0 | 8963944.6704 | 0 | 0 | 0 | 0 | -245556.2427 | 0 | 213.2993 | 0 | 0 | 0 | 0 | 0 | 0 | 0 | 0 | 0 | 0 | 0
2016-07-18 03:00 | 0 | 0 | 0 | 0 | 516902.3332 | 0 | 540002 | 0 | 0 | 0 | 1784842.2144 | 0 | 10025.0669 | 0 | 0 | 0 | 0 | 0 | 0 | 0 | 8963908.8146 | 0 | 0 | 0 | 0 | -23099.6668 | 0 | 0 | 0 | 0 | 0 | 0 | 0 | 0 | 0 | 0 | 0 | 0 | 0
2016-07-18 04:00 | 0 | 0 | 0 | 0 | 261463.0566 | 0 | 506806 | 0 | 0 | 0 | 1539285.9717 | 0 | 10238.3662 | 0 | 0 | 0 | 0 | 0 | 0 | 0 | 8963872.959 | 0 | 0 | 0 | 0 | -245556.2427 | 0 | 213.2993 | 0 | 0 | 0 | 0 | 0 | 0 | 0 | 0 | 0 | 0 | 0
2016-07-18 05:00 | 0 | 0 | 0 | 0 | 248079.5577 | 0 | 477936 | 0 | 0 | 0 | 1293729.729 | 0 | 10451.6655 | 0 | 0 | 0 | 0 | 0 | 0 | 0 | 8976226.3044 | 0 | 0 | 0 | 0 | -245556.2427 | 0 | 213.2993 | 0 | 0 | 0 | 0 | 0 | 0 | 0 | 0 | 15486.5011 | 0 | 0
2016-07-18 06:00 | 0 | 0 | 0 | 0 | 428140.5056 | 0 | 455072 | 0 | 0 | 0 | 1244487.9183 | 0 | 10664.9648 | 0 | 0 | 0 | 0 | 0 | 0 | 0 | 8993868.0131 | 0 | 0 | 0 | 0 | -49241.8107 | 0 | 213.2993 | 0 | 0 | 0 | 0 | 0 | 0 | 0 | 0 | 22097.017 | 0 | 0
2016-07-18 07:00 | 0 | 0 | 0 | 0 | 214815.7744 | 0 | 438275 | 0 | 0 | 0 | 998931.6756 | 0 | 10664.9648 | 0 | 0 | 0 | 0 | 0 | 0 | 0 | 9011509.6512 | 0 | 0 | 0 | 0 | -245556.2427 | 0 | 0 | 0 | 0 | 0 | 0 | 0 | 0 | 0 | 0 | 22097.017 | 0 | 0
2016-07-18 08:00 | 0 | 0 | 0 | 0 | 412790.3933 | 0 | 430035 | 0 | 0 | 0 | 959376.7525 | 0 | 10878.2641 | 0 | 0 | 0 | 0 | 0 | 0 | 0 | 9029151.2188 | 0 | 0 | 0 | 0 | -39554.9231 | 0 | 213.2993 | 0 | 0 | 0 | 0 | 0 | 0 | 0 | 0 | 22097.017 | 0 | 0
2016-07-18 09:00 | 0 | 0 | 0 | 0 | 378004.186 | 0 | 432780 | 0 | 0 | 0 | 882290.6222 | 0 | 11091.5634 | 0 | 0 | 0 | 0 | 0 | 0 | 0 | 9046792.7159 | 0 | 0 | 0 | 0 | -77086.1304 | 0 | 213.2993 | 0 | 0 | 0 | 0 | 0 | 0 | 0 | 0 | 22097.017 | 0 | 0
2016-07-18 10:00 | 0 | 0 | 0 | 0 | 344152.5717 | 0 | 446146 | 0 | 0 | 0 | 757986.8775 | 0 | 11304.8627 | 0 | 0 | 0 | 0 | 0 | 0 | 0 | 9064434.1423 | 0 | 0 | 0 | 0 | -124303.7446 | 0 | 213.2993 | 0 | 0 | 0 | 0 | 0 | 0 | 0 | 0 | 22097.017 | 0 | 0
2016-07-18 11:00 | 0 | 0 | 0 | 0 | 312865.5497 | 0.42591 | 466590 | 0 | 0 | 0 | 574544.2784 | 0 | 11304.8627 | 7621.5577 | 0 | 0 | 0 | 0 | 0 | 0 | 9082075.4982 | 0 | 0 | 0 | 0 | -183442.5991 | 0 | 0 | 0 | 7621.5577 | 0 | 0 | 0 | 0 | 0 | 0 | 22097.017 | 0 | 0
2016-07-18 12:00 | 0 | 0 | 0 | 0 | 180590.3756 | 75661.2713 | 495607 | 0 | 0 | 0 | 328988.0357 | 0 | 3030.2929 | 0 | 0 | 0 | 0 | 0 | 0 | 0 | 9099716.7836 | 0 | 0 | 0 | 0 | -245556.2427 | 0 | 0 | 8274.5698 | -7621.5577 | 0 | 0 | 0 | 0 | 0 | 0 | 22097.017 | 0 | 0
2016-07-18 13:00 | 0 | 0 | 0 | 0 | 0 | 357481.3342 | 530189 | 0 | 0 | 0 | 133970.0535 | 0 | 3243.5922 | 0 | 0 | 0 | 0 | 0 | 0 | 0 | 9117357.9984 | 0 | 0 | 0 | 0 | -195017.9822 | 0 | 213.2993 | 0 | 0 | 0 | 0 | 0 | 0 | 0 | 0 | 22097.017 | 0 | 0
2016-07-18 14:00 | 0 | 0 | 0 | 0 | 223927.5029 | 555583.4549 | 567488 | 0 | 0 | 0 | 323682.695 | 0 | 3456.8915 | 0 | 0 | 0 | 0 | 0 | 0 | 0 | 9134999.1426 | 0 | 0 | 0 | 0 | 189712.6415 | 0 | 213.2993 | 0 | 0 | 0 | 0 | 0 | 0 | 0 | 0 | 22097.017 | 0 | 0
2016-07-18 15:00 | 0 | 0 | 0 | 0 | 0 | 662811.4649 | 602663 | 0 | 0 | 0 | 361520.8436 | 0 | 3670.1908 | 0 | 0 | 0 | 0 | 0 | 0 | 0 | 9152640.2162 | 0 | 0 | 0 | 0 | 37838.1486 | 0 | 213.2993 | 0 | 0 | 0 | 0 | 0 | 0 | 0 | 0 | 22097.017 | 0 | 0
2016-07-18 16:00 | 0 | 0 | 0 | 0 | 170872.6422 | 720620.8419 | 632805 | 0 | 0 | 0 | 597899.0114 | 0 | 3883.4901 | 0 | 0 | 0 | 0 | 0 | 0 | 0 | 9170281.2193 | 0 | 0 | 0 | 0 | 236378.1678 | 0 | 213.2993 | 0 | 0 | 0 | 0 | 0 | 0 | 0 | 0 | 22097.017 | 0 | 0
2016-07-18 17:00 | 0 | 0 | 0 | 0 | 0 | 744287.9763 | 655699 | 0 | 0 | 0 | 664177.6713 | 0 | 4096.7894 | 0 | 0 | 0 | 0 | 0 | 0 | 0 | 9187922.1518 | 0 | 0 | 0 | 0 | 66278.66 | 0 | 213.2993 | 0 | 0 | 0 | 0 | 0 | 0 | 0 | 0 | 22097.017 | 0 | 0
2016-07-18 18:00 | 0 | 0 | 0 | 0 | 171684.8676 | 741891.8457 | 671854 | 0 | 0 | 0 | 883590.0683 | 0 | 4310.0887 | 0 | 0 | 0 | 0 | 0 | 0 | 0 | 9205563.0137 | 0 | 0 | 0 | 0 | 219412.397 | 0 | 213.2993 | 0 | 0 | 0 | 0 | 0 | 0 | 0 | 0 | 22097.017 | 0 | 0
2016-07-18 19:00 | 0 | 0 | 0 | 0 | 0 | 728366.2366 | 678778 | 0 | 0 | 0 | 910867.9886 | 0 | 4523.388 | 0 | 0 | 0 | 0 | 0 | 0 | 0 | 9223203.8051 | 0 | 0 | 0 | 0 | 27277.9203 | 0 | 213.2993 | 0 | 0 | 0 | 0 | 0 | 0 | 0 | 0 | 22097.017 | 0 | 0
2016-07-18 20:00 | 0 | 0 | 0 | 0 | 216686.1745 | 713590.9189 | 679882 | 0 | 0 | 0 | 1138952.7657 | 0 | 4736.6873 | 0 | 0 | 0 | 0 | 0 | 0 | 0 | 9240844.5259 | 0 | 0 | 0 | 0 | 228084.7771 | 0 | 213.2993 | 0 | 0 | 0 | 0 | 0 | 0 | 0 | 0 | 22097.017 | 0 | 0
2016-07-18 21:00 | 0 | 0 | 0 | 0 | 246050.9151 | 688112.2346 | 677977 | 0 | 0 | 0 | 1373041.8984 | 0 | 4736.6873 | 0 | 0 | 0 | 0 | 0 | 0 | 0 | 9258485.1762 | 0 | 0 | 0 | 0 | 234089.1327 | 0 | 0 | 0 | 0 | 0 | 0 | 0 | 0 | 0 | 0 | 22097.017 | 0 | 0
2016-07-18 22:00 | 0 | 0 | 0 | 0 | 0 | 649764.1892 | 673385 | 0 | 0 | 0 | 1327110.7713 | 0 | 4949.9866 | 0 | 0 | 0 | 0 | 0 | 0 | 0 | 9276125.7559 | 0 | 0 | 0 | 0 | -45931.1271 | 0 | 213.2993 | 0 | 0 | 0 | 0 | 0 | 0 | 0 | 0 | 22097.017 | 0 | 0
2016-07-18 23:00 | 0 | 0 | 0 | 0 | 328484.2258 | 571216.4731 | 662839 | 0 | 0 | 0 | 1541662.1539 | 0 | 5163.2859 | 0 | 0 | 0 | 0 | 0 | 0 | 0 | 9293766.265 | 0 | 0 | 0 | 0 | 214551.3826 | 0 | 213.2993 | 0 | 0 | 0 | 0 | 0 | 0 | 0 | 0 | 22097.017 | 0 | 0
2016-07-19 | 0 | 0 | 0 | 0 | 0 | 431887.4735 | 645707 | 0 | 0 | 0 | 1305532.3111 | 0 | 5376.5852 | 0 | 0 | 0 | 0 | 0 | 0 | 0 | 9311406.7036 | 0 | 0 | 0 | 0 | -236129.8428 | 0 | 213.2993 | 0 | 0 | 0 | 0 | 0 | 0 | 0 | 0 | 22097.017 | 0 | 0
2016-07-19 01:00 | 0 | 0 | 0 | 0 | 531575.6177 | 214293.394 | 626926 | 0 | 0 | 0 | 1402165.0064 | 0 | 5589.8845 | 0 | 0 | 0 | 0 | 0 | 0 | 0 | 9329047.0716 | 0 | 0 | 0 | 0 | 96632.6953 | 0 | 213.2993 | 0 | 0 | 0 | 0 | 0 | 0 | 0 | 0 | 22097.017 | 0 | 0
2016-07-19 02:00 | 0 | 0 | 0 | 0 | 339471.832 | 34432.9424 | 597364 | 0 | 0 | 0 | 1156608.7637 | 0 | 5589.8845 | 0 | 0 | 0 | 0 | 0 | 0 | 0 | 9346687.3691 | 0 | 0 | 0 | 0 | -245556.2427 | 0 | 0 | 0 | 0 | 0 | 0 | 0 | 0 | 0 | 0 | 22097.017 | 0 | 0
2016-07-19 03:00 | 0 | 0 | 0 | 0 | 335488.0737 | 0 | 558734 | 0 | 0 | 0 | 911052.521 | 0 | 5803.1838 | 0 | 0 | 0 | 0 | 0 | 0 | 0 | 9364327.5959 | 0 | 0 | 0 | 0 | -245556.2427 | 0 | 213.2993 | 0 | 0 | 0 | 0 | 0 | 0 | 0 | 0 | 22097.017 | 0 | 0
2016-07-19 04:00 | 0 | 0 | 0 | 0 | 587994.1165 | 0 | 520670 | 0 | 0 | 0 | 956066.3212 | 0 | 6016.4831 | 0 | 0 | 0 | 0 | 0 | 0 | 0 | 9381967.7523 | 0 | 0 | 0 | 0 | 45013.8002 | 0 | 213.2993 | 0 | 0 | 0 | 0 | 0 | 0 | 0 | 0 | 22097.017 | 0 | 0
2016-07-19 05:00 | 0 | 0 | 0 | 0 | 549327.6864 | 0 | 488298 | 0 | 0 | 0 | 994785.6913 | 0 | 6229.7823 | 0 | 0 | 0 | 0 | 0 | 0 | 0 | 9399607.838 | 0 | 0 | 0 | 0 | 38719.3701 | 0 | 213.2993 | 0 | 0 | 0 | 0 | 0 | 0 | 0 | 0 | 22097.017 | 0 | 0
2016-07-19 06:00 | 0 | 0 | 0 | 0 | 238104.7744 | 0 | 461564 | 0 | 0 | 0 | 749229.4486 | 0 | 6229.7823 | 0 | 0 | 0 | 0 | 0 | 0 | 0 | 9417247.8532 | 0 | 0 | 0 | 0 | -245556.2427 | 0 | 0 | 0 | 0 | 0 | 0 | 0 | 0 | 0 | 0 | 22097.017 | 0 | 0
2016-07-19 07:00 | 0 | 0 | 0 | 0 | 482032.7506 | 0 | 442848 | 0 | 0 | 0 | 766103.8829 | 0 | 6443.0816 | 0 | 0 | 0 | 0 | 0 | 0 | 0 | 9434887.7979 | 0 | 0 | 0 | 0 | 16874.4342 | 0 | 213.2993 | 0 | 0 | 0 | 0 | 0 | 0 | 0 | 0 | 22097.017 | 0 | 0
2016-07-19 08:00 | 0 | 0 | 0 | 0 | 471220.9077 | 0 | 433311 | 0 | 0 | 0 | 781703.4742 | 0 | 6656.3809 | 0 | 0 | 0 | 0 | 0 | 0 | 0 | 9452527.672 | 0 | 0 | 0 | 0 | 15599.5914 | 0 | 213.2993 | 0 | 0 | 0 | 0 | 0 | 0 | 0 | 0 | 22097.017 | 0 | 0
2016-07-19 09:00 | 0 | 0 | 0 | 0 | 212242.0737 | 0 | 435488 | 0 | 0 | 0 | 536147.2315 | 0 | 6869.6802 | 0 | 0 | 0 | 0 | 0 | 0 | 0 | 9470167.4755 | 0 | 0 | 0 | 0 | -245556.2427 | 0 | 213.2993 | 0 | 0 | 0 | 0 | 0 | 0 | 0 | 0 | 22097.017 | 0 | 0
2016-07-19 10:00 | 0 | 0 | 0 | 0 | 420938.4461 | 0 | 448967 | 0 | 0 | 0 | 486021.6606 | 0 | 6869.6802 | 0 | 0 | 0 | 0 | 0 | 0 | 0 | 9487807.2085 | 0 | 0 | 0 | 0 | -50125.571 | 0 | 0 | 0 | 0 | 0 | 0 | 0 | 0 | 0 | 0 | 22097.017 | 0 | 0
2016-07-19 11:00 | 0 | 0 | 0 | 0 | 363021.2502 | 0.077969 | 468631 | 0 | 0 | 0 | 358101.6725 | 0 | 7082.9795 | 0 | 0 | 0 | 0 | 0 | 0 | 0 | 9505446.8709 | 0 | 0 | 0 | 0 | -127919.9881 | 0 | 213.2993 | 0 | 0 | 0 | 0 | 0 | 0 | 0 | 0 | 22097.017 | 0 | 0
2016-07-19 12:00 | 0 | 0 | 0 | 0 | 202621.1242 | 80696.9163 | 495509 | 0 | 0 | 0 | 123600.3965 | 0 | 7296.2788 | 0 | 0 | 0 | 0 | 0 | 0 | 0 | 9523086.4627 | 0 | 0 | 0 | 0 | -234501.2759 | 0 | 213.2993 | 0 | 0 | 0 | 0 | 0 | 0 | 0 | 0 | 22097.017 | 0 | 0
2016-07-19 13:00 | 0 | 0 | 0 | 0 | 176456.024 | 399200.9685 | 525717 | 0 | 0 | 0 | 151230.0727 | 0 | 7509.5781 | 0 | 0 | 0 | 0 | 0 | 0 | 0 | 9540725.984 | 0 | 0 | 0 | 0 | 27629.6761 | 0 | 213.2993 | 0 | 0 | 0 | 0 | 0 | 0 | 0 | 0 | 22097.017 | 0 | 0
2016-07-19 14:00 | 0 | 0 | 0 | 0 | 218303.3335 | 610518.9262 | 561169 | 0 | 0 | 0 | 396786.3154 | 0 | 7509.5781 | 0 | 0 | 0 | 0 | 0 | 0 | 0 | 9558365.4348 | 0 | 0 | 0 | 0 | 245556.2427 | 0 | 0 | 0 | 0 | 0 | 0 | 0 | 0 | 0 | 0 | 22097.017 | 0 | 0
2016-07-19 15:00 | 0 | 0 | 0 | 0 | 0 | 706437.8553 | 594934 | 0 | 0 | 0 | 485979.8544 | 0 | 7722.8774 | 0 | 0 | 0 | 0 | 0 | 0 | 0 | 9576004.8149 | 0 | 0 | 0 | 0 | 89193.539 | 0 | 213.2993 | 0 | 0 | 0 | 0 | 0 | 0 | 0 | 0 | 22097.017 | 0 | 0
2016-07-19 16:00 | 0 | 0 | 0 | 0 | 0 | 757566.1786 | 622824 | 0 | 0 | 0 | 598411.7166 | 0 | 7936.1767 | 0 | 0 | 0 | 0 | 0 | 0 | 0 | 9593644.1245 | 0 | 0 | 0 | 0 | 112431.8622 | 0 | 213.2993 | 0 | 0 | 0 | 0 | 0 | 0 | 0 | 0 | 22097.017 | 0 | 0
2016-07-19 17:00 | 0 | 0 | 0 | 0 | 148584.4791 | 763603.0799 | 644321 | 0 | 0 | 0 | 843967.9593 | 0 | 8149.476 | 0 | 0 | 0 | 0 | 0 | 0 | 0 | 9611283.3636 | 0 | 0 | 0 | 0 | 245556.2427 | 0 | 213.2993 | 0 | 0 | 0 | 0 | 0 | 0 | 0 | 0 | 22097.017 | 0 | 0
2016-07-19 18:00 | 0 | 0 | 0 | 0 | 0 | 750929.6374 | 659831 | 0 | 0 | 0 | 912756.2803 | 0 | 8362.7753 | 0 | 0 | 0 | 0 | 0 | 0 | 0 | 9628922.5321 | 0 | 0 | 0 | 0 | 68788.321 | 0 | 213.2993 | 0 | 0 | 0 | 0 | 0 | 0 | 0 | 0 | 22097.017 | 0 | 0
2016-07-19 19:00 | 0 | 0 | 0 | 0 | 202313.5034 | 735258.0557 | 669705 | 0 | 0 | 0 | 1158312.523 | 0 | 8576.0746 | 0 | 0 | 0 | 0 | 0 | 0 | 0 | 9646561.6301 | 0 | 0 | 0 | 0 | 245556.2427 | 0 | 213.2993 | 0 | 0 | 0 | 0 | 0 | 0 | 0 | 0 | 22097.017 | 0 | 0
2016-07-19 20:00 | 0 | 0 | 0 | 0 | 0 | 721225.3141 | 676736 | 0 | 0 | 0 | 1180491.5208 | 0 | 8789.3739 | 0 | 0 | 0 | 0 | 0 | 0 | 0 | 9664200.6574 | 0 | 0 | 0 | 0 | 22178.9977 | 0 | 213.2993 | 0 | 0 | 0 | 0 | 0 | 0 | 0 | 0 | 22097.017 | 0 | 0
2016-07-19 21:00 | 0 | 0 | 0 | 0 | 250482.052 | 695373.2077 | 678202 | 0 | 0 | 0 | 1426047.7634 | 0 | 8789.3739 | 0 | 0 | 0 | 0 | 0 | 0 | 0 | 9681839.6143 | 0 | 0 | 0 | 0 | 245556.2427 | 0 | 0 | 0 | 0 | 0 | 0 | 0 | 0 | 0 | 0 | 22097.017 | 0 | 0
2016-07-19 22:00 | 0 | 0 | 0 | 0 | 0 | 653119.5974 | 671340 | 0 | 0 | 0 | 1385517.0445 | 0 | 9002.6732 | 0 | 0 | 0 | 0 | 0 | 0 | 0 | 9699478.5006 | 0 | 0 | 0 | 0 | -40530.7189 | 0 | 213.2993 | 0 | 0 | 0 | 0 | 0 | 0 | 0 | 0 | 22097.017 | 0 | 0
2016-07-19 23:00 | 0 | 0 | 0 | 0 | 292394.194 | 568343.8887 | 655422 | 0 | 0 | 0 | 1568736.1101 | 0 | 9002.6732 | 0 | 0 | 0 | 0 | 0 | 0 | 0 | 9717117.3163 | 0 | 0 | 0 | 0 | 183219.0656 | 0 | 0 | 0 | 0 | 0 | 0 | 0 | 0 | 0 | 0 | 22097.017 | 0 | 0
2016-07-20 | 0 | 0 | 0 | 0 | 0 | 427199.01 | 636565 | 0 | 0 | 0 | 1337059.8037 | 0 | 9215.9725 | 0 | 0 | 0 | 0 | 0 | 0 | 0 | 9734756.0615 | 0 | 0 | 0 | 0 | -231676.3064 | 0 | 213.2993 | 0 | 0 | 0 | 0 | 0 | 0 | 0 | 0 | 22097.017 | 0 | 0
2016-07-20 01:00 | 0 | 0 | 0 | 0 | 517359.0206 | 223173.8316 | 618519 | 0 | 0 | 0 | 1436763.3395 | 0 | 9429.2718 | 0 | 0 | 0 | 0 | 0 | 0 | 0 | 9752394.7361 | 0 | 0 | 0 | 0 | 99703.5358 | 0 | 213.2993 | 0 | 0 | 0 | 0 | 0 | 0 | 0 | 0 | 22097.017 | 0 | 0
2016-07-20 02:00 | 0 | 0 | 0 | 0 | 336267.8904 | 30215.1833 | 589729 | 0 | 0 | 0 | 1191207.0969 | 0 | 9642.5711 | 0 | 0 | 0 | 0 | 0 | 0 | 0 | 9770033.3401 | 0 | 0 | 0 | 0 | -245556.2427 | 0 | 213.2993 | 0 | 0 | 0 | 0 | 0 | 0 | 0 | 0 | 22097.017 | 0 | 0
2016-07-20 03:00 | 0 | 0 | 0 | 0 | 610284.1889 | 0 | 552048 | 0 | 0 | 0 | 1227346.2687 | 0 | 9642.5711 | 0 | 0 | 0 | 0 | 0 | 0 | 0 | 9787671.8736 | 0 | 0 | 0 | 0 | 36139.1719 | 0 | 0 | 0 | 0 | 0 | 0 | 0 | 0 | 0 | 0 | 22097.017 | 0 | 0
2016-07-20 04:00 | 0 | 0 | 0 | 0 | 291159.0737 | 0 | 514405 | 0 | 0 | 0 | 981790.026 | 0 | 9855.8704 | 0 | 0 | 0 | 0 | 0 | 0 | 0 | 9805310.3366 | 0 | 0 | 0 | 0 | -245556.2427 | 0 | 213.2993 | 0 | 0 | 0 | 0 | 0 | 0 | 0 | 0 | 22097.017 | 0 | 0
2016-07-20 05:00 | 0 | 0 | 0 | 0 | 555391.4896 | 0 | 482657 | 0 | 0 | 0 | 1032214.1993 | 0 | 10069.1697 | 0 | 0 | 0 | 0 | 0 | 0 | 0 | 9822948.729 | 0 | 0 | 0 | 0 | 50424.1732 | 0 | 213.2993 | 0 | 0 | 0 | 0 | 0 | 0 | 0 | 0 | 22097.017 | 0 | 0
2016-07-20 06:00 | 0 | 0 | 0 | 0 | 538820.2122 | 0 | 456339 | 0 | 0 | 0 | 1092385.0951 | 0 | 10282.469 | 0 | 0 | 0 | 0 | 0 | 0 | 0 | 9840587.0508 | 0 | 0 | 0 | 0 | 60170.8959 | 0 | 213.2993 | 0 | 0 | 0 | 0 | 0 | 0 | 0 | 0 | 22097.017 | 0 | 0
2016-07-20 07:00 | 0 | 0 | 0 | 0 | 213851.7744 | 0 | 437311 | 0 | 0 | 0 | 846828.8525 | 0 | 10282.469 | 0 | 0 | 0 | 0 | 0 | 0 | 0 | 9858225.3021 | 0 | 0 | 0 | 0 | -245556.2427 | 0 | 0 | 0 | 0 | 0 | 0 | 0 | 0 | 0 | 0 | 22097.017 | 0 | 0
2016-07-20 08:00 | 0 | 0 | 0 | 0 | 485630.2927 | 0 | 427406 | 0 | 0 | 0 | 882742.8288 | 0 | 10495.7683 | 0 | 0 | 0 | 0 | 0 | 0 | 0 | 9875863.4828 | 0 | 0 | 0 | 0 | 35913.9764 | 0 | 213.2993 | 0 | 0 | 0 | 0 | 0 | 0 | 0 | 0 | 22097.017 | 0 | 0
2016-07-20 09:00 | 0 | 0 | 0 | 0 | 463899.6275 | 0 | 429429 | 0 | 0 | 0 | 894903.14 | 0 | 10709.0676 | 0 | 0 | 0 | 0 | 0 | 0 | 0 | 9893501.593 | 0 | 0 | 0 | 0 | 12160.3112 | 0 | 213.2993 | 0 | 0 | 0 | 0 | 0 | 0 | 0 | 0 | 22097.017 | 0 | 0
2016-07-20 10:00 | 0 | 0 | 0 | 0 | 226191.6314 | 0 | 441816 | 0 | 0 | 0 | 649346.8973 | 0 | 10922.3669 | 7621.5577 | 0 | 0 | 0 | 0 | 0 | 0 | 9911139.6327 | 0 | 0 | 0 | 0 | -245556.2427 | 0 | 213.2993 | 0 | 7621.5577 | 0 | 0 | 0 | 0 | 0 | 0 | 22097.017 | 0 | 0
2016-07-20 11:00 | 0 | 0 | 0 | 0 | 391088.0545 | 0.033599 | 460581 | 0 | 0 | 0 | 565378.5262 | 0 | 10922.3669 | 0 | 0 | 0 | 0 | 0 | 0 | 0 | 9928777.6017 | 0 | 0 | 0 | 0 | -83968.3712 | 0 | 0 | 0 | -7621.5577 | 0 | 0 | 0 | 0 | 0 | 0 | 22097.017 | 0 | 0
2016-07-20 12:00 | 0 | 0 | 0 | 0 | 243318.3196 | 88330.2926 | 486874 | 0 | 0 | 0 | 387842.822 | 0 | 11135.6662 | 0 | 0 | 0 | 0 | 0 | 0 | 0 | 9946415.5003 | 0 | 0 | 0 | 0 | -177535.7041 | 0 | 213.2993 | 0 | 0 | 0 | 0 | 0 | 0 | 0 | 0 | 22097.017 | 0 | 0
2016-07-20 13:00 | 0 | 0 | 0 | 0 | 198219.3258 | 397376.4416 | 517655 | 0 | 0 | 0 | 443686.5723 | 0 | 11135.6662 | 0 | 0 | 0 | 0 | 0 | 0 | 0 | 9964053.3282 | 0 | 0 | 0 | 0 | 55843.7503 | 0 | 0 | 0 | 0 | 0 | 0 | 0 | 0 | 0 | 0 | 22097.017 | 0 | 0
2016-07-20 14:00 | 0 | 0 | 0 | 0 | 0 | 614091.5111 | 552701 | 0 | 0 | 0 | 482766.7671 | 0 | 11348.9655 | 0 | 0 | 0 | 0 | 0 | 0 | 0 | 9981691.0857 | 0 | 0 | 0 | 0 | 39080.1948 | 0 | 213.2993 | 0 | 0 | 0 | 0 | 0 | 0 | 0 | 0 | 22097.017 | 0 | 0
2016-07-20 15:00 | 0 | 0 | 0 | 0 | 0 | 699853.9605 | 587835 | 0 | 0 | 0 | 572475.4113 | 0 | 11562.2648 | 0 | 0 | 0 | 0 | 0 | 0 | 0 | 9999328.7725 | 0 | 0 | 0 | 0 | 89708.6442 | 0 | 213.2993 | 0 | 0 | 0 | 0 | 0 | 0 | 0 | 0 | 22097.017 | 0 | 0
2016-07-20 16:00 | 0 | 0 | 0 | 0 | 0 | 746460.3042 | 618472 | 0 | 0 | 0 | 678153.3992 | 0 | 11775.5641 | 0 | 0 | 0 | 0 | 0 | 0 | 0 | 10016966.3888 | 0 | 0 | 0 | 0 | 105677.9879 | 0 | 213.2993 | 0 | 0 | 0 | 0 | 0 | 0 | 0 | 0 | 22097.017 | 0 | 0
2016-07-20 17:00 | 0 | 0 | 0 | 0 | 160011.8384 | 753042.4213 | 645401 | 0 | 0 | 0 | 923709.6419 | 0 | 11775.5641 | 0 | 0 | 0 | 0 | 0 | 0 | 0 | 10034603.9346 | 0 | 0 | 0 | 0 | 245556.2427 | 0 | 0 | 0 | 0 | 0 | 0 | 0 | 0 | 0 | 0 | 22097.017 | 0 | 0
2016-07-20 18:00 | 0 | 0 | 0 | 0 | 0 | 741784.8928 | 666420 | 0 | 0 | 0 | 976977.5176 | 0 | 11775.5641 | 0 | 0 | 0 | 0 | 0 | 0 | 0 | 10052241.4098 | 0 | 0 | 0 | 0 | 53267.8758 | 0 | 0 | 0 | 0 | 0 | 0 | 0 | 0 | 0 | 0 | 22097.017 | 0 | 0
2016-07-20 19:00 | 0 | 0 | 0 | 0 | 0 | 724780.1598 | 681326 | 0 | 0 | 0 | 998334.6604 | 0 | 11775.5641 | 0 | 0 | 0 | 0 | 0 | 0 | 0 | 10069878.8145 | 0 | 0 | 0 | 0 | 21357.1428 | 0 | 0 | 0 | 0 | 0 | 0 | 0 | 0 | 0 | 0 | 22097.017 | 0 | 0
2016-07-20 20:00 | 0 | 0 | 0 | 0 | 0 | 707253.4367 | 691916 | 0 | 0 | 0 | 991575.0801 | 0 | 11775.5641 | 0 | 0 | 0 | 0 | 0 | 0 | 0 | 10087516.1486 | 0 | 0 | 0 | 0 | -6759.5803 | 0 | 0 | 0 | 0 | 0 | 0 | 0 | 0 | 0 | 0 | 22097.017 | 0 | 0
2016-07-20 21:00 | 0 | 0 | 0 | 0 | 287391.3939 | 677453.1651 | 696978 | 0 | 0 | 0 | 1237131.3228 | 0 | 11988.8634 | 0 | 0 | 0 | 0 | 0 | 0 | 0 | 10105153.4122 | 0 | 0 | 0 | 0 | 245556.2427 | 0 | 213.2993 | 0 | 0 | 0 | 0 | 0 | 0 | 0 | 0 | 22097.017 | 0 | 0
2016-07-20 22:00 | 0 | 0 | 0 | 0 | 331909.4817 | 627341.0774 | 691384 | 0 | 0 | 0 | 1482687.5655 | 0 | 12202.1626 | 0 | 0 | 0 | 0 | 0 | 0 | 0 | 10122790.6052 | 0 | 0 | 0 | 0 | 245556.2427 | 0 | 213.2993 | 0 | 0 | 0 | 0 | 0 | 0 | 0 | 0 | 22097.017 | 0 | 0
2016-07-20 23:00 | 0 | 0 | 0 | 0 | 0 | 542619.6801 | 678219 | 0 | 0 | 0 | 1324777.9293 | 0 | 12415.4619 | 0 | 0 | 0 | 0 | 0 | 0 | 0 | 10140427.7277 | 0 | 0 | 0 | 0 | -157909.6362 | 0 | 213.2993 | 0 | 0 | 0 | 0 | 0 | 0 | 0 | 0 | 22097.017 | 0 | 0
2016-07-21 | 0 | 0 | 0 | 0 | 451919.65 | 410242.1879 | 659397 | 0 | 0 | 0 | 1505232.4508 | 0 | 12628.7612 | 0 | 0 | 0 | 0 | 0 | 0 | 0 | 10158064.7796 | 0 | 0 | 0 | 0 | 180454.5216 | 0 | 213.2993 | 0 | 0 | 0 | 0 | 0 | 0 | 0 | 0 | 22097.017 | 0 | 0
2016-07-21 01:00 | 0 | 0 | 0 | 0 | 201450.4187 | 215694.655 | 640391 | 0 | 0 | 0 | 1259676.2081 | 0 | 12842.0605 | 0 | 0 | 0 | 0 | 0 | 0 | 0 | 10175701.761 | 0 | 0 | 0 | 0 | -245556.2427 | 0 | 213.2993 | 0 | 0 | 0 | 0 | 0 | 0 | 0 | 0 | 22097.017 | 0 | 0
2016-07-21 02:00 | 0 | 0 | 0 | 0 | 662753.2636 | 21277.2621 | 611187 | 0 | 0 | 0 | 1310209.4175 | 0 | 13055.3598 | 0 | 0 | 0 | 0 | 0 | 0 | 0 | 10193338.6718 | 0 | 0 | 0 | 0 | 50533.2094 | 0 | 213.2993 | 0 | 0 | 0 | 0 | 0 | 0 | 0 | 0 | 22097.017 | 0 | 0
2016-07-21 03:00 | 0 | 0 | 0 | 0 | 672560.7588 | 0 | 572027 | 0 | 0 | 0 | 1388432.86 | 0 | 13268.6591 | 0 | 0 | 0 | 0 | 0 | 0 | 0 | 10210975.5121 | 0 | 0 | 0 | 0 | 78223.4425 | 0 | 213.2993 | 0 | 0 | 0 | 0 | 0 | 0 | 0 | 0 | 22097.017 | 0 | 0
2016-07-21 04:00 | 0 | 0 | 0 | 0 | 309794.7744 | 0 | 533254 | 0 | 0 | 0 | 1142876.6173 | 0 | 13268.6591 | 0 | 0 | 0 | 0 | 0 | 0 | 0 | 10228612.2819 | 0 | 0 | 0 | 0 | -245556.2427 | 0 | 0 | 0 | 0 | 0 | 0 | 0 | 0 | 0 | 0 | 22097.017 | 0 | 0
2016-07-21 05:00 | 0 | 0 | 0 | 0 | 627657.3863 | 0 | 498740 | 0 | 0 | 0 | 1249483.6873 | 0 | 13481.9584 | 0 | 0 | 0 | 0 | 0 | 0 | 0 | 10246248.981 | 0 | 0 | 0 | 0 | 106607.07 | 0 | 213.2993 | 0 | 0 | 0 | 0 | 0 | 0 | 0 | 0 | 22097.017 | 0 | 0
2016-07-21 06:00 | 0 | 0 | 0 | 0 | 601581.9318 | 0 | 470257 | 0 | 0 | 0 | 1358498.3027 | 0 | 13695.2577 | 0 | 0 | 0 | 0 | 0 | 0 | 0 | 10263885.6097 | 0 | 0 | 0 | 0 | 109014.6154 | 0 | 213.2993 | 0 | 0 | 0 | 0 | 0 | 0 | 0 | 0 | 22097.017 | 0 | 0
2016-07-21 07:00 | 0 | 0 | 0 | 0 | 226503.0737 | 0 | 449749 | 0 | 0 | 0 | 1112942.06 | 0 | 13908.557 | 0 | 0 | 0 | 0 | 0 | 0 | 0 | 10281522.1678 | 0 | 0 | 0 | 0 | -245556.2427 | 0 | 213.2993 | 0 | 0 | 0 | 0 | 0 | 0 | 0 | 0 | 22097.017 | 0 | 0
2016-07-21 08:00 | 0 | 0 | 0 | 0 | 532886.0837 | 0 | 438554 | 0 | 0 | 0 | 1185177.1267 | 0 | 13908.557 | 0 | 0 | 0 | 0 | 0 | 0 | 0 | 10299158.6553 | 0 | 0 | 0 | 0 | 72235.0667 | 0 | 0 | 0 | 0 | 0 | 0 | 0 | 0 | 0 | 0 | 22097.017 | 0 | 0
2016-07-21 09:00 | 0 | 0 | 0 | 0 | 483355.8379 | 0 | 440488 | 0 | 0 | 0 | 1205734.6483 | 0 | 14121.8563 | 0 | 0 | 0 | 0 | 0 | 0 | 0 | 10316795.0723 | 0 | 0 | 0 | 0 | 20557.5215 | 0 | 213.2993 | 0 | 0 | 0 | 0 | 0 | 0 | 0 | 0 | 22097.017 | 0 | 0
2016-07-21 10:00 | 0 | 0 | 0 | 0 | 430296.9322 | 0 | 453335 | 0 | 0 | 0 | 1160386.2641 | 0 | 14335.1556 | 0 | 0 | 0 | 0 | 0 | 0 | 0 | 10334431.4188 | 0 | 0 | 0 | 0 | -45348.3841 | 0 | 213.2993 | 0 | 0 | 0 | 0 | 0 | 0 | 0 | 0 | 22097.017 | 0 | 0
2016-07-21 11:00 | 0 | 0 | 0 | 0 | 361254.7142 | 0 | 472775 | 0 | 0 | 0 | 1026555.662 | 0 | 14548.4549 | 0 | 0 | 0 | 0 | 0 | 0 | 0 | 10352067.6947 | 0 | 0 | 0 | 0 | -133830.6021 | 0 | 213.2993 | 0 | 0 | 0 | 0 | 0 | 0 | 0 | 0 | 22097.017 | 0 | 0
2016-07-21 12:00 | 0 | 0 | 0 | 0 | 200297.1433 | 92656.5887 | 499350 | 0 | 0 | 0 | 790440.8192 | 0 | 14548.4549 | 7621.5577 | 0 | 0 | 0 | 0 | 0 | 0 | 10369703.9001 | 0 | 0 | 0 | 0 | -236114.8428 | 0 | 0 | 0 | 7621.5577 | 0 | 0 | 0 | 0 | 0 | 0 | 22097.017 | 0 | 0
2016-07-21 13:00 | 0 | 0 | 0 | 0 | 208055.1234 | 405624.2275 | 533096 | 0 | 0 | 0 | 856335.4115 | 0 | 14761.7542 | 0 | 0 | 0 | 0 | 0 | 0 | 0 | 10387340.0349 | 0 | 0 | 0 | 0 | 65894.5923 | 0 | 213.2993 | 0 | -7621.5577 | 0 | 0 | 0 | 0 | 0 | 0 | 22097.017 | 0 | 0
2016-07-21 14:00 | 0 | 0 | 0 | 0 | 0 | 631623.7395 | 571530 | 0 | 0 | 0 | 894118.8347 | 0 | 14975.0535 | 0 | 0 | 0 | 0 | 0 | 0 | 0 | 10404976.0992 | 0 | 0 | 0 | 0 | 37783.4231 | 0 | 213.2993 | 0 | 0 | 0 | 0 | 0 | 0 | 0 | 0 | 22097.017 | 0 | 0
2016-07-21 15:00 | 0 | 0 | 0 | 0 | 0 | 725602.3958 | 609171 | 0 | 0 | 0 | 988239.9141 | 0 | 15188.3528 | 0 | 0 | 0 | 0 | 0 | 0 | 0 | 10422612.0929 | 0 | 0 | 0 | 0 | 94121.0794 | 0 | 213.2993 | 0 | 0 | 0 | 0 | 0 | 0 | 0 | 0 | 22097.017 | 0 | 0
2016-07-21 16:00 | 0 | 0 | 0 | 0 | 0 | 762044.6605 | 640721 | 0 | 0 | 0 | 1087253.2582 | 0 | 15401.6521 | 0 | 0 | 0 | 0 | 0 | 0 | 0 | 10440248.0161 | 0 | 0 | 0 | 0 | 99013.3441 | 0 | 213.2993 | 0 | 0 | 0 | 0 | 0 | 0 | 0 | 0 | 22097.017 | 0 | 0
2016-07-21 17:00 | 0 | 0 | 0 | 0 | 161050.817 | 774613.4427 | 668011 | 0 | 0 | 0 | 1332809.5009 | 0 | 15401.6521 | 0 | 0 | 0 | 0 | 0 | 0 | 0 | 10457883.8687 | 0 | 0 | 0 | 0 | 245556.2427 | 0 | 0 | 0 | 0 | 0 | 0 | 0 | 0 | 0 | 0 | 22097.017 | 0 | 0
2016-07-21 18:00 | 0 | 0 | 0 | 0 | 182138.3622 | 763717.1824 | 687574 | 0 | 0 | 0 | 1568994.0286 | 0 | 15401.6521 | 0 | 0 | 0 | 0 | 0 | 0 | 0 | 10475519.6508 | 0 | 0 | 0 | 0 | 236184.5276 | 0 | 0 | 0 | 0 | 0 | 0 | 0 | 0 | 0 | 0 | 22097.017 | 0 | 0
2016-07-21 19:00 | 0 | 0 | 0 | 0 | 198481.3019 | 747317.2754 | 699093 | 0 | 0 | 0 | 1793602.5888 | 0 | 15401.6521 | 0 | 0 | 0 | 0 | 0 | 0 | 0 | 10493155.3624 | 0 | 0 | 0 | 0 | 224608.5602 | 0 | 0 | 0 | 0 | 0 | 0 | 0 | 0 | 0 | 0 | 22097.017 | 0 | 0
2016-07-21 20:00 | 0 | 0 | 0 | 0 | 0 | 732510.9035 | 706996 | 0 | 0 | 0 | 1796807.176 | 0 | 15614.9514 | 0 | 0 | 0 | 0 | 0 | 0 | 0 | 10510791.0034 | 0 | 0 | 0 | 0 | 3204.5872 | 0 | 213.2993 | 0 | 0 | 0 | 0 | 0 | 0 | 0 | 0 | 22097.017 | 0 | 0
2016-07-21 21:00 | 0 | 0 | 0 | 0 | 208553.0421 | 708310.9839 | 708155 | 0 | 0 | 0 | 1983205.8856 | 0 | 15828.2507 | 0 | 0 | 0 | 0 | 0 | 0 | 0 | 10528426.5739 | 0 | 0 | 0 | 0 | 186398.7097 | 0 | 213.2993 | 0 | 0 | 0 | 0 | 0 | 0 | 0 | 0 | 22097.017 | 0 | 0
2016-07-21 22:00 | 0 | 0 | 0 | 0 | 204359.448 | 664478.3215 | 703672 | 0 | 0 | 0 | 2126274.6381 | 0 | 15828.2507 | 0 | 0 | 0 | 0 | 0 | 0 | 0 | 10546062.0738 | 0 | 0 | 0 | 0 | 143068.7525 | 0 | 0 | 0 | 0 | 0 | 0 | 0 | 0 | 0 | 0 | 22097.017 | 0 | 0
2016-07-21 23:00 | 0 | 0 | 0 | 0 | 0 | 581438.1266 | 690274 | 0 | 0 | 0 | 1995128.4484 | 0 | 16041.55 | 0 | 0 | 0 | 0 | 0 | 0 | 0 | 10563697.5032 | 0 | 0 | 0 | 0 | -131146.1897 | 0 | 213.2993 | 0 | 0 | 0 | 0 | 0 | 0 | 0 | 0 | 22097.017 | 0 | 0
2016-07-22 | 0 | 0 | 0 | 0 | 250289.5709 | 446172.1568 | 672875 | 0 | 0 | 0 | 1996404.8597 | 0 | 16254.8493 | 0 | 0 | 0 | 0 | 0 | 0 | 0 | 10581332.862 | 0 | 0 | 0 | 0 | 1276.4113 | 0 | 213.2993 | 0 | 0 | 0 | 0 | 0 | 0 | 0 | 0 | 22097.017 | 0 | 0
2016-07-22 01:00 | 0 | 0 | 0 | 0 | 384080.383 | 217941.7136 | 654666 | 0 | 0 | 0 | 1921663.9392 | 0 | 16254.8493 | 0 | 0 | 0 | 0 | 0 | 0 | 0 | 10598968.1503 | 0 | 0 | 0 | 0 | -74740.9205 | 0 | 0 | 0 | 0 | 0 | 0 | 0 | 0 | 0 | 0 | 22097.017 | 0 | 0
2016-07-22 02:00 | 0 | 0 | 0 | 0 | 377754.2149 | 21664.5595 | 622878 | 0 | 0 | 0 | 1676107.6965 | 0 | 16254.8493 | 0 | 0 | 0 | 0 | 0 | 0 | 0 | 10616603.3681 | 0 | 0 | 0 | 0 | -245556.2427 | 0 | 0 | 0 | 0 | 0 | 0 | 0 | 0 | 0 | 0 | 22097.017 | 0 | 0
2016-07-22 03:00 | 0 | 0 | 0 | 0 | 362077.0737 | 0 | 585323 | 0 | 0 | 0 | 1430551.4538 | 0 | 16468.1486 | 0 | 0 | 0 | 0 | 0 | 0 | 0 | 10634238.5153 | 0 | 0 | 0 | 0 | -245556.2427 | 0 | 213.2993 | 0 | 0 | 0 | 0 | 0 | 0 | 0 | 0 | 22097.017 | 0 | 0
2016-07-22 04:00 | 0 | 0 | 0 | 0 | 510978.645 | 0 | 547793 | 0 | 0 | 0 | 1371426.7825 | 0 | 16681.4479 | 0 | 0 | 0 | 0 | 0 | 0 | 0 | 10651873.592 | 0 | 0 | 0 | 0 | -59124.6713 | 0 | 213.2993 | 0 | 0 | 0 | 0 | 0 | 0 | 0 | 0 | 22097.017 | 0 | 0
2016-07-22 05:00 | 0 | 0 | 0 | 0 | 496408.2734 | 0 | 512625 | 0 | 0 | 0 | 1332899.7396 | 0 | 16894.7472 | 0 | 0 | 0 | 0 | 0 | 0 | 0 | 10669508.5982 | 0 | 0 | 0 | 0 | -38527.0429 | 0 | 213.2993 | 0 | 0 | 0 | 0 | 0 | 0 | 0 | 0 | 22097.017 | 0 | 0
2016-07-22 06:00 | 0 | 0 | 0 | 0 | 259870.7744 | 0 | 483330 | 0 | 0 | 0 | 1087343.4969 | 0 | 16894.7472 | 0 | 0 | 0 | 0 | 0 | 0 | 0 | 10687143.5338 | 0 | 0 | 0 | 0 | -245556.2427 | 0 | 0 | 0 | 0 | 0 | 0 | 0 | 0 | 0 | 0 | 22097.017 | 0 | 0
2016-07-22 07:00 | 0 | 0 | 0 | 0 | 452767.8723 | 0 | 462741 | 0 | 0 | 0 | 1055060.0529 | 0 | 17108.0465 | 0 | 0 | 0 | 0 | 0 | 0 | 0 | 10704778.3988 | 0 | 0 | 0 | 0 | -32283.444 | 0 | 213.2993 | 0 | 0 | 0 | 0 | 0 | 0 | 0 | 0 | 22097.017 | 0 | 0
2016-07-22 08:00 | 0 | 0 | 0 | 0 | 434607.4173 | 0 | 451233 | 0 | 0 | 0 | 1016124.1538 | 0 | 17321.3458 | 0 | 0 | 0 | 0 | 0 | 0 | 0 | 10722413.1934 | 0 | 0 | 0 | 0 | -38935.899 | 0 | 213.2993 | 0 | 0 | 0 | 0 | 0 | 0 | 0 | 0 | 22097.017 | 0 | 0
2016-07-22 09:00 | 0 | 0 | 0 | 0 | 406167.4113 | 0 | 451810 | 0 | 0 | 0 | 948171.2488 | 0 | 17534.6451 | 0 | 0 | 0 | 0 | 0 | 0 | 0 | 10740047.9173 | 0 | 0 | 0 | 0 | -67952.905 | 0 | 213.2993 | 0 | 0 | 0 | 0 | 0 | 0 | 0 | 0 | 22097.017 | 0 | 0
2016-07-22 10:00 | 0 | 0 | 0 | 0 | 378897.6826 | 0 | 463057 | 0 | 0 | 0 | 841914.9143 | 0 | 17534.6451 | 0 | 0 | 0 | 0 | 0 | 0 | 0 | 10757682.5708 | 0 | 0 | 0 | 0 | -106256.3345 | 0 | 0 | 0 | 0 | 0 | 0 | 0 | 0 | 0 | 0 | 22097.017 | 0 | 0
2016-07-22 11:00 | 0 | 0 | 0 | 0 | 341538.931 | 0 | 480339 | 0 | 0 | 0 | 673299.8992 | 0 | 17747.9444 | 7504.6297 | 0 | 0 | 0 | 0 | 0 | 0 | 10775317.1537 | 0 | 0 | 0 | 0 | -168615.0151 | 0 | 213.2993 | 0 | 7504.6297 | 0 | 0 | 0 | 0 | 0 | 0 | 22097.017 | 0 | 0
2016-07-22 12:00 | 0 | 0 | 0 | 0 | 188309.6175 | 83337.1659 | 506206 | 0 | 0 | 0 | 427743.6565 | 0 | 14152.5831 | 0 | 0 | 0 | 0 | 0 | 0 | 0 | 10792951.6661 | 0 | 0 | 0 | 0 | -245556.2427 | 0 | 0 | 3595.3613 | -7504.6297 | 0 | 0 | 0 | 0 | 0 | 0 | 22097.017 | 0 | 0
2016-07-22 13:00 | 0 | 0 | 0 | 0 | 131697.284 | 387538.2087 | 540344 | 0 | 0 | 0 | 384324.833 | 0 | 14365.8824 | 0 | 0 | 0 | 0 | 0 | 0 | 0 | 10810586.1079 | 0 | 0 | 0 | 0 | -43418.8235 | 0 | 213.2993 | 0 | 0 | 0 | 0 | 0 | 0 | 0 | 0 | 22097.017 | 0 | 0
2016-07-22 14:00 | 0 | 0 | 0 | 0 | 0 | 589633.8225 | 574745 | 0 | 0 | 0 | 376903.3391 | 0 | 14579.1817 | 0 | 0 | 0 | 0 | 0 | 0 | 0 | 10828220.4792 | 0 | 0 | 0 | 0 | -7421.4939 | 0 | 213.2993 | 0 | 0 | 0 | 0 | 0 | 0 | 0 | 0 | 22097.017 | 0 | 0
2016-07-22 15:00 | 0 | 0 | 0 | 0 | 0 | 701569.7646 | 611626 | 0 | 0 | 0 | 444536.7874 | 0 | 14792.481 | 0 | 0 | 0 | 0 | 0 | 0 | 0 | 10845854.7799 | 0 | 0 | 0 | 0 | 67633.4483 | 0 | 213.2993 | 0 | 0 | 0 | 0 | 0 | 0 | 0 | 0 | 22097.017 | 0 | 0
2016-07-22 16:00 | 0 | 0 | 0 | 0 | 0 | 755102.2219 | 643805 | 0 | 0 | 0 | 533736.9923 | 0 | 14792.481 | 0 | 0 | 0 | 0 | 0 | 0 | 0 | 10863489.0102 | 0 | 0 | 0 | 0 | 89200.2049 | 0 | 0 | 0 | 0 | 0 | 0 | 0 | 0 | 0 | 0 | 22097.017 | 0 | 0
2016-07-22 17:00 | 0 | 0 | 0 | 0 | 165515.7766 | 772097.6362 | 669636 | 0 | 0 | 0 | 779293.235 | 0 | 14792.481 | 324.153 | 0 | 0 | 0 | 0 | 0 | 0 | 10881123.1698 | 0 | 0 | 0 | 0 | 245556.2427 | 0 | 0 | 0 | 324.153 | 0 | 0 | 0 | 0 | 0 | 0 | 22097.017 | 0 | 0
2016-07-22 18:00 | 0 | 0 | 0 | 0 | 181973.632 | 761676.2209 | 689538 | 0 | 0 | 0 | 1011418.9246 | 0 | 15005.7803 | 0 | 0 | 0 | 0 | 0 | 0 | 0 | 10898757.259 | 0 | 0 | 0 | 0 | 232125.6896 | 0 | 213.2993 | 0 | -324.153 | 0 | 0 | 0 | 0 | 0 | 0 | 22097.017 | 0 | 0
2016-07-22 19:00 | 0 | 0 | 0 | 0 | 193486.5291 | 744925.8368 | 702510 | 0 | 0 | 0 | 1225010.9742 | 0 | 15219.0796 | 0 | 0 | 0 | 0 | 0 | 0 | 0 | 10916391.2776 | 0 | 0 | 0 | 0 | 213592.0496 | 0 | 213.2993 | 0 | 0 | 0 | 0 | 0 | 0 | 0 | 0 | 22097.017 | 0 | 0
2016-07-22 20:00 | 0 | 0 | 0 | 0 | 0 | 732582.805 | 709819 | 0 | 0 | 0 | 1225677.7621 | 0 | 15219.0796 | 0 | 0 | 0 | 0 | 0 | 0 | 0 | 10934025.2257 | 0 | 0 | 0 | 0 | 666.7879 | 0 | 0 | 0 | 0 | 0 | 0 | 0 | 0 | 0 | 0 | 22097.017 | 0 | 0
2016-07-22 21:00 | 0 | 0 | 0 | 0 | 212024.2337 | 711121.9965 | 711442 | 0 | 0 | 0 | 1415071.676 | 0 | 15432.3789 | 0 | 0 | 0 | 0 | 0 | 0 | 0 | 10951659.1032 | 0 | 0 | 0 | 0 | 189393.9139 | 0 | 213.2993 | 0 | 0 | 0 | 0 | 0 | 0 | 0 | 0 | 22097.017 | 0 | 0
2016-07-22 22:00 | 0 | 0 | 0 | 0 | 0 | 675883.8617 | 706132 | 0 | 0 | 0 | 1362513.2213 | 0 | 15645.6782 | 0 | 0 | 0 | 0 | 0 | 0 | 0 | 10969292.9102 | 0 | 0 | 0 | 0 | -52558.4547 | 0 | 213.2993 | 0 | 0 | 0 | 0 | 0 | 0 | 0 | 0 | 22097.017 | 0 | 0
2016-07-22 23:00 | 0 | 0 | 0 | 0 | 0 | 597639.8955 | 692225 | 0 | 0 | 0 | 1245831.0998 | 0 | 15645.6782 | 0 | 0 | 0 | 0 | 0 | 0 | 0 | 10986926.6467 | 0 | 0 | 0 | 0 | -116682.1215 | 0 | 0 | 0 | 0 | 0 | 0 | 0 | 0 | 0 | 0 | 22097.017 | 0 | 0
2016-07-23 | 0 | 0 | 0 | 0 | 307967.4452 | 462054.7499 | 671763 | 0 | 0 | 0 | 1321779.9785 | 0 | 15858.9775 | 0 | 0 | 0 | 0 | 0 | 0 | 0 | 11004560.3126 | 0 | 0 | 0 | 0 | 75948.8787 | 0 | 213.2993 | 0 | 0 | 0 | 0 | 0 | 0 | 0 | 0 | 22097.017 | 0 | 0
2016-07-23 01:00 | 0 | 0 | 0 | 0 | 482202.4179 | 214002.4224 | 651983 | 0 | 0 | 0 | 1343691.5024 | 0 | 16072.2768 | 0 | 0 | 0 | 0 | 0 | 0 | 0 | 11022193.908 | 0 | 0 | 0 | 0 | 21911.5239 | 0 | 213.2993 | 0 | 0 | 0 | 0 | 0 | 0 | 0 | 0 | 22097.017 | 0 | 0
2016-07-23 02:00 | 0 | 0 | 0 | 0 | 616395.1933 | 16853.8299 | 622735 | 0 | 0 | 0 | 1331895.2093 | 0 | 16285.5761 | 0 | 0 | 0 | 0 | 0 | 0 | 0 | 11039827.4328 | 0 | 0 | 0 | 0 | -11796.2931 | 0 | 213.2993 | 0 | 0 | 0 | 0 | 0 | 0 | 0 | 0 | 22097.017 | 0 | 0
2016-07-23 03:00 | 0 | 0 | 0 | 0 | 362189.0737 | 0 | 585435 | 0 | 0 | 0 | 1086338.9666 | 0 | 16498.8754 | 0 | 0 | 0 | 0 | 0 | 0 | 0 | 11057460.8872 | 0 | 0 | 0 | 0 | -245556.2427 | 0 | 213.2993 | 0 | 0 | 0 | 0 | 0 | 0 | 0 | 0 | 22097.017 | 0 | 0
2016-07-23 04:00 | 0 | 0 | 0 | 0 | 324840.7744 | 0 | 548300 | 0 | 0 | 0 | 840782.7239 | 0 | 16498.8754 | 0 | 0 | 0 | 0 | 0 | 0 | 0 | 11075094.271 | 0 | 0 | 0 | 0 | -245556.2427 | 0 | 0 | 0 | 0 | 0 | 0 | 0 | 0 | 0 | 0 | 22097.017 | 0 | 0
2016-07-23 05:00 | 0 | 0 | 0 | 0 | 604531.2492 | 0 | 513775 | 0 | 0 | 0 | 909228.6567 | 0 | 16712.1746 | 0 | 0 | 0 | 0 | 0 | 0 | 0 | 11092727.5842 | 0 | 0 | 0 | 0 | 68445.9328 | 0 | 213.2993 | 0 | 0 | 0 | 0 | 0 | 0 | 0 | 0 | 22097.017 | 0 | 0
2016-07-23 06:00 | 0 | 0 | 0 | 0 | 261771.0737 | 0 | 485017 | 0 | 0 | 0 | 663672.4141 | 0 | 16925.4739 | 0 | 0 | 0 | 0 | 0 | 0 | 0 | 11110360.827 | 0 | 0 | 0 | 0 | -245556.2427 | 0 | 213.2993 | 0 | 0 | 0 | 0 | 0 | 0 | 0 | 0 | 22097.017 | 0 | 0
2016-07-23 07:00 | 0 | 0 | 0 | 0 | 553934.5281 | 0 | 462396 | 0 | 0 | 0 | 732900.6258 | 0 | 17138.7732 | 0 | 0 | 0 | 0 | 0 | 0 | 0 | 11127993.9991 | 0 | 0 | 0 | 0 | 69228.2117 | 0 | 213.2993 | 0 | 0 | 0 | 0 | 0 | 0 | 0 | 0 | 22097.017 | 0 | 0
2016-07-23 08:00 | 0 | 0 | 0 | 0 | 536174.0061 | 0 | 446904 | 0 | 0 | 0 | 800073.6148 | 0 | 17138.7732 | 0 | 0 | 0 | 0 | 0 | 0 | 0 | 11145627.1008 | 0 | 0 | 0 | 0 | 67172.989 | 0 | 0 | 0 | 0 | 0 | 0 | 0 | 0 | 0 | 0 | 22097.017 | 0 | 0
2016-07-23 09:00 | 0 | 0 | 0 | 0 | 215506.0737 | 0 | 438752 | 0 | 0 | 0 | 554517.3721 | 0 | 17352.0725 | 0 | 0 | 0 | 0 | 0 | 0 | 0 | 11163260.1319 | 0 | 0 | 0 | 0 | -245556.2427 | 0 | 213.2993 | 0 | 0 | 0 | 0 | 0 | 0 | 0 | 0 | 22097.017 | 0 | 0
2016-07-23 10:00 | 0 | 0 | 0 | 0 | 496525.7335 | 0 | 436738 | 0 | 0 | 0 | 591994.7893 | 0 | 17565.3718 | 0 | 0 | 0 | 0 | 0 | 0 | 0 | 11180893.0925 | 0 | 0 | 0 | 0 | 37477.4171 | 0 | 213.2993 | 0 | 0 | 0 | 0 | 0 | 0 | 0 | 0 | 22097.017 | 0 | 0
2016-07-23 11:00 | 0 | 0 | 0 | 0 | 454103.5317 | 0 | 444141 | 0 | 0 | 0 | 579647.0046 | 0 | 17778.6711 | 0 | 0 | 0 | 0 | 0 | 0 | 0 | 11198525.9826 | 0 | 0 | 0 | 0 | -12347.7847 | 0 | 213.2993 | 0 | 0 | 0 | 0 | 0 | 0 | 0 | 0 | 22097.017 | 0 | 0
2016-07-23 12:00 | 0 | 0 | 0 | 0 | 315265.0681 | 76366.0636 | 469768 | 0 | 0 | 0 | 479413.1192 | 0 | 17778.6711 | 0 | 0 | 0 | 0 | 0 | 0 | 0 | 11216158.8021 | 0 | 0 | 0 | 0 | -100233.8854 | 0 | 0 | 0 | 0 | 0 | 0 | 0 | 0 | 0 | 0 | 22097.017 | 0 | 0
2016-07-23 13:00 | 0 | 0 | 0 | 0 | 0 | 425813.9653 | 507074 | 0 | 0 | 0 | 376056.0675 | 0 | 17778.6711 | 0 | 0 | 0 | 0 | 0 | 0 | 0 | 11233791.5511 | 0 | 0 | 0 | 0 | -103357.0517 | 0 | 0 | 0 | 0 | 0 | 0 | 0 | 0 | 0 | 0 | 22097.017 | 0 | 0
2016-07-23 14:00 | 0 | 0 | 0 | 0 | 179899.5699 | 636168.9891 | 548202 | 0 | 0 | 0 | 621612.3102 | 0 | 17991.9704 | 0 | 0 | 0 | 0 | 0 | 0 | 0 | 11251424.2296 | 0 | 0 | 0 | 0 | 245556.2427 | 0 | 213.2993 | 0 | 0 | 0 | 0 | 0 | 0 | 0 | 0 | 22097.017 | 0 | 0
2016-07-23 15:00 | 0 | 0 | 0 | 0 | 97915.7378 | 757522.5219 | 587785 | 0 | 0 | 0 | 867168.5529 | 0 | 17991.9704 | 0 | 0 | 0 | 0 | 0 | 0 | 0 | 11269056.8375 | 0 | 0 | 0 | 0 | 245556.2427 | 0 | 0 | 0 | 0 | 0 | 0 | 0 | 0 | 0 | 0 | 22097.017 | 0 | 0
2016-07-23 16:00 | 0 | 0 | 0 | 0 | 0 | 796933.6158 | 621140 | 0 | 0 | 0 | 1020651.8523 | 0 | 18205.2697 | 0 | 0 | 0 | 0 | 0 | 0 | 0 | 11286689.375 | 0 | 0 | 0 | 0 | 153483.2994 | 0 | 213.2993 | 0 | 0 | 0 | 0 | 0 | 0 | 0 | 0 | 22097.017 | 0 | 0
2016-07-23 17:00 | 0 | 0 | 0 | 0 | 104585.592 | 807897.967 | 644617 | 0 | 0 | 0 | 1266208.095 | 0 | 18418.569 | 0 | 0 | 0 | 0 | 0 | 0 | 0 | 11304321.8418 | 0 | 0 | 0 | 0 | 245556.2427 | 0 | 213.2993 | 0 | 0 | 0 | 0 | 0 | 0 | 0 | 0 | 22097.017 | 0 | 0
2016-07-23 18:00 | 0 | 0 | 0 | 0 | 0 | 803635.1638 | 662366 | 0 | 0 | 0 | 1385166.9424 | 0 | 18631.8683 | 0 | 0 | 0 | 0 | 0 | 0 | 0 | 11321954.2382 | 0 | 0 | 0 | 0 | 118958.8474 | 0 | 213.2993 | 0 | 0 | 0 | 0 | 0 | 0 | 0 | 0 | 22097.017 | 0 | 0
2016-07-23 19:00 | 0 | 0 | 0 | 0 | 0 | 794953.641 | 673513 | 0 | 0 | 0 | 1484297.2671 | 0 | 18845.1676 | 0 | 0 | 0 | 0 | 0 | 0 | 0 | 11339586.564 | 0 | 0 | 0 | 0 | 99130.3247 | 0 | 213.2993 | 0 | 0 | 0 | 0 | 0 | 0 | 0 | 0 | 22097.017 | 0 | 0
2016-07-23 20:00 | 0 | 0 | 0 | 0 | 157883.1229 | 790969.4361 | 680986 | 0 | 0 | 0 | 1729853.5097 | 0 | 19058.4669 | 0 | 0 | 0 | 0 | 0 | 0 | 0 | 11357218.8193 | 0 | 0 | 0 | 0 | 245556.2427 | 0 | 213.2993 | 0 | 0 | 0 | 0 | 0 | 0 | 0 | 0 | 22097.017 | 0 | 0
2016-07-23 21:00 | 0 | 0 | 0 | 0 | 0 | 779191.2368 | 683097 | 0 | 0 | 0 | 1803637.4302 | 0 | 19271.7662 | 0 | 0 | 0 | 0 | 0 | 0 | 0 | 11374851.0041 | 0 | 0 | 0 | 0 | 73783.9204 | 0 | 213.2993 | 0 | 0 | 0 | 0 | 0 | 0 | 0 | 0 | 22097.017 | 0 | 0
2016-07-23 22:00 | 0 | 0 | 0 | 0 | 0 | 747521.0393 | 677117 | 0 | 0 | 0 | 1851944.4525 | 0 | 19271.7662 | 0 | 0 | 0 | 0 | 0 | 0 | 0 | 11392483.1183 | 0 | 0 | 0 | 0 | 48307.0223 | 0 | 0 | 0 | 0 | 0 | 0 | 0 | 0 | 0 | 0 | 22097.017 | 0 | 0
2016-07-23 23:00 | 0 | 0 | 0 | 0 | 0 | 668383.3034 | 661899 | 0 | 0 | 0 | 1836118.4396 | 0 | 19485.0655 | 0 | 0 | 0 | 0 | 0 | 0 | 0 | 11410115.162 | 0 | 0 | 0 | 0 | -15826.0129 | 0 | 213.2993 | 0 | 0 | 0 | 0 | 0 | 0 | 0 | 0 | 22097.017 | 0 | 0
2016-07-24 | 0 | 0 | 0 | 0 | 391331.1973 | 519744.0625 | 643422 | 0 | 0 | 0 | 2081674.6822 | 0 | 19485.0655 | 0 | 0 | 0 | 0 | 0 | 0 | 0 | 11427747.1352 | 0 | 0 | 0 | 0 | 245556.2427 | 0 | 0 | 0 | 0 | 0 | 0 | 0 | 0 | 0 | 0 | 22097.017 | 0 | 0
2016-07-24 01:00 | 0 | 0 | 0 | 0 | 144052.2432 | 259009.8305 | 626308 | 0 | 0 | 0 | 1836118.4396 | 0 | 19698.3648 | 0 | 0 | 0 | 0 | 0 | 0 | 0 | 11445379.0378 | 0 | 0 | 0 | 0 | -245556.2427 | 0 | 213.2993 | 0 | 0 | 0 | 0 | 0 | 0 | 0 | 0 | 22097.017 | 0 | 0
2016-07-24 02:00 | 0 | 0 | 0 | 0 | 681662.4261 | 19106.7979 | 599234 | 0 | 0 | 0 | 1915343.3472 | 0 | 19911.6641 | 0 | 0 | 0 | 0 | 0 | 0 | 0 | 11463010.8699 | 0 | 0 | 0 | 0 | 79224.9077 | 0 | 213.2993 | 0 | 0 | 0 | 0 | 0 | 0 | 0 | 0 | 22097.017 | 0 | 0
2016-07-24 03:00 | 0 | 0 | 0 | 0 | 678013.8603 | 0 | 565417 | 0 | 0 | 0 | 2005629.8912 | 0 | 20124.9634 | 0 | 0 | 0 | 0 | 0 | 0 | 0 | 11480642.6315 | 0 | 0 | 0 | 0 | 90286.544 | 0 | 213.2993 | 0 | 0 | 0 | 0 | 0 | 0 | 0 | 0 | 22097.017 | 0 | 0
2016-07-24 04:00 | 0 | 0 | 0 | 0 | 307586.7744 | 0 | 531046 | 0 | 0 | 0 | 1760073.6485 | 0 | 20124.9634 | 0 | 0 | 0 | 0 | 0 | 0 | 0 | 11498274.3226 | 0 | 0 | 0 | 0 | -245556.2427 | 0 | 0 | 0 | 0 | 0 | 0 | 0 | 0 | 0 | 0 | 22097.017 | 0 | 0
2016-07-24 05:00 | 0 | 0 | 0 | 0 | 561871.5897 | 0 | 499365 | 0 | 0 | 0 | 1800269.9219 | 0 | 20338.2627 | 0 | 0 | 0 | 0 | 0 | 0 | 0 | 11515905.9431 | 0 | 0 | 0 | 0 | 40196.2734 | 0 | 213.2993 | 0 | 0 | 0 | 0 | 0 | 0 | 0 | 0 | 22097.017 | 0 | 0
2016-07-24 06:00 | 0 | 0 | 0 | 0 | 513696.5407 | 0 | 472698 | 0 | 0 | 0 | 1818958.1462 | 0 | 20551.562 | 0 | 0 | 0 | 0 | 0 | 0 | 0 | 11533537.4932 | 0 | 0 | 0 | 0 | 18688.2243 | 0 | 213.2993 | 0 | 0 | 0 | 0 | 0 | 0 | 0 | 0 | 22097.017 | 0 | 0
2016-07-24 07:00 | 0 | 0 | 0 | 0 | 228193.0737 | 0 | 451439 | 0 | 0 | 0 | 1573401.9035 | 0 | 20764.8613 | 0 | 0 | 0 | 0 | 0 | 0 | 0 | 11551168.9726 | 0 | 0 | 0 | 0 | -245556.2427 | 0 | 213.2993 | 0 | 0 | 0 | 0 | 0 | 0 | 0 | 0 | 22097.017 | 0 | 0
2016-07-24 08:00 | 0 | 0 | 0 | 0 | 441203.2819 | 0 | 436259 | 0 | 0 | 0 | 1556249.1684 | 0 | 20764.8613 | 0 | 0 | 0 | 0 | 0 | 0 | 0 | 11568800.3816 | 0 | 0 | 0 | 0 | -17152.7351 | 0 | 0 | 0 | 0 | 0 | 0 | 0 | 0 | 0 | 0 | 22097.017 | 0 | 0
2016-07-24 09:00 | 0 | 0 | 0 | 0 | 402168.2189 | 0 | 427100 | 0 | 0 | 0 | 1509007.071 | 0 | 20978.1606 | 0 | 0 | 0 | 0 | 0 | 0 | 0 | 11586431.72 | 0 | 0 | 0 | 0 | -47242.0974 | 0 | 213.2993 | 0 | 0 | 0 | 0 | 0 | 0 | 0 | 0 | 22097.017 | 0 | 0
2016-07-24 10:00 | 0 | 0 | 0 | 0 | 383436.7152 | 0 | 422282 | 0 | 0 | 0 | 1447851.4698 | 0 | 21191.4599 | 0 | 0 | 0 | 0 | 0 | 0 | 0 | 11604062.9879 | 0 | 0 | 0 | 0 | -61155.6012 | 0 | 213.2993 | 0 | 0 | 0 | 0 | 0 | 0 | 0 | 0 | 22097.017 | 0 | 0
2016-07-24 11:00 | 0 | 0 | 0 | 0 | 340789.9675 | 0 | 426061 | 0 | 0 | 0 | 1340270.121 | 0 | 21404.7592 | 0 | 0 | 0 | 0 | 0 | 0 | 0 | 11621694.1853 | 0 | 0 | 0 | 0 | -107581.3489 | 0 | 213.2993 | 0 | 0 | 0 | 0 | 0 | 0 | 0 | 0 | 22097.017 | 0 | 0
2016-07-24 12:00 | 0 | 0 | 0 | 0 | 164371.1813 | 67063.4501 | 447059 | 0 | 0 | 0 | 1094713.8783 | 0 | 21618.0585 | 7621.5577 | 0 | 0 | 0 | 0 | 0 | 0 | 11639325.3122 | 0 | 0 | 0 | 0 | -245556.2427 | 0 | 213.2993 | 0 | 7621.5577 | 0 | 0 | 0 | 0 | 0 | 0 | 22097.017 | 0 | 0
2016-07-24 13:00 | 0 | 0 | 0 | 0 | 0 | 374728.9292 | 480914 | 0 | 0 | 0 | 973840.0489 | 0 | 21831.3578 | 0 | 0 | 0 | 0 | 0 | 0 | 0 | 11656956.3685 | 0 | 0 | 0 | 0 | -120873.8294 | 0 | 213.2993 | 0 | -7621.5577 | 0 | 0 | 0 | 0 | 0 | 0 | 22097.017 | 0 | 0
2016-07-24 14:00 | 0 | 0 | 0 | 0 | 208975.5245 | 579024.0345 | 520133 | 0 | 0 | 0 | 1219396.2916 | 0 | 22044.6571 | 0 | 0 | 0 | 0 | 0 | 0 | 0 | 11674587.3543 | 0 | 0 | 0 | 0 | 245556.2427 | 0 | 213.2993 | 0 | 0 | 0 | 0 | 0 | 0 | 0 | 0 | 22097.017 | 0 | 0
2016-07-24 15:00 | 0 | 0 | 0 | 0 | 118560.2863 | 707321.2727 | 558015 | 0 | 0 | 0 | 1464952.5342 | 0 | 22257.9564 | 0 | 0 | 0 | 0 | 0 | 0 | 0 | 11692218.2696 | 0 | 0 | 0 | 0 | 245556.2427 | 0 | 213.2993 | 0 | 0 | 0 | 0 | 0 | 0 | 0 | 0 | 22097.017 | 0 | 0
2016-07-24 16:00 | 0 | 0 | 0 | 0 | 0 | 761299.3026 | 591243 | 0 | 0 | 0 | 1612911.8198 | 0 | 22257.9564 | 0 | 0 | 0 | 0 | 0 | 0 | 0 | 11709849.1144 | 0 | 0 | 0 | 0 | 147959.2855 | 0 | 0 | 0 | 0 | 0 | 0 | 0 | 0 | 0 | 0 | 22097.017 | 0 | 0
2016-07-24 17:00 | 0 | 0 | 0 | 0 | 116739.6997 | 769212.8593 | 618086 | 0 | 0 | 0 | 1858468.0624 | 0 | 22471.2557 | 0 | 0 | 0 | 0 | 0 | 0 | 0 | 11727479.8886 | 0 | 0 | 0 | 0 | 245556.2427 | 0 | 213.2993 | 0 | 0 | 0 | 0 | 0 | 0 | 0 | 0 | 22097.017 | 0 | 0
2016-07-24 18:00 | 0 | 0 | 0 | 0 | 0 | 758279.6008 | 639300 | 0 | 0 | 0 | 1955137.347 | 0 | 22684.555 | 0 | 0 | 0 | 0 | 0 | 0 | 0 | 11745110.5923 | 0 | 0 | 0 | 0 | 96669.2845 | 0 | 213.2993 | 0 | 0 | 0 | 0 | 0 | 0 | 0 | 0 | 22097.017 | 0 | 0
2016-07-24 19:00 | 0 | 0 | 0 | 0 | 181204.6467 | 741459.9123 | 654798 | 0 | 0 | 0 | 2200693.5896 | 0 | 22897.8542 | 0 | 0 | 0 | 0 | 0 | 0 | 0 | 11762741.2255 | 0 | 0 | 0 | 0 | 245556.2427 | 0 | 213.2993 | 0 | 0 | 0 | 0 | 0 | 0 | 0 | 0 | 22097.017 | 0 | 0
2016-07-24 20:00 | 0 | 0 | 0 | 0 | 0 | 726678.3739 | 666727 | 0 | 0 | 0 | 2238547.9465 | 0 | 22897.8542 | 0 | 0 | 0 | 0 | 0 | 0 | 0 | 11780371.7882 | 0 | 0 | 0 | 0 | 37854.3568 | 0 | 0 | 0 | 0 | 0 | 0 | 0 | 0 | 0 | 0 | 22097.017 | 0 | 0
2016-07-24 21:00 | 0 | 0 | 0 | 0 | 192345.3858 | 711267.2224 | 674628 | 0 | 0 | 0 | 2445222.2383 | 0 | 23111.1535 | 0 | 0 | 0 | 0 | 0 | 0 | 0 | 11798002.2804 | 0 | 0 | 0 | 0 | 206674.2918 | 0 | 213.2993 | 0 | 0 | 0 | 0 | 0 | 0 | 0 | 0 | 22097.017 | 0 | 0
2016-07-24 22:00 | 0 | 0 | 0 | 0 | 198670.6317 | 676597.1031 | 674912 | 0 | 0 | 0 | 2623267.6567 | 0 | 23324.4528 | 0 | 0 | 0 | 0 | 0 | 0 | 0 | 11815632.702 | 0 | 0 | 0 | 0 | 178045.4184 | 0 | 213.2993 | 0 | 0 | 0 | 0 | 0 | 0 | 0 | 0 | 22097.017 | 0 | 0
2016-07-24 23:00 | 0 | 0 | 0 | 0 | 206656.9436 | 600756.1138 | 664359 | 0 | 0 | 0 | 2744011.3978 | 0 | 23537.7521 | 0 | 0 | 0 | 0 | 0 | 0 | 0 | 11833263.0531 | 0 | 0 | 0 | 0 | 120743.7411 | 0 | 213.2993 | 0 | 0 | 0 | 0 | 0 | 0 | 0 | 0 | 22097.017 | 0 | 0
2016-07-25 | 0 | 0 | 0 | 0 | 237632.9309 | 456093.2018 | 649454 | 0 | 0 | 0 | 2758564.9557 | 0 | 23537.7521 | 7621.5577 | 0 | 0 | 0 | 0 | 0 | 0 | 11850893.3337 | 0 | 0 | 0 | 0 | 14553.5579 | 0 | 0 | 0 | 7621.5577 | 0 | 0 | 0 | 0 | 0 | 0 | 22097.017 | 0 | 0
2016-07-25 01:00 | 0 | 0 | 0 | 0 | 348034.0815 | 228467.9166 | 634444 | 0 | 0 | 0 | 2758564.9557 | 0 | 23537.7521 | 7621.5577 | 0 | 0 | 0 | 0 | 0 | 0 | 11750945.9268 | 0 | 0 | 0 | 0 | 0 | 0 | 0 | 0 | 0 | 0 | 0 | 0 | 0 | 0 | 0 | 0 | 99900.0033 | 0
2016-07-25 02:00 | 0 | 0 | 0 | 0 | 424914.3849 | 16789.1146 | 605194 | 0 | 0 | 0 | 2714919.4019 | 0 | 22897.8542 | 7621.5577 | 0 | 0 | 0 | 0 | 0 | 0 | 11545372.9769 | 0 | 0 | 0 | 0 | -43645.5538 | 0 | 0 | 639.8979 | 0 | 0 | 0 | 0 | 0 | 0 | 0 | 0 | 205525.9461 | 0
2016-07-25 03:00 | 0 | 0 | 0 | 0 | 424551.5713 | 0 | 570238 | 0 | 0 | 0 | 2688438.022 | 0 | 22897.8542 | 7621.5577 | 0 | 0 | 0 | 0 | 0 | 0 | 11339800.8493 | 0 | 0 | 0 | 0 | -26481.3799 | 0 | 0 | 0 | 0 | 0 | 0 | 0 | 0 | 0 | 0 | 0 | 205525.9461 | 0
2016-07-25 04:00 | 0 | 0 | 0 | 0 | 416606.2061 | 0 | 536805 | 0 | 0 | 0 | 2687444.2768 | 0 | 22897.8542 | 7621.5577 | 0 | 0 | 0 | 0 | 0 | 0 | 11134229.544 | 0 | 0 | 0 | 0 | -993.7452 | 0 | 0 | 0 | 0 | 0 | 0 | 0 | 0 | 0 | 0 | 0 | 205525.9461 | 0
2016-07-25 05:00 | 0 | 0 | 0 | 0 | 410095.5503 | 0 | 505415 | 0 | 0 | 0 | 2675401.5423 | 0 | 23111.1535 | 0 | 0 | 0 | 0 | 0 | 0 | 0 | 11003377.323 | 0 | 0 | 0 | 0 | -12042.7345 | 0 | 213.2993 | 0 | -7621.5577 | 0 | 0 | 0 | 0 | 0 | 0 | 0 | 130807.6841 | 0
2016-07-25 06:00 | 0 | 0 | 0 | 0 | 403384.7275 | 0 | 479358 | 0 | 0 | 0 | 2599214.9705 | 0 | 23324.4528 | 0 | 0 | 0 | 0 | 0 | 0 | 0 | 11003333.3094 | 0 | 0 | 0 | 0 | -76186.5718 | 0 | 213.2993 | 0 | 0 | 0 | 0 | 0 | 0 | 0 | 0 | 0 | 0 | 0
2016-07-25 07:00 | 0 | 0 | 0 | 0 | 394098.9382 | 0 | 460062 | 0 | 0 | 0 | 2533251.9088 | 0 | 23324.4528 | 0 | 0 | 0 | 0 | 0 | 0 | 0 | 11003289.2961 | 0 | 0 | 0 | 0 | -65963.0618 | 0 | 0 | 0 | 0 | 0 | 0 | 0 | 0 | 0 | 0 | 0 | 0 | 0
2016-07-25 08:00 | 0 | 0 | 0 | 0 | 383210.4255 | 0 | 450411 | 0 | 0 | 0 | 2466051.3342 | 0 | 23324.4528 | 0 | 0 | 0 | 0 | 0 | 0 | 0 | 11003245.283 | 0 | 0 | 0 | 0 | -67200.5745 | 0 | 0 | 0 | 0 | 0 | 0 | 0 | 0 | 0 | 0 | 0 | 0 | 0
2016-07-25 09:00 | 0 | 0 | 0 | 0 | 334637.1183 | 0 | 451810 | 0 | 0 | 0 | 2348878.4525 | 0 | 23324.4528 | 0 | 0 | 0 | 0 | 0 | 0 | 0 | 11003201.27 | 0 | 0 | 0 | 0 | -117172.8817 | 0 | 0 | 0 | 0 | 0 | 0 | 0 | 0 | 0 | 0 | 0 | 0 | 0
2016-07-25 10:00 | 0 | 0 | 0 | 0 | 283006.9235 | 0 | 464579 | 0 | 0 | 0 | 2159684.8183 | 0 | 23324.4528 | 7621.5577 | 0 | 0 | 0 | 0 | 0 | 0 | 11003157.2572 | 0 | 0 | 0 | 0 | -189193.6342 | 0 | 0 | 0 | 7621.5577 | 0 | 0 | 0 | 0 | 0 | 0 | 0 | 0 | 0
2016-07-25 11:00 | 0 | 0 | 0 | 0 | 239807.6789 | 0 | 484904 | 0 | 0 | 0 | 1914375.1979 | 0 | 23537.7521 | 7621.5577 | 0 | 0 | 0 | 0 | 0 | 0 | 11003113.2445 | 0 | 0 | 0 | 0 | -245309.6204 | 0 | 213.2993 | 0 | 0 | 0 | 0 | 0 | 0 | 0 | 0 | 0 | 0 | 0
2016-07-25 12:00 | 0 | 0 | 0 | 0 | 121846.6129 | 63517.1206 | 513142 | 0 | 0 | 0 | 1668818.9553 | 0 | 21191.4599 | 0 | 0 | 0 | 0 | 0 | 0 | 0 | 10878493.0703 | 0 | 0 | 0 | 0 | -245556.2427 | 0 | 0 | 2346.2923 | -7621.5577 | 0 | 0 | 0 | 0 | 0 | 0 | 0 | 124576.1618 | 0
2016-07-25 13:00 | 0 | 0 | 0 | 0 | 83836.078 | 332405.2071 | 546585 | 0 | 0 | 0 | 1530640.3833 | 0 | 21404.7592 | 7621.5577 | 0 | 0 | 0 | 0 | 0 | 0 | 10878449.5564 | 0 | 0 | 0 | 0 | -138178.572 | 0 | 213.2993 | 0 | 7621.5577 | 0 | 0 | 0 | 0 | 0 | 0 | 0 | 0 | 0
2016-07-25 14:00 | 0 | 0 | 0 | 0 | 122339.0913 | 561722.2347 | 584999 | 0 | 0 | 0 | 1637110.9678 | 0 | 21618.0585 | 0 | 0 | 0 | 0 | 0 | 0 | 0 | 10878406.0426 | 0 | 0 | 0 | 0 | 106470.5845 | 0 | 213.2993 | 0 | -7621.5577 | 0 | 0 | 0 | 0 | 0 | 0 | 0 | 0 | 0
2016-07-25 15:00 | 0 | 0 | 0 | 0 | 131011.8129 | 678809.7773 | 623644 | 0 | 0 | 0 | 1823075.2586 | 0 | 21831.3578 | 0 | 0 | 0 | 0 | 0 | 0 | 0 | 10878362.5289 | 0 | 0 | 0 | 0 | 185964.2908 | 0 | 213.2993 | 0 | 0 | 0 | 0 | 0 | 0 | 0 | 0 | 0 | 0 | 0
2016-07-25 16:00 | 0 | 0 | 0 | 0 | 131711.2228 | 726455.2442 | 655225 | 0 | 0 | 0 | 2025803.4263 | 0 | 22044.6571 | 0 | 0 | 0 | 0 | 0 | 0 | 0 | 10878319.0155 | 0 | 0 | 0 | 0 | 202728.1677 | 0 | 213.2993 | 0 | 0 | 0 | 0 | 0 | 0 | 0 | 0 | 0 | 0 | 0
2016-07-25 17:00 | 0 | 0 | 0 | 0 | 130880.0881 | 734336.0234 | 680782 | 0 | 0 | 0 | 2210024.2385 | 0 | 22257.9564 | 0 | 0 | 0 | 0 | 0 | 0 | 0 | 10878275.5022 | 0 | 0 | 0 | 0 | 184220.8122 | 0 | 213.2993 | 0 | 0 | 0 | 0 | 0 | 0 | 0 | 0 | 0 | 0 | 0
2016-07-25 18:00 | 0 | 0 | 0 | 0 | 129557.2381 | 730101.9827 | 699429 | 0 | 0 | 0 | 2370041.1599 | 0 | 22471.2557 | 0 | 0 | 0 | 0 | 0 | 0 | 0 | 10878231.9891 | 0 | 0 | 0 | 0 | 160016.9215 | 0 | 213.2993 | 0 | 0 | 0 | 0 | 0 | 0 | 0 | 0 | 0 | 0 | 0
2016-07-25 19:00 | 0 | 0 | 0 | 0 | 127960.3074 | 711952.6085 | 711269 | 0 | 0 | 0 | 2498471.7765 | 0 | 22684.555 | 0 | 0 | 0 | 0 | 0 | 0 | 0 | 10878188.4762 | 0 | 0 | 0 | 0 | 128430.6165 | 0 | 213.2993 | 0 | 0 | 0 | 0 | 0 | 0 | 0 | 0 | 0 | 0 | 0
2016-07-25 20:00 | 0 | 0 | 0 | 0 | 127697.688 | 699281.8647 | 716310 | 0 | 0 | 0 | 2608928.0298 | 0 | 22897.8542 | 0 | 0 | 0 | 0 | 0 | 0 | 0 | 10878144.9634 | 0 | 0 | 0 | 0 | 110456.2534 | 0 | 213.2993 | 0 | 0 | 0 | 0 | 0 | 0 | 0 | 0 | 0 | 0 | 0
2016-07-25 21:00 | 0 | 0 | 0 | 0 | 133311.8558 | 671217.5447 | 716023 | 0 | 0 | 0 | 2697221.131 | 0 | 23111.1535 | 0 | 0 | 0 | 0 | 0 | 0 | 0 | 10878101.4508 | 0 | 0 | 0 | 0 | 88293.1012 | 0 | 213.2993 | 0 | 0 | 0 | 0 | 0 | 0 | 0 | 0 | 0 | 0 | 0
2016-07-25 22:00 | 0 | 0 | 0 | 0 | 143529.5372 | 624674.8805 | 709531 | 0 | 0 | 0 | 2755681.2495 | 0 | 23324.4528 | 0 | 0 | 0 | 0 | 0 | 0 | 0 | 10878057.9384 | 0 | 0 | 0 | 0 | 58460.1185 | 0 | 213.2993 | 0 | 0 | 0 | 0 | 0 | 0 | 0 | 0 | 0 | 0 | 0
2016-07-25 23:00 | 0 | 0 | 0 | 0 | 164633.6242 | 540512.939 | 694428 | 0 | 0 | 0 | 2758564.9557 | 0 | 23537.7521 | 7621.5577 | 0 | 0 | 0 | 0 | 0 | 0 | 10878014.4262 | 0 | 0 | 0 | 0 | 2883.7062 | 0 | 213.2993 | 0 | 7621.5577 | 0 | 0 | 0 | 0 | 0 | 0 | 0 | 0 | 0
2016-07-26 | 0 | 0 | 0 | 0 | 216662.083 | 405421.9063 | 676132 | 0 | 0 | 0 | 2758564.9557 | 0 | 23537.7521 | 7621.5577 | 0 | 0 | 0 | 0 | 0 | 0 | 10784784.6889 | 0 | 0 | 0 | 0 | 0 | 0 | 0 | 0 | 0 | 0 | 0 | 0 | 0 | 0 | 0 | 0 | 93186.2253 | 0
2016-07-26 01:00 | 0 | 0 | 0 | 0 | 359339.4505 | 202418.7997 | 655962 | 0 | 0 | 0 | 2758564.9557 | 0 | 23537.7521 | 7621.5577 | 0 | 0 | 0 | 0 | 0 | 0 | 10622321.2914 | 0 | 0 | 0 | 0 | 0 | 0 | 0 | 0 | 0 | 0 | 0 | 0 | 0 | 0 | 0 | 0 | 162420.2584 | 0
2016-07-26 02:00 | 0 | 0 | 0 | 0 | 475673.2476 | 17188.1074 | 623004 | 0 | 0 | 0 | 2747840.6588 | 0 | 23324.4528 | 7621.5577 | 0 | 0 | 0 | 0 | 0 | 0 | 10416752.856 | 0 | 0 | 0 | 0 | -10724.2969 | 0 | 0 | 213.2993 | 0 | 0 | 0 | 0 | 0 | 0 | 0 | 0 | 205525.9461 | 0
2016-07-26 03:00 | 0 | 0 | 0 | 0 | 490618.5963 | 0 | 581261 | 0 | 0 | 0 | 2758564.9557 | 0 | 23537.7521 | 7621.5577 | 0 | 0 | 0 | 0 | 0 | 0 | 10241573.258 | 0 | 0 | 0 | 0 | 10724.2969 | 0 | 213.2993 | 0 | 0 | 0 | 0 | 0 | 0 | 0 | 0 | 0 | 175137.9309 | 0
2016-07-26 04:00 | 0 | 0 | 0 | 0 | 476721.3542 | 0 | 543580 | 0 | 0 | 0 | 2758564.9557 | 0 | 23537.7521 | 7621.5577 | 0 | 0 | 0 | 0 | 0 | 0 | 10126258.7645 | 0 | 0 | 0 | 0 | 0 | 0 | 0 | 0 | 0 | 0 | 0 | 0 | 0 | 0 | 0 | 0 | 115273.5272 | 0
2016-07-26 05:00 | 0 | 0 | 0 | 0 | 444758.169 | 0 | 508876 | 0 | 0 | 0 | 2758564.9557 | 0 | 23537.7521 | 7621.5577 | 0 | 0 | 0 | 0 | 0 | 0 | 10015670.2749 | 0 | 0 | 0 | 0 | 0 | 0 | 0 | 0 | 0 | 0 | 0 | 0 | 0 | 0 | 0 | 0 | 110547.9845 | 0
2016-07-26 06:00 | 0 | 0 | 0 | 0 | 406166.2918 | 0 | 480696 | 0 | 0 | 0 | 2758564.9557 | 0 | 23537.7521 | 7621.5577 | 0 | 0 | 0 | 0 | 0 | 0 | 9887130.7153 | 0 | 0 | 0 | 0 | 0 | 0 | 0 | 0 | 0 | 0 | 0 | 0 | 0 | 0 | 0 | 0 | 128499.4969 | 0
2016-07-26 07:00 | 0 | 0 | 0 | 0 | 369079.9519 | 0 | 460391 | 0 | 0 | 0 | 2758564.9557 | 0 | 23537.7521 | 7621.5577 | 0 | 0 | 0 | 0 | 0 | 0 | 9729658.3253 | 0 | 0 | 0 | 0 | 0 | 0 | 0 | 0 | 0 | 0 | 0 | 0 | 0 | 0 | 0 | 0 | 157432.8415 | 0
2016-07-26 08:00 | 0 | 0 | 0 | 0 | 343262.8857 | 0 | 449809 | 0 | 0 | 0 | 2655454.5987 | 0 | 23537.7521 | 7621.5577 | 0 | 0 | 0 | 0 | 0 | 0 | 9723695.6872 | 0 | 0 | 0 | 0 | -103110.357 | 0 | 0 | 0 | 0 | 0 | 0 | 0 | 0 | 0 | 0 | 0 | 5923.7195 | 0
2016-07-26 09:00 | 0 | 0 | 0 | 0 | 310370.5565 | 0 | 451638 | 0 | 0 | 0 | 2514187.1553 | 0 | 23537.7521 | 7621.5577 | 0 | 0 | 0 | 0 | 0 | 0 | 9723656.7924 | 0 | 0 | 0 | 0 | -141267.4435 | 0 | 0 | 0 | 0 | 0 | 0 | 0 | 0 | 0 | 0 | 0 | 0 | 0
2016-07-26 10:00 | 0 | 0 | 0 | 0 | 281905.0816 | 0 | 465570 | 0 | 0 | 0 | 2330522.2368 | 0 | 23537.7521 | 7621.5577 | 0 | 0 | 0 | 0 | 0 | 0 | 9723617.8978 | 0 | 0 | 0 | 0 | -183664.9184 | 0 | 0 | 0 | 0 | 0 | 0 | 0 | 0 | 0 | 0 | 0 | 0 | 0
2016-07-26 11:00 | 0 | 0 | 0 | 0 | 244360.9693 | 0 | 484569 | 0 | 0 | 0 | 2090314.2061 | 0 | 23537.7521 | 7621.5577 | 0 | 0 | 0 | 0 | 0 | 0 | 9723579.0033 | 0 | 0 | 0 | 0 | -240208.0307 | 0 | 0 | 0 | 0 | 0 | 0 | 0 | 0 | 0 | 0 | 0 | 0 | 0
2016-07-26 12:00 | 0 | 0 | 0 | 0 | 127888.092 | 51845.2388 | 509911 | 0 | 0 | 0 | 1844757.9634 | 0 | 21191.4599 | 0 | 0 | 0 | 0 | 0 | 0 | 0 | 9594827.046 | 0 | 0 | 0 | 0 | -245556.2427 | 0 | 0 | 2346.2923 | -7621.5577 | 0 | 0 | 0 | 0 | 0 | 0 | 0 | 128713.063 | 0
2016-07-26 13:00 | 0 | 0 | 0 | 0 | 84431.1 | 303993.001 | 540417 | 0 | 0 | 0 | 1692551.7652 | 0 | 21404.7592 | 0 | 0 | 0 | 0 | 0 | 0 | 0 | 9594788.6667 | 0 | 0 | 0 | 0 | -152206.1982 | 0 | 213.2993 | 0 | 0 | 0 | 0 | 0 | 0 | 0 | 0 | 0 | 0 | 0
2016-07-26 14:00 | 0 | 0 | 0 | 0 | 121296.5244 | 541990.0444 | 576926 | 0 | 0 | 0 | 1778699.0347 | 0 | 21618.0585 | 0 | 0 | 0 | 0 | 0 | 0 | 0 | 9594750.2876 | 0 | 0 | 0 | 0 | 86147.2695 | 0 | 213.2993 | 0 | 0 | 0 | 0 | 0 | 0 | 0 | 0 | 0 | 0 | 0
2016-07-26 15:00 | 0 | 0 | 0 | 0 | 128637.1185 | 659702.8114 | 612758 | 0 | 0 | 0 | 1954067.6653 | 0 | 21831.3578 | 0 | 0 | 0 | 0 | 0 | 0 | 0 | 9594711.9086 | 0 | 0 | 0 | 0 | 175368.6306 | 0 | 213.2993 | 0 | 0 | 0 | 0 | 0 | 0 | 0 | 0 | 0 | 0 | 0
2016-07-26 16:00 | 0 | 0 | 0 | 0 | 117767.0148 | 721868.0741 | 643650 | 0 | 0 | 0 | 2149839.4549 | 0 | 22044.6571 | 0 | 0 | 0 | 0 | 0 | 0 | 0 | 9594673.5297 | 0 | 0 | 0 | 0 | 195771.7896 | 0 | 213.2993 | 0 | 0 | 0 | 0 | 0 | 0 | 0 | 0 | 0 | 0 | 0
2016-07-26 17:00 | 0 | 0 | 0 | 0 | 110310.0171 | 736202.1723 | 669322 | 0 | 0 | 0 | 2326816.345 | 0 | 22257.9564 | 0 | 0 | 0 | 0 | 0 | 0 | 0 | 9594635.151 | 0 | 0 | 0 | 0 | 176976.8901 | 0 | 213.2993 | 0 | 0 | 0 | 0 | 0 | 0 | 0 | 0 | 0 | 0 | 0
2016-07-26 18:00 | 0 | 0 | 0 | 0 | 103368.523 | 728138.8923 | 688128 | 0 | 0 | 0 | 2469982.461 | 0 | 22471.2557 | 0 | 0 | 0 | 0 | 0 | 0 | 0 | 9594596.7725 | 0 | 0 | 0 | 0 | 143166.116 | 0 | 213.2993 | 0 | 0 | 0 | 0 | 0 | 0 | 0 | 0 | 0 | 0 | 0
2016-07-26 19:00 | 0 | 0 | 0 | 0 | 97604.1455 | 709828.4009 | 700540 | 0 | 0 | 0 | 2576661.7082 | 0 | 22684.555 | 0 | 0 | 0 | 0 | 0 | 0 | 0 | 9594558.3941 | 0 | 0 | 0 | 0 | 106679.2472 | 0 | 213.2993 | 0 | 0 | 0 | 0 | 0 | 0 | 0 | 0 | 0 | 0 | 0
2016-07-26 20:00 | 0 | 0 | 0 | 0 | 96345.1039 | 691823.9898 | 708679 | 0 | 0 | 0 | 2655938.5026 | 0 | 22897.8542 | 0 | 0 | 0 | 0 | 0 | 0 | 0 | 9594520.0159 | 0 | 0 | 0 | 0 | 79276.7944 | 0 | 213.2993 | 0 | 0 | 0 | 0 | 0 | 0 | 0 | 0 | 0 | 0 | 0
2016-07-26 21:00 | 0 | 0 | 0 | 0 | 105477.9817 | 662095.8894 | 711359 | 0 | 0 | 0 | 2711940.0744 | 0 | 23111.1535 | 0 | 0 | 0 | 0 | 0 | 0 | 0 | 9594481.6378 | 0 | 0 | 0 | 0 | 56001.5718 | 0 | 213.2993 | 0 | 0 | 0 | 0 | 0 | 0 | 0 | 0 | 0 | 0 | 0
2016-07-26 22:00 | 0 | 0 | 0 | 0 | 126988.9524 | 619607.8671 | 706608 | 0 | 0 | 0 | 2751715.5946 | 0 | 23324.4528 | 0 | 0 | 0 | 0 | 0 | 0 | 0 | 9594443.2599 | 0 | 0 | 0 | 0 | 39775.5202 | 0 | 213.2993 | 0 | 0 | 0 | 0 | 0 | 0 | 0 | 0 | 0 | 0 | 0
2016-07-26 23:00 | 0 | 0 | 0 | 0 | 161565.1837 | 544871.0344 | 691752 | 0 | 0 | 0 | 2758564.9557 | 0 | 23537.7521 | 7621.5577 | 0 | 0 | 0 | 0 | 0 | 0 | 9594404.8821 | 0 | 0 | 0 | 0 | 6849.3611 | 0 | 213.2993 | 0 | 7621.5577 | 0 | 0 | 0 | 0 | 0 | 0 | 0 | 0 | 0
2016-07-27 | 0 | 0 | 0 | 0 | 220685.5205 | 415162.1186 | 673003 | 0 | 0 | 0 | 2758564.9557 | 0 | 23537.7521 | 7621.5577 | 0 | 0 | 0 | 0 | 0 | 0 | 9530305.5374 | 0 | 0 | 0 | 0 | 0 | 0 | 0 | 0 | 0 | 0 | 0 | 0 | 0 | 0 | 0 | 0 | 64060.9671 | 0
2016-07-27 01:00 | 0 | 0 | 0 | 0 | 348568.5101 | 220179.3863 | 653739 | 0 | 0 | 0 | 2758564.9557 | 0 | 23537.7521 | 7621.5577 | 0 | 0 | 0 | 0 | 0 | 0 | 9383731.0305 | 0 | 0 | 0 | 0 | 0 | 0 | 0 | 0 | 0 | 0 | 0 | 0 | 0 | 0 | 0 | 0 | 146536.3857 | 0
2016-07-27 02:00 | 0 | 0 | 0 | 0 | 427237.6421 | 14291.3812 | 621186 | 0 | 0 | 0 | 2698113.0278 | 0 | 23537.7521 | 7621.5577 | 0 | 0 | 0 | 0 | 0 | 0 | 9178167.5494 | 0 | 0 | 0 | 0 | -60451.928 | 0 | 0 | 0 | 0 | 0 | 0 | 0 | 0 | 0 | 0 | 0 | 205525.9461 | 0
2016-07-27 03:00 | 0 | 0 | 0 | 0 | 399089.4287 | 0 | 580774 | 0 | 0 | 0 | 2636913.301 | 0 | 22257.9564 | 7621.5577 | 0 | 0 | 0 | 0 | 0 | 0 | 8972604.8906 | 0 | 0 | 0 | 0 | -61199.7267 | 0 | 0 | 1279.7958 | 0 | 0 | 0 | 0 | 0 | 0 | 0 | 0 | 205525.9461 | 0
2016-07-27 04:00 | 0 | 0 | 0 | 0 | 350827.9736 | 0 | 542329 | 0 | 0 | 0 | 2564617.3233 | 0 | 22257.9564 | 7621.5577 | 0 | 0 | 0 | 0 | 0 | 0 | 8767043.0541 | 0 | 0 | 0 | 0 | -72295.9777 | 0 | 0 | 0 | 0 | 0 | 0 | 0 | 0 | 0 | 0 | 0 | 205525.9461 | 0
2016-07-27 05:00 | 0 | 0 | 0 | 0 | 306590.2512 | 0 | 507273 | 0 | 0 | 0 | 2482926.324 | 0 | 22471.2557 | 7621.5577 | 0 | 0 | 0 | 0 | 0 | 0 | 8561482.0398 | 0 | 0 | 0 | 0 | -81690.9993 | 0 | 213.2993 | 0 | 0 | 0 | 0 | 0 | 0 | 0 | 0 | 0 | 205525.9461 | 0
2016-07-27 06:00 | 0 | 0 | 0 | 0 | 260150.8625 | 0 | 480502 | 0 | 0 | 0 | 2381566.936 | 0 | 22684.555 | 7621.5577 | 0 | 0 | 0 | 0 | 0 | 0 | 8355921.8478 | 0 | 0 | 0 | 0 | -101359.388 | 0 | 213.2993 | 0 | 0 | 0 | 0 | 0 | 0 | 0 | 0 | 0 | 205525.9461 | 0
2016-07-27 07:00 | 0 | 0 | 0 | 0 | 219394.5466 | 0 | 460678 | 0 | 0 | 0 | 2259488.5313 | 0 | 22684.555 | 7621.5577 | 0 | 0 | 0 | 0 | 0 | 0 | 8150362.478 | 0 | 0 | 0 | 0 | -122078.4046 | 0 | 0 | 0 | 0 | 0 | 0 | 0 | 0 | 0 | 0 | 0 | 205525.9461 | 0
2016-07-27 08:00 | 0 | 0 | 0 | 0 | 185668.121 | 0 | 450024 | 0 | 0 | 0 | 2114124.4017 | 0 | 22897.8542 | 7621.5577 | 0 | 0 | 0 | 0 | 0 | 0 | 7944803.9304 | 0 | 0 | 0 | 0 | -145364.1296 | 0 | 213.2993 | 0 | 0 | 0 | 0 | 0 | 0 | 0 | 0 | 0 | 205525.9461 | 0
2016-07-27 09:00 | 0 | 0 | 0 | 0 | 158752.8333 | 0 | 451869 | 0 | 0 | 0 | 1939999.9845 | 0 | 23111.1535 | 7621.5577 | 0 | 0 | 0 | 0 | 0 | 0 | 7739246.2051 | 0 | 0 | 0 | 0 | -174124.4172 | 0 | 213.2993 | 0 | 0 | 0 | 0 | 0 | 0 | 0 | 0 | 0 | 205525.9461 | 0
2016-07-27 10:00 | 0 | 0 | 0 | 0 | 144025.4905 | 0 | 463705 | 0 | 0 | 0 | 1739312.2245 | 0 | 23324.4528 | 7621.5577 | 0 | 0 | 0 | 0 | 0 | 0 | 7533689.302 | 0 | 0 | 0 | 0 | -200687.76 | 0 | 213.2993 | 0 | 0 | 0 | 0 | 0 | 0 | 0 | 0 | 0 | 205525.9461 | 0
2016-07-27 11:00 | 0 | 0 | 0 | 0 | 126510.5377 | 0 | 482751 | 0 | 0 | 0 | 1502063.5117 | 0 | 23537.7521 | 7621.5577 | 0 | 0 | 0 | 0 | 0 | 0 | 7328133.2211 | 0 | 0 | 0 | 0 | -237248.7128 | 0 | 213.2993 | 0 | 0 | 0 | 0 | 0 | 0 | 0 | 0 | 0 | 205525.9461 | 0
2016-07-27 12:00 | 0 | 0 | 0 | 0 | 68010.5551 | 55829.8281 | 506035 | 0 | 0 | 0 | 1256507.269 | 0 | 13725.9845 | 0 | 0 | 0 | 0 | 0 | 0 | 0 | 7122577.9624 | 0 | 0 | 0 | 0 | -245556.2427 | 0 | 0 | 9811.7676 | -7621.5577 | 0 | 0 | 0 | 0 | 0 | 0 | 0 | 205525.9461 | 0
2016-07-27 13:00 | 0 | 0 | 0 | 0 | 53856.2313 | 391759.8801 | 535215 | 0 | 0 | 0 | 1278278.5722 | 0 | 13939.2838 | 7621.5577 | 0 | 0 | 0 | 0 | 0 | 0 | 6917023.526 | 0 | 0 | 0 | 0 | 21771.3032 | 0 | 213.2993 | 0 | 7621.5577 | 0 | 0 | 0 | 0 | 0 | 0 | 0 | 205525.9461 | 0
2016-07-27 14:00 | 0 | 0 | 0 | 0 | 66491.784 | 620618.9373 | 571253 | 0 | 0 | 0 | 1520749.6006 | 0 | 14152.5831 | 0 | 0 | 0 | 0 | 0 | 0 | 0 | 6711469.9118 | 0 | 0 | 0 | 0 | 242471.0285 | 0 | 213.2993 | 0 | -7621.5577 | 0 | 0 | 0 | 0 | 0 | 0 | 0 | 205525.9461 | 0
2016-07-27 15:00 | 0 | 0 | 0 | 0 | 65383.7949 | 719929.2035 | 606150 | 0 | 0 | 0 | 1720731.8626 | 0 | 14365.8824 | 0 | 0 | 0 | 0 | 0 | 0 | 0 | 6675180.0264 | 0 | 0 | 0 | 0 | 199982.262 | 0 | 213.2993 | 0 | 0 | 0 | 0 | 0 | 0 | 0 | 0 | 0 | 36263.0395 | 0
2016-07-27 16:00 | 0 | 0 | 0 | 0 | 61953.8168 | 774124.5168 | 636932 | 0 | 0 | 0 | 1919664.8969 | 0 | 14579.1817 | 0 | 0 | 0 | 0 | 0 | 0 | 0 | 6675153.3257 | 0 | 0 | 0 | 0 | 198933.0343 | 0 | 213.2993 | 0 | 0 | 0 | 0 | 0 | 0 | 0 | 0 | 0 | 0 | 0
2016-07-27 17:00 | 0 | 0 | 0 | 0 | 60788.0118 | 786542.1568 | 663231 | 0 | 0 | 0 | 2103550.7663 | 0 | 14792.481 | 0 | 0 | 0 | 0 | 0 | 0 | 0 | 6675126.6251 | 0 | 0 | 0 | 0 | 183885.8694 | 0 | 213.2993 | 0 | 0 | 0 | 0 | 0 | 0 | 0 | 0 | 0 | 0 | 0
2016-07-27 18:00 | 0 | 0 | 0 | 0 | 61709.4272 | 779977.9588 | 683972 | 0 | 0 | 0 | 2261052.853 | 0 | 15005.7803 | 0 | 0 | 0 | 0 | 0 | 0 | 0 | 6675099.9246 | 0 | 0 | 0 | 0 | 157502.0867 | 0 | 213.2993 | 0 | 0 | 0 | 0 | 0 | 0 | 0 | 0 | 0 | 0 | 0
2016-07-27 19:00 | 0 | 0 | 0 | 0 | 64121.9214 | 768354.4197 | 697747 | 0 | 0 | 0 | 2395568.8948 | 0 | 15219.0796 | 0 | 0 | 0 | 0 | 0 | 0 | 0 | 6675073.2242 | 0 | 0 | 0 | 0 | 134516.0418 | 0 | 213.2993 | 0 | 0 | 0 | 0 | 0 | 0 | 0 | 0 | 0 | 0 | 0
2016-07-27 20:00 | 0 | 0 | 0 | 0 | 67780.9904 | 761205.2358 | 707014 | 0 | 0 | 0 | 2517327.8217 | 0 | 15432.3789 | 0 | 0 | 0 | 0 | 0 | 0 | 0 | 6675046.5239 | 0 | 0 | 0 | 0 | 121758.9269 | 0 | 213.2993 | 0 | 0 | 0 | 0 | 0 | 0 | 0 | 0 | 0 | 0 | 0
2016-07-27 21:00 | 0 | 0 | 0 | 0 | 72304.2667 | 749851.5268 | 710613 | 0 | 0 | 0 | 2628657.3158 | 0 | 15645.6782 | 0 | 0 | 0 | 0 | 0 | 0 | 0 | 6675019.8237 | 0 | 0 | 0 | 0 | 111329.4941 | 0 | 213.2993 | 0 | 0 | 0 | 0 | 0 | 0 | 0 | 0 | 0 | 0 | 0
2016-07-27 22:00 | 0 | 0 | 0 | 0 | 79568.889 | 721216.4252 | 705857 | 0 | 0 | 0 | 2723372.3308 | 0 | 15858.9775 | 0 | 0 | 0 | 0 | 0 | 0 | 0 | 6674993.1236 | 0 | 0 | 0 | 0 | 94715.0149 | 0 | 213.2993 | 0 | 0 | 0 | 0 | 0 | 0 | 0 | 0 | 0 | 0 | 0
2016-07-27 23:00 | 0 | 0 | 0 | 0 | 93890.7828 | 639533.6992 | 690397 | 0 | 0 | 0 | 2758564.9557 | 0 | 16072.2768 | 7621.5577 | 0 | 0 | 0 | 0 | 0 | 0 | 6674966.4237 | 0 | 0 | 0 | 0 | 35192.6249 | 0 | 213.2993 | 0 | 7621.5577 | 0 | 0 | 0 | 0 | 0 | 0 | 0 | 0 | 0
2016-07-28 | 0 | 0 | 0 | 0 | 125843.0276 | 502845.561 | 671829 | 0 | 0 | 0 | 2758564.9557 | 0 | 16285.5761 | 7621.5577 | 0 | 0 | 0 | 0 | 0 | 0 | 6600191.9467 | 0 | 0 | 0 | 0 | 0 | 0 | 213.2993 | 0 | 0 | 0 | 0 | 0 | 0 | 0 | 0 | 0 | 74747.7771 | 0
2016-07-28 01:00 | 0 | 0 | 0 | 0 | 225091.8004 | 222037.6987 | 653940 | 0 | 0 | 0 | 2678367.762 | 0 | 16498.8754 | 0 | 0 | 0 | 0 | 0 | 0 | 0 | 6394639.5998 | 0 | 0 | 0 | 0 | -80197.1937 | 0 | 213.2993 | 0 | -7621.5577 | 0 | 0 | 0 | 0 | 0 | 0 | 0 | 205525.9461 | 0
2016-07-28 02:00 | 0 | 0 | 0 | 0 | 314815.8227 | 12688.8614 | 622504 | 0 | 0 | 0 | 2494738.6379 | 0 | 16712.1746 | 7621.5577 | 0 | 0 | 0 | 0 | 0 | 0 | 6189088.0751 | 0 | 0 | 0 | 0 | -183629.1241 | 0 | 213.2993 | 0 | 7621.5577 | 0 | 0 | 0 | 0 | 0 | 0 | 0 | 205525.9461 | 0
2016-07-28 03:00 | 0 | 0 | 0 | 0 | 309331.4861 | 0 | 581709 | 0 | 0 | 0 | 2341352.8735 | 0 | 16925.4739 | 7621.5577 | 0 | 0 | 0 | 0 | 0 | 0 | 5983537.3726 | 0 | 0 | 0 | 0 | -153385.7644 | 0 | 213.2993 | 0 | 0 | 0 | 0 | 0 | 0 | 0 | 0 | 0 | 205525.9461 | 0
2016-07-28 04:00 | 0 | 0 | 0 | 0 | 273282.9849 | 0 | 544970 | 0 | 0 | 0 | 2188657.6078 | 0 | 17138.7732 | 7621.5577 | 0 | 0 | 0 | 0 | 0 | 0 | 5777987.4924 | 0 | 0 | 0 | 0 | -152695.2656 | 0 | 213.2993 | 0 | 0 | 0 | 0 | 0 | 0 | 0 | 0 | 0 | 205525.9461 | 0
2016-07-28 05:00 | 0 | 0 | 0 | 0 | 239345.0492 | 0 | 511693 | 0 | 0 | 0 | 2035301.4064 | 0 | 17352.0725 | 7621.5577 | 0 | 0 | 0 | 0 | 0 | 0 | 5572438.4343 | 0 | 0 | 0 | 0 | -153356.2014 | 0 | 213.2993 | 0 | 0 | 0 | 0 | 0 | 0 | 0 | 0 | 0 | 205525.9461 | 0
2016-07-28 06:00 | 0 | 0 | 0 | 0 | 210617.8754 | 0 | 484090 | 0 | 0 | 0 | 1880821.0313 | 0 | 17565.3718 | 7621.5577 | 0 | 0 | 0 | 0 | 0 | 0 | 5366890.1984 | 0 | 0 | 0 | 0 | -154480.3751 | 0 | 213.2993 | 0 | 0 | 0 | 0 | 0 | 0 | 0 | 0 | 0 | 205525.9461 | 0
2016-07-28 07:00 | 0 | 0 | 0 | 0 | 190041.3254 | 0 | 463557 | 0 | 0 | 0 | 1726297.1062 | 0 | 17778.6711 | 7621.5577 | 0 | 0 | 0 | 0 | 0 | 0 | 5161342.7848 | 0 | 0 | 0 | 0 | -154523.9251 | 0 | 213.2993 | 0 | 0 | 0 | 0 | 0 | 0 | 0 | 0 | 0 | 205525.9461 | 0
2016-07-28 08:00 | 0 | 0 | 0 | 0 | 179141.1534 | 0 | 452595 | 0 | 0 | 0 | 1571835.009 | 0 | 17991.9704 | 7621.5577 | 0 | 0 | 0 | 0 | 0 | 0 | 4955796.1933 | 0 | 0 | 0 | 0 | -154462.0972 | 0 | 213.2993 | 0 | 0 | 0 | 0 | 0 | 0 | 0 | 0 | 0 | 205525.9461 | 0
2016-07-28 09:00 | 0 | 0 | 0 | 0 | 164263.1992 | 0 | 454199 | 0 | 0 | 0 | 1400890.9577 | 0 | 18205.2697 | 7621.5577 | 0 | 0 | 0 | 0 | 0 | 0 | 4750250.424 | 0 | 0 | 0 | 0 | -170944.0513 | 0 | 213.2993 | 0 | 0 | 0 | 0 | 0 | 0 | 0 | 0 | 0 | 205525.9461 | 0
2016-07-28 10:00 | 0 | 0 | 0 | 0 | 153756.2301 | 0 | 466476 | 0 | 0 | 0 | 1207162.9373 | 0 | 18418.569 | 7621.5577 | 0 | 0 | 0 | 0 | 0 | 0 | 4544705.4768 | 0 | 0 | 0 | 0 | -193728.0204 | 0 | 213.2993 | 0 | 0 | 0 | 0 | 0 | 0 | 0 | 0 | 0 | 205525.9461 | 0
2016-07-28 11:00 | 0 | 0 | 0 | 0 | 136030.8031 | 0 | 484847 | 0 | 0 | 0 | 980108.9496 | 0 | 18631.8683 | 4851.0979 | 0 | 0 | 0 | 0 | 0 | 0 | 4339161.3519 | 0 | 0 | 0 | 0 | -227053.9877 | 0 | 213.2993 | 0 | -2770.4598 | 0 | 0 | 0 | 0 | 0 | 0 | 0 | 205525.9461 | 0
2016-07-28 12:00 | 0 | 0 | 0 | 0 | 73579.5816 | 73168.886 | 508526 | 0 | 0 | 0 | 734552.7069 | 0 | 18845.1676 | 7621.5577 | 0 | 0 | 0 | 0 | 0 | 0 | 4133618.0491 | 0 | 0 | 0 | 0 | -245556.2427 | 0 | 213.2993 | 0 | 2770.4598 | 0 | 0 | 0 | 0 | 0 | 0 | 0 | 205525.9461 | 0
2016-07-28 13:00 | 0 | 0 | 0 | 0 | 61938.4799 | 402384.4051 | 538216 | 0 | 0 | 0 | 787272.8991 | 0 | 19058.4669 | 0 | 0 | 0 | 0 | 0 | 0 | 0 | 3928075.5685 | 0 | 0 | 0 | 0 | 52720.1922 | 0 | 213.2993 | 0 | -7621.5577 | 0 | 0 | 0 | 0 | 0 | 0 | 0 | 205525.9461 | 0
2016-07-28 14:00 | 0 | 0 | 0 | 0 | 78775.0067 | 629068.2221 | 571509 | 0 | 0 | 0 | 1032829.1418 | 0 | 19271.7662 | 7621.5577 | 0 | 0 | 0 | 0 | 0 | 0 | 3726237.6649 | 0 | 0 | 0 | 0 | 245556.2427 | 0 | 213.2993 | 0 | 7621.5577 | 0 | 0 | 0 | 0 | 0 | 0 | 0 | 201822.1913 | 0
2016-07-28 15:00 | 0 | 0 | 0 | 0 | 92626.6377 | 731522.1203 | 604417 | 0 | 0 | 0 | 1278385.3845 | 0 | 19485.0655 | 7621.5577 | 0 | 0 | 0 | 0 | 0 | 0 | 3681330.0289 | 0 | 0 | 0 | 0 | 245556.2427 | 0 | 213.2993 | 0 | 0 | 0 | 0 | 0 | 0 | 0 | 0 | 0 | 44892.7311 | 0
2016-07-28 16:00 | 0 | 0 | 0 | 0 | 95952.7222 | 771023.8371 | 631869 | 0 | 0 | 0 | 1523941.6272 | 0 | 19698.3648 | 7621.5577 | 0 | 0 | 0 | 0 | 0 | 0 | 3662932.5747 | 0 | 0 | 0 | 0 | 245556.2427 | 0 | 213.2993 | 0 | 0 | 0 | 0 | 0 | 0 | 0 | 0 | 0 | 18382.7289 | 0
2016-07-28 17:00 | 0 | 0 | 0 | 0 | 92990.1051 | 790230.4205 | 655351 | 0 | 0 | 0 | 1769497.8698 | 0 | 19911.6641 | 7621.5577 | 0 | 0 | 0 | 0 | 0 | 0 | 3632055.8257 | 0 | 0 | 0 | 0 | 245556.2427 | 0 | 213.2993 | 0 | 0 | 0 | 0 | 0 | 0 | 0 | 0 | 0 | 30862.0972 | 0
2016-07-28 18:00 | 0 | 0 | 0 | 0 | 85095.2732 | 783449.0753 | 672844 | 0 | 0 | 0 | 2015054.1125 | 0 | 20124.9634 | 7621.5577 | 0 | 0 | 0 | 0 | 0 | 0 | 3545715.1019 | 0 | 0 | 0 | 0 | 245556.2427 | 0 | 213.2993 | 0 | 0 | 0 | 0 | 0 | 0 | 0 | 0 | 0 | 86326.1956 | 0
2016-07-28 19:00 | 0 | 0 | 0 | 0 | 77099.2752 | 775151.3448 | 682884 | 0 | 0 | 0 | 2241637.7886 | 0 | 20338.2627 | 0 | 0 | 0 | 0 | 0 | 0 | 0 | 3459823.6817 | 0 | 0 | 0 | 0 | 226583.6761 | 0 | 213.2993 | 0 | -7621.5577 | 0 | 0 | 0 | 0 | 0 | 0 | 0 | 85877.2373 | 0
2016-07-28 20:00 | 0 | 0 | 0 | 0 | 71713.7691 | 772298.8001 | 687430 | 0 | 0 | 0 | 2398007.0585 | 0 | 20551.562 | 0 | 0 | 0 | 0 | 0 | 0 | 0 | 3459809.8424 | 0 | 0 | 0 | 0 | 156369.2699 | 0 | 213.2993 | 0 | 0 | 0 | 0 | 0 | 0 | 0 | 0 | 0 | 0 | 0
2016-07-28 21:00 | 0 | 0 | 0 | 0 | 71270.1766 | 763604.4367 | 685827 | 0 | 0 | 0 | 2546841.3725 | 0 | 20764.8613 | 0 | 0 | 0 | 0 | 0 | 0 | 0 | 3459796.0032 | 0 | 0 | 0 | 0 | 148834.314 | 0 | 213.2993 | 0 | 0 | 0 | 0 | 0 | 0 | 0 | 0 | 0 | 0 | 0
2016-07-28 22:00 | 0 | 0 | 0 | 0 | 78588.7273 | 734506.0175 | 677578 | 0 | 0 | 0 | 2682144.818 | 0 | 20978.1606 | 0 | 0 | 0 | 0 | 0 | 0 | 0 | 3459782.164 | 0 | 0 | 0 | 0 | 135303.4455 | 0 | 213.2993 | 0 | 0 | 0 | 0 | 0 | 0 | 0 | 0 | 0 | 0 | 0
2016-07-28 23:00 | 0 | 0 | 0 | 0 | 94750.9065 | 652389.0882 | 662885 | 0 | 0 | 0 | 2758564.9557 | 0 | 21191.4599 | 7621.5577 | 0 | 0 | 0 | 0 | 0 | 0 | 3459768.3249 | 0 | 0 | 0 | 0 | 76420.1377 | 0 | 213.2993 | 0 | 7621.5577 | 0 | 0 | 0 | 0 | 0 | 0 | 0 | 0 | 0
2016-07-29 | 0 | 0 | 0 | 0 | 133413.2927 | 508022.5117 | 647637 | 0 | 0 | 0 | 2758564.9557 | 0 | 21404.7592 | 7621.5577 | 0 | 0 | 0 | 0 | 0 | 0 | 3448695.0118 | 0 | 0 | 0 | 0 | 0 | 0 | 213.2993 | 0 | 0 | 0 | 0 | 0 | 0 | 0 | 0 | 0 | 11059.474 | 0
2016-07-29 01:00 | 0 | 0 | 0 | 0 | 247097.1154 | 218096.8037 | 630930 | 0 | 0 | 0 | 2711820.6243 | 0 | 21618.0585 | 7621.5577 | 0 | 0 | 0 | 0 | 0 | 0 | 3243155.2709 | 0 | 0 | 0 | 0 | -46744.3314 | 0 | 213.2993 | 0 | 0 | 0 | 0 | 0 | 0 | 0 | 0 | 0 | 205525.9461 | 0
2016-07-29 02:00 | 0 | 0 | 0 | 0 | 330980.825 | 11615.842 | 601375 | 0 | 0 | 0 | 2572034.0407 | 0 | 21831.3578 | 7621.5577 | 0 | 0 | 0 | 0 | 0 | 0 | 3037616.3522 | 0 | 0 | 0 | 0 | -139786.5836 | 0 | 213.2993 | 0 | 0 | 0 | 0 | 0 | 0 | 0 | 0 | 0 | 205525.9461 | 0
2016-07-29 03:00 | 0 | 0 | 0 | 0 | 324062.2811 | 0 | 565258 | 0 | 0 | 0 | 2449830.0713 | 0 | 22044.6571 | 7621.5577 | 0 | 0 | 0 | 0 | 0 | 0 | 2832078.2556 | 0 | 0 | 0 | 0 | -122203.9694 | 0 | 213.2993 | 0 | 0 | 0 | 0 | 0 | 0 | 0 | 0 | 0 | 205525.9461 | 0
2016-07-29 04:00 | 0 | 0 | 0 | 0 | 288813.0246 | 0 | 530970 | 0 | 0 | 0 | 2326664.8454 | 0 | 22257.9564 | 7621.5577 | 0 | 0 | 0 | 0 | 0 | 0 | 2626540.9812 | 0 | 0 | 0 | 0 | -123165.2259 | 0 | 213.2993 | 0 | 0 | 0 | 0 | 0 | 0 | 0 | 0 | 0 | 205525.9461 | 0
2016-07-29 05:00 | 0 | 0 | 0 | 0 | 247755.1483 | 0 | 499706 | 0 | 0 | 0 | 2193705.7432 | 0 | 22471.2557 | 7621.5577 | 0 | 0 | 0 | 0 | 0 | 0 | 2421004.5289 | 0 | 0 | 0 | 0 | -132959.1022 | 0 | 213.2993 | 0 | 0 | 0 | 0 | 0 | 0 | 0 | 0 | 0 | 205525.9461 | 0
2016-07-29 06:00 | 0 | 0 | 0 | 0 | 208753.6777 | 0 | 473385 | 0 | 0 | 0 | 2048066.1703 | 0 | 22684.555 | 7621.5577 | 0 | 0 | 0 | 0 | 0 | 0 | 2215468.8988 | 0 | 0 | 0 | 0 | -145639.5729 | 0 | 213.2993 | 0 | 0 | 0 | 0 | 0 | 0 | 0 | 0 | 0 | 205525.9461 | 0
2016-07-29 07:00 | 0 | 0 | 0 | 0 | 181725.5638 | 0 | 453827 | 0 | 0 | 0 | 1894956.4835 | 0 | 22897.8542 | 7621.5577 | 0 | 0 | 0 | 0 | 0 | 0 | 2009934.0908 | 0 | 0 | 0 | 0 | -153109.6868 | 0 | 213.2993 | 0 | 0 | 0 | 0 | 0 | 0 | 0 | 0 | 0 | 205525.9461 | 0
2016-07-29 08:00 | 0 | 0 | 0 | 0 | 161788.7262 | 0 | 443185 | 0 | 0 | 0 | 1732551.9592 | 0 | 23111.1535 | 7621.5577 | 0 | 0 | 0 | 0 | 0 | 0 | 1804400.1049 | 0 | 0 | 0 | 0 | -162404.5243 | 0 | 213.2993 | 0 | 0 | 0 | 0 | 0 | 0 | 0 | 0 | 0 | 205525.9461 | 0
2016-07-29 09:00 | 0 | 0 | 0 | 0 | 140870.8546 | 0 | 444954 | 0 | 0 | 0 | 1547460.5632 | 0 | 23324.4528 | 7621.5577 | 0 | 0 | 0 | 0 | 0 | 0 | 1598866.9412 | 0 | 0 | 0 | 0 | -185091.396 | 0 | 213.2993 | 0 | 0 | 0 | 0 | 0 | 0 | 0 | 0 | 0 | 205525.9461 | 0
2016-07-29 10:00 | 0 | 0 | 0 | 0 | 124880.9008 | 0 | 456762 | 0 | 0 | 0 | 1334571.2134 | 0 | 23537.7521 | 7621.5577 | 0 | 0 | 0 | 0 | 0 | 0 | 1393334.5996 | 0 | 0 | 0 | 0 | -212889.3498 | 0 | 213.2993 | 0 | 0 | 0 | 0 | 0 | 0 | 0 | 0 | 0 | 205525.9461 | 0
2016-07-29 11:00 | 0 | 0 | 0 | 0 | 104994.7068 | 0 | 471010 | 0 | 0 | 0 | 1089014.9707 | 0 | 22283.7504 | 7621.5577 | 0 | 0 | 0 | 0 | 0 | 0 | 1187803.0801 | 0 | 0 | 0 | 0 | -245556.2427 | 0 | 0 | 1254.0018 | 0 | 0 | 0 | 0 | 0 | 0 | 0 | 0 | 205525.9461 | 0
2016-07-29 12:00 | 0 | 0 | 0 | 0 | 54670.7539 | 43124.6466 | 492462 | 0 | 0 | 0 | 843458.728 | 0 | 0 | 0 | 0 | 0 | 0 | 0 | 0 | 0 | 982272.3828 | 0 | 0 | 0 | 0 | -245556.2427 | 0 | 0 | 22283.7504 | -7621.5577 | 0 | 0 | 0 | 0 | 0 | 0 | 0 | 205525.9461 | 0
2016-07-29 13:00 | 0 | 0 | 0 | 0 | 37767.2728 | 340332.6451 | 519661 | 0 | 0 | 0 | 813267.8376 | 0 | 213.2993 | 7621.5577 | 0 | 0 | 0 | 0 | 0 | 0 | 776742.5076 | 0 | 0 | 0 | 0 | -30190.8904 | 0 | 213.2993 | 0 | 7621.5577 | 0 | 0 | 0 | 0 | 0 | 0 | 0 | 205525.9461 | 0
2016-07-29 14:00 | 0 | 0 | 0 | 0 | 36988.0293 | 570761.3683 | 550570 | 0 | 0 | 0 | 997060.5424 | 0 | 426.5986 | 0 | 0 | 0 | 0 | 0 | 0 | 0 | 571213.4545 | 0 | 0 | 0 | 0 | 183792.7048 | 0 | 213.2993 | 0 | -7621.5577 | 0 | 0 | 0 | 0 | 0 | 0 | 0 | 205525.9461 | 0
2016-07-29 15:00 | 0 | 0 | 0 | 0 | 34588.6477 | 685334.0619 | 581314 | 0 | 0 | 0 | 1242616.7851 | 0 | 639.8979 | 7621.5577 | 0 | 0 | 0 | 0 | 0 | 0 | 373310.4971 | 0 | 0 | 0 | 0 | 245556.2427 | 0 | 213.2993 | 0 | 7621.5577 | 0 | 0 | 0 | 0 | 0 | 0 | 0 | 197900.6725 | 0
2016-07-29 16:00 | 0 | 0 | 0 | 0 | 35032.2757 | 729328.8029 | 607866 | 0 | 0 | 0 | 1488173.0277 | 0 | 853.1972 | 7621.5577 | 0 | 0 | 0 | 0 | 0 | 0 | 219387.5153 | 0 | 0 | 0 | 0 | 245556.2427 | 0 | 213.2993 | 0 | 0 | 0 | 0 | 0 | 0 | 0 | 0 | 0 | 153921.4886 | 0
2016-07-29 17:00 | 0 | 0 | 0 | 0 | 39714.7356 | 747746.1938 | 630198 | 0 | 0 | 0 | 1653643.5469 | 0 | 1066.4965 | 7621.5577 | 0 | 0 | 0 | 0 | 0 | 0 | 204867.8636 | 0 | 0 | 0 | 0 | 165470.5192 | 0 | 213.2993 | 0 | 0 | 0 | 0 | 0 | 0 | 0 | 0 | 0 | 14518.7742 | 0
2016-07-29 18:00 | 0 | 0 | 0 | 0 | 46415.2195 | 746145.0545 | 648328 | 0 | 0 | 0 | 1797662.5216 | 0 | 1279.7958 | 7621.5577 | 0 | 0 | 0 | 0 | 0 | 0 | 204867.0441 | 0 | 0 | 0 | 0 | 144018.9747 | 0 | 213.2993 | 0 | 0 | 0 | 0 | 0 | 0 | 0 | 0 | 0 | 0 | 0
2016-07-29 19:00 | 0 | 0 | 0 | 0 | 53542.4799 | 738482.1913 | 661198 | 0 | 0 | 0 | 1935897.4513 | 0 | 1493.0951 | 0 | 0 | 0 | 0 | 0 | 0 | 0 | 204866.2247 | 0 | 0 | 0 | 0 | 138234.9297 | 0 | 213.2993 | 0 | -7621.5577 | 0 | 0 | 0 | 0 | 0 | 0 | 0 | 0 | 0
2016-07-29 20:00 | 0 | 0 | 0 | 0 | 61367.1879 | 729098.3606 | 670462 | 0 | 0 | 0 | 2055687.7005 | 0 | 1706.3944 | 0 | 0 | 0 | 0 | 0 | 0 | 0 | 204865.4052 | 0 | 0 | 0 | 0 | 119790.2492 | 0 | 213.2993 | 0 | 0 | 0 | 0 | 0 | 0 | 0 | 0 | 0 | 0 | 0
2016-07-29 21:00 | 0 | 0 | 0 | 0 | 66413.1281 | 708916.8524 | 673061 | 0 | 0 | 0 | 2157743.3817 | 0 | 1919.6937 | 0 | 0 | 0 | 0 | 0 | 0 | 0 | 204864.5857 | 0 | 0 | 0 | 0 | 102055.6812 | 0 | 213.2993 | 0 | 0 | 0 | 0 | 0 | 0 | 0 | 0 | 0 | 0 | 0
2016-07-29 22:00 | 0 | 0 | 0 | 0 | 69434.4136 | 674255.5449 | 665364 | 0 | 0 | 0 | 2235856.0409 | 0 | 2132.993 | 0 | 0 | 0 | 0 | 0 | 0 | 0 | 204863.7663 | 0 | 0 | 0 | 0 | 78112.6592 | 0 | 213.2993 | 0 | 0 | 0 | 0 | 0 | 0 | 0 | 0 | 0 | 0 | 0
2016-07-29 23:00 | 0 | 0 | 0 | 0 | 76617.9913 | 587397.9039 | 647298 | 0 | 0 | 0 | 2252360.6367 | 0 | 2346.2923 | 0 | 0 | 0 | 0 | 0 | 0 | 0 | 204862.9468 | 0 | 0 | 0 | 0 | 16504.5958 | 0 | 213.2993 | 0 | 0 | 0 | 0 | 0 | 0 | 0 | 0 | 0 | 0 | 0
2016-07-30 | 0 | 0 | 0 | 0 | 106915.9168 | 442886.8792 | 628330 | 0 | 0 | 0 | 2173620.1335 | 0 | 2559.5916 | 0 | 0 | 0 | 0 | 0 | 0 | 0 | 204862.1274 | 0 | 0 | 0 | 0 | -78740.5033 | 0 | 213.2993 | 0 | 0 | 0 | 0 | 0 | 0 | 0 | 0 | 0 | 0 | 0
2016-07-30 01:00 | 0 | 0 | 0 | 0 | 217085.7816 | 195786.2024 | 610732 | 0 | 0 | 0 | 1967925.2604 | 0 | 2772.8909 | 7621.5577 | 0 | 0 | 0 | 0 | 0 | 0 | 204861.3079 | 0 | 0 | 0 | 0 | -205694.8731 | 0 | 213.2993 | 0 | 7621.5577 | 0 | 0 | 0 | 0 | 0 | 0 | 0 | 0 | 0
2016-07-30 02:00 | 0 | 0 | 0 | 0 | 333619.4148 | 11122.7736 | 582387 | 0 | 0 | 0 | 1730067.1495 | 0 | 2986.1902 | 7621.5577 | 0 | 0 | 0 | 0 | 0 | 0 | 204860.4885 | 0 | 0 | 0 | 0 | -237858.1109 | 0 | 213.2993 | 0 | 0 | 0 | 0 | 0 | 0 | 0 | 0 | 0 | 0 | 0
2016-07-30 03:00 | 0 | 0 | 0 | 0 | 362167.4873 | 0 | 546078 | 0 | 0 | 0 | 1545943.3375 | 0 | 3199.4894 | 7621.5577 | 0 | 0 | 0 | 0 | 0 | 0 | 204859.669 | 0 | 0 | 0 | 0 | -184123.812 | 0 | 213.2993 | 0 | 0 | 0 | 0 | 0 | 0 | 0 | 0 | 0 | 0 | 0
2016-07-30 04:00 | 0 | 0 | 0 | 0 | 356622.5336 | 0 | 511269 | 0 | 0 | 0 | 1391083.5718 | 0 | 3412.7887 | 7621.5577 | 0 | 0 | 0 | 0 | 0 | 0 | 204858.8496 | 0 | 0 | 0 | 0 | -154859.7657 | 0 | 213.2993 | 0 | 0 | 0 | 0 | 0 | 0 | 0 | 0 | 0 | 0 | 0
2016-07-30 05:00 | 0 | 0 | 0 | 0 | 341432.6969 | 0 | 481131 | 0 | 0 | 0 | 1251171.9694 | 0 | 3626.088 | 7621.5577 | 0 | 0 | 0 | 0 | 0 | 0 | 204858.0302 | 0 | 0 | 0 | 0 | -139911.6024 | 0 | 213.2993 | 0 | 0 | 0 | 0 | 0 | 0 | 0 | 0 | 0 | 0 | 0
2016-07-30 06:00 | 0 | 0 | 0 | 0 | 328284.5513 | 0 | 455364 | 0 | 0 | 0 | 1123879.2214 | 0 | 3839.3873 | 7621.5577 | 0 | 0 | 0 | 0 | 0 | 0 | 204857.2107 | 0 | 0 | 0 | 0 | -127292.748 | 0 | 213.2993 | 0 | 0 | 0 | 0 | 0 | 0 | 0 | 0 | 0 | 0 | 0
2016-07-30 07:00 | 0 | 0 | 0 | 0 | 313048.6378 | 0 | 436572 | 0 | 0 | 0 | 1000142.5599 | 0 | 4052.6866 | 7621.5577 | 0 | 0 | 0 | 0 | 0 | 0 | 204856.3913 | 0 | 0 | 0 | 0 | -123736.6615 | 0 | 213.2993 | 0 | 0 | 0 | 0 | 0 | 0 | 0 | 0 | 0 | 0 | 0
2016-07-30 08:00 | 0 | 0 | 0 | 0 | 293265.0623 | 0 | 424111 | 0 | 0 | 0 | 869083.3229 | 0 | 4265.9859 | 7621.5577 | 0 | 0 | 0 | 0 | 0 | 0 | 204855.5719 | 0 | 0 | 0 | 0 | -131059.237 | 0 | 213.2993 | 0 | 0 | 0 | 0 | 0 | 0 | 0 | 0 | 0 | 0 | 0
2016-07-30 09:00 | 0 | 0 | 0 | 0 | 252905.8338 | 0 | 418253 | 0 | 0 | 0 | 703522.8573 | 0 | 4479.2852 | 7621.5577 | 0 | 0 | 0 | 0 | 0 | 0 | 204854.7525 | 0 | 0 | 0 | 0 | -165560.4655 | 0 | 213.2993 | 0 | 0 | 0 | 0 | 0 | 0 | 0 | 0 | 0 | 0 | 0
2016-07-30 10:00 | 0 | 0 | 0 | 0 | 216592.8797 | 0 | 418195 | 0 | 0 | 0 | 501707.4378 | 0 | 4692.5845 | 7621.5577 | 0 | 0 | 0 | 0 | 0 | 0 | 204853.933 | 0 | 0 | 0 | 0 | -201815.4196 | 0 | 213.2993 | 0 | 0 | 0 | 0 | 0 | 0 | 0 | 0 | 0 | 0 | 0
2016-07-30 11:00 | 0 | 0 | 0 | 0 | 188190.5573 | 0 | 424007 | 0 | 0 | 0 | 265677.6958 | 0 | 4905.8838 | 7621.5577 | 0 | 0 | 0 | 0 | 0 | 0 | 204853.1136 | 0 | 0 | 0 | 0 | -236029.7419 | 0 | 213.2993 | 0 | 0 | 0 | 0 | 0 | 0 | 0 | 0 | 0 | 0 | 0
2016-07-30 12:00 | 0 | 0 | 0 | 0 | 112298.2682 | 58484.8138 | 444413 | 0 | 0 | 0 | 20121.4531 | 0 | 5119.1831 | 0 | 0 | 0 | 0 | 0 | 0 | 0 | 169222.265 | 0 | 0 | 0 | 0 | -245556.2427 | 0 | 213.2993 | 0 | -7621.5577 | 0 | 0 | 0 | 0 | 0 | 0 | 0 | 35630.0292 | 0
2016-07-30 13:00 | 0 | 0 | 0 | 0 | 111551.7338 | 342201.1123 | 473661 | 0 | 0 | 0 | 0 | 0 | 5332.4824 | 0 | 0 | 0 | 0 | 0 | 0 | 0 | 169221.5881 | 0 | 0 | 0 | 0 | -20121.4531 | 0 | 213.2993 | 0 | 0 | 0 | 0 | 0 | 0 | 0 | 0 | 0 | 0 | 0
2016-07-30 14:00 | 0 | 0 | 0 | 0 | 0 | 563339.1556 | 507186 | 0 | 0 | 0 | 33842.8392 | 0 | 5545.7817 | 0 | 0 | 0 | 0 | 0 | 0 | 0 | 186898.5249 | 0 | 0 | 0 | 0 | 33842.8392 | 0 | 213.2993 | 0 | 0 | 0 | 0 | 0 | 0 | 0 | 0 | 22097.017 | 0 | 0
2016-07-30 15:00 | 0 | 0 | 0 | 0 | 125331.8854 | 682300.6736 | 539766 | 0 | 0 | 0 | 279399.0819 | 0 | 5759.081 | 0 | 0 | 0 | 0 | 0 | 0 | 0 | 204575.3909 | 0 | 0 | 0 | 0 | 245556.2427 | 0 | 213.2993 | 0 | 0 | 0 | 0 | 0 | 0 | 0 | 0 | 22097.017 | 0 | 0
2016-07-30 16:00 | 0 | 0 | 0 | 0 | 0 | 731841.7032 | 567012 | 0 | 0 | 0 | 421918.4688 | 0 | 5972.3803 | 0 | 0 | 0 | 0 | 0 | 0 | 0 | 222252.1863 | 0 | 0 | 0 | 0 | 142519.3869 | 0 | 213.2993 | 0 | 0 | 0 | 0 | 0 | 0 | 0 | 0 | 22097.017 | 0 | 0
2016-07-30 17:00 | 0 | 0 | 0 | 0 | 0 | 742158.6539 | 587831 | 0 | 0 | 0 | 553935.8063 | 0 | 6185.6796 | 0 | 0 | 0 | 0 | 0 | 0 | 0 | 239928.9109 | 0 | 0 | 0 | 0 | 132017.3375 | 0 | 213.2993 | 0 | 0 | 0 | 0 | 0 | 0 | 0 | 0 | 22097.017 | 0 | 0
2016-07-30 18:00 | 0 | 0 | 0 | 0 | 0 | 733162.0079 | 602724 | 0 | 0 | 0 | 662063.4979 | 0 | 6398.9789 | 0 | 0 | 0 | 0 | 0 | 0 | 0 | 257605.5648 | 0 | 0 | 0 | 0 | 108127.6915 | 0 | 213.2993 | 0 | 0 | 0 | 0 | 0 | 0 | 0 | 0 | 22097.017 | 0 | 0
2016-07-30 19:00 | 0 | 0 | 0 | 0 | 119034.5737 | 716641.6146 | 612872 | 0 | 0 | 0 | 862557.3697 | 0 | 6612.2782 | 0 | 0 | 0 | 0 | 0 | 0 | 0 | 275282.148 | 0 | 0 | 0 | 0 | 200493.8719 | 0 | 213.2993 | 0 | 0 | 0 | 0 | 0 | 0 | 0 | 0 | 22097.017 | 0 | 0
2016-07-30 20:00 | 0 | 0 | 0 | 0 | 120903.7636 | 698191.6259 | 620163 | 0 | 0 | 0 | 1039179.4429 | 0 | 6825.5775 | 0 | 0 | 0 | 0 | 0 | 0 | 0 | 292958.6605 | 0 | 0 | 0 | 0 | 176622.0731 | 0 | 213.2993 | 0 | 0 | 0 | 0 | 0 | 0 | 0 | 0 | 22097.017 | 0 | 0
2016-07-30 21:00 | 0 | 0 | 0 | 0 | 0 | 668624.785 | 621612 | 0 | 0 | 0 | 1063881.9115 | 0 | 7038.8768 | 0 | 0 | 0 | 0 | 0 | 0 | 0 | 310635.1023 | 0 | 0 | 0 | 0 | 24702.4686 | 0 | 213.2993 | 0 | 0 | 0 | 0 | 0 | 0 | 0 | 0 | 22097.017 | 0 | 0
2016-07-30 22:00 | 0 | 0 | 0 | 0 | 148624.1231 | 621174.9066 | 615579 | 0 | 0 | 0 | 1195791.6249 | 0 | 7252.1761 | 0 | 0 | 0 | 0 | 0 | 0 | 0 | 328311.4734 | 0 | 0 | 0 | 0 | 131909.7134 | 0 | 213.2993 | 0 | 0 | 0 | 0 | 0 | 0 | 0 | 0 | 22097.017 | 0 | 0
2016-07-30 23:00 | 0 | 0 | 0 | 0 | 0 | 534024.0774 | 599767 | 0 | 0 | 0 | 1107738.386 | 0 | 7465.4754 | 0 | 0 | 0 | 0 | 0 | 0 | 0 | 345987.7738 | 0 | 0 | 0 | 0 | -88053.2389 | 0 | 213.2993 | 0 | 0 | 0 | 0 | 0 | 0 | 0 | 0 | 22097.017 | 0 | 0
2016-07-31 | 0 | 0 | 0 | 0 | 274751.8302 | 393818.065 | 586029 | 0 | 0 | 0 | 1167968.9649 | 0 | 7678.7747 | 0 | 0 | 0 | 0 | 0 | 0 | 0 | 363664.0035 | 0 | 0 | 0 | 0 | 60230.5789 | 0 | 213.2993 | 0 | 0 | 0 | 0 | 0 | 0 | 0 | 0 | 22097.017 | 0 | 0
2016-07-31 01:00 | 0 | 0 | 0 | 0 | 177896.8399 | 172318.2338 | 573461 | 0 | 0 | 0 | 922412.7222 | 0 | 7892.074 | 0 | 0 | 0 | 0 | 0 | 0 | 0 | 381340.1625 | 0 | 0 | 0 | 0 | -245556.2427 | 0 | 213.2993 | 0 | 0 | 0 | 0 | 0 | 0 | 0 | 0 | 22097.017 | 0 | 0
2016-07-31 02:00 | 0 | 0 | 0 | 0 | 637221.2354 | 10693.3571 | 550364 | 0 | 0 | 0 | 997652.9983 | 0 | 8105.3733 | 0 | 0 | 0 | 0 | 0 | 0 | 0 | 399016.2508 | 0 | 0 | 0 | 0 | 75240.2761 | 0 | 213.2993 | 0 | 0 | 0 | 0 | 0 | 0 | 0 | 0 | 22097.017 | 0 | 0
2016-07-31 03:00 | 0 | 0 | 0 | 0 | 628397.4712 | 0 | 522363 | 0 | 0 | 0 | 1081377.1532 | 0 | 8318.6726 | 0 | 0 | 0 | 0 | 0 | 0 | 0 | 416692.2683 | 0 | 0 | 0 | 0 | 83724.1549 | 0 | 213.2993 | 0 | 0 | 0 | 0 | 0 | 0 | 0 | 0 | 22097.017 | 0 | 0
2016-07-31 04:00 | 0 | 0 | 0 | 0 | 269231.0737 | 0 | 492477 | 0 | 0 | 0 | 835820.9105 | 0 | 8531.9719 | 0 | 0 | 0 | 0 | 0 | 0 | 0 | 434368.2152 | 0 | 0 | 0 | 0 | -245556.2427 | 0 | 213.2993 | 0 | 0 | 0 | 0 | 0 | 0 | 0 | 0 | 22097.017 | 0 | 0
2016-07-31 05:00 | 0 | 0 | 0 | 0 | 551573.6139 | 0 | 465571 | 0 | 0 | 0 | 899513.2081 | 0 | 8745.2712 | 0 | 0 | 0 | 0 | 0 | 0 | 0 | 452044.0914 | 0 | 0 | 0 | 0 | 63692.2976 | 0 | 213.2993 | 0 | 0 | 0 | 0 | 0 | 0 | 0 | 0 | 22097.017 | 0 | 0
2016-07-31 06:00 | 0 | 0 | 0 | 0 | 521577.4723 | 0 | 442492 | 0 | 0 | 0 | 956288.364 | 0 | 8958.5705 | 0 | 0 | 0 | 0 | 0 | 0 | 0 | 469719.8968 | 0 | 0 | 0 | 0 | 56775.1559 | 0 | 213.2993 | 0 | 0 | 0 | 0 | 0 | 0 | 0 | 0 | 22097.017 | 0 | 0
2016-07-31 07:00 | 0 | 0 | 0 | 0 | 501831.8511 | 0 | 424682 | 0 | 0 | 0 | 1011127.8988 | 0 | 9171.8697 | 0 | 0 | 0 | 0 | 0 | 0 | 0 | 487395.6316 | 0 | 0 | 0 | 0 | 54839.5348 | 0 | 213.2993 | 0 | 0 | 0 | 0 | 0 | 0 | 0 | 0 | 22097.017 | 0 | 0
2016-07-31 08:00 | 0 | 0 | 0 | 0 | 188985.0737 | 0 | 412231 | 0 | 0 | 0 | 765571.6561 | 0 | 9385.169 | 0 | 0 | 0 | 0 | 0 | 0 | 0 | 505071.2956 | 0 | 0 | 0 | 0 | -245556.2427 | 0 | 213.2993 | 0 | 0 | 0 | 0 | 0 | 0 | 0 | 0 | 22097.017 | 0 | 0
2016-07-31 09:00 | 0 | 0 | 0 | 0 | 463795.7241 | 0 | 405962 | 0 | 0 | 0 | 801095.0639 | 0 | 9598.4683 | 0 | 0 | 0 | 0 | 0 | 0 | 0 | 522746.889 | 0 | 0 | 0 | 0 | 35523.4078 | 0 | 213.2993 | 0 | 0 | 0 | 0 | 0 | 0 | 0 | 0 | 22097.017 | 0 | 0
2016-07-31 10:00 | 0 | 0 | 0 | 0 | 433480.7729 | 0 | 404106 | 0 | 0 | 0 | 808159.5205 | 0 | 9811.7676 | 0 | 0 | 0 | 0 | 0 | 0 | 0 | 540422.4116 | 0 | 0 | 0 | 0 | 7064.4566 | 0 | 213.2993 | 0 | 0 | 0 | 0 | 0 | 0 | 0 | 0 | 22097.017 | 0 | 0
2016-07-31 11:00 | 0 | 0 | 0 | 0 | 386542.1225 | 0 | 406223 | 0 | 0 | 0 | 766168.3266 | 0 | 10025.0669 | 0 | 0 | 0 | 0 | 0 | 0 | 0 | 558097.8636 | 0 | 0 | 0 | 0 | -41991.1939 | 0 | 213.2993 | 0 | 0 | 0 | 0 | 0 | 0 | 0 | 0 | 22097.017 | 0 | 0
2016-07-31 12:00 | 0 | 0 | 0 | 0 | 149361.5326 | 59941.0988 | 424927 | 0 | 0 | 0 | 520612.0839 | 0 | 10238.3662 | 7621.5577 | 0 | 0 | 0 | 0 | 0 | 0 | 575773.2448 | 0 | 0 | 0 | 0 | -245556.2427 | 0 | 213.2993 | 0 | 7621.5577 | 0 | 0 | 0 | 0 | 0 | 0 | 22097.017 | 0 | 0
2016-07-31 13:00 | 0 | 0 | 0 | 0 | 213695.9065 | 303281.4287 | 454237 | 0 | 0 | 0 | 568663.6604 | 0 | 10451.6655 | 0 | 0 | 0 | 0 | 0 | 0 | 0 | 593448.5554 | 0 | 0 | 0 | 0 | 48051.5765 | 0 | 213.2993 | 0 | -7621.5577 | 0 | 0 | 0 | 0 | 0 | 0 | 22097.017 | 0 | 0
2016-07-31 14:00 | 0 | 0 | 0 | 0 | 0 | 533111.939 | 488251 | 0 | 0 | 0 | 591214.2831 | 0 | 10664.9648 | 0 | 0 | 0 | 0 | 0 | 0 | 0 | 611123.7952 | 0 | 0 | 0 | 0 | 22550.6226 | 0 | 213.2993 | 0 | 0 | 0 | 0 | 0 | 0 | 0 | 0 | 22097.017 | 0 | 0
2016-07-31 15:00 | 0 | 0 | 0 | 0 | 126887.1192 | 662231.4398 | 521252 | 0 | 0 | 0 | 836770.5257 | 0 | 10878.2641 | 0 | 0 | 0 | 0 | 0 | 0 | 0 | 628798.9644 | 0 | 0 | 0 | 0 | 245556.2427 | 0 | 213.2993 | 0 | 0 | 0 | 0 | 0 | 0 | 0 | 0 | 22097.017 | 0 | 0
2016-07-31 16:00 | 0 | 0 | 0 | 0 | 114196.4888 | 705822.0702 | 552152 | 0 | 0 | 0 | 1082326.7684 | 0 | 11091.5634 | 0 | 0 | 0 | 0 | 0 | 0 | 0 | 646474.0628 | 0 | 0 | 0 | 0 | 245556.2427 | 0 | 213.2993 | 0 | 0 | 0 | 0 | 0 | 0 | 0 | 0 | 22097.017 | 0 | 0
2016-07-31 17:00 | 0 | 0 | 0 | 0 | 0 | 714054.4224 | 577859 | 0 | 0 | 0 | 1196211.8745 | 0 | 11304.8627 | 0 | 0 | 0 | 0 | 0 | 0 | 0 | 664149.0905 | 0 | 0 | 0 | 0 | 113885.106 | 0 | 213.2993 | 0 | 0 | 0 | 0 | 0 | 0 | 0 | 0 | 22097.017 | 0 | 0
2016-07-31 18:00 | 0 | 0 | 0 | 0 | 0 | 696121.2753 | 598135 | 0 | 0 | 0 | 1271887.8334 | 0 | 11518.162 | 0 | 0 | 0 | 0 | 0 | 0 | 0 | 681824.0476 | 0 | 0 | 0 | 0 | 75675.9589 | 0 | 213.2993 | 0 | 0 | 0 | 0 | 0 | 0 | 0 | 0 | 22097.017 | 0 | 0
2016-07-31 19:00 | 0 | 0 | 0 | 0 | 205490.6313 | 674330.9278 | 611955 | 0 | 0 | 0 | 1517444.0761 | 0 | 11731.4613 | 0 | 0 | 0 | 0 | 0 | 0 | 0 | 699498.9339 | 0 | 0 | 0 | 0 | 245556.2427 | 0 | 213.2993 | 0 | 0 | 0 | 0 | 0 | 0 | 0 | 0 | 22097.017 | 0 | 0
2016-07-31 20:00 | 0 | 0 | 0 | 0 | 0 | 650791.5736 | 621525 | 0 | 0 | 0 | 1524400.3333 | 0 | 11944.7606 | 0 | 0 | 0 | 0 | 0 | 0 | 0 | 717173.7496 | 0 | 0 | 0 | 0 | 6956.2572 | 0 | 213.2993 | 0 | 0 | 0 | 0 | 0 | 0 | 0 | 0 | 22097.017 | 0 | 0
2016-07-31 21:00 | 0 | 0 | 0 | 0 | 277315.4587 | 616389.1004 | 625838 | 0 | 0 | 0 | 1769956.576 | 0 | 12158.0599 | 0 | 0 | 0 | 0 | 0 | 0 | 0 | 734848.4945 | 0 | 0 | 0 | 0 | 245556.2427 | 0 | 213.2993 | 0 | 0 | 0 | 0 | 0 | 0 | 0 | 0 | 22097.017 | 0 | 0
2016-07-31 22:00 | 0 | 0 | 0 | 0 | 0 | 567765.7313 | 622856 | 0 | 0 | 0 | 1692555.9909 | 0 | 12371.3592 | 0 | 0 | 0 | 0 | 0 | 0 | 0 | 752523.1687 | 0 | 0 | 0 | 0 | -77400.5851 | 0 | 213.2993 | 0 | 0 | 0 | 0 | 0 | 0 | 0 | 0 | 22097.017 | 0 | 0
2016-07-31 23:00 | 0 | 0 | 0 | 0 | 0 | 489357.462 | 612704 | 0 | 0 | 0 | 1546899.1366 | 0 | 12584.6585 | 0 | 0 | 0 | 0 | 0 | 0 | 0 | 770197.7723 | 0 | 0 | 0 | 0 | -145656.8543 | 0 | 213.2993 | 0 | 0 | 0 | 0 | 0 | 0 | 0 | 0 | 22097.017 | 0 | 0
2016-08-01 | 0 | 0 | 0 | 0 | 411919.3369 | 358720.302 | 600594 | 0 | 0 | 0 | 1694634.4592 | 0 | 12797.9578 | 0 | 0 | 0 | 0 | 0 | 0 | 0 | 787872.3051 | 0 | 0 | 0 | 0 | 147735.3226 | 0 | 213.2993 | 0 | 0 | 0 | 0 | 0 | 0 | 0 | 0 | 22097.017 | 0 | 0
2016-08-01 01:00 | 0 | 0 | 0 | 0 | 195738.4968 | 167298.5769 | 586283 | 0 | 0 | 0 | 1449078.2165 | 0 | 13011.2571 | 0 | 0 | 0 | 0 | 0 | 0 | 0 | 805546.7673 | 0 | 0 | 0 | 0 | -245556.2427 | 0 | 213.2993 | 0 | 0 | 0 | 0 | 0 | 0 | 0 | 0 | 22097.017 | 0 | 0
2016-08-01 02:00 | 0 | 0 | 0 | 0 | 739787.479 | 9076.7999 | 562283 | 0 | 0 | 0 | 1613349.179 | 0 | 13224.5564 | 0 | 0 | 0 | 0 | 0 | 0 | 0 | 823221.1587 | 0 | 0 | 0 | 0 | 164270.9625 | 0 | 213.2993 | 0 | 0 | 0 | 0 | 0 | 0 | 0 | 0 | 22097.017 | 0 | 0
2016-08-01 03:00 | 0 | 0 | 0 | 0 | 697529.2945 | 0 | 529962 | 0 | 0 | 0 | 1758606.1571 | 0 | 13437.8557 | 0 | 0 | 0 | 0 | 0 | 0 | 0 | 840895.4795 | 0 | 0 | 0 | 0 | 145256.9782 | 0 | 213.2993 | 0 | 0 | 0 | 0 | 0 | 0 | 0 | 0 | 22097.017 | 0 | 0
2016-08-01 04:00 | 0 | 0 | 0 | 0 | 273747.0737 | 0 | 496993 | 0 | 0 | 0 | 1513049.9145 | 0 | 13651.155 | 0 | 0 | 0 | 0 | 0 | 0 | 0 | 858569.7295 | 0 | 0 | 0 | 0 | -245556.2427 | 0 | 213.2993 | 0 | 0 | 0 | 0 | 0 | 0 | 0 | 0 | 22097.017 | 0 | 0
2016-08-01 05:00 | 0 | 0 | 0 | 0 | 584375.6476 | 0 | 468458 | 0 | 0 | 0 | 1606657.2457 | 0 | 13864.4543 | 0 | 0 | 0 | 0 | 0 | 0 | 0 | 876243.9089 | 0 | 0 | 0 | 0 | 93607.3312 | 0 | 213.2993 | 0 | 0 | 0 | 0 | 0 | 0 | 0 | 0 | 22097.017 | 0 | 0
2016-08-01 06:00 | 0 | 0 | 0 | 0 | 539936.2105 | 0 | 446164 | 0 | 0 | 0 | 1678119.1399 | 0 | 14077.7536 | 0 | 0 | 0 | 0 | 0 | 0 | 0 | 893918.0176 | 0 | 0 | 0 | 0 | 71461.8942 | 0 | 213.2993 | 0 | 0 | 0 | 0 | 0 | 0 | 0 | 0 | 22097.017 | 0 | 0
2016-08-01 07:00 | 0 | 0 | 0 | 0 | 206957.0737 | 0 | 430203 | 0 | 0 | 0 | 1432562.8972 | 0 | 14291.0529 | 0 | 0 | 0 | 0 | 0 | 0 | 0 | 911592.0555 | 0 | 0 | 0 | 0 | -245556.2427 | 0 | 213.2993 | 0 | 0 | 0 | 0 | 0 | 0 | 0 | 0 | 22097.017 | 0 | 0
2016-08-01 08:00 | 0 | 0 | 0 | 0 | 470286.9439 | 0 | 423452 | 0 | 0 | 0 | 1457087.5248 | 0 | 14504.3522 | 0 | 0 | 0 | 0 | 0 | 0 | 0 | 929266.0228 | 0 | 0 | 0 | 0 | 24524.6276 | 0 | 213.2993 | 0 | 0 | 0 | 0 | 0 | 0 | 0 | 0 | 22097.017 | 0 | 0
2016-08-01 09:00 | 0 | 0 | 0 | 0 | 435670.5832 | 0 | 426831 | 0 | 0 | 0 | 1443616.7916 | 0 | 14717.6515 | 0 | 0 | 0 | 0 | 0 | 0 | 0 | 946939.9194 | 0 | 0 | 0 | 0 | -13470.7332 | 0 | 213.2993 | 0 | 0 | 0 | 0 | 0 | 0 | 0 | 0 | 22097.017 | 0 | 0
2016-08-01 10:00 | 0 | 0 | 0 | 0 | 412423.9463 | 0 | 441975 | 0 | 0 | 0 | 1391755.4215 | 0 | 14930.9508 | 0 | 0 | 0 | 0 | 0 | 0 | 0 | 964613.7452 | 0 | 0 | 0 | 0 | -51861.3701 | 0 | 213.2993 | 0 | 0 | 0 | 0 | 0 | 0 | 0 | 0 | 22097.017 | 0 | 0
2016-08-01 11:00 | 0 | 0 | 0 | 0 | 374883.9242 | 0 | 460070 | 0 | 0 | 0 | 1284259.0294 | 0 | 15144.25 | 0 | 0 | 0 | 0 | 0 | 0 | 0 | 982287.5004 | 0 | 0 | 0 | 0 | -107496.3921 | 0 | 213.2993 | 0 | 0 | 0 | 0 | 0 | 0 | 0 | 0 | 22097.017 | 0 | 0
2016-08-01 12:00 | 0 | 0 | 0 | 0 | 266381.639 | 51688.1456 | 483963 | 0 | 0 | 0 | 1088433.9399 | 0 | 15357.5493 | 7621.5577 | 0 | 0 | 0 | 0 | 0 | 0 | 999961.1849 | 0 | 0 | 0 | 0 | -195825.0895 | 0 | 213.2993 | 0 | 7621.5577 | 0 | 0 | 0 | 0 | 0 | 0 | 22097.017 | 0 | 0
2016-08-01 13:00 | 0 | 0 | 0 | 0 | 0 | 300607.2245 | 514411 | 0 | 0 | 0 | 859941.4058 | 0 | 15570.8486 | 0 | 0 | 0 | 0 | 0 | 0 | 0 | 1017634.7987 | 0 | 0 | 0 | 0 | -228492.5341 | 0 | 213.2993 | 0 | -7621.5577 | 0 | 0 | 0 | 0 | 0 | 0 | 22097.017 | 0 | 0
2016-08-01 14:00 | 0 | 0 | 0 | 0 | 282820.6669 | 533070.8921 | 548025 | 0 | 0 | 0 | 1105497.6485 | 0 | 15784.1479 | 0 | 0 | 0 | 0 | 0 | 0 | 0 | 1035308.3418 | 0 | 0 | 0 | 0 | 245556.2427 | 0 | 213.2993 | 0 | 0 | 0 | 0 | 0 | 0 | 0 | 0 | 22097.017 | 0 | 0
2016-08-01 15:00 | 0 | 0 | 0 | 0 | 200196.1172 | 648678.4418 | 581008 | 0 | 0 | 0 | 1351053.8911 | 0 | 15997.4472 | 0 | 0 | 0 | 0 | 0 | 0 | 0 | 1052981.8142 | 0 | 0 | 0 | 0 | 245556.2427 | 0 | 213.2993 | 0 | 0 | 0 | 0 | 0 | 0 | 0 | 0 | 22097.017 | 0 | 0
2016-08-01 16:00 | 0 | 0 | 0 | 0 | 0 | 702373.8483 | 609100 | 0 | 0 | 0 | 1422017.4231 | 0 | 16210.7465 | 0 | 0 | 0 | 0 | 0 | 0 | 0 | 1070655.2159 | 0 | 0 | 0 | 0 | 70963.532 | 0 | 213.2993 | 0 | 0 | 0 | 0 | 0 | 0 | 0 | 0 | 22097.017 | 0 | 0
2016-08-01 17:00 | 0 | 0 | 0 | 0 | 184086.2304 | 717275.3286 | 633495 | 0 | 0 | 0 | 1667573.6658 | 0 | 16424.0458 | 0 | 0 | 0 | 0 | 0 | 0 | 0 | 1088328.5469 | 0 | 0 | 0 | 0 | 245556.2427 | 0 | 213.2993 | 0 | 0 | 0 | 0 | 0 | 0 | 0 | 0 | 22097.017 | 0 | 0
2016-08-01 18:00 | 0 | 0 | 0 | 0 | 210909.3448 | 709779.2143 | 652822 | 0 | 0 | 0 | 1913129.9085 | 0 | 16637.3451 | 0 | 0 | 0 | 0 | 0 | 0 | 0 | 1106001.8073 | 0 | 0 | 0 | 0 | 245556.2427 | 0 | 213.2993 | 0 | 0 | 0 | 0 | 0 | 0 | 0 | 0 | 22097.017 | 0 | 0
2016-08-01 19:00 | 0 | 0 | 0 | 0 | 0 | 691568.291 | 666006 | 0 | 0 | 0 | 1916381.8832 | 0 | 16850.6444 | 0 | 0 | 0 | 0 | 0 | 0 | 0 | 1123674.9969 | 0 | 0 | 0 | 0 | 3251.9747 | 0 | 213.2993 | 0 | 0 | 0 | 0 | 0 | 0 | 0 | 0 | 22097.017 | 0 | 0
2016-08-01 20:00 | 0 | 0 | 0 | 0 | 272498.9833 | 669977.5757 | 674610 | 0 | 0 | 0 | 2161938.1258 | 0 | 17063.9437 | 0 | 0 | 0 | 0 | 0 | 0 | 0 | 1141348.1158 | 0 | 0 | 0 | 0 | 245556.2427 | 0 | 213.2993 | 0 | 0 | 0 | 0 | 0 | 0 | 0 | 0 | 22097.017 | 0 | 0
2016-08-01 21:00 | 0 | 0 | 0 | 0 | 296058.4236 | 635575.6777 | 677045 | 0 | 0 | 0 | 2394216.9108 | 0 | 17277.243 | 0 | 0 | 0 | 0 | 0 | 0 | 0 | 1159021.1641 | 0 | 0 | 0 | 0 | 232278.7849 | 0 | 213.2993 | 0 | 0 | 0 | 0 | 0 | 0 | 0 | 0 | 22097.017 | 0 | 0
2016-08-01 22:00 | 0 | 0 | 0 | 0 | 0 | 585730.0422 | 670787 | 0 | 0 | 0 | 2286849.6367 | 0 | 17490.5423 | 0 | 0 | 0 | 0 | 0 | 0 | 0 | 1176694.1416 | 0 | 0 | 0 | 0 | -107367.2741 | 0 | 213.2993 | 0 | 0 | 0 | 0 | 0 | 0 | 0 | 0 | 22097.017 | 0 | 0
2016-08-01 23:00 | 0 | 0 | 0 | 0 | 285054.2675 | 498322.4826 | 657844 | 0 | 0 | 0 | 2390072.0704 | 0 | 17703.8416 | 0 | 0 | 0 | 0 | 0 | 0 | 0 | 1194367.0485 | 0 | 0 | 0 | 0 | 103222.4337 | 0 | 213.2993 | 0 | 0 | 0 | 0 | 0 | 0 | 0 | 0 | 22097.017 | 0 | 0
2016-08-02 | 0 | 0 | 0 | 0 | 342519.6194 | 360784.3944 | 641335 | 0 | 0 | 0 | 2429730.7679 | 0 | 17917.1409 | 0 | 0 | 0 | 0 | 0 | 0 | 0 | 1212039.8846 | 0 | 0 | 0 | 0 | 39658.6975 | 0 | 213.2993 | 0 | 0 | 0 | 0 | 0 | 0 | 0 | 0 | 22097.017 | 0 | 0
2016-08-02 01:00 | 0 | 0 | 0 | 0 | 484009.8908 | 169573.059 | 622717 | 0 | 0 | 0 | 2438286.4014 | 0 | 18130.4402 | 0 | 0 | 0 | 0 | 0 | 0 | 0 | 1229712.6501 | 0 | 0 | 0 | 0 | 8555.6335 | 0 | 213.2993 | 0 | 0 | 0 | 0 | 0 | 0 | 0 | 0 | 22097.017 | 0 | 0
2016-08-02 02:00 | 0 | 0 | 0 | 0 | 549015.8138 | 7946.2425 | 592757 | 0 | 0 | 0 | 2380181.1413 | 0 | 18343.7395 | 0 | 0 | 0 | 0 | 0 | 0 | 0 | 1247385.3449 | 0 | 0 | 0 | 0 | -58105.2601 | 0 | 213.2993 | 0 | 0 | 0 | 0 | 0 | 0 | 0 | 0 | 22097.017 | 0 | 0
2016-08-02 03:00 | 0 | 0 | 0 | 0 | 543642.4592 | 0 | 554537 | 0 | 0 | 0 | 2346976.2841 | 0 | 18557.0388 | 0 | 0 | 0 | 0 | 0 | 0 | 0 | 1265057.969 | 0 | 0 | 0 | 0 | -33204.8572 | 0 | 213.2993 | 0 | 0 | 0 | 0 | 0 | 0 | 0 | 0 | 22097.017 | 0 | 0
2016-08-02 04:00 | 0 | 0 | 0 | 0 | 504829.2914 | 0 | 516692 | 0 | 0 | 0 | 2312803.2591 | 0 | 18770.3381 | 0 | 0 | 0 | 0 | 0 | 0 | 0 | 1282730.5224 | 0 | 0 | 0 | 0 | -34173.025 | 0 | 213.2993 | 0 | 0 | 0 | 0 | 0 | 0 | 0 | 0 | 22097.017 | 0 | 0
2016-08-02 05:00 | 0 | 0 | 0 | 0 | 462387.8741 | 0 | 485217 | 0 | 0 | 0 | 2267663.8169 | 0 | 18983.6374 | 0 | 0 | 0 | 0 | 0 | 0 | 0 | 1300403.0051 | 0 | 0 | 0 | 0 | -45139.4423 | 0 | 213.2993 | 0 | 0 | 0 | 0 | 0 | 0 | 0 | 0 | 22097.017 | 0 | 0
2016-08-02 06:00 | 0 | 0 | 0 | 0 | 428263.591 | 0 | 459636 | 0 | 0 | 0 | 2213981.0915 | 0 | 19196.9367 | 0 | 0 | 0 | 0 | 0 | 0 | 0 | 1318075.4172 | 0 | 0 | 0 | 0 | -53682.7253 | 0 | 213.2993 | 0 | 0 | 0 | 0 | 0 | 0 | 0 | 0 | 22097.017 | 0 | 0
2016-08-02 07:00 | 0 | 0 | 0 | 0 | 411335.9012 | 0 | 441125 | 0 | 0 | 0 | 2161881.6764 | 0 | 19410.236 | 0 | 0 | 0 | 0 | 0 | 0 | 0 | 1335747.7585 | 0 | 0 | 0 | 0 | -52099.4151 | 0 | 213.2993 | 0 | 0 | 0 | 0 | 0 | 0 | 0 | 0 | 22097.017 | 0 | 0
2016-08-02 08:00 | 0 | 0 | 0 | 0 | 400980.1628 | 0 | 432409 | 0 | 0 | 0 | 2108142.5229 | 0 | 19623.5353 | 0 | 0 | 0 | 0 | 0 | 0 | 0 | 1353420.0291 | 0 | 0 | 0 | 0 | -53739.1535 | 0 | 213.2993 | 0 | 0 | 0 | 0 | 0 | 0 | 0 | 0 | 22097.017 | 0 | 0
2016-08-02 09:00 | 0 | 0 | 0 | 0 | 366046.2361 | 0 | 435990 | 0 | 0 | 0 | 2015888.4427 | 0 | 19836.8346 | 0 | 0 | 0 | 0 | 0 | 0 | 0 | 1371092.2291 | 0 | 0 | 0 | 0 | -92254.0802 | 0 | 213.2993 | 0 | 0 | 0 | 0 | 0 | 0 | 0 | 0 | 22097.017 | 0 | 0
2016-08-02 10:00 | 0 | 0 | 0 | 0 | 322030.8255 | 0 | 451272 | 0 | 0 | 0 | 1864336.9519 | 0 | 20050.1339 | 0 | 0 | 0 | 0 | 0 | 0 | 0 | 1388764.3584 | 0 | 0 | 0 | 0 | -151551.4908 | 0 | 213.2993 | 0 | 0 | 0 | 0 | 0 | 0 | 0 | 0 | 22097.017 | 0 | 0
2016-08-02 11:00 | 0 | 0 | 0 | 0 | 274861.3442 | 0 | 468913 | 0 | 0 | 0 | 1640353.4219 | 0 | 20263.4332 | 7621.5577 | 0 | 0 | 0 | 0 | 0 | 0 | 1406436.4169 | 0 | 0 | 0 | 0 | -223983.5299 | 0 | 213.2993 | 0 | 7621.5577 | 0 | 0 | 0 | 0 | 0 | 0 | 22097.017 | 0 | 0
2016-08-02 12:00 | 0 | 0 | 0 | 0 | 158461.0151 | 47676.4905 | 489949 | 0 | 0 | 0 | 1394797.1793 | 0 | 8606.8014 | 0 | 0 | 0 | 0 | 0 | 0 | 0 | 1373711.7183 | 0 | 0 | 0 | 0 | -245556.2427 | 0 | 0 | 11656.6318 | -7621.5577 | 0 | 0 | 0 | 0 | 0 | 0 | 0 | 32719.0729 | 0
2016-08-02 13:00 | 0 | 0 | 0 | 0 | 0 | 316253.7662 | 517096 | 0 | 0 | 0 | 1171644.6291 | 0 | 8820.1007 | 0 | 0 | 0 | 0 | 0 | 0 | 0 | 1391383.8371 | 0 | 0 | 0 | 0 | -223152.5501 | 0 | 213.2993 | 0 | 0 | 0 | 0 | 0 | 0 | 0 | 0 | 22097.017 | 0 | 0
2016-08-02 14:00 | 0 | 0 | 0 | 0 | 127693.5396 | 545799.1847 | 549361 | 0 | 0 | 0 | 1273466.0371 | 0 | 9033.4 | 0 | 0 | 0 | 0 | 0 | 0 | 0 | 1409055.8852 | 0 | 0 | 0 | 0 | 101821.408 | 0 | 213.2993 | 0 | 0 | 0 | 0 | 0 | 0 | 0 | 0 | 22097.017 | 0 | 0
2016-08-02 15:00 | 0 | 0 | 0 | 0 | 114126.2514 | 663750.7947 | 581580 | 0 | 0 | 0 | 1447452.7668 | 0 | 9246.6993 | 0 | 0 | 0 | 0 | 0 | 0 | 0 | 1426727.8626 | 0 | 0 | 0 | 0 | 173986.7298 | 0 | 213.2993 | 0 | 0 | 0 | 0 | 0 | 0 | 0 | 0 | 22097.017 | 0 | 0
2016-08-02 16:00 | 0 | 0 | 0 | 0 | 89878.011 | 707045.636 | 609773 | 0 | 0 | 0 | 1612293.0976 | 0 | 9459.9986 | 0 | 0 | 0 | 0 | 0 | 0 | 0 | 1444399.7693 | 0 | 0 | 0 | 0 | 164840.3307 | 0 | 213.2993 | 0 | 0 | 0 | 0 | 0 | 0 | 0 | 0 | 22097.017 | 0 | 0
2016-08-02 17:00 | 0 | 0 | 0 | 0 | 78392.2617 | 709695.2212 | 634098 | 0 | 0 | 0 | 1743972.2641 | 0 | 9673.2979 | 0 | 0 | 0 | 0 | 0 | 0 | 0 | 1462071.6054 | 0 | 0 | 0 | 0 | 131679.1666 | 0 | 213.2993 | 0 | 0 | 0 | 0 | 0 | 0 | 0 | 0 | 22097.017 | 0 | 0
2016-08-02 18:00 | 0 | 0 | 0 | 0 | 76015.8019 | 692284.3537 | 653280 | 0 | 0 | 0 | 1836682.1034 | 0 | 9886.5972 | 0 | 0 | 0 | 0 | 0 | 0 | 0 | 1479743.3707 | 0 | 0 | 0 | 0 | 92709.8393 | 0 | 213.2993 | 0 | 0 | 0 | 0 | 0 | 0 | 0 | 0 | 22097.017 | 0 | 0
2016-08-02 19:00 | 0 | 0 | 0 | 0 | 0 | 663731.341 | 663366 | 0 | 0 | 0 | 1814737.1281 | 0 | 10099.8965 | 0 | 0 | 0 | 0 | 0 | 0 | 0 | 1497415.0654 | 0 | 0 | 0 | 0 | -21944.9753 | 0 | 213.2993 | 0 | 0 | 0 | 0 | 0 | 0 | 0 | 0 | 22097.017 | 0 | 0
2016-08-02 20:00 | 0 | 0 | 0 | 0 | 88735.4301 | 632266.3888 | 670381 | 0 | 0 | 0 | 1843047.6306 | 0 | 10313.1958 | 0 | 0 | 0 | 0 | 0 | 0 | 0 | 1515086.6894 | 0 | 0 | 0 | 0 | 28310.5025 | 0 | 213.2993 | 0 | 0 | 0 | 0 | 0 | 0 | 0 | 0 | 22097.017 | 0 | 0
2016-08-02 21:00 | 0 | 0 | 0 | 0 | 98746.3021 | 593687.8289 | 672154 | 0 | 0 | 0 | 1841017.4453 | 0 | 10526.4951 | 0 | 0 | 0 | 0 | 0 | 0 | 0 | 1532758.2427 | 0 | 0 | 0 | 0 | -2030.1853 | 0 | 213.2993 | 0 | 0 | 0 | 0 | 0 | 0 | 0 | 0 | 22097.017 | 0 | 0
2016-08-02 22:00 | 0 | 0 | 0 | 0 | 0 | 542991.357 | 666562 | 0 | 0 | 0 | 1695136.486 | 0 | 10739.7943 | 0 | 0 | 0 | 0 | 0 | 0 | 0 | 1550429.7253 | 0 | 0 | 0 | 0 | -145880.9593 | 0 | 213.2993 | 0 | 0 | 0 | 0 | 0 | 0 | 0 | 0 | 22097.017 | 0 | 0
2016-08-02 23:00 | 0 | 0 | 0 | 0 | 139588.3182 | 469470.4 | 652378 | 0 | 0 | 0 | 1629506.8878 | 0 | 10953.0936 | 0 | 0 | 0 | 0 | 0 | 0 | 0 | 1568101.1372 | 0 | 0 | 0 | 0 | -65629.5982 | 0 | 213.2993 | 0 | 0 | 0 | 0 | 0 | 0 | 0 | 0 | 22097.017 | 0 | 0
2016-08-03 | 0 | 0 | 0 | 0 | 196865.9995 | 349124.1782 | 635814 | 0 | 0 | 0 | 1517372.7492 | 0 | 11166.3929 | 0 | 0 | 0 | 0 | 0 | 0 | 0 | 1585772.4784 | 0 | 0 | 0 | 0 | -112134.1386 | 0 | 213.2993 | 0 | 0 | 0 | 0 | 0 | 0 | 0 | 0 | 22097.017 | 0 | 0
2016-08-03 01:00 | 0 | 0 | 0 | 0 | 349629.9055 | 172431.775 | 617329 | 0 | 0 | 0 | 1399795.1133 | 0 | 11379.6922 | 0 | 0 | 0 | 0 | 0 | 0 | 0 | 1603443.749 | 0 | 0 | 0 | 0 | -117577.6358 | 0 | 213.2993 | 0 | 0 | 0 | 0 | 0 | 0 | 0 | 0 | 22097.017 | 0 | 0
2016-08-03 02:00 | 0 | 0 | 0 | 0 | 356392.5377 | 7895.536 | 587534 | 0 | 0 | 0 | 1154238.8707 | 0 | 11592.9915 | 0 | 0 | 0 | 0 | 0 | 0 | 0 | 1621114.9488 | 0 | 0 | 0 | 0 | -245556.2427 | 0 | 213.2993 | 0 | 0 | 0 | 0 | 0 | 0 | 0 | 0 | 22097.017 | 0 | 0
2016-08-03 03:00 | 0 | 0 | 0 | 0 | 459989.2842 | 0 | 548730 | 0 | 0 | 0 | 1043187.8385 | 0 | 11806.2908 | 0 | 0 | 0 | 0 | 0 | 0 | 0 | 1638786.078 | 0 | 0 | 0 | 0 | -111051.0321 | 0 | 213.2993 | 0 | 0 | 0 | 0 | 0 | 0 | 0 | 0 | 22097.017 | 0 | 0
2016-08-03 04:00 | 0 | 0 | 0 | 0 | 445774.5648 | 0 | 512360 | 0 | 0 | 0 | 954292.087 | 0 | 12019.5901 | 0 | 0 | 0 | 0 | 0 | 0 | 0 | 1656457.1365 | 0 | 0 | 0 | 0 | -88895.7515 | 0 | 213.2993 | 0 | 0 | 0 | 0 | 0 | 0 | 0 | 0 | 22097.017 | 0 | 0
2016-08-03 05:00 | 0 | 0 | 0 | 0 | 427572.5526 | 0 | 481561 | 0 | 0 | 0 | 877993.3233 | 0 | 12232.8894 | 0 | 0 | 0 | 0 | 0 | 0 | 0 | 1674128.1243 | 0 | 0 | 0 | 0 | -76298.7637 | 0 | 213.2993 | 0 | 0 | 0 | 0 | 0 | 0 | 0 | 0 | 22097.017 | 0 | 0
2016-08-03 06:00 | 0 | 0 | 0 | 0 | 414858.7309 | 0 | 456311 | 0 | 0 | 0 | 814230.7379 | 0 | 12446.1887 | 0 | 0 | 0 | 0 | 0 | 0 | 0 | 1691799.0414 | 0 | 0 | 0 | 0 | -63762.5854 | 0 | 213.2993 | 0 | 0 | 0 | 0 | 0 | 0 | 0 | 0 | 22097.017 | 0 | 0
2016-08-03 07:00 | 0 | 0 | 0 | 0 | 396056.8079 | 0 | 438423 | 0 | 0 | 0 | 749554.2294 | 0 | 12659.488 | 0 | 0 | 0 | 0 | 0 | 0 | 0 | 1709469.8879 | 0 | 0 | 0 | 0 | -64676.5085 | 0 | 213.2993 | 0 | 0 | 0 | 0 | 0 | 0 | 0 | 0 | 22097.017 | 0 | 0
2016-08-03 08:00 | 0 | 0 | 0 | 0 | 377799.0309 | 0 | 429382 | 0 | 0 | 0 | 675660.9439 | 0 | 12872.7873 | 0 | 0 | 0 | 0 | 0 | 0 | 0 | 1727140.6636 | 0 | 0 | 0 | 0 | -73893.2855 | 0 | 213.2993 | 0 | 0 | 0 | 0 | 0 | 0 | 0 | 0 | 22097.017 | 0 | 0
2016-08-03 09:00 | 0 | 0 | 0 | 0 | 355686.5847 | 0 | 432012 | 0 | 0 | 0 | 577025.2123 | 0 | 13086.0866 | 0 | 0 | 0 | 0 | 0 | 0 | 0 | 1744811.3687 | 0 | 0 | 0 | 0 | -98635.7316 | 0 | 213.2993 | 0 | 0 | 0 | 0 | 0 | 0 | 0 | 0 | 22097.017 | 0 | 0
2016-08-03 10:00 | 0 | 0 | 0 | 0 | 338780.3692 | 0 | 446890 | 0 | 0 | 0 | 446605.2651 | 0 | 13299.3859 | 0 | 0 | 0 | 0 | 0 | 0 | 0 | 1762482.0031 | 0 | 0 | 0 | 0 | -130419.9472 | 0 | 213.2993 | 0 | 0 | 0 | 0 | 0 | 0 | 0 | 0 | 22097.017 | 0 | 0
2016-08-03 11:00 | 0 | 0 | 0 | 0 | 327352.1777 | 0 | 465284 | 0 | 0 | 0 | 286363.1265 | 0 | 13512.6852 | 0 | 0 | 0 | 0 | 0 | 0 | 0 | 1780152.5668 | 0 | 0 | 0 | 0 | -160242.1387 | 0 | 213.2993 | 0 | 0 | 0 | 0 | 0 | 0 | 0 | 0 | 22097.017 | 0 | 0
2016-08-03 12:00 | 0 | 0 | 0 | 0 | 229453.6223 | 38830.6992 | 486959 | 0 | 0 | 0 | 45378.1316 | 0 | 13725.9845 | 0 | 0 | 0 | 0 | 0 | 0 | 0 | 1797823.0598 | 0 | 0 | 0 | 0 | -240984.9949 | 0 | 213.2993 | 0 | 0 | 0 | 0 | 0 | 0 | 0 | 0 | 22097.017 | 0 | 0
2016-08-03 13:00 | 0 | 0 | 0 | 0 | 217515.5417 | 273983.643 | 514567 | 0 | 0 | 0 | 0 | 0 | 13939.2838 | 0 | 0 | 0 | 0 | 0 | 0 | 0 | 1815493.4822 | 0 | 0 | 0 | 0 | -45378.1316 | 0 | 213.2993 | 0 | 0 | 0 | 0 | 0 | 0 | 0 | 0 | 22097.017 | 0 | 0
2016-08-03 14:00 | 0 | 0 | 0 | 0 | 137359.6456 | 484815.8895 | 547136 | 0 | 0 | 0 | 52729.2187 | 0 | 14152.5831 | 0 | 0 | 0 | 0 | 0 | 0 | 0 | 1833163.8338 | 0 | 0 | 0 | 0 | 52729.2187 | 0 | 213.2993 | 0 | 0 | 0 | 0 | 0 | 0 | 0 | 0 | 22097.017 | 0 | 0
2016-08-03 15:00 | 0 | 0 | 0 | 0 | 229368.3471 | 618932.2119 | 580434 | 0 | 0 | 0 | 298285.4614 | 0 | 14365.8824 | 0 | 0 | 0 | 0 | 0 | 0 | 0 | 1850834.1148 | 0 | 0 | 0 | 0 | 245556.2427 | 0 | 213.2993 | 0 | 0 | 0 | 0 | 0 | 0 | 0 | 0 | 22097.017 | 0 | 0
2016-08-03 16:00 | 0 | 0 | 0 | 0 | 0 | 680726.857 | 610440 | 0 | 0 | 0 | 346262.0021 | 0 | 14579.1817 | 0 | 0 | 0 | 0 | 0 | 0 | 0 | 1868504.3251 | 0 | 0 | 0 | 0 | 47976.5407 | 0 | 213.2993 | 0 | 0 | 0 | 0 | 0 | 0 | 0 | 0 | 22097.017 | 0 | 0
2016-08-03 17:00 | 0 | 0 | 0 | 0 | 215210.2466 | 688680.3124 | 636024 | 0 | 0 | 0 | 591818.2448 | 0 | 14792.481 | 0 | 0 | 0 | 0 | 0 | 0 | 0 | 1886174.4647 | 0 | 0 | 0 | 0 | 245556.2427 | 0 | 213.2993 | 0 | 0 | 0 | 0 | 0 | 0 | 0 | 0 | 22097.017 | 0 | 0
2016-08-03 18:00 | 0 | 0 | 0 | 0 | 0 | 675492.5917 | 656420 | 0 | 0 | 0 | 588580.5202 | 0 | 15005.7803 | 0 | 0 | 0 | 0 | 0 | 0 | 0 | 1903844.5337 | 0 | 0 | 0 | 0 | -3237.7246 | 0 | 213.2993 | 0 | 0 | 0 | 0 | 0 | 0 | 0 | 0 | 22097.017 | 0 | 0
2016-08-03 19:00 | 0 | 0 | 0 | 0 | 287060.2221 | 652283.3369 | 671477 | 0 | 0 | 0 | 834136.7628 | 0 | 15219.0796 | 0 | 0 | 0 | 0 | 0 | 0 | 0 | 1921514.5319 | 0 | 0 | 0 | 0 | 245556.2427 | 0 | 213.2993 | 0 | 0 | 0 | 0 | 0 | 0 | 0 | 0 | 22097.017 | 0 | 0
2016-08-03 20:00 | 0 | 0 | 0 | 0 | 324212.6756 | 624689.8834 | 681036 | 0 | 0 | 0 | 1079693.0055 | 0 | 15432.3789 | 0 | 0 | 0 | 0 | 0 | 0 | 0 | 1939184.4595 | 0 | 0 | 0 | 0 | 245556.2427 | 0 | 213.2993 | 0 | 0 | 0 | 0 | 0 | 0 | 0 | 0 | 22097.017 | 0 | 0
2016-08-03 21:00 | 0 | 0 | 0 | 0 | 0 | 588870.8835 | 683380 | 0 | 0 | 0 | 962873.5727 | 0 | 15645.6782 | 0 | 0 | 0 | 0 | 0 | 0 | 0 | 1956854.3164 | 0 | 0 | 0 | 0 | -116819.4329 | 0 | 213.2993 | 0 | 0 | 0 | 0 | 0 | 0 | 0 | 0 | 22097.017 | 0 | 0
2016-08-03 22:00 | 0 | 0 | 0 | 0 | 402300.8585 | 543371.7005 | 677806 | 0 | 0 | 0 | 1208429.8154 | 0 | 15858.9775 | 0 | 0 | 0 | 0 | 0 | 0 | 0 | 1974524.1026 | 0 | 0 | 0 | 0 | 245556.2427 | 0 | 213.2993 | 0 | 0 | 0 | 0 | 0 | 0 | 0 | 0 | 22097.017 | 0 | 0
2016-08-03 23:00 | 0 | 0 | 0 | 0 | 0 | 457324.4162 | 663640 | 0 | 0 | 0 | 979803.9153 | 0 | 16072.2768 | 0 | 0 | 0 | 0 | 0 | 0 | 0 | 1992193.8182 | 0 | 0 | 0 | 0 | -228625.9001 | 0 | 213.2993 | 0 | 0 | 0 | 0 | 0 | 0 | 0 | 0 | 22097.017 | 0 | 0
2016-08-04 | 0 | 0 | 0 | 0 | 95463.3432 | 328555.7304 | 647265 | 0 | 0 | 0 | 734247.6726 | 0 | 16285.5761 | 0 | 0 | 0 | 0 | 0 | 0 | 0 | 2009863.463 | 0 | 0 | 0 | 0 | -245556.2427 | 0 | 213.2993 | 0 | 0 | 0 | 0 | 0 | 0 | 0 | 0 | 22097.017 | 0 | 0
2016-08-04 01:00 | 0 | 0 | 0 | 0 | 695550.3514 | 153367.1377 | 629193 | 0 | 0 | 0 | 931661.8453 | 0 | 16498.8754 | 0 | 0 | 0 | 0 | 0 | 0 | 0 | 2027533.0372 | 0 | 0 | 0 | 0 | 197414.1727 | 0 | 213.2993 | 0 | 0 | 0 | 0 | 0 | 0 | 0 | 0 | 22097.017 | 0 | 0
2016-08-04 02:00 | 0 | 0 | 0 | 0 | 366489.1714 | 7451.9022 | 597187 | 0 | 0 | 0 | 686105.6026 | 0 | 16712.1746 | 0 | 0 | 0 | 0 | 0 | 0 | 0 | 2045202.5407 | 0 | 0 | 0 | 0 | -245556.2427 | 0 | 213.2993 | 0 | 0 | 0 | 0 | 0 | 0 | 0 | 0 | 22097.017 | 0 | 0
2016-08-04 03:00 | 0 | 0 | 0 | 0 | 731852.0006 | 0 | 558357 | 0 | 0 | 0 | 837290.2869 | 0 | 16925.4739 | 0 | 0 | 0 | 0 | 0 | 0 | 0 | 2062871.9735 | 0 | 0 | 0 | 0 | 151184.6843 | 0 | 213.2993 | 0 | 0 | 0 | 0 | 0 | 0 | 0 | 0 | 22097.017 | 0 | 0
2016-08-04 04:00 | 0 | 0 | 0 | 0 | 692147.7073 | 0 | 521327 | 0 | 0 | 0 | 985800.6778 | 0 | 17138.7732 | 0 | 0 | 0 | 0 | 0 | 0 | 0 | 2080541.3357 | 0 | 0 | 0 | 0 | 148510.3909 | 0 | 213.2993 | 0 | 0 | 0 | 0 | 0 | 0 | 0 | 0 | 22097.017 | 0 | 0
2016-08-04 05:00 | 0 | 0 | 0 | 0 | 267303.0737 | 0 | 490549 | 0 | 0 | 0 | 740244.4351 | 0 | 17352.0725 | 0 | 0 | 0 | 0 | 0 | 0 | 0 | 2098210.6272 | 0 | 0 | 0 | 0 | -245556.2427 | 0 | 213.2993 | 0 | 0 | 0 | 0 | 0 | 0 | 0 | 0 | 22097.017 | 0 | 0
2016-08-04 06:00 | 0 | 0 | 0 | 0 | 632291.7303 | 0 | 462055 | 0 | 0 | 0 | 888170.849 | 0 | 17565.3718 | 0 | 0 | 0 | 0 | 0 | 0 | 0 | 2115879.848 | 0 | 0 | 0 | 0 | 147926.4139 | 0 | 213.2993 | 0 | 0 | 0 | 0 | 0 | 0 | 0 | 0 | 22097.017 | 0 | 0
2016-08-04 07:00 | 0 | 0 | 0 | 0 | 604439.967 | 0 | 443032 | 0 | 0 | 0 | 1027268.4997 | 0 | 17778.6711 | 0 | 0 | 0 | 0 | 0 | 0 | 0 | 2133548.9981 | 0 | 0 | 0 | 0 | 139097.6507 | 0 | 213.2993 | 0 | 0 | 0 | 0 | 0 | 0 | 0 | 0 | 22097.017 | 0 | 0
2016-08-04 08:00 | 0 | 0 | 0 | 0 | 210599.0737 | 0 | 433845 | 0 | 0 | 0 | 781712.257 | 0 | 17991.9704 | 0 | 0 | 0 | 0 | 0 | 0 | 0 | 2151218.0775 | 0 | 0 | 0 | 0 | -245556.2427 | 0 | 213.2993 | 0 | 0 | 0 | 0 | 0 | 0 | 0 | 0 | 22097.017 | 0 | 0
2016-08-04 09:00 | 0 | 0 | 0 | 0 | 542942.1926 | 0 | 436996 | 0 | 0 | 0 | 865348.1333 | 0 | 18205.2697 | 0 | 0 | 0 | 0 | 0 | 0 | 0 | 2168887.0863 | 0 | 0 | 0 | 0 | 83635.8763 | 0 | 213.2993 | 0 | 0 | 0 | 0 | 0 | 0 | 0 | 0 | 22097.017 | 0 | 0
2016-08-04 10:00 | 0 | 0 | 0 | 0 | 519684.8417 | 0 | 452952 | 0 | 0 | 0 | 909770.6587 | 0 | 18418.569 | 0 | 0 | 0 | 0 | 0 | 0 | 0 | 2186556.0244 | 0 | 0 | 0 | 0 | 44422.5254 | 0 | 213.2993 | 0 | 0 | 0 | 0 | 0 | 0 | 0 | 0 | 22097.017 | 0 | 0
2016-08-04 11:00 | 0 | 0 | 0 | 0 | 487826.7296 | 0 | 471032 | 0 | 0 | 0 | 904255.072 | 0 | 18631.8683 | 0 | 0 | 0 | 0 | 0 | 0 | 0 | 2204224.8918 | 0 | 0 | 0 | 0 | -5515.5867 | 0 | 213.2993 | 0 | 0 | 0 | 0 | 0 | 0 | 0 | 0 | 22097.017 | 0 | 0
2016-08-04 12:00 | 0 | 0 | 0 | 0 | 378764.089 | 41801.3249 | 492757 | 0 | 0 | 0 | 809753.1695 | 0 | 18845.1676 | 0 | 0 | 0 | 0 | 0 | 0 | 0 | 2221893.6885 | 0 | 0 | 0 | 0 | -94501.9025 | 0 | 213.2993 | 0 | 0 | 0 | 0 | 0 | 0 | 0 | 0 | 22097.017 | 0 | 0
2016-08-04 13:00 | 0 | 0 | 0 | 0 | 403562.7752 | 272541.9449 | 520777 | 0 | 0 | 0 | 942770.5733 | 0 | 19058.4669 | 0 | 0 | 0 | 0 | 0 | 0 | 0 | 2239562.4146 | 0 | 0 | 0 | 0 | 133017.4038 | 0 | 213.2993 | 0 | 0 | 0 | 0 | 0 | 0 | 0 | 0 | 22097.017 | 0 | 0
2016-08-04 14:00 | 0 | 0 | 0 | 0 | 328984.4977 | 493849.0613 | 554967 | 0 | 0 | 0 | 1188326.816 | 0 | 19271.7662 | 0 | 0 | 0 | 0 | 0 | 0 | 0 | 2257231.07 | 0 | 0 | 0 | 0 | 245556.2427 | 0 | 213.2993 | 0 | 0 | 0 | 0 | 0 | 0 | 0 | 0 | 22097.017 | 0 | 0
2016-08-04 15:00 | 0 | 0 | 0 | 0 | 232330.8479 | 623722.7111 | 588187 | 0 | 0 | 0 | 1433883.0587 | 0 | 19485.0655 | 0 | 0 | 0 | 0 | 0 | 0 | 0 | 2274899.6547 | 0 | 0 | 0 | 0 | 245556.2427 | 0 | 213.2993 | 0 | 0 | 0 | 0 | 0 | 0 | 0 | 0 | 22097.017 | 0 | 0
2016-08-04 16:00 | 0 | 0 | 0 | 0 | 0 | 689480.0194 | 616495 | 0 | 0 | 0 | 1484557.7617 | 0 | 19698.3648 | 0 | 0 | 0 | 0 | 0 | 0 | 0 | 2292568.1687 | 0 | 0 | 0 | 0 | 50674.703 | 0 | 213.2993 | 0 | 0 | 0 | 0 | 0 | 0 | 0 | 0 | 22097.017 | 0 | 0
2016-08-04 17:00 | 0 | 0 | 0 | 0 | 204742.4838 | 703412.0752 | 640288 | 0 | 0 | 0 | 1730114.0044 | 0 | 19911.6641 | 0 | 0 | 0 | 0 | 0 | 0 | 0 | 2310236.6121 | 0 | 0 | 0 | 0 | 245556.2427 | 0 | 213.2993 | 0 | 0 | 0 | 0 | 0 | 0 | 0 | 0 | 22097.017 | 0 | 0
2016-08-04 18:00 | 0 | 0 | 0 | 0 | 235161.9381 | 691162.621 | 658458 | 0 | 0 | 0 | 1975670.2471 | 0 | 20124.9634 | 0 | 0 | 0 | 0 | 0 | 0 | 0 | 2327904.9848 | 0 | 0 | 0 | 0 | 245556.2427 | 0 | 213.2993 | 0 | 0 | 0 | 0 | 0 | 0 | 0 | 0 | 22097.017 | 0 | 0
2016-08-04 19:00 | 0 | 0 | 0 | 0 | 0 | 669209.7728 | 670155 | 0 | 0 | 0 | 1952414.7036 | 0 | 20338.2627 | 0 | 0 | 0 | 0 | 0 | 0 | 0 | 2345573.2868 | 0 | 0 | 0 | 0 | -23255.5435 | 0 | 213.2993 | 0 | 0 | 0 | 0 | 0 | 0 | 0 | 0 | 22097.017 | 0 | 0
2016-08-04 20:00 | 0 | 0 | 0 | 0 | 297807.6737 | 647057.8853 | 676999 | 0 | 0 | 0 | 2197970.9462 | 0 | 20551.562 | 0 | 0 | 0 | 0 | 0 | 0 | 0 | 2363241.5181 | 0 | 0 | 0 | 0 | 245556.2427 | 0 | 213.2993 | 0 | 0 | 0 | 0 | 0 | 0 | 0 | 0 | 22097.017 | 0 | 0
2016-08-04 21:00 | 0 | 0 | 0 | 0 | 332746.9512 | 613633.6078 | 678514 | 0 | 0 | 0 | 2443527.1889 | 0 | 20764.8613 | 0 | 0 | 0 | 0 | 0 | 0 | 0 | 2380909.6788 | 0 | 0 | 0 | 0 | 245556.2427 | 0 | 213.2993 | 0 | 0 | 0 | 0 | 0 | 0 | 0 | 0 | 22097.017 | 0 | 0
2016-08-04 22:00 | 0 | 0 | 0 | 0 | 340321.1098 | 561927.1133 | 672659 | 0 | 0 | 0 | 2650806.0957 | 0 | 20978.1606 | 0 | 0 | 0 | 0 | 0 | 0 | 0 | 2398577.7688 | 0 | 0 | 0 | 0 | 207278.9068 | 0 | 213.2993 | 0 | 0 | 0 | 0 | 0 | 0 | 0 | 0 | 22097.017 | 0 | 0
2016-08-04 23:00 | 0 | 0 | 0 | 0 | 326254.9616 | 469014.7725 | 657579 | 0 | 0 | 0 | 2758564.9557 | 0 | 21191.4599 | 7621.5577 | 0 | 0 | 0 | 0 | 0 | 0 | 2416245.7881 | 0 | 0 | 0 | 0 | 107758.86 | 0 | 213.2993 | 0 | 7621.5577 | 0 | 0 | 0 | 0 | 0 | 0 | 22097.017 | 0 | 0
2016-08-05 | 0 | 0 | 0 | 0 | 327075.8125 | 328671.1413 | 641092 | 0 | 0 | 0 | 2758564.9557 | 0 | 21404.7592 | 7621.5577 | 0 | 0 | 0 | 0 | 0 | 0 | 2427789.4468 | 0 | 0 | 0 | 0 | 0 | 0 | 213.2993 | 0 | 0 | 0 | 0 | 0 | 0 | 0 | 0 | 14441.6546 | 0 | 0
2016-08-05 01:00 | 0 | 0 | 0 | 0 | 424966.1372 | 139093.0746 | 623479 | 0 | 0 | 0 | 2698931.8683 | 0 | 21618.0585 | 7621.5577 | 0 | 0 | 0 | 0 | 0 | 0 | 2427779.7357 | 0 | 0 | 0 | 0 | -59633.0874 | 0 | 213.2993 | 0 | 0 | 0 | 0 | 0 | 0 | 0 | 0 | 0 | 0 | 0
2016-08-05 02:00 | 0 | 0 | 0 | 0 | 483145.0368 | 6738.2082 | 592327 | 0 | 0 | 0 | 2603896.3717 | 0 | 21831.3578 | 0 | 0 | 0 | 0 | 0 | 0 | 0 | 2427770.0245 | 0 | 0 | 0 | 0 | -95035.4966 | 0 | 213.2993 | 0 | -7621.5577 | 0 | 0 | 0 | 0 | 0 | 0 | 0 | 0 | 0
2016-08-05 03:00 | 0 | 0 | 0 | 0 | 491014.9668 | 0 | 554932 | 0 | 0 | 0 | 2539766.0393 | 0 | 22044.6571 | 0 | 0 | 0 | 0 | 0 | 0 | 0 | 2427760.3135 | 0 | 0 | 0 | 0 | -64130.3325 | 0 | 213.2993 | 0 | 0 | 0 | 0 | 0 | 0 | 0 | 0 | 0 | 0 | 0
2016-08-05 04:00 | 0 | 0 | 0 | 0 | 473615.2547 | 0 | 518997 | 0 | 0 | 0 | 2494170.9947 | 0 | 22257.9564 | 0 | 0 | 0 | 0 | 0 | 0 | 0 | 2427750.6024 | 0 | 0 | 0 | 0 | -45595.0446 | 0 | 213.2993 | 0 | 0 | 0 | 0 | 0 | 0 | 0 | 0 | 0 | 0 | 0
2016-08-05 05:00 | 0 | 0 | 0 | 0 | 440458.8567 | 0 | 487155 | 0 | 0 | 0 | 2447261.5521 | 0 | 22471.2557 | 0 | 0 | 0 | 0 | 0 | 0 | 0 | 2427740.8914 | 0 | 0 | 0 | 0 | -46909.4426 | 0 | 213.2993 | 0 | 0 | 0 | 0 | 0 | 0 | 0 | 0 | 0 | 0 | 0
2016-08-05 06:00 | 0 | 0 | 0 | 0 | 404670.9259 | 0 | 461710 | 0 | 0 | 0 | 2390009.1787 | 0 | 22684.555 | 0 | 0 | 0 | 0 | 0 | 0 | 0 | 2427731.1805 | 0 | 0 | 0 | 0 | -57252.3734 | 0 | 213.2993 | 0 | 0 | 0 | 0 | 0 | 0 | 0 | 0 | 0 | 0 | 0
2016-08-05 07:00 | 0 | 0 | 0 | 0 | 371048.5474 | 0 | 444178 | 0 | 0 | 0 | 2316666.4267 | 0 | 22897.8542 | 0 | 0 | 0 | 0 | 0 | 0 | 0 | 2427721.4695 | 0 | 0 | 0 | 0 | -73342.7519 | 0 | 213.2993 | 0 | 0 | 0 | 0 | 0 | 0 | 0 | 0 | 0 | 0 | 0
2016-08-05 08:00 | 0 | 0 | 0 | 0 | 346391.5673 | 0 | 434777 | 0 | 0 | 0 | 2199794.1502 | 0 | 23111.1535 | 7621.5577 | 0 | 0 | 0 | 0 | 0 | 0 | 2444233.348 | 0 | 0 | 0 | 0 | -116872.2765 | 0 | 213.2993 | 0 | 7621.5577 | 0 | 0 | 0 | 0 | 0 | 0 | 20651.9868 | 0 | 0
2016-08-05 09:00 | 0 | 0 | 0 | 0 | 299539.3023 | 0 | 437450 | 0 | 0 | 0 | 2039573.1361 | 0 | 23324.4528 | 7621.5577 | 0 | 0 | 0 | 0 | 0 | 0 | 2461901.1847 | 0 | 0 | 0 | 0 | -160221.0141 | 0 | 213.2993 | 0 | 0 | 0 | 0 | 0 | 0 | 0 | 0 | 22097.017 | 0 | 0
2016-08-05 10:00 | 0 | 0 | 0 | 0 | 252960.1865 | 0 | 450978 | 0 | 0 | 0 | 1819245.0063 | 0 | 23537.7521 | 7621.5577 | 0 | 0 | 0 | 0 | 0 | 0 | 2479568.9508 | 0 | 0 | 0 | 0 | -220328.1298 | 0 | 213.2993 | 0 | 0 | 0 | 0 | 0 | 0 | 0 | 0 | 22097.017 | 0 | 0
2016-08-05 11:00 | 0 | 0 | 0 | 0 | 211329.8268 | 0 | 467665 | 0 | 0 | 0 | 1573688.7636 | 0 | 23537.7521 | 7621.5577 | 0 | 0 | 0 | 0 | 0 | 0 | 2460974.6696 | 0 | 0 | 0 | 0 | -245556.2427 | 0 | 0 | 0 | 0 | 0 | 0 | 0 | 0 | 0 | 0 | 0 | 18584.3629 | 0
2016-08-05 12:00 | 0 | 0 | 0 | 0 | 132439.867 | 43906.5995 | 489571 | 0 | 0 | 0 | 1328132.5209 | 0 | 18631.8683 | 0 | 0 | 0 | 0 | 0 | 0 | 0 | 2365894.396 | 0 | 0 | 0 | 0 | -245556.2427 | 0 | 0 | 4905.8838 | -7621.5577 | 0 | 0 | 0 | 0 | 0 | 0 | 0 | 95070.4297 | 0
2016-08-05 13:00 | 0 | 0 | 0 | 0 | 113979.3522 | 277369.0638 | 517694 | 0 | 0 | 0 | 1179476.6206 | 0 | 18845.1676 | 0 | 0 | 0 | 0 | 0 | 0 | 0 | 2383562.546 | 0 | 0 | 0 | 0 | -148655.9003 | 0 | 213.2993 | 0 | 0 | 0 | 0 | 0 | 0 | 0 | 0 | 22097.017 | 0 | 0
2016-08-05 14:00 | 0 | 0 | 0 | 0 | 121398.3915 | 514333.3846 | 548878 | 0 | 0 | 0 | 1244020.0804 | 0 | 19058.4669 | 0 | 0 | 0 | 0 | 0 | 0 | 0 | 2401230.6254 | 0 | 0 | 0 | 0 | 64543.4598 | 0 | 213.2993 | 0 | 0 | 0 | 0 | 0 | 0 | 0 | 0 | 22097.017 | 0 | 0
2016-08-05 15:00 | 0 | 0 | 0 | 0 | 110632.4236 | 639565.8345 | 579384 | 0 | 0 | 0 | 1392524.0222 | 0 | 19271.7662 | 0 | 0 | 0 | 0 | 0 | 0 | 0 | 2418898.6341 | 0 | 0 | 0 | 0 | 148503.9418 | 0 | 213.2993 | 0 | 0 | 0 | 0 | 0 | 0 | 0 | 0 | 22097.017 | 0 | 0
2016-08-05 16:00 | 0 | 0 | 0 | 0 | 104672.9453 | 690890.8106 | 605984 | 0 | 0 | 0 | 1559793.4617 | 0 | 19485.0655 | 0 | 0 | 0 | 0 | 0 | 0 | 0 | 2436566.5722 | 0 | 0 | 0 | 0 | 167269.4395 | 0 | 213.2993 | 0 | 0 | 0 | 0 | 0 | 0 | 0 | 0 | 22097.017 | 0 | 0
2016-08-05 17:00 | 0 | 0 | 0 | 0 | 106043.8286 | 697293.4132 | 629230 | 0 | 0 | 0 | 1711590.3871 | 0 | 19698.3648 | 0 | 0 | 0 | 0 | 0 | 0 | 0 | 2454234.4395 | 0 | 0 | 0 | 0 | 151796.9254 | 0 | 213.2993 | 0 | 0 | 0 | 0 | 0 | 0 | 0 | 0 | 22097.017 | 0 | 0
2016-08-05 18:00 | 0 | 0 | 0 | 0 | 111152.0095 | 681715.4545 | 646679 | 0 | 0 | 0 | 1835468.5348 | 0 | 19911.6641 | 0 | 0 | 0 | 0 | 0 | 0 | 0 | 2471902.2362 | 0 | 0 | 0 | 0 | 123878.1477 | 0 | 213.2993 | 0 | 0 | 0 | 0 | 0 | 0 | 0 | 0 | 22097.017 | 0 | 0
2016-08-05 19:00 | 0 | 0 | 0 | 0 | 118670.8276 | 661118.8262 | 657913 | 0 | 0 | 0 | 1935034.8722 | 0 | 20124.9634 | 0 | 0 | 0 | 0 | 0 | 0 | 0 | 2489569.9623 | 0 | 0 | 0 | 0 | 99566.3374 | 0 | 213.2993 | 0 | 0 | 0 | 0 | 0 | 0 | 0 | 0 | 22097.017 | 0 | 0
2016-08-05 20:00 | 0 | 0 | 0 | 0 | 126028.979 | 639433.7803 | 662883 | 0 | 0 | 0 | 2015304.3152 | 0 | 20338.2627 | 0 | 0 | 0 | 0 | 0 | 0 | 0 | 2507237.6176 | 0 | 0 | 0 | 0 | 80269.443 | 0 | 213.2993 | 0 | 0 | 0 | 0 | 0 | 0 | 0 | 0 | 22097.017 | 0 | 0
2016-08-05 21:00 | 0 | 0 | 0 | 0 | 133935.932 | 605364.8039 | 661113 | 0 | 0 | 0 | 2071181.7348 | 0 | 20551.562 | 0 | 0 | 0 | 0 | 0 | 0 | 0 | 2524905.2023 | 0 | 0 | 0 | 0 | 55877.4196 | 0 | 213.2993 | 0 | 0 | 0 | 0 | 0 | 0 | 0 | 0 | 22097.017 | 0 | 0
2016-08-05 22:00 | 0 | 0 | 0 | 0 | 142302.736 | 555489.0867 | 651147 | 0 | 0 | 0 | 2095516.2412 | 0 | 20764.8613 | 0 | 0 | 0 | 0 | 0 | 0 | 0 | 2542572.7163 | 0 | 0 | 0 | 0 | 24334.5064 | 0 | 213.2993 | 0 | 0 | 0 | 0 | 0 | 0 | 0 | 0 | 22097.017 | 0 | 0
2016-08-05 23:00 | 0 | 0 | 0 | 0 | 153962.6525 | 473526.9253 | 634076 | 0 | 0 | 0 | 2066619.5027 | 0 | 20978.1606 | 0 | 0 | 0 | 0 | 0 | 0 | 0 | 2560240.1597 | 0 | 0 | 0 | 0 | -28896.7385 | 0 | 213.2993 | 0 | 0 | 0 | 0 | 0 | 0 | 0 | 0 | 22097.017 | 0 | 0
2016-08-06 | 0 | 0 | 0 | 0 | 192414.2956 | 344058.9367 | 616767 | 0 | 0 | 0 | 1964015.4186 | 0 | 21191.4599 | 0 | 0 | 0 | 0 | 0 | 0 | 0 | 2577907.5323 | 0 | 0 | 0 | 0 | -102604.0841 | 0 | 213.2993 | 0 | 0 | 0 | 0 | 0 | 0 | 0 | 0 | 22097.017 | 0 | 0
2016-08-06 01:00 | 0 | 0 | 0 | 0 | 314615.1724 | 154701.879 | 600353 | 0 | 0 | 0 | 1803047.5959 | 0 | 21404.7592 | 7621.5577 | 0 | 0 | 0 | 0 | 0 | 0 | 2595574.8344 | 0 | 0 | 0 | 0 | -160967.8227 | 0 | 213.2993 | 0 | 7621.5577 | 0 | 0 | 0 | 0 | 0 | 0 | 22097.017 | 0 | 0
2016-08-06 02:00 | 0 | 0 | 0 | 0 | 404415.6165 | 5633.2897 | 573118 | 0 | 0 | 0 | 1617668.1858 | 0 | 21618.0585 | 7621.5577 | 0 | 0 | 0 | 0 | 0 | 0 | 2613242.0657 | 0 | 0 | 0 | 0 | -185379.4101 | 0 | 213.2993 | 0 | 0 | 0 | 0 | 0 | 0 | 0 | 0 | 22097.017 | 0 | 0
2016-08-06 03:00 | 0 | 0 | 0 | 0 | 408874.403 | 0 | 539577 | 0 | 0 | 0 | 1464655.2724 | 0 | 21831.3578 | 7621.5577 | 0 | 0 | 0 | 0 | 0 | 0 | 2630909.2264 | 0 | 0 | 0 | 0 | -153012.9134 | 0 | 213.2993 | 0 | 0 | 0 | 0 | 0 | 0 | 0 | 0 | 22097.017 | 0 | 0
2016-08-06 04:00 | 0 | 0 | 0 | 0 | 395311.0002 | 0 | 506865 | 0 | 0 | 0 | 1330790.9562 | 0 | 22044.6571 | 7621.5577 | 0 | 0 | 0 | 0 | 0 | 0 | 2648576.3164 | 0 | 0 | 0 | 0 | -133864.3162 | 0 | 213.2993 | 0 | 0 | 0 | 0 | 0 | 0 | 0 | 0 | 22097.017 | 0 | 0
2016-08-06 05:00 | 0 | 0 | 0 | 0 | 375539.5772 | 0 | 477499 | 0 | 0 | 0 | 1206521.2171 | 0 | 22257.9564 | 7621.5577 | 0 | 0 | 0 | 0 | 0 | 0 | 2666243.3357 | 0 | 0 | 0 | 0 | -124269.7391 | 0 | 213.2993 | 0 | 0 | 0 | 0 | 0 | 0 | 0 | 0 | 22097.017 | 0 | 0
2016-08-06 06:00 | 0 | 0 | 0 | 0 | 358527.5756 | 0 | 453173 | 0 | 0 | 0 | 1089565.4764 | 0 | 22471.2557 | 7621.5577 | 0 | 0 | 0 | 0 | 0 | 0 | 2683910.2844 | 0 | 0 | 0 | 0 | -116955.7407 | 0 | 213.2993 | 0 | 0 | 0 | 0 | 0 | 0 | 0 | 0 | 22097.017 | 0 | 0
2016-08-06 07:00 | 0 | 0 | 0 | 0 | 340471.8649 | 0 | 435218 | 0 | 0 | 0 | 972509.0249 | 0 | 22684.555 | 7621.5577 | 0 | 0 | 0 | 0 | 0 | 0 | 2701577.1624 | 0 | 0 | 0 | 0 | -117056.4514 | 0 | 213.2993 | 0 | 0 | 0 | 0 | 0 | 0 | 0 | 0 | 22097.017 | 0 | 0
2016-08-06 08:00 | 0 | 0 | 0 | 0 | 325792.8872 | 0 | 423260 | 0 | 0 | 0 | 852731.5958 | 0 | 22897.8542 | 7621.5577 | 0 | 0 | 0 | 0 | 0 | 0 | 2719243.9697 | 0 | 0 | 0 | 0 | -119777.4291 | 0 | 213.2993 | 0 | 0 | 0 | 0 | 0 | 0 | 0 | 0 | 22097.017 | 0 | 0
2016-08-06 09:00 | 0 | 0 | 0 | 0 | 295503.7427 | 0 | 418988 | 0 | 0 | 0 | 706937.0222 | 0 | 23111.1535 | 7621.5577 | 0 | 0 | 0 | 0 | 0 | 0 | 2736910.7063 | 0 | 0 | 0 | 0 | -145794.5736 | 0 | 213.2993 | 0 | 0 | 0 | 0 | 0 | 0 | 0 | 0 | 22097.017 | 0 | 0
2016-08-06 10:00 | 0 | 0 | 0 | 0 | 264957.9183 | 0 | 419093 | 0 | 0 | 0 | 530491.6241 | 0 | 23324.4528 | 7621.5577 | 0 | 0 | 0 | 0 | 0 | 0 | 2754577.3723 | 0 | 0 | 0 | 0 | -176445.398 | 0 | 213.2993 | 0 | 0 | 0 | 0 | 0 | 0 | 0 | 0 | 22097.017 | 0 | 0
2016-08-06 11:00 | 0 | 0 | 0 | 0 | 235402.3748 | 0 | 424830 | 0 | 0 | 0 | 318753.6826 | 0 | 23537.7521 | 7621.5577 | 0 | 0 | 0 | 0 | 0 | 0 | 2772243.9677 | 0 | 0 | 0 | 0 | -211737.9415 | 0 | 213.2993 | 0 | 0 | 0 | 0 | 0 | 0 | 0 | 0 | 22097.017 | 0 | 0
2016-08-06 12:00 | 0 | 0 | 0 | 0 | 140102.5358 | 30516.2968 | 443533 | 0 | 0 | 0 | 73197.4399 | 0 | 8393.5021 | 0 | 0 | 0 | 0 | 0 | 0 | 0 | 2764315.4356 | 0 | 0 | 0 | 0 | -245556.2427 | 0 | 0 | 15144.25 | -7621.5577 | 0 | 0 | 0 | 0 | 0 | 0 | 0 | 7917.4431 | 0
2016-08-06 13:00 | 0 | 0 | 0 | 0 | 118150.5652 | 303688.3112 | 472726 | 0 | 0 | 0 | 0 | 0 | 8606.8014 | 0 | 0 | 0 | 0 | 0 | 0 | 0 | 2781981.992 | 0 | 0 | 0 | 0 | -73197.4399 | 0 | 213.2993 | 0 | 0 | 0 | 0 | 0 | 0 | 0 | 0 | 22097.017 | 0 | 0
2016-08-06 14:00 | 0 | 0 | 0 | 0 | 0 | 552554.4601 | 507408 | 0 | 0 | 0 | 22836.1438 | 0 | 8820.1007 | 0 | 0 | 0 | 0 | 0 | 0 | 0 | 2799648.4777 | 0 | 0 | 0 | 0 | 22836.1438 | 0 | 213.2993 | 0 | 0 | 0 | 0 | 0 | 0 | 0 | 0 | 22097.017 | 0 | 0
2016-08-06 15:00 | 0 | 0 | 0 | 0 | 36541.8047 | 666733.6662 | 541235 | 0 | 0 | 0 | 162004.8025 | 0 | 9033.4 | 561.4959 | 0 | 0 | 0 | 0 | 0 | 0 | 2817314.8927 | 0 | 0 | 0 | 0 | 139168.6587 | 0 | 213.2993 | 0 | 561.4959 | 0 | 0 | 0 | 0 | 0 | 0 | 22097.017 | 0 | 0
2016-08-06 16:00 | 0 | 0 | 0 | 0 | 123299.0992 | 713819.964 | 569814 | 0 | 0 | 0 | 407561.0452 | 0 | 9246.6993 | 0 | 0 | 0 | 0 | 0 | 0 | 0 | 2834981.2371 | 0 | 0 | 0 | 0 | 245556.2427 | 0 | 213.2993 | 0 | -561.4959 | 0 | 0 | 0 | 0 | 0 | 0 | 22097.017 | 0 | 0
2016-08-06 17:00 | 0 | 0 | 0 | 0 | 119039.172 | 720218.3371 | 592151 | 0 | 0 | 0 | 632357.2379 | 0 | 9459.9986 | 0 | 0 | 0 | 0 | 0 | 0 | 0 | 2852647.5108 | 0 | 0 | 0 | 0 | 224796.1927 | 0 | 213.2993 | 0 | 0 | 0 | 0 | 0 | 0 | 0 | 0 | 22097.017 | 0 | 0
2016-08-06 18:00 | 0 | 0 | 0 | 0 | 119421.273 | 705314.0464 | 608053 | 0 | 0 | 0 | 826729.2409 | 0 | 9673.2979 | 0 | 0 | 0 | 0 | 0 | 0 | 0 | 2870313.7139 | 0 | 0 | 0 | 0 | 194372.003 | 0 | 213.2993 | 0 | 0 | 0 | 0 | 0 | 0 | 0 | 0 | 22097.017 | 0 | 0
2016-08-06 19:00 | 0 | 0 | 0 | 0 | 124007.5738 | 683762.1279 | 619282 | 0 | 0 | 0 | 992906.6263 | 0 | 9886.5972 | 0 | 0 | 0 | 0 | 0 | 0 | 0 | 2887979.8463 | 0 | 0 | 0 | 0 | 166177.3853 | 0 | 213.2993 | 0 | 0 | 0 | 0 | 0 | 0 | 0 | 0 | 22097.017 | 0 | 0
2016-08-06 20:00 | 0 | 0 | 0 | 0 | 132194.7212 | 668125.0274 | 626743 | 0 | 0 | 0 | 1144173.0585 | 0 | 10099.8965 | 0 | 0 | 0 | 0 | 0 | 0 | 0 | 2905645.908 | 0 | 0 | 0 | 0 | 151266.4323 | 0 | 213.2993 | 0 | 0 | 0 | 0 | 0 | 0 | 0 | 0 | 22097.017 | 0 | 0
2016-08-06 21:00 | 0 | 0 | 0 | 0 | 144798.8389 | 642673.4574 | 629027 | 0 | 0 | 0 | 1280308.0385 | 0 | 10313.1958 | 0 | 0 | 0 | 0 | 0 | 0 | 0 | 2923311.899 | 0 | 0 | 0 | 0 | 136134.9799 | 0 | 213.2993 | 0 | 0 | 0 | 0 | 0 | 0 | 0 | 0 | 22097.017 | 0 | 0
2016-08-06 22:00 | 0 | 0 | 0 | 0 | 0 | 604627.9327 | 623131 | 0 | 0 | 0 | 1239494.6548 | 0 | 10526.4951 | 0 | 0 | 0 | 0 | 0 | 0 | 0 | 2940977.8194 | 0 | 0 | 0 | 0 | -40813.3837 | 0 | 213.2993 | 0 | 0 | 0 | 0 | 0 | 0 | 0 | 0 | 22097.017 | 0 | 0
2016-08-06 23:00 | 0 | 0 | 0 | 0 | 189020.3479 | 529365.7915 | 609762 | 0 | 0 | 0 | 1325808.4779 | 0 | 10739.7943 | 0 | 0 | 0 | 0 | 0 | 0 | 0 | 2958643.6691 | 0 | 0 | 0 | 0 | 86313.8231 | 0 | 213.2993 | 0 | 0 | 0 | 0 | 0 | 0 | 0 | 0 | 22097.017 | 0 | 0
2016-08-07 | 0 | 0 | 0 | 0 | 248742.2075 | 392279.1408 | 594637 | 0 | 0 | 0 | 1349882.5099 | 0 | 10953.0936 | 0 | 0 | 0 | 0 | 0 | 0 | 0 | 2976309.4482 | 0 | 0 | 0 | 0 | 24074.032 | 0 | 213.2993 | 0 | 0 | 0 | 0 | 0 | 0 | 0 | 0 | 22097.017 | 0 | 0
2016-08-07 01:00 | 0 | 0 | 0 | 0 | 380309.9823 | 183183.9478 | 579373 | 0 | 0 | 0 | 1311693.1236 | 0 | 11166.3929 | 0 | 0 | 0 | 0 | 0 | 0 | 0 | 2993975.1566 | 0 | 0 | 0 | 0 | -38189.3863 | 0 | 213.2993 | 0 | 0 | 0 | 0 | 0 | 0 | 0 | 0 | 22097.017 | 0 | 0
2016-08-07 02:00 | 0 | 0 | 0 | 0 | 456471.1355 | 4823.1157 | 551628 | 0 | 0 | 0 | 1199049.0585 | 0 | 11379.6922 | 0 | 0 | 0 | 0 | 0 | 0 | 0 | 3011640.7943 | 0 | 0 | 0 | 0 | -112644.0651 | 0 | 213.2993 | 0 | 0 | 0 | 0 | 0 | 0 | 0 | 0 | 22097.017 | 0 | 0
2016-08-07 03:00 | 0 | 0 | 0 | 0 | 455853.0608 | 0 | 518395 | 0 | 0 | 0 | 1114196.803 | 0 | 11592.9915 | 0 | 0 | 0 | 0 | 0 | 0 | 0 | 3029306.3614 | 0 | 0 | 0 | 0 | -84852.2556 | 0 | 213.2993 | 0 | 0 | 0 | 0 | 0 | 0 | 0 | 0 | 22097.017 | 0 | 0
2016-08-07 04:00 | 0 | 0 | 0 | 0 | 432342.9006 | 0 | 487018 | 0 | 0 | 0 | 1037211.3872 | 0 | 11806.2908 | 0 | 0 | 0 | 0 | 0 | 0 | 0 | 3046971.8578 | 0 | 0 | 0 | 0 | -76985.4158 | 0 | 213.2993 | 0 | 0 | 0 | 0 | 0 | 0 | 0 | 0 | 22097.017 | 0 | 0
2016-08-07 05:00 | 0 | 0 | 0 | 0 | 408164.024 | 0 | 460336 | 0 | 0 | 0 | 962729.0949 | 0 | 12019.5901 | 0 | 0 | 0 | 0 | 0 | 0 | 0 | 3064637.2836 | 0 | 0 | 0 | 0 | -74482.2923 | 0 | 213.2993 | 0 | 0 | 0 | 0 | 0 | 0 | 0 | 0 | 22097.017 | 0 | 0
2016-08-07 06:00 | 0 | 0 | 0 | 0 | 383570.0705 | 0 | 436438 | 0 | 0 | 0 | 887550.849 | 0 | 12232.8894 | 0 | 0 | 0 | 0 | 0 | 0 | 0 | 3082302.6387 | 0 | 0 | 0 | 0 | -75178.2459 | 0 | 213.2993 | 0 | 0 | 0 | 0 | 0 | 0 | 0 | 0 | 22097.017 | 0 | 0
2016-08-07 07:00 | 0 | 0 | 0 | 0 | 361341.0002 | 0 | 418176 | 0 | 0 | 0 | 808405.5329 | 0 | 12446.1887 | 0 | 0 | 0 | 0 | 0 | 0 | 0 | 3099967.9231 | 0 | 0 | 0 | 0 | -79145.3161 | 0 | 213.2993 | 0 | 0 | 0 | 0 | 0 | 0 | 0 | 0 | 22097.017 | 0 | 0
2016-08-07 08:00 | 0 | 0 | 0 | 0 | 344348.8285 | 0 | 405109 | 0 | 0 | 0 | 725335.0451 | 0 | 12659.488 | 0 | 0 | 0 | 0 | 0 | 0 | 0 | 3117633.1369 | 0 | 0 | 0 | 0 | -83070.4878 | 0 | 213.2993 | 0 | 0 | 0 | 0 | 0 | 0 | 0 | 0 | 22097.017 | 0 | 0
2016-08-07 09:00 | 0 | 0 | 0 | 0 | 306929.7887 | 0 | 398654 | 0 | 0 | 0 | 611300.5175 | 0 | 12872.7873 | 0 | 0 | 0 | 0 | 0 | 0 | 0 | 3135298.28 | 0 | 0 | 0 | 0 | -114034.5277 | 0 | 213.2993 | 0 | 0 | 0 | 0 | 0 | 0 | 0 | 0 | 22097.017 | 0 | 0
2016-08-07 10:00 | 0 | 0 | 0 | 0 | 270343.6135 | 0 | 396437 | 0 | 0 | 0 | 462896.8146 | 0 | 13086.0866 | 0 | 0 | 0 | 0 | 0 | 0 | 0 | 3152963.3524 | 0 | 0 | 0 | 0 | -148403.7028 | 0 | 213.2993 | 0 | 0 | 0 | 0 | 0 | 0 | 0 | 0 | 22097.017 | 0 | 0
2016-08-07 11:00 | 0 | 0 | 0 | 0 | 241414.3498 | 0 | 400201 | 0 | 0 | 0 | 274178.2904 | 0 | 13299.3859 | 7621.5577 | 0 | 0 | 0 | 0 | 0 | 0 | 3170628.3542 | 0 | 0 | 0 | 0 | -188718.5242 | 0 | 213.2993 | 0 | 7621.5577 | 0 | 0 | 0 | 0 | 0 | 0 | 22097.017 | 0 | 0
2016-08-07 12:00 | 0 | 0 | 0 | 0 | 143818.1061 | 25809.8322 | 417446 | 0 | 0 | 0 | 28622.0477 | 0 | 13512.6852 | 0 | 0 | 0 | 0 | 0 | 0 | 0 | 3174732.8232 | 0 | 0 | 0 | 0 | -245556.2427 | 0 | 213.2993 | 0 | -7621.5577 | 0 | 0 | 0 | 0 | 0 | 0 | 5146.4394 | 0 | 0
2016-08-07 13:00 | 0 | 0 | 0 | 0 | 112925.6528 | 326533.6158 | 445771 | 0 | 0 | 0 | 0 | 0 | 13725.9845 | 0 | 0 | 0 | 0 | 0 | 0 | 0 | 3192397.7379 | 0 | 0 | 0 | 0 | -28622.0477 | 0 | 213.2993 | 0 | 0 | 0 | 0 | 0 | 0 | 0 | 0 | 22097.017 | 0 | 0
2016-08-07 14:00 | 0 | 0 | 0 | 0 | 0 | 609040.6548 | 476693 | 0 | 0 | 0 | 110037.3384 | 0 | 13939.2838 | 0 | 0 | 0 | 0 | 0 | 0 | 0 | 3210062.582 | 0 | 0 | 0 | 0 | 110037.3384 | 0 | 213.2993 | 0 | 0 | 0 | 0 | 0 | 0 | 0 | 0 | 22097.017 | 0 | 0
2016-08-07 15:00 | 0 | 0 | 0 | 0 | 59637.7031 | 716965.8559 | 508737 | 0 | 0 | 0 | 355593.5811 | 0 | 14152.5831 | 0 | 0 | 0 | 0 | 0 | 0 | 0 | 3227727.3553 | 0 | 0 | 0 | 0 | 245556.2427 | 0 | 213.2993 | 0 | 0 | 0 | 0 | 0 | 0 | 0 | 0 | 22097.017 | 0 | 0
2016-08-07 16:00 | 0 | 0 | 0 | 0 | 38787.1644 | 766797.3946 | 537718 | 0 | 0 | 0 | 601149.8238 | 0 | 14365.8824 | 0 | 0 | 0 | 0 | 0 | 0 | 0 | 3245392.0581 | 0 | 0 | 0 | 0 | 245556.2427 | 0 | 213.2993 | 0 | 0 | 0 | 0 | 0 | 0 | 0 | 0 | 22097.017 | 0 | 0
2016-08-07 17:00 | 0 | 0 | 0 | 0 | 0 | 769918.5104 | 561896 | 0 | 0 | 0 | 786862.0179 | 0 | 14579.1817 | 0 | 0 | 0 | 0 | 0 | 0 | 0 | 3263056.6901 | 0 | 0 | 0 | 0 | 185712.1941 | 0 | 213.2993 | 0 | 0 | 0 | 0 | 0 | 0 | 0 | 0 | 22097.017 | 0 | 0
2016-08-07 18:00 | 0 | 0 | 0 | 0 | 0 | 752716.4605 | 580214 | 0 | 0 | 0 | 937054.162 | 0 | 14792.481 | 0 | 0 | 0 | 0 | 0 | 0 | 0 | 3280721.2515 | 0 | 0 | 0 | 0 | 150192.1442 | 0 | 213.2993 | 0 | 0 | 0 | 0 | 0 | 0 | 0 | 0 | 22097.017 | 0 | 0
2016-08-07 19:00 | 0 | 0 | 0 | 0 | 100265.3676 | 732568.4217 | 594523 | 0 | 0 | 0 | 1153054.635 | 0 | 15005.7803 | 0 | 0 | 0 | 0 | 0 | 0 | 0 | 3298385.7423 | 0 | 0 | 0 | 0 | 216000.473 | 0 | 213.2993 | 0 | 0 | 0 | 0 | 0 | 0 | 0 | 0 | 22097.017 | 0 | 0
2016-08-07 20:00 | 0 | 0 | 0 | 0 | 100559.2231 | 714638.5703 | 604471 | 0 | 0 | 0 | 1341471.112 | 0 | 15219.0796 | 0 | 0 | 0 | 0 | 0 | 0 | 0 | 3316050.1624 | 0 | 0 | 0 | 0 | 188416.477 | 0 | 213.2993 | 0 | 0 | 0 | 0 | 0 | 0 | 0 | 0 | 22097.017 | 0 | 0
2016-08-07 21:00 | 0 | 0 | 0 | 0 | 110678.0888 | 692579.7525 | 610725 | 0 | 0 | 0 | 1511693.6369 | 0 | 15432.3789 | 0 | 0 | 0 | 0 | 0 | 0 | 0 | 3333714.5118 | 0 | 0 | 0 | 0 | 170222.5249 | 0 | 213.2993 | 0 | 0 | 0 | 0 | 0 | 0 | 0 | 0 | 22097.017 | 0 | 0
2016-08-07 22:00 | 0 | 0 | 0 | 0 | 131892.2933 | 655845.3204 | 609226 | 0 | 0 | 0 | 1667894.9344 | 0 | 15645.6782 | 0 | 0 | 0 | 0 | 0 | 0 | 0 | 3351378.7906 | 0 | 0 | 0 | 0 | 156201.2974 | 0 | 213.2993 | 0 | 0 | 0 | 0 | 0 | 0 | 0 | 0 | 22097.017 | 0 | 0
2016-08-07 23:00 | 0 | 0 | 0 | 0 | 0 | 571019.0732 | 598850 | 0 | 0 | 0 | 1617753.6912 | 0 | 15858.9775 | 0 | 0 | 0 | 0 | 0 | 0 | 0 | 3369042.9987 | 0 | 0 | 0 | 0 | -50141.2432 | 0 | 213.2993 | 0 | 0 | 0 | 0 | 0 | 0 | 0 | 0 | 22097.017 | 0 | 0
2016-08-08 | 0 | 0 | 0 | 0 | 243231.6092 | 419828.2775 | 586835 | 0 | 0 | 0 | 1671668.2615 | 0 | 16072.2768 | 0 | 0 | 0 | 0 | 0 | 0 | 0 | 3386707.1362 | 0 | 0 | 0 | 0 | 53914.5704 | 0 | 213.2993 | 0 | 0 | 0 | 0 | 0 | 0 | 0 | 0 | 22097.017 | 0 | 0
2016-08-08 01:00 | 0 | 0 | 0 | 0 | 398305.9335 | 192069.6801 | 573941 | 0 | 0 | 0 | 1665792.5588 | 0 | 16285.5761 | 0 | 0 | 0 | 0 | 0 | 0 | 0 | 3404371.203 | 0 | 0 | 0 | 0 | -5875.7027 | 0 | 213.2993 | 0 | 0 | 0 | 0 | 0 | 0 | 0 | 0 | 22097.017 | 0 | 0
2016-08-08 02:00 | 0 | 0 | 0 | 0 | 478715.1715 | 5354.216 | 547508 | 0 | 0 | 0 | 1580043.6301 | 0 | 16498.8754 | 0 | 0 | 0 | 0 | 0 | 0 | 0 | 3422035.1992 | 0 | 0 | 0 | 0 | -85748.9288 | 0 | 213.2993 | 0 | 0 | 0 | 0 | 0 | 0 | 0 | 0 | 22097.017 | 0 | 0
2016-08-08 03:00 | 0 | 0 | 0 | 0 | 479521.8691 | 0 | 514602 | 0 | 0 | 0 | 1522653.1828 | 0 | 16712.1746 | 0 | 0 | 0 | 0 | 0 | 0 | 0 | 3439699.1247 | 0 | 0 | 0 | 0 | -57390.4473 | 0 | 213.2993 | 0 | 0 | 0 | 0 | 0 | 0 | 0 | 0 | 22097.017 | 0 | 0
2016-08-08 04:00 | 0 | 0 | 0 | 0 | 268735.6314 | 0 | 484360 | 0 | 0 | 0 | 1277096.9401 | 0 | 16925.4739 | 7621.5577 | 0 | 0 | 0 | 0 | 0 | 0 | 3457362.9795 | 0 | 0 | 0 | 0 | -245556.2427 | 0 | 213.2993 | 0 | 7621.5577 | 0 | 0 | 0 | 0 | 0 | 0 | 22097.017 | 0 | 0
2016-08-08 05:00 | 0 | 0 | 0 | 0 | 435209.2502 | 0 | 456614 | 0 | 0 | 0 | 1241003.4317 | 0 | 17138.7732 | 0 | 0 | 0 | 0 | 0 | 0 | 0 | 3475026.7637 | 0 | 0 | 0 | 0 | -36093.5084 | 0 | 213.2993 | 0 | -7621.5577 | 0 | 0 | 0 | 0 | 0 | 0 | 22097.017 | 0 | 0
2016-08-08 06:00 | 0 | 0 | 0 | 0 | 399543.0853 | 0 | 434810 | 0 | 0 | 0 | 1183426.2007 | 0 | 17352.0725 | 0 | 0 | 0 | 0 | 0 | 0 | 0 | 3492690.4772 | 0 | 0 | 0 | 0 | -57577.231 | 0 | 213.2993 | 0 | 0 | 0 | 0 | 0 | 0 | 0 | 0 | 22097.017 | 0 | 0
2016-08-08 07:00 | 0 | 0 | 0 | 0 | 368103.1194 | 0 | 420049 | 0 | 0 | 0 | 1109170.0037 | 0 | 17565.3718 | 0 | 0 | 0 | 0 | 0 | 0 | 0 | 3510354.1201 | 0 | 0 | 0 | 0 | -74256.197 | 0 | 213.2993 | 0 | 0 | 0 | 0 | 0 | 0 | 0 | 0 | 22097.017 | 0 | 0
2016-08-08 08:00 | 0 | 0 | 0 | 0 | 344640.2746 | 0 | 413608 | 0 | 0 | 0 | 1017891.962 | 0 | 17778.6711 | 0 | 0 | 0 | 0 | 0 | 0 | 0 | 3528017.6923 | 0 | 0 | 0 | 0 | -91278.0417 | 0 | 213.2993 | 0 | 0 | 0 | 0 | 0 | 0 | 0 | 0 | 22097.017 | 0 | 0
2016-08-08 09:00 | 0 | 0 | 0 | 0 | 317742.181 | 0 | 418611 | 0 | 0 | 0 | 894712.8266 | 0 | 17991.9704 | 0 | 0 | 0 | 0 | 0 | 0 | 0 | 3545681.1939 | 0 | 0 | 0 | 0 | -123179.1354 | 0 | 213.2993 | 0 | 0 | 0 | 0 | 0 | 0 | 0 | 0 | 22097.017 | 0 | 0
2016-08-08 10:00 | 0 | 0 | 0 | 0 | 303763.975 | 0 | 433554 | 0 | 0 | 0 | 742612.4852 | 0 | 18205.2697 | 0 | 0 | 0 | 0 | 0 | 0 | 0 | 3563344.6248 | 0 | 0 | 0 | 0 | -152100.3414 | 0 | 213.2993 | 0 | 0 | 0 | 0 | 0 | 0 | 0 | 0 | 22097.017 | 0 | 0
2016-08-08 11:00 | 0 | 0 | 0 | 0 | 296054.6219 | 0 | 451396 | 0 | 0 | 0 | 557339.233 | 0 | 18418.569 | 7621.5577 | 0 | 0 | 0 | 0 | 0 | 0 | 3581007.985 | 0 | 0 | 0 | 0 | -185273.2522 | 0 | 213.2993 | 0 | 7621.5577 | 0 | 0 | 0 | 0 | 0 | 0 | 22097.017 | 0 | 0
2016-08-08 12:00 | 0 | 0 | 0 | 0 | 205697.7363 | 21639.145 | 472744 | 0 | 0 | 0 | 311782.9904 | 0 | 18631.8683 | 0 | 0 | 0 | 0 | 0 | 0 | 0 | 3587039.5669 | 0 | 0 | 0 | 0 | -245556.2427 | 0 | 213.2993 | 0 | -7621.5577 | 0 | 0 | 0 | 0 | 0 | 0 | 7557.3824 | 0 | 0
2016-08-08 13:00 | 0 | 0 | 0 | 0 | 109112.3289 | 316988.1156 | 500555 | 0 | 0 | 0 | 215018.1185 | 0 | 18845.1676 | 0 | 0 | 0 | 0 | 0 | 0 | 0 | 3604702.8324 | 0 | 0 | 0 | 0 | -96764.8718 | 0 | 213.2993 | 0 | 0 | 0 | 0 | 0 | 0 | 0 | 0 | 22097.017 | 0 | 0
2016-08-08 14:00 | 0 | 0 | 0 | 0 | 202903.8236 | 595919.7354 | 530957 | 0 | 0 | 0 | 460574.3612 | 0 | 19058.4669 | 0 | 0 | 0 | 0 | 0 | 0 | 0 | 3622366.0272 | 0 | 0 | 0 | 0 | 245556.2427 | 0 | 213.2993 | 0 | 0 | 0 | 0 | 0 | 0 | 0 | 0 | 22097.017 | 0 | 0
2016-08-08 15:00 | 0 | 0 | 0 | 0 | 0 | 714130.3517 | 562651 | 0 | 0 | 0 | 589743.3966 | 0 | 19271.7662 | 0 | 0 | 0 | 0 | 0 | 0 | 0 | 3640029.1514 | 0 | 0 | 0 | 0 | 129169.0354 | 0 | 213.2993 | 0 | 0 | 0 | 0 | 0 | 0 | 0 | 0 | 22097.017 | 0 | 0
2016-08-08 16:00 | 0 | 0 | 0 | 0 | 0 | 770017.4964 | 588832 | 0 | 0 | 0 | 748618.5767 | 0 | 19485.0655 | 0 | 0 | 0 | 0 | 0 | 0 | 0 | 3657692.2049 | 0 | 0 | 0 | 0 | 158875.1801 | 0 | 213.2993 | 0 | 0 | 0 | 0 | 0 | 0 | 0 | 0 | 22097.017 | 0 | 0
2016-08-08 17:00 | 0 | 0 | 0 | 0 | 0 | 773587.1721 | 610947 | 0 | 0 | 0 | 888948.4324 | 0 | 19698.3648 | 0 | 0 | 0 | 0 | 0 | 0 | 0 | 3675355.1878 | 0 | 0 | 0 | 0 | 140329.8558 | 0 | 213.2993 | 0 | 0 | 0 | 0 | 0 | 0 | 0 | 0 | 22097.017 | 0 | 0
2016-08-08 18:00 | 0 | 0 | 0 | 0 | 135048.2415 | 761032.3175 | 628214 | 0 | 0 | 0 | 1134504.6751 | 0 | 19911.6641 | 0 | 0 | 0 | 0 | 0 | 0 | 0 | 3693018.1 | 0 | 0 | 0 | 0 | 245556.2427 | 0 | 213.2993 | 0 | 0 | 0 | 0 | 0 | 0 | 0 | 0 | 22097.017 | 0 | 0
2016-08-08 19:00 | 0 | 0 | 0 | 0 | 161044.9771 | 747117.5819 | 640296 | 0 | 0 | 0 | 1380060.9178 | 0 | 20124.9634 | 0 | 0 | 0 | 0 | 0 | 0 | 0 | 3710680.9416 | 0 | 0 | 0 | 0 | 245556.2427 | 0 | 213.2993 | 0 | 0 | 0 | 0 | 0 | 0 | 0 | 0 | 22097.017 | 0 | 0
2016-08-08 20:00 | 0 | 0 | 0 | 0 | 174971.6961 | 741460.863 | 648566 | 0 | 0 | 0 | 1625617.1605 | 0 | 20338.2627 | 0 | 0 | 0 | 0 | 0 | 0 | 0 | 3728343.7125 | 0 | 0 | 0 | 0 | 245556.2427 | 0 | 213.2993 | 0 | 0 | 0 | 0 | 0 | 0 | 0 | 0 | 22097.017 | 0 | 0
2016-08-08 21:00 | 0 | 0 | 0 | 0 | 0 | 727080.5447 | 651755 | 0 | 0 | 0 | 1678632.3888 | 0 | 20551.562 | 0 | 0 | 0 | 0 | 0 | 0 | 0 | 3746006.4128 | 0 | 0 | 0 | 0 | 53015.2283 | 0 | 213.2993 | 0 | 0 | 0 | 0 | 0 | 0 | 0 | 0 | 22097.017 | 0 | 0
2016-08-08 22:00 | 0 | 0 | 0 | 0 | 220947.4872 | 694639.0718 | 647720 | 0 | 0 | 0 | 1924188.6315 | 0 | 20764.8613 | 0 | 0 | 0 | 0 | 0 | 0 | 0 | 3763669.0424 | 0 | 0 | 0 | 0 | 245556.2427 | 0 | 213.2993 | 0 | 0 | 0 | 0 | 0 | 0 | 0 | 0 | 22097.017 | 0 | 0
2016-08-08 23:00 | 0 | 0 | 0 | 0 | 0 | 614306.7105 | 635421 | 0 | 0 | 0 | 1880764.0257 | 0 | 20978.1606 | 0 | 0 | 0 | 0 | 0 | 0 | 0 | 3781331.6013 | 0 | 0 | 0 | 0 | -43424.6058 | 0 | 213.2993 | 0 | 0 | 0 | 0 | 0 | 0 | 0 | 0 | 22097.017 | 0 | 0
2016-08-09 | 0 | 0 | 0 | 0 | 270764.044 | 464440.4856 | 621949 | 0 | 0 | 0 | 1971709.2389 | 0 | 21191.4599 | 0 | 0 | 0 | 0 | 0 | 0 | 0 | 3798994.0896 | 0 | 0 | 0 | 0 | 90945.2132 | 0 | 213.2993 | 0 | 0 | 0 | 0 | 0 | 0 | 0 | 0 | 22097.017 | 0 | 0
2016-08-09 01:00 | 0 | 0 | 0 | 0 | 432607.9531 | 199183.364 | 604820 | 0 | 0 | 0 | 1976370.2396 | 0 | 21404.7592 | 0 | 0 | 0 | 0 | 0 | 0 | 0 | 3816656.5073 | 0 | 0 | 0 | 0 | 4661.0007 | 0 | 213.2993 | 0 | 0 | 0 | 0 | 0 | 0 | 0 | 0 | 22097.017 | 0 | 0
2016-08-09 02:00 | 0 | 0 | 0 | 0 | 345577.8448 | 4224.2289 | 573048 | 0 | 0 | 0 | 1730813.9969 | 0 | 21618.0585 | 0 | 0 | 0 | 0 | 0 | 0 | 0 | 3834318.8543 | 0 | 0 | 0 | 0 | -245556.2427 | 0 | 213.2993 | 0 | 0 | 0 | 0 | 0 | 0 | 0 | 0 | 22097.017 | 0 | 0
2016-08-09 03:00 | 0 | 0 | 0 | 0 | 491896.9981 | 0 | 534744 | 0 | 0 | 0 | 1665656.6787 | 0 | 21831.3578 | 0 | 0 | 0 | 0 | 0 | 0 | 0 | 3851981.1307 | 0 | 0 | 0 | 0 | -65157.3182 | 0 | 213.2993 | 0 | 0 | 0 | 0 | 0 | 0 | 0 | 0 | 22097.017 | 0 | 0
2016-08-09 04:00 | 0 | 0 | 0 | 0 | 277406.0737 | 0 | 500652 | 0 | 0 | 0 | 1420100.436 | 0 | 22044.6571 | 0 | 0 | 0 | 0 | 0 | 0 | 0 | 3869643.3364 | 0 | 0 | 0 | 0 | -245556.2427 | 0 | 213.2993 | 0 | 0 | 0 | 0 | 0 | 0 | 0 | 0 | 22097.017 | 0 | 0
2016-08-09 05:00 | 0 | 0 | 0 | 0 | 426644.03 | 0 | 471436 | 0 | 0 | 0 | 1352998.1497 | 0 | 22257.9564 | 0 | 0 | 0 | 0 | 0 | 0 | 0 | 3887305.4715 | 0 | 0 | 0 | 0 | -67102.2863 | 0 | 213.2993 | 0 | 0 | 0 | 0 | 0 | 0 | 0 | 0 | 22097.017 | 0 | 0
2016-08-09 06:00 | 0 | 0 | 0 | 0 | 401109.0744 | 0 | 448168 | 0 | 0 | 0 | 1283628.9077 | 0 | 22471.2557 | 0 | 0 | 0 | 0 | 0 | 0 | 0 | 3904967.5359 | 0 | 0 | 0 | 0 | -69369.2419 | 0 | 213.2993 | 0 | 0 | 0 | 0 | 0 | 0 | 0 | 0 | 22097.017 | 0 | 0
2016-08-09 07:00 | 0 | 0 | 0 | 0 | 377757.3043 | 0 | 431015 | 0 | 0 | 0 | 1208060.8957 | 0 | 22684.555 | 0 | 0 | 0 | 0 | 0 | 0 | 0 | 3922629.5296 | 0 | 0 | 0 | 0 | -75568.0121 | 0 | 213.2993 | 0 | 0 | 0 | 0 | 0 | 0 | 0 | 0 | 22097.017 | 0 | 0
2016-08-09 08:00 | 0 | 0 | 0 | 0 | 357276.1385 | 0 | 423605 | 0 | 0 | 0 | 1119421.7178 | 0 | 22897.8542 | 0 | 0 | 0 | 0 | 0 | 0 | 0 | 3940291.4528 | 0 | 0 | 0 | 0 | -88639.1779 | 0 | 213.2993 | 0 | 0 | 0 | 0 | 0 | 0 | 0 | 0 | 22097.017 | 0 | 0
2016-08-09 09:00 | 0 | 0 | 0 | 0 | 333582.0995 | 0 | 428396 | 0 | 0 | 0 | 1002297.5009 | 0 | 23111.1535 | 0 | 0 | 0 | 0 | 0 | 0 | 0 | 3957953.3052 | 0 | 0 | 0 | 0 | -117124.2169 | 0 | 213.2993 | 0 | 0 | 0 | 0 | 0 | 0 | 0 | 0 | 22097.017 | 0 | 0
2016-08-09 10:00 | 0 | 0 | 0 | 0 | 303033.3673 | 0 | 445945 | 0 | 0 | 0 | 837075.5519 | 0 | 23324.4528 | 0 | 0 | 0 | 0 | 0 | 0 | 0 | 3975615.0871 | 0 | 0 | 0 | 0 | -165221.949 | 0 | 213.2993 | 0 | 0 | 0 | 0 | 0 | 0 | 0 | 0 | 22097.017 | 0 | 0
2016-08-09 11:00 | 0 | 0 | 0 | 0 | 267990.676 | 0 | 464137 | 0 | 0 | 0 | 610997.3539 | 0 | 23537.7521 | 7621.5577 | 0 | 0 | 0 | 0 | 0 | 0 | 3993276.7982 | 0 | 0 | 0 | 0 | -226078.198 | 0 | 213.2993 | 0 | 7621.5577 | 0 | 0 | 0 | 0 | 0 | 0 | 22097.017 | 0 | 0
2016-08-09 12:00 | 0 | 0 | 0 | 0 | 156535.5671 | 22515.727 | 484561 | 0 | 0 | 0 | 365441.1112 | 0 | 12314.1544 | 0 | 0 | 0 | 0 | 0 | 0 | 0 | 3922384.4324 | 0 | 0 | 0 | 0 | -245556.2427 | 0 | 0 | 11223.5977 | -7621.5577 | 0 | 0 | 0 | 0 | 0 | 0 | 0 | 70876.3927 | 0
2016-08-09 13:00 | 0 | 0 | 0 | 0 | 107563.3982 | 287647.9539 | 510825 | 0 | 0 | 0 | 227517.147 | 0 | 12527.4537 | 0 | 0 | 0 | 0 | 0 | 0 | 0 | 3940046.3565 | 0 | 0 | 0 | 0 | -137923.9642 | 0 | 213.2993 | 0 | 0 | 0 | 0 | 0 | 0 | 0 | 0 | 22097.017 | 0 | 0
2016-08-09 14:00 | 0 | 0 | 0 | 0 | 0 | 555208.5149 | 544130 | 0 | 0 | 0 | 216285.3456 | 0 | 12740.753 | 0 | 0 | 0 | 0 | 0 | 0 | 0 | 3957708.21 | 0 | 0 | 0 | 0 | -11231.8014 | 0 | 213.2993 | 0 | 0 | 0 | 0 | 0 | 0 | 0 | 0 | 22097.017 | 0 | 0
2016-08-09 15:00 | 0 | 0 | 0 | 0 | 106314.462 | 674345.4395 | 576327 | 0 | 0 | 0 | 398307.9307 | 0 | 12954.0523 | 0 | 0 | 0 | 0 | 0 | 0 | 0 | 3975369.9928 | 0 | 0 | 0 | 0 | 182022.5852 | 0 | 213.2993 | 0 | 0 | 0 | 0 | 0 | 0 | 0 | 0 | 22097.017 | 0 | 0
2016-08-09 16:00 | 0 | 0 | 0 | 0 | 104900.8498 | 718230.0693 | 604939 | 0 | 0 | 0 | 594189.5335 | 0 | 13167.3516 | 0 | 0 | 0 | 0 | 0 | 0 | 0 | 3993031.7049 | 0 | 0 | 0 | 0 | 195881.6028 | 0 | 213.2993 | 0 | 0 | 0 | 0 | 0 | 0 | 0 | 0 | 22097.017 | 0 | 0
2016-08-09 17:00 | 0 | 0 | 0 | 0 | 0 | 735177.8375 | 630306 | 0 | 0 | 0 | 676751.0547 | 0 | 13380.6509 | 0 | 0 | 0 | 0 | 0 | 0 | 0 | 4010693.3465 | 0 | 0 | 0 | 0 | 82561.5212 | 0 | 213.2993 | 0 | 0 | 0 | 0 | 0 | 0 | 0 | 0 | 22097.017 | 0 | 0
2016-08-09 18:00 | 0 | 0 | 0 | 0 | 0 | 733789.2057 | 650268 | 0 | 0 | 0 | 737961.9441 | 0 | 13593.9502 | 0 | 0 | 0 | 0 | 0 | 0 | 0 | 4028354.9173 | 0 | 0 | 0 | 0 | 61210.8894 | 0 | 213.2993 | 0 | 0 | 0 | 0 | 0 | 0 | 0 | 0 | 22097.017 | 0 | 0
2016-08-09 19:00 | 0 | 0 | 0 | 0 | 149184.5849 | 722780.5199 | 662438 | 0 | 0 | 0 | 925178.7325 | 0 | 13807.2495 | 0 | 0 | 0 | 0 | 0 | 0 | 0 | 4046016.4175 | 0 | 0 | 0 | 0 | 187216.7884 | 0 | 213.2993 | 0 | 0 | 0 | 0 | 0 | 0 | 0 | 0 | 22097.017 | 0 | 0
2016-08-09 20:00 | 0 | 0 | 0 | 0 | 0 | 710830.7967 | 669236 | 0 | 0 | 0 | 944463.2128 | 0 | 14020.5488 | 0 | 0 | 0 | 0 | 0 | 0 | 0 | 4063677.8471 | 0 | 0 | 0 | 0 | 19284.4803 | 0 | 213.2993 | 0 | 0 | 0 | 0 | 0 | 0 | 0 | 0 | 22097.017 | 0 | 0
2016-08-09 21:00 | 0 | 0 | 0 | 0 | 0 | 687395.9772 | 670932 | 0 | 0 | 0 | 938616.8737 | 0 | 14233.8481 | 0 | 0 | 0 | 0 | 0 | 0 | 0 | 4081339.206 | 0 | 0 | 0 | 0 | -5846.3391 | 0 | 213.2993 | 0 | 0 | 0 | 0 | 0 | 0 | 0 | 0 | 22097.017 | 0 | 0
2016-08-09 22:00 | 0 | 0 | 0 | 0 | 253054.015 | 646123.7061 | 664467 | 0 | 0 | 0 | 1151017.2784 | 0 | 14447.1474 | 0 | 0 | 0 | 0 | 0 | 0 | 0 | 4099000.4943 | 0 | 0 | 0 | 0 | 212400.4047 | 0 | 213.2993 | 0 | 0 | 0 | 0 | 0 | 0 | 0 | 0 | 22097.017 | 0 | 0
2016-08-09 23:00 | 0 | 0 | 0 | 0 | 319303.0577 | 552374.3962 | 651555 | 0 | 0 | 0 | 1348829.416 | 0 | 14660.4466 | 0 | 0 | 0 | 0 | 0 | 0 | 0 | 4116661.7119 | 0 | 0 | 0 | 0 | 197812.1376 | 0 | 213.2993 | 0 | 0 | 0 | 0 | 0 | 0 | 0 | 0 | 22097.017 | 0 | 0
2016-08-10 | 0 | 0 | 0 | 0 | 404514.4165 | 410048.7724 | 638816 | 0 | 0 | 0 | 1502266.2886 | 0 | 14873.7459 | 0 | 0 | 0 | 0 | 0 | 0 | 0 | 4134322.8589 | 0 | 0 | 0 | 0 | 153436.8725 | 0 | 213.2993 | 0 | 0 | 0 | 0 | 0 | 0 | 0 | 0 | 22097.017 | 0 | 0
2016-08-10 01:00 | 0 | 0 | 0 | 0 | 541865.3057 | 189788.3982 | 622333 | 0 | 0 | 0 | 1589276.6761 | 0 | 15087.0452 | 0 | 0 | 0 | 0 | 0 | 0 | 0 | 4151983.9353 | 0 | 0 | 0 | 0 | 87010.3875 | 0 | 213.2993 | 0 | 0 | 0 | 0 | 0 | 0 | 0 | 0 | 22097.017 | 0 | 0
2016-08-10 02:00 | 0 | 0 | 0 | 0 | 366003.6117 | 3986.4619 | 593236 | 0 | 0 | 0 | 1343720.4334 | 0 | 15300.3445 | 0 | 0 | 0 | 0 | 0 | 0 | 0 | 4169644.941 | 0 | 0 | 0 | 0 | -245556.2427 | 0 | 213.2993 | 0 | 0 | 0 | 0 | 0 | 0 | 0 | 0 | 22097.017 | 0 | 0
2016-08-10 03:00 | 0 | 0 | 0 | 0 | 583887.2948 | 0 | 555718 | 0 | 0 | 0 | 1349579.4119 | 0 | 15513.6438 | 0 | 0 | 0 | 0 | 0 | 0 | 0 | 4187305.876 | 0 | 0 | 0 | 0 | 5858.9785 | 0 | 213.2993 | 0 | 0 | 0 | 0 | 0 | 0 | 0 | 0 | 22097.017 | 0 | 0
2016-08-10 04:00 | 0 | 0 | 0 | 0 | 567096.9915 | 0 | 522030 | 0 | 0 | 0 | 1372336.087 | 0 | 15726.9431 | 0 | 0 | 0 | 0 | 0 | 0 | 0 | 4204966.7405 | 0 | 0 | 0 | 0 | 22756.6752 | 0 | 213.2993 | 0 | 0 | 0 | 0 | 0 | 0 | 0 | 0 | 22097.017 | 0 | 0
2016-08-10 05:00 | 0 | 0 | 0 | 0 | 552307.4364 | 0 | 491580 | 0 | 0 | 0 | 1410753.2071 | 0 | 15940.2424 | 0 | 0 | 0 | 0 | 0 | 0 | 0 | 4222627.5342 | 0 | 0 | 0 | 0 | 38417.1201 | 0 | 213.2993 | 0 | 0 | 0 | 0 | 0 | 0 | 0 | 0 | 22097.017 | 0 | 0
2016-08-10 06:00 | 0 | 0 | 0 | 0 | 251281.6314 | 0 | 466906 | 0 | 0 | 0 | 1165196.9644 | 0 | 16153.5417 | 7621.5577 | 0 | 0 | 0 | 0 | 0 | 0 | 4240288.2574 | 0 | 0 | 0 | 0 | -245556.2427 | 0 | 213.2993 | 0 | 7621.5577 | 0 | 0 | 0 | 0 | 0 | 0 | 22097.017 | 0 | 0
2016-08-10 07:00 | 0 | 0 | 0 | 0 | 502385.9589 | 0 | 449880 | 0 | 0 | 0 | 1203014.1647 | 0 | 16366.841 | 0 | 0 | 0 | 0 | 0 | 0 | 0 | 4257948.9098 | 0 | 0 | 0 | 0 | 37817.2003 | 0 | 213.2993 | 0 | -7621.5577 | 0 | 0 | 0 | 0 | 0 | 0 | 22097.017 | 0 | 0
2016-08-10 08:00 | 0 | 0 | 0 | 0 | 469147.6418 | 0 | 442094 | 0 | 0 | 0 | 1207757.4902 | 0 | 16580.1403 | 0 | 0 | 0 | 0 | 0 | 0 | 0 | 4275609.4917 | 0 | 0 | 0 | 0 | 4743.3255 | 0 | 213.2993 | 0 | 0 | 0 | 0 | 0 | 0 | 0 | 0 | 22097.017 | 0 | 0
2016-08-10 09:00 | 0 | 0 | 0 | 0 | 432877.4611 | 0 | 446610 | 0 | 0 | 0 | 1171714.635 | 0 | 16793.4396 | 0 | 0 | 0 | 0 | 0 | 0 | 0 | 4293270.0029 | 0 | 0 | 0 | 0 | -36042.8553 | 0 | 213.2993 | 0 | 0 | 0 | 0 | 0 | 0 | 0 | 0 | 22097.017 | 0 | 0
2016-08-10 10:00 | 0 | 0 | 0 | 0 | 395437.8883 | 0 | 463323 | 0 | 0 | 0 | 1081519.2069 | 0 | 17006.7389 | 0 | 0 | 0 | 0 | 0 | 0 | 0 | 4310930.4434 | 0 | 0 | 0 | 0 | -90195.4281 | 0 | 213.2993 | 0 | 0 | 0 | 0 | 0 | 0 | 0 | 0 | 22097.017 | 0 | 0
2016-08-10 11:00 | 0 | 0 | 0 | 0 | 368355.074 | 0 | 482624 | 0 | 0 | 0 | 944939.9646 | 0 | 17220.0382 | 0 | 0 | 0 | 0 | 0 | 0 | 0 | 4328590.8134 | 0 | 0 | 0 | 0 | -136579.2423 | 0 | 213.2993 | 0 | 0 | 0 | 0 | 0 | 0 | 0 | 0 | 22097.017 | 0 | 0
2016-08-10 12:00 | 0 | 0 | 0 | 0 | 257453.6642 | 24501.5302 | 504305 | 0 | 0 | 0 | 699383.7219 | 0 | 17433.3375 | 896.1207 | 0 | 0 | 0 | 0 | 0 | 0 | 4346251.1126 | 0 | 0 | 0 | 0 | -245556.2427 | 0 | 213.2993 | 0 | 896.1207 | 0 | 0 | 0 | 0 | 0 | 0 | 22097.017 | 0 | 0
2016-08-10 13:00 | 0 | 0 | 0 | 0 | 217356.935 | 275882.9955 | 532360 | 0 | 0 | 0 | 638849.4568 | 0 | 17646.6368 | 0 | 0 | 0 | 0 | 0 | 0 | 0 | 4363911.3413 | 0 | 0 | 0 | 0 | -60534.2651 | 0 | 213.2993 | 0 | -896.1207 | 0 | 0 | 0 | 0 | 0 | 0 | 22097.017 | 0 | 0
2016-08-10 14:00 | 0 | 0 | 0 | 0 | 0 | 545121.897 | 566502 | 0 | 0 | 0 | 595159.0374 | 0 | 17859.9361 | 0 | 0 | 0 | 0 | 0 | 0 | 0 | 4381571.4992 | 0 | 0 | 0 | 0 | -43690.4194 | 0 | 213.2993 | 0 | 0 | 0 | 0 | 0 | 0 | 0 | 0 | 22097.017 | 0 | 0
2016-08-10 15:00 | 0 | 0 | 0 | 0 | 0 | 679881.9182 | 600882 | 0 | 0 | 0 | 651848.6392 | 0 | 18073.2354 | 0 | 0 | 0 | 0 | 0 | 0 | 0 | 4399231.5866 | 0 | 0 | 0 | 0 | 56689.6018 | 0 | 213.2993 | 0 | 0 | 0 | 0 | 0 | 0 | 0 | 0 | 22097.017 | 0 | 0
2016-08-10 16:00 | 0 | 0 | 0 | 0 | 0 | 744207.2255 | 630175 | 0 | 0 | 0 | 743570.5484 | 0 | 18286.5347 | 0 | 0 | 0 | 0 | 0 | 0 | 0 | 4416891.6033 | 0 | 0 | 0 | 0 | 91721.9092 | 0 | 213.2993 | 0 | 0 | 0 | 0 | 0 | 0 | 0 | 0 | 22097.017 | 0 | 0
2016-08-10 17:00 | 0 | 0 | 0 | 0 | 0 | 749986.3588 | 654319 | 0 | 0 | 0 | 816927.5909 | 0 | 18499.834 | 0 | 0 | 0 | 0 | 0 | 0 | 0 | 4434551.5494 | 0 | 0 | 0 | 0 | 73357.0424 | 0 | 213.2993 | 0 | 0 | 0 | 0 | 0 | 0 | 0 | 0 | 22097.017 | 0 | 0
2016-08-10 18:00 | 0 | 0 | 0 | 0 | 208995.5485 | 731234.0105 | 672363 | 0 | 0 | 0 | 1062483.8335 | 0 | 18713.1333 | 0 | 0 | 0 | 0 | 0 | 0 | 0 | 4452211.4248 | 0 | 0 | 0 | 0 | 245556.2427 | 0 | 213.2993 | 0 | 0 | 0 | 0 | 0 | 0 | 0 | 0 | 22097.017 | 0 | 0
2016-08-10 19:00 | 0 | 0 | 0 | 0 | 0 | 704414.9146 | 683463 | 0 | 0 | 0 | 1061125.4318 | 0 | 18926.4326 | 0 | 0 | 0 | 0 | 0 | 0 | 0 | 4469871.2296 | 0 | 0 | 0 | 0 | -1358.4017 | 0 | 213.2993 | 0 | 0 | 0 | 0 | 0 | 0 | 0 | 0 | 22097.017 | 0 | 0
2016-08-10 20:00 | 0 | 0 | 0 | 0 | 283771.5863 | 676209.9727 | 692115 | 0 | 0 | 0 | 1306681.6745 | 0 | 19139.7319 | 0 | 0 | 0 | 0 | 0 | 0 | 0 | 4487530.9638 | 0 | 0 | 0 | 0 | 245556.2427 | 0 | 213.2993 | 0 | 0 | 0 | 0 | 0 | 0 | 0 | 0 | 22097.017 | 0 | 0
2016-08-10 21:00 | 0 | 0 | 0 | 0 | 322497.3887 | 639412.1703 | 694043 | 0 | 0 | 0 | 1552237.9172 | 0 | 19353.0312 | 0 | 0 | 0 | 0 | 0 | 0 | 0 | 4505190.6273 | 0 | 0 | 0 | 0 | 245556.2427 | 0 | 213.2993 | 0 | 0 | 0 | 0 | 0 | 0 | 0 | 0 | 22097.017 | 0 | 0
2016-08-10 22:00 | 0 | 0 | 0 | 0 | 369337.3751 | 588163.1839 | 689634 | 0 | 0 | 0 | 1797794.1599 | 0 | 19566.3305 | 0 | 0 | 0 | 0 | 0 | 0 | 0 | 4522850.2201 | 0 | 0 | 0 | 0 | 245556.2427 | 0 | 213.2993 | 0 | 0 | 0 | 0 | 0 | 0 | 0 | 0 | 22097.017 | 0 | 0
2016-08-10 23:00 | 0 | 0 | 0 | 0 | 436665.2596 | 498155.7802 | 676888 | 0 | 0 | 0 | 2033416.8833 | 0 | 19779.6298 | 0 | 0 | 0 | 0 | 0 | 0 | 0 | 4540509.7424 | 0 | 0 | 0 | 0 | 235622.7234 | 0 | 213.2993 | 0 | 0 | 0 | 0 | 0 | 0 | 0 | 0 | 22097.017 | 0 | 0
2016-08-11 | 0 | 0 | 0 | 0 | 497100.4599 | 369267.7286 | 663518 | 0 | 0 | 0 | 2213956.7555 | 0 | 19992.9291 | 0 | 0 | 0 | 0 | 0 | 0 | 0 | 4558169.194 | 0 | 0 | 0 | 0 | 180539.8722 | 0 | 213.2993 | 0 | 0 | 0 | 0 | 0 | 0 | 0 | 0 | 22097.017 | 0 | 0
2016-08-11 01:00 | 0 | 0 | 0 | 0 | 603420.9894 | 177951.987 | 645779 | 0 | 0 | 0 | 2327240.4155 | 0 | 20206.2284 | 0 | 0 | 0 | 0 | 0 | 0 | 0 | 4575828.5749 | 0 | 0 | 0 | 0 | 113283.66 | 0 | 213.2993 | 0 | 0 | 0 | 0 | 0 | 0 | 0 | 0 | 22097.017 | 0 | 0
2016-08-11 02:00 | 0 | 0 | 0 | 0 | 384562.5539 | 5782.5198 | 613591 | 0 | 0 | 0 | 2081684.1728 | 0 | 20419.5277 | 0 | 0 | 0 | 0 | 0 | 0 | 0 | 4593487.8853 | 0 | 0 | 0 | 0 | -245556.2427 | 0 | 213.2993 | 0 | 0 | 0 | 0 | 0 | 0 | 0 | 0 | 22097.017 | 0 | 0
2016-08-11 03:00 | 0 | 0 | 0 | 0 | 571913.7727 | 0 | 574880 | 0 | 0 | 0 | 2056407.6291 | 0 | 20632.8269 | 0 | 0 | 0 | 0 | 0 | 0 | 0 | 4611147.1249 | 0 | 0 | 0 | 0 | -25276.5437 | 0 | 213.2993 | 0 | 0 | 0 | 0 | 0 | 0 | 0 | 0 | 22097.017 | 0 | 0
2016-08-11 04:00 | 0 | 0 | 0 | 0 | 529052.4201 | 0 | 539161 | 0 | 0 | 0 | 2023988.7329 | 0 | 20846.1262 | 0 | 0 | 0 | 0 | 0 | 0 | 0 | 4628806.294 | 0 | 0 | 0 | 0 | -32418.8962 | 0 | 213.2993 | 0 | 0 | 0 | 0 | 0 | 0 | 0 | 0 | 22097.017 | 0 | 0
2016-08-11 05:00 | 0 | 0 | 0 | 0 | 491843.8791 | 0 | 506885 | 0 | 0 | 0 | 1986637.2957 | 0 | 21059.4255 | 0 | 0 | 0 | 0 | 0 | 0 | 0 | 4646465.3924 | 0 | 0 | 0 | 0 | -37351.4372 | 0 | 213.2993 | 0 | 0 | 0 | 0 | 0 | 0 | 0 | 0 | 22097.017 | 0 | 0
2016-08-11 06:00 | 0 | 0 | 0 | 0 | 446601.4369 | 0 | 480926 | 0 | 0 | 0 | 1930002.4163 | 0 | 21272.7248 | 0 | 0 | 0 | 0 | 0 | 0 | 0 | 4664124.4202 | 0 | 0 | 0 | 0 | -56634.8794 | 0 | 213.2993 | 0 | 0 | 0 | 0 | 0 | 0 | 0 | 0 | 22097.017 | 0 | 0
2016-08-11 07:00 | 0 | 0 | 0 | 0 | 409118.764 | 0 | 463267 | 0 | 0 | 0 | 1853543.8639 | 0 | 21486.0241 | 0 | 0 | 0 | 0 | 0 | 0 | 0 | 4681783.3773 | 0 | 0 | 0 | 0 | -76458.5524 | 0 | 213.2993 | 0 | 0 | 0 | 0 | 0 | 0 | 0 | 0 | 22097.017 | 0 | 0
2016-08-11 08:00 | 0 | 0 | 0 | 0 | 384129.9956 | 0 | 454853 | 0 | 0 | 0 | 1760510.5432 | 0 | 21699.3234 | 0 | 0 | 0 | 0 | 0 | 0 | 0 | 4699442.2638 | 0 | 0 | 0 | 0 | -93033.3207 | 0 | 213.2993 | 0 | 0 | 0 | 0 | 0 | 0 | 0 | 0 | 22097.017 | 0 | 0
2016-08-11 09:00 | 0 | 0 | 0 | 0 | 358071.5047 | 0 | 459811 | 0 | 0 | 0 | 1636460.7315 | 0 | 21912.6227 | 0 | 0 | 0 | 0 | 0 | 0 | 0 | 4717101.0797 | 0 | 0 | 0 | 0 | -124049.8117 | 0 | 213.2993 | 0 | 0 | 0 | 0 | 0 | 0 | 0 | 0 | 22097.017 | 0 | 0
2016-08-11 10:00 | 0 | 0 | 0 | 0 | 337028.1362 | 0 | 477411 | 0 | 0 | 0 | 1473767.5514 | 0 | 22125.922 | 0 | 0 | 0 | 0 | 0 | 0 | 0 | 4734759.8249 | 0 | 0 | 0 | 0 | -162693.1801 | 0 | 213.2993 | 0 | 0 | 0 | 0 | 0 | 0 | 0 | 0 | 22097.017 | 0 | 0
2016-08-11 11:00 | 0 | 0 | 0 | 0 | 327192.7498 | 0 | 496658 | 0 | 0 | 0 | 1274370.4271 | 0 | 22339.2213 | 7621.5577 | 0 | 0 | 0 | 0 | 0 | 0 | 4752418.4995 | 0 | 0 | 0 | 0 | -199397.1243 | 0 | 213.2993 | 0 | 7621.5577 | 0 | 0 | 0 | 0 | 0 | 0 | 22097.017 | 0 | 0
2016-08-11 12:00 | 0 | 0 | 0 | 0 | 242229.4681 | 23074.3714 | 520056 | 0 | 0 | 0 | 1028814.1844 | 0 | 20764.8613 | 0 | 0 | 0 | 0 | 0 | 0 | 0 | 4752399.4898 | 0 | 0 | 0 | 0 | -245556.2427 | 0 | 0 | 1574.36 | -7621.5577 | 0 | 0 | 0 | 0 | 0 | 0 | 0 | 0 | 0
2016-08-11 13:00 | 0 | 0 | 0 | 0 | 232860.593 | 278188.3273 | 548905 | 0 | 0 | 0 | 968647.7883 | 0 | 20978.1606 | 0 | 0 | 0 | 0 | 0 | 0 | 0 | 4770058.0939 | 0 | 0 | 0 | 0 | -60166.3961 | 0 | 213.2993 | 0 | 0 | 0 | 0 | 0 | 0 | 0 | 0 | 22097.017 | 0 | 0
2016-08-11 14:00 | 0 | 0 | 0 | 0 | 306444.4165 | 519190.6575 | 584554 | 0 | 0 | 0 | 1187418.5459 | 0 | 21191.4599 | 0 | 0 | 0 | 0 | 0 | 0 | 0 | 4787716.6273 | 0 | 0 | 0 | 0 | 218770.7576 | 0 | 213.2993 | 0 | 0 | 0 | 0 | 0 | 0 | 0 | 0 | 22097.017 | 0 | 0
2016-08-11 15:00 | 0 | 0 | 0 | 0 | 235393.5777 | 653398.9814 | 620926 | 0 | 0 | 0 | 1432974.7886 | 0 | 21404.7592 | 0 | 0 | 0 | 0 | 0 | 0 | 0 | 4805375.0901 | 0 | 0 | 0 | 0 | 245556.2427 | 0 | 213.2993 | 0 | 0 | 0 | 0 | 0 | 0 | 0 | 0 | 22097.017 | 0 | 0
2016-08-11 16:00 | 0 | 0 | 0 | 0 | 197912.2115 | 720430.3475 | 650476 | 0 | 0 | 0 | 1678531.0312 | 0 | 21618.0585 | 0 | 0 | 0 | 0 | 0 | 0 | 0 | 4823033.4822 | 0 | 0 | 0 | 0 | 245556.2427 | 0 | 213.2993 | 0 | 0 | 0 | 0 | 0 | 0 | 0 | 0 | 22097.017 | 0 | 0
2016-08-11 17:00 | 0 | 0 | 0 | 0 | 0 | 735139.7612 | 672839 | 0 | 0 | 0 | 1718521.4761 | 0 | 21831.3578 | 0 | 0 | 0 | 0 | 0 | 0 | 0 | 4840691.8037 | 0 | 0 | 0 | 0 | 39990.4448 | 0 | 213.2993 | 0 | 0 | 0 | 0 | 0 | 0 | 0 | 0 | 22097.017 | 0 | 0
2016-08-11 18:00 | 0 | 0 | 0 | 0 | 228284.9553 | 730851.6037 | 691270 | 0 | 0 | 0 | 1964077.7188 | 0 | 22044.6571 | 0 | 0 | 0 | 0 | 0 | 0 | 0 | 4858350.0546 | 0 | 0 | 0 | 0 | 245556.2427 | 0 | 213.2993 | 0 | 0 | 0 | 0 | 0 | 0 | 0 | 0 | 22097.017 | 0 | 0
2016-08-11 19:00 | 0 | 0 | 0 | 0 | 231773.5267 | 721520.0349 | 704348 | 0 | 0 | 0 | 2190712.964 | 0 | 22257.9564 | 0 | 0 | 0 | 0 | 0 | 0 | 0 | 4876008.2348 | 0 | 0 | 0 | 0 | 226635.2452 | 0 | 213.2993 | 0 | 0 | 0 | 0 | 0 | 0 | 0 | 0 | 22097.017 | 0 | 0
2016-08-11 20:00 | 0 | 0 | 0 | 0 | 220008.2219 | 715671.364 | 711228 | 0 | 0 | 0 | 2392854.2336 | 0 | 22471.2557 | 0 | 0 | 0 | 0 | 0 | 0 | 0 | 4893666.3444 | 0 | 0 | 0 | 0 | 202141.2696 | 0 | 213.2993 | 0 | 0 | 0 | 0 | 0 | 0 | 0 | 0 | 22097.017 | 0 | 0
2016-08-11 21:00 | 0 | 0 | 0 | 0 | 209900.4178 | 703055.5019 | 712067 | 0 | 0 | 0 | 2571432.837 | 0 | 22684.555 | 0 | 0 | 0 | 0 | 0 | 0 | 0 | 4911324.3834 | 0 | 0 | 0 | 0 | 178578.6034 | 0 | 213.2993 | 0 | 0 | 0 | 0 | 0 | 0 | 0 | 0 | 22097.017 | 0 | 0
2016-08-11 22:00 | 0 | 0 | 0 | 0 | 198727.5682 | 668769.0998 | 705532 | 0 | 0 | 0 | 2711087.1886 | 0 | 22897.8542 | 0 | 0 | 0 | 0 | 0 | 0 | 0 | 4928982.3517 | 0 | 0 | 0 | 0 | 139654.3516 | 0 | 213.2993 | 0 | 0 | 0 | 0 | 0 | 0 | 0 | 0 | 22097.017 | 0 | 0
2016-08-11 23:00 | 0 | 0 | 0 | 0 | 192593.2423 | 578127.3989 | 693311 | 0 | 0 | 0 | 2758564.9557 | 0 | 23111.1535 | 7621.5577 | 0 | 0 | 0 | 0 | 0 | 0 | 4946640.2494 | 0 | 0 | 0 | 0 | 47477.7672 | 0 | 213.2993 | 0 | 7621.5577 | 0 | 0 | 0 | 0 | 0 | 0 | 22097.017 | 0 | 0
2016-08-12 | 0 | 0 | 0 | 0 | 227566.235 | 438783.6802 | 679786 | 0 | 0 | 0 | 2752537.1293 | 0 | 23324.4528 | 0 | 0 | 0 | 0 | 0 | 0 | 0 | 4946620.4629 | 0 | 0 | 0 | 0 | -6027.8264 | 0 | 213.2993 | 0 | -7621.5577 | 0 | 0 | 0 | 0 | 0 | 0 | 0 | 0 | 0
2016-08-12 01:00 | 0 | 0 | 0 | 0 | 320283.3858 | 199856.7888 | 661145 | 0 | 0 | 0 | 2603697.4469 | 0 | 23537.7521 | 7621.5577 | 0 | 0 | 0 | 0 | 0 | 0 | 4946600.6764 | 0 | 0 | 0 | 0 | -148839.6824 | 0 | 213.2993 | 0 | 7621.5577 | 0 | 0 | 0 | 0 | 0 | 0 | 0 | 0 | 0
2016-08-12 02:00 | 0 | 0 | 0 | 0 | 361299.7177 | 2718.3916 | 627372 | 0 | 0 | 0 | 2358141.2043 | 0 | 21618.0585 | 0 | 0 | 0 | 0 | 0 | 0 | 0 | 4932345.7234 | 0 | 0 | 0 | 0 | -245556.2427 | 0 | 0 | 1919.6937 | -7621.5577 | 0 | 0 | 0 | 0 | 0 | 0 | 0 | 14235.1666 | 0
2016-08-12 03:00 | 0 | 0 | 0 | 0 | 346222.3795 | 0 | 587829 | 0 | 0 | 0 | 2112584.9616 | 0 | 21831.3578 | 3736.3229 | 0 | 0 | 0 | 0 | 0 | 0 | 4932325.994 | 0 | 0 | 0 | 0 | -245556.2427 | 0 | 213.2993 | 0 | 3736.3229 | 0 | 0 | 0 | 0 | 0 | 0 | 0 | 0 | 0
2016-08-12 04:00 | 0 | 0 | 0 | 0 | 313227.5933 | 0 | 552138 | 0 | 0 | 0 | 1869576.0208 | 0 | 22044.6571 | 7621.5577 | 0 | 0 | 0 | 0 | 0 | 0 | 4932306.2647 | 0 | 0 | 0 | 0 | -243008.9408 | 0 | 213.2993 | 0 | 3885.2349 | 0 | 0 | 0 | 0 | 0 | 0 | 0 | 0 | 0
2016-08-12 05:00 | 0 | 0 | 0 | 0 | 290617.8666 | 0 | 518806 | 0 | 0 | 0 | 1641174.588 | 0 | 22257.9564 | 7621.5577 | 0 | 0 | 0 | 0 | 0 | 0 | 4932286.5355 | 0 | 0 | 0 | 0 | -228401.4327 | 0 | 213.2993 | 0 | 0 | 0 | 0 | 0 | 0 | 0 | 0 | 0 | 0 | 0
2016-08-12 06:00 | 0 | 0 | 0 | 0 | 275475.2085 | 0 | 491927 | 0 | 0 | 0 | 1424509.4973 | 0 | 22471.2557 | 7621.5577 | 0 | 0 | 0 | 0 | 0 | 0 | 4932266.8063 | 0 | 0 | 0 | 0 | -216665.0908 | 0 | 213.2993 | 0 | 0 | 0 | 0 | 0 | 0 | 0 | 0 | 0 | 0 | 0
2016-08-12 07:00 | 0 | 0 | 0 | 0 | 272887.8875 | 0 | 472808 | 0 | 0 | 0 | 1224376.0855 | 0 | 22684.555 | 7621.5577 | 0 | 0 | 0 | 0 | 0 | 0 | 4932247.0773 | 0 | 0 | 0 | 0 | -200133.4118 | 0 | 213.2993 | 0 | 0 | 0 | 0 | 0 | 0 | 0 | 0 | 0 | 0 | 0
2016-08-12 08:00 | 0 | 0 | 0 | 0 | 278462.6949 | 0 | 463193 | 0 | 0 | 0 | 1039432.4811 | 0 | 22897.8542 | 7621.5577 | 0 | 0 | 0 | 0 | 0 | 0 | 4932227.3483 | 0 | 0 | 0 | 0 | -184943.6044 | 0 | 213.2993 | 0 | 0 | 0 | 0 | 0 | 0 | 0 | 0 | 0 | 0 | 0
2016-08-12 09:00 | 0 | 0 | 0 | 0 | 280322.1279 | 0 | 466210 | 0 | 0 | 0 | 853331.3097 | 0 | 23111.1535 | 7621.5577 | 0 | 0 | 0 | 0 | 0 | 0 | 4932207.6194 | 0 | 0 | 0 | 0 | -186101.1714 | 0 | 213.2993 | 0 | 0 | 0 | 0 | 0 | 0 | 0 | 0 | 0 | 0 | 0
2016-08-12 10:00 | 0 | 0 | 0 | 0 | 291307.234 | 0 | 482275 | 0 | 0 | 0 | 662150.2445 | 0 | 23324.4528 | 7621.5577 | 0 | 0 | 0 | 0 | 0 | 0 | 4932187.8905 | 0 | 0 | 0 | 0 | -191181.0653 | 0 | 213.2993 | 0 | 0 | 0 | 0 | 0 | 0 | 0 | 0 | 0 | 0 | 0
2016-08-12 11:00 | 0 | 0 | 0 | 0 | 299053.0724 | 0 | 501898 | 0 | 0 | 0 | 459092.0176 | 0 | 23537.7521 | 7621.5577 | 0 | 0 | 0 | 0 | 0 | 0 | 4932168.1618 | 0 | 0 | 0 | 0 | -203058.2269 | 0 | 213.2993 | 0 | 0 | 0 | 0 | 0 | 0 | 0 | 0 | 0 | 0 | 0
2016-08-12 12:00 | 0 | 0 | 0 | 0 | 220100.2425 | 28591.932 | 523776 | 0 | 0 | 0 | 213535.7749 | 0 | 20764.8613 | 0 | 0 | 0 | 0 | 0 | 0 | 0 | 4899160.2707 | 0 | 0 | 0 | 0 | -245556.2427 | 0 | 0 | 2772.8909 | -7621.5577 | 0 | 0 | 0 | 0 | 0 | 0 | 0 | 32988.1624 | 0
2016-08-12 13:00 | 0 | 0 | 0 | 0 | 196559.4124 | 374738.6185 | 552524 | 0 | 0 | 0 | 232096.5065 | 0 | 20978.1606 | 0 | 0 | 0 | 0 | 0 | 0 | 0 | 4899140.6741 | 0 | 0 | 0 | 0 | 18560.7316 | 0 | 213.2993 | 0 | 0 | 0 | 0 | 0 | 0 | 0 | 0 | 0 | 0 | 0
2016-08-12 14:00 | 0 | 0 | 0 | 0 | 250050.8933 | 585250.2839 | 585241 | 0 | 0 | 0 | 477652.7492 | 0 | 21191.4599 | 0 | 0 | 0 | 0 | 0 | 0 | 0 | 4902553.5857 | 0 | 0 | 0 | 0 | 245556.2427 | 0 | 213.2993 | 0 | 0 | 0 | 0 | 0 | 0 | 0 | 0 | 4290.6352 | 0 | 0
2016-08-12 15:00 | 0 | 0 | 0 | 0 | 159949.2258 | 726019.3333 | 618102 | 0 | 0 | 0 | 723208.9919 | 0 | 21404.7592 | 0 | 0 | 0 | 0 | 0 | 0 | 0 | 4920211.5891 | 0 | 0 | 0 | 0 | 245556.2427 | 0 | 213.2993 | 0 | 0 | 0 | 0 | 0 | 0 | 0 | 0 | 22097.017 | 0 | 0
2016-08-12 16:00 | 0 | 0 | 0 | 0 | 129975.1661 | 782951.393 | 645060 | 0 | 0 | 0 | 968765.2345 | 0 | 21618.0585 | 0 | 0 | 0 | 0 | 0 | 0 | 0 | 4937869.5219 | 0 | 0 | 0 | 0 | 245556.2427 | 0 | 213.2993 | 0 | 0 | 0 | 0 | 0 | 0 | 0 | 0 | 22097.017 | 0 | 0
2016-08-12 17:00 | 0 | 0 | 0 | 0 | 144177.4497 | 790874.1094 | 667185 | 0 | 0 | 0 | 1214321.4772 | 0 | 21831.3578 | 0 | 0 | 0 | 0 | 0 | 0 | 0 | 4955527.384 | 0 | 0 | 0 | 0 | 245556.2427 | 0 | 213.2993 | 0 | 0 | 0 | 0 | 0 | 0 | 0 | 0 | 22097.017 | 0 | 0
2016-08-12 18:00 | 0 | 0 | 0 | 0 | 170146.0115 | 780850.5475 | 683130 | 0 | 0 | 0 | 1459877.7199 | 0 | 22044.6571 | 0 | 0 | 0 | 0 | 0 | 0 | 0 | 4973185.1756 | 0 | 0 | 0 | 0 | 245556.2427 | 0 | 213.2993 | 0 | 0 | 0 | 0 | 0 | 0 | 0 | 0 | 22097.017 | 0 | 0
2016-08-12 19:00 | 0 | 0 | 0 | 0 | 191284.7717 | 768186.7873 | 691605 | 0 | 0 | 0 | 1705433.9626 | 0 | 22257.9564 | 0 | 0 | 0 | 0 | 0 | 0 | 0 | 4990842.8965 | 0 | 0 | 0 | 0 | 245556.2427 | 0 | 213.2993 | 0 | 0 | 0 | 0 | 0 | 0 | 0 | 0 | 22097.017 | 0 | 0
2016-08-12 20:00 | 0 | 0 | 0 | 0 | 208727.7956 | 760436.3211 | 693676 | 0 | 0 | 0 | 1950990.2053 | 0 | 22471.2557 | 7621.5577 | 0 | 0 | 0 | 0 | 0 | 0 | 5008500.5467 | 0 | 0 | 0 | 0 | 245556.2427 | 0 | 213.2993 | 0 | 7621.5577 | 0 | 0 | 0 | 0 | 0 | 0 | 22097.017 | 0 | 0
2016-08-12 21:00 | 0 | 0 | 0 | 0 | 213060.5107 | 744695.2126 | 691677 | 0 | 0 | 0 | 2196546.448 | 0 | 22684.555 | 7621.5577 | 0 | 0 | 0 | 0 | 0 | 0 | 5024727.8578 | 0 | 0 | 0 | 0 | 245556.2427 | 0 | 213.2993 | 0 | 0 | 0 | 0 | 0 | 0 | 0 | 0 | 20309.1814 | 0 | 0
2016-08-12 22:00 | 0 | 0 | 0 | 0 | 204896.4987 | 708768.0621 | 681134 | 0 | 0 | 0 | 2436485.2672 | 0 | 22897.8542 | 0 | 0 | 0 | 0 | 0 | 0 | 0 | 5024707.7589 | 0 | 0 | 0 | 0 | 239938.8192 | 0 | 213.2993 | 0 | -7621.5577 | 0 | 0 | 0 | 0 | 0 | 0 | 0 | 0 | 0
2016-08-12 23:00 | 0 | 0 | 0 | 0 | 194036.5103 | 611553.6153 | 662811 | 0 | 0 | 0 | 2579051.0934 | 0 | 23111.1535 | 0 | 0 | 0 | 0 | 0 | 0 | 0 | 5024687.6601 | 0 | 0 | 0 | 0 | 142565.8263 | 0 | 213.2993 | 0 | 0 | 0 | 0 | 0 | 0 | 0 | 0 | 0 | 0 | 0
2016-08-13 | 0 | 0 | 0 | 0 | 197417.6013 | 459986.6029 | 647312 | 0 | 0 | 0 | 2588929.9984 | 0 | 23324.4528 | 0 | 0 | 0 | 0 | 0 | 0 | 0 | 5024667.5613 | 0 | 0 | 0 | 0 | 9878.905 | 0 | 213.2993 | 0 | 0 | 0 | 0 | 0 | 0 | 0 | 0 | 0 | 0 | 0
2016-08-13 01:00 | 0 | 0 | 0 | 0 | 268444.0441 | 174428.6628 | 628394 | 0 | 0 | 0 | 2395573.8484 | 0 | 23537.7521 | 7621.5577 | 0 | 0 | 0 | 0 | 0 | 0 | 5024647.4627 | 0 | 0 | 0 | 0 | -193356.1501 | 0 | 213.2993 | 0 | 7621.5577 | 0 | 0 | 0 | 0 | 0 | 0 | 0 | 0 | 0
2016-08-13 02:00 | 0 | 0 | 0 | 0 | 294309.8742 | 2345.0367 | 598858 | 0 | 0 | 0 | 2150017.6057 | 0 | 23537.7521 | 7621.5577 | 0 | 0 | 0 | 0 | 0 | 0 | 4926960.3875 | 0 | 0 | 0 | 0 | -245556.2427 | 0 | 0 | 0 | 0 | 0 | 0 | 0 | 0 | 0 | 0 | 0 | 97666.9766 | 0
2016-08-13 03:00 | 0 | 0 | 0 | 0 | 298650.9672 | 0 | 564410 | 0 | 0 | 0 | 1904461.363 | 0 | 21831.3578 | 0 | 0 | 0 | 0 | 0 | 0 | 0 | 4908190.959 | 0 | 0 | 0 | 0 | -245556.2427 | 0 | 0 | 1706.3944 | -7621.5577 | 0 | 0 | 0 | 0 | 0 | 0 | 0 | 18749.7207 | 0
2016-08-13 04:00 | 0 | 0 | 0 | 0 | 295433.224 | 0 | 530967 | 0 | 0 | 0 | 1661092.7299 | 0 | 22044.6571 | 7621.5577 | 0 | 0 | 0 | 0 | 0 | 0 | 4908171.3262 | 0 | 0 | 0 | 0 | -243368.6331 | 0 | 213.2993 | 0 | 7621.5577 | 0 | 0 | 0 | 0 | 0 | 0 | 0 | 0 | 0
2016-08-13 05:00 | 0 | 0 | 0 | 0 | 286003.5406 | 0 | 500597 | 0 | 0 | 0 | 1446285.9713 | 0 | 22257.9564 | 7621.5577 | 0 | 0 | 0 | 0 | 0 | 0 | 4908151.6935 | 0 | 0 | 0 | 0 | -214806.7587 | 0 | 213.2993 | 0 | 0 | 0 | 0 | 0 | 0 | 0 | 0 | 0 | 0 | 0
2016-08-13 06:00 | 0 | 0 | 0 | 0 | 277201.7825 | 0 | 474944 | 0 | 0 | 0 | 1248330.4544 | 0 | 22471.2557 | 7621.5577 | 0 | 0 | 0 | 0 | 0 | 0 | 4908132.0609 | 0 | 0 | 0 | 0 | -197955.5168 | 0 | 213.2993 | 0 | 0 | 0 | 0 | 0 | 0 | 0 | 0 | 0 | 0 | 0
2016-08-13 07:00 | 0 | 0 | 0 | 0 | 272729.6372 | 0 | 456605 | 0 | 0 | 0 | 1064241.7924 | 0 | 22684.555 | 7621.5577 | 0 | 0 | 0 | 0 | 0 | 0 | 4908112.4284 | 0 | 0 | 0 | 0 | -184088.6621 | 0 | 213.2993 | 0 | 0 | 0 | 0 | 0 | 0 | 0 | 0 | 0 | 0 | 0
2016-08-13 08:00 | 0 | 0 | 0 | 0 | 277721.0976 | 0 | 444618 | 0 | 0 | 0 | 897131.5907 | 0 | 22897.8542 | 7621.5577 | 0 | 0 | 0 | 0 | 0 | 0 | 4908092.796 | 0 | 0 | 0 | 0 | -167110.2017 | 0 | 213.2993 | 0 | 0 | 0 | 0 | 0 | 0 | 0 | 0 | 0 | 0 | 0
2016-08-13 09:00 | 0 | 0 | 0 | 0 | 284528.5806 | 0 | 439691 | 0 | 0 | 0 | 741755.872 | 0 | 23111.1535 | 7621.5577 | 0 | 0 | 0 | 0 | 0 | 0 | 4908073.1636 | 0 | 0 | 0 | 0 | -155375.7187 | 0 | 213.2993 | 0 | 0 | 0 | 0 | 0 | 0 | 0 | 0 | 0 | 0 | 0
2016-08-13 10:00 | 0 | 0 | 0 | 0 | 298075.0376 | 0 | 440900 | 0 | 0 | 0 | 598717.6103 | 0 | 23324.4528 | 7621.5577 | 0 | 0 | 0 | 0 | 0 | 0 | 4908053.5313 | 0 | 0 | 0 | 0 | -143038.2617 | 0 | 213.2993 | 0 | 0 | 0 | 0 | 0 | 0 | 0 | 0 | 0 | 0 | 0
2016-08-13 11:00 | 0 | 0 | 0 | 0 | 306475.5551 | 0 | 448811 | 0 | 0 | 0 | 456168.866 | 0 | 23537.7521 | 7621.5577 | 0 | 0 | 0 | 0 | 0 | 0 | 4908033.8991 | 0 | 0 | 0 | 0 | -142548.7442 | 0 | 213.2993 | 0 | 0 | 0 | 0 | 0 | 0 | 0 | 0 | 0 | 0 | 0
2016-08-13 12:00 | 0 | 0 | 0 | 0 | 179320.9823 | 21998.1927 | 469762 | 0 | 0 | 0 | 210612.6234 | 0 | 13512.6852 | 0 | 0 | 0 | 0 | 0 | 0 | 0 | 4898979.8572 | 0 | 0 | 0 | 0 | -245556.2427 | 0 | 0 | 10025.0669 | -7621.5577 | 0 | 0 | 0 | 0 | 0 | 0 | 0 | 9034.4098 | 0
2016-08-13 13:00 | 0 | 0 | 0 | 0 | 119729.0091 | 300565.0906 | 498958 | 0 | 0 | 0 | 124113.866 | 0 | 13725.9845 | 7621.5577 | 0 | 0 | 0 | 0 | 0 | 0 | 4898960.2613 | 0 | 0 | 0 | 0 | -86498.7573 | 0 | 213.2993 | 0 | 7621.5577 | 0 | 0 | 0 | 0 | 0 | 0 | 0 | 0 | 0
2016-08-13 14:00 | 0 | 0 | 0 | 0 | 184640.2017 | 552151.2942 | 531719 | 0 | 0 | 0 | 336594.6204 | 0 | 13939.2838 | 0 | 0 | 0 | 0 | 0 | 0 | 0 | 4898940.6654 | 0 | 0 | 0 | 0 | 212480.7543 | 0 | 213.2993 | 0 | -7621.5577 | 0 | 0 | 0 | 0 | 0 | 0 | 0 | 0 | 0
2016-08-13 15:00 | 0 | 0 | 0 | 0 | 158650.3425 | 672733.2165 | 563517 | 0 | 0 | 0 | 582150.8631 | 0 | 14152.5831 | 0 | 0 | 0 | 0 | 0 | 0 | 0 | 4916598.6833 | 0 | 0 | 0 | 0 | 245556.2427 | 0 | 213.2993 | 0 | 0 | 0 | 0 | 0 | 0 | 0 | 0 | 22097.017 | 0 | 0
2016-08-13 16:00 | 0 | 0 | 0 | 0 | 119024.4729 | 739419.0861 | 590577 | 0 | 0 | 0 | 827707.1057 | 0 | 14365.8824 | 0 | 0 | 0 | 0 | 0 | 0 | 0 | 4934256.6305 | 0 | 0 | 0 | 0 | 245556.2427 | 0 | 213.2993 | 0 | 0 | 0 | 0 | 0 | 0 | 0 | 0 | 22097.017 | 0 | 0
2016-08-13 17:00 | 0 | 0 | 0 | 0 | 131430.0212 | 746466.5378 | 610030 | 0 | 0 | 0 | 1073263.3484 | 0 | 14579.1817 | 0 | 0 | 0 | 0 | 0 | 0 | 0 | 4951914.5072 | 0 | 0 | 0 | 0 | 245556.2427 | 0 | 213.2993 | 0 | 0 | 0 | 0 | 0 | 0 | 0 | 0 | 22097.017 | 0 | 0
2016-08-13 18:00 | 0 | 0 | 0 | 0 | 156338.3957 | 737448.1633 | 625920 | 0 | 0 | 0 | 1318819.5911 | 0 | 14792.481 | 0 | 0 | 0 | 0 | 0 | 0 | 0 | 4969572.3131 | 0 | 0 | 0 | 0 | 245556.2427 | 0 | 213.2993 | 0 | 0 | 0 | 0 | 0 | 0 | 0 | 0 | 22097.017 | 0 | 0
2016-08-13 19:00 | 0 | 0 | 0 | 0 | 177276.7483 | 728365.8107 | 637776 | 0 | 0 | 0 | 1564375.8338 | 0 | 15005.7803 | 0 | 0 | 0 | 0 | 0 | 0 | 0 | 4987230.0485 | 0 | 0 | 0 | 0 | 245556.2427 | 0 | 213.2993 | 0 | 0 | 0 | 0 | 0 | 0 | 0 | 0 | 22097.017 | 0 | 0
2016-08-13 20:00 | 0 | 0 | 0 | 0 | 195403.1865 | 725550.9303 | 645466 | 0 | 0 | 0 | 1809932.0765 | 0 | 15219.0796 | 7621.5577 | 0 | 0 | 0 | 0 | 0 | 0 | 5004887.7132 | 0 | 0 | 0 | 0 | 245556.2427 | 0 | 213.2993 | 0 | 7621.5577 | 0 | 0 | 0 | 0 | 0 | 0 | 22097.017 | 0 | 0
2016-08-13 21:00 | 0 | 0 | 0 | 0 | 199478.6447 | 715563.3201 | 647940 | 0 | 0 | 0 | 2055488.3192 | 0 | 15432.3789 | 7621.5577 | 0 | 0 | 0 | 0 | 0 | 0 | 5021933.6319 | 0 | 0 | 0 | 0 | 245556.2427 | 0 | 213.2993 | 0 | 0 | 0 | 0 | 0 | 0 | 0 | 0 | 21332.4229 | 0 | 0
2016-08-13 22:00 | 0 | 0 | 0 | 0 | 200127.8994 | 682319.0275 | 643110 | 0 | 0 | 0 | 2301044.5619 | 0 | 15645.6782 | 1188.9426 | 0 | 0 | 0 | 0 | 0 | 0 | 5021913.5442 | 0 | 0 | 0 | 0 | 245556.2427 | 0 | 213.2993 | 0 | -6432.6151 | 0 | 0 | 0 | 0 | 0 | 0 | 0 | 0 | 0
2016-08-13 23:00 | 0 | 0 | 0 | 0 | 198119.4089 | 594412.2202 | 628592 | 0 | 0 | 0 | 2465959.8343 | 0 | 15858.9775 | 0 | 0 | 0 | 0 | 0 | 0 | 0 | 5021893.4565 | 0 | 0 | 0 | 0 | 164915.2724 | 0 | 213.2993 | 0 | -1188.9426 | 0 | 0 | 0 | 0 | 0 | 0 | 0 | 0 | 0
2016-08-14 | 0 | 0 | 0 | 0 | 225363.0611 | 445635.3486 | 615613 | 0 | 0 | 0 | 2521131.9447 | 0 | 16072.2768 | 0 | 0 | 0 | 0 | 0 | 0 | 0 | 5021873.369 | 0 | 0 | 0 | 0 | 55172.1104 | 0 | 213.2993 | 0 | 0 | 0 | 0 | 0 | 0 | 0 | 0 | 0 | 0 | 0
2016-08-14 01:00 | 0 | 0 | 0 | 0 | 315172.6694 | 172703.1012 | 598889 | 0 | 0 | 0 | 2402283.8582 | 0 | 16285.5761 | 7621.5577 | 0 | 0 | 0 | 0 | 0 | 0 | 5021853.2815 | 0 | 0 | 0 | 0 | -118848.0865 | 0 | 213.2993 | 0 | 7621.5577 | 0 | 0 | 0 | 0 | 0 | 0 | 0 | 0 | 0
2016-08-14 02:00 | 0 | 0 | 0 | 0 | 338856.8904 | 1903.8428 | 570370 | 0 | 0 | 0 | 2172461.2922 | 0 | 16498.8754 | 7621.5577 | 0 | 0 | 0 | 0 | 0 | 0 | 5021833.1941 | 0 | 0 | 0 | 0 | -229822.5661 | 0 | 213.2993 | 0 | 0 | 0 | 0 | 0 | 0 | 0 | 0 | 0 | 0 | 0
2016-08-14 03:00 | 0 | 0 | 0 | 0 | 325853.5673 | 0 | 539040 | 0 | 0 | 0 | 1959061.5602 | 0 | 16712.1746 | 7621.5577 | 0 | 0 | 0 | 0 | 0 | 0 | 5021813.1067 | 0 | 0 | 0 | 0 | -213399.7319 | 0 | 213.2993 | 0 | 0 | 0 | 0 | 0 | 0 | 0 | 0 | 0 | 0 | 0
2016-08-14 04:00 | 0 | 0 | 0 | 0 | 297925.2829 | 0 | 506573 | 0 | 0 | 0 | 1750200.5438 | 0 | 16925.4739 | 7621.5577 | 0 | 0 | 0 | 0 | 0 | 0 | 5021793.0195 | 0 | 0 | 0 | 0 | -208861.0164 | 0 | 213.2993 | 0 | 0 | 0 | 0 | 0 | 0 | 0 | 0 | 0 | 0 | 0
2016-08-14 05:00 | 0 | 0 | 0 | 0 | 267329.573 | 0 | 479368 | 0 | 0 | 0 | 1537948.8175 | 0 | 17138.7732 | 7621.5577 | 0 | 0 | 0 | 0 | 0 | 0 | 5021772.9323 | 0 | 0 | 0 | 0 | -212251.7263 | 0 | 213.2993 | 0 | 0 | 0 | 0 | 0 | 0 | 0 | 0 | 0 | 0 | 0
2016-08-14 06:00 | 0 | 0 | 0 | 0 | 248326.4728 | 0 | 454836 | 0 | 0 | 0 | 1331225.991 | 0 | 17352.0725 | 7621.5577 | 0 | 0 | 0 | 0 | 0 | 0 | 5021752.8452 | 0 | 0 | 0 | 0 | -206722.8265 | 0 | 213.2993 | 0 | 0 | 0 | 0 | 0 | 0 | 0 | 0 | 0 | 0 | 0
2016-08-14 07:00 | 0 | 0 | 0 | 0 | 242322.0953 | 0 | 436168 | 0 | 0 | 0 | 1137166.787 | 0 | 17565.3718 | 7621.5577 | 0 | 0 | 0 | 0 | 0 | 0 | 5021732.7582 | 0 | 0 | 0 | 0 | -194059.204 | 0 | 213.2993 | 0 | 0 | 0 | 0 | 0 | 0 | 0 | 0 | 0 | 0 | 0
2016-08-14 08:00 | 0 | 0 | 0 | 0 | 248518.1963 | 0 | 423088 | 0 | 0 | 0 | 962383.684 | 0 | 17778.6711 | 7621.5577 | 0 | 0 | 0 | 0 | 0 | 0 | 5021712.6713 | 0 | 0 | 0 | 0 | -174783.103 | 0 | 213.2993 | 0 | 0 | 0 | 0 | 0 | 0 | 0 | 0 | 0 | 0 | 0
2016-08-14 09:00 | 0 | 0 | 0 | 0 | 251642.2234 | 0 | 416755 | 0 | 0 | 0 | 797057.608 | 0 | 17991.9704 | 7621.5577 | 0 | 0 | 0 | 0 | 0 | 0 | 5021692.5844 | 0 | 0 | 0 | 0 | -165326.0759 | 0 | 213.2993 | 0 | 0 | 0 | 0 | 0 | 0 | 0 | 0 | 0 | 0 | 0
2016-08-14 10:00 | 0 | 0 | 0 | 0 | 255277.4461 | 0 | 413239 | 0 | 0 | 0 | 638882.7549 | 0 | 18205.2697 | 7621.5577 | 0 | 0 | 0 | 0 | 0 | 0 | 5021672.4977 | 0 | 0 | 0 | 0 | -158174.8532 | 0 | 213.2993 | 0 | 0 | 0 | 0 | 0 | 0 | 0 | 0 | 0 | 0 | 0
2016-08-14 11:00 | 0 | 0 | 0 | 0 | 262858.0215 | 0 | 417707 | 0 | 0 | 0 | 485252.0658 | 0 | 18418.569 | 6189.9691 | 0 | 0 | 0 | 0 | 0 | 0 | 5021652.411 | 0 | 0 | 0 | 0 | -153630.6891 | 0 | 213.2993 | 0 | -1431.5887 | 0 | 0 | 0 | 0 | 0 | 0 | 0 | 0 | 0
2016-08-14 12:00 | 0 | 0 | 0 | 0 | 180602.9604 | 13166.6849 | 437681 | 0 | 0 | 0 | 239695.8231 | 0 | 18631.8683 | 7621.5577 | 0 | 0 | 0 | 0 | 0 | 0 | 5021632.3244 | 0 | 0 | 0 | 0 | -245556.2427 | 0 | 213.2993 | 0 | 1431.5887 | 0 | 0 | 0 | 0 | 0 | 0 | 0 | 0 | 0
2016-08-14 13:00 | 0 | 0 | 0 | 0 | 79813.3554 | 278164.6391 | 467631 | 0 | 0 | 0 | 129829.5183 | 0 | 18845.1676 | 7621.5577 | 0 | 0 | 0 | 0 | 0 | 0 | 5021612.2378 | 0 | 0 | 0 | 0 | -109866.3048 | 0 | 213.2993 | 0 | 0 | 0 | 0 | 0 | 0 | 0 | 0 | 0 | 0 | 0
2016-08-14 14:00 | 0 | 0 | 0 | 0 | 100589.8852 | 550398.4454 | 499596 | 0 | 0 | 0 | 288630.1073 | 0 | 19058.4669 | 0 | 0 | 0 | 0 | 0 | 0 | 0 | 5021592.1514 | 0 | 0 | 0 | 0 | 158800.589 | 0 | 213.2993 | 0 | -7621.5577 | 0 | 0 | 0 | 0 | 0 | 0 | 0 | 0 | 0
2016-08-14 15:00 | 0 | 0 | 0 | 0 | 96126.2439 | 702583.3152 | 530843 | 0 | 0 | 0 | 534186.35 | 0 | 19271.7662 | 0 | 0 | 0 | 0 | 0 | 0 | 0 | 5039249.6786 | 0 | 0 | 0 | 0 | 245556.2427 | 0 | 213.2993 | 0 | 0 | 0 | 0 | 0 | 0 | 0 | 0 | 22097.017 | 0 | 0
2016-08-14 16:00 | 0 | 0 | 0 | 0 | 56254.4037 | 770502.1553 | 558890 | 0 | 0 | 0 | 779742.5927 | 0 | 19485.0655 | 0 | 0 | 0 | 0 | 0 | 0 | 0 | 5056907.1353 | 0 | 0 | 0 | 0 | 245556.2427 | 0 | 213.2993 | 0 | 0 | 0 | 0 | 0 | 0 | 0 | 0 | 22097.017 | 0 | 0
2016-08-14 17:00 | 0 | 0 | 0 | 0 | 68567.64 | 780259.919 | 580961 | 0 | 0 | 0 | 1025298.8354 | 0 | 19698.3648 | 0 | 0 | 0 | 0 | 0 | 0 | 0 | 5074564.5213 | 0 | 0 | 0 | 0 | 245556.2427 | 0 | 213.2993 | 0 | 0 | 0 | 0 | 0 | 0 | 0 | 0 | 22097.017 | 0 | 0
2016-08-14 18:00 | 0 | 0 | 0 | 0 | 100865.1601 | 772541.9567 | 597919 | 0 | 0 | 0 | 1270855.078 | 0 | 19911.6641 | 7621.5577 | 0 | 0 | 0 | 0 | 0 | 0 | 5092221.8367 | 0 | 0 | 0 | 0 | 245556.2427 | 0 | 213.2993 | 0 | 7621.5577 | 0 | 0 | 0 | 0 | 0 | 0 | 22097.017 | 0 | 0
2016-08-14 19:00 | 0 | 0 | 0 | 0 | 115041.172 | 762254.8951 | 610934 | 0 | 0 | 0 | 1516411.3207 | 0 | 20124.9634 | 7621.5577 | 0 | 0 | 0 | 0 | 0 | 0 | 5108675.4879 | 0 | 0 | 0 | 0 | 245556.2427 | 0 | 213.2993 | 0 | 0 | 0 | 0 | 0 | 0 | 0 | 0 | 20592.5252 | 0 | 0
2016-08-14 20:00 | 0 | 0 | 0 | 0 | 112996.1401 | 758988.8618 | 620918 | 0 | 0 | 0 | 1761967.5634 | 0 | 20338.2627 | 7621.5577 | 0 | 0 | 0 | 0 | 0 | 0 | 5112893.0211 | 0 | 0 | 0 | 0 | 245556.2427 | 0 | 213.2993 | 0 | 0 | 0 | 0 | 0 | 0 | 0 | 0 | 5297.4599 | 0 | 0
2016-08-14 21:00 | 0 | 0 | 0 | 0 | 117676.2506 | 750122.1731 | 627236 | 0 | 0 | 0 | 2007523.8061 | 0 | 20551.562 | 2414.4394 | 0 | 0 | 0 | 0 | 0 | 0 | 5112872.5696 | 0 | 0 | 0 | 0 | 245556.2427 | 0 | 213.2993 | 0 | -5207.1183 | 0 | 0 | 0 | 0 | 0 | 0 | 0 | 0 | 0
2016-08-14 22:00 | 0 | 0 | 0 | 0 | 133847.7761 | 722434.6953 | 625583 | 0 | 0 | 0 | 2240424.4176 | 0 | 20764.8613 | 0 | 0 | 0 | 0 | 0 | 0 | 0 | 5112852.1181 | 0 | 0 | 0 | 0 | 232900.6115 | 0 | 213.2993 | 0 | -2414.4394 | 0 | 0 | 0 | 0 | 0 | 0 | 0 | 0 | 0
2016-08-14 23:00 | 0 | 0 | 0 | 0 | 172343.6016 | 632183.1537 | 616316 | 0 | 0 | 0 | 2428421.8736 | 0 | 20978.1606 | 0 | 0 | 0 | 0 | 0 | 0 | 0 | 5112831.6667 | 0 | 0 | 0 | 0 | 187997.4559 | 0 | 213.2993 | 0 | 0 | 0 | 0 | 0 | 0 | 0 | 0 | 0 | 0 | 0
2016-08-15 | 0 | 0 | 0 | 0 | 260424.7473 | 486626.0213 | 607623 | 0 | 0 | 0 | 2567636.3429 | 0 | 21191.4599 | 0 | 0 | 0 | 0 | 0 | 0 | 0 | 5112811.2153 | 0 | 0 | 0 | 0 | 139214.4693 | 0 | 213.2993 | 0 | 0 | 0 | 0 | 0 | 0 | 0 | 0 | 0 | 0 | 0
2016-08-15 01:00 | 0 | 0 | 0 | 0 | 406349.9904 | 166757.3317 | 594043 | 0 | 0 | 0 | 2538865.8079 | 0 | 21404.7592 | 7621.5577 | 0 | 0 | 0 | 0 | 0 | 0 | 5112790.7641 | 0 | 0 | 0 | 0 | -28770.535 | 0 | 213.2993 | 0 | 7621.5577 | 0 | 0 | 0 | 0 | 0 | 0 | 0 | 0 | 0
2016-08-15 02:00 | 0 | 0 | 0 | 0 | 471750.1964 | 1849.892 | 565864 | 0 | 0 | 0 | 2446388.597 | 0 | 21618.0585 | 7621.5577 | 0 | 0 | 0 | 0 | 0 | 0 | 5112770.3129 | 0 | 0 | 0 | 0 | -92477.2109 | 0 | 213.2993 | 0 | 0 | 0 | 0 | 0 | 0 | 0 | 0 | 0 | 0 | 0
2016-08-15 03:00 | 0 | 0 | 0 | 0 | 477723.9758 | 0 | 531803 | 0 | 0 | 0 | 2392096.2736 | 0 | 21831.3578 | 7621.5577 | 0 | 0 | 0 | 0 | 0 | 0 | 5112749.8618 | 0 | 0 | 0 | 0 | -54292.3235 | 0 | 213.2993 | 0 | 0 | 0 | 0 | 0 | 0 | 0 | 0 | 0 | 0 | 0
2016-08-15 04:00 | 0 | 0 | 0 | 0 | 452089.4552 | 0 | 498640 | 0 | 0 | 0 | 2345332.4294 | 0 | 22044.6571 | 7621.5577 | 0 | 0 | 0 | 0 | 0 | 0 | 5112729.4108 | 0 | 0 | 0 | 0 | -46763.8441 | 0 | 213.2993 | 0 | 0 | 0 | 0 | 0 | 0 | 0 | 0 | 0 | 0 | 0
2016-08-15 05:00 | 0 | 0 | 0 | 0 | 412038.5999 | 0 | 471763 | 0 | 0 | 0 | 2285394.73 | 0 | 22257.9564 | 7621.5577 | 0 | 0 | 0 | 0 | 0 | 0 | 5112708.9599 | 0 | 0 | 0 | 0 | -59937.6994 | 0 | 213.2993 | 0 | 0 | 0 | 0 | 0 | 0 | 0 | 0 | 0 | 0 | 0
2016-08-15 06:00 | 0 | 0 | 0 | 0 | 362278.9036 | 0 | 448691 | 0 | 0 | 0 | 2198769.3343 | 0 | 22471.2557 | 7621.5577 | 0 | 0 | 0 | 0 | 0 | 0 | 5112688.5091 | 0 | 0 | 0 | 0 | -86625.3957 | 0 | 213.2993 | 0 | 0 | 0 | 0 | 0 | 0 | 0 | 0 | 0 | 0 | 0
2016-08-15 07:00 | 0 | 0 | 0 | 0 | 317668.3912 | 0 | 433241 | 0 | 0 | 0 | 2082983.4262 | 0 | 22684.555 | 7621.5577 | 0 | 0 | 0 | 0 | 0 | 0 | 5112668.0583 | 0 | 0 | 0 | 0 | -115785.9081 | 0 | 213.2993 | 0 | 0 | 0 | 0 | 0 | 0 | 0 | 0 | 0 | 0 | 0
2016-08-15 08:00 | 0 | 0 | 0 | 0 | 292134.9726 | 0 | 426487 | 0 | 0 | 0 | 1948418.0995 | 0 | 22897.8542 | 7621.5577 | 0 | 0 | 0 | 0 | 0 | 0 | 5112647.6077 | 0 | 0 | 0 | 0 | -134565.3267 | 0 | 213.2993 | 0 | 0 | 0 | 0 | 0 | 0 | 0 | 0 | 0 | 0 | 0
2016-08-15 09:00 | 0 | 0 | 0 | 0 | 271461.331 | 0 | 430827 | 0 | 0 | 0 | 1796460.689 | 0 | 23111.1535 | 0 | 0 | 0 | 0 | 0 | 0 | 0 | 5112627.1571 | 0 | 0 | 0 | 0 | -151957.4105 | 0 | 213.2993 | 0 | -7621.5577 | 0 | 0 | 0 | 0 | 0 | 0 | 0 | 0 | 0
2016-08-15 10:00 | 0 | 0 | 0 | 0 | 252291.0783 | 0 | 448712 | 0 | 0 | 0 | 1599826.468 | 0 | 23324.4528 | 0 | 0 | 0 | 0 | 0 | 0 | 0 | 5112606.7066 | 0 | 0 | 0 | 0 | -196634.221 | 0 | 213.2993 | 0 | 0 | 0 | 0 | 0 | 0 | 0 | 0 | 0 | 0 | 0
2016-08-15 11:00 | 0 | 0 | 0 | 0 | 242731.1492 | 0 | 470395 | 0 | 0 | 0 | 1364327.7601 | 0 | 23537.7521 | 7621.5577 | 0 | 0 | 0 | 0 | 0 | 0 | 5112586.2561 | 0 | 0 | 0 | 0 | -235498.7079 | 0 | 213.2993 | 0 | 7621.5577 | 0 | 0 | 0 | 0 | 0 | 0 | 0 | 0 | 0
2016-08-15 12:00 | 0 | 0 | 0 | 0 | 161827.5717 | 12207.3895 | 491924 | 0 | 0 | 0 | 1118771.5175 | 0 | 18845.1676 | 0 | 0 | 0 | 0 | 0 | 0 | 0 | 5009085.3681 | 0 | 0 | 0 | 0 | -245556.2427 | 0 | 0 | 4692.5845 | -7621.5577 | 0 | 0 | 0 | 0 | 0 | 0 | 0 | 103480.4377 | 0
2016-08-15 13:00 | 0 | 0 | 0 | 0 | 67954.3659 | 305721.9324 | 518273 | 0 | 0 | 0 | 973961.5165 | 0 | 19058.4669 | 0 | 0 | 0 | 0 | 0 | 0 | 0 | 5009065.3318 | 0 | 0 | 0 | 0 | -144810.0009 | 0 | 213.2993 | 0 | 0 | 0 | 0 | 0 | 0 | 0 | 0 | 0 | 0 | 0
2016-08-15 14:00 | 0 | 0 | 0 | 0 | 87135.9195 | 585681.2607 | 549237 | 0 | 0 | 0 | 1097328.3975 | 0 | 19271.7662 | 0 | 0 | 0 | 0 | 0 | 0 | 0 | 5009045.2955 | 0 | 0 | 0 | 0 | 123366.881 | 0 | 213.2993 | 0 | 0 | 0 | 0 | 0 | 0 | 0 | 0 | 0 | 0 | 0
2016-08-15 15:00 | 0 | 0 | 0 | 0 | 101404.9611 | 714211.2754 | 578771 | 0 | 0 | 0 | 1327072.9592 | 0 | 19485.0655 | 0 | 0 | 0 | 0 | 0 | 0 | 0 | 5014535.1598 | 0 | 0 | 0 | 0 | 229744.5617 | 0 | 213.2993 | 0 | 0 | 0 | 0 | 0 | 0 | 0 | 0 | 6887.3756 | 0 | 0
2016-08-15 16:00 | 0 | 0 | 0 | 0 | 97439.3992 | 782031.7175 | 603983 | 0 | 0 | 0 | 1572629.2019 | 0 | 19698.3648 | 7621.5577 | 0 | 0 | 0 | 0 | 0 | 0 | 5032192.7153 | 0 | 0 | 0 | 0 | 245556.2427 | 0 | 213.2993 | 0 | 7621.5577 | 0 | 0 | 0 | 0 | 0 | 0 | 22097.017 | 0 | 0
2016-08-15 17:00 | 0 | 0 | 0 | 0 | 94603.71 | 786028.6129 | 625189 | 0 | 0 | 0 | 1813383.7661 | 0 | 19911.6641 | 0 | 0 | 0 | 0 | 0 | 0 | 0 | 5049850.2001 | 0 | 0 | 0 | 0 | 240754.5642 | 0 | 213.2993 | 0 | -7621.5577 | 0 | 0 | 0 | 0 | 0 | 0 | 22097.017 | 0 | 0
2016-08-15 18:00 | 0 | 0 | 0 | 0 | 93072.5825 | 779679.3099 | 639774 | 0 | 0 | 0 | 2024051.3422 | 0 | 20124.9634 | 0 | 0 | 0 | 0 | 0 | 0 | 0 | 5067507.6144 | 0 | 0 | 0 | 0 | 210667.576 | 0 | 213.2993 | 0 | 0 | 0 | 0 | 0 | 0 | 0 | 0 | 22097.017 | 0 | 0
2016-08-15 19:00 | 0 | 0 | 0 | 0 | 88773.0004 | 771063.2623 | 650054 | 0 | 0 | 0 | 2211523.2885 | 0 | 20338.2627 | 0 | 0 | 0 | 0 | 0 | 0 | 0 | 5085164.958 | 0 | 0 | 0 | 0 | 187471.9464 | 0 | 213.2993 | 0 | 0 | 0 | 0 | 0 | 0 | 0 | 0 | 22097.017 | 0 | 0
2016-08-15 20:00 | 0 | 0 | 0 | 0 | 84674.3523 | 770242.4434 | 657927 | 0 | 0 | 0 | 2386202.7679 | 0 | 20551.562 | 0 | 0 | 0 | 0 | 0 | 0 | 0 | 5102822.231 | 0 | 0 | 0 | 0 | 174679.4794 | 0 | 213.2993 | 0 | 0 | 0 | 0 | 0 | 0 | 0 | 0 | 22097.017 | 0 | 0
2016-08-15 21:00 | 0 | 0 | 0 | 0 | 82071.529 | 763592.773 | 659978 | 0 | 0 | 0 | 2549578.7536 | 0 | 20764.8613 | 0 | 0 | 0 | 0 | 0 | 0 | 0 | 5120479.4333 | 0 | 0 | 0 | 0 | 163375.9856 | 0 | 213.2993 | 0 | 0 | 0 | 0 | 0 | 0 | 0 | 0 | 22097.017 | 0 | 0
2016-08-15 22:00 | 0 | 0 | 0 | 0 | 84453.9568 | 727282.5239 | 653805 | 0 | 0 | 0 | 2685199.9179 | 0 | 20978.1606 | 0 | 0 | 0 | 0 | 0 | 0 | 0 | 5138136.565 | 0 | 0 | 0 | 0 | 135621.1643 | 0 | 213.2993 | 0 | 0 | 0 | 0 | 0 | 0 | 0 | 0 | 22097.017 | 0 | 0
2016-08-15 23:00 | 0 | 0 | 0 | 0 | 101880.9713 | 642454.9406 | 641039 | 0 | 0 | 0 | 2758564.9557 | 0 | 21191.4599 | 7621.5577 | 0 | 0 | 0 | 0 | 0 | 0 | 5155793.6261 | 0 | 0 | 0 | 0 | 73365.0378 | 0 | 213.2993 | 0 | 7621.5577 | 0 | 0 | 0 | 0 | 0 | 0 | 22097.017 | 0 | 0
2016-08-16 | 0 | 0 | 0 | 0 | 181251.4382 | 444144.2414 | 631686 | 0 | 0 | 0 | 2758564.9557 | 0 | 21404.7592 | 1117.9381 | 0 | 0 | 0 | 0 | 0 | 0 | 5155773.0029 | 0 | 0 | 0 | 0 | 0 | 0 | 213.2993 | 0 | -6503.6196 | 0 | 0 | 0 | 0 | 0 | 0 | 0 | 0 | 0
2016-08-16 01:00 | 0 | 0 | 0 | 0 | 369727.2718 | 147584.8659 | 615028 | 0 | 0 | 0 | 2636147.0043 | 0 | 21618.0585 | 7621.5577 | 0 | 0 | 0 | 0 | 0 | 0 | 5170140.516 | 0 | 0 | 0 | 0 | -122417.9514 | 0 | 213.2993 | 0 | 6503.6196 | 0 | 0 | 0 | 0 | 0 | 0 | 17985.1702 | 0 | 0
2016-08-16 02:00 | 0 | 0 | 0 | 0 | 446941.4007 | 1312.7262 | 582698 | 0 | 0 | 0 | 2479392.8149 | 0 | 21831.3578 | 7621.5577 | 0 | 0 | 0 | 0 | 0 | 0 | 5187797.4491 | 0 | 0 | 0 | 0 | -156754.1894 | 0 | 213.2993 | 0 | 0 | 0 | 0 | 0 | 0 | 0 | 0 | 22097.017 | 0 | 0
2016-08-16 03:00 | 0 | 0 | 0 | 0 | 441687.5208 | 0 | 545197 | 0 | 0 | 0 | 2353573.0194 | 0 | 22044.6571 | 7621.5577 | 0 | 0 | 0 | 0 | 0 | 0 | 5205454.3115 | 0 | 0 | 0 | 0 | -125819.7955 | 0 | 213.2993 | 0 | 0 | 0 | 0 | 0 | 0 | 0 | 0 | 22097.017 | 0 | 0
2016-08-16 04:00 | 0 | 0 | 0 | 0 | 407970.2367 | 0 | 509549 | 0 | 0 | 0 | 2229683.9397 | 0 | 22257.9564 | 7621.5577 | 0 | 0 | 0 | 0 | 0 | 0 | 5223111.1033 | 0 | 0 | 0 | 0 | -123889.0797 | 0 | 213.2993 | 0 | 0 | 0 | 0 | 0 | 0 | 0 | 0 | 22097.017 | 0 | 0
2016-08-16 05:00 | 0 | 0 | 0 | 0 | 366464.657 | 0 | 478492 | 0 | 0 | 0 | 2095346.2803 | 0 | 22471.2557 | 7621.5577 | 0 | 0 | 0 | 0 | 0 | 0 | 5240767.8245 | 0 | 0 | 0 | 0 | -134337.6594 | 0 | 213.2993 | 0 | 0 | 0 | 0 | 0 | 0 | 0 | 0 | 22097.017 | 0 | 0
2016-08-16 06:00 | 0 | 0 | 0 | 0 | 328023.9898 | 0 | 454127 | 0 | 0 | 0 | 1946932.9538 | 0 | 22684.555 | 7621.5577 | 0 | 0 | 0 | 0 | 0 | 0 | 5258424.4751 | 0 | 0 | 0 | 0 | -148413.3266 | 0 | 213.2993 | 0 | 0 | 0 | 0 | 0 | 0 | 0 | 0 | 22097.017 | 0 | 0
2016-08-16 07:00 | 0 | 0 | 0 | 0 | 298593.2834 | 0 | 437248 | 0 | 0 | 0 | 1785967.9208 | 0 | 22897.8542 | 7621.5577 | 0 | 0 | 0 | 0 | 0 | 0 | 5276081.055 | 0 | 0 | 0 | 0 | -160965.033 | 0 | 213.2993 | 0 | 0 | 0 | 0 | 0 | 0 | 0 | 0 | 22097.017 | 0 | 0
2016-08-16 08:00 | 0 | 0 | 0 | 0 | 284023.9289 | 0 | 429944 | 0 | 0 | 0 | 1617737.5334 | 0 | 23111.1535 | 7621.5577 | 0 | 0 | 0 | 0 | 0 | 0 | 5293737.5644 | 0 | 0 | 0 | 0 | -168230.3874 | 0 | 213.2993 | 0 | 0 | 0 | 0 | 0 | 0 | 0 | 0 | 22097.017 | 0 | 0
2016-08-16 09:00 | 0 | 0 | 0 | 0 | 264549.1756 | 0 | 434927 | 0 | 0 | 0 | 1425049.3926 | 0 | 23324.4528 | 7621.5577 | 0 | 0 | 0 | 0 | 0 | 0 | 5311394.003 | 0 | 0 | 0 | 0 | -192688.1407 | 0 | 213.2993 | 0 | 0 | 0 | 0 | 0 | 0 | 0 | 0 | 22097.017 | 0 | 0
2016-08-16 10:00 | 0 | 0 | 0 | 0 | 244925.0142 | 0 | 453229 | 0 | 0 | 0 | 1194435.0905 | 0 | 23537.7521 | 7621.5577 | 0 | 0 | 0 | 0 | 0 | 0 | 5329050.3711 | 0 | 0 | 0 | 0 | -230614.3022 | 0 | 213.2993 | 0 | 0 | 0 | 0 | 0 | 0 | 0 | 0 | 22097.017 | 0 | 0
2016-08-16 11:00 | 0 | 0 | 0 | 0 | 226109.3867 | 0 | 473966 | 0 | 0 | 0 | 948878.8478 | 0 | 23537.7521 | 7621.5577 | 0 | 0 | 0 | 0 | 0 | 0 | 5325062.8987 | 0 | 0 | 0 | 0 | -245556.2427 | 0 | 0 | 0 | 0 | 0 | 0 | 0 | 0 | 0 | 0 | 0 | 3966.1562 | 0
2016-08-16 12:00 | 0 | 0 | 0 | 0 | 138399.4172 | 9126.537 | 495516 | 0 | 0 | 0 | 703322.6051 | 0 | 18631.8683 | 0 | 0 | 0 | 0 | 0 | 0 | 0 | 5170030.6302 | 0 | 0 | 0 | 0 | -245556.2427 | 0 | 0 | 4905.8838 | -7621.5577 | 0 | 0 | 0 | 0 | 0 | 0 | 0 | 155010.9682 | 0
2016-08-16 13:00 | 0 | 0 | 0 | 0 | 50855.0957 | 279968.4079 | 521078 | 0 | 0 | 0 | 483136.2346 | 0 | 18845.1676 | 7621.5577 | 0 | 0 | 0 | 0 | 0 | 0 | 5187687.5637 | 0 | 0 | 0 | 0 | -220186.3705 | 0 | 213.2993 | 0 | 7621.5577 | 0 | 0 | 0 | 0 | 0 | 0 | 22097.017 | 0 | 0
2016-08-16 14:00 | 0 | 0 | 0 | 0 | 55367.7042 | 564447.1909 | 551975 | 0 | 0 | 0 | 528665.8133 | 0 | 19058.4669 | 7621.5577 | 0 | 0 | 0 | 0 | 0 | 0 | 5205344.4266 | 0 | 0 | 0 | 0 | 45529.5787 | 0 | 213.2993 | 0 | 0 | 0 | 0 | 0 | 0 | 0 | 0 | 22097.017 | 0 | 0
2016-08-16 15:00 | 0 | 0 | 0 | 0 | 59694.7875 | 699520.8916 | 581844 | 0 | 0 | 0 | 691348.7338 | 0 | 19271.7662 | 0 | 0 | 0 | 0 | 0 | 0 | 0 | 5223001.2189 | 0 | 0 | 0 | 0 | 162682.9205 | 0 | 213.2993 | 0 | -7621.5577 | 0 | 0 | 0 | 0 | 0 | 0 | 22097.017 | 0 | 0
2016-08-16 16:00 | 0 | 0 | 0 | 0 | 52911.2345 | 771503.2189 | 607904 | 0 | 0 | 0 | 885548.8709 | 0 | 19485.0655 | 0 | 0 | 0 | 0 | 0 | 0 | 0 | 5240657.9405 | 0 | 0 | 0 | 0 | 194200.1371 | 0 | 213.2993 | 0 | 0 | 0 | 0 | 0 | 0 | 0 | 0 | 22097.017 | 0 | 0
2016-08-16 17:00 | 0 | 0 | 0 | 0 | 52781.7243 | 779748.0244 | 629406 | 0 | 0 | 0 | 1066362.3031 | 0 | 19698.3648 | 0 | 0 | 0 | 0 | 0 | 0 | 0 | 5258314.5915 | 0 | 0 | 0 | 0 | 180813.4323 | 0 | 213.2993 | 0 | 0 | 0 | 0 | 0 | 0 | 0 | 0 | 22097.017 | 0 | 0
2016-08-16 18:00 | 0 | 0 | 0 | 0 | 55997.1753 | 775370.8686 | 645681 | 0 | 0 | 0 | 1229739.0306 | 0 | 19911.6641 | 0 | 0 | 0 | 0 | 0 | 0 | 0 | 5275971.1719 | 0 | 0 | 0 | 0 | 163376.7275 | 0 | 213.2993 | 0 | 0 | 0 | 0 | 0 | 0 | 0 | 0 | 22097.017 | 0 | 0
2016-08-16 19:00 | 0 | 0 | 0 | 0 | 61414.7495 | 763894.1157 | 655792 | 0 | 0 | 0 | 1376945.5796 | 0 | 20124.9634 | 0 | 0 | 0 | 0 | 0 | 0 | 0 | 5293627.6816 | 0 | 0 | 0 | 0 | 147206.5489 | 0 | 213.2993 | 0 | 0 | 0 | 0 | 0 | 0 | 0 | 0 | 22097.017 | 0 | 0
2016-08-16 20:00 | 0 | 0 | 0 | 0 | 65739.1803 | 756994.5927 | 662781 | 0 | 0 | 0 | 1514588.0362 | 0 | 20338.2627 | 0 | 0 | 0 | 0 | 0 | 0 | 0 | 5311284.1208 | 0 | 0 | 0 | 0 | 137642.4566 | 0 | 213.2993 | 0 | 0 | 0 | 0 | 0 | 0 | 0 | 0 | 22097.017 | 0 | 0
2016-08-16 21:00 | 0 | 0 | 0 | 0 | 68273.5733 | 741107.8126 | 666103 | 0 | 0 | 0 | 1635556.1057 | 0 | 20551.562 | 0 | 0 | 0 | 0 | 0 | 0 | 0 | 5328940.4893 | 0 | 0 | 0 | 0 | 120968.0696 | 0 | 213.2993 | 0 | 0 | 0 | 0 | 0 | 0 | 0 | 0 | 22097.017 | 0 | 0
2016-08-16 22:00 | 0 | 0 | 0 | 0 | 71713.773 | 701737.0551 | 660448 | 0 | 0 | 0 | 1726248.6175 | 0 | 20764.8613 | 0 | 0 | 0 | 0 | 0 | 0 | 0 | 5346596.7871 | 0 | 0 | 0 | 0 | 90692.5117 | 0 | 213.2993 | 0 | 0 | 0 | 0 | 0 | 0 | 0 | 0 | 22097.017 | 0 | 0
2016-08-16 23:00 | 0 | 0 | 0 | 0 | 83220.4334 | 599919.709 | 649221 | 0 | 0 | 0 | 1737857.4435 | 0 | 20978.1606 | 0 | 0 | 0 | 0 | 0 | 0 | 0 | 5364253.0144 | 0 | 0 | 0 | 0 | 11608.8261 | 0 | 213.2993 | 0 | 0 | 0 | 0 | 0 | 0 | 0 | 0 | 22097.017 | 0 | 0
2016-08-17 | 0 | 0 | 0 | 0 | 147788.3763 | 442659.3965 | 639748 | 0 | 0 | 0 | 1666246.9 | 0 | 21191.4599 | 0 | 0 | 0 | 0 | 0 | 0 | 0 | 5381909.171 | 0 | 0 | 0 | 0 | -71610.5435 | 0 | 213.2993 | 0 | 0 | 0 | 0 | 0 | 0 | 0 | 0 | 22097.017 | 0 | 0
2016-08-17 01:00 | 0 | 0 | 0 | 0 | 320490.4079 | 149916.8712 | 622478 | 0 | 0 | 0 | 1484244.305 | 0 | 21404.7592 | 7621.5577 | 0 | 0 | 0 | 0 | 0 | 0 | 5399565.257 | 0 | 0 | 0 | 0 | -182002.595 | 0 | 213.2993 | 0 | 7621.5577 | 0 | 0 | 0 | 0 | 0 | 0 | 22097.017 | 0 | 0
2016-08-17 02:00 | 0 | 0 | 0 | 0 | 451053.0246 | 1040.3238 | 589902 | 0 | 0 | 0 | 1324125.3371 | 0 | 21618.0585 | 7621.5577 | 0 | 0 | 0 | 0 | 0 | 0 | 5417221.2724 | 0 | 0 | 0 | 0 | -160118.9679 | 0 | 213.2993 | 0 | 0 | 0 | 0 | 0 | 0 | 0 | 0 | 22097.017 | 0 | 0
2016-08-17 03:00 | 0 | 0 | 0 | 0 | 500335.2918 | 0 | 551696 | 0 | 0 | 0 | 1250454.3126 | 0 | 21831.3578 | 7621.5577 | 0 | 0 | 0 | 0 | 0 | 0 | 5434877.2171 | 0 | 0 | 0 | 0 | -73671.0245 | 0 | 213.2993 | 0 | 0 | 0 | 0 | 0 | 0 | 0 | 0 | 22097.017 | 0 | 0
2016-08-17 04:00 | 0 | 0 | 0 | 0 | 498137.9657 | 0 | 516398 | 0 | 0 | 0 | 1209883.962 | 0 | 22044.6571 | 7621.5577 | 0 | 0 | 0 | 0 | 0 | 0 | 5452533.0913 | 0 | 0 | 0 | 0 | -40570.3506 | 0 | 213.2993 | 0 | 0 | 0 | 0 | 0 | 0 | 0 | 0 | 22097.017 | 0 | 0
2016-08-17 05:00 | 0 | 0 | 0 | 0 | 474882.0062 | 0 | 486058 | 0 | 0 | 0 | 1176397.6518 | 0 | 22257.9564 | 7621.5577 | 0 | 0 | 0 | 0 | 0 | 0 | 5470188.8948 | 0 | 0 | 0 | 0 | -33486.3102 | 0 | 213.2993 | 0 | 0 | 0 | 0 | 0 | 0 | 0 | 0 | 22097.017 | 0 | 0
2016-08-17 06:00 | 0 | 0 | 0 | 0 | 438728.5076 | 0 | 460748 | 0 | 0 | 0 | 1132067.843 | 0 | 22471.2557 | 7621.5577 | 0 | 0 | 0 | 0 | 0 | 0 | 5487844.6277 | 0 | 0 | 0 | 0 | -44329.8087 | 0 | 213.2993 | 0 | 0 | 0 | 0 | 0 | 0 | 0 | 0 | 22097.017 | 0 | 0
2016-08-17 07:00 | 0 | 0 | 0 | 0 | 399979.547 | 0 | 442708 | 0 | 0 | 0 | 1067029.0737 | 0 | 22684.555 | 7621.5577 | 0 | 0 | 0 | 0 | 0 | 0 | 5505500.2899 | 0 | 0 | 0 | 0 | -65038.7694 | 0 | 213.2993 | 0 | 0 | 0 | 0 | 0 | 0 | 0 | 0 | 22097.017 | 0 | 0
2016-08-17 08:00 | 0 | 0 | 0 | 0 | 367415.5725 | 0 | 435260 | 0 | 0 | 0 | 976874.3299 | 0 | 22897.8542 | 7621.5577 | 0 | 0 | 0 | 0 | 0 | 0 | 5523155.8815 | 0 | 0 | 0 | 0 | -90154.7438 | 0 | 213.2993 | 0 | 0 | 0 | 0 | 0 | 0 | 0 | 0 | 22097.017 | 0 | 0
2016-08-17 09:00 | 0 | 0 | 0 | 0 | 337067.2023 | 0 | 439205 | 0 | 0 | 0 | 852426.2158 | 0 | 23111.1535 | 7621.5577 | 0 | 0 | 0 | 0 | 0 | 0 | 5540811.4026 | 0 | 0 | 0 | 0 | -124448.1141 | 0 | 213.2993 | 0 | 0 | 0 | 0 | 0 | 0 | 0 | 0 | 22097.017 | 0 | 0
2016-08-17 10:00 | 0 | 0 | 0 | 0 | 307632.8723 | 0 | 458406 | 0 | 0 | 0 | 679342.7718 | 0 | 23324.4528 | 7621.5577 | 0 | 0 | 0 | 0 | 0 | 0 | 5558466.853 | 0 | 0 | 0 | 0 | -173083.444 | 0 | 213.2993 | 0 | 0 | 0 | 0 | 0 | 0 | 0 | 0 | 22097.017 | 0 | 0
2016-08-17 11:00 | 0 | 0 | 0 | 0 | 282160.0571 | 0 | 480095 | 0 | 0 | 0 | 459097.5125 | 0 | 23537.7521 | 7621.5577 | 0 | 0 | 0 | 0 | 0 | 0 | 5576122.2327 | 0 | 0 | 0 | 0 | -220245.2592 | 0 | 213.2993 | 0 | 0 | 0 | 0 | 0 | 0 | 0 | 0 | 22097.017 | 0 | 0
2016-08-17 12:00 | 0 | 0 | 0 | 0 | 190856.0538 | 12418.5807 | 498402 | 0 | 0 | 0 | 213541.2698 | 0 | 18631.8683 | 0 | 0 | 0 | 0 | 0 | 0 | 0 | 5512231.5123 | 0 | 0 | 0 | 0 | -245556.2427 | 0 | 0 | 4905.8838 | -7621.5577 | 0 | 0 | 0 | 0 | 0 | 0 | 0 | 63868.4159 | 0
2016-08-17 13:00 | 0 | 0 | 0 | 0 | 72457.0885 | 257593.958 | 521282 | 0 | 0 | 0 | 0 | 0 | 18845.1676 | 0 | 0 | 0 | 0 | 0 | 0 | 0 | 5529887.077 | 0 | 0 | 0 | 0 | -213541.2698 | 0 | 213.2993 | 0 | 0 | 0 | 0 | 0 | 0 | 0 | 0 | 22097.017 | 0 | 0
2016-08-17 14:00 | 0 | 0 | 0 | 0 | 20619.4453 | 550714.8711 | 549024 | 0 | 0 | 0 | 0 | 0 | 19058.4669 | 0 | 0 | 0 | 0 | 0 | 0 | 0 | 5547542.5711 | 0 | 0 | 0 | 0 | 0 | 0 | 213.2993 | 0 | 0 | 0 | 0 | 0 | 0 | 0 | 0 | 22097.017 | 0 | 0
2016-08-17 15:00 | 0 | 0 | 0 | 0 | 92094.7584 | 680840.4447 | 576883 | 0 | 0 | 0 | 173741.8868 | 0 | 19271.7662 | 0 | 0 | 0 | 0 | 0 | 0 | 0 | 5565197.9946 | 0 | 0 | 0 | 0 | 173741.8868 | 0 | 213.2993 | 0 | 0 | 0 | 0 | 0 | 0 | 0 | 0 | 22097.017 | 0 | 0
2016-08-17 16:00 | 0 | 0 | 0 | 0 | 85731.8751 | 747775.0167 | 602481 | 0 | 0 | 0 | 382457.4623 | 0 | 19485.0655 | 0 | 0 | 0 | 0 | 0 | 0 | 0 | 5582853.3474 | 0 | 0 | 0 | 0 | 208715.5755 | 0 | 213.2993 | 0 | 0 | 0 | 0 | 0 | 0 | 0 | 0 | 22097.017 | 0 | 0
2016-08-17 17:00 | 0 | 0 | 0 | 0 | 80732.2845 | 752189.7448 | 624699 | 0 | 0 | 0 | 568370.1753 | 0 | 19698.3648 | 0 | 0 | 0 | 0 | 0 | 0 | 0 | 5600508.6297 | 0 | 0 | 0 | 0 | 185912.713 | 0 | 213.2993 | 0 | 0 | 0 | 0 | 0 | 0 | 0 | 0 | 22097.017 | 0 | 0
2016-08-17 18:00 | 0 | 0 | 0 | 0 | 81396.7216 | 740445.8835 | 642586 | 0 | 0 | 0 | 725316.464 | 0 | 19911.6641 | 0 | 0 | 0 | 0 | 0 | 0 | 0 | 5618163.8413 | 0 | 0 | 0 | 0 | 156946.2887 | 0 | 213.2993 | 0 | 0 | 0 | 0 | 0 | 0 | 0 | 0 | 22097.017 | 0 | 0
2016-08-17 19:00 | 0 | 0 | 0 | 0 | 86478.2569 | 723305.8234 | 655492 | 0 | 0 | 0 | 857298.2279 | 0 | 20124.9634 | 0 | 0 | 0 | 0 | 0 | 0 | 0 | 5635818.9822 | 0 | 0 | 0 | 0 | 131981.7639 | 0 | 213.2993 | 0 | 0 | 0 | 0 | 0 | 0 | 0 | 0 | 22097.017 | 0 | 0
2016-08-17 20:00 | 0 | 0 | 0 | 0 | 25366.2378 | 706550.3837 | 665307 | 0 | 0 | 0 | 901597.5331 | 0 | 20338.2627 | 0 | 0 | 0 | 0 | 0 | 0 | 0 | 5653474.0526 | 0 | 0 | 0 | 0 | 44299.3052 | 0 | 213.2993 | 0 | 0 | 0 | 0 | 0 | 0 | 0 | 0 | 22097.017 | 0 | 0
2016-08-17 21:00 | 0 | 0 | 0 | 0 | 103327.9396 | 680569.0405 | 668430 | 0 | 0 | 0 | 994754.1968 | 0 | 20551.562 | 0 | 0 | 0 | 0 | 0 | 0 | 0 | 5671129.0523 | 0 | 0 | 0 | 0 | 93156.6638 | 0 | 213.2993 | 0 | 0 | 0 | 0 | 0 | 0 | 0 | 0 | 22097.017 | 0 | 0
2016-08-17 22:00 | 0 | 0 | 0 | 0 | 121414.0062 | 635168.9928 | 661194 | 0 | 0 | 0 | 1067832.8794 | 0 | 20764.8613 | 0 | 0 | 0 | 0 | 0 | 0 | 0 | 5688783.9815 | 0 | 0 | 0 | 0 | 73078.6826 | 0 | 213.2993 | 0 | 0 | 0 | 0 | 0 | 0 | 0 | 0 | 22097.017 | 0 | 0
2016-08-17 23:00 | 0 | 0 | 0 | 0 | 0 | 544805.4594 | 646276 | 0 | 0 | 0 | 944052.0225 | 0 | 20978.1606 | 0 | 0 | 0 | 0 | 0 | 0 | 0 | 5706438.84 | 0 | 0 | 0 | 0 | -123780.8569 | 0 | 213.2993 | 0 | 0 | 0 | 0 | 0 | 0 | 0 | 0 | 22097.017 | 0 | 0
2016-08-18 | 0 | 0 | 0 | 0 | 276994.0574 | 388396.0021 | 634017 | 0 | 0 | 0 | 953114.7656 | 0 | 21191.4599 | 0 | 0 | 0 | 0 | 0 | 0 | 0 | 5724093.6278 | 0 | 0 | 0 | 0 | 9062.7432 | 0 | 213.2993 | 0 | 0 | 0 | 0 | 0 | 0 | 0 | 0 | 22097.017 | 0 | 0
2016-08-18 01:00 | 0 | 0 | 0 | 0 | 489424.902 | 135710.1827 | 614945 | 0 | 0 | 0 | 940994.534 | 0 | 21404.7592 | 0 | 0 | 0 | 0 | 0 | 0 | 0 | 5741748.3451 | 0 | 0 | 0 | 0 | -12120.2316 | 0 | 213.2993 | 0 | 0 | 0 | 0 | 0 | 0 | 0 | 0 | 22097.017 | 0 | 0
2016-08-18 02:00 | 0 | 0 | 0 | 0 | 583962.1914 | 863.6089 | 582294 | 0 | 0 | 0 | 921216.018 | 0 | 21618.0585 | 0 | 0 | 0 | 0 | 0 | 0 | 0 | 5759402.9918 | 0 | 0 | 0 | 0 | -19778.5161 | 0 | 213.2993 | 0 | 0 | 0 | 0 | 0 | 0 | 0 | 0 | 22097.017 | 0 | 0
2016-08-18 03:00 | 0 | 0 | 0 | 0 | 590308.8505 | 0 | 543538 | 0 | 0 | 0 | 945676.5521 | 0 | 21831.3578 | 0 | 0 | 0 | 0 | 0 | 0 | 0 | 5777057.5678 | 0 | 0 | 0 | 0 | 24460.5342 | 0 | 213.2993 | 0 | 0 | 0 | 0 | 0 | 0 | 0 | 0 | 22097.017 | 0 | 0
2016-08-18 04:00 | 0 | 0 | 0 | 0 | 559573.3605 | 0 | 507707 | 0 | 0 | 0 | 975232.5962 | 0 | 22044.6571 | 0 | 0 | 0 | 0 | 0 | 0 | 0 | 5794712.0732 | 0 | 0 | 0 | 0 | 29556.0441 | 0 | 213.2993 | 0 | 0 | 0 | 0 | 0 | 0 | 0 | 0 | 22097.017 | 0 | 0
2016-08-18 05:00 | 0 | 0 | 0 | 0 | 514005.7134 | 0 | 476687 | 0 | 0 | 0 | 990240.9933 | 0 | 22257.9564 | 0 | 0 | 0 | 0 | 0 | 0 | 0 | 5812366.508 | 0 | 0 | 0 | 0 | 15008.3971 | 0 | 213.2993 | 0 | 0 | 0 | 0 | 0 | 0 | 0 | 0 | 22097.017 | 0 | 0
2016-08-18 06:00 | 0 | 0 | 0 | 0 | 464000.6518 | 0 | 452939 | 0 | 0 | 0 | 978992.3288 | 0 | 22471.2557 | 0 | 0 | 0 | 0 | 0 | 0 | 0 | 5830020.8721 | 0 | 0 | 0 | 0 | -11248.6645 | 0 | 213.2993 | 0 | 0 | 0 | 0 | 0 | 0 | 0 | 0 | 22097.017 | 0 | 0
2016-08-18 07:00 | 0 | 0 | 0 | 0 | 420528.9482 | 0 | 435719 | 0 | 0 | 0 | 941491.9606 | 0 | 22684.555 | 0 | 0 | 0 | 0 | 0 | 0 | 0 | 5847675.1657 | 0 | 0 | 0 | 0 | -37500.3682 | 0 | 213.2993 | 0 | 0 | 0 | 0 | 0 | 0 | 0 | 0 | 22097.017 | 0 | 0
2016-08-18 08:00 | 0 | 0 | 0 | 0 | 388602.7306 | 0 | 427768 | 0 | 0 | 0 | 880016.3749 | 0 | 22897.8542 | 0 | 0 | 0 | 0 | 0 | 0 | 0 | 5865329.3886 | 0 | 0 | 0 | 0 | -61475.5857 | 0 | 213.2993 | 0 | 0 | 0 | 0 | 0 | 0 | 0 | 0 | 22097.017 | 0 | 0
2016-08-18 09:00 | 0 | 0 | 0 | 0 | 357715.2803 | 0 | 433040 | 0 | 0 | 0 | 782381.3389 | 0 | 23111.1535 | 0 | 0 | 0 | 0 | 0 | 0 | 0 | 5882983.541 | 0 | 0 | 0 | 0 | -97635.036 | 0 | 213.2993 | 0 | 0 | 0 | 0 | 0 | 0 | 0 | 0 | 22097.017 | 0 | 0
2016-08-18 10:00 | 0 | 0 | 0 | 0 | 331446.9561 | 0 | 452116 | 0 | 0 | 0 | 639401.9787 | 0 | 23324.4528 | 0 | 0 | 0 | 0 | 0 | 0 | 0 | 5900637.6227 | 0 | 0 | 0 | 0 | -142979.3602 | 0 | 213.2993 | 0 | 0 | 0 | 0 | 0 | 0 | 0 | 0 | 22097.017 | 0 | 0
2016-08-18 11:00 | 0 | 0 | 0 | 0 | 311534.7398 | 0 | 472052 | 0 | 0 | 0 | 448952.8444 | 0 | 23537.7521 | 7621.5577 | 0 | 0 | 0 | 0 | 0 | 0 | 5918291.6337 | 0 | 0 | 0 | 0 | -190449.1343 | 0 | 213.2993 | 0 | 7621.5577 | 0 | 0 | 0 | 0 | 0 | 0 | 22097.017 | 0 | 0
2016-08-18 12:00 | 0 | 0 | 0 | 0 | 210525.7032 | 11129.8856 | 491223 | 0 | 0 | 0 | 203396.6017 | 0 | 17377.8665 | 0 | 0 | 0 | 0 | 0 | 0 | 0 | 5900630.5033 | 0 | 0 | 0 | 0 | -245556.2427 | 0 | 0 | 6159.8856 | -7621.5577 | 0 | 0 | 0 | 0 | 0 | 0 | 0 | 17637.4572 | 0
2016-08-18 13:00 | 0 | 0 | 0 | 0 | 125432.3067 | 208244.408 | 514763 | 0 | 0 | 0 | 0 | 0 | 17591.1658 | 0 | 0 | 0 | 0 | 0 | 0 | 0 | 5918284.5144 | 0 | 0 | 0 | 0 | -203396.6017 | 0 | 213.2993 | 0 | 0 | 0 | 0 | 0 | 0 | 0 | 0 | 22097.017 | 0 | 0
2016-08-18 14:00 | 0 | 0 | 0 | 0 | 141607.9067 | 504676.8215 | 543408 | 0 | 0 | 0 | 77280.6404 | 0 | 17804.4651 | 3285.7715 | 0 | 0 | 0 | 0 | 0 | 0 | 5935938.4549 | 0 | 0 | 0 | 0 | 77280.6404 | 0 | 213.2993 | 0 | 3285.7715 | 0 | 0 | 0 | 0 | 0 | 0 | 22097.017 | 0 | 0
2016-08-18 15:00 | 0 | 0 | 0 | 0 | 190998.4216 | 646878.3659 | 573296 | 0 | 0 | 0 | 322836.8831 | 0 | 18017.7644 | 0 | 0 | 0 | 0 | 0 | 0 | 0 | 5953592.3248 | 0 | 0 | 0 | 0 | 245556.2427 | 0 | 213.2993 | 0 | -3285.7715 | 0 | 0 | 0 | 0 | 0 | 0 | 22097.017 | 0 | 0
2016-08-18 16:00 | 0 | 0 | 0 | 0 | 159236.1932 | 708824.3658 | 600194 | 0 | 0 | 0 | 568393.1258 | 0 | 18231.0637 | 0 | 0 | 0 | 0 | 0 | 0 | 0 | 5971246.1241 | 0 | 0 | 0 | 0 | 245556.2427 | 0 | 213.2993 | 0 | 0 | 0 | 0 | 0 | 0 | 0 | 0 | 22097.017 | 0 | 0
2016-08-18 17:00 | 0 | 0 | 0 | 0 | 0 | 710116.1046 | 623965 | 0 | 0 | 0 | 632233.914 | 0 | 18444.363 | 0 | 0 | 0 | 0 | 0 | 0 | 0 | 5988899.8528 | 0 | 0 | 0 | 0 | 63840.7882 | 0 | 213.2993 | 0 | 0 | 0 | 0 | 0 | 0 | 0 | 0 | 22097.017 | 0 | 0
2016-08-18 18:00 | 0 | 0 | 0 | 0 | 213342.101 | 696676.458 | 642152 | 0 | 0 | 0 | 877790.1567 | 0 | 18657.6623 | 0 | 0 | 0 | 0 | 0 | 0 | 0 | 6006553.5108 | 0 | 0 | 0 | 0 | 245556.2427 | 0 | 213.2993 | 0 | 0 | 0 | 0 | 0 | 0 | 0 | 0 | 22097.017 | 0 | 0
2016-08-18 19:00 | 0 | 0 | 0 | 0 | 245020.0943 | 677001.4647 | 654155 | 0 | 0 | 0 | 1123346.3994 | 0 | 18870.9616 | 0 | 0 | 0 | 0 | 0 | 0 | 0 | 6024207.0982 | 0 | 0 | 0 | 0 | 245556.2427 | 0 | 213.2993 | 0 | 0 | 0 | 0 | 0 | 0 | 0 | 0 | 22097.017 | 0 | 0
2016-08-18 20:00 | 0 | 0 | 0 | 0 | 260860.1938 | 657425.1502 | 661159 | 0 | 0 | 0 | 1358162.427 | 0 | 19084.2609 | 0 | 0 | 0 | 0 | 0 | 0 | 0 | 6041860.615 | 0 | 0 | 0 | 0 | 234816.0276 | 0 | 213.2993 | 0 | 0 | 0 | 0 | 0 | 0 | 0 | 0 | 22097.017 | 0 | 0
2016-08-18 21:00 | 0 | 0 | 0 | 0 | 255876.1493 | 630976.0632 | 661487 | 0 | 0 | 0 | 1561217.3231 | 0 | 19297.5602 | 0 | 0 | 0 | 0 | 0 | 0 | 0 | 6059514.0612 | 0 | 0 | 0 | 0 | 203054.8961 | 0 | 213.2993 | 0 | 0 | 0 | 0 | 0 | 0 | 0 | 0 | 22097.017 | 0 | 0
2016-08-18 22:00 | 0 | 0 | 0 | 0 | 280648.1057 | 589218.0777 | 652540 | 0 | 0 | 0 | 1756233.1902 | 0 | 19510.8595 | 0 | 0 | 0 | 0 | 0 | 0 | 0 | 6077167.4368 | 0 | 0 | 0 | 0 | 195015.8671 | 0 | 213.2993 | 0 | 0 | 0 | 0 | 0 | 0 | 0 | 0 | 22097.017 | 0 | 0
2016-08-18 23:00 | 0 | 0 | 0 | 0 | 307009.0266 | 507158.4087 | 637120 | 0 | 0 | 0 | 1910970.3091 | 0 | 19724.1588 | 0 | 0 | 0 | 0 | 0 | 0 | 0 | 6094820.7418 | 0 | 0 | 0 | 0 | 154737.1189 | 0 | 213.2993 | 0 | 0 | 0 | 0 | 0 | 0 | 0 | 0 | 22097.017 | 0 | 0
2016-08-19 | 0 | 0 | 0 | 0 | 370777.8627 | 363328.7589 | 625313 | 0 | 0 | 0 | 1997453.6144 | 0 | 19937.4581 | 0 | 0 | 0 | 0 | 0 | 0 | 0 | 6112473.9761 | 0 | 0 | 0 | 0 | 86483.3053 | 0 | 213.2993 | 0 | 0 | 0 | 0 | 0 | 0 | 0 | 0 | 22097.017 | 0 | 0
2016-08-19 01:00 | 0 | 0 | 0 | 0 | 475620.0193 | 124014.9783 | 608471 | 0 | 0 | 0 | 1966307.2957 | 0 | 20150.7574 | 0 | 0 | 0 | 0 | 0 | 0 | 0 | 6130127.1399 | 0 | 0 | 0 | 0 | -31146.3187 | 0 | 213.2993 | 0 | 0 | 0 | 0 | 0 | 0 | 0 | 0 | 22097.017 | 0 | 0
2016-08-19 02:00 | 0 | 0 | 0 | 0 | 476981.257 | 813.7789 | 577238 | 0 | 0 | 0 | 1844554.0153 | 0 | 20364.0567 | 0 | 0 | 0 | 0 | 0 | 0 | 0 | 6147780.233 | 0 | 0 | 0 | 0 | -121753.2804 | 0 | 213.2993 | 0 | 0 | 0 | 0 | 0 | 0 | 0 | 0 | 22097.017 | 0 | 0
2016-08-19 03:00 | 0 | 0 | 0 | 0 | 447554.3641 | 0 | 539195 | 0 | 0 | 0 | 1730603.0631 | 0 | 20577.356 | 0 | 0 | 0 | 0 | 0 | 0 | 0 | 6165433.2555 | 0 | 0 | 0 | 0 | -113950.9522 | 0 | 213.2993 | 0 | 0 | 0 | 0 | 0 | 0 | 0 | 0 | 22097.017 | 0 | 0
2016-08-19 04:00 | 0 | 0 | 0 | 0 | 414752.5166 | 0 | 504080 | 0 | 0 | 0 | 1618965.2633 | 0 | 20790.6553 | 0 | 0 | 0 | 0 | 0 | 0 | 0 | 6183086.2074 | 0 | 0 | 0 | 0 | -111637.7998 | 0 | 213.2993 | 0 | 0 | 0 | 0 | 0 | 0 | 0 | 0 | 22097.017 | 0 | 0
2016-08-19 05:00 | 0 | 0 | 0 | 0 | 378106.2461 | 0 | 473150 | 0 | 0 | 0 | 1501611.1931 | 0 | 21003.9546 | 0 | 0 | 0 | 0 | 0 | 0 | 0 | 6200739.0887 | 0 | 0 | 0 | 0 | -117354.0702 | 0 | 213.2993 | 0 | 0 | 0 | 0 | 0 | 0 | 0 | 0 | 22097.017 | 0 | 0
2016-08-19 06:00 | 0 | 0 | 0 | 0 | 344066.653 | 0 | 449103 | 0 | 0 | 0 | 1374264.5297 | 0 | 21217.2539 | 0 | 0 | 0 | 0 | 0 | 0 | 0 | 6218391.8994 | 0 | 0 | 0 | 0 | -127346.6634 | 0 | 213.2993 | 0 | 0 | 0 | 0 | 0 | 0 | 0 | 0 | 22097.017 | 0 | 0
2016-08-19 07:00 | 0 | 0 | 0 | 0 | 314200.4164 | 0 | 431993 | 0 | 0 | 0 | 1234161.6298 | 0 | 21430.5532 | 0 | 0 | 0 | 0 | 0 | 0 | 0 | 6236044.6394 | 0 | 0 | 0 | 0 | -140102.8999 | 0 | 213.2993 | 0 | 0 | 0 | 0 | 0 | 0 | 0 | 0 | 22097.017 | 0 | 0
2016-08-19 08:00 | 0 | 0 | 0 | 0 | 292837.2882 | 0 | 424279 | 0 | 0 | 0 | 1080409.6017 | 0 | 21643.8525 | 0 | 0 | 0 | 0 | 0 | 0 | 0 | 6253697.3089 | 0 | 0 | 0 | 0 | -153752.0281 | 0 | 213.2993 | 0 | 0 | 0 | 0 | 0 | 0 | 0 | 0 | 22097.017 | 0 | 0
2016-08-19 09:00 | 0 | 0 | 0 | 0 | 264715.9529 | 0 | 428643 | 0 | 0 | 0 | 894172.2383 | 0 | 21857.1518 | 0 | 0 | 0 | 0 | 0 | 0 | 0 | 6271349.9078 | 0 | 0 | 0 | 0 | -186237.3634 | 0 | 213.2993 | 0 | 0 | 0 | 0 | 0 | 0 | 0 | 0 | 22097.017 | 0 | 0
2016-08-19 10:00 | 0 | 0 | 0 | 0 | 247481.9439 | 0 | 445811 | 0 | 0 | 0 | 665911.3081 | 0 | 22070.4511 | 7621.5577 | 0 | 0 | 0 | 0 | 0 | 0 | 6289002.436 | 0 | 0 | 0 | 0 | -228260.9302 | 0 | 213.2993 | 0 | 7621.5577 | 0 | 0 | 0 | 0 | 0 | 0 | 22097.017 | 0 | 0
2016-08-19 11:00 | 0 | 0 | 0 | 0 | 236284.1186 | 0 | 465515 | 0 | 0 | 0 | 420355.0655 | 0 | 22283.7504 | 7621.5577 | 0 | 0 | 0 | 0 | 0 | 0 | 6301866.9296 | 0 | 0 | 0 | 0 | -245556.2427 | 0 | 213.2993 | 0 | 0 | 0 | 0 | 0 | 0 | 0 | 0 | 16112.062 | 0 | 0
2016-08-19 12:00 | 0 | 0 | 0 | 0 | 169192.7979 | 5499.3313 | 485714 | 0 | 0 | 0 | 174798.8228 | 0 | 0 | 0 | 0 | 0 | 0 | 0 | 0 | 0 | 6240530.8254 | 0 | 0 | 0 | 0 | -245556.2427 | 0 | 0 | 22283.7504 | -7621.5577 | 0 | 0 | 0 | 0 | 0 | 0 | 0 | 61310.8967 | 0
2016-08-19 13:00 | 0 | 0 | 0 | 0 | 145201.7672 | 212225.7263 | 509916 | 0 | 0 | 0 | 0 | 0 | 213.2993 | 0 | 0 | 0 | 0 | 0 | 0 | 0 | 6258183.4769 | 0 | 0 | 0 | 0 | -174798.8228 | 0 | 213.2993 | 0 | 0 | 0 | 0 | 0 | 0 | 0 | 0 | 22097.017 | 0 | 0
2016-08-19 14:00 | 0 | 0 | 0 | 0 | 168010.2302 | 507517.7746 | 539855 | 0 | 0 | 0 | 113362.6885 | 0 | 426.5986 | 0 | 0 | 0 | 0 | 0 | 0 | 0 | 6275836.0578 | 0 | 0 | 0 | 0 | 113362.6885 | 0 | 213.2993 | 0 | 0 | 0 | 0 | 0 | 0 | 0 | 0 | 22097.017 | 0 | 0
2016-08-19 15:00 | 0 | 0 | 0 | 0 | 0 | 645586.6321 | 568155 | 0 | 0 | 0 | 168484.0042 | 0 | 639.8979 | 0 | 0 | 0 | 0 | 0 | 0 | 0 | 6293488.5681 | 0 | 0 | 0 | 0 | 55121.3158 | 0 | 213.2993 | 0 | 0 | 0 | 0 | 0 | 0 | 0 | 0 | 22097.017 | 0 | 0
2016-08-19 16:00 | 0 | 0 | 0 | 0 | 0 | 706407.4336 | 593314 | 0 | 0 | 0 | 259267.1215 | 0 | 853.1972 | 0 | 0 | 0 | 0 | 0 | 0 | 0 | 6311141.0078 | 0 | 0 | 0 | 0 | 90783.1173 | 0 | 213.2993 | 0 | 0 | 0 | 0 | 0 | 0 | 0 | 0 | 22097.017 | 0 | 0
2016-08-19 17:00 | 0 | 0 | 0 | 0 | 157966.9031 | 717936.1677 | 615385 | 0 | 0 | 0 | 497474.8759 | 0 | 1066.4965 | 0 | 0 | 0 | 0 | 0 | 0 | 0 | 6328793.3768 | 0 | 0 | 0 | 0 | 238207.7544 | 0 | 213.2993 | 0 | 0 | 0 | 0 | 0 | 0 | 0 | 0 | 22097.017 | 0 | 0
2016-08-19 18:00 | 0 | 0 | 0 | 0 | 162289.5525 | 708874.3164 | 632255 | 0 | 0 | 0 | 714073.4285 | 0 | 1279.7958 | 0 | 0 | 0 | 0 | 0 | 0 | 0 | 6346445.6753 | 0 | 0 | 0 | 0 | 216598.5526 | 0 | 213.2993 | 0 | 0 | 0 | 0 | 0 | 0 | 0 | 0 | 22097.017 | 0 | 0
2016-08-19 19:00 | 0 | 0 | 0 | 0 | 171965.5386 | 691635.7653 | 642342 | 0 | 0 | 0 | 913022.4161 | 0 | 1493.0951 | 0 | 0 | 0 | 0 | 0 | 0 | 0 | 6364097.9032 | 0 | 0 | 0 | 0 | 198948.9876 | 0 | 213.2993 | 0 | 0 | 0 | 0 | 0 | 0 | 0 | 0 | 22097.017 | 0 | 0
2016-08-19 20:00 | 0 | 0 | 0 | 0 | 0 | 678359.2667 | 647445 | 0 | 0 | 0 | 921626.3664 | 0 | 1706.3944 | 0 | 0 | 0 | 0 | 0 | 0 | 0 | 6381750.0604 | 0 | 0 | 0 | 0 | 8603.9503 | 0 | 213.2993 | 0 | 0 | 0 | 0 | 0 | 0 | 0 | 0 | 22097.017 | 0 | 0
2016-08-19 21:00 | 0 | 0 | 0 | 0 | 213083.1321 | 651923.4789 | 645344 | 0 | 0 | 0 | 1118978.661 | 0 | 1919.6937 | 0 | 0 | 0 | 0 | 0 | 0 | 0 | 6399402.147 | 0 | 0 | 0 | 0 | 197352.2946 | 0 | 213.2993 | 0 | 0 | 0 | 0 | 0 | 0 | 0 | 0 | 22097.017 | 0 | 0
2016-08-19 22:00 | 0 | 0 | 0 | 0 | 239285.6757 | 606968.309 | 633038 | 0 | 0 | 0 | 1309884.3293 | 0 | 2132.993 | 0 | 0 | 0 | 0 | 0 | 0 | 0 | 6417054.1631 | 0 | 0 | 0 | 0 | 190905.6683 | 0 | 213.2993 | 0 | 0 | 0 | 0 | 0 | 0 | 0 | 0 | 22097.017 | 0 | 0
2016-08-19 23:00 | 0 | 0 | 0 | 0 | 267876.611 | 520242.3693 | 613220 | 0 | 0 | 0 | 1462472.9933 | 0 | 2346.2923 | 0 | 0 | 0 | 0 | 0 | 0 | 0 | 6434706.1085 | 0 | 0 | 0 | 0 | 152588.664 | 0 | 213.2993 | 0 | 0 | 0 | 0 | 0 | 0 | 0 | 0 | 22097.017 | 0 | 0
2016-08-20 | 0 | 0 | 0 | 0 | 309847.4653 | 375589.616 | 598060 | 0 | 0 | 0 | 1527539.7583 | 0 | 2559.5916 | 0 | 0 | 0 | 0 | 0 | 0 | 0 | 6452357.9833 | 0 | 0 | 0 | 0 | 65066.7649 | 0 | 213.2993 | 0 | 0 | 0 | 0 | 0 | 0 | 0 | 0 | 22097.017 | 0 | 0
2016-08-20 01:00 | 0 | 0 | 0 | 0 | 369223.7987 | 119885.2263 | 580612 | 0 | 0 | 0 | 1413726.467 | 0 | 2772.8909 | 0 | 0 | 0 | 0 | 0 | 0 | 0 | 6470009.7875 | 0 | 0 | 0 | 0 | -113813.2913 | 0 | 213.2993 | 0 | 0 | 0 | 0 | 0 | 0 | 0 | 0 | 22097.017 | 0 | 0
2016-08-20 02:00 | 0 | 0 | 0 | 0 | 327769.1175 | 566.9562 | 551582 | 0 | 0 | 0 | 1168170.2243 | 0 | 2986.1902 | 0 | 0 | 0 | 0 | 0 | 0 | 0 | 6487661.5211 | 0 | 0 | 0 | 0 | -245556.2427 | 0 | 213.2993 | 0 | 0 | 0 | 0 | 0 | 0 | 0 | 0 | 22097.017 | 0 | 0
2016-08-20 03:00 | 0 | 0 | 0 | 0 | 382161.475 | 0 | 517337 | 0 | 0 | 0 | 1010684.383 | 0 | 3199.4894 | 0 | 0 | 0 | 0 | 0 | 0 | 0 | 6505313.1841 | 0 | 0 | 0 | 0 | -157485.8413 | 0 | 213.2993 | 0 | 0 | 0 | 0 | 0 | 0 | 0 | 0 | 22097.017 | 0 | 0
2016-08-20 04:00 | 0 | 0 | 0 | 0 | 364607.1952 | 0 | 484281 | 0 | 0 | 0 | 868700.2619 | 0 | 3412.7887 | 0 | 0 | 0 | 0 | 0 | 0 | 0 | 6522964.7765 | 0 | 0 | 0 | 0 | -141984.1211 | 0 | 213.2993 | 0 | 0 | 0 | 0 | 0 | 0 | 0 | 0 | 22097.017 | 0 | 0
2016-08-20 05:00 | 0 | 0 | 0 | 0 | 360093.4259 | 0 | 457219 | 0 | 0 | 0 | 749264.3714 | 0 | 3626.088 | 0 | 0 | 0 | 0 | 0 | 0 | 0 | 6540616.2983 | 0 | 0 | 0 | 0 | -119435.8905 | 0 | 213.2993 | 0 | 0 | 0 | 0 | 0 | 0 | 0 | 0 | 22097.017 | 0 | 0
2016-08-20 06:00 | 0 | 0 | 0 | 0 | 211721.0737 | 0 | 434967 | 0 | 0 | 0 | 503708.1287 | 0 | 3839.3873 | 0 | 0 | 0 | 0 | 0 | 0 | 0 | 6558267.7494 | 0 | 0 | 0 | 0 | -245556.2427 | 0 | 213.2993 | 0 | 0 | 0 | 0 | 0 | 0 | 0 | 0 | 22097.017 | 0 | 0
2016-08-20 07:00 | 0 | 0 | 0 | 0 | 376708.0693 | 0 | 418235 | 0 | 0 | 0 | 439870.8817 | 0 | 4052.6866 | 0 | 0 | 0 | 0 | 0 | 0 | 0 | 6575919.13 | 0 | 0 | 0 | 0 | -63837.2471 | 0 | 213.2993 | 0 | 0 | 0 | 0 | 0 | 0 | 0 | 0 | 22097.017 | 0 | 0
2016-08-20 08:00 | 0 | 0 | 0 | 0 | 399036.3137 | 0 | 407918 | 0 | 0 | 0 | 408678.879 | 0 | 4265.9859 | 0 | 0 | 0 | 0 | 0 | 0 | 0 | 6593570.44 | 0 | 0 | 0 | 0 | -31192.0027 | 0 | 213.2993 | 0 | 0 | 0 | 0 | 0 | 0 | 0 | 0 | 22097.017 | 0 | 0
2016-08-20 09:00 | 0 | 0 | 0 | 0 | 410301.5492 | 0 | 404022 | 0 | 0 | 0 | 392648.1119 | 0 | 4479.2852 | 0 | 0 | 0 | 0 | 0 | 0 | 0 | 6611221.6793 | 0 | 0 | 0 | 0 | -16030.7671 | 0 | 213.2993 | 0 | 0 | 0 | 0 | 0 | 0 | 0 | 0 | 22097.017 | 0 | 0
2016-08-20 10:00 | 0 | 0 | 0 | 0 | 415881.7988 | 0 | 406349 | 0 | 0 | 0 | 379870.5943 | 0 | 4692.5845 | 0 | 0 | 0 | 0 | 0 | 0 | 0 | 6628872.8481 | 0 | 0 | 0 | 0 | -12777.5175 | 0 | 213.2993 | 0 | 0 | 0 | 0 | 0 | 0 | 0 | 0 | 22097.017 | 0 | 0
2016-08-20 11:00 | 0 | 0 | 0 | 0 | 410570.7461 | 0 | 414084 | 0 | 0 | 0 | 354047.0241 | 0 | 4905.8838 | 0 | 0 | 0 | 0 | 0 | 0 | 0 | 6646523.9462 | 0 | 0 | 0 | 0 | -25823.5702 | 0 | 213.2993 | 0 | 0 | 0 | 0 | 0 | 0 | 0 | 0 | 22097.017 | 0 | 0
2016-08-20 12:00 | 0 | 0 | 0 | 0 | 362460.5088 | 4766.5403 | 434124 | 0 | 0 | 0 | 264839.7569 | 0 | 5119.1831 | 0 | 0 | 0 | 0 | 0 | 0 | 0 | 6664174.9738 | 0 | 0 | 0 | 0 | -89207.2672 | 0 | 213.2993 | 0 | 0 | 0 | 0 | 0 | 0 | 0 | 0 | 22097.017 | 0 | 0
2016-08-20 13:00 | 0 | 0 | 0 | 0 | 331024.1684 | 217825.2828 | 461548 | 0 | 0 | 0 | 329830.8918 | 0 | 5332.4824 | 0 | 0 | 0 | 0 | 0 | 0 | 0 | 6681825.9307 | 0 | 0 | 0 | 0 | 64991.1349 | 0 | 213.2993 | 0 | 0 | 0 | 0 | 0 | 0 | 0 | 0 | 22097.017 | 0 | 0
2016-08-20 14:00 | 0 | 0 | 0 | 0 | 253295.0831 | 506485.476 | 491914 | 0 | 0 | 0 | 575387.1345 | 0 | 5545.7817 | 0 | 0 | 0 | 0 | 0 | 0 | 0 | 6699476.817 | 0 | 0 | 0 | 0 | 245556.2427 | 0 | 213.2993 | 0 | 0 | 0 | 0 | 0 | 0 | 0 | 0 | 22097.017 | 0 | 0
2016-08-20 15:00 | 0 | 0 | 0 | 0 | 0 | 674813.464 | 520936 | 0 | 0 | 0 | 706954.2821 | 0 | 5759.081 | 0 | 0 | 0 | 0 | 0 | 0 | 0 | 6717127.6328 | 0 | 0 | 0 | 0 | 131567.1476 | 0 | 213.2993 | 0 | 0 | 0 | 0 | 0 | 0 | 0 | 0 | 22097.017 | 0 | 0
2016-08-20 16:00 | 0 | 0 | 0 | 0 | 0 | 736447.9861 | 543602 | 0 | 0 | 0 | 877489.9519 | 0 | 5972.3803 | 0 | 0 | 0 | 0 | 0 | 0 | 0 | 6734778.3779 | 0 | 0 | 0 | 0 | 170535.6697 | 0 | 213.2993 | 0 | 0 | 0 | 0 | 0 | 0 | 0 | 0 | 22097.017 | 0 | 0
2016-08-20 17:00 | 0 | 0 | 0 | 0 | 0 | 744129.0737 | 560233 | 0 | 0 | 0 | 1039075.7092 | 0 | 6185.6796 | 0 | 0 | 0 | 0 | 0 | 0 | 0 | 6752429.0524 | 0 | 0 | 0 | 0 | 161585.7574 | 0 | 213.2993 | 0 | 0 | 0 | 0 | 0 | 0 | 0 | 0 | 22097.017 | 0 | 0
2016-08-20 18:00 | 0 | 0 | 0 | 0 | 107015.298 | 732895.261 | 572044 | 0 | 0 | 0 | 1284631.9519 | 0 | 6398.9789 | 0 | 0 | 0 | 0 | 0 | 0 | 0 | 6770079.6563 | 0 | 0 | 0 | 0 | 245556.2427 | 0 | 213.2993 | 0 | 0 | 0 | 0 | 0 | 0 | 0 | 0 | 22097.017 | 0 | 0
2016-08-20 19:00 | 0 | 0 | 0 | 0 | 132416.8819 | 715449.6771 | 580000 | 0 | 0 | 0 | 1530188.1946 | 0 | 6612.2782 | 0 | 0 | 0 | 0 | 0 | 0 | 0 | 6787730.1896 | 0 | 0 | 0 | 0 | 245556.2427 | 0 | 213.2993 | 0 | 0 | 0 | 0 | 0 | 0 | 0 | 0 | 22097.017 | 0 | 0
2016-08-20 20:00 | 0 | 0 | 0 | 0 | 0 | 702039.4246 | 587024 | 0 | 0 | 0 | 1622893.3029 | 0 | 6825.5775 | 0 | 0 | 0 | 0 | 0 | 0 | 0 | 6805380.6524 | 0 | 0 | 0 | 0 | 92705.1082 | 0 | 213.2993 | 0 | 0 | 0 | 0 | 0 | 0 | 0 | 0 | 22097.017 | 0 | 0
2016-08-20 21:00 | 0 | 0 | 0 | 0 | 180249.6993 | 677164.8597 | 589548 | 0 | 0 | 0 | 1868449.5455 | 0 | 7038.8768 | 0 | 0 | 0 | 0 | 0 | 0 | 0 | 6823031.0445 | 0 | 0 | 0 | 0 | 245556.2427 | 0 | 213.2993 | 0 | 0 | 0 | 0 | 0 | 0 | 0 | 0 | 22097.017 | 0 | 0
2016-08-20 22:00 | 0 | 0 | 0 | 0 | 212802.9979 | 638526.5611 | 583463 | 0 | 0 | 0 | 2114005.7882 | 0 | 7252.1761 | 0 | 0 | 0 | 0 | 0 | 0 | 0 | 6840681.366 | 0 | 0 | 0 | 0 | 245556.2427 | 0 | 213.2993 | 0 | 0 | 0 | 0 | 0 | 0 | 0 | 0 | 22097.017 | 0 | 0
2016-08-20 23:00 | 0 | 0 | 0 | 0 | 211995.152 | 545727.7516 | 570525 | 0 | 0 | 0 | 2278893.3756 | 0 | 7465.4754 | 0 | 0 | 0 | 0 | 0 | 0 | 0 | 6858331.6169 | 0 | 0 | 0 | 0 | 164887.5873 | 0 | 213.2993 | 0 | 0 | 0 | 0 | 0 | 0 | 0 | 0 | 22097.017 | 0 | 0
2016-08-21 | 0 | 0 | 0 | 0 | 214054.8346 | 390210.2231 | 560708 | 0 | 0 | 0 | 2300140.117 | 0 | 7678.7747 | 0 | 0 | 0 | 0 | 0 | 0 | 0 | 6875981.7972 | 0 | 0 | 0 | 0 | 21246.7414 | 0 | 213.2993 | 0 | 0 | 0 | 0 | 0 | 0 | 0 | 0 | 22097.017 | 0 | 0
2016-08-21 01:00 | 0 | 0 | 0 | 0 | 211542.7266 | 119152.9048 | 546320 | 0 | 0 | 0 | 2054583.8743 | 0 | 7892.074 | 7621.5577 | 0 | 0 | 0 | 0 | 0 | 0 | 6893631.9069 | 0 | 0 | 0 | 0 | -245556.2427 | 0 | 213.2993 | 0 | 7621.5577 | 0 | 0 | 0 | 0 | 0 | 0 | 22097.017 | 0 | 0
2016-08-21 02:00 | 0 | 0 | 0 | 0 | 278123.3475 | 445.3364 | 522016 | 0 | 0 | 0 | 1809027.6316 | 0 | 3700.9176 | 2483.5765 | 0 | 0 | 0 | 0 | 0 | 0 | 6902754.7837 | 0 | 0 | 0 | 0 | -245556.2427 | 0 | 0 | 4191.1564 | -5137.9812 | 0 | 0 | 0 | 0 | 0 | 0 | 11438.0642 | 0 | 0
2016-08-21 03:00 | 0 | 0 | 0 | 0 | 266861.1978 | 0 | 492804 | 0 | 0 | 0 | 1563471.3889 | 0 | 3700.9176 | 0 | 0 | 0 | 0 | 0 | 0 | 0 | 6920404.7864 | 0 | 0 | 0 | 0 | -245556.2427 | 0 | 0 | 0 | -2483.5765 | 0 | 0 | 0 | 0 | 0 | 0 | 22097.017 | 0 | 0
2016-08-21 04:00 | 0 | 0 | 0 | 0 | 240418.0737 | 0 | 463664 | 0 | 0 | 0 | 1317915.1462 | 0 | 3914.2169 | 0 | 0 | 0 | 0 | 0 | 0 | 0 | 6938054.7184 | 0 | 0 | 0 | 0 | -245556.2427 | 0 | 213.2993 | 0 | 0 | 0 | 0 | 0 | 0 | 0 | 0 | 22097.017 | 0 | 0
2016-08-21 05:00 | 0 | 0 | 0 | 0 | 216477.0737 | 0 | 439723 | 0 | 0 | 0 | 1072358.9035 | 0 | 4127.5162 | 0 | 0 | 0 | 0 | 0 | 0 | 0 | 6955704.5798 | 0 | 0 | 0 | 0 | -245556.2427 | 0 | 213.2993 | 0 | 0 | 0 | 0 | 0 | 0 | 0 | 0 | 22097.017 | 0 | 0
2016-08-21 06:00 | 0 | 0 | 0 | 0 | 287590.807 | 0 | 419299 | 0 | 0 | 0 | 918340.3942 | 0 | 4340.8155 | 0 | 0 | 0 | 0 | 0 | 0 | 0 | 6973354.3706 | 0 | 0 | 0 | 0 | -154018.5093 | 0 | 213.2993 | 0 | 0 | 0 | 0 | 0 | 0 | 0 | 0 | 22097.017 | 0 | 0
2016-08-21 07:00 | 0 | 0 | 0 | 0 | 180687.0737 | 0 | 403933 | 0 | 0 | 0 | 672784.1515 | 0 | 4554.1148 | 0 | 0 | 0 | 0 | 0 | 0 | 0 | 6991004.0908 | 0 | 0 | 0 | 0 | -245556.2427 | 0 | 213.2993 | 0 | 0 | 0 | 0 | 0 | 0 | 0 | 0 | 22097.017 | 0 | 0
2016-08-21 08:00 | 0 | 0 | 0 | 0 | 170473.0737 | 0 | 393719 | 0 | 0 | 0 | 427227.9089 | 0 | 4767.414 | 0 | 0 | 0 | 0 | 0 | 0 | 0 | 7008653.7405 | 0 | 0 | 0 | 0 | -245556.2427 | 0 | 213.2993 | 0 | 0 | 0 | 0 | 0 | 0 | 0 | 0 | 22097.017 | 0 | 0
2016-08-21 09:00 | 0 | 0 | 0 | 0 | 354163.043 | 0 | 388523 | 0 | 0 | 0 | 370557.6355 | 0 | 4980.7133 | 0 | 0 | 0 | 0 | 0 | 0 | 0 | 7026303.3195 | 0 | 0 | 0 | 0 | -56670.2734 | 0 | 213.2993 | 0 | 0 | 0 | 0 | 0 | 0 | 0 | 0 | 22097.017 | 0 | 0
2016-08-21 10:00 | 0 | 0 | 0 | 0 | 357077.6484 | 0 | 389420 | 0 | 0 | 0 | 315904.9676 | 0 | 5194.0126 | 0 | 0 | 0 | 0 | 0 | 0 | 0 | 7043952.8279 | 0 | 0 | 0 | 0 | -54652.6679 | 0 | 213.2993 | 0 | 0 | 0 | 0 | 0 | 0 | 0 | 0 | 22097.017 | 0 | 0
2016-08-21 11:00 | 0 | 0 | 0 | 0 | 365712.6637 | 0 | 393384 | 0 | 0 | 0 | 265923.315 | 0 | 5407.3119 | 0 | 0 | 0 | 0 | 0 | 0 | 0 | 7061602.2657 | 0 | 0 | 0 | 0 | -49981.6526 | 0 | 213.2993 | 0 | 0 | 0 | 0 | 0 | 0 | 0 | 0 | 22097.017 | 0 | 0
2016-08-21 12:00 | 0 | 0 | 0 | 0 | 288452.6205 | 5683.8431 | 409119 | 0 | 0 | 0 | 121008.9044 | 0 | 5620.6112 | 7621.5577 | 0 | 0 | 0 | 0 | 0 | 0 | 7079251.633 | 0 | 0 | 0 | 0 | -144914.4105 | 0 | 213.2993 | 0 | 7621.5577 | 0 | 0 | 0 | 0 | 0 | 0 | 22097.017 | 0 | 0
2016-08-21 13:00 | 0 | 0 | 0 | 0 | 114044.4288 | 213868.4254 | 434233 | 0 | 0 | 0 | 0 | 0 | 5833.9105 | 0 | 0 | 0 | 0 | 0 | 0 | 0 | 7096900.9296 | 0 | 0 | 0 | 0 | -121008.9044 | 0 | 213.2993 | 0 | -7621.5577 | 0 | 0 | 0 | 0 | 0 | 0 | 22097.017 | 0 | 0
2016-08-21 14:00 | 0 | 0 | 0 | 0 | 99325.2832 | 495194.8971 | 460036 | 0 | 0 | 0 | 112173.864 | 0 | 6047.2098 | 0 | 0 | 0 | 0 | 0 | 0 | 0 | 7114550.1556 | 0 | 0 | 0 | 0 | 112173.864 | 0 | 213.2993 | 0 | 0 | 0 | 0 | 0 | 0 | 0 | 0 | 22097.017 | 0 | 0
2016-08-21 15:00 | 0 | 0 | 0 | 0 | 0 | 652062.5759 | 486552 | 0 | 0 | 0 | 255374.1236 | 0 | 6260.5091 | 0 | 0 | 0 | 0 | 0 | 0 | 0 | 7132199.3111 | 0 | 0 | 0 | 0 | 143200.2596 | 0 | 213.2993 | 0 | 0 | 0 | 0 | 0 | 0 | 0 | 0 | 22097.017 | 0 | 0
2016-08-21 16:00 | 0 | 0 | 0 | 0 | 62844.8398 | 715949.7193 | 510928 | 0 | 0 | 0 | 500930.3663 | 0 | 6473.8084 | 0 | 0 | 0 | 0 | 0 | 0 | 0 | 7149848.3959 | 0 | 0 | 0 | 0 | 245556.2427 | 0 | 213.2993 | 0 | 0 | 0 | 0 | 0 | 0 | 0 | 0 | 22097.017 | 0 | 0
2016-08-21 17:00 | 0 | 0 | 0 | 0 | 0 | 722264.1566 | 530086 | 0 | 0 | 0 | 670798.2065 | 0 | 6687.1077 | 0 | 0 | 0 | 0 | 0 | 0 | 0 | 7167497.4101 | 0 | 0 | 0 | 0 | 169867.8403 | 0 | 213.2993 | 0 | 0 | 0 | 0 | 0 | 0 | 0 | 0 | 22097.017 | 0 | 0
2016-08-21 18:00 | 0 | 0 | 0 | 0 | 0 | 708804.6868 | 544479 | 0 | 0 | 0 | 812813.577 | 0 | 6900.407 | 0 | 0 | 0 | 0 | 0 | 0 | 0 | 7185146.3538 | 0 | 0 | 0 | 0 | 142015.3704 | 0 | 213.2993 | 0 | 0 | 0 | 0 | 0 | 0 | 0 | 0 | 22097.017 | 0 | 0
2016-08-21 19:00 | 0 | 0 | 0 | 0 | 136377.8869 | 685473.3922 | 554802 | 0 | 0 | 0 | 1057552.5397 | 0 | 7113.7063 | 0 | 0 | 0 | 0 | 0 | 0 | 0 | 7202795.2268 | 0 | 0 | 0 | 0 | 244738.9628 | 0 | 213.2993 | 0 | 0 | 0 | 0 | 0 | 0 | 0 | 0 | 22097.017 | 0 | 0
2016-08-21 20:00 | 0 | 0 | 0 | 0 | 0 | 662647.9939 | 562710 | 0 | 0 | 0 | 1135180.2173 | 0 | 7327.0056 | 0 | 0 | 0 | 0 | 0 | 0 | 0 | 7220444.0293 | 0 | 0 | 0 | 0 | 77627.6776 | 0 | 213.2993 | 0 | 0 | 0 | 0 | 0 | 0 | 0 | 0 | 22097.017 | 0 | 0
2016-08-21 21:00 | 0 | 0 | 0 | 0 | 0 | 628245.8893 | 569215 | 0 | 0 | 0 | 1171900.7902 | 0 | 7540.3049 | 0 | 0 | 0 | 0 | 0 | 0 | 0 | 7238092.7612 | 0 | 0 | 0 | 0 | 36720.5729 | 0 | 213.2993 | 0 | 0 | 0 | 0 | 0 | 0 | 0 | 0 | 22097.017 | 0 | 0
2016-08-21 22:00 | 0 | 0 | 0 | 0 | 143649.8794 | 581687.7361 | 568881 | 0 | 0 | 0 | 1306047.0894 | 0 | 7753.6042 | 0 | 0 | 0 | 0 | 0 | 0 | 0 | 7255741.4224 | 0 | 0 | 0 | 0 | 134146.2992 | 0 | 213.2993 | 0 | 0 | 0 | 0 | 0 | 0 | 0 | 0 | 22097.017 | 0 | 0
2016-08-21 23:00 | 0 | 0 | 0 | 0 | 0 | 481054.0336 | 561221 | 0 | 0 | 0 | 1203569.8066 | 0 | 7966.9035 | 0 | 0 | 0 | 0 | 0 | 0 | 0 | 7273390.0131 | 0 | 0 | 0 | 0 | -102477.2828 | 0 | 213.2993 | 0 | 0 | 0 | 0 | 0 | 0 | 0 | 0 | 22097.017 | 0 | 0
2016-08-22 | 0 | 0 | 0 | 0 | 282514.45 | 327486.9622 | 553368 | 0 | 0 | 0 | 1237892.9025 | 0 | 8180.2028 | 0 | 0 | 0 | 0 | 0 | 0 | 0 | 7291038.5332 | 0 | 0 | 0 | 0 | 34323.0959 | 0 | 213.2993 | 0 | 0 | 0 | 0 | 0 | 0 | 0 | 0 | 22097.017 | 0 | 0
2016-08-22 01:00 | 0 | 0 | 0 | 0 | 213966.1192 | 103447.9545 | 540660 | 0 | 0 | 0 | 992336.6598 | 0 | 8393.5021 | 0 | 0 | 0 | 0 | 0 | 0 | 0 | 7308686.9827 | 0 | 0 | 0 | 0 | -245556.2427 | 0 | 213.2993 | 0 | 0 | 0 | 0 | 0 | 0 | 0 | 0 | 22097.017 | 0 | 0
2016-08-22 02:00 | 0 | 0 | 0 | 0 | 290428.7983 | 297.2753 | 513972 | 0 | 0 | 0 | 746780.4171 | 0 | 8606.8014 | 0 | 0 | 0 | 0 | 0 | 0 | 0 | 7326335.3615 | 0 | 0 | 0 | 0 | -245556.2427 | 0 | 213.2993 | 0 | 0 | 0 | 0 | 0 | 0 | 0 | 0 | 22097.017 | 0 | 0
2016-08-22 03:00 | 0 | 0 | 0 | 0 | 650233.951 | 0 | 480482 | 0 | 0 | 0 | 894222.0518 | 0 | 8820.1007 | 0 | 0 | 0 | 0 | 0 | 0 | 0 | 7343983.6698 | 0 | 0 | 0 | 0 | 147441.6347 | 0 | 213.2993 | 0 | 0 | 0 | 0 | 0 | 0 | 0 | 0 | 22097.017 | 0 | 0
2016-08-22 04:00 | 0 | 0 | 0 | 0 | 227086.0737 | 0 | 450332 | 0 | 0 | 0 | 648665.8091 | 0 | 9033.4 | 0 | 0 | 0 | 0 | 0 | 0 | 0 | 7361631.9075 | 0 | 0 | 0 | 0 | -245556.2427 | 0 | 213.2993 | 0 | 0 | 0 | 0 | 0 | 0 | 0 | 0 | 22097.017 | 0 | 0
2016-08-22 05:00 | 0 | 0 | 0 | 0 | 671386.7586 | 0 | 424764 | 0 | 0 | 0 | 872978.2514 | 0 | 9246.6993 | 0 | 0 | 0 | 0 | 0 | 0 | 0 | 7379280.0747 | 0 | 0 | 0 | 0 | 224312.4422 | 0 | 213.2993 | 0 | 0 | 0 | 0 | 0 | 0 | 0 | 0 | 22097.017 | 0 | 0
2016-08-22 06:00 | 0 | 0 | 0 | 0 | 181861.0737 | 0 | 405107 | 0 | 0 | 0 | 627422.0087 | 0 | 9459.9986 | 0 | 0 | 0 | 0 | 0 | 0 | 0 | 7396928.1712 | 0 | 0 | 0 | 0 | -245556.2427 | 0 | 213.2993 | 0 | 0 | 0 | 0 | 0 | 0 | 0 | 0 | 22097.017 | 0 | 0
2016-08-22 07:00 | 0 | 0 | 0 | 0 | 645311.3779 | 0 | 391802 | 0 | 0 | 0 | 858621.0702 | 0 | 9673.2979 | 0 | 0 | 0 | 0 | 0 | 0 | 0 | 7414576.1971 | 0 | 0 | 0 | 0 | 231199.0615 | 0 | 213.2993 | 0 | 0 | 0 | 0 | 0 | 0 | 0 | 0 | 22097.017 | 0 | 0
2016-08-22 08:00 | 0 | 0 | 0 | 0 | 163314.0737 | 0 | 386560 | 0 | 0 | 0 | 613064.8275 | 0 | 9886.5972 | 0 | 0 | 0 | 0 | 0 | 0 | 0 | 7432224.1524 | 0 | 0 | 0 | 0 | -245556.2427 | 0 | 213.2993 | 0 | 0 | 0 | 0 | 0 | 0 | 0 | 0 | 22097.017 | 0 | 0
2016-08-22 09:00 | 0 | 0 | 0 | 0 | 600562.7434 | 0 | 392538 | 0 | 0 | 0 | 798779.2546 | 0 | 10099.8965 | 0 | 0 | 0 | 0 | 0 | 0 | 0 | 7449872.0372 | 0 | 0 | 0 | 0 | 185714.4271 | 0 | 213.2993 | 0 | 0 | 0 | 0 | 0 | 0 | 0 | 0 | 22097.017 | 0 | 0
2016-08-22 10:00 | 0 | 0 | 0 | 0 | 574348.773 | 0 | 411037 | 0 | 0 | 0 | 939780.7113 | 0 | 10313.1958 | 0 | 0 | 0 | 0 | 0 | 0 | 0 | 7467519.8513 | 0 | 0 | 0 | 0 | 141001.4567 | 0 | 213.2993 | 0 | 0 | 0 | 0 | 0 | 0 | 0 | 0 | 22097.017 | 0 | 0
2016-08-22 11:00 | 0 | 0 | 0 | 0 | 209745.0737 | 0 | 432991 | 0 | 0 | 0 | 694224.4686 | 0 | 10526.4951 | 0 | 0 | 0 | 0 | 0 | 0 | 0 | 7485167.5949 | 0 | 0 | 0 | 0 | -245556.2427 | 0 | 213.2993 | 0 | 0 | 0 | 0 | 0 | 0 | 0 | 0 | 22097.017 | 0 | 0
2016-08-22 12:00 | 0 | 0 | 0 | 0 | 414219.2686 | 4122.3563 | 452576 | 0 | 0 | 0 | 637679.7771 | 0 | 10739.7943 | 0 | 0 | 0 | 0 | 0 | 0 | 0 | 7502815.2678 | 0 | 0 | 0 | 0 | -56544.6915 | 0 | 213.2993 | 0 | 0 | 0 | 0 | 0 | 0 | 0 | 0 | 22097.017 | 0 | 0
2016-08-22 13:00 | 0 | 0 | 0 | 0 | 303801.5975 | 181580.2985 | 476225 | 0 | 0 | 0 | 624526.3567 | 0 | 10953.0936 | 0 | 0 | 0 | 0 | 0 | 0 | 0 | 7520462.8702 | 0 | 0 | 0 | 0 | -13153.4204 | 0 | 213.2993 | 0 | 0 | 0 | 0 | 0 | 0 | 0 | 0 | 22097.017 | 0 | 0
2016-08-22 14:00 | 0 | 0 | 0 | 0 | 169245.0932 | 424905.1897 | 502924 | 0 | 0 | 0 | 693442.3233 | 0 | 11166.3929 | 0 | 0 | 0 | 0 | 0 | 0 | 0 | 7538110.402 | 0 | 0 | 0 | 0 | 68915.9666 | 0 | 213.2993 | 0 | 0 | 0 | 0 | 0 | 0 | 0 | 0 | 22097.017 | 0 | 0
2016-08-22 15:00 | 0 | 0 | 0 | 0 | 0 | 560561.6657 | 527223 | 0 | 0 | 0 | 704470.6726 | 0 | 11379.6922 | 0 | 0 | 0 | 0 | 0 | 0 | 0 | 7555757.8632 | 0 | 0 | 0 | 0 | 11028.3493 | 0 | 213.2993 | 0 | 0 | 0 | 0 | 0 | 0 | 0 | 0 | 22097.017 | 0 | 0
2016-08-22 16:00 | 0 | 0 | 0 | 0 | 0 | 623313.5073 | 548113 | 0 | 0 | 0 | 757360.8636 | 0 | 11592.9915 | 0 | 0 | 0 | 0 | 0 | 0 | 0 | 7573405.2538 | 0 | 0 | 0 | 0 | 52890.1909 | 0 | 213.2993 | 0 | 0 | 0 | 0 | 0 | 0 | 0 | 0 | 22097.017 | 0 | 0
2016-08-22 17:00 | 0 | 0 | 0 | 0 | 0 | 633873.2893 | 567815 | 0 | 0 | 0 | 801108.8365 | 0 | 11806.2908 | 0 | 0 | 0 | 0 | 0 | 0 | 0 | 7591052.5738 | 0 | 0 | 0 | 0 | 43747.973 | 0 | 213.2993 | 0 | 0 | 0 | 0 | 0 | 0 | 0 | 0 | 22097.017 | 0 | 0
2016-08-22 18:00 | 0 | 0 | 0 | 0 | 0 | 624412.6873 | 584628 | 0 | 0 | 0 | 818583.2075 | 0 | 12019.5901 | 0 | 0 | 0 | 0 | 0 | 0 | 0 | 7608699.8232 | 0 | 0 | 0 | 0 | 17474.371 | 0 | 213.2993 | 0 | 0 | 0 | 0 | 0 | 0 | 0 | 0 | 22097.017 | 0 | 0
2016-08-22 19:00 | 0 | 0 | 0 | 0 | 0 | 607556.7822 | 597886 | 0 | 0 | 0 | 805943.6734 | 0 | 12232.8894 | 0 | 0 | 0 | 0 | 0 | 0 | 0 | 7626347.0021 | 0 | 0 | 0 | 0 | -12639.5341 | 0 | 213.2993 | 0 | 0 | 0 | 0 | 0 | 0 | 0 | 0 | 22097.017 | 0 | 0
2016-08-22 20:00 | 0 | 0 | 0 | 0 | 281999.75 | 592606.809 | 606740 | 0 | 0 | 0 | 1051499.9161 | 0 | 12446.1887 | 0 | 0 | 0 | 0 | 0 | 0 | 0 | 7643994.1103 | 0 | 0 | 0 | 0 | 245556.2427 | 0 | 213.2993 | 0 | 0 | 0 | 0 | 0 | 0 | 0 | 0 | 22097.017 | 0 | 0
2016-08-22 21:00 | 0 | 0 | 0 | 0 | 0 | 564718.1999 | 610780 | 0 | 0 | 0 | 983127.7996 | 0 | 12659.488 | 0 | 0 | 0 | 0 | 0 | 0 | 0 | 7661641.148 | 0 | 0 | 0 | 0 | -68372.1165 | 0 | 213.2993 | 0 | 0 | 0 | 0 | 0 | 0 | 0 | 0 | 22097.017 | 0 | 0
2016-08-22 22:00 | 0 | 0 | 0 | 0 | 355584.3773 | 517446.1817 | 605164 | 0 | 0 | 0 | 1228684.0423 | 0 | 12872.7873 | 0 | 0 | 0 | 0 | 0 | 0 | 0 | 7679288.1151 | 0 | 0 | 0 | 0 | 245556.2427 | 0 | 213.2993 | 0 | 0 | 0 | 0 | 0 | 0 | 0 | 0 | 22097.017 | 0 | 0
2016-08-22 23:00 | 0 | 0 | 0 | 0 | 0 | 429586.6727 | 590472 | 0 | 0 | 0 | 1045488.3986 | 0 | 13086.0866 | 0 | 0 | 0 | 0 | 0 | 0 | 0 | 7696935.0115 | 0 | 0 | 0 | 0 | -183195.6437 | 0 | 213.2993 | 0 | 0 | 0 | 0 | 0 | 0 | 0 | 0 | 22097.017 | 0 | 0
2016-08-23 | 0 | 0 | 0 | 0 | 559403.1902 | 286887.3688 | 578424 | 0 | 0 | 0 | 1291044.6413 | 0 | 13299.3859 | 0 | 0 | 0 | 0 | 0 | 0 | 0 | 7714581.8374 | 0 | 0 | 0 | 0 | 245556.2427 | 0 | 213.2993 | 0 | 0 | 0 | 0 | 0 | 0 | 0 | 0 | 22097.017 | 0 | 0
2016-08-23 01:00 | 0 | 0 | 0 | 0 | 260487.5202 | 77862.5535 | 561596 | 0 | 0 | 0 | 1045488.3986 | 0 | 13512.6852 | 0 | 0 | 0 | 0 | 0 | 0 | 0 | 7732228.5928 | 0 | 0 | 0 | 0 | -245556.2427 | 0 | 213.2993 | 0 | 0 | 0 | 0 | 0 | 0 | 0 | 0 | 22097.017 | 0 | 0
2016-08-23 02:00 | 0 | 0 | 0 | 0 | 305295.9572 | 267.1164 | 528809 | 0 | 0 | 0 | 799932.1559 | 0 | 13725.9845 | 0 | 0 | 0 | 0 | 0 | 0 | 0 | 7749875.2775 | 0 | 0 | 0 | 0 | -245556.2427 | 0 | 213.2993 | 0 | 0 | 0 | 0 | 0 | 0 | 0 | 0 | 22097.017 | 0 | 0
2016-08-23 03:00 | 0 | 0 | 0 | 0 | 268905.0737 | 0 | 492151 | 0 | 0 | 0 | 554375.9132 | 0 | 13939.2838 | 0 | 0 | 0 | 0 | 0 | 0 | 0 | 7767521.8916 | 0 | 0 | 0 | 0 | -245556.2427 | 0 | 213.2993 | 0 | 0 | 0 | 0 | 0 | 0 | 0 | 0 | 22097.017 | 0 | 0
2016-08-23 04:00 | 0 | 0 | 0 | 0 | 726917.559 | 0 | 459051 | 0 | 0 | 0 | 799932.1559 | 0 | 14152.5831 | 0 | 0 | 0 | 0 | 0 | 0 | 0 | 7785168.4352 | 0 | 0 | 0 | 0 | 245556.2427 | 0 | 213.2993 | 0 | 0 | 0 | 0 | 0 | 0 | 0 | 0 | 22097.017 | 0 | 0
2016-08-23 05:00 | 0 | 0 | 0 | 0 | 208565.0737 | 0 | 431811 | 0 | 0 | 0 | 554375.9132 | 0 | 14365.8824 | 0 | 0 | 0 | 0 | 0 | 0 | 0 | 7802814.9081 | 0 | 0 | 0 | 0 | -245556.2427 | 0 | 213.2993 | 0 | 0 | 0 | 0 | 0 | 0 | 0 | 0 | 22097.017 | 0 | 0
2016-08-23 06:00 | 0 | 0 | 0 | 0 | 678683.559 | 0 | 410817 | 0 | 0 | 0 | 799932.1559 | 0 | 14579.1817 | 0 | 0 | 0 | 0 | 0 | 0 | 0 | 7820461.3105 | 0 | 0 | 0 | 0 | 245556.2427 | 0 | 213.2993 | 0 | 0 | 0 | 0 | 0 | 0 | 0 | 0 | 22097.017 | 0 | 0
2016-08-23 07:00 | 0 | 0 | 0 | 0 | 173747.0737 | 0 | 396993 | 0 | 0 | 0 | 554375.9132 | 0 | 14792.481 | 0 | 0 | 0 | 0 | 0 | 0 | 0 | 7838107.6423 | 0 | 0 | 0 | 0 | -245556.2427 | 0 | 213.2993 | 0 | 0 | 0 | 0 | 0 | 0 | 0 | 0 | 22097.017 | 0 | 0
2016-08-23 08:00 | 0 | 0 | 0 | 0 | 658612.559 | 0 | 390746 | 0 | 0 | 0 | 799932.1559 | 0 | 15005.7803 | 0 | 0 | 0 | 0 | 0 | 0 | 0 | 7855753.9035 | 0 | 0 | 0 | 0 | 245556.2427 | 0 | 213.2993 | 0 | 0 | 0 | 0 | 0 | 0 | 0 | 0 | 22097.017 | 0 | 0
2016-08-23 09:00 | 0 | 0 | 0 | 0 | 173917.0737 | 0 | 397163 | 0 | 0 | 0 | 554375.9132 | 0 | 15219.0796 | 0 | 0 | 0 | 0 | 0 | 0 | 0 | 7873400.0941 | 0 | 0 | 0 | 0 | -245556.2427 | 0 | 213.2993 | 0 | 0 | 0 | 0 | 0 | 0 | 0 | 0 | 22097.017 | 0 | 0
2016-08-23 10:00 | 0 | 0 | 0 | 0 | 672264.9044 | 0 | 416794 | 0 | 0 | 0 | 787536.5013 | 0 | 15432.3789 | 0 | 0 | 0 | 0 | 0 | 0 | 0 | 7891046.2142 | 0 | 0 | 0 | 0 | 233160.5881 | 0 | 213.2993 | 0 | 0 | 0 | 0 | 0 | 0 | 0 | 0 | 22097.017 | 0 | 0
2016-08-23 11:00 | 0 | 0 | 0 | 0 | 214171.0737 | 0 | 437417 | 0 | 0 | 0 | 541980.2586 | 0 | 15645.6782 | 0 | 0 | 0 | 0 | 0 | 0 | 0 | 7908692.2636 | 0 | 0 | 0 | 0 | -245556.2427 | 0 | 213.2993 | 0 | 0 | 0 | 0 | 0 | 0 | 0 | 0 | 22097.017 | 0 | 0
2016-08-23 12:00 | 0 | 0 | 0 | 0 | 567286.8264 | 5774.4462 | 454648 | 0 | 0 | 0 | 638083.2149 | 0 | 15858.9775 | 0 | 0 | 0 | 0 | 0 | 0 | 0 | 7926338.2425 | 0 | 0 | 0 | 0 | 96102.9563 | 0 | 213.2993 | 0 | 0 | 0 | 0 | 0 | 0 | 0 | 0 | 22097.017 | 0 | 0
2016-08-23 13:00 | 0 | 0 | 0 | 0 | 65391.734 | 188655.3397 | 477293 | 0 | 0 | 0 | 392526.9722 | 0 | 16072.2768 | 0 | 0 | 0 | 0 | 0 | 0 | 0 | 7943984.1508 | 0 | 0 | 0 | 0 | -245556.2427 | 0 | 213.2993 | 0 | 0 | 0 | 0 | 0 | 0 | 0 | 0 | 22097.017 | 0 | 0
2016-08-23 14:00 | 0 | 0 | 0 | 0 | 0 | 462854.5971 | 505355 | 0 | 0 | 0 | 327716.253 | 0 | 16285.5761 | 0 | 0 | 0 | 0 | 0 | 0 | 0 | 7961629.9885 | 0 | 0 | 0 | 0 | -64810.7192 | 0 | 213.2993 | 0 | 0 | 0 | 0 | 0 | 0 | 0 | 0 | 22097.017 | 0 | 0
2016-08-23 15:00 | 0 | 0 | 0 | 0 | 0 | 613780.8763 | 533055 | 0 | 0 | 0 | 386131.813 | 0 | 16498.8754 | 0 | 0 | 0 | 0 | 0 | 0 | 0 | 7979275.7556 | 0 | 0 | 0 | 0 | 58415.56 | 0 | 213.2993 | 0 | 0 | 0 | 0 | 0 | 0 | 0 | 0 | 22097.017 | 0 | 0
2016-08-23 16:00 | 0 | 0 | 0 | 0 | 134114.1569 | 691526.4022 | 557774 | 0 | 0 | 0 | 631688.0557 | 0 | 16712.1746 | 0 | 0 | 0 | 0 | 0 | 0 | 0 | 7996921.4521 | 0 | 0 | 0 | 0 | 245556.2427 | 0 | 213.2993 | 0 | 0 | 0 | 0 | 0 | 0 | 0 | 0 | 22097.017 | 0 | 0
2016-08-23 17:00 | 0 | 0 | 0 | 0 | 0 | 699634.2796 | 579989 | 0 | 0 | 0 | 729023.019 | 0 | 16925.4739 | 0 | 0 | 0 | 0 | 0 | 0 | 0 | 8014567.0781 | 0 | 0 | 0 | 0 | 97334.9633 | 0 | 213.2993 | 0 | 0 | 0 | 0 | 0 | 0 | 0 | 0 | 22097.017 | 0 | 0
2016-08-23 18:00 | 0 | 0 | 0 | 0 | 176913.5682 | 690577.9908 | 599625 | 0 | 0 | 0 | 974579.2617 | 0 | 17138.7732 | 0 | 0 | 0 | 0 | 0 | 0 | 0 | 8032212.6334 | 0 | 0 | 0 | 0 | 245556.2427 | 0 | 213.2993 | 0 | 0 | 0 | 0 | 0 | 0 | 0 | 0 | 22097.017 | 0 | 0
2016-08-23 19:00 | 0 | 0 | 0 | 0 | 0 | 669585.2938 | 613462 | 0 | 0 | 0 | 1008392.2392 | 0 | 17352.0725 | 0 | 0 | 0 | 0 | 0 | 0 | 0 | 8049858.1182 | 0 | 0 | 0 | 0 | 33812.9775 | 0 | 213.2993 | 0 | 0 | 0 | 0 | 0 | 0 | 0 | 0 | 22097.017 | 0 | 0
2016-08-23 20:00 | 0 | 0 | 0 | 0 | 244652.4966 | 646505.0624 | 623291 | 0 | 0 | 0 | 1253948.4819 | 0 | 17565.3718 | 0 | 0 | 0 | 0 | 0 | 0 | 0 | 8067503.5324 | 0 | 0 | 0 | 0 | 245556.2427 | 0 | 213.2993 | 0 | 0 | 0 | 0 | 0 | 0 | 0 | 0 | 22097.017 | 0 | 0
2016-08-23 21:00 | 0 | 0 | 0 | 0 | 0 | 613907.0122 | 628108 | 0 | 0 | 0 | 1217437.1777 | 0 | 17778.6711 | 0 | 0 | 0 | 0 | 0 | 0 | 0 | 8085148.876 | 0 | 0 | 0 | 0 | -36511.3042 | 0 | 213.2993 | 0 | 0 | 0 | 0 | 0 | 0 | 0 | 0 | 22097.017 | 0 | 0
2016-08-23 22:00 | 0 | 0 | 0 | 0 | 0 | 567826.6489 | 622384 | 0 | 0 | 0 | 1140569.5102 | 0 | 17991.9704 | 0 | 0 | 0 | 0 | 0 | 0 | 0 | 8102794.1491 | 0 | 0 | 0 | 0 | -76867.6675 | 0 | 213.2993 | 0 | 0 | 0 | 0 | 0 | 0 | 0 | 0 | 22097.017 | 0 | 0
2016-08-23 23:00 | 0 | 0 | 0 | 0 | 0 | 485531.1073 | 608385 | 0 | 0 | 0 | 995405.3012 | 0 | 18205.2697 | 0 | 0 | 0 | 0 | 0 | 0 | 0 | 8120439.3515 | 0 | 0 | 0 | 0 | -145164.2091 | 0 | 213.2993 | 0 | 0 | 0 | 0 | 0 | 0 | 0 | 0 | 22097.017 | 0 | 0
2016-08-24 | 0 | 0 | 0 | 0 | 514913.5449 | 351719.0142 | 598766 | 0 | 0 | 0 | 1240961.5438 | 0 | 18418.569 | 0 | 0 | 0 | 0 | 0 | 0 | 0 | 8138084.4834 | 0 | 0 | 0 | 0 | 245556.2427 | 0 | 213.2993 | 0 | 0 | 0 | 0 | 0 | 0 | 0 | 0 | 22097.017 | 0 | 0
2016-08-24 01:00 | 0 | 0 | 0 | 0 | 238520.6151 | 120172.4586 | 581939 | 0 | 0 | 0 | 995405.3012 | 0 | 18631.8683 | 0 | 0 | 0 | 0 | 0 | 0 | 0 | 8155729.5447 | 0 | 0 | 0 | 0 | -245556.2427 | 0 | 213.2993 | 0 | 0 | 0 | 0 | 0 | 0 | 0 | 0 | 22097.017 | 0 | 0
2016-08-24 02:00 | 0 | 0 | 0 | 0 | 777988.3913 | 178.5095 | 548730 | 0 | 0 | 0 | 1202531.8856 | 0 | 18845.1676 | 0 | 0 | 0 | 0 | 0 | 0 | 0 | 8173374.5354 | 0 | 0 | 0 | 0 | 207126.5845 | 0 | 213.2993 | 0 | 0 | 0 | 0 | 0 | 0 | 0 | 0 | 22097.017 | 0 | 0
2016-08-24 03:00 | 0 | 0 | 0 | 0 | 287504.0737 | 0 | 510750 | 0 | 0 | 0 | 956975.643 | 0 | 19058.4669 | 0 | 0 | 0 | 0 | 0 | 0 | 0 | 8191019.4556 | 0 | 0 | 0 | 0 | -245556.2427 | 0 | 213.2993 | 0 | 0 | 0 | 0 | 0 | 0 | 0 | 0 | 22097.017 | 0 | 0
2016-08-24 04:00 | 0 | 0 | 0 | 0 | 712262.9155 | 0 | 477056 | 0 | 0 | 0 | 1169872.2421 | 0 | 19271.7662 | 0 | 0 | 0 | 0 | 0 | 0 | 0 | 8208664.3051 | 0 | 0 | 0 | 0 | 212896.5991 | 0 | 213.2993 | 0 | 0 | 0 | 0 | 0 | 0 | 0 | 0 | 22097.017 | 0 | 0
2016-08-24 05:00 | 0 | 0 | 0 | 0 | 224633.0737 | 0 | 447879 | 0 | 0 | 0 | 924315.9994 | 0 | 19485.0655 | 0 | 0 | 0 | 0 | 0 | 0 | 0 | 8226309.0841 | 0 | 0 | 0 | 0 | -245556.2427 | 0 | 213.2993 | 0 | 0 | 0 | 0 | 0 | 0 | 0 | 0 | 22097.017 | 0 | 0
2016-08-24 06:00 | 0 | 0 | 0 | 0 | 636703.2308 | 0 | 425903 | 0 | 0 | 0 | 1112805.9138 | 0 | 19698.3648 | 0 | 0 | 0 | 0 | 0 | 0 | 0 | 8243953.7925 | 0 | 0 | 0 | 0 | 188489.9144 | 0 | 213.2993 | 0 | 0 | 0 | 0 | 0 | 0 | 0 | 0 | 22097.017 | 0 | 0
2016-08-24 07:00 | 0 | 0 | 0 | 0 | 187401.0737 | 0 | 410647 | 0 | 0 | 0 | 867249.6711 | 0 | 19911.6641 | 0 | 0 | 0 | 0 | 0 | 0 | 0 | 8261598.4303 | 0 | 0 | 0 | 0 | -245556.2427 | 0 | 213.2993 | 0 | 0 | 0 | 0 | 0 | 0 | 0 | 0 | 22097.017 | 0 | 0
2016-08-24 08:00 | 0 | 0 | 0 | 0 | 586762.5979 | 0 | 403762 | 0 | 0 | 0 | 1027939.9527 | 0 | 20124.9634 | 0 | 0 | 0 | 0 | 0 | 0 | 0 | 8279242.9976 | 0 | 0 | 0 | 0 | 160690.2815 | 0 | 213.2993 | 0 | 0 | 0 | 0 | 0 | 0 | 0 | 0 | 22097.017 | 0 | 0
2016-08-24 09:00 | 0 | 0 | 0 | 0 | 186466.0737 | 0 | 409712 | 0 | 0 | 0 | 782383.71 | 0 | 20338.2627 | 0 | 0 | 0 | 0 | 0 | 0 | 0 | 8296887.4943 | 0 | 0 | 0 | 0 | -245556.2427 | 0 | 213.2993 | 0 | 0 | 0 | 0 | 0 | 0 | 0 | 0 | 22097.017 | 0 | 0
2016-08-24 10:00 | 0 | 0 | 0 | 0 | 532686.4545 | 0 | 428782 | 0 | 0 | 0 | 863977.8481 | 0 | 20551.562 | 0 | 0 | 0 | 0 | 0 | 0 | 0 | 8314531.9203 | 0 | 0 | 0 | 0 | 81594.1381 | 0 | 213.2993 | 0 | 0 | 0 | 0 | 0 | 0 | 0 | 0 | 22097.017 | 0 | 0
2016-08-24 11:00 | 0 | 0 | 0 | 0 | 506553.4352 | 0 | 447986 | 0 | 0 | 0 | 900234.967 | 0 | 20764.8613 | 0 | 0 | 0 | 0 | 0 | 0 | 0 | 8332176.2759 | 0 | 0 | 0 | 0 | 36257.1188 | 0 | 213.2993 | 0 | 0 | 0 | 0 | 0 | 0 | 0 | 0 | 22097.017 | 0 | 0
2016-08-24 12:00 | 0 | 0 | 0 | 0 | 239614.342 | 2619.7316 | 465480 | 0 | 0 | 0 | 654678.7243 | 0 | 20978.1606 | 0 | 0 | 0 | 0 | 0 | 0 | 0 | 8349820.5608 | 0 | 0 | 0 | 0 | -245556.2427 | 0 | 213.2993 | 0 | 0 | 0 | 0 | 0 | 0 | 0 | 0 | 22097.017 | 0 | 0
2016-08-24 13:00 | 0 | 0 | 0 | 0 | 339210.9692 | 172885.1227 | 488202 | 0 | 0 | 0 | 656262.4999 | 0 | 21191.4599 | 0 | 0 | 0 | 0 | 0 | 0 | 0 | 8367464.7751 | 0 | 0 | 0 | 0 | 1583.7756 | 0 | 213.2993 | 0 | 0 | 0 | 0 | 0 | 0 | 0 | 0 | 22097.017 | 0 | 0
2016-08-24 14:00 | 0 | 0 | 0 | 0 | 290312.2323 | 493791.3267 | 516237 | 0 | 0 | 0 | 901818.7425 | 0 | 21404.7592 | 0 | 0 | 0 | 0 | 0 | 0 | 0 | 8385108.9189 | 0 | 0 | 0 | 0 | 245556.2427 | 0 | 213.2993 | 0 | 0 | 0 | 0 | 0 | 0 | 0 | 0 | 22097.017 | 0 | 0
2016-08-24 15:00 | 0 | 0 | 0 | 0 | 171060.2934 | 641358.2656 | 544552 | 0 | 0 | 0 | 1147374.9852 | 0 | 21618.0585 | 0 | 0 | 0 | 0 | 0 | 0 | 0 | 8402752.9921 | 0 | 0 | 0 | 0 | 245556.2427 | 0 | 213.2993 | 0 | 0 | 0 | 0 | 0 | 0 | 0 | 0 | 22097.017 | 0 | 0
2016-08-24 16:00 | 0 | 0 | 0 | 0 | 0 | 727562.3723 | 569357 | 0 | 0 | 0 | 1283270.0412 | 0 | 21831.3578 | 0 | 0 | 0 | 0 | 0 | 0 | 0 | 8420396.9947 | 0 | 0 | 0 | 0 | 135895.056 | 0 | 213.2993 | 0 | 0 | 0 | 0 | 0 | 0 | 0 | 0 | 22097.017 | 0 | 0
2016-08-24 17:00 | 0 | 0 | 0 | 0 | 123651.1853 | 737396.3737 | 593181 | 0 | 0 | 0 | 1528826.2839 | 0 | 22044.6571 | 0 | 0 | 0 | 0 | 0 | 0 | 0 | 8438040.9268 | 0 | 0 | 0 | 0 | 245556.2427 | 0 | 213.2993 | 0 | 0 | 0 | 0 | 0 | 0 | 0 | 0 | 22097.017 | 0 | 0
2016-08-24 18:00 | 0 | 0 | 0 | 0 | 0 | 726831.6991 | 614042 | 0 | 0 | 0 | 1619305.6666 | 0 | 22257.9564 | 0 | 0 | 0 | 0 | 0 | 0 | 0 | 8455684.7883 | 0 | 0 | 0 | 0 | 90479.3827 | 0 | 213.2993 | 0 | 0 | 0 | 0 | 0 | 0 | 0 | 0 | 22097.017 | 0 | 0
2016-08-24 19:00 | 0 | 0 | 0 | 0 | 0 | 708558.5666 | 628911 | 0 | 0 | 0 | 1676642.9169 | 0 | 22471.2557 | 0 | 0 | 0 | 0 | 0 | 0 | 0 | 8473328.5792 | 0 | 0 | 0 | 0 | 57337.2503 | 0 | 213.2993 | 0 | 0 | 0 | 0 | 0 | 0 | 0 | 0 | 22097.017 | 0 | 0
2016-08-24 20:00 | 0 | 0 | 0 | 0 | 212750.8982 | 694775.6608 | 639660 | 0 | 0 | 0 | 1922199.1596 | 0 | 22684.555 | 0 | 0 | 0 | 0 | 0 | 0 | 0 | 8490972.2995 | 0 | 0 | 0 | 0 | 245556.2427 | 0 | 213.2993 | 0 | 0 | 0 | 0 | 0 | 0 | 0 | 0 | 22097.017 | 0 | 0
2016-08-24 21:00 | 0 | 0 | 0 | 0 | 244251.5756 | 668267.9834 | 644653 | 0 | 0 | 0 | 2167755.4022 | 0 | 22897.8542 | 0 | 0 | 0 | 0 | 0 | 0 | 0 | 8508615.9492 | 0 | 0 | 0 | 0 | 245556.2427 | 0 | 213.2993 | 0 | 0 | 0 | 0 | 0 | 0 | 0 | 0 | 22097.017 | 0 | 0
2016-08-24 22:00 | 0 | 0 | 0 | 0 | 280458.0366 | 626505.5224 | 639097 | 0 | 0 | 0 | 2413311.6449 | 0 | 23111.1535 | 0 | 0 | 0 | 0 | 0 | 0 | 0 | 8526259.5284 | 0 | 0 | 0 | 0 | 245556.2427 | 0 | 213.2993 | 0 | 0 | 0 | 0 | 0 | 0 | 0 | 0 | 22097.017 | 0 | 0
2016-08-24 23:00 | 0 | 0 | 0 | 0 | 343187.3354 | 536900.8073 | 626278 | 0 | 0 | 0 | 2644811.4713 | 0 | 23324.4528 | 0 | 0 | 0 | 0 | 0 | 0 | 0 | 8543903.037 | 0 | 0 | 0 | 0 | 231499.8264 | 0 | 213.2993 | 0 | 0 | 0 | 0 | 0 | 0 | 0 | 0 | 22097.017 | 0 | 0
2016-08-25 | 0 | 0 | 0 | 0 | 376280.5118 | 382793.8466 | 615389 | 0 | 0 | 0 | 2758564.9557 | 0 | 23537.7521 | 7621.5577 | 0 | 0 | 0 | 0 | 0 | 0 | 8561546.475 | 0 | 0 | 0 | 0 | 113753.4844 | 0 | 213.2993 | 0 | 7621.5577 | 0 | 0 | 0 | 0 | 0 | 0 | 22097.017 | 0 | 0
2016-08-25 01:00 | 0 | 0 | 0 | 0 | 442416.1631 | 116142.2826 | 596882 | 0 | 0 | 0 | 2727862.9592 | 0 | 23537.7521 | 0 | 0 | 0 | 0 | 0 | 0 | 0 | 8561512.2288 | 0 | 0 | 0 | 0 | -30701.9966 | 0 | 0 | 0 | -7621.5577 | 0 | 0 | 0 | 0 | 0 | 0 | 0 | 0 | 0
2016-08-25 02:00 | 0 | 0 | 0 | 0 | 437107.8812 | 142.6487 | 563679 | 0 | 0 | 0 | 2593812.9313 | 0 | 23537.7521 | 7621.5577 | 0 | 0 | 0 | 0 | 0 | 0 | 8561477.9828 | 0 | 0 | 0 | 0 | -134050.0278 | 0 | 0 | 0 | 7621.5577 | 0 | 0 | 0 | 0 | 0 | 0 | 0 | 0 | 0
2016-08-25 03:00 | 0 | 0 | 0 | 0 | 418893.2969 | 0 | 524938 | 0 | 0 | 0 | 2488499.1674 | 0 | 22806.813 | 7621.5577 | 0 | 0 | 0 | 0 | 0 | 0 | 8561443.7369 | 0 | 0 | 0 | 0 | -105313.7639 | 0 | 0 | 730.9392 | 0 | 0 | 0 | 0 | 0 | 0 | 0 | 0 | 0 | 0
2016-08-25 04:00 | 0 | 0 | 0 | 0 | 401572.9743 | 0 | 489614 | 0 | 0 | 0 | 2400458.1418 | 0 | 22806.813 | 7621.5577 | 0 | 0 | 0 | 0 | 0 | 0 | 8561409.4911 | 0 | 0 | 0 | 0 | -88041.0257 | 0 | 0 | 0 | 0 | 0 | 0 | 0 | 0 | 0 | 0 | 0 | 0 | 0
2016-08-25 05:00 | 0 | 0 | 0 | 0 | 378831.4194 | 0 | 461217 | 0 | 0 | 0 | 2318072.5612 | 0 | 22806.813 | 7621.5577 | 0 | 0 | 0 | 0 | 0 | 0 | 8561375.2455 | 0 | 0 | 0 | 0 | -82385.5806 | 0 | 0 | 0 | 0 | 0 | 0 | 0 | 0 | 0 | 0 | 0 | 0 | 0
2016-08-25 06:00 | 0 | 0 | 0 | 0 | 360544.611 | 0 | 437953 | 0 | 0 | 0 | 2240664.1722 | 0 | 22806.813 | 7621.5577 | 0 | 0 | 0 | 0 | 0 | 0 | 8561341 | 0 | 0 | 0 | 0 | -77408.389 | 0 | 0 | 0 | 0 | 0 | 0 | 0 | 0 | 0 | 0 | 0 | 0 | 0
2016-08-25 07:00 | 0 | 0 | 0 | 0 | 349121.2325 | 0 | 421820 | 0 | 0 | 0 | 2167965.4047 | 0 | 22806.813 | 7621.5577 | 0 | 0 | 0 | 0 | 0 | 0 | 8561306.7546 | 0 | 0 | 0 | 0 | -72698.7675 | 0 | 0 | 0 | 0 | 0 | 0 | 0 | 0 | 0 | 0 | 0 | 0 | 0
2016-08-25 08:00 | 0 | 0 | 0 | 0 | 346289.2245 | 0 | 415450 | 0 | 0 | 0 | 2098804.6292 | 0 | 22806.813 | 7621.5577 | 0 | 0 | 0 | 0 | 0 | 0 | 8561272.5094 | 0 | 0 | 0 | 0 | -69160.7755 | 0 | 0 | 0 | 0 | 0 | 0 | 0 | 0 | 0 | 0 | 0 | 0 | 0
2016-08-25 09:00 | 0 | 0 | 0 | 0 | 331474.6662 | 0 | 420070 | 0 | 0 | 0 | 2010209.2954 | 0 | 22806.813 | 7621.5577 | 0 | 0 | 0 | 0 | 0 | 0 | 8561238.2643 | 0 | 0 | 0 | 0 | -88595.3338 | 0 | 0 | 0 | 0 | 0 | 0 | 0 | 0 | 0 | 0 | 0 | 0 | 0
2016-08-25 10:00 | 0 | 0 | 0 | 0 | 316813.6525 | 0 | 439258 | 0 | 0 | 0 | 1887551.6486 | 0 | 23020.1123 | 7621.5577 | 0 | 0 | 0 | 0 | 0 | 0 | 8561204.0193 | 0 | 0 | 0 | 0 | -122657.6468 | 0 | 213.2993 | 0 | 0 | 0 | 0 | 0 | 0 | 0 | 0 | 0 | 0 | 0
2016-08-25 11:00 | 0 | 0 | 0 | 0 | 300891.2891 | 0 | 460850 | 0 | 0 | 0 | 1727592.9377 | 0 | 23020.1123 | 7621.5577 | 0 | 0 | 0 | 0 | 0 | 0 | 8561169.7745 | 0 | 0 | 0 | 0 | -159958.7109 | 0 | 0 | 0 | 0 | 0 | 0 | 0 | 0 | 0 | 0 | 0 | 0 | 0
2016-08-25 12:00 | 0 | 0 | 0 | 0 | 224750.013 | 1465.33 | 479942 | 0 | 0 | 0 | 1482036.695 | 0 | 22471.2557 | 0 | 0 | 0 | 0 | 0 | 0 | 0 | 8561135.5298 | 0 | 0 | 0 | 0 | -245556.2427 | 0 | 0 | 548.8566 | -7621.5577 | 0 | 0 | 0 | 0 | 0 | 0 | 0 | 0 | 0
2016-08-25 13:00 | 0 | 0 | 0 | 0 | 206805.501 | 188002.0455 | 504835 | 0 | 0 | 0 | 1372009.2414 | 0 | 22471.2557 | 0 | 0 | 0 | 0 | 0 | 0 | 0 | 8561101.2853 | 0 | 0 | 0 | 0 | -110027.4536 | 0 | 0 | 0 | 0 | 0 | 0 | 0 | 0 | 0 | 0 | 0 | 0 | 0
2016-08-25 14:00 | 0 | 0 | 0 | 0 | 222239.3599 | 499086.7883 | 535488 | 0 | 0 | 0 | 1557847.3897 | 0 | 22471.2557 | 0 | 0 | 0 | 0 | 0 | 0 | 0 | 8561067.0409 | 0 | 0 | 0 | 0 | 185838.1482 | 0 | 0 | 0 | 0 | 0 | 0 | 0 | 0 | 0 | 0 | 0 | 0 | 0
2016-08-25 15:00 | 0 | 0 | 0 | 0 | 178290.9327 | 655400.6264 | 565825 | 0 | 0 | 0 | 1803403.6323 | 0 | 22684.555 | 0 | 0 | 0 | 0 | 0 | 0 | 0 | 8578710.4103 | 0 | 0 | 0 | 0 | 245556.2427 | 0 | 213.2993 | 0 | 0 | 0 | 0 | 0 | 0 | 0 | 0 | 22097.017 | 0 | 0
2016-08-25 16:00 | 0 | 0 | 0 | 0 | 146277.6816 | 723678.4352 | 594468 | 0 | 0 | 0 | 2048959.875 | 0 | 22897.8542 | 7621.5577 | 0 | 0 | 0 | 0 | 0 | 0 | 8596353.7091 | 0 | 0 | 0 | 0 | 245556.2427 | 0 | 213.2993 | 0 | 7621.5577 | 0 | 0 | 0 | 0 | 0 | 0 | 22097.017 | 0 | 0
2016-08-25 17:00 | 0 | 0 | 0 | 0 | 139137.5397 | 723240.1278 | 620489 | 0 | 0 | 0 | 2294516.1177 | 0 | 22897.8542 | 3953.9826 | 0 | 0 | 0 | 0 | 0 | 0 | 8596319.3236 | 0 | 0 | 0 | 0 | 245556.2427 | 0 | 0 | 0 | -3667.5751 | 0 | 0 | 0 | 0 | 0 | 0 | 0 | 0 | 0
2016-08-25 18:00 | 0 | 0 | 0 | 0 | 123569.004 | 713859.3853 | 639768 | 0 | 0 | 0 | 2492417.4777 | 0 | 23111.1535 | 0 | 0 | 0 | 0 | 0 | 0 | 0 | 8599084.7084 | 0 | 0 | 0 | 0 | 197901.36 | 0 | 213.2993 | 0 | -3953.9826 | 0 | 0 | 0 | 0 | 0 | 0 | 3499.7125 | 0 | 0
2016-08-25 19:00 | 0 | 0 | 0 | 0 | 112855.1911 | 693291.8822 | 652454 | 0 | 0 | 0 | 2624013.5339 | 0 | 23111.1535 | 0 | 0 | 0 | 0 | 0 | 0 | 0 | 8616727.9257 | 0 | 0 | 0 | 0 | 131596.0562 | 0 | 0 | 0 | 0 | 0 | 0 | 0 | 0 | 0 | 0 | 22097.017 | 0 | 0
2016-08-25 20:00 | 0 | 0 | 0 | 0 | 104518.5903 | 671364.156 | 659693 | 0 | 0 | 0 | 2717892.9639 | 0 | 23324.4528 | 0 | 0 | 0 | 0 | 0 | 0 | 0 | 8634371.0724 | 0 | 0 | 0 | 0 | 93879.43 | 0 | 213.2993 | 0 | 0 | 0 | 0 | 0 | 0 | 0 | 0 | 22097.017 | 0 | 0
2016-08-25 21:00 | 0 | 0 | 0 | 0 | 97069.3536 | 633984.5122 | 660450 | 0 | 0 | 0 | 2758564.9557 | 0 | 23537.7521 | 7621.5577 | 0 | 0 | 0 | 0 | 0 | 0 | 8652014.1486 | 0 | 0 | 0 | 0 | 40671.9918 | 0 | 213.2993 | 0 | 7621.5577 | 0 | 0 | 0 | 0 | 0 | 0 | 22097.017 | 0 | 0
2016-08-25 22:00 | 0 | 0 | 0 | 0 | 91540.3059 | 580506.3981 | 651636 | 0 | 0 | 0 | 2758564.9557 | 0 | 23537.7521 | 7621.5577 | 0 | 0 | 0 | 0 | 0 | 0 | 8668308.1037 | 0 | 0 | 0 | 0 | 0 | 0 | 0 | 0 | 0 | 0 | 0 | 0 | 0 | 0 | 0 | 20410.704 | 0 | 0
2016-08-25 23:00 | 0 | 0 | 0 | 0 | 92803.9321 | 480284.2859 | 636994 | 0 | 0 | 0 | 2758564.9557 | 0 | 23537.7521 | 7621.5577 | 0 | 0 | 0 | 0 | 0 | 0 | 8558091.0477 | 0 | 0 | 0 | 0 | 0 | 0 | 0 | 0 | 0 | 0 | 0 | 0 | 0 | 0 | 0 | 0 | 110182.3828 | 0
2016-08-26 | 0 | 0 | 0 | 0 | 134547.0059 | 332957.2879 | 625254 | 0 | 0 | 0 | 2727641.8559 | 0 | 23537.7521 | 0 | 0 | 0 | 0 | 0 | 0 | 0 | 8352530.8692 | 0 | 0 | 0 | 0 | -30923.0998 | 0 | 0 | 0 | -7621.5577 | 0 | 0 | 0 | 0 | 0 | 0 | 0 | 205525.9461 | 0
2016-08-26 01:00 | 0 | 0 | 0 | 0 | 199642.4858 | 110321.4108 | 606013 | 0 | 0 | 0 | 2550797.8013 | 0 | 23537.7521 | 0 | 0 | 0 | 0 | 0 | 0 | 0 | 8146971.513 | 0 | 0 | 0 | 0 | -176844.0546 | 0 | 0 | 0 | 0 | 0 | 0 | 0 | 0 | 0 | 0 | 0 | 205525.9461 | 0
2016-08-26 02:00 | 0 | 0 | 0 | 0 | 230266.7181 | 120.0001 | 572344 | 0 | 0 | 0 | 2320424.0105 | 0 | 23537.7521 | 7621.5577 | 0 | 0 | 0 | 0 | 0 | 0 | 7941412.979 | 0 | 0 | 0 | 0 | -230373.7908 | 0 | 0 | 0 | 7621.5577 | 0 | 0 | 0 | 0 | 0 | 0 | 0 | 205525.9461 | 0
2016-08-26 03:00 | 0 | 0 | 0 | 0 | 239304.5485 | 0 | 533346 | 0 | 0 | 0 | 2145587.6077 | 0 | 23537.7521 | 7621.5577 | 0 | 0 | 0 | 0 | 0 | 0 | 7735855.2672 | 0 | 0 | 0 | 0 | -174836.4028 | 0 | 0 | 0 | 0 | 0 | 0 | 0 | 0 | 0 | 0 | 0 | 205525.9461 | 0
2016-08-26 04:00 | 0 | 0 | 0 | 0 | 243538.0279 | 0 | 497549 | 0 | 0 | 0 | 2010781.6844 | 0 | 23537.7521 | 7621.5577 | 0 | 0 | 0 | 0 | 0 | 0 | 7530298.3777 | 0 | 0 | 0 | 0 | -134805.9233 | 0 | 0 | 0 | 0 | 0 | 0 | 0 | 0 | 0 | 0 | 0 | 205525.9461 | 0
2016-08-26 05:00 | 0 | 0 | 0 | 0 | 249941.787 | 0 | 467937 | 0 | 0 | 0 | 1911991.5201 | 0 | 23537.7521 | 7621.5577 | 0 | 0 | 0 | 0 | 0 | 0 | 7324742.3104 | 0 | 0 | 0 | 0 | -98790.1643 | 0 | 0 | 0 | 0 | 0 | 0 | 0 | 0 | 0 | 0 | 0 | 205525.9461 | 0
2016-08-26 06:00 | 0 | 0 | 0 | 0 | 256824.1045 | 0 | 444734 | 0 | 0 | 0 | 1852614.6255 | 0 | 21831.3578 | 0 | 0 | 0 | 0 | 0 | 0 | 0 | 7119187.0653 | 0 | 0 | 0 | 0 | -59376.8946 | 0 | 0 | 1706.3944 | -7621.5577 | 0 | 0 | 0 | 0 | 0 | 0 | 0 | 205525.9461 | 0
2016-08-26 07:00 | 0 | 0 | 0 | 0 | 261021.9563 | 0 | 428458 | 0 | 0 | 0 | 1804383.6305 | 0 | 21831.3578 | 0 | 0 | 0 | 0 | 0 | 0 | 0 | 6913632.6424 | 0 | 0 | 0 | 0 | -48230.995 | 0 | 0 | 0 | 0 | 0 | 0 | 0 | 0 | 0 | 0 | 0 | 205525.9461 | 0
2016-08-26 08:00 | 0 | 0 | 0 | 0 | 256984.1528 | 0 | 420866 | 0 | 0 | 0 | 1759706.8321 | 0 | 21831.3578 | 0 | 0 | 0 | 0 | 0 | 0 | 0 | 6708079.0418 | 0 | 0 | 0 | 0 | -44676.7985 | 0 | 0 | 0 | 0 | 0 | 0 | 0 | 0 | 0 | 0 | 0 | 205525.9461 | 0
2016-08-26 09:00 | 0 | 0 | 0 | 0 | 237808.192 | 0 | 425519 | 0 | 0 | 0 | 1691201.0728 | 0 | 21831.3578 | 0 | 0 | 0 | 0 | 0 | 0 | 0 | 6502526.2633 | 0 | 0 | 0 | 0 | -68505.7592 | 0 | 0 | 0 | 0 | 0 | 0 | 0 | 0 | 0 | 0 | 0 | 205525.9461 | 0
2016-08-26 10:00 | 0 | 0 | 0 | 0 | 218378.2915 | 0 | 444728 | 0 | 0 | 0 | 1584056.4131 | 0 | 21831.3578 | 0 | 0 | 0 | 0 | 0 | 0 | 0 | 6296974.3071 | 0 | 0 | 0 | 0 | -107144.6597 | 0 | 0 | 0 | 0 | 0 | 0 | 0 | 0 | 0 | 0 | 0 | 205525.9461 | 0
2016-08-26 11:00 | 0 | 0 | 0 | 0 | 203586.6815 | 0 | 466043 | 0 | 0 | 0 | 1440805.1433 | 0 | 21831.3578 | 0 | 0 | 0 | 0 | 0 | 0 | 0 | 6091423.1731 | 0 | 0 | 0 | 0 | -143251.2698 | 0 | 0 | 0 | 0 | 0 | 0 | 0 | 0 | 0 | 0 | 0 | 205525.9461 | 0
2016-08-26 12:00 | 0 | 0 | 0 | 0 | 136034.1874 | 904.3801 | 487524 | 0 | 0 | 0 | 1209424.7595 | 0 | 21831.3578 | 0 | 0 | 0 | 0 | 0 | 0 | 0 | 5885872.8613 | 0 | 0 | 0 | 0 | -231380.3838 | 0 | 0 | 0 | 0 | 0 | 0 | 0 | 0 | 0 | 0 | 0 | 205525.9461 | 0
2016-08-26 13:00 | 0 | 0 | 0 | 0 | 54091.1515 | 149643.5785 | 514353 | 0 | 0 | 0 | 1010389.9805 | 0 | 21831.3578 | 7621.5577 | 0 | 0 | 0 | 0 | 0 | 0 | 5680323.3717 | 0 | 0 | 0 | 0 | -199034.779 | 0 | 0 | 0 | 7621.5577 | 0 | 0 | 0 | 0 | 0 | 0 | 0 | 205525.9461 | 0
2016-08-26 14:00 | 0 | 0 | 0 | 0 | 62872.423 | 452073.479 | 545261 | 0 | 0 | 0 | 1106901.489 | 0 | 21831.3578 | 0 | 0 | 0 | 0 | 0 | 0 | 0 | 5474774.7043 | 0 | 0 | 0 | 0 | 96511.5085 | 0 | 0 | 0 | -7621.5577 | 0 | 0 | 0 | 0 | 0 | 0 | 0 | 205525.9461 | 0
2016-08-26 15:00 | 0 | 0 | 0 | 0 | 77869.2 | 601318.8395 | 576723 | 0 | 0 | 0 | 1328571.5772 | 0 | 21831.3578 | 0 | 0 | 0 | 0 | 0 | 0 | 0 | 5269226.8591 | 0 | 0 | 0 | 0 | 221670.0882 | 0 | 0 | 0 | 0 | 0 | 0 | 0 | 0 | 0 | 0 | 0 | 205525.9461 | 0
2016-08-26 16:00 | 0 | 0 | 0 | 0 | 79843.7427 | 679642.3468 | 603840 | 0 | 0 | 0 | 1574127.8199 | 0 | 22044.6571 | 7621.5577 | 0 | 0 | 0 | 0 | 0 | 0 | 5100679.9025 | 0 | 0 | 0 | 0 | 245556.2427 | 0 | 213.2993 | 0 | 7621.5577 | 0 | 0 | 0 | 0 | 0 | 0 | 0 | 168525.8796 | 0
2016-08-26 17:00 | 0 | 0 | 0 | 0 | 78577.3497 | 690526.7744 | 625441 | 0 | 0 | 0 | 1819684.0626 | 0 | 22257.9564 | 7621.5577 | 0 | 0 | 0 | 0 | 0 | 0 | 4924613.9517 | 0 | 0 | 0 | 0 | 245556.2427 | 0 | 213.2993 | 0 | 0 | 0 | 0 | 0 | 0 | 0 | 0 | 0 | 176045.5481 | 0
2016-08-26 18:00 | 0 | 0 | 0 | 0 | 79073.4113 | 687068.2693 | 641847 | 0 | 0 | 0 | 2005228.5359 | 0 | 22257.9564 | 0 | 0 | 0 | 0 | 0 | 0 | 0 | 4832131.779 | 0 | 0 | 0 | 0 | 185544.4733 | 0 | 0 | 0 | -7621.5577 | 0 | 0 | 0 | 0 | 0 | 0 | 0 | 92462.4742 | 0
2016-08-26 19:00 | 0 | 0 | 0 | 0 | 82128.6388 | 675092.4912 | 651451 | 0 | 0 | 0 | 2110998.6658 | 0 | 22257.9564 | 0 | 0 | 0 | 0 | 0 | 0 | 0 | 4832112.4505 | 0 | 0 | 0 | 0 | 105770.13 | 0 | 0 | 0 | 0 | 0 | 0 | 0 | 0 | 0 | 0 | 0 | 0 | 0
2016-08-26 20:00 | 0 | 0 | 0 | 0 | 87491.4999 | 669571.9907 | 655480 | 0 | 0 | 0 | 2212582.1564 | 0 | 22257.9564 | 0 | 0 | 0 | 0 | 0 | 0 | 0 | 4832093.1221 | 0 | 0 | 0 | 0 | 101583.4906 | 0 | 0 | 0 | 0 | 0 | 0 | 0 | 0 | 0 | 0 | 0 | 0 | 0
2016-08-26 21:00 | 0 | 0 | 0 | 0 | 90172.6986 | 650414.1433 | 653550 | 0 | 0 | 0 | 2299618.9984 | 0 | 22257.9564 | 0 | 0 | 0 | 0 | 0 | 0 | 0 | 4832073.7937 | 0 | 0 | 0 | 0 | 87036.8419 | 0 | 0 | 0 | 0 | 0 | 0 | 0 | 0 | 0 | 0 | 0 | 0 | 0
2016-08-26 22:00 | 0 | 0 | 0 | 0 | 91374.4512 | 618266.499 | 639815 | 0 | 0 | 0 | 2369444.9485 | 0 | 22257.9564 | 0 | 0 | 0 | 0 | 0 | 0 | 0 | 4832054.4654 | 0 | 0 | 0 | 0 | 69825.9502 | 0 | 0 | 0 | 0 | 0 | 0 | 0 | 0 | 0 | 0 | 0 | 0 | 0
2016-08-26 23:00 | 0 | 0 | 0 | 0 | 101837.2843 | 526288.1506 | 617267 | 0 | 0 | 0 | 2380303.3834 | 0 | 22257.9564 | 0 | 0 | 0 | 0 | 0 | 0 | 0 | 4832035.1372 | 0 | 0 | 0 | 0 | 10858.4349 | 0 | 0 | 0 | 0 | 0 | 0 | 0 | 0 | 0 | 0 | 0 | 0 | 0
2016-08-27 | 0 | 0 | 0 | 0 | 160459.0555 | 364766.7513 | 600923 | 0 | 0 | 0 | 2304606.1903 | 0 | 22257.9564 | 0 | 0 | 0 | 0 | 0 | 0 | 0 | 4832015.809 | 0 | 0 | 0 | 0 | -75697.1931 | 0 | 0 | 0 | 0 | 0 | 0 | 0 | 0 | 0 | 0 | 0 | 0 | 0
2016-08-27 01:00 | 0 | 0 | 0 | 0 | 288450.5163 | 106450.7431 | 580016 | 0 | 0 | 0 | 2111869.892 | 0 | 22257.9564 | 7621.5577 | 0 | 0 | 0 | 0 | 0 | 0 | 4831996.481 | 0 | 0 | 0 | 0 | -192736.2983 | 0 | 0 | 0 | 7621.5577 | 0 | 0 | 0 | 0 | 0 | 0 | 0 | 0 | 0
2016-08-27 02:00 | 0 | 0 | 0 | 0 | 337431.2319 | 87.1593 | 549444 | 0 | 0 | 0 | 1899944.2832 | 0 | 22257.9564 | 7621.5577 | 0 | 0 | 0 | 0 | 0 | 0 | 4831977.153 | 0 | 0 | 0 | 0 | -211925.6088 | 0 | 0 | 0 | 0 | 0 | 0 | 0 | 0 | 0 | 0 | 0 | 0 | 0
2016-08-27 03:00 | 0 | 0 | 0 | 0 | 339370.5743 | 0 | 516865 | 0 | 0 | 0 | 1722236.5582 | 0 | 22471.2557 | 7621.5577 | 0 | 0 | 0 | 0 | 0 | 0 | 4831957.8251 | 0 | 0 | 0 | 0 | -177707.725 | 0 | 213.2993 | 0 | 0 | 0 | 0 | 0 | 0 | 0 | 0 | 0 | 0 | 0
2016-08-27 04:00 | 0 | 0 | 0 | 0 | 320490.3616 | 0 | 484549 | 0 | 0 | 0 | 1558177.9198 | 0 | 22471.2557 | 7621.5577 | 0 | 0 | 0 | 0 | 0 | 0 | 4831938.4972 | 0 | 0 | 0 | 0 | -164058.6384 | 0 | 0 | 0 | 0 | 0 | 0 | 0 | 0 | 0 | 0 | 0 | 0 | 0
2016-08-27 05:00 | 0 | 0 | 0 | 0 | 296719.0324 | 0 | 455263 | 0 | 0 | 0 | 1399420.6528 | 0 | 22684.555 | 7621.5577 | 0 | 0 | 0 | 0 | 0 | 0 | 4831919.1695 | 0 | 0 | 0 | 0 | -158757.2669 | 0 | 213.2993 | 0 | 0 | 0 | 0 | 0 | 0 | 0 | 0 | 0 | 0 | 0
2016-08-27 06:00 | 0 | 0 | 0 | 0 | 279336.271 | 0 | 431590 | 0 | 0 | 0 | 1246953.6245 | 0 | 22897.8542 | 7621.5577 | 0 | 0 | 0 | 0 | 0 | 0 | 4831899.8418 | 0 | 0 | 0 | 0 | -152467.0283 | 0 | 213.2993 | 0 | 0 | 0 | 0 | 0 | 0 | 0 | 0 | 0 | 0 | 0
2016-08-27 07:00 | 0 | 0 | 0 | 0 | 267029.9721 | 0 | 414085 | 0 | 0 | 0 | 1099898.5966 | 0 | 22897.8542 | 7621.5577 | 0 | 0 | 0 | 0 | 0 | 0 | 4831880.5142 | 0 | 0 | 0 | 0 | -147055.0279 | 0 | 0 | 0 | 0 | 0 | 0 | 0 | 0 | 0 | 0 | 0 | 0 | 0
2016-08-27 08:00 | 0 | 0 | 0 | 0 | 255612.3833 | 0 | 404444 | 0 | 0 | 0 | 950853.6806 | 0 | 23111.1535 | 7621.5577 | 0 | 0 | 0 | 0 | 0 | 0 | 4831861.1867 | 0 | 0 | 0 | 0 | -149044.916 | 0 | 213.2993 | 0 | 0 | 0 | 0 | 0 | 0 | 0 | 0 | 0 | 0 | 0
2016-08-27 09:00 | 0 | 0 | 0 | 0 | 240567.6715 | 0 | 400736 | 0 | 0 | 0 | 790472.0528 | 0 | 23324.4528 | 7621.5577 | 0 | 0 | 0 | 0 | 0 | 0 | 4831841.8592 | 0 | 0 | 0 | 0 | -160381.6278 | 0 | 213.2993 | 0 | 0 | 0 | 0 | 0 | 0 | 0 | 0 | 0 | 0 | 0
2016-08-27 10:00 | 0 | 0 | 0 | 0 | 226237.229 | 0 | 403135 | 0 | 0 | 0 | 613360.9825 | 0 | 23537.7521 | 7621.5577 | 0 | 0 | 0 | 0 | 0 | 0 | 4831822.5319 | 0 | 0 | 0 | 0 | -177111.0703 | 0 | 213.2993 | 0 | 0 | 0 | 0 | 0 | 0 | 0 | 0 | 0 | 0 | 0
2016-08-27 11:00 | 0 | 0 | 0 | 0 | 213425.5693 | 0 | 411095 | 0 | 0 | 0 | 415691.5518 | 0 | 23537.7521 | 7621.5577 | 0 | 0 | 0 | 0 | 0 | 0 | 4831803.2046 | 0 | 0 | 0 | 0 | -197669.4307 | 0 | 0 | 0 | 0 | 0 | 0 | 0 | 0 | 0 | 0 | 0 | 0 | 0
2016-08-27 12:00 | 0 | 0 | 0 | 0 | 172623.671 | 1322.1467 | 431558 | 0 | 0 | 0 | 173166.4025 | 0 | 16072.2768 | 0 | 0 | 0 | 0 | 0 | 0 | 0 | 4831783.8774 | 0 | 0 | 0 | 0 | -242525.1493 | 0 | 0 | 7465.4754 | -7621.5577 | 0 | 0 | 0 | 0 | 0 | 0 | 0 | 0 | 0
2016-08-27 13:00 | 0 | 0 | 0 | 0 | 92801.6467 | 195454.9507 | 461423 | 0 | 0 | 0 | 0 | 0 | 16072.2768 | 0 | 0 | 0 | 0 | 0 | 0 | 0 | 4831764.5502 | 0 | 0 | 0 | 0 | -173166.4025 | 0 | 0 | 0 | 0 | 0 | 0 | 0 | 0 | 0 | 0 | 0 | 0 | 0
2016-08-27 14:00 | 0 | 0 | 0 | 0 | 0 | 518477.4872 | 494132 | 0 | 0 | 0 | 2035.1709 | 0 | 16285.5761 | 0 | 0 | 0 | 0 | 0 | 0 | 0 | 4849422.8368 | 0 | 0 | 0 | 0 | 2035.1709 | 0 | 213.2993 | 0 | 0 | 0 | 0 | 0 | 0 | 0 | 0 | 22097.017 | 0 | 0
2016-08-27 15:00 | 0 | 0 | 0 | 0 | 0 | 657821.2791 | 525588 | 0 | 0 | 0 | 111958.1337 | 0 | 16498.8754 | 0 | 0 | 0 | 0 | 0 | 0 | 0 | 4867081.0528 | 0 | 0 | 0 | 0 | 109922.9628 | 0 | 213.2993 | 0 | 0 | 0 | 0 | 0 | 0 | 0 | 0 | 22097.017 | 0 | 0
2016-08-27 16:00 | 0 | 0 | 0 | 0 | 80745.3627 | 724933.4909 | 554105 | 0 | 0 | 0 | 341221.6709 | 0 | 16712.1746 | 0 | 0 | 0 | 0 | 0 | 0 | 0 | 4884739.1981 | 0 | 0 | 0 | 0 | 229263.5373 | 0 | 213.2993 | 0 | 0 | 0 | 0 | 0 | 0 | 0 | 0 | 22097.017 | 0 | 0
2016-08-27 17:00 | 0 | 0 | 0 | 0 | 79769.9903 | 727530.2281 | 576251 | 0 | 0 | 0 | 549960.5731 | 0 | 16925.4739 | 0 | 0 | 0 | 0 | 0 | 0 | 0 | 4902397.2728 | 0 | 0 | 0 | 0 | 208738.9021 | 0 | 213.2993 | 0 | 0 | 0 | 0 | 0 | 0 | 0 | 0 | 22097.017 | 0 | 0
2016-08-27 18:00 | 0 | 0 | 0 | 0 | 82932.8521 | 715117.6369 | 591311 | 0 | 0 | 0 | 734389.7456 | 0 | 17138.7732 | 0 | 0 | 0 | 0 | 0 | 0 | 0 | 4920055.2768 | 0 | 0 | 0 | 0 | 184429.1726 | 0 | 213.2993 | 0 | 0 | 0 | 0 | 0 | 0 | 0 | 0 | 22097.017 | 0 | 0
2016-08-27 19:00 | 0 | 0 | 0 | 0 | 0 | 699446.3655 | 600803 | 0 | 0 | 0 | 810722.7948 | 0 | 17352.0725 | 0 | 0 | 0 | 0 | 0 | 0 | 0 | 4937713.2102 | 0 | 0 | 0 | 0 | 76333.0491 | 0 | 213.2993 | 0 | 0 | 0 | 0 | 0 | 0 | 0 | 0 | 22097.017 | 0 | 0
2016-08-27 20:00 | 0 | 0 | 0 | 0 | 93519.2225 | 688376.7492 | 606858 | 0 | 0 | 0 | 963450.4501 | 0 | 17565.3718 | 0 | 0 | 0 | 0 | 0 | 0 | 0 | 4955371.073 | 0 | 0 | 0 | 0 | 152727.6553 | 0 | 213.2993 | 0 | 0 | 0 | 0 | 0 | 0 | 0 | 0 | 22097.017 | 0 | 0
2016-08-27 21:00 | 0 | 0 | 0 | 0 | 95421.4996 | 666471.0718 | 604271 | 0 | 0 | 0 | 1098761.7051 | 0 | 17778.6711 | 0 | 0 | 0 | 0 | 0 | 0 | 0 | 4973028.8652 | 0 | 0 | 0 | 0 | 135311.2551 | 0 | 213.2993 | 0 | 0 | 0 | 0 | 0 | 0 | 0 | 0 | 22097.017 | 0 | 0
2016-08-27 22:00 | 0 | 0 | 0 | 0 | 98894.7905 | 623420.8159 | 598870 | 0 | 0 | 0 | 1199896.9952 | 0 | 17991.9704 | 0 | 0 | 0 | 0 | 0 | 0 | 0 | 4990686.5867 | 0 | 0 | 0 | 0 | 101135.2901 | 0 | 213.2993 | 0 | 0 | 0 | 0 | 0 | 0 | 0 | 0 | 22097.017 | 0 | 0
2016-08-27 23:00 | 0 | 0 | 0 | 0 | 0 | 523279.5889 | 582528 | 0 | 0 | 0 | 1118338.2678 | 0 | 18205.2697 | 0 | 0 | 0 | 0 | 0 | 0 | 0 | 5008344.2376 | 0 | 0 | 0 | 0 | -81558.7275 | 0 | 213.2993 | 0 | 0 | 0 | 0 | 0 | 0 | 0 | 0 | 22097.017 | 0 | 0
2016-08-28 | 0 | 0 | 0 | 0 | 12621.3045 | 367043.4609 | 569917 | 0 | 0 | 0 | 905775.7168 | 0 | 18418.569 | 0 | 0 | 0 | 0 | 0 | 0 | 0 | 5026001.8178 | 0 | 0 | 0 | 0 | -212562.5509 | 0 | 213.2993 | 0 | 0 | 0 | 0 | 0 | 0 | 0 | 0 | 22097.017 | 0 | 0
2016-08-28 01:00 | 0 | 0 | 0 | 0 | 393753.6357 | 106453.3342 | 553360 | 0 | 0 | 0 | 830312.3704 | 0 | 18631.8683 | 0 | 0 | 0 | 0 | 0 | 0 | 0 | 5043659.3275 | 0 | 0 | 0 | 0 | -75463.3465 | 0 | 213.2993 | 0 | 0 | 0 | 0 | 0 | 0 | 0 | 0 | 22097.017 | 0 | 0
2016-08-28 02:00 | 0 | 0 | 0 | 0 | 496372.3356 | 69.0752 | 527742 | 0 | 0 | 0 | 776701.4648 | 0 | 18845.1676 | 0 | 0 | 0 | 0 | 0 | 0 | 0 | 5061316.7665 | 0 | 0 | 0 | 0 | -53610.9056 | 0 | 213.2993 | 0 | 0 | 0 | 0 | 0 | 0 | 0 | 0 | 22097.017 | 0 | 0
2016-08-28 03:00 | 0 | 0 | 0 | 0 | 274962.0737 | 0 | 498208 | 0 | 0 | 0 | 531145.2221 | 0 | 19058.4669 | 0 | 0 | 0 | 0 | 0 | 0 | 0 | 5078974.1348 | 0 | 0 | 0 | 0 | -245556.2427 | 0 | 213.2993 | 0 | 0 | 0 | 0 | 0 | 0 | 0 | 0 | 22097.017 | 0 | 0
2016-08-28 04:00 | 0 | 0 | 0 | 0 | 574546.2872 | 0 | 468879 | 0 | 0 | 0 | 614502.193 | 0 | 19271.7662 | 0 | 0 | 0 | 0 | 0 | 0 | 0 | 5096631.4326 | 0 | 0 | 0 | 0 | 83356.9709 | 0 | 213.2993 | 0 | 0 | 0 | 0 | 0 | 0 | 0 | 0 | 22097.017 | 0 | 0
2016-08-28 05:00 | 0 | 0 | 0 | 0 | 569880.978 | 0 | 442377 | 0 | 0 | 0 | 719695.8547 | 0 | 19485.0655 | 0 | 0 | 0 | 0 | 0 | 0 | 0 | 5114288.6597 | 0 | 0 | 0 | 0 | 105193.6616 | 0 | 213.2993 | 0 | 0 | 0 | 0 | 0 | 0 | 0 | 0 | 22097.017 | 0 | 0
2016-08-28 06:00 | 0 | 0 | 0 | 0 | 552468.9892 | 0 | 421597 | 0 | 0 | 0 | 828257.5275 | 0 | 19698.3648 | 0 | 0 | 0 | 0 | 0 | 0 | 0 | 5131945.8162 | 0 | 0 | 0 | 0 | 108561.6729 | 0 | 213.2993 | 0 | 0 | 0 | 0 | 0 | 0 | 0 | 0 | 22097.017 | 0 | 0
2016-08-28 07:00 | 0 | 0 | 0 | 0 | 528847.4432 | 0 | 406476 | 0 | 0 | 0 | 928318.6544 | 0 | 19911.6641 | 0 | 0 | 0 | 0 | 0 | 0 | 0 | 5149602.902 | 0 | 0 | 0 | 0 | 100061.1269 | 0 | 213.2993 | 0 | 0 | 0 | 0 | 0 | 0 | 0 | 0 | 22097.017 | 0 | 0
2016-08-28 08:00 | 0 | 0 | 0 | 0 | 500140.443 | 0 | 395549 | 0 | 0 | 0 | 1010599.7811 | 0 | 20124.9634 | 0 | 0 | 0 | 0 | 0 | 0 | 0 | 5167259.9172 | 0 | 0 | 0 | 0 | 82281.1267 | 0 | 213.2993 | 0 | 0 | 0 | 0 | 0 | 0 | 0 | 0 | 22097.017 | 0 | 0
2016-08-28 09:00 | 0 | 0 | 0 | 0 | 462463.772 | 0 | 390437 | 0 | 0 | 0 | 1060316.2368 | 0 | 20338.2627 | 0 | 0 | 0 | 0 | 0 | 0 | 0 | 5184916.8618 | 0 | 0 | 0 | 0 | 49716.4557 | 0 | 213.2993 | 0 | 0 | 0 | 0 | 0 | 0 | 0 | 0 | 22097.017 | 0 | 0
2016-08-28 10:00 | 0 | 0 | 0 | 0 | 424249.6318 | 0 | 390275 | 0 | 0 | 0 | 1071980.5522 | 0 | 20551.562 | 0 | 0 | 0 | 0 | 0 | 0 | 0 | 5202573.7358 | 0 | 0 | 0 | 0 | 11664.3155 | 0 | 213.2993 | 0 | 0 | 0 | 0 | 0 | 0 | 0 | 0 | 22097.017 | 0 | 0
2016-08-28 11:00 | 0 | 0 | 0 | 0 | 388073.4508 | 0 | 394254 | 0 | 0 | 0 | 1043489.6867 | 0 | 20764.8613 | 0 | 0 | 0 | 0 | 0 | 0 | 0 | 5220230.5392 | 0 | 0 | 0 | 0 | -28490.8655 | 0 | 213.2993 | 0 | 0 | 0 | 0 | 0 | 0 | 0 | 0 | 22097.017 | 0 | 0
2016-08-28 12:00 | 0 | 0 | 0 | 0 | 292103.8409 | 1100.861 | 413566 | 0 | 0 | 0 | 893196.5145 | 0 | 20978.1606 | 7621.5577 | 0 | 0 | 0 | 0 | 0 | 0 | 5237887.2719 | 0 | 0 | 0 | 0 | -150293.1722 | 0 | 213.2993 | 0 | 7621.5577 | 0 | 0 | 0 | 0 | 0 | 0 | 22097.017 | 0 | 0
2016-08-28 13:00 | 0 | 0 | 0 | 0 | 144519.3268 | 167920.138 | 444935 | 0 | 0 | 0 | 746012.2207 | 0 | 21191.4599 | 0 | 0 | 0 | 0 | 0 | 0 | 0 | 5255543.934 | 0 | 0 | 0 | 0 | -147184.2938 | 0 | 213.2993 | 0 | -7621.5577 | 0 | 0 | 0 | 0 | 0 | 0 | 22097.017 | 0 | 0
2016-08-28 14:00 | 0 | 0 | 0 | 0 | 111630.1662 | 508739.6545 | 478450 | 0 | 0 | 0 | 865621.7251 | 0 | 21404.7592 | 0 | 0 | 0 | 0 | 0 | 0 | 0 | 5273200.5254 | 0 | 0 | 0 | 0 | 119609.5044 | 0 | 213.2993 | 0 | 0 | 0 | 0 | 0 | 0 | 0 | 0 | 22097.017 | 0 | 0
2016-08-28 15:00 | 0 | 0 | 0 | 0 | 0 | 692952.8 | 511645 | 0 | 0 | 0 | 1024619.2088 | 0 | 21618.0585 | 0 | 0 | 0 | 0 | 0 | 0 | 0 | 5290857.0463 | 0 | 0 | 0 | 0 | 158997.4837 | 0 | 213.2993 | 0 | 0 | 0 | 0 | 0 | 0 | 0 | 0 | 22097.017 | 0 | 0
2016-08-28 16:00 | 0 | 0 | 0 | 0 | 79735.4114 | 732224.1476 | 544093 | 0 | 0 | 0 | 1270175.4515 | 0 | 21831.3578 | 0 | 0 | 0 | 0 | 0 | 0 | 0 | 5308513.4965 | 0 | 0 | 0 | 0 | 245556.2427 | 0 | 213.2993 | 0 | 0 | 0 | 0 | 0 | 0 | 0 | 0 | 22097.017 | 0 | 0
2016-08-28 17:00 | 0 | 0 | 0 | 0 | 108681.3488 | 729803.2102 | 570618 | 0 | 0 | 0 | 1515731.6942 | 0 | 22044.6571 | 0 | 0 | 0 | 0 | 0 | 0 | 0 | 5326169.876 | 0 | 0 | 0 | 0 | 245556.2427 | 0 | 213.2993 | 0 | 0 | 0 | 0 | 0 | 0 | 0 | 0 | 22097.017 | 0 | 0
2016-08-28 18:00 | 0 | 0 | 0 | 0 | 0 | 718524.6439 | 591249 | 0 | 0 | 0 | 1620697.0218 | 0 | 22257.9564 | 0 | 0 | 0 | 0 | 0 | 0 | 0 | 5343826.185 | 0 | 0 | 0 | 0 | 104965.3276 | 0 | 213.2993 | 0 | 0 | 0 | 0 | 0 | 0 | 0 | 0 | 22097.017 | 0 | 0
2016-08-28 19:00 | 0 | 0 | 0 | 0 | 169056.8352 | 699994.8186 | 604776 | 0 | 0 | 0 | 1862662.3592 | 0 | 22471.2557 | 0 | 0 | 0 | 0 | 0 | 0 | 0 | 5361482.4233 | 0 | 0 | 0 | 0 | 241965.3374 | 0 | 213.2993 | 0 | 0 | 0 | 0 | 0 | 0 | 0 | 0 | 22097.017 | 0 | 0
2016-08-28 20:00 | 0 | 0 | 0 | 0 | 178972.0493 | 685959.8901 | 615064 | 0 | 0 | 0 | 2090219.9822 | 0 | 22684.555 | 0 | 0 | 0 | 0 | 0 | 0 | 0 | 5379138.591 | 0 | 0 | 0 | 0 | 227557.6231 | 0 | 213.2993 | 0 | 0 | 0 | 0 | 0 | 0 | 0 | 0 | 22097.017 | 0 | 0
2016-08-28 21:00 | 0 | 0 | 0 | 0 | 190399.4373 | 661716.7812 | 618991 | 0 | 0 | 0 | 2301034.8844 | 0 | 22897.8542 | 0 | 0 | 0 | 0 | 0 | 0 | 0 | 5396794.6881 | 0 | 0 | 0 | 0 | 210814.9022 | 0 | 213.2993 | 0 | 0 | 0 | 0 | 0 | 0 | 0 | 0 | 22097.017 | 0 | 0
2016-08-28 22:00 | 0 | 0 | 0 | 0 | 207082.1103 | 624609.1267 | 613165 | 0 | 0 | 0 | 2497250.8051 | 0 | 23111.1535 | 0 | 0 | 0 | 0 | 0 | 0 | 0 | 5414450.7146 | 0 | 0 | 0 | 0 | 196215.9207 | 0 | 213.2993 | 0 | 0 | 0 | 0 | 0 | 0 | 0 | 0 | 22097.017 | 0 | 0
2016-08-28 23:00 | 0 | 0 | 0 | 0 | 240736.3394 | 539017.9967 | 600665 | 0 | 0 | 0 | 2654029.8248 | 0 | 23324.4528 | 0 | 0 | 0 | 0 | 0 | 0 | 0 | 5432106.6704 | 0 | 0 | 0 | 0 | 156779.0197 | 0 | 213.2993 | 0 | 0 | 0 | 0 | 0 | 0 | 0 | 0 | 22097.017 | 0 | 0
2016-08-29 | 0 | 0 | 0 | 0 | 335150.4901 | 390620.5149 | 591304 | 0 | 0 | 0 | 2758564.9557 | 0 | 23537.7521 | 7621.5577 | 0 | 0 | 0 | 0 | 0 | 0 | 5449762.5556 | 0 | 0 | 0 | 0 | 104535.131 | 0 | 213.2993 | 0 | 7621.5577 | 0 | 0 | 0 | 0 | 0 | 0 | 22097.017 | 0 | 0
2016-08-29 01:00 | 0 | 0 | 0 | 0 | 451238.6698 | 105488.0108 | 573739 | 0 | 0 | 0 | 2758564.9557 | 0 | 23537.7521 | 7621.5577 | 0 | 0 | 0 | 0 | 0 | 0 | 5420409.1715 | 0 | 0 | 0 | 0 | 0 | 0 | 0 | 0 | 0 | 0 | 0 | 0 | 0 | 0 | 0 | 0 | 29331.5851 | 0
2016-08-29 02:00 | 0 | 0 | 0 | 0 | 480425.0812 | 55.2404 | 542108 | 0 | 0 | 0 | 2758564.9557 | 0 | 23537.7521 | 7621.5577 | 0 | 0 | 0 | 0 | 0 | 0 | 5314132.8719 | 0 | 0 | 0 | 0 | 0 | 0 | 0 | 0 | 0 | 0 | 0 | 0 | 0 | 0 | 0 | 0 | 106254.6179 | 0
2016-08-29 03:00 | 0 | 0 | 0 | 0 | 461594.0341 | 0 | 506758 | 0 | 0 | 0 | 2758564.9557 | 0 | 23537.7521 | 7621.5577 | 0 | 0 | 0 | 0 | 0 | 0 | 5236242.7087 | 0 | 0 | 0 | 0 | 0 | 0 | 0 | 0 | 0 | 0 | 0 | 0 | 0 | 0 | 0 | 0 | 77868.9067 | 0
2016-08-29 04:00 | 0 | 0 | 0 | 0 | 437820.0945 | 0 | 473517 | 0 | 0 | 0 | 2758564.9557 | 0 | 23537.7521 | 7621.5577 | 0 | 0 | 0 | 0 | 0 | 0 | 5174675.375 | 0 | 0 | 0 | 0 | 0 | 0 | 0 | 0 | 0 | 0 | 0 | 0 | 0 | 0 | 0 | 0 | 61546.3887 | 0
2016-08-29 05:00 | 0 | 0 | 0 | 0 | 411520.9744 | 0 | 446810 | 0 | 0 | 0 | 2758564.9557 | 0 | 23537.7521 | 7621.5577 | 0 | 0 | 0 | 0 | 0 | 0 | 5113811.5287 | 0 | 0 | 0 | 0 | 0 | 0 | 0 | 0 | 0 | 0 | 0 | 0 | 0 | 0 | 0 | 0 | 60843.1476 | 0
2016-08-29 06:00 | 0 | 0 | 0 | 0 | 380007.3722 | 0 | 426452 | 0 | 0 | 0 | 2758564.9557 | 0 | 23537.7521 | 7621.5577 | 0 | 0 | 0 | 0 | 0 | 0 | 5033714.129 | 0 | 0 | 0 | 0 | 0 | 0 | 0 | 0 | 0 | 0 | 0 | 0 | 0 | 0 | 0 | 0 | 80076.9444 | 0
2016-08-29 07:00 | 0 | 0 | 0 | 0 | 340570.1568 | 0 | 412154 | 0 | 0 | 0 | 2758564.9557 | 0 | 23537.7521 | 7621.5577 | 0 | 0 | 0 | 0 | 0 | 0 | 4910273.5748 | 0 | 0 | 0 | 0 | 0 | 0 | 0 | 0 | 0 | 0 | 0 | 0 | 0 | 0 | 0 | 0 | 123420.4193 | 0
2016-08-29 08:00 | 0 | 0 | 0 | 0 | 304140.3689 | 0 | 407216 | 0 | 0 | 0 | 2758564.9557 | 0 | 23537.7521 | 7621.5577 | 0 | 0 | 0 | 0 | 0 | 0 | 4732537.3284 | 0 | 0 | 0 | 0 | 0 | 0 | 0 | 0 | 0 | 0 | 0 | 0 | 0 | 0 | 0 | 0 | 177716.6053 | 0
2016-08-29 09:00 | 0 | 0 | 0 | 0 | 263725.9054 | 0 | 414170 | 0 | 0 | 0 | 2727539.2091 | 0 | 23324.4528 | 7621.5577 | 0 | 0 | 0 | 0 | 0 | 0 | 4526992.4521 | 0 | 0 | 0 | 0 | -31025.7466 | 0 | 0 | 213.2993 | 0 | 0 | 0 | 0 | 0 | 0 | 0 | 0 | 205525.9461 | 0
2016-08-29 10:00 | 0 | 0 | 0 | 0 | 233576.5391 | 0 | 436856 | 0 | 0 | 0 | 2627840.7177 | 0 | 23537.7521 | 7621.5577 | 0 | 0 | 0 | 0 | 0 | 0 | 4348018.7083 | 0 | 0 | 0 | 0 | -99698.4914 | 0 | 213.2993 | 0 | 0 | 0 | 0 | 0 | 0 | 0 | 0 | 0 | 178955.6359 | 0
2016-08-29 11:00 | 0 | 0 | 0 | 0 | 209669.3624 | 0 | 457948 | 0 | 0 | 0 | 2382284.475 | 0 | 23537.7521 | 7621.5577 | 0 | 0 | 0 | 0 | 0 | 0 | 4343307.5319 | 0 | 0 | 0 | 0 | -245556.2427 | 0 | 0 | 0 | 0 | 0 | 0 | 0 | 0 | 0 | 0 | 0 | 4693.7843 | 0
2016-08-29 12:00 | 0 | 0 | 0 | 0 | 156888.8985 | 346.4106 | 478038 | 0 | 0 | 0 | 2136728.2324 | 0 | 23537.7521 | 7621.5577 | 0 | 0 | 0 | 0 | 0 | 0 | 4213554.9031 | 0 | 0 | 0 | 0 | -245556.2427 | 0 | 0 | 0 | 0 | 0 | 0 | 0 | 0 | 0 | 0 | 0 | 129735.2555 | 0
2016-08-29 13:00 | 0 | 0 | 0 | 0 | 92474.4233 | 114541.8795 | 505765 | 0 | 0 | 0 | 1891171.9897 | 0 | 21618.0585 | 0 | 0 | 0 | 0 | 0 | 0 | 0 | 4138277.354 | 0 | 0 | 0 | 0 | -245556.2427 | 0 | 0 | 1919.6937 | -7621.5577 | 0 | 0 | 0 | 0 | 0 | 0 | 0 | 75260.6949 | 0
2016-08-29 14:00 | 0 | 0 | 0 | 0 | 96918.8703 | 449824.4598 | 537954 | 0 | 0 | 0 | 1899748.0205 | 0 | 21831.3578 | 0 | 0 | 0 | 0 | 0 | 0 | 0 | 4138260.8009 | 0 | 0 | 0 | 0 | 8576.0308 | 0 | 213.2993 | 0 | 0 | 0 | 0 | 0 | 0 | 0 | 0 | 0 | 0 | 0
2016-08-29 15:00 | 0 | 0 | 0 | 0 | 99925.3467 | 632723.0895 | 569735 | 0 | 0 | 0 | 2062448.1574 | 0 | 22044.6571 | 0 | 0 | 0 | 0 | 0 | 0 | 0 | 4138244.2478 | 0 | 0 | 0 | 0 | 162700.1369 | 0 | 213.2993 | 0 | 0 | 0 | 0 | 0 | 0 | 0 | 0 | 0 | 0 | 0
2016-08-29 16:00 | 0 | 0 | 0 | 0 | 100223.7326 | 672486.4945 | 599965 | 0 | 0 | 0 | 2234980.0852 | 0 | 22257.9564 | 0 | 0 | 0 | 0 | 0 | 0 | 0 | 4138227.6948 | 0 | 0 | 0 | 0 | 172531.9278 | 0 | 213.2993 | 0 | 0 | 0 | 0 | 0 | 0 | 0 | 0 | 0 | 0 | 0
2016-08-29 17:00 | 0 | 0 | 0 | 0 | 99317.1805 | 679635.4739 | 625021 | 0 | 0 | 0 | 2388698.4403 | 0 | 22471.2557 | 0 | 0 | 0 | 0 | 0 | 0 | 0 | 4138211.1419 | 0 | 0 | 0 | 0 | 153718.3551 | 0 | 213.2993 | 0 | 0 | 0 | 0 | 0 | 0 | 0 | 0 | 0 | 0 | 0
2016-08-29 18:00 | 0 | 0 | 0 | 0 | 97960.3787 | 672693.5808 | 643308 | 0 | 0 | 0 | 2515831.1006 | 0 | 22684.555 | 0 | 0 | 0 | 0 | 0 | 0 | 0 | 4138194.5891 | 0 | 0 | 0 | 0 | 127132.6602 | 0 | 213.2993 | 0 | 0 | 0 | 0 | 0 | 0 | 0 | 0 | 0 | 0 | 0
2016-08-29 19:00 | 0 | 0 | 0 | 0 | 95532.848 | 658815.8266 | 654056 | 0 | 0 | 0 | 2615910.4758 | 0 | 22897.8542 | 0 | 0 | 0 | 0 | 0 | 0 | 0 | 4138178.0363 | 0 | 0 | 0 | 0 | 100079.3753 | 0 | 213.2993 | 0 | 0 | 0 | 0 | 0 | 0 | 0 | 0 | 0 | 0 | 0
2016-08-29 20:00 | 0 | 0 | 0 | 0 | 92337.736 | 646792.3144 | 659447 | 0 | 0 | 0 | 2695380.2269 | 0 | 23111.1535 | 0 | 0 | 0 | 0 | 0 | 0 | 0 | 4138161.4836 | 0 | 0 | 0 | 0 | 79469.7511 | 0 | 213.2993 | 0 | 0 | 0 | 0 | 0 | 0 | 0 | 0 | 0 | 0 | 0
2016-08-29 21:00 | 0 | 0 | 0 | 0 | 88273.3882 | 623856.7782 | 660975 | 0 | 0 | 0 | 2746322.094 | 0 | 23324.4528 | 0 | 0 | 0 | 0 | 0 | 0 | 0 | 4138144.9309 | 0 | 0 | 0 | 0 | 50941.8671 | 0 | 213.2993 | 0 | 0 | 0 | 0 | 0 | 0 | 0 | 0 | 0 | 0 | 0
2016-08-29 22:00 | 0 | 0 | 0 | 0 | 88195.0168 | 585604.7019 | 653722 | 0 | 0 | 0 | 2758564.9557 | 0 | 23537.7521 | 7621.5577 | 0 | 0 | 0 | 0 | 0 | 0 | 4138128.3784 | 0 | 0 | 0 | 0 | 12242.8617 | 0 | 213.2993 | 0 | 7621.5577 | 0 | 0 | 0 | 0 | 0 | 0 | 0 | 0 | 0
2016-08-29 23:00 | 0 | 0 | 0 | 0 | 96015.2407 | 498985.1786 | 638313 | 0 | 0 | 0 | 2758564.9557 | 0 | 23537.7521 | 7621.5577 | 0 | 0 | 0 | 0 | 0 | 0 | 4063434.9625 | 0 | 0 | 0 | 0 | 0 | 0 | 0 | 0 | 0 | 0 | 0 | 0 | 0 | 0 | 0 | 0 | 74676.8634 | 0
2016-08-30 | 0 | 0 | 0 | 0 | 134849.6514 | 345402.6103 | 627299 | 0 | 0 | 0 | 2738344.8238 | 0 | 23537.7521 | 0 | 0 | 0 | 0 | 0 | 0 | 0 | 3857892.7626 | 0 | 0 | 0 | 0 | -20220.1319 | 0 | 0 | 0 | -7621.5577 | 0 | 0 | 0 | 0 | 0 | 0 | 0 | 205525.9461 | 0
2016-08-30 01:00 | 0 | 0 | 0 | 0 | 238519.6216 | 86438.9673 | 604806 | 0 | 0 | 0 | 2570080.9037 | 0 | 23537.7521 | 7621.5577 | 0 | 0 | 0 | 0 | 0 | 0 | 3652351.3849 | 0 | 0 | 0 | 0 | -168263.9201 | 0 | 0 | 0 | 7621.5577 | 0 | 0 | 0 | 0 | 0 | 0 | 0 | 205525.9461 | 0
2016-08-30 02:00 | 0 | 0 | 0 | 0 | 294967.3114 | 37.354 | 566777 | 0 | 0 | 0 | 2417513.6178 | 0 | 23537.7521 | 7621.5577 | 0 | 0 | 0 | 0 | 0 | 0 | 3446810.8294 | 0 | 0 | 0 | 0 | -152567.2859 | 0 | 0 | 0 | 0 | 0 | 0 | 0 | 0 | 0 | 0 | 0 | 205525.9461 | 0
2016-08-30 03:00 | 0 | 0 | 0 | 0 | 298046.011 | 0 | 525022 | 0 | 0 | 0 | 2309742.6776 | 0 | 23537.7521 | 7621.5577 | 0 | 0 | 0 | 0 | 0 | 0 | 3241271.0961 | 0 | 0 | 0 | 0 | -107770.9402 | 0 | 0 | 0 | 0 | 0 | 0 | 0 | 0 | 0 | 0 | 0 | 205525.9461 | 0
2016-08-30 04:00 | 0 | 0 | 0 | 0 | 281272.2666 | 0 | 488171 | 0 | 0 | 0 | 2229670.5506 | 0 | 23537.7521 | 0 | 0 | 0 | 0 | 0 | 0 | 0 | 3035732.1848 | 0 | 0 | 0 | 0 | -80072.1269 | 0 | 0 | 0 | -7621.5577 | 0 | 0 | 0 | 0 | 0 | 0 | 0 | 205525.9461 | 0
2016-08-30 05:00 | 0 | 0 | 0 | 0 | 256506.1959 | 0 | 457494 | 0 | 0 | 0 | 2147887.7953 | 0 | 23537.7521 | 0 | 0 | 0 | 0 | 0 | 0 | 0 | 2830194.0958 | 0 | 0 | 0 | 0 | -81782.7553 | 0 | 0 | 0 | 0 | 0 | 0 | 0 | 0 | 0 | 0 | 0 | 205525.9461 | 0
2016-08-30 06:00 | 0 | 0 | 0 | 0 | 232026.7988 | 0 | 433597 | 0 | 0 | 0 | 2065522.6428 | 0 | 23537.7521 | 0 | 0 | 0 | 0 | 0 | 0 | 0 | 2624656.8289 | 0 | 0 | 0 | 0 | -82365.1525 | 0 | 0 | 0 | 0 | 0 | 0 | 0 | 0 | 0 | 0 | 0 | 205525.9461 | 0
2016-08-30 07:00 | 0 | 0 | 0 | 0 | 208908.3931 | 0 | 417950 | 0 | 0 | 0 | 1977819.0776 | 0 | 21404.7592 | 0 | 0 | 0 | 0 | 0 | 0 | 0 | 2419120.3842 | 0 | 0 | 0 | 0 | -87703.5652 | 0 | 0 | 2132.993 | 0 | 0 | 0 | 0 | 0 | 0 | 0 | 0 | 205525.9461 | 0
2016-08-30 08:00 | 0 | 0 | 0 | 0 | 190709.7936 | 0 | 410177 | 0 | 0 | 0 | 1877556.92 | 0 | 21404.7592 | 0 | 0 | 0 | 0 | 0 | 0 | 0 | 2213584.7616 | 0 | 0 | 0 | 0 | -100262.1576 | 0 | 0 | 0 | 0 | 0 | 0 | 0 | 0 | 0 | 0 | 0 | 205525.9461 | 0
2016-08-30 09:00 | 0 | 0 | 0 | 0 | 178688.1762 | 0 | 416385 | 0 | 0 | 0 | 1759065.1449 | 0 | 21404.7592 | 0 | 0 | 0 | 0 | 0 | 0 | 0 | 2008049.9611 | 0 | 0 | 0 | 0 | -118491.7751 | 0 | 0 | 0 | 0 | 0 | 0 | 0 | 0 | 0 | 0 | 0 | 205525.9461 | 0
2016-08-30 10:00 | 0 | 0 | 0 | 0 | 172857.4893 | 0 | 437575 | 0 | 0 | 0 | 1613552.683 | 0 | 21404.7592 | 0 | 0 | 0 | 0 | 0 | 0 | 0 | 1802515.9828 | 0 | 0 | 0 | 0 | -145512.4619 | 0 | 0 | 0 | 0 | 0 | 0 | 0 | 0 | 0 | 0 | 0 | 205525.9461 | 0
2016-08-30 11:00 | 0 | 0 | 0 | 0 | 167612.0262 | 0 | 456389 | 0 | 0 | 0 | 1443980.7579 | 0 | 21404.7592 | 0 | 0 | 0 | 0 | 0 | 0 | 0 | 1596982.8266 | 0 | 0 | 0 | 0 | -169571.925 | 0 | 0 | 0 | 0 | 0 | 0 | 0 | 0 | 0 | 0 | 0 | 205525.9461 | 0
2016-08-30 12:00 | 0 | 0 | 0 | 0 | 138381.213 | 532.9146 | 474287 | 0 | 0 | 0 | 1227812.9343 | 0 | 21404.7592 | 0 | 0 | 0 | 0 | 0 | 0 | 0 | 1391450.4926 | 0 | 0 | 0 | 0 | -216167.8236 | 0 | 0 | 0 | 0 | 0 | 0 | 0 | 0 | 0 | 0 | 0 | 205525.9461 | 0
2016-08-30 13:00 | 0 | 0 | 0 | 0 | 68237.2259 | 130166.4288 | 498228 | 0 | 0 | 0 | 1039572.08 | 0 | 21404.7592 | 7621.5577 | 0 | 0 | 0 | 0 | 0 | 0 | 1185918.9806 | 0 | 0 | 0 | 0 | -188240.8543 | 0 | 0 | 0 | 7621.5577 | 0 | 0 | 0 | 0 | 0 | 0 | 0 | 205525.9461 | 0
2016-08-30 14:00 | 0 | 0 | 0 | 0 | 62891.5715 | 456730.9111 | 528147 | 0 | 0 | 0 | 1157874.1691 | 0 | 21404.7592 | 0 | 0 | 0 | 0 | 0 | 0 | 0 | 980388.2908 | 0 | 0 | 0 | 0 | 118302.0891 | 0 | 0 | 0 | -7621.5577 | 0 | 0 | 0 | 0 | 0 | 0 | 0 | 205525.9461 | 0
2016-08-30 15:00 | 0 | 0 | 0 | 0 | 77405.1927 | 634538.6653 | 558262 | 0 | 0 | 0 | 1403430.4118 | 0 | 21618.0585 | 7621.5577 | 0 | 0 | 0 | 0 | 0 | 0 | 808471.8836 | 0 | 0 | 0 | 0 | 245556.2427 | 0 | 213.2993 | 0 | 7621.5577 | 0 | 0 | 0 | 0 | 0 | 0 | 0 | 171912.4857 | 0
2016-08-30 16:00 | 0 | 0 | 0 | 0 | 77892.1187 | 678900.0019 | 585627 | 0 | 0 | 0 | 1648986.6545 | 0 | 21831.3578 | 7621.5577 | 0 | 0 | 0 | 0 | 0 | 0 | 679840.3371 | 0 | 0 | 0 | 0 | 245556.2427 | 0 | 213.2993 | 0 | 0 | 0 | 0 | 0 | 0 | 0 | 0 | 0 | 128628.3126 | 0
2016-08-30 17:00 | 0 | 0 | 0 | 0 | 75862.1864 | 685834.274 | 610613 | 0 | 0 | 0 | 1894542.8971 | 0 | 22044.6571 | 7621.5577 | 0 | 0 | 0 | 0 | 0 | 0 | 516585.753 | 0 | 0 | 0 | 0 | 245556.2427 | 0 | 213.2993 | 0 | 0 | 0 | 0 | 0 | 0 | 0 | 0 | 0 | 163251.8647 | 0
2016-08-30 18:00 | 0 | 0 | 0 | 0 | 76728.4771 | 677547.0758 | 629443 | 0 | 0 | 0 | 2140099.1398 | 0 | 22257.9564 | 5889.6173 | 0 | 0 | 0 | 0 | 0 | 0 | 311057.7405 | 0 | 0 | 0 | 0 | 245556.2427 | 0 | 213.2993 | 0 | -1731.9404 | 0 | 0 | 0 | 0 | 0 | 0 | 0 | 205525.9461 | 0
2016-08-30 19:00 | 0 | 0 | 0 | 0 | 80347.7475 | 664441.9696 | 642942 | 0 | 0 | 0 | 2354023.8375 | 0 | 22257.9564 | 0 | 0 | 0 | 0 | 0 | 0 | 0 | 127974.8356 | 0 | 0 | 0 | 0 | 213924.6977 | 0 | 0 | 0 | -5889.6173 | 0 | 0 | 0 | 0 | 0 | 0 | 0 | 183081.6607 | 0
2016-08-30 20:00 | 0 | 0 | 0 | 0 | 84594.8752 | 656525.8336 | 651700 | 0 | 0 | 0 | 2443231.247 | 0 | 22471.2557 | 0 | 0 | 0 | 0 | 0 | 0 | 0 | 127974.3237 | 0 | 0 | 0 | 0 | 89207.4095 | 0 | 213.2993 | 0 | 0 | 0 | 0 | 0 | 0 | 0 | 0 | 0 | 0 | 0
2016-08-30 21:00 | 0 | 0 | 0 | 0 | 89253.3391 | 639167.5364 | 654714 | 0 | 0 | 0 | 2516724.8233 | 0 | 22684.555 | 0 | 0 | 0 | 0 | 0 | 0 | 0 | 127973.8118 | 0 | 0 | 0 | 0 | 73493.5763 | 0 | 213.2993 | 0 | 0 | 0 | 0 | 0 | 0 | 0 | 0 | 0 | 0 | 0
2016-08-30 22:00 | 0 | 0 | 0 | 0 | 99129.3996 | 606994.0437 | 646260 | 0 | 0 | 0 | 2576374.9673 | 0 | 22897.8542 | 0 | 0 | 0 | 0 | 0 | 0 | 0 | 127973.2999 | 0 | 0 | 0 | 0 | 59650.144 | 0 | 213.2993 | 0 | 0 | 0 | 0 | 0 | 0 | 0 | 0 | 0 | 0 | 0
2016-08-30 23:00 | 0 | 0 | 0 | 0 | 124089.8326 | 514222.0461 | 631370 | 0 | 0 | 0 | 2583103.5466 | 0 | 23111.1535 | 0 | 0 | 0 | 0 | 0 | 0 | 0 | 127972.788 | 0 | 0 | 0 | 0 | 6728.5794 | 0 | 213.2993 | 0 | 0 | 0 | 0 | 0 | 0 | 0 | 0 | 0 | 0 | 0
2016-08-31 | 0 | 0 | 0 | 0 | 194975.4367 | 349616.8514 | 620327 | 0 | 0 | 0 | 2507155.5354 | 0 | 23324.4528 | 0 | 0 | 0 | 0 | 0 | 0 | 0 | 127972.2761 | 0 | 0 | 0 | 0 | -75948.0112 | 0 | 213.2993 | 0 | 0 | 0 | 0 | 0 | 0 | 0 | 0 | 0 | 0 | 0
2016-08-31 01:00 | 0 | 0 | 0 | 0 | 317812.9371 | 83826.831 | 599178 | 0 | 0 | 0 | 2301782.4464 | 0 | 23537.7521 | 7621.5577 | 0 | 0 | 0 | 0 | 0 | 0 | 127971.7642 | 0 | 0 | 0 | 0 | -205373.089 | 0 | 213.2993 | 0 | 7621.5577 | 0 | 0 | 0 | 0 | 0 | 0 | 0 | 0 | 0
2016-08-31 02:00 | 0 | 0 | 0 | 0 | 366193.157 | 21.3451 | 562468 | 0 | 0 | 0 | 2106382.1457 | 0 | 22684.555 | 7621.5577 | 0 | 0 | 0 | 0 | 0 | 0 | 127971.2523 | 0 | 0 | 0 | 0 | -195400.3007 | 0 | 213.2993 | 1066.4965 | 0 | 0 | 0 | 0 | 0 | 0 | 0 | 0 | 0 | 0
2016-08-31 03:00 | 0 | 0 | 0 | 0 | 360650.4157 | 0 | 522581 | 0 | 0 | 0 | 1944451.5615 | 0 | 22684.555 | 7621.5577 | 0 | 0 | 0 | 0 | 0 | 0 | 127970.7405 | 0 | 0 | 0 | 0 | -161930.5843 | 0 | 0 | 0 | 0 | 0 | 0 | 0 | 0 | 0 | 0 | 0 | 0 | 0
2016-08-31 04:00 | 0 | 0 | 0 | 0 | 339163.3692 | 0 | 487285 | 0 | 0 | 0 | 1796116.6313 | 0 | 22897.8542 | 7621.5577 | 0 | 0 | 0 | 0 | 0 | 0 | 127970.2286 | 0 | 0 | 0 | 0 | -148334.9301 | 0 | 213.2993 | 0 | 0 | 0 | 0 | 0 | 0 | 0 | 0 | 0 | 0 | 0
2016-08-31 05:00 | 0 | 0 | 0 | 0 | 309110.7892 | 0 | 460254 | 0 | 0 | 0 | 1644973.4205 | 0 | 22897.8542 | 7621.5577 | 0 | 0 | 0 | 0 | 0 | 0 | 127969.7167 | 0 | 0 | 0 | 0 | -151143.2108 | 0 | 0 | 0 | 0 | 0 | 0 | 0 | 0 | 0 | 0 | 0 | 0 | 0
2016-08-31 06:00 | 0 | 0 | 0 | 0 | 283699.0332 | 0 | 436830 | 0 | 0 | 0 | 1491629.1545 | 0 | 23111.1535 | 7621.5577 | 0 | 0 | 0 | 0 | 0 | 0 | 127969.2048 | 0 | 0 | 0 | 0 | -153344.2661 | 0 | 213.2993 | 0 | 0 | 0 | 0 | 0 | 0 | 0 | 0 | 0 | 0 | 0
2016-08-31 07:00 | 0 | 0 | 0 | 0 | 263789.3908 | 0 | 423222 | 0 | 0 | 0 | 1332196.5453 | 0 | 23111.1535 | 7621.5577 | 0 | 0 | 0 | 0 | 0 | 0 | 127968.6929 | 0 | 0 | 0 | 0 | -159432.6092 | 0 | 0 | 0 | 0 | 0 | 0 | 0 | 0 | 0 | 0 | 0 | 0 | 0
2016-08-31 08:00 | 0 | 0 | 0 | 0 | 244710.5954 | 0 | 416224 | 0 | 0 | 0 | 1160469.8414 | 0 | 23324.4528 | 7621.5577 | 0 | 0 | 0 | 0 | 0 | 0 | 127968.1811 | 0 | 0 | 0 | 0 | -171726.7038 | 0 | 213.2993 | 0 | 0 | 0 | 0 | 0 | 0 | 0 | 0 | 0 | 0 | 0
2016-08-31 09:00 | 0 | 0 | 0 | 0 | 227122.036 | 0 | 422535 | 0 | 0 | 0 | 965056.8774 | 0 | 23324.4528 | 7621.5577 | 0 | 0 | 0 | 0 | 0 | 0 | 127967.6692 | 0 | 0 | 0 | 0 | -195412.964 | 0 | 0 | 0 | 0 | 0 | 0 | 0 | 0 | 0 | 0 | 0 | 0 | 0
2016-08-31 10:00 | 0 | 0 | 0 | 0 | 214618.1499 | 0 | 442793 | 0 | 0 | 0 | 736668.7281 | 0 | 23537.7521 | 7621.5577 | 0 | 0 | 0 | 0 | 0 | 0 | 127967.1573 | 0 | 0 | 0 | 0 | -228388.1494 | 0 | 213.2993 | 0 | 0 | 0 | 0 | 0 | 0 | 0 | 0 | 0 | 0 | 0
2016-08-31 11:00 | 0 | 0 | 0 | 0 | 208668.7899 | 0 | 462873 | 0 | 0 | 0 | 491112.4854 | 0 | 23537.7521 | 7621.5577 | 0 | 0 | 0 | 0 | 0 | 0 | 113056.3568 | 0 | 0 | 0 | 0 | -245556.2427 | 0 | 0 | 0 | 0 | 0 | 0 | 0 | 0 | 0 | 0 | 0 | 14910.2887 | 0
2016-08-31 12:00 | 0 | 0 | 0 | 0 | 174728.5146 | 391.1662 | 481439 | 0 | 0 | 0 | 245556.2427 | 0 | 22283.7504 | 7621.5577 | 0 | 0 | 0 | 0 | 0 | 0 | 10454.0516 | 0 | 0 | 0 | 0 | -245556.2427 | 0 | 0 | 1254.0018 | 0 | 0 | 0 | 0 | 0 | 0 | 0 | 0 | 102601.853 | 0
2016-08-31 13:00 | 0 | 0 | 0 | 0 | 90134.5473 | 131788.5763 | 503448 | 0 | 0 | 0 | 0 | 0 | 0 | 0 | 0 | 0 | 0 | 0 | 0 | 0 | 0 | 0 | 0 | 0 | 0 | -245556.2427 | 0 | 0 | 22283.7504 | -7621.5577 | 0 | 0 | 0 | 0 | 0 | 0 | 0 | 10454.0098 | 0
2016-08-31 14:00 | 0 | 0 | 0 | 0 | 75931.4346 | 455232.5654 | 531164 | 0 | 0 | 0 | 0 | 0 | 0 | 0 | 0 | 0 | 0 | 0 | 0 | 0 | 0 | 0 | 0 | 0 | 0 | 0 | 0 | 0 | 0 | 0 | 0 | 0 | 0 | 0 | 0 | 0 | 0 | 0 | 0
2016-08-31 15:00 | 0 | 0 | 0 | 0 | 0 | 659601.6612 | 558056 | 0 | 0 | 0 | 101545.6612 | 0 | 0 | 0 | 0 | 0 | 0 | 0 | 0 | 0 | 0 | 0 | 0 | 0 | 0 | 101545.6612 | 0 | 0 | 0 | 0 | 0 | 0 | 0 | 0 | 0 | 0 | 0 | 0 | 0
2016-08-31 16:00 | 0 | 0 | 0 | 0 | 0 | 705544.9492 | 583431 | 0 | 0 | 0 | 223659.6104 | 0 | 0 | 0 | 0 | 0 | 0 | 0 | 0 | 0 | 0 | 0 | 0 | 0 | 0 | 122113.9492 | 0 | 0 | 0 | 0 | 0 | 0 | 0 | 0 | 0 | 0 | 0 | 0 | 0
2016-08-31 17:00 | 0 | 0 | 0 | 0 | 145311.8444 | 706294.3983 | 606050 | 0 | 0 | 0 | 469215.8531 | 0 | 0 | 0 | 0 | 0 | 0 | 0 | 0 | 0 | 0 | 0 | 0 | 0 | 0 | 245556.2427 | 0 | 0 | 0 | 0 | 0 | 0 | 0 | 0 | 0 | 0 | 0 | 0 | 0
2016-08-31 18:00 | 0 | 0 | 0 | 0 | 162012.8054 | 694764.0485 | 622657 | 0 | 0 | 0 | 703335.7069 | 0 | 0 | 0 | 0 | 0 | 0 | 0 | 0 | 0 | 0 | 0 | 0 | 0 | 0 | 234119.8538 | 0 | 0 | 0 | 0 | 0 | 0 | 0 | 0 | 0 | 0 | 0 | 0 | 0
2016-08-31 19:00 | 0 | 0 | 0 | 0 | 170017.7381 | 680056.1952 | 632821 | 0 | 0 | 0 | 920588.6402 | 0 | 0 | 0 | 0 | 0 | 0 | 0 | 0 | 0 | 0 | 0 | 0 | 0 | 0 | 217252.9333 | 0 | 0 | 0 | 0 | 0 | 0 | 0 | 0 | 0 | 0 | 0 | 0 | 0
2016-08-31 20:00 | 0 | 0 | 0 | 0 | 141609.7768 | 668654.1296 | 640752 | 0 | 0 | 0 | 1090100.5466 | 0 | 0 | 0 | 0 | 0 | 0 | 0 | 0 | 0 | 0 | 0 | 0 | 0 | 0 | 169511.9064 | 0 | 0 | 0 | 0 | 0 | 0 | 0 | 0 | 0 | 0 | 0 | 0 | 0
2016-08-31 21:00 | 0 | 0 | 0 | 0 | 189900.1057 | 650114.4993 | 640375 | 0 | 0 | 0 | 1289740.1515 | 0 | 0 | 0 | 0 | 0 | 0 | 0 | 0 | 0 | 0 | 0 | 0 | 0 | 0 | 199639.605 | 0 | 0 | 0 | 0 | 0 | 0 | 0 | 0 | 0 | 0 | 0 | 0 | 0
2016-08-31 22:00 | 0 | 0 | 0 | 0 | 200855.0411 | 610159.084 | 631718 | 0 | 0 | 0 | 1469036.2766 | 0 | 0 | 0 | 0 | 0 | 0 | 0 | 0 | 0 | 0 | 0 | 0 | 0 | 0 | 179296.1251 | 0 | 0 | 0 | 0 | 0 | 0 | 0 | 0 | 0 | 0 | 0 | 0 | 0
2016-08-31 23:00 | 0 | 0 | 0 | 0 | 224849.4047 | 515592.1669 | 619018 | 0 | 0 | 0 | 1590459.8482 | 0 | 0 | 0 | 0 | 0 | 0 | 0 | 0 | 0 | 0 | 0 | 0 | 0 | 0 | 121423.5716 | 0 | 0 | 0 | 0 | 0 | 0 | 0 | 0 | 0 | 0 | 0 | 0 | 0
2016-09-01 | 0 | 0 | 0 | 0 | 312351.7496 | 347450.508 | 609097 | 0 | 0 | 0 | 1641165.1058 | 0 | 0 | 0 | 0 | 0 | 0 | 0 | 0 | 0 | 0 | 0 | 0 | 0 | 0 | 50705.2576 | 0 | 0 | 0 | 0 | 0 | 0 | 0 | 0 | 0 | 0 | 0 | 0 | 0
2016-09-01 01:00 | 0 | 0 | 0 | 0 | 413343.0576 | 83388.4446 | 588286 | 0 | 0 | 0 | 1549397.3087 | 0 | 213.2993 | 0 | 0 | 0 | 0 | 0 | 0 | 0 | 0 | 0 | 0 | 0 | 0 | -91767.7971 | 0 | 213.2993 | 0 | 0 | 0 | 0 | 0 | 0 | 0 | 0 | 0 | 0 | 0
2016-09-01 02:00 | 0 | 0 | 0 | 0 | 309249.6026 | 28.8554 | 555048 | 0 | 0 | 0 | 1303841.066 | 0 | 0 | 0 | 0 | 0 | 0 | 0 | 0 | 0 | 0 | 0 | 0 | 0 | 0 | -245556.2427 | 0 | 0 | 213.2993 | 0 | 0 | 0 | 0 | 0 | 0 | 0 | 0 | 0 | 0
2016-09-01 03:00 | 0 | 0 | 0 | 0 | 409067.3612 | 0 | 516859 | 0 | 0 | 0 | 1195836.1279 | 0 | 213.2993 | 0 | 0 | 0 | 0 | 0 | 0 | 0 | 0 | 0 | 0 | 0 | 0 | -108004.9381 | 0 | 213.2993 | 0 | 0 | 0 | 0 | 0 | 0 | 0 | 0 | 0 | 0 | 0
2016-09-01 04:00 | 0 | 0 | 0 | 0 | 400223.5249 | 0 | 482326 | 0 | 0 | 0 | 1113520.3536 | 0 | 426.5986 | 0 | 0 | 0 | 0 | 0 | 0 | 0 | 0 | 0 | 0 | 0 | 0 | -82315.7744 | 0 | 213.2993 | 0 | 0 | 0 | 0 | 0 | 0 | 0 | 0 | 0 | 0 | 0
2016-09-01 05:00 | 0 | 0 | 0 | 0 | 381569.6964 | 0 | 453317 | 0 | 0 | 0 | 1041559.7507 | 0 | 639.8979 | 0 | 0 | 0 | 0 | 0 | 0 | 0 | 0 | 0 | 0 | 0 | 0 | -71960.6029 | 0 | 213.2993 | 0 | 0 | 0 | 0 | 0 | 0 | 0 | 0 | 0 | 0 | 0
2016-09-01 06:00 | 0 | 0 | 0 | 0 | 359325.4202 | 0 | 431277 | 0 | 0 | 0 | 969394.8716 | 0 | 853.1972 | 0 | 0 | 0 | 0 | 0 | 0 | 0 | 0 | 0 | 0 | 0 | 0 | -72164.8791 | 0 | 213.2993 | 0 | 0 | 0 | 0 | 0 | 0 | 0 | 0 | 0 | 0 | 0
2016-09-01 07:00 | 0 | 0 | 0 | 0 | 345441.8638 | 0 | 415650 | 0 | 0 | 0 | 899186.7354 | 0 | 853.1972 | 0 | 0 | 0 | 0 | 0 | 0 | 0 | 0 | 0 | 0 | 0 | 0 | -70208.1362 | 0 | 0 | 0 | 0 | 0 | 0 | 0 | 0 | 0 | 0 | 0 | 0 | 0
2016-09-01 08:00 | 0 | 0 | 0 | 0 | 333222.3993 | 0 | 408914 | 0 | 0 | 0 | 823281.8354 | 0 | 1066.4965 | 0 | 0 | 0 | 0 | 0 | 0 | 0 | 0 | 0 | 0 | 0 | 0 | -75904.9 | 0 | 213.2993 | 0 | 0 | 0 | 0 | 0 | 0 | 0 | 0 | 0 | 0 | 0
2016-09-01 09:00 | 0 | 0 | 0 | 0 | 315202.7505 | 0 | 414048 | 0 | 0 | 0 | 724223.2866 | 0 | 1279.7958 | 0 | 0 | 0 | 0 | 0 | 0 | 0 | 0 | 0 | 0 | 0 | 0 | -99058.5488 | 0 | 213.2993 | 0 | 0 | 0 | 0 | 0 | 0 | 0 | 0 | 0 | 0 | 0
2016-09-01 10:00 | 0 | 0 | 0 | 0 | 305535.7484 | 0 | 435041 | 0 | 0 | 0 | 594504.7357 | 0 | 1493.0951 | 0 | 0 | 0 | 0 | 0 | 0 | 0 | 0 | 0 | 0 | 0 | 0 | -129718.5509 | 0 | 213.2993 | 0 | 0 | 0 | 0 | 0 | 0 | 0 | 0 | 0 | 0 | 0
2016-09-01 11:00 | 0 | 0 | 0 | 0 | 301344.0241 | 0 | 454300 | 0 | 0 | 0 | 441335.4604 | 0 | 1706.3944 | 0 | 0 | 0 | 0 | 0 | 0 | 0 | 0 | 0 | 0 | 0 | 0 | -153169.2752 | 0 | 213.2993 | 0 | 0 | 0 | 0 | 0 | 0 | 0 | 0 | 0 | 0 | 0
2016-09-01 12:00 | 0 | 0 | 0 | 0 | 247351.7995 | 503.3892 | 469139 | 0 | 0 | 0 | 212216.7921 | 0 | 1919.6937 | 7621.5577 | 0 | 0 | 0 | 0 | 0 | 0 | 0 | 0 | 0 | 0 | 0 | -229118.6683 | 0 | 213.2993 | 0 | 7621.5577 | 0 | 0 | 0 | 0 | 0 | 0 | 0 | 0 | 0
2016-09-01 13:00 | 0 | 0 | 0 | 0 | 143684.2831 | 150460.0572 | 490089 | 0 | 0 | 0 | 23680.3909 | 0 | 2132.993 | 0 | 0 | 0 | 0 | 0 | 0 | 0 | 0 | 0 | 0 | 0 | 0 | -188536.4013 | 0 | 213.2993 | 0 | -7621.5577 | 0 | 0 | 0 | 0 | 0 | 0 | 0 | 0 | 0
2016-09-01 14:00 | 0 | 0 | 0 | 0 | 0 | 491091.6091 | 514772 | 0 | 0 | 0 | 0 | 0 | 2132.993 | 0 | 0 | 0 | 0 | 0 | 0 | 0 | 0 | 0 | 0 | 0 | 0 | -23680.3909 | 0 | 0 | 0 | 0 | 0 | 0 | 0 | 0 | 0 | 0 | 0 | 0 | 0
2016-09-01 15:00 | 0 | 0 | 0 | 0 | 133957.5595 | 650720.9825 | 538909 | 0 | 0 | 0 | 245556.2427 | 0 | 2346.2923 | 0 | 0 | 0 | 0 | 0 | 0 | 0 | 0 | 0 | 0 | 0 | 0 | 245556.2427 | 0 | 213.2993 | 0 | 0 | 0 | 0 | 0 | 0 | 0 | 0 | 0 | 0 | 0
2016-09-01 16:00 | 0 | 0 | 0 | 0 | 97633.9247 | 707148.3179 | 559226 | 0 | 0 | 0 | 491112.4854 | 0 | 2346.2923 | 0 | 0 | 0 | 0 | 0 | 0 | 0 | 0 | 0 | 0 | 0 | 0 | 245556.2427 | 0 | 0 | 0 | 0 | 0 | 0 | 0 | 0 | 0 | 0 | 0 | 0 | 0
2016-09-01 17:00 | 0 | 0 | 0 | 0 | 0 | 699857.7433 | 577014 | 0 | 0 | 0 | 613956.2287 | 0 | 2346.2923 | 0 | 0 | 0 | 0 | 0 | 0 | 0 | 0 | 0 | 0 | 0 | 0 | 122843.7433 | 0 | 0 | 0 | 0 | 0 | 0 | 0 | 0 | 0 | 0 | 0 | 0 | 0
2016-09-01 18:00 | 0 | 0 | 0 | 0 | 152200.5749 | 682167.6678 | 588812 | 0 | 0 | 0 | 859512.4714 | 0 | 2346.2923 | 0 | 0 | 0 | 0 | 0 | 0 | 0 | 0 | 0 | 0 | 0 | 0 | 245556.2427 | 0 | 0 | 0 | 0 | 0 | 0 | 0 | 0 | 0 | 0 | 0 | 0 | 0
2016-09-01 19:00 | 0 | 0 | 0 | 0 | 0 | 661397.2743 | 595831 | 0 | 0 | 0 | 925078.7457 | 0 | 2346.2923 | 0 | 0 | 0 | 0 | 0 | 0 | 0 | 0 | 0 | 0 | 0 | 0 | 65566.2743 | 0 | 0 | 0 | 0 | 0 | 0 | 0 | 0 | 0 | 0 | 0 | 0 | 0
2016-09-01 20:00 | 0 | 0 | 0 | 0 | 0 | 647757.8374 | 599406 | 0 | 0 | 0 | 973217.2839 | 0 | 2559.5916 | 0 | 0 | 0 | 0 | 0 | 0 | 0 | 0 | 0 | 0 | 0 | 0 | 48138.5381 | 0 | 213.2993 | 0 | 0 | 0 | 0 | 0 | 0 | 0 | 0 | 0 | 0 | 0
2016-09-01 21:00 | 0 | 0 | 0 | 0 | 0 | 623741.9247 | 599573 | 0 | 0 | 0 | 997386.2085 | 0 | 2559.5916 | 0 | 0 | 0 | 0 | 0 | 0 | 0 | 0 | 0 | 0 | 0 | 0 | 24168.9247 | 0 | 0 | 0 | 0 | 0 | 0 | 0 | 0 | 0 | 0 | 0 | 0 | 0
2016-09-01 22:00 | 0 | 0 | 0 | 0 | 0 | 580409.5169 | 590983 | 0 | 0 | 0 | 986812.7254 | 0 | 2559.5916 | 0 | 0 | 0 | 0 | 0 | 0 | 0 | 0 | 0 | 0 | 0 | 0 | -10573.4831 | 0 | 0 | 0 | 0 | 0 | 0 | 0 | 0 | 0 | 0 | 0 | 0 | 0
2016-09-01 23:00 | 0 | 0 | 0 | 0 | 342166.1186 | 484659.653 | 579268 | 0 | 0 | 0 | 1232368.9681 | 0 | 2559.5916 | 2001.529 | 0 | 0 | 0 | 0 | 0 | 0 | 0 | 0 | 0 | 0 | 0 | 245556.2427 | 0 | 0 | 0 | 2001.529 | 0 | 0 | 0 | 0 | 0 | 0 | 0 | 0 | 0
2016-09-02 | 0 | 0 | 0 | 0 | 189333.3006 | 320296.2186 | 570677 | 0 | 0 | 0 | 1173323.0163 | 0 | 2559.5916 | 0 | 0 | 0 | 0 | 0 | 0 | 0 | 0 | 0 | 0 | 0 | 0 | -59045.9518 | 0 | 0 | 0 | -2001.529 | 0 | 0 | 0 | 0 | 0 | 0 | 0 | 0 | 0
2016-09-02 01:00 | 0 | 0 | 0 | 0 | 226610.1921 | 83036.5653 | 555203 | 0 | 0 | 0 | 927766.7736 | 0 | 2559.5916 | 0 | 0 | 0 | 0 | 0 | 0 | 0 | 0 | 0 | 0 | 0 | 0 | -245556.2427 | 0 | 0 | 0 | 0 | 0 | 0 | 0 | 0 | 0 | 0 | 0 | 0 | 0
2016-09-02 02:00 | 0 | 0 | 0 | 0 | 620538.7563 | 22.3333 | 524072 | 0 | 0 | 0 | 1024255.8633 | 0 | 2559.5916 | 0 | 0 | 0 | 0 | 0 | 0 | 0 | 0 | 0 | 0 | 0 | 0 | 96489.0897 | 0 | 0 | 0 | 0 | 0 | 0 | 0 | 0 | 0 | 0 | 0 | 0 | 0
2016-09-02 03:00 | 0 | 0 | 0 | 0 | 244307.7573 | 0 | 489864 | 0 | 0 | 0 | 778699.6206 | 0 | 2559.5916 | 0 | 0 | 0 | 0 | 0 | 0 | 0 | 0 | 0 | 0 | 0 | 0 | -245556.2427 | 0 | 0 | 0 | 0 | 0 | 0 | 0 | 0 | 0 | 0 | 0 | 0 | 0
2016-09-02 04:00 | 0 | 0 | 0 | 0 | 552116.2929 | 0 | 458419 | 0 | 0 | 0 | 872183.6142 | 0 | 2772.8909 | 0 | 0 | 0 | 0 | 0 | 0 | 0 | 0 | 0 | 0 | 0 | 0 | 93483.9936 | 0 | 213.2993 | 0 | 0 | 0 | 0 | 0 | 0 | 0 | 0 | 0 | 0 | 0
2016-09-02 05:00 | 0 | 0 | 0 | 0 | 515214.7712 | 0 | 432694 | 0 | 0 | 0 | 954491.0861 | 0 | 2986.1902 | 0 | 0 | 0 | 0 | 0 | 0 | 0 | 0 | 0 | 0 | 0 | 0 | 82307.4719 | 0 | 213.2993 | 0 | 0 | 0 | 0 | 0 | 0 | 0 | 0 | 0 | 0 | 0
2016-09-02 06:00 | 0 | 0 | 0 | 0 | 166227.0566 | 0 | 411570 | 0 | 0 | 0 | 708934.8434 | 0 | 3199.4894 | 0 | 0 | 0 | 0 | 0 | 0 | 0 | 0 | 0 | 0 | 0 | 0 | -245556.2427 | 0 | 213.2993 | 0 | 0 | 0 | 0 | 0 | 0 | 0 | 0 | 0 | 0 | 0
2016-09-02 07:00 | 0 | 0 | 0 | 0 | 151486.7573 | 0 | 397043 | 0 | 0 | 0 | 463378.6007 | 0 | 3199.4894 | 0 | 0 | 0 | 0 | 0 | 0 | 0 | 0 | 0 | 0 | 0 | 0 | -245556.2427 | 0 | 0 | 0 | 0 | 0 | 0 | 0 | 0 | 0 | 0 | 0 | 0 | 0
2016-09-02 08:00 | 0 | 0 | 0 | 0 | 458343.2351 | 0 | 390801 | 0 | 0 | 0 | 530920.8358 | 0 | 3199.4894 | 0 | 0 | 0 | 0 | 0 | 0 | 0 | 0 | 0 | 0 | 0 | 0 | 67542.2351 | 0 | 0 | 0 | 0 | 0 | 0 | 0 | 0 | 0 | 0 | 0 | 0 | 0
2016-09-02 09:00 | 0 | 0 | 0 | 0 | 149894.0566 | 0 | 395237 | 0 | 0 | 0 | 285364.5931 | 0 | 3412.7887 | 0 | 0 | 0 | 0 | 0 | 0 | 0 | 0 | 0 | 0 | 0 | 0 | -245556.2427 | 0 | 213.2993 | 0 | 0 | 0 | 0 | 0 | 0 | 0 | 0 | 0 | 0 | 0
2016-09-02 10:00 | 0 | 0 | 0 | 0 | 418968.3363 | 0 | 411279 | 0 | 0 | 0 | 292840.6301 | 0 | 3626.088 | 0 | 0 | 0 | 0 | 0 | 0 | 0 | 0 | 0 | 0 | 0 | 0 | 7476.037 | 0 | 213.2993 | 0 | 0 | 0 | 0 | 0 | 0 | 0 | 0 | 0 | 0 | 0
2016-09-02 11:00 | 0 | 0 | 0 | 0 | 408732.1493 | 0 | 429471 | 0 | 0 | 0 | 271888.4801 | 0 | 3839.3873 | 0 | 0 | 0 | 0 | 0 | 0 | 0 | 0 | 0 | 0 | 0 | 0 | -20952.15 | 0 | 213.2993 | 0 | 0 | 0 | 0 | 0 | 0 | 0 | 0 | 0 | 0 | 0
2016-09-02 12:00 | 0 | 0 | 0 | 0 | 197643.5152 | 422.2421 | 443622 | 0 | 0 | 0 | 26332.2374 | 0 | 3839.3873 | 0 | 0 | 0 | 0 | 0 | 0 | 0 | 0 | 0 | 0 | 0 | 0 | -245556.2427 | 0 | 0 | 0 | 0 | 0 | 0 | 0 | 0 | 0 | 0 | 0 | 0 | 0
2016-09-02 13:00 | 0 | 0 | 0 | 0 | 303440.4076 | 132126.355 | 461899 | 0 | 0 | 0 | 0 | 0 | 3839.3873 | 0 | 0 | 0 | 0 | 0 | 0 | 0 | 0 | 0 | 0 | 0 | 0 | -26332.2374 | 0 | 0 | 0 | 0 | 0 | 0 | 0 | 0 | 0 | 0 | 0 | 0 | 0
2016-09-02 14:00 | 0 | 0 | 0 | 0 | 231891.1549 | 496087.0877 | 482422 | 0 | 0 | 0 | 245556.2427 | 0 | 3839.3873 | 0 | 0 | 0 | 0 | 0 | 0 | 0 | 0 | 0 | 0 | 0 | 0 | 245556.2427 | 0 | 0 | 0 | 0 | 0 | 0 | 0 | 0 | 0 | 0 | 0 | 0 | 0
2016-09-02 15:00 | 0 | 0 | 0 | 0 | 90403.7262 | 656221.8158 | 500856 | 0 | 0 | 0 | 491112.4854 | 0 | 4052.6866 | 0 | 0 | 0 | 0 | 0 | 0 | 0 | 0 | 0 | 0 | 0 | 0 | 245556.2427 | 0 | 213.2993 | 0 | 0 | 0 | 0 | 0 | 0 | 0 | 0 | 0 | 0 | 0
2016-09-02 16:00 | 0 | 0 | 0 | 0 | 0 | 735680.5211 | 516563 | 0 | 0 | 0 | 710230.0065 | 0 | 4052.6866 | 0 | 0 | 0 | 0 | 0 | 0 | 0 | 0 | 0 | 0 | 0 | 0 | 219117.5211 | 0 | 0 | 0 | 0 | 0 | 0 | 0 | 0 | 0 | 0 | 0 | 0 | 0
2016-09-02 17:00 | 0 | 0 | 0 | 0 | 0 | 729194.9176 | 531791 | 0 | 0 | 0 | 907633.9241 | 0 | 4052.6866 | 0 | 0 | 0 | 0 | 0 | 0 | 0 | 0 | 0 | 0 | 0 | 0 | 197403.9176 | 0 | 0 | 0 | 0 | 0 | 0 | 0 | 0 | 0 | 0 | 0 | 0 | 0
2016-09-02 18:00 | 0 | 0 | 0 | 0 | 0 | 706679.5909 | 544019 | 0 | 0 | 0 | 1070294.515 | 0 | 4052.6866 | 0 | 0 | 0 | 0 | 0 | 0 | 0 | 0 | 0 | 0 | 0 | 0 | 162660.5909 | 0 | 0 | 0 | 0 | 0 | 0 | 0 | 0 | 0 | 0 | 0 | 0 | 0
2016-09-02 19:00 | 0 | 0 | 0 | 0 | 0 | 685964.671 | 551969 | 0 | 0 | 0 | 1204290.186 | 0 | 4052.6866 | 0 | 0 | 0 | 0 | 0 | 0 | 0 | 0 | 0 | 0 | 0 | 0 | 133995.671 | 0 | 0 | 0 | 0 | 0 | 0 | 0 | 0 | 0 | 0 | 0 | 0 | 0
2016-09-02 20:00 | 0 | 0 | 0 | 0 | 0 | 677903.4346 | 557436 | 0 | 0 | 0 | 1324544.3213 | 0 | 4265.9859 | 0 | 0 | 0 | 0 | 0 | 0 | 0 | 0 | 0 | 0 | 0 | 0 | 120254.1353 | 0 | 213.2993 | 0 | 0 | 0 | 0 | 0 | 0 | 0 | 0 | 0 | 0 | 0
2016-09-02 21:00 | 0 | 0 | 0 | 0 | 0 | 661107.0113 | 558648 | 0 | 0 | 0 | 1427003.3326 | 0 | 4265.9859 | 0 | 0 | 0 | 0 | 0 | 0 | 0 | 0 | 0 | 0 | 0 | 0 | 102459.0113 | 0 | 0 | 0 | 0 | 0 | 0 | 0 | 0 | 0 | 0 | 0 | 0 | 0
2016-09-02 22:00 | 0 | 0 | 0 | 0 | 0 | 619784.6868 | 549446 | 0 | 0 | 0 | 1497128.7201 | 0 | 4479.2852 | 0 | 0 | 0 | 0 | 0 | 0 | 0 | 0 | 0 | 0 | 0 | 0 | 70125.3875 | 0 | 213.2993 | 0 | 0 | 0 | 0 | 0 | 0 | 0 | 0 | 0 | 0 | 0
2016-09-02 23:00 | 0 | 0 | 0 | 0 | 0 | 524973.3058 | 535830 | 0 | 0 | 0 | 1486058.7265 | 0 | 4692.5845 | 0 | 0 | 0 | 0 | 0 | 0 | 0 | 0 | 0 | 0 | 0 | 0 | -11069.9935 | 0 | 213.2993 | 0 | 0 | 0 | 0 | 0 | 0 | 0 | 0 | 0 | 0 | 0
2016-09-03 | 0 | 0 | 0 | 0 | 0 | 359091.5264 | 525082 | 0 | 0 | 0 | 1319854.9536 | 0 | 4905.8838 | 0 | 0 | 0 | 0 | 0 | 0 | 0 | 0 | 0 | 0 | 0 | 0 | -166203.7729 | 0 | 213.2993 | 0 | 0 | 0 | 0 | 0 | 0 | 0 | 0 | 0 | 0 | 0
2016-09-03 01:00 | 0 | 0 | 0 | 0 | 188729.3301 | 75707.7266 | 509780 | 0 | 0 | 0 | 1074298.7109 | 0 | 5119.1831 | 0 | 0 | 0 | 0 | 0 | 0 | 0 | 0 | 0 | 0 | 0 | 0 | -245556.2427 | 0 | 213.2993 | 0 | 0 | 0 | 0 | 0 | 0 | 0 | 0 | 0 | 0 | 0
2016-09-03 02:00 | 0 | 0 | 0 | 0 | 239039.2942 | 11.4631 | 484607 | 0 | 0 | 0 | 828742.4682 | 0 | 5119.1831 | 0 | 0 | 0 | 0 | 0 | 0 | 0 | 0 | 0 | 0 | 0 | 0 | -245556.2427 | 0 | 0 | 0 | 0 | 0 | 0 | 0 | 0 | 0 | 0 | 0 | 0 | 0
2016-09-03 03:00 | 0 | 0 | 0 | 0 | 701168.542 | 0 | 455399 | 0 | 0 | 0 | 1074298.7109 | 0 | 5332.4824 | 0 | 0 | 0 | 0 | 0 | 0 | 0 | 0 | 0 | 0 | 0 | 0 | 245556.2427 | 0 | 213.2993 | 0 | 0 | 0 | 0 | 0 | 0 | 0 | 0 | 0 | 0 | 0
2016-09-03 04:00 | 0 | 0 | 0 | 0 | 183067.0566 | 0 | 428410 | 0 | 0 | 0 | 828742.4682 | 0 | 5545.7817 | 0 | 0 | 0 | 0 | 0 | 0 | 0 | 0 | 0 | 0 | 0 | 0 | -245556.2427 | 0 | 213.2993 | 0 | 0 | 0 | 0 | 0 | 0 | 0 | 0 | 0 | 0 | 0
2016-09-03 05:00 | 0 | 0 | 0 | 0 | 645634.0443 | 0 | 405539 | 0 | 0 | 0 | 1068624.2132 | 0 | 5759.081 | 0 | 0 | 0 | 0 | 0 | 0 | 0 | 0 | 0 | 0 | 0 | 0 | 239881.745 | 0 | 213.2993 | 0 | 0 | 0 | 0 | 0 | 0 | 0 | 0 | 0 | 0 | 0
2016-09-03 06:00 | 0 | 0 | 0 | 0 | 141050.7573 | 0 | 386607 | 0 | 0 | 0 | 823067.9706 | 0 | 5759.081 | 0 | 0 | 0 | 0 | 0 | 0 | 0 | 0 | 0 | 0 | 0 | 0 | -245556.2427 | 0 | 0 | 0 | 0 | 0 | 0 | 0 | 0 | 0 | 0 | 0 | 0 | 0
2016-09-03 07:00 | 0 | 0 | 0 | 0 | 126984.7573 | 0 | 372541 | 0 | 0 | 0 | 577511.7279 | 0 | 5759.081 | 0 | 0 | 0 | 0 | 0 | 0 | 0 | 0 | 0 | 0 | 0 | 0 | -245556.2427 | 0 | 0 | 0 | 0 | 0 | 0 | 0 | 0 | 0 | 0 | 0 | 0 | 0
2016-09-03 08:00 | 0 | 0 | 0 | 0 | 118152.0566 | 0 | 363495 | 0 | 0 | 0 | 331955.4852 | 0 | 5972.3803 | 0 | 0 | 0 | 0 | 0 | 0 | 0 | 0 | 0 | 0 | 0 | 0 | -245556.2427 | 0 | 213.2993 | 0 | 0 | 0 | 0 | 0 | 0 | 0 | 0 | 0 | 0 | 0
2016-09-03 09:00 | 0 | 0 | 0 | 0 | 521924.5571 | 0 | 359961 | 0 | 0 | 0 | 493705.743 | 0 | 6185.6796 | 0 | 0 | 0 | 0 | 0 | 0 | 0 | 0 | 0 | 0 | 0 | 0 | 161750.2578 | 0 | 213.2993 | 0 | 0 | 0 | 0 | 0 | 0 | 0 | 0 | 0 | 0 | 0
2016-09-03 10:00 | 0 | 0 | 0 | 0 | 116921.7573 | 0 | 362478 | 0 | 0 | 0 | 248149.5003 | 0 | 6185.6796 | 0 | 0 | 0 | 0 | 0 | 0 | 0 | 0 | 0 | 0 | 0 | 0 | -245556.2427 | 0 | 0 | 0 | 0 | 0 | 0 | 0 | 0 | 0 | 0 | 0 | 0 | 0
2016-09-03 11:00 | 0 | 0 | 0 | 0 | 444485.3131 | 0 | 365475 | 0 | 0 | 0 | 326946.5141 | 0 | 6398.9789 | 0 | 0 | 0 | 0 | 0 | 0 | 0 | 0 | 0 | 0 | 0 | 0 | 78797.0138 | 0 | 213.2993 | 0 | 0 | 0 | 0 | 0 | 0 | 0 | 0 | 0 | 0 | 0
2016-09-03 12:00 | 0 | 0 | 0 | 0 | 132552.7732 | 266.2834 | 378162 | 0 | 0 | 0 | 81390.2714 | 0 | 6612.2782 | 0 | 0 | 0 | 0 | 0 | 0 | 0 | 0 | 0 | 0 | 0 | 0 | -245556.2427 | 0 | 213.2993 | 0 | 0 | 0 | 0 | 0 | 0 | 0 | 0 | 0 | 0 | 0
2016-09-03 13:00 | 0 | 0 | 0 | 0 | 302814.0903 | 141286.8732 | 398947 | 0 | 0 | 0 | 126330.9357 | 0 | 6825.5775 | 0 | 0 | 0 | 0 | 0 | 0 | 0 | 0 | 0 | 0 | 0 | 0 | 44940.6642 | 0 | 213.2993 | 0 | 0 | 0 | 0 | 0 | 0 | 0 | 0 | 0 | 0 | 0
2016-09-03 14:00 | 0 | 0 | 0 | 0 | 208956.7953 | 459456.4474 | 422857 | 0 | 0 | 0 | 371887.1783 | 0 | 6825.5775 | 0 | 0 | 0 | 0 | 0 | 0 | 0 | 0 | 0 | 0 | 0 | 0 | 245556.2427 | 0 | 0 | 0 | 0 | 0 | 0 | 0 | 0 | 0 | 0 | 0 | 0 | 0
2016-09-03 15:00 | 0 | 0 | 0 | 0 | 42412.7499 | 648534.7921 | 445178 | 0 | 0 | 0 | 617443.421 | 0 | 7038.8768 | 0 | 0 | 0 | 0 | 0 | 0 | 0 | 0 | 0 | 0 | 0 | 0 | 245556.2427 | 0 | 213.2993 | 0 | 0 | 0 | 0 | 0 | 0 | 0 | 0 | 0 | 0 | 0
2016-09-03 16:00 | 0 | 0 | 0 | 0 | 0 | 705357.1971 | 465906 | 0 | 0 | 0 | 856894.6182 | 0 | 7038.8768 | 0 | 0 | 0 | 0 | 0 | 0 | 0 | 0 | 0 | 0 | 0 | 0 | 239451.1971 | 0 | 0 | 0 | 0 | 0 | 0 | 0 | 0 | 0 | 0 | 0 | 0 | 0
2016-09-03 17:00 | 0 | 0 | 0 | 0 | 0 | 707845.6325 | 482753 | 0 | 0 | 0 | 1081987.2507 | 0 | 7038.8768 | 0 | 0 | 0 | 0 | 0 | 0 | 0 | 0 | 0 | 0 | 0 | 0 | 225092.6325 | 0 | 0 | 0 | 0 | 0 | 0 | 0 | 0 | 0 | 0 | 0 | 0 | 0
2016-09-03 18:00 | 0 | 0 | 0 | 0 | 0 | 700255.4544 | 496541 | 0 | 0 | 0 | 1285488.4058 | 0 | 7252.1761 | 0 | 0 | 0 | 0 | 0 | 0 | 0 | 0 | 0 | 0 | 0 | 0 | 203501.1551 | 0 | 213.2993 | 0 | 0 | 0 | 0 | 0 | 0 | 0 | 0 | 0 | 0 | 0
2016-09-03 19:00 | 0 | 0 | 0 | 0 | 62511.466 | 690936.7767 | 507892 | 0 | 0 | 0 | 1531044.6485 | 0 | 7252.1761 | 0 | 0 | 0 | 0 | 0 | 0 | 0 | 0 | 0 | 0 | 0 | 0 | 245556.2427 | 0 | 0 | 0 | 0 | 0 | 0 | 0 | 0 | 0 | 0 | 0 | 0 | 0
2016-09-03 20:00 | 0 | 0 | 0 | 0 | 0 | 688674.0808 | 516890 | 0 | 0 | 0 | 1702828.7293 | 0 | 7252.1761 | 0 | 0 | 0 | 0 | 0 | 0 | 0 | 0 | 0 | 0 | 0 | 0 | 171784.0808 | 0 | 0 | 0 | 0 | 0 | 0 | 0 | 0 | 0 | 0 | 0 | 0 | 0
2016-09-03 21:00 | 0 | 0 | 0 | 0 | 88739.5571 | 677936.6856 | 521120 | 0 | 0 | 0 | 1948384.972 | 0 | 7252.1761 | 0 | 0 | 0 | 0 | 0 | 0 | 0 | 0 | 0 | 0 | 0 | 0 | 245556.2427 | 0 | 0 | 0 | 0 | 0 | 0 | 0 | 0 | 0 | 0 | 0 | 0 | 0
2016-09-03 22:00 | 0 | 0 | 0 | 0 | 0 | 639795.4804 | 517258 | 0 | 0 | 0 | 2070709.153 | 0 | 7465.4754 | 0 | 0 | 0 | 0 | 0 | 0 | 0 | 0 | 0 | 0 | 0 | 0 | 122324.1811 | 0 | 213.2993 | 0 | 0 | 0 | 0 | 0 | 0 | 0 | 0 | 0 | 0 | 0
2016-09-03 23:00 | 0 | 0 | 0 | 0 | 0 | 545045.683 | 507028 | 0 | 0 | 0 | 2108726.836 | 0 | 7465.4754 | 0 | 0 | 0 | 0 | 0 | 0 | 0 | 0 | 0 | 0 | 0 | 0 | 38017.683 | 0 | 0 | 0 | 0 | 0 | 0 | 0 | 0 | 0 | 0 | 0 | 0 | 0
2016-09-04 | 0 | 0 | 0 | 0 | 0 | 359469.675 | 497324 | 0 | 0 | 0 | 1970872.5111 | 0 | 7465.4754 | 0 | 0 | 0 | 0 | 0 | 0 | 0 | 0 | 0 | 0 | 0 | 0 | -137854.325 | 0 | 0 | 0 | 0 | 0 | 0 | 0 | 0 | 0 | 0 | 0 | 0 | 0
2016-09-04 01:00 | 0 | 0 | 0 | 0 | 168941.7304 | 68611.0269 | 483109 | 0 | 0 | 0 | 1725316.2684 | 0 | 7465.4754 | 0 | 0 | 0 | 0 | 0 | 0 | 0 | 0 | 0 | 0 | 0 | 0 | -245556.2427 | 0 | 0 | 0 | 0 | 0 | 0 | 0 | 0 | 0 | 0 | 0 | 0 | 0
2016-09-04 02:00 | 0 | 0 | 0 | 0 | 215420.4829 | 10.5737 | 460774 | 0 | 0 | 0 | 1479760.0257 | 0 | 7678.7747 | 0 | 0 | 0 | 0 | 0 | 0 | 0 | 0 | 0 | 0 | 0 | 0 | -245556.2427 | 0 | 213.2993 | 0 | 0 | 0 | 0 | 0 | 0 | 0 | 0 | 0 | 0 | 0
2016-09-04 03:00 | 0 | 0 | 0 | 0 | 189764.7573 | 0 | 435321 | 0 | 0 | 0 | 1234203.783 | 0 | 7678.7747 | 0 | 0 | 0 | 0 | 0 | 0 | 0 | 0 | 0 | 0 | 0 | 0 | -245556.2427 | 0 | 0 | 0 | 0 | 0 | 0 | 0 | 0 | 0 | 0 | 0 | 0 | 0
2016-09-04 04:00 | 0 | 0 | 0 | 0 | 165301.7573 | 0 | 410858 | 0 | 0 | 0 | 988647.5403 | 0 | 7678.7747 | 0 | 0 | 0 | 0 | 0 | 0 | 0 | 0 | 0 | 0 | 0 | 0 | -245556.2427 | 0 | 0 | 0 | 0 | 0 | 0 | 0 | 0 | 0 | 0 | 0 | 0 | 0
2016-09-04 05:00 | 0 | 0 | 0 | 0 | 548882.612 | 0 | 389279 | 0 | 0 | 0 | 1148251.1524 | 0 | 7678.7747 | 0 | 0 | 0 | 0 | 0 | 0 | 0 | 0 | 0 | 0 | 0 | 0 | 159603.612 | 0 | 0 | 0 | 0 | 0 | 0 | 0 | 0 | 0 | 0 | 0 | 0 | 0
2016-09-04 06:00 | 0 | 0 | 0 | 0 | 126582.7573 | 0 | 372139 | 0 | 0 | 0 | 902694.9097 | 0 | 7678.7747 | 0 | 0 | 0 | 0 | 0 | 0 | 0 | 0 | 0 | 0 | 0 | 0 | -245556.2427 | 0 | 0 | 0 | 0 | 0 | 0 | 0 | 0 | 0 | 0 | 0 | 0 | 0
2016-09-04 07:00 | 0 | 0 | 0 | 0 | 473627.2044 | 0 | 359705 | 0 | 0 | 0 | 1016617.1141 | 0 | 7678.7747 | 0 | 0 | 0 | 0 | 0 | 0 | 0 | 0 | 0 | 0 | 0 | 0 | 113922.2044 | 0 | 0 | 0 | 0 | 0 | 0 | 0 | 0 | 0 | 0 | 0 | 0 | 0
2016-09-04 08:00 | 0 | 0 | 0 | 0 | 106454.7573 | 0 | 352011 | 0 | 0 | 0 | 771060.8714 | 0 | 7678.7747 | 0 | 0 | 0 | 0 | 0 | 0 | 0 | 0 | 0 | 0 | 0 | 0 | -245556.2427 | 0 | 0 | 0 | 0 | 0 | 0 | 0 | 0 | 0 | 0 | 0 | 0 | 0
2016-09-04 09:00 | 0 | 0 | 0 | 0 | 102786.7573 | 0 | 348343 | 0 | 0 | 0 | 525504.6288 | 0 | 7678.7747 | 0 | 0 | 0 | 0 | 0 | 0 | 0 | 0 | 0 | 0 | 0 | 0 | -245556.2427 | 0 | 0 | 0 | 0 | 0 | 0 | 0 | 0 | 0 | 0 | 0 | 0 | 0
2016-09-04 10:00 | 0 | 0 | 0 | 0 | 102317.0566 | 0 | 347660 | 0 | 0 | 0 | 279948.3861 | 0 | 7892.074 | 0 | 0 | 0 | 0 | 0 | 0 | 0 | 0 | 0 | 0 | 0 | 0 | -245556.2427 | 0 | 213.2993 | 0 | 0 | 0 | 0 | 0 | 0 | 0 | 0 | 0 | 0 | 0
2016-09-04 11:00 | 0 | 0 | 0 | 0 | 405390.2001 | 0 | 350404 | 0 | 0 | 0 | 334934.5862 | 0 | 7892.074 | 0 | 0 | 0 | 0 | 0 | 0 | 0 | 0 | 0 | 0 | 0 | 0 | 54986.2001 | 0 | 0 | 0 | 0 | 0 | 0 | 0 | 0 | 0 | 0 | 0 | 0 | 0
2016-09-04 12:00 | 0 | 0 | 0 | 0 | 116981.1259 | 184.6314 | 362722 | 0 | 0 | 0 | 89378.3435 | 0 | 7892.074 | 0 | 0 | 0 | 0 | 0 | 0 | 0 | 0 | 0 | 0 | 0 | 0 | -245556.2427 | 0 | 0 | 0 | 0 | 0 | 0 | 0 | 0 | 0 | 0 | 0 | 0 | 0
2016-09-04 13:00 | 0 | 0 | 0 | 0 | 337923.671 | 156447.1858 | 385606 | 0 | 0 | 0 | 198143.2003 | 0 | 7892.074 | 0 | 0 | 0 | 0 | 0 | 0 | 0 | 0 | 0 | 0 | 0 | 0 | 108764.8568 | 0 | 0 | 0 | 0 | 0 | 0 | 0 | 0 | 0 | 0 | 0 | 0 | 0
2016-09-04 14:00 | 0 | 0 | 0 | 0 | 0 | 522726.4092 | 411518 | 0 | 0 | 0 | 309138.3103 | 0 | 8105.3733 | 0 | 0 | 0 | 0 | 0 | 0 | 0 | 0 | 0 | 0 | 0 | 0 | 110995.1099 | 0 | 213.2993 | 0 | 0 | 0 | 0 | 0 | 0 | 0 | 0 | 0 | 0 | 0
2016-09-04 15:00 | 0 | 0 | 0 | 0 | 0 | 704840.559 | 436974 | 0 | 0 | 0 | 554694.553 | 0 | 8318.6726 | 0 | 0 | 0 | 0 | 0 | 0 | 0 | 17677.6136 | 0 | 0 | 0 | 0 | 245556.2427 | 0 | 213.2993 | 0 | 0 | 0 | 0 | 0 | 0 | 0 | 0 | 22097.017 | 0 | 0
2016-09-04 16:00 | 0 | 0 | 0 | 0 | 0 | 729717.559 | 461851 | 0 | 0 | 0 | 800250.7956 | 0 | 8531.9719 | 0 | 0 | 0 | 0 | 0 | 0 | 0 | 35355.1566 | 0 | 0 | 0 | 0 | 245556.2427 | 0 | 213.2993 | 0 | 0 | 0 | 0 | 0 | 0 | 0 | 0 | 22097.017 | 0 | 0
2016-09-04 17:00 | 0 | 0 | 0 | 0 | 0 | 758585.1168 | 483097 | 0 | 0 | 0 | 1045807.0383 | 0 | 8745.2712 | 7621.5577 | 0 | 0 | 0 | 0 | 0 | 0 | 53032.6288 | 0 | 0 | 0 | 0 | 245556.2427 | 0 | 213.2993 | 0 | 7621.5577 | 0 | 0 | 0 | 0 | 0 | 0 | 22097.017 | 0 | 0
2016-09-04 18:00 | 0 | 0 | 0 | 0 | 0 | 765273.4268 | 499644 | 0 | 0 | 0 | 1291363.281 | 0 | 8958.5705 | 7621.5577 | 0 | 0 | 0 | 0 | 0 | 0 | 68920.3245 | 0 | 0 | 0 | 0 | 245556.2427 | 0 | 213.2993 | 0 | 0 | 0 | 0 | 0 | 0 | 0 | 0 | 19859.8849 | 0 | 0
2016-09-04 19:00 | 0 | 0 | 0 | 0 | 0 | 757999.2909 | 512563 | 0 | 0 | 0 | 1536919.5237 | 0 | 9171.8697 | 7288.3067 | 0 | 0 | 0 | 0 | 0 | 0 | 68920.0489 | 0 | 0 | 0 | 0 | 245556.2427 | 0 | 213.2993 | 0 | -333.251 | 0 | 0 | 0 | 0 | 0 | 0 | 0 | 0 | 0
2016-09-04 20:00 | 0 | 0 | 0 | 0 | 0 | 760385.667 | 522026 | 0 | 0 | 0 | 1782475.7664 | 0 | 9171.8697 | 91.731 | 0 | 0 | 0 | 0 | 0 | 0 | 68919.7732 | 0 | 0 | 0 | 0 | 245556.2427 | 0 | 0 | 0 | -7196.5757 | 0 | 0 | 0 | 0 | 0 | 0 | 0 | 0 | 0
2016-09-04 21:00 | 0 | 0 | 0 | 0 | 0 | 760990.2686 | 526330 | 0 | 0 | 0 | 2017227.766 | 0 | 9171.8697 | 0 | 0 | 0 | 0 | 0 | 0 | 0 | 68919.4975 | 0 | 0 | 0 | 0 | 234751.9996 | 0 | 0 | 0 | -91.731 | 0 | 0 | 0 | 0 | 0 | 0 | 0 | 0 | 0
2016-09-04 22:00 | 0 | 0 | 0 | 0 | 0 | 731742.1944 | 521745 | 0 | 0 | 0 | 2227011.6612 | 0 | 9385.169 | 0 | 0 | 0 | 0 | 0 | 0 | 0 | 68919.2218 | 0 | 0 | 0 | 0 | 209783.8951 | 0 | 213.2993 | 0 | 0 | 0 | 0 | 0 | 0 | 0 | 0 | 0 | 0 | 0
2016-09-04 23:00 | 0 | 0 | 0 | 0 | 0 | 630392.5517 | 509010 | 0 | 0 | 0 | 2348394.2128 | 0 | 9385.169 | 0 | 0 | 0 | 0 | 0 | 0 | 0 | 68918.9461 | 0 | 0 | 0 | 0 | 121382.5517 | 0 | 0 | 0 | 0 | 0 | 0 | 0 | 0 | 0 | 0 | 0 | 0 | 0
2016-09-05 | 0 | 0 | 0 | 0 | 0 | 418818.5306 | 499706 | 0 | 0 | 0 | 2267506.7434 | 0 | 9385.169 | 0 | 0 | 0 | 0 | 0 | 0 | 0 | 68918.6705 | 0 | 0 | 0 | 0 | -80887.4694 | 0 | 0 | 0 | 0 | 0 | 0 | 0 | 0 | 0 | 0 | 0 | 0 | 0
2016-09-05 01:00 | 0 | 0 | 0 | 0 | 164990.8727 | 74947.8846 | 485495 | 0 | 0 | 0 | 2021950.5007 | 0 | 9385.169 | 0 | 0 | 0 | 0 | 0 | 0 | 0 | 68918.3948 | 0 | 0 | 0 | 0 | -245556.2427 | 0 | 0 | 0 | 0 | 0 | 0 | 0 | 0 | 0 | 0 | 0 | 0 | 0
2016-09-05 02:00 | 0 | 0 | 0 | 0 | 217168.0095 | 12.7478 | 462737 | 0 | 0 | 0 | 1776394.258 | 0 | 9385.169 | 0 | 0 | 0 | 0 | 0 | 0 | 0 | 68918.1191 | 0 | 0 | 0 | 0 | -245556.2427 | 0 | 0 | 0 | 0 | 0 | 0 | 0 | 0 | 0 | 0 | 0 | 0 | 0
2016-09-05 03:00 | 0 | 0 | 0 | 0 | 191746.0566 | 0 | 437089 | 0 | 0 | 0 | 1530838.0153 | 0 | 9598.4683 | 0 | 0 | 0 | 0 | 0 | 0 | 0 | 68917.8434 | 0 | 0 | 0 | 0 | -245556.2427 | 0 | 213.2993 | 0 | 0 | 0 | 0 | 0 | 0 | 0 | 0 | 0 | 0 | 0
2016-09-05 04:00 | 0 | 0 | 0 | 0 | 166818.7573 | 0 | 412375 | 0 | 0 | 0 | 1285281.7727 | 0 | 9598.4683 | 0 | 0 | 0 | 0 | 0 | 0 | 0 | 68917.5678 | 0 | 0 | 0 | 0 | -245556.2427 | 0 | 0 | 0 | 0 | 0 | 0 | 0 | 0 | 0 | 0 | 0 | 0 | 0
2016-09-05 05:00 | 0 | 0 | 0 | 0 | 608661.8059 | 0 | 389910 | 0 | 0 | 0 | 1504033.5785 | 0 | 9598.4683 | 0 | 0 | 0 | 0 | 0 | 0 | 0 | 68917.2921 | 0 | 0 | 0 | 0 | 218751.8059 | 0 | 0 | 0 | 0 | 0 | 0 | 0 | 0 | 0 | 0 | 0 | 0 | 0
2016-09-05 06:00 | 0 | 0 | 0 | 0 | 128030.0566 | 0 | 373373 | 0 | 0 | 0 | 1258477.3359 | 0 | 9811.7676 | 0 | 0 | 0 | 0 | 0 | 0 | 0 | 68917.0164 | 0 | 0 | 0 | 0 | -245556.2427 | 0 | 213.2993 | 0 | 0 | 0 | 0 | 0 | 0 | 0 | 0 | 0 | 0 | 0
2016-09-05 07:00 | 0 | 0 | 0 | 0 | 116072.7573 | 0 | 361629 | 0 | 0 | 0 | 1012921.0932 | 0 | 9811.7676 | 0 | 0 | 0 | 0 | 0 | 0 | 0 | 68916.7408 | 0 | 0 | 0 | 0 | -245556.2427 | 0 | 0 | 0 | 0 | 0 | 0 | 0 | 0 | 0 | 0 | 0 | 0 | 0
2016-09-05 08:00 | 0 | 0 | 0 | 0 | 109344.7573 | 0 | 354901 | 0 | 0 | 0 | 767364.8505 | 0 | 9811.7676 | 0 | 0 | 0 | 0 | 0 | 0 | 0 | 68916.4651 | 0 | 0 | 0 | 0 | -245556.2427 | 0 | 0 | 0 | 0 | 0 | 0 | 0 | 0 | 0 | 0 | 0 | 0 | 0
2016-09-05 09:00 | 0 | 0 | 0 | 0 | 522416.3345 | 0 | 353197 | 0 | 0 | 0 | 936584.185 | 0 | 9811.7676 | 0 | 0 | 0 | 0 | 0 | 0 | 0 | 68916.1894 | 0 | 0 | 0 | 0 | 169219.3345 | 0 | 0 | 0 | 0 | 0 | 0 | 0 | 0 | 0 | 0 | 0 | 0 | 0
2016-09-05 10:00 | 0 | 0 | 0 | 0 | 111056.7573 | 0 | 356613 | 0 | 0 | 0 | 691027.9423 | 0 | 9811.7676 | 0 | 0 | 0 | 0 | 0 | 0 | 0 | 68915.9138 | 0 | 0 | 0 | 0 | -245556.2427 | 0 | 0 | 0 | 0 | 0 | 0 | 0 | 0 | 0 | 0 | 0 | 0 | 0
2016-09-05 11:00 | 0 | 0 | 0 | 0 | 113948.7573 | 0 | 359505 | 0 | 0 | 0 | 445471.6996 | 0 | 9811.7676 | 0 | 0 | 0 | 0 | 0 | 0 | 0 | 68915.6381 | 0 | 0 | 0 | 0 | -245556.2427 | 0 | 0 | 0 | 0 | 0 | 0 | 0 | 0 | 0 | 0 | 0 | 0 | 0
2016-09-05 12:00 | 0 | 0 | 0 | 0 | 125956.5908 | 143.1665 | 371656 | 0 | 0 | 0 | 199915.4569 | 0 | 9811.7676 | 0 | 0 | 0 | 0 | 0 | 0 | 0 | 68915.3624 | 0 | 0 | 0 | 0 | -245556.2427 | 0 | 0 | 0 | 0 | 0 | 0 | 0 | 0 | 0 | 0 | 0 | 0 | 0
2016-09-05 13:00 | 0 | 0 | 0 | 0 | 346940.2782 | 155793.7651 | 397428 | 0 | 0 | 0 | 305221.5002 | 0 | 9811.7676 | 0 | 0 | 0 | 0 | 0 | 0 | 0 | 68915.0868 | 0 | 0 | 0 | 0 | 105306.0433 | 0 | 0 | 0 | 0 | 0 | 0 | 0 | 0 | 0 | 0 | 0 | 0 | 0
2016-09-05 14:00 | 0 | 0 | 0 | 0 | 0 | 566007.2566 | 429589 | 0 | 0 | 0 | 441639.7568 | 0 | 9811.7676 | 0 | 0 | 0 | 0 | 0 | 0 | 0 | 68914.8111 | 0 | 0 | 0 | 0 | 136418.2566 | 0 | 0 | 0 | 0 | 0 | 0 | 0 | 0 | 0 | 0 | 0 | 0 | 0
2016-09-05 15:00 | 0 | 0 | 0 | 0 | 0 | 729456.559 | 461590 | 0 | 0 | 0 | 687195.9995 | 0 | 10025.0669 | 0 | 0 | 0 | 0 | 0 | 0 | 0 | 86592.1491 | 0 | 0 | 0 | 0 | 245556.2427 | 0 | 213.2993 | 0 | 0 | 0 | 0 | 0 | 0 | 0 | 0 | 22097.017 | 0 | 0
2016-09-05 16:00 | 0 | 0 | 0 | 0 | 0 | 758019.559 | 490153 | 0 | 0 | 0 | 932752.2422 | 0 | 10238.3662 | 0 | 0 | 0 | 0 | 0 | 0 | 0 | 104269.4164 | 0 | 0 | 0 | 0 | 245556.2427 | 0 | 213.2993 | 0 | 0 | 0 | 0 | 0 | 0 | 0 | 0 | 22097.017 | 0 | 0
2016-09-05 17:00 | 0 | 0 | 0 | 0 | 0 | 789317.1168 | 513829 | 0 | 0 | 0 | 1178308.4849 | 0 | 10451.6655 | 7621.5577 | 0 | 0 | 0 | 0 | 0 | 0 | 121946.6129 | 0 | 0 | 0 | 0 | 245556.2427 | 0 | 213.2993 | 0 | 7621.5577 | 0 | 0 | 0 | 0 | 0 | 0 | 22097.017 | 0 | 0
2016-09-05 18:00 | 0 | 0 | 0 | 0 | 0 | 781511.0655 | 532803 | 0 | 0 | 0 | 1423864.7276 | 0 | 10664.9648 | 7621.5577 | 0 | 0 | 0 | 0 | 0 | 0 | 124296.9439 | 0 | 0 | 0 | 0 | 245556.2427 | 0 | 213.2993 | 0 | 0 | 0 | 0 | 0 | 0 | 0 | 0 | 2938.5235 | 0 | 0
2016-09-05 19:00 | 0 | 0 | 0 | 0 | 0 | 768763.8795 | 547506 | 0 | 0 | 0 | 1652530.8655 | 0 | 10878.2641 | 0 | 0 | 0 | 0 | 0 | 0 | 0 | 124296.4467 | 0 | 0 | 0 | 0 | 228666.1379 | 0 | 213.2993 | 0 | -7621.5577 | 0 | 0 | 0 | 0 | 0 | 0 | 0 | 0 | 0
2016-09-05 20:00 | 0 | 0 | 0 | 0 | 0 | 768578.9299 | 559333 | 0 | 0 | 0 | 1861776.7954 | 0 | 10878.2641 | 0 | 0 | 0 | 0 | 0 | 0 | 0 | 124295.9495 | 0 | 0 | 0 | 0 | 209245.9299 | 0 | 0 | 0 | 0 | 0 | 0 | 0 | 0 | 0 | 0 | 0 | 0 | 0
2016-09-05 21:00 | 0 | 0 | 0 | 0 | 0 | 764816.4356 | 567243 | 0 | 0 | 0 | 2059350.231 | 0 | 10878.2641 | 0 | 0 | 0 | 0 | 0 | 0 | 0 | 124295.4524 | 0 | 0 | 0 | 0 | 197573.4356 | 0 | 0 | 0 | 0 | 0 | 0 | 0 | 0 | 0 | 0 | 0 | 0 | 0
2016-09-05 22:00 | 0 | 0 | 0 | 0 | 0 | 736102.7386 | 566801 | 0 | 0 | 0 | 2228651.9696 | 0 | 10878.2641 | 0 | 0 | 0 | 0 | 0 | 0 | 0 | 124294.9552 | 0 | 0 | 0 | 0 | 169301.7386 | 0 | 0 | 0 | 0 | 0 | 0 | 0 | 0 | 0 | 0 | 0 | 0 | 0
2016-09-05 23:00 | 0 | 0 | 0 | 0 | 0 | 633395.0874 | 558791 | 0 | 0 | 0 | 2303042.7577 | 0 | 11091.5634 | 0 | 0 | 0 | 0 | 0 | 0 | 0 | 124294.458 | 0 | 0 | 0 | 0 | 74390.7881 | 0 | 213.2993 | 0 | 0 | 0 | 0 | 0 | 0 | 0 | 0 | 0 | 0 | 0
2016-09-06 | 0 | 0 | 0 | 0 | 0 | 411088.5428 | 553560 | 0 | 0 | 0 | 2160571.3005 | 0 | 11091.5634 | 0 | 0 | 0 | 0 | 0 | 0 | 0 | 124293.9608 | 0 | 0 | 0 | 0 | -142471.4572 | 0 | 0 | 0 | 0 | 0 | 0 | 0 | 0 | 0 | 0 | 0 | 0 | 0
2016-09-06 01:00 | 0 | 0 | 0 | 0 | 220940.3315 | 70156.4258 | 536653 | 0 | 0 | 0 | 1915015.0578 | 0 | 11091.5634 | 0 | 0 | 0 | 0 | 0 | 0 | 0 | 124293.4636 | 0 | 0 | 0 | 0 | -245556.2427 | 0 | 0 | 0 | 0 | 0 | 0 | 0 | 0 | 0 | 0 | 0 | 0 | 0
2016-09-06 02:00 | 0 | 0 | 0 | 0 | 259854.1067 | 6.6506 | 505417 | 0 | 0 | 0 | 1669458.8151 | 0 | 11091.5634 | 0 | 0 | 0 | 0 | 0 | 0 | 0 | 124292.9665 | 0 | 0 | 0 | 0 | -245556.2427 | 0 | 0 | 0 | 0 | 0 | 0 | 0 | 0 | 0 | 0 | 0 | 0 | 0
2016-09-06 03:00 | 0 | 0 | 0 | 0 | 226283.7573 | 0 | 471840 | 0 | 0 | 0 | 1423902.5724 | 0 | 11091.5634 | 0 | 0 | 0 | 0 | 0 | 0 | 0 | 124292.4693 | 0 | 0 | 0 | 0 | -245556.2427 | 0 | 0 | 0 | 0 | 0 | 0 | 0 | 0 | 0 | 0 | 0 | 0 | 0
2016-09-06 04:00 | 0 | 0 | 0 | 0 | 196343.7573 | 0 | 441900 | 0 | 0 | 0 | 1178346.3298 | 0 | 11091.5634 | 0 | 0 | 0 | 0 | 0 | 0 | 0 | 124291.9721 | 0 | 0 | 0 | 0 | -245556.2427 | 0 | 0 | 0 | 0 | 0 | 0 | 0 | 0 | 0 | 0 | 0 | 0 | 0
2016-09-06 05:00 | 0 | 0 | 0 | 0 | 530480.3857 | 0 | 416467 | 0 | 0 | 0 | 1292359.7154 | 0 | 11091.5634 | 0 | 0 | 0 | 0 | 0 | 0 | 0 | 124291.475 | 0 | 0 | 0 | 0 | 114013.3857 | 0 | 0 | 0 | 0 | 0 | 0 | 0 | 0 | 0 | 0 | 0 | 0 | 0
2016-09-06 06:00 | 0 | 0 | 0 | 0 | 152174.7573 | 0 | 397731 | 0 | 0 | 0 | 1046803.4727 | 0 | 11091.5634 | 0 | 0 | 0 | 0 | 0 | 0 | 0 | 124290.9778 | 0 | 0 | 0 | 0 | -245556.2427 | 0 | 0 | 0 | 0 | 0 | 0 | 0 | 0 | 0 | 0 | 0 | 0 | 0
2016-09-06 07:00 | 0 | 0 | 0 | 0 | 507218.4108 | 0 | 385563 | 0 | 0 | 0 | 1168245.5843 | 0 | 11304.8627 | 0 | 0 | 0 | 0 | 0 | 0 | 0 | 124290.4806 | 0 | 0 | 0 | 0 | 121442.1116 | 0 | 213.2993 | 0 | 0 | 0 | 0 | 0 | 0 | 0 | 0 | 0 | 0 | 0
2016-09-06 08:00 | 0 | 0 | 0 | 0 | 136224.7573 | 0 | 381781 | 0 | 0 | 0 | 922689.3416 | 0 | 11304.8627 | 0 | 0 | 0 | 0 | 0 | 0 | 0 | 124289.9835 | 0 | 0 | 0 | 0 | -245556.2427 | 0 | 0 | 0 | 0 | 0 | 0 | 0 | 0 | 0 | 0 | 0 | 0 | 0
2016-09-06 09:00 | 0 | 0 | 0 | 0 | 485567.1362 | 0 | 390414 | 0 | 0 | 0 | 1017842.4778 | 0 | 11304.8627 | 0 | 0 | 0 | 0 | 0 | 0 | 0 | 124289.4863 | 0 | 0 | 0 | 0 | 95153.1362 | 0 | 0 | 0 | 0 | 0 | 0 | 0 | 0 | 0 | 0 | 0 | 0 | 0
2016-09-06 10:00 | 0 | 0 | 0 | 0 | 168982.7573 | 0 | 414539 | 0 | 0 | 0 | 772286.2351 | 0 | 11304.8627 | 0 | 0 | 0 | 0 | 0 | 0 | 0 | 124288.9891 | 0 | 0 | 0 | 0 | -245556.2427 | 0 | 0 | 0 | 0 | 0 | 0 | 0 | 0 | 0 | 0 | 0 | 0 | 0
2016-09-06 11:00 | 0 | 0 | 0 | 0 | 446322.4969 | 0 | 437133 | 0 | 0 | 0 | 781262.4327 | 0 | 11518.162 | 0 | 0 | 0 | 0 | 0 | 0 | 0 | 124288.492 | 0 | 0 | 0 | 0 | 8976.1976 | 0 | 213.2993 | 0 | 0 | 0 | 0 | 0 | 0 | 0 | 0 | 0 | 0 | 0
2016-09-06 12:00 | 0 | 0 | 0 | 0 | 211388.7464 | 102.0109 | 457047 | 0 | 0 | 0 | 535706.19 | 0 | 11518.162 | 0 | 0 | 0 | 0 | 0 | 0 | 0 | 124287.9948 | 0 | 0 | 0 | 0 | -245556.2427 | 0 | 0 | 0 | 0 | 0 | 0 | 0 | 0 | 0 | 0 | 0 | 0 | 0
2016-09-06 13:00 | 0 | 0 | 0 | 0 | 377725.3681 | 138646.6918 | 482950 | 0 | 0 | 0 | 569128.2499 | 0 | 11518.162 | 0 | 0 | 0 | 0 | 0 | 0 | 0 | 124287.4977 | 0 | 0 | 0 | 0 | 33422.0598 | 0 | 0 | 0 | 0 | 0 | 0 | 0 | 0 | 0 | 0 | 0 | 0 | 0
2016-09-06 14:00 | 0 | 0 | 0 | 0 | 233751.1878 | 525059.0549 | 513254 | 0 | 0 | 0 | 814684.4926 | 0 | 11518.162 | 0 | 0 | 0 | 0 | 0 | 0 | 0 | 124287.0005 | 0 | 0 | 0 | 0 | 245556.2427 | 0 | 0 | 0 | 0 | 0 | 0 | 0 | 0 | 0 | 0 | 0 | 0 | 0
2016-09-06 15:00 | 0 | 0 | 0 | 0 | 0 | 707005.0487 | 543266 | 0 | 0 | 0 | 978423.5412 | 0 | 11518.162 | 0 | 0 | 0 | 0 | 0 | 0 | 0 | 124286.5034 | 0 | 0 | 0 | 0 | 163739.0487 | 0 | 0 | 0 | 0 | 0 | 0 | 0 | 0 | 0 | 0 | 0 | 0 | 0
2016-09-06 16:00 | 0 | 0 | 0 | 0 | 93108.5076 | 722945.7351 | 570498 | 0 | 0 | 0 | 1223979.7839 | 0 | 11518.162 | 0 | 0 | 0 | 0 | 0 | 0 | 0 | 124286.0062 | 0 | 0 | 0 | 0 | 245556.2427 | 0 | 0 | 0 | 0 | 0 | 0 | 0 | 0 | 0 | 0 | 0 | 0 | 0
2016-09-06 17:00 | 0 | 0 | 0 | 0 | 0 | 717264.8299 | 596132 | 0 | 0 | 0 | 1345112.6139 | 0 | 11518.162 | 0 | 0 | 0 | 0 | 0 | 0 | 0 | 124285.5091 | 0 | 0 | 0 | 0 | 121132.8299 | 0 | 0 | 0 | 0 | 0 | 0 | 0 | 0 | 0 | 0 | 0 | 0 | 0
2016-09-06 18:00 | 0 | 0 | 0 | 0 | 166129.6919 | 695764.5508 | 616338 | 0 | 0 | 0 | 1590668.8565 | 0 | 11518.162 | 0 | 0 | 0 | 0 | 0 | 0 | 0 | 124285.012 | 0 | 0 | 0 | 0 | 245556.2427 | 0 | 0 | 0 | 0 | 0 | 0 | 0 | 0 | 0 | 0 | 0 | 0 | 0
2016-09-06 19:00 | 0 | 0 | 0 | 0 | 206653.1786 | 669711.0641 | 630808 | 0 | 0 | 0 | 1836225.0992 | 0 | 11518.162 | 0 | 0 | 0 | 0 | 0 | 0 | 0 | 124284.5148 | 0 | 0 | 0 | 0 | 245556.2427 | 0 | 0 | 0 | 0 | 0 | 0 | 0 | 0 | 0 | 0 | 0 | 0 | 0
2016-09-06 20:00 | 0 | 0 | 0 | 0 | 0 | 644909.4511 | 640366 | 0 | 0 | 0 | 1840768.5503 | 0 | 11518.162 | 0 | 0 | 0 | 0 | 0 | 0 | 0 | 124284.0177 | 0 | 0 | 0 | 0 | 4543.4511 | 0 | 0 | 0 | 0 | 0 | 0 | 0 | 0 | 0 | 0 | 0 | 0 | 0
2016-09-06 21:00 | 0 | 0 | 0 | 0 | 278714.3809 | 610768.8618 | 643927 | 0 | 0 | 0 | 2086324.793 | 0 | 11518.162 | 0 | 0 | 0 | 0 | 0 | 0 | 0 | 124283.5205 | 0 | 0 | 0 | 0 | 245556.2427 | 0 | 0 | 0 | 0 | 0 | 0 | 0 | 0 | 0 | 0 | 0 | 0 | 0
2016-09-06 22:00 | 0 | 0 | 0 | 0 | 0 | 558722.5006 | 637359 | 0 | 0 | 0 | 2007688.2936 | 0 | 11518.162 | 0 | 0 | 0 | 0 | 0 | 0 | 0 | 124283.0234 | 0 | 0 | 0 | 0 | -78636.4994 | 0 | 0 | 0 | 0 | 0 | 0 | 0 | 0 | 0 | 0 | 0 | 0 | 0
2016-09-06 23:00 | 0 | 0 | 0 | 0 | 0 | 462740.1339 | 624075 | 0 | 0 | 0 | 1846353.4275 | 0 | 11518.162 | 0 | 0 | 0 | 0 | 0 | 0 | 0 | 124282.5263 | 0 | 0 | 0 | 0 | -161334.8661 | 0 | 0 | 0 | 0 | 0 | 0 | 0 | 0 | 0 | 0 | 0 | 0 | 0
2016-09-07 | 0 | 0 | 0 | 0 | 413126.7424 | 311918.9647 | 613268 | 0 | 0 | 0 | 1958131.1345 | 0 | 11518.162 | 0 | 0 | 0 | 0 | 0 | 0 | 0 | 124282.0291 | 0 | 0 | 0 | 0 | 111777.7071 | 0 | 0 | 0 | 0 | 0 | 0 | 0 | 0 | 0 | 0 | 0 | 0 | 0
2016-09-07 01:00 | 0 | 0 | 0 | 0 | 280317.9626 | 64902.7947 | 590777 | 0 | 0 | 0 | 1712574.8918 | 0 | 11518.162 | 0 | 0 | 0 | 0 | 0 | 0 | 0 | 124281.532 | 0 | 0 | 0 | 0 | -245556.2427 | 0 | 0 | 0 | 0 | 0 | 0 | 0 | 0 | 0 | 0 | 0 | 0 | 0
2016-09-07 02:00 | 0 | 0 | 0 | 0 | 490975.2155 | 5.2572 | 555333 | 0 | 0 | 0 | 1648222.3645 | 0 | 11518.162 | 0 | 0 | 0 | 0 | 0 | 0 | 0 | 124281.0349 | 0 | 0 | 0 | 0 | -64352.5273 | 0 | 0 | 0 | 0 | 0 | 0 | 0 | 0 | 0 | 0 | 0 | 0 | 0
2016-09-07 03:00 | 0 | 0 | 0 | 0 | 272691.7573 | 0 | 518248 | 0 | 0 | 0 | 1402666.1218 | 0 | 11518.162 | 0 | 0 | 0 | 0 | 0 | 0 | 0 | 124280.5378 | 0 | 0 | 0 | 0 | -245556.2427 | 0 | 0 | 0 | 0 | 0 | 0 | 0 | 0 | 0 | 0 | 0 | 0 | 0
2016-09-07 04:00 | 0 | 0 | 0 | 0 | 237586.7573 | 0 | 483143 | 0 | 0 | 0 | 1157109.8792 | 0 | 11518.162 | 0 | 0 | 0 | 0 | 0 | 0 | 0 | 124280.0406 | 0 | 0 | 0 | 0 | -245556.2427 | 0 | 0 | 0 | 0 | 0 | 0 | 0 | 0 | 0 | 0 | 0 | 0 | 0
2016-09-07 05:00 | 0 | 0 | 0 | 0 | 473085.3821 | 0 | 453597 | 0 | 0 | 0 | 1176598.2613 | 0 | 11518.162 | 0 | 0 | 0 | 0 | 0 | 0 | 0 | 124279.5435 | 0 | 0 | 0 | 0 | 19488.3821 | 0 | 0 | 0 | 0 | 0 | 0 | 0 | 0 | 0 | 0 | 0 | 0 | 0
2016-09-07 06:00 | 0 | 0 | 0 | 0 | 185391.0566 | 0 | 430734 | 0 | 0 | 0 | 931042.0186 | 0 | 11731.4613 | 0 | 0 | 0 | 0 | 0 | 0 | 0 | 124279.0464 | 0 | 0 | 0 | 0 | -245556.2427 | 0 | 213.2993 | 0 | 0 | 0 | 0 | 0 | 0 | 0 | 0 | 0 | 0 | 0
2016-09-07 07:00 | 0 | 0 | 0 | 0 | 451437.3046 | 0 | 415236 | 0 | 0 | 0 | 967243.3232 | 0 | 11731.4613 | 0 | 0 | 0 | 0 | 0 | 0 | 0 | 124278.5493 | 0 | 0 | 0 | 0 | 36201.3046 | 0 | 0 | 0 | 0 | 0 | 0 | 0 | 0 | 0 | 0 | 0 | 0 | 0
2016-09-07 08:00 | 0 | 0 | 0 | 0 | 434481.5621 | 0 | 409003 | 0 | 0 | 0 | 992721.8853 | 0 | 11731.4613 | 0 | 0 | 0 | 0 | 0 | 0 | 0 | 124278.0522 | 0 | 0 | 0 | 0 | 25478.5621 | 0 | 0 | 0 | 0 | 0 | 0 | 0 | 0 | 0 | 0 | 0 | 0 | 0
2016-09-07 09:00 | 0 | 0 | 0 | 0 | 171028.7573 | 0 | 416585 | 0 | 0 | 0 | 747165.6426 | 0 | 11731.4613 | 0 | 0 | 0 | 0 | 0 | 0 | 0 | 124277.5551 | 0 | 0 | 0 | 0 | -245556.2427 | 0 | 0 | 0 | 0 | 0 | 0 | 0 | 0 | 0 | 0 | 0 | 0 | 0
2016-09-07 10:00 | 0 | 0 | 0 | 0 | 416342.7694 | 0 | 440038 | 0 | 0 | 0 | 723470.412 | 0 | 11731.4613 | 0 | 0 | 0 | 0 | 0 | 0 | 0 | 124277.058 | 0 | 0 | 0 | 0 | -23695.2306 | 0 | 0 | 0 | 0 | 0 | 0 | 0 | 0 | 0 | 0 | 0 | 0 | 0
2016-09-07 11:00 | 0 | 0 | 0 | 0 | 404980.8213 | 0 | 460425 | 0 | 0 | 0 | 668026.2334 | 0 | 11731.4613 | 0 | 0 | 0 | 0 | 0 | 0 | 0 | 124276.5608 | 0 | 0 | 0 | 0 | -55444.1787 | 0 | 0 | 0 | 0 | 0 | 0 | 0 | 0 | 0 | 0 | 0 | 0 | 0
2016-09-07 12:00 | 0 | 0 | 0 | 0 | 373859.4887 | 30.0413 | 478984 | 0 | 0 | 0 | 562718.464 | 0 | 11944.7606 | 0 | 0 | 0 | 0 | 0 | 0 | 0 | 124276.0637 | 0 | 0 | 0 | 0 | -105307.7693 | 0 | 213.2993 | 0 | 0 | 0 | 0 | 0 | 0 | 0 | 0 | 0 | 0 | 0
2016-09-07 13:00 | 0 | 0 | 0 | 0 | 180797.8579 | 76296.8994 | 502651 | 0 | 0 | 0 | 317162.2214 | 0 | 11944.7606 | 0 | 0 | 0 | 0 | 0 | 0 | 0 | 124275.5666 | 0 | 0 | 0 | 0 | -245556.2427 | 0 | 0 | 0 | 0 | 0 | 0 | 0 | 0 | 0 | 0 | 0 | 0 | 0
2016-09-07 14:00 | 0 | 0 | 0 | 0 | 399037.8773 | 377091.8988 | 531556 | 0 | 0 | 0 | 561735.9974 | 0 | 11944.7606 | 0 | 0 | 0 | 0 | 0 | 0 | 0 | 124275.0695 | 0 | 0 | 0 | 0 | 244573.776 | 0 | 0 | 0 | 0 | 0 | 0 | 0 | 0 | 0 | 0 | 0 | 0 | 0
2016-09-07 15:00 | 0 | 0 | 0 | 0 | 243561.5858 | 563275.9562 | 561068 | 0 | 0 | 0 | 807292.2401 | 0 | 12158.0599 | 0 | 0 | 0 | 0 | 0 | 0 | 0 | 124274.5724 | 0 | 0 | 0 | 0 | 245556.2427 | 0 | 213.2993 | 0 | 0 | 0 | 0 | 0 | 0 | 0 | 0 | 0 | 0 | 0
2016-09-07 16:00 | 0 | 0 | 0 | 0 | 0 | 606998.122 | 589066 | 0 | 0 | 0 | 825224.3621 | 0 | 12158.0599 | 0 | 0 | 0 | 0 | 0 | 0 | 0 | 124274.0753 | 0 | 0 | 0 | 0 | 17932.122 | 0 | 0 | 0 | 0 | 0 | 0 | 0 | 0 | 0 | 0 | 0 | 0 | 0
2016-09-07 17:00 | 0 | 0 | 0 | 0 | 235245.3013 | 623184.9414 | 612874 | 0 | 0 | 0 | 1070780.6048 | 0 | 12158.0599 | 0 | 0 | 0 | 0 | 0 | 0 | 0 | 124273.5782 | 0 | 0 | 0 | 0 | 245556.2427 | 0 | 0 | 0 | 0 | 0 | 0 | 0 | 0 | 0 | 0 | 0 | 0 | 0
2016-09-07 18:00 | 0 | 0 | 0 | 0 | 252138.4411 | 625064.8016 | 631647 | 0 | 0 | 0 | 1316336.8474 | 0 | 12158.0599 | 0 | 0 | 0 | 0 | 0 | 0 | 0 | 124273.0811 | 0 | 0 | 0 | 0 | 245556.2427 | 0 | 0 | 0 | 0 | 0 | 0 | 0 | 0 | 0 | 0 | 0 | 0 | 0
2016-09-07 19:00 | 0 | 0 | 0 | 0 | 122860.5712 | 616985.4614 | 644930 | 0 | 0 | 0 | 1411178.0506 | 0 | 12232.8894 | 0 | 0 | 0 | 0 | 0 | 0 | 0 | 124272.5841 | 0 | 0 | 0 | 0 | 94841.2031 | 0 | 74.8295 | 0 | 0 | 0 | 0 | 0 | 0 | 0 | 0 | 0 | 0 | 0
2016-09-07 20:00 | 0 | 0 | 0 | 0 | 0 | 607890.3413 | 653355 | 0 | 0 | 0 | 1365713.3919 | 0 | 12232.8894 | 0 | 0 | 0 | 0 | 0 | 0 | 0 | 124272.087 | 0 | 0 | 0 | 0 | -45464.6587 | 0 | 0 | 0 | 0 | 0 | 0 | 0 | 0 | 0 | 0 | 0 | 0 | 0
2016-09-07 21:00 | 0 | 0 | 0 | 0 | 0 | 586408.3053 | 656020 | 0 | 0 | 0 | 1296101.6972 | 0 | 12232.8894 | 0 | 0 | 0 | 0 | 0 | 0 | 0 | 124271.5899 | 0 | 0 | 0 | 0 | -69611.6947 | 0 | 0 | 0 | 0 | 0 | 0 | 0 | 0 | 0 | 0 | 0 | 0 | 0
2016-09-07 22:00 | 0 | 0 | 0 | 0 | 0 | 548205.0965 | 648378 | 0 | 0 | 0 | 1195928.7937 | 0 | 12232.8894 | 0 | 0 | 0 | 0 | 0 | 0 | 0 | 124271.0928 | 0 | 0 | 0 | 0 | -100172.9035 | 0 | 0 | 0 | 0 | 0 | 0 | 0 | 0 | 0 | 0 | 0 | 0 | 0
2016-09-07 23:00 | 0 | 0 | 0 | 0 | 418814.8787 | 461976.6633 | 635022 | 0 | 0 | 0 | 1441485.0363 | 0 | 12446.1887 | 0 | 0 | 0 | 0 | 0 | 0 | 0 | 124270.5957 | 0 | 0 | 0 | 0 | 245556.2427 | 0 | 213.2993 | 0 | 0 | 0 | 0 | 0 | 0 | 0 | 0 | 0 | 0 | 0
2016-09-08 | 0 | 0 | 0 | 0 | 68436.1171 | 309720.9396 | 623500 | 0 | 0 | 0 | 1195928.7937 | 0 | 12659.488 | 0 | 0 | 0 | 0 | 0 | 0 | 0 | 124270.0986 | 0 | 0 | 0 | 0 | -245556.2427 | 0 | 213.2993 | 0 | 0 | 0 | 0 | 0 | 0 | 0 | 0 | 0 | 0 | 0
2016-09-08 01:00 | 0 | 0 | 0 | 0 | 301604.6106 | 53460.1467 | 600621 | 0 | 0 | 0 | 950372.551 | 0 | 12659.488 | 0 | 0 | 0 | 0 | 0 | 0 | 0 | 124269.6015 | 0 | 0 | 0 | 0 | -245556.2427 | 0 | 0 | 0 | 0 | 0 | 0 | 0 | 0 | 0 | 0 | 0 | 0 | 0
2016-09-08 02:00 | 0 | 0 | 0 | 0 | 607046.9663 | 2.3025 | 564849 | 0 | 0 | 0 | 992572.8198 | 0 | 12659.488 | 0 | 0 | 0 | 0 | 0 | 0 | 0 | 124269.1045 | 0 | 0 | 0 | 0 | 42200.2688 | 0 | 0 | 0 | 0 | 0 | 0 | 0 | 0 | 0 | 0 | 0 | 0 | 0
2016-09-08 03:00 | 0 | 0 | 0 | 0 | 280050.7573 | 0 | 525607 | 0 | 0 | 0 | 747016.5771 | 0 | 12659.488 | 0 | 0 | 0 | 0 | 0 | 0 | 0 | 124268.6074 | 0 | 0 | 0 | 0 | -245556.2427 | 0 | 0 | 0 | 0 | 0 | 0 | 0 | 0 | 0 | 0 | 0 | 0 | 0
2016-09-08 04:00 | 0 | 0 | 0 | 0 | 561216.9509 | 0 | 490421 | 0 | 0 | 0 | 817812.528 | 0 | 12659.488 | 0 | 0 | 0 | 0 | 0 | 0 | 0 | 124268.1103 | 0 | 0 | 0 | 0 | 70795.9509 | 0 | 0 | 0 | 0 | 0 | 0 | 0 | 0 | 0 | 0 | 0 | 0 | 0
2016-09-08 05:00 | 0 | 0 | 0 | 0 | 537541.0512 | 0 | 461164 | 0 | 0 | 0 | 894189.5792 | 0 | 12659.488 | 0 | 0 | 0 | 0 | 0 | 0 | 0 | 124267.6132 | 0 | 0 | 0 | 0 | 76377.0512 | 0 | 0 | 0 | 0 | 0 | 0 | 0 | 0 | 0 | 0 | 0 | 0 | 0
2016-09-08 06:00 | 0 | 0 | 0 | 0 | 192752.7573 | 0 | 438309 | 0 | 0 | 0 | 648633.3365 | 0 | 12659.488 | 0 | 0 | 0 | 0 | 0 | 0 | 0 | 124267.1162 | 0 | 0 | 0 | 0 | -245556.2427 | 0 | 0 | 0 | 0 | 0 | 0 | 0 | 0 | 0 | 0 | 0 | 0 | 0
2016-09-08 07:00 | 0 | 0 | 0 | 0 | 488219.2492 | 0 | 423023 | 0 | 0 | 0 | 713829.5857 | 0 | 12659.488 | 0 | 0 | 0 | 0 | 0 | 0 | 0 | 124266.6191 | 0 | 0 | 0 | 0 | 65196.2492 | 0 | 0 | 0 | 0 | 0 | 0 | 0 | 0 | 0 | 0 | 0 | 0 | 0
2016-09-08 08:00 | 0 | 0 | 0 | 0 | 462914.9355 | 0 | 416468 | 0 | 0 | 0 | 760276.5212 | 0 | 12659.488 | 0 | 0 | 0 | 0 | 0 | 0 | 0 | 124266.122 | 0 | 0 | 0 | 0 | 46446.9355 | 0 | 0 | 0 | 0 | 0 | 0 | 0 | 0 | 0 | 0 | 0 | 0 | 0
2016-09-08 09:00 | 0 | 0 | 0 | 0 | 178604.7573 | 0 | 424161 | 0 | 0 | 0 | 514720.2785 | 0 | 12659.488 | 0 | 0 | 0 | 0 | 0 | 0 | 0 | 124265.625 | 0 | 0 | 0 | 0 | -245556.2427 | 0 | 0 | 0 | 0 | 0 | 0 | 0 | 0 | 0 | 0 | 0 | 0 | 0
2016-09-08 10:00 | 0 | 0 | 0 | 0 | 412612.5445 | 0 | 448419 | 0 | 0 | 0 | 478700.5237 | 0 | 12872.7873 | 0 | 0 | 0 | 0 | 0 | 0 | 0 | 124265.1279 | 0 | 0 | 0 | 0 | -36019.7548 | 0 | 213.2993 | 0 | 0 | 0 | 0 | 0 | 0 | 0 | 0 | 0 | 0 | 0
2016-09-08 11:00 | 0 | 0 | 0 | 0 | 406984.6643 | 0 | 469557 | 0 | 0 | 0 | 416128.1881 | 0 | 12872.7873 | 0 | 0 | 0 | 0 | 0 | 0 | 0 | 124264.6308 | 0 | 0 | 0 | 0 | -62572.3357 | 0 | 0 | 0 | 0 | 0 | 0 | 0 | 0 | 0 | 0 | 0 | 0 | 0
2016-09-08 12:00 | 0 | 0 | 0 | 0 | 371987.2148 | 48.7183 | 484677 | 0 | 0 | 0 | 303487.1212 | 0 | 12872.7873 | 0 | 0 | 0 | 0 | 0 | 0 | 0 | 124264.1338 | 0 | 0 | 0 | 0 | -112641.0669 | 0 | 0 | 0 | 0 | 0 | 0 | 0 | 0 | 0 | 0 | 0 | 0 | 0
2016-09-08 13:00 | 0 | 0 | 0 | 0 | 141578.2683 | 119242.4891 | 506377 | 0 | 0 | 0 | 57930.8785 | 0 | 12872.7873 | 0 | 0 | 0 | 0 | 0 | 0 | 0 | 124263.6367 | 0 | 0 | 0 | 0 | -245556.2427 | 0 | 0 | 0 | 0 | 0 | 0 | 0 | 0 | 0 | 0 | 0 | 0 | 0
2016-09-08 14:00 | 0 | 0 | 0 | 0 | 228381.9855 | 521950.1878 | 535641 | 0 | 0 | 0 | 272622.0518 | 0 | 12872.7873 | 0 | 0 | 0 | 0 | 0 | 0 | 0 | 124263.1397 | 0 | 0 | 0 | 0 | 214691.1733 | 0 | 0 | 0 | 0 | 0 | 0 | 0 | 0 | 0 | 0 | 0 | 0 | 0
2016-09-08 15:00 | 0 | 0 | 0 | 0 | 81652.1001 | 728428.4419 | 564311 | 0 | 0 | 0 | 518178.2945 | 0 | 13086.0866 | 0 | 0 | 0 | 0 | 0 | 0 | 0 | 124262.6426 | 0 | 0 | 0 | 0 | 245556.2427 | 0 | 213.2993 | 0 | 0 | 0 | 0 | 0 | 0 | 0 | 0 | 0 | 0 | 0
2016-09-08 16:00 | 0 | 0 | 0 | 0 | 67603.2878 | 769004.9549 | 591052 | 0 | 0 | 0 | 763734.5371 | 0 | 13086.0866 | 0 | 0 | 0 | 0 | 0 | 0 | 0 | 124262.1456 | 0 | 0 | 0 | 0 | 245556.2427 | 0 | 0 | 0 | 0 | 0 | 0 | 0 | 0 | 0 | 0 | 0 | 0 | 0
2016-09-08 17:00 | 0 | 0 | 0 | 0 | 0 | 769412.376 | 614819 | 0 | 0 | 0 | 918327.9131 | 0 | 13086.0866 | 0 | 0 | 0 | 0 | 0 | 0 | 0 | 124261.6485 | 0 | 0 | 0 | 0 | 154593.376 | 0 | 0 | 0 | 0 | 0 | 0 | 0 | 0 | 0 | 0 | 0 | 0 | 0
2016-09-08 18:00 | 0 | 0 | 0 | 0 | 0 | 757047.1284 | 633513 | 0 | 0 | 0 | 1041862.0415 | 0 | 13086.0866 | 0 | 0 | 0 | 0 | 0 | 0 | 0 | 124261.1515 | 0 | 0 | 0 | 0 | 123534.1284 | 0 | 0 | 0 | 0 | 0 | 0 | 0 | 0 | 0 | 0 | 0 | 0 | 0
2016-09-08 19:00 | 0 | 0 | 0 | 0 | 144794.7504 | 747342.4923 | 646581 | 0 | 0 | 0 | 1287418.2842 | 0 | 13086.0866 | 0 | 0 | 0 | 0 | 0 | 0 | 0 | 124260.6544 | 0 | 0 | 0 | 0 | 245556.2427 | 0 | 0 | 0 | 0 | 0 | 0 | 0 | 0 | 0 | 0 | 0 | 0 | 0
2016-09-08 20:00 | 0 | 0 | 0 | 0 | 0 | 749446.5534 | 654955 | 0 | 0 | 0 | 1381909.8376 | 0 | 13086.0866 | 0 | 0 | 0 | 0 | 0 | 0 | 0 | 124260.1574 | 0 | 0 | 0 | 0 | 94491.5534 | 0 | 0 | 0 | 0 | 0 | 0 | 0 | 0 | 0 | 0 | 0 | 0 | 0
2016-09-08 21:00 | 0 | 0 | 0 | 0 | 159241.2684 | 743916.9743 | 657602 | 0 | 0 | 0 | 1627466.0803 | 0 | 13086.0866 | 0 | 0 | 0 | 0 | 0 | 0 | 0 | 124259.6603 | 0 | 0 | 0 | 0 | 245556.2427 | 0 | 0 | 0 | 0 | 0 | 0 | 0 | 0 | 0 | 0 | 0 | 0 | 0
2016-09-08 22:00 | 0 | 0 | 0 | 0 | 0 | 713618.7259 | 649221 | 0 | 0 | 0 | 1691650.5069 | 0 | 13299.3859 | 0 | 0 | 0 | 0 | 0 | 0 | 0 | 124259.1633 | 0 | 0 | 0 | 0 | 64184.4266 | 0 | 213.2993 | 0 | 0 | 0 | 0 | 0 | 0 | 0 | 0 | 0 | 0 | 0
2016-09-08 23:00 | 0 | 0 | 0 | 0 | 268180.7303 | 613823.8116 | 636235 | 0 | 0 | 0 | 1937206.7496 | 0 | 13512.6852 | 0 | 0 | 0 | 0 | 0 | 0 | 0 | 124258.6663 | 0 | 0 | 0 | 0 | 245556.2427 | 0 | 213.2993 | 0 | 0 | 0 | 0 | 0 | 0 | 0 | 0 | 0 | 0 | 0
2016-09-09 | 0 | 0 | 0 | 0 | 0 | 420433.3446 | 625267 | 0 | 0 | 0 | 1732373.0942 | 0 | 13512.6852 | 0 | 0 | 0 | 0 | 0 | 0 | 0 | 124258.1692 | 0 | 0 | 0 | 0 | -204833.6554 | 0 | 0 | 0 | 0 | 0 | 0 | 0 | 0 | 0 | 0 | 0 | 0 | 0
2016-09-09 01:00 | 0 | 0 | 0 | 0 | 297630.2134 | 58702.5439 | 601889 | 0 | 0 | 0 | 1486816.8515 | 0 | 13512.6852 | 0 | 0 | 0 | 0 | 0 | 0 | 0 | 124257.6722 | 0 | 0 | 0 | 0 | -245556.2427 | 0 | 0 | 0 | 0 | 0 | 0 | 0 | 0 | 0 | 0 | 0 | 0 | 0
2016-09-09 02:00 | 0 | 0 | 0 | 0 | 319360.7889 | 0.96844 | 564918 | 0 | 0 | 0 | 1241260.6088 | 0 | 13512.6852 | 0 | 0 | 0 | 0 | 0 | 0 | 0 | 124257.1752 | 0 | 0 | 0 | 0 | -245556.2427 | 0 | 0 | 0 | 0 | 0 | 0 | 0 | 0 | 0 | 0 | 0 | 0 | 0
2016-09-09 03:00 | 0 | 0 | 0 | 0 | 281373.7573 | 0 | 526930 | 0 | 0 | 0 | 995704.3661 | 0 | 13512.6852 | 0 | 0 | 0 | 0 | 0 | 0 | 0 | 124256.6781 | 0 | 0 | 0 | 0 | -245556.2427 | 0 | 0 | 0 | 0 | 0 | 0 | 0 | 0 | 0 | 0 | 0 | 0 | 0
2016-09-09 04:00 | 0 | 0 | 0 | 0 | 553152.2518 | 0 | 491451 | 0 | 0 | 0 | 1057405.6179 | 0 | 13512.6852 | 0 | 0 | 0 | 0 | 0 | 0 | 0 | 124256.1811 | 0 | 0 | 0 | 0 | 61701.2518 | 0 | 0 | 0 | 0 | 0 | 0 | 0 | 0 | 0 | 0 | 0 | 0 | 0
2016-09-09 05:00 | 0 | 0 | 0 | 0 | 216091.7573 | 0 | 461648 | 0 | 0 | 0 | 811849.3753 | 0 | 13512.6852 | 0 | 0 | 0 | 0 | 0 | 0 | 0 | 124255.6841 | 0 | 0 | 0 | 0 | -245556.2427 | 0 | 0 | 0 | 0 | 0 | 0 | 0 | 0 | 0 | 0 | 0 | 0 | 0
2016-09-09 06:00 | 0 | 0 | 0 | 0 | 495501.0222 | 0 | 438210 | 0 | 0 | 0 | 869140.3975 | 0 | 13512.6852 | 0 | 0 | 0 | 0 | 0 | 0 | 0 | 124255.1871 | 0 | 0 | 0 | 0 | 57291.0222 | 0 | 0 | 0 | 0 | 0 | 0 | 0 | 0 | 0 | 0 | 0 | 0 | 0
2016-09-09 07:00 | 0 | 0 | 0 | 0 | 176866.7573 | 0 | 422423 | 0 | 0 | 0 | 623584.1548 | 0 | 13512.6852 | 0 | 0 | 0 | 0 | 0 | 0 | 0 | 124254.6901 | 0 | 0 | 0 | 0 | -245556.2427 | 0 | 0 | 0 | 0 | 0 | 0 | 0 | 0 | 0 | 0 | 0 | 0 | 0
2016-09-09 08:00 | 0 | 0 | 0 | 0 | 452486.4667 | 0 | 415921 | 0 | 0 | 0 | 660149.6215 | 0 | 13512.6852 | 0 | 0 | 0 | 0 | 0 | 0 | 0 | 124254.193 | 0 | 0 | 0 | 0 | 36565.4667 | 0 | 0 | 0 | 0 | 0 | 0 | 0 | 0 | 0 | 0 | 0 | 0 | 0
2016-09-09 09:00 | 0 | 0 | 0 | 0 | 432635.2387 | 0 | 423218 | 0 | 0 | 0 | 669566.8603 | 0 | 13512.6852 | 0 | 0 | 0 | 0 | 0 | 0 | 0 | 124253.696 | 0 | 0 | 0 | 0 | 9417.2387 | 0 | 0 | 0 | 0 | 0 | 0 | 0 | 0 | 0 | 0 | 0 | 0 | 0
2016-09-09 10:00 | 0 | 0 | 0 | 0 | 200711.0566 | 0 | 446054 | 0 | 0 | 0 | 424010.6176 | 0 | 13725.9845 | 0 | 0 | 0 | 0 | 0 | 0 | 0 | 124253.199 | 0 | 0 | 0 | 0 | -245556.2427 | 0 | 213.2993 | 0 | 0 | 0 | 0 | 0 | 0 | 0 | 0 | 0 | 0 | 0
2016-09-09 11:00 | 0 | 0 | 0 | 0 | 406555.7786 | 0 | 467381 | 0 | 0 | 0 | 363185.3962 | 0 | 13725.9845 | 0 | 0 | 0 | 0 | 0 | 0 | 0 | 124252.702 | 0 | 0 | 0 | 0 | -60825.2214 | 0 | 0 | 0 | 0 | 0 | 0 | 0 | 0 | 0 | 0 | 0 | 0 | 0
2016-09-09 12:00 | 0 | 0 | 0 | 0 | 365314.3376 | 49.5088 | 482993 | 0 | 0 | 0 | 245556.2427 | 0 | 13725.9845 | 0 | 0 | 0 | 0 | 0 | 0 | 0 | 124252.205 | 0 | 0 | 0 | 0 | -117629.1535 | 0 | 0 | 0 | 0 | 0 | 0 | 0 | 0 | 0 | 0 | 0 | 0 | 0
2016-09-09 13:00 | 0 | 0 | 0 | 0 | 126532.253 | 134353.5043 | 506442 | 0 | 0 | 0 | 0 | 0 | 13725.9845 | 0 | 0 | 0 | 0 | 0 | 0 | 0 | 124251.708 | 0 | 0 | 0 | 0 | -245556.2427 | 0 | 0 | 0 | 0 | 0 | 0 | 0 | 0 | 0 | 0 | 0 | 0 | 0
2016-09-09 14:00 | 0 | 0 | 0 | 0 | 223805.1515 | 556475.0911 | 534724 | 0 | 0 | 0 | 245556.2427 | 0 | 13725.9845 | 0 | 0 | 0 | 0 | 0 | 0 | 0 | 124251.211 | 0 | 0 | 0 | 0 | 245556.2427 | 0 | 0 | 0 | 0 | 0 | 0 | 0 | 0 | 0 | 0 | 0 | 0 | 0
2016-09-09 15:00 | 0 | 0 | 0 | 0 | 54709.4938 | 753860.7489 | 563014 | 0 | 0 | 0 | 491112.4854 | 0 | 13725.9845 | 0 | 0 | 0 | 0 | 0 | 0 | 0 | 124250.714 | 0 | 0 | 0 | 0 | 245556.2427 | 0 | 0 | 0 | 0 | 0 | 0 | 0 | 0 | 0 | 0 | 0 | 0 | 0
2016-09-09 16:00 | 0 | 0 | 0 | 0 | 0 | 781808.4811 | 588325 | 0 | 0 | 0 | 684595.9665 | 0 | 13725.9845 | 0 | 0 | 0 | 0 | 0 | 0 | 0 | 124250.217 | 0 | 0 | 0 | 0 | 193483.4811 | 0 | 0 | 0 | 0 | 0 | 0 | 0 | 0 | 0 | 0 | 0 | 0 | 0
2016-09-09 17:00 | 0 | 0 | 0 | 0 | 0 | 778487.5513 | 611508 | 0 | 0 | 0 | 851575.5177 | 0 | 13725.9845 | 0 | 0 | 0 | 0 | 0 | 0 | 0 | 124249.72 | 0 | 0 | 0 | 0 | 166979.5513 | 0 | 0 | 0 | 0 | 0 | 0 | 0 | 0 | 0 | 0 | 0 | 0 | 0
2016-09-09 18:00 | 0 | 0 | 0 | 0 | 109109.278 | 765598.9647 | 629152 | 0 | 0 | 0 | 1097131.7604 | 0 | 13725.9845 | 0 | 0 | 0 | 0 | 0 | 0 | 0 | 124249.223 | 0 | 0 | 0 | 0 | 245556.2427 | 0 | 0 | 0 | 0 | 0 | 0 | 0 | 0 | 0 | 0 | 0 | 0 | 0
2016-09-09 19:00 | 0 | 0 | 0 | 0 | 131864.9465 | 754799.5955 | 640895 | 0 | 0 | 0 | 1342688.0031 | 0 | 13939.2838 | 0 | 0 | 0 | 0 | 0 | 0 | 0 | 124248.726 | 0 | 0 | 0 | 0 | 245556.2427 | 0 | 213.2993 | 0 | 0 | 0 | 0 | 0 | 0 | 0 | 0 | 0 | 0 | 0
2016-09-09 20:00 | 0 | 0 | 0 | 0 | 0 | 756890.0589 | 647977 | 0 | 0 | 0 | 1451387.7627 | 0 | 14152.5831 | 0 | 0 | 0 | 0 | 0 | 0 | 0 | 124248.229 | 0 | 0 | 0 | 0 | 108699.7596 | 0 | 213.2993 | 0 | 0 | 0 | 0 | 0 | 0 | 0 | 0 | 0 | 0 | 0
2016-09-09 21:00 | 0 | 0 | 0 | 0 | 0 | 754341.2415 | 647514 | 0 | 0 | 0 | 1558215.0042 | 0 | 14152.5831 | 0 | 0 | 0 | 0 | 0 | 0 | 0 | 124247.732 | 0 | 0 | 0 | 0 | 106827.2415 | 0 | 0 | 0 | 0 | 0 | 0 | 0 | 0 | 0 | 0 | 0 | 0 | 0
2016-09-09 22:00 | 0 | 0 | 0 | 0 | 0 | 725158.9824 | 635007 | 0 | 0 | 0 | 1648153.6874 | 0 | 14365.8824 | 0 | 0 | 0 | 0 | 0 | 0 | 0 | 124247.235 | 0 | 0 | 0 | 0 | 89938.6831 | 0 | 213.2993 | 0 | 0 | 0 | 0 | 0 | 0 | 0 | 0 | 0 | 0 | 0
2016-09-09 23:00 | 0 | 0 | 0 | 0 | 0 | 624675.9606 | 616608 | 0 | 0 | 0 | 1656221.648 | 0 | 14365.8824 | 0 | 0 | 0 | 0 | 0 | 0 | 0 | 124246.738 | 0 | 0 | 0 | 0 | 8067.9606 | 0 | 0 | 0 | 0 | 0 | 0 | 0 | 0 | 0 | 0 | 0 | 0 | 0
2016-09-10 | 0 | 0 | 0 | 0 | 0 | 406955.1088 | 602141 | 0 | 0 | 0 | 1461035.7569 | 0 | 14365.8824 | 0 | 0 | 0 | 0 | 0 | 0 | 0 | 124246.241 | 0 | 0 | 0 | 0 | -195185.8912 | 0 | 0 | 0 | 0 | 0 | 0 | 0 | 0 | 0 | 0 | 0 | 0 | 0
2016-09-10 01:00 | 0 | 0 | 0 | 0 | 274581.3066 | 59152.4507 | 579290 | 0 | 0 | 0 | 1215479.5142 | 0 | 14365.8824 | 0 | 0 | 0 | 0 | 0 | 0 | 0 | 124245.744 | 0 | 0 | 0 | 0 | -245556.2427 | 0 | 0 | 0 | 0 | 0 | 0 | 0 | 0 | 0 | 0 | 0 | 0 | 0
2016-09-10 02:00 | 0 | 0 | 0 | 0 | 302994.2237 | 0.53363 | 548551 | 0 | 0 | 0 | 969923.2715 | 0 | 14365.8824 | 0 | 0 | 0 | 0 | 0 | 0 | 0 | 124245.247 | 0 | 0 | 0 | 0 | -245556.2427 | 0 | 0 | 0 | 0 | 0 | 0 | 0 | 0 | 0 | 0 | 0 | 0 | 0
2016-09-10 03:00 | 0 | 0 | 0 | 0 | 621620.8797 | 0 | 515363 | 0 | 0 | 0 | 1076181.1512 | 0 | 14365.8824 | 0 | 0 | 0 | 0 | 0 | 0 | 0 | 124244.7501 | 0 | 0 | 0 | 0 | 106257.8797 | 0 | 0 | 0 | 0 | 0 | 0 | 0 | 0 | 0 | 0 | 0 | 0 | 0
2016-09-10 04:00 | 0 | 0 | 0 | 0 | 237332.0566 | 0 | 482675 | 0 | 0 | 0 | 830624.9085 | 0 | 14579.1817 | 0 | 0 | 0 | 0 | 0 | 0 | 0 | 124244.2531 | 0 | 0 | 0 | 0 | -245556.2427 | 0 | 213.2993 | 0 | 0 | 0 | 0 | 0 | 0 | 0 | 0 | 0 | 0 | 0
2016-09-10 05:00 | 0 | 0 | 0 | 0 | 630673.596 | 0 | 452595 | 0 | 0 | 0 | 1008703.5045 | 0 | 14579.1817 | 0 | 0 | 0 | 0 | 0 | 0 | 0 | 124243.7561 | 0 | 0 | 0 | 0 | 178078.596 | 0 | 0 | 0 | 0 | 0 | 0 | 0 | 0 | 0 | 0 | 0 | 0 | 0
2016-09-10 06:00 | 0 | 0 | 0 | 0 | 184375.0566 | 0 | 429718 | 0 | 0 | 0 | 763147.2618 | 0 | 14792.481 | 0 | 0 | 0 | 0 | 0 | 0 | 0 | 124243.2591 | 0 | 0 | 0 | 0 | -245556.2427 | 0 | 213.2993 | 0 | 0 | 0 | 0 | 0 | 0 | 0 | 0 | 0 | 0 | 0
2016-09-10 07:00 | 0 | 0 | 0 | 0 | 167146.7573 | 0 | 412703 | 0 | 0 | 0 | 517591.0191 | 0 | 14792.481 | 0 | 0 | 0 | 0 | 0 | 0 | 0 | 124242.7621 | 0 | 0 | 0 | 0 | -245556.2427 | 0 | 0 | 0 | 0 | 0 | 0 | 0 | 0 | 0 | 0 | 0 | 0 | 0
2016-09-10 08:00 | 0 | 0 | 0 | 0 | 156535.7573 | 0 | 402092 | 0 | 0 | 0 | 272034.7765 | 0 | 14792.481 | 0 | 0 | 0 | 0 | 0 | 0 | 0 | 124242.2652 | 0 | 0 | 0 | 0 | -245556.2427 | 0 | 0 | 0 | 0 | 0 | 0 | 0 | 0 | 0 | 0 | 0 | 0 | 0
2016-09-10 09:00 | 0 | 0 | 0 | 0 | 554896.0257 | 0 | 398700 | 0 | 0 | 0 | 428230.8021 | 0 | 14792.481 | 0 | 0 | 0 | 0 | 0 | 0 | 0 | 124241.7682 | 0 | 0 | 0 | 0 | 156196.0257 | 0 | 0 | 0 | 0 | 0 | 0 | 0 | 0 | 0 | 0 | 0 | 0 | 0
2016-09-10 10:00 | 0 | 0 | 0 | 0 | 156404.0566 | 0 | 401747 | 0 | 0 | 0 | 182674.5594 | 0 | 15005.7803 | 0 | 0 | 0 | 0 | 0 | 0 | 0 | 124241.2712 | 0 | 0 | 0 | 0 | -245556.2427 | 0 | 213.2993 | 0 | 0 | 0 | 0 | 0 | 0 | 0 | 0 | 0 | 0 | 0
2016-09-10 11:00 | 0 | 0 | 0 | 0 | 513613.314 | 0 | 408440 | 0 | 0 | 0 | 287847.8734 | 0 | 15005.7803 | 0 | 0 | 0 | 0 | 0 | 0 | 0 | 124240.7743 | 0 | 0 | 0 | 0 | 105173.314 | 0 | 0 | 0 | 0 | 0 | 0 | 0 | 0 | 0 | 0 | 0 | 0 | 0
2016-09-10 12:00 | 0 | 0 | 0 | 0 | 180623.9845 | 35.7728 | 426216 | 0 | 0 | 0 | 42291.6307 | 0 | 15005.7803 | 0 | 0 | 0 | 0 | 0 | 0 | 0 | 124240.2773 | 0 | 0 | 0 | 0 | -245556.2427 | 0 | 0 | 0 | 0 | 0 | 0 | 0 | 0 | 0 | 0 | 0 | 0 | 0
2016-09-10 13:00 | 0 | 0 | 0 | 0 | 313940.3729 | 121179.986 | 452245 | 0 | 0 | 0 | 24953.6903 | 0 | 15219.0796 | 0 | 0 | 0 | 0 | 0 | 0 | 0 | 124239.7804 | 0 | 0 | 0 | 0 | -17337.9404 | 0 | 213.2993 | 0 | 0 | 0 | 0 | 0 | 0 | 0 | 0 | 0 | 0 | 0
2016-09-10 14:00 | 0 | 0 | 0 | 0 | 216014.2386 | 512023.0041 | 482481 | 0 | 0 | 0 | 270509.933 | 0 | 15219.0796 | 0 | 0 | 0 | 0 | 0 | 0 | 0 | 124239.2834 | 0 | 0 | 0 | 0 | 245556.2427 | 0 | 0 | 0 | 0 | 0 | 0 | 0 | 0 | 0 | 0 | 0 | 0 | 0
2016-09-10 15:00 | 0 | 0 | 0 | 0 | 0 | 726753.9415 | 511554 | 0 | 0 | 0 | 485496.5752 | 0 | 15432.3789 | 0 | 0 | 0 | 0 | 0 | 0 | 0 | 124238.7864 | 0 | 0 | 0 | 0 | 214986.6422 | 0 | 213.2993 | 0 | 0 | 0 | 0 | 0 | 0 | 0 | 0 | 0 | 0 | 0
2016-09-10 16:00 | 0 | 0 | 0 | 0 | 0 | 767892.2197 | 535911 | 0 | 0 | 0 | 717477.7949 | 0 | 15432.3789 | 0 | 0 | 0 | 0 | 0 | 0 | 0 | 124238.2895 | 0 | 0 | 0 | 0 | 231981.2197 | 0 | 0 | 0 | 0 | 0 | 0 | 0 | 0 | 0 | 0 | 0 | 0 | 0
2016-09-10 17:00 | 0 | 0 | 0 | 0 | 0 | 765248.6704 | 554524 | 0 | 0 | 0 | 928202.4654 | 0 | 15432.3789 | 0 | 0 | 0 | 0 | 0 | 0 | 0 | 124237.7925 | 0 | 0 | 0 | 0 | 210724.6704 | 0 | 0 | 0 | 0 | 0 | 0 | 0 | 0 | 0 | 0 | 0 | 0 | 0
2016-09-10 18:00 | 0 | 0 | 0 | 0 | 0 | 753337.1629 | 567796 | 0 | 0 | 0 | 1113743.6283 | 0 | 15432.3789 | 0 | 0 | 0 | 0 | 0 | 0 | 0 | 124237.2956 | 0 | 0 | 0 | 0 | 185541.1629 | 0 | 0 | 0 | 0 | 0 | 0 | 0 | 0 | 0 | 0 | 0 | 0 | 0
2016-09-10 19:00 | 0 | 0 | 0 | 0 | 0 | 745893.2631 | 576545 | 0 | 0 | 0 | 1283091.8914 | 0 | 15432.3789 | 0 | 0 | 0 | 0 | 0 | 0 | 0 | 124236.7986 | 0 | 0 | 0 | 0 | 169348.2631 | 0 | 0 | 0 | 0 | 0 | 0 | 0 | 0 | 0 | 0 | 0 | 0 | 0
2016-09-10 20:00 | 0 | 0 | 0 | 0 | 75550.836 | 751343.4067 | 581338 | 0 | 0 | 0 | 1528648.134 | 0 | 15432.3789 | 0 | 0 | 0 | 0 | 0 | 0 | 0 | 124236.3017 | 0 | 0 | 0 | 0 | 245556.2427 | 0 | 0 | 0 | 0 | 0 | 0 | 0 | 0 | 0 | 0 | 0 | 0 | 0
2016-09-10 21:00 | 0 | 0 | 0 | 0 | 73236.8558 | 753146.3869 | 580827 | 0 | 0 | 0 | 1774204.3767 | 0 | 15432.3789 | 0 | 0 | 0 | 0 | 0 | 0 | 0 | 124235.8047 | 0 | 0 | 0 | 0 | 245556.2427 | 0 | 0 | 0 | 0 | 0 | 0 | 0 | 0 | 0 | 0 | 0 | 0 | 0
2016-09-10 22:00 | 0 | 0 | 0 | 0 | 0 | 726855.2993 | 572569 | 0 | 0 | 0 | 1928277.3767 | 0 | 15645.6782 | 0 | 0 | 0 | 0 | 0 | 0 | 0 | 124235.3078 | 0 | 0 | 0 | 0 | 154073 | 0 | 213.2993 | 0 | 0 | 0 | 0 | 0 | 0 | 0 | 0 | 0 | 0 | 0
2016-09-10 23:00 | 0 | 0 | 0 | 0 | 0 | 626070.2904 | 561112 | 0 | 0 | 0 | 1993235.6671 | 0 | 15645.6782 | 0 | 0 | 0 | 0 | 0 | 0 | 0 | 124234.8109 | 0 | 0 | 0 | 0 | 64958.2904 | 0 | 0 | 0 | 0 | 0 | 0 | 0 | 0 | 0 | 0 | 0 | 0 | 0
2016-09-11 | 0 | 0 | 0 | 0 | 0 | 397088.0423 | 551027 | 0 | 0 | 0 | 1839296.7094 | 0 | 15645.6782 | 0 | 0 | 0 | 0 | 0 | 0 | 0 | 124234.3139 | 0 | 0 | 0 | 0 | -153938.9577 | 0 | 0 | 0 | 0 | 0 | 0 | 0 | 0 | 0 | 0 | 0 | 0 | 0
2016-09-11 01:00 | 0 | 0 | 0 | 0 | 235480.3478 | 52834.7089 | 533658 | 0 | 0 | 0 | 1593740.4667 | 0 | 15858.9775 | 0 | 0 | 0 | 0 | 0 | 0 | 0 | 124233.817 | 0 | 0 | 0 | 0 | -245556.2427 | 0 | 213.2993 | 0 | 0 | 0 | 0 | 0 | 0 | 0 | 0 | 0 | 0 | 0
2016-09-11 02:00 | 0 | 0 | 0 | 0 | 261364.6942 | 0.063146 | 506921 | 0 | 0 | 0 | 1348184.224 | 0 | 15858.9775 | 0 | 0 | 0 | 0 | 0 | 0 | 0 | 124233.32 | 0 | 0 | 0 | 0 | -245556.2427 | 0 | 0 | 0 | 0 | 0 | 0 | 0 | 0 | 0 | 0 | 0 | 0 | 0
2016-09-11 03:00 | 0 | 0 | 0 | 0 | 231722.7573 | 0 | 477279 | 0 | 0 | 0 | 1102627.9813 | 0 | 15858.9775 | 0 | 0 | 0 | 0 | 0 | 0 | 0 | 124232.8231 | 0 | 0 | 0 | 0 | -245556.2427 | 0 | 0 | 0 | 0 | 0 | 0 | 0 | 0 | 0 | 0 | 0 | 0 | 0
2016-09-11 04:00 | 0 | 0 | 0 | 0 | 202650.0566 | 0 | 447993 | 0 | 0 | 0 | 857071.7386 | 0 | 16072.2768 | 0 | 0 | 0 | 0 | 0 | 0 | 0 | 124232.3262 | 0 | 0 | 0 | 0 | -245556.2427 | 0 | 213.2993 | 0 | 0 | 0 | 0 | 0 | 0 | 0 | 0 | 0 | 0 | 0
2016-09-11 05:00 | 0 | 0 | 0 | 0 | 586562.1474 | 0 | 422117 | 0 | 0 | 0 | 1021516.8861 | 0 | 16072.2768 | 0 | 0 | 0 | 0 | 0 | 0 | 0 | 124231.8292 | 0 | 0 | 0 | 0 | 164445.1474 | 0 | 0 | 0 | 0 | 0 | 0 | 0 | 0 | 0 | 0 | 0 | 0 | 0
2016-09-11 06:00 | 0 | 0 | 0 | 0 | 156801.7573 | 0 | 402358 | 0 | 0 | 0 | 775960.6434 | 0 | 16072.2768 | 0 | 0 | 0 | 0 | 0 | 0 | 0 | 124231.3323 | 0 | 0 | 0 | 0 | -245556.2427 | 0 | 0 | 0 | 0 | 0 | 0 | 0 | 0 | 0 | 0 | 0 | 0 | 0
2016-09-11 07:00 | 0 | 0 | 0 | 0 | 141161.7573 | 0 | 386718 | 0 | 0 | 0 | 530404.4007 | 0 | 16072.2768 | 0 | 0 | 0 | 0 | 0 | 0 | 0 | 124230.8354 | 0 | 0 | 0 | 0 | -245556.2427 | 0 | 0 | 0 | 0 | 0 | 0 | 0 | 0 | 0 | 0 | 0 | 0 | 0
2016-09-11 08:00 | 0 | 0 | 0 | 0 | 130944.0566 | 0 | 376287 | 0 | 0 | 0 | 284848.158 | 0 | 16285.5761 | 0 | 0 | 0 | 0 | 0 | 0 | 0 | 124230.3385 | 0 | 0 | 0 | 0 | -245556.2427 | 0 | 213.2993 | 0 | 0 | 0 | 0 | 0 | 0 | 0 | 0 | 0 | 0 | 0
2016-09-11 09:00 | 0 | 0 | 0 | 0 | 613580.2071 | 0 | 371742 | 0 | 0 | 0 | 526686.3651 | 0 | 16285.5761 | 0 | 0 | 0 | 0 | 0 | 0 | 0 | 124229.8415 | 0 | 0 | 0 | 0 | 241838.2071 | 0 | 0 | 0 | 0 | 0 | 0 | 0 | 0 | 0 | 0 | 0 | 0 | 0
2016-09-11 10:00 | 0 | 0 | 0 | 0 | 127277.0566 | 0 | 372620 | 0 | 0 | 0 | 281130.1224 | 0 | 16498.8754 | 0 | 0 | 0 | 0 | 0 | 0 | 0 | 124229.3446 | 0 | 0 | 0 | 0 | -245556.2427 | 0 | 213.2993 | 0 | 0 | 0 | 0 | 0 | 0 | 0 | 0 | 0 | 0 | 0
2016-09-11 11:00 | 0 | 0 | 0 | 0 | 576419.6048 | 0 | 375875 | 0 | 0 | 0 | 481674.7272 | 0 | 16498.8754 | 0 | 0 | 0 | 0 | 0 | 0 | 0 | 124228.8477 | 0 | 0 | 0 | 0 | 200544.6048 | 0 | 0 | 0 | 0 | 0 | 0 | 0 | 0 | 0 | 0 | 0 | 0 | 0
2016-09-11 12:00 | 0 | 0 | 0 | 0 | 144137.8398 | 57.2168 | 389538 | 0 | 0 | 0 | 236118.4845 | 0 | 16712.1746 | 0 | 0 | 0 | 0 | 0 | 0 | 0 | 124228.3508 | 0 | 0 | 0 | 0 | -245556.2427 | 0 | 213.2993 | 0 | 0 | 0 | 0 | 0 | 0 | 0 | 0 | 0 | 0 | 0
2016-09-11 13:00 | 0 | 0 | 0 | 0 | 330423.907 | 130697.457 | 412784 | 0 | 0 | 0 | 284455.8485 | 0 | 16712.1746 | 0 | 0 | 0 | 0 | 0 | 0 | 0 | 124227.8539 | 0 | 0 | 0 | 0 | 48337.3639 | 0 | 0 | 0 | 0 | 0 | 0 | 0 | 0 | 0 | 0 | 0 | 0 | 0
2016-09-11 14:00 | 0 | 0 | 0 | 0 | 42846.5075 | 549446.3175 | 437043 | 0 | 0 | 0 | 439492.3741 | 0 | 16925.4739 | 0 | 0 | 0 | 0 | 0 | 0 | 0 | 124227.357 | 0 | 0 | 0 | 0 | 155036.5257 | 0 | 213.2993 | 0 | 0 | 0 | 0 | 0 | 0 | 0 | 0 | 0 | 0 | 0
2016-09-11 15:00 | 0 | 0 | 0 | 0 | 0 | 727786.559 | 459920 | 0 | 0 | 0 | 685048.6168 | 0 | 17138.7732 | 0 | 0 | 0 | 0 | 0 | 0 | 0 | 141904.4737 | 0 | 0 | 0 | 0 | 245556.2427 | 0 | 213.2993 | 0 | 0 | 0 | 0 | 0 | 0 | 0 | 0 | 22097.017 | 0 | 0
2016-09-11 16:00 | 0 | 0 | 0 | 0 | 0 | 758468.1168 | 482980 | 0 | 0 | 0 | 930604.8595 | 0 | 17352.0725 | 7621.5577 | 0 | 0 | 0 | 0 | 0 | 0 | 159581.5197 | 0 | 0 | 0 | 0 | 245556.2427 | 0 | 213.2993 | 0 | 7621.5577 | 0 | 0 | 0 | 0 | 0 | 0 | 22097.017 | 0 | 0
2016-09-11 17:00 | 0 | 0 | 0 | 0 | 0 | 761937.4497 | 503234 | 0 | 0 | 0 | 1176161.1022 | 0 | 17565.3718 | 7621.5577 | 0 | 0 | 0 | 0 | 0 | 0 | 169928.0075 | 0 | 0 | 0 | 0 | 245556.2427 | 0 | 213.2993 | 0 | 0 | 0 | 0 | 0 | 0 | 0 | 0 | 12933.9077 | 0 | 0
2016-09-11 18:00 | 0 | 0 | 0 | 0 | 0 | 747003.005 | 519746 | 0 | 0 | 0 | 1411039.6649 | 0 | 17565.3718 | 0 | 0 | 0 | 0 | 0 | 0 | 0 | 169927.3278 | 0 | 0 | 0 | 0 | 234878.5628 | 0 | 0 | 0 | -7621.5577 | 0 | 0 | 0 | 0 | 0 | 0 | 0 | 0 | 0
2016-09-11 19:00 | 0 | 0 | 0 | 0 | 0 | 732917.5499 | 532370 | 0 | 0 | 0 | 1611587.2148 | 0 | 17565.3718 | 0 | 0 | 0 | 0 | 0 | 0 | 0 | 169926.6481 | 0 | 0 | 0 | 0 | 200547.5499 | 0 | 0 | 0 | 0 | 0 | 0 | 0 | 0 | 0 | 0 | 0 | 0 | 0
2016-09-11 20:00 | 0 | 0 | 0 | 0 | 0 | 730520.0744 | 542155 | 0 | 0 | 0 | 1799738.9899 | 0 | 17778.6711 | 0 | 0 | 0 | 0 | 0 | 0 | 0 | 169925.9684 | 0 | 0 | 0 | 0 | 188151.7751 | 0 | 213.2993 | 0 | 0 | 0 | 0 | 0 | 0 | 0 | 0 | 0 | 0 | 0
2016-09-11 21:00 | 0 | 0 | 0 | 0 | 0 | 723074.2001 | 547828 | 0 | 0 | 0 | 1974985.19 | 0 | 17778.6711 | 0 | 0 | 0 | 0 | 0 | 0 | 0 | 169925.2887 | 0 | 0 | 0 | 0 | 175246.2001 | 0 | 0 | 0 | 0 | 0 | 0 | 0 | 0 | 0 | 0 | 0 | 0 | 0
2016-09-11 22:00 | 0 | 0 | 0 | 0 | 0 | 687597.4752 | 543941 | 0 | 0 | 0 | 2118641.6652 | 0 | 17778.6711 | 0 | 0 | 0 | 0 | 0 | 0 | 0 | 169924.609 | 0 | 0 | 0 | 0 | 143656.4752 | 0 | 0 | 0 | 0 | 0 | 0 | 0 | 0 | 0 | 0 | 0 | 0 | 0
2016-09-11 23:00 | 0 | 0 | 0 | 0 | 0 | 572058.2141 | 534700 | 0 | 0 | 0 | 2155786.5801 | 0 | 17991.9704 | 0 | 0 | 0 | 0 | 0 | 0 | 0 | 169923.9293 | 0 | 0 | 0 | 0 | 37144.9148 | 0 | 213.2993 | 0 | 0 | 0 | 0 | 0 | 0 | 0 | 0 | 0 | 0 | 0
2016-09-12 | 0 | 0 | 0 | 0 | 0 | 354566.9677 | 527731 | 0 | 0 | 0 | 1982622.5477 | 0 | 17991.9704 | 0 | 0 | 0 | 0 | 0 | 0 | 0 | 169923.2496 | 0 | 0 | 0 | 0 | -173164.0323 | 0 | 0 | 0 | 0 | 0 | 0 | 0 | 0 | 0 | 0 | 0 | 0 | 0
2016-09-12 01:00 | 0 | 0 | 0 | 0 | 214365.7064 | 49903.3503 | 509612 | 0 | 0 | 0 | 1737066.305 | 0 | 18205.2697 | 0 | 0 | 0 | 0 | 0 | 0 | 0 | 169922.5699 | 0 | 0 | 0 | 0 | -245556.2427 | 0 | 213.2993 | 0 | 0 | 0 | 0 | 0 | 0 | 0 | 0 | 0 | 0 | 0
2016-09-12 02:00 | 0 | 0 | 0 | 0 | 235202.7573 | 0 | 480759 | 0 | 0 | 0 | 1491510.0624 | 0 | 18205.2697 | 0 | 0 | 0 | 0 | 0 | 0 | 0 | 169921.8902 | 0 | 0 | 0 | 0 | -245556.2427 | 0 | 0 | 0 | 0 | 0 | 0 | 0 | 0 | 0 | 0 | 0 | 0 | 0
2016-09-12 03:00 | 0 | 0 | 0 | 0 | 204170.7573 | 0 | 449727 | 0 | 0 | 0 | 1245953.8197 | 0 | 18205.2697 | 0 | 0 | 0 | 0 | 0 | 0 | 0 | 169921.2105 | 0 | 0 | 0 | 0 | -245556.2427 | 0 | 0 | 0 | 0 | 0 | 0 | 0 | 0 | 0 | 0 | 0 | 0 | 0
2016-09-12 04:00 | 0 | 0 | 0 | 0 | 666149.2427 | 0 | 420593 | 0 | 0 | 0 | 1491510.0624 | 0 | 18205.2697 | 0 | 0 | 0 | 0 | 0 | 0 | 0 | 169920.5309 | 0 | 0 | 0 | 0 | 245556.2427 | 0 | 0 | 0 | 0 | 0 | 0 | 0 | 0 | 0 | 0 | 0 | 0 | 0
2016-09-12 05:00 | 0 | 0 | 0 | 0 | 150418.0566 | 0 | 395761 | 0 | 0 | 0 | 1245953.8197 | 0 | 18418.569 | 0 | 0 | 0 | 0 | 0 | 0 | 0 | 169919.8512 | 0 | 0 | 0 | 0 | -245556.2427 | 0 | 213.2993 | 0 | 0 | 0 | 0 | 0 | 0 | 0 | 0 | 0 | 0 | 0
2016-09-12 06:00 | 0 | 0 | 0 | 0 | 623246.2427 | 0 | 377690 | 0 | 0 | 0 | 1491510.0624 | 0 | 18418.569 | 0 | 0 | 0 | 0 | 0 | 0 | 0 | 169919.1715 | 0 | 0 | 0 | 0 | 245556.2427 | 0 | 0 | 0 | 0 | 0 | 0 | 0 | 0 | 0 | 0 | 0 | 0 | 0
2016-09-12 07:00 | 0 | 0 | 0 | 0 | 120931.0566 | 0 | 366274 | 0 | 0 | 0 | 1245953.8197 | 0 | 18631.8683 | 0 | 0 | 0 | 0 | 0 | 0 | 0 | 169918.4918 | 0 | 0 | 0 | 0 | -245556.2427 | 0 | 213.2993 | 0 | 0 | 0 | 0 | 0 | 0 | 0 | 0 | 0 | 0 | 0
2016-09-12 08:00 | 0 | 0 | 0 | 0 | 117664.7573 | 0 | 363221 | 0 | 0 | 0 | 1000397.577 | 0 | 18631.8683 | 0 | 0 | 0 | 0 | 0 | 0 | 0 | 169917.8121 | 0 | 0 | 0 | 0 | -245556.2427 | 0 | 0 | 0 | 0 | 0 | 0 | 0 | 0 | 0 | 0 | 0 | 0 | 0
2016-09-12 09:00 | 0 | 0 | 0 | 0 | 126492.0566 | 0 | 371835 | 0 | 0 | 0 | 754841.3343 | 0 | 18845.1676 | 0 | 0 | 0 | 0 | 0 | 0 | 0 | 169917.1325 | 0 | 0 | 0 | 0 | -245556.2427 | 0 | 213.2993 | 0 | 0 | 0 | 0 | 0 | 0 | 0 | 0 | 0 | 0 | 0
2016-09-12 10:00 | 0 | 0 | 0 | 0 | 576677.1464 | 0 | 395317 | 0 | 0 | 0 | 936201.4807 | 0 | 18845.1676 | 0 | 0 | 0 | 0 | 0 | 0 | 0 | 169916.4528 | 0 | 0 | 0 | 0 | 181360.1464 | 0 | 0 | 0 | 0 | 0 | 0 | 0 | 0 | 0 | 0 | 0 | 0 | 0
2016-09-12 11:00 | 0 | 0 | 0 | 0 | 171823.0566 | 0 | 417166 | 0 | 0 | 0 | 690645.238 | 0 | 19058.4669 | 0 | 0 | 0 | 0 | 0 | 0 | 0 | 169915.7731 | 0 | 0 | 0 | 0 | -245556.2427 | 0 | 213.2993 | 0 | 0 | 0 | 0 | 0 | 0 | 0 | 0 | 0 | 0 | 0
2016-09-12 12:00 | 0 | 0 | 0 | 0 | 507440.6812 | 24.9026 | 432034 | 0 | 0 | 0 | 766076.8218 | 0 | 19058.4669 | 0 | 0 | 0 | 0 | 0 | 0 | 0 | 169915.0935 | 0 | 0 | 0 | 0 | 75431.5838 | 0 | 0 | 0 | 0 | 0 | 0 | 0 | 0 | 0 | 0 | 0 | 0 | 0
2016-09-12 13:00 | 0 | 0 | 0 | 0 | 123526.9146 | 83890.142 | 452760 | 0 | 0 | 0 | 520520.5791 | 0 | 19271.7662 | 0 | 0 | 0 | 0 | 0 | 0 | 0 | 169914.4138 | 0 | 0 | 0 | 0 | -245556.2427 | 0 | 213.2993 | 0 | 0 | 0 | 0 | 0 | 0 | 0 | 0 | 0 | 0 | 0
2016-09-12 14:00 | 0 | 0 | 0 | 0 | 268651.5491 | 453306.6936 | 476402 | 0 | 0 | 0 | 766076.8218 | 0 | 19271.7662 | 0 | 0 | 0 | 0 | 0 | 0 | 0 | 169913.7342 | 0 | 0 | 0 | 0 | 245556.2427 | 0 | 0 | 0 | 0 | 0 | 0 | 0 | 0 | 0 | 0 | 0 | 0 | 0
2016-09-12 15:00 | 0 | 0 | 0 | 0 | 101254.6312 | 644221.9108 | 499707 | 0 | 0 | 0 | 1011633.0645 | 0 | 19485.0655 | 0 | 0 | 0 | 0 | 0 | 0 | 0 | 169913.0545 | 0 | 0 | 0 | 0 | 245556.2427 | 0 | 213.2993 | 0 | 0 | 0 | 0 | 0 | 0 | 0 | 0 | 0 | 0 | 0
2016-09-12 16:00 | 0 | 0 | 0 | 0 | 0 | 699668.0138 | 521331 | 0 | 0 | 0 | 1189970.0783 | 0 | 19485.0655 | 0 | 0 | 0 | 0 | 0 | 0 | 0 | 169912.3748 | 0 | 0 | 0 | 0 | 178337.0138 | 0 | 0 | 0 | 0 | 0 | 0 | 0 | 0 | 0 | 0 | 0 | 0 | 0
2016-09-12 17:00 | 0 | 0 | 0 | 0 | 86403.7158 | 701456.8262 | 542091 | 0 | 0 | 0 | 1435526.321 | 0 | 19698.3648 | 0 | 0 | 0 | 0 | 0 | 0 | 0 | 169911.6952 | 0 | 0 | 0 | 0 | 245556.2427 | 0 | 213.2993 | 0 | 0 | 0 | 0 | 0 | 0 | 0 | 0 | 0 | 0 | 0
2016-09-12 18:00 | 0 | 0 | 0 | 0 | 0 | 686769.3704 | 559929 | 0 | 0 | 0 | 1562366.6914 | 0 | 19698.3648 | 0 | 0 | 0 | 0 | 0 | 0 | 0 | 169911.0155 | 0 | 0 | 0 | 0 | 126840.3704 | 0 | 0 | 0 | 0 | 0 | 0 | 0 | 0 | 0 | 0 | 0 | 0 | 0
2016-09-12 19:00 | 0 | 0 | 0 | 0 | 152759.1915 | 665173.3504 | 572163 | 0 | 0 | 0 | 1807922.9341 | 0 | 19911.6641 | 0 | 0 | 0 | 0 | 0 | 0 | 0 | 169910.3359 | 0 | 0 | 0 | 0 | 245556.2427 | 0 | 213.2993 | 0 | 0 | 0 | 0 | 0 | 0 | 0 | 0 | 0 | 0 | 0
2016-09-12 20:00 | 0 | 0 | 0 | 0 | 0 | 649850.0312 | 580272 | 0 | 0 | 0 | 1877287.666 | 0 | 20124.9634 | 0 | 0 | 0 | 0 | 0 | 0 | 0 | 169909.6563 | 0 | 0 | 0 | 0 | 69364.7319 | 0 | 213.2993 | 0 | 0 | 0 | 0 | 0 | 0 | 0 | 0 | 0 | 0 | 0
2016-09-12 21:00 | 0 | 0 | 0 | 0 | 200112.9851 | 627651.2576 | 582208 | 0 | 0 | 0 | 2122843.9087 | 0 | 20124.9634 | 0 | 0 | 0 | 0 | 0 | 0 | 0 | 169908.9766 | 0 | 0 | 0 | 0 | 245556.2427 | 0 | 0 | 0 | 0 | 0 | 0 | 0 | 0 | 0 | 0 | 0 | 0 | 0
2016-09-12 22:00 | 0 | 0 | 0 | 0 | 0 | 581853.2942 | 573717 | 0 | 0 | 0 | 2130766.9036 | 0 | 20338.2627 | 0 | 0 | 0 | 0 | 0 | 0 | 0 | 169908.297 | 0 | 0 | 0 | 0 | 7922.9949 | 0 | 213.2993 | 0 | 0 | 0 | 0 | 0 | 0 | 0 | 0 | 0 | 0 | 0
2016-09-12 23:00 | 0 | 0 | 0 | 0 | 328153.7204 | 479849.5222 | 562447 | 0 | 0 | 0 | 2376323.1463 | 0 | 20338.2627 | 0 | 0 | 0 | 0 | 0 | 0 | 0 | 169907.6174 | 0 | 0 | 0 | 0 | 245556.2427 | 0 | 0 | 0 | 0 | 0 | 0 | 0 | 0 | 0 | 0 | 0 | 0 | 0
2016-09-13 | 0 | 0 | 0 | 0 | 3866.1461 | 303917.6112 | 553340 | 0 | 0 | 0 | 2130766.9036 | 0 | 20338.2627 | 0 | 0 | 0 | 0 | 0 | 0 | 0 | 169906.9377 | 0 | 0 | 0 | 0 | -245556.2427 | 0 | 0 | 0 | 0 | 0 | 0 | 0 | 0 | 0 | 0 | 0 | 0 | 0
2016-09-13 01:00 | 0 | 0 | 0 | 0 | 533228.3516 | 42605.8019 | 531862 | 0 | 0 | 0 | 2174739.0571 | 0 | 20338.2627 | 0 | 0 | 0 | 0 | 0 | 0 | 0 | 169906.2581 | 0 | 0 | 0 | 0 | 43972.1535 | 0 | 0 | 0 | 0 | 0 | 0 | 0 | 0 | 0 | 0 | 0 | 0 | 0
2016-09-13 02:00 | 0 | 0 | 0 | 0 | 254247.7573 | 0 | 499804 | 0 | 0 | 0 | 1929182.8145 | 0 | 20338.2627 | 0 | 0 | 0 | 0 | 0 | 0 | 0 | 169905.5785 | 0 | 0 | 0 | 0 | -245556.2427 | 0 | 0 | 0 | 0 | 0 | 0 | 0 | 0 | 0 | 0 | 0 | 0 | 0
2016-09-13 03:00 | 0 | 0 | 0 | 0 | 493592.7988 | 0 | 463720 | 0 | 0 | 0 | 1958842.3139 | 0 | 20551.562 | 0 | 0 | 0 | 0 | 0 | 0 | 0 | 169904.8989 | 0 | 0 | 0 | 0 | 29659.4995 | 0 | 213.2993 | 0 | 0 | 0 | 0 | 0 | 0 | 0 | 0 | 0 | 0 | 0
2016-09-13 04:00 | 0 | 0 | 0 | 0 | 465999.4416 | 0 | 431172 | 0 | 0 | 0 | 1993669.7555 | 0 | 20551.562 | 0 | 0 | 0 | 0 | 0 | 0 | 0 | 169904.2192 | 0 | 0 | 0 | 0 | 34827.4416 | 0 | 0 | 0 | 0 | 0 | 0 | 0 | 0 | 0 | 0 | 0 | 0 | 0
2016-09-13 05:00 | 0 | 0 | 0 | 0 | 436639.1447 | 0 | 406107 | 0 | 0 | 0 | 2023988.6009 | 0 | 20764.8613 | 0 | 0 | 0 | 0 | 0 | 0 | 0 | 169903.5396 | 0 | 0 | 0 | 0 | 30318.8454 | 0 | 213.2993 | 0 | 0 | 0 | 0 | 0 | 0 | 0 | 0 | 0 | 0 | 0
2016-09-13 06:00 | 0 | 0 | 0 | 0 | 142972.0566 | 0 | 388315 | 0 | 0 | 0 | 1778432.3582 | 0 | 20978.1606 | 0 | 0 | 0 | 0 | 0 | 0 | 0 | 169902.86 | 0 | 0 | 0 | 0 | -245556.2427 | 0 | 213.2993 | 0 | 0 | 0 | 0 | 0 | 0 | 0 | 0 | 0 | 0 | 0
2016-09-13 07:00 | 0 | 0 | 0 | 0 | 389228.4098 | 0 | 376303 | 0 | 0 | 0 | 1791357.768 | 0 | 20978.1606 | 0 | 0 | 0 | 0 | 0 | 0 | 0 | 169902.1804 | 0 | 0 | 0 | 0 | 12925.4098 | 0 | 0 | 0 | 0 | 0 | 0 | 0 | 0 | 0 | 0 | 0 | 0 | 0
2016-09-13 08:00 | 0 | 0 | 0 | 0 | 366657.118 | 0 | 373384 | 0 | 0 | 0 | 1784417.5867 | 0 | 21191.4599 | 0 | 0 | 0 | 0 | 0 | 0 | 0 | 169901.5008 | 0 | 0 | 0 | 0 | -6940.1813 | 0 | 213.2993 | 0 | 0 | 0 | 0 | 0 | 0 | 0 | 0 | 0 | 0 | 0
2016-09-13 09:00 | 0 | 0 | 0 | 0 | 333518.9469 | 0 | 381489 | 0 | 0 | 0 | 1736234.2343 | 0 | 21404.7592 | 0 | 0 | 0 | 0 | 0 | 0 | 0 | 169900.8212 | 0 | 0 | 0 | 0 | -48183.3524 | 0 | 213.2993 | 0 | 0 | 0 | 0 | 0 | 0 | 0 | 0 | 0 | 0 | 0
2016-09-13 10:00 | 0 | 0 | 0 | 0 | 303393.6445 | 0 | 405252 | 0 | 0 | 0 | 1634375.8788 | 0 | 21404.7592 | 0 | 0 | 0 | 0 | 0 | 0 | 0 | 169900.1416 | 0 | 0 | 0 | 0 | -101858.3555 | 0 | 0 | 0 | 0 | 0 | 0 | 0 | 0 | 0 | 0 | 0 | 0 | 0
2016-09-13 11:00 | 0 | 0 | 0 | 0 | 278859.354 | 0 | 427960 | 0 | 0 | 0 | 1485275.2328 | 0 | 21404.7592 | 0 | 0 | 0 | 0 | 0 | 0 | 0 | 169899.462 | 0 | 0 | 0 | 0 | -149100.646 | 0 | 0 | 0 | 0 | 0 | 0 | 0 | 0 | 0 | 0 | 0 | 0 | 0
2016-09-13 12:00 | 0 | 0 | 0 | 0 | 239317.5872 | 3.5872 | 443105 | 0 | 0 | 0 | 1281278.1079 | 0 | 21618.0585 | 0 | 0 | 0 | 0 | 0 | 0 | 0 | 169898.7824 | 0 | 0 | 0 | 0 | -203997.1249 | 0 | 213.2993 | 0 | 0 | 0 | 0 | 0 | 0 | 0 | 0 | 0 | 0 | 0
2016-09-13 13:00 | 0 | 0 | 0 | 0 | 120316.7665 | 97593.2901 | 463253 | 0 | 0 | 0 | 1035721.8652 | 0 | 21831.3578 | 0 | 0 | 0 | 0 | 0 | 0 | 0 | 169898.1028 | 0 | 0 | 0 | 0 | -245556.2427 | 0 | 213.2993 | 0 | 0 | 0 | 0 | 0 | 0 | 0 | 0 | 0 | 0 | 0
2016-09-13 14:00 | 0 | 0 | 0 | 0 | 186015.0167 | 481892.6321 | 485936 | 0 | 0 | 0 | 1217480.2147 | 0 | 22044.6571 | 0 | 0 | 0 | 0 | 0 | 0 | 0 | 169897.4232 | 0 | 0 | 0 | 0 | 181758.3495 | 0 | 213.2993 | 0 | 0 | 0 | 0 | 0 | 0 | 0 | 0 | 0 | 0 | 0
2016-09-13 15:00 | 0 | 0 | 0 | 0 | 0 | 676756.0255 | 507323 | 0 | 0 | 0 | 1379078.3831 | 0 | 22257.9564 | 7621.5577 | 0 | 0 | 0 | 0 | 0 | 0 | 169896.7436 | 0 | 0 | 0 | 0 | 161598.1684 | 0 | 213.2993 | 0 | 7621.5577 | 0 | 0 | 0 | 0 | 0 | 0 | 0 | 0 | 0
2016-09-13 16:00 | 0 | 0 | 0 | 0 | 41145.2313 | 726284.753 | 529282 | 0 | 0 | 0 | 1624634.6258 | 0 | 22471.2557 | 0 | 0 | 0 | 0 | 0 | 0 | 0 | 169896.064 | 0 | 0 | 0 | 0 | 245556.2427 | 0 | 213.2993 | 0 | -7621.5577 | 0 | 0 | 0 | 0 | 0 | 0 | 0 | 0 | 0
2016-09-13 17:00 | 0 | 0 | 0 | 0 | 0 | 721255.5757 | 549796 | 0 | 0 | 0 | 1796094.2016 | 0 | 22471.2557 | 0 | 0 | 0 | 0 | 0 | 0 | 0 | 169895.3844 | 0 | 0 | 0 | 0 | 171459.5757 | 0 | 0 | 0 | 0 | 0 | 0 | 0 | 0 | 0 | 0 | 0 | 0 | 0
2016-09-13 18:00 | 0 | 0 | 0 | 0 | 102212.8058 | 699779.2743 | 566080 | 0 | 0 | 0 | 2031792.9824 | 0 | 22684.555 | 0 | 0 | 0 | 0 | 0 | 0 | 0 | 169894.7048 | 0 | 0 | 0 | 0 | 235698.7808 | 0 | 213.2993 | 0 | 0 | 0 | 0 | 0 | 0 | 0 | 0 | 0 | 0 | 0
2016-09-13 19:00 | 0 | 0 | 0 | 0 | 96604.4188 | 680475.7089 | 577699 | 0 | 0 | 0 | 2231174.1101 | 0 | 22684.555 | 0 | 0 | 0 | 0 | 0 | 0 | 0 | 169894.0253 | 0 | 0 | 0 | 0 | 199381.1278 | 0 | 0 | 0 | 0 | 0 | 0 | 0 | 0 | 0 | 0 | 0 | 0 | 0
2016-09-13 20:00 | 0 | 0 | 0 | 0 | 96667.1589 | 668613.3999 | 585213 | 0 | 0 | 0 | 2411028.3696 | 0 | 22897.8542 | 0 | 0 | 0 | 0 | 0 | 0 | 0 | 169893.3457 | 0 | 0 | 0 | 0 | 179854.2595 | 0 | 213.2993 | 0 | 0 | 0 | 0 | 0 | 0 | 0 | 0 | 0 | 0 | 0
2016-09-13 21:00 | 0 | 0 | 0 | 0 | 0 | 645415.2406 | 586393 | 0 | 0 | 0 | 2470050.6102 | 0 | 22897.8542 | 0 | 0 | 0 | 0 | 0 | 0 | 0 | 169892.6661 | 0 | 0 | 0 | 0 | 59022.2406 | 0 | 0 | 0 | 0 | 0 | 0 | 0 | 0 | 0 | 0 | 0 | 0 | 0
2016-09-13 22:00 | 0 | 0 | 0 | 0 | 105191.9069 | 591899.2824 | 576414 | 0 | 0 | 0 | 2590514.5002 | 0 | 23111.1535 | 0 | 0 | 0 | 0 | 0 | 0 | 0 | 169891.9865 | 0 | 0 | 0 | 0 | 120463.89 | 0 | 213.2993 | 0 | 0 | 0 | 0 | 0 | 0 | 0 | 0 | 0 | 0 | 0
2016-09-13 23:00 | 0 | 0 | 0 | 0 | 122468.5474 | 463093.2841 | 564411 | 0 | 0 | 0 | 2611452.0324 | 0 | 23324.4528 | 0 | 0 | 0 | 0 | 0 | 0 | 0 | 169891.307 | 0 | 0 | 0 | 0 | 20937.5322 | 0 | 213.2993 | 0 | 0 | 0 | 0 | 0 | 0 | 0 | 0 | 0 | 0 | 0
2016-09-14 | 0 | 0 | 0 | 0 | 168829.9468 | 252183.6122 | 557510 | 0 | 0 | 0 | 2467120.7344 | 0 | 23537.7521 | 7621.5577 | 0 | 0 | 0 | 0 | 0 | 0 | 169890.6274 | 0 | 0 | 0 | 0 | -144331.298 | 0 | 213.2993 | 0 | 7621.5577 | 0 | 0 | 0 | 0 | 0 | 0 | 0 | 0 | 0
2016-09-14 01:00 | 0 | 0 | 0 | 0 | 238526.1212 | 30633.7217 | 538277 | 0 | 0 | 0 | 2221564.4917 | 0 | 23537.7521 | 7621.5577 | 0 | 0 | 0 | 0 | 0 | 0 | 129267.6816 | 0 | 0 | 0 | 0 | -245556.2427 | 0 | 0 | 0 | 0 | 0 | 0 | 0 | 0 | 0 | 0 | 0 | 40622.2662 | 0
2016-09-14 02:00 | 0 | 0 | 0 | 0 | 244540.7706 | 0 | 509253 | 0 | 0 | 0 | 1976008.249 | 0 | 20150.7574 | 0 | 0 | 0 | 0 | 0 | 0 | 0 | 115219.8641 | 0 | 0 | 0 | 0 | -245556.2427 | 0 | 0 | 3386.9947 | -7621.5577 | 0 | 0 | 0 | 0 | 0 | 0 | 0 | 14047.3004 | 0
2016-09-14 03:00 | 0 | 0 | 0 | 0 | 227661.0566 | 0 | 473004 | 0 | 0 | 0 | 1730452.0063 | 0 | 20364.0567 | 0 | 0 | 0 | 0 | 0 | 0 | 0 | 115219.4032 | 0 | 0 | 0 | 0 | -245556.2427 | 0 | 213.2993 | 0 | 0 | 0 | 0 | 0 | 0 | 0 | 0 | 0 | 0 | 0
2016-09-14 04:00 | 0 | 0 | 0 | 0 | 193395.0566 | 0 | 438738 | 0 | 0 | 0 | 1484895.7637 | 0 | 20577.356 | 0 | 0 | 0 | 0 | 0 | 0 | 0 | 115218.9424 | 0 | 0 | 0 | 0 | -245556.2427 | 0 | 213.2993 | 0 | 0 | 0 | 0 | 0 | 0 | 0 | 0 | 0 | 0 | 0
2016-09-14 05:00 | 0 | 0 | 0 | 0 | 166373.0566 | 0 | 411716 | 0 | 0 | 0 | 1239339.521 | 0 | 20790.6553 | 0 | 0 | 0 | 0 | 0 | 0 | 0 | 115218.4815 | 0 | 0 | 0 | 0 | -245556.2427 | 0 | 213.2993 | 0 | 0 | 0 | 0 | 0 | 0 | 0 | 0 | 0 | 0 | 0
2016-09-14 06:00 | 0 | 0 | 0 | 0 | 288843.7871 | 0 | 392440 | 0 | 0 | 0 | 1135530.0088 | 0 | 21003.9546 | 0 | 0 | 0 | 0 | 0 | 0 | 0 | 115218.0206 | 0 | 0 | 0 | 0 | -103809.5122 | 0 | 213.2993 | 0 | 0 | 0 | 0 | 0 | 0 | 0 | 0 | 0 | 0 | 0
2016-09-14 07:00 | 0 | 0 | 0 | 0 | 293778.3524 | 0 | 381027 | 0 | 0 | 0 | 1048068.0619 | 0 | 21217.2539 | 0 | 0 | 0 | 0 | 0 | 0 | 0 | 115217.5597 | 0 | 0 | 0 | 0 | -87461.9469 | 0 | 213.2993 | 0 | 0 | 0 | 0 | 0 | 0 | 0 | 0 | 0 | 0 | 0
2016-09-14 08:00 | 0 | 0 | 0 | 0 | 292805.1088 | 0 | 377224 | 0 | 0 | 0 | 963435.8714 | 0 | 21430.5532 | 0 | 0 | 0 | 0 | 0 | 0 | 0 | 115217.0989 | 0 | 0 | 0 | 0 | -84632.1905 | 0 | 213.2993 | 0 | 0 | 0 | 0 | 0 | 0 | 0 | 0 | 0 | 0 | 0
2016-09-14 09:00 | 0 | 0 | 0 | 0 | 274495.3216 | 0 | 385772 | 0 | 0 | 0 | 851945.8937 | 0 | 21643.8525 | 0 | 0 | 0 | 0 | 0 | 0 | 0 | 115216.638 | 0 | 0 | 0 | 0 | -111489.9777 | 0 | 213.2993 | 0 | 0 | 0 | 0 | 0 | 0 | 0 | 0 | 0 | 0 | 0
2016-09-14 10:00 | 0 | 0 | 0 | 0 | 251773.4183 | 0 | 410618 | 0 | 0 | 0 | 692888.0127 | 0 | 21857.1518 | 0 | 0 | 0 | 0 | 0 | 0 | 0 | 115216.1771 | 0 | 0 | 0 | 0 | -159057.881 | 0 | 213.2993 | 0 | 0 | 0 | 0 | 0 | 0 | 0 | 0 | 0 | 0 | 0
2016-09-14 11:00 | 0 | 0 | 0 | 0 | 236454.1916 | 0 | 433998 | 0 | 0 | 0 | 491112.4854 | 0 | 22070.4511 | 4018.4196 | 0 | 0 | 0 | 0 | 0 | 0 | 115215.7163 | 0 | 0 | 0 | 0 | -201775.5273 | 0 | 213.2993 | 0 | 4018.4196 | 0 | 0 | 0 | 0 | 0 | 0 | 0 | 0 | 0
2016-09-14 12:00 | 0 | 0 | 0 | 0 | 209791.8422 | 12.3525 | 451544 | 0 | 0 | 0 | 245556.2427 | 0 | 22283.7504 | 7621.5577 | 0 | 0 | 0 | 0 | 0 | 0 | 115215.2554 | 0 | 0 | 0 | 0 | -245556.2427 | 0 | 213.2993 | 0 | 3603.1381 | 0 | 0 | 0 | 0 | 0 | 0 | 0 | 0 | 0
2016-09-14 13:00 | 0 | 0 | 0 | 0 | 115204.3721 | 61974.6518 | 472214 | 0 | 0 | 0 | 0 | 0 | 0 | 0 | 0 | 0 | 0 | 0 | 0 | 0 | 81467.5095 | 0 | 0 | 0 | 0 | -245556.2427 | 0 | 0 | 22283.7504 | -7621.5577 | 0 | 0 | 0 | 0 | 0 | 0 | 0 | 33747.2851 | 0
2016-09-14 14:00 | 0 | 0 | 0 | 0 | 84344.6305 | 411872.6688 | 496004 | 0 | 0 | 0 | 0 | 0 | 213.2993 | 0 | 0 | 0 | 0 | 0 | 0 | 0 | 81467.1836 | 0 | 0 | 0 | 0 | 0 | 0 | 213.2993 | 0 | 0 | 0 | 0 | 0 | 0 | 0 | 0 | 0 | 0 | 0
2016-09-14 15:00 | 0 | 0 | 0 | 0 | 0 | 636449.2694 | 519969 | 0 | 0 | 0 | 116480.2694 | 0 | 213.2993 | 0 | 0 | 0 | 0 | 0 | 0 | 0 | 81466.8577 | 0 | 0 | 0 | 0 | 116480.2694 | 0 | 0 | 0 | 0 | 0 | 0 | 0 | 0 | 0 | 0 | 0 | 0 | 0
2016-09-14 16:00 | 0 | 0 | 0 | 0 | 0 | 692263.5294 | 542546 | 0 | 0 | 0 | 266197.7988 | 0 | 213.2993 | 0 | 0 | 0 | 0 | 0 | 0 | 0 | 81466.5319 | 0 | 0 | 0 | 0 | 149717.5294 | 0 | 0 | 0 | 0 | 0 | 0 | 0 | 0 | 0 | 0 | 0 | 0 | 0
2016-09-14 17:00 | 0 | 0 | 0 | 0 | 109044.7784 | 700439.7636 | 563715 | 0 | 0 | 0 | 511754.0414 | 0 | 426.5986 | 0 | 0 | 0 | 0 | 0 | 0 | 0 | 81466.206 | 0 | 0 | 0 | 0 | 245556.2427 | 0 | 213.2993 | 0 | 0 | 0 | 0 | 0 | 0 | 0 | 0 | 0 | 0 | 0
2016-09-14 18:00 | 0 | 0 | 0 | 0 | 131156.4035 | 693939.1385 | 579326 | 0 | 0 | 0 | 757310.2841 | 0 | 639.8979 | 0 | 0 | 0 | 0 | 0 | 0 | 0 | 81465.8801 | 0 | 0 | 0 | 0 | 245556.2427 | 0 | 213.2993 | 0 | 0 | 0 | 0 | 0 | 0 | 0 | 0 | 0 | 0 | 0
2016-09-14 19:00 | 0 | 0 | 0 | 0 | 150957.375 | 684937.8677 | 590339 | 0 | 0 | 0 | 1002866.5268 | 0 | 639.8979 | 0 | 0 | 0 | 0 | 0 | 0 | 0 | 81465.5543 | 0 | 0 | 0 | 0 | 245556.2427 | 0 | 0 | 0 | 0 | 0 | 0 | 0 | 0 | 0 | 0 | 0 | 0 | 0
2016-09-14 20:00 | 0 | 0 | 0 | 0 | 0 | 685924.0431 | 597164 | 0 | 0 | 0 | 1091626.5699 | 0 | 639.8979 | 0 | 0 | 0 | 0 | 0 | 0 | 0 | 81465.2284 | 0 | 0 | 0 | 0 | 88760.0431 | 0 | 0 | 0 | 0 | 0 | 0 | 0 | 0 | 0 | 0 | 0 | 0 | 0
2016-09-14 21:00 | 0 | 0 | 0 | 0 | 0 | 673983.4153 | 596445 | 0 | 0 | 0 | 1168951.6859 | 0 | 853.1972 | 0 | 0 | 0 | 0 | 0 | 0 | 0 | 81464.9026 | 0 | 0 | 0 | 0 | 77325.116 | 0 | 213.2993 | 0 | 0 | 0 | 0 | 0 | 0 | 0 | 0 | 0 | 0 | 0
2016-09-14 22:00 | 0 | 0 | 0 | 0 | 0 | 632866.8815 | 585395 | 0 | 0 | 0 | 1216423.5675 | 0 | 853.1972 | 0 | 0 | 0 | 0 | 0 | 0 | 0 | 81464.5767 | 0 | 0 | 0 | 0 | 47471.8815 | 0 | 0 | 0 | 0 | 0 | 0 | 0 | 0 | 0 | 0 | 0 | 0 | 0
2016-09-14 23:00 | 0 | 0 | 0 | 0 | 191593.8139 | 529077.6017 | 572760 | 0 | 0 | 0 | 1364121.6838 | 0 | 1066.4965 | 0 | 0 | 0 | 0 | 0 | 0 | 0 | 81464.2508 | 0 | 0 | 0 | 0 | 147698.1163 | 0 | 213.2993 | 0 | 0 | 0 | 0 | 0 | 0 | 0 | 0 | 0 | 0 | 0
2016-09-15 | 0 | 0 | 0 | 0 | 297699.7139 | 333558.9417 | 562942 | 0 | 0 | 0 | 1432225.0401 | 0 | 1279.7958 | 0 | 0 | 0 | 0 | 0 | 0 | 0 | 81463.925 | 0 | 0 | 0 | 0 | 68103.3563 | 0 | 213.2993 | 0 | 0 | 0 | 0 | 0 | 0 | 0 | 0 | 0 | 0 | 0
2016-09-15 01:00 | 0 | 0 | 0 | 0 | 427794.8899 | 36027.4143 | 541029 | 0 | 0 | 0 | 1355018.3443 | 0 | 1279.7958 | 0 | 0 | 0 | 0 | 0 | 0 | 0 | 81463.5991 | 0 | 0 | 0 | 0 | -77206.6958 | 0 | 0 | 0 | 0 | 0 | 0 | 0 | 0 | 0 | 0 | 0 | 0 | 0
2016-09-15 02:00 | 0 | 0 | 0 | 0 | 263517.0566 | 0 | 508860 | 0 | 0 | 0 | 1109462.1017 | 0 | 1493.0951 | 0 | 0 | 0 | 0 | 0 | 0 | 0 | 81463.2733 | 0 | 0 | 0 | 0 | -245556.2427 | 0 | 213.2993 | 0 | 0 | 0 | 0 | 0 | 0 | 0 | 0 | 0 | 0 | 0
2016-09-15 03:00 | 0 | 0 | 0 | 0 | 423357.6299 | 0 | 471861 | 0 | 0 | 0 | 1060958.7316 | 0 | 1493.0951 | 0 | 0 | 0 | 0 | 0 | 0 | 0 | 81462.9474 | 0 | 0 | 0 | 0 | -48503.3701 | 0 | 0 | 0 | 0 | 0 | 0 | 0 | 0 | 0 | 0 | 0 | 0 | 0
2016-09-15 04:00 | 0 | 0 | 0 | 0 | 400067.2794 | 0 | 437274 | 0 | 0 | 0 | 1023752.011 | 0 | 1493.0951 | 0 | 0 | 0 | 0 | 0 | 0 | 0 | 81462.6216 | 0 | 0 | 0 | 0 | -37206.7206 | 0 | 0 | 0 | 0 | 0 | 0 | 0 | 0 | 0 | 0 | 0 | 0 | 0
2016-09-15 05:00 | 0 | 0 | 0 | 0 | 380862.1257 | 0 | 409873 | 0 | 0 | 0 | 994527.8374 | 0 | 1706.3944 | 0 | 0 | 0 | 0 | 0 | 0 | 0 | 81462.2957 | 0 | 0 | 0 | 0 | -29224.1736 | 0 | 213.2993 | 0 | 0 | 0 | 0 | 0 | 0 | 0 | 0 | 0 | 0 | 0
2016-09-15 06:00 | 0 | 0 | 0 | 0 | 368300.0133 | 0 | 390396 | 0 | 0 | 0 | 972431.8507 | 0 | 1706.3944 | 0 | 0 | 0 | 0 | 0 | 0 | 0 | 81461.9699 | 0 | 0 | 0 | 0 | -22095.9867 | 0 | 0 | 0 | 0 | 0 | 0 | 0 | 0 | 0 | 0 | 0 | 0 | 0
2016-09-15 07:00 | 0 | 0 | 0 | 0 | 132367.0566 | 0 | 377710 | 0 | 0 | 0 | 726875.608 | 0 | 1919.6937 | 0 | 0 | 0 | 0 | 0 | 0 | 0 | 81461.644 | 0 | 0 | 0 | 0 | -245556.2427 | 0 | 213.2993 | 0 | 0 | 0 | 0 | 0 | 0 | 0 | 0 | 0 | 0 | 0
2016-09-15 08:00 | 0 | 0 | 0 | 0 | 337670.1311 | 0 | 372857 | 0 | 0 | 0 | 691688.7391 | 0 | 1919.6937 | 0 | 0 | 0 | 0 | 0 | 0 | 0 | 81461.3182 | 0 | 0 | 0 | 0 | -35186.8689 | 0 | 0 | 0 | 0 | 0 | 0 | 0 | 0 | 0 | 0 | 0 | 0 | 0
2016-09-15 09:00 | 0 | 0 | 0 | 0 | 319860.8245 | 0 | 380669 | 0 | 0 | 0 | 630667.2643 | 0 | 2132.993 | 0 | 0 | 0 | 0 | 0 | 0 | 0 | 81460.9923 | 0 | 0 | 0 | 0 | -61021.4748 | 0 | 213.2993 | 0 | 0 | 0 | 0 | 0 | 0 | 0 | 0 | 0 | 0 | 0
2016-09-15 10:00 | 0 | 0 | 0 | 0 | 307215.3623 | 0 | 405076 | 0 | 0 | 0 | 532593.3273 | 0 | 2346.2923 | 0 | 0 | 0 | 0 | 0 | 0 | 0 | 81460.6665 | 0 | 0 | 0 | 0 | -98073.937 | 0 | 213.2993 | 0 | 0 | 0 | 0 | 0 | 0 | 0 | 0 | 0 | 0 | 0
2016-09-15 11:00 | 0 | 0 | 0 | 0 | 305995.5295 | 0 | 426605 | 0 | 0 | 0 | 411983.8568 | 0 | 2346.2923 | 0 | 0 | 0 | 0 | 0 | 0 | 0 | 81460.3406 | 0 | 0 | 0 | 0 | -120609.4705 | 0 | 0 | 0 | 0 | 0 | 0 | 0 | 0 | 0 | 0 | 0 | 0 | 0
2016-09-15 12:00 | 0 | 0 | 0 | 0 | 284393.9118 | 8.2317 | 441383 | 0 | 0 | 0 | 254789.701 | 0 | 2559.5916 | 0 | 0 | 0 | 0 | 0 | 0 | 0 | 81460.0148 | 0 | 0 | 0 | 0 | -157194.1558 | 0 | 213.2993 | 0 | 0 | 0 | 0 | 0 | 0 | 0 | 0 | 0 | 0 | 0
2016-09-15 13:00 | 0 | 0 | 0 | 0 | 187556.6799 | 69218.1406 | 461221 | 0 | 0 | 0 | 50130.2223 | 0 | 2772.8909 | 0 | 0 | 0 | 0 | 0 | 0 | 0 | 81459.689 | 0 | 0 | 0 | 0 | -204659.4788 | 0 | 213.2993 | 0 | 0 | 0 | 0 | 0 | 0 | 0 | 0 | 0 | 0 | 0
2016-09-15 14:00 | 0 | 0 | 0 | 0 | 153558.5682 | 476376.8434 | 483767 | 0 | 0 | 0 | 196085.3345 | 0 | 2986.1902 | 0 | 0 | 0 | 0 | 0 | 0 | 0 | 81459.3631 | 0 | 0 | 0 | 0 | 145955.1123 | 0 | 213.2993 | 0 | 0 | 0 | 0 | 0 | 0 | 0 | 0 | 0 | 0 | 0
2016-09-15 15:00 | 0 | 0 | 0 | 0 | 0 | 701125.205 | 506225 | 0 | 0 | 0 | 390985.5395 | 0 | 2986.1902 | 0 | 0 | 0 | 0 | 0 | 0 | 0 | 81459.0373 | 0 | 0 | 0 | 0 | 194900.205 | 0 | 0 | 0 | 0 | 0 | 0 | 0 | 0 | 0 | 0 | 0 | 0 | 0
2016-09-15 16:00 | 0 | 0 | 0 | 0 | 0 | 726949.7139 | 526880 | 0 | 0 | 0 | 590841.9541 | 0 | 3199.4894 | 0 | 0 | 0 | 0 | 0 | 0 | 0 | 81458.7114 | 0 | 0 | 0 | 0 | 199856.4146 | 0 | 213.2993 | 0 | 0 | 0 | 0 | 0 | 0 | 0 | 0 | 0 | 0 | 0
2016-09-15 17:00 | 0 | 0 | 0 | 0 | 0 | 722675.2607 | 546504 | 0 | 0 | 0 | 767013.2148 | 0 | 3199.4894 | 0 | 0 | 0 | 0 | 0 | 0 | 0 | 81458.3856 | 0 | 0 | 0 | 0 | 176171.2607 | 0 | 0 | 0 | 0 | 0 | 0 | 0 | 0 | 0 | 0 | 0 | 0 | 0
2016-09-15 18:00 | 0 | 0 | 0 | 0 | 98162.0952 | 709346.4468 | 561739 | 0 | 0 | 0 | 1012569.4575 | 0 | 3412.7887 | 0 | 0 | 0 | 0 | 0 | 0 | 0 | 81458.0598 | 0 | 0 | 0 | 0 | 245556.2427 | 0 | 213.2993 | 0 | 0 | 0 | 0 | 0 | 0 | 0 | 0 | 0 | 0 | 0
2016-09-15 19:00 | 0 | 0 | 0 | 0 | 0 | 695861.9745 | 572572 | 0 | 0 | 0 | 1135859.432 | 0 | 3412.7887 | 0 | 0 | 0 | 0 | 0 | 0 | 0 | 81457.7339 | 0 | 0 | 0 | 0 | 123289.9745 | 0 | 0 | 0 | 0 | 0 | 0 | 0 | 0 | 0 | 0 | 0 | 0 | 0
2016-09-15 20:00 | 0 | 0 | 0 | 0 | 128807.6492 | 696236.8927 | 579275 | 0 | 0 | 0 | 1381415.6747 | 0 | 3626.088 | 0 | 0 | 0 | 0 | 0 | 0 | 0 | 81457.4081 | 0 | 0 | 0 | 0 | 245556.2427 | 0 | 213.2993 | 0 | 0 | 0 | 0 | 0 | 0 | 0 | 0 | 0 | 0 | 0
2016-09-15 21:00 | 0 | 0 | 0 | 0 | 0 | 695419.829 | 579583 | 0 | 0 | 0 | 1497252.5038 | 0 | 3626.088 | 0 | 0 | 0 | 0 | 0 | 0 | 0 | 81457.0823 | 0 | 0 | 0 | 0 | 115836.829 | 0 | 0 | 0 | 0 | 0 | 0 | 0 | 0 | 0 | 0 | 0 | 0 | 0
2016-09-15 22:00 | 0 | 0 | 0 | 0 | 142272.9136 | 673740.6283 | 570244 | 0 | 0 | 0 | 1742808.7464 | 0 | 3839.3873 | 0 | 0 | 0 | 0 | 0 | 0 | 0 | 81456.7565 | 0 | 0 | 0 | 0 | 245556.2427 | 0 | 213.2993 | 0 | 0 | 0 | 0 | 0 | 0 | 0 | 0 | 0 | 0 | 0
2016-09-15 23:00 | 0 | 0 | 0 | 0 | 162966.049 | 586846.8972 | 559133 | 0 | 0 | 0 | 1933488.6927 | 0 | 3839.3873 | 0 | 0 | 0 | 0 | 0 | 0 | 0 | 81456.4306 | 0 | 0 | 0 | 0 | 190679.9462 | 0 | 0 | 0 | 0 | 0 | 0 | 0 | 0 | 0 | 0 | 0 | 0 | 0
2016-09-16 | 0 | 0 | 0 | 0 | 0 | 369191.1718 | 552439 | 0 | 0 | 0 | 1750240.8645 | 0 | 3839.3873 | 0 | 0 | 0 | 0 | 0 | 0 | 0 | 81456.1048 | 0 | 0 | 0 | 0 | -183247.8282 | 0 | 0 | 0 | 0 | 0 | 0 | 0 | 0 | 0 | 0 | 0 | 0 | 0
2016-09-16 01:00 | 0 | 0 | 0 | 0 | 256549.1898 | 30735.5675 | 532841 | 0 | 0 | 0 | 1504684.6218 | 0 | 3839.3873 | 0 | 0 | 0 | 0 | 0 | 0 | 0 | 81455.779 | 0 | 0 | 0 | 0 | -245556.2427 | 0 | 0 | 0 | 0 | 0 | 0 | 0 | 0 | 0 | 0 | 0 | 0 | 0
2016-09-16 02:00 | 0 | 0 | 0 | 0 | 471949.0921 | 0 | 502456 | 0 | 0 | 0 | 1473964.4146 | 0 | 4052.6866 | 0 | 0 | 0 | 0 | 0 | 0 | 0 | 81455.4532 | 0 | 0 | 0 | 0 | -30720.2072 | 0 | 213.2993 | 0 | 0 | 0 | 0 | 0 | 0 | 0 | 0 | 0 | 0 | 0
2016-09-16 03:00 | 0 | 0 | 0 | 0 | 459796.1014 | 0 | 467791 | 0 | 0 | 0 | 1465969.516 | 0 | 4052.6866 | 0 | 0 | 0 | 0 | 0 | 0 | 0 | 81455.1273 | 0 | 0 | 0 | 0 | -7994.8986 | 0 | 0 | 0 | 0 | 0 | 0 | 0 | 0 | 0 | 0 | 0 | 0 | 0
2016-09-16 04:00 | 0 | 0 | 0 | 0 | 189479.7573 | 0 | 435036 | 0 | 0 | 0 | 1220413.2733 | 0 | 4052.6866 | 0 | 0 | 0 | 0 | 0 | 0 | 0 | 81454.8015 | 0 | 0 | 0 | 0 | -245556.2427 | 0 | 0 | 0 | 0 | 0 | 0 | 0 | 0 | 0 | 0 | 0 | 0 | 0
2016-09-16 05:00 | 0 | 0 | 0 | 0 | 414102.6858 | 0 | 408298 | 0 | 0 | 0 | 1226217.9592 | 0 | 4052.6866 | 0 | 0 | 0 | 0 | 0 | 0 | 0 | 81454.4757 | 0 | 0 | 0 | 0 | 5804.6858 | 0 | 0 | 0 | 0 | 0 | 0 | 0 | 0 | 0 | 0 | 0 | 0 | 0
2016-09-16 06:00 | 0 | 0 | 0 | 0 | 392324.0878 | 0 | 389324 | 0 | 0 | 0 | 1229218.047 | 0 | 4052.6866 | 0 | 0 | 0 | 0 | 0 | 0 | 0 | 81454.1499 | 0 | 0 | 0 | 0 | 3000.0878 | 0 | 0 | 0 | 0 | 0 | 0 | 0 | 0 | 0 | 0 | 0 | 0 | 0
2016-09-16 07:00 | 0 | 0 | 0 | 0 | 131010.7573 | 0 | 376567 | 0 | 0 | 0 | 983661.8043 | 0 | 4052.6866 | 0 | 0 | 0 | 0 | 0 | 0 | 0 | 81453.8241 | 0 | 0 | 0 | 0 | -245556.2427 | 0 | 0 | 0 | 0 | 0 | 0 | 0 | 0 | 0 | 0 | 0 | 0 | 0
2016-09-16 08:00 | 0 | 0 | 0 | 0 | 364958.8695 | 0 | 372278 | 0 | 0 | 0 | 976129.3745 | 0 | 4265.9859 | 0 | 0 | 0 | 0 | 0 | 0 | 0 | 81453.4982 | 0 | 0 | 0 | 0 | -7532.4298 | 0 | 213.2993 | 0 | 0 | 0 | 0 | 0 | 0 | 0 | 0 | 0 | 0 | 0
2016-09-16 09:00 | 0 | 0 | 0 | 0 | 341864.4361 | 0 | 379772 | 0 | 0 | 0 | 938221.8107 | 0 | 4265.9859 | 0 | 0 | 0 | 0 | 0 | 0 | 0 | 81453.1724 | 0 | 0 | 0 | 0 | -37907.5639 | 0 | 0 | 0 | 0 | 0 | 0 | 0 | 0 | 0 | 0 | 0 | 0 | 0
2016-09-16 10:00 | 0 | 0 | 0 | 0 | 158422.0566 | 0 | 403765 | 0 | 0 | 0 | 692665.568 | 0 | 4479.2852 | 0 | 0 | 0 | 0 | 0 | 0 | 0 | 81452.8466 | 0 | 0 | 0 | 0 | -245556.2427 | 0 | 213.2993 | 0 | 0 | 0 | 0 | 0 | 0 | 0 | 0 | 0 | 0 | 0
2016-09-16 11:00 | 0 | 0 | 0 | 0 | 314231.9066 | 0 | 426434 | 0 | 0 | 0 | 580463.4745 | 0 | 4479.2852 | 0 | 0 | 0 | 0 | 0 | 0 | 0 | 81452.5208 | 0 | 0 | 0 | 0 | -112202.0934 | 0 | 0 | 0 | 0 | 0 | 0 | 0 | 0 | 0 | 0 | 0 | 0 | 0
2016-09-16 12:00 | 0 | 0 | 0 | 0 | 300856.1961 | 4.4173 | 441129 | 0 | 0 | 0 | 439981.7886 | 0 | 4692.5845 | 0 | 0 | 0 | 0 | 0 | 0 | 0 | 81452.195 | 0 | 0 | 0 | 0 | -140481.6859 | 0 | 213.2993 | 0 | 0 | 0 | 0 | 0 | 0 | 0 | 0 | 0 | 0 | 0
2016-09-16 13:00 | 0 | 0 | 0 | 0 | 198441.4678 | 77335.2814 | 460947 | 0 | 0 | 0 | 254811.5378 | 0 | 4692.5845 | 0 | 0 | 0 | 0 | 0 | 0 | 0 | 81451.8692 | 0 | 0 | 0 | 0 | -185170.2508 | 0 | 0 | 0 | 0 | 0 | 0 | 0 | 0 | 0 | 0 | 0 | 0 | 0
2016-09-16 14:00 | 0 | 0 | 0 | 0 | 0 | 499282.1446 | 482425 | 0 | 0 | 0 | 271668.6824 | 0 | 4692.5845 | 0 | 0 | 0 | 0 | 0 | 0 | 0 | 81451.5434 | 0 | 0 | 0 | 0 | 16857.1446 | 0 | 0 | 0 | 0 | 0 | 0 | 0 | 0 | 0 | 0 | 0 | 0 | 0
2016-09-16 15:00 | 0 | 0 | 0 | 0 | 0 | 756758.0769 | 503225 | 0 | 0 | 0 | 517224.9251 | 0 | 4905.8838 | 7621.5577 | 0 | 0 | 0 | 0 | 0 | 0 | 81564.7993 | 0 | 0 | 0 | 0 | 245556.2427 | 0 | 213.2993 | 0 | 7621.5577 | 0 | 0 | 0 | 0 | 0 | 0 | 141.9772 | 0 | 0
2016-09-16 16:00 | 0 | 0 | 0 | 0 | 0 | 783018.3989 | 522004 | 0 | 0 | 0 | 762781.1678 | 0 | 5119.1831 | 7621.5577 | 0 | 0 | 0 | 0 | 0 | 0 | 93760.3586 | 0 | 0 | 0 | 0 | 245556.2427 | 0 | 213.2993 | 0 | 0 | 0 | 0 | 0 | 0 | 0 | 0 | 15244.8569 | 0 | 0
2016-09-16 17:00 | 0 | 0 | 0 | 0 | 0 | 777521.5302 | 539250 | 0 | 0 | 0 | 1008337.4105 | 0 | 5119.1831 | 336.8452 | 0 | 0 | 0 | 0 | 0 | 0 | 93759.9835 | 0 | 0 | 0 | 0 | 245556.2427 | 0 | 0 | 0 | -7284.7125 | 0 | 0 | 0 | 0 | 0 | 0 | 0 | 0 | 0
2016-09-16 18:00 | 0 | 0 | 0 | 0 | 0 | 760928.7967 | 552449 | 0 | 0 | 0 | 1217154.0524 | 0 | 5119.1831 | 0 | 0 | 0 | 0 | 0 | 0 | 0 | 93759.6085 | 0 | 0 | 0 | 0 | 208816.6419 | 0 | 0 | 0 | -336.8452 | 0 | 0 | 0 | 0 | 0 | 0 | 0 | 0 | 0
2016-09-16 19:00 | 0 | 0 | 0 | 0 | 0 | 749839.1733 | 562395 | 0 | 0 | 0 | 1404598.2256 | 0 | 5119.1831 | 0 | 0 | 0 | 0 | 0 | 0 | 0 | 93759.2334 | 0 | 0 | 0 | 0 | 187444.1733 | 0 | 0 | 0 | 0 | 0 | 0 | 0 | 0 | 0 | 0 | 0 | 0 | 0
2016-09-16 20:00 | 0 | 0 | 0 | 0 | 0 | 753879.6334 | 568008 | 0 | 0 | 0 | 1590256.5598 | 0 | 5332.4824 | 0 | 0 | 0 | 0 | 0 | 0 | 0 | 93758.8584 | 0 | 0 | 0 | 0 | 185658.3341 | 0 | 213.2993 | 0 | 0 | 0 | 0 | 0 | 0 | 0 | 0 | 0 | 0 | 0
2016-09-16 21:00 | 0 | 0 | 0 | 0 | 0 | 753354.0927 | 566868 | 0 | 0 | 0 | 1776742.6525 | 0 | 5332.4824 | 0 | 0 | 0 | 0 | 0 | 0 | 0 | 93758.4834 | 0 | 0 | 0 | 0 | 186486.0927 | 0 | 0 | 0 | 0 | 0 | 0 | 0 | 0 | 0 | 0 | 0 | 0 | 0
2016-09-16 22:00 | 0 | 0 | 0 | 0 | 0 | 721872.9192 | 556300 | 0 | 0 | 0 | 1942315.5718 | 0 | 5332.4824 | 0 | 0 | 0 | 0 | 0 | 0 | 0 | 93758.1083 | 0 | 0 | 0 | 0 | 165572.9192 | 0 | 0 | 0 | 0 | 0 | 0 | 0 | 0 | 0 | 0 | 0 | 0 | 0
2016-09-16 23:00 | 0 | 0 | 0 | 0 | 172633.3545 | 617116.1875 | 543980 | 0 | 0 | 0 | 2187871.8144 | 0 | 5545.7817 | 0 | 0 | 0 | 0 | 0 | 0 | 0 | 93757.7333 | 0 | 0 | 0 | 0 | 245556.2427 | 0 | 213.2993 | 0 | 0 | 0 | 0 | 0 | 0 | 0 | 0 | 0 | 0 | 0
2016-09-17 | 0 | 0 | 0 | 0 | 0 | 374657.5525 | 533857 | 0 | 0 | 0 | 2028672.3669 | 0 | 5545.7817 | 0 | 0 | 0 | 0 | 0 | 0 | 0 | 93757.3583 | 0 | 0 | 0 | 0 | -159199.4475 | 0 | 0 | 0 | 0 | 0 | 0 | 0 | 0 | 0 | 0 | 0 | 0 | 0
2016-09-17 01:00 | 0 | 0 | 0 | 0 | 238341.5033 | 31251.5533 | 514936 | 0 | 0 | 0 | 1783116.1243 | 0 | 5759.081 | 0 | 0 | 0 | 0 | 0 | 0 | 0 | 93756.9832 | 0 | 0 | 0 | 0 | -245556.2427 | 0 | 213.2993 | 0 | 0 | 0 | 0 | 0 | 0 | 0 | 0 | 0 | 0 | 0
2016-09-17 02:00 | 0 | 0 | 0 | 0 | 245583.7573 | 0 | 491140 | 0 | 0 | 0 | 1537559.8816 | 0 | 5759.081 | 0 | 0 | 0 | 0 | 0 | 0 | 0 | 93756.6082 | 0 | 0 | 0 | 0 | -245556.2427 | 0 | 0 | 0 | 0 | 0 | 0 | 0 | 0 | 0 | 0 | 0 | 0 | 0
2016-09-17 03:00 | 0 | 0 | 0 | 0 | 215904.7573 | 0 | 461461 | 0 | 0 | 0 | 1292003.6389 | 0 | 5759.081 | 0 | 0 | 0 | 0 | 0 | 0 | 0 | 93756.2332 | 0 | 0 | 0 | 0 | -245556.2427 | 0 | 0 | 0 | 0 | 0 | 0 | 0 | 0 | 0 | 0 | 0 | 0 | 0
2016-09-17 04:00 | 0 | 0 | 0 | 0 | 186589.7573 | 0 | 432146 | 0 | 0 | 0 | 1046447.3962 | 0 | 5759.081 | 0 | 0 | 0 | 0 | 0 | 0 | 0 | 93755.8582 | 0 | 0 | 0 | 0 | -245556.2427 | 0 | 0 | 0 | 0 | 0 | 0 | 0 | 0 | 0 | 0 | 0 | 0 | 0
2016-09-17 05:00 | 0 | 0 | 0 | 0 | 162140.0566 | 0 | 407483 | 0 | 0 | 0 | 800891.1535 | 0 | 5972.3803 | 0 | 0 | 0 | 0 | 0 | 0 | 0 | 93755.4831 | 0 | 0 | 0 | 0 | -245556.2427 | 0 | 213.2993 | 0 | 0 | 0 | 0 | 0 | 0 | 0 | 0 | 0 | 0 | 0
2016-09-17 06:00 | 0 | 0 | 0 | 0 | 322054.1214 | 0 | 388124 | 0 | 0 | 0 | 734821.2749 | 0 | 5972.3803 | 0 | 0 | 0 | 0 | 0 | 0 | 0 | 93755.1081 | 0 | 0 | 0 | 0 | -66069.8786 | 0 | 0 | 0 | 0 | 0 | 0 | 0 | 0 | 0 | 0 | 0 | 0 | 0
2016-09-17 07:00 | 0 | 0 | 0 | 0 | 335290.3431 | 0 | 375365 | 0 | 0 | 0 | 694746.6181 | 0 | 5972.3803 | 0 | 0 | 0 | 0 | 0 | 0 | 0 | 93754.7331 | 0 | 0 | 0 | 0 | -40074.6569 | 0 | 0 | 0 | 0 | 0 | 0 | 0 | 0 | 0 | 0 | 0 | 0 | 0
2016-09-17 08:00 | 0 | 0 | 0 | 0 | 122400.0566 | 0 | 367743 | 0 | 0 | 0 | 449190.3754 | 0 | 6185.6796 | 0 | 0 | 0 | 0 | 0 | 0 | 0 | 93754.3581 | 0 | 0 | 0 | 0 | -245556.2427 | 0 | 213.2993 | 0 | 0 | 0 | 0 | 0 | 0 | 0 | 0 | 0 | 0 | 0
2016-09-17 09:00 | 0 | 0 | 0 | 0 | 355550.1484 | 0 | 366707 | 0 | 0 | 0 | 438033.5238 | 0 | 6185.6796 | 0 | 0 | 0 | 0 | 0 | 0 | 0 | 93753.9831 | 0 | 0 | 0 | 0 | -11156.8516 | 0 | 0 | 0 | 0 | 0 | 0 | 0 | 0 | 0 | 0 | 0 | 0 | 0
2016-09-17 10:00 | 0 | 0 | 0 | 0 | 362103.1403 | 0 | 372011 | 0 | 0 | 0 | 427912.3648 | 0 | 6398.9789 | 0 | 0 | 0 | 0 | 0 | 0 | 0 | 93753.608 | 0 | 0 | 0 | 0 | -10121.159 | 0 | 213.2993 | 0 | 0 | 0 | 0 | 0 | 0 | 0 | 0 | 0 | 0 | 0
2016-09-17 11:00 | 0 | 0 | 0 | 0 | 134421.7573 | 0 | 379978 | 0 | 0 | 0 | 182356.1221 | 0 | 6398.9789 | 0 | 0 | 0 | 0 | 0 | 0 | 0 | 93753.233 | 0 | 0 | 0 | 0 | -245556.2427 | 0 | 0 | 0 | 0 | 0 | 0 | 0 | 0 | 0 | 0 | 0 | 0 | 0
2016-09-17 12:00 | 0 | 0 | 0 | 0 | 354929.1995 | 2.8658 | 395702 | 0 | 0 | 0 | 141586.1874 | 0 | 6398.9789 | 0 | 0 | 0 | 0 | 0 | 0 | 0 | 93752.858 | 0 | 0 | 0 | 0 | -40769.9347 | 0 | 0 | 0 | 0 | 0 | 0 | 0 | 0 | 0 | 0 | 0 | 0 | 0
2016-09-17 13:00 | 0 | 0 | 0 | 0 | 220620.5394 | 86522.9317 | 418046 | 0 | 0 | 0 | 30683.6585 | 0 | 6398.9789 | 0 | 0 | 0 | 0 | 0 | 0 | 0 | 93752.483 | 0 | 0 | 0 | 0 | -110902.5289 | 0 | 0 | 0 | 0 | 0 | 0 | 0 | 0 | 0 | 0 | 0 | 0 | 0
2016-09-17 14:00 | 0 | 0 | 0 | 0 | 118274.7052 | 489288.7732 | 442054 | 0 | 0 | 0 | 196193.1369 | 0 | 6398.9789 | 0 | 0 | 0 | 0 | 0 | 0 | 0 | 93752.108 | 0 | 0 | 0 | 0 | 165509.4784 | 0 | 0 | 0 | 0 | 0 | 0 | 0 | 0 | 0 | 0 | 0 | 0 | 0
2016-09-17 15:00 | 0 | 0 | 0 | 0 | 0 | 731140.4941 | 465066 | 0 | 0 | 0 | 441749.3795 | 0 | 6612.2782 | 4480.0558 | 0 | 0 | 0 | 0 | 0 | 0 | 106411.65 | 0 | 0 | 0 | 0 | 245556.2427 | 0 | 213.2993 | 0 | 4480.0558 | 0 | 0 | 0 | 0 | 0 | 0 | 15824.8963 | 0 | 0
2016-09-17 16:00 | 0 | 0 | 0 | 0 | 0 | 756351.0609 | 485343 | 0 | 0 | 0 | 687305.6222 | 0 | 6825.5775 | 7621.5577 | 0 | 0 | 0 | 0 | 0 | 0 | 124088.838 | 0 | 0 | 0 | 0 | 245556.2427 | 0 | 213.2993 | 0 | 3141.5019 | 0 | 0 | 0 | 0 | 0 | 0 | 22097.017 | 0 | 0
2016-09-17 17:00 | 0 | 0 | 0 | 0 | 0 | 751790.0821 | 502464 | 0 | 0 | 0 | 932861.8649 | 0 | 7038.8768 | 7621.5577 | 0 | 0 | 0 | 0 | 0 | 0 | 126933.5738 | 0 | 0 | 0 | 0 | 245556.2427 | 0 | 213.2993 | 0 | 0 | 0 | 0 | 0 | 0 | 0 | 0 | 3556.5401 | 0 | 0
2016-09-17 18:00 | 0 | 0 | 0 | 0 | 0 | 737154.8704 | 516397 | 0 | 0 | 0 | 1161241.2931 | 0 | 7038.8768 | 0 | 0 | 0 | 0 | 0 | 0 | 0 | 126933.066 | 0 | 0 | 0 | 0 | 228379.4281 | 0 | 0 | 0 | -7621.5577 | 0 | 0 | 0 | 0 | 0 | 0 | 0 | 0 | 0
2016-09-17 19:00 | 0 | 0 | 0 | 0 | 0 | 728598.0358 | 526818 | 0 | 0 | 0 | 1363021.3289 | 0 | 7038.8768 | 0 | 0 | 0 | 0 | 0 | 0 | 0 | 126932.5583 | 0 | 0 | 0 | 0 | 201780.0358 | 0 | 0 | 0 | 0 | 0 | 0 | 0 | 0 | 0 | 0 | 0 | 0 | 0
2016-09-17 20:00 | 0 | 0 | 0 | 0 | 0 | 733777.0538 | 535561 | 0 | 0 | 0 | 1561024.0834 | 0 | 7252.1761 | 0 | 0 | 0 | 0 | 0 | 0 | 0 | 126932.0506 | 0 | 0 | 0 | 0 | 198002.7545 | 0 | 213.2993 | 0 | 0 | 0 | 0 | 0 | 0 | 0 | 0 | 0 | 0 | 0
2016-09-17 21:00 | 0 | 0 | 0 | 0 | 0 | 732749.4551 | 539564 | 0 | 0 | 0 | 1754209.5384 | 0 | 7252.1761 | 0 | 0 | 0 | 0 | 0 | 0 | 0 | 126931.5428 | 0 | 0 | 0 | 0 | 193185.4551 | 0 | 0 | 0 | 0 | 0 | 0 | 0 | 0 | 0 | 0 | 0 | 0 | 0
2016-09-17 22:00 | 0 | 0 | 0 | 0 | 0 | 707248.1736 | 535724 | 0 | 0 | 0 | 1925733.712 | 0 | 7252.1761 | 0 | 0 | 0 | 0 | 0 | 0 | 0 | 126931.0351 | 0 | 0 | 0 | 0 | 171524.1736 | 0 | 0 | 0 | 0 | 0 | 0 | 0 | 0 | 0 | 0 | 0 | 0 | 0
2016-09-17 23:00 | 0 | 0 | 0 | 0 | 0 | 590772.2993 | 528480 | 0 | 0 | 0 | 1988026.0113 | 0 | 7252.1761 | 0 | 0 | 0 | 0 | 0 | 0 | 0 | 126930.5274 | 0 | 0 | 0 | 0 | 62292.2993 | 0 | 0 | 0 | 0 | 0 | 0 | 0 | 0 | 0 | 0 | 0 | 0 | 0
2016-09-18 | 0 | 0 | 0 | 0 | 0 | 348356.4643 | 521396 | 0 | 0 | 0 | 1814773.1763 | 0 | 7465.4754 | 0 | 0 | 0 | 0 | 0 | 0 | 0 | 126930.0197 | 0 | 0 | 0 | 0 | -173252.835 | 0 | 213.2993 | 0 | 0 | 0 | 0 | 0 | 0 | 0 | 0 | 0 | 0 | 0
2016-09-18 01:00 | 0 | 0 | 0 | 0 | 230732.3492 | 28099.4081 | 504388 | 0 | 0 | 0 | 1569216.9336 | 0 | 7465.4754 | 0 | 0 | 0 | 0 | 0 | 0 | 0 | 126929.5119 | 0 | 0 | 0 | 0 | -245556.2427 | 0 | 0 | 0 | 0 | 0 | 0 | 0 | 0 | 0 | 0 | 0 | 0 | 0
2016-09-18 02:00 | 0 | 0 | 0 | 0 | 235047.7573 | 0 | 480604 | 0 | 0 | 0 | 1323660.6909 | 0 | 7465.4754 | 0 | 0 | 0 | 0 | 0 | 0 | 0 | 126929.0042 | 0 | 0 | 0 | 0 | -245556.2427 | 0 | 0 | 0 | 0 | 0 | 0 | 0 | 0 | 0 | 0 | 0 | 0 | 0
2016-09-18 03:00 | 0 | 0 | 0 | 0 | 579678.9644 | 0 | 453704 | 0 | 0 | 0 | 1449422.356 | 0 | 7678.7747 | 0 | 0 | 0 | 0 | 0 | 0 | 0 | 126928.4965 | 0 | 0 | 0 | 0 | 125761.6651 | 0 | 213.2993 | 0 | 0 | 0 | 0 | 0 | 0 | 0 | 0 | 0 | 0 | 0
2016-09-18 04:00 | 0 | 0 | 0 | 0 | 181259.7573 | 0 | 426816 | 0 | 0 | 0 | 1203866.1133 | 0 | 7678.7747 | 0 | 0 | 0 | 0 | 0 | 0 | 0 | 126927.9888 | 0 | 0 | 0 | 0 | -245556.2427 | 0 | 0 | 0 | 0 | 0 | 0 | 0 | 0 | 0 | 0 | 0 | 0 | 0
2016-09-18 05:00 | 0 | 0 | 0 | 0 | 157814.7573 | 0 | 403371 | 0 | 0 | 0 | 958309.8706 | 0 | 7678.7747 | 0 | 0 | 0 | 0 | 0 | 0 | 0 | 126927.4811 | 0 | 0 | 0 | 0 | -245556.2427 | 0 | 0 | 0 | 0 | 0 | 0 | 0 | 0 | 0 | 0 | 0 | 0 | 0
2016-09-18 06:00 | 0 | 0 | 0 | 0 | 139025.7573 | 0 | 384582 | 0 | 0 | 0 | 712753.628 | 0 | 7678.7747 | 0 | 0 | 0 | 0 | 0 | 0 | 0 | 126926.9734 | 0 | 0 | 0 | 0 | -245556.2427 | 0 | 0 | 0 | 0 | 0 | 0 | 0 | 0 | 0 | 0 | 0 | 0 | 0
2016-09-18 07:00 | 0 | 0 | 0 | 0 | 616467.542 | 0 | 370698 | 0 | 0 | 0 | 958309.8706 | 0 | 7892.074 | 0 | 0 | 0 | 0 | 0 | 0 | 0 | 126926.4657 | 0 | 0 | 0 | 0 | 245556.2427 | 0 | 213.2993 | 0 | 0 | 0 | 0 | 0 | 0 | 0 | 0 | 0 | 0 | 0
2016-09-18 08:00 | 0 | 0 | 0 | 0 | 116965.7573 | 0 | 362522 | 0 | 0 | 0 | 712753.628 | 0 | 7892.074 | 0 | 0 | 0 | 0 | 0 | 0 | 0 | 126925.958 | 0 | 0 | 0 | 0 | -245556.2427 | 0 | 0 | 0 | 0 | 0 | 0 | 0 | 0 | 0 | 0 | 0 | 0 | 0
2016-09-18 09:00 | 0 | 0 | 0 | 0 | 114602.7573 | 0 | 360159 | 0 | 0 | 0 | 467197.3853 | 0 | 7892.074 | 0 | 0 | 0 | 0 | 0 | 0 | 0 | 126925.4503 | 0 | 0 | 0 | 0 | -245556.2427 | 0 | 0 | 0 | 0 | 0 | 0 | 0 | 0 | 0 | 0 | 0 | 0 | 0
2016-09-18 10:00 | 0 | 0 | 0 | 0 | 117465.7573 | 0 | 363022 | 0 | 0 | 0 | 221641.1426 | 0 | 7892.074 | 0 | 0 | 0 | 0 | 0 | 0 | 0 | 126924.9425 | 0 | 0 | 0 | 0 | -245556.2427 | 0 | 0 | 0 | 0 | 0 | 0 | 0 | 0 | 0 | 0 | 0 | 0 | 0
2016-09-18 11:00 | 0 | 0 | 0 | 0 | 574029.1797 | 0 | 368632 | 0 | 0 | 0 | 426825.023 | 0 | 8105.3733 | 0 | 0 | 0 | 0 | 0 | 0 | 0 | 126924.4348 | 0 | 0 | 0 | 0 | 205183.8804 | 0 | 213.2993 | 0 | 0 | 0 | 0 | 0 | 0 | 0 | 0 | 0 | 0 | 0
2016-09-18 12:00 | 0 | 0 | 0 | 0 | 137513.7573 | 0 | 383070 | 0 | 0 | 0 | 181268.7803 | 0 | 8105.3733 | 0 | 0 | 0 | 0 | 0 | 0 | 0 | 126923.9272 | 0 | 0 | 0 | 0 | -245556.2427 | 0 | 0 | 0 | 0 | 0 | 0 | 0 | 0 | 0 | 0 | 0 | 0 | 0
2016-09-18 13:00 | 0 | 0 | 0 | 0 | 406935.1364 | 87375.4046 | 407510 | 0 | 0 | 0 | 268069.3212 | 0 | 8105.3733 | 0 | 0 | 0 | 0 | 0 | 0 | 0 | 126923.4195 | 0 | 0 | 0 | 0 | 86800.541 | 0 | 0 | 0 | 0 | 0 | 0 | 0 | 0 | 0 | 0 | 0 | 0 | 0
2016-09-18 14:00 | 0 | 0 | 0 | 0 | 176760.9571 | 502747.5849 | 433739 | 0 | 0 | 0 | 513625.5639 | 0 | 8318.6726 | 0 | 0 | 0 | 0 | 0 | 0 | 0 | 126922.9118 | 0 | 0 | 0 | 0 | 245556.2427 | 0 | 213.2993 | 0 | 0 | 0 | 0 | 0 | 0 | 0 | 0 | 0 | 0 | 0
2016-09-18 15:00 | 0 | 0 | 0 | 0 | 0 | 731463.2028 | 460279 | 0 | 0 | 0 | 759181.8066 | 0 | 8531.9719 | 3571.2036 | 0 | 0 | 0 | 0 | 0 | 0 | 144397.1698 | 0 | 0 | 0 | 0 | 245556.2427 | 0 | 213.2993 | 0 | 3571.2036 | 0 | 0 | 0 | 0 | 0 | 0 | 21843.4572 | 0 | 0
2016-09-18 16:00 | 0 | 0 | 0 | 0 | 0 | 758279.9131 | 486363 | 0 | 0 | 0 | 1004738.0493 | 0 | 8745.2712 | 7621.5577 | 0 | 0 | 0 | 0 | 0 | 0 | 162074.2058 | 0 | 0 | 0 | 0 | 245556.2427 | 0 | 213.2993 | 0 | 4050.3541 | 0 | 0 | 0 | 0 | 0 | 0 | 22097.017 | 0 | 0
2016-09-18 17:00 | 0 | 0 | 0 | 0 | 0 | 751758.0209 | 510136 | 0 | 0 | 0 | 1250294.292 | 0 | 8745.2712 | 3687.336 | 0 | 0 | 0 | 0 | 0 | 0 | 162073.5575 | 0 | 0 | 0 | 0 | 245556.2427 | 0 | 0 | 0 | -3934.2218 | 0 | 0 | 0 | 0 | 0 | 0 | 0 | 0 | 0
2016-09-18 18:00 | 0 | 0 | 0 | 0 | 0 | 738332.4671 | 529340 | 0 | 0 | 0 | 1462974.0951 | 0 | 8745.2712 | 0 | 0 | 0 | 0 | 0 | 0 | 0 | 162072.9092 | 0 | 0 | 0 | 0 | 212679.8031 | 0 | 0 | 0 | -3687.336 | 0 | 0 | 0 | 0 | 0 | 0 | 0 | 0 | 0
2016-09-18 19:00 | 0 | 0 | 0 | 0 | 0 | 727479.7795 | 544013 | 0 | 0 | 0 | 1646440.8746 | 0 | 8745.2712 | 0 | 0 | 0 | 0 | 0 | 0 | 0 | 162072.261 | 0 | 0 | 0 | 0 | 183466.7795 | 0 | 0 | 0 | 0 | 0 | 0 | 0 | 0 | 0 | 0 | 0 | 0 | 0
2016-09-18 20:00 | 0 | 0 | 0 | 0 | 0 | 731000.3426 | 556485 | 0 | 0 | 0 | 1820742.9179 | 0 | 8958.5705 | 0 | 0 | 0 | 0 | 0 | 0 | 0 | 162071.6127 | 0 | 0 | 0 | 0 | 174302.0433 | 0 | 213.2993 | 0 | 0 | 0 | 0 | 0 | 0 | 0 | 0 | 0 | 0 | 0
2016-09-18 21:00 | 0 | 0 | 0 | 0 | 0 | 733395.07 | 565678 | 0 | 0 | 0 | 1988459.9879 | 0 | 8958.5705 | 0 | 0 | 0 | 0 | 0 | 0 | 0 | 162070.9644 | 0 | 0 | 0 | 0 | 167717.07 | 0 | 0 | 0 | 0 | 0 | 0 | 0 | 0 | 0 | 0 | 0 | 0 | 0
2016-09-18 22:00 | 0 | 0 | 0 | 0 | 0 | 712937.9449 | 566590 | 0 | 0 | 0 | 2134807.9328 | 0 | 8958.5705 | 0 | 0 | 0 | 0 | 0 | 0 | 0 | 162070.3161 | 0 | 0 | 0 | 0 | 146347.9449 | 0 | 0 | 0 | 0 | 0 | 0 | 0 | 0 | 0 | 0 | 0 | 0 | 0
2016-09-18 23:00 | 0 | 0 | 0 | 0 | 0 | 604452.617 | 564433 | 0 | 0 | 0 | 2174827.5498 | 0 | 8958.5705 | 0 | 0 | 0 | 0 | 0 | 0 | 0 | 162069.6678 | 0 | 0 | 0 | 0 | 40019.617 | 0 | 0 | 0 | 0 | 0 | 0 | 0 | 0 | 0 | 0 | 0 | 0 | 0
2016-09-19 | 0 | 0 | 0 | 0 | 0 | 352502.654 | 558678 | 0 | 0 | 0 | 1968438.9045 | 0 | 9171.8697 | 0 | 0 | 0 | 0 | 0 | 0 | 0 | 162069.0195 | 0 | 0 | 0 | 0 | -206388.6453 | 0 | 213.2993 | 0 | 0 | 0 | 0 | 0 | 0 | 0 | 0 | 0 | 0 | 0
2016-09-19 01:00 | 0 | 0 | 0 | 0 | 262305.4183 | 30276.339 | 538138 | 0 | 0 | 0 | 1722882.6618 | 0 | 9171.8697 | 0 | 0 | 0 | 0 | 0 | 0 | 0 | 162068.3713 | 0 | 0 | 0 | 0 | -245556.2427 | 0 | 0 | 0 | 0 | 0 | 0 | 0 | 0 | 0 | 0 | 0 | 0 | 0
2016-09-19 02:00 | 0 | 0 | 0 | 0 | 263229.7573 | 0 | 508786 | 0 | 0 | 0 | 1477326.4191 | 0 | 9171.8697 | 0 | 0 | 0 | 0 | 0 | 0 | 0 | 162067.723 | 0 | 0 | 0 | 0 | -245556.2427 | 0 | 0 | 0 | 0 | 0 | 0 | 0 | 0 | 0 | 0 | 0 | 0 | 0
2016-09-19 03:00 | 0 | 0 | 0 | 0 | 229833.7573 | 0 | 475390 | 0 | 0 | 0 | 1231770.1764 | 0 | 9171.8697 | 0 | 0 | 0 | 0 | 0 | 0 | 0 | 162067.0747 | 0 | 0 | 0 | 0 | -245556.2427 | 0 | 0 | 0 | 0 | 0 | 0 | 0 | 0 | 0 | 0 | 0 | 0 | 0
2016-09-19 04:00 | 0 | 0 | 0 | 0 | 688722.2427 | 0 | 443166 | 0 | 0 | 0 | 1477326.4191 | 0 | 9171.8697 | 0 | 0 | 0 | 0 | 0 | 0 | 0 | 162066.4265 | 0 | 0 | 0 | 0 | 245556.2427 | 0 | 0 | 0 | 0 | 0 | 0 | 0 | 0 | 0 | 0 | 0 | 0 | 0
2016-09-19 05:00 | 0 | 0 | 0 | 0 | 171189.7573 | 0 | 416746 | 0 | 0 | 0 | 1231770.1764 | 0 | 9171.8697 | 0 | 0 | 0 | 0 | 0 | 0 | 0 | 162065.7782 | 0 | 0 | 0 | 0 | -245556.2427 | 0 | 0 | 0 | 0 | 0 | 0 | 0 | 0 | 0 | 0 | 0 | 0 | 0
2016-09-19 06:00 | 0 | 0 | 0 | 0 | 643260.2427 | 0 | 397704 | 0 | 0 | 0 | 1477326.4191 | 0 | 9171.8697 | 0 | 0 | 0 | 0 | 0 | 0 | 0 | 162065.1299 | 0 | 0 | 0 | 0 | 245556.2427 | 0 | 0 | 0 | 0 | 0 | 0 | 0 | 0 | 0 | 0 | 0 | 0 | 0
2016-09-19 07:00 | 0 | 0 | 0 | 0 | 140602.7573 | 0 | 386159 | 0 | 0 | 0 | 1231770.1764 | 0 | 9171.8697 | 0 | 0 | 0 | 0 | 0 | 0 | 0 | 162064.4817 | 0 | 0 | 0 | 0 | -245556.2427 | 0 | 0 | 0 | 0 | 0 | 0 | 0 | 0 | 0 | 0 | 0 | 0 | 0
2016-09-19 08:00 | 0 | 0 | 0 | 0 | 137763.7573 | 0 | 383320 | 0 | 0 | 0 | 986213.9338 | 0 | 9171.8697 | 0 | 0 | 0 | 0 | 0 | 0 | 0 | 162063.8334 | 0 | 0 | 0 | 0 | -245556.2427 | 0 | 0 | 0 | 0 | 0 | 0 | 0 | 0 | 0 | 0 | 0 | 0 | 0
2016-09-19 09:00 | 0 | 0 | 0 | 0 | 148277.7573 | 0 | 393834 | 0 | 0 | 0 | 740657.6911 | 0 | 9171.8697 | 0 | 0 | 0 | 0 | 0 | 0 | 0 | 162063.1851 | 0 | 0 | 0 | 0 | -245556.2427 | 0 | 0 | 0 | 0 | 0 | 0 | 0 | 0 | 0 | 0 | 0 | 0 | 0
2016-09-19 10:00 | 0 | 0 | 0 | 0 | 616586.7248 | 0 | 419651 | 0 | 0 | 0 | 937593.4159 | 0 | 9171.8697 | 0 | 0 | 0 | 0 | 0 | 0 | 0 | 162062.5369 | 0 | 0 | 0 | 0 | 196935.7248 | 0 | 0 | 0 | 0 | 0 | 0 | 0 | 0 | 0 | 0 | 0 | 0 | 0
2016-09-19 11:00 | 0 | 0 | 0 | 0 | 197661.7573 | 0 | 443218 | 0 | 0 | 0 | 692037.1732 | 0 | 9171.8697 | 0 | 0 | 0 | 0 | 0 | 0 | 0 | 162061.8886 | 0 | 0 | 0 | 0 | -245556.2427 | 0 | 0 | 0 | 0 | 0 | 0 | 0 | 0 | 0 | 0 | 0 | 0 | 0
2016-09-19 12:00 | 0 | 0 | 0 | 0 | 531430.1354 | 0.21049 | 460085 | 0 | 0 | 0 | 763169.2198 | 0 | 9385.169 | 0 | 0 | 0 | 0 | 0 | 0 | 0 | 162061.2404 | 0 | 0 | 0 | 0 | 71132.0466 | 0 | 213.2993 | 0 | 0 | 0 | 0 | 0 | 0 | 0 | 0 | 0 | 0 | 0
2016-09-19 13:00 | 0 | 0 | 0 | 0 | 308329.7074 | 107665.9458 | 481042 | 0 | 0 | 0 | 698122.873 | 0 | 9385.169 | 0 | 0 | 0 | 0 | 0 | 0 | 0 | 162060.5922 | 0 | 0 | 0 | 0 | -65046.3468 | 0 | 0 | 0 | 0 | 0 | 0 | 0 | 0 | 0 | 0 | 0 | 0 | 0
2016-09-19 14:00 | 0 | 0 | 0 | 0 | 160351.3021 | 509467.0806 | 505348 | 0 | 0 | 0 | 862593.2557 | 0 | 9385.169 | 0 | 0 | 0 | 0 | 0 | 0 | 0 | 162059.9439 | 0 | 0 | 0 | 0 | 164470.3827 | 0 | 0 | 0 | 0 | 0 | 0 | 0 | 0 | 0 | 0 | 0 | 0 | 0
2016-09-19 15:00 | 0 | 0 | 0 | 0 | 0 | 705208.1034 | 529849 | 0 | 0 | 0 | 1037952.3591 | 0 | 9385.169 | 0 | 0 | 0 | 0 | 0 | 0 | 0 | 162059.2957 | 0 | 0 | 0 | 0 | 175359.1034 | 0 | 0 | 0 | 0 | 0 | 0 | 0 | 0 | 0 | 0 | 0 | 0 | 0
2016-09-19 16:00 | 0 | 0 | 0 | 0 | 0 | 732586.0344 | 553897 | 0 | 0 | 0 | 1216641.3935 | 0 | 9385.169 | 0 | 0 | 0 | 0 | 0 | 0 | 0 | 162058.6474 | 0 | 0 | 0 | 0 | 178689.0344 | 0 | 0 | 0 | 0 | 0 | 0 | 0 | 0 | 0 | 0 | 0 | 0 | 0
2016-09-19 17:00 | 0 | 0 | 0 | 0 | 0 | 722047.1765 | 575743 | 0 | 0 | 0 | 1362945.57 | 0 | 9385.169 | 0 | 0 | 0 | 0 | 0 | 0 | 0 | 162057.9992 | 0 | 0 | 0 | 0 | 146304.1765 | 0 | 0 | 0 | 0 | 0 | 0 | 0 | 0 | 0 | 0 | 0 | 0 | 0
2016-09-19 18:00 | 0 | 0 | 0 | 0 | 0 | 705555.2265 | 594099 | 0 | 0 | 0 | 1474401.7965 | 0 | 9385.169 | 0 | 0 | 0 | 0 | 0 | 0 | 0 | 162057.351 | 0 | 0 | 0 | 0 | 111456.2265 | 0 | 0 | 0 | 0 | 0 | 0 | 0 | 0 | 0 | 0 | 0 | 0 | 0
2016-09-19 19:00 | 0 | 0 | 0 | 0 | 160820.7006 | 692041.5421 | 607306 | 0 | 0 | 0 | 1719958.0392 | 0 | 9385.169 | 0 | 0 | 0 | 0 | 0 | 0 | 0 | 162056.7027 | 0 | 0 | 0 | 0 | 245556.2427 | 0 | 0 | 0 | 0 | 0 | 0 | 0 | 0 | 0 | 0 | 0 | 0 | 0
2016-09-19 20:00 | 0 | 0 | 0 | 0 | 0 | 688544.9497 | 616818 | 0 | 0 | 0 | 1791471.6896 | 0 | 9598.4683 | 0 | 0 | 0 | 0 | 0 | 0 | 0 | 162056.0545 | 0 | 0 | 0 | 0 | 71513.6504 | 0 | 213.2993 | 0 | 0 | 0 | 0 | 0 | 0 | 0 | 0 | 0 | 0 | 0
2016-09-19 21:00 | 0 | 0 | 0 | 0 | 187775.2771 | 676543.9656 | 618763 | 0 | 0 | 0 | 2037027.9323 | 0 | 9598.4683 | 0 | 0 | 0 | 0 | 0 | 0 | 0 | 162055.4063 | 0 | 0 | 0 | 0 | 245556.2427 | 0 | 0 | 0 | 0 | 0 | 0 | 0 | 0 | 0 | 0 | 0 | 0 | 0
2016-09-19 22:00 | 0 | 0 | 0 | 0 | 0 | 631704.3717 | 612028 | 0 | 0 | 0 | 2056704.304 | 0 | 9598.4683 | 0 | 0 | 0 | 0 | 0 | 0 | 0 | 162054.7581 | 0 | 0 | 0 | 0 | 19676.3717 | 0 | 0 | 0 | 0 | 0 | 0 | 0 | 0 | 0 | 0 | 0 | 0 | 0
2016-09-19 23:00 | 0 | 0 | 0 | 0 | 0 | 501953.3664 | 600923 | 0 | 0 | 0 | 1957734.6704 | 0 | 9598.4683 | 0 | 0 | 0 | 0 | 0 | 0 | 0 | 162054.1098 | 0 | 0 | 0 | 0 | -98969.6336 | 0 | 0 | 0 | 0 | 0 | 0 | 0 | 0 | 0 | 0 | 0 | 0 | 0
2016-09-20 | 0 | 0 | 0 | 0 | 373658.3834 | 229112.147 | 588349 | 0 | 0 | 0 | 1972156.2009 | 0 | 9598.4683 | 0 | 0 | 0 | 0 | 0 | 0 | 0 | 162053.4616 | 0 | 0 | 0 | 0 | 14421.5305 | 0 | 0 | 0 | 0 | 0 | 0 | 0 | 0 | 0 | 0 | 0 | 0 | 0
2016-09-20 01:00 | 0 | 0 | 0 | 0 | 298197.6749 | 20572.0824 | 564326 | 0 | 0 | 0 | 1726599.9582 | 0 | 9598.4683 | 0 | 0 | 0 | 0 | 0 | 0 | 0 | 162052.8134 | 0 | 0 | 0 | 0 | -245556.2427 | 0 | 0 | 0 | 0 | 0 | 0 | 0 | 0 | 0 | 0 | 0 | 0 | 0
2016-09-20 02:00 | 0 | 0 | 0 | 0 | 508339.5195 | 0 | 530781 | 0 | 0 | 0 | 1704158.4777 | 0 | 9598.4683 | 0 | 0 | 0 | 0 | 0 | 0 | 0 | 162052.1652 | 0 | 0 | 0 | 0 | -22441.4805 | 0 | 0 | 0 | 0 | 0 | 0 | 0 | 0 | 0 | 0 | 0 | 0 | 0
2016-09-20 03:00 | 0 | 0 | 0 | 0 | 245719.7573 | 0 | 491276 | 0 | 0 | 0 | 1458602.235 | 0 | 9598.4683 | 0 | 0 | 0 | 0 | 0 | 0 | 0 | 162051.517 | 0 | 0 | 0 | 0 | -245556.2427 | 0 | 0 | 0 | 0 | 0 | 0 | 0 | 0 | 0 | 0 | 0 | 0 | 0
2016-09-20 04:00 | 0 | 0 | 0 | 0 | 524568.7939 | 0 | 454545 | 0 | 0 | 0 | 1528626.0289 | 0 | 9598.4683 | 0 | 0 | 0 | 0 | 0 | 0 | 0 | 162050.8688 | 0 | 0 | 0 | 0 | 70023.7939 | 0 | 0 | 0 | 0 | 0 | 0 | 0 | 0 | 0 | 0 | 0 | 0 | 0
2016-09-20 05:00 | 0 | 0 | 0 | 0 | 506572.3878 | 0 | 425252 | 0 | 0 | 0 | 1609946.4166 | 0 | 9598.4683 | 0 | 0 | 0 | 0 | 0 | 0 | 0 | 162050.2206 | 0 | 0 | 0 | 0 | 81320.3878 | 0 | 0 | 0 | 0 | 0 | 0 | 0 | 0 | 0 | 0 | 0 | 0 | 0
2016-09-20 06:00 | 0 | 0 | 0 | 0 | 158751.7573 | 0 | 404308 | 0 | 0 | 0 | 1364390.174 | 0 | 9598.4683 | 0 | 0 | 0 | 0 | 0 | 0 | 0 | 162049.5724 | 0 | 0 | 0 | 0 | -245556.2427 | 0 | 0 | 0 | 0 | 0 | 0 | 0 | 0 | 0 | 0 | 0 | 0 | 0
2016-09-20 07:00 | 0 | 0 | 0 | 0 | 461347.0716 | 0 | 390534 | 0 | 0 | 0 | 1435203.2456 | 0 | 9598.4683 | 0 | 0 | 0 | 0 | 0 | 0 | 0 | 162048.9242 | 0 | 0 | 0 | 0 | 70813.0716 | 0 | 0 | 0 | 0 | 0 | 0 | 0 | 0 | 0 | 0 | 0 | 0 | 0
2016-09-20 08:00 | 0 | 0 | 0 | 0 | 454863.1678 | 0 | 385650 | 0 | 0 | 0 | 1504416.4134 | 0 | 9598.4683 | 0 | 0 | 0 | 0 | 0 | 0 | 0 | 162048.276 | 0 | 0 | 0 | 0 | 69213.1678 | 0 | 0 | 0 | 0 | 0 | 0 | 0 | 0 | 0 | 0 | 0 | 0 | 0
2016-09-20 09:00 | 0 | 0 | 0 | 0 | 148221.7573 | 0 | 393778 | 0 | 0 | 0 | 1258860.1707 | 0 | 9598.4683 | 0 | 0 | 0 | 0 | 0 | 0 | 0 | 162047.6278 | 0 | 0 | 0 | 0 | -245556.2427 | 0 | 0 | 0 | 0 | 0 | 0 | 0 | 0 | 0 | 0 | 0 | 0 | 0
2016-09-20 10:00 | 0 | 0 | 0 | 0 | 450849.7354 | 0 | 418576 | 0 | 0 | 0 | 1291133.9061 | 0 | 9598.4683 | 0 | 0 | 0 | 0 | 0 | 0 | 0 | 162046.9796 | 0 | 0 | 0 | 0 | 32273.7354 | 0 | 0 | 0 | 0 | 0 | 0 | 0 | 0 | 0 | 0 | 0 | 0 | 0
2016-09-20 11:00 | 0 | 0 | 0 | 0 | 435443.5619 | 0 | 441938 | 0 | 0 | 0 | 1284639.4679 | 0 | 9598.4683 | 0 | 0 | 0 | 0 | 0 | 0 | 0 | 162046.3314 | 0 | 0 | 0 | 0 | -6494.4381 | 0 | 0 | 0 | 0 | 0 | 0 | 0 | 0 | 0 | 0 | 0 | 0 | 0
2016-09-20 12:00 | 0 | 0 | 0 | 0 | 396285.6704 | 0 | 456999 | 0 | 0 | 0 | 1223926.1384 | 0 | 9598.4683 | 0 | 0 | 0 | 0 | 0 | 0 | 0 | 162045.6832 | 0 | 0 | 0 | 0 | -60713.3296 | 0 | 0 | 0 | 0 | 0 | 0 | 0 | 0 | 0 | 0 | 0 | 0 | 0
2016-09-20 13:00 | 0 | 0 | 0 | 0 | 219715.224 | 77047.3891 | 477501 | 0 | 0 | 0 | 1043187.7515 | 0 | 9598.4683 | 0 | 0 | 0 | 0 | 0 | 0 | 0 | 162045.0351 | 0 | 0 | 0 | 0 | -180738.3869 | 0 | 0 | 0 | 0 | 0 | 0 | 0 | 0 | 0 | 0 | 0 | 0 | 0
2016-09-20 14:00 | 0 | 0 | 0 | 0 | 126290.4818 | 291865.1428 | 501755 | 0 | 0 | 0 | 959588.3762 | 0 | 9598.4683 | 0 | 0 | 0 | 0 | 0 | 0 | 0 | 162044.3869 | 0 | 0 | 0 | 0 | -83599.3753 | 0 | 0 | 0 | 0 | 0 | 0 | 0 | 0 | 0 | 0 | 0 | 0 | 0
2016-09-20 15:00 | 0 | 0 | 0 | 0 | 0 | 462731.7461 | 527500 | 0 | 0 | 0 | 894820.1223 | 0 | 9598.4683 | 0 | 0 | 0 | 0 | 0 | 0 | 0 | 162043.7387 | 0 | 0 | 0 | 0 | -64768.2539 | 0 | 0 | 0 | 0 | 0 | 0 | 0 | 0 | 0 | 0 | 0 | 0 | 0
2016-09-20 16:00 | 0 | 0 | 0 | 0 | 0 | 535224.1171 | 551934 | 0 | 0 | 0 | 878110.2394 | 0 | 9598.4683 | 0 | 0 | 0 | 0 | 0 | 0 | 0 | 162043.0905 | 0 | 0 | 0 | 0 | -16709.8829 | 0 | 0 | 0 | 0 | 0 | 0 | 0 | 0 | 0 | 0 | 0 | 0 | 0
2016-09-20 17:00 | 0 | 0 | 0 | 0 | 211691.2925 | 557135.9263 | 575250 | 0 | 0 | 0 | 1071687.4582 | 0 | 9598.4683 | 0 | 0 | 0 | 0 | 0 | 0 | 0 | 162042.4423 | 0 | 0 | 0 | 0 | 193577.2188 | 0 | 0 | 0 | 0 | 0 | 0 | 0 | 0 | 0 | 0 | 0 | 0 | 0
2016-09-20 18:00 | 0 | 0 | 0 | 0 | 0 | 563211.3447 | 593606 | 0 | 0 | 0 | 1041292.8029 | 0 | 9598.4683 | 0 | 0 | 0 | 0 | 0 | 0 | 0 | 162041.7942 | 0 | 0 | 0 | 0 | -30394.6553 | 0 | 0 | 0 | 0 | 0 | 0 | 0 | 0 | 0 | 0 | 0 | 0 | 0
2016-09-20 19:00 | 0 | 0 | 0 | 0 | 229842.1796 | 555399.0518 | 607109 | 0 | 0 | 0 | 1219425.0343 | 0 | 9598.4683 | 0 | 0 | 0 | 0 | 0 | 0 | 0 | 162041.146 | 0 | 0 | 0 | 0 | 178132.2314 | 0 | 0 | 0 | 0 | 0 | 0 | 0 | 0 | 0 | 0 | 0 | 0 | 0
2016-09-20 20:00 | 0 | 0 | 0 | 0 | 0 | 539629.4129 | 615912 | 0 | 0 | 0 | 1143142.4473 | 0 | 9598.4683 | 0 | 0 | 0 | 0 | 0 | 0 | 0 | 162040.4978 | 0 | 0 | 0 | 0 | -76282.5871 | 0 | 0 | 0 | 0 | 0 | 0 | 0 | 0 | 0 | 0 | 0 | 0 | 0
2016-09-20 21:00 | 0 | 0 | 0 | 0 | 234917.6702 | 508678.7814 | 617397 | 0 | 0 | 0 | 1269341.8988 | 0 | 9598.4683 | 0 | 0 | 0 | 0 | 0 | 0 | 0 | 162039.8497 | 0 | 0 | 0 | 0 | 126199.4516 | 0 | 0 | 0 | 0 | 0 | 0 | 0 | 0 | 0 | 0 | 0 | 0 | 0
2016-09-20 22:00 | 0 | 0 | 0 | 0 | 0 | 457761.4952 | 608226 | 0 | 0 | 0 | 1118877.3941 | 0 | 9598.4683 | 0 | 0 | 0 | 0 | 0 | 0 | 0 | 162039.2015 | 0 | 0 | 0 | 0 | -150464.5048 | 0 | 0 | 0 | 0 | 0 | 0 | 0 | 0 | 0 | 0 | 0 | 0 | 0
2016-09-20 23:00 | 0 | 0 | 0 | 0 | 0 | 354964.4169 | 595605 | 0 | 0 | 0 | 878236.8109 | 0 | 9598.4683 | 0 | 0 | 0 | 0 | 0 | 0 | 0 | 162038.5534 | 0 | 0 | 0 | 0 | -240640.5831 | 0 | 0 | 0 | 0 | 0 | 0 | 0 | 0 | 0 | 0 | 0 | 0 | 0
2016-09-21 | 0 | 0 | 0 | 0 | 161894.6321 | 176940.1253 | 584391 | 0 | 0 | 0 | 632680.5682 | 0 | 9598.4683 | 0 | 0 | 0 | 0 | 0 | 0 | 0 | 162037.9052 | 0 | 0 | 0 | 0 | -245556.2427 | 0 | 0 | 0 | 0 | 0 | 0 | 0 | 0 | 0 | 0 | 0 | 0 | 0
2016-09-21 01:00 | 0 | 0 | 0 | 0 | 293352.5715 | 21021.1858 | 559930 | 0 | 0 | 0 | 387124.3255 | 0 | 9598.4683 | 0 | 0 | 0 | 0 | 0 | 0 | 0 | 162037.2571 | 0 | 0 | 0 | 0 | -245556.2427 | 0 | 0 | 0 | 0 | 0 | 0 | 0 | 0 | 0 | 0 | 0 | 0 | 0
2016-09-21 02:00 | 0 | 0 | 0 | 0 | 665818.7778 | 0 | 526181 | 0 | 0 | 0 | 526548.804 | 0 | 9811.7676 | 0 | 0 | 0 | 0 | 0 | 0 | 0 | 162036.6089 | 0 | 0 | 0 | 0 | 139424.4785 | 0 | 213.2993 | 0 | 0 | 0 | 0 | 0 | 0 | 0 | 0 | 0 | 0 | 0
2016-09-21 03:00 | 0 | 0 | 0 | 0 | 653244.0756 | 0 | 487926 | 0 | 0 | 0 | 691866.8796 | 0 | 9811.7676 | 0 | 0 | 0 | 0 | 0 | 0 | 0 | 162035.9608 | 0 | 0 | 0 | 0 | 165318.0756 | 0 | 0 | 0 | 0 | 0 | 0 | 0 | 0 | 0 | 0 | 0 | 0 | 0
2016-09-21 04:00 | 0 | 0 | 0 | 0 | 206446.7573 | 0 | 452003 | 0 | 0 | 0 | 446310.6369 | 0 | 9811.7676 | 0 | 0 | 0 | 0 | 0 | 0 | 0 | 162035.3126 | 0 | 0 | 0 | 0 | -245556.2427 | 0 | 0 | 0 | 0 | 0 | 0 | 0 | 0 | 0 | 0 | 0 | 0 | 0
2016-09-21 05:00 | 0 | 0 | 0 | 0 | 581574.0871 | 0 | 423398 | 0 | 0 | 0 | 604486.7239 | 0 | 9811.7676 | 0 | 0 | 0 | 0 | 0 | 0 | 0 | 162034.6645 | 0 | 0 | 0 | 0 | 158176.0871 | 0 | 0 | 0 | 0 | 0 | 0 | 0 | 0 | 0 | 0 | 0 | 0 | 0
2016-09-21 06:00 | 0 | 0 | 0 | 0 | 554916.5812 | 0 | 402738 | 0 | 0 | 0 | 756665.3052 | 0 | 9811.7676 | 0 | 0 | 0 | 0 | 0 | 0 | 0 | 162034.0163 | 0 | 0 | 0 | 0 | 152178.5812 | 0 | 0 | 0 | 0 | 0 | 0 | 0 | 0 | 0 | 0 | 0 | 0 | 0
2016-09-21 07:00 | 0 | 0 | 0 | 0 | 143789.7573 | 0 | 389346 | 0 | 0 | 0 | 511109.0625 | 0 | 9811.7676 | 0 | 0 | 0 | 0 | 0 | 0 | 0 | 162033.3682 | 0 | 0 | 0 | 0 | -245556.2427 | 0 | 0 | 0 | 0 | 0 | 0 | 0 | 0 | 0 | 0 | 0 | 0 | 0
2016-09-21 08:00 | 0 | 0 | 0 | 0 | 526860.9754 | 0 | 383965 | 0 | 0 | 0 | 654005.0379 | 0 | 9811.7676 | 0 | 0 | 0 | 0 | 0 | 0 | 0 | 162032.7201 | 0 | 0 | 0 | 0 | 142895.9754 | 0 | 0 | 0 | 0 | 0 | 0 | 0 | 0 | 0 | 0 | 0 | 0 | 0
2016-09-21 09:00 | 0 | 0 | 0 | 0 | 501603.8097 | 0 | 391881 | 0 | 0 | 0 | 763727.8476 | 0 | 9811.7676 | 0 | 0 | 0 | 0 | 0 | 0 | 0 | 162032.0719 | 0 | 0 | 0 | 0 | 109722.8097 | 0 | 0 | 0 | 0 | 0 | 0 | 0 | 0 | 0 | 0 | 0 | 0 | 0
2016-09-21 10:00 | 0 | 0 | 0 | 0 | 171269.0566 | 0 | 416612 | 0 | 0 | 0 | 518171.6049 | 0 | 10025.0669 | 0 | 0 | 0 | 0 | 0 | 0 | 0 | 162031.4238 | 0 | 0 | 0 | 0 | -245556.2427 | 0 | 213.2993 | 0 | 0 | 0 | 0 | 0 | 0 | 0 | 0 | 0 | 0 | 0
2016-09-21 11:00 | 0 | 0 | 0 | 0 | 450277.505 | 0 | 439838 | 0 | 0 | 0 | 528611.11 | 0 | 10025.0669 | 0 | 0 | 0 | 0 | 0 | 0 | 0 | 162030.7757 | 0 | 0 | 0 | 0 | 10439.505 | 0 | 0 | 0 | 0 | 0 | 0 | 0 | 0 | 0 | 0 | 0 | 0 | 0
2016-09-21 12:00 | 0 | 0 | 0 | 0 | 432242.9496 | 0 | 454962 | 0 | 0 | 0 | 505892.0595 | 0 | 10025.0669 | 0 | 0 | 0 | 0 | 0 | 0 | 0 | 162030.1276 | 0 | 0 | 0 | 0 | -22719.0504 | 0 | 0 | 0 | 0 | 0 | 0 | 0 | 0 | 0 | 0 | 0 | 0 | 0
2016-09-21 13:00 | 0 | 0 | 0 | 0 | 323907.9793 | 46848.9933 | 475231 | 0 | 0 | 0 | 401418.0322 | 0 | 10025.0669 | 0 | 0 | 0 | 0 | 0 | 0 | 0 | 162029.4794 | 0 | 0 | 0 | 0 | -104474.0274 | 0 | 0 | 0 | 0 | 0 | 0 | 0 | 0 | 0 | 0 | 0 | 0 | 0
2016-09-21 14:00 | 0 | 0 | 0 | 0 | 0 | 297618.7262 | 497212 | 0 | 0 | 0 | 201611.4591 | 0 | 10238.3662 | 0 | 0 | 0 | 0 | 0 | 0 | 0 | 162028.8313 | 0 | 0 | 0 | 0 | -199806.5731 | 0 | 213.2993 | 0 | 0 | 0 | 0 | 0 | 0 | 0 | 0 | 0 | 0 | 0
2016-09-21 15:00 | 0 | 0 | 0 | 0 | 281703.7466 | 485367.7953 | 521302 | 0 | 0 | 0 | 447167.7017 | 0 | 10451.6655 | 0 | 0 | 0 | 0 | 0 | 0 | 0 | 162028.1832 | 0 | 0 | 0 | 0 | 245556.2427 | 0 | 213.2993 | 0 | 0 | 0 | 0 | 0 | 0 | 0 | 0 | 0 | 0 | 0
2016-09-21 16:00 | 0 | 0 | 0 | 0 | 212392.9366 | 577756.306 | 544593 | 0 | 0 | 0 | 692723.9444 | 0 | 10451.6655 | 0 | 0 | 0 | 0 | 0 | 0 | 0 | 162027.5351 | 0 | 0 | 0 | 0 | 245556.2427 | 0 | 0 | 0 | 0 | 0 | 0 | 0 | 0 | 0 | 0 | 0 | 0 | 0
2016-09-21 17:00 | 0 | 0 | 0 | 0 | 0 | 610666.5801 | 566369 | 0 | 0 | 0 | 737021.5246 | 0 | 10451.6655 | 0 | 0 | 0 | 0 | 0 | 0 | 0 | 162026.887 | 0 | 0 | 0 | 0 | 44297.5801 | 0 | 0 | 0 | 0 | 0 | 0 | 0 | 0 | 0 | 0 | 0 | 0 | 0
2016-09-21 18:00 | 0 | 0 | 0 | 0 | 0 | 609241.2861 | 584246 | 0 | 0 | 0 | 762016.8107 | 0 | 10451.6655 | 0 | 0 | 0 | 0 | 0 | 0 | 0 | 162026.2389 | 0 | 0 | 0 | 0 | 24995.2861 | 0 | 0 | 0 | 0 | 0 | 0 | 0 | 0 | 0 | 0 | 0 | 0 | 0
2016-09-21 19:00 | 0 | 0 | 0 | 0 | 248321.0518 | 594064.1909 | 596829 | 0 | 0 | 0 | 1007573.0533 | 0 | 10451.6655 | 0 | 0 | 0 | 0 | 0 | 0 | 0 | 162025.5908 | 0 | 0 | 0 | 0 | 245556.2427 | 0 | 0 | 0 | 0 | 0 | 0 | 0 | 0 | 0 | 0 | 0 | 0 | 0
2016-09-21 20:00 | 0 | 0 | 0 | 0 | 0 | 586117.061 | 604822 | 0 | 0 | 0 | 988868.1143 | 0 | 10451.6655 | 0 | 0 | 0 | 0 | 0 | 0 | 0 | 162024.9427 | 0 | 0 | 0 | 0 | -18704.939 | 0 | 0 | 0 | 0 | 0 | 0 | 0 | 0 | 0 | 0 | 0 | 0 | 0
2016-09-21 21:00 | 0 | 0 | 0 | 0 | 288743.9921 | 562533.2506 | 605721 | 0 | 0 | 0 | 1234424.357 | 0 | 10451.6655 | 0 | 0 | 0 | 0 | 0 | 0 | 0 | 162024.2946 | 0 | 0 | 0 | 0 | 245556.2427 | 0 | 0 | 0 | 0 | 0 | 0 | 0 | 0 | 0 | 0 | 0 | 0 | 0
2016-09-21 22:00 | 0 | 0 | 0 | 0 | 0 | 514689.0043 | 596355 | 0 | 0 | 0 | 1152758.3613 | 0 | 10451.6655 | 0 | 0 | 0 | 0 | 0 | 0 | 0 | 162023.6465 | 0 | 0 | 0 | 0 | -81665.9957 | 0 | 0 | 0 | 0 | 0 | 0 | 0 | 0 | 0 | 0 | 0 | 0 | 0
2016-09-21 23:00 | 0 | 0 | 0 | 0 | 423334.8563 | 407206.3864 | 584985 | 0 | 0 | 0 | 1398314.604 | 0 | 10451.6655 | 0 | 0 | 0 | 0 | 0 | 0 | 0 | 162022.9984 | 0 | 0 | 0 | 0 | 245556.2427 | 0 | 0 | 0 | 0 | 0 | 0 | 0 | 0 | 0 | 0 | 0 | 0 | 0
2016-09-22 | 0 | 0 | 0 | 0 | 550611.7165 | 224424.9098 | 573454 | 0 | 0 | 0 | 1599897.2303 | 0 | 10451.6655 | 0 | 0 | 0 | 0 | 0 | 0 | 0 | 162022.3503 | 0 | 0 | 0 | 0 | 201582.6264 | 0 | 0 | 0 | 0 | 0 | 0 | 0 | 0 | 0 | 0 | 0 | 0 | 0
2016-09-22 01:00 | 0 | 0 | 0 | 0 | 284652.0163 | 18455.741 | 548664 | 0 | 0 | 0 | 1354340.9877 | 0 | 10451.6655 | 0 | 0 | 0 | 0 | 0 | 0 | 0 | 162021.7022 | 0 | 0 | 0 | 0 | -245556.2427 | 0 | 0 | 0 | 0 | 0 | 0 | 0 | 0 | 0 | 0 | 0 | 0 | 0
2016-09-22 02:00 | 0 | 0 | 0 | 0 | 270817.7573 | 0 | 516374 | 0 | 0 | 0 | 1108784.745 | 0 | 10451.6655 | 0 | 0 | 0 | 0 | 0 | 0 | 0 | 162021.0541 | 0 | 0 | 0 | 0 | -245556.2427 | 0 | 0 | 0 | 0 | 0 | 0 | 0 | 0 | 0 | 0 | 0 | 0 | 0
2016-09-22 03:00 | 0 | 0 | 0 | 0 | 594337.1768 | 0 | 479292 | 0 | 0 | 0 | 1223829.9217 | 0 | 10451.6655 | 0 | 0 | 0 | 0 | 0 | 0 | 0 | 162020.406 | 0 | 0 | 0 | 0 | 115045.1768 | 0 | 0 | 0 | 0 | 0 | 0 | 0 | 0 | 0 | 0 | 0 | 0 | 0
2016-09-22 04:00 | 0 | 0 | 0 | 0 | 197745.7573 | 0 | 443302 | 0 | 0 | 0 | 978273.679 | 0 | 10451.6655 | 0 | 0 | 0 | 0 | 0 | 0 | 0 | 162019.7579 | 0 | 0 | 0 | 0 | -245556.2427 | 0 | 0 | 0 | 0 | 0 | 0 | 0 | 0 | 0 | 0 | 0 | 0 | 0
2016-09-22 05:00 | 0 | 0 | 0 | 0 | 169631.7573 | 0 | 415188 | 0 | 0 | 0 | 732717.4364 | 0 | 10451.6655 | 0 | 0 | 0 | 0 | 0 | 0 | 0 | 162019.1099 | 0 | 0 | 0 | 0 | -245556.2427 | 0 | 0 | 0 | 0 | 0 | 0 | 0 | 0 | 0 | 0 | 0 | 0 | 0
2016-09-22 06:00 | 0 | 0 | 0 | 0 | 523567.8984 | 0 | 395166 | 0 | 0 | 0 | 861119.3348 | 0 | 10451.6655 | 0 | 0 | 0 | 0 | 0 | 0 | 0 | 162018.4618 | 0 | 0 | 0 | 0 | 128401.8984 | 0 | 0 | 0 | 0 | 0 | 0 | 0 | 0 | 0 | 0 | 0 | 0 | 0
2016-09-22 07:00 | 0 | 0 | 0 | 0 | 136754.7573 | 0 | 382311 | 0 | 0 | 0 | 615563.0921 | 0 | 10451.6655 | 0 | 0 | 0 | 0 | 0 | 0 | 0 | 162017.8137 | 0 | 0 | 0 | 0 | -245556.2427 | 0 | 0 | 0 | 0 | 0 | 0 | 0 | 0 | 0 | 0 | 0 | 0 | 0
2016-09-22 08:00 | 0 | 0 | 0 | 0 | 476681.658 | 0 | 377551 | 0 | 0 | 0 | 714693.7501 | 0 | 10451.6655 | 0 | 0 | 0 | 0 | 0 | 0 | 0 | 162017.1656 | 0 | 0 | 0 | 0 | 99130.658 | 0 | 0 | 0 | 0 | 0 | 0 | 0 | 0 | 0 | 0 | 0 | 0 | 0
2016-09-22 09:00 | 0 | 0 | 0 | 0 | 446327.2489 | 0 | 385422 | 0 | 0 | 0 | 775598.9989 | 0 | 10451.6655 | 0 | 0 | 0 | 0 | 0 | 0 | 0 | 162016.5176 | 0 | 0 | 0 | 0 | 60905.2489 | 0 | 0 | 0 | 0 | 0 | 0 | 0 | 0 | 0 | 0 | 0 | 0 | 0
2016-09-22 10:00 | 0 | 0 | 0 | 0 | 164723.7573 | 0 | 410280 | 0 | 0 | 0 | 530042.7562 | 0 | 10451.6655 | 0 | 0 | 0 | 0 | 0 | 0 | 0 | 162015.8695 | 0 | 0 | 0 | 0 | -245556.2427 | 0 | 0 | 0 | 0 | 0 | 0 | 0 | 0 | 0 | 0 | 0 | 0 | 0
2016-09-22 11:00 | 0 | 0 | 0 | 0 | 384358.746 | 0 | 433417 | 0 | 0 | 0 | 480984.5022 | 0 | 10451.6655 | 0 | 0 | 0 | 0 | 0 | 0 | 0 | 162015.2214 | 0 | 0 | 0 | 0 | -49058.254 | 0 | 0 | 0 | 0 | 0 | 0 | 0 | 0 | 0 | 0 | 0 | 0 | 0
2016-09-22 12:00 | 0 | 0 | 0 | 0 | 356134.682 | 0 | 449577 | 0 | 0 | 0 | 387542.1842 | 0 | 10451.6655 | 0 | 0 | 0 | 0 | 0 | 0 | 0 | 162014.5734 | 0 | 0 | 0 | 0 | -93442.318 | 0 | 0 | 0 | 0 | 0 | 0 | 0 | 0 | 0 | 0 | 0 | 0 | 0
2016-09-22 13:00 | 0 | 0 | 0 | 0 | 153062.4567 | 70885.3006 | 469504 | 0 | 0 | 0 | 141985.9415 | 0 | 10451.6655 | 0 | 0 | 0 | 0 | 0 | 0 | 0 | 162013.9253 | 0 | 0 | 0 | 0 | -245556.2427 | 0 | 0 | 0 | 0 | 0 | 0 | 0 | 0 | 0 | 0 | 0 | 0 | 0
2016-09-22 14:00 | 0 | 0 | 0 | 0 | 293304.7694 | 382529.088 | 492763 | 0 | 0 | 0 | 325056.7989 | 0 | 10451.6655 | 0 | 0 | 0 | 0 | 0 | 0 | 0 | 162013.2773 | 0 | 0 | 0 | 0 | 183070.8574 | 0 | 0 | 0 | 0 | 0 | 0 | 0 | 0 | 0 | 0 | 0 | 0 | 0
2016-09-22 15:00 | 0 | 0 | 0 | 0 | 144230.5845 | 618555.6582 | 517230 | 0 | 0 | 0 | 570613.0416 | 0 | 10451.6655 | 0 | 0 | 0 | 0 | 0 | 0 | 0 | 162012.6292 | 0 | 0 | 0 | 0 | 245556.2427 | 0 | 0 | 0 | 0 | 0 | 0 | 0 | 0 | 0 | 0 | 0 | 0 | 0
2016-09-22 16:00 | 0 | 0 | 0 | 0 | 0 | 682911.662 | 540813 | 0 | 0 | 0 | 712711.7036 | 0 | 10451.6655 | 0 | 0 | 0 | 0 | 0 | 0 | 0 | 162011.9812 | 0 | 0 | 0 | 0 | 142098.662 | 0 | 0 | 0 | 0 | 0 | 0 | 0 | 0 | 0 | 0 | 0 | 0 | 0
2016-09-22 17:00 | 0 | 0 | 0 | 0 | 117495.0953 | 690214.1474 | 562153 | 0 | 0 | 0 | 958267.9463 | 0 | 10451.6655 | 0 | 0 | 0 | 0 | 0 | 0 | 0 | 162011.3331 | 0 | 0 | 0 | 0 | 245556.2427 | 0 | 0 | 0 | 0 | 0 | 0 | 0 | 0 | 0 | 0 | 0 | 0 | 0
2016-09-22 18:00 | 0 | 0 | 0 | 0 | 141045.9833 | 683343.2594 | 578833 | 0 | 0 | 0 | 1203824.1889 | 0 | 10451.6655 | 0 | 0 | 0 | 0 | 0 | 0 | 0 | 162010.6851 | 0 | 0 | 0 | 0 | 245556.2427 | 0 | 0 | 0 | 0 | 0 | 0 | 0 | 0 | 0 | 0 | 0 | 0 | 0
2016-09-22 19:00 | 0 | 0 | 0 | 0 | 0 | 674131.6947 | 591220 | 0 | 0 | 0 | 1286735.8837 | 0 | 10451.6655 | 0 | 0 | 0 | 0 | 0 | 0 | 0 | 162010.037 | 0 | 0 | 0 | 0 | 82911.6947 | 0 | 0 | 0 | 0 | 0 | 0 | 0 | 0 | 0 | 0 | 0 | 0 | 0
2016-09-22 20:00 | 0 | 0 | 0 | 0 | 171674.6081 | 673122.6346 | 599241 | 0 | 0 | 0 | 1532292.1264 | 0 | 10451.6655 | 0 | 0 | 0 | 0 | 0 | 0 | 0 | 162009.389 | 0 | 0 | 0 | 0 | 245556.2427 | 0 | 0 | 0 | 0 | 0 | 0 | 0 | 0 | 0 | 0 | 0 | 0 | 0
2016-09-22 21:00 | 0 | 0 | 0 | 0 | 0 | 663654.7614 | 599315 | 0 | 0 | 0 | 1596631.8878 | 0 | 10451.6655 | 0 | 0 | 0 | 0 | 0 | 0 | 0 | 162008.741 | 0 | 0 | 0 | 0 | 64339.7614 | 0 | 0 | 0 | 0 | 0 | 0 | 0 | 0 | 0 | 0 | 0 | 0 | 0
2016-09-22 22:00 | 0 | 0 | 0 | 0 | 0 | 631675.6397 | 586693 | 0 | 0 | 0 | 1641614.5275 | 0 | 10451.6655 | 0 | 0 | 0 | 0 | 0 | 0 | 0 | 162008.0929 | 0 | 0 | 0 | 0 | 44982.6397 | 0 | 0 | 0 | 0 | 0 | 0 | 0 | 0 | 0 | 0 | 0 | 0 | 0
2016-09-22 23:00 | 0 | 0 | 0 | 0 | 0 | 519609.518 | 574124 | 0 | 0 | 0 | 1587100.0455 | 0 | 10451.6655 | 0 | 0 | 0 | 0 | 0 | 0 | 0 | 162007.4449 | 0 | 0 | 0 | 0 | -54514.482 | 0 | 0 | 0 | 0 | 0 | 0 | 0 | 0 | 0 | 0 | 0 | 0 | 0
2016-09-23 | 0 | 0 | 0 | 0 | 61262.6834 | 256656.0739 | 563475 | 0 | 0 | 0 | 1341543.8029 | 0 | 10451.6655 | 0 | 0 | 0 | 0 | 0 | 0 | 0 | 162006.7969 | 0 | 0 | 0 | 0 | -245556.2427 | 0 | 0 | 0 | 0 | 0 | 0 | 0 | 0 | 0 | 0 | 0 | 0 | 0
2016-09-23 01:00 | 0 | 0 | 0 | 0 | 276693.6282 | 18739.1291 | 540989 | 0 | 0 | 0 | 1095987.5602 | 0 | 10451.6655 | 0 | 0 | 0 | 0 | 0 | 0 | 0 | 162006.1488 | 0 | 0 | 0 | 0 | -245556.2427 | 0 | 0 | 0 | 0 | 0 | 0 | 0 | 0 | 0 | 0 | 0 | 0 | 0
2016-09-23 02:00 | 0 | 0 | 0 | 0 | 642357.5016 | 0 | 510591 | 0 | 0 | 0 | 1227754.0617 | 0 | 10451.6655 | 0 | 0 | 0 | 0 | 0 | 0 | 0 | 162005.5008 | 0 | 0 | 0 | 0 | 131766.5016 | 0 | 0 | 0 | 0 | 0 | 0 | 0 | 0 | 0 | 0 | 0 | 0 | 0
2016-09-23 03:00 | 0 | 0 | 0 | 0 | 228927.7573 | 0 | 474484 | 0 | 0 | 0 | 982197.8191 | 0 | 10451.6655 | 0 | 0 | 0 | 0 | 0 | 0 | 0 | 162004.8528 | 0 | 0 | 0 | 0 | -245556.2427 | 0 | 0 | 0 | 0 | 0 | 0 | 0 | 0 | 0 | 0 | 0 | 0 | 0
2016-09-23 04:00 | 0 | 0 | 0 | 0 | 194942.7573 | 0 | 440499 | 0 | 0 | 0 | 736641.5764 | 0 | 10451.6655 | 0 | 0 | 0 | 0 | 0 | 0 | 0 | 162004.2048 | 0 | 0 | 0 | 0 | -245556.2427 | 0 | 0 | 0 | 0 | 0 | 0 | 0 | 0 | 0 | 0 | 0 | 0 | 0
2016-09-23 05:00 | 0 | 0 | 0 | 0 | 166141.7573 | 0 | 411698 | 0 | 0 | 0 | 491085.3337 | 0 | 10451.6655 | 0 | 0 | 0 | 0 | 0 | 0 | 0 | 162003.5567 | 0 | 0 | 0 | 0 | -245556.2427 | 0 | 0 | 0 | 0 | 0 | 0 | 0 | 0 | 0 | 0 | 0 | 0 | 0
2016-09-23 06:00 | 0 | 0 | 0 | 0 | 554117.0293 | 0 | 392249 | 0 | 0 | 0 | 652953.363 | 0 | 10451.6655 | 0 | 0 | 0 | 0 | 0 | 0 | 0 | 162002.9087 | 0 | 0 | 0 | 0 | 161868.0293 | 0 | 0 | 0 | 0 | 0 | 0 | 0 | 0 | 0 | 0 | 0 | 0 | 0
2016-09-23 07:00 | 0 | 0 | 0 | 0 | 134817.7573 | 0 | 380374 | 0 | 0 | 0 | 407397.1203 | 0 | 10451.6655 | 0 | 0 | 0 | 0 | 0 | 0 | 0 | 162002.2607 | 0 | 0 | 0 | 0 | -245556.2427 | 0 | 0 | 0 | 0 | 0 | 0 | 0 | 0 | 0 | 0 | 0 | 0 | 0
2016-09-23 08:00 | 0 | 0 | 0 | 0 | 513967.0009 | 0 | 376076 | 0 | 0 | 0 | 545288.1212 | 0 | 10451.6655 | 0 | 0 | 0 | 0 | 0 | 0 | 0 | 162001.6127 | 0 | 0 | 0 | 0 | 137891.0009 | 0 | 0 | 0 | 0 | 0 | 0 | 0 | 0 | 0 | 0 | 0 | 0 | 0
2016-09-23 09:00 | 0 | 0 | 0 | 0 | 137191.7573 | 0 | 382748 | 0 | 0 | 0 | 299731.8785 | 0 | 10451.6655 | 0 | 0 | 0 | 0 | 0 | 0 | 0 | 162000.9647 | 0 | 0 | 0 | 0 | -245556.2427 | 0 | 0 | 0 | 0 | 0 | 0 | 0 | 0 | 0 | 0 | 0 | 0 | 0
2016-09-23 10:00 | 0 | 0 | 0 | 0 | 482123.5916 | 0 | 406169 | 0 | 0 | 0 | 375686.4701 | 0 | 10451.6655 | 0 | 0 | 0 | 0 | 0 | 0 | 0 | 162000.3167 | 0 | 0 | 0 | 0 | 75954.5916 | 0 | 0 | 0 | 0 | 0 | 0 | 0 | 0 | 0 | 0 | 0 | 0 | 0
2016-09-23 11:00 | 0 | 0 | 0 | 0 | 183529.7573 | 0 | 429086 | 0 | 0 | 0 | 130130.2274 | 0 | 10451.6655 | 0 | 0 | 0 | 0 | 0 | 0 | 0 | 161999.6687 | 0 | 0 | 0 | 0 | -245556.2427 | 0 | 0 | 0 | 0 | 0 | 0 | 0 | 0 | 0 | 0 | 0 | 0 | 0
2016-09-23 12:00 | 0 | 0 | 0 | 0 | 464299.8491 | 0 | 445632 | 0 | 0 | 0 | 148798.0765 | 0 | 10451.6655 | 0 | 0 | 0 | 0 | 0 | 0 | 0 | 161999.0207 | 0 | 0 | 0 | 0 | 18667.8491 | 0 | 0 | 0 | 0 | 0 | 0 | 0 | 0 | 0 | 0 | 0 | 0 | 0
2016-09-23 13:00 | 0 | 0 | 0 | 0 | 353097.3397 | 68348.0511 | 468144 | 0 | 0 | 0 | 102099.4672 | 0 | 10451.6655 | 0 | 0 | 0 | 0 | 0 | 0 | 0 | 161998.3727 | 0 | 0 | 0 | 0 | -46698.6093 | 0 | 0 | 0 | 0 | 0 | 0 | 0 | 0 | 0 | 0 | 0 | 0 | 0
2016-09-23 14:00 | 0 | 0 | 0 | 0 | 0 | 421465.8063 | 491424 | 0 | 0 | 0 | 32141.2735 | 0 | 10451.6655 | 0 | 0 | 0 | 0 | 0 | 0 | 0 | 161997.7247 | 0 | 0 | 0 | 0 | -69958.1937 | 0 | 0 | 0 | 0 | 0 | 0 | 0 | 0 | 0 | 0 | 0 | 0 | 0
2016-09-23 15:00 | 0 | 0 | 0 | 0 | 0 | 644568.1257 | 515169 | 0 | 0 | 0 | 161540.3992 | 0 | 10451.6655 | 0 | 0 | 0 | 0 | 0 | 0 | 0 | 161997.0767 | 0 | 0 | 0 | 0 | 129399.1257 | 0 | 0 | 0 | 0 | 0 | 0 | 0 | 0 | 0 | 0 | 0 | 0 | 0
2016-09-23 16:00 | 0 | 0 | 0 | 0 | 0 | 728596.3865 | 536671 | 0 | 0 | 0 | 353465.7857 | 0 | 10451.6655 | 0 | 0 | 0 | 0 | 0 | 0 | 0 | 161996.4287 | 0 | 0 | 0 | 0 | 191925.3865 | 0 | 0 | 0 | 0 | 0 | 0 | 0 | 0 | 0 | 0 | 0 | 0 | 0
2016-09-23 17:00 | 0 | 0 | 0 | 0 | 71857.2738 | 730102.9689 | 556404 | 0 | 0 | 0 | 599022.0284 | 0 | 10451.6655 | 0 | 0 | 0 | 0 | 0 | 0 | 0 | 161995.7807 | 0 | 0 | 0 | 0 | 245556.2427 | 0 | 0 | 0 | 0 | 0 | 0 | 0 | 0 | 0 | 0 | 0 | 0 | 0
2016-09-23 18:00 | 0 | 0 | 0 | 0 | 0 | 720146.6362 | 571875 | 0 | 0 | 0 | 747293.6647 | 0 | 10451.6655 | 0 | 0 | 0 | 0 | 0 | 0 | 0 | 161995.1328 | 0 | 0 | 0 | 0 | 148271.6362 | 0 | 0 | 0 | 0 | 0 | 0 | 0 | 0 | 0 | 0 | 0 | 0 | 0
2016-09-23 19:00 | 0 | 0 | 0 | 0 | 114541.1848 | 713078.0578 | 582063 | 0 | 0 | 0 | 992849.9073 | 0 | 10451.6655 | 0 | 0 | 0 | 0 | 0 | 0 | 0 | 161994.4848 | 0 | 0 | 0 | 0 | 245556.2427 | 0 | 0 | 0 | 0 | 0 | 0 | 0 | 0 | 0 | 0 | 0 | 0 | 0
2016-09-23 20:00 | 0 | 0 | 0 | 0 | 0 | 718612.9169 | 588232 | 0 | 0 | 0 | 1123230.8242 | 0 | 10451.6655 | 0 | 0 | 0 | 0 | 0 | 0 | 0 | 161993.8368 | 0 | 0 | 0 | 0 | 130380.9169 | 0 | 0 | 0 | 0 | 0 | 0 | 0 | 0 | 0 | 0 | 0 | 0 | 0
2016-09-23 21:00 | 0 | 0 | 0 | 0 | 0 | 718629.7884 | 586369 | 0 | 0 | 0 | 1255491.6126 | 0 | 10451.6655 | 0 | 0 | 0 | 0 | 0 | 0 | 0 | 161993.1888 | 0 | 0 | 0 | 0 | 132260.7884 | 0 | 0 | 0 | 0 | 0 | 0 | 0 | 0 | 0 | 0 | 0 | 0 | 0
2016-09-23 22:00 | 0 | 0 | 0 | 0 | 0 | 680634.5236 | 572867 | 0 | 0 | 0 | 1363259.1362 | 0 | 10451.6655 | 0 | 0 | 0 | 0 | 0 | 0 | 0 | 161992.5409 | 0 | 0 | 0 | 0 | 107767.5236 | 0 | 0 | 0 | 0 | 0 | 0 | 0 | 0 | 0 | 0 | 0 | 0 | 0
2016-09-23 23:00 | 0 | 0 | 0 | 0 | 0 | 546582.5765 | 556402 | 0 | 0 | 0 | 1353439.7127 | 0 | 10451.6655 | 0 | 0 | 0 | 0 | 0 | 0 | 0 | 161991.8929 | 0 | 0 | 0 | 0 | -9819.4235 | 0 | 0 | 0 | 0 | 0 | 0 | 0 | 0 | 0 | 0 | 0 | 0 | 0
2016-09-24 | 0 | 0 | 0 | 0 | 26174.6672 | 270030.0901 | 541761 | 0 | 0 | 0 | 1107883.47 | 0 | 10451.6655 | 0 | 0 | 0 | 0 | 0 | 0 | 0 | 161991.2449 | 0 | 0 | 0 | 0 | -245556.2427 | 0 | 0 | 0 | 0 | 0 | 0 | 0 | 0 | 0 | 0 | 0 | 0 | 0
2016-09-24 01:00 | 0 | 0 | 0 | 0 | 260651.9112 | 14281.8461 | 520490 | 0 | 0 | 0 | 862327.2273 | 0 | 10451.6655 | 0 | 0 | 0 | 0 | 0 | 0 | 0 | 161990.597 | 0 | 0 | 0 | 0 | -245556.2427 | 0 | 0 | 0 | 0 | 0 | 0 | 0 | 0 | 0 | 0 | 0 | 0 | 0
2016-09-24 02:00 | 0 | 0 | 0 | 0 | 250309.7573 | 0 | 495866 | 0 | 0 | 0 | 616770.9846 | 0 | 10451.6655 | 0 | 0 | 0 | 0 | 0 | 0 | 0 | 161989.949 | 0 | 0 | 0 | 0 | -245556.2427 | 0 | 0 | 0 | 0 | 0 | 0 | 0 | 0 | 0 | 0 | 0 | 0 | 0
2016-09-24 03:00 | 0 | 0 | 0 | 0 | 711159.2427 | 0 | 465603 | 0 | 0 | 0 | 862327.2273 | 0 | 10451.6655 | 0 | 0 | 0 | 0 | 0 | 0 | 0 | 161989.301 | 0 | 0 | 0 | 0 | 245556.2427 | 0 | 0 | 0 | 0 | 0 | 0 | 0 | 0 | 0 | 0 | 0 | 0 | 0
2016-09-24 04:00 | 0 | 0 | 0 | 0 | 190280.7573 | 0 | 435837 | 0 | 0 | 0 | 616770.9846 | 0 | 10451.6655 | 0 | 0 | 0 | 0 | 0 | 0 | 0 | 161988.6531 | 0 | 0 | 0 | 0 | -245556.2427 | 0 | 0 | 0 | 0 | 0 | 0 | 0 | 0 | 0 | 0 | 0 | 0 | 0
2016-09-24 05:00 | 0 | 0 | 0 | 0 | 656333.2427 | 0 | 410777 | 0 | 0 | 0 | 862327.2273 | 0 | 10451.6655 | 0 | 0 | 0 | 0 | 0 | 0 | 0 | 161988.0051 | 0 | 0 | 0 | 0 | 245556.2427 | 0 | 0 | 0 | 0 | 0 | 0 | 0 | 0 | 0 | 0 | 0 | 0 | 0
2016-09-24 06:00 | 0 | 0 | 0 | 0 | 145323.7573 | 0 | 390880 | 0 | 0 | 0 | 616770.9846 | 0 | 10451.6655 | 0 | 0 | 0 | 0 | 0 | 0 | 0 | 161987.3572 | 0 | 0 | 0 | 0 | -245556.2427 | 0 | 0 | 0 | 0 | 0 | 0 | 0 | 0 | 0 | 0 | 0 | 0 | 0
2016-09-24 07:00 | 0 | 0 | 0 | 0 | 131405.7573 | 0 | 376962 | 0 | 0 | 0 | 371214.7419 | 0 | 10451.6655 | 0 | 0 | 0 | 0 | 0 | 0 | 0 | 161986.7092 | 0 | 0 | 0 | 0 | -245556.2427 | 0 | 0 | 0 | 0 | 0 | 0 | 0 | 0 | 0 | 0 | 0 | 0 | 0
2016-09-24 08:00 | 0 | 0 | 0 | 0 | 123397.7573 | 0 | 368954 | 0 | 0 | 0 | 125658.4992 | 0 | 10451.6655 | 0 | 0 | 0 | 0 | 0 | 0 | 0 | 161986.0613 | 0 | 0 | 0 | 0 | -245556.2427 | 0 | 0 | 0 | 0 | 0 | 0 | 0 | 0 | 0 | 0 | 0 | 0 | 0
2016-09-24 09:00 | 0 | 0 | 0 | 0 | 585517.7707 | 0 | 367250 | 0 | 0 | 0 | 343926.2699 | 0 | 10451.6655 | 0 | 0 | 0 | 0 | 0 | 0 | 0 | 161985.4133 | 0 | 0 | 0 | 0 | 218267.7707 | 0 | 0 | 0 | 0 | 0 | 0 | 0 | 0 | 0 | 0 | 0 | 0 | 0
2016-09-24 10:00 | 0 | 0 | 0 | 0 | 126916.7573 | 0 | 372473 | 0 | 0 | 0 | 98370.0273 | 0 | 10451.6655 | 0 | 0 | 0 | 0 | 0 | 0 | 0 | 161984.7654 | 0 | 0 | 0 | 0 | -245556.2427 | 0 | 0 | 0 | 0 | 0 | 0 | 0 | 0 | 0 | 0 | 0 | 0 | 0
2016-09-24 11:00 | 0 | 0 | 0 | 0 | 542103.1758 | 0 | 380737 | 0 | 0 | 0 | 259736.2031 | 0 | 10451.6655 | 0 | 0 | 0 | 0 | 0 | 0 | 0 | 161984.1174 | 0 | 0 | 0 | 0 | 161366.1758 | 0 | 0 | 0 | 0 | 0 | 0 | 0 | 0 | 0 | 0 | 0 | 0 | 0
2016-09-24 12:00 | 0 | 0 | 0 | 0 | 150551.7573 | 0 | 396108 | 0 | 0 | 0 | 14179.9604 | 0 | 10451.6655 | 0 | 0 | 0 | 0 | 0 | 0 | 0 | 161983.4695 | 0 | 0 | 0 | 0 | -245556.2427 | 0 | 0 | 0 | 0 | 0 | 0 | 0 | 0 | 0 | 0 | 0 | 0 | 0
2016-09-24 13:00 | 0 | 0 | 0 | 0 | 397006.0072 | 47476.3483 | 419312 | 0 | 0 | 0 | 39350.3159 | 0 | 10451.6655 | 0 | 0 | 0 | 0 | 0 | 0 | 0 | 161982.8216 | 0 | 0 | 0 | 0 | 25170.3555 | 0 | 0 | 0 | 0 | 0 | 0 | 0 | 0 | 0 | 0 | 0 | 0 | 0
2016-09-24 14:00 | 0 | 0 | 0 | 0 | 283293.6958 | 407347.5469 | 445085 | 0 | 0 | 0 | 284906.5586 | 0 | 10451.6655 | 0 | 0 | 0 | 0 | 0 | 0 | 0 | 161982.1736 | 0 | 0 | 0 | 0 | 245556.2427 | 0 | 0 | 0 | 0 | 0 | 0 | 0 | 0 | 0 | 0 | 0 | 0 | 0
2016-09-24 15:00 | 0 | 0 | 0 | 0 | 0 | 677934.7675 | 469931 | 0 | 0 | 0 | 492910.326 | 0 | 10451.6655 | 0 | 0 | 0 | 0 | 0 | 0 | 0 | 161981.5257 | 0 | 0 | 0 | 0 | 208003.7675 | 0 | 0 | 0 | 0 | 0 | 0 | 0 | 0 | 0 | 0 | 0 | 0 | 0
2016-09-24 16:00 | 0 | 0 | 0 | 0 | 0 | 733575.4531 | 490873 | 0 | 0 | 0 | 735612.7791 | 0 | 10451.6655 | 0 | 0 | 0 | 0 | 0 | 0 | 0 | 161980.8778 | 0 | 0 | 0 | 0 | 242702.4531 | 0 | 0 | 0 | 0 | 0 | 0 | 0 | 0 | 0 | 0 | 0 | 0 | 0
2016-09-24 17:00 | 0 | 0 | 0 | 0 | 0 | 732661.8768 | 506967 | 0 | 0 | 0 | 961307.6559 | 0 | 10451.6655 | 0 | 0 | 0 | 0 | 0 | 0 | 0 | 161980.2299 | 0 | 0 | 0 | 0 | 225694.8768 | 0 | 0 | 0 | 0 | 0 | 0 | 0 | 0 | 0 | 0 | 0 | 0 | 0
2016-09-24 18:00 | 0 | 0 | 0 | 0 | 0 | 718457.304 | 518027 | 0 | 0 | 0 | 1161737.9599 | 0 | 10451.6655 | 0 | 0 | 0 | 0 | 0 | 0 | 0 | 161979.5819 | 0 | 0 | 0 | 0 | 200430.304 | 0 | 0 | 0 | 0 | 0 | 0 | 0 | 0 | 0 | 0 | 0 | 0 | 0
2016-09-24 19:00 | 0 | 0 | 0 | 0 | 0 | 708604.2649 | 526151 | 0 | 0 | 0 | 1344191.2249 | 0 | 10451.6655 | 0 | 0 | 0 | 0 | 0 | 0 | 0 | 161978.934 | 0 | 0 | 0 | 0 | 182453.2649 | 0 | 0 | 0 | 0 | 0 | 0 | 0 | 0 | 0 | 0 | 0 | 0 | 0
2016-09-24 20:00 | 0 | 0 | 0 | 0 | 0 | 710874.737 | 531570 | 0 | 0 | 0 | 1533947.6274 | 0 | 0 | 0 | 0 | 0 | 0 | 0 | 0 | 0 | 161978.2861 | 0 | 0 | 0 | 0 | 189756.4025 | 0 | 0 | 10451.6655 | 0 | 0 | 0 | 0 | 0 | 0 | 0 | 0 | 0 | 0
2016-09-24 21:00 | 0 | 0 | 0 | 0 | 0 | 706044.7009 | 531513 | 0 | 0 | 0 | 1708479.3282 | 0 | 0 | 0 | 0 | 0 | 0 | 0 | 0 | 0 | 161977.6382 | 0 | 0 | 0 | 0 | 174531.7009 | 0 | 0 | 0 | 0 | 0 | 0 | 0 | 0 | 0 | 0 | 0 | 0 | 0
2016-09-24 22:00 | 0 | 0 | 0 | 0 | 88739.7038 | 681063.5388 | 524247 | 0 | 0 | 0 | 1954035.5709 | 0 | 0 | 0 | 0 | 0 | 0 | 0 | 0 | 0 | 161976.9903 | 0 | 0 | 0 | 0 | 245556.2427 | 0 | 0 | 0 | 0 | 0 | 0 | 0 | 0 | 0 | 0 | 0 | 0 | 0
2016-09-24 23:00 | 0 | 0 | 0 | 0 | 0 | 580036.586 | 514988 | 0 | 0 | 0 | 2019084.1569 | 0 | 0 | 0 | 0 | 0 | 0 | 0 | 0 | 0 | 161976.3424 | 0 | 0 | 0 | 0 | 65048.586 | 0 | 0 | 0 | 0 | 0 | 0 | 0 | 0 | 0 | 0 | 0 | 0 | 0
2016-09-25 | 0 | 0 | 0 | 0 | 0 | 292335.5212 | 507029 | 0 | 0 | 0 | 1804390.6781 | 0 | 0 | 0 | 0 | 0 | 0 | 0 | 0 | 0 | 161975.6945 | 0 | 0 | 0 | 0 | -214693.4788 | 0 | 0 | 0 | 0 | 0 | 0 | 0 | 0 | 0 | 0 | 0 | 0 | 0
2016-09-25 01:00 | 0 | 0 | 0 | 0 | 220977.9399 | 21715.8175 | 488250 | 0 | 0 | 0 | 1558834.4354 | 0 | 0 | 0 | 0 | 0 | 0 | 0 | 0 | 0 | 161975.0466 | 0 | 0 | 0 | 0 | -245556.2427 | 0 | 0 | 0 | 0 | 0 | 0 | 0 | 0 | 0 | 0 | 0 | 0 | 0
2016-09-25 02:00 | 0 | 0 | 0 | 0 | 219700.7573 | 0 | 465257 | 0 | 0 | 0 | 1313278.1927 | 0 | 0 | 0 | 0 | 0 | 0 | 0 | 0 | 0 | 161974.3987 | 0 | 0 | 0 | 0 | -245556.2427 | 0 | 0 | 0 | 0 | 0 | 0 | 0 | 0 | 0 | 0 | 0 | 0 | 0
2016-09-25 03:00 | 0 | 0 | 0 | 0 | 192843.7573 | 0 | 438400 | 0 | 0 | 0 | 1067721.95 | 0 | 0 | 0 | 0 | 0 | 0 | 0 | 0 | 0 | 161973.7508 | 0 | 0 | 0 | 0 | -245556.2427 | 0 | 0 | 0 | 0 | 0 | 0 | 0 | 0 | 0 | 0 | 0 | 0 | 0
2016-09-25 04:00 | 0 | 0 | 0 | 0 | 167214.7573 | 0 | 412771 | 0 | 0 | 0 | 822165.7074 | 0 | 0 | 0 | 0 | 0 | 0 | 0 | 0 | 0 | 161973.1029 | 0 | 0 | 0 | 0 | -245556.2427 | 0 | 0 | 0 | 0 | 0 | 0 | 0 | 0 | 0 | 0 | 0 | 0 | 0
2016-09-25 05:00 | 0 | 0 | 0 | 0 | 144154.7573 | 0 | 389711 | 0 | 0 | 0 | 576609.4647 | 0 | 0 | 0 | 0 | 0 | 0 | 0 | 0 | 0 | 161972.455 | 0 | 0 | 0 | 0 | -245556.2427 | 0 | 0 | 0 | 0 | 0 | 0 | 0 | 0 | 0 | 0 | 0 | 0 | 0
2016-09-25 06:00 | 0 | 0 | 0 | 0 | 570076.965 | 0 | 371879 | 0 | 0 | 0 | 774594.1304 | 0 | 213.2993 | 0 | 0 | 0 | 0 | 0 | 0 | 0 | 161971.8071 | 0 | 0 | 0 | 0 | 197984.6657 | 0 | 213.2993 | 0 | 0 | 0 | 0 | 0 | 0 | 0 | 0 | 0 | 0 | 0
2016-09-25 07:00 | 0 | 0 | 0 | 0 | 113519.7573 | 0 | 359076 | 0 | 0 | 0 | 529037.8877 | 0 | 213.2993 | 0 | 0 | 0 | 0 | 0 | 0 | 0 | 161971.1592 | 0 | 0 | 0 | 0 | -245556.2427 | 0 | 0 | 0 | 0 | 0 | 0 | 0 | 0 | 0 | 0 | 0 | 0 | 0
2016-09-25 08:00 | 0 | 0 | 0 | 0 | 563201.8738 | 0 | 351230 | 0 | 0 | 0 | 741009.7615 | 0 | 213.2993 | 0 | 0 | 0 | 0 | 0 | 0 | 0 | 161970.5113 | 0 | 0 | 0 | 0 | 211971.8738 | 0 | 0 | 0 | 0 | 0 | 0 | 0 | 0 | 0 | 0 | 0 | 0 | 0
2016-09-25 09:00 | 0 | 0 | 0 | 0 | 102385.7573 | 0 | 347942 | 0 | 0 | 0 | 495453.5189 | 0 | 213.2993 | 0 | 0 | 0 | 0 | 0 | 0 | 0 | 161969.8634 | 0 | 0 | 0 | 0 | -245556.2427 | 0 | 0 | 0 | 0 | 0 | 0 | 0 | 0 | 0 | 0 | 0 | 0 | 0
2016-09-25 10:00 | 0 | 0 | 0 | 0 | 103947.7573 | 0 | 349504 | 0 | 0 | 0 | 249897.2762 | 0 | 213.2993 | 0 | 0 | 0 | 0 | 0 | 0 | 0 | 161969.2156 | 0 | 0 | 0 | 0 | -245556.2427 | 0 | 0 | 0 | 0 | 0 | 0 | 0 | 0 | 0 | 0 | 0 | 0 | 0
2016-09-25 11:00 | 0 | 0 | 0 | 0 | 109545.7573 | 0 | 355102 | 0 | 0 | 0 | 4341.0335 | 0 | 213.2993 | 0 | 0 | 0 | 0 | 0 | 0 | 0 | 161968.5677 | 0 | 0 | 0 | 0 | -245556.2427 | 0 | 0 | 0 | 0 | 0 | 0 | 0 | 0 | 0 | 0 | 0 | 0 | 0
2016-09-25 12:00 | 0 | 0 | 0 | 0 | 608918.2092 | 0 | 367703 | 0 | 0 | 0 | 245556.2427 | 0 | 213.2993 | 0 | 0 | 0 | 0 | 0 | 0 | 0 | 161967.9198 | 0 | 0 | 0 | 0 | 241215.2092 | 0 | 0 | 0 | 0 | 0 | 0 | 0 | 0 | 0 | 0 | 0 | 0 | 0
2016-09-25 13:00 | 0 | 0 | 0 | 0 | 103775.0484 | 40511.0082 | 389629 | 0 | 0 | 0 | 0 | 0 | 426.5986 | 0 | 0 | 0 | 0 | 0 | 0 | 0 | 161967.2719 | 0 | 0 | 0 | 0 | -245556.2427 | 0 | 213.2993 | 0 | 0 | 0 | 0 | 0 | 0 | 0 | 0 | 0 | 0 | 0
2016-09-25 14:00 | 0 | 0 | 0 | 0 | 249796.3656 | 406794.8771 | 411035 | 0 | 0 | 0 | 245556.2427 | 0 | 426.5986 | 0 | 0 | 0 | 0 | 0 | 0 | 0 | 161966.6241 | 0 | 0 | 0 | 0 | 245556.2427 | 0 | 0 | 0 | 0 | 0 | 0 | 0 | 0 | 0 | 0 | 0 | 0 | 0
2016-09-25 15:00 | 0 | 0 | 0 | 0 | 0 | 693933.8872 | 433297 | 0 | 0 | 0 | 491112.4854 | 0 | 639.8979 | 4114.8791 | 0 | 0 | 0 | 0 | 0 | 0 | 170567.9491 | 0 | 0 | 0 | 0 | 245556.2427 | 0 | 213.2993 | 0 | 4114.8791 | 0 | 0 | 0 | 0 | 0 | 0 | 10752.4661 | 0 | 0
2016-09-25 16:00 | 0 | 0 | 0 | 0 | 0 | 726867.2377 | 455494 | 0 | 0 | 0 | 736668.7281 | 0 | 853.1972 | 7621.5577 | 0 | 0 | 0 | 0 | 0 | 0 | 188244.8805 | 0 | 0 | 0 | 0 | 245556.2427 | 0 | 213.2993 | 0 | 3506.6787 | 0 | 0 | 0 | 0 | 0 | 0 | 22097.017 | 0 | 0
2016-09-25 17:00 | 0 | 0 | 0 | 0 | 0 | 718128.5476 | 474452 | 0 | 0 | 0 | 982224.9707 | 0 | 853.1972 | 5741.8626 | 0 | 0 | 0 | 0 | 0 | 0 | 188244.1275 | 0 | 0 | 0 | 0 | 245556.2427 | 0 | 0 | 0 | -1879.6951 | 0 | 0 | 0 | 0 | 0 | 0 | 0 | 0 | 0
2016-09-25 18:00 | 0 | 0 | 0 | 0 | 0 | 702943.857 | 489324 | 0 | 0 | 0 | 1201586.6904 | 0 | 853.1972 | 0 | 0 | 0 | 0 | 0 | 0 | 0 | 188243.3745 | 0 | 0 | 0 | 0 | 219361.7197 | 0 | 0 | 0 | -5741.8626 | 0 | 0 | 0 | 0 | 0 | 0 | 0 | 0 | 0
2016-09-25 19:00 | 0 | 0 | 0 | 0 | 0 | 686600.8111 | 499479 | 0 | 0 | 0 | 1388708.5015 | 0 | 853.1972 | 0 | 0 | 0 | 0 | 0 | 0 | 0 | 188242.6216 | 0 | 0 | 0 | 0 | 187121.8111 | 0 | 0 | 0 | 0 | 0 | 0 | 0 | 0 | 0 | 0 | 0 | 0 | 0
2016-09-25 20:00 | 0 | 0 | 0 | 0 | 0 | 683255.106 | 506893 | 0 | 0 | 0 | 1565070.6075 | 0 | 853.1972 | 0 | 0 | 0 | 0 | 0 | 0 | 0 | 188241.8686 | 0 | 0 | 0 | 0 | 176362.106 | 0 | 0 | 0 | 0 | 0 | 0 | 0 | 0 | 0 | 0 | 0 | 0 | 0
2016-09-25 21:00 | 0 | 0 | 0 | 0 | 85370.6362 | 672390.6065 | 512205 | 0 | 0 | 0 | 1810626.8502 | 0 | 853.1972 | 0 | 0 | 0 | 0 | 0 | 0 | 0 | 188241.1156 | 0 | 0 | 0 | 0 | 245556.2427 | 0 | 0 | 0 | 0 | 0 | 0 | 0 | 0 | 0 | 0 | 0 | 0 | 0
2016-09-25 22:00 | 0 | 0 | 0 | 0 | 0 | 640698.723 | 510048 | 0 | 0 | 0 | 1941277.5732 | 0 | 853.1972 | 0 | 0 | 0 | 0 | 0 | 0 | 0 | 188240.3627 | 0 | 0 | 0 | 0 | 130650.723 | 0 | 0 | 0 | 0 | 0 | 0 | 0 | 0 | 0 | 0 | 0 | 0 | 0
2016-09-25 23:00 | 0 | 0 | 0 | 0 | 0 | 516582.1301 | 508980 | 0 | 0 | 0 | 1948879.7033 | 0 | 853.1972 | 0 | 0 | 0 | 0 | 0 | 0 | 0 | 188239.6097 | 0 | 0 | 0 | 0 | 7602.1301 | 0 | 0 | 0 | 0 | 0 | 0 | 0 | 0 | 0 | 0 | 0 | 0 | 0
2016-09-26 | 0 | 0 | 0 | 0 | 0 | 269053.3007 | 507252 | 0 | 0 | 0 | 1710681.004 | 0 | 853.1972 | 0 | 0 | 0 | 0 | 0 | 0 | 0 | 188238.8567 | 0 | 0 | 0 | 0 | -238198.6993 | 0 | 0 | 0 | 0 | 0 | 0 | 0 | 0 | 0 | 0 | 0 | 0 | 0
2016-09-26 01:00 | 0 | 0 | 0 | 0 | 232179.6871 | 11143.0702 | 488879 | 0 | 0 | 0 | 1465124.7613 | 0 | 853.1972 | 0 | 0 | 0 | 0 | 0 | 0 | 0 | 188238.1038 | 0 | 0 | 0 | 0 | -245556.2427 | 0 | 0 | 0 | 0 | 0 | 0 | 0 | 0 | 0 | 0 | 0 | 0 | 0
2016-09-26 02:00 | 0 | 0 | 0 | 0 | 217981.7573 | 0 | 463538 | 0 | 0 | 0 | 1219568.5186 | 0 | 853.1972 | 0 | 0 | 0 | 0 | 0 | 0 | 0 | 188237.3508 | 0 | 0 | 0 | 0 | -245556.2427 | 0 | 0 | 0 | 0 | 0 | 0 | 0 | 0 | 0 | 0 | 0 | 0 | 0
2016-09-26 03:00 | 0 | 0 | 0 | 0 | 187177.7573 | 0 | 432734 | 0 | 0 | 0 | 974012.2759 | 0 | 853.1972 | 0 | 0 | 0 | 0 | 0 | 0 | 0 | 188236.5979 | 0 | 0 | 0 | 0 | -245556.2427 | 0 | 0 | 0 | 0 | 0 | 0 | 0 | 0 | 0 | 0 | 0 | 0 | 0
2016-09-26 04:00 | 0 | 0 | 0 | 0 | 159347.7573 | 0 | 404904 | 0 | 0 | 0 | 728456.0332 | 0 | 853.1972 | 0 | 0 | 0 | 0 | 0 | 0 | 0 | 188235.8449 | 0 | 0 | 0 | 0 | -245556.2427 | 0 | 0 | 0 | 0 | 0 | 0 | 0 | 0 | 0 | 0 | 0 | 0 | 0
2016-09-26 05:00 | 0 | 0 | 0 | 0 | 627484.2427 | 0 | 381928 | 0 | 0 | 0 | 974012.2759 | 0 | 853.1972 | 0 | 0 | 0 | 0 | 0 | 0 | 0 | 188235.092 | 0 | 0 | 0 | 0 | 245556.2427 | 0 | 0 | 0 | 0 | 0 | 0 | 0 | 0 | 0 | 0 | 0 | 0 | 0
2016-09-26 06:00 | 0 | 0 | 0 | 0 | 119556.7573 | 0 | 365113 | 0 | 0 | 0 | 728456.0332 | 0 | 853.1972 | 0 | 0 | 0 | 0 | 0 | 0 | 0 | 188234.339 | 0 | 0 | 0 | 0 | -245556.2427 | 0 | 0 | 0 | 0 | 0 | 0 | 0 | 0 | 0 | 0 | 0 | 0 | 0
2016-09-26 07:00 | 0 | 0 | 0 | 0 | 110371.7573 | 0 | 355928 | 0 | 0 | 0 | 482899.7905 | 0 | 853.1972 | 0 | 0 | 0 | 0 | 0 | 0 | 0 | 188233.5861 | 0 | 0 | 0 | 0 | -245556.2427 | 0 | 0 | 0 | 0 | 0 | 0 | 0 | 0 | 0 | 0 | 0 | 0 | 0
2016-09-26 08:00 | 0 | 0 | 0 | 0 | 108718.7573 | 0 | 354275 | 0 | 0 | 0 | 237343.5479 | 0 | 853.1972 | 0 | 0 | 0 | 0 | 0 | 0 | 0 | 188232.8332 | 0 | 0 | 0 | 0 | -245556.2427 | 0 | 0 | 0 | 0 | 0 | 0 | 0 | 0 | 0 | 0 | 0 | 0 | 0
2016-09-26 09:00 | 0 | 0 | 0 | 0 | 609838.2427 | 0 | 364282 | 0 | 0 | 0 | 482899.7905 | 0 | 853.1972 | 0 | 0 | 0 | 0 | 0 | 0 | 0 | 188232.0802 | 0 | 0 | 0 | 0 | 245556.2427 | 0 | 0 | 0 | 0 | 0 | 0 | 0 | 0 | 0 | 0 | 0 | 0 | 0
2016-09-26 10:00 | 0 | 0 | 0 | 0 | 142500.7573 | 0 | 388057 | 0 | 0 | 0 | 237343.5479 | 0 | 853.1972 | 0 | 0 | 0 | 0 | 0 | 0 | 0 | 188231.3273 | 0 | 0 | 0 | 0 | -245556.2427 | 0 | 0 | 0 | 0 | 0 | 0 | 0 | 0 | 0 | 0 | 0 | 0 | 0
2016-09-26 11:00 | 0 | 0 | 0 | 0 | 623826.335 | 0 | 412470 | 0 | 0 | 0 | 448699.8829 | 0 | 853.1972 | 0 | 0 | 0 | 0 | 0 | 0 | 0 | 188230.5744 | 0 | 0 | 0 | 0 | 211356.335 | 0 | 0 | 0 | 0 | 0 | 0 | 0 | 0 | 0 | 0 | 0 | 0 | 0
2016-09-26 12:00 | 0 | 0 | 0 | 0 | 181637.7573 | 0 | 427194 | 0 | 0 | 0 | 203143.6402 | 0 | 853.1972 | 0 | 0 | 0 | 0 | 0 | 0 | 0 | 188229.8215 | 0 | 0 | 0 | 0 | -245556.2427 | 0 | 0 | 0 | 0 | 0 | 0 | 0 | 0 | 0 | 0 | 0 | 0 | 0
2016-09-26 13:00 | 0 | 0 | 0 | 0 | 415446.7541 | 41212.0078 | 441798 | 0 | 0 | 0 | 218004.4021 | 0 | 853.1972 | 0 | 0 | 0 | 0 | 0 | 0 | 0 | 188229.0685 | 0 | 0 | 0 | 0 | 14860.7619 | 0 | 0 | 0 | 0 | 0 | 0 | 0 | 0 | 0 | 0 | 0 | 0 | 0
2016-09-26 14:00 | 0 | 0 | 0 | 0 | 284528.6249 | 363336.2782 | 457712 | 0 | 0 | 0 | 408157.3052 | 0 | 853.1972 | 0 | 0 | 0 | 0 | 0 | 0 | 0 | 188228.3156 | 0 | 0 | 0 | 0 | 190152.9031 | 0 | 0 | 0 | 0 | 0 | 0 | 0 | 0 | 0 | 0 | 0 | 0 | 0
2016-09-26 15:00 | 0 | 0 | 0 | 0 | 0 | 637728.9472 | 473022 | 0 | 0 | 0 | 572864.2523 | 0 | 853.1972 | 0 | 0 | 0 | 0 | 0 | 0 | 0 | 188227.5627 | 0 | 0 | 0 | 0 | 164706.9472 | 0 | 0 | 0 | 0 | 0 | 0 | 0 | 0 | 0 | 0 | 0 | 0 | 0
2016-09-26 16:00 | 0 | 0 | 0 | 0 | 47549.6581 | 684540.5846 | 486534 | 0 | 0 | 0 | 818420.495 | 0 | 853.1972 | 0 | 0 | 0 | 0 | 0 | 0 | 0 | 188226.8098 | 0 | 0 | 0 | 0 | 245556.2427 | 0 | 0 | 0 | 0 | 0 | 0 | 0 | 0 | 0 | 0 | 0 | 0 | 0
2016-09-26 17:00 | 0 | 0 | 0 | 0 | 0 | 685080.2466 | 498321 | 0 | 0 | 0 | 1005179.7417 | 0 | 853.1972 | 0 | 0 | 0 | 0 | 0 | 0 | 0 | 188226.0569 | 0 | 0 | 0 | 0 | 186759.2466 | 0 | 0 | 0 | 0 | 0 | 0 | 0 | 0 | 0 | 0 | 0 | 0 | 0
2016-09-26 18:00 | 0 | 0 | 0 | 0 | 0 | 672852.0476 | 506525 | 0 | 0 | 0 | 1171506.7893 | 0 | 853.1972 | 0 | 0 | 0 | 0 | 0 | 0 | 0 | 188225.304 | 0 | 0 | 0 | 0 | 166327.0476 | 0 | 0 | 0 | 0 | 0 | 0 | 0 | 0 | 0 | 0 | 0 | 0 | 0
2016-09-26 19:00 | 0 | 0 | 0 | 0 | 0 | 658233.1748 | 511847 | 0 | 0 | 0 | 1317892.9641 | 0 | 853.1972 | 0 | 0 | 0 | 0 | 0 | 0 | 0 | 188224.5511 | 0 | 0 | 0 | 0 | 146386.1748 | 0 | 0 | 0 | 0 | 0 | 0 | 0 | 0 | 0 | 0 | 0 | 0 | 0
2016-09-26 20:00 | 0 | 0 | 0 | 0 | 0 | 652888.1965 | 516288 | 0 | 0 | 0 | 1454493.1606 | 0 | 853.1972 | 0 | 0 | 0 | 0 | 0 | 0 | 0 | 188223.7982 | 0 | 0 | 0 | 0 | 136600.1965 | 0 | 0 | 0 | 0 | 0 | 0 | 0 | 0 | 0 | 0 | 0 | 0 | 0
2016-09-26 21:00 | 0 | 0 | 0 | 0 | 121968.7654 | 640197.4772 | 516610 | 0 | 0 | 0 | 1700049.4032 | 0 | 853.1972 | 0 | 0 | 0 | 0 | 0 | 0 | 0 | 188223.0453 | 0 | 0 | 0 | 0 | 245556.2427 | 0 | 0 | 0 | 0 | 0 | 0 | 0 | 0 | 0 | 0 | 0 | 0 | 0
2016-09-26 22:00 | 0 | 0 | 0 | 0 | 0 | 609374.5271 | 513497 | 0 | 0 | 0 | 1795926.9304 | 0 | 853.1972 | 0 | 0 | 0 | 0 | 0 | 0 | 0 | 188222.2924 | 0 | 0 | 0 | 0 | 95877.5271 | 0 | 0 | 0 | 0 | 0 | 0 | 0 | 0 | 0 | 0 | 0 | 0 | 0
2016-09-26 23:00 | 0 | 0 | 0 | 0 | 265022.9448 | 493451.2979 | 512918 | 0 | 0 | 0 | 2041483.173 | 0 | 853.1972 | 0 | 0 | 0 | 0 | 0 | 0 | 0 | 188221.5395 | 0 | 0 | 0 | 0 | 245556.2427 | 0 | 0 | 0 | 0 | 0 | 0 | 0 | 0 | 0 | 0 | 0 | 0 | 0
2016-09-27 | 0 | 0 | 0 | 0 | 29267.4726 | 235371.2847 | 510195 | 0 | 0 | 0 | 1795926.9304 | 0 | 853.1972 | 0 | 0 | 0 | 0 | 0 | 0 | 0 | 188220.7866 | 0 | 0 | 0 | 0 | -245556.2427 | 0 | 0 | 0 | 0 | 0 | 0 | 0 | 0 | 0 | 0 | 0 | 0 | 0
2016-09-27 01:00 | 0 | 0 | 0 | 0 | 231245.5799 | 12079.1775 | 488881 | 0 | 0 | 0 | 1550370.6877 | 0 | 853.1972 | 0 | 0 | 0 | 0 | 0 | 0 | 0 | 188220.0338 | 0 | 0 | 0 | 0 | -245556.2427 | 0 | 0 | 0 | 0 | 0 | 0 | 0 | 0 | 0 | 0 | 0 | 0 | 0
2016-09-27 02:00 | 0 | 0 | 0 | 0 | 217361.7573 | 0 | 462918 | 0 | 0 | 0 | 1304814.445 | 0 | 853.1972 | 0 | 0 | 0 | 0 | 0 | 0 | 0 | 188219.2809 | 0 | 0 | 0 | 0 | -245556.2427 | 0 | 0 | 0 | 0 | 0 | 0 | 0 | 0 | 0 | 0 | 0 | 0 | 0
2016-09-27 03:00 | 0 | 0 | 0 | 0 | 188281.7573 | 0 | 433838 | 0 | 0 | 0 | 1059258.2023 | 0 | 853.1972 | 0 | 0 | 0 | 0 | 0 | 0 | 0 | 188218.528 | 0 | 0 | 0 | 0 | -245556.2427 | 0 | 0 | 0 | 0 | 0 | 0 | 0 | 0 | 0 | 0 | 0 | 0 | 0
2016-09-27 04:00 | 0 | 0 | 0 | 0 | 428736.3577 | 0 | 403286 | 0 | 0 | 0 | 1084708.56 | 0 | 853.1972 | 0 | 0 | 0 | 0 | 0 | 0 | 0 | 188217.7751 | 0 | 0 | 0 | 0 | 25450.3577 | 0 | 0 | 0 | 0 | 0 | 0 | 0 | 0 | 0 | 0 | 0 | 0 | 0
2016-09-27 05:00 | 0 | 0 | 0 | 0 | 134990.7573 | 0 | 380547 | 0 | 0 | 0 | 839152.3174 | 0 | 853.1972 | 0 | 0 | 0 | 0 | 0 | 0 | 0 | 188217.0222 | 0 | 0 | 0 | 0 | -245556.2427 | 0 | 0 | 0 | 0 | 0 | 0 | 0 | 0 | 0 | 0 | 0 | 0 | 0
2016-09-27 06:00 | 0 | 0 | 0 | 0 | 467760.7865 | 0 | 364245 | 0 | 0 | 0 | 942668.1039 | 0 | 853.1972 | 0 | 0 | 0 | 0 | 0 | 0 | 0 | 188216.2694 | 0 | 0 | 0 | 0 | 103515.7865 | 0 | 0 | 0 | 0 | 0 | 0 | 0 | 0 | 0 | 0 | 0 | 0 | 0
2016-09-27 07:00 | 0 | 0 | 0 | 0 | 108630.7573 | 0 | 354187 | 0 | 0 | 0 | 697111.8612 | 0 | 853.1972 | 0 | 0 | 0 | 0 | 0 | 0 | 0 | 188215.5165 | 0 | 0 | 0 | 0 | -245556.2427 | 0 | 0 | 0 | 0 | 0 | 0 | 0 | 0 | 0 | 0 | 0 | 0 | 0
2016-09-27 08:00 | 0 | 0 | 0 | 0 | 106057.7573 | 0 | 351614 | 0 | 0 | 0 | 451555.6185 | 0 | 853.1972 | 0 | 0 | 0 | 0 | 0 | 0 | 0 | 188214.7637 | 0 | 0 | 0 | 0 | -245556.2427 | 0 | 0 | 0 | 0 | 0 | 0 | 0 | 0 | 0 | 0 | 0 | 0 | 0
2016-09-27 09:00 | 0 | 0 | 0 | 0 | 114823.7573 | 0 | 360380 | 0 | 0 | 0 | 205999.3758 | 0 | 853.1972 | 0 | 0 | 0 | 0 | 0 | 0 | 0 | 188214.0108 | 0 | 0 | 0 | 0 | -245556.2427 | 0 | 0 | 0 | 0 | 0 | 0 | 0 | 0 | 0 | 0 | 0 | 0 | 0
2016-09-27 10:00 | 0 | 0 | 0 | 0 | 517937.1638 | 0 | 384379 | 0 | 0 | 0 | 339557.5396 | 0 | 853.1972 | 0 | 0 | 0 | 0 | 0 | 0 | 0 | 188213.2579 | 0 | 0 | 0 | 0 | 133558.1638 | 0 | 0 | 0 | 0 | 0 | 0 | 0 | 0 | 0 | 0 | 0 | 0 | 0
2016-09-27 11:00 | 0 | 0 | 0 | 0 | 162567.7573 | 0 | 408124 | 0 | 0 | 0 | 94001.2969 | 0 | 853.1972 | 0 | 0 | 0 | 0 | 0 | 0 | 0 | 188212.5051 | 0 | 0 | 0 | 0 | -245556.2427 | 0 | 0 | 0 | 0 | 0 | 0 | 0 | 0 | 0 | 0 | 0 | 0 | 0
2016-09-27 12:00 | 0 | 0 | 0 | 0 | 522087.0354 | 0 | 421531 | 0 | 0 | 0 | 194557.3323 | 0 | 853.1972 | 0 | 0 | 0 | 0 | 0 | 0 | 0 | 188211.7522 | 0 | 0 | 0 | 0 | 100556.0354 | 0 | 0 | 0 | 0 | 0 | 0 | 0 | 0 | 0 | 0 | 0 | 0 | 0
2016-09-27 13:00 | 0 | 0 | 0 | 0 | 349313.9347 | 40015.907 | 436094 | 0 | 0 | 0 | 147793.1741 | 0 | 853.1972 | 0 | 0 | 0 | 0 | 0 | 0 | 0 | 188210.9994 | 0 | 0 | 0 | 0 | -46764.1583 | 0 | 0 | 0 | 0 | 0 | 0 | 0 | 0 | 0 | 0 | 0 | 0 | 0
2016-09-27 14:00 | 0 | 0 | 0 | 0 | 180337.5308 | 401304.2845 | 449971 | 0 | 0 | 0 | 279463.9893 | 0 | 853.1972 | 0 | 0 | 0 | 0 | 0 | 0 | 0 | 188210.2465 | 0 | 0 | 0 | 0 | 131670.8153 | 0 | 0 | 0 | 0 | 0 | 0 | 0 | 0 | 0 | 0 | 0 | 0 | 0
2016-09-27 15:00 | 0 | 0 | 0 | 0 | 30825.8739 | 679208.3688 | 464478 | 0 | 0 | 0 | 525020.232 | 0 | 853.1972 | 0 | 0 | 0 | 0 | 0 | 0 | 0 | 188209.4937 | 0 | 0 | 0 | 0 | 245556.2427 | 0 | 0 | 0 | 0 | 0 | 0 | 0 | 0 | 0 | 0 | 0 | 0 | 0
2016-09-27 16:00 | 0 | 0 | 0 | 0 | 0 | 728126.2275 | 478113 | 0 | 0 | 0 | 770576.4747 | 0 | 853.1972 | 4456.9848 | 0 | 0 | 0 | 0 | 0 | 0 | 188208.7409 | 0 | 0 | 0 | 0 | 245556.2427 | 0 | 0 | 0 | 4456.9848 | 0 | 0 | 0 | 0 | 0 | 0 | 0 | 0 | 0
2016-09-27 17:00 | 0 | 0 | 0 | 0 | 0 | 723332.3536 | 490862 | 0 | 0 | 0 | 1007503.8131 | 0 | 853.1972 | 0 | 0 | 0 | 0 | 0 | 0 | 0 | 188207.988 | 0 | 0 | 0 | 0 | 236927.3384 | 0 | 0 | 0 | -4456.9848 | 0 | 0 | 0 | 0 | 0 | 0 | 0 | 0 | 0
2016-09-27 18:00 | 0 | 0 | 0 | 0 | 40336.4808 | 707944.7619 | 502725 | 0 | 0 | 0 | 1253060.0558 | 0 | 853.1972 | 0 | 0 | 0 | 0 | 0 | 0 | 0 | 188207.2352 | 0 | 0 | 0 | 0 | 245556.2427 | 0 | 0 | 0 | 0 | 0 | 0 | 0 | 0 | 0 | 0 | 0 | 0 | 0
2016-09-27 19:00 | 0 | 0 | 0 | 0 | 0 | 695195.0629 | 511919 | 0 | 0 | 0 | 1436336.1187 | 0 | 853.1972 | 0 | 0 | 0 | 0 | 0 | 0 | 0 | 188206.4824 | 0 | 0 | 0 | 0 | 183276.0629 | 0 | 0 | 0 | 0 | 0 | 0 | 0 | 0 | 0 | 0 | 0 | 0 | 0
2016-09-27 20:00 | 0 | 0 | 0 | 0 | 0 | 693914.8554 | 518483 | 0 | 0 | 0 | 1611767.9741 | 0 | 853.1972 | 0 | 0 | 0 | 0 | 0 | 0 | 0 | 188205.7295 | 0 | 0 | 0 | 0 | 175431.8554 | 0 | 0 | 0 | 0 | 0 | 0 | 0 | 0 | 0 | 0 | 0 | 0 | 0
2016-09-27 21:00 | 0 | 0 | 0 | 0 | 0 | 687352.3373 | 520523 | 0 | 0 | 0 | 1778597.3115 | 0 | 853.1972 | 0 | 0 | 0 | 0 | 0 | 0 | 0 | 188204.9767 | 0 | 0 | 0 | 0 | 166829.3373 | 0 | 0 | 0 | 0 | 0 | 0 | 0 | 0 | 0 | 0 | 0 | 0 | 0
2016-09-27 22:00 | 0 | 0 | 0 | 0 | 0 | 649938.7894 | 516150 | 0 | 0 | 0 | 1912386.1009 | 0 | 853.1972 | 0 | 0 | 0 | 0 | 0 | 0 | 0 | 188204.2239 | 0 | 0 | 0 | 0 | 133788.7894 | 0 | 0 | 0 | 0 | 0 | 0 | 0 | 0 | 0 | 0 | 0 | 0 | 0
2016-09-27 23:00 | 0 | 0 | 0 | 0 | 0 | 520230.3084 | 514287 | 0 | 0 | 0 | 1918329.4092 | 0 | 853.1972 | 0 | 0 | 0 | 0 | 0 | 0 | 0 | 188203.4711 | 0 | 0 | 0 | 0 | 5943.3084 | 0 | 0 | 0 | 0 | 0 | 0 | 0 | 0 | 0 | 0 | 0 | 0 | 0
2016-09-28 | 0 | 0 | 0 | 0 | 34971.4976 | 228825.2597 | 509353 | 0 | 0 | 0 | 1672773.1665 | 0 | 853.1972 | 0 | 0 | 0 | 0 | 0 | 0 | 0 | 188202.7183 | 0 | 0 | 0 | 0 | -245556.2427 | 0 | 0 | 0 | 0 | 0 | 0 | 0 | 0 | 0 | 0 | 0 | 0 | 0
2016-09-28 01:00 | 0 | 0 | 0 | 0 | 234360.1865 | 9576.3736 | 490346 | 0 | 0 | 0 | 1427216.9239 | 0 | 0 | 0 | 0 | 0 | 0 | 0 | 0 | 0 | 188201.9655 | 0 | 0 | 0 | 0 | -245556.2427 | 0 | 0 | 853.1972 | 0 | 0 | 0 | 0 | 0 | 0 | 0 | 0 | 0 | 0
2016-09-28 02:00 | 0 | 0 | 0 | 0 | 217303.7573 | 0 | 462860 | 0 | 0 | 0 | 1181660.6812 | 0 | 0 | 0 | 0 | 0 | 0 | 0 | 0 | 0 | 188201.2127 | 0 | 0 | 0 | 0 | -245556.2427 | 0 | 0 | 0 | 0 | 0 | 0 | 0 | 0 | 0 | 0 | 0 | 0 | 0
2016-09-28 03:00 | 0 | 0 | 0 | 0 | 457472.6395 | 0 | 429862 | 0 | 0 | 0 | 1209058.0214 | 0 | 213.2993 | 0 | 0 | 0 | 0 | 0 | 0 | 0 | 188200.4598 | 0 | 0 | 0 | 0 | 27397.3402 | 0 | 213.2993 | 0 | 0 | 0 | 0 | 0 | 0 | 0 | 0 | 0 | 0 | 0
2016-09-28 04:00 | 0 | 0 | 0 | 0 | 154864.0566 | 0 | 400207 | 0 | 0 | 0 | 963501.7787 | 0 | 426.5986 | 0 | 0 | 0 | 0 | 0 | 0 | 0 | 188199.707 | 0 | 0 | 0 | 0 | -245556.2427 | 0 | 213.2993 | 0 | 0 | 0 | 0 | 0 | 0 | 0 | 0 | 0 | 0 | 0
2016-09-28 05:00 | 0 | 0 | 0 | 0 | 445759.1462 | 0 | 377301 | 0 | 0 | 0 | 1031959.9249 | 0 | 426.5986 | 0 | 0 | 0 | 0 | 0 | 0 | 0 | 188198.9542 | 0 | 0 | 0 | 0 | 68458.1462 | 0 | 0 | 0 | 0 | 0 | 0 | 0 | 0 | 0 | 0 | 0 | 0 | 0
2016-09-28 06:00 | 0 | 0 | 0 | 0 | 116071.7573 | 0 | 361628 | 0 | 0 | 0 | 786403.6822 | 0 | 426.5986 | 0 | 0 | 0 | 0 | 0 | 0 | 0 | 188198.2015 | 0 | 0 | 0 | 0 | -245556.2427 | 0 | 0 | 0 | 0 | 0 | 0 | 0 | 0 | 0 | 0 | 0 | 0 | 0
2016-09-28 07:00 | 0 | 0 | 0 | 0 | 447762.4269 | 0 | 351135 | 0 | 0 | 0 | 882817.8099 | 0 | 639.8979 | 0 | 0 | 0 | 0 | 0 | 0 | 0 | 188197.4487 | 0 | 0 | 0 | 0 | 96414.1277 | 0 | 213.2993 | 0 | 0 | 0 | 0 | 0 | 0 | 0 | 0 | 0 | 0 | 0
2016-09-28 08:00 | 0 | 0 | 0 | 0 | 102891.7573 | 0 | 348448 | 0 | 0 | 0 | 637261.5672 | 0 | 639.8979 | 0 | 0 | 0 | 0 | 0 | 0 | 0 | 188196.6959 | 0 | 0 | 0 | 0 | -245556.2427 | 0 | 0 | 0 | 0 | 0 | 0 | 0 | 0 | 0 | 0 | 0 | 0 | 0
2016-09-28 09:00 | 0 | 0 | 0 | 0 | 431356.3534 | 0 | 357233 | 0 | 0 | 0 | 711384.9206 | 0 | 639.8979 | 0 | 0 | 0 | 0 | 0 | 0 | 0 | 188195.9431 | 0 | 0 | 0 | 0 | 74123.3534 | 0 | 0 | 0 | 0 | 0 | 0 | 0 | 0 | 0 | 0 | 0 | 0 | 0
2016-09-28 10:00 | 0 | 0 | 0 | 0 | 135069.0566 | 0 | 380412 | 0 | 0 | 0 | 465828.6779 | 0 | 853.1972 | 0 | 0 | 0 | 0 | 0 | 0 | 0 | 188195.1903 | 0 | 0 | 0 | 0 | -245556.2427 | 0 | 213.2993 | 0 | 0 | 0 | 0 | 0 | 0 | 0 | 0 | 0 | 0 | 0
2016-09-28 11:00 | 0 | 0 | 0 | 0 | 386190.1213 | 0 | 404373 | 0 | 0 | 0 | 447645.7993 | 0 | 853.1972 | 0 | 0 | 0 | 0 | 0 | 0 | 0 | 188194.4375 | 0 | 0 | 0 | 0 | -18182.8787 | 0 | 0 | 0 | 0 | 0 | 0 | 0 | 0 | 0 | 0 | 0 | 0 | 0
2016-09-28 12:00 | 0 | 0 | 0 | 0 | 360440.9193 | 0 | 417225 | 0 | 0 | 0 | 390861.7185 | 0 | 853.1972 | 0 | 0 | 0 | 0 | 0 | 0 | 0 | 188193.6847 | 0 | 0 | 0 | 0 | -56784.0807 | 0 | 0 | 0 | 0 | 0 | 0 | 0 | 0 | 0 | 0 | 0 | 0 | 0
2016-09-28 13:00 | 0 | 0 | 0 | 0 | 141616.2478 | 46079.5095 | 433252 | 0 | 0 | 0 | 145305.4759 | 0 | 853.1972 | 0 | 0 | 0 | 0 | 0 | 0 | 0 | 188192.932 | 0 | 0 | 0 | 0 | -245556.2427 | 0 | 0 | 0 | 0 | 0 | 0 | 0 | 0 | 0 | 0 | 0 | 0 | 0
2016-09-28 14:00 | 0 | 0 | 0 | 0 | 133111.7894 | 389645.3698 | 448706 | 0 | 0 | 0 | 219356.6351 | 0 | 853.1972 | 0 | 0 | 0 | 0 | 0 | 0 | 0 | 188192.1792 | 0 | 0 | 0 | 0 | 74051.1592 | 0 | 0 | 0 | 0 | 0 | 0 | 0 | 0 | 0 | 0 | 0 | 0 | 0
2016-09-28 15:00 | 0 | 0 | 0 | 0 | 55133.8766 | 653960.366 | 463538 | 0 | 0 | 0 | 464912.8777 | 0 | 853.1972 | 0 | 0 | 0 | 0 | 0 | 0 | 0 | 188191.4264 | 0 | 0 | 0 | 0 | 245556.2427 | 0 | 0 | 0 | 0 | 0 | 0 | 0 | 0 | 0 | 0 | 0 | 0 | 0
2016-09-28 16:00 | 0 | 0 | 0 | 0 | 0 | 710527.1692 | 478083 | 0 | 0 | 0 | 697357.0469 | 0 | 853.1972 | 0 | 0 | 0 | 0 | 0 | 0 | 0 | 188190.6737 | 0 | 0 | 0 | 0 | 232444.1692 | 0 | 0 | 0 | 0 | 0 | 0 | 0 | 0 | 0 | 0 | 0 | 0 | 0
2016-09-28 17:00 | 0 | 0 | 0 | 0 | 0 | 708284.0308 | 491792 | 0 | 0 | 0 | 913849.0777 | 0 | 853.1972 | 0 | 0 | 0 | 0 | 0 | 0 | 0 | 188189.9209 | 0 | 0 | 0 | 0 | 216492.0308 | 0 | 0 | 0 | 0 | 0 | 0 | 0 | 0 | 0 | 0 | 0 | 0 | 0
2016-09-28 18:00 | 0 | 0 | 0 | 0 | 58632.4085 | 690130.8342 | 503207 | 0 | 0 | 0 | 1159405.3204 | 0 | 853.1972 | 0 | 0 | 0 | 0 | 0 | 0 | 0 | 188189.1681 | 0 | 0 | 0 | 0 | 245556.2427 | 0 | 0 | 0 | 0 | 0 | 0 | 0 | 0 | 0 | 0 | 0 | 0 | 0
2016-09-28 19:00 | 0 | 0 | 0 | 0 | 0 | 671246.9347 | 513287 | 0 | 0 | 0 | 1317365.2551 | 0 | 853.1972 | 0 | 0 | 0 | 0 | 0 | 0 | 0 | 188188.4154 | 0 | 0 | 0 | 0 | 157959.9347 | 0 | 0 | 0 | 0 | 0 | 0 | 0 | 0 | 0 | 0 | 0 | 0 | 0
2016-09-28 20:00 | 0 | 0 | 0 | 0 | 0 | 661096.5462 | 521245 | 0 | 0 | 0 | 1457216.8013 | 0 | 853.1972 | 0 | 0 | 0 | 0 | 0 | 0 | 0 | 188187.6626 | 0 | 0 | 0 | 0 | 139851.5462 | 0 | 0 | 0 | 0 | 0 | 0 | 0 | 0 | 0 | 0 | 0 | 0 | 0
2016-09-28 21:00 | 0 | 0 | 0 | 0 | 0 | 635238.2369 | 525594 | 0 | 0 | 0 | 1566861.0382 | 0 | 853.1972 | 0 | 0 | 0 | 0 | 0 | 0 | 0 | 188186.9099 | 0 | 0 | 0 | 0 | 109644.2369 | 0 | 0 | 0 | 0 | 0 | 0 | 0 | 0 | 0 | 0 | 0 | 0 | 0
2016-09-28 22:00 | 0 | 0 | 0 | 0 | 0 | 571922.471 | 522849 | 0 | 0 | 0 | 1615934.5092 | 0 | 853.1972 | 0 | 0 | 0 | 0 | 0 | 0 | 0 | 188186.1571 | 0 | 0 | 0 | 0 | 49073.471 | 0 | 0 | 0 | 0 | 0 | 0 | 0 | 0 | 0 | 0 | 0 | 0 | 0
2016-09-28 23:00 | 0 | 0 | 0 | 0 | 0 | 427620.2234 | 519181 | 0 | 0 | 0 | 1524373.7326 | 0 | 853.1972 | 0 | 0 | 0 | 0 | 0 | 0 | 0 | 188185.4044 | 0 | 0 | 0 | 0 | -91560.7766 | 0 | 0 | 0 | 0 | 0 | 0 | 0 | 0 | 0 | 0 | 0 | 0 | 0
2016-09-29 | 0 | 0 | 0 | 0 | 295642.3599 | 168800.5108 | 510516 | 0 | 0 | 0 | 1478087.3039 | 0 | 1066.4965 | 0 | 0 | 0 | 0 | 0 | 0 | 0 | 188184.6516 | 0 | 0 | 0 | 0 | -46286.4287 | 0 | 213.2993 | 0 | 0 | 0 | 0 | 0 | 0 | 0 | 0 | 0 | 0 | 0
2016-09-29 01:00 | 0 | 0 | 0 | 0 | 237013.3227 | 8206.4346 | 490776 | 0 | 0 | 0 | 1232531.0613 | 0 | 1066.4965 | 0 | 0 | 0 | 0 | 0 | 0 | 0 | 188183.8989 | 0 | 0 | 0 | 0 | -245556.2427 | 0 | 0 | 0 | 0 | 0 | 0 | 0 | 0 | 0 | 0 | 0 | 0 | 0
2016-09-29 02:00 | 0 | 0 | 0 | 0 | 218029.7573 | 0 | 463586 | 0 | 0 | 0 | 986974.8186 | 0 | 1066.4965 | 0 | 0 | 0 | 0 | 0 | 0 | 0 | 188183.1462 | 0 | 0 | 0 | 0 | -245556.2427 | 0 | 0 | 0 | 0 | 0 | 0 | 0 | 0 | 0 | 0 | 0 | 0 | 0
2016-09-29 03:00 | 0 | 0 | 0 | 0 | 185819.0566 | 0 | 431162 | 0 | 0 | 0 | 741418.5759 | 0 | 1279.7958 | 0 | 0 | 0 | 0 | 0 | 0 | 0 | 188182.3934 | 0 | 0 | 0 | 0 | -245556.2427 | 0 | 213.2993 | 0 | 0 | 0 | 0 | 0 | 0 | 0 | 0 | 0 | 0 | 0
2016-09-29 04:00 | 0 | 0 | 0 | 0 | 557146.3762 | 0 | 402391 | 0 | 0 | 0 | 896173.9521 | 0 | 1279.7958 | 0 | 0 | 0 | 0 | 0 | 0 | 0 | 188181.6407 | 0 | 0 | 0 | 0 | 154755.3762 | 0 | 0 | 0 | 0 | 0 | 0 | 0 | 0 | 0 | 0 | 0 | 0 | 0
2016-09-29 05:00 | 0 | 0 | 0 | 0 | 134441.7573 | 0 | 379998 | 0 | 0 | 0 | 650617.7094 | 0 | 1279.7958 | 0 | 0 | 0 | 0 | 0 | 0 | 0 | 188180.888 | 0 | 0 | 0 | 0 | -245556.2427 | 0 | 0 | 0 | 0 | 0 | 0 | 0 | 0 | 0 | 0 | 0 | 0 | 0
2016-09-29 06:00 | 0 | 0 | 0 | 0 | 490473.1563 | 0 | 363000 | 0 | 0 | 0 | 777877.5664 | 0 | 1493.0951 | 0 | 0 | 0 | 0 | 0 | 0 | 0 | 188180.1353 | 0 | 0 | 0 | 0 | 127259.857 | 0 | 213.2993 | 0 | 0 | 0 | 0 | 0 | 0 | 0 | 0 | 0 | 0 | 0
2016-09-29 07:00 | 0 | 0 | 0 | 0 | 106649.7573 | 0 | 352206 | 0 | 0 | 0 | 532321.3238 | 0 | 1493.0951 | 0 | 0 | 0 | 0 | 0 | 0 | 0 | 188179.3825 | 0 | 0 | 0 | 0 | -245556.2427 | 0 | 0 | 0 | 0 | 0 | 0 | 0 | 0 | 0 | 0 | 0 | 0 | 0
2016-09-29 08:00 | 0 | 0 | 0 | 0 | 450631.0531 | 0 | 349223 | 0 | 0 | 0 | 633729.3769 | 0 | 1493.0951 | 0 | 0 | 0 | 0 | 0 | 0 | 0 | 188178.6298 | 0 | 0 | 0 | 0 | 101408.0531 | 0 | 0 | 0 | 0 | 0 | 0 | 0 | 0 | 0 | 0 | 0 | 0 | 0
2016-09-29 09:00 | 0 | 0 | 0 | 0 | 415059.399 | 0 | 357698 | 0 | 0 | 0 | 690877.4766 | 0 | 1706.3944 | 0 | 0 | 0 | 0 | 0 | 0 | 0 | 188177.8771 | 0 | 0 | 0 | 0 | 57148.0997 | 0 | 213.2993 | 0 | 0 | 0 | 0 | 0 | 0 | 0 | 0 | 0 | 0 | 0
2016-09-29 10:00 | 0 | 0 | 0 | 0 | 135272.7573 | 0 | 380829 | 0 | 0 | 0 | 445321.2339 | 0 | 1706.3944 | 0 | 0 | 0 | 0 | 0 | 0 | 0 | 188177.1244 | 0 | 0 | 0 | 0 | -245556.2427 | 0 | 0 | 0 | 0 | 0 | 0 | 0 | 0 | 0 | 0 | 0 | 0 | 0
2016-09-29 11:00 | 0 | 0 | 0 | 0 | 368754.3867 | 0 | 405282 | 0 | 0 | 0 | 408793.6206 | 0 | 1706.3944 | 0 | 0 | 0 | 0 | 0 | 0 | 0 | 188176.3717 | 0 | 0 | 0 | 0 | -36527.6133 | 0 | 0 | 0 | 0 | 0 | 0 | 0 | 0 | 0 | 0 | 0 | 0 | 0
2016-09-29 12:00 | 0 | 0 | 0 | 0 | 346914.2982 | 0 | 418930 | 0 | 0 | 0 | 336564.6195 | 0 | 1919.6937 | 0 | 0 | 0 | 0 | 0 | 0 | 0 | 188175.619 | 0 | 0 | 0 | 0 | -72229.0011 | 0 | 213.2993 | 0 | 0 | 0 | 0 | 0 | 0 | 0 | 0 | 0 | 0 | 0
2016-09-29 13:00 | 0 | 0 | 0 | 0 | 145487.0495 | 42130.7079 | 433174 | 0 | 0 | 0 | 91008.3768 | 0 | 1919.6937 | 0 | 0 | 0 | 0 | 0 | 0 | 0 | 188174.8663 | 0 | 0 | 0 | 0 | -245556.2427 | 0 | 0 | 0 | 0 | 0 | 0 | 0 | 0 | 0 | 0 | 0 | 0 | 0
2016-09-29 14:00 | 0 | 0 | 0 | 0 | 0 | 355467.6232 | 446476 | 0 | 0 | 0 | 0 | 0 | 1919.6937 | 0 | 0 | 0 | 0 | 0 | 0 | 0 | 188174.1136 | 0 | 0 | 0 | 0 | -91008.3768 | 0 | 0 | 0 | 0 | 0 | 0 | 0 | 0 | 0 | 0 | 0 | 0 | 0
2016-09-29 15:00 | 0 | 0 | 0 | 0 | 121791.9794 | 581679.2633 | 457915 | 0 | 0 | 0 | 245556.2427 | 0 | 1919.6937 | 0 | 0 | 0 | 0 | 0 | 0 | 0 | 188173.3609 | 0 | 0 | 0 | 0 | 245556.2427 | 0 | 0 | 0 | 0 | 0 | 0 | 0 | 0 | 0 | 0 | 0 | 0 | 0
2016-09-29 16:00 | 0 | 0 | 0 | 0 | 57444.8035 | 655208.4392 | 467097 | 0 | 0 | 0 | 491112.4854 | 0 | 1919.6937 | 0 | 0 | 0 | 0 | 0 | 0 | 0 | 188172.6082 | 0 | 0 | 0 | 0 | 245556.2427 | 0 | 0 | 0 | 0 | 0 | 0 | 0 | 0 | 0 | 0 | 0 | 0 | 0
2016-09-29 17:00 | 0 | 0 | 0 | 0 | 0 | 654706.4622 | 476837 | 0 | 0 | 0 | 668981.9475 | 0 | 1919.6937 | 0 | 0 | 0 | 0 | 0 | 0 | 0 | 188171.8555 | 0 | 0 | 0 | 0 | 177869.4622 | 0 | 0 | 0 | 0 | 0 | 0 | 0 | 0 | 0 | 0 | 0 | 0 | 0
2016-09-29 18:00 | 0 | 0 | 0 | 0 | 102300.5028 | 627669.7399 | 484414 | 0 | 0 | 0 | 914538.1902 | 0 | 1919.6937 | 0 | 0 | 0 | 0 | 0 | 0 | 0 | 188171.1028 | 0 | 0 | 0 | 0 | 245556.2427 | 0 | 0 | 0 | 0 | 0 | 0 | 0 | 0 | 0 | 0 | 0 | 0 | 0
2016-09-29 19:00 | 0 | 0 | 0 | 0 | 0 | 602318.3289 | 490997 | 0 | 0 | 0 | 1025859.5191 | 0 | 1919.6937 | 0 | 0 | 0 | 0 | 0 | 0 | 0 | 188170.3501 | 0 | 0 | 0 | 0 | 111321.3289 | 0 | 0 | 0 | 0 | 0 | 0 | 0 | 0 | 0 | 0 | 0 | 0 | 0
2016-09-29 20:00 | 0 | 0 | 0 | 0 | 0 | 587961.762 | 496619 | 0 | 0 | 0 | 1117202.2811 | 0 | 1919.6937 | 0 | 0 | 0 | 0 | 0 | 0 | 0 | 188169.5974 | 0 | 0 | 0 | 0 | 91342.762 | 0 | 0 | 0 | 0 | 0 | 0 | 0 | 0 | 0 | 0 | 0 | 0 | 0
2016-09-29 21:00 | 0 | 0 | 0 | 0 | 184326.448 | 559879.7947 | 498650 | 0 | 0 | 0 | 1362758.5238 | 0 | 1919.6937 | 0 | 0 | 0 | 0 | 0 | 0 | 0 | 188168.8448 | 0 | 0 | 0 | 0 | 245556.2427 | 0 | 0 | 0 | 0 | 0 | 0 | 0 | 0 | 0 | 0 | 0 | 0 | 0
2016-09-29 22:00 | 0 | 0 | 0 | 0 | 0 | 510743.4074 | 496050 | 0 | 0 | 0 | 1377451.9312 | 0 | 1919.6937 | 0 | 0 | 0 | 0 | 0 | 0 | 0 | 188168.0921 | 0 | 0 | 0 | 0 | 14693.4074 | 0 | 0 | 0 | 0 | 0 | 0 | 0 | 0 | 0 | 0 | 0 | 0 | 0
2016-09-29 23:00 | 0 | 0 | 0 | 0 | 327076.0804 | 398654.1667 | 495047 | 0 | 0 | 0 | 1608135.1782 | 0 | 1919.6937 | 0 | 0 | 0 | 0 | 0 | 0 | 0 | 188167.3394 | 0 | 0 | 0 | 0 | 230683.2471 | 0 | 0 | 0 | 0 | 0 | 0 | 0 | 0 | 0 | 0 | 0 | 0 | 0
2016-09-30 | 0 | 0 | 0 | 0 | 62783.8492 | 180299.2145 | 490559 | 0 | 0 | 0 | 1362578.9355 | 0 | 0 | 0 | 0 | 0 | 0 | 0 | 0 | 0 | 188166.5867 | 0 | 0 | 0 | 0 | -245556.2427 | 0 | 0 | 1919.6937 | 0 | 0 | 0 | 0 | 0 | 0 | 0 | 0 | 0 | 0
2016-09-30 01:00 | 0 | 0 | 0 | 0 | 221681.0572 | 6885.7001 | 474123 | 0 | 0 | 0 | 1117022.6929 | 0 | 0 | 0 | 0 | 0 | 0 | 0 | 0 | 0 | 188165.8341 | 0 | 0 | 0 | 0 | -245556.2427 | 0 | 0 | 0 | 0 | 0 | 0 | 0 | 0 | 0 | 0 | 0 | 0 | 0
2016-09-30 02:00 | 0 | 0 | 0 | 0 | 627233.995 | 0 | 449269 | 0 | 0 | 0 | 1294774.3885 | 0 | 213.2993 | 0 | 0 | 0 | 0 | 0 | 0 | 0 | 188165.0814 | 0 | 0 | 0 | 0 | 177751.6957 | 0 | 213.2993 | 0 | 0 | 0 | 0 | 0 | 0 | 0 | 0 | 0 | 0 | 0
2016-09-30 03:00 | 0 | 0 | 0 | 0 | 173071.7573 | 0 | 418628 | 0 | 0 | 0 | 1049218.1458 | 0 | 213.2993 | 0 | 0 | 0 | 0 | 0 | 0 | 0 | 188164.3288 | 0 | 0 | 0 | 0 | -245556.2427 | 0 | 0 | 0 | 0 | 0 | 0 | 0 | 0 | 0 | 0 | 0 | 0 | 0
2016-09-30 04:00 | 0 | 0 | 0 | 0 | 541220.9122 | 0 | 390352 | 0 | 0 | 0 | 1200087.058 | 0 | 213.2993 | 0 | 0 | 0 | 0 | 0 | 0 | 0 | 188163.5761 | 0 | 0 | 0 | 0 | 150868.9122 | 0 | 0 | 0 | 0 | 0 | 0 | 0 | 0 | 0 | 0 | 0 | 0 | 0
2016-09-30 05:00 | 0 | 0 | 0 | 0 | 124096.0566 | 0 | 369439 | 0 | 0 | 0 | 954530.8153 | 0 | 426.5986 | 0 | 0 | 0 | 0 | 0 | 0 | 0 | 188162.8234 | 0 | 0 | 0 | 0 | -245556.2427 | 0 | 213.2993 | 0 | 0 | 0 | 0 | 0 | 0 | 0 | 0 | 0 | 0 | 0
2016-09-30 06:00 | 0 | 0 | 0 | 0 | 451891.811 | 0 | 355595 | 0 | 0 | 0 | 1051254.2249 | 0 | 0 | 0 | 0 | 0 | 0 | 0 | 0 | 0 | 188162.0708 | 0 | 0 | 0 | 0 | 96723.4096 | 0 | 0 | 426.5986 | 0 | 0 | 0 | 0 | 0 | 0 | 0 | 0 | 0 | 0
2016-09-30 07:00 | 0 | 0 | 0 | 0 | 100446.7573 | 0 | 346003 | 0 | 0 | 0 | 805697.9822 | 0 | 0 | 0 | 0 | 0 | 0 | 0 | 0 | 0 | 188161.3181 | 0 | 0 | 0 | 0 | -245556.2427 | 0 | 0 | 0 | 0 | 0 | 0 | 0 | 0 | 0 | 0 | 0 | 0 | 0
2016-09-30 08:00 | 0 | 0 | 0 | 0 | 394747.3757 | 0 | 343264 | 0 | 0 | 0 | 856968.0586 | 0 | 213.2993 | 0 | 0 | 0 | 0 | 0 | 0 | 0 | 188160.5655 | 0 | 0 | 0 | 0 | 51270.0764 | 0 | 213.2993 | 0 | 0 | 0 | 0 | 0 | 0 | 0 | 0 | 0 | 0 | 0
2016-09-30 09:00 | 0 | 0 | 0 | 0 | 363675.3977 | 0 | 351472 | 0 | 0 | 0 | 869171.4563 | 0 | 213.2993 | 0 | 0 | 0 | 0 | 0 | 0 | 0 | 188159.8129 | 0 | 0 | 0 | 0 | 12203.3977 | 0 | 0 | 0 | 0 | 0 | 0 | 0 | 0 | 0 | 0 | 0 | 0 | 0
2016-09-30 10:00 | 0 | 0 | 0 | 0 | 127313.7573 | 0 | 372870 | 0 | 0 | 0 | 623615.2136 | 0 | 213.2993 | 0 | 0 | 0 | 0 | 0 | 0 | 0 | 188159.0602 | 0 | 0 | 0 | 0 | -245556.2427 | 0 | 0 | 0 | 0 | 0 | 0 | 0 | 0 | 0 | 0 | 0 | 0 | 0
2016-09-30 11:00 | 0 | 0 | 0 | 0 | 327119.086 | 0 | 396585 | 0 | 0 | 0 | 553936.0003 | 0 | 426.5986 | 0 | 0 | 0 | 0 | 0 | 0 | 0 | 188158.3076 | 0 | 0 | 0 | 0 | -69679.2133 | 0 | 213.2993 | 0 | 0 | 0 | 0 | 0 | 0 | 0 | 0 | 0 | 0 | 0
2016-09-30 12:00 | 0 | 0 | 0 | 0 | 311813.2909 | 0 | 410605 | 0 | 0 | 0 | 455570.8898 | 0 | 0 | 0 | 0 | 0 | 0 | 0 | 0 | 0 | 188157.5549 | 0 | 0 | 0 | 0 | -98365.1106 | 0 | 0 | 426.5986 | 0 | 0 | 0 | 0 | 0 | 0 | 0 | 0 | 0 | 0
2016-09-30 13:00 | 0 | 0 | 0 | 0 | 227281.0661 | 27487.1014 | 425358 | 0 | 0 | 0 | 284981.0573 | 0 | 0 | 0 | 0 | 0 | 0 | 0 | 0 | 0 | 188156.8023 | 0 | 0 | 0 | 0 | -170589.8325 | 0 | 0 | 0 | 0 | 0 | 0 | 0 | 0 | 0 | 0 | 0 | 0 | 0
2016-09-30 14:00 | 0 | 0 | 0 | 0 | 0 | 283217.9324 | 438424 | 0 | 0 | 0 | 129774.9897 | 0 | 0 | 0 | 0 | 0 | 0 | 0 | 0 | 0 | 188156.0497 | 0 | 0 | 0 | 0 | -155206.0676 | 0 | 0 | 0 | 0 | 0 | 0 | 0 | 0 | 0 | 0 | 0 | 0 | 0
2016-09-30 15:00 | 0 | 0 | 0 | 0 | 142652.9044 | 552381.3383 | 449478 | 0 | 0 | 0 | 375331.2324 | 0 | 0 | 0 | 0 | 0 | 0 | 0 | 0 | 0 | 188155.2971 | 0 | 0 | 0 | 0 | 245556.2427 | 0 | 0 | 0 | 0 | 0 | 0 | 0 | 0 | 0 | 0 | 0 | 0 | 0
2016-09-30 16:00 | 0 | 0 | 0 | 0 | 0 | 655335.6146 | 458534 | 0 | 0 | 0 | 572132.847 | 0 | 0 | 0 | 0 | 0 | 0 | 0 | 0 | 0 | 188154.5444 | 0 | 0 | 0 | 0 | 196801.6146 | 0 | 0 | 0 | 0 | 0 | 0 | 0 | 0 | 0 | 0 | 0 | 0 | 0
2016-09-30 17:00 | 0 | 0 | 0 | 0 | 48887.1442 | 663573.0985 | 466904 | 0 | 0 | 0 | 817689.0897 | 0 | 0 | 0 | 0 | 0 | 0 | 0 | 0 | 0 | 188153.7918 | 0 | 0 | 0 | 0 | 245556.2427 | 0 | 0 | 0 | 0 | 0 | 0 | 0 | 0 | 0 | 0 | 0 | 0 | 0
2016-09-30 18:00 | 0 | 0 | 0 | 0 | 68965.3834 | 649883.8593 | 473293 | 0 | 0 | 0 | 1063245.3324 | 0 | 0 | 0 | 0 | 0 | 0 | 0 | 0 | 0 | 188153.0392 | 0 | 0 | 0 | 0 | 245556.2427 | 0 | 0 | 0 | 0 | 0 | 0 | 0 | 0 | 0 | 0 | 0 | 0 | 0
2016-09-30 19:00 | 0 | 0 | 0 | 0 | 83519.4464 | 639925.7963 | 477889 | 0 | 0 | 0 | 1308801.5751 | 0 | 0 | 0 | 0 | 0 | 0 | 0 | 0 | 0 | 188152.2866 | 0 | 0 | 0 | 0 | 245556.2427 | 0 | 0 | 0 | 0 | 0 | 0 | 0 | 0 | 0 | 0 | 0 | 0 | 0
2016-09-30 20:00 | 0 | 0 | 0 | 0 | 0 | 642955.5441 | 481571 | 0 | 0 | 0 | 1470186.1191 | 0 | 0 | 0 | 0 | 0 | 0 | 0 | 0 | 0 | 188151.534 | 0 | 0 | 0 | 0 | 161384.5441 | 0 | 0 | 0 | 0 | 0 | 0 | 0 | 0 | 0 | 0 | 0 | 0 | 0
2016-09-30 21:00 | 0 | 0 | 0 | 0 | 0 | 641209.1976 | 481980 | 0 | 0 | 0 | 1629415.3168 | 0 | 0 | 0 | 0 | 0 | 0 | 0 | 0 | 0 | 188150.7814 | 0 | 0 | 0 | 0 | 159229.1976 | 0 | 0 | 0 | 0 | 0 | 0 | 0 | 0 | 0 | 0 | 0 | 0 | 0
2016-09-30 22:00 | 0 | 0 | 0 | 0 | 0 | 614164.8741 | 477094 | 0 | 0 | 0 | 1766486.1909 | 0 | 0 | 0 | 0 | 0 | 0 | 0 | 0 | 0 | 188150.0288 | 0 | 0 | 0 | 0 | 137070.8741 | 0 | 0 | 0 | 0 | 0 | 0 | 0 | 0 | 0 | 0 | 0 | 0 | 0
2016-09-30 23:00 | 0 | 0 | 0 | 0 | 215135.4581 | 502208.7845 | 471788 | 0 | 0 | 0 | 2012042.4336 | 0 | 0 | 0 | 0 | 0 | 0 | 0 | 0 | 0 | 188149.2762 | 0 | 0 | 0 | 0 | 245556.2427 | 0 | 0 | 0 | 0 | 0 | 0 | 0 | 0 | 0 | 0 | 0 | 0 | 0
2016-10-01 | 0 | 0 | 0 | 0 | 0 | 240193.3846 | 464160 | 0 | 0 | 0 | 1788075.8181 | 0 | 0 | 0 | 0 | 0 | 0 | 0 | 0 | 0 | 188148.5236 | 0 | 0 | 0 | 0 | -223966.6154 | 0 | 0 | 0 | 0 | 0 | 0 | 0 | 0 | 0 | 0 | 0 | 0 | 0
2016-10-01 01:00 | 0 | 0 | 0 | 0 | 189633.4843 | 14094.5723 | 449071 | 0 | 0 | 0 | 1542519.5755 | 0 | 213.2993 | 0 | 0 | 0 | 0 | 0 | 0 | 0 | 188147.771 | 0 | 0 | 0 | 0 | -245556.2427 | 0 | 213.2993 | 0 | 0 | 0 | 0 | 0 | 0 | 0 | 0 | 0 | 0 | 0
2016-10-01 02:00 | 0 | 0 | 0 | 0 | 490458.3915 | 0 | 429616 | 0 | 0 | 0 | 1603361.9669 | 0 | 213.2993 | 0 | 0 | 0 | 0 | 0 | 0 | 0 | 188147.0184 | 0 | 0 | 0 | 0 | 60842.3915 | 0 | 0 | 0 | 0 | 0 | 0 | 0 | 0 | 0 | 0 | 0 | 0 | 0
2016-10-01 03:00 | 0 | 0 | 0 | 0 | 158176.7573 | 0 | 403733 | 0 | 0 | 0 | 1357805.7243 | 0 | 213.2993 | 0 | 0 | 0 | 0 | 0 | 0 | 0 | 188146.2658 | 0 | 0 | 0 | 0 | -245556.2427 | 0 | 0 | 0 | 0 | 0 | 0 | 0 | 0 | 0 | 0 | 0 | 0 | 0
2016-10-01 04:00 | 0 | 0 | 0 | 0 | 409206.6481 | 0 | 379347 | 0 | 0 | 0 | 1387452.073 | 0 | 426.5986 | 0 | 0 | 0 | 0 | 0 | 0 | 0 | 188145.5132 | 0 | 0 | 0 | 0 | 29646.3488 | 0 | 213.2993 | 0 | 0 | 0 | 0 | 0 | 0 | 0 | 0 | 0 | 0 | 0
2016-10-01 05:00 | 0 | 0 | 0 | 0 | 114046.1587 | 0 | 360029 | 0 | 0 | 0 | 1141895.8303 | 0 | 0 | 0 | 0 | 0 | 0 | 0 | 0 | 0 | 188144.7606 | 0 | 0 | 0 | 0 | -245556.2427 | 0 | 0 | 426.5986 | 0 | 0 | 0 | 0 | 0 | 0 | 0 | 0 | 0 | 0
2016-10-01 06:00 | 0 | 0 | 0 | 0 | 316626.0202 | 0 | 345957 | 0 | 0 | 0 | 1112564.8505 | 0 | 0 | 0 | 0 | 0 | 0 | 0 | 0 | 0 | 188144.0081 | 0 | 0 | 0 | 0 | -29330.9798 | 0 | 0 | 0 | 0 | 0 | 0 | 0 | 0 | 0 | 0 | 0 | 0 | 0
2016-10-01 07:00 | 0 | 0 | 0 | 0 | 288235.1818 | 0 | 335981 | 0 | 0 | 0 | 1064605.733 | 0 | 213.2993 | 0 | 0 | 0 | 0 | 0 | 0 | 0 | 188143.2555 | 0 | 0 | 0 | 0 | -47959.1175 | 0 | 213.2993 | 0 | 0 | 0 | 0 | 0 | 0 | 0 | 0 | 0 | 0 | 0
2016-10-01 08:00 | 0 | 0 | 0 | 0 | 84829.7573 | 0 | 330386 | 0 | 0 | 0 | 819049.4904 | 0 | 213.2993 | 0 | 0 | 0 | 0 | 0 | 0 | 0 | 188142.5029 | 0 | 0 | 0 | 0 | -245556.2427 | 0 | 0 | 0 | 0 | 0 | 0 | 0 | 0 | 0 | 0 | 0 | 0 | 0
2016-10-01 09:00 | 0 | 0 | 0 | 0 | 245070.5437 | 0 | 329674 | 0 | 0 | 0 | 734446.0341 | 0 | 213.2993 | 0 | 0 | 0 | 0 | 0 | 0 | 0 | 188141.7503 | 0 | 0 | 0 | 0 | -84603.4563 | 0 | 0 | 0 | 0 | 0 | 0 | 0 | 0 | 0 | 0 | 0 | 0 | 0
2016-10-01 10:00 | 0 | 0 | 0 | 0 | 236083.6061 | 0 | 335756 | 0 | 0 | 0 | 634560.3409 | 0 | 426.5986 | 0 | 0 | 0 | 0 | 0 | 0 | 0 | 188140.9978 | 0 | 0 | 0 | 0 | -99885.6932 | 0 | 213.2993 | 0 | 0 | 0 | 0 | 0 | 0 | 0 | 0 | 0 | 0 | 0
2016-10-01 11:00 | 0 | 0 | 0 | 0 | 98896.1587 | 0 | 344879 | 0 | 0 | 0 | 389004.0982 | 0 | 0 | 0 | 0 | 0 | 0 | 0 | 0 | 0 | 188140.2452 | 0 | 0 | 0 | 0 | -245556.2427 | 0 | 0 | 426.5986 | 0 | 0 | 0 | 0 | 0 | 0 | 0 | 0 | 0 | 0
2016-10-01 12:00 | 0 | 0 | 0 | 0 | 225257.6669 | 0 | 358481 | 0 | 0 | 0 | 255780.7651 | 0 | 0 | 0 | 0 | 0 | 0 | 0 | 0 | 0 | 188139.4927 | 0 | 0 | 0 | 0 | -133223.3331 | 0 | 0 | 0 | 0 | 0 | 0 | 0 | 0 | 0 | 0 | 0 | 0 | 0
2016-10-01 13:00 | 0 | 0 | 0 | 0 | 156384.6397 | 38089.2891 | 375301 | 0 | 0 | 0 | 67118.8369 | 0 | 213.2993 | 7621.5577 | 0 | 0 | 0 | 0 | 0 | 0 | 188138.7401 | 0 | 0 | 0 | 0 | -188661.9282 | 0 | 213.2993 | 0 | 7621.5577 | 0 | 0 | 0 | 0 | 0 | 0 | 0 | 0 | 0
2016-10-01 14:00 | 0 | 0 | 0 | 0 | 77023.9326 | 394931.5898 | 391050 | 0 | 0 | 0 | 155645.917 | 0 | 213.2993 | 0 | 0 | 0 | 0 | 0 | 0 | 0 | 188137.9875 | 0 | 0 | 0 | 0 | 88527.0801 | 0 | 0 | 0 | -7621.5577 | 0 | 0 | 0 | 0 | 0 | 0 | 0 | 0 | 0
2016-10-01 15:00 | 0 | 0 | 0 | 0 | 0 | 673194.559 | 405328 | 0 | 0 | 0 | 401202.1597 | 0 | 426.5986 | 0 | 0 | 0 | 0 | 0 | 0 | 0 | 205814.8486 | 0 | 0 | 0 | 0 | 245556.2427 | 0 | 213.2993 | 0 | 0 | 0 | 0 | 0 | 0 | 0 | 0 | 22097.017 | 0 | 0
2016-10-01 16:00 | 0 | 0 | 0 | 0 | 0 | 684610.559 | 416744 | 0 | 0 | 0 | 646758.4024 | 0 | 639.8979 | 0 | 0 | 0 | 0 | 0 | 0 | 0 | 223491.639 | 0 | 0 | 0 | 0 | 245556.2427 | 0 | 213.2993 | 0 | 0 | 0 | 0 | 0 | 0 | 0 | 0 | 22097.017 | 0 | 0
2016-10-01 17:00 | 0 | 0 | 0 | 0 | 0 | 701524.1168 | 426036 | 0 | 0 | 0 | 892314.6451 | 0 | 853.1972 | 7621.5577 | 0 | 0 | 0 | 0 | 0 | 0 | 241168.3587 | 0 | 0 | 0 | 0 | 245556.2427 | 0 | 213.2993 | 0 | 7621.5577 | 0 | 0 | 0 | 0 | 0 | 0 | 22097.017 | 0 | 0
2016-10-01 18:00 | 0 | 0 | 0 | 0 | 0 | 701408.8303 | 434374 | 0 | 0 | 0 | 1137870.8878 | 0 | 1066.4965 | 7621.5577 | 0 | 0 | 0 | 0 | 0 | 0 | 258179.6247 | 0 | 0 | 0 | 0 | 245556.2427 | 0 | 213.2993 | 0 | 0 | 0 | 0 | 0 | 0 | 0 | 0 | 21265.2883 | 0 | 0
2016-10-01 19:00 | 0 | 0 | 0 | 0 | 0 | 688161.7287 | 441308 | 0 | 0 | 0 | 1383427.1305 | 0 | 1279.7958 | 7621.5577 | 0 | 0 | 0 | 0 | 0 | 0 | 259045.9413 | 0 | 0 | 0 | 0 | 245556.2427 | 0 | 213.2993 | 0 | 0 | 0 | 0 | 0 | 0 | 0 | 0 | 1084.1867 | 0 | 0
2016-10-01 20:00 | 0 | 0 | 0 | 0 | 0 | 695380.6469 | 446442 | 0 | 0 | 0 | 1628983.3731 | 0 | 1493.0951 | 7621.5577 | 0 | 0 | 0 | 0 | 0 | 0 | 261580.189 | 0 | 0 | 0 | 0 | 245556.2427 | 0 | 213.2993 | 0 | 0 | 0 | 0 | 0 | 0 | 0 | 0 | 3169.1049 | 0 | 0
2016-10-01 21:00 | 0 | 0 | 0 | 0 | 0 | 704527.3293 | 449559 | 0 | 0 | 0 | 1874539.6158 | 0 | 1706.3944 | 7621.5577 | 0 | 0 | 0 | 0 | 0 | 0 | 268938.1726 | 0 | 0 | 0 | 0 | 245556.2427 | 0 | 213.2993 | 0 | 0 | 0 | 0 | 0 | 0 | 0 | 0 | 9198.7873 | 0 | 0
2016-10-01 22:00 | 0 | 0 | 0 | 0 | 0 | 687929.386 | 447957 | 0 | 0 | 0 | 2120095.8585 | 0 | 1706.3944 | 2037.701 | 0 | 0 | 0 | 0 | 0 | 0 | 268937.0968 | 0 | 0 | 0 | 0 | 245556.2427 | 0 | 0 | 0 | -5583.8567 | 0 | 0 | 0 | 0 | 0 | 0 | 0 | 0 | 0
2016-10-01 23:00 | 0 | 0 | 0 | 0 | 0 | 570230.4093 | 447614 | 0 | 0 | 0 | 2244749.9689 | 0 | 1706.3944 | 0 | 0 | 0 | 0 | 0 | 0 | 0 | 268936.0211 | 0 | 0 | 0 | 0 | 124654.1104 | 0 | 0 | 0 | -2037.701 | 0 | 0 | 0 | 0 | 0 | 0 | 0 | 0 | 0
2016-10-02 | 0 | 0 | 0 | 0 | 0 | 250013.2705 | 444225 | 0 | 0 | 0 | 2050538.2394 | 0 | 1706.3944 | 0 | 0 | 0 | 0 | 0 | 0 | 0 | 268934.9453 | 0 | 0 | 0 | 0 | -194211.7295 | 0 | 0 | 0 | 0 | 0 | 0 | 0 | 0 | 0 | 0 | 0 | 0 | 0
2016-10-02 01:00 | 0 | 0 | 0 | 0 | 181248.4322 | 4804.3251 | 431609 | 0 | 0 | 0 | 1804981.9967 | 0 | 1706.3944 | 0 | 0 | 0 | 0 | 0 | 0 | 0 | 268933.8696 | 0 | 0 | 0 | 0 | -245556.2427 | 0 | 0 | 0 | 0 | 0 | 0 | 0 | 0 | 0 | 0 | 0 | 0 | 0
2016-10-02 02:00 | 0 | 0 | 0 | 0 | 168815.7573 | 0 | 414372 | 0 | 0 | 0 | 1559425.754 | 0 | 1706.3944 | 0 | 0 | 0 | 0 | 0 | 0 | 0 | 268932.7938 | 0 | 0 | 0 | 0 | -245556.2427 | 0 | 0 | 0 | 0 | 0 | 0 | 0 | 0 | 0 | 0 | 0 | 0 | 0
2016-10-02 03:00 | 0 | 0 | 0 | 0 | 146942.0566 | 0 | 392285 | 0 | 0 | 0 | 1313869.5113 | 0 | 1919.6937 | 0 | 0 | 0 | 0 | 0 | 0 | 0 | 268931.7181 | 0 | 0 | 0 | 0 | -245556.2427 | 0 | 213.2993 | 0 | 0 | 0 | 0 | 0 | 0 | 0 | 0 | 0 | 0 | 0
2016-10-02 04:00 | 0 | 0 | 0 | 0 | 497637.035 | 0 | 369627 | 0 | 0 | 0 | 1441666.2471 | 0 | 2132.993 | 0 | 0 | 0 | 0 | 0 | 0 | 0 | 268930.6424 | 0 | 0 | 0 | 0 | 127796.7357 | 0 | 213.2993 | 0 | 0 | 0 | 0 | 0 | 0 | 0 | 0 | 0 | 0 | 0
2016-10-02 05:00 | 0 | 0 | 0 | 0 | 106508.7573 | 0 | 352065 | 0 | 0 | 0 | 1196110.0044 | 0 | 2132.993 | 0 | 0 | 0 | 0 | 0 | 0 | 0 | 268929.5667 | 0 | 0 | 0 | 0 | -245556.2427 | 0 | 0 | 0 | 0 | 0 | 0 | 0 | 0 | 0 | 0 | 0 | 0 | 0
2016-10-02 06:00 | 0 | 0 | 0 | 0 | 92752.7573 | 0 | 338309 | 0 | 0 | 0 | 950553.7617 | 0 | 2132.993 | 0 | 0 | 0 | 0 | 0 | 0 | 0 | 268928.4909 | 0 | 0 | 0 | 0 | -245556.2427 | 0 | 0 | 0 | 0 | 0 | 0 | 0 | 0 | 0 | 0 | 0 | 0 | 0
2016-10-02 07:00 | 0 | 0 | 0 | 0 | 83472.0566 | 0 | 328815 | 0 | 0 | 0 | 704997.519 | 0 | 2346.2923 | 0 | 0 | 0 | 0 | 0 | 0 | 0 | 268927.4152 | 0 | 0 | 0 | 0 | -245556.2427 | 0 | 213.2993 | 0 | 0 | 0 | 0 | 0 | 0 | 0 | 0 | 0 | 0 | 0
2016-10-02 08:00 | 0 | 0 | 0 | 0 | 389844.4808 | 0 | 322930 | 0 | 0 | 0 | 771911.9998 | 0 | 2346.2923 | 0 | 0 | 0 | 0 | 0 | 0 | 0 | 268926.3395 | 0 | 0 | 0 | 0 | 66914.4808 | 0 | 0 | 0 | 0 | 0 | 0 | 0 | 0 | 0 | 0 | 0 | 0 | 0
2016-10-02 09:00 | 0 | 0 | 0 | 0 | 75750.7573 | 0 | 321307 | 0 | 0 | 0 | 526355.7571 | 0 | 2346.2923 | 0 | 0 | 0 | 0 | 0 | 0 | 0 | 268925.2638 | 0 | 0 | 0 | 0 | -245556.2427 | 0 | 0 | 0 | 0 | 0 | 0 | 0 | 0 | 0 | 0 | 0 | 0 | 0
2016-10-02 10:00 | 0 | 0 | 0 | 0 | 321781.0834 | 0 | 324074 | 0 | 0 | 0 | 523849.5412 | 0 | 2559.5916 | 0 | 0 | 0 | 0 | 0 | 0 | 0 | 268924.1881 | 0 | 0 | 0 | 0 | -2506.2159 | 0 | 213.2993 | 0 | 0 | 0 | 0 | 0 | 0 | 0 | 0 | 0 | 0 | 0
2016-10-02 11:00 | 0 | 0 | 0 | 0 | 85102.7573 | 0 | 330659 | 0 | 0 | 0 | 278293.2985 | 0 | 2559.5916 | 0 | 0 | 0 | 0 | 0 | 0 | 0 | 268923.1124 | 0 | 0 | 0 | 0 | -245556.2427 | 0 | 0 | 0 | 0 | 0 | 0 | 0 | 0 | 0 | 0 | 0 | 0 | 0
2016-10-02 12:00 | 0 | 0 | 0 | 0 | 273771.6538 | 0 | 341997 | 0 | 0 | 0 | 210067.9523 | 0 | 2559.5916 | 0 | 0 | 0 | 0 | 0 | 0 | 0 | 268922.0367 | 0 | 0 | 0 | 0 | -68225.3462 | 0 | 0 | 0 | 0 | 0 | 0 | 0 | 0 | 0 | 0 | 0 | 0 | 0
2016-10-02 13:00 | 0 | 0 | 0 | 0 | 181481.5986 | 40654.9366 | 360340 | 0 | 0 | 0 | 64029.6304 | 0 | 2772.8909 | 7621.5577 | 0 | 0 | 0 | 0 | 0 | 0 | 268920.961 | 0 | 0 | 0 | 0 | -146038.3219 | 0 | 213.2993 | 0 | 7621.5577 | 0 | 0 | 0 | 0 | 0 | 0 | 0 | 0 | 0
2016-10-02 14:00 | 0 | 0 | 0 | 0 | 87327.0985 | 387188.3266 | 377856 | 0 | 0 | 0 | 168310.6132 | 0 | 2772.8909 | 0 | 0 | 0 | 0 | 0 | 0 | 0 | 268919.8854 | 0 | 0 | 0 | 0 | 104280.9828 | 0 | 0 | 0 | -7621.5577 | 0 | 0 | 0 | 0 | 0 | 0 | 0 | 0 | 0
2016-10-02 15:00 | 0 | 0 | 0 | 0 | 0 | 662174.559 | 394308 | 0 | 0 | 0 | 413866.8559 | 0 | 2986.1902 | 0 | 0 | 0 | 0 | 0 | 0 | 0 | 286596.4233 | 0 | 0 | 0 | 0 | 245556.2427 | 0 | 213.2993 | 0 | 0 | 0 | 0 | 0 | 0 | 0 | 0 | 22097.017 | 0 | 0
2016-10-02 16:00 | 0 | 0 | 0 | 0 | 0 | 677124.559 | 409258 | 0 | 0 | 0 | 659423.0986 | 0 | 3199.4894 | 0 | 0 | 0 | 0 | 0 | 0 | 0 | 304272.8906 | 0 | 0 | 0 | 0 | 245556.2427 | 0 | 213.2993 | 0 | 0 | 0 | 0 | 0 | 0 | 0 | 0 | 22097.017 | 0 | 0
2016-10-02 17:00 | 0 | 0 | 0 | 0 | 0 | 696119.8368 | 422382 | 0 | 0 | 0 | 904979.3413 | 0 | 3412.7887 | 5871.2777 | 0 | 0 | 0 | 0 | 0 | 0 | 321949.2871 | 0 | 0 | 0 | 0 | 245556.2427 | 0 | 213.2993 | 0 | 5871.2777 | 0 | 0 | 0 | 0 | 0 | 0 | 22097.017 | 0 | 0
2016-10-02 18:00 | 0 | 0 | 0 | 0 | 0 | 702366.839 | 432750 | 0 | 0 | 0 | 1150535.584 | 0 | 3626.088 | 7621.5577 | 0 | 0 | 0 | 0 | 0 | 0 | 339625.6129 | 0 | 0 | 0 | 0 | 245556.2427 | 0 | 213.2993 | 0 | 1750.28 | 0 | 0 | 0 | 0 | 0 | 0 | 22097.017 | 0 | 0
2016-10-02 19:00 | 0 | 0 | 0 | 0 | 0 | 687985.159 | 440823 | 0 | 0 | 0 | 1396091.8267 | 0 | 3839.3873 | 7621.5577 | 0 | 0 | 0 | 0 | 0 | 0 | 340738.3481 | 0 | 0 | 0 | 0 | 245556.2427 | 0 | 213.2993 | 0 | 0 | 0 | 0 | 0 | 0 | 0 | 0 | 1392.617 | 0 | 0
2016-10-02 20:00 | 0 | 0 | 0 | 0 | 0 | 692754.4168 | 447418 | 0 | 0 | 0 | 1641648.0693 | 0 | 4052.6866 | 7188.4326 | 0 | 0 | 0 | 0 | 0 | 0 | 340736.9851 | 0 | 0 | 0 | 0 | 245556.2427 | 0 | 213.2993 | 0 | -433.1251 | 0 | 0 | 0 | 0 | 0 | 0 | 0 | 0 | 0
2016-10-02 21:00 | 0 | 0 | 0 | 0 | 0 | 700045.8779 | 452442 | 0 | 0 | 0 | 1887204.312 | 0 | 4265.9859 | 7621.5577 | 0 | 0 | 0 | 0 | 0 | 0 | 341856.5908 | 0 | 0 | 0 | 0 | 245556.2427 | 0 | 213.2993 | 0 | 433.1251 | 0 | 0 | 0 | 0 | 0 | 0 | 1401.2108 | 0 | 0
2016-10-02 22:00 | 0 | 0 | 0 | 0 | 0 | 674884.0185 | 453706 | 0 | 0 | 0 | 2116003.8883 | 0 | 4265.9859 | 0 | 0 | 0 | 0 | 0 | 0 | 0 | 341855.2234 | 0 | 0 | 0 | 0 | 228799.5762 | 0 | 0 | 0 | -7621.5577 | 0 | 0 | 0 | 0 | 0 | 0 | 0 | 0 | 0
2016-10-02 23:00 | 0 | 0 | 0 | 0 | 0 | 547232.1195 | 455845 | 0 | 0 | 0 | 2207391.0077 | 0 | 4265.9859 | 0 | 0 | 0 | 0 | 0 | 0 | 0 | 341853.8559 | 0 | 0 | 0 | 0 | 91387.1195 | 0 | 0 | 0 | 0 | 0 | 0 | 0 | 0 | 0 | 0 | 0 | 0 | 0
2016-10-03 | 0 | 0 | 0 | 0 | 0 | 218898.3952 | 454506 | 0 | 0 | 0 | 1971783.4029 | 0 | 4265.9859 | 0 | 0 | 0 | 0 | 0 | 0 | 0 | 341852.4885 | 0 | 0 | 0 | 0 | -235607.6048 | 0 | 0 | 0 | 0 | 0 | 0 | 0 | 0 | 0 | 0 | 0 | 0 | 0
2016-10-03 01:00 | 0 | 0 | 0 | 0 | 190813.8474 | 4294.9099 | 440665 | 0 | 0 | 0 | 1726227.1602 | 0 | 4265.9859 | 0 | 0 | 0 | 0 | 0 | 0 | 0 | 341851.1211 | 0 | 0 | 0 | 0 | -245556.2427 | 0 | 0 | 0 | 0 | 0 | 0 | 0 | 0 | 0 | 0 | 0 | 0 | 0
2016-10-03 02:00 | 0 | 0 | 0 | 0 | 174391.7573 | 0 | 419948 | 0 | 0 | 0 | 1480670.9175 | 0 | 4265.9859 | 0 | 0 | 0 | 0 | 0 | 0 | 0 | 341849.7537 | 0 | 0 | 0 | 0 | -245556.2427 | 0 | 0 | 0 | 0 | 0 | 0 | 0 | 0 | 0 | 0 | 0 | 0 | 0
2016-10-03 03:00 | 0 | 0 | 0 | 0 | 497163.6719 | 0 | 393288 | 0 | 0 | 0 | 1584546.5894 | 0 | 4265.9859 | 0 | 0 | 0 | 0 | 0 | 0 | 0 | 341848.3863 | 0 | 0 | 0 | 0 | 103875.6719 | 0 | 0 | 0 | 0 | 0 | 0 | 0 | 0 | 0 | 0 | 0 | 0 | 0
2016-10-03 04:00 | 0 | 0 | 0 | 0 | 124885.0566 | 0 | 370228 | 0 | 0 | 0 | 1338990.3467 | 0 | 4479.2852 | 0 | 0 | 0 | 0 | 0 | 0 | 0 | 341847.0189 | 0 | 0 | 0 | 0 | -245556.2427 | 0 | 213.2993 | 0 | 0 | 0 | 0 | 0 | 0 | 0 | 0 | 0 | 0 | 0
2016-10-03 05:00 | 0 | 0 | 0 | 0 | 106512.7573 | 0 | 352069 | 0 | 0 | 0 | 1093434.104 | 0 | 4479.2852 | 0 | 0 | 0 | 0 | 0 | 0 | 0 | 341845.6515 | 0 | 0 | 0 | 0 | -245556.2427 | 0 | 0 | 0 | 0 | 0 | 0 | 0 | 0 | 0 | 0 | 0 | 0 | 0
2016-10-03 06:00 | 0 | 0 | 0 | 0 | 94354.7573 | 0 | 339911 | 0 | 0 | 0 | 847877.8614 | 0 | 4479.2852 | 0 | 0 | 0 | 0 | 0 | 0 | 0 | 341844.2841 | 0 | 0 | 0 | 0 | -245556.2427 | 0 | 0 | 0 | 0 | 0 | 0 | 0 | 0 | 0 | 0 | 0 | 0 | 0
2016-10-03 07:00 | 0 | 0 | 0 | 0 | 578679.542 | 0 | 332910 | 0 | 0 | 0 | 1093434.104 | 0 | 4692.5845 | 0 | 0 | 0 | 0 | 0 | 0 | 0 | 341842.9168 | 0 | 0 | 0 | 0 | 245556.2427 | 0 | 213.2993 | 0 | 0 | 0 | 0 | 0 | 0 | 0 | 0 | 0 | 0 | 0
2016-10-03 08:00 | 0 | 0 | 0 | 0 | 87460.7573 | 0 | 333017 | 0 | 0 | 0 | 847877.8614 | 0 | 4692.5845 | 0 | 0 | 0 | 0 | 0 | 0 | 0 | 341841.5494 | 0 | 0 | 0 | 0 | -245556.2427 | 0 | 0 | 0 | 0 | 0 | 0 | 0 | 0 | 0 | 0 | 0 | 0 | 0
2016-10-03 09:00 | 0 | 0 | 0 | 0 | 98240.7573 | 0 | 343797 | 0 | 0 | 0 | 602321.6187 | 0 | 4692.5845 | 0 | 0 | 0 | 0 | 0 | 0 | 0 | 341840.182 | 0 | 0 | 0 | 0 | -245556.2427 | 0 | 0 | 0 | 0 | 0 | 0 | 0 | 0 | 0 | 0 | 0 | 0 | 0
2016-10-03 10:00 | 0 | 0 | 0 | 0 | 122105.0566 | 0 | 367448 | 0 | 0 | 0 | 356765.376 | 0 | 4905.8838 | 0 | 0 | 0 | 0 | 0 | 0 | 0 | 341838.8147 | 0 | 0 | 0 | 0 | -245556.2427 | 0 | 213.2993 | 0 | 0 | 0 | 0 | 0 | 0 | 0 | 0 | 0 | 0 | 0
2016-10-03 11:00 | 0 | 0 | 0 | 0 | 522774.2406 | 0 | 392416 | 0 | 0 | 0 | 487123.6166 | 0 | 4905.8838 | 0 | 0 | 0 | 0 | 0 | 0 | 0 | 341837.4473 | 0 | 0 | 0 | 0 | 130358.2406 | 0 | 0 | 0 | 0 | 0 | 0 | 0 | 0 | 0 | 0 | 0 | 0 | 0
2016-10-03 12:00 | 0 | 0 | 0 | 0 | 161950.7573 | 0 | 407507 | 0 | 0 | 0 | 241567.3739 | 0 | 4905.8838 | 0 | 0 | 0 | 0 | 0 | 0 | 0 | 341836.08 | 0 | 0 | 0 | 0 | -245556.2427 | 0 | 0 | 0 | 0 | 0 | 0 | 0 | 0 | 0 | 0 | 0 | 0 | 0
2016-10-03 13:00 | 0 | 0 | 0 | 0 | 446700.1276 | 28530.4887 | 422920 | 0 | 0 | 0 | 293664.6908 | 0 | 5119.1831 | 0 | 0 | 0 | 0 | 0 | 0 | 0 | 341834.7126 | 0 | 0 | 0 | 0 | 52097.317 | 0 | 213.2993 | 0 | 0 | 0 | 0 | 0 | 0 | 0 | 0 | 0 | 0 | 0
2016-10-03 14:00 | 0 | 0 | 0 | 0 | 0 | 342241.7422 | 438778 | 0 | 0 | 0 | 197128.433 | 0 | 5119.1831 | 0 | 0 | 0 | 0 | 0 | 0 | 0 | 341833.3453 | 0 | 0 | 0 | 0 | -96536.2578 | 0 | 0 | 0 | 0 | 0 | 0 | 0 | 0 | 0 | 0 | 0 | 0 | 0
2016-10-03 15:00 | 0 | 0 | 0 | 0 | 0 | 635578.3794 | 452970 | 0 | 0 | 0 | 379736.8124 | 0 | 5119.1831 | 0 | 0 | 0 | 0 | 0 | 0 | 0 | 341831.9779 | 0 | 0 | 0 | 0 | 182608.3794 | 0 | 0 | 0 | 0 | 0 | 0 | 0 | 0 | 0 | 0 | 0 | 0 | 0
2016-10-03 16:00 | 0 | 0 | 0 | 0 | 12499.3115 | 699437.9312 | 466381 | 0 | 0 | 0 | 625293.0551 | 0 | 5119.1831 | 0 | 0 | 0 | 0 | 0 | 0 | 0 | 341830.6106 | 0 | 0 | 0 | 0 | 245556.2427 | 0 | 0 | 0 | 0 | 0 | 0 | 0 | 0 | 0 | 0 | 0 | 0 | 0
2016-10-03 17:00 | 0 | 0 | 0 | 0 | 0 | 699127.8962 | 478612 | 0 | 0 | 0 | 845595.652 | 0 | 5332.4824 | 0 | 0 | 0 | 0 | 0 | 0 | 0 | 341829.2433 | 0 | 0 | 0 | 0 | 220302.5969 | 0 | 213.2993 | 0 | 0 | 0 | 0 | 0 | 0 | 0 | 0 | 0 | 0 | 0
2016-10-03 18:00 | 0 | 0 | 0 | 0 | 45596.6753 | 688174.5673 | 488215 | 0 | 0 | 0 | 1091151.8947 | 0 | 5332.4824 | 0 | 0 | 0 | 0 | 0 | 0 | 0 | 341827.876 | 0 | 0 | 0 | 0 | 245556.2427 | 0 | 0 | 0 | 0 | 0 | 0 | 0 | 0 | 0 | 0 | 0 | 0 | 0
2016-10-03 19:00 | 0 | 0 | 0 | 0 | 0 | 683596.3652 | 494304 | 0 | 0 | 0 | 1280230.9606 | 0 | 5545.7817 | 0 | 0 | 0 | 0 | 0 | 0 | 0 | 341826.5087 | 0 | 0 | 0 | 0 | 189079.0659 | 0 | 213.2993 | 0 | 0 | 0 | 0 | 0 | 0 | 0 | 0 | 0 | 0 | 0
2016-10-03 20:00 | 0 | 0 | 0 | 0 | 51393.2258 | 691711.3162 | 497335 | 0 | 0 | 0 | 1525787.2033 | 0 | 5759.081 | 0 | 0 | 0 | 0 | 0 | 0 | 0 | 341825.1414 | 0 | 0 | 0 | 0 | 245556.2427 | 0 | 213.2993 | 0 | 0 | 0 | 0 | 0 | 0 | 0 | 0 | 0 | 0 | 0
2016-10-03 21:00 | 0 | 0 | 0 | 0 | 0 | 692319.2658 | 497321 | 0 | 0 | 0 | 1720785.4691 | 0 | 5759.081 | 0 | 0 | 0 | 0 | 0 | 0 | 0 | 341823.7741 | 0 | 0 | 0 | 0 | 194998.2658 | 0 | 0 | 0 | 0 | 0 | 0 | 0 | 0 | 0 | 0 | 0 | 0 | 0
2016-10-03 22:00 | 0 | 0 | 0 | 0 | 0 | 676288.7985 | 493897 | 0 | 0 | 0 | 1903177.2676 | 0 | 5759.081 | 0 | 0 | 0 | 0 | 0 | 0 | 0 | 341822.4068 | 0 | 0 | 0 | 0 | 182391.7985 | 0 | 0 | 0 | 0 | 0 | 0 | 0 | 0 | 0 | 0 | 0 | 0 | 0
2016-10-03 23:00 | 0 | 0 | 0 | 0 | 0 | 555035.9732 | 493550 | 0 | 0 | 0 | 1964449.9415 | 0 | 5972.3803 | 0 | 0 | 0 | 0 | 0 | 0 | 0 | 341821.0395 | 0 | 0 | 0 | 0 | 61272.6739 | 0 | 213.2993 | 0 | 0 | 0 | 0 | 0 | 0 | 0 | 0 | 0 | 0 | 0
2016-10-04 | 0 | 0 | 0 | 0 | 16311.3431 | 226893.4142 | 488761 | 0 | 0 | 0 | 1718893.6988 | 0 | 5972.3803 | 0 | 0 | 0 | 0 | 0 | 0 | 0 | 341819.6722 | 0 | 0 | 0 | 0 | -245556.2427 | 0 | 0 | 0 | 0 | 0 | 0 | 0 | 0 | 0 | 0 | 0 | 0 | 0
2016-10-04 01:00 | 0 | 0 | 0 | 0 | 223305.1917 | 2771.5656 | 471633 | 0 | 0 | 0 | 1473337.4561 | 0 | 5972.3803 | 0 | 0 | 0 | 0 | 0 | 0 | 0 | 341818.3049 | 0 | 0 | 0 | 0 | -245556.2427 | 0 | 0 | 0 | 0 | 0 | 0 | 0 | 0 | 0 | 0 | 0 | 0 | 0
2016-10-04 02:00 | 0 | 0 | 0 | 0 | 201009.0566 | 0 | 446352 | 0 | 0 | 0 | 1227781.2134 | 0 | 6185.6796 | 0 | 0 | 0 | 0 | 0 | 0 | 0 | 341816.9376 | 0 | 0 | 0 | 0 | -245556.2427 | 0 | 213.2993 | 0 | 0 | 0 | 0 | 0 | 0 | 0 | 0 | 0 | 0 | 0
2016-10-04 03:00 | 0 | 0 | 0 | 0 | 171090.7573 | 0 | 416647 | 0 | 0 | 0 | 982224.9707 | 0 | 6185.6796 | 0 | 0 | 0 | 0 | 0 | 0 | 0 | 341815.5704 | 0 | 0 | 0 | 0 | -245556.2427 | 0 | 0 | 0 | 0 | 0 | 0 | 0 | 0 | 0 | 0 | 0 | 0 | 0
2016-10-04 04:00 | 0 | 0 | 0 | 0 | 634479.2427 | 0 | 388923 | 0 | 0 | 0 | 1227781.2134 | 0 | 6185.6796 | 0 | 0 | 0 | 0 | 0 | 0 | 0 | 341814.2031 | 0 | 0 | 0 | 0 | 245556.2427 | 0 | 0 | 0 | 0 | 0 | 0 | 0 | 0 | 0 | 0 | 0 | 0 | 0
2016-10-04 05:00 | 0 | 0 | 0 | 0 | 120773.0566 | 0 | 366116 | 0 | 0 | 0 | 982224.9707 | 0 | 6398.9789 | 0 | 0 | 0 | 0 | 0 | 0 | 0 | 341812.8358 | 0 | 0 | 0 | 0 | -245556.2427 | 0 | 213.2993 | 0 | 0 | 0 | 0 | 0 | 0 | 0 | 0 | 0 | 0 | 0
2016-10-04 06:00 | 0 | 0 | 0 | 0 | 105622.7573 | 0 | 351179 | 0 | 0 | 0 | 736668.7281 | 0 | 6398.9789 | 0 | 0 | 0 | 0 | 0 | 0 | 0 | 341811.4686 | 0 | 0 | 0 | 0 | -245556.2427 | 0 | 0 | 0 | 0 | 0 | 0 | 0 | 0 | 0 | 0 | 0 | 0 | 0
2016-10-04 07:00 | 0 | 0 | 0 | 0 | 97101.7573 | 0 | 342658 | 0 | 0 | 0 | 491112.4854 | 0 | 6398.9789 | 0 | 0 | 0 | 0 | 0 | 0 | 0 | 341810.1014 | 0 | 0 | 0 | 0 | -245556.2427 | 0 | 0 | 0 | 0 | 0 | 0 | 0 | 0 | 0 | 0 | 0 | 0 | 0
2016-10-04 08:00 | 0 | 0 | 0 | 0 | 586769.542 | 0 | 341000 | 0 | 0 | 0 | 736668.7281 | 0 | 6612.2782 | 0 | 0 | 0 | 0 | 0 | 0 | 0 | 341808.7341 | 0 | 0 | 0 | 0 | 245556.2427 | 0 | 213.2993 | 0 | 0 | 0 | 0 | 0 | 0 | 0 | 0 | 0 | 0 | 0
2016-10-04 09:00 | 0 | 0 | 0 | 0 | 105155.7573 | 0 | 350712 | 0 | 0 | 0 | 491112.4854 | 0 | 6612.2782 | 0 | 0 | 0 | 0 | 0 | 0 | 0 | 341807.3669 | 0 | 0 | 0 | 0 | -245556.2427 | 0 | 0 | 0 | 0 | 0 | 0 | 0 | 0 | 0 | 0 | 0 | 0 | 0
2016-10-04 10:00 | 0 | 0 | 0 | 0 | 129921.7573 | 0 | 375478 | 0 | 0 | 0 | 245556.2427 | 0 | 6612.2782 | 0 | 0 | 0 | 0 | 0 | 0 | 0 | 341805.9996 | 0 | 0 | 0 | 0 | -245556.2427 | 0 | 0 | 0 | 0 | 0 | 0 | 0 | 0 | 0 | 0 | 0 | 0 | 0
2016-10-04 11:00 | 0 | 0 | 0 | 0 | 154755.0566 | 0 | 400098 | 0 | 0 | 0 | 0 | 0 | 6825.5775 | 0 | 0 | 0 | 0 | 0 | 0 | 0 | 341804.6324 | 0 | 0 | 0 | 0 | -245556.2427 | 0 | 213.2993 | 0 | 0 | 0 | 0 | 0 | 0 | 0 | 0 | 0 | 0 | 0
2016-10-04 12:00 | 0 | 0 | 0 | 0 | 659537.2427 | 0 | 413981 | 0 | 0 | 0 | 245556.2427 | 0 | 6825.5775 | 0 | 0 | 0 | 0 | 0 | 0 | 0 | 341803.2652 | 0 | 0 | 0 | 0 | 245556.2427 | 0 | 0 | 0 | 0 | 0 | 0 | 0 | 0 | 0 | 0 | 0 | 0 | 0
2016-10-04 13:00 | 0 | 0 | 0 | 0 | 154899.7267 | 27999.0306 | 428455 | 0 | 0 | 0 | 0 | 0 | 6825.5775 | 0 | 0 | 0 | 0 | 0 | 0 | 0 | 341801.898 | 0 | 0 | 0 | 0 | -245556.2427 | 0 | 0 | 0 | 0 | 0 | 0 | 0 | 0 | 0 | 0 | 0 | 0 | 0
2016-10-04 14:00 | 0 | 0 | 0 | 0 | 299408.3722 | 388778.1698 | 442417 | 0 | 0 | 0 | 245556.2427 | 0 | 7038.8768 | 0 | 0 | 0 | 0 | 0 | 0 | 0 | 341800.5308 | 0 | 0 | 0 | 0 | 245556.2427 | 0 | 213.2993 | 0 | 0 | 0 | 0 | 0 | 0 | 0 | 0 | 0 | 0 | 0
2016-10-04 15:00 | 0 | 0 | 0 | 0 | 0 | 723319.559 | 455453 | 0 | 0 | 0 | 491112.4854 | 0 | 7252.1761 | 0 | 0 | 0 | 0 | 0 | 0 | 0 | 359476.7772 | 0 | 0 | 0 | 0 | 245556.2427 | 0 | 213.2993 | 0 | 0 | 0 | 0 | 0 | 0 | 0 | 0 | 22097.017 | 0 | 0
2016-10-04 16:00 | 0 | 0 | 0 | 0 | 0 | 736152.559 | 468286 | 0 | 0 | 0 | 736668.7281 | 0 | 7465.4754 | 0 | 0 | 0 | 0 | 0 | 0 | 0 | 377152.9529 | 0 | 0 | 0 | 0 | 245556.2427 | 0 | 213.2993 | 0 | 0 | 0 | 0 | 0 | 0 | 0 | 0 | 22097.017 | 0 | 0
2016-10-04 17:00 | 0 | 0 | 0 | 0 | 0 | 756187.1168 | 480699 | 0 | 0 | 0 | 982224.9707 | 0 | 7678.7747 | 7621.5577 | 0 | 0 | 0 | 0 | 0 | 0 | 394829.058 | 0 | 0 | 0 | 0 | 245556.2427 | 0 | 213.2993 | 0 | 7621.5577 | 0 | 0 | 0 | 0 | 0 | 0 | 22097.017 | 0 | 0
2016-10-04 18:00 | 0 | 0 | 0 | 0 | 0 | 738965.2493 | 490527 | 0 | 0 | 0 | 1227781.2134 | 0 | 7892.074 | 7621.5577 | 0 | 0 | 0 | 0 | 0 | 0 | 396962.4445 | 0 | 0 | 0 | 0 | 245556.2427 | 0 | 213.2993 | 0 | 0 | 0 | 0 | 0 | 0 | 0 | 0 | 2668.7073 | 0 | 0
2016-10-04 19:00 | 0 | 0 | 0 | 0 | 8525.165 | 726658.5199 | 497249 | 0 | 0 | 0 | 1473337.4561 | 0 | 7892.074 | 0 | 0 | 0 | 0 | 0 | 0 | 0 | 396960.8566 | 0 | 0 | 0 | 0 | 245556.2427 | 0 | 0 | 0 | -7621.5577 | 0 | 0 | 0 | 0 | 0 | 0 | 0 | 0 | 0
2016-10-04 20:00 | 0 | 0 | 0 | 0 | 0 | 733424.382 | 502525 | 0 | 0 | 0 | 1696401.981 | 0 | 8105.3733 | 7621.5577 | 0 | 0 | 0 | 0 | 0 | 0 | 396959.2688 | 0 | 0 | 0 | 0 | 223064.5249 | 0 | 213.2993 | 0 | 7621.5577 | 0 | 0 | 0 | 0 | 0 | 0 | 0 | 0 | 0
2016-10-04 21:00 | 0 | 0 | 0 | 0 | 2174.0869 | 739384.8974 | 503411 | 0 | 0 | 0 | 1941958.2237 | 0 | 8318.6726 | 0 | 0 | 0 | 0 | 0 | 0 | 0 | 396957.681 | 0 | 0 | 0 | 0 | 245556.2427 | 0 | 213.2993 | 0 | -7621.5577 | 0 | 0 | 0 | 0 | 0 | 0 | 0 | 0 | 0
2016-10-04 22:00 | 0 | 0 | 0 | 0 | 0 | 723975.1907 | 498983 | 0 | 0 | 0 | 2166950.4144 | 0 | 8318.6726 | 0 | 0 | 0 | 0 | 0 | 0 | 0 | 396956.0931 | 0 | 0 | 0 | 0 | 224992.1907 | 0 | 0 | 0 | 0 | 0 | 0 | 0 | 0 | 0 | 0 | 0 | 0 | 0
2016-10-04 23:00 | 0 | 0 | 0 | 0 | 0 | 580806.9582 | 498935 | 0 | 0 | 0 | 2248609.0733 | 0 | 8531.9719 | 0 | 0 | 0 | 0 | 0 | 0 | 0 | 396954.5053 | 0 | 0 | 0 | 0 | 81658.6589 | 0 | 213.2993 | 0 | 0 | 0 | 0 | 0 | 0 | 0 | 0 | 0 | 0 | 0
2016-10-05 | 0 | 0 | 0 | 0 | 17841.1138 | 231965.9428 | 495150 | 0 | 0 | 0 | 2003052.8306 | 0 | 8745.2712 | 0 | 0 | 0 | 0 | 0 | 0 | 0 | 396952.9175 | 0 | 0 | 0 | 0 | -245556.2427 | 0 | 213.2993 | 0 | 0 | 0 | 0 | 0 | 0 | 0 | 0 | 0 | 0 | 0
2016-10-05 01:00 | 0 | 0 | 0 | 0 | 230487.4978 | 2691.2595 | 478735 | 0 | 0 | 0 | 1757496.588 | 0 | 8745.2712 | 0 | 0 | 0 | 0 | 0 | 0 | 0 | 396951.3297 | 0 | 0 | 0 | 0 | -245556.2427 | 0 | 0 | 0 | 0 | 0 | 0 | 0 | 0 | 0 | 0 | 0 | 0 | 0
2016-10-05 02:00 | 0 | 0 | 0 | 0 | 208046.7573 | 0 | 453603 | 0 | 0 | 0 | 1511940.3453 | 0 | 8745.2712 | 0 | 0 | 0 | 0 | 0 | 0 | 0 | 396949.7419 | 0 | 0 | 0 | 0 | -245556.2427 | 0 | 0 | 0 | 0 | 0 | 0 | 0 | 0 | 0 | 0 | 0 | 0 | 0
2016-10-05 03:00 | 0 | 0 | 0 | 0 | 640422.7092 | 0 | 425594 | 0 | 0 | 0 | 1726555.7552 | 0 | 8958.5705 | 0 | 0 | 0 | 0 | 0 | 0 | 0 | 396948.1541 | 0 | 0 | 0 | 0 | 214615.4099 | 0 | 213.2993 | 0 | 0 | 0 | 0 | 0 | 0 | 0 | 0 | 0 | 0 | 0
2016-10-05 04:00 | 0 | 0 | 0 | 0 | 151994.7573 | 0 | 397551 | 0 | 0 | 0 | 1480999.5125 | 0 | 8958.5705 | 0 | 0 | 0 | 0 | 0 | 0 | 0 | 396946.5663 | 0 | 0 | 0 | 0 | -245556.2427 | 0 | 0 | 0 | 0 | 0 | 0 | 0 | 0 | 0 | 0 | 0 | 0 | 0
2016-10-05 05:00 | 0 | 0 | 0 | 0 | 131534.7573 | 0 | 377091 | 0 | 0 | 0 | 1235443.2699 | 0 | 8958.5705 | 0 | 0 | 0 | 0 | 0 | 0 | 0 | 396944.9785 | 0 | 0 | 0 | 0 | -245556.2427 | 0 | 0 | 0 | 0 | 0 | 0 | 0 | 0 | 0 | 0 | 0 | 0 | 0
2016-10-05 06:00 | 0 | 0 | 0 | 0 | 116206.0566 | 0 | 361549 | 0 | 0 | 0 | 989887.0272 | 0 | 9171.8697 | 0 | 0 | 0 | 0 | 0 | 0 | 0 | 396943.3907 | 0 | 0 | 0 | 0 | -245556.2427 | 0 | 213.2993 | 0 | 0 | 0 | 0 | 0 | 0 | 0 | 0 | 0 | 0 | 0
2016-10-05 07:00 | 0 | 0 | 0 | 0 | 589879.9451 | 0 | 352193 | 0 | 0 | 0 | 1227573.9722 | 0 | 9171.8697 | 0 | 0 | 0 | 0 | 0 | 0 | 0 | 396941.8029 | 0 | 0 | 0 | 0 | 237686.9451 | 0 | 0 | 0 | 0 | 0 | 0 | 0 | 0 | 0 | 0 | 0 | 0 | 0
2016-10-05 08:00 | 0 | 0 | 0 | 0 | 103933.7573 | 0 | 349490 | 0 | 0 | 0 | 982017.7296 | 0 | 9171.8697 | 0 | 0 | 0 | 0 | 0 | 0 | 0 | 396940.2152 | 0 | 0 | 0 | 0 | -245556.2427 | 0 | 0 | 0 | 0 | 0 | 0 | 0 | 0 | 0 | 0 | 0 | 0 | 0
2016-10-05 09:00 | 0 | 0 | 0 | 0 | 112442.0566 | 0 | 357785 | 0 | 0 | 0 | 736461.4869 | 0 | 9385.169 | 0 | 0 | 0 | 0 | 0 | 0 | 0 | 396938.6274 | 0 | 0 | 0 | 0 | -245556.2427 | 0 | 213.2993 | 0 | 0 | 0 | 0 | 0 | 0 | 0 | 0 | 0 | 0 | 0
2016-10-05 10:00 | 0 | 0 | 0 | 0 | 136274.7573 | 0 | 381831 | 0 | 0 | 0 | 490905.2442 | 0 | 9385.169 | 0 | 0 | 0 | 0 | 0 | 0 | 0 | 396937.0397 | 0 | 0 | 0 | 0 | -245556.2427 | 0 | 0 | 0 | 0 | 0 | 0 | 0 | 0 | 0 | 0 | 0 | 0 | 0
2016-10-05 11:00 | 0 | 0 | 0 | 0 | 523876.6921 | 0 | 406223 | 0 | 0 | 0 | 608558.9363 | 0 | 9385.169 | 0 | 0 | 0 | 0 | 0 | 0 | 0 | 396935.4519 | 0 | 0 | 0 | 0 | 117653.6921 | 0 | 0 | 0 | 0 | 0 | 0 | 0 | 0 | 0 | 0 | 0 | 0 | 0
2016-10-05 12:00 | 0 | 0 | 0 | 0 | 173674.0566 | 0 | 419017 | 0 | 0 | 0 | 363002.6936 | 0 | 9598.4683 | 0 | 0 | 0 | 0 | 0 | 0 | 0 | 396933.8642 | 0 | 0 | 0 | 0 | -245556.2427 | 0 | 213.2993 | 0 | 0 | 0 | 0 | 0 | 0 | 0 | 0 | 0 | 0 | 0
2016-10-05 13:00 | 0 | 0 | 0 | 0 | 419557.5302 | 26619.6326 | 432725 | 0 | 0 | 0 | 376454.8563 | 0 | 9598.4683 | 0 | 0 | 0 | 0 | 0 | 0 | 0 | 396932.2764 | 0 | 0 | 0 | 0 | 13452.1628 | 0 | 0 | 0 | 0 | 0 | 0 | 0 | 0 | 0 | 0 | 0 | 0 | 0
2016-10-05 14:00 | 0 | 0 | 0 | 0 | 0 | 381779.6607 | 447305 | 0 | 0 | 0 | 310929.517 | 0 | 9598.4683 | 0 | 0 | 0 | 0 | 0 | 0 | 0 | 396930.6887 | 0 | 0 | 0 | 0 | -65525.3393 | 0 | 0 | 0 | 0 | 0 | 0 | 0 | 0 | 0 | 0 | 0 | 0 | 0
2016-10-05 15:00 | 0 | 0 | 0 | 0 | 0 | 726548.6874 | 460409 | 0 | 0 | 0 | 556485.7597 | 0 | 9811.7676 | 0 | 0 | 0 | 0 | 0 | 0 | 0 | 413225.2173 | 0 | 0 | 0 | 0 | 245556.2427 | 0 | 213.2993 | 0 | 0 | 0 | 0 | 0 | 0 | 0 | 0 | 20370.1454 | 0 | 0
2016-10-05 16:00 | 0 | 0 | 0 | 0 | 0 | 748683.1168 | 473195 | 0 | 0 | 0 | 802042.0024 | 0 | 10025.0669 | 7621.5577 | 0 | 0 | 0 | 0 | 0 | 0 | 430901.1781 | 0 | 0 | 0 | 0 | 245556.2427 | 0 | 213.2993 | 0 | 7621.5577 | 0 | 0 | 0 | 0 | 0 | 0 | 22097.017 | 0 | 0
2016-10-05 17:00 | 0 | 0 | 0 | 0 | 0 | 747512.2088 | 486313 | 0 | 0 | 0 | 1047598.2451 | 0 | 10238.3662 | 7621.5577 | 0 | 0 | 0 | 0 | 0 | 0 | 443243.1879 | 0 | 0 | 0 | 0 | 245556.2427 | 0 | 213.2993 | 0 | 0 | 0 | 0 | 0 | 0 | 0 | 0 | 15429.6668 | 0 | 0
2016-10-05 18:00 | 0 | 0 | 0 | 0 | 11712.7103 | 724401.9746 | 498180 | 0 | 0 | 0 | 1293154.4878 | 0 | 10238.3662 | 0 | 0 | 0 | 0 | 0 | 0 | 0 | 443241.4149 | 0 | 0 | 0 | 0 | 245556.2427 | 0 | 0 | 0 | -7621.5577 | 0 | 0 | 0 | 0 | 0 | 0 | 0 | 0 | 0
2016-10-05 19:00 | 0 | 0 | 0 | 0 | 0 | 710380.2465 | 507295 | 0 | 0 | 0 | 1496239.7343 | 0 | 10238.3662 | 0 | 0 | 0 | 0 | 0 | 0 | 0 | 443239.642 | 0 | 0 | 0 | 0 | 203085.2465 | 0 | 0 | 0 | 0 | 0 | 0 | 0 | 0 | 0 | 0 | 0 | 0 | 0
2016-10-05 20:00 | 0 | 0 | 0 | 0 | 0 | 715359.3892 | 513946 | 0 | 0 | 0 | 1697653.1235 | 0 | 10238.3662 | 0 | 0 | 0 | 0 | 0 | 0 | 0 | 443237.869 | 0 | 0 | 0 | 0 | 201413.3892 | 0 | 0 | 0 | 0 | 0 | 0 | 0 | 0 | 0 | 0 | 0 | 0 | 0
2016-10-05 21:00 | 0 | 0 | 0 | 0 | 0 | 720998.8868 | 515936 | 0 | 0 | 0 | 1902716.0103 | 0 | 10238.3662 | 0 | 0 | 0 | 0 | 0 | 0 | 0 | 443236.096 | 0 | 0 | 0 | 0 | 205062.8868 | 0 | 0 | 0 | 0 | 0 | 0 | 0 | 0 | 0 | 0 | 0 | 0 | 0
2016-10-05 22:00 | 0 | 0 | 0 | 0 | 0 | 701894.9912 | 511466 | 0 | 0 | 0 | 2093145.0015 | 0 | 10238.3662 | 0 | 0 | 0 | 0 | 0 | 0 | 0 | 443234.3231 | 0 | 0 | 0 | 0 | 190428.9912 | 0 | 0 | 0 | 0 | 0 | 0 | 0 | 0 | 0 | 0 | 0 | 0 | 0
2016-10-05 23:00 | 0 | 0 | 0 | 0 | 199326.2353 | 555367.0074 | 509137 | 0 | 0 | 0 | 2338701.2442 | 0 | 10238.3662 | 0 | 0 | 0 | 0 | 0 | 0 | 0 | 443232.5502 | 0 | 0 | 0 | 0 | 245556.2427 | 0 | 0 | 0 | 0 | 0 | 0 | 0 | 0 | 0 | 0 | 0 | 0 | 0
2016-10-06 | 0 | 0 | 0 | 0 | 43879.7268 | 212863.0305 | 502299 | 0 | 0 | 0 | 2093145.0015 | 0 | 10238.3662 | 0 | 0 | 0 | 0 | 0 | 0 | 0 | 443230.7772 | 0 | 0 | 0 | 0 | -245556.2427 | 0 | 0 | 0 | 0 | 0 | 0 | 0 | 0 | 0 | 0 | 0 | 0 | 0
2016-10-06 01:00 | 0 | 0 | 0 | 0 | 233113.4324 | 2827.6243 | 481284 | 0 | 0 | 0 | 1847588.7588 | 0 | 10451.6655 | 0 | 0 | 0 | 0 | 0 | 0 | 0 | 443229.0043 | 0 | 0 | 0 | 0 | -245556.2427 | 0 | 213.2993 | 0 | 0 | 0 | 0 | 0 | 0 | 0 | 0 | 0 | 0 | 0
2016-10-06 02:00 | 0 | 0 | 0 | 0 | 212893.7573 | 0 | 458450 | 0 | 0 | 0 | 1602032.5161 | 0 | 10451.6655 | 0 | 0 | 0 | 0 | 0 | 0 | 0 | 443227.2314 | 0 | 0 | 0 | 0 | -245556.2427 | 0 | 0 | 0 | 0 | 0 | 0 | 0 | 0 | 0 | 0 | 0 | 0 | 0
2016-10-06 03:00 | 0 | 0 | 0 | 0 | 183554.7573 | 0 | 429111 | 0 | 0 | 0 | 1356476.2734 | 0 | 10451.6655 | 0 | 0 | 0 | 0 | 0 | 0 | 0 | 443225.4585 | 0 | 0 | 0 | 0 | -245556.2427 | 0 | 0 | 0 | 0 | 0 | 0 | 0 | 0 | 0 | 0 | 0 | 0 | 0
2016-10-06 04:00 | 0 | 0 | 0 | 0 | 158547.0566 | 0 | 403890 | 0 | 0 | 0 | 1110920.0308 | 0 | 10664.9648 | 0 | 0 | 0 | 0 | 0 | 0 | 0 | 443223.6856 | 0 | 0 | 0 | 0 | -245556.2427 | 0 | 213.2993 | 0 | 0 | 0 | 0 | 0 | 0 | 0 | 0 | 0 | 0 | 0
2016-10-06 05:00 | 0 | 0 | 0 | 0 | 601951.3573 | 0 | 381752 | 0 | 0 | 0 | 1331119.3881 | 0 | 10664.9648 | 0 | 0 | 0 | 0 | 0 | 0 | 0 | 443221.9127 | 0 | 0 | 0 | 0 | 220199.3573 | 0 | 0 | 0 | 0 | 0 | 0 | 0 | 0 | 0 | 0 | 0 | 0 | 0
2016-10-06 06:00 | 0 | 0 | 0 | 0 | 120720.7573 | 0 | 366277 | 0 | 0 | 0 | 1085563.1454 | 0 | 10664.9648 | 0 | 0 | 0 | 0 | 0 | 0 | 0 | 443220.1398 | 0 | 0 | 0 | 0 | -245556.2427 | 0 | 0 | 0 | 0 | 0 | 0 | 0 | 0 | 0 | 0 | 0 | 0 | 0
2016-10-06 07:00 | 0 | 0 | 0 | 0 | 110741.0566 | 0 | 356084 | 0 | 0 | 0 | 840006.9027 | 0 | 10878.2641 | 0 | 0 | 0 | 0 | 0 | 0 | 0 | 443218.3669 | 0 | 0 | 0 | 0 | -245556.2427 | 0 | 213.2993 | 0 | 0 | 0 | 0 | 0 | 0 | 0 | 0 | 0 | 0 | 0
2016-10-06 08:00 | 0 | 0 | 0 | 0 | 108069.7573 | 0 | 353626 | 0 | 0 | 0 | 594450.66 | 0 | 10878.2641 | 0 | 0 | 0 | 0 | 0 | 0 | 0 | 443216.594 | 0 | 0 | 0 | 0 | -245556.2427 | 0 | 0 | 0 | 0 | 0 | 0 | 0 | 0 | 0 | 0 | 0 | 0 | 0
2016-10-06 09:00 | 0 | 0 | 0 | 0 | 490244.7979 | 0 | 362758 | 0 | 0 | 0 | 721937.4579 | 0 | 10878.2641 | 0 | 0 | 0 | 0 | 0 | 0 | 0 | 443214.8212 | 0 | 0 | 0 | 0 | 127486.7979 | 0 | 0 | 0 | 0 | 0 | 0 | 0 | 0 | 0 | 0 | 0 | 0 | 0
2016-10-06 10:00 | 0 | 0 | 0 | 0 | 140584.0566 | 0 | 385927 | 0 | 0 | 0 | 476381.2152 | 0 | 11091.5634 | 0 | 0 | 0 | 0 | 0 | 0 | 0 | 443213.0483 | 0 | 0 | 0 | 0 | -245556.2427 | 0 | 213.2993 | 0 | 0 | 0 | 0 | 0 | 0 | 0 | 0 | 0 | 0 | 0
2016-10-06 11:00 | 0 | 0 | 0 | 0 | 449558.2002 | 0 | 410874 | 0 | 0 | 0 | 515065.4155 | 0 | 11091.5634 | 0 | 0 | 0 | 0 | 0 | 0 | 0 | 443211.2755 | 0 | 0 | 0 | 0 | 38684.2002 | 0 | 0 | 0 | 0 | 0 | 0 | 0 | 0 | 0 | 0 | 0 | 0 | 0
2016-10-06 12:00 | 0 | 0 | 0 | 0 | 179328.7573 | 0 | 424885 | 0 | 0 | 0 | 269509.1728 | 0 | 11091.5634 | 0 | 0 | 0 | 0 | 0 | 0 | 0 | 443209.5026 | 0 | 0 | 0 | 0 | -245556.2427 | 0 | 0 | 0 | 0 | 0 | 0 | 0 | 0 | 0 | 0 | 0 | 0 | 0
2016-10-06 13:00 | 0 | 0 | 0 | 0 | 377292.3852 | 21781.345 | 438806 | 0 | 0 | 0 | 229563.6037 | 0 | 11304.8627 | 0 | 0 | 0 | 0 | 0 | 0 | 0 | 443207.7298 | 0 | 0 | 0 | 0 | -39945.5691 | 0 | 213.2993 | 0 | 0 | 0 | 0 | 0 | 0 | 0 | 0 | 0 | 0 | 0
2016-10-06 14:00 | 0 | 0 | 0 | 0 | 184709.6056 | 328674.0842 | 452384 | 0 | 0 | 0 | 290563.2935 | 0 | 11304.8627 | 0 | 0 | 0 | 0 | 0 | 0 | 0 | 443205.957 | 0 | 0 | 0 | 0 | 60999.6898 | 0 | 0 | 0 | 0 | 0 | 0 | 0 | 0 | 0 | 0 | 0 | 0 | 0
2016-10-06 15:00 | 0 | 0 | 0 | 0 | 7662.9901 | 702594.2526 | 464701 | 0 | 0 | 0 | 536119.5362 | 0 | 11304.8627 | 0 | 0 | 0 | 0 | 0 | 0 | 0 | 443204.1841 | 0 | 0 | 0 | 0 | 245556.2427 | 0 | 0 | 0 | 0 | 0 | 0 | 0 | 0 | 0 | 0 | 0 | 0 | 0
2016-10-06 16:00 | 0 | 0 | 0 | 0 | 0 | 747234.2864 | 475928 | 0 | 0 | 0 | 781675.7789 | 0 | 11518.162 | 7621.5577 | 0 | 0 | 0 | 0 | 0 | 0 | 457534.5606 | 0 | 0 | 0 | 0 | 245556.2427 | 0 | 213.2993 | 0 | 7621.5577 | 0 | 0 | 0 | 0 | 0 | 0 | 17915.1867 | 0 | 0
2016-10-06 17:00 | 0 | 0 | 0 | 0 | 0 | 727436.1396 | 487992 | 0 | 0 | 0 | 1027232.0216 | 0 | 11518.162 | 1509.4547 | 0 | 0 | 0 | 0 | 0 | 0 | 457532.7305 | 0 | 0 | 0 | 0 | 245556.2427 | 0 | 0 | 0 | -6112.1031 | 0 | 0 | 0 | 0 | 0 | 0 | 0 | 0 | 0
2016-10-06 18:00 | 0 | 0 | 0 | 0 | 0 | 708675.4974 | 498243 | 0 | 0 | 0 | 1239173.9736 | 0 | 11518.162 | 0 | 0 | 0 | 0 | 0 | 0 | 0 | 457530.9004 | 0 | 0 | 0 | 0 | 211941.9521 | 0 | 0 | 0 | -1509.4547 | 0 | 0 | 0 | 0 | 0 | 0 | 0 | 0 | 0
2016-10-06 19:00 | 0 | 0 | 0 | 0 | 0 | 696448.1274 | 504825 | 0 | 0 | 0 | 1430797.1011 | 0 | 11518.162 | 0 | 0 | 0 | 0 | 0 | 0 | 0 | 457529.0703 | 0 | 0 | 0 | 0 | 191623.1274 | 0 | 0 | 0 | 0 | 0 | 0 | 0 | 0 | 0 | 0 | 0 | 0 | 0
2016-10-06 20:00 | 0 | 0 | 0 | 0 | 0 | 701558.0139 | 509579 | 0 | 0 | 0 | 1622776.115 | 0 | 11518.162 | 0 | 0 | 0 | 0 | 0 | 0 | 0 | 457527.2401 | 0 | 0 | 0 | 0 | 191979.0139 | 0 | 0 | 0 | 0 | 0 | 0 | 0 | 0 | 0 | 0 | 0 | 0 | 0
2016-10-06 21:00 | 0 | 0 | 0 | 0 | 0 | 704644.2848 | 510568 | 0 | 0 | 0 | 1816852.3998 | 0 | 11518.162 | 0 | 0 | 0 | 0 | 0 | 0 | 0 | 457525.41 | 0 | 0 | 0 | 0 | 194076.2848 | 0 | 0 | 0 | 0 | 0 | 0 | 0 | 0 | 0 | 0 | 0 | 0 | 0
2016-10-06 22:00 | 0 | 0 | 0 | 0 | 0 | 675879.2428 | 506396 | 0 | 0 | 0 | 1986335.6427 | 0 | 11518.162 | 0 | 0 | 0 | 0 | 0 | 0 | 0 | 457523.5799 | 0 | 0 | 0 | 0 | 169483.2428 | 0 | 0 | 0 | 0 | 0 | 0 | 0 | 0 | 0 | 0 | 0 | 0 | 0
2016-10-06 23:00 | 0 | 0 | 0 | 0 | 206496.5785 | 544858.6641 | 505799 | 0 | 0 | 0 | 2231891.8853 | 0 | 11518.162 | 0 | 0 | 0 | 0 | 0 | 0 | 0 | 457521.7498 | 0 | 0 | 0 | 0 | 245556.2427 | 0 | 0 | 0 | 0 | 0 | 0 | 0 | 0 | 0 | 0 | 0 | 0 | 0
2016-10-07 | 0 | 0 | 0 | 0 | 48071.4922 | 207106.2652 | 500734 | 0 | 0 | 0 | 1986335.6427 | 0 | 11518.162 | 0 | 0 | 0 | 0 | 0 | 0 | 0 | 457519.9197 | 0 | 0 | 0 | 0 | -245556.2427 | 0 | 0 | 0 | 0 | 0 | 0 | 0 | 0 | 0 | 0 | 0 | 0 | 0
2016-10-07 01:00 | 0 | 0 | 0 | 0 | 235409.8013 | 3480.956 | 484447 | 0 | 0 | 0 | 1740779.4 | 0 | 11518.162 | 0 | 0 | 0 | 0 | 0 | 0 | 0 | 457518.0897 | 0 | 0 | 0 | 0 | -245556.2427 | 0 | 0 | 0 | 0 | 0 | 0 | 0 | 0 | 0 | 0 | 0 | 0 | 0
2016-10-07 02:00 | 0 | 0 | 0 | 0 | 213808.7573 | 0 | 459365 | 0 | 0 | 0 | 1495223.1573 | 0 | 11518.162 | 0 | 0 | 0 | 0 | 0 | 0 | 0 | 457516.2596 | 0 | 0 | 0 | 0 | -245556.2427 | 0 | 0 | 0 | 0 | 0 | 0 | 0 | 0 | 0 | 0 | 0 | 0 | 0
2016-10-07 03:00 | 0 | 0 | 0 | 0 | 183100.0566 | 0 | 428443 | 0 | 0 | 0 | 1249666.9146 | 0 | 11731.4613 | 0 | 0 | 0 | 0 | 0 | 0 | 0 | 457514.4295 | 0 | 0 | 0 | 0 | -245556.2427 | 0 | 213.2993 | 0 | 0 | 0 | 0 | 0 | 0 | 0 | 0 | 0 | 0 | 0
2016-10-07 04:00 | 0 | 0 | 0 | 0 | 155849.7573 | 0 | 401406 | 0 | 0 | 0 | 1004110.6719 | 0 | 11731.4613 | 0 | 0 | 0 | 0 | 0 | 0 | 0 | 457512.5995 | 0 | 0 | 0 | 0 | -245556.2427 | 0 | 0 | 0 | 0 | 0 | 0 | 0 | 0 | 0 | 0 | 0 | 0 | 0
2016-10-07 05:00 | 0 | 0 | 0 | 0 | 548025.6401 | 0 | 379573 | 0 | 0 | 0 | 1172563.3121 | 0 | 11731.4613 | 0 | 0 | 0 | 0 | 0 | 0 | 0 | 457510.7694 | 0 | 0 | 0 | 0 | 168452.6401 | 0 | 0 | 0 | 0 | 0 | 0 | 0 | 0 | 0 | 0 | 0 | 0 | 0
2016-10-07 06:00 | 0 | 0 | 0 | 0 | 117182.0566 | 0 | 362525 | 0 | 0 | 0 | 927007.0694 | 0 | 11944.7606 | 0 | 0 | 0 | 0 | 0 | 0 | 0 | 457508.9394 | 0 | 0 | 0 | 0 | -245556.2427 | 0 | 213.2993 | 0 | 0 | 0 | 0 | 0 | 0 | 0 | 0 | 0 | 0 | 0
2016-10-07 07:00 | 0 | 0 | 0 | 0 | 107725.7573 | 0 | 353282 | 0 | 0 | 0 | 681450.8267 | 0 | 11944.7606 | 0 | 0 | 0 | 0 | 0 | 0 | 0 | 457507.1093 | 0 | 0 | 0 | 0 | -245556.2427 | 0 | 0 | 0 | 0 | 0 | 0 | 0 | 0 | 0 | 0 | 0 | 0 | 0
2016-10-07 08:00 | 0 | 0 | 0 | 0 | 104778.7573 | 0 | 350335 | 0 | 0 | 0 | 435894.584 | 0 | 11944.7606 | 0 | 0 | 0 | 0 | 0 | 0 | 0 | 457505.2793 | 0 | 0 | 0 | 0 | -245556.2427 | 0 | 0 | 0 | 0 | 0 | 0 | 0 | 0 | 0 | 0 | 0 | 0 | 0
2016-10-07 09:00 | 0 | 0 | 0 | 0 | 516212.3829 | 0 | 357442 | 0 | 0 | 0 | 594451.6676 | 0 | 12158.0599 | 0 | 0 | 0 | 0 | 0 | 0 | 0 | 457503.4493 | 0 | 0 | 0 | 0 | 158557.0836 | 0 | 213.2993 | 0 | 0 | 0 | 0 | 0 | 0 | 0 | 0 | 0 | 0 | 0
2016-10-07 10:00 | 0 | 0 | 0 | 0 | 132228.7573 | 0 | 377785 | 0 | 0 | 0 | 348895.4249 | 0 | 12158.0599 | 0 | 0 | 0 | 0 | 0 | 0 | 0 | 457501.6193 | 0 | 0 | 0 | 0 | -245556.2427 | 0 | 0 | 0 | 0 | 0 | 0 | 0 | 0 | 0 | 0 | 0 | 0 | 0
2016-10-07 11:00 | 0 | 0 | 0 | 0 | 453984.7581 | 0 | 401400 | 0 | 0 | 0 | 401480.1829 | 0 | 12158.0599 | 0 | 0 | 0 | 0 | 0 | 0 | 0 | 457499.7893 | 0 | 0 | 0 | 0 | 52584.7581 | 0 | 0 | 0 | 0 | 0 | 0 | 0 | 0 | 0 | 0 | 0 | 0 | 0
2016-10-07 12:00 | 0 | 0 | 0 | 0 | 170774.0566 | 0 | 416117 | 0 | 0 | 0 | 155923.9402 | 0 | 12371.3592 | 0 | 0 | 0 | 0 | 0 | 0 | 0 | 457497.9593 | 0 | 0 | 0 | 0 | -245556.2427 | 0 | 213.2993 | 0 | 0 | 0 | 0 | 0 | 0 | 0 | 0 | 0 | 0 | 0
2016-10-07 13:00 | 0 | 0 | 0 | 0 | 381750.4115 | 16336.7363 | 429380 | 0 | 0 | 0 | 124631.0881 | 0 | 12371.3592 | 0 | 0 | 0 | 0 | 0 | 0 | 0 | 457496.1293 | 0 | 0 | 0 | 0 | -31292.8522 | 0 | 0 | 0 | 0 | 0 | 0 | 0 | 0 | 0 | 0 | 0 | 0 | 0
2016-10-07 14:00 | 0 | 0 | 0 | 0 | 316859.781 | 371676.4617 | 442980 | 0 | 0 | 0 | 370187.3308 | 0 | 12371.3592 | 0 | 0 | 0 | 0 | 0 | 0 | 0 | 457494.2993 | 0 | 0 | 0 | 0 | 245556.2427 | 0 | 0 | 0 | 0 | 0 | 0 | 0 | 0 | 0 | 0 | 0 | 0 | 0
2016-10-07 15:00 | 0 | 0 | 0 | 0 | 27247.0373 | 671380.2054 | 453071 | 0 | 0 | 0 | 615743.5735 | 0 | 12371.3592 | 0 | 0 | 0 | 0 | 0 | 0 | 0 | 457492.4693 | 0 | 0 | 0 | 0 | 245556.2427 | 0 | 0 | 0 | 0 | 0 | 0 | 0 | 0 | 0 | 0 | 0 | 0 | 0
2016-10-07 16:00 | 0 | 0 | 0 | 0 | 0 | 723990.0513 | 461304 | 0 | 0 | 0 | 861299.8161 | 0 | 12584.6585 | 7621.5577 | 0 | 0 | 0 | 0 | 0 | 0 | 464926.6006 | 0 | 0 | 0 | 0 | 245556.2427 | 0 | 213.2993 | 0 | 7621.5577 | 0 | 0 | 0 | 0 | 0 | 0 | 9294.9515 | 0 | 0
2016-10-07 17:00 | 0 | 0 | 0 | 0 | 0 | 718992.7474 | 469765 | 0 | 0 | 0 | 1106856.0588 | 0 | 12797.9578 | 7621.5577 | 0 | 0 | 0 | 0 | 0 | 0 | 467691.3052 | 0 | 0 | 0 | 0 | 245556.2427 | 0 | 213.2993 | 0 | 0 | 0 | 0 | 0 | 0 | 0 | 0 | 3458.2055 | 0 | 0
2016-10-07 18:00 | 0 | 0 | 0 | 0 | 15720.0736 | 698719.6114 | 476505 | 0 | 0 | 0 | 1352412.3015 | 0 | 12797.9578 | 0 | 0 | 0 | 0 | 0 | 0 | 0 | 467689.4345 | 0 | 0 | 0 | 0 | 245556.2427 | 0 | 0 | 0 | -7621.5577 | 0 | 0 | 0 | 0 | 0 | 0 | 0 | 0 | 0
2016-10-07 19:00 | 0 | 0 | 0 | 0 | 0 | 685914.7027 | 479943 | 0 | 0 | 0 | 1558384.0042 | 0 | 12797.9578 | 0 | 0 | 0 | 0 | 0 | 0 | 0 | 467687.5637 | 0 | 0 | 0 | 0 | 205971.7027 | 0 | 0 | 0 | 0 | 0 | 0 | 0 | 0 | 0 | 0 | 0 | 0 | 0
2016-10-07 20:00 | 0 | 0 | 0 | 0 | 0 | 688717.3175 | 482069 | 0 | 0 | 0 | 1765032.3217 | 0 | 12797.9578 | 0 | 0 | 0 | 0 | 0 | 0 | 0 | 467685.693 | 0 | 0 | 0 | 0 | 206648.3175 | 0 | 0 | 0 | 0 | 0 | 0 | 0 | 0 | 0 | 0 | 0 | 0 | 0
2016-10-07 21:00 | 0 | 0 | 0 | 0 | 0 | 688490.2983 | 481238 | 0 | 0 | 0 | 1972284.62 | 0 | 12797.9578 | 0 | 0 | 0 | 0 | 0 | 0 | 0 | 467683.8222 | 0 | 0 | 0 | 0 | 207252.2983 | 0 | 0 | 0 | 0 | 0 | 0 | 0 | 0 | 0 | 0 | 0 | 0 | 0
2016-10-07 22:00 | 0 | 0 | 0 | 0 | 0 | 665017.8957 | 476103 | 0 | 0 | 0 | 2161199.5157 | 0 | 12797.9578 | 0 | 0 | 0 | 0 | 0 | 0 | 0 | 467681.9515 | 0 | 0 | 0 | 0 | 188914.8957 | 0 | 0 | 0 | 0 | 0 | 0 | 0 | 0 | 0 | 0 | 0 | 0 | 0
2016-10-07 23:00 | 0 | 0 | 0 | 0 | 0 | 509936.6526 | 472386 | 0 | 0 | 0 | 2198750.1683 | 0 | 12797.9578 | 0 | 0 | 0 | 0 | 0 | 0 | 0 | 467680.0808 | 0 | 0 | 0 | 0 | 37550.6526 | 0 | 0 | 0 | 0 | 0 | 0 | 0 | 0 | 0 | 0 | 0 | 0 | 0
2016-10-08 | 0 | 0 | 0 | 0 | 339282.9945 | 171413.6531 | 465369 | 0 | 0 | 0 | 2244077.8158 | 0 | 12797.9578 | 0 | 0 | 0 | 0 | 0 | 0 | 0 | 467678.21 | 0 | 0 | 0 | 0 | 45327.6476 | 0 | 0 | 0 | 0 | 0 | 0 | 0 | 0 | 0 | 0 | 0 | 0 | 0
2016-10-08 01:00 | 0 | 0 | 0 | 0 | 204243.9064 | 1281.1502 | 450868 | 0 | 0 | 0 | 1998521.5731 | 0 | 13011.2571 | 0 | 0 | 0 | 0 | 0 | 0 | 0 | 467676.3393 | 0 | 0 | 0 | 0 | -245556.2427 | 0 | 213.2993 | 0 | 0 | 0 | 0 | 0 | 0 | 0 | 0 | 0 | 0 | 0
2016-10-08 02:00 | 0 | 0 | 0 | 0 | 182795.7573 | 0 | 428352 | 0 | 0 | 0 | 1752965.3305 | 0 | 13011.2571 | 0 | 0 | 0 | 0 | 0 | 0 | 0 | 467674.4686 | 0 | 0 | 0 | 0 | -245556.2427 | 0 | 0 | 0 | 0 | 0 | 0 | 0 | 0 | 0 | 0 | 0 | 0 | 0
2016-10-08 03:00 | 0 | 0 | 0 | 0 | 162052.0566 | 0 | 407395 | 0 | 0 | 0 | 1507409.0878 | 0 | 13224.5564 | 0 | 0 | 0 | 0 | 0 | 0 | 0 | 467672.5979 | 0 | 0 | 0 | 0 | -245556.2427 | 0 | 213.2993 | 0 | 0 | 0 | 0 | 0 | 0 | 0 | 0 | 0 | 0 | 0
2016-10-08 04:00 | 0 | 0 | 0 | 0 | 453673.7804 | 0 | 385732 | 0 | 0 | 0 | 1575137.5689 | 0 | 13437.8557 | 0 | 0 | 0 | 0 | 0 | 0 | 0 | 467670.7272 | 0 | 0 | 0 | 0 | 67728.4811 | 0 | 213.2993 | 0 | 0 | 0 | 0 | 0 | 0 | 0 | 0 | 0 | 0 | 0
2016-10-08 05:00 | 0 | 0 | 0 | 0 | 119402.7573 | 0 | 364959 | 0 | 0 | 0 | 1329581.3262 | 0 | 13437.8557 | 0 | 0 | 0 | 0 | 0 | 0 | 0 | 467668.8566 | 0 | 0 | 0 | 0 | -245556.2427 | 0 | 0 | 0 | 0 | 0 | 0 | 0 | 0 | 0 | 0 | 0 | 0 | 0
2016-10-08 06:00 | 0 | 0 | 0 | 0 | 444396.9554 | 0 | 350104 | 0 | 0 | 0 | 1423874.2816 | 0 | 13437.8557 | 0 | 0 | 0 | 0 | 0 | 0 | 0 | 467666.9859 | 0 | 0 | 0 | 0 | 94292.9554 | 0 | 0 | 0 | 0 | 0 | 0 | 0 | 0 | 0 | 0 | 0 | 0 | 0
2016-10-08 07:00 | 0 | 0 | 0 | 0 | 93671.0566 | 0 | 339014 | 0 | 0 | 0 | 1178318.0389 | 0 | 13651.155 | 0 | 0 | 0 | 0 | 0 | 0 | 0 | 467665.1152 | 0 | 0 | 0 | 0 | -245556.2427 | 0 | 213.2993 | 0 | 0 | 0 | 0 | 0 | 0 | 0 | 0 | 0 | 0 | 0
2016-10-08 08:00 | 0 | 0 | 0 | 0 | 418649.3357 | 0 | 332471 | 0 | 0 | 0 | 1264496.3746 | 0 | 13651.155 | 0 | 0 | 0 | 0 | 0 | 0 | 0 | 467663.2445 | 0 | 0 | 0 | 0 | 86178.3357 | 0 | 0 | 0 | 0 | 0 | 0 | 0 | 0 | 0 | 0 | 0 | 0 | 0
2016-10-08 09:00 | 0 | 0 | 0 | 0 | 86381.7573 | 0 | 331938 | 0 | 0 | 0 | 1018940.132 | 0 | 13651.155 | 0 | 0 | 0 | 0 | 0 | 0 | 0 | 467661.3739 | 0 | 0 | 0 | 0 | -245556.2427 | 0 | 0 | 0 | 0 | 0 | 0 | 0 | 0 | 0 | 0 | 0 | 0 | 0
2016-10-08 10:00 | 0 | 0 | 0 | 0 | 372520.5012 | 0 | 338002 | 0 | 0 | 0 | 1053245.3339 | 0 | 13864.4543 | 0 | 0 | 0 | 0 | 0 | 0 | 0 | 467659.5033 | 0 | 0 | 0 | 0 | 34305.2019 | 0 | 213.2993 | 0 | 0 | 0 | 0 | 0 | 0 | 0 | 0 | 0 | 0 | 0
2016-10-08 11:00 | 0 | 0 | 0 | 0 | 102772.7573 | 0 | 348329 | 0 | 0 | 0 | 807689.0912 | 0 | 13864.4543 | 0 | 0 | 0 | 0 | 0 | 0 | 0 | 467657.6326 | 0 | 0 | 0 | 0 | -245556.2427 | 0 | 0 | 0 | 0 | 0 | 0 | 0 | 0 | 0 | 0 | 0 | 0 | 0
2016-10-08 12:00 | 0 | 0 | 0 | 0 | 334856.4357 | 0 | 361100 | 0 | 0 | 0 | 781445.5269 | 0 | 13864.4543 | 0 | 0 | 0 | 0 | 0 | 0 | 0 | 467655.762 | 0 | 0 | 0 | 0 | -26243.5643 | 0 | 0 | 0 | 0 | 0 | 0 | 0 | 0 | 0 | 0 | 0 | 0 | 0
2016-10-08 13:00 | 0 | 0 | 0 | 0 | 239741.9632 | 11339.2457 | 379211 | 0 | 0 | 0 | 645480.8788 | 0 | 14077.7536 | 7621.5577 | 0 | 0 | 0 | 0 | 0 | 0 | 467653.8914 | 0 | 0 | 0 | 0 | -135964.648 | 0 | 213.2993 | 0 | 7621.5577 | 0 | 0 | 0 | 0 | 0 | 0 | 0 | 0 | 0
2016-10-08 14:00 | 0 | 0 | 0 | 0 | 107514.7475 | 226104.954 | 394483 | 0 | 0 | 0 | 592239.1381 | 0 | 14077.7536 | 0 | 0 | 0 | 0 | 0 | 0 | 0 | 467652.0207 | 0 | 0 | 0 | 0 | -53241.7408 | 0 | 0 | 0 | -7621.5577 | 0 | 0 | 0 | 0 | 0 | 0 | 0 | 0 | 0
2016-10-08 15:00 | 0 | 0 | 0 | 0 | 0 | 498078.9673 | 406622 | 0 | 0 | 0 | 683696.1054 | 0 | 14077.7536 | 0 | 0 | 0 | 0 | 0 | 0 | 0 | 467650.1501 | 0 | 0 | 0 | 0 | 91456.9673 | 0 | 0 | 0 | 0 | 0 | 0 | 0 | 0 | 0 | 0 | 0 | 0 | 0
2016-10-08 16:00 | 0 | 0 | 0 | 0 | 67967.4003 | 593327.8424 | 415739 | 0 | 0 | 0 | 929252.3481 | 0 | 14077.7536 | 0 | 0 | 0 | 0 | 0 | 0 | 0 | 467648.2795 | 0 | 0 | 0 | 0 | 245556.2427 | 0 | 0 | 0 | 0 | 0 | 0 | 0 | 0 | 0 | 0 | 0 | 0 | 0
2016-10-08 17:00 | 0 | 0 | 0 | 0 | 67214.4569 | 600049.7858 | 421708 | 0 | 0 | 0 | 1174808.5908 | 0 | 14077.7536 | 0 | 0 | 0 | 0 | 0 | 0 | 0 | 467646.4089 | 0 | 0 | 0 | 0 | 245556.2427 | 0 | 0 | 0 | 0 | 0 | 0 | 0 | 0 | 0 | 0 | 0 | 0 | 0
2016-10-08 18:00 | 0 | 0 | 0 | 0 | 0 | 582972.8134 | 426659 | 0 | 0 | 0 | 1331122.4042 | 0 | 14077.7536 | 0 | 0 | 0 | 0 | 0 | 0 | 0 | 467644.5384 | 0 | 0 | 0 | 0 | 156313.8134 | 0 | 0 | 0 | 0 | 0 | 0 | 0 | 0 | 0 | 0 | 0 | 0 | 0
2016-10-08 19:00 | 0 | 0 | 0 | 0 | 0 | 564629.0345 | 431968 | 0 | 0 | 0 | 1463783.4388 | 0 | 14077.7536 | 0 | 0 | 0 | 0 | 0 | 0 | 0 | 467642.6678 | 0 | 0 | 0 | 0 | 132661.0345 | 0 | 0 | 0 | 0 | 0 | 0 | 0 | 0 | 0 | 0 | 0 | 0 | 0
2016-10-08 20:00 | 0 | 0 | 0 | 0 | 0 | 551207.5442 | 436274 | 0 | 0 | 0 | 1578716.983 | 0 | 14077.7536 | 0 | 0 | 0 | 0 | 0 | 0 | 0 | 467640.7972 | 0 | 0 | 0 | 0 | 114933.5442 | 0 | 0 | 0 | 0 | 0 | 0 | 0 | 0 | 0 | 0 | 0 | 0 | 0
2016-10-08 21:00 | 0 | 0 | 0 | 0 | 103252.663 | 524381.1772 | 439383 | 0 | 0 | 0 | 1766967.8231 | 0 | 14077.7536 | 0 | 0 | 0 | 0 | 0 | 0 | 0 | 467638.9266 | 0 | 0 | 0 | 0 | 188250.8402 | 0 | 0 | 0 | 0 | 0 | 0 | 0 | 0 | 0 | 0 | 0 | 0 | 0
2016-10-08 22:00 | 0 | 0 | 0 | 0 | 0 | 485176.8622 | 439069 | 0 | 0 | 0 | 1813075.6853 | 0 | 14077.7536 | 0 | 0 | 0 | 0 | 0 | 0 | 0 | 467637.0561 | 0 | 0 | 0 | 0 | 46107.8622 | 0 | 0 | 0 | 0 | 0 | 0 | 0 | 0 | 0 | 0 | 0 | 0 | 0
2016-10-08 23:00 | 0 | 0 | 0 | 0 | 0 | 380186.004 | 435365 | 0 | 0 | 0 | 1757896.6894 | 0 | 14077.7536 | 0 | 0 | 0 | 0 | 0 | 0 | 0 | 467635.1855 | 0 | 0 | 0 | 0 | -55178.996 | 0 | 0 | 0 | 0 | 0 | 0 | 0 | 0 | 0 | 0 | 0 | 0 | 0
2016-10-09 | 0 | 0 | 0 | 0 | 22942.1088 | 163683.6486 | 432182 | 0 | 0 | 0 | 1512340.4467 | 0 | 14077.7536 | 0 | 0 | 0 | 0 | 0 | 0 | 0 | 467633.315 | 0 | 0 | 0 | 0 | -245556.2427 | 0 | 0 | 0 | 0 | 0 | 0 | 0 | 0 | 0 | 0 | 0 | 0 | 0
2016-10-09 01:00 | 0 | 0 | 0 | 0 | 174559.8588 | 1942.8985 | 422059 | 0 | 0 | 0 | 1266784.204 | 0 | 14077.7536 | 0 | 0 | 0 | 0 | 0 | 0 | 0 | 467631.4445 | 0 | 0 | 0 | 0 | -245556.2427 | 0 | 0 | 0 | 0 | 0 | 0 | 0 | 0 | 0 | 0 | 0 | 0 | 0
2016-10-09 02:00 | 0 | 0 | 0 | 0 | 156695.7573 | 0 | 402252 | 0 | 0 | 0 | 1021227.9613 | 0 | 14077.7536 | 0 | 0 | 0 | 0 | 0 | 0 | 0 | 467629.5739 | 0 | 0 | 0 | 0 | -245556.2427 | 0 | 0 | 0 | 0 | 0 | 0 | 0 | 0 | 0 | 0 | 0 | 0 | 0
2016-10-09 03:00 | 0 | 0 | 0 | 0 | 134727.0566 | 0 | 380070 | 0 | 0 | 0 | 775671.7187 | 0 | 14291.0529 | 0 | 0 | 0 | 0 | 0 | 0 | 0 | 467627.7034 | 0 | 0 | 0 | 0 | -245556.2427 | 0 | 213.2993 | 0 | 0 | 0 | 0 | 0 | 0 | 0 | 0 | 0 | 0 | 0
2016-10-09 04:00 | 0 | 0 | 0 | 0 | 116858.7573 | 0 | 362415 | 0 | 0 | 0 | 530115.476 | 0 | 14291.0529 | 0 | 0 | 0 | 0 | 0 | 0 | 0 | 467625.8329 | 0 | 0 | 0 | 0 | -245556.2427 | 0 | 0 | 0 | 0 | 0 | 0 | 0 | 0 | 0 | 0 | 0 | 0 | 0
2016-10-09 05:00 | 0 | 0 | 0 | 0 | 466867.096 | 0 | 344211 | 0 | 0 | 0 | 652771.5719 | 0 | 14291.0529 | 0 | 0 | 0 | 0 | 0 | 0 | 0 | 467623.9624 | 0 | 0 | 0 | 0 | 122656.096 | 0 | 0 | 0 | 0 | 0 | 0 | 0 | 0 | 0 | 0 | 0 | 0 | 0
2016-10-09 06:00 | 0 | 0 | 0 | 0 | 84360.0566 | 0 | 329703 | 0 | 0 | 0 | 407215.3293 | 0 | 14504.3522 | 0 | 0 | 0 | 0 | 0 | 0 | 0 | 467622.0919 | 0 | 0 | 0 | 0 | -245556.2427 | 0 | 213.2993 | 0 | 0 | 0 | 0 | 0 | 0 | 0 | 0 | 0 | 0 | 0
2016-10-09 07:00 | 0 | 0 | 0 | 0 | 469679.8195 | 0 | 320457 | 0 | 0 | 0 | 556438.1488 | 0 | 14504.3522 | 0 | 0 | 0 | 0 | 0 | 0 | 0 | 467620.2214 | 0 | 0 | 0 | 0 | 149222.8195 | 0 | 0 | 0 | 0 | 0 | 0 | 0 | 0 | 0 | 0 | 0 | 0 | 0
2016-10-09 08:00 | 0 | 0 | 0 | 0 | 69247.7573 | 0 | 314804 | 0 | 0 | 0 | 310881.9061 | 0 | 14504.3522 | 0 | 0 | 0 | 0 | 0 | 0 | 0 | 467618.3509 | 0 | 0 | 0 | 0 | -245556.2427 | 0 | 0 | 0 | 0 | 0 | 0 | 0 | 0 | 0 | 0 | 0 | 0 | 0
2016-10-09 09:00 | 0 | 0 | 0 | 0 | 442342.7386 | 0 | 313504 | 0 | 0 | 0 | 439507.3454 | 0 | 14717.6515 | 0 | 0 | 0 | 0 | 0 | 0 | 0 | 467616.4805 | 0 | 0 | 0 | 0 | 128625.4393 | 0 | 213.2993 | 0 | 0 | 0 | 0 | 0 | 0 | 0 | 0 | 0 | 0 | 0
2016-10-09 10:00 | 0 | 0 | 0 | 0 | 70776.7573 | 0 | 316333 | 0 | 0 | 0 | 193951.1027 | 0 | 14717.6515 | 0 | 0 | 0 | 0 | 0 | 0 | 0 | 467614.61 | 0 | 0 | 0 | 0 | -245556.2427 | 0 | 0 | 0 | 0 | 0 | 0 | 0 | 0 | 0 | 0 | 0 | 0 | 0
2016-10-09 11:00 | 0 | 0 | 0 | 0 | 430341.1972 | 0 | 323004 | 0 | 0 | 0 | 301288.2999 | 0 | 14717.6515 | 0 | 0 | 0 | 0 | 0 | 0 | 0 | 467612.7395 | 0 | 0 | 0 | 0 | 107337.1972 | 0 | 0 | 0 | 0 | 0 | 0 | 0 | 0 | 0 | 0 | 0 | 0 | 0
2016-10-09 12:00 | 0 | 0 | 0 | 0 | 89144.0566 | 0 | 334487 | 0 | 0 | 0 | 55732.0573 | 0 | 14930.9508 | 0 | 0 | 0 | 0 | 0 | 0 | 0 | 467610.8691 | 0 | 0 | 0 | 0 | -245556.2427 | 0 | 213.2993 | 0 | 0 | 0 | 0 | 0 | 0 | 0 | 0 | 0 | 0 | 0
2016-10-09 13:00 | 0 | 0 | 0 | 0 | 365883.1286 | 9473.0059 | 350536 | 0 | 0 | 0 | 80552.1917 | 0 | 14930.9508 | 0 | 0 | 0 | 0 | 0 | 0 | 0 | 467608.9987 | 0 | 0 | 0 | 0 | 24820.1345 | 0 | 0 | 0 | 0 | 0 | 0 | 0 | 0 | 0 | 0 | 0 | 0 | 0
2016-10-09 14:00 | 0 | 0 | 0 | 0 | 234771.4779 | 240407.1738 | 363656 | 0 | 0 | 0 | 192074.8435 | 0 | 14930.9508 | 0 | 0 | 0 | 0 | 0 | 0 | 0 | 467607.1282 | 0 | 0 | 0 | 0 | 111522.6517 | 0 | 0 | 0 | 0 | 0 | 0 | 0 | 0 | 0 | 0 | 0 | 0 | 0
2016-10-09 15:00 | 0 | 0 | 0 | 0 | 63616.8233 | 556039.4194 | 374100 | 0 | 0 | 0 | 437631.0861 | 0 | 14930.9508 | 0 | 0 | 0 | 0 | 0 | 0 | 0 | 467605.2578 | 0 | 0 | 0 | 0 | 245556.2427 | 0 | 0 | 0 | 0 | 0 | 0 | 0 | 0 | 0 | 0 | 0 | 0 | 0
2016-10-09 16:00 | 0 | 0 | 0 | 0 | 0 | 648415.9393 | 383930 | 0 | 0 | 0 | 683187.3288 | 0 | 15144.25 | 7621.5577 | 0 | 0 | 0 | 0 | 0 | 0 | 476479.259 | 0 | 0 | 0 | 0 | 245556.2427 | 0 | 213.2993 | 0 | 7621.5577 | 0 | 0 | 0 | 0 | 0 | 0 | 11094.8395 | 0 | 0
2016-10-09 17:00 | 0 | 0 | 0 | 0 | 0 | 643524.106 | 392899 | 0 | 0 | 0 | 928743.5715 | 0 | 15357.5493 | 7621.5577 | 0 | 0 | 0 | 0 | 0 | 0 | 480361.8043 | 0 | 0 | 0 | 0 | 245556.2427 | 0 | 213.2993 | 0 | 0 | 0 | 0 | 0 | 0 | 0 | 0 | 4855.5641 | 0 | 0
2016-10-09 18:00 | 0 | 0 | 0 | 0 | 0 | 621697.3028 | 400269 | 0 | 0 | 0 | 1157793.4321 | 0 | 15357.5493 | 0 | 0 | 0 | 0 | 0 | 0 | 0 | 480359.8829 | 0 | 0 | 0 | 0 | 229049.8606 | 0 | 0 | 0 | -7621.5577 | 0 | 0 | 0 | 0 | 0 | 0 | 0 | 0 | 0
2016-10-09 19:00 | 0 | 0 | 0 | 0 | 0 | 601289.1421 | 408188 | 0 | 0 | 0 | 1350894.5742 | 0 | 15357.5493 | 0 | 0 | 0 | 0 | 0 | 0 | 0 | 480357.9614 | 0 | 0 | 0 | 0 | 193101.1421 | 0 | 0 | 0 | 0 | 0 | 0 | 0 | 0 | 0 | 0 | 0 | 0 | 0
2016-10-09 20:00 | 0 | 0 | 0 | 0 | 0 | 588396.2667 | 416624 | 0 | 0 | 0 | 1522666.8409 | 0 | 15357.5493 | 0 | 0 | 0 | 0 | 0 | 0 | 0 | 480356.04 | 0 | 0 | 0 | 0 | 171772.2667 | 0 | 0 | 0 | 0 | 0 | 0 | 0 | 0 | 0 | 0 | 0 | 0 | 0
2016-10-09 21:00 | 0 | 0 | 0 | 0 | 0 | 574556.5365 | 423858 | 0 | 0 | 0 | 1673152.078 | 0 | 15570.8486 | 0 | 0 | 0 | 0 | 0 | 0 | 0 | 480354.1186 | 0 | 0 | 0 | 0 | 150485.2372 | 0 | 213.2993 | 0 | 0 | 0 | 0 | 0 | 0 | 0 | 0 | 0 | 0 | 0
2016-10-09 22:00 | 0 | 0 | 0 | 0 | 0 | 549179.8839 | 427184 | 0 | 0 | 0 | 1795147.9619 | 0 | 15570.8486 | 0 | 0 | 0 | 0 | 0 | 0 | 0 | 480352.1972 | 0 | 0 | 0 | 0 | 121995.8839 | 0 | 0 | 0 | 0 | 0 | 0 | 0 | 0 | 0 | 0 | 0 | 0 | 0
2016-10-09 23:00 | 0 | 0 | 0 | 0 | 0 | 449440.8256 | 433837 | 0 | 0 | 0 | 1810751.7875 | 0 | 15570.8486 | 0 | 0 | 0 | 0 | 0 | 0 | 0 | 480350.2758 | 0 | 0 | 0 | 0 | 15603.8256 | 0 | 0 | 0 | 0 | 0 | 0 | 0 | 0 | 0 | 0 | 0 | 0 | 0
2016-10-10 | 0 | 0 | 0 | 0 | 7512.5062 | 182357.2511 | 435426 | 0 | 0 | 0 | 1565195.5449 | 0 | 15570.8486 | 0 | 0 | 0 | 0 | 0 | 0 | 0 | 480348.3544 | 0 | 0 | 0 | 0 | -245556.2427 | 0 | 0 | 0 | 0 | 0 | 0 | 0 | 0 | 0 | 0 | 0 | 0 | 0
2016-10-10 01:00 | 0 | 0 | 0 | 0 | 173504.7776 | 933.279 | 419781 | 0 | 0 | 0 | 1319639.3022 | 0 | 15784.1479 | 0 | 0 | 0 | 0 | 0 | 0 | 0 | 480346.433 | 0 | 0 | 0 | 0 | -245556.2427 | 0 | 213.2993 | 0 | 0 | 0 | 0 | 0 | 0 | 0 | 0 | 0 | 0 | 0
2016-10-10 02:00 | 0 | 0 | 0 | 0 | 155986.7573 | 0 | 401543 | 0 | 0 | 0 | 1074083.0595 | 0 | 15784.1479 | 0 | 0 | 0 | 0 | 0 | 0 | 0 | 480344.5116 | 0 | 0 | 0 | 0 | -245556.2427 | 0 | 0 | 0 | 0 | 0 | 0 | 0 | 0 | 0 | 0 | 0 | 0 | 0
2016-10-10 03:00 | 0 | 0 | 0 | 0 | 135699.7573 | 0 | 381256 | 0 | 0 | 0 | 828526.8168 | 0 | 15784.1479 | 0 | 0 | 0 | 0 | 0 | 0 | 0 | 480342.5902 | 0 | 0 | 0 | 0 | -245556.2427 | 0 | 0 | 0 | 0 | 0 | 0 | 0 | 0 | 0 | 0 | 0 | 0 | 0
2016-10-10 04:00 | 0 | 0 | 0 | 0 | 112846.0566 | 0 | 358189 | 0 | 0 | 0 | 582970.5741 | 0 | 15997.4472 | 0 | 0 | 0 | 0 | 0 | 0 | 0 | 480340.6688 | 0 | 0 | 0 | 0 | -245556.2427 | 0 | 213.2993 | 0 | 0 | 0 | 0 | 0 | 0 | 0 | 0 | 0 | 0 | 0
2016-10-10 05:00 | 0 | 0 | 0 | 0 | 585819.2427 | 0 | 340263 | 0 | 0 | 0 | 828526.8168 | 0 | 15997.4472 | 0 | 0 | 0 | 0 | 0 | 0 | 0 | 480338.7475 | 0 | 0 | 0 | 0 | 245556.2427 | 0 | 0 | 0 | 0 | 0 | 0 | 0 | 0 | 0 | 0 | 0 | 0 | 0
2016-10-10 06:00 | 0 | 0 | 0 | 0 | 82320.7573 | 0 | 327877 | 0 | 0 | 0 | 582970.5741 | 0 | 15997.4472 | 0 | 0 | 0 | 0 | 0 | 0 | 0 | 480336.8261 | 0 | 0 | 0 | 0 | -245556.2427 | 0 | 0 | 0 | 0 | 0 | 0 | 0 | 0 | 0 | 0 | 0 | 0 | 0
2016-10-10 07:00 | 0 | 0 | 0 | 0 | 566690.542 | 0 | 320921 | 0 | 0 | 0 | 828526.8168 | 0 | 16210.7465 | 0 | 0 | 0 | 0 | 0 | 0 | 0 | 480334.9048 | 0 | 0 | 0 | 0 | 245556.2427 | 0 | 213.2993 | 0 | 0 | 0 | 0 | 0 | 0 | 0 | 0 | 0 | 0 | 0
2016-10-10 08:00 | 0 | 0 | 0 | 0 | 74918.7573 | 0 | 320475 | 0 | 0 | 0 | 582970.5741 | 0 | 16210.7465 | 0 | 0 | 0 | 0 | 0 | 0 | 0 | 480332.9834 | 0 | 0 | 0 | 0 | -245556.2427 | 0 | 0 | 0 | 0 | 0 | 0 | 0 | 0 | 0 | 0 | 0 | 0 | 0
2016-10-10 09:00 | 0 | 0 | 0 | 0 | 83002.7573 | 0 | 328559 | 0 | 0 | 0 | 337414.3314 | 0 | 16210.7465 | 0 | 0 | 0 | 0 | 0 | 0 | 0 | 480331.0621 | 0 | 0 | 0 | 0 | -245556.2427 | 0 | 0 | 0 | 0 | 0 | 0 | 0 | 0 | 0 | 0 | 0 | 0 | 0
2016-10-10 10:00 | 0 | 0 | 0 | 0 | 104857.0566 | 0 | 350200 | 0 | 0 | 0 | 91858.0888 | 0 | 16424.0458 | 0 | 0 | 0 | 0 | 0 | 0 | 0 | 480329.1408 | 0 | 0 | 0 | 0 | -245556.2427 | 0 | 213.2993 | 0 | 0 | 0 | 0 | 0 | 0 | 0 | 0 | 0 | 0 | 0
2016-10-10 11:00 | 0 | 0 | 0 | 0 | 528428.1539 | 0 | 374730 | 0 | 0 | 0 | 245556.2427 | 0 | 16424.0458 | 0 | 0 | 0 | 0 | 0 | 0 | 0 | 480327.2195 | 0 | 0 | 0 | 0 | 153698.1539 | 0 | 0 | 0 | 0 | 0 | 0 | 0 | 0 | 0 | 0 | 0 | 0 | 0
2016-10-10 12:00 | 0 | 0 | 0 | 0 | 144511.7573 | 0 | 390068 | 0 | 0 | 0 | 0 | 0 | 16424.0458 | 0 | 0 | 0 | 0 | 0 | 0 | 0 | 480325.2982 | 0 | 0 | 0 | 0 | -245556.2427 | 0 | 0 | 0 | 0 | 0 | 0 | 0 | 0 | 0 | 0 | 0 | 0 | 0
2016-10-10 13:00 | 0 | 0 | 0 | 0 | 435201.1987 | 22939.1925 | 403659 | 0 | 0 | 0 | 54268.092 | 0 | 16637.3451 | 0 | 0 | 0 | 0 | 0 | 0 | 0 | 480323.3769 | 0 | 0 | 0 | 0 | 54268.092 | 0 | 213.2993 | 0 | 0 | 0 | 0 | 0 | 0 | 0 | 0 | 0 | 0 | 0
2016-10-10 14:00 | 0 | 0 | 0 | 0 | 313124.9403 | 346775.3024 | 414344 | 0 | 0 | 0 | 299824.3346 | 0 | 16637.3451 | 0 | 0 | 0 | 0 | 0 | 0 | 0 | 480321.4556 | 0 | 0 | 0 | 0 | 245556.2427 | 0 | 0 | 0 | 0 | 0 | 0 | 0 | 0 | 0 | 0 | 0 | 0 | 0
2016-10-10 15:00 | 0 | 0 | 0 | 0 | 58769.0692 | 609461.1735 | 422674 | 0 | 0 | 0 | 545380.5773 | 0 | 16637.3451 | 0 | 0 | 0 | 0 | 0 | 0 | 0 | 480319.5343 | 0 | 0 | 0 | 0 | 245556.2427 | 0 | 0 | 0 | 0 | 0 | 0 | 0 | 0 | 0 | 0 | 0 | 0 | 0
2016-10-10 16:00 | 0 | 0 | 0 | 0 | 0 | 678617.8826 | 429540 | 0 | 0 | 0 | 790936.82 | 0 | 16637.3451 | 3521.6399 | 0 | 0 | 0 | 0 | 0 | 0 | 480317.613 | 0 | 0 | 0 | 0 | 245556.2427 | 0 | 0 | 0 | 3521.6399 | 0 | 0 | 0 | 0 | 0 | 0 | 0 | 0 | 0
2016-10-10 17:00 | 0 | 0 | 0 | 0 | 0 | 671672.1919 | 436521 | 0 | 0 | 0 | 1029609.6518 | 0 | 16637.3451 | 0 | 0 | 0 | 0 | 0 | 0 | 0 | 480315.6917 | 0 | 0 | 0 | 0 | 238672.8318 | 0 | 0 | 0 | -3521.6399 | 0 | 0 | 0 | 0 | 0 | 0 | 0 | 0 | 0
2016-10-10 18:00 | 0 | 0 | 0 | 0 | 0 | 654630.9814 | 443254 | 0 | 0 | 0 | 1240986.6333 | 0 | 16637.3451 | 0 | 0 | 0 | 0 | 0 | 0 | 0 | 480313.7705 | 0 | 0 | 0 | 0 | 211376.9814 | 0 | 0 | 0 | 0 | 0 | 0 | 0 | 0 | 0 | 0 | 0 | 0 | 0
2016-10-10 19:00 | 0 | 0 | 0 | 0 | 0 | 641753.6218 | 449624 | 0 | 0 | 0 | 1433116.2551 | 0 | 16637.3451 | 0 | 0 | 0 | 0 | 0 | 0 | 0 | 480311.8492 | 0 | 0 | 0 | 0 | 192129.6218 | 0 | 0 | 0 | 0 | 0 | 0 | 0 | 0 | 0 | 0 | 0 | 0 | 0
2016-10-10 20:00 | 0 | 0 | 0 | 0 | 0 | 643502.2174 | 456276 | 0 | 0 | 0 | 1620342.4725 | 0 | 16637.3451 | 0 | 0 | 0 | 0 | 0 | 0 | 0 | 480309.928 | 0 | 0 | 0 | 0 | 187226.2174 | 0 | 0 | 0 | 0 | 0 | 0 | 0 | 0 | 0 | 0 | 0 | 0 | 0
2016-10-10 21:00 | 0 | 0 | 0 | 0 | 0 | 642990.4167 | 461341 | 0 | 0 | 0 | 1801991.8892 | 0 | 16637.3451 | 0 | 0 | 0 | 0 | 0 | 0 | 0 | 480308.0067 | 0 | 0 | 0 | 0 | 181649.4167 | 0 | 0 | 0 | 0 | 0 | 0 | 0 | 0 | 0 | 0 | 0 | 0 | 0
2016-10-10 22:00 | 0 | 0 | 0 | 0 | 0 | 605478.2701 | 463319 | 0 | 0 | 0 | 1944151.1592 | 0 | 16637.3451 | 0 | 0 | 0 | 0 | 0 | 0 | 0 | 480306.0855 | 0 | 0 | 0 | 0 | 142159.2701 | 0 | 0 | 0 | 0 | 0 | 0 | 0 | 0 | 0 | 0 | 0 | 0 | 0
2016-10-10 23:00 | 0 | 0 | 0 | 0 | 0 | 448494.1358 | 469066 | 0 | 0 | 0 | 1923579.295 | 0 | 16637.3451 | 0 | 0 | 0 | 0 | 0 | 0 | 0 | 480304.1643 | 0 | 0 | 0 | 0 | -20571.8642 | 0 | 0 | 0 | 0 | 0 | 0 | 0 | 0 | 0 | 0 | 0 | 0 | 0
2016-10-11 | 0 | 0 | 0 | 0 | 93361.6321 | 126943.1253 | 465861 | 0 | 0 | 0 | 1678023.0523 | 0 | 16637.3451 | 0 | 0 | 0 | 0 | 0 | 0 | 0 | 480302.243 | 0 | 0 | 0 | 0 | -245556.2427 | 0 | 0 | 0 | 0 | 0 | 0 | 0 | 0 | 0 | 0 | 0 | 0 | 0
2016-10-11 01:00 | 0 | 0 | 0 | 0 | 204559.967 | 620.7903 | 450737 | 0 | 0 | 0 | 1432466.8096 | 0 | 16637.3451 | 0 | 0 | 0 | 0 | 0 | 0 | 0 | 480300.3218 | 0 | 0 | 0 | 0 | -245556.2427 | 0 | 0 | 0 | 0 | 0 | 0 | 0 | 0 | 0 | 0 | 0 | 0 | 0
2016-10-11 02:00 | 0 | 0 | 0 | 0 | 182769.0566 | 0 | 428112 | 0 | 0 | 0 | 1186910.5669 | 0 | 16850.6444 | 0 | 0 | 0 | 0 | 0 | 0 | 0 | 480298.4006 | 0 | 0 | 0 | 0 | -245556.2427 | 0 | 213.2993 | 0 | 0 | 0 | 0 | 0 | 0 | 0 | 0 | 0 | 0 | 0
2016-10-11 03:00 | 0 | 0 | 0 | 0 | 224375.195 | 0 | 400669 | 0 | 0 | 0 | 1010616.7619 | 0 | 16850.6444 | 0 | 0 | 0 | 0 | 0 | 0 | 0 | 480296.4794 | 0 | 0 | 0 | 0 | -176293.805 | 0 | 0 | 0 | 0 | 0 | 0 | 0 | 0 | 0 | 0 | 0 | 0 | 0
2016-10-11 04:00 | 0 | 0 | 0 | 0 | 129695.7573 | 0 | 375252 | 0 | 0 | 0 | 765060.5192 | 0 | 16850.6444 | 0 | 0 | 0 | 0 | 0 | 0 | 0 | 480294.5583 | 0 | 0 | 0 | 0 | -245556.2427 | 0 | 0 | 0 | 0 | 0 | 0 | 0 | 0 | 0 | 0 | 0 | 0 | 0
2016-10-11 05:00 | 0 | 0 | 0 | 0 | 602799.542 | 0 | 357030 | 0 | 0 | 0 | 1010616.7619 | 0 | 17063.9437 | 0 | 0 | 0 | 0 | 0 | 0 | 0 | 480292.6371 | 0 | 0 | 0 | 0 | 245556.2427 | 0 | 213.2993 | 0 | 0 | 0 | 0 | 0 | 0 | 0 | 0 | 0 | 0 | 0
2016-10-11 06:00 | 0 | 0 | 0 | 0 | 98027.7573 | 0 | 343584 | 0 | 0 | 0 | 765060.5192 | 0 | 17063.9437 | 0 | 0 | 0 | 0 | 0 | 0 | 0 | 480290.7159 | 0 | 0 | 0 | 0 | -245556.2427 | 0 | 0 | 0 | 0 | 0 | 0 | 0 | 0 | 0 | 0 | 0 | 0 | 0
2016-10-11 07:00 | 0 | 0 | 0 | 0 | 90556.7573 | 0 | 336113 | 0 | 0 | 0 | 519504.2766 | 0 | 17063.9437 | 0 | 0 | 0 | 0 | 0 | 0 | 0 | 480288.7947 | 0 | 0 | 0 | 0 | -245556.2427 | 0 | 0 | 0 | 0 | 0 | 0 | 0 | 0 | 0 | 0 | 0 | 0 | 0
2016-10-11 08:00 | 0 | 0 | 0 | 0 | 89394.0566 | 0 | 334737 | 0 | 0 | 0 | 273948.0339 | 0 | 17277.243 | 0 | 0 | 0 | 0 | 0 | 0 | 0 | 480286.8736 | 0 | 0 | 0 | 0 | -245556.2427 | 0 | 213.2993 | 0 | 0 | 0 | 0 | 0 | 0 | 0 | 0 | 0 | 0 | 0
2016-10-11 09:00 | 0 | 0 | 0 | 0 | 543862.5564 | 0 | 343866 | 0 | 0 | 0 | 473944.5903 | 0 | 17277.243 | 0 | 0 | 0 | 0 | 0 | 0 | 0 | 480284.9524 | 0 | 0 | 0 | 0 | 199996.5564 | 0 | 0 | 0 | 0 | 0 | 0 | 0 | 0 | 0 | 0 | 0 | 0 | 0
2016-10-11 10:00 | 0 | 0 | 0 | 0 | 124357.7573 | 0 | 369914 | 0 | 0 | 0 | 228388.3476 | 0 | 17277.243 | 0 | 0 | 0 | 0 | 0 | 0 | 0 | 480283.0313 | 0 | 0 | 0 | 0 | -245556.2427 | 0 | 0 | 0 | 0 | 0 | 0 | 0 | 0 | 0 | 0 | 0 | 0 | 0
2016-10-11 11:00 | 0 | 0 | 0 | 0 | 495178.3814 | 0 | 395969 | 0 | 0 | 0 | 327384.4297 | 0 | 17490.5423 | 0 | 0 | 0 | 0 | 0 | 0 | 0 | 480281.1102 | 0 | 0 | 0 | 0 | 98996.0821 | 0 | 213.2993 | 0 | 0 | 0 | 0 | 0 | 0 | 0 | 0 | 0 | 0 | 0
2016-10-11 12:00 | 0 | 0 | 0 | 0 | 162361.7573 | 0 | 407918 | 0 | 0 | 0 | 81828.187 | 0 | 17490.5423 | 0 | 0 | 0 | 0 | 0 | 0 | 0 | 480279.189 | 0 | 0 | 0 | 0 | -245556.2427 | 0 | 0 | 0 | 0 | 0 | 0 | 0 | 0 | 0 | 0 | 0 | 0 | 0
2016-10-11 13:00 | 0 | 0 | 0 | 0 | 357599.1722 | 15177.5419 | 417206 | 0 | 0 | 0 | 37398.9011 | 0 | 17490.5423 | 0 | 0 | 0 | 0 | 0 | 0 | 0 | 480277.2679 | 0 | 0 | 0 | 0 | -44429.286 | 0 | 0 | 0 | 0 | 0 | 0 | 0 | 0 | 0 | 0 | 0 | 0 | 0
2016-10-11 14:00 | 0 | 0 | 0 | 0 | 230078.5118 | 297682.1607 | 425449 | 0 | 0 | 0 | 139710.5736 | 0 | 17490.5423 | 0 | 0 | 0 | 0 | 0 | 0 | 0 | 480275.3468 | 0 | 0 | 0 | 0 | 102311.6725 | 0 | 0 | 0 | 0 | 0 | 0 | 0 | 0 | 0 | 0 | 0 | 0 | 0
2016-10-11 15:00 | 0 | 0 | 0 | 0 | 95388.1183 | 582815.1243 | 432647 | 0 | 0 | 0 | 385266.8162 | 0 | 17490.5423 | 0 | 0 | 0 | 0 | 0 | 0 | 0 | 480273.4257 | 0 | 0 | 0 | 0 | 245556.2427 | 0 | 0 | 0 | 0 | 0 | 0 | 0 | 0 | 0 | 0 | 0 | 0 | 0
2016-10-11 16:00 | 0 | 0 | 0 | 0 | 0 | 671277.8802 | 439652 | 0 | 0 | 0 | 616892.6965 | 0 | 17490.5423 | 0 | 0 | 0 | 0 | 0 | 0 | 0 | 480271.5046 | 0 | 0 | 0 | 0 | 231625.8802 | 0 | 0 | 0 | 0 | 0 | 0 | 0 | 0 | 0 | 0 | 0 | 0 | 0
2016-10-11 17:00 | 0 | 0 | 0 | 0 | 20110.5747 | 671837.668 | 446392 | 0 | 0 | 0 | 862448.9392 | 0 | 17490.5423 | 0 | 0 | 0 | 0 | 0 | 0 | 0 | 480269.5835 | 0 | 0 | 0 | 0 | 245556.2427 | 0 | 0 | 0 | 0 | 0 | 0 | 0 | 0 | 0 | 0 | 0 | 0 | 0
2016-10-11 18:00 | 0 | 0 | 0 | 0 | 0 | 655767.3623 | 453427 | 0 | 0 | 0 | 1064789.3014 | 0 | 17490.5423 | 0 | 0 | 0 | 0 | 0 | 0 | 0 | 480267.6625 | 0 | 0 | 0 | 0 | 202340.3623 | 0 | 0 | 0 | 0 | 0 | 0 | 0 | 0 | 0 | 0 | 0 | 0 | 0
2016-10-11 19:00 | 0 | 0 | 0 | 0 | 0 | 645612.9133 | 458453 | 0 | 0 | 0 | 1251949.2147 | 0 | 17490.5423 | 0 | 0 | 0 | 0 | 0 | 0 | 0 | 480265.7414 | 0 | 0 | 0 | 0 | 187159.9133 | 0 | 0 | 0 | 0 | 0 | 0 | 0 | 0 | 0 | 0 | 0 | 0 | 0
2016-10-11 20:00 | 0 | 0 | 0 | 0 | 0 | 651688.8623 | 464133 | 0 | 0 | 0 | 1439505.0771 | 0 | 17490.5423 | 0 | 0 | 0 | 0 | 0 | 0 | 0 | 480263.8203 | 0 | 0 | 0 | 0 | 187555.8623 | 0 | 0 | 0 | 0 | 0 | 0 | 0 | 0 | 0 | 0 | 0 | 0 | 0
2016-10-11 21:00 | 0 | 0 | 0 | 0 | 0 | 658589.2777 | 468519 | 0 | 0 | 0 | 1629575.3548 | 0 | 17490.5423 | 0 | 0 | 0 | 0 | 0 | 0 | 0 | 480261.8993 | 0 | 0 | 0 | 0 | 190070.2777 | 0 | 0 | 0 | 0 | 0 | 0 | 0 | 0 | 0 | 0 | 0 | 0 | 0
2016-10-11 22:00 | 0 | 0 | 0 | 0 | 0 | 640766.9652 | 469706 | 0 | 0 | 0 | 1800636.3199 | 0 | 17490.5423 | 0 | 0 | 0 | 0 | 0 | 0 | 0 | 480259.9782 | 0 | 0 | 0 | 0 | 171060.9652 | 0 | 0 | 0 | 0 | 0 | 0 | 0 | 0 | 0 | 0 | 0 | 0 | 0
2016-10-11 23:00 | 0 | 0 | 0 | 0 | 0 | 504870.0413 | 474251 | 0 | 0 | 0 | 1831255.3613 | 0 | 17490.5423 | 0 | 0 | 0 | 0 | 0 | 0 | 0 | 480258.0572 | 0 | 0 | 0 | 0 | 30619.0413 | 0 | 0 | 0 | 0 | 0 | 0 | 0 | 0 | 0 | 0 | 0 | 0 | 0
2016-10-12 | 0 | 0 | 0 | 0 | 54460.6082 | 171445.4484 | 471249 | 0 | 0 | 0 | 1585699.1186 | 0 | 17703.8416 | 0 | 0 | 0 | 0 | 0 | 0 | 0 | 480256.1362 | 0 | 0 | 0 | 0 | -245556.2427 | 0 | 213.2993 | 0 | 0 | 0 | 0 | 0 | 0 | 0 | 0 | 0 | 0 | 0
2016-10-12 01:00 | 0 | 0 | 0 | 0 | 210868.863 | 506.8943 | 456932 | 0 | 0 | 0 | 1340142.8759 | 0 | 17703.8416 | 0 | 0 | 0 | 0 | 0 | 0 | 0 | 480254.2151 | 0 | 0 | 0 | 0 | -245556.2427 | 0 | 0 | 0 | 0 | 0 | 0 | 0 | 0 | 0 | 0 | 0 | 0 | 0
2016-10-12 02:00 | 0 | 0 | 0 | 0 | 187927.7573 | 0 | 433484 | 0 | 0 | 0 | 1094586.6332 | 0 | 17703.8416 | 0 | 0 | 0 | 0 | 0 | 0 | 0 | 480252.2941 | 0 | 0 | 0 | 0 | -245556.2427 | 0 | 0 | 0 | 0 | 0 | 0 | 0 | 0 | 0 | 0 | 0 | 0 | 0
2016-10-12 03:00 | 0 | 0 | 0 | 0 | 556701.9448 | 0 | 406043 | 0 | 0 | 0 | 1245032.2787 | 0 | 17917.1409 | 0 | 0 | 0 | 0 | 0 | 0 | 0 | 480250.3731 | 0 | 0 | 0 | 0 | 150445.6455 | 0 | 213.2993 | 0 | 0 | 0 | 0 | 0 | 0 | 0 | 0 | 0 | 0 | 0
2016-10-12 04:00 | 0 | 0 | 0 | 0 | 135435.7573 | 0 | 380992 | 0 | 0 | 0 | 999476.0361 | 0 | 17917.1409 | 0 | 0 | 0 | 0 | 0 | 0 | 0 | 480248.4521 | 0 | 0 | 0 | 0 | -245556.2427 | 0 | 0 | 0 | 0 | 0 | 0 | 0 | 0 | 0 | 0 | 0 | 0 | 0
2016-10-12 05:00 | 0 | 0 | 0 | 0 | 549101.4794 | 0 | 361760 | 0 | 0 | 0 | 1186817.5155 | 0 | 17917.1409 | 0 | 0 | 0 | 0 | 0 | 0 | 0 | 480246.5311 | 0 | 0 | 0 | 0 | 187341.4794 | 0 | 0 | 0 | 0 | 0 | 0 | 0 | 0 | 0 | 0 | 0 | 0 | 0
2016-10-12 06:00 | 0 | 0 | 0 | 0 | 102900.0566 | 0 | 348243 | 0 | 0 | 0 | 941261.2728 | 0 | 18130.4402 | 0 | 0 | 0 | 0 | 0 | 0 | 0 | 480244.6101 | 0 | 0 | 0 | 0 | -245556.2427 | 0 | 213.2993 | 0 | 0 | 0 | 0 | 0 | 0 | 0 | 0 | 0 | 0 | 0
2016-10-12 07:00 | 0 | 0 | 0 | 0 | 95281.7573 | 0 | 340838 | 0 | 0 | 0 | 695705.0301 | 0 | 18130.4402 | 0 | 0 | 0 | 0 | 0 | 0 | 0 | 480242.6891 | 0 | 0 | 0 | 0 | -245556.2427 | 0 | 0 | 0 | 0 | 0 | 0 | 0 | 0 | 0 | 0 | 0 | 0 | 0
2016-10-12 08:00 | 0 | 0 | 0 | 0 | 94471.7573 | 0 | 340028 | 0 | 0 | 0 | 450148.7874 | 0 | 18130.4402 | 0 | 0 | 0 | 0 | 0 | 0 | 0 | 480240.7682 | 0 | 0 | 0 | 0 | -245556.2427 | 0 | 0 | 0 | 0 | 0 | 0 | 0 | 0 | 0 | 0 | 0 | 0 | 0
2016-10-12 09:00 | 0 | 0 | 0 | 0 | 531765.2252 | 0 | 348468 | 0 | 0 | 0 | 633232.7133 | 0 | 18343.7395 | 0 | 0 | 0 | 0 | 0 | 0 | 0 | 480238.8472 | 0 | 0 | 0 | 0 | 183083.9259 | 0 | 213.2993 | 0 | 0 | 0 | 0 | 0 | 0 | 0 | 0 | 0 | 0 | 0
2016-10-12 10:00 | 0 | 0 | 0 | 0 | 127976.7573 | 0 | 373533 | 0 | 0 | 0 | 387676.4706 | 0 | 18343.7395 | 0 | 0 | 0 | 0 | 0 | 0 | 0 | 480236.9263 | 0 | 0 | 0 | 0 | -245556.2427 | 0 | 0 | 0 | 0 | 0 | 0 | 0 | 0 | 0 | 0 | 0 | 0 | 0
2016-10-12 11:00 | 0 | 0 | 0 | 0 | 512068.8474 | 0 | 399567 | 0 | 0 | 0 | 500178.318 | 0 | 18343.7395 | 0 | 0 | 0 | 0 | 0 | 0 | 0 | 480235.0053 | 0 | 0 | 0 | 0 | 112501.8474 | 0 | 0 | 0 | 0 | 0 | 0 | 0 | 0 | 0 | 0 | 0 | 0 | 0
2016-10-12 12:00 | 0 | 0 | 0 | 0 | 166608.0566 | 0 | 411951 | 0 | 0 | 0 | 254622.0754 | 0 | 18557.0388 | 0 | 0 | 0 | 0 | 0 | 0 | 0 | 480233.0844 | 0 | 0 | 0 | 0 | -245556.2427 | 0 | 213.2993 | 0 | 0 | 0 | 0 | 0 | 0 | 0 | 0 | 0 | 0 | 0
2016-10-12 13:00 | 0 | 0 | 0 | 0 | 453945.245 | 13481.4938 | 423006 | 0 | 0 | 0 | 299042.8142 | 0 | 18557.0388 | 0 | 0 | 0 | 0 | 0 | 0 | 0 | 480231.1634 | 0 | 0 | 0 | 0 | 44420.7388 | 0 | 0 | 0 | 0 | 0 | 0 | 0 | 0 | 0 | 0 | 0 | 0 | 0
2016-10-12 14:00 | 0 | 0 | 0 | 0 | 379240.543 | 299998.6997 | 433683 | 0 | 0 | 0 | 544599.0569 | 0 | 18557.0388 | 0 | 0 | 0 | 0 | 0 | 0 | 0 | 480229.2425 | 0 | 0 | 0 | 0 | 245556.2427 | 0 | 0 | 0 | 0 | 0 | 0 | 0 | 0 | 0 | 0 | 0 | 0 | 0
2016-10-12 15:00 | 0 | 0 | 0 | 0 | 78546.7448 | 609348.4979 | 442339 | 0 | 0 | 0 | 790155.2995 | 0 | 18557.0388 | 0 | 0 | 0 | 0 | 0 | 0 | 0 | 480227.3216 | 0 | 0 | 0 | 0 | 245556.2427 | 0 | 0 | 0 | 0 | 0 | 0 | 0 | 0 | 0 | 0 | 0 | 0 | 0
2016-10-12 16:00 | 0 | 0 | 0 | 0 | 0 | 686977.9676 | 449506 | 0 | 0 | 0 | 1027627.2671 | 0 | 18557.0388 | 0 | 0 | 0 | 0 | 0 | 0 | 0 | 480225.4007 | 0 | 0 | 0 | 0 | 237471.9676 | 0 | 0 | 0 | 0 | 0 | 0 | 0 | 0 | 0 | 0 | 0 | 0 | 0
2016-10-12 17:00 | 0 | 0 | 0 | 0 | 0 | 690726.8672 | 456544 | 0 | 0 | 0 | 1261810.1343 | 0 | 18557.0388 | 0 | 0 | 0 | 0 | 0 | 0 | 0 | 480223.4798 | 0 | 0 | 0 | 0 | 234182.8672 | 0 | 0 | 0 | 0 | 0 | 0 | 0 | 0 | 0 | 0 | 0 | 0 | 0
2016-10-12 18:00 | 0 | 0 | 0 | 0 | 0 | 665300.5199 | 462687 | 0 | 0 | 0 | 1464423.6542 | 0 | 18557.0388 | 0 | 0 | 0 | 0 | 0 | 0 | 0 | 480221.5589 | 0 | 0 | 0 | 0 | 202613.5199 | 0 | 0 | 0 | 0 | 0 | 0 | 0 | 0 | 0 | 0 | 0 | 0 | 0
2016-10-12 19:00 | 0 | 0 | 0 | 0 | 65118.3997 | 647599.843 | 467162 | 0 | 0 | 0 | 1709979.8969 | 0 | 18557.0388 | 0 | 0 | 0 | 0 | 0 | 0 | 0 | 480219.638 | 0 | 0 | 0 | 0 | 245556.2427 | 0 | 0 | 0 | 0 | 0 | 0 | 0 | 0 | 0 | 0 | 0 | 0 | 0
2016-10-12 20:00 | 0 | 0 | 0 | 0 | 0 | 646520.254 | 471056 | 0 | 0 | 0 | 1885444.1509 | 0 | 18557.0388 | 0 | 0 | 0 | 0 | 0 | 0 | 0 | 480217.7171 | 0 | 0 | 0 | 0 | 175464.254 | 0 | 0 | 0 | 0 | 0 | 0 | 0 | 0 | 0 | 0 | 0 | 0 | 0
2016-10-12 21:00 | 0 | 0 | 0 | 0 | 0 | 643430.9949 | 474321 | 0 | 0 | 0 | 2054554.1458 | 0 | 18557.0388 | 0 | 0 | 0 | 0 | 0 | 0 | 0 | 480215.7962 | 0 | 0 | 0 | 0 | 169109.9949 | 0 | 0 | 0 | 0 | 0 | 0 | 0 | 0 | 0 | 0 | 0 | 0 | 0
2016-10-12 22:00 | 0 | 0 | 0 | 0 | 0 | 589546.6889 | 474450 | 0 | 0 | 0 | 2169650.8347 | 0 | 18557.0388 | 0 | 0 | 0 | 0 | 0 | 0 | 0 | 480213.8754 | 0 | 0 | 0 | 0 | 115096.6889 | 0 | 0 | 0 | 0 | 0 | 0 | 0 | 0 | 0 | 0 | 0 | 0 | 0
2016-10-12 23:00 | 0 | 0 | 0 | 0 | 0 | 425113.4243 | 477720 | 0 | 0 | 0 | 2117044.2589 | 0 | 18557.0388 | 0 | 0 | 0 | 0 | 0 | 0 | 0 | 480211.9545 | 0 | 0 | 0 | 0 | -52606.5757 | 0 | 0 | 0 | 0 | 0 | 0 | 0 | 0 | 0 | 0 | 0 | 0 | 0
2016-10-13 | 0 | 0 | 0 | 0 | 292723.5137 | 140524.9669 | 473170 | 0 | 0 | 0 | 2077122.7395 | 0 | 18557.0388 | 0 | 0 | 0 | 0 | 0 | 0 | 0 | 480210.0337 | 0 | 0 | 0 | 0 | -39921.5194 | 0 | 0 | 0 | 0 | 0 | 0 | 0 | 0 | 0 | 0 | 0 | 0 | 0
2016-10-13 01:00 | 0 | 0 | 0 | 0 | 212784.4293 | 333.6273 | 458461 | 0 | 0 | 0 | 1831566.4968 | 0 | 18770.3381 | 0 | 0 | 0 | 0 | 0 | 0 | 0 | 480208.1128 | 0 | 0 | 0 | 0 | -245556.2427 | 0 | 213.2993 | 0 | 0 | 0 | 0 | 0 | 0 | 0 | 0 | 0 | 0 | 0
2016-10-13 02:00 | 0 | 0 | 0 | 0 | 189509.7573 | 0 | 435066 | 0 | 0 | 0 | 1586010.2542 | 0 | 18770.3381 | 0 | 0 | 0 | 0 | 0 | 0 | 0 | 480206.192 | 0 | 0 | 0 | 0 | -245556.2427 | 0 | 0 | 0 | 0 | 0 | 0 | 0 | 0 | 0 | 0 | 0 | 0 | 0
2016-10-13 03:00 | 0 | 0 | 0 | 0 | 336519.1077 | 0 | 407110 | 0 | 0 | 0 | 1515419.3619 | 0 | 18770.3381 | 0 | 0 | 0 | 0 | 0 | 0 | 0 | 480204.2712 | 0 | 0 | 0 | 0 | -70590.8923 | 0 | 0 | 0 | 0 | 0 | 0 | 0 | 0 | 0 | 0 | 0 | 0 | 0
2016-10-13 04:00 | 0 | 0 | 0 | 0 | 136522.0566 | 0 | 381865 | 0 | 0 | 0 | 1269863.1192 | 0 | 18983.6374 | 0 | 0 | 0 | 0 | 0 | 0 | 0 | 480202.3504 | 0 | 0 | 0 | 0 | -245556.2427 | 0 | 213.2993 | 0 | 0 | 0 | 0 | 0 | 0 | 0 | 0 | 0 | 0 | 0
2016-10-13 05:00 | 0 | 0 | 0 | 0 | 355018.2248 | 0 | 362529 | 0 | 0 | 0 | 1262352.344 | 0 | 18983.6374 | 0 | 0 | 0 | 0 | 0 | 0 | 0 | 480200.4296 | 0 | 0 | 0 | 0 | -7510.7752 | 0 | 0 | 0 | 0 | 0 | 0 | 0 | 0 | 0 | 0 | 0 | 0 | 0
2016-10-13 06:00 | 0 | 0 | 0 | 0 | 359830.4244 | 0 | 348729 | 0 | 0 | 0 | 1273453.7684 | 0 | 18983.6374 | 0 | 0 | 0 | 0 | 0 | 0 | 0 | 480198.5088 | 0 | 0 | 0 | 0 | 11101.4244 | 0 | 0 | 0 | 0 | 0 | 0 | 0 | 0 | 0 | 0 | 0 | 0 | 0
2016-10-13 07:00 | 0 | 0 | 0 | 0 | 95804.0566 | 0 | 341147 | 0 | 0 | 0 | 1027897.5257 | 0 | 19196.9367 | 0 | 0 | 0 | 0 | 0 | 0 | 0 | 480196.588 | 0 | 0 | 0 | 0 | -245556.2427 | 0 | 213.2993 | 0 | 0 | 0 | 0 | 0 | 0 | 0 | 0 | 0 | 0 | 0
2016-10-13 08:00 | 0 | 0 | 0 | 0 | 345753.8891 | 0 | 340195 | 0 | 0 | 0 | 1033456.4148 | 0 | 19196.9367 | 0 | 0 | 0 | 0 | 0 | 0 | 0 | 480194.6672 | 0 | 0 | 0 | 0 | 5558.8891 | 0 | 0 | 0 | 0 | 0 | 0 | 0 | 0 | 0 | 0 | 0 | 0 | 0
2016-10-13 09:00 | 0 | 0 | 0 | 0 | 338695.7925 | 0 | 348595 | 0 | 0 | 0 | 1023557.2073 | 0 | 19196.9367 | 0 | 0 | 0 | 0 | 0 | 0 | 0 | 480192.7464 | 0 | 0 | 0 | 0 | -9899.2075 | 0 | 0 | 0 | 0 | 0 | 0 | 0 | 0 | 0 | 0 | 0 | 0 | 0
2016-10-13 10:00 | 0 | 0 | 0 | 0 | 117485.9213 | 0 | 373419 | 0 | 0 | 0 | 778000.9646 | 0 | 8820.1007 | 0 | 0 | 0 | 0 | 0 | 0 | 0 | 480190.8256 | 0 | 0 | 0 | 0 | -245556.2427 | 0 | 213.2993 | 10590.1353 | 0 | 0 | 0 | 0 | 0 | 0 | 0 | 0 | 0 | 0
2016-10-13 11:00 | 0 | 0 | 0 | 0 | 326556.6648 | 0 | 399415 | 0 | 0 | 0 | 705142.6294 | 0 | 8820.1007 | 0 | 0 | 0 | 0 | 0 | 0 | 0 | 480188.9049 | 0 | 0 | 0 | 0 | -72858.3352 | 0 | 0 | 0 | 0 | 0 | 0 | 0 | 0 | 0 | 0 | 0 | 0 | 0
2016-10-13 12:00 | 0 | 0 | 0 | 0 | 317509.7441 | 0 | 412453 | 0 | 0 | 0 | 610199.3735 | 0 | 8820.1007 | 0 | 0 | 0 | 0 | 0 | 0 | 0 | 480186.9841 | 0 | 0 | 0 | 0 | -94943.2559 | 0 | 0 | 0 | 0 | 0 | 0 | 0 | 0 | 0 | 0 | 0 | 0 | 0
2016-10-13 13:00 | 0 | 0 | 0 | 0 | 252924.2005 | 6815.7543 | 423354 | 0 | 0 | 0 | 446372.029 | 0 | 9033.4 | 0 | 0 | 0 | 0 | 0 | 0 | 0 | 480185.0634 | 0 | 0 | 0 | 0 | -163827.3445 | 0 | 213.2993 | 0 | 0 | 0 | 0 | 0 | 0 | 0 | 0 | 0 | 0 | 0
2016-10-13 14:00 | 0 | 0 | 0 | 0 | 163806.6605 | 238215.4959 | 433595 | 0 | 0 | 0 | 414799.1854 | 0 | 9033.4 | 0 | 0 | 0 | 0 | 0 | 0 | 0 | 480183.1426 | 0 | 0 | 0 | 0 | -31572.8435 | 0 | 0 | 0 | 0 | 0 | 0 | 0 | 0 | 0 | 0 | 0 | 0 | 0
2016-10-13 15:00 | 0 | 0 | 0 | 0 | 0 | 546118.3299 | 441745 | 0 | 0 | 0 | 519172.5153 | 0 | 9033.4 | 0 | 0 | 0 | 0 | 0 | 0 | 0 | 480181.2219 | 0 | 0 | 0 | 0 | 104373.3299 | 0 | 0 | 0 | 0 | 0 | 0 | 0 | 0 | 0 | 0 | 0 | 0 | 0
2016-10-13 16:00 | 0 | 0 | 0 | 0 | 70211.1393 | 623487.1034 | 448142 | 0 | 0 | 0 | 764728.758 | 0 | 9033.4 | 0 | 0 | 0 | 0 | 0 | 0 | 0 | 480179.3012 | 0 | 0 | 0 | 0 | 245556.2427 | 0 | 0 | 0 | 0 | 0 | 0 | 0 | 0 | 0 | 0 | 0 | 0 | 0
2016-10-13 17:00 | 0 | 0 | 0 | 0 | 0 | 626568.121 | 454591 | 0 | 0 | 0 | 936705.879 | 0 | 9033.4 | 0 | 0 | 0 | 0 | 0 | 0 | 0 | 480177.3804 | 0 | 0 | 0 | 0 | 171977.121 | 0 | 0 | 0 | 0 | 0 | 0 | 0 | 0 | 0 | 0 | 0 | 0 | 0
2016-10-13 18:00 | 0 | 0 | 0 | 0 | 0 | 616565.2767 | 460716 | 0 | 0 | 0 | 1092555.1557 | 0 | 9033.4 | 0 | 0 | 0 | 0 | 0 | 0 | 0 | 480175.4597 | 0 | 0 | 0 | 0 | 155849.2767 | 0 | 0 | 0 | 0 | 0 | 0 | 0 | 0 | 0 | 0 | 0 | 0 | 0
2016-10-13 19:00 | 0 | 0 | 0 | 0 | 0 | 609896.2583 | 464994 | 0 | 0 | 0 | 1237457.414 | 0 | 9033.4 | 0 | 0 | 0 | 0 | 0 | 0 | 0 | 480173.539 | 0 | 0 | 0 | 0 | 144902.2583 | 0 | 0 | 0 | 0 | 0 | 0 | 0 | 0 | 0 | 0 | 0 | 0 | 0
2016-10-13 20:00 | 0 | 0 | 0 | 0 | 96027.3782 | 617505.8644 | 467977 | 0 | 0 | 0 | 1483013.6566 | 0 | 9033.4 | 0 | 0 | 0 | 0 | 0 | 0 | 0 | 480171.6183 | 0 | 0 | 0 | 0 | 245556.2427 | 0 | 0 | 0 | 0 | 0 | 0 | 0 | 0 | 0 | 0 | 0 | 0 | 0
2016-10-13 21:00 | 0 | 0 | 0 | 0 | 0 | 623553.6933 | 469397 | 0 | 0 | 0 | 1637170.3499 | 0 | 9033.4 | 0 | 0 | 0 | 0 | 0 | 0 | 0 | 480169.6977 | 0 | 0 | 0 | 0 | 154156.6933 | 0 | 0 | 0 | 0 | 0 | 0 | 0 | 0 | 0 | 0 | 0 | 0 | 0
2016-10-13 22:00 | 0 | 0 | 0 | 0 | 117906.4273 | 595850.8154 | 468201 | 0 | 0 | 0 | 1882726.5926 | 0 | 9033.4 | 0 | 0 | 0 | 0 | 0 | 0 | 0 | 480167.777 | 0 | 0 | 0 | 0 | 245556.2427 | 0 | 0 | 0 | 0 | 0 | 0 | 0 | 0 | 0 | 0 | 0 | 0 | 0
2016-10-13 23:00 | 0 | 0 | 0 | 0 | 0 | 447964.1057 | 472705 | 0 | 0 | 0 | 1857985.6983 | 0 | 9033.4 | 0 | 0 | 0 | 0 | 0 | 0 | 0 | 480165.8563 | 0 | 0 | 0 | 0 | -24740.8943 | 0 | 0 | 0 | 0 | 0 | 0 | 0 | 0 | 0 | 0 | 0 | 0 | 0
2016-10-14 | 0 | 0 | 0 | 0 | 112921.6529 | 112462.1044 | 470940 | 0 | 0 | 0 | 1612429.4556 | 0 | 9033.4 | 0 | 0 | 0 | 0 | 0 | 0 | 0 | 480163.9356 | 0 | 0 | 0 | 0 | -245556.2427 | 0 | 0 | 0 | 0 | 0 | 0 | 0 | 0 | 0 | 0 | 0 | 0 | 0
2016-10-14 01:00 | 0 | 0 | 0 | 0 | 211198.0185 | 196.7388 | 456951 | 0 | 0 | 0 | 1366873.2129 | 0 | 9033.4 | 0 | 0 | 0 | 0 | 0 | 0 | 0 | 480162.015 | 0 | 0 | 0 | 0 | -245556.2427 | 0 | 0 | 0 | 0 | 0 | 0 | 0 | 0 | 0 | 0 | 0 | 0 | 0
2016-10-14 02:00 | 0 | 0 | 0 | 0 | 187999.0566 | 0 | 433342 | 0 | 0 | 0 | 1121316.9702 | 0 | 9246.6993 | 0 | 0 | 0 | 0 | 0 | 0 | 0 | 480160.0943 | 0 | 0 | 0 | 0 | -245556.2427 | 0 | 213.2993 | 0 | 0 | 0 | 0 | 0 | 0 | 0 | 0 | 0 | 0 | 0
2016-10-14 03:00 | 0 | 0 | 0 | 0 | 161479.7573 | 0 | 407036 | 0 | 0 | 0 | 875760.7276 | 0 | 9246.6993 | 0 | 0 | 0 | 0 | 0 | 0 | 0 | 480158.1737 | 0 | 0 | 0 | 0 | -245556.2427 | 0 | 0 | 0 | 0 | 0 | 0 | 0 | 0 | 0 | 0 | 0 | 0 | 0
2016-10-14 04:00 | 0 | 0 | 0 | 0 | 137039.7573 | 0 | 382596 | 0 | 0 | 0 | 630204.4849 | 0 | 9246.6993 | 0 | 0 | 0 | 0 | 0 | 0 | 0 | 480156.2531 | 0 | 0 | 0 | 0 | -245556.2427 | 0 | 0 | 0 | 0 | 0 | 0 | 0 | 0 | 0 | 0 | 0 | 0 | 0
2016-10-14 05:00 | 0 | 0 | 0 | 0 | 608047.542 | 0 | 362278 | 0 | 0 | 0 | 875760.7276 | 0 | 9459.9986 | 0 | 0 | 0 | 0 | 0 | 0 | 0 | 480154.3324 | 0 | 0 | 0 | 0 | 245556.2427 | 0 | 213.2993 | 0 | 0 | 0 | 0 | 0 | 0 | 0 | 0 | 0 | 0 | 0
2016-10-14 06:00 | 0 | 0 | 0 | 0 | 102451.7573 | 0 | 348008 | 0 | 0 | 0 | 630204.4849 | 0 | 9459.9986 | 0 | 0 | 0 | 0 | 0 | 0 | 0 | 480152.4118 | 0 | 0 | 0 | 0 | -245556.2427 | 0 | 0 | 0 | 0 | 0 | 0 | 0 | 0 | 0 | 0 | 0 | 0 | 0
2016-10-14 07:00 | 0 | 0 | 0 | 0 | 94756.7573 | 0 | 340313 | 0 | 0 | 0 | 384648.2422 | 0 | 9459.9986 | 0 | 0 | 0 | 0 | 0 | 0 | 0 | 480150.4912 | 0 | 0 | 0 | 0 | -245556.2427 | 0 | 0 | 0 | 0 | 0 | 0 | 0 | 0 | 0 | 0 | 0 | 0 | 0
2016-10-14 08:00 | 0 | 0 | 0 | 0 | 93717.0566 | 0 | 339060 | 0 | 0 | 0 | 139091.9995 | 0 | 9673.2979 | 0 | 0 | 0 | 0 | 0 | 0 | 0 | 480148.5706 | 0 | 0 | 0 | 0 | -245556.2427 | 0 | 213.2993 | 0 | 0 | 0 | 0 | 0 | 0 | 0 | 0 | 0 | 0 | 0
2016-10-14 09:00 | 0 | 0 | 0 | 0 | 566339.5787 | 0 | 347726 | 0 | 0 | 0 | 357705.5782 | 0 | 9673.2979 | 0 | 0 | 0 | 0 | 0 | 0 | 0 | 480146.65 | 0 | 0 | 0 | 0 | 218613.5787 | 0 | 0 | 0 | 0 | 0 | 0 | 0 | 0 | 0 | 0 | 0 | 0 | 0
2016-10-14 10:00 | 0 | 0 | 0 | 0 | 125589.7573 | 0 | 371146 | 0 | 0 | 0 | 112149.3355 | 0 | 9673.2979 | 0 | 0 | 0 | 0 | 0 | 0 | 0 | 480144.7294 | 0 | 0 | 0 | 0 | -245556.2427 | 0 | 0 | 0 | 0 | 0 | 0 | 0 | 0 | 0 | 0 | 0 | 0 | 0
2016-10-14 11:00 | 0 | 0 | 0 | 0 | 530046.2065 | 0 | 396426 | 0 | 0 | 0 | 245556.2427 | 0 | 9886.5972 | 0 | 0 | 0 | 0 | 0 | 0 | 0 | 480142.8088 | 0 | 0 | 0 | 0 | 133406.9072 | 0 | 213.2993 | 0 | 0 | 0 | 0 | 0 | 0 | 0 | 0 | 0 | 0 | 0
2016-10-14 12:00 | 0 | 0 | 0 | 0 | 163689.7573 | 0 | 409246 | 0 | 0 | 0 | 0 | 0 | 9886.5972 | 0 | 0 | 0 | 0 | 0 | 0 | 0 | 480140.8883 | 0 | 0 | 0 | 0 | -245556.2427 | 0 | 0 | 0 | 0 | 0 | 0 | 0 | 0 | 0 | 0 | 0 | 0 | 0
2016-10-14 13:00 | 0 | 0 | 0 | 0 | 489119.2927 | 9000.6195 | 419731 | 0 | 0 | 0 | 78388.9123 | 0 | 9886.5972 | 0 | 0 | 0 | 0 | 0 | 0 | 0 | 480138.9677 | 0 | 0 | 0 | 0 | 78388.9123 | 0 | 0 | 0 | 0 | 0 | 0 | 0 | 0 | 0 | 0 | 0 | 0 | 0
2016-10-14 14:00 | 0 | 0 | 0 | 0 | 396042.7096 | 274960.642 | 429523 | 0 | 0 | 0 | 319869.2639 | 0 | 9886.5972 | 0 | 0 | 0 | 0 | 0 | 0 | 0 | 480137.0472 | 0 | 0 | 0 | 0 | 241480.3516 | 0 | 0 | 0 | 0 | 0 | 0 | 0 | 0 | 0 | 0 | 0 | 0 | 0
2016-10-14 15:00 | 0 | 0 | 0 | 0 | 0 | 537132.2092 | 436532 | 0 | 0 | 0 | 420469.4731 | 0 | 9886.5972 | 0 | 0 | 0 | 0 | 0 | 0 | 0 | 480135.1266 | 0 | 0 | 0 | 0 | 100600.2092 | 0 | 0 | 0 | 0 | 0 | 0 | 0 | 0 | 0 | 0 | 0 | 0 | 0
2016-10-14 16:00 | 0 | 0 | 0 | 0 | 0 | 620385.9127 | 442480 | 0 | 0 | 0 | 598375.3858 | 0 | 9886.5972 | 0 | 0 | 0 | 0 | 0 | 0 | 0 | 480133.2061 | 0 | 0 | 0 | 0 | 177905.9127 | 0 | 0 | 0 | 0 | 0 | 0 | 0 | 0 | 0 | 0 | 0 | 0 | 0
2016-10-14 17:00 | 0 | 0 | 0 | 0 | 0 | 633128.216 | 448288 | 0 | 0 | 0 | 783002.3026 | 0 | 10099.8965 | 0 | 0 | 0 | 0 | 0 | 0 | 0 | 480131.2855 | 0 | 0 | 0 | 0 | 184626.9167 | 0 | 213.2993 | 0 | 0 | 0 | 0 | 0 | 0 | 0 | 0 | 0 | 0 | 0
2016-10-14 18:00 | 0 | 0 | 0 | 0 | 0 | 626239.4653 | 453012 | 0 | 0 | 0 | 956229.7679 | 0 | 10099.8965 | 0 | 0 | 0 | 0 | 0 | 0 | 0 | 480129.365 | 0 | 0 | 0 | 0 | 173227.4653 | 0 | 0 | 0 | 0 | 0 | 0 | 0 | 0 | 0 | 0 | 0 | 0 | 0
2016-10-14 19:00 | 0 | 0 | 0 | 0 | 0 | 621212.9325 | 456009 | 0 | 0 | 0 | 1121433.7004 | 0 | 10099.8965 | 0 | 0 | 0 | 0 | 0 | 0 | 0 | 480127.4445 | 0 | 0 | 0 | 0 | 165203.9325 | 0 | 0 | 0 | 0 | 0 | 0 | 0 | 0 | 0 | 0 | 0 | 0 | 0
2016-10-14 20:00 | 0 | 0 | 0 | 0 | 76499.9116 | 627469.6303 | 458200 | 0 | 0 | 0 | 1366989.9431 | 0 | 10313.1958 | 0 | 0 | 0 | 0 | 0 | 0 | 0 | 480125.524 | 0 | 0 | 0 | 0 | 245556.2427 | 0 | 213.2993 | 0 | 0 | 0 | 0 | 0 | 0 | 0 | 0 | 0 | 0 | 0
2016-10-14 21:00 | 0 | 0 | 0 | 0 | 0 | 633513.9353 | 458185 | 0 | 0 | 0 | 1542318.8784 | 0 | 10313.1958 | 0 | 0 | 0 | 0 | 0 | 0 | 0 | 480123.6035 | 0 | 0 | 0 | 0 | 175328.9353 | 0 | 0 | 0 | 0 | 0 | 0 | 0 | 0 | 0 | 0 | 0 | 0 | 0
2016-10-14 22:00 | 0 | 0 | 0 | 0 | 105656.1271 | 595139.1156 | 455239 | 0 | 0 | 0 | 1787875.1211 | 0 | 10313.1958 | 0 | 0 | 0 | 0 | 0 | 0 | 0 | 480121.683 | 0 | 0 | 0 | 0 | 245556.2427 | 0 | 0 | 0 | 0 | 0 | 0 | 0 | 0 | 0 | 0 | 0 | 0 | 0
2016-10-14 23:00 | 0 | 0 | 0 | 0 | 0 | 433918.2438 | 456333 | 0 | 0 | 0 | 1765247.0655 | 0 | 10526.4951 | 0 | 0 | 0 | 0 | 0 | 0 | 0 | 480119.7625 | 0 | 0 | 0 | 0 | -22628.0555 | 0 | 213.2993 | 0 | 0 | 0 | 0 | 0 | 0 | 0 | 0 | 0 | 0 | 0
2016-10-15 | 0 | 0 | 0 | 0 | 112683.6244 | 93680.1329 | 451920 | 0 | 0 | 0 | 1519690.8229 | 0 | 10526.4951 | 0 | 0 | 0 | 0 | 0 | 0 | 0 | 480117.842 | 0 | 0 | 0 | 0 | -245556.2427 | 0 | 0 | 0 | 0 | 0 | 0 | 0 | 0 | 0 | 0 | 0 | 0 | 0
2016-10-15 01:00 | 0 | 0 | 0 | 0 | 194716.7075 | 142.0498 | 440415 | 0 | 0 | 0 | 1274134.5802 | 0 | 10526.4951 | 0 | 0 | 0 | 0 | 0 | 0 | 0 | 480115.9216 | 0 | 0 | 0 | 0 | -245556.2427 | 0 | 0 | 0 | 0 | 0 | 0 | 0 | 0 | 0 | 0 | 0 | 0 | 0
2016-10-15 02:00 | 0 | 0 | 0 | 0 | 382342.5074 | 0 | 422463 | 0 | 0 | 0 | 1233800.7883 | 0 | 10739.7943 | 0 | 0 | 0 | 0 | 0 | 0 | 0 | 480114.0011 | 0 | 0 | 0 | 0 | -40333.7919 | 0 | 213.2993 | 0 | 0 | 0 | 0 | 0 | 0 | 0 | 0 | 0 | 0 | 0
2016-10-15 03:00 | 0 | 0 | 0 | 0 | 154435.7573 | 0 | 399992 | 0 | 0 | 0 | 988244.5456 | 0 | 10739.7943 | 0 | 0 | 0 | 0 | 0 | 0 | 0 | 480112.0806 | 0 | 0 | 0 | 0 | -245556.2427 | 0 | 0 | 0 | 0 | 0 | 0 | 0 | 0 | 0 | 0 | 0 | 0 | 0
2016-10-15 04:00 | 0 | 0 | 0 | 0 | 132173.7573 | 0 | 377730 | 0 | 0 | 0 | 742688.3029 | 0 | 10739.7943 | 0 | 0 | 0 | 0 | 0 | 0 | 0 | 480110.1602 | 0 | 0 | 0 | 0 | -245556.2427 | 0 | 0 | 0 | 0 | 0 | 0 | 0 | 0 | 0 | 0 | 0 | 0 | 0
2016-10-15 05:00 | 0 | 0 | 0 | 0 | 114780.0566 | 0 | 360123 | 0 | 0 | 0 | 497132.0602 | 0 | 10953.0936 | 0 | 0 | 0 | 0 | 0 | 0 | 0 | 480108.2397 | 0 | 0 | 0 | 0 | -245556.2427 | 0 | 213.2993 | 0 | 0 | 0 | 0 | 0 | 0 | 0 | 0 | 0 | 0 | 0
2016-10-15 06:00 | 0 | 0 | 0 | 0 | 591665.2427 | 0 | 346109 | 0 | 0 | 0 | 742688.3029 | 0 | 10953.0936 | 0 | 0 | 0 | 0 | 0 | 0 | 0 | 480106.3193 | 0 | 0 | 0 | 0 | 245556.2427 | 0 | 0 | 0 | 0 | 0 | 0 | 0 | 0 | 0 | 0 | 0 | 0 | 0
2016-10-15 07:00 | 0 | 0 | 0 | 0 | 91581.7573 | 0 | 337138 | 0 | 0 | 0 | 497132.0602 | 0 | 10953.0936 | 0 | 0 | 0 | 0 | 0 | 0 | 0 | 480104.3989 | 0 | 0 | 0 | 0 | -245556.2427 | 0 | 0 | 0 | 0 | 0 | 0 | 0 | 0 | 0 | 0 | 0 | 0 | 0
2016-10-15 08:00 | 0 | 0 | 0 | 0 | 578842.542 | 0 | 333073 | 0 | 0 | 0 | 742688.3029 | 0 | 11166.3929 | 0 | 0 | 0 | 0 | 0 | 0 | 0 | 480102.4785 | 0 | 0 | 0 | 0 | 245556.2427 | 0 | 213.2993 | 0 | 0 | 0 | 0 | 0 | 0 | 0 | 0 | 0 | 0 | 0
2016-10-15 09:00 | 0 | 0 | 0 | 0 | 88662.7573 | 0 | 334219 | 0 | 0 | 0 | 497132.0602 | 0 | 11166.3929 | 0 | 0 | 0 | 0 | 0 | 0 | 0 | 480100.5581 | 0 | 0 | 0 | 0 | -245556.2427 | 0 | 0 | 0 | 0 | 0 | 0 | 0 | 0 | 0 | 0 | 0 | 0 | 0
2016-10-15 10:00 | 0 | 0 | 0 | 0 | 96187.7573 | 0 | 341744 | 0 | 0 | 0 | 251575.8176 | 0 | 11166.3929 | 0 | 0 | 0 | 0 | 0 | 0 | 0 | 480098.6377 | 0 | 0 | 0 | 0 | -245556.2427 | 0 | 0 | 0 | 0 | 0 | 0 | 0 | 0 | 0 | 0 | 0 | 0 | 0
2016-10-15 11:00 | 0 | 0 | 0 | 0 | 107811.0566 | 0 | 353154 | 0 | 0 | 0 | 6019.5749 | 0 | 11379.6922 | 0 | 0 | 0 | 0 | 0 | 0 | 0 | 480096.7173 | 0 | 0 | 0 | 0 | -245556.2427 | 0 | 213.2993 | 0 | 0 | 0 | 0 | 0 | 0 | 0 | 0 | 0 | 0 | 0
2016-10-15 12:00 | 0 | 0 | 0 | 0 | 611980.2427 | 0 | 366424 | 0 | 0 | 0 | 251575.8176 | 0 | 11379.6922 | 0 | 0 | 0 | 0 | 0 | 0 | 0 | 480094.7969 | 0 | 0 | 0 | 0 | 245556.2427 | 0 | 0 | 0 | 0 | 0 | 0 | 0 | 0 | 0 | 0 | 0 | 0 | 0
2016-10-15 13:00 | 0 | 0 | 0 | 0 | 126486.5848 | 9281.1725 | 381324 | 0 | 0 | 0 | 6019.5749 | 0 | 11379.6922 | 0 | 0 | 0 | 0 | 0 | 0 | 0 | 480092.8765 | 0 | 0 | 0 | 0 | -245556.2427 | 0 | 0 | 0 | 0 | 0 | 0 | 0 | 0 | 0 | 0 | 0 | 0 | 0
2016-10-15 14:00 | 0 | 0 | 0 | 0 | 322946.7416 | 317982.8004 | 395160 | 0 | 0 | 0 | 251575.8176 | 0 | 11592.9915 | 0 | 0 | 0 | 0 | 0 | 0 | 0 | 480090.9561 | 0 | 0 | 0 | 0 | 245556.2427 | 0 | 213.2993 | 0 | 0 | 0 | 0 | 0 | 0 | 0 | 0 | 0 | 0 | 0
2016-10-15 15:00 | 0 | 0 | 0 | 0 | 30866.3796 | 622033.8631 | 407344 | 0 | 0 | 0 | 497132.0602 | 0 | 11592.9915 | 0 | 0 | 0 | 0 | 0 | 0 | 0 | 480089.0358 | 0 | 0 | 0 | 0 | 245556.2427 | 0 | 0 | 0 | 0 | 0 | 0 | 0 | 0 | 0 | 0 | 0 | 0 | 0
2016-10-15 16:00 | 0 | 0 | 0 | 0 | 0 | 692383.7509 | 417435 | 0 | 0 | 0 | 742688.3029 | 0 | 11806.2908 | 7621.5577 | 0 | 0 | 0 | 0 | 0 | 0 | 497333.2363 | 0 | 0 | 0 | 0 | 245556.2427 | 0 | 213.2993 | 0 | 7621.5577 | 0 | 0 | 0 | 0 | 0 | 0 | 21557.6511 | 0 | 0
2016-10-15 17:00 | 0 | 0 | 0 | 0 | 0 | 686519.2796 | 425068 | 0 | 0 | 0 | 988244.5456 | 0 | 12019.5901 | 7621.5577 | 0 | 0 | 0 | 0 | 0 | 0 | 509876.6371 | 0 | 0 | 0 | 0 | 245556.2427 | 0 | 213.2993 | 0 | 0 | 0 | 0 | 0 | 0 | 0 | 0 | 15681.7376 | 0 | 0
2016-10-15 18:00 | 0 | 0 | 0 | 0 | 1590.2603 | 667923.4247 | 431579 | 0 | 0 | 0 | 1233800.7883 | 0 | 12019.5901 | 0 | 0 | 0 | 0 | 0 | 0 | 0 | 509874.5976 | 0 | 0 | 0 | 0 | 245556.2427 | 0 | 0 | 0 | -7621.5577 | 0 | 0 | 0 | 0 | 0 | 0 | 0 | 0 | 0
2016-10-15 19:00 | 0 | 0 | 0 | 0 | 0 | 659750.3823 | 437621 | 0 | 0 | 0 | 1455930.1706 | 0 | 12019.5901 | 0 | 0 | 0 | 0 | 0 | 0 | 0 | 509872.5581 | 0 | 0 | 0 | 0 | 222129.3823 | 0 | 0 | 0 | 0 | 0 | 0 | 0 | 0 | 0 | 0 | 0 | 0 | 0
2016-10-15 20:00 | 0 | 0 | 0 | 0 | 18024.4678 | 670491.7748 | 442960 | 0 | 0 | 0 | 1701486.4133 | 0 | 12019.5901 | 0 | 0 | 0 | 0 | 0 | 0 | 0 | 509870.5186 | 0 | 0 | 0 | 0 | 245556.2427 | 0 | 0 | 0 | 0 | 0 | 0 | 0 | 0 | 0 | 0 | 0 | 0 | 0
2016-10-15 21:00 | 0 | 0 | 0 | 0 | 0 | 687224.1767 | 445535 | 0 | 0 | 0 | 1943175.59 | 0 | 12019.5901 | 0 | 0 | 0 | 0 | 0 | 0 | 0 | 509868.4791 | 0 | 0 | 0 | 0 | 241689.1767 | 0 | 0 | 0 | 0 | 0 | 0 | 0 | 0 | 0 | 0 | 0 | 0 | 0
2016-10-15 22:00 | 0 | 0 | 0 | 0 | 0 | 672389.8278 | 446436 | 0 | 0 | 0 | 2169129.4178 | 0 | 12019.5901 | 0 | 0 | 0 | 0 | 0 | 0 | 0 | 509866.4396 | 0 | 0 | 0 | 0 | 225953.8278 | 0 | 0 | 0 | 0 | 0 | 0 | 0 | 0 | 0 | 0 | 0 | 0 | 0
2016-10-15 23:00 | 0 | 0 | 0 | 0 | 0 | 490503.7664 | 449627 | 0 | 0 | 0 | 2210006.1842 | 0 | 12019.5901 | 0 | 0 | 0 | 0 | 0 | 0 | 0 | 509864.4002 | 0 | 0 | 0 | 0 | 40876.7664 | 0 | 0 | 0 | 0 | 0 | 0 | 0 | 0 | 0 | 0 | 0 | 0 | 0
2016-10-16 | 0 | 0 | 0 | 0 | 84338.1664 | 115870.8902 | 445552 | 0 | 0 | 0 | 1964449.9415 | 0 | 12232.8894 | 0 | 0 | 0 | 0 | 0 | 0 | 0 | 509862.3607 | 0 | 0 | 0 | 0 | -245556.2427 | 0 | 213.2993 | 0 | 0 | 0 | 0 | 0 | 0 | 0 | 0 | 0 | 0 | 0
2016-10-16 01:00 | 0 | 0 | 0 | 0 | 189154.6201 | 115.1372 | 434826 | 0 | 0 | 0 | 1718893.6988 | 0 | 12232.8894 | 0 | 0 | 0 | 0 | 0 | 0 | 0 | 509860.3213 | 0 | 0 | 0 | 0 | -245556.2427 | 0 | 0 | 0 | 0 | 0 | 0 | 0 | 0 | 0 | 0 | 0 | 0 | 0
2016-10-16 02:00 | 0 | 0 | 0 | 0 | 171754.7573 | 0 | 417311 | 0 | 0 | 0 | 1473337.4561 | 0 | 12232.8894 | 0 | 0 | 0 | 0 | 0 | 0 | 0 | 509858.2818 | 0 | 0 | 0 | 0 | -245556.2427 | 0 | 0 | 0 | 0 | 0 | 0 | 0 | 0 | 0 | 0 | 0 | 0 | 0
2016-10-16 03:00 | 0 | 0 | 0 | 0 | 150846.0566 | 0 | 396189 | 0 | 0 | 0 | 1227781.2134 | 0 | 12446.1887 | 0 | 0 | 0 | 0 | 0 | 0 | 0 | 509856.2424 | 0 | 0 | 0 | 0 | -245556.2427 | 0 | 213.2993 | 0 | 0 | 0 | 0 | 0 | 0 | 0 | 0 | 0 | 0 | 0
2016-10-16 04:00 | 0 | 0 | 0 | 0 | 129193.7573 | 0 | 374750 | 0 | 0 | 0 | 982224.9707 | 0 | 12446.1887 | 0 | 0 | 0 | 0 | 0 | 0 | 0 | 509854.203 | 0 | 0 | 0 | 0 | -245556.2427 | 0 | 0 | 0 | 0 | 0 | 0 | 0 | 0 | 0 | 0 | 0 | 0 | 0
2016-10-16 05:00 | 0 | 0 | 0 | 0 | 111786.7573 | 0 | 357343 | 0 | 0 | 0 | 736668.7281 | 0 | 12446.1887 | 0 | 0 | 0 | 0 | 0 | 0 | 0 | 509852.1635 | 0 | 0 | 0 | 0 | -245556.2427 | 0 | 0 | 0 | 0 | 0 | 0 | 0 | 0 | 0 | 0 | 0 | 0 | 0
2016-10-16 06:00 | 0 | 0 | 0 | 0 | 98294.0566 | 0 | 343637 | 0 | 0 | 0 | 491112.4854 | 0 | 12659.488 | 0 | 0 | 0 | 0 | 0 | 0 | 0 | 509850.1241 | 0 | 0 | 0 | 0 | -245556.2427 | 0 | 213.2993 | 0 | 0 | 0 | 0 | 0 | 0 | 0 | 0 | 0 | 0 | 0
2016-10-16 07:00 | 0 | 0 | 0 | 0 | 579527.2427 | 0 | 333971 | 0 | 0 | 0 | 736668.7281 | 0 | 12659.488 | 0 | 0 | 0 | 0 | 0 | 0 | 0 | 509848.0847 | 0 | 0 | 0 | 0 | 245556.2427 | 0 | 0 | 0 | 0 | 0 | 0 | 0 | 0 | 0 | 0 | 0 | 0 | 0
2016-10-16 08:00 | 0 | 0 | 0 | 0 | 83249.7573 | 0 | 328806 | 0 | 0 | 0 | 491112.4854 | 0 | 12659.488 | 0 | 0 | 0 | 0 | 0 | 0 | 0 | 509846.0453 | 0 | 0 | 0 | 0 | -245556.2427 | 0 | 0 | 0 | 0 | 0 | 0 | 0 | 0 | 0 | 0 | 0 | 0 | 0
2016-10-16 09:00 | 0 | 0 | 0 | 0 | 573551.542 | 0 | 327782 | 0 | 0 | 0 | 736668.7281 | 0 | 12872.7873 | 0 | 0 | 0 | 0 | 0 | 0 | 0 | 509844.006 | 0 | 0 | 0 | 0 | 245556.2427 | 0 | 213.2993 | 0 | 0 | 0 | 0 | 0 | 0 | 0 | 0 | 0 | 0 | 0
2016-10-16 10:00 | 0 | 0 | 0 | 0 | 86285.7573 | 0 | 331842 | 0 | 0 | 0 | 491112.4854 | 0 | 12872.7873 | 0 | 0 | 0 | 0 | 0 | 0 | 0 | 509841.9666 | 0 | 0 | 0 | 0 | -245556.2427 | 0 | 0 | 0 | 0 | 0 | 0 | 0 | 0 | 0 | 0 | 0 | 0 | 0
2016-10-16 11:00 | 0 | 0 | 0 | 0 | 94811.7573 | 0 | 340368 | 0 | 0 | 0 | 245556.2427 | 0 | 12872.7873 | 0 | 0 | 0 | 0 | 0 | 0 | 0 | 509839.9272 | 0 | 0 | 0 | 0 | -245556.2427 | 0 | 0 | 0 | 0 | 0 | 0 | 0 | 0 | 0 | 0 | 0 | 0 | 0
2016-10-16 12:00 | 0 | 0 | 0 | 0 | 106548.0566 | 0 | 351891 | 0 | 0 | 0 | 0 | 0 | 13086.0866 | 0 | 0 | 0 | 0 | 0 | 0 | 0 | 509837.8879 | 0 | 0 | 0 | 0 | -245556.2427 | 0 | 213.2993 | 0 | 0 | 0 | 0 | 0 | 0 | 0 | 0 | 0 | 0 | 0
2016-10-16 13:00 | 0 | 0 | 0 | 0 | 604895.1176 | 8084.1251 | 367423 | 0 | 0 | 0 | 245556.2427 | 0 | 13086.0866 | 0 | 0 | 0 | 0 | 0 | 0 | 0 | 509835.8485 | 0 | 0 | 0 | 0 | 245556.2427 | 0 | 0 | 0 | 0 | 0 | 0 | 0 | 0 | 0 | 0 | 0 | 0 | 0
2016-10-16 14:00 | 0 | 0 | 0 | 0 | 0 | 312809.8864 | 383772 | 0 | 0 | 0 | 174594.1291 | 0 | 13086.0866 | 0 | 0 | 0 | 0 | 0 | 0 | 0 | 509833.8092 | 0 | 0 | 0 | 0 | -70962.1136 | 0 | 0 | 0 | 0 | 0 | 0 | 0 | 0 | 0 | 0 | 0 | 0 | 0
2016-10-16 15:00 | 0 | 0 | 0 | 0 | 0 | 563624.7978 | 400544 | 0 | 0 | 0 | 337674.9269 | 0 | 13086.0866 | 0 | 0 | 0 | 0 | 0 | 0 | 0 | 509831.7698 | 0 | 0 | 0 | 0 | 163080.7978 | 0 | 0 | 0 | 0 | 0 | 0 | 0 | 0 | 0 | 0 | 0 | 0 | 0
2016-10-16 16:00 | 0 | 0 | 0 | 0 | 0 | 637091.3703 | 416790 | 0 | 0 | 0 | 557762.9979 | 0 | 13299.3859 | 0 | 0 | 0 | 0 | 0 | 0 | 0 | 509829.7305 | 0 | 0 | 0 | 0 | 220088.071 | 0 | 213.2993 | 0 | 0 | 0 | 0 | 0 | 0 | 0 | 0 | 0 | 0 | 0
2016-10-16 17:00 | 0 | 0 | 0 | 0 | 0 | 636935.6694 | 430707 | 0 | 0 | 0 | 763991.6673 | 0 | 13299.3859 | 0 | 0 | 0 | 0 | 0 | 0 | 0 | 509827.6912 | 0 | 0 | 0 | 0 | 206228.6694 | 0 | 0 | 0 | 0 | 0 | 0 | 0 | 0 | 0 | 0 | 0 | 0 | 0
2016-10-16 18:00 | 0 | 0 | 0 | 0 | 0 | 619280.0979 | 442178 | 0 | 0 | 0 | 941093.7652 | 0 | 13299.3859 | 0 | 0 | 0 | 0 | 0 | 0 | 0 | 509825.6519 | 0 | 0 | 0 | 0 | 177102.0979 | 0 | 0 | 0 | 0 | 0 | 0 | 0 | 0 | 0 | 0 | 0 | 0 | 0
2016-10-16 19:00 | 0 | 0 | 0 | 0 | 0 | 611592.4516 | 451589 | 0 | 0 | 0 | 1100883.9175 | 0 | 13512.6852 | 0 | 0 | 0 | 0 | 0 | 0 | 0 | 509823.6126 | 0 | 0 | 0 | 0 | 159790.1523 | 0 | 213.2993 | 0 | 0 | 0 | 0 | 0 | 0 | 0 | 0 | 0 | 0 | 0
2016-10-16 20:00 | 0 | 0 | 0 | 0 | 0 | 615986.2694 | 458822 | 0 | 0 | 0 | 1258048.187 | 0 | 13512.6852 | 0 | 0 | 0 | 0 | 0 | 0 | 0 | 509821.5733 | 0 | 0 | 0 | 0 | 157164.2694 | 0 | 0 | 0 | 0 | 0 | 0 | 0 | 0 | 0 | 0 | 0 | 0 | 0
2016-10-16 21:00 | 0 | 0 | 0 | 0 | 85124.5669 | 625059.6758 | 464628 | 0 | 0 | 0 | 1503604.4297 | 0 | 13512.6852 | 0 | 0 | 0 | 0 | 0 | 0 | 0 | 509819.534 | 0 | 0 | 0 | 0 | 245556.2427 | 0 | 0 | 0 | 0 | 0 | 0 | 0 | 0 | 0 | 0 | 0 | 0 | 0
2016-10-16 22:00 | 0 | 0 | 0 | 0 | 0 | 606934.9434 | 467804 | 0 | 0 | 0 | 1642522.0738 | 0 | 13725.9845 | 0 | 0 | 0 | 0 | 0 | 0 | 0 | 509817.4947 | 0 | 0 | 0 | 0 | 138917.6441 | 0 | 213.2993 | 0 | 0 | 0 | 0 | 0 | 0 | 0 | 0 | 0 | 0 | 0
2016-10-16 23:00 | 0 | 0 | 0 | 0 | 0 | 451741.1067 | 471245 | 0 | 0 | 0 | 1623018.1805 | 0 | 13725.9845 | 0 | 0 | 0 | 0 | 0 | 0 | 0 | 509815.4554 | 0 | 0 | 0 | 0 | -19503.8933 | 0 | 0 | 0 | 0 | 0 | 0 | 0 | 0 | 0 | 0 | 0 | 0 | 0
2016-10-17 | 0 | 0 | 0 | 0 | 116095.0511 | 106882.7062 | 468534 | 0 | 0 | 0 | 1377461.9378 | 0 | 13725.9845 | 0 | 0 | 0 | 0 | 0 | 0 | 0 | 509813.4162 | 0 | 0 | 0 | 0 | -245556.2427 | 0 | 0 | 0 | 0 | 0 | 0 | 0 | 0 | 0 | 0 | 0 | 0 | 0
2016-10-17 01:00 | 0 | 0 | 0 | 0 | 699658.6438 | 83.8982 | 453973 | 0 | 0 | 0 | 1623018.1805 | 0 | 13939.2838 | 0 | 0 | 0 | 0 | 0 | 0 | 0 | 509811.3769 | 0 | 0 | 0 | 0 | 245556.2427 | 0 | 213.2993 | 0 | 0 | 0 | 0 | 0 | 0 | 0 | 0 | 0 | 0 | 0
2016-10-17 02:00 | 0 | 0 | 0 | 0 | 185747.7573 | 0 | 431304 | 0 | 0 | 0 | 1377461.9378 | 0 | 13939.2838 | 0 | 0 | 0 | 0 | 0 | 0 | 0 | 509809.3377 | 0 | 0 | 0 | 0 | -245556.2427 | 0 | 0 | 0 | 0 | 0 | 0 | 0 | 0 | 0 | 0 | 0 | 0 | 0
2016-10-17 03:00 | 0 | 0 | 0 | 0 | 159106.7573 | 0 | 404663 | 0 | 0 | 0 | 1131905.6951 | 0 | 13939.2838 | 0 | 0 | 0 | 0 | 0 | 0 | 0 | 509807.2984 | 0 | 0 | 0 | 0 | -245556.2427 | 0 | 0 | 0 | 0 | 0 | 0 | 0 | 0 | 0 | 0 | 0 | 0 | 0
2016-10-17 04:00 | 0 | 0 | 0 | 0 | 134603.0566 | 0 | 379946 | 0 | 0 | 0 | 886349.4524 | 0 | 14152.5831 | 0 | 0 | 0 | 0 | 0 | 0 | 0 | 509805.2592 | 0 | 0 | 0 | 0 | -245556.2427 | 0 | 213.2993 | 0 | 0 | 0 | 0 | 0 | 0 | 0 | 0 | 0 | 0 | 0
2016-10-17 05:00 | 0 | 0 | 0 | 0 | 606414.2427 | 0 | 360858 | 0 | 0 | 0 | 1131905.6951 | 0 | 14152.5831 | 0 | 0 | 0 | 0 | 0 | 0 | 0 | 509803.22 | 0 | 0 | 0 | 0 | 245556.2427 | 0 | 0 | 0 | 0 | 0 | 0 | 0 | 0 | 0 | 0 | 0 | 0 | 0
2016-10-17 06:00 | 0 | 0 | 0 | 0 | 102185.0566 | 0 | 347528 | 0 | 0 | 0 | 886349.4524 | 0 | 14365.8824 | 0 | 0 | 0 | 0 | 0 | 0 | 0 | 509801.1808 | 0 | 0 | 0 | 0 | -245556.2427 | 0 | 213.2993 | 0 | 0 | 0 | 0 | 0 | 0 | 0 | 0 | 0 | 0 | 0
2016-10-17 07:00 | 0 | 0 | 0 | 0 | 586192.542 | 0 | 340423 | 0 | 0 | 0 | 1131905.6951 | 0 | 14579.1817 | 0 | 0 | 0 | 0 | 0 | 0 | 0 | 509799.1416 | 0 | 0 | 0 | 0 | 245556.2427 | 0 | 213.2993 | 0 | 0 | 0 | 0 | 0 | 0 | 0 | 0 | 0 | 0 | 0
2016-10-17 08:00 | 0 | 0 | 0 | 0 | 94247.7573 | 0 | 339804 | 0 | 0 | 0 | 886349.4524 | 0 | 14579.1817 | 0 | 0 | 0 | 0 | 0 | 0 | 0 | 509797.1024 | 0 | 0 | 0 | 0 | -245556.2427 | 0 | 0 | 0 | 0 | 0 | 0 | 0 | 0 | 0 | 0 | 0 | 0 | 0
2016-10-17 09:00 | 0 | 0 | 0 | 0 | 104066.7573 | 0 | 349623 | 0 | 0 | 0 | 640793.2098 | 0 | 14579.1817 | 0 | 0 | 0 | 0 | 0 | 0 | 0 | 509795.0632 | 0 | 0 | 0 | 0 | -245556.2427 | 0 | 0 | 0 | 0 | 0 | 0 | 0 | 0 | 0 | 0 | 0 | 0 | 0
2016-10-17 10:00 | 0 | 0 | 0 | 0 | 130875.0566 | 0 | 376218 | 0 | 0 | 0 | 395236.9671 | 0 | 14792.481 | 0 | 0 | 0 | 0 | 0 | 0 | 0 | 509793.024 | 0 | 0 | 0 | 0 | -245556.2427 | 0 | 213.2993 | 0 | 0 | 0 | 0 | 0 | 0 | 0 | 0 | 0 | 0 | 0
2016-10-17 11:00 | 0 | 0 | 0 | 0 | 580846.0179 | 0 | 404471 | 0 | 0 | 0 | 571611.9849 | 0 | 14792.481 | 0 | 0 | 0 | 0 | 0 | 0 | 0 | 509790.9848 | 0 | 0 | 0 | 0 | 176375.0179 | 0 | 0 | 0 | 0 | 0 | 0 | 0 | 0 | 0 | 0 | 0 | 0 | 0
2016-10-17 12:00 | 0 | 0 | 0 | 0 | 175089.7573 | 0 | 420646 | 0 | 0 | 0 | 326055.7423 | 0 | 14792.481 | 0 | 0 | 0 | 0 | 0 | 0 | 0 | 509788.9457 | 0 | 0 | 0 | 0 | -245556.2427 | 0 | 0 | 0 | 0 | 0 | 0 | 0 | 0 | 0 | 0 | 0 | 0 | 0
2016-10-17 13:00 | 0 | 0 | 0 | 0 | 532111.5616 | 7824.01 | 436484 | 0 | 0 | 0 | 429294.0146 | 0 | 15005.7803 | 0 | 0 | 0 | 0 | 0 | 0 | 0 | 509786.9065 | 0 | 0 | 0 | 0 | 103238.2724 | 0 | 213.2993 | 0 | 0 | 0 | 0 | 0 | 0 | 0 | 0 | 0 | 0 | 0
2016-10-17 14:00 | 0 | 0 | 0 | 0 | 0 | 297064.2035 | 453409 | 0 | 0 | 0 | 272949.2182 | 0 | 15005.7803 | 0 | 0 | 0 | 0 | 0 | 0 | 0 | 509784.8674 | 0 | 0 | 0 | 0 | -156344.7965 | 0 | 0 | 0 | 0 | 0 | 0 | 0 | 0 | 0 | 0 | 0 | 0 | 0
2016-10-17 15:00 | 0 | 0 | 0 | 0 | 0 | 593973.0877 | 468848 | 0 | 0 | 0 | 398074.3059 | 0 | 15005.7803 | 0 | 0 | 0 | 0 | 0 | 0 | 0 | 509782.8282 | 0 | 0 | 0 | 0 | 125125.0877 | 0 | 0 | 0 | 0 | 0 | 0 | 0 | 0 | 0 | 0 | 0 | 0 | 0
2016-10-17 16:00 | 0 | 0 | 0 | 0 | 0 | 679623.8932 | 483953 | 0 | 0 | 0 | 593745.1991 | 0 | 15005.7803 | 0 | 0 | 0 | 0 | 0 | 0 | 0 | 509780.7891 | 0 | 0 | 0 | 0 | 195670.8932 | 0 | 0 | 0 | 0 | 0 | 0 | 0 | 0 | 0 | 0 | 0 | 0 | 0
2016-10-17 17:00 | 0 | 0 | 0 | 0 | 0 | 683064.6986 | 498846 | 0 | 0 | 0 | 777963.8977 | 0 | 15005.7803 | 0 | 0 | 0 | 0 | 0 | 0 | 0 | 509778.75 | 0 | 0 | 0 | 0 | 184218.6986 | 0 | 0 | 0 | 0 | 0 | 0 | 0 | 0 | 0 | 0 | 0 | 0 | 0
2016-10-17 18:00 | 0 | 0 | 0 | 0 | 0 | 661804.9158 | 511978 | 0 | 0 | 0 | 927577.5142 | 0 | 15219.0796 | 0 | 0 | 0 | 0 | 0 | 0 | 0 | 509776.7109 | 0 | 0 | 0 | 0 | 149613.6165 | 0 | 213.2993 | 0 | 0 | 0 | 0 | 0 | 0 | 0 | 0 | 0 | 0 | 0
2016-10-17 19:00 | 0 | 0 | 0 | 0 | 114957.4683 | 652211.7744 | 521613 | 0 | 0 | 0 | 1173133.7569 | 0 | 15219.0796 | 0 | 0 | 0 | 0 | 0 | 0 | 0 | 509774.6717 | 0 | 0 | 0 | 0 | 245556.2427 | 0 | 0 | 0 | 0 | 0 | 0 | 0 | 0 | 0 | 0 | 0 | 0 | 0
2016-10-17 20:00 | 0 | 0 | 0 | 0 | 0 | 663873.2821 | 527488 | 0 | 0 | 0 | 1309519.039 | 0 | 15219.0796 | 0 | 0 | 0 | 0 | 0 | 0 | 0 | 509772.6326 | 0 | 0 | 0 | 0 | 136385.2821 | 0 | 0 | 0 | 0 | 0 | 0 | 0 | 0 | 0 | 0 | 0 | 0 | 0
2016-10-17 21:00 | 0 | 0 | 0 | 0 | 88523.1666 | 685675.3754 | 528429 | 0 | 0 | 0 | 1555075.2817 | 0 | 15432.3789 | 0 | 0 | 0 | 0 | 0 | 0 | 0 | 509770.5936 | 0 | 0 | 0 | 0 | 245556.2427 | 0 | 213.2993 | 0 | 0 | 0 | 0 | 0 | 0 | 0 | 0 | 0 | 0 | 0
2016-10-17 22:00 | 0 | 0 | 0 | 0 | 0 | 677678.2011 | 523606 | 0 | 0 | 0 | 1709147.4828 | 0 | 15432.3789 | 0 | 0 | 0 | 0 | 0 | 0 | 0 | 509768.5545 | 0 | 0 | 0 | 0 | 154072.2011 | 0 | 0 | 0 | 0 | 0 | 0 | 0 | 0 | 0 | 0 | 0 | 0 | 0
2016-10-17 23:00 | 0 | 0 | 0 | 0 | 0 | 505724.7199 | 522334 | 0 | 0 | 0 | 1692538.2027 | 0 | 15432.3789 | 0 | 0 | 0 | 0 | 0 | 0 | 0 | 509766.5154 | 0 | 0 | 0 | 0 | -16609.2801 | 0 | 0 | 0 | 0 | 0 | 0 | 0 | 0 | 0 | 0 | 0 | 0 | 0
2016-10-18 | 0 | 0 | 0 | 0 | 149256.7348 | 119913.3219 | 514513 | 0 | 0 | 0 | 1446981.96 | 0 | 15645.6782 | 0 | 0 | 0 | 0 | 0 | 0 | 0 | 509764.4763 | 0 | 0 | 0 | 0 | -245556.2427 | 0 | 213.2993 | 0 | 0 | 0 | 0 | 0 | 0 | 0 | 0 | 0 | 0 | 0
2016-10-18 01:00 | 0 | 0 | 0 | 0 | 250214.4004 | 87.3569 | 495858 | 0 | 0 | 0 | 1201425.7173 | 0 | 15645.6782 | 0 | 0 | 0 | 0 | 0 | 0 | 0 | 509762.4373 | 0 | 0 | 0 | 0 | -245556.2427 | 0 | 0 | 0 | 0 | 0 | 0 | 0 | 0 | 0 | 0 | 0 | 0 | 0
2016-10-18 02:00 | 0 | 0 | 0 | 0 | 222865.7573 | 0 | 468422 | 0 | 0 | 0 | 955869.4746 | 0 | 15645.6782 | 0 | 0 | 0 | 0 | 0 | 0 | 0 | 509760.3982 | 0 | 0 | 0 | 0 | -245556.2427 | 0 | 0 | 0 | 0 | 0 | 0 | 0 | 0 | 0 | 0 | 0 | 0 | 0
2016-10-18 03:00 | 0 | 0 | 0 | 0 | 681675.542 | 0 | 435906 | 0 | 0 | 0 | 1201425.7173 | 0 | 15858.9775 | 0 | 0 | 0 | 0 | 0 | 0 | 0 | 509758.3592 | 0 | 0 | 0 | 0 | 245556.2427 | 0 | 213.2993 | 0 | 0 | 0 | 0 | 0 | 0 | 0 | 0 | 0 | 0 | 0
2016-10-18 04:00 | 0 | 0 | 0 | 0 | 160596.7573 | 0 | 406153 | 0 | 0 | 0 | 955869.4746 | 0 | 15858.9775 | 0 | 0 | 0 | 0 | 0 | 0 | 0 | 509756.3202 | 0 | 0 | 0 | 0 | -245556.2427 | 0 | 0 | 0 | 0 | 0 | 0 | 0 | 0 | 0 | 0 | 0 | 0 | 0
2016-10-18 05:00 | 0 | 0 | 0 | 0 | 137617.7573 | 0 | 383174 | 0 | 0 | 0 | 710313.2319 | 0 | 15858.9775 | 0 | 0 | 0 | 0 | 0 | 0 | 0 | 509754.2811 | 0 | 0 | 0 | 0 | -245556.2427 | 0 | 0 | 0 | 0 | 0 | 0 | 0 | 0 | 0 | 0 | 0 | 0 | 0
2016-10-18 06:00 | 0 | 0 | 0 | 0 | 121756.0566 | 0 | 367099 | 0 | 0 | 0 | 464756.9892 | 0 | 16072.2768 | 0 | 0 | 0 | 0 | 0 | 0 | 0 | 509752.2421 | 0 | 0 | 0 | 0 | -245556.2427 | 0 | 213.2993 | 0 | 0 | 0 | 0 | 0 | 0 | 0 | 0 | 0 | 0 | 0
2016-10-18 07:00 | 0 | 0 | 0 | 0 | 602585.2427 | 0 | 357029 | 0 | 0 | 0 | 710313.2319 | 0 | 16072.2768 | 0 | 0 | 0 | 0 | 0 | 0 | 0 | 509750.2031 | 0 | 0 | 0 | 0 | 245556.2427 | 0 | 0 | 0 | 0 | 0 | 0 | 0 | 0 | 0 | 0 | 0 | 0 | 0
2016-10-18 08:00 | 0 | 0 | 0 | 0 | 108976.7573 | 0 | 354533 | 0 | 0 | 0 | 464756.9892 | 0 | 16072.2768 | 0 | 0 | 0 | 0 | 0 | 0 | 0 | 509748.1641 | 0 | 0 | 0 | 0 | -245556.2427 | 0 | 0 | 0 | 0 | 0 | 0 | 0 | 0 | 0 | 0 | 0 | 0 | 0
2016-10-18 09:00 | 0 | 0 | 0 | 0 | 609001.542 | 0 | 363232 | 0 | 0 | 0 | 710313.2319 | 0 | 16285.5761 | 0 | 0 | 0 | 0 | 0 | 0 | 0 | 509746.1251 | 0 | 0 | 0 | 0 | 245556.2427 | 0 | 213.2993 | 0 | 0 | 0 | 0 | 0 | 0 | 0 | 0 | 0 | 0 | 0
2016-10-18 10:00 | 0 | 0 | 0 | 0 | 142723.7573 | 0 | 388280 | 0 | 0 | 0 | 464756.9892 | 0 | 16285.5761 | 0 | 0 | 0 | 0 | 0 | 0 | 0 | 509744.0861 | 0 | 0 | 0 | 0 | -245556.2427 | 0 | 0 | 0 | 0 | 0 | 0 | 0 | 0 | 0 | 0 | 0 | 0 | 0
2016-10-18 11:00 | 0 | 0 | 0 | 0 | 587868.667 | 0 | 414599 | 0 | 0 | 0 | 638026.6562 | 0 | 16285.5761 | 0 | 0 | 0 | 0 | 0 | 0 | 0 | 509742.0471 | 0 | 0 | 0 | 0 | 173269.667 | 0 | 0 | 0 | 0 | 0 | 0 | 0 | 0 | 0 | 0 | 0 | 0 | 0
2016-10-18 12:00 | 0 | 0 | 0 | 0 | 182920.0566 | 0 | 428263 | 0 | 0 | 0 | 392470.4135 | 0 | 16498.8754 | 0 | 0 | 0 | 0 | 0 | 0 | 0 | 509740.0082 | 0 | 0 | 0 | 0 | -245556.2427 | 0 | 213.2993 | 0 | 0 | 0 | 0 | 0 | 0 | 0 | 0 | 0 | 0 | 0
2016-10-18 13:00 | 0 | 0 | 0 | 0 | 441370.1597 | 5790.3384 | 443362 | 0 | 0 | 0 | 396268.9117 | 0 | 16498.8754 | 0 | 0 | 0 | 0 | 0 | 0 | 0 | 509737.9692 | 0 | 0 | 0 | 0 | 3798.4982 | 0 | 0 | 0 | 0 | 0 | 0 | 0 | 0 | 0 | 0 | 0 | 0 | 0
2016-10-18 14:00 | 0 | 0 | 0 | 0 | 260990.0752 | 276709.375 | 459677 | 0 | 0 | 0 | 474291.3619 | 0 | 16498.8754 | 0 | 0 | 0 | 0 | 0 | 0 | 0 | 509735.9303 | 0 | 0 | 0 | 0 | 78022.4502 | 0 | 0 | 0 | 0 | 0 | 0 | 0 | 0 | 0 | 0 | 0 | 0 | 0
2016-10-18 15:00 | 0 | 0 | 0 | 0 | 54239.7339 | 664738.5087 | 473422 | 0 | 0 | 0 | 719847.6046 | 0 | 16498.8754 | 0 | 0 | 0 | 0 | 0 | 0 | 0 | 509733.8913 | 0 | 0 | 0 | 0 | 245556.2427 | 0 | 0 | 0 | 0 | 0 | 0 | 0 | 0 | 0 | 0 | 0 | 0 | 0
2016-10-18 16:00 | 0 | 0 | 0 | 0 | 0 | 728161.025 | 487336 | 0 | 0 | 0 | 960672.6296 | 0 | 16498.8754 | 0 | 0 | 0 | 0 | 0 | 0 | 0 | 509731.8524 | 0 | 0 | 0 | 0 | 240825.025 | 0 | 0 | 0 | 0 | 0 | 0 | 0 | 0 | 0 | 0 | 0 | 0 | 0
2016-10-18 17:00 | 0 | 0 | 0 | 0 | 0 | 703154.0285 | 500972 | 0 | 0 | 0 | 1162854.6581 | 0 | 16498.8754 | 0 | 0 | 0 | 0 | 0 | 0 | 0 | 509729.8135 | 0 | 0 | 0 | 0 | 202182.0285 | 0 | 0 | 0 | 0 | 0 | 0 | 0 | 0 | 0 | 0 | 0 | 0 | 0
2016-10-18 18:00 | 0 | 0 | 0 | 0 | 0 | 675824.2455 | 512847 | 0 | 0 | 0 | 1325831.9036 | 0 | 16498.8754 | 0 | 0 | 0 | 0 | 0 | 0 | 0 | 509727.7745 | 0 | 0 | 0 | 0 | 162977.2455 | 0 | 0 | 0 | 0 | 0 | 0 | 0 | 0 | 0 | 0 | 0 | 0 | 0
2016-10-18 19:00 | 0 | 0 | 0 | 0 | 0 | 659935.6689 | 521572 | 0 | 0 | 0 | 1464195.5725 | 0 | 16498.8754 | 0 | 0 | 0 | 0 | 0 | 0 | 0 | 509725.7356 | 0 | 0 | 0 | 0 | 138363.6689 | 0 | 0 | 0 | 0 | 0 | 0 | 0 | 0 | 0 | 0 | 0 | 0 | 0
2016-10-18 20:00 | 0 | 0 | 0 | 0 | 106163.9101 | 666622.3326 | 527230 | 0 | 0 | 0 | 1709751.8152 | 0 | 16498.8754 | 0 | 0 | 0 | 0 | 0 | 0 | 0 | 509723.6967 | 0 | 0 | 0 | 0 | 245556.2427 | 0 | 0 | 0 | 0 | 0 | 0 | 0 | 0 | 0 | 0 | 0 | 0 | 0
2016-10-18 21:00 | 0 | 0 | 0 | 0 | 0 | 680329.1005 | 527453 | 0 | 0 | 0 | 1862627.9157 | 0 | 16498.8754 | 0 | 0 | 0 | 0 | 0 | 0 | 0 | 509721.6578 | 0 | 0 | 0 | 0 | 152876.1005 | 0 | 0 | 0 | 0 | 0 | 0 | 0 | 0 | 0 | 0 | 0 | 0 | 0
2016-10-18 22:00 | 0 | 0 | 0 | 0 | 106647.8278 | 661063.4148 | 522155 | 0 | 0 | 0 | 2108184.1584 | 0 | 16498.8754 | 0 | 0 | 0 | 0 | 0 | 0 | 0 | 509719.6189 | 0 | 0 | 0 | 0 | 245556.2427 | 0 | 0 | 0 | 0 | 0 | 0 | 0 | 0 | 0 | 0 | 0 | 0 | 0
2016-10-18 23:00 | 0 | 0 | 0 | 0 | 0 | 490414.8264 | 520044 | 0 | 0 | 0 | 2078554.9848 | 0 | 16498.8754 | 0 | 0 | 0 | 0 | 0 | 0 | 0 | 509717.5801 | 0 | 0 | 0 | 0 | -29629.1736 | 0 | 0 | 0 | 0 | 0 | 0 | 0 | 0 | 0 | 0 | 0 | 0 | 0
2016-10-19 | 0 | 0 | 0 | 0 | 149428.0465 | 117546.7108 | 512531 | 0 | 0 | 0 | 1832998.7421 | 0 | 16498.8754 | 0 | 0 | 0 | 0 | 0 | 0 | 0 | 509715.5412 | 0 | 0 | 0 | 0 | -245556.2427 | 0 | 0 | 0 | 0 | 0 | 0 | 0 | 0 | 0 | 0 | 0 | 0 | 0
2016-10-19 01:00 | 0 | 0 | 0 | 0 | 248300.9858 | 61.0708 | 493705 | 0 | 0 | 0 | 1587442.4994 | 0 | 16712.1746 | 0 | 0 | 0 | 0 | 0 | 0 | 0 | 509713.5023 | 0 | 0 | 0 | 0 | -245556.2427 | 0 | 213.2993 | 0 | 0 | 0 | 0 | 0 | 0 | 0 | 0 | 0 | 0 | 0
2016-10-19 02:00 | 0 | 0 | 0 | 0 | 434281.3676 | 0 | 465734 | 0 | 0 | 0 | 1555989.867 | 0 | 16712.1746 | 0 | 0 | 0 | 0 | 0 | 0 | 0 | 509711.4635 | 0 | 0 | 0 | 0 | -31452.6324 | 0 | 0 | 0 | 0 | 0 | 0 | 0 | 0 | 0 | 0 | 0 | 0 | 0
2016-10-19 03:00 | 0 | 0 | 0 | 0 | 424059.1401 | 0 | 434382 | 0 | 0 | 0 | 1545453.7078 | 0 | 16925.4739 | 0 | 0 | 0 | 0 | 0 | 0 | 0 | 509709.4246 | 0 | 0 | 0 | 0 | -10536.1592 | 0 | 213.2993 | 0 | 0 | 0 | 0 | 0 | 0 | 0 | 0 | 0 | 0 | 0
2016-10-19 04:00 | 0 | 0 | 0 | 0 | 158777.0566 | 0 | 404120 | 0 | 0 | 0 | 1299897.4652 | 0 | 17138.7732 | 0 | 0 | 0 | 0 | 0 | 0 | 0 | 509707.3858 | 0 | 0 | 0 | 0 | -245556.2427 | 0 | 213.2993 | 0 | 0 | 0 | 0 | 0 | 0 | 0 | 0 | 0 | 0 | 0
2016-10-19 05:00 | 0 | 0 | 0 | 0 | 365969.0414 | 0 | 381461 | 0 | 0 | 0 | 1284405.5066 | 0 | 17138.7732 | 0 | 0 | 0 | 0 | 0 | 0 | 0 | 509705.347 | 0 | 0 | 0 | 0 | -15491.9586 | 0 | 0 | 0 | 0 | 0 | 0 | 0 | 0 | 0 | 0 | 0 | 0 | 0
2016-10-19 06:00 | 0 | 0 | 0 | 0 | 338577.4689 | 0 | 365213 | 0 | 0 | 0 | 1257556.6762 | 0 | 17352.0725 | 0 | 0 | 0 | 0 | 0 | 0 | 0 | 509703.3081 | 0 | 0 | 0 | 0 | -26848.8304 | 0 | 213.2993 | 0 | 0 | 0 | 0 | 0 | 0 | 0 | 0 | 0 | 0 | 0
2016-10-19 07:00 | 0 | 0 | 0 | 0 | 109848.0566 | 0 | 355191 | 0 | 0 | 0 | 1012000.4335 | 0 | 17565.3718 | 0 | 0 | 0 | 0 | 0 | 0 | 0 | 509701.2693 | 0 | 0 | 0 | 0 | -245556.2427 | 0 | 213.2993 | 0 | 0 | 0 | 0 | 0 | 0 | 0 | 0 | 0 | 0 | 0
2016-10-19 08:00 | 0 | 0 | 0 | 0 | 299139.4195 | 0 | 353273 | 0 | 0 | 0 | 957866.8529 | 0 | 17565.3718 | 0 | 0 | 0 | 0 | 0 | 0 | 0 | 509699.2305 | 0 | 0 | 0 | 0 | -54133.5805 | 0 | 0 | 0 | 0 | 0 | 0 | 0 | 0 | 0 | 0 | 0 | 0 | 0
2016-10-19 09:00 | 0 | 0 | 0 | 0 | 284804.933 | 0 | 362507 | 0 | 0 | 0 | 880164.7859 | 0 | 17565.3718 | 0 | 0 | 0 | 0 | 0 | 0 | 0 | 509697.1917 | 0 | 0 | 0 | 0 | -77702.067 | 0 | 0 | 0 | 0 | 0 | 0 | 0 | 0 | 0 | 0 | 0 | 0 | 0
2016-10-19 10:00 | 0 | 0 | 0 | 0 | 142504.0566 | 0 | 387847 | 0 | 0 | 0 | 634608.5432 | 0 | 17778.6711 | 0 | 0 | 0 | 0 | 0 | 0 | 0 | 509695.1529 | 0 | 0 | 0 | 0 | -245556.2427 | 0 | 213.2993 | 0 | 0 | 0 | 0 | 0 | 0 | 0 | 0 | 0 | 0 | 0
2016-10-19 11:00 | 0 | 0 | 0 | 0 | 280481.5854 | 0 | 413174 | 0 | 0 | 0 | 501916.1286 | 0 | 17778.6711 | 0 | 0 | 0 | 0 | 0 | 0 | 0 | 509693.1142 | 0 | 0 | 0 | 0 | -132692.4146 | 0 | 0 | 0 | 0 | 0 | 0 | 0 | 0 | 0 | 0 | 0 | 0 | 0
2016-10-19 12:00 | 0 | 0 | 0 | 0 | 283098.053 | 0 | 427913 | 0 | 0 | 0 | 357101.1816 | 0 | 17778.6711 | 0 | 0 | 0 | 0 | 0 | 0 | 0 | 509691.0754 | 0 | 0 | 0 | 0 | -144814.947 | 0 | 0 | 0 | 0 | 0 | 0 | 0 | 0 | 0 | 0 | 0 | 0 | 0
2016-10-19 13:00 | 0 | 0 | 0 | 0 | 239913.4305 | 4969.8882 | 441862 | 0 | 0 | 0 | 152287.6433 | 0 | 17991.9704 | 7621.5577 | 0 | 0 | 0 | 0 | 0 | 0 | 509689.0366 | 0 | 0 | 0 | 0 | -204813.5384 | 0 | 213.2993 | 0 | 7621.5577 | 0 | 0 | 0 | 0 | 0 | 0 | 0 | 0 | 0
2016-10-19 14:00 | 0 | 0 | 0 | 0 | 124424.4852 | 265311.1317 | 458750 | 0 | 0 | 0 | 90894.8179 | 0 | 17991.9704 | 0 | 0 | 0 | 0 | 0 | 0 | 0 | 509686.9979 | 0 | 0 | 0 | 0 | -61392.8254 | 0 | 0 | 0 | -7621.5577 | 0 | 0 | 0 | 0 | 0 | 0 | 0 | 0 | 0
2016-10-19 15:00 | 0 | 0 | 0 | 0 | 0 | 683292.6468 | 474396 | 0 | 0 | 0 | 299791.4647 | 0 | 17991.9704 | 0 | 0 | 0 | 0 | 0 | 0 | 0 | 509684.9591 | 0 | 0 | 0 | 0 | 208896.6468 | 0 | 0 | 0 | 0 | 0 | 0 | 0 | 0 | 0 | 0 | 0 | 0 | 0
2016-10-19 16:00 | 0 | 0 | 0 | 0 | 0 | 734848.2105 | 488621 | 0 | 0 | 0 | 545347.7073 | 0 | 17991.9704 | 670.9678 | 0 | 0 | 0 | 0 | 0 | 0 | 509682.9204 | 0 | 0 | 0 | 0 | 245556.2427 | 0 | 0 | 0 | 670.9678 | 0 | 0 | 0 | 0 | 0 | 0 | 0 | 0 | 0
2016-10-19 17:00 | 0 | 0 | 0 | 0 | 39970.7142 | 709147.5606 | 504233 | 0 | 0 | 0 | 790903.95 | 0 | 17991.9704 | 0 | 0 | 0 | 0 | 0 | 0 | 0 | 509680.8816 | 0 | 0 | 0 | 0 | 245556.2427 | 0 | 0 | 0 | -670.9678 | 0 | 0 | 0 | 0 | 0 | 0 | 0 | 0 | 0
2016-10-19 18:00 | 0 | 0 | 0 | 0 | 78682 | 681742.2427 | 514868 | 0 | 0 | 0 | 1036460.1927 | 0 | 17991.9704 | 0 | 0 | 0 | 0 | 0 | 0 | 0 | 509678.8429 | 0 | 0 | 0 | 0 | 245556.2427 | 0 | 0 | 0 | 0 | 0 | 0 | 0 | 0 | 0 | 0 | 0 | 0 | 0
2016-10-19 19:00 | 0 | 0 | 0 | 0 | 0 | 668398.8607 | 522783 | 0 | 0 | 0 | 1182076.0534 | 0 | 17991.9704 | 0 | 0 | 0 | 0 | 0 | 0 | 0 | 509676.8042 | 0 | 0 | 0 | 0 | 145615.8607 | 0 | 0 | 0 | 0 | 0 | 0 | 0 | 0 | 0 | 0 | 0 | 0 | 0
2016-10-19 20:00 | 0 | 0 | 0 | 0 | 95001.5763 | 677373.6664 | 526819 | 0 | 0 | 0 | 1427632.2961 | 0 | 17991.9704 | 0 | 0 | 0 | 0 | 0 | 0 | 0 | 509674.7655 | 0 | 0 | 0 | 0 | 245556.2427 | 0 | 0 | 0 | 0 | 0 | 0 | 0 | 0 | 0 | 0 | 0 | 0 | 0
2016-10-19 21:00 | 0 | 0 | 0 | 0 | 0 | 692813.4816 | 524964 | 0 | 0 | 0 | 1595481.7776 | 0 | 17991.9704 | 0 | 0 | 0 | 0 | 0 | 0 | 0 | 509672.7268 | 0 | 0 | 0 | 0 | 167849.4816 | 0 | 0 | 0 | 0 | 0 | 0 | 0 | 0 | 0 | 0 | 0 | 0 | 0
2016-10-19 22:00 | 0 | 0 | 0 | 0 | 0 | 680698.7576 | 520100 | 0 | 0 | 0 | 1756080.5352 | 0 | 17991.9704 | 0 | 0 | 0 | 0 | 0 | 0 | 0 | 509670.6881 | 0 | 0 | 0 | 0 | 160598.7576 | 0 | 0 | 0 | 0 | 0 | 0 | 0 | 0 | 0 | 0 | 0 | 0 | 0
2016-10-19 23:00 | 0 | 0 | 0 | 0 | 0 | 510571.4872 | 519054 | 0 | 0 | 0 | 1747598.0224 | 0 | 17991.9704 | 0 | 0 | 0 | 0 | 0 | 0 | 0 | 509668.6494 | 0 | 0 | 0 | 0 | -8482.5128 | 0 | 0 | 0 | 0 | 0 | 0 | 0 | 0 | 0 | 0 | 0 | 0 | 0
2016-10-20 | 0 | 0 | 0 | 0 | 476496.9984 | 113656.8059 | 509934 | 0 | 0 | 0 | 1827817.8267 | 0 | 17991.9704 | 0 | 0 | 0 | 0 | 0 | 0 | 0 | 509666.6108 | 0 | 0 | 0 | 0 | 80219.8043 | 0 | 0 | 0 | 0 | 0 | 0 | 0 | 0 | 0 | 0 | 0 | 0 | 0
2016-10-20 01:00 | 0 | 0 | 0 | 0 | 242697.3591 | 50.3982 | 488304 | 0 | 0 | 0 | 1582261.584 | 0 | 17991.9704 | 0 | 0 | 0 | 0 | 0 | 0 | 0 | 509664.5721 | 0 | 0 | 0 | 0 | -245556.2427 | 0 | 0 | 0 | 0 | 0 | 0 | 0 | 0 | 0 | 0 | 0 | 0 | 0
2016-10-20 02:00 | 0 | 0 | 0 | 0 | 215873.0566 | 0 | 461216 | 0 | 0 | 0 | 1336705.3413 | 0 | 18205.2697 | 0 | 0 | 0 | 0 | 0 | 0 | 0 | 509662.5334 | 0 | 0 | 0 | 0 | -245556.2427 | 0 | 213.2993 | 0 | 0 | 0 | 0 | 0 | 0 | 0 | 0 | 0 | 0 | 0
2016-10-20 03:00 | 0 | 0 | 0 | 0 | 187799.0566 | 0 | 433142 | 0 | 0 | 0 | 1091149.0986 | 0 | 18418.569 | 0 | 0 | 0 | 0 | 0 | 0 | 0 | 509660.4948 | 0 | 0 | 0 | 0 | -245556.2427 | 0 | 213.2993 | 0 | 0 | 0 | 0 | 0 | 0 | 0 | 0 | 0 | 0 | 0
2016-10-20 04:00 | 0 | 0 | 0 | 0 | 400960.7061 | 0 | 402047 | 0 | 0 | 0 | 1090062.8047 | 0 | 18418.569 | 0 | 0 | 0 | 0 | 0 | 0 | 0 | 509658.4561 | 0 | 0 | 0 | 0 | -1086.2939 | 0 | 0 | 0 | 0 | 0 | 0 | 0 | 0 | 0 | 0 | 0 | 0 | 0
2016-10-20 05:00 | 0 | 0 | 0 | 0 | 133547.7573 | 0 | 379104 | 0 | 0 | 0 | 844506.5621 | 0 | 18418.569 | 0 | 0 | 0 | 0 | 0 | 0 | 0 | 509656.4175 | 0 | 0 | 0 | 0 | -245556.2427 | 0 | 0 | 0 | 0 | 0 | 0 | 0 | 0 | 0 | 0 | 0 | 0 | 0
2016-10-20 06:00 | 0 | 0 | 0 | 0 | 427551.4899 | 0 | 362360 | 0 | 0 | 0 | 909484.7527 | 0 | 18631.8683 | 0 | 0 | 0 | 0 | 0 | 0 | 0 | 509654.3789 | 0 | 0 | 0 | 0 | 64978.1906 | 0 | 213.2993 | 0 | 0 | 0 | 0 | 0 | 0 | 0 | 0 | 0 | 0 | 0
2016-10-20 07:00 | 0 | 0 | 0 | 0 | 107072.7573 | 0 | 352629 | 0 | 0 | 0 | 663928.51 | 0 | 18631.8683 | 0 | 0 | 0 | 0 | 0 | 0 | 0 | 509652.3403 | 0 | 0 | 0 | 0 | -245556.2427 | 0 | 0 | 0 | 0 | 0 | 0 | 0 | 0 | 0 | 0 | 0 | 0 | 0
2016-10-20 08:00 | 0 | 0 | 0 | 0 | 456162.9514 | 0 | 350469 | 0 | 0 | 0 | 769622.4614 | 0 | 18631.8683 | 0 | 0 | 0 | 0 | 0 | 0 | 0 | 509650.3017 | 0 | 0 | 0 | 0 | 105693.9514 | 0 | 0 | 0 | 0 | 0 | 0 | 0 | 0 | 0 | 0 | 0 | 0 | 0
2016-10-20 09:00 | 0 | 0 | 0 | 0 | 113173.0566 | 0 | 358516 | 0 | 0 | 0 | 524066.2187 | 0 | 18845.1676 | 0 | 0 | 0 | 0 | 0 | 0 | 0 | 509648.2631 | 0 | 0 | 0 | 0 | -245556.2427 | 0 | 213.2993 | 0 | 0 | 0 | 0 | 0 | 0 | 0 | 0 | 0 | 0 | 0
2016-10-20 10:00 | 0 | 0 | 0 | 0 | 443531.0862 | 0 | 382205 | 0 | 0 | 0 | 585392.3049 | 0 | 18845.1676 | 0 | 0 | 0 | 0 | 0 | 0 | 0 | 509646.2245 | 0 | 0 | 0 | 0 | 61326.0862 | 0 | 0 | 0 | 0 | 0 | 0 | 0 | 0 | 0 | 0 | 0 | 0 | 0
2016-10-20 11:00 | 0 | 0 | 0 | 0 | 162085.7573 | 0 | 407642 | 0 | 0 | 0 | 339836.0622 | 0 | 18845.1676 | 0 | 0 | 0 | 0 | 0 | 0 | 0 | 509644.1859 | 0 | 0 | 0 | 0 | -245556.2427 | 0 | 0 | 0 | 0 | 0 | 0 | 0 | 0 | 0 | 0 | 0 | 0 | 0
2016-10-20 12:00 | 0 | 0 | 0 | 0 | 422926.5081 | 0 | 421327 | 0 | 0 | 0 | 341222.2709 | 0 | 19058.4669 | 0 | 0 | 0 | 0 | 0 | 0 | 0 | 509642.1473 | 0 | 0 | 0 | 0 | 1386.2088 | 0 | 213.2993 | 0 | 0 | 0 | 0 | 0 | 0 | 0 | 0 | 0 | 0 | 0
2016-10-20 13:00 | 0 | 0 | 0 | 0 | 380014.5661 | 4719.4654 | 433915 | 0 | 0 | 0 | 292041.3024 | 0 | 19058.4669 | 0 | 0 | 0 | 0 | 0 | 0 | 0 | 509640.1087 | 0 | 0 | 0 | 0 | -49180.9685 | 0 | 0 | 0 | 0 | 0 | 0 | 0 | 0 | 0 | 0 | 0 | 0 | 0
2016-10-20 14:00 | 0 | 0 | 0 | 0 | 175658.6659 | 245644.5213 | 446863 | 0 | 0 | 0 | 266481.4896 | 0 | 19058.4669 | 0 | 0 | 0 | 0 | 0 | 0 | 0 | 509638.0702 | 0 | 0 | 0 | 0 | -25559.8128 | 0 | 0 | 0 | 0 | 0 | 0 | 0 | 0 | 0 | 0 | 0 | 0 | 0
2016-10-20 15:00 | 0 | 0 | 0 | 0 | 0 | 671144.9406 | 458334 | 0 | 0 | 0 | 479292.4303 | 0 | 19058.4669 | 0 | 0 | 0 | 0 | 0 | 0 | 0 | 509636.0316 | 0 | 0 | 0 | 0 | 212810.9406 | 0 | 0 | 0 | 0 | 0 | 0 | 0 | 0 | 0 | 0 | 0 | 0 | 0
2016-10-20 16:00 | 0 | 0 | 0 | 0 | 0 | 726375.7188 | 468446 | 0 | 0 | 0 | 724848.6729 | 0 | 19271.7662 | 7621.5577 | 0 | 0 | 0 | 0 | 0 | 0 | 513264.8883 | 0 | 0 | 0 | 0 | 245556.2427 | 0 | 213.2993 | 0 | 7621.5577 | 0 | 0 | 0 | 0 | 0 | 0 | 4538.6191 | 0 | 0
2016-10-20 17:00 | 0 | 0 | 0 | 0 | 1854.1726 | 713246.5124 | 477166 | 0 | 0 | 0 | 970404.9156 | 0 | 19271.7662 | 0 | 0 | 0 | 0 | 0 | 0 | 0 | 513262.8353 | 0 | 0 | 0 | 0 | 245556.2427 | 0 | 0 | 0 | -7621.5577 | 0 | 0 | 0 | 0 | 0 | 0 | 0 | 0 | 0
2016-10-20 18:00 | 0 | 0 | 0 | 0 | 0 | 687994.0765 | 483333 | 0 | 0 | 0 | 1175065.9922 | 0 | 19271.7662 | 0 | 0 | 0 | 0 | 0 | 0 | 0 | 513260.7822 | 0 | 0 | 0 | 0 | 204661.0765 | 0 | 0 | 0 | 0 | 0 | 0 | 0 | 0 | 0 | 0 | 0 | 0 | 0
2016-10-20 19:00 | 0 | 0 | 0 | 0 | 0 | 674508.8325 | 485984 | 0 | 0 | 0 | 1363590.8246 | 0 | 19271.7662 | 0 | 0 | 0 | 0 | 0 | 0 | 0 | 513258.7292 | 0 | 0 | 0 | 0 | 188524.8325 | 0 | 0 | 0 | 0 | 0 | 0 | 0 | 0 | 0 | 0 | 0 | 0 | 0
2016-10-20 20:00 | 0 | 0 | 0 | 0 | 0 | 683914.8246 | 487956 | 0 | 0 | 0 | 1559549.6492 | 0 | 19271.7662 | 0 | 0 | 0 | 0 | 0 | 0 | 0 | 513256.6761 | 0 | 0 | 0 | 0 | 195958.8246 | 0 | 0 | 0 | 0 | 0 | 0 | 0 | 0 | 0 | 0 | 0 | 0 | 0
2016-10-20 21:00 | 0 | 0 | 0 | 0 | 0 | 701536.3269 | 486898 | 0 | 0 | 0 | 1774187.9761 | 0 | 19271.7662 | 0 | 0 | 0 | 0 | 0 | 0 | 0 | 513254.6231 | 0 | 0 | 0 | 0 | 214638.3269 | 0 | 0 | 0 | 0 | 0 | 0 | 0 | 0 | 0 | 0 | 0 | 0 | 0
2016-10-20 22:00 | 0 | 0 | 0 | 0 | 0 | 691410.4102 | 485387 | 0 | 0 | 0 | 1980211.3863 | 0 | 19271.7662 | 0 | 0 | 0 | 0 | 0 | 0 | 0 | 513252.5701 | 0 | 0 | 0 | 0 | 206023.4102 | 0 | 0 | 0 | 0 | 0 | 0 | 0 | 0 | 0 | 0 | 0 | 0 | 0
2016-10-20 23:00 | 0 | 0 | 0 | 0 | 219190.7101 | 513621.5326 | 487256 | 0 | 0 | 0 | 2225767.629 | 0 | 19271.7662 | 0 | 0 | 0 | 0 | 0 | 0 | 0 | 513250.5171 | 0 | 0 | 0 | 0 | 245556.2427 | 0 | 0 | 0 | 0 | 0 | 0 | 0 | 0 | 0 | 0 | 0 | 0 | 0
2016-10-21 | 0 | 0 | 0 | 0 | 118799.0503 | 116993.707 | 481349 | 0 | 0 | 0 | 1980211.3863 | 0 | 19271.7662 | 0 | 0 | 0 | 0 | 0 | 0 | 0 | 513248.4641 | 0 | 0 | 0 | 0 | -245556.2427 | 0 | 0 | 0 | 0 | 0 | 0 | 0 | 0 | 0 | 0 | 0 | 0 | 0
2016-10-21 01:00 | 0 | 0 | 0 | 0 | 219457.2484 | 32.8082 | 464833 | 0 | 0 | 0 | 1734655.1436 | 0 | 19485.0655 | 0 | 0 | 0 | 0 | 0 | 0 | 0 | 513246.4111 | 0 | 0 | 0 | 0 | -245556.2427 | 0 | 213.2993 | 0 | 0 | 0 | 0 | 0 | 0 | 0 | 0 | 0 | 0 | 0
2016-10-21 02:00 | 0 | 0 | 0 | 0 | 195182.7573 | 0 | 440739 | 0 | 0 | 0 | 1489098.9009 | 0 | 19485.0655 | 0 | 0 | 0 | 0 | 0 | 0 | 0 | 513244.3581 | 0 | 0 | 0 | 0 | -245556.2427 | 0 | 0 | 0 | 0 | 0 | 0 | 0 | 0 | 0 | 0 | 0 | 0 | 0
2016-10-21 03:00 | 0 | 0 | 0 | 0 | 165797.7573 | 0 | 411354 | 0 | 0 | 0 | 1243542.6582 | 0 | 19485.0655 | 0 | 0 | 0 | 0 | 0 | 0 | 0 | 513242.3051 | 0 | 0 | 0 | 0 | -245556.2427 | 0 | 0 | 0 | 0 | 0 | 0 | 0 | 0 | 0 | 0 | 0 | 0 | 0
2016-10-21 04:00 | 0 | 0 | 0 | 0 | 139446.0566 | 0 | 384789 | 0 | 0 | 0 | 997986.4155 | 0 | 19698.3648 | 0 | 0 | 0 | 0 | 0 | 0 | 0 | 513240.2521 | 0 | 0 | 0 | 0 | -245556.2427 | 0 | 213.2993 | 0 | 0 | 0 | 0 | 0 | 0 | 0 | 0 | 0 | 0 | 0
2016-10-21 05:00 | 0 | 0 | 0 | 0 | 546295.9517 | 0 | 365676 | 0 | 0 | 0 | 1178606.3673 | 0 | 19698.3648 | 0 | 0 | 0 | 0 | 0 | 0 | 0 | 513238.1992 | 0 | 0 | 0 | 0 | 180619.9517 | 0 | 0 | 0 | 0 | 0 | 0 | 0 | 0 | 0 | 0 | 0 | 0 | 0
2016-10-21 06:00 | 0 | 0 | 0 | 0 | 105375.7573 | 0 | 350932 | 0 | 0 | 0 | 933050.1246 | 0 | 19698.3648 | 0 | 0 | 0 | 0 | 0 | 0 | 0 | 513236.1462 | 0 | 0 | 0 | 0 | -245556.2427 | 0 | 0 | 0 | 0 | 0 | 0 | 0 | 0 | 0 | 0 | 0 | 0 | 0
2016-10-21 07:00 | 0 | 0 | 0 | 0 | 96729.0566 | 0 | 342072 | 0 | 0 | 0 | 687493.8819 | 0 | 19911.6641 | 0 | 0 | 0 | 0 | 0 | 0 | 0 | 513234.0933 | 0 | 0 | 0 | 0 | -245556.2427 | 0 | 213.2993 | 0 | 0 | 0 | 0 | 0 | 0 | 0 | 0 | 0 | 0 | 0
2016-10-21 08:00 | 0 | 0 | 0 | 0 | 94676.7573 | 0 | 340233 | 0 | 0 | 0 | 441937.6392 | 0 | 19911.6641 | 0 | 0 | 0 | 0 | 0 | 0 | 0 | 513232.0404 | 0 | 0 | 0 | 0 | -245556.2427 | 0 | 0 | 0 | 0 | 0 | 0 | 0 | 0 | 0 | 0 | 0 | 0 | 0
2016-10-21 09:00 | 0 | 0 | 0 | 0 | 520496.8682 | 0 | 347723 | 0 | 0 | 0 | 614711.5075 | 0 | 19911.6641 | 0 | 0 | 0 | 0 | 0 | 0 | 0 | 513229.9874 | 0 | 0 | 0 | 0 | 172773.8682 | 0 | 0 | 0 | 0 | 0 | 0 | 0 | 0 | 0 | 0 | 0 | 0 | 0
2016-10-21 10:00 | 0 | 0 | 0 | 0 | 124592.0566 | 0 | 369935 | 0 | 0 | 0 | 369155.2648 | 0 | 20124.9634 | 0 | 0 | 0 | 0 | 0 | 0 | 0 | 513227.9345 | 0 | 0 | 0 | 0 | -245556.2427 | 0 | 213.2993 | 0 | 0 | 0 | 0 | 0 | 0 | 0 | 0 | 0 | 0 | 0
2016-10-21 11:00 | 0 | 0 | 0 | 0 | 522886.3412 | 0 | 396221 | 0 | 0 | 0 | 495820.606 | 0 | 20124.9634 | 0 | 0 | 0 | 0 | 0 | 0 | 0 | 513225.8816 | 0 | 0 | 0 | 0 | 126665.3412 | 0 | 0 | 0 | 0 | 0 | 0 | 0 | 0 | 0 | 0 | 0 | 0 | 0
2016-10-21 12:00 | 0 | 0 | 0 | 0 | 165120.7573 | 0 | 410677 | 0 | 0 | 0 | 250264.3633 | 0 | 20124.9634 | 0 | 0 | 0 | 0 | 0 | 0 | 0 | 513223.8287 | 0 | 0 | 0 | 0 | -245556.2427 | 0 | 0 | 0 | 0 | 0 | 0 | 0 | 0 | 0 | 0 | 0 | 0 | 0
2016-10-21 13:00 | 0 | 0 | 0 | 0 | 504169.0775 | 3427.8215 | 423400 | 0 | 0 | 0 | 334247.963 | 0 | 20338.2627 | 0 | 0 | 0 | 0 | 0 | 0 | 0 | 513221.7758 | 0 | 0 | 0 | 0 | 83983.5997 | 0 | 213.2993 | 0 | 0 | 0 | 0 | 0 | 0 | 0 | 0 | 0 | 0 | 0
2016-10-21 14:00 | 0 | 0 | 0 | 0 | 0 | 246394.0089 | 433205 | 0 | 0 | 0 | 147436.9719 | 0 | 20338.2627 | 0 | 0 | 0 | 0 | 0 | 0 | 0 | 513219.7229 | 0 | 0 | 0 | 0 | -186810.9911 | 0 | 0 | 0 | 0 | 0 | 0 | 0 | 0 | 0 | 0 | 0 | 0 | 0
2016-10-21 15:00 | 0 | 0 | 0 | 0 | 0 | 672840.4777 | 439526 | 0 | 0 | 0 | 380751.4497 | 0 | 20338.2627 | 0 | 0 | 0 | 0 | 0 | 0 | 0 | 513217.67 | 0 | 0 | 0 | 0 | 233314.4777 | 0 | 0 | 0 | 0 | 0 | 0 | 0 | 0 | 0 | 0 | 0 | 0 | 0
2016-10-21 16:00 | 0 | 0 | 0 | 0 | 0 | 719460.1168 | 443972 | 0 | 0 | 0 | 626307.6923 | 0 | 20551.562 | 7621.5577 | 0 | 0 | 0 | 0 | 0 | 0 | 530893.2308 | 0 | 0 | 0 | 0 | 245556.2427 | 0 | 213.2993 | 0 | 7621.5577 | 0 | 0 | 0 | 0 | 0 | 0 | 22097.017 | 0 | 0
2016-10-21 17:00 | 0 | 0 | 0 | 0 | 0 | 702939.1433 | 448132 | 0 | 0 | 0 | 871863.935 | 0 | 20764.8613 | 7621.5577 | 0 | 0 | 0 | 0 | 0 | 0 | 538121.1883 | 0 | 0 | 0 | 0 | 245556.2427 | 0 | 213.2993 | 0 | 0 | 0 | 0 | 0 | 0 | 0 | 0 | 9037.6013 | 0 | 0
2016-10-21 18:00 | 0 | 0 | 0 | 0 | 12062.3572 | 676063.3277 | 450191 | 0 | 0 | 0 | 1117420.1777 | 0 | 20764.8613 | 0 | 0 | 0 | 0 | 0 | 0 | 0 | 538119.0358 | 0 | 0 | 0 | 0 | 245556.2427 | 0 | 0 | 0 | -7621.5577 | 0 | 0 | 0 | 0 | 0 | 0 | 0 | 0 | 0
2016-10-21 19:00 | 0 | 0 | 0 | 0 | 0 | 662291.0293 | 451429 | 0 | 0 | 0 | 1328282.207 | 0 | 20764.8613 | 0 | 0 | 0 | 0 | 0 | 0 | 0 | 538116.8833 | 0 | 0 | 0 | 0 | 210862.0293 | 0 | 0 | 0 | 0 | 0 | 0 | 0 | 0 | 0 | 0 | 0 | 0 | 0
2016-10-21 20:00 | 0 | 0 | 0 | 0 | 26926.8421 | 670832.4005 | 452203 | 0 | 0 | 0 | 1573838.4497 | 0 | 20764.8613 | 0 | 0 | 0 | 0 | 0 | 0 | 0 | 538114.7309 | 0 | 0 | 0 | 0 | 245556.2427 | 0 | 0 | 0 | 0 | 0 | 0 | 0 | 0 | 0 | 0 | 0 | 0 | 0
2016-10-21 21:00 | 0 | 0 | 0 | 0 | 0 | 690037.4078 | 451126 | 0 | 0 | 0 | 1812749.8575 | 0 | 20764.8613 | 0 | 0 | 0 | 0 | 0 | 0 | 0 | 538112.5784 | 0 | 0 | 0 | 0 | 238911.4078 | 0 | 0 | 0 | 0 | 0 | 0 | 0 | 0 | 0 | 0 | 0 | 0 | 0
2016-10-21 22:00 | 0 | 0 | 0 | 0 | 0 | 686655.1463 | 448961 | 0 | 0 | 0 | 2050444.0037 | 0 | 20764.8613 | 0 | 0 | 0 | 0 | 0 | 0 | 0 | 538110.426 | 0 | 0 | 0 | 0 | 237694.1463 | 0 | 0 | 0 | 0 | 0 | 0 | 0 | 0 | 0 | 0 | 0 | 0 | 0
2016-10-21 23:00 | 0 | 0 | 0 | 0 | 0 | 505745.8199 | 449429 | 0 | 0 | 0 | 2106760.8237 | 0 | 20764.8613 | 0 | 0 | 0 | 0 | 0 | 0 | 0 | 538108.2735 | 0 | 0 | 0 | 0 | 56316.8199 | 0 | 0 | 0 | 0 | 0 | 0 | 0 | 0 | 0 | 0 | 0 | 0 | 0
2016-10-22 | 0 | 0 | 0 | 0 | 86815.5843 | 111170.173 | 443542 | 0 | 0 | 0 | 1861204.581 | 0 | 20764.8613 | 0 | 0 | 0 | 0 | 0 | 0 | 0 | 538106.1211 | 0 | 0 | 0 | 0 | -245556.2427 | 0 | 0 | 0 | 0 | 0 | 0 | 0 | 0 | 0 | 0 | 0 | 0 | 0
2016-10-22 01:00 | 0 | 0 | 0 | 0 | 184547.57 | 26.1873 | 430130 | 0 | 0 | 0 | 1615648.3383 | 0 | 20764.8613 | 0 | 0 | 0 | 0 | 0 | 0 | 0 | 538103.9687 | 0 | 0 | 0 | 0 | -245556.2427 | 0 | 0 | 0 | 0 | 0 | 0 | 0 | 0 | 0 | 0 | 0 | 0 | 0
2016-10-22 02:00 | 0 | 0 | 0 | 0 | 166583.0566 | 0 | 411926 | 0 | 0 | 0 | 1370092.0956 | 0 | 20978.1606 | 0 | 0 | 0 | 0 | 0 | 0 | 0 | 538101.8162 | 0 | 0 | 0 | 0 | -245556.2427 | 0 | 213.2993 | 0 | 0 | 0 | 0 | 0 | 0 | 0 | 0 | 0 | 0 | 0
2016-10-22 03:00 | 0 | 0 | 0 | 0 | 142774.7573 | 0 | 388331 | 0 | 0 | 0 | 1124535.8529 | 0 | 20978.1606 | 0 | 0 | 0 | 0 | 0 | 0 | 0 | 538099.6638 | 0 | 0 | 0 | 0 | -245556.2427 | 0 | 0 | 0 | 0 | 0 | 0 | 0 | 0 | 0 | 0 | 0 | 0 | 0
2016-10-22 04:00 | 0 | 0 | 0 | 0 | 121952.7573 | 0 | 367509 | 0 | 0 | 0 | 878979.6103 | 0 | 20978.1606 | 0 | 0 | 0 | 0 | 0 | 0 | 0 | 538097.5114 | 0 | 0 | 0 | 0 | -245556.2427 | 0 | 0 | 0 | 0 | 0 | 0 | 0 | 0 | 0 | 0 | 0 | 0 | 0
2016-10-22 05:00 | 0 | 0 | 0 | 0 | 539115.6727 | 0 | 350055 | 0 | 0 | 0 | 1067826.9837 | 0 | 21191.4599 | 0 | 0 | 0 | 0 | 0 | 0 | 0 | 538095.359 | 0 | 0 | 0 | 0 | 188847.3734 | 0 | 213.2993 | 0 | 0 | 0 | 0 | 0 | 0 | 0 | 0 | 0 | 0 | 0
2016-10-22 06:00 | 0 | 0 | 0 | 0 | 91002.7573 | 0 | 336559 | 0 | 0 | 0 | 822270.741 | 0 | 21191.4599 | 0 | 0 | 0 | 0 | 0 | 0 | 0 | 538093.2067 | 0 | 0 | 0 | 0 | -245556.2427 | 0 | 0 | 0 | 0 | 0 | 0 | 0 | 0 | 0 | 0 | 0 | 0 | 0
2016-10-22 07:00 | 0 | 0 | 0 | 0 | 82623.7573 | 0 | 328180 | 0 | 0 | 0 | 576714.4983 | 0 | 21191.4599 | 0 | 0 | 0 | 0 | 0 | 0 | 0 | 538091.0543 | 0 | 0 | 0 | 0 | -245556.2427 | 0 | 0 | 0 | 0 | 0 | 0 | 0 | 0 | 0 | 0 | 0 | 0 | 0
2016-10-22 08:00 | 0 | 0 | 0 | 0 | 79010.0566 | 0 | 324353 | 0 | 0 | 0 | 331158.2556 | 0 | 21404.7592 | 0 | 0 | 0 | 0 | 0 | 0 | 0 | 538088.9019 | 0 | 0 | 0 | 0 | -245556.2427 | 0 | 213.2993 | 0 | 0 | 0 | 0 | 0 | 0 | 0 | 0 | 0 | 0 | 0
2016-10-22 09:00 | 0 | 0 | 0 | 0 | 469326.747 | 0 | 326281 | 0 | 0 | 0 | 474204.0026 | 0 | 21404.7592 | 0 | 0 | 0 | 0 | 0 | 0 | 0 | 538086.7496 | 0 | 0 | 0 | 0 | 143045.747 | 0 | 0 | 0 | 0 | 0 | 0 | 0 | 0 | 0 | 0 | 0 | 0 | 0
2016-10-22 10:00 | 0 | 0 | 0 | 0 | 88145.7573 | 0 | 333702 | 0 | 0 | 0 | 228647.76 | 0 | 21404.7592 | 0 | 0 | 0 | 0 | 0 | 0 | 0 | 538084.5972 | 0 | 0 | 0 | 0 | -245556.2427 | 0 | 0 | 0 | 0 | 0 | 0 | 0 | 0 | 0 | 0 | 0 | 0 | 0
2016-10-22 11:00 | 0 | 0 | 0 | 0 | 444526.8772 | 0 | 346674 | 0 | 0 | 0 | 326287.3379 | 0 | 21618.0585 | 0 | 0 | 0 | 0 | 0 | 0 | 0 | 538082.4449 | 0 | 0 | 0 | 0 | 97639.5779 | 0 | 213.2993 | 0 | 0 | 0 | 0 | 0 | 0 | 0 | 0 | 0 | 0 | 0
2016-10-22 12:00 | 0 | 0 | 0 | 0 | 114604.7573 | 0 | 360161 | 0 | 0 | 0 | 80731.0952 | 0 | 21618.0585 | 0 | 0 | 0 | 0 | 0 | 0 | 0 | 538080.2926 | 0 | 0 | 0 | 0 | -245556.2427 | 0 | 0 | 0 | 0 | 0 | 0 | 0 | 0 | 0 | 0 | 0 | 0 | 0
2016-10-22 13:00 | 0 | 0 | 0 | 0 | 416951.0803 | 2864.4565 | 374661 | 0 | 0 | 0 | 125885.632 | 0 | 21618.0585 | 0 | 0 | 0 | 0 | 0 | 0 | 0 | 538078.1402 | 0 | 0 | 0 | 0 | 45154.5368 | 0 | 0 | 0 | 0 | 0 | 0 | 0 | 0 | 0 | 0 | 0 | 0 | 0
2016-10-22 14:00 | 0 | 0 | 0 | 0 | 0 | 257778.368 | 383664 | 0 | 0 | 0 | 0 | 0 | 21618.0585 | 0 | 0 | 0 | 0 | 0 | 0 | 0 | 538075.9879 | 0 | 0 | 0 | 0 | -125885.632 | 0 | 0 | 0 | 0 | 0 | 0 | 0 | 0 | 0 | 0 | 0 | 0 | 0
2016-10-22 15:00 | 0 | 0 | 0 | 0 | 0 | 603666.8269 | 387972 | 0 | 0 | 0 | 215694.8269 | 0 | 21618.0585 | 0 | 0 | 0 | 0 | 0 | 0 | 0 | 538073.8356 | 0 | 0 | 0 | 0 | 215694.8269 | 0 | 0 | 0 | 0 | 0 | 0 | 0 | 0 | 0 | 0 | 0 | 0 | 0
2016-10-22 16:00 | 0 | 0 | 0 | 0 | 0 | 656483.559 | 388617 | 0 | 0 | 0 | 461251.0696 | 0 | 21831.3578 | 0 | 0 | 0 | 0 | 0 | 0 | 0 | 555749.297 | 0 | 0 | 0 | 0 | 245556.2427 | 0 | 213.2993 | 0 | 0 | 0 | 0 | 0 | 0 | 0 | 0 | 22097.017 | 0 | 0
2016-10-22 17:00 | 0 | 0 | 0 | 0 | 0 | 663571.1168 | 388083 | 0 | 0 | 0 | 706807.3123 | 0 | 22044.6571 | 7621.5577 | 0 | 0 | 0 | 0 | 0 | 0 | 573424.6876 | 0 | 0 | 0 | 0 | 245556.2427 | 0 | 213.2993 | 0 | 7621.5577 | 0 | 0 | 0 | 0 | 0 | 0 | 22097.017 | 0 | 0
2016-10-22 18:00 | 0 | 0 | 0 | 0 | 0 | 641880.816 | 387684 | 0 | 0 | 0 | 952363.555 | 0 | 22257.9564 | 7621.5577 | 0 | 0 | 0 | 0 | 0 | 0 | 580164.2132 | 0 | 0 | 0 | 0 | 245556.2427 | 0 | 213.2993 | 0 | 0 | 0 | 0 | 0 | 0 | 0 | 0 | 8427.2741 | 0 | 0
2016-10-22 19:00 | 0 | 0 | 0 | 0 | 0 | 630362.7505 | 389417 | 0 | 0 | 0 | 1197919.7976 | 0 | 22471.2557 | 2797.7663 | 0 | 0 | 0 | 0 | 0 | 0 | 580161.8925 | 0 | 0 | 0 | 0 | 245556.2427 | 0 | 213.2993 | 0 | -4823.7914 | 0 | 0 | 0 | 0 | 0 | 0 | 0 | 0 | 0
2016-10-22 20:00 | 0 | 0 | 0 | 0 | 0 | 638456.5412 | 393748 | 0 | 0 | 0 | 1443476.0403 | 0 | 22684.555 | 1736.7655 | 0 | 0 | 0 | 0 | 0 | 0 | 580159.5719 | 0 | 0 | 0 | 0 | 245556.2427 | 0 | 213.2993 | 0 | -1061.0008 | 0 | 0 | 0 | 0 | 0 | 0 | 0 | 0 | 0
2016-10-22 21:00 | 0 | 0 | 0 | 0 | 0 | 653600.9843 | 398974 | 0 | 0 | 0 | 1689032.283 | 0 | 22897.8542 | 7621.5577 | 0 | 0 | 0 | 0 | 0 | 0 | 582535.3713 | 0 | 0 | 0 | 0 | 245556.2427 | 0 | 213.2993 | 0 | 5884.7922 | 0 | 0 | 0 | 0 | 0 | 0 | 2972.6501 | 0 | 0
2016-10-22 22:00 | 0 | 0 | 0 | 0 | 0 | 619020.9266 | 403878 | 0 | 0 | 0 | 1911583.468 | 0 | 23111.1535 | 0 | 0 | 0 | 0 | 0 | 0 | 0 | 582533.0411 | 0 | 0 | 0 | 0 | 222551.185 | 0 | 213.2993 | 0 | -7621.5577 | 0 | 0 | 0 | 0 | 0 | 0 | 0 | 0 | 0
2016-10-22 23:00 | 0 | 0 | 0 | 0 | 0 | 425278.5753 | 410658 | 0 | 0 | 0 | 1926204.0433 | 0 | 23111.1535 | 0 | 0 | 0 | 0 | 0 | 0 | 0 | 582530.711 | 0 | 0 | 0 | 0 | 14620.5753 | 0 | 0 | 0 | 0 | 0 | 0 | 0 | 0 | 0 | 0 | 0 | 0 | 0
2016-10-23 | 0 | 0 | 0 | 0 | 79680.0433 | 85000.714 | 410237 | 0 | 0 | 0 | 1680647.8006 | 0 | 23111.1535 | 0 | 0 | 0 | 0 | 0 | 0 | 0 | 582528.3809 | 0 | 0 | 0 | 0 | -245556.2427 | 0 | 0 | 0 | 0 | 0 | 0 | 0 | 0 | 0 | 0 | 0 | 0 | 0
2016-10-23 01:00 | 0 | 0 | 0 | 0 | 157725.3088 | 12.7478 | 403081 | 0 | 0 | 0 | 1435091.5579 | 0 | 23324.4528 | 0 | 0 | 0 | 0 | 0 | 0 | 0 | 582526.0508 | 0 | 0 | 0 | 0 | -245556.2427 | 0 | 213.2993 | 0 | 0 | 0 | 0 | 0 | 0 | 0 | 0 | 0 | 0 | 0
2016-10-23 02:00 | 0 | 0 | 0 | 0 | 143838.7573 | 0 | 389395 | 0 | 0 | 0 | 1189535.3152 | 0 | 23324.4528 | 0 | 0 | 0 | 0 | 0 | 0 | 0 | 582523.7207 | 0 | 0 | 0 | 0 | -245556.2427 | 0 | 0 | 0 | 0 | 0 | 0 | 0 | 0 | 0 | 0 | 0 | 0 | 0
2016-10-23 03:00 | 0 | 0 | 0 | 0 | 126282.7573 | 0 | 371839 | 0 | 0 | 0 | 943979.0725 | 0 | 23324.4528 | 0 | 0 | 0 | 0 | 0 | 0 | 0 | 582521.3906 | 0 | 0 | 0 | 0 | -245556.2427 | 0 | 0 | 0 | 0 | 0 | 0 | 0 | 0 | 0 | 0 | 0 | 0 | 0
2016-10-23 04:00 | 0 | 0 | 0 | 0 | 109040.0566 | 0 | 354383 | 0 | 0 | 0 | 698422.8299 | 0 | 23537.7521 | 0 | 0 | 0 | 0 | 0 | 0 | 0 | 582519.0605 | 0 | 0 | 0 | 0 | -245556.2427 | 0 | 213.2993 | 0 | 0 | 0 | 0 | 0 | 0 | 0 | 0 | 0 | 0 | 0
2016-10-23 05:00 | 0 | 0 | 0 | 0 | 571856.6863 | 0 | 339525 | 0 | 0 | 0 | 943979.0725 | 0 | 10313.1958 | 0 | 0 | 0 | 0 | 0 | 0 | 0 | 582516.7304 | 0 | 0 | 0 | 0 | 245556.2427 | 0 | 0 | 13224.5564 | 0 | 0 | 0 | 0 | 0 | 0 | 0 | 0 | 0 | 0
2016-10-23 06:00 | 0 | 0 | 0 | 0 | 82803.7573 | 0 | 328360 | 0 | 0 | 0 | 698422.8299 | 0 | 10313.1958 | 0 | 0 | 0 | 0 | 0 | 0 | 0 | 582514.4004 | 0 | 0 | 0 | 0 | -245556.2427 | 0 | 0 | 0 | 0 | 0 | 0 | 0 | 0 | 0 | 0 | 0 | 0 | 0
2016-10-23 07:00 | 0 | 0 | 0 | 0 | 567246.542 | 0 | 321477 | 0 | 0 | 0 | 943979.0725 | 0 | 10526.4951 | 0 | 0 | 0 | 0 | 0 | 0 | 0 | 582512.0703 | 0 | 0 | 0 | 0 | 245556.2427 | 0 | 213.2993 | 0 | 0 | 0 | 0 | 0 | 0 | 0 | 0 | 0 | 0 | 0
2016-10-23 08:00 | 0 | 0 | 0 | 0 | 72944.7573 | 0 | 318501 | 0 | 0 | 0 | 698422.8299 | 0 | 10526.4951 | 0 | 0 | 0 | 0 | 0 | 0 | 0 | 582509.7402 | 0 | 0 | 0 | 0 | -245556.2427 | 0 | 0 | 0 | 0 | 0 | 0 | 0 | 0 | 0 | 0 | 0 | 0 | 0
2016-10-23 09:00 | 0 | 0 | 0 | 0 | 73280.7573 | 0 | 318837 | 0 | 0 | 0 | 452866.5872 | 0 | 10526.4951 | 0 | 0 | 0 | 0 | 0 | 0 | 0 | 582507.4102 | 0 | 0 | 0 | 0 | -245556.2427 | 0 | 0 | 0 | 0 | 0 | 0 | 0 | 0 | 0 | 0 | 0 | 0 | 0
2016-10-23 10:00 | 0 | 0 | 0 | 0 | 80435.0566 | 0 | 325778 | 0 | 0 | 0 | 207310.3445 | 0 | 10739.7943 | 0 | 0 | 0 | 0 | 0 | 0 | 0 | 582505.0802 | 0 | 0 | 0 | 0 | -245556.2427 | 0 | 213.2993 | 0 | 0 | 0 | 0 | 0 | 0 | 0 | 0 | 0 | 0 | 0
2016-10-23 11:00 | 0 | 0 | 0 | 0 | 577197.5062 | 0 | 335639 | 0 | 0 | 0 | 448868.8507 | 0 | 10739.7943 | 0 | 0 | 0 | 0 | 0 | 0 | 0 | 582502.7502 | 0 | 0 | 0 | 0 | 241558.5062 | 0 | 0 | 0 | 0 | 0 | 0 | 0 | 0 | 0 | 0 | 0 | 0 | 0
2016-10-23 12:00 | 0 | 0 | 0 | 0 | 102377.7573 | 0 | 347934 | 0 | 0 | 0 | 203312.608 | 0 | 10739.7943 | 0 | 0 | 0 | 0 | 0 | 0 | 0 | 582500.4201 | 0 | 0 | 0 | 0 | -245556.2427 | 0 | 0 | 0 | 0 | 0 | 0 | 0 | 0 | 0 | 0 | 0 | 0 | 0
2016-10-23 13:00 | 0 | 0 | 0 | 0 | 473799.0872 | 1400.6957 | 358905 | 0 | 0 | 0 | 319394.0917 | 0 | 10953.0936 | 0 | 0 | 0 | 0 | 0 | 0 | 0 | 582498.0901 | 0 | 0 | 0 | 0 | 116081.4837 | 0 | 213.2993 | 0 | 0 | 0 | 0 | 0 | 0 | 0 | 0 | 0 | 0 | 0
2016-10-23 14:00 | 0 | 0 | 0 | 0 | 0 | 221057.7164 | 364785 | 0 | 0 | 0 | 175666.8081 | 0 | 10953.0936 | 0 | 0 | 0 | 0 | 0 | 0 | 0 | 582495.7602 | 0 | 0 | 0 | 0 | -143727.2836 | 0 | 0 | 0 | 0 | 0 | 0 | 0 | 0 | 0 | 0 | 0 | 0 | 0
2016-10-23 15:00 | 0 | 0 | 0 | 0 | 135633.7167 | 478885.526 | 368963 | 0 | 0 | 0 | 421223.0508 | 0 | 10953.0936 | 0 | 0 | 0 | 0 | 0 | 0 | 0 | 582493.4302 | 0 | 0 | 0 | 0 | 245556.2427 | 0 | 0 | 0 | 0 | 0 | 0 | 0 | 0 | 0 | 0 | 0 | 0 | 0
2016-10-23 16:00 | 0 | 0 | 0 | 0 | 26185.0715 | 592716.1711 | 373345 | 0 | 0 | 0 | 666779.2935 | 0 | 10953.0936 | 0 | 0 | 0 | 0 | 0 | 0 | 0 | 582491.1002 | 0 | 0 | 0 | 0 | 245556.2427 | 0 | 0 | 0 | 0 | 0 | 0 | 0 | 0 | 0 | 0 | 0 | 0 | 0
2016-10-23 17:00 | 0 | 0 | 0 | 0 | 15951.7406 | 606991.502 | 377387 | 0 | 0 | 0 | 912335.5361 | 0 | 10953.0936 | 0 | 0 | 0 | 0 | 0 | 0 | 0 | 582488.7702 | 0 | 0 | 0 | 0 | 245556.2427 | 0 | 0 | 0 | 0 | 0 | 0 | 0 | 0 | 0 | 0 | 0 | 0 | 0
2016-10-23 18:00 | 0 | 0 | 0 | 0 | 0 | 589457.6659 | 380953 | 0 | 0 | 0 | 1120840.2021 | 0 | 10953.0936 | 0 | 0 | 0 | 0 | 0 | 0 | 0 | 582486.4403 | 0 | 0 | 0 | 0 | 208504.6659 | 0 | 0 | 0 | 0 | 0 | 0 | 0 | 0 | 0 | 0 | 0 | 0 | 0
2016-10-23 19:00 | 0 | 0 | 0 | 0 | 0 | 574426.6553 | 384868 | 0 | 0 | 0 | 1310398.8574 | 0 | 10953.0936 | 0 | 0 | 0 | 0 | 0 | 0 | 0 | 582484.1103 | 0 | 0 | 0 | 0 | 189558.6553 | 0 | 0 | 0 | 0 | 0 | 0 | 0 | 0 | 0 | 0 | 0 | 0 | 0
2016-10-23 20:00 | 0 | 0 | 0 | 0 | 0 | 574850.2059 | 391183 | 0 | 0 | 0 | 1494066.0632 | 0 | 10953.0936 | 0 | 0 | 0 | 0 | 0 | 0 | 0 | 582481.7804 | 0 | 0 | 0 | 0 | 183667.2059 | 0 | 0 | 0 | 0 | 0 | 0 | 0 | 0 | 0 | 0 | 0 | 0 | 0
2016-10-23 21:00 | 0 | 0 | 0 | 0 | 0 | 573617.346 | 398828 | 0 | 0 | 0 | 1668855.4093 | 0 | 10953.0936 | 0 | 0 | 0 | 0 | 0 | 0 | 0 | 582479.4505 | 0 | 0 | 0 | 0 | 174789.346 | 0 | 0 | 0 | 0 | 0 | 0 | 0 | 0 | 0 | 0 | 0 | 0 | 0
2016-10-23 22:00 | 0 | 0 | 0 | 0 | 0 | 526459.6646 | 408238 | 0 | 0 | 0 | 1787077.0739 | 0 | 10953.0936 | 0 | 0 | 0 | 0 | 0 | 0 | 0 | 582477.1205 | 0 | 0 | 0 | 0 | 118221.6646 | 0 | 0 | 0 | 0 | 0 | 0 | 0 | 0 | 0 | 0 | 0 | 0 | 0
2016-10-23 23:00 | 0 | 0 | 0 | 0 | 0 | 348716.2403 | 420251 | 0 | 0 | 0 | 1715542.3142 | 0 | 10953.0936 | 0 | 0 | 0 | 0 | 0 | 0 | 0 | 582474.7906 | 0 | 0 | 0 | 0 | -71534.7597 | 0 | 0 | 0 | 0 | 0 | 0 | 0 | 0 | 0 | 0 | 0 | 0 | 0
2016-10-24 | 0 | 0 | 0 | 0 | 120833.9764 | 56204.7809 | 422595 | 0 | 0 | 0 | 1469986.0715 | 0 | 10953.0936 | 0 | 0 | 0 | 0 | 0 | 0 | 0 | 582472.4607 | 0 | 0 | 0 | 0 | -245556.2427 | 0 | 0 | 0 | 0 | 0 | 0 | 0 | 0 | 0 | 0 | 0 | 0 | 0
2016-10-24 01:00 | 0 | 0 | 0 | 0 | 166091.393 | 11.3643 | 411659 | 0 | 0 | 0 | 1224429.8288 | 0 | 10953.0936 | 0 | 0 | 0 | 0 | 0 | 0 | 0 | 582470.1309 | 0 | 0 | 0 | 0 | -245556.2427 | 0 | 0 | 0 | 0 | 0 | 0 | 0 | 0 | 0 | 0 | 0 | 0 | 0
2016-10-24 02:00 | 0 | 0 | 0 | 0 | 639439.542 | 0 | 393670 | 0 | 0 | 0 | 1469986.0715 | 0 | 11166.3929 | 0 | 0 | 0 | 0 | 0 | 0 | 0 | 582467.801 | 0 | 0 | 0 | 0 | 245556.2427 | 0 | 213.2993 | 0 | 0 | 0 | 0 | 0 | 0 | 0 | 0 | 0 | 0 | 0
2016-10-24 03:00 | 0 | 0 | 0 | 0 | 126216.0566 | 0 | 371559 | 0 | 0 | 0 | 1224429.8288 | 0 | 11379.6922 | 0 | 0 | 0 | 0 | 0 | 0 | 0 | 582465.4711 | 0 | 0 | 0 | 0 | -245556.2427 | 0 | 213.2993 | 0 | 0 | 0 | 0 | 0 | 0 | 0 | 0 | 0 | 0 | 0
2016-10-24 04:00 | 0 | 0 | 0 | 0 | 562782.9479 | 0 | 352342 | 0 | 0 | 0 | 1434870.7767 | 0 | 11379.6922 | 0 | 0 | 0 | 0 | 0 | 0 | 0 | 582463.1412 | 0 | 0 | 0 | 0 | 210440.9479 | 0 | 0 | 0 | 0 | 0 | 0 | 0 | 0 | 0 | 0 | 0 | 0 | 0
2016-10-24 05:00 | 0 | 0 | 0 | 0 | 91102.7573 | 0 | 336659 | 0 | 0 | 0 | 1189314.534 | 0 | 11379.6922 | 0 | 0 | 0 | 0 | 0 | 0 | 0 | 582460.8114 | 0 | 0 | 0 | 0 | -245556.2427 | 0 | 0 | 0 | 0 | 0 | 0 | 0 | 0 | 0 | 0 | 0 | 0 | 0
2016-10-24 06:00 | 0 | 0 | 0 | 0 | 477698.4389 | 0 | 325873 | 0 | 0 | 0 | 1340926.6736 | 0 | 11592.9915 | 0 | 0 | 0 | 0 | 0 | 0 | 0 | 582458.4815 | 0 | 0 | 0 | 0 | 151612.1396 | 0 | 213.2993 | 0 | 0 | 0 | 0 | 0 | 0 | 0 | 0 | 0 | 0 | 0
2016-10-24 07:00 | 0 | 0 | 0 | 0 | 75620.7573 | 0 | 321177 | 0 | 0 | 0 | 1095370.4309 | 0 | 11592.9915 | 0 | 0 | 0 | 0 | 0 | 0 | 0 | 582456.1517 | 0 | 0 | 0 | 0 | -245556.2427 | 0 | 0 | 0 | 0 | 0 | 0 | 0 | 0 | 0 | 0 | 0 | 0 | 0
2016-10-24 08:00 | 0 | 0 | 0 | 0 | 413126.3357 | 0 | 322115 | 0 | 0 | 0 | 1186381.7667 | 0 | 11592.9915 | 0 | 0 | 0 | 0 | 0 | 0 | 0 | 582453.8219 | 0 | 0 | 0 | 0 | 91011.3357 | 0 | 0 | 0 | 0 | 0 | 0 | 0 | 0 | 0 | 0 | 0 | 0 | 0
2016-10-24 09:00 | 0 | 0 | 0 | 0 | 377100.1851 | 0 | 334390 | 0 | 0 | 0 | 1228878.6525 | 0 | 11806.2908 | 0 | 0 | 0 | 0 | 0 | 0 | 0 | 582451.4921 | 0 | 0 | 0 | 0 | 42496.8859 | 0 | 213.2993 | 0 | 0 | 0 | 0 | 0 | 0 | 0 | 0 | 0 | 0 | 0
2016-10-24 10:00 | 0 | 0 | 0 | 0 | 117156.7573 | 0 | 362713 | 0 | 0 | 0 | 983322.4098 | 0 | 11806.2908 | 0 | 0 | 0 | 0 | 0 | 0 | 0 | 582449.1623 | 0 | 0 | 0 | 0 | -245556.2427 | 0 | 0 | 0 | 0 | 0 | 0 | 0 | 0 | 0 | 0 | 0 | 0 | 0
2016-10-24 11:00 | 0 | 0 | 0 | 0 | 321042.3928 | 0 | 392252 | 0 | 0 | 0 | 912112.8026 | 0 | 11806.2908 | 0 | 0 | 0 | 0 | 0 | 0 | 0 | 582446.8325 | 0 | 0 | 0 | 0 | -71209.6072 | 0 | 0 | 0 | 0 | 0 | 0 | 0 | 0 | 0 | 0 | 0 | 0 | 0
2016-10-24 12:00 | 0 | 0 | 0 | 0 | 292854.8406 | 0 | 406365 | 0 | 0 | 0 | 798389.3439 | 0 | 12019.5901 | 0 | 0 | 0 | 0 | 0 | 0 | 0 | 582444.5027 | 0 | 0 | 0 | 0 | -113723.4587 | 0 | 213.2993 | 0 | 0 | 0 | 0 | 0 | 0 | 0 | 0 | 0 | 0 | 0
2016-10-24 13:00 | 0 | 0 | 0 | 0 | 244705.8002 | 2075.9339 | 414488 | 0 | 0 | 0 | 622848.221 | 0 | 12232.8894 | 7621.5577 | 0 | 0 | 0 | 0 | 0 | 0 | 582442.1729 | 0 | 0 | 0 | 0 | -175541.1229 | 0 | 213.2993 | 0 | 7621.5577 | 0 | 0 | 0 | 0 | 0 | 0 | 0 | 0 | 0
2016-10-24 14:00 | 0 | 0 | 0 | 0 | 155765.3627 | 221382.9291 | 422221 | 0 | 0 | 0 | 585397.0706 | 0 | 12232.8894 | 0 | 0 | 0 | 0 | 0 | 0 | 0 | 582439.8431 | 0 | 0 | 0 | 0 | -37451.1505 | 0 | 0 | 0 | -7621.5577 | 0 | 0 | 0 | 0 | 0 | 0 | 0 | 0 | 0
2016-10-24 15:00 | 0 | 0 | 0 | 0 | 0 | 415717.6136 | 427759 | 0 | 0 | 0 | 573355.6842 | 0 | 12232.8894 | 0 | 0 | 0 | 0 | 0 | 0 | 0 | 582437.5134 | 0 | 0 | 0 | 0 | -12041.3864 | 0 | 0 | 0 | 0 | 0 | 0 | 0 | 0 | 0 | 0 | 0 | 0 | 0
2016-10-24 16:00 | 0 | 0 | 0 | 0 | 162786.8558 | 505692.0134 | 432360 | 0 | 0 | 0 | 809474.5534 | 0 | 12232.8894 | 0 | 0 | 0 | 0 | 0 | 0 | 0 | 582435.1836 | 0 | 0 | 0 | 0 | 236118.8692 | 0 | 0 | 0 | 0 | 0 | 0 | 0 | 0 | 0 | 0 | 0 | 0 | 0
2016-10-24 17:00 | 0 | 0 | 0 | 0 | 0 | 523418.9281 | 437102 | 0 | 0 | 0 | 895791.4815 | 0 | 12232.8894 | 0 | 0 | 0 | 0 | 0 | 0 | 0 | 582432.8539 | 0 | 0 | 0 | 0 | 86316.9281 | 0 | 0 | 0 | 0 | 0 | 0 | 0 | 0 | 0 | 0 | 0 | 0 | 0
2016-10-24 18:00 | 0 | 0 | 0 | 0 | 175085.6659 | 511576.5768 | 441106 | 0 | 0 | 0 | 1141347.7242 | 0 | 12232.8894 | 0 | 0 | 0 | 0 | 0 | 0 | 0 | 582430.5242 | 0 | 0 | 0 | 0 | 245556.2427 | 0 | 0 | 0 | 0 | 0 | 0 | 0 | 0 | 0 | 0 | 0 | 0 | 0
2016-10-24 19:00 | 0 | 0 | 0 | 0 | 0 | 495254.537 | 444839 | 0 | 0 | 0 | 1191763.2612 | 0 | 12232.8894 | 0 | 0 | 0 | 0 | 0 | 0 | 0 | 582428.1944 | 0 | 0 | 0 | 0 | 50415.537 | 0 | 0 | 0 | 0 | 0 | 0 | 0 | 0 | 0 | 0 | 0 | 0 | 0
2016-10-24 20:00 | 0 | 0 | 0 | 0 | 188738.5968 | 478651.8918 | 448354 | 0 | 0 | 0 | 1410799.7497 | 0 | 12232.8894 | 0 | 0 | 0 | 0 | 0 | 0 | 0 | 582425.8647 | 0 | 0 | 0 | 0 | 219036.4885 | 0 | 0 | 0 | 0 | 0 | 0 | 0 | 0 | 0 | 0 | 0 | 0 | 0
2016-10-24 21:00 | 0 | 0 | 0 | 0 | 0 | 445015.8281 | 451542 | 0 | 0 | 0 | 1404273.5778 | 0 | 12232.8894 | 0 | 0 | 0 | 0 | 0 | 0 | 0 | 582423.535 | 0 | 0 | 0 | 0 | -6526.1719 | 0 | 0 | 0 | 0 | 0 | 0 | 0 | 0 | 0 | 0 | 0 | 0 | 0
2016-10-24 22:00 | 0 | 0 | 0 | 0 | 0 | 374933.4501 | 454806 | 0 | 0 | 0 | 1324401.0279 | 0 | 12232.8894 | 0 | 0 | 0 | 0 | 0 | 0 | 0 | 582421.2053 | 0 | 0 | 0 | 0 | -79872.5499 | 0 | 0 | 0 | 0 | 0 | 0 | 0 | 0 | 0 | 0 | 0 | 0 | 0
2016-10-24 23:00 | 0 | 0 | 0 | 0 | 0 | 224062.6574 | 462102 | 0 | 0 | 0 | 1086361.6852 | 0 | 12232.8894 | 0 | 0 | 0 | 0 | 0 | 0 | 0 | 582418.8756 | 0 | 0 | 0 | 0 | -238039.3426 | 0 | 0 | 0 | 0 | 0 | 0 | 0 | 0 | 0 | 0 | 0 | 0 | 0
2016-10-25 | 0 | 0 | 0 | 0 | 165366.0894 | 48495.6679 | 459418 | 0 | 0 | 0 | 840805.4426 | 0 | 12232.8894 | 0 | 0 | 0 | 0 | 0 | 0 | 0 | 582416.546 | 0 | 0 | 0 | 0 | -245556.2427 | 0 | 0 | 0 | 0 | 0 | 0 | 0 | 0 | 0 | 0 | 0 | 0 | 0
2016-10-25 01:00 | 0 | 0 | 0 | 0 | 200146.1084 | 12.649 | 445715 | 0 | 0 | 0 | 595249.1999 | 0 | 12232.8894 | 0 | 0 | 0 | 0 | 0 | 0 | 0 | 582414.2163 | 0 | 0 | 0 | 0 | -245556.2427 | 0 | 0 | 0 | 0 | 0 | 0 | 0 | 0 | 0 | 0 | 0 | 0 | 0
2016-10-25 02:00 | 0 | 0 | 0 | 0 | 667667.542 | 0 | 421898 | 0 | 0 | 0 | 840805.4426 | 0 | 12446.1887 | 0 | 0 | 0 | 0 | 0 | 0 | 0 | 582411.8866 | 0 | 0 | 0 | 0 | 245556.2427 | 0 | 213.2993 | 0 | 0 | 0 | 0 | 0 | 0 | 0 | 0 | 0 | 0 | 0
2016-10-25 03:00 | 0 | 0 | 0 | 0 | 149947.0566 | 0 | 395290 | 0 | 0 | 0 | 595249.1999 | 0 | 12659.488 | 0 | 0 | 0 | 0 | 0 | 0 | 0 | 582409.557 | 0 | 0 | 0 | 0 | -245556.2427 | 0 | 213.2993 | 0 | 0 | 0 | 0 | 0 | 0 | 0 | 0 | 0 | 0 | 0
2016-10-25 04:00 | 0 | 0 | 0 | 0 | 616484.2427 | 0 | 370928 | 0 | 0 | 0 | 840805.4426 | 0 | 12659.488 | 0 | 0 | 0 | 0 | 0 | 0 | 0 | 582407.2273 | 0 | 0 | 0 | 0 | 245556.2427 | 0 | 0 | 0 | 0 | 0 | 0 | 0 | 0 | 0 | 0 | 0 | 0 | 0
2016-10-25 05:00 | 0 | 0 | 0 | 0 | 107551.7573 | 0 | 353108 | 0 | 0 | 0 | 595249.1999 | 0 | 12659.488 | 0 | 0 | 0 | 0 | 0 | 0 | 0 | 582404.8977 | 0 | 0 | 0 | 0 | -245556.2427 | 0 | 0 | 0 | 0 | 0 | 0 | 0 | 0 | 0 | 0 | 0 | 0 | 0
2016-10-25 06:00 | 0 | 0 | 0 | 0 | 577879.3145 | 0 | 340493 | 0 | 0 | 0 | 832422.2151 | 0 | 12872.7873 | 0 | 0 | 0 | 0 | 0 | 0 | 0 | 582402.5681 | 0 | 0 | 0 | 0 | 237173.0152 | 0 | 213.2993 | 0 | 0 | 0 | 0 | 0 | 0 | 0 | 0 | 0 | 0 | 0
2016-10-25 07:00 | 0 | 0 | 0 | 0 | 88315.7573 | 0 | 333872 | 0 | 0 | 0 | 586865.9724 | 0 | 12872.7873 | 0 | 0 | 0 | 0 | 0 | 0 | 0 | 582400.2385 | 0 | 0 | 0 | 0 | -245556.2427 | 0 | 0 | 0 | 0 | 0 | 0 | 0 | 0 | 0 | 0 | 0 | 0 | 0
2016-10-25 08:00 | 0 | 0 | 0 | 0 | 506077.168 | 0 | 333840 | 0 | 0 | 0 | 759103.1404 | 0 | 12872.7873 | 0 | 0 | 0 | 0 | 0 | 0 | 0 | 582397.9089 | 0 | 0 | 0 | 0 | 172237.168 | 0 | 0 | 0 | 0 | 0 | 0 | 0 | 0 | 0 | 0 | 0 | 0 | 0
2016-10-25 09:00 | 0 | 0 | 0 | 0 | 99907.0566 | 0 | 345250 | 0 | 0 | 0 | 513546.8977 | 0 | 13086.0866 | 0 | 0 | 0 | 0 | 0 | 0 | 0 | 582395.5793 | 0 | 0 | 0 | 0 | -245556.2427 | 0 | 213.2993 | 0 | 0 | 0 | 0 | 0 | 0 | 0 | 0 | 0 | 0 | 0
2016-10-25 10:00 | 0 | 0 | 0 | 0 | 463639.392 | 0 | 374380 | 0 | 0 | 0 | 602806.2897 | 0 | 13086.0866 | 0 | 0 | 0 | 0 | 0 | 0 | 0 | 582393.2497 | 0 | 0 | 0 | 0 | 89259.392 | 0 | 0 | 0 | 0 | 0 | 0 | 0 | 0 | 0 | 0 | 0 | 0 | 0
2016-10-25 11:00 | 0 | 0 | 0 | 0 | 157234.7573 | 0 | 402791 | 0 | 0 | 0 | 357250.047 | 0 | 13086.0866 | 0 | 0 | 0 | 0 | 0 | 0 | 0 | 582390.9201 | 0 | 0 | 0 | 0 | -245556.2427 | 0 | 0 | 0 | 0 | 0 | 0 | 0 | 0 | 0 | 0 | 0 | 0 | 0
2016-10-25 12:00 | 0 | 0 | 0 | 0 | 451470.4549 | 0 | 414577 | 0 | 0 | 0 | 393930.2026 | 0 | 13299.3859 | 0 | 0 | 0 | 0 | 0 | 0 | 0 | 582388.5906 | 0 | 0 | 0 | 0 | 36680.1556 | 0 | 213.2993 | 0 | 0 | 0 | 0 | 0 | 0 | 0 | 0 | 0 | 0 | 0
2016-10-25 13:00 | 0 | 0 | 0 | 0 | 174706.3594 | 601.3979 | 420864 | 0 | 0 | 0 | 148373.9599 | 0 | 13299.3859 | 0 | 0 | 0 | 0 | 0 | 0 | 0 | 582386.261 | 0 | 0 | 0 | 0 | -245556.2427 | 0 | 0 | 0 | 0 | 0 | 0 | 0 | 0 | 0 | 0 | 0 | 0 | 0
2016-10-25 14:00 | 0 | 0 | 0 | 0 | 344948.9078 | 102152.8074 | 425780 | 0 | 0 | 0 | 169695.6751 | 0 | 13299.3859 | 0 | 0 | 0 | 0 | 0 | 0 | 0 | 582383.9315 | 0 | 0 | 0 | 0 | 21321.7152 | 0 | 0 | 0 | 0 | 0 | 0 | 0 | 0 | 0 | 0 | 0 | 0 | 0
2016-10-25 15:00 | 0 | 0 | 0 | 0 | 0 | 363939.1702 | 429361 | 0 | 0 | 0 | 104273.8453 | 0 | 13299.3859 | 0 | 0 | 0 | 0 | 0 | 0 | 0 | 582381.6019 | 0 | 0 | 0 | 0 | -65421.8298 | 0 | 0 | 0 | 0 | 0 | 0 | 0 | 0 | 0 | 0 | 0 | 0 | 0
2016-10-25 16:00 | 0 | 0 | 0 | 0 | 157144.643 | 521575.5997 | 433164 | 0 | 0 | 0 | 349830.088 | 0 | 13299.3859 | 0 | 0 | 0 | 0 | 0 | 0 | 0 | 582379.2724 | 0 | 0 | 0 | 0 | 245556.2427 | 0 | 0 | 0 | 0 | 0 | 0 | 0 | 0 | 0 | 0 | 0 | 0 | 0
2016-10-25 17:00 | 0 | 0 | 0 | 0 | 0 | 579342.5305 | 437173 | 0 | 0 | 0 | 491999.6185 | 0 | 13299.3859 | 0 | 0 | 0 | 0 | 0 | 0 | 0 | 582376.9429 | 0 | 0 | 0 | 0 | 142169.5305 | 0 | 0 | 0 | 0 | 0 | 0 | 0 | 0 | 0 | 0 | 0 | 0 | 0
2016-10-25 18:00 | 0 | 0 | 0 | 0 | 0 | 573668.435 | 440755 | 0 | 0 | 0 | 624699.7542 | 0 | 13512.6852 | 0 | 0 | 0 | 0 | 0 | 0 | 0 | 582374.6134 | 0 | 0 | 0 | 0 | 132700.1357 | 0 | 213.2993 | 0 | 0 | 0 | 0 | 0 | 0 | 0 | 0 | 0 | 0 | 0
2016-10-25 19:00 | 0 | 0 | 0 | 0 | 0 | 565172.6909 | 444026 | 0 | 0 | 0 | 745846.4451 | 0 | 13512.6852 | 0 | 0 | 0 | 0 | 0 | 0 | 0 | 582372.2839 | 0 | 0 | 0 | 0 | 121146.6909 | 0 | 0 | 0 | 0 | 0 | 0 | 0 | 0 | 0 | 0 | 0 | 0 | 0
2016-10-25 20:00 | 0 | 0 | 0 | 0 | 115987.9705 | 577634.2722 | 448066 | 0 | 0 | 0 | 991402.6878 | 0 | 13512.6852 | 0 | 0 | 0 | 0 | 0 | 0 | 0 | 582369.9544 | 0 | 0 | 0 | 0 | 245556.2427 | 0 | 0 | 0 | 0 | 0 | 0 | 0 | 0 | 0 | 0 | 0 | 0 | 0
2016-10-25 21:00 | 0 | 0 | 0 | 0 | 0 | 597356.456 | 451997 | 0 | 0 | 0 | 1136548.8445 | 0 | 13725.9845 | 0 | 0 | 0 | 0 | 0 | 0 | 0 | 582367.6249 | 0 | 0 | 0 | 0 | 145146.1567 | 0 | 213.2993 | 0 | 0 | 0 | 0 | 0 | 0 | 0 | 0 | 0 | 0 | 0
2016-10-25 22:00 | 0 | 0 | 0 | 0 | 0 | 583458.8212 | 457558 | 0 | 0 | 0 | 1262449.6657 | 0 | 13725.9845 | 0 | 0 | 0 | 0 | 0 | 0 | 0 | 582365.2955 | 0 | 0 | 0 | 0 | 125900.8212 | 0 | 0 | 0 | 0 | 0 | 0 | 0 | 0 | 0 | 0 | 0 | 0 | 0
2016-10-25 23:00 | 0 | 0 | 0 | 0 | 0 | 445503.4367 | 465965 | 0 | 0 | 0 | 1241988.1024 | 0 | 13725.9845 | 0 | 0 | 0 | 0 | 0 | 0 | 0 | 582362.966 | 0 | 0 | 0 | 0 | -20461.5633 | 0 | 0 | 0 | 0 | 0 | 0 | 0 | 0 | 0 | 0 | 0 | 0 | 0
2016-10-26 | 0 | 0 | 0 | 0 | 625541.5641 | 83433.9779 | 463206 | 0 | 0 | 0 | 1487544.3451 | 0 | 13939.2838 | 0 | 0 | 0 | 0 | 0 | 0 | 0 | 582360.6365 | 0 | 0 | 0 | 0 | 245556.2427 | 0 | 213.2993 | 0 | 0 | 0 | 0 | 0 | 0 | 0 | 0 | 0 | 0 | 0
2016-10-26 01:00 | 0 | 0 | 0 | 0 | 205253.4048 | 12.3525 | 450822 | 0 | 0 | 0 | 1241988.1024 | 0 | 13939.2838 | 0 | 0 | 0 | 0 | 0 | 0 | 0 | 582358.3071 | 0 | 0 | 0 | 0 | -245556.2427 | 0 | 0 | 0 | 0 | 0 | 0 | 0 | 0 | 0 | 0 | 0 | 0 | 0
2016-10-26 02:00 | 0 | 0 | 0 | 0 | 181932.7573 | 0 | 427489 | 0 | 0 | 0 | 996431.8597 | 0 | 13939.2838 | 0 | 0 | 0 | 0 | 0 | 0 | 0 | 582355.9777 | 0 | 0 | 0 | 0 | -245556.2427 | 0 | 0 | 0 | 0 | 0 | 0 | 0 | 0 | 0 | 0 | 0 | 0 | 0
2016-10-26 03:00 | 0 | 0 | 0 | 0 | 155800.0566 | 0 | 401143 | 0 | 0 | 0 | 750875.617 | 0 | 14152.5831 | 0 | 0 | 0 | 0 | 0 | 0 | 0 | 582353.6482 | 0 | 0 | 0 | 0 | -245556.2427 | 0 | 213.2993 | 0 | 0 | 0 | 0 | 0 | 0 | 0 | 0 | 0 | 0 | 0
2016-10-26 04:00 | 0 | 0 | 0 | 0 | 576800.4267 | 0 | 377467 | 0 | 0 | 0 | 949995.7445 | 0 | 14365.8824 | 0 | 0 | 0 | 0 | 0 | 0 | 0 | 582351.3188 | 0 | 0 | 0 | 0 | 199120.1274 | 0 | 213.2993 | 0 | 0 | 0 | 0 | 0 | 0 | 0 | 0 | 0 | 0 | 0
2016-10-26 05:00 | 0 | 0 | 0 | 0 | 113431.7573 | 0 | 358988 | 0 | 0 | 0 | 704439.5018 | 0 | 14365.8824 | 0 | 0 | 0 | 0 | 0 | 0 | 0 | 582348.9894 | 0 | 0 | 0 | 0 | -245556.2427 | 0 | 0 | 0 | 0 | 0 | 0 | 0 | 0 | 0 | 0 | 0 | 0 | 0
2016-10-26 06:00 | 0 | 0 | 0 | 0 | 555923.0085 | 0 | 346963 | 0 | 0 | 0 | 913186.211 | 0 | 14579.1817 | 0 | 0 | 0 | 0 | 0 | 0 | 0 | 582346.66 | 0 | 0 | 0 | 0 | 208746.7092 | 0 | 213.2993 | 0 | 0 | 0 | 0 | 0 | 0 | 0 | 0 | 0 | 0 | 0
2016-10-26 07:00 | 0 | 0 | 0 | 0 | 95193.0566 | 0 | 340536 | 0 | 0 | 0 | 667629.9683 | 0 | 14792.481 | 0 | 0 | 0 | 0 | 0 | 0 | 0 | 582344.3306 | 0 | 0 | 0 | 0 | -245556.2427 | 0 | 213.2993 | 0 | 0 | 0 | 0 | 0 | 0 | 0 | 0 | 0 | 0 | 0
2016-10-26 08:00 | 0 | 0 | 0 | 0 | 520087.7671 | 0 | 341377 | 0 | 0 | 0 | 846340.7354 | 0 | 14792.481 | 0 | 0 | 0 | 0 | 0 | 0 | 0 | 582342.0013 | 0 | 0 | 0 | 0 | 178710.7671 | 0 | 0 | 0 | 0 | 0 | 0 | 0 | 0 | 0 | 0 | 0 | 0 | 0
2016-10-26 09:00 | 0 | 0 | 0 | 0 | 106352.7573 | 0 | 351909 | 0 | 0 | 0 | 600784.4927 | 0 | 14792.481 | 0 | 0 | 0 | 0 | 0 | 0 | 0 | 582339.6719 | 0 | 0 | 0 | 0 | -245556.2427 | 0 | 0 | 0 | 0 | 0 | 0 | 0 | 0 | 0 | 0 | 0 | 0 | 0
2016-10-26 10:00 | 0 | 0 | 0 | 0 | 445604.352 | 0 | 379889 | 0 | 0 | 0 | 666286.5455 | 0 | 15005.7803 | 0 | 0 | 0 | 0 | 0 | 0 | 0 | 582337.3425 | 0 | 0 | 0 | 0 | 65502.0528 | 0 | 213.2993 | 0 | 0 | 0 | 0 | 0 | 0 | 0 | 0 | 0 | 0 | 0
2016-10-26 11:00 | 0 | 0 | 0 | 0 | 162963.7573 | 0 | 408520 | 0 | 0 | 0 | 420730.3028 | 0 | 15005.7803 | 0 | 0 | 0 | 0 | 0 | 0 | 0 | 582335.0132 | 0 | 0 | 0 | 0 | -245556.2427 | 0 | 0 | 0 | 0 | 0 | 0 | 0 | 0 | 0 | 0 | 0 | 0 | 0
2016-10-26 12:00 | 0 | 0 | 0 | 0 | 403661.3989 | 0 | 419924 | 0 | 0 | 0 | 404467.7017 | 0 | 15005.7803 | 0 | 0 | 0 | 0 | 0 | 0 | 0 | 582332.6838 | 0 | 0 | 0 | 0 | -16262.6011 | 0 | 0 | 0 | 0 | 0 | 0 | 0 | 0 | 0 | 0 | 0 | 0 | 0
2016-10-26 13:00 | 0 | 0 | 0 | 0 | 367610.6576 | 1514.1382 | 425356 | 0 | 0 | 0 | 348023.1982 | 0 | 15219.0796 | 0 | 0 | 0 | 0 | 0 | 0 | 0 | 582330.3545 | 0 | 0 | 0 | 0 | -56444.5035 | 0 | 213.2993 | 0 | 0 | 0 | 0 | 0 | 0 | 0 | 0 | 0 | 0 | 0
2016-10-26 14:00 | 0 | 0 | 0 | 0 | 247051.4079 | 218932.5058 | 430914 | 0 | 0 | 0 | 383093.112 | 0 | 15219.0796 | 0 | 0 | 0 | 0 | 0 | 0 | 0 | 582328.0252 | 0 | 0 | 0 | 0 | 35069.9138 | 0 | 0 | 0 | 0 | 0 | 0 | 0 | 0 | 0 | 0 | 0 | 0 | 0
2016-10-26 15:00 | 0 | 0 | 0 | 0 | 84491.3736 | 595182.8691 | 434118 | 0 | 0 | 0 | 628649.3547 | 0 | 15219.0796 | 0 | 0 | 0 | 0 | 0 | 0 | 0 | 582325.6959 | 0 | 0 | 0 | 0 | 245556.2427 | 0 | 0 | 0 | 0 | 0 | 0 | 0 | 0 | 0 | 0 | 0 | 0 | 0
2016-10-26 16:00 | 0 | 0 | 0 | 0 | 712.5234 | 682708.7193 | 437865 | 0 | 0 | 0 | 874205.5973 | 0 | 15219.0796 | 0 | 0 | 0 | 0 | 0 | 0 | 0 | 582323.3666 | 0 | 0 | 0 | 0 | 245556.2427 | 0 | 0 | 0 | 0 | 0 | 0 | 0 | 0 | 0 | 0 | 0 | 0 | 0
2016-10-26 17:00 | 0 | 0 | 0 | 0 | 23368.0696 | 665014.1731 | 442826 | 0 | 0 | 0 | 1119761.84 | 0 | 15219.0796 | 0 | 0 | 0 | 0 | 0 | 0 | 0 | 582321.0373 | 0 | 0 | 0 | 0 | 245556.2427 | 0 | 0 | 0 | 0 | 0 | 0 | 0 | 0 | 0 | 0 | 0 | 0 | 0
2016-10-26 18:00 | 0 | 0 | 0 | 0 | 0 | 633381.9097 | 447686 | 0 | 0 | 0 | 1305457.7498 | 0 | 15219.0796 | 0 | 0 | 0 | 0 | 0 | 0 | 0 | 582318.708 | 0 | 0 | 0 | 0 | 185695.9097 | 0 | 0 | 0 | 0 | 0 | 0 | 0 | 0 | 0 | 0 | 0 | 0 | 0
2016-10-26 19:00 | 0 | 0 | 0 | 0 | 0 | 619524.886 | 452795 | 0 | 0 | 0 | 1472187.6357 | 0 | 15219.0796 | 0 | 0 | 0 | 0 | 0 | 0 | 0 | 582316.3787 | 0 | 0 | 0 | 0 | 166729.886 | 0 | 0 | 0 | 0 | 0 | 0 | 0 | 0 | 0 | 0 | 0 | 0 | 0
2016-10-26 20:00 | 0 | 0 | 0 | 0 | 0 | 629781.0356 | 458288 | 0 | 0 | 0 | 1643680.6713 | 0 | 15219.0796 | 0 | 0 | 0 | 0 | 0 | 0 | 0 | 582314.0495 | 0 | 0 | 0 | 0 | 171493.0356 | 0 | 0 | 0 | 0 | 0 | 0 | 0 | 0 | 0 | 0 | 0 | 0 | 0
2016-10-26 21:00 | 0 | 0 | 0 | 0 | 0 | 652753.1718 | 463634 | 0 | 0 | 0 | 1832799.8431 | 0 | 15219.0796 | 0 | 0 | 0 | 0 | 0 | 0 | 0 | 582311.7202 | 0 | 0 | 0 | 0 | 189119.1718 | 0 | 0 | 0 | 0 | 0 | 0 | 0 | 0 | 0 | 0 | 0 | 0 | 0
2016-10-26 22:00 | 0 | 0 | 0 | 0 | 0 | 630728.4479 | 469313 | 0 | 0 | 0 | 1994215.291 | 0 | 15219.0796 | 0 | 0 | 0 | 0 | 0 | 0 | 0 | 582309.391 | 0 | 0 | 0 | 0 | 161415.4479 | 0 | 0 | 0 | 0 | 0 | 0 | 0 | 0 | 0 | 0 | 0 | 0 | 0
2016-10-26 23:00 | 0 | 0 | 0 | 0 | 0 | 426438.2104 | 474513 | 0 | 0 | 0 | 1946140.5014 | 0 | 15219.0796 | 0 | 0 | 0 | 0 | 0 | 0 | 0 | 582307.0617 | 0 | 0 | 0 | 0 | -48074.7896 | 0 | 0 | 0 | 0 | 0 | 0 | 0 | 0 | 0 | 0 | 0 | 0 | 0
2016-10-27 | 0 | 0 | 0 | 0 | 158707.6944 | 65820.0629 | 470084 | 0 | 0 | 0 | 1700584.2587 | 0 | 15219.0796 | 0 | 0 | 0 | 0 | 0 | 0 | 0 | 582304.7325 | 0 | 0 | 0 | 0 | -245556.2427 | 0 | 0 | 0 | 0 | 0 | 0 | 0 | 0 | 0 | 0 | 0 | 0 | 0
2016-10-27 01:00 | 0 | 0 | 0 | 0 | 211607.0966 | 11.6608 | 457175 | 0 | 0 | 0 | 1455028.016 | 0 | 15219.0796 | 0 | 0 | 0 | 0 | 0 | 0 | 0 | 582302.4033 | 0 | 0 | 0 | 0 | -245556.2427 | 0 | 0 | 0 | 0 | 0 | 0 | 0 | 0 | 0 | 0 | 0 | 0 | 0
2016-10-27 02:00 | 0 | 0 | 0 | 0 | 188159.0566 | 0 | 433502 | 0 | 0 | 0 | 1209471.7733 | 0 | 15432.3789 | 0 | 0 | 0 | 0 | 0 | 0 | 0 | 582300.0741 | 0 | 0 | 0 | 0 | -245556.2427 | 0 | 213.2993 | 0 | 0 | 0 | 0 | 0 | 0 | 0 | 0 | 0 | 0 | 0
2016-10-27 03:00 | 0 | 0 | 0 | 0 | 355477.1345 | 0 | 405656 | 0 | 0 | 0 | 1159079.6086 | 0 | 15645.6782 | 0 | 0 | 0 | 0 | 0 | 0 | 0 | 582297.7449 | 0 | 0 | 0 | 0 | -50392.1648 | 0 | 213.2993 | 0 | 0 | 0 | 0 | 0 | 0 | 0 | 0 | 0 | 0 | 0
2016-10-27 04:00 | 0 | 0 | 0 | 0 | 134756.7573 | 0 | 380313 | 0 | 0 | 0 | 913523.3659 | 0 | 15645.6782 | 0 | 0 | 0 | 0 | 0 | 0 | 0 | 582295.4157 | 0 | 0 | 0 | 0 | -245556.2427 | 0 | 0 | 0 | 0 | 0 | 0 | 0 | 0 | 0 | 0 | 0 | 0 | 0
2016-10-27 05:00 | 0 | 0 | 0 | 0 | 363860.3842 | 0 | 361970 | 0 | 0 | 0 | 915413.7501 | 0 | 15645.6782 | 0 | 0 | 0 | 0 | 0 | 0 | 0 | 582293.0865 | 0 | 0 | 0 | 0 | 1890.3842 | 0 | 0 | 0 | 0 | 0 | 0 | 0 | 0 | 0 | 0 | 0 | 0 | 0
2016-10-27 06:00 | 0 | 0 | 0 | 0 | 366479.6256 | 0 | 348505 | 0 | 0 | 0 | 933175.0764 | 0 | 15858.9775 | 0 | 0 | 0 | 0 | 0 | 0 | 0 | 582290.7573 | 0 | 0 | 0 | 0 | 17761.3264 | 0 | 213.2993 | 0 | 0 | 0 | 0 | 0 | 0 | 0 | 0 | 0 | 0 | 0
2016-10-27 07:00 | 0 | 0 | 0 | 0 | 95690.7573 | 0 | 341247 | 0 | 0 | 0 | 687618.8337 | 0 | 15858.9775 | 0 | 0 | 0 | 0 | 0 | 0 | 0 | 582288.4282 | 0 | 0 | 0 | 0 | -245556.2427 | 0 | 0 | 0 | 0 | 0 | 0 | 0 | 0 | 0 | 0 | 0 | 0 | 0
2016-10-27 08:00 | 0 | 0 | 0 | 0 | 357518.1373 | 0 | 340680 | 0 | 0 | 0 | 704456.971 | 0 | 15858.9775 | 0 | 0 | 0 | 0 | 0 | 0 | 0 | 582286.099 | 0 | 0 | 0 | 0 | 16838.1373 | 0 | 0 | 0 | 0 | 0 | 0 | 0 | 0 | 0 | 0 | 0 | 0 | 0
2016-10-27 09:00 | 0 | 0 | 0 | 0 | 345092.8412 | 0 | 350607 | 0 | 0 | 0 | 698729.5129 | 0 | 16072.2768 | 0 | 0 | 0 | 0 | 0 | 0 | 0 | 582283.7699 | 0 | 0 | 0 | 0 | -5727.4581 | 0 | 213.2993 | 0 | 0 | 0 | 0 | 0 | 0 | 0 | 0 | 0 | 0 | 0
2016-10-27 10:00 | 0 | 0 | 0 | 0 | 131012.7573 | 0 | 376569 | 0 | 0 | 0 | 453173.2703 | 0 | 16072.2768 | 0 | 0 | 0 | 0 | 0 | 0 | 0 | 582281.4407 | 0 | 0 | 0 | 0 | -245556.2427 | 0 | 0 | 0 | 0 | 0 | 0 | 0 | 0 | 0 | 0 | 0 | 0 | 0
2016-10-27 11:00 | 0 | 0 | 0 | 0 | 328709.7298 | 0 | 404673 | 0 | 0 | 0 | 377210 | 0 | 16072.2768 | 0 | 0 | 0 | 0 | 0 | 0 | 0 | 582279.1116 | 0 | 0 | 0 | 0 | -75963.2702 | 0 | 0 | 0 | 0 | 0 | 0 | 0 | 0 | 0 | 0 | 0 | 0 | 0
2016-10-27 12:00 | 0 | 0 | 0 | 0 | 320298 | 0 | 417790 | 0 | 0 | 0 | 279504.7008 | 0 | 16285.5761 | 0 | 0 | 0 | 0 | 0 | 0 | 0 | 582276.7825 | 0 | 0 | 0 | 0 | -97705.2993 | 0 | 213.2993 | 0 | 0 | 0 | 0 | 0 | 0 | 0 | 0 | 0 | 0 | 0
2016-10-27 13:00 | 0 | 0 | 0 | 0 | 305762.1966 | 1067.2207 | 426933 | 0 | 0 | 0 | 159187.8187 | 0 | 16498.8754 | 0 | 0 | 0 | 0 | 0 | 0 | 0 | 582274.4534 | 0 | 0 | 0 | 0 | -120316.882 | 0 | 213.2993 | 0 | 0 | 0 | 0 | 0 | 0 | 0 | 0 | 0 | 0 | 0
2016-10-27 14:00 | 0 | 0 | 0 | 0 | 211429.8507 | 207972.6667 | 435210 | 0 | 0 | 0 | 143380.3362 | 0 | 16498.8754 | 0 | 0 | 0 | 0 | 0 | 0 | 0 | 582272.1243 | 0 | 0 | 0 | 0 | -15807.4826 | 0 | 0 | 0 | 0 | 0 | 0 | 0 | 0 | 0 | 0 | 0 | 0 | 0
2016-10-27 15:00 | 0 | 0 | 0 | 0 | 122982.4736 | 465323.5492 | 441686 | 0 | 0 | 0 | 290000.3589 | 0 | 16498.8754 | 0 | 0 | 0 | 0 | 0 | 0 | 0 | 582269.7952 | 0 | 0 | 0 | 0 | 146620.0228 | 0 | 0 | 0 | 0 | 0 | 0 | 0 | 0 | 0 | 0 | 0 | 0 | 0
2016-10-27 16:00 | 0 | 0 | 0 | 0 | 0 | 547297.9514 | 447689 | 0 | 0 | 0 | 389609.3103 | 0 | 16498.8754 | 0 | 0 | 0 | 0 | 0 | 0 | 0 | 582267.4661 | 0 | 0 | 0 | 0 | 99608.9514 | 0 | 0 | 0 | 0 | 0 | 0 | 0 | 0 | 0 | 0 | 0 | 0 | 0
2016-10-27 17:00 | 0 | 0 | 0 | 0 | 147338.216 | 553116.0266 | 454898 | 0 | 0 | 0 | 635165.553 | 0 | 16498.8754 | 0 | 0 | 0 | 0 | 0 | 0 | 0 | 582265.137 | 0 | 0 | 0 | 0 | 245556.2427 | 0 | 0 | 0 | 0 | 0 | 0 | 0 | 0 | 0 | 0 | 0 | 0 | 0
2016-10-27 18:00 | 0 | 0 | 0 | 0 | 157557.6621 | 536404.6241 | 460712 | 0 | 0 | 0 | 868415.8392 | 0 | 16498.8754 | 0 | 0 | 0 | 0 | 0 | 0 | 0 | 582262.808 | 0 | 0 | 0 | 0 | 233250.2862 | 0 | 0 | 0 | 0 | 0 | 0 | 0 | 0 | 0 | 0 | 0 | 0 | 0
2016-10-27 19:00 | 0 | 0 | 0 | 0 | 160275.3412 | 521215.2495 | 464519 | 0 | 0 | 0 | 1085387.4299 | 0 | 16498.8754 | 0 | 0 | 0 | 0 | 0 | 0 | 0 | 582260.4789 | 0 | 0 | 0 | 0 | 216971.5907 | 0 | 0 | 0 | 0 | 0 | 0 | 0 | 0 | 0 | 0 | 0 | 0 | 0
2016-10-27 20:00 | 0 | 0 | 0 | 0 | 0 | 513235.5011 | 469105 | 0 | 0 | 0 | 1129517.931 | 0 | 16498.8754 | 0 | 0 | 0 | 0 | 0 | 0 | 0 | 582258.1499 | 0 | 0 | 0 | 0 | 44130.5011 | 0 | 0 | 0 | 0 | 0 | 0 | 0 | 0 | 0 | 0 | 0 | 0 | 0
2016-10-27 21:00 | 0 | 0 | 0 | 0 | 0 | 490788.6882 | 471458 | 0 | 0 | 0 | 1148848.6192 | 0 | 16498.8754 | 0 | 0 | 0 | 0 | 0 | 0 | 0 | 582255.8209 | 0 | 0 | 0 | 0 | 19330.6882 | 0 | 0 | 0 | 0 | 0 | 0 | 0 | 0 | 0 | 0 | 0 | 0 | 0
2016-10-27 22:00 | 0 | 0 | 0 | 0 | 0 | 414693.603 | 473190 | 0 | 0 | 0 | 1090352.2222 | 0 | 16498.8754 | 0 | 0 | 0 | 0 | 0 | 0 | 0 | 582253.4918 | 0 | 0 | 0 | 0 | -58496.397 | 0 | 0 | 0 | 0 | 0 | 0 | 0 | 0 | 0 | 0 | 0 | 0 | 0
2016-10-27 23:00 | 0 | 0 | 0 | 0 | 6451.0262 | 223735.7311 | 475743 | 0 | 0 | 0 | 844795.9795 | 0 | 16498.8754 | 0 | 0 | 0 | 0 | 0 | 0 | 0 | 582251.1628 | 0 | 0 | 0 | 0 | -245556.2427 | 0 | 0 | 0 | 0 | 0 | 0 | 0 | 0 | 0 | 0 | 0 | 0 | 0
2016-10-28 | 0 | 0 | 0 | 0 | 515765.4628 | 16212.4039 | 471538 | 0 | 0 | 0 | 905235.8462 | 0 | 16498.8754 | 0 | 0 | 0 | 0 | 0 | 0 | 0 | 582248.8338 | 0 | 0 | 0 | 0 | 60439.8667 | 0 | 0 | 0 | 0 | 0 | 0 | 0 | 0 | 0 | 0 | 0 | 0 | 0
2016-10-28 01:00 | 0 | 0 | 0 | 0 | 212830.7552 | 0.3014 | 458174 | 0 | 0 | 0 | 659679.6035 | 0 | 16712.1746 | 0 | 0 | 0 | 0 | 0 | 0 | 0 | 582246.5048 | 0 | 0 | 0 | 0 | -245556.2427 | 0 | 213.2993 | 0 | 0 | 0 | 0 | 0 | 0 | 0 | 0 | 0 | 0 | 0
2016-10-28 02:00 | 0 | 0 | 0 | 0 | 680724.2427 | 0 | 435168 | 0 | 0 | 0 | 905235.8462 | 0 | 16712.1746 | 0 | 0 | 0 | 0 | 0 | 0 | 0 | 582244.1758 | 0 | 0 | 0 | 0 | 245556.2427 | 0 | 0 | 0 | 0 | 0 | 0 | 0 | 0 | 0 | 0 | 0 | 0 | 0
2016-10-28 03:00 | 0 | 0 | 0 | 0 | 161519.7573 | 0 | 407076 | 0 | 0 | 0 | 659679.6035 | 0 | 16712.1746 | 0 | 0 | 0 | 0 | 0 | 0 | 0 | 582241.8469 | 0 | 0 | 0 | 0 | -245556.2427 | 0 | 0 | 0 | 0 | 0 | 0 | 0 | 0 | 0 | 0 | 0 | 0 | 0
2016-10-28 04:00 | 0 | 0 | 0 | 0 | 626344.542 | 0 | 380575 | 0 | 0 | 0 | 905235.8462 | 0 | 16925.4739 | 0 | 0 | 0 | 0 | 0 | 0 | 0 | 582239.5179 | 0 | 0 | 0 | 0 | 245556.2427 | 0 | 213.2993 | 0 | 0 | 0 | 0 | 0 | 0 | 0 | 0 | 0 | 0 | 0
2016-10-28 05:00 | 0 | 0 | 0 | 0 | 115366.7573 | 0 | 360923 | 0 | 0 | 0 | 659679.6035 | 0 | 16925.4739 | 0 | 0 | 0 | 0 | 0 | 0 | 0 | 582237.1889 | 0 | 0 | 0 | 0 | -245556.2427 | 0 | 0 | 0 | 0 | 0 | 0 | 0 | 0 | 0 | 0 | 0 | 0 | 0
2016-10-28 06:00 | 0 | 0 | 0 | 0 | 592493.2427 | 0 | 346937 | 0 | 0 | 0 | 905235.8462 | 0 | 16925.4739 | 0 | 0 | 0 | 0 | 0 | 0 | 0 | 582234.86 | 0 | 0 | 0 | 0 | 245556.2427 | 0 | 0 | 0 | 0 | 0 | 0 | 0 | 0 | 0 | 0 | 0 | 0 | 0
2016-10-28 07:00 | 0 | 0 | 0 | 0 | 94902.0566 | 0 | 340245 | 0 | 0 | 0 | 659679.6035 | 0 | 17138.7732 | 0 | 0 | 0 | 0 | 0 | 0 | 0 | 582232.531 | 0 | 0 | 0 | 0 | -245556.2427 | 0 | 213.2993 | 0 | 0 | 0 | 0 | 0 | 0 | 0 | 0 | 0 | 0 | 0
2016-10-28 08:00 | 0 | 0 | 0 | 0 | 585050.542 | 0 | 339281 | 0 | 0 | 0 | 905235.8462 | 0 | 17352.0725 | 0 | 0 | 0 | 0 | 0 | 0 | 0 | 582230.2021 | 0 | 0 | 0 | 0 | 245556.2427 | 0 | 213.2993 | 0 | 0 | 0 | 0 | 0 | 0 | 0 | 0 | 0 | 0 | 0
2016-10-28 09:00 | 0 | 0 | 0 | 0 | 102382.7573 | 0 | 347939 | 0 | 0 | 0 | 659679.6035 | 0 | 17352.0725 | 0 | 0 | 0 | 0 | 0 | 0 | 0 | 582227.8732 | 0 | 0 | 0 | 0 | -245556.2427 | 0 | 0 | 0 | 0 | 0 | 0 | 0 | 0 | 0 | 0 | 0 | 0 | 0
2016-10-28 10:00 | 0 | 0 | 0 | 0 | 620212.2427 | 0 | 374656 | 0 | 0 | 0 | 905235.8462 | 0 | 17352.0725 | 0 | 0 | 0 | 0 | 0 | 0 | 0 | 582225.5443 | 0 | 0 | 0 | 0 | 245556.2427 | 0 | 0 | 0 | 0 | 0 | 0 | 0 | 0 | 0 | 0 | 0 | 0 | 0
2016-10-28 11:00 | 0 | 0 | 0 | 0 | 156347.0566 | 0 | 401690 | 0 | 0 | 0 | 659679.6035 | 0 | 17565.3718 | 0 | 0 | 0 | 0 | 0 | 0 | 0 | 582223.2154 | 0 | 0 | 0 | 0 | -245556.2427 | 0 | 213.2993 | 0 | 0 | 0 | 0 | 0 | 0 | 0 | 0 | 0 | 0 | 0
2016-10-28 12:00 | 0 | 0 | 0 | 0 | 659404.542 | 0 | 413635 | 0 | 0 | 0 | 905235.8462 | 0 | 17778.6711 | 0 | 0 | 0 | 0 | 0 | 0 | 0 | 582220.8865 | 0 | 0 | 0 | 0 | 245556.2427 | 0 | 213.2993 | 0 | 0 | 0 | 0 | 0 | 0 | 0 | 0 | 0 | 0 | 0
2016-10-28 13:00 | 0 | 0 | 0 | 0 | 176064.8583 | 1058.899 | 422680 | 0 | 0 | 0 | 659679.6035 | 0 | 17778.6711 | 0 | 0 | 0 | 0 | 0 | 0 | 0 | 582218.5576 | 0 | 0 | 0 | 0 | -245556.2427 | 0 | 0 | 0 | 0 | 0 | 0 | 0 | 0 | 0 | 0 | 0 | 0 | 0
2016-10-28 14:00 | 0 | 0 | 0 | 0 | 499594.6516 | 125652.603 | 431243 | 0 | 0 | 0 | 853683.8581 | 0 | 17778.6711 | 0 | 0 | 0 | 0 | 0 | 0 | 0 | 582216.2287 | 0 | 0 | 0 | 0 | 194004.2545 | 0 | 0 | 0 | 0 | 0 | 0 | 0 | 0 | 0 | 0 | 0 | 0 | 0
2016-10-28 15:00 | 0 | 0 | 0 | 0 | 0 | 297179.2034 | 437540 | 0 | 0 | 0 | 713323.0614 | 0 | 17778.6711 | 0 | 0 | 0 | 0 | 0 | 0 | 0 | 582213.8999 | 0 | 0 | 0 | 0 | -140360.7966 | 0 | 0 | 0 | 0 | 0 | 0 | 0 | 0 | 0 | 0 | 0 | 0 | 0
2016-10-28 16:00 | 0 | 0 | 0 | 0 | 293197.7833 | 395555.4594 | 443197 | 0 | 0 | 0 | 958879.3041 | 0 | 17778.6711 | 0 | 0 | 0 | 0 | 0 | 0 | 0 | 582211.571 | 0 | 0 | 0 | 0 | 245556.2427 | 0 | 0 | 0 | 0 | 0 | 0 | 0 | 0 | 0 | 0 | 0 | 0 | 0
2016-10-28 17:00 | 0 | 0 | 0 | 0 | 0 | 434390.8861 | 449351 | 0 | 0 | 0 | 943919.1902 | 0 | 17778.6711 | 0 | 0 | 0 | 0 | 0 | 0 | 0 | 582209.2422 | 0 | 0 | 0 | 0 | -14960.1139 | 0 | 0 | 0 | 0 | 0 | 0 | 0 | 0 | 0 | 0 | 0 | 0 | 0
2016-10-28 18:00 | 0 | 0 | 0 | 0 | 249357.0652 | 450788.4768 | 454376 | 0 | 0 | 0 | 1189475.4329 | 0 | 17991.9704 | 0 | 0 | 0 | 0 | 0 | 0 | 0 | 582206.9133 | 0 | 0 | 0 | 0 | 245556.2427 | 0 | 213.2993 | 0 | 0 | 0 | 0 | 0 | 0 | 0 | 0 | 0 | 0 | 0
2016-10-28 19:00 | 0 | 0 | 0 | 0 | 0 | 455099.3184 | 456865 | 0 | 0 | 0 | 1187496.452 | 0 | 18205.2697 | 0 | 0 | 0 | 0 | 0 | 0 | 0 | 582204.5845 | 0 | 0 | 0 | 0 | -1978.9809 | 0 | 213.2993 | 0 | 0 | 0 | 0 | 0 | 0 | 0 | 0 | 0 | 0 | 0
2016-10-28 20:00 | 0 | 0 | 0 | 0 | 0 | 453013.0123 | 459630 | 0 | 0 | 0 | 1180879.4643 | 0 | 18205.2697 | 0 | 0 | 0 | 0 | 0 | 0 | 0 | 582202.2557 | 0 | 0 | 0 | 0 | -6616.9877 | 0 | 0 | 0 | 0 | 0 | 0 | 0 | 0 | 0 | 0 | 0 | 0 | 0
2016-10-28 21:00 | 0 | 0 | 0 | 0 | 0 | 430734.7568 | 460343 | 0 | 0 | 0 | 1151271.2211 | 0 | 18205.2697 | 0 | 0 | 0 | 0 | 0 | 0 | 0 | 582199.9269 | 0 | 0 | 0 | 0 | -29608.2432 | 0 | 0 | 0 | 0 | 0 | 0 | 0 | 0 | 0 | 0 | 0 | 0 | 0
2016-10-28 22:00 | 0 | 0 | 0 | 0 | 326644.2034 | 378476.3386 | 459351 | 0 | 0 | 0 | 1396827.4638 | 0 | 18418.569 | 0 | 0 | 0 | 0 | 0 | 0 | 0 | 582197.5981 | 0 | 0 | 0 | 0 | 245556.2427 | 0 | 213.2993 | 0 | 0 | 0 | 0 | 0 | 0 | 0 | 0 | 0 | 0 | 0
2016-10-28 23:00 | 0 | 0 | 0 | 0 | 0 | 250559.3084 | 458141 | 0 | 0 | 0 | 1189032.4729 | 0 | 18631.8683 | 0 | 0 | 0 | 0 | 0 | 0 | 0 | 582195.2693 | 0 | 0 | 0 | 0 | -207794.9909 | 0 | 213.2993 | 0 | 0 | 0 | 0 | 0 | 0 | 0 | 0 | 0 | 0 | 0
2016-10-29 | 0 | 0 | 0 | 0 | 640873.9873 | 56208.2554 | 451526 | 0 | 0 | 0 | 1434588.7156 | 0 | 18631.8683 | 0 | 0 | 0 | 0 | 0 | 0 | 0 | 582192.9405 | 0 | 0 | 0 | 0 | 245556.2427 | 0 | 0 | 0 | 0 | 0 | 0 | 0 | 0 | 0 | 0 | 0 | 0 | 0
2016-10-29 01:00 | 0 | 0 | 0 | 0 | 192823.0002 | 2.7571 | 438382 | 0 | 0 | 0 | 1189032.4729 | 0 | 18631.8683 | 0 | 0 | 0 | 0 | 0 | 0 | 0 | 582190.6117 | 0 | 0 | 0 | 0 | -245556.2427 | 0 | 0 | 0 | 0 | 0 | 0 | 0 | 0 | 0 | 0 | 0 | 0 | 0
2016-10-29 02:00 | 0 | 0 | 0 | 0 | 627657.4799 | 0 | 419698 | 0 | 0 | 0 | 1396778.6535 | 0 | 18845.1676 | 0 | 0 | 0 | 0 | 0 | 0 | 0 | 582188.283 | 0 | 0 | 0 | 0 | 207746.1806 | 0 | 213.2993 | 0 | 0 | 0 | 0 | 0 | 0 | 0 | 0 | 0 | 0 | 0
2016-10-29 03:00 | 0 | 0 | 0 | 0 | 153232.0566 | 0 | 398575 | 0 | 0 | 0 | 1151222.4108 | 0 | 19058.4669 | 0 | 0 | 0 | 0 | 0 | 0 | 0 | 582185.9542 | 0 | 0 | 0 | 0 | -245556.2427 | 0 | 213.2993 | 0 | 0 | 0 | 0 | 0 | 0 | 0 | 0 | 0 | 0 | 0
2016-10-29 04:00 | 0 | 0 | 0 | 0 | 131356.7573 | 0 | 376913 | 0 | 0 | 0 | 905666.1681 | 0 | 19058.4669 | 0 | 0 | 0 | 0 | 0 | 0 | 0 | 582183.6255 | 0 | 0 | 0 | 0 | -245556.2427 | 0 | 0 | 0 | 0 | 0 | 0 | 0 | 0 | 0 | 0 | 0 | 0 | 0
2016-10-29 05:00 | 0 | 0 | 0 | 0 | 113173.7573 | 0 | 358730 | 0 | 0 | 0 | 660109.9255 | 0 | 19058.4669 | 0 | 0 | 0 | 0 | 0 | 0 | 0 | 582181.2967 | 0 | 0 | 0 | 0 | -245556.2427 | 0 | 0 | 0 | 0 | 0 | 0 | 0 | 0 | 0 | 0 | 0 | 0 | 0
2016-10-29 06:00 | 0 | 0 | 0 | 0 | 535244.5057 | 0 | 345598 | 0 | 0 | 0 | 849543.1319 | 0 | 19271.7662 | 0 | 0 | 0 | 0 | 0 | 0 | 0 | 582178.968 | 0 | 0 | 0 | 0 | 189433.2064 | 0 | 213.2993 | 0 | 0 | 0 | 0 | 0 | 0 | 0 | 0 | 0 | 0 | 0
2016-10-29 07:00 | 0 | 0 | 0 | 0 | 90793.0566 | 0 | 336136 | 0 | 0 | 0 | 603986.8892 | 0 | 19485.0655 | 0 | 0 | 0 | 0 | 0 | 0 | 0 | 582176.6393 | 0 | 0 | 0 | 0 | -245556.2427 | 0 | 213.2993 | 0 | 0 | 0 | 0 | 0 | 0 | 0 | 0 | 0 | 0 | 0
2016-10-29 08:00 | 0 | 0 | 0 | 0 | 502297.2605 | 0 | 331955 | 0 | 0 | 0 | 774329.1497 | 0 | 19485.0655 | 0 | 0 | 0 | 0 | 0 | 0 | 0 | 582174.3106 | 0 | 0 | 0 | 0 | 170342.2605 | 0 | 0 | 0 | 0 | 0 | 0 | 0 | 0 | 0 | 0 | 0 | 0 | 0
2016-10-29 09:00 | 0 | 0 | 0 | 0 | 88631.7573 | 0 | 334188 | 0 | 0 | 0 | 528772.907 | 0 | 19485.0655 | 0 | 0 | 0 | 0 | 0 | 0 | 0 | 582171.9819 | 0 | 0 | 0 | 0 | -245556.2427 | 0 | 0 | 0 | 0 | 0 | 0 | 0 | 0 | 0 | 0 | 0 | 0 | 0
2016-10-29 10:00 | 0 | 0 | 0 | 0 | 477840.0653 | 0 | 341183 | 0 | 0 | 0 | 665216.673 | 0 | 19698.3648 | 0 | 0 | 0 | 0 | 0 | 0 | 0 | 582169.6532 | 0 | 0 | 0 | 0 | 136443.766 | 0 | 213.2993 | 0 | 0 | 0 | 0 | 0 | 0 | 0 | 0 | 0 | 0 | 0
2016-10-29 11:00 | 0 | 0 | 0 | 0 | 108057.0566 | 0 | 353400 | 0 | 0 | 0 | 419660.4303 | 0 | 19911.6641 | 0 | 0 | 0 | 0 | 0 | 0 | 0 | 582167.3245 | 0 | 0 | 0 | 0 | -245556.2427 | 0 | 213.2993 | 0 | 0 | 0 | 0 | 0 | 0 | 0 | 0 | 0 | 0 | 0
2016-10-29 12:00 | 0 | 0 | 0 | 0 | 460903.6712 | 0 | 366362 | 0 | 0 | 0 | 514202.1015 | 0 | 19911.6641 | 0 | 0 | 0 | 0 | 0 | 0 | 0 | 582164.9958 | 0 | 0 | 0 | 0 | 94541.6712 | 0 | 0 | 0 | 0 | 0 | 0 | 0 | 0 | 0 | 0 | 0 | 0 | 0
2016-10-29 13:00 | 0 | 0 | 0 | 0 | 133082.346 | 711.4113 | 379350 | 0 | 0 | 0 | 268645.8588 | 0 | 19911.6641 | 0 | 0 | 0 | 0 | 0 | 0 | 0 | 582162.6672 | 0 | 0 | 0 | 0 | -245556.2427 | 0 | 0 | 0 | 0 | 0 | 0 | 0 | 0 | 0 | 0 | 0 | 0 | 0
2016-10-29 14:00 | 0 | 0 | 0 | 0 | 286378.2222 | 171547.2617 | 393060 | 0 | 0 | 0 | 333298.0434 | 0 | 20124.9634 | 0 | 0 | 0 | 0 | 0 | 0 | 0 | 582160.3385 | 0 | 0 | 0 | 0 | 64652.1847 | 0 | 213.2993 | 0 | 0 | 0 | 0 | 0 | 0 | 0 | 0 | 0 | 0 | 0
2016-10-29 15:00 | 0 | 0 | 0 | 0 | 149491.513 | 498879.7297 | 402815 | 0 | 0 | 0 | 578854.2861 | 0 | 20124.9634 | 0 | 0 | 0 | 0 | 0 | 0 | 0 | 582158.0099 | 0 | 0 | 0 | 0 | 245556.2427 | 0 | 0 | 0 | 0 | 0 | 0 | 0 | 0 | 0 | 0 | 0 | 0 | 0
2016-10-29 16:00 | 0 | 0 | 0 | 0 | 43156.6649 | 613071.5778 | 410672 | 0 | 0 | 0 | 824410.5288 | 0 | 20124.9634 | 0 | 0 | 0 | 0 | 0 | 0 | 0 | 582155.6813 | 0 | 0 | 0 | 0 | 245556.2427 | 0 | 0 | 0 | 0 | 0 | 0 | 0 | 0 | 0 | 0 | 0 | 0 | 0
2016-10-29 17:00 | 0 | 0 | 0 | 0 | 0 | 621437.0168 | 417739 | 0 | 0 | 0 | 1028108.5456 | 0 | 20124.9634 | 0 | 0 | 0 | 0 | 0 | 0 | 0 | 582153.3526 | 0 | 0 | 0 | 0 | 203698.0168 | 0 | 0 | 0 | 0 | 0 | 0 | 0 | 0 | 0 | 0 | 0 | 0 | 0
2016-10-29 18:00 | 0 | 0 | 0 | 0 | 75226.2278 | 595378.0149 | 425048 | 0 | 0 | 0 | 1273664.7883 | 0 | 20124.9634 | 0 | 0 | 0 | 0 | 0 | 0 | 0 | 582151.024 | 0 | 0 | 0 | 0 | 245556.2427 | 0 | 0 | 0 | 0 | 0 | 0 | 0 | 0 | 0 | 0 | 0 | 0 | 0
2016-10-29 19:00 | 0 | 0 | 0 | 0 | 0 | 583351.473 | 430421 | 0 | 0 | 0 | 1426595.2613 | 0 | 20124.9634 | 0 | 0 | 0 | 0 | 0 | 0 | 0 | 582148.6954 | 0 | 0 | 0 | 0 | 152930.473 | 0 | 0 | 0 | 0 | 0 | 0 | 0 | 0 | 0 | 0 | 0 | 0 | 0
2016-10-29 20:00 | 0 | 0 | 0 | 0 | 87562.4035 | 594722.8392 | 436729 | 0 | 0 | 0 | 1672151.504 | 0 | 20124.9634 | 0 | 0 | 0 | 0 | 0 | 0 | 0 | 582146.3668 | 0 | 0 | 0 | 0 | 245556.2427 | 0 | 0 | 0 | 0 | 0 | 0 | 0 | 0 | 0 | 0 | 0 | 0 | 0
2016-10-29 21:00 | 0 | 0 | 0 | 0 | 0 | 613555.371 | 439461 | 0 | 0 | 0 | 1846245.875 | 0 | 20124.9634 | 0 | 0 | 0 | 0 | 0 | 0 | 0 | 582144.0382 | 0 | 0 | 0 | 0 | 174094.371 | 0 | 0 | 0 | 0 | 0 | 0 | 0 | 0 | 0 | 0 | 0 | 0 | 0
2016-10-29 22:00 | 0 | 0 | 0 | 0 | 0 | 586767.021 | 439395 | 0 | 0 | 0 | 1993617.896 | 0 | 20124.9634 | 0 | 0 | 0 | 0 | 0 | 0 | 0 | 582141.7097 | 0 | 0 | 0 | 0 | 147372.021 | 0 | 0 | 0 | 0 | 0 | 0 | 0 | 0 | 0 | 0 | 0 | 0 | 0
2016-10-29 23:00 | 0 | 0 | 0 | 0 | 0 | 373121.4951 | 439845 | 0 | 0 | 0 | 1926894.3911 | 0 | 20124.9634 | 0 | 0 | 0 | 0 | 0 | 0 | 0 | 582139.3811 | 0 | 0 | 0 | 0 | -66723.5049 | 0 | 0 | 0 | 0 | 0 | 0 | 0 | 0 | 0 | 0 | 0 | 0 | 0
2016-10-30 | 0 | 0 | 0 | 0 | 142995.1221 | 45541.9345 | 433880 | 0 | 0 | 0 | 1681338.1484 | 0 | 20338.2627 | 0 | 0 | 0 | 0 | 0 | 0 | 0 | 582137.0525 | 0 | 0 | 0 | 0 | -245556.2427 | 0 | 213.2993 | 0 | 0 | 0 | 0 | 0 | 0 | 0 | 0 | 0 | 0 | 0
2016-10-30 01:00 | 0 | 0 | 0 | 0 | 175911.9826 | 0.77475 | 421469 | 0 | 0 | 0 | 1435781.9057 | 0 | 20338.2627 | 0 | 0 | 0 | 0 | 0 | 0 | 0 | 582134.724 | 0 | 0 | 0 | 0 | -245556.2427 | 0 | 0 | 0 | 0 | 0 | 0 | 0 | 0 | 0 | 0 | 0 | 0 | 0
2016-10-30 02:00 | 0 | 0 | 0 | 0 | 159515.7573 | 0 | 405072 | 0 | 0 | 0 | 1190225.663 | 0 | 20338.2627 | 0 | 0 | 0 | 0 | 0 | 0 | 0 | 582132.3955 | 0 | 0 | 0 | 0 | -245556.2427 | 0 | 0 | 0 | 0 | 0 | 0 | 0 | 0 | 0 | 0 | 0 | 0 | 0
2016-10-30 03:00 | 0 | 0 | 0 | 0 | 139745.0566 | 0 | 385088 | 0 | 0 | 0 | 944669.4203 | 0 | 20551.562 | 0 | 0 | 0 | 0 | 0 | 0 | 0 | 582130.0669 | 0 | 0 | 0 | 0 | -245556.2427 | 0 | 213.2993 | 0 | 0 | 0 | 0 | 0 | 0 | 0 | 0 | 0 | 0 | 0
2016-10-30 04:00 | 0 | 0 | 0 | 0 | 504742.0896 | 0 | 364576 | 0 | 0 | 0 | 1084622.2107 | 0 | 20764.8613 | 0 | 0 | 0 | 0 | 0 | 0 | 0 | 582127.7384 | 0 | 0 | 0 | 0 | 139952.7903 | 0 | 213.2993 | 0 | 0 | 0 | 0 | 0 | 0 | 0 | 0 | 0 | 0 | 0
2016-10-30 05:00 | 0 | 0 | 0 | 0 | 102582.7573 | 0 | 348139 | 0 | 0 | 0 | 839065.968 | 0 | 20764.8613 | 0 | 0 | 0 | 0 | 0 | 0 | 0 | 582125.4099 | 0 | 0 | 0 | 0 | -245556.2427 | 0 | 0 | 0 | 0 | 0 | 0 | 0 | 0 | 0 | 0 | 0 | 0 | 0
2016-10-30 06:00 | 0 | 0 | 0 | 0 | 488719.0889 | 0 | 334018 | 0 | 0 | 0 | 993767.0569 | 0 | 20764.8613 | 0 | 0 | 0 | 0 | 0 | 0 | 0 | 582123.0814 | 0 | 0 | 0 | 0 | 154701.0889 | 0 | 0 | 0 | 0 | 0 | 0 | 0 | 0 | 0 | 0 | 0 | 0 | 0
2016-10-30 07:00 | 0 | 0 | 0 | 0 | 79088.0566 | 0 | 324431 | 0 | 0 | 0 | 748210.8142 | 0 | 20978.1606 | 0 | 0 | 0 | 0 | 0 | 0 | 0 | 582120.7529 | 0 | 0 | 0 | 0 | -245556.2427 | 0 | 213.2993 | 0 | 0 | 0 | 0 | 0 | 0 | 0 | 0 | 0 | 0 | 0
2016-10-30 08:00 | 0 | 0 | 0 | 0 | 446323.0749 | 0 | 318956 | 0 | 0 | 0 | 875364.5899 | 0 | 21191.4599 | 0 | 0 | 0 | 0 | 0 | 0 | 0 | 582118.4244 | 0 | 0 | 0 | 0 | 127153.7756 | 0 | 213.2993 | 0 | 0 | 0 | 0 | 0 | 0 | 0 | 0 | 0 | 0 | 0
2016-10-30 09:00 | 0 | 0 | 0 | 0 | 405551.9292 | 0 | 317742 | 0 | 0 | 0 | 963174.519 | 0 | 21191.4599 | 0 | 0 | 0 | 0 | 0 | 0 | 0 | 582116.0959 | 0 | 0 | 0 | 0 | 87809.9292 | 0 | 0 | 0 | 0 | 0 | 0 | 0 | 0 | 0 | 0 | 0 | 0 | 0
2016-10-30 10:00 | 0 | 0 | 0 | 0 | 76430.7573 | 0 | 321987 | 0 | 0 | 0 | 717618.2763 | 0 | 21191.4599 | 0 | 0 | 0 | 0 | 0 | 0 | 0 | 582113.7675 | 0 | 0 | 0 | 0 | -245556.2427 | 0 | 0 | 0 | 0 | 0 | 0 | 0 | 0 | 0 | 0 | 0 | 0 | 0
2016-10-30 11:00 | 0 | 0 | 0 | 0 | 341924.1041 | 0 | 330156 | 0 | 0 | 0 | 729173.0811 | 0 | 21404.7592 | 0 | 0 | 0 | 0 | 0 | 0 | 0 | 582111.439 | 0 | 0 | 0 | 0 | 11554.8048 | 0 | 213.2993 | 0 | 0 | 0 | 0 | 0 | 0 | 0 | 0 | 0 | 0 | 0
2016-10-30 12:00 | 0 | 0 | 0 | 0 | 323365.0788 | 0 | 342297 | 0 | 0 | 0 | 710027.8606 | 0 | 21618.0585 | 0 | 0 | 0 | 0 | 0 | 0 | 0 | 582109.1106 | 0 | 0 | 0 | 0 | -19145.2205 | 0 | 213.2993 | 0 | 0 | 0 | 0 | 0 | 0 | 0 | 0 | 0 | 0 | 0
2016-10-30 13:00 | 0 | 0 | 0 | 0 | 110664.9946 | 587.7627 | 356809 | 0 | 0 | 0 | 464471.6179 | 0 | 21618.0585 | 0 | 0 | 0 | 0 | 0 | 0 | 0 | 582106.7821 | 0 | 0 | 0 | 0 | -245556.2427 | 0 | 0 | 0 | 0 | 0 | 0 | 0 | 0 | 0 | 0 | 0 | 0 | 0
2016-10-30 14:00 | 0 | 0 | 0 | 0 | 231758.943 | 186663.5164 | 371612 | 0 | 0 | 0 | 511282.0773 | 0 | 21618.0585 | 0 | 0 | 0 | 0 | 0 | 0 | 0 | 582104.4537 | 0 | 0 | 0 | 0 | 46810.4594 | 0 | 0 | 0 | 0 | 0 | 0 | 0 | 0 | 0 | 0 | 0 | 0 | 0
2016-10-30 15:00 | 0 | 0 | 0 | 0 | 0 | 365928.9094 | 384979 | 0 | 0 | 0 | 492231.9867 | 0 | 21618.0585 | 0 | 0 | 0 | 0 | 0 | 0 | 0 | 582102.1253 | 0 | 0 | 0 | 0 | -19050.0906 | 0 | 0 | 0 | 0 | 0 | 0 | 0 | 0 | 0 | 0 | 0 | 0 | 0
2016-10-30 16:00 | 0 | 0 | 0 | 0 | 0 | 455183.0328 | 398469 | 0 | 0 | 0 | 548946.0195 | 0 | 21618.0585 | 0 | 0 | 0 | 0 | 0 | 0 | 0 | 582099.7969 | 0 | 0 | 0 | 0 | 56714.0328 | 0 | 0 | 0 | 0 | 0 | 0 | 0 | 0 | 0 | 0 | 0 | 0 | 0
2016-10-30 17:00 | 0 | 0 | 0 | 0 | 174349.3129 | 482300.9298 | 411094 | 0 | 0 | 0 | 794502.2622 | 0 | 21618.0585 | 0 | 0 | 0 | 0 | 0 | 0 | 0 | 582097.4685 | 0 | 0 | 0 | 0 | 245556.2427 | 0 | 0 | 0 | 0 | 0 | 0 | 0 | 0 | 0 | 0 | 0 | 0 | 0
2016-10-30 18:00 | 0 | 0 | 0 | 0 | 0 | 489353.5586 | 421927 | 0 | 0 | 0 | 861928.8208 | 0 | 21618.0585 | 0 | 0 | 0 | 0 | 0 | 0 | 0 | 582095.1401 | 0 | 0 | 0 | 0 | 67426.5586 | 0 | 0 | 0 | 0 | 0 | 0 | 0 | 0 | 0 | 0 | 0 | 0 | 0
2016-10-30 19:00 | 0 | 0 | 0 | 0 | 173904.0608 | 495285.5832 | 429488 | 0 | 0 | 0 | 1101630.4649 | 0 | 21618.0585 | 0 | 0 | 0 | 0 | 0 | 0 | 0 | 582092.8117 | 0 | 0 | 0 | 0 | 239701.6441 | 0 | 0 | 0 | 0 | 0 | 0 | 0 | 0 | 0 | 0 | 0 | 0 | 0
2016-10-30 20:00 | 0 | 0 | 0 | 0 | 0 | 498178.0631 | 436896 | 0 | 0 | 0 | 1162912.528 | 0 | 21618.0585 | 0 | 0 | 0 | 0 | 0 | 0 | 0 | 582090.4833 | 0 | 0 | 0 | 0 | 61282.0631 | 0 | 0 | 0 | 0 | 0 | 0 | 0 | 0 | 0 | 0 | 0 | 0 | 0
2016-10-30 21:00 | 0 | 0 | 0 | 0 | 173943.5906 | 486248.2798 | 441267 | 0 | 0 | 0 | 1381837.3984 | 0 | 21618.0585 | 0 | 0 | 0 | 0 | 0 | 0 | 0 | 582088.155 | 0 | 0 | 0 | 0 | 218924.8704 | 0 | 0 | 0 | 0 | 0 | 0 | 0 | 0 | 0 | 0 | 0 | 0 | 0
2016-10-30 22:00 | 0 | 0 | 0 | 0 | 0 | 434237.0895 | 444525 | 0 | 0 | 0 | 1371549.4879 | 0 | 21618.0585 | 0 | 0 | 0 | 0 | 0 | 0 | 0 | 582085.8266 | 0 | 0 | 0 | 0 | -10287.9105 | 0 | 0 | 0 | 0 | 0 | 0 | 0 | 0 | 0 | 0 | 0 | 0 | 0
2016-10-30 23:00 | 0 | 0 | 0 | 0 | 0 | 264172.7339 | 448448 | 0 | 0 | 0 | 1187060.9225 | 0 | 21831.3578 | 0 | 0 | 0 | 0 | 0 | 0 | 0 | 582083.4983 | 0 | 0 | 0 | 0 | -184488.5654 | 0 | 213.2993 | 0 | 0 | 0 | 0 | 0 | 0 | 0 | 0 | 0 | 0 | 0
2016-10-31 | 0 | 0 | 0 | 0 | 146447.5537 | 53585.5029 | 445376 | 0 | 0 | 0 | 941504.6798 | 0 | 22044.6571 | 0 | 0 | 0 | 0 | 0 | 0 | 0 | 582081.17 | 0 | 0 | 0 | 0 | -245556.2427 | 0 | 213.2993 | 0 | 0 | 0 | 0 | 0 | 0 | 0 | 0 | 0 | 0 | 0
2016-10-31 01:00 | 0 | 0 | 0 | 0 | 184455.6041 | 0.15317 | 430012 | 0 | 0 | 0 | 695948.4372 | 0 | 22044.6571 | 0 | 0 | 0 | 0 | 0 | 0 | 0 | 582078.8416 | 0 | 0 | 0 | 0 | -245556.2427 | 0 | 0 | 0 | 0 | 0 | 0 | 0 | 0 | 0 | 0 | 0 | 0 | 0
2016-10-31 02:00 | 0 | 0 | 0 | 0 | 539926.687 | 0 | 410424 | 0 | 0 | 0 | 825451.1241 | 0 | 22044.6571 | 0 | 0 | 0 | 0 | 0 | 0 | 0 | 582076.5133 | 0 | 0 | 0 | 0 | 129502.687 | 0 | 0 | 0 | 0 | 0 | 0 | 0 | 0 | 0 | 0 | 0 | 0 | 0
2016-10-31 03:00 | 0 | 0 | 0 | 0 | 140771.0566 | 0 | 386114 | 0 | 0 | 0 | 579894.8815 | 0 | 22257.9564 | 0 | 0 | 0 | 0 | 0 | 0 | 0 | 582074.185 | 0 | 0 | 0 | 0 | -245556.2427 | 0 | 213.2993 | 0 | 0 | 0 | 0 | 0 | 0 | 0 | 0 | 0 | 0 | 0
2016-10-31 04:00 | 0 | 0 | 0 | 0 | 563041.3136 | 0 | 363896 | 0 | 0 | 0 | 778826.8957 | 0 | 22471.2557 | 0 | 0 | 0 | 0 | 0 | 0 | 0 | 582071.8567 | 0 | 0 | 0 | 0 | 198932.0143 | 0 | 213.2993 | 0 | 0 | 0 | 0 | 0 | 0 | 0 | 0 | 0 | 0 | 0
2016-10-31 05:00 | 0 | 0 | 0 | 0 | 100514.7573 | 0 | 346071 | 0 | 0 | 0 | 533270.6531 | 0 | 22471.2557 | 0 | 0 | 0 | 0 | 0 | 0 | 0 | 582069.5284 | 0 | 0 | 0 | 0 | -245556.2427 | 0 | 0 | 0 | 0 | 0 | 0 | 0 | 0 | 0 | 0 | 0 | 0 | 0
2016-10-31 06:00 | 0 | 0 | 0 | 0 | 564404.2566 | 0 | 334247 | 0 | 0 | 0 | 763427.9097 | 0 | 22471.2557 | 0 | 0 | 0 | 0 | 0 | 0 | 0 | 582067.2001 | 0 | 0 | 0 | 0 | 230157.2566 | 0 | 0 | 0 | 0 | 0 | 0 | 0 | 0 | 0 | 0 | 0 | 0 | 0
2016-10-31 07:00 | 0 | 0 | 0 | 0 | 81740.0566 | 0 | 327083 | 0 | 0 | 0 | 517871.667 | 0 | 22684.555 | 0 | 0 | 0 | 0 | 0 | 0 | 0 | 582064.8719 | 0 | 0 | 0 | 0 | -245556.2427 | 0 | 213.2993 | 0 | 0 | 0 | 0 | 0 | 0 | 0 | 0 | 0 | 0 | 0
2016-10-31 08:00 | 0 | 0 | 0 | 0 | 572413.542 | 0 | 326644 | 0 | 0 | 0 | 763427.9097 | 0 | 22897.8542 | 0 | 0 | 0 | 0 | 0 | 0 | 0 | 582062.5436 | 0 | 0 | 0 | 0 | 245556.2427 | 0 | 213.2993 | 0 | 0 | 0 | 0 | 0 | 0 | 0 | 0 | 0 | 0 | 0
2016-10-31 09:00 | 0 | 0 | 0 | 0 | 91439.7573 | 0 | 336996 | 0 | 0 | 0 | 517871.667 | 0 | 22897.8542 | 0 | 0 | 0 | 0 | 0 | 0 | 0 | 582060.2154 | 0 | 0 | 0 | 0 | -245556.2427 | 0 | 0 | 0 | 0 | 0 | 0 | 0 | 0 | 0 | 0 | 0 | 0 | 0
2016-10-31 10:00 | 0 | 0 | 0 | 0 | 118610.7573 | 0 | 364167 | 0 | 0 | 0 | 272315.4243 | 0 | 22897.8542 | 0 | 0 | 0 | 0 | 0 | 0 | 0 | 582057.8871 | 0 | 0 | 0 | 0 | -245556.2427 | 0 | 0 | 0 | 0 | 0 | 0 | 0 | 0 | 0 | 0 | 0 | 0 | 0
2016-10-31 11:00 | 0 | 0 | 0 | 0 | 148891.0566 | 0 | 394234 | 0 | 0 | 0 | 26759.1816 | 0 | 23111.1535 | 0 | 0 | 0 | 0 | 0 | 0 | 0 | 582055.5589 | 0 | 0 | 0 | 0 | -245556.2427 | 0 | 213.2993 | 0 | 0 | 0 | 0 | 0 | 0 | 0 | 0 | 0 | 0 | 0
2016-10-31 12:00 | 0 | 0 | 0 | 0 | 628958.3603 | 0 | 409948 | 0 | 0 | 0 | 245556.2427 | 0 | 23324.4528 | 0 | 0 | 0 | 0 | 0 | 0 | 0 | 582053.2307 | 0 | 0 | 0 | 0 | 218797.061 | 0 | 213.2993 | 0 | 0 | 0 | 0 | 0 | 0 | 0 | 0 | 0 | 0 | 0
2016-10-31 13:00 | 0 | 0 | 0 | 0 | 172792.5618 | 470.1955 | 418819 | 0 | 0 | 0 | 0 | 0 | 23324.4528 | 0 | 0 | 0 | 0 | 0 | 0 | 0 | 582050.9025 | 0 | 0 | 0 | 0 | -245556.2427 | 0 | 0 | 0 | 0 | 0 | 0 | 0 | 0 | 0 | 0 | 0 | 0 | 0
2016-10-31 14:00 | 0 | 0 | 0 | 0 | 522992.6257 | 150721.617 | 428158 | 0 | 0 | 0 | 245556.2427 | 0 | 23324.4528 | 0 | 0 | 0 | 0 | 0 | 0 | 0 | 582048.5743 | 0 | 0 | 0 | 0 | 245556.2427 | 0 | 0 | 0 | 0 | 0 | 0 | 0 | 0 | 0 | 0 | 0 | 0 | 0
2016-10-31 15:00 | 0 | 0 | 0 | 0 | 185445.6665 | 496207.8755 | 435884 | 0 | 0 | 0 | 491112.4854 | 0 | 23537.7521 | 0 | 0 | 0 | 0 | 0 | 0 | 0 | 582046.2461 | 0 | 0 | 0 | 0 | 245556.2427 | 0 | 213.2993 | 0 | 0 | 0 | 0 | 0 | 0 | 0 | 0 | 0 | 0 | 0
2016-10-31 16:00 | 0 | 0 | 0 | 0 | 59862.0325 | 620732.2384 | 443570 | 0 | 0 | 0 | 736668.7281 | 0 | 15005.7803 | 0 | 0 | 0 | 0 | 0 | 0 | 0 | 582043.9179 | 0 | 0 | 0 | 0 | 245556.2427 | 0 | 213.2993 | 8745.2712 | 0 | 0 | 0 | 0 | 0 | 0 | 0 | 0 | 0 | 0
2016-10-31 17:00 | 0 | 0 | 0 | 0 | 0 | 631755.2561 | 452155 | 0 | 0 | 0 | 916268.9841 | 0 | 15005.7803 | 0 | 0 | 0 | 0 | 0 | 0 | 0 | 582041.5897 | 0 | 0 | 0 | 0 | 179600.2561 | 0 | 0 | 0 | 0 | 0 | 0 | 0 | 0 | 0 | 0 | 0 | 0 | 0
2016-10-31 18:00 | 0 | 0 | 0 | 0 | 96662.5268 | 606525.7158 | 457632 | 0 | 0 | 0 | 1161825.2268 | 0 | 15005.7803 | 0 | 0 | 0 | 0 | 0 | 0 | 0 | 582039.2615 | 0 | 0 | 0 | 0 | 245556.2427 | 0 | 0 | 0 | 0 | 0 | 0 | 0 | 0 | 0 | 0 | 0 | 0 | 0
2016-10-31 19:00 | 0 | 0 | 0 | 0 | 0 | 592709.5077 | 463453 | 0 | 0 | 0 | 1283246.8775 | 0 | 15219.0796 | 7621.5577 | 0 | 0 | 0 | 0 | 0 | 0 | 582036.9334 | 0 | 0 | 0 | 0 | 121421.6507 | 0 | 213.2993 | 0 | 7621.5577 | 0 | 0 | 0 | 0 | 0 | 0 | 0 | 0 | 0
2016-10-31 20:00 | 0 | 0 | 0 | 0 | 103788.7639 | 601090.2203 | 466731 | 0 | 0 | 0 | 1528803.1202 | 0 | 15432.3789 | 0 | 0 | 0 | 0 | 0 | 0 | 0 | 582034.6052 | 0 | 0 | 0 | 0 | 245556.2427 | 0 | 213.2993 | 0 | -7621.5577 | 0 | 0 | 0 | 0 | 0 | 0 | 0 | 0 | 0
2016-10-31 21:00 | 0 | 0 | 0 | 0 | 0 | 614085.8962 | 467068 | 0 | 0 | 0 | 1675821.0164 | 0 | 15432.3789 | 0 | 0 | 0 | 0 | 0 | 0 | 0 | 582032.2771 | 0 | 0 | 0 | 0 | 147017.8962 | 0 | 0 | 0 | 0 | 0 | 0 | 0 | 0 | 0 | 0 | 0 | 0 | 0
2016-10-31 22:00 | 0 | 0 | 0 | 0 | 0 | 575455.8827 | 465870 | 0 | 0 | 0 | 1785406.899 | 0 | 15432.3789 | 0 | 0 | 0 | 0 | 0 | 0 | 0 | 582029.949 | 0 | 0 | 0 | 0 | 109585.8827 | 0 | 0 | 0 | 0 | 0 | 0 | 0 | 0 | 0 | 0 | 0 | 0 | 0
2016-10-31 23:00 | 0 | 0 | 0 | 0 | 0 | 372136.4373 | 462651 | 0 | 0 | 0 | 1694679.037 | 0 | 15645.6782 | 0 | 0 | 0 | 0 | 0 | 0 | 0 | 582027.6208 | 0 | 0 | 0 | 0 | -90727.862 | 0 | 213.2993 | 0 | 0 | 0 | 0 | 0 | 0 | 0 | 0 | 0 | 0 | 0
2016-11-01 | 0 | 0 | 0 | 0 | 154853.634 | 57594.4227 | 457791 | 0 | 0 | 0 | 1449122.7944 | 0 | 15858.9775 | 0 | 0 | 0 | 0 | 0 | 0 | 0 | 582025.2927 | 0 | 0 | 0 | 0 | -245556.2427 | 0 | 213.2993 | 0 | 0 | 0 | 0 | 0 | 0 | 0 | 0 | 0 | 0 | 0
2016-11-01 01:00 | 0 | 0 | 0 | 0 | 200979.7573 | 0 | 446536 | 0 | 0 | 0 | 1203566.5517 | 0 | 15858.9775 | 0 | 0 | 0 | 0 | 0 | 0 | 0 | 582022.9646 | 0 | 0 | 0 | 0 | -245556.2427 | 0 | 0 | 0 | 0 | 0 | 0 | 0 | 0 | 0 | 0 | 0 | 0 | 0
2016-11-01 02:00 | 0 | 0 | 0 | 0 | 672489.2427 | 0 | 426933 | 0 | 0 | 0 | 1449122.7944 | 0 | 15858.9775 | 0 | 0 | 0 | 0 | 0 | 0 | 0 | 582020.6365 | 0 | 0 | 0 | 0 | 245556.2427 | 0 | 0 | 0 | 0 | 0 | 0 | 0 | 0 | 0 | 0 | 0 | 0 | 0
2016-11-01 03:00 | 0 | 0 | 0 | 0 | 155905.0566 | 0 | 401248 | 0 | 0 | 0 | 1203566.5517 | 0 | 16072.2768 | 0 | 0 | 0 | 0 | 0 | 0 | 0 | 582018.3085 | 0 | 0 | 0 | 0 | -245556.2427 | 0 | 213.2993 | 0 | 0 | 0 | 0 | 0 | 0 | 0 | 0 | 0 | 0 | 0
2016-11-01 04:00 | 0 | 0 | 0 | 0 | 622836.542 | 0 | 377067 | 0 | 0 | 0 | 1449122.7944 | 0 | 16285.5761 | 0 | 0 | 0 | 0 | 0 | 0 | 0 | 582015.9804 | 0 | 0 | 0 | 0 | 245556.2427 | 0 | 213.2993 | 0 | 0 | 0 | 0 | 0 | 0 | 0 | 0 | 0 | 0 | 0
2016-11-01 05:00 | 0 | 0 | 0 | 0 | 113262.7573 | 0 | 358819 | 0 | 0 | 0 | 1203566.5517 | 0 | 16285.5761 | 0 | 0 | 0 | 0 | 0 | 0 | 0 | 582013.6523 | 0 | 0 | 0 | 0 | -245556.2427 | 0 | 0 | 0 | 0 | 0 | 0 | 0 | 0 | 0 | 0 | 0 | 0 | 0
2016-11-01 06:00 | 0 | 0 | 0 | 0 | 592198.2427 | 0 | 346642 | 0 | 0 | 0 | 1449122.7944 | 0 | 16285.5761 | 0 | 0 | 0 | 0 | 0 | 0 | 0 | 582011.3243 | 0 | 0 | 0 | 0 | 245556.2427 | 0 | 0 | 0 | 0 | 0 | 0 | 0 | 0 | 0 | 0 | 0 | 0 | 0
2016-11-01 07:00 | 0 | 0 | 0 | 0 | 94733.0566 | 0 | 340076 | 0 | 0 | 0 | 1203566.5517 | 0 | 16498.8754 | 0 | 0 | 0 | 0 | 0 | 0 | 0 | 582008.9962 | 0 | 0 | 0 | 0 | -245556.2427 | 0 | 213.2993 | 0 | 0 | 0 | 0 | 0 | 0 | 0 | 0 | 0 | 0 | 0
2016-11-01 08:00 | 0 | 0 | 0 | 0 | 585030.542 | 0 | 339261 | 0 | 0 | 0 | 1449122.7944 | 0 | 16712.1746 | 0 | 0 | 0 | 0 | 0 | 0 | 0 | 582006.6682 | 0 | 0 | 0 | 0 | 245556.2427 | 0 | 213.2993 | 0 | 0 | 0 | 0 | 0 | 0 | 0 | 0 | 0 | 0 | 0
2016-11-01 09:00 | 0 | 0 | 0 | 0 | 103300.7573 | 0 | 348857 | 0 | 0 | 0 | 1203566.5517 | 0 | 16712.1746 | 0 | 0 | 0 | 0 | 0 | 0 | 0 | 582004.3402 | 0 | 0 | 0 | 0 | -245556.2427 | 0 | 0 | 0 | 0 | 0 | 0 | 0 | 0 | 0 | 0 | 0 | 0 | 0
2016-11-01 10:00 | 0 | 0 | 0 | 0 | 518152.9118 | 0 | 375785 | 0 | 0 | 0 | 1345934.4634 | 0 | 16712.1746 | 0 | 0 | 0 | 0 | 0 | 0 | 0 | 582002.0121 | 0 | 0 | 0 | 0 | 142367.9118 | 0 | 0 | 0 | 0 | 0 | 0 | 0 | 0 | 0 | 0 | 0 | 0 | 0
2016-11-01 11:00 | 0 | 0 | 0 | 0 | 462848.3051 | 0 | 404362 | 0 | 0 | 0 | 1404207.4692 | 0 | 16925.4739 | 0 | 0 | 0 | 0 | 0 | 0 | 0 | 581999.6841 | 0 | 0 | 0 | 0 | 58273.0058 | 0 | 213.2993 | 0 | 0 | 0 | 0 | 0 | 0 | 0 | 0 | 0 | 0 | 0
2016-11-01 12:00 | 0 | 0 | 0 | 0 | 172757.0566 | 0 | 418100 | 0 | 0 | 0 | 1158651.2265 | 0 | 17138.7732 | 0 | 0 | 0 | 0 | 0 | 0 | 0 | 581997.3561 | 0 | 0 | 0 | 0 | -245556.2427 | 0 | 213.2993 | 0 | 0 | 0 | 0 | 0 | 0 | 0 | 0 | 0 | 0 | 0
2016-11-01 13:00 | 0 | 0 | 0 | 0 | 375306.3368 | 351.0107 | 424883 | 0 | 0 | 0 | 1109425.5741 | 0 | 17138.7732 | 0 | 0 | 0 | 0 | 0 | 0 | 0 | 581995.0281 | 0 | 0 | 0 | 0 | -49225.6525 | 0 | 0 | 0 | 0 | 0 | 0 | 0 | 0 | 0 | 0 | 0 | 0 | 0
2016-11-01 14:00 | 0 | 0 | 0 | 0 | 260428.7834 | 90232.2153 | 432738 | 0 | 0 | 0 | 1027135.2735 | 0 | 17352.0725 | 0 | 0 | 0 | 0 | 0 | 0 | 0 | 581992.7002 | 0 | 0 | 0 | 0 | -82290.3005 | 0 | 213.2993 | 0 | 0 | 0 | 0 | 0 | 0 | 0 | 0 | 0 | 0 | 0
2016-11-01 15:00 | 0 | 0 | 0 | 0 | 195183.7979 | 318002.1839 | 441024 | 0 | 0 | 0 | 1099297.2553 | 0 | 17352.0725 | 0 | 0 | 0 | 0 | 0 | 0 | 0 | 581990.3722 | 0 | 0 | 0 | 0 | 72161.9818 | 0 | 0 | 0 | 0 | 0 | 0 | 0 | 0 | 0 | 0 | 0 | 0 | 0
2016-11-01 16:00 | 0 | 0 | 0 | 0 | 0 | 455772.347 | 448543 | 0 | 0 | 0 | 1106526.6023 | 0 | 17352.0725 | 0 | 0 | 0 | 0 | 0 | 0 | 0 | 581988.0442 | 0 | 0 | 0 | 0 | 7229.347 | 0 | 0 | 0 | 0 | 0 | 0 | 0 | 0 | 0 | 0 | 0 | 0 | 0
2016-11-01 17:00 | 0 | 0 | 0 | 0 | 192696.1715 | 507282.3705 | 454209 | 0 | 0 | 0 | 1352082.845 | 0 | 17565.3718 | 0 | 0 | 0 | 0 | 0 | 0 | 0 | 581985.7163 | 0 | 0 | 0 | 0 | 245556.2427 | 0 | 213.2993 | 0 | 0 | 0 | 0 | 0 | 0 | 0 | 0 | 0 | 0 | 0
2016-11-01 18:00 | 0 | 0 | 0 | 0 | 0 | 506883.8827 | 460031 | 0 | 0 | 0 | 1398935.7277 | 0 | 17565.3718 | 0 | 0 | 0 | 0 | 0 | 0 | 0 | 581983.3883 | 0 | 0 | 0 | 0 | 46852.8827 | 0 | 0 | 0 | 0 | 0 | 0 | 0 | 0 | 0 | 0 | 0 | 0 | 0
2016-11-01 19:00 | 0 | 0 | 0 | 0 | 129336.9606 | 498155.9343 | 464625 | 0 | 0 | 0 | 1561590.3233 | 0 | 17778.6711 | 0 | 0 | 0 | 0 | 0 | 0 | 0 | 581981.0604 | 0 | 0 | 0 | 0 | 162654.5956 | 0 | 213.2993 | 0 | 0 | 0 | 0 | 0 | 0 | 0 | 0 | 0 | 0 | 0
2016-11-01 20:00 | 0 | 0 | 0 | 0 | 0 | 492412.8852 | 469424 | 0 | 0 | 0 | 1584579.2085 | 0 | 17778.6711 | 0 | 0 | 0 | 0 | 0 | 0 | 0 | 581978.7325 | 0 | 0 | 0 | 0 | 22988.8852 | 0 | 0 | 0 | 0 | 0 | 0 | 0 | 0 | 0 | 0 | 0 | 0 | 0
2016-11-01 21:00 | 0 | 0 | 0 | 0 | 0 | 477662.0689 | 473308 | 0 | 0 | 0 | 1588933.2774 | 0 | 17778.6711 | 0 | 0 | 0 | 0 | 0 | 0 | 0 | 581976.4046 | 0 | 0 | 0 | 0 | 4354.0689 | 0 | 0 | 0 | 0 | 0 | 0 | 0 | 0 | 0 | 0 | 0 | 0 | 0
2016-11-01 22:00 | 0 | 0 | 0 | 0 | 292673.3078 | 430232.9349 | 477350 | 0 | 0 | 0 | 1834489.5201 | 0 | 17778.6711 | 0 | 0 | 0 | 0 | 0 | 0 | 0 | 581974.0767 | 0 | 0 | 0 | 0 | 245556.2427 | 0 | 0 | 0 | 0 | 0 | 0 | 0 | 0 | 0 | 0 | 0 | 0 | 0
2016-11-01 23:00 | 0 | 0 | 0 | 0 | 0 | 303669.5937 | 481831 | 0 | 0 | 0 | 1656328.1138 | 0 | 17778.6711 | 0 | 0 | 0 | 0 | 0 | 0 | 0 | 581971.7488 | 0 | 0 | 0 | 0 | -178161.4063 | 0 | 0 | 0 | 0 | 0 | 0 | 0 | 0 | 0 | 0 | 0 | 0 | 0
2016-11-02 | 0 | 0 | 0 | 0 | 175180.6759 | 57553.3807 | 478077 | 0 | 0 | 0 | 1410771.8711 | 0 | 17991.9704 | 0 | 0 | 0 | 0 | 0 | 0 | 0 | 581969.4209 | 0 | 0 | 0 | 0 | -245556.2427 | 0 | 213.2993 | 0 | 0 | 0 | 0 | 0 | 0 | 0 | 0 | 0 | 0 | 0
2016-11-02 01:00 | 0 | 0 | 0 | 0 | 512880.996 | 0 | 461935 | 0 | 0 | 0 | 1461504.5678 | 0 | 18205.2697 | 0 | 0 | 0 | 0 | 0 | 0 | 0 | 581967.093 | 0 | 0 | 0 | 0 | 50732.6967 | 0 | 213.2993 | 0 | 0 | 0 | 0 | 0 | 0 | 0 | 0 | 0 | 0 | 0
2016-11-02 02:00 | 0 | 0 | 0 | 0 | 515859.5694 | 0 | 438071 | 0 | 0 | 0 | 1539293.1372 | 0 | 18205.2697 | 0 | 0 | 0 | 0 | 0 | 0 | 0 | 581964.7651 | 0 | 0 | 0 | 0 | 77788.5694 | 0 | 0 | 0 | 0 | 0 | 0 | 0 | 0 | 0 | 0 | 0 | 0 | 0
2016-11-02 03:00 | 0 | 0 | 0 | 0 | 165477.7573 | 0 | 411034 | 0 | 0 | 0 | 1293736.8945 | 0 | 18205.2697 | 0 | 0 | 0 | 0 | 0 | 0 | 0 | 581962.4373 | 0 | 0 | 0 | 0 | -245556.2427 | 0 | 0 | 0 | 0 | 0 | 0 | 0 | 0 | 0 | 0 | 0 | 0 | 0
2016-11-02 04:00 | 0 | 0 | 0 | 0 | 524649.7175 | 0 | 384186 | 0 | 0 | 0 | 1433987.3127 | 0 | 18418.569 | 0 | 0 | 0 | 0 | 0 | 0 | 0 | 581960.1094 | 0 | 0 | 0 | 0 | 140250.4182 | 0 | 213.2993 | 0 | 0 | 0 | 0 | 0 | 0 | 0 | 0 | 0 | 0 | 0
2016-11-02 05:00 | 0 | 0 | 0 | 0 | 508132.4098 | 0 | 363898 | 0 | 0 | 0 | 1578008.4233 | 0 | 18631.8683 | 0 | 0 | 0 | 0 | 0 | 0 | 0 | 581957.7816 | 0 | 0 | 0 | 0 | 144021.1105 | 0 | 213.2993 | 0 | 0 | 0 | 0 | 0 | 0 | 0 | 0 | 0 | 0 | 0
2016-11-02 06:00 | 0 | 0 | 0 | 0 | 105093.0566 | 0 | 350436 | 0 | 0 | 0 | 1332452.1806 | 0 | 18845.1676 | 0 | 0 | 0 | 0 | 0 | 0 | 0 | 581955.4537 | 0 | 0 | 0 | 0 | -245556.2427 | 0 | 213.2993 | 0 | 0 | 0 | 0 | 0 | 0 | 0 | 0 | 0 | 0 | 0
2016-11-02 07:00 | 0 | 0 | 0 | 0 | 456950.3931 | 0 | 342291 | 0 | 0 | 0 | 1447111.5736 | 0 | 18845.1676 | 0 | 0 | 0 | 0 | 0 | 0 | 0 | 581953.1259 | 0 | 0 | 0 | 0 | 114659.3931 | 0 | 0 | 0 | 0 | 0 | 0 | 0 | 0 | 0 | 0 | 0 | 0 | 0
2016-11-02 08:00 | 0 | 0 | 0 | 0 | 442738.5834 | 0 | 340929 | 0 | 0 | 0 | 1548921.157 | 0 | 18845.1676 | 0 | 0 | 0 | 0 | 0 | 0 | 0 | 581950.7981 | 0 | 0 | 0 | 0 | 101809.5834 | 0 | 0 | 0 | 0 | 0 | 0 | 0 | 0 | 0 | 0 | 0 | 0 | 0
2016-11-02 09:00 | 0 | 0 | 0 | 0 | 105168.0566 | 0 | 350511 | 0 | 0 | 0 | 1303364.9143 | 0 | 19058.4669 | 0 | 0 | 0 | 0 | 0 | 0 | 0 | 581948.4703 | 0 | 0 | 0 | 0 | -245556.2427 | 0 | 213.2993 | 0 | 0 | 0 | 0 | 0 | 0 | 0 | 0 | 0 | 0 | 0
2016-11-02 10:00 | 0 | 0 | 0 | 0 | 384531.3052 | 0 | 375741 | 0 | 0 | 0 | 1311941.9202 | 0 | 19271.7662 | 0 | 0 | 0 | 0 | 0 | 0 | 0 | 581946.1425 | 0 | 0 | 0 | 0 | 8577.0059 | 0 | 213.2993 | 0 | 0 | 0 | 0 | 0 | 0 | 0 | 0 | 0 | 0 | 0
2016-11-02 11:00 | 0 | 0 | 0 | 0 | 362218.4736 | 0 | 403615 | 0 | 0 | 0 | 1270332.0945 | 0 | 19485.0655 | 0 | 0 | 0 | 0 | 0 | 0 | 0 | 581943.8147 | 0 | 0 | 0 | 0 | -41609.8257 | 0 | 213.2993 | 0 | 0 | 0 | 0 | 0 | 0 | 0 | 0 | 0 | 0 | 0
2016-11-02 12:00 | 0 | 0 | 0 | 0 | 342538.1269 | 0 | 418313 | 0 | 0 | 0 | 1194557.2214 | 0 | 19485.0655 | 0 | 0 | 0 | 0 | 0 | 0 | 0 | 581941.487 | 0 | 0 | 0 | 0 | -75774.8731 | 0 | 0 | 0 | 0 | 0 | 0 | 0 | 0 | 0 | 0 | 0 | 0 | 0
2016-11-02 13:00 | 0 | 0 | 0 | 0 | 312428.4599 | 145.1716 | 426393 | 0 | 0 | 0 | 1080737.8529 | 0 | 19485.0655 | 0 | 0 | 0 | 0 | 0 | 0 | 0 | 581939.1592 | 0 | 0 | 0 | 0 | -113819.3686 | 0 | 0 | 0 | 0 | 0 | 0 | 0 | 0 | 0 | 0 | 0 | 0 | 0
2016-11-02 14:00 | 0 | 0 | 0 | 0 | 226909.1336 | 89766.692 | 436379 | 0 | 0 | 0 | 960821.3792 | 0 | 19698.3648 | 0 | 0 | 0 | 0 | 0 | 0 | 0 | 581936.8314 | 0 | 0 | 0 | 0 | -119916.4737 | 0 | 213.2993 | 0 | 0 | 0 | 0 | 0 | 0 | 0 | 0 | 0 | 0 | 0
2016-11-02 15:00 | 0 | 0 | 0 | 0 | 0 | 488176.7614 | 444579 | 0 | 0 | 0 | 1004419.1406 | 0 | 19698.3648 | 0 | 0 | 0 | 0 | 0 | 0 | 0 | 581934.5037 | 0 | 0 | 0 | 0 | 43597.7614 | 0 | 0 | 0 | 0 | 0 | 0 | 0 | 0 | 0 | 0 | 0 | 0 | 0
2016-11-02 16:00 | 0 | 0 | 0 | 0 | 94440.0701 | 603004.4719 | 451675 | 0 | 0 | 0 | 1249975.3832 | 0 | 19911.6641 | 0 | 0 | 0 | 0 | 0 | 0 | 0 | 581932.1759 | 0 | 0 | 0 | 0 | 245556.2427 | 0 | 213.2993 | 0 | 0 | 0 | 0 | 0 | 0 | 0 | 0 | 0 | 0 | 0
2016-11-02 17:00 | 0 | 0 | 0 | 0 | 0 | 595351.9304 | 459394 | 0 | 0 | 0 | 1385933.3136 | 0 | 19911.6641 | 0 | 0 | 0 | 0 | 0 | 0 | 0 | 581929.8482 | 0 | 0 | 0 | 0 | 135957.9304 | 0 | 0 | 0 | 0 | 0 | 0 | 0 | 0 | 0 | 0 | 0 | 0 | 0
2016-11-02 18:00 | 0 | 0 | 0 | 0 | 143067.9377 | 568871.305 | 466383 | 0 | 0 | 0 | 1631489.5563 | 0 | 19911.6641 | 0 | 0 | 0 | 0 | 0 | 0 | 0 | 581927.5205 | 0 | 0 | 0 | 0 | 245556.2427 | 0 | 0 | 0 | 0 | 0 | 0 | 0 | 0 | 0 | 0 | 0 | 0 | 0
2016-11-02 19:00 | 0 | 0 | 0 | 0 | 0 | 551824.6614 | 471568 | 0 | 0 | 0 | 1711746.2178 | 0 | 19911.6641 | 0 | 0 | 0 | 0 | 0 | 0 | 0 | 581925.1928 | 0 | 0 | 0 | 0 | 80256.6614 | 0 | 0 | 0 | 0 | 0 | 0 | 0 | 0 | 0 | 0 | 0 | 0 | 0
2016-11-02 20:00 | 0 | 0 | 0 | 0 | 0 | 554625.2268 | 474377 | 0 | 0 | 0 | 1791994.4445 | 0 | 19911.6641 | 0 | 0 | 0 | 0 | 0 | 0 | 0 | 581922.8651 | 0 | 0 | 0 | 0 | 80248.2268 | 0 | 0 | 0 | 0 | 0 | 0 | 0 | 0 | 0 | 0 | 0 | 0 | 0
2016-11-02 21:00 | 0 | 0 | 0 | 0 | 0 | 563795.1655 | 475810 | 0 | 0 | 0 | 1879979.61 | 0 | 19911.6641 | 0 | 0 | 0 | 0 | 0 | 0 | 0 | 581920.5374 | 0 | 0 | 0 | 0 | 87985.1655 | 0 | 0 | 0 | 0 | 0 | 0 | 0 | 0 | 0 | 0 | 0 | 0 | 0
2016-11-02 22:00 | 0 | 0 | 0 | 0 | 0 | 540319.9425 | 479192 | 0 | 0 | 0 | 1940894.2533 | 0 | 20124.9634 | 0 | 0 | 0 | 0 | 0 | 0 | 0 | 581918.2097 | 0 | 0 | 0 | 0 | 60914.6432 | 0 | 213.2993 | 0 | 0 | 0 | 0 | 0 | 0 | 0 | 0 | 0 | 0 | 0
2016-11-02 23:00 | 0 | 0 | 0 | 0 | 263940.4088 | 366642.9404 | 481998 | 0 | 0 | 0 | 2089479.6024 | 0 | 20124.9634 | 0 | 0 | 0 | 0 | 0 | 0 | 0 | 581915.882 | 0 | 0 | 0 | 0 | 148585.3492 | 0 | 0 | 0 | 0 | 0 | 0 | 0 | 0 | 0 | 0 | 0 | 0 | 0
2016-11-03 | 0 | 0 | 0 | 0 | 177618.597 | 53858.4596 | 476820 | 0 | 0 | 0 | 1843923.3598 | 0 | 20338.2627 | 0 | 0 | 0 | 0 | 0 | 0 | 0 | 581913.5544 | 0 | 0 | 0 | 0 | -245556.2427 | 0 | 213.2993 | 0 | 0 | 0 | 0 | 0 | 0 | 0 | 0 | 0 | 0 | 0
2016-11-03 01:00 | 0 | 0 | 0 | 0 | 332201.5223 | 0 | 460151 | 0 | 0 | 0 | 1715760.5827 | 0 | 20551.562 | 0 | 0 | 0 | 0 | 0 | 0 | 0 | 581911.2267 | 0 | 0 | 0 | 0 | -128162.777 | 0 | 213.2993 | 0 | 0 | 0 | 0 | 0 | 0 | 0 | 0 | 0 | 0 | 0
2016-11-03 02:00 | 0 | 0 | 0 | 0 | 334622.7276 | 0 | 436685 | 0 | 0 | 0 | 1613485.0111 | 0 | 20764.8613 | 0 | 0 | 0 | 0 | 0 | 0 | 0 | 581908.8991 | 0 | 0 | 0 | 0 | -102275.5717 | 0 | 213.2993 | 0 | 0 | 0 | 0 | 0 | 0 | 0 | 0 | 0 | 0 | 0
2016-11-03 03:00 | 0 | 0 | 0 | 0 | 165186.7573 | 0 | 410743 | 0 | 0 | 0 | 1367928.7684 | 0 | 20764.8613 | 0 | 0 | 0 | 0 | 0 | 0 | 0 | 581906.5714 | 0 | 0 | 0 | 0 | -245556.2427 | 0 | 0 | 0 | 0 | 0 | 0 | 0 | 0 | 0 | 0 | 0 | 0 | 0
2016-11-03 04:00 | 0 | 0 | 0 | 0 | 350333.4411 | 0 | 386212 | 0 | 0 | 0 | 1332050.2095 | 0 | 20764.8613 | 0 | 0 | 0 | 0 | 0 | 0 | 0 | 581904.2438 | 0 | 0 | 0 | 0 | -35878.5589 | 0 | 0 | 0 | 0 | 0 | 0 | 0 | 0 | 0 | 0 | 0 | 0 | 0
2016-11-03 05:00 | 0 | 0 | 0 | 0 | 371605.8937 | 0 | 367300 | 0 | 0 | 0 | 1336142.8039 | 0 | 20978.1606 | 0 | 0 | 0 | 0 | 0 | 0 | 0 | 581901.9162 | 0 | 0 | 0 | 0 | 4092.5944 | 0 | 213.2993 | 0 | 0 | 0 | 0 | 0 | 0 | 0 | 0 | 0 | 0 | 0
2016-11-03 06:00 | 0 | 0 | 0 | 0 | 398828.4606 | 0 | 351478 | 0 | 0 | 0 | 1383279.9652 | 0 | 21191.4599 | 0 | 0 | 0 | 0 | 0 | 0 | 0 | 581899.5886 | 0 | 0 | 0 | 0 | 47137.1613 | 0 | 213.2993 | 0 | 0 | 0 | 0 | 0 | 0 | 0 | 0 | 0 | 0 | 0
2016-11-03 07:00 | 0 | 0 | 0 | 0 | 96878.0566 | 0 | 342221 | 0 | 0 | 0 | 1137723.7225 | 0 | 21404.7592 | 0 | 0 | 0 | 0 | 0 | 0 | 0 | 581897.261 | 0 | 0 | 0 | 0 | -245556.2427 | 0 | 213.2993 | 0 | 0 | 0 | 0 | 0 | 0 | 0 | 0 | 0 | 0 | 0
2016-11-03 08:00 | 0 | 0 | 0 | 0 | 431499.2796 | 0 | 340441 | 0 | 0 | 0 | 1228782.002 | 0 | 21404.7592 | 0 | 0 | 0 | 0 | 0 | 0 | 0 | 581894.9334 | 0 | 0 | 0 | 0 | 91058.2796 | 0 | 0 | 0 | 0 | 0 | 0 | 0 | 0 | 0 | 0 | 0 | 0 | 0
2016-11-03 09:00 | 0 | 0 | 0 | 0 | 429904.0887 | 0 | 349046 | 0 | 0 | 0 | 1309426.7914 | 0 | 21618.0585 | 0 | 0 | 0 | 0 | 0 | 0 | 0 | 581892.6058 | 0 | 0 | 0 | 0 | 80644.7894 | 0 | 213.2993 | 0 | 0 | 0 | 0 | 0 | 0 | 0 | 0 | 0 | 0 | 0
2016-11-03 10:00 | 0 | 0 | 0 | 0 | 422455.4989 | 0 | 372309 | 0 | 0 | 0 | 1359359.9911 | 0 | 21831.3578 | 0 | 0 | 0 | 0 | 0 | 0 | 0 | 581890.2783 | 0 | 0 | 0 | 0 | 49933.1996 | 0 | 213.2993 | 0 | 0 | 0 | 0 | 0 | 0 | 0 | 0 | 0 | 0 | 0
2016-11-03 11:00 | 0 | 0 | 0 | 0 | 415923.4998 | 0 | 400076 | 0 | 0 | 0 | 1374994.1916 | 0 | 22044.6571 | 0 | 0 | 0 | 0 | 0 | 0 | 0 | 581887.9507 | 0 | 0 | 0 | 0 | 15634.2005 | 0 | 213.2993 | 0 | 0 | 0 | 0 | 0 | 0 | 0 | 0 | 0 | 0 | 0
2016-11-03 12:00 | 0 | 0 | 0 | 0 | 413252.7749 | 0 | 415884 | 0 | 0 | 0 | 1372149.6672 | 0 | 22257.9564 | 0 | 0 | 0 | 0 | 0 | 0 | 0 | 581885.6231 | 0 | 0 | 0 | 0 | -2844.5244 | 0 | 213.2993 | 0 | 0 | 0 | 0 | 0 | 0 | 0 | 0 | 0 | 0 | 0
2016-11-03 13:00 | 0 | 0 | 0 | 0 | 405241.6772 | 97.733 | 425592 | 0 | 0 | 0 | 1351683.7781 | 0 | 22471.2557 | 0 | 0 | 0 | 0 | 0 | 0 | 0 | 581883.2956 | 0 | 0 | 0 | 0 | -20465.8891 | 0 | 213.2993 | 0 | 0 | 0 | 0 | 0 | 0 | 0 | 0 | 0 | 0 | 0
2016-11-03 14:00 | 0 | 0 | 0 | 0 | 284020.4925 | 86293.8866 | 436543 | 0 | 0 | 0 | 1285241.8579 | 0 | 22684.555 | 0 | 0 | 0 | 0 | 0 | 0 | 0 | 581880.9681 | 0 | 0 | 0 | 0 | -66441.9202 | 0 | 213.2993 | 0 | 0 | 0 | 0 | 0 | 0 | 0 | 0 | 0 | 0 | 0
2016-11-03 15:00 | 0 | 0 | 0 | 0 | 155494.0104 | 434444.9802 | 444376 | 0 | 0 | 0 | 1430804.8485 | 0 | 22684.555 | 0 | 0 | 0 | 0 | 0 | 0 | 0 | 581878.6405 | 0 | 0 | 0 | 0 | 145562.9906 | 0 | 0 | 0 | 0 | 0 | 0 | 0 | 0 | 0 | 0 | 0 | 0 | 0
2016-11-03 16:00 | 0 | 0 | 0 | 0 | 0 | 562451.4079 | 450775 | 0 | 0 | 0 | 1542481.2564 | 0 | 22684.555 | 0 | 0 | 0 | 0 | 0 | 0 | 0 | 581876.313 | 0 | 0 | 0 | 0 | 111676.4079 | 0 | 0 | 0 | 0 | 0 | 0 | 0 | 0 | 0 | 0 | 0 | 0 | 0
2016-11-03 17:00 | 0 | 0 | 0 | 0 | 100582.2423 | 577111.3246 | 457150 | 0 | 0 | 0 | 1762811.524 | 0 | 22897.8542 | 0 | 0 | 0 | 0 | 0 | 0 | 0 | 581873.9855 | 0 | 0 | 0 | 0 | 220330.2676 | 0 | 213.2993 | 0 | 0 | 0 | 0 | 0 | 0 | 0 | 0 | 0 | 0 | 0
2016-11-03 18:00 | 0 | 0 | 0 | 0 | 0 | 562113.2636 | 461030 | 0 | 0 | 0 | 1863681.4882 | 0 | 23111.1535 | 0 | 0 | 0 | 0 | 0 | 0 | 0 | 581871.658 | 0 | 0 | 0 | 0 | 100869.9643 | 0 | 213.2993 | 0 | 0 | 0 | 0 | 0 | 0 | 0 | 0 | 0 | 0 | 0
2016-11-03 19:00 | 0 | 0 | 0 | 0 | 102679.3899 | 546580.2769 | 462902 | 0 | 0 | 0 | 2050039.1551 | 0 | 23111.1535 | 0 | 0 | 0 | 0 | 0 | 0 | 0 | 581869.3305 | 0 | 0 | 0 | 0 | 186357.6668 | 0 | 0 | 0 | 0 | 0 | 0 | 0 | 0 | 0 | 0 | 0 | 0 | 0
2016-11-03 20:00 | 0 | 0 | 0 | 0 | 96747.149 | 543577.009 | 463605 | 0 | 0 | 0 | 2226545.0137 | 0 | 23324.4528 | 0 | 0 | 0 | 0 | 0 | 0 | 0 | 581867.0031 | 0 | 0 | 0 | 0 | 176505.8587 | 0 | 213.2993 | 0 | 0 | 0 | 0 | 0 | 0 | 0 | 0 | 0 | 0 | 0
2016-11-03 21:00 | 0 | 0 | 0 | 0 | 0 | 538375.126 | 464188 | 0 | 0 | 0 | 2300518.8404 | 0 | 23537.7521 | 0 | 0 | 0 | 0 | 0 | 0 | 0 | 581864.6756 | 0 | 0 | 0 | 0 | 73973.8267 | 0 | 213.2993 | 0 | 0 | 0 | 0 | 0 | 0 | 0 | 0 | 0 | 0 | 0
2016-11-03 22:00 | 0 | 0 | 0 | 0 | 0 | 498533.7183 | 466431 | 0 | 0 | 0 | 2332621.5587 | 0 | 23537.7521 | 0 | 0 | 0 | 0 | 0 | 0 | 0 | 581862.3481 | 0 | 0 | 0 | 0 | 32102.7183 | 0 | 0 | 0 | 0 | 0 | 0 | 0 | 0 | 0 | 0 | 0 | 0 | 0
2016-11-03 23:00 | 0 | 0 | 0 | 0 | 0 | 316280.9081 | 469489 | 0 | 0 | 0 | 2171791.9091 | 0 | 23537.7521 | 7621.5577 | 0 | 0 | 0 | 0 | 0 | 0 | 581860.0207 | 0 | 0 | 0 | 0 | -160829.6496 | 0 | 0 | 0 | 7621.5577 | 0 | 0 | 0 | 0 | 0 | 0 | 0 | 0 | 0
2016-11-04 | 0 | 0 | 0 | 0 | 142946.6628 | 45376.2963 | 466276 | 0 | 0 | 0 | 1926235.6664 | 0 | 23537.7521 | 7621.5577 | 0 | 0 | 0 | 0 | 0 | 0 | 526001.1447 | 0 | 0 | 0 | 0 | -245556.2427 | 0 | 0 | 0 | 0 | 0 | 0 | 0 | 0 | 0 | 0 | 0 | 55856.5486 | 0
2016-11-04 01:00 | 0 | 0 | 0 | 0 | 158969.6595 | 0 | 452064 | 0 | 0 | 0 | 1680679.4237 | 0 | 7599.8492 | 0 | 0 | 0 | 0 | 0 | 0 | 0 | 484656.5629 | 0 | 0 | 0 | 0 | -245556.2427 | 0 | 0 | 15937.9029 | -7621.5577 | 0 | 0 | 0 | 0 | 0 | 0 | 0 | 41342.4778 | 0
2016-11-04 02:00 | 0 | 0 | 0 | 0 | 175406.9081 | 0 | 428563 | 0 | 0 | 0 | 1435123.181 | 0 | 0 | 0 | 0 | 0 | 0 | 0 | 0 | 0 | 484654.6243 | 0 | 0 | 0 | 0 | -245556.2427 | 0 | 0 | 7599.8492 | 0 | 0 | 0 | 0 | 0 | 0 | 0 | 0 | 0 | 0
2016-11-04 03:00 | 0 | 0 | 0 | 0 | 157321.7573 | 0 | 402878 | 0 | 0 | 0 | 1189566.9384 | 0 | 0 | 0 | 0 | 0 | 0 | 0 | 0 | 0 | 484652.6856 | 0 | 0 | 0 | 0 | -245556.2427 | 0 | 0 | 0 | 0 | 0 | 0 | 0 | 0 | 0 | 0 | 0 | 0 | 0
2016-11-04 04:00 | 0 | 0 | 0 | 0 | 245786.2979 | 0 | 378204 | 0 | 0 | 0 | 1056935.9369 | 0 | 213.2993 | 0 | 0 | 0 | 0 | 0 | 0 | 0 | 484650.747 | 0 | 0 | 0 | 0 | -132631.0014 | 0 | 213.2993 | 0 | 0 | 0 | 0 | 0 | 0 | 0 | 0 | 0 | 0 | 0
2016-11-04 05:00 | 0 | 0 | 0 | 0 | 112981.0566 | 0 | 358324 | 0 | 0 | 0 | 811379.6943 | 0 | 426.5986 | 0 | 0 | 0 | 0 | 0 | 0 | 0 | 484648.8084 | 0 | 0 | 0 | 0 | -245556.2427 | 0 | 213.2993 | 0 | 0 | 0 | 0 | 0 | 0 | 0 | 0 | 0 | 0 | 0
2016-11-04 06:00 | 0 | 0 | 0 | 0 | 298512.1983 | 0 | 345610 | 0 | 0 | 0 | 764068.5933 | 0 | 639.8979 | 0 | 0 | 0 | 0 | 0 | 0 | 0 | 484646.8698 | 0 | 0 | 0 | 0 | -47311.101 | 0 | 213.2993 | 0 | 0 | 0 | 0 | 0 | 0 | 0 | 0 | 0 | 0 | 0
2016-11-04 07:00 | 0 | 0 | 0 | 0 | 317380.995 | 0 | 337040 | 0 | 0 | 0 | 744196.289 | 0 | 853.1972 | 0 | 0 | 0 | 0 | 0 | 0 | 0 | 484644.9313 | 0 | 0 | 0 | 0 | -19872.3043 | 0 | 213.2993 | 0 | 0 | 0 | 0 | 0 | 0 | 0 | 0 | 0 | 0 | 0
2016-11-04 08:00 | 0 | 0 | 0 | 0 | 327724.7797 | 0 | 335876 | 0 | 0 | 0 | 736045.0687 | 0 | 853.1972 | 0 | 0 | 0 | 0 | 0 | 0 | 0 | 484642.9927 | 0 | 0 | 0 | 0 | -8151.2203 | 0 | 0 | 0 | 0 | 0 | 0 | 0 | 0 | 0 | 0 | 0 | 0 | 0
2016-11-04 09:00 | 0 | 0 | 0 | 0 | 314558.9232 | 0 | 344352 | 0 | 0 | 0 | 706251.9919 | 0 | 853.1972 | 0 | 0 | 0 | 0 | 0 | 0 | 0 | 484641.0541 | 0 | 0 | 0 | 0 | -29793.0768 | 0 | 0 | 0 | 0 | 0 | 0 | 0 | 0 | 0 | 0 | 0 | 0 | 0
2016-11-04 10:00 | 0 | 0 | 0 | 0 | 293805.2688 | 0 | 368826 | 0 | 0 | 0 | 631017.9614 | 0 | 1066.4965 | 0 | 0 | 0 | 0 | 0 | 0 | 0 | 484639.1155 | 0 | 0 | 0 | 0 | -75234.0305 | 0 | 213.2993 | 0 | 0 | 0 | 0 | 0 | 0 | 0 | 0 | 0 | 0 | 0
2016-11-04 11:00 | 0 | 0 | 0 | 0 | 278608.8999 | 0 | 396880 | 0 | 0 | 0 | 513813.3578 | 0 | 0 | 0 | 0 | 0 | 0 | 0 | 0 | 0 | 484637.177 | 0 | 0 | 0 | 0 | -117204.6036 | 0 | 213.2993 | 1279.7958 | 0 | 0 | 0 | 0 | 0 | 0 | 0 | 0 | 0 | 0
2016-11-04 12:00 | 0 | 0 | 0 | 0 | 266461.1279 | 0 | 411547 | 0 | 0 | 0 | 368514.1864 | 0 | 213.2993 | 0 | 0 | 0 | 0 | 0 | 0 | 0 | 484635.2384 | 0 | 0 | 0 | 0 | -145299.1714 | 0 | 213.2993 | 0 | 0 | 0 | 0 | 0 | 0 | 0 | 0 | 0 | 0 | 0
2016-11-04 13:00 | 0 | 0 | 0 | 0 | 249554.8583 | 30.0413 | 419830 | 0 | 0 | 0 | 198055.7867 | 0 | 426.5986 | 0 | 0 | 0 | 0 | 0 | 0 | 0 | 484633.2999 | 0 | 0 | 0 | 0 | -170458.3997 | 0 | 213.2993 | 0 | 0 | 0 | 0 | 0 | 0 | 0 | 0 | 0 | 0 | 0
2016-11-04 14:00 | 0 | 0 | 0 | 0 | 177508.2631 | 60361.8072 | 428091 | 0 | 0 | 0 | 0 | 0 | 639.8979 | 7621.5577 | 0 | 0 | 0 | 0 | 0 | 0 | 484631.3614 | 0 | 0 | 0 | 0 | -198055.7867 | 0 | 213.2993 | 0 | 7621.5577 | 0 | 0 | 0 | 0 | 0 | 0 | 0 | 0 | 0
2016-11-04 15:00 | 0 | 0 | 0 | 0 | 89430.4002 | 355983.4924 | 432715 | 0 | 0 | 0 | 12485.5933 | 0 | 853.1972 | 7621.5577 | 0 | 0 | 0 | 0 | 0 | 0 | 484629.4228 | 0 | 0 | 0 | 0 | 12485.5933 | 0 | 213.2993 | 0 | 0 | 0 | 0 | 0 | 0 | 0 | 0 | 0 | 0 | 0
2016-11-04 16:00 | 0 | 0 | 0 | 0 | 58833.1247 | 479050.9211 | 435014 | 0 | 0 | 0 | 122977.1969 | 0 | 853.1972 | 0 | 0 | 0 | 0 | 0 | 0 | 0 | 484627.4843 | 0 | 0 | 0 | 0 | 110491.6036 | 0 | 0 | 0 | -7621.5577 | 0 | 0 | 0 | 0 | 0 | 0 | 0 | 0 | 0
2016-11-04 17:00 | 0 | 0 | 0 | 0 | 61731.2048 | 515470.8535 | 438947 | 0 | 0 | 0 | 261232.2551 | 0 | 853.1972 | 0 | 0 | 0 | 0 | 0 | 0 | 0 | 484625.5458 | 0 | 0 | 0 | 0 | 138255.0583 | 0 | 0 | 0 | 0 | 0 | 0 | 0 | 0 | 0 | 0 | 0 | 0 | 0
2016-11-04 18:00 | 0 | 0 | 0 | 0 | 0 | 506452.979 | 441631 | 0 | 0 | 0 | 326054.2341 | 0 | 853.1972 | 0 | 0 | 0 | 0 | 0 | 0 | 0 | 484623.6073 | 0 | 0 | 0 | 0 | 64821.979 | 0 | 0 | 0 | 0 | 0 | 0 | 0 | 0 | 0 | 0 | 0 | 0 | 0
2016-11-04 19:00 | 0 | 0 | 0 | 0 | 80936.9906 | 492890.096 | 442149 | 0 | 0 | 0 | 457732.3207 | 0 | 853.1972 | 0 | 0 | 0 | 0 | 0 | 0 | 0 | 484621.6688 | 0 | 0 | 0 | 0 | 131678.0866 | 0 | 0 | 0 | 0 | 0 | 0 | 0 | 0 | 0 | 0 | 0 | 0 | 0
2016-11-04 20:00 | 0 | 0 | 0 | 0 | 78434.712 | 489184.0773 | 442635 | 0 | 0 | 0 | 582716.1101 | 0 | 853.1972 | 0 | 0 | 0 | 0 | 0 | 0 | 0 | 484619.7303 | 0 | 0 | 0 | 0 | 124983.7894 | 0 | 0 | 0 | 0 | 0 | 0 | 0 | 0 | 0 | 0 | 0 | 0 | 0
2016-11-04 21:00 | 0 | 0 | 0 | 0 | 77231.0344 | 485072.0675 | 442022 | 0 | 0 | 0 | 702997.2121 | 0 | 853.1972 | 0 | 0 | 0 | 0 | 0 | 0 | 0 | 484617.7918 | 0 | 0 | 0 | 0 | 120281.1019 | 0 | 0 | 0 | 0 | 0 | 0 | 0 | 0 | 0 | 0 | 0 | 0 | 0
2016-11-04 22:00 | 0 | 0 | 0 | 0 | 0 | 440107.0018 | 442778 | 0 | 0 | 0 | 700326.2139 | 0 | 853.1972 | 0 | 0 | 0 | 0 | 0 | 0 | 0 | 484615.8534 | 0 | 0 | 0 | 0 | -2670.9982 | 0 | 0 | 0 | 0 | 0 | 0 | 0 | 0 | 0 | 0 | 0 | 0 | 0
2016-11-04 23:00 | 0 | 0 | 0 | 0 | 55711.7708 | 283281.8729 | 445082 | 0 | 0 | 0 | 594237.8576 | 0 | 853.1972 | 0 | 0 | 0 | 0 | 0 | 0 | 0 | 484613.9149 | 0 | 0 | 0 | 0 | -106088.3563 | 0 | 0 | 0 | 0 | 0 | 0 | 0 | 0 | 0 | 0 | 0 | 0 | 0
2016-11-05 | 0 | 0 | 0 | 0 | 158929.3563 | 35429.401 | 439915 | 0 | 0 | 0 | 348681.6149 | 0 | 853.1972 | 0 | 0 | 0 | 0 | 0 | 0 | 0 | 484611.9765 | 0 | 0 | 0 | 0 | -245556.2427 | 0 | 0 | 0 | 0 | 0 | 0 | 0 | 0 | 0 | 0 | 0 | 0 | 0
2016-11-05 01:00 | 0 | 0 | 0 | 0 | 357467.9329 | 0 | 429862 | 0 | 0 | 0 | 276074.2484 | 0 | 1066.4965 | 0 | 0 | 0 | 0 | 0 | 0 | 0 | 484610.038 | 0 | 0 | 0 | 0 | -72607.3664 | 0 | 213.2993 | 0 | 0 | 0 | 0 | 0 | 0 | 0 | 0 | 0 | 0 | 0
2016-11-05 02:00 | 0 | 0 | 0 | 0 | 416514.7546 | 0 | 411940 | 0 | 0 | 0 | 280435.7037 | 0 | 1279.7958 | 0 | 0 | 0 | 0 | 0 | 0 | 0 | 484608.0996 | 0 | 0 | 0 | 0 | 4361.4553 | 0 | 213.2993 | 0 | 0 | 0 | 0 | 0 | 0 | 0 | 0 | 0 | 0 | 0
2016-11-05 03:00 | 0 | 0 | 0 | 0 | 456566.4301 | 0 | 391059 | 0 | 0 | 0 | 326419.2362 | 0 | 1493.0951 | 0 | 0 | 0 | 0 | 0 | 0 | 0 | 500054.6398 | 0 | 0 | 0 | 0 | 45983.5324 | 0 | 213.2993 | 0 | 0 | 0 | 0 | 0 | 0 | 0 | 0 | 19310.5984 | 0 | 0
2016-11-05 04:00 | 0 | 0 | 0 | 0 | 478615.125 | 0 | 370153 | 0 | 0 | 0 | 412571.0448 | 0 | 1706.3944 | 0 | 0 | 0 | 0 | 0 | 0 | 0 | 517730.2533 | 0 | 0 | 0 | 0 | 86151.8086 | 0 | 213.2993 | 0 | 0 | 0 | 0 | 0 | 0 | 0 | 0 | 22097.017 | 0 | 0
2016-11-05 05:00 | 0 | 0 | 0 | 0 | 129939.7744 | 0 | 353399 | 0 | 0 | 0 | 167014.8021 | 0 | 1706.3944 | 0 | 0 | 0 | 0 | 0 | 0 | 0 | 535405.796 | 0 | 0 | 0 | 0 | -245556.2427 | 0 | 0 | 0 | 0 | 0 | 0 | 0 | 0 | 0 | 0 | 22097.017 | 0 | 0
2016-11-05 06:00 | 0 | 0 | 0 | 0 | 475546.2798 | 0 | 341473 | 0 | 0 | 0 | 278777.7655 | 0 | 1919.6937 | 0 | 0 | 0 | 0 | 0 | 0 | 0 | 553081.268 | 0 | 0 | 0 | 0 | 111762.9634 | 0 | 213.2993 | 0 | 0 | 0 | 0 | 0 | 0 | 0 | 0 | 22097.017 | 0 | 0
2016-11-05 07:00 | 0 | 0 | 0 | 0 | 458927.678 | 0 | 334333 | 0 | 0 | 0 | 381062.1272 | 0 | 2132.993 | 0 | 0 | 0 | 0 | 0 | 0 | 0 | 570756.6693 | 0 | 0 | 0 | 0 | 102284.3617 | 0 | 213.2993 | 0 | 0 | 0 | 0 | 0 | 0 | 0 | 0 | 22097.017 | 0 | 0
2016-11-05 08:00 | 0 | 0 | 0 | 0 | 437657.8505 | 0 | 331103 | 0 | 0 | 0 | 465306.6614 | 0 | 2346.2923 | 0 | 0 | 0 | 0 | 0 | 0 | 0 | 588431.9999 | 0 | 0 | 0 | 0 | 84244.5342 | 0 | 213.2993 | 0 | 0 | 0 | 0 | 0 | 0 | 0 | 0 | 22097.017 | 0 | 0
2016-11-05 09:00 | 0 | 0 | 0 | 0 | 400991.3425 | 0 | 334017 | 0 | 0 | 0 | 509970.6876 | 0 | 2559.5916 | 0 | 0 | 0 | 0 | 0 | 0 | 0 | 606107.2598 | 0 | 0 | 0 | 0 | 44664.0262 | 0 | 213.2993 | 0 | 0 | 0 | 0 | 0 | 0 | 0 | 0 | 22097.017 | 0 | 0
2016-11-05 10:00 | 0 | 0 | 0 | 0 | 357697.2425 | 0 | 342246 | 0 | 0 | 0 | 503324.9131 | 0 | 2559.5916 | 0 | 0 | 0 | 0 | 0 | 0 | 0 | 623782.449 | 0 | 0 | 0 | 0 | -6645.7746 | 0 | 0 | 0 | 0 | 0 | 0 | 0 | 0 | 0 | 0 | 22097.017 | 0 | 0
2016-11-05 11:00 | 0 | 0 | 0 | 0 | 325420.9409 | 0 | 356642 | 0 | 0 | 0 | 450006.837 | 0 | 2559.5916 | 0 | 0 | 0 | 0 | 0 | 0 | 0 | 641457.5675 | 0 | 0 | 0 | 0 | -53318.0761 | 0 | 0 | 0 | 0 | 0 | 0 | 0 | 0 | 0 | 0 | 22097.017 | 0 | 0
2016-11-05 12:00 | 0 | 0 | 0 | 0 | 306210.4937 | 0 | 371131 | 0 | 0 | 0 | 362776.0144 | 0 | 2772.8909 | 0 | 0 | 0 | 0 | 0 | 0 | 0 | 659132.6153 | 0 | 0 | 0 | 0 | -87230.8226 | 0 | 213.2993 | 0 | 0 | 0 | 0 | 0 | 0 | 0 | 0 | 22097.017 | 0 | 0
2016-11-05 13:00 | 0 | 0 | 0 | 0 | 291014.2194 | 71.1504 | 383228 | 0 | 0 | 0 | 248323.0678 | 0 | 2986.1902 | 0 | 0 | 0 | 0 | 0 | 0 | 0 | 676807.5924 | 0 | 0 | 0 | 0 | -114452.9465 | 0 | 213.2993 | 0 | 0 | 0 | 0 | 0 | 0 | 0 | 0 | 22097.017 | 0 | 0
2016-11-05 14:00 | 0 | 0 | 0 | 0 | 195794.4651 | 46968.7187 | 390961 | 0 | 0 | 0 | 77814.9353 | 0 | 3199.4894 | 0 | 0 | 0 | 0 | 0 | 0 | 0 | 694482.4988 | 0 | 0 | 0 | 0 | -170508.1325 | 0 | 213.2993 | 0 | 0 | 0 | 0 | 0 | 0 | 0 | 0 | 22097.017 | 0 | 0
2016-11-05 15:00 | 0 | 0 | 0 | 0 | 0 | 338544.0818 | 394262 | 0 | 0 | 0 | 0 | 0 | 3199.4894 | 0 | 0 | 0 | 0 | 0 | 0 | 0 | 712157.3346 | 0 | 0 | 0 | 0 | -77814.9353 | 0 | 0 | 0 | 0 | 0 | 0 | 0 | 0 | 0 | 0 | 22097.017 | 0 | 0
2016-11-05 16:00 | 0 | 0 | 0 | 0 | 0 | 481173.7738 | 394556 | 0 | 0 | 0 | 64520.7567 | 0 | 3199.4894 | 0 | 0 | 0 | 0 | 0 | 0 | 0 | 729832.0996 | 0 | 0 | 0 | 0 | 64520.7567 | 0 | 0 | 0 | 0 | 0 | 0 | 0 | 0 | 0 | 0 | 22097.017 | 0 | 0
2016-11-05 17:00 | 0 | 0 | 0 | 0 | 0 | 516010.9197 | 393623 | 0 | 0 | 0 | 164811.6594 | 0 | 3199.4894 | 0 | 0 | 0 | 0 | 0 | 0 | 0 | 747506.7939 | 0 | 0 | 0 | 0 | 100290.9027 | 0 | 0 | 0 | 0 | 0 | 0 | 0 | 0 | 0 | 0 | 22097.017 | 0 | 0
2016-11-05 18:00 | 0 | 0 | 0 | 0 | 0 | 504043.1628 | 392979 | 0 | 0 | 0 | 253778.8052 | 0 | 3199.4894 | 0 | 0 | 0 | 0 | 0 | 0 | 0 | 765181.4175 | 0 | 0 | 0 | 0 | 88967.1458 | 0 | 0 | 0 | 0 | 0 | 0 | 0 | 0 | 0 | 0 | 22097.017 | 0 | 0
2016-11-05 19:00 | 0 | 0 | 0 | 0 | 0 | 490949.4882 | 392981 | 0 | 0 | 0 | 329650.2763 | 0 | 3199.4894 | 0 | 0 | 0 | 0 | 0 | 0 | 0 | 782855.9704 | 0 | 0 | 0 | 0 | 75871.4711 | 0 | 0 | 0 | 0 | 0 | 0 | 0 | 0 | 0 | 0 | 22097.017 | 0 | 0
2016-11-05 20:00 | 0 | 0 | 0 | 0 | 174653.3898 | 488240.8699 | 395241 | 0 | 0 | 0 | 575206.519 | 0 | 3199.4894 | 0 | 0 | 0 | 0 | 0 | 0 | 0 | 800530.4526 | 0 | 0 | 0 | 0 | 245556.2427 | 0 | 0 | 0 | 0 | 0 | 0 | 0 | 0 | 0 | 0 | 22097.017 | 0 | 0
2016-11-05 21:00 | 0 | 0 | 0 | 0 | 0 | 483880.2299 | 397859 | 0 | 0 | 0 | 639130.7318 | 0 | 3199.4894 | 0 | 0 | 0 | 0 | 0 | 0 | 0 | 818204.8641 | 0 | 0 | 0 | 0 | 63924.2128 | 0 | 0 | 0 | 0 | 0 | 0 | 0 | 0 | 0 | 0 | 22097.017 | 0 | 0
2016-11-05 22:00 | 0 | 0 | 0 | 0 | 227287.9167 | 445944.343 | 405579 | 0 | 0 | 0 | 884686.9745 | 0 | 3199.4894 | 0 | 0 | 0 | 0 | 0 | 0 | 0 | 835879.2049 | 0 | 0 | 0 | 0 | 245556.2427 | 0 | 0 | 0 | 0 | 0 | 0 | 0 | 0 | 0 | 0 | 22097.017 | 0 | 0
2016-11-05 23:00 | 0 | 0 | 0 | 0 | 0 | 309370.7649 | 412819 | 0 | 0 | 0 | 759141.7223 | 0 | 3199.4894 | 0 | 0 | 0 | 0 | 0 | 0 | 0 | 853553.4751 | 0 | 0 | 0 | 0 | -125545.2522 | 0 | 0 | 0 | 0 | 0 | 0 | 0 | 0 | 0 | 0 | 22097.017 | 0 | 0
2016-11-06 | 0 | 0 | 0 | 0 | 145231.0842 | 42873.6902 | 411564 | 0 | 0 | 0 | 513585.4796 | 0 | 3199.4894 | 0 | 0 | 0 | 0 | 0 | 0 | 0 | 871227.6745 | 0 | 0 | 0 | 0 | -245556.2427 | 0 | 0 | 0 | 0 | 0 | 0 | 0 | 0 | 0 | 0 | 22097.017 | 0 | 0
2016-11-06 01:00 | 0 | 0 | 0 | 0 | 181287.7744 | 0 | 404747 | 0 | 0 | 0 | 268029.237 | 0 | 3199.4894 | 0 | 0 | 0 | 0 | 0 | 0 | 0 | 888901.8032 | 0 | 0 | 0 | 0 | -245556.2427 | 0 | 0 | 0 | 0 | 0 | 0 | 0 | 0 | 0 | 0 | 22097.017 | 0 | 0
2016-11-06 02:00 | 0 | 0 | 0 | 0 | 597370.93 | 0 | 390608 | 0 | 0 | 0 | 452481.8506 | 0 | 3412.7887 | 0 | 0 | 0 | 0 | 0 | 0 | 0 | 906575.8612 | 0 | 0 | 0 | 0 | 184452.6136 | 0 | 213.2993 | 0 | 0 | 0 | 0 | 0 | 0 | 0 | 0 | 22097.017 | 0 | 0
2016-11-06 03:00 | 0 | 0 | 0 | 0 | 150179.0737 | 0 | 373425 | 0 | 0 | 0 | 206925.6079 | 0 | 3626.088 | 0 | 0 | 0 | 0 | 0 | 0 | 0 | 924249.8486 | 0 | 0 | 0 | 0 | -245556.2427 | 0 | 213.2993 | 0 | 0 | 0 | 0 | 0 | 0 | 0 | 0 | 22097.017 | 0 | 0
2016-11-06 04:00 | 0 | 0 | 0 | 0 | 623253.559 | 0 | 355387 | 0 | 0 | 0 | 452481.8506 | 0 | 3839.3873 | 0 | 0 | 0 | 0 | 0 | 0 | 0 | 941923.7652 | 0 | 0 | 0 | 0 | 245556.2427 | 0 | 213.2993 | 0 | 0 | 0 | 0 | 0 | 0 | 0 | 0 | 22097.017 | 0 | 0
2016-11-06 05:00 | 0 | 0 | 0 | 0 | 115892.7744 | 0 | 339352 | 0 | 0 | 0 | 206925.6079 | 0 | 3839.3873 | 0 | 0 | 0 | 0 | 0 | 0 | 0 | 959597.6111 | 0 | 0 | 0 | 0 | -245556.2427 | 0 | 0 | 0 | 0 | 0 | 0 | 0 | 0 | 0 | 0 | 22097.017 | 0 | 0
2016-11-06 06:00 | 0 | 0 | 0 | 0 | 597037.2597 | 0 | 329384 | 0 | 0 | 0 | 452481.8506 | 0 | 3839.3873 | 0 | 0 | 0 | 0 | 0 | 0 | 0 | 977271.3864 | 0 | 0 | 0 | 0 | 245556.2427 | 0 | 0 | 0 | 0 | 0 | 0 | 0 | 0 | 0 | 0 | 22097.017 | 0 | 0
2016-11-06 07:00 | 0 | 0 | 0 | 0 | 99713.0737 | 0 | 322959 | 0 | 0 | 0 | 206925.6079 | 0 | 4052.6866 | 0 | 0 | 0 | 0 | 0 | 0 | 0 | 994945.0909 | 0 | 0 | 0 | 0 | -245556.2427 | 0 | 213.2993 | 0 | 0 | 0 | 0 | 0 | 0 | 0 | 0 | 22097.017 | 0 | 0
2016-11-06 08:00 | 0 | 0 | 0 | 0 | 588332.559 | 0 | 320466 | 0 | 0 | 0 | 452481.8506 | 0 | 4265.9859 | 0 | 0 | 0 | 0 | 0 | 0 | 0 | 1012618.7248 | 0 | 0 | 0 | 0 | 245556.2427 | 0 | 213.2993 | 0 | 0 | 0 | 0 | 0 | 0 | 0 | 0 | 22097.017 | 0 | 0
2016-11-06 09:00 | 0 | 0 | 0 | 0 | 97710.7744 | 0 | 321170 | 0 | 0 | 0 | 206925.6079 | 0 | 4265.9859 | 0 | 0 | 0 | 0 | 0 | 0 | 0 | 1030292.288 | 0 | 0 | 0 | 0 | -245556.2427 | 0 | 0 | 0 | 0 | 0 | 0 | 0 | 0 | 0 | 0 | 22097.017 | 0 | 0
2016-11-06 10:00 | 0 | 0 | 0 | 0 | 522655.5428 | 0 | 325728 | 0 | 0 | 0 | 381756.1337 | 0 | 4265.9859 | 0 | 0 | 0 | 0 | 0 | 0 | 0 | 1047965.7804 | 0 | 0 | 0 | 0 | 174830.5257 | 0 | 0 | 0 | 0 | 0 | 0 | 0 | 0 | 0 | 0 | 22097.017 | 0 | 0
2016-11-06 11:00 | 0 | 0 | 0 | 0 | 109378.0737 | 0 | 332624 | 0 | 0 | 0 | 136199.891 | 0 | 4479.2852 | 0 | 0 | 0 | 0 | 0 | 0 | 0 | 1065639.2022 | 0 | 0 | 0 | 0 | -245556.2427 | 0 | 213.2993 | 0 | 0 | 0 | 0 | 0 | 0 | 0 | 0 | 22097.017 | 0 | 0
2016-11-06 12:00 | 0 | 0 | 0 | 0 | 496198.3762 | 0 | 345359 | 0 | 0 | 0 | 264728.9508 | 0 | 4692.5845 | 0 | 0 | 0 | 0 | 0 | 0 | 0 | 1083312.5533 | 0 | 0 | 0 | 0 | 128529.0598 | 0 | 213.2993 | 0 | 0 | 0 | 0 | 0 | 0 | 0 | 0 | 22097.017 | 0 | 0
2016-11-06 13:00 | 0 | 0 | 0 | 0 | 141342.8159 | 40.5162 | 357221 | 0 | 0 | 0 | 19172.7081 | 0 | 4692.5845 | 7621.5577 | 0 | 0 | 0 | 0 | 0 | 0 | 1100985.8337 | 0 | 0 | 0 | 0 | -245556.2427 | 0 | 0 | 0 | 7621.5577 | 0 | 0 | 0 | 0 | 0 | 0 | 22097.017 | 0 | 0
2016-11-06 14:00 | 0 | 0 | 0 | 0 | 376100.0784 | 84626.5201 | 367391 | 0 | 0 | 0 | 97819.548 | 0 | 4905.8838 | 0 | 0 | 0 | 0 | 0 | 0 | 0 | 1118659.0434 | 0 | 0 | 0 | 0 | 78646.8399 | 0 | 213.2993 | 0 | -7621.5577 | 0 | 0 | 0 | 0 | 0 | 0 | 22097.017 | 0 | 0
2016-11-06 15:00 | 0 | 0 | 0 | 0 | 225647.931 | 415241.3288 | 373236 | 0 | 0 | 0 | 343375.7907 | 0 | 4905.8838 | 0 | 0 | 0 | 0 | 0 | 0 | 0 | 1136332.1824 | 0 | 0 | 0 | 0 | 245556.2427 | 0 | 0 | 0 | 0 | 0 | 0 | 0 | 0 | 0 | 0 | 22097.017 | 0 | 0
2016-11-06 16:00 | 0 | 0 | 0 | 0 | 0 | 532625.0043 | 377869 | 0 | 0 | 0 | 476034.778 | 0 | 4905.8838 | 0 | 0 | 0 | 0 | 0 | 0 | 0 | 1154005.2507 | 0 | 0 | 0 | 0 | 132658.9873 | 0 | 0 | 0 | 0 | 0 | 0 | 0 | 0 | 0 | 0 | 22097.017 | 0 | 0
2016-11-06 17:00 | 0 | 0 | 0 | 0 | 110587.8373 | 538173.4224 | 381108 | 0 | 0 | 0 | 721591.0206 | 0 | 4905.8838 | 0 | 0 | 0 | 0 | 0 | 0 | 0 | 1171678.2483 | 0 | 0 | 0 | 0 | 245556.2427 | 0 | 0 | 0 | 0 | 0 | 0 | 0 | 0 | 0 | 0 | 22097.017 | 0 | 0
2016-11-06 18:00 | 0 | 0 | 0 | 0 | 0 | 523957.099 | 384402 | 0 | 0 | 0 | 838835.8033 | 0 | 5119.1831 | 0 | 0 | 0 | 0 | 0 | 0 | 0 | 1189351.1752 | 0 | 0 | 0 | 0 | 117244.7826 | 0 | 213.2993 | 0 | 0 | 0 | 0 | 0 | 0 | 0 | 0 | 22097.017 | 0 | 0
2016-11-06 19:00 | 0 | 0 | 0 | 0 | 0 | 521776.8832 | 386938 | 0 | 0 | 0 | 951364.3701 | 0 | 5332.4824 | 0 | 0 | 0 | 0 | 0 | 0 | 0 | 1207024.0314 | 0 | 0 | 0 | 0 | 112528.5669 | 0 | 213.2993 | 0 | 0 | 0 | 0 | 0 | 0 | 0 | 0 | 22097.017 | 0 | 0
2016-11-06 20:00 | 0 | 0 | 0 | 0 | 0 | 536596.8369 | 390845 | 0 | 0 | 0 | 1067397.6323 | 0 | 5332.4824 | 7621.5577 | 0 | 0 | 0 | 0 | 0 | 0 | 1224696.817 | 0 | 0 | 0 | 0 | 116033.2622 | 0 | 0 | 0 | 7621.5577 | 0 | 0 | 0 | 0 | 0 | 0 | 22097.017 | 0 | 0
2016-11-06 21:00 | 0 | 0 | 0 | 0 | 101232.7889 | 559034.9131 | 400236 | 0 | 0 | 0 | 1312953.875 | 0 | 5332.4824 | 0 | 0 | 0 | 0 | 0 | 0 | 0 | 1242369.5318 | 0 | 0 | 0 | 0 | 245556.2427 | 0 | 0 | 0 | -7621.5577 | 0 | 0 | 0 | 0 | 0 | 0 | 22097.017 | 0 | 0
2016-11-06 22:00 | 0 | 0 | 0 | 0 | 0 | 528531.2554 | 410590 | 0 | 0 | 0 | 1408584.8141 | 0 | 5545.7817 | 0 | 0 | 0 | 0 | 0 | 0 | 0 | 1260042.176 | 0 | 0 | 0 | 0 | 95630.9391 | 0 | 213.2993 | 0 | 0 | 0 | 0 | 0 | 0 | 0 | 0 | 22097.017 | 0 | 0
2016-11-06 23:00 | 0 | 0 | 0 | 0 | 0 | 340326.5538 | 420573 | 0 | 0 | 0 | 1306028.0516 | 0 | 5759.081 | 0 | 0 | 0 | 0 | 0 | 0 | 0 | 1277714.7495 | 0 | 0 | 0 | 0 | -102556.7625 | 0 | 213.2993 | 0 | 0 | 0 | 0 | 0 | 0 | 0 | 0 | 22097.017 | 0 | 0
2016-11-07 | 0 | 0 | 0 | 0 | 164434.8711 | 34658.9033 | 422553 | 0 | 0 | 0 | 1060471.8089 | 0 | 5759.081 | 0 | 0 | 0 | 0 | 0 | 0 | 0 | 1295387.2522 | 0 | 0 | 0 | 0 | -245556.2427 | 0 | 0 | 0 | 0 | 0 | 0 | 0 | 0 | 0 | 0 | 22097.017 | 0 | 0
2016-11-07 01:00 | 0 | 0 | 0 | 0 | 667762.1858 | 0 | 417048 | 0 | 0 | 0 | 1289088.9776 | 0 | 5759.081 | 0 | 0 | 0 | 0 | 0 | 0 | 0 | 1313059.6843 | 0 | 0 | 0 | 0 | 228617.1687 | 0 | 0 | 0 | 0 | 0 | 0 | 0 | 0 | 0 | 0 | 22097.017 | 0 | 0
2016-11-07 02:00 | 0 | 0 | 0 | 0 | 177857.0737 | 0 | 401103 | 0 | 0 | 0 | 1043532.7349 | 0 | 5972.3803 | 0 | 0 | 0 | 0 | 0 | 0 | 0 | 1330732.0457 | 0 | 0 | 0 | 0 | -245556.2427 | 0 | 213.2993 | 0 | 0 | 0 | 0 | 0 | 0 | 0 | 0 | 22097.017 | 0 | 0
2016-11-07 03:00 | 0 | 0 | 0 | 0 | 159998.0737 | 0 | 383244 | 0 | 0 | 0 | 797976.4922 | 0 | 6185.6796 | 0 | 0 | 0 | 0 | 0 | 0 | 0 | 1348404.3364 | 0 | 0 | 0 | 0 | -245556.2427 | 0 | 213.2993 | 0 | 0 | 0 | 0 | 0 | 0 | 0 | 0 | 22097.017 | 0 | 0
2016-11-07 04:00 | 0 | 0 | 0 | 0 | 140984.7744 | 0 | 364444 | 0 | 0 | 0 | 552420.2496 | 0 | 6185.6796 | 0 | 0 | 0 | 0 | 0 | 0 | 0 | 1366076.5565 | 0 | 0 | 0 | 0 | -245556.2427 | 0 | 0 | 0 | 0 | 0 | 0 | 0 | 0 | 0 | 0 | 22097.017 | 0 | 0
2016-11-07 05:00 | 0 | 0 | 0 | 0 | 606075.9107 | 0 | 348335 | 0 | 0 | 0 | 788064.1432 | 0 | 6185.6796 | 0 | 0 | 0 | 0 | 0 | 0 | 0 | 1383748.7058 | 0 | 0 | 0 | 0 | 235643.8936 | 0 | 0 | 0 | 0 | 0 | 0 | 0 | 0 | 0 | 0 | 22097.017 | 0 | 0
2016-11-07 06:00 | 0 | 0 | 0 | 0 | 112935.0737 | 0 | 336181 | 0 | 0 | 0 | 542507.9005 | 0 | 6398.9789 | 0 | 0 | 0 | 0 | 0 | 0 | 0 | 1401420.7844 | 0 | 0 | 0 | 0 | -245556.2427 | 0 | 213.2993 | 0 | 0 | 0 | 0 | 0 | 0 | 0 | 0 | 22097.017 | 0 | 0
2016-11-07 07:00 | 0 | 0 | 0 | 0 | 549611.9327 | 0 | 329397 | 0 | 0 | 0 | 740412.5169 | 0 | 6612.2782 | 0 | 0 | 0 | 0 | 0 | 0 | 0 | 1419092.7924 | 0 | 0 | 0 | 0 | 197904.6164 | 0 | 213.2993 | 0 | 0 | 0 | 0 | 0 | 0 | 0 | 0 | 22097.017 | 0 | 0
2016-11-07 08:00 | 0 | 0 | 0 | 0 | 104148.7744 | 0 | 327608 | 0 | 0 | 0 | 494856.2742 | 0 | 6612.2782 | 0 | 0 | 0 | 0 | 0 | 0 | 0 | 1436764.7297 | 0 | 0 | 0 | 0 | -245556.2427 | 0 | 0 | 0 | 0 | 0 | 0 | 0 | 0 | 0 | 0 | 22097.017 | 0 | 0
2016-11-07 09:00 | 0 | 0 | 0 | 0 | 502545.0432 | 0 | 331047 | 0 | 0 | 0 | 644257.3003 | 0 | 6612.2782 | 0 | 0 | 0 | 0 | 0 | 0 | 0 | 1454436.5962 | 0 | 0 | 0 | 0 | 149401.0262 | 0 | 0 | 0 | 0 | 0 | 0 | 0 | 0 | 0 | 0 | 22097.017 | 0 | 0
2016-11-07 10:00 | 0 | 0 | 0 | 0 | 122387.0737 | 0 | 345633 | 0 | 0 | 0 | 398701.0577 | 0 | 6825.5775 | 0 | 0 | 0 | 0 | 0 | 0 | 0 | 1472108.3921 | 0 | 0 | 0 | 0 | -245556.2427 | 0 | 213.2993 | 0 | 0 | 0 | 0 | 0 | 0 | 0 | 0 | 22097.017 | 0 | 0
2016-11-07 11:00 | 0 | 0 | 0 | 0 | 458981.6882 | 0 | 376476 | 0 | 0 | 0 | 458896.4295 | 0 | 7038.8768 | 0 | 0 | 0 | 0 | 0 | 0 | 0 | 1489780.1173 | 0 | 0 | 0 | 0 | 60195.3718 | 0 | 213.2993 | 0 | 0 | 0 | 0 | 0 | 0 | 0 | 0 | 22097.017 | 0 | 0
2016-11-07 12:00 | 0 | 0 | 0 | 0 | 441632.0623 | 0 | 402683 | 0 | 0 | 0 | 475748.4747 | 0 | 7038.8768 | 0 | 0 | 0 | 0 | 0 | 0 | 0 | 1507451.7718 | 0 | 0 | 0 | 0 | 16852.0453 | 0 | 0 | 0 | 0 | 0 | 0 | 0 | 0 | 0 | 0 | 22097.017 | 0 | 0
2016-11-07 13:00 | 0 | 0 | 0 | 0 | 198800.7967 | 97.5354 | 414736 | 0 | 0 | 0 | 230192.2321 | 0 | 7038.8768 | 7621.5577 | 0 | 0 | 0 | 0 | 0 | 0 | 1525123.3557 | 0 | 0 | 0 | 0 | -245556.2427 | 0 | 0 | 0 | 7621.5577 | 0 | 0 | 0 | 0 | 0 | 0 | 22097.017 | 0 | 0
2016-11-07 14:00 | 0 | 0 | 0 | 0 | 279353.6432 | 186130.1472 | 421647 | 0 | 0 | 0 | 259340.2638 | 0 | 7252.1761 | 0 | 0 | 0 | 0 | 0 | 0 | 0 | 1542794.8688 | 0 | 0 | 0 | 0 | 29148.0318 | 0 | 213.2993 | 0 | -7621.5577 | 0 | 0 | 0 | 0 | 0 | 0 | 22097.017 | 0 | 0
2016-11-07 15:00 | 0 | 0 | 0 | 0 | 207549.4457 | 459643.1342 | 426656 | 0 | 0 | 0 | 477779.8267 | 0 | 7252.1761 | 0 | 0 | 0 | 0 | 0 | 0 | 0 | 1560466.3113 | 0 | 0 | 0 | 0 | 218439.5629 | 0 | 0 | 0 | 0 | 0 | 0 | 0 | 0 | 0 | 0 | 22097.017 | 0 | 0
2016-11-07 16:00 | 0 | 0 | 0 | 0 | 113910.6978 | 582661.562 | 428919 | 0 | 0 | 0 | 723336.0694 | 0 | 7252.1761 | 0 | 0 | 0 | 0 | 0 | 0 | 0 | 1578137.683 | 0 | 0 | 0 | 0 | 245556.2427 | 0 | 0 | 0 | 0 | 0 | 0 | 0 | 0 | 0 | 0 | 22097.017 | 0 | 0
2016-11-07 17:00 | 0 | 0 | 0 | 0 | 0 | 599809.3844 | 430687 | 0 | 0 | 0 | 870361.4367 | 0 | 7252.1761 | 0 | 0 | 0 | 0 | 0 | 0 | 0 | 1595808.9841 | 0 | 0 | 0 | 0 | 147025.3673 | 0 | 0 | 0 | 0 | 0 | 0 | 0 | 0 | 0 | 0 | 22097.017 | 0 | 0
2016-11-07 18:00 | 0 | 0 | 0 | 0 | 0 | 584776.7245 | 432362 | 0 | 0 | 0 | 1000679.1442 | 0 | 7252.1761 | 0 | 0 | 0 | 0 | 0 | 0 | 0 | 1613480.2145 | 0 | 0 | 0 | 0 | 130317.7075 | 0 | 0 | 0 | 0 | 0 | 0 | 0 | 0 | 0 | 0 | 22097.017 | 0 | 0
2016-11-07 19:00 | 0 | 0 | 0 | 0 | 127630.3958 | 573990.864 | 433968 | 0 | 0 | 0 | 1246235.3869 | 0 | 7252.1761 | 0 | 0 | 0 | 0 | 0 | 0 | 0 | 1631151.3742 | 0 | 0 | 0 | 0 | 245556.2427 | 0 | 0 | 0 | 0 | 0 | 0 | 0 | 0 | 0 | 0 | 22097.017 | 0 | 0
2016-11-07 20:00 | 0 | 0 | 0 | 0 | 113765.3951 | 588278.8646 | 434391 | 0 | 0 | 0 | 1491791.6296 | 0 | 7252.1761 | 0 | 0 | 0 | 0 | 0 | 0 | 0 | 1648822.4633 | 0 | 0 | 0 | 0 | 245556.2427 | 0 | 0 | 0 | 0 | 0 | 0 | 0 | 0 | 0 | 0 | 22097.017 | 0 | 0
2016-11-07 21:00 | 0 | 0 | 0 | 0 | 0 | 612052.7226 | 437060 | 0 | 0 | 0 | 1644687.3352 | 0 | 7252.1761 | 0 | 0 | 0 | 0 | 0 | 0 | 0 | 1666493.4816 | 0 | 0 | 0 | 0 | 152895.7056 | 0 | 0 | 0 | 0 | 0 | 0 | 0 | 0 | 0 | 0 | 22097.017 | 0 | 0
2016-11-07 22:00 | 0 | 0 | 0 | 0 | 0 | 579351.1535 | 448643 | 0 | 0 | 0 | 1753298.4716 | 0 | 7252.1761 | 0 | 0 | 0 | 0 | 0 | 0 | 0 | 1684164.4293 | 0 | 0 | 0 | 0 | 108611.1364 | 0 | 0 | 0 | 0 | 0 | 0 | 0 | 0 | 0 | 0 | 22097.017 | 0 | 0
2016-11-07 23:00 | 0 | 0 | 0 | 0 | 0 | 367049.6124 | 460712 | 0 | 0 | 0 | 1637539.067 | 0 | 7252.1761 | 0 | 0 | 0 | 0 | 0 | 0 | 0 | 1701835.3063 | 0 | 0 | 0 | 0 | -115759.4046 | 0 | 0 | 0 | 0 | 0 | 0 | 0 | 0 | 0 | 0 | 22097.017 | 0 | 0
2016-11-08 | 0 | 0 | 0 | 0 | 436731.3632 | 35102.9105 | 460750 | 0 | 0 | 0 | 1626313.0244 | 0 | 7465.4754 | 0 | 0 | 0 | 0 | 0 | 0 | 0 | 1719506.1126 | 0 | 0 | 0 | 0 | -11226.0426 | 0 | 213.2993 | 0 | 0 | 0 | 0 | 0 | 0 | 0 | 0 | 22097.017 | 0 | 0
2016-11-08 01:00 | 0 | 0 | 0 | 0 | 230782.7744 | 0 | 454242 | 0 | 0 | 0 | 1380756.7817 | 0 | 7465.4754 | 0 | 0 | 0 | 0 | 0 | 0 | 0 | 1737176.8482 | 0 | 0 | 0 | 0 | -245556.2427 | 0 | 0 | 0 | 0 | 0 | 0 | 0 | 0 | 0 | 0 | 22097.017 | 0 | 0
2016-11-08 02:00 | 0 | 0 | 0 | 0 | 428267.6212 | 0 | 437320 | 0 | 0 | 0 | 1349607.3858 | 0 | 7465.4754 | 0 | 0 | 0 | 0 | 0 | 0 | 0 | 1754847.5131 | 0 | 0 | 0 | 0 | -31149.3958 | 0 | 0 | 0 | 0 | 0 | 0 | 0 | 0 | 0 | 0 | 22097.017 | 0 | 0
2016-11-08 03:00 | 0 | 0 | 0 | 0 | 414703.0949 | 0 | 414551 | 0 | 0 | 0 | 1327449.1644 | 0 | 7678.7747 | 0 | 0 | 0 | 0 | 0 | 0 | 0 | 1772518.1074 | 0 | 0 | 0 | 0 | -22158.2214 | 0 | 213.2993 | 0 | 0 | 0 | 0 | 0 | 0 | 0 | 0 | 22097.017 | 0 | 0
2016-11-08 04:00 | 0 | 0 | 0 | 0 | 167719.0737 | 0 | 390965 | 0 | 0 | 0 | 1081892.9217 | 0 | 7892.074 | 0 | 0 | 0 | 0 | 0 | 0 | 0 | 1790188.6309 | 0 | 0 | 0 | 0 | -245556.2427 | 0 | 213.2993 | 0 | 0 | 0 | 0 | 0 | 0 | 0 | 0 | 22097.017 | 0 | 0
2016-11-08 05:00 | 0 | 0 | 0 | 0 | 146630.7744 | 0 | 370090 | 0 | 0 | 0 | 836336.6791 | 0 | 7892.074 | 0 | 0 | 0 | 0 | 0 | 0 | 0 | 1807859.0838 | 0 | 0 | 0 | 0 | -245556.2427 | 0 | 0 | 0 | 0 | 0 | 0 | 0 | 0 | 0 | 0 | 22097.017 | 0 | 0
2016-11-08 06:00 | 0 | 0 | 0 | 0 | 407978.2399 | 0 | 355713 | 0 | 0 | 0 | 866504.9019 | 0 | 7892.074 | 0 | 0 | 0 | 0 | 0 | 0 | 0 | 1825529.466 | 0 | 0 | 0 | 0 | 30168.2229 | 0 | 0 | 0 | 0 | 0 | 0 | 0 | 0 | 0 | 0 | 22097.017 | 0 | 0
2016-11-08 07:00 | 0 | 0 | 0 | 0 | 123261.0737 | 0 | 346507 | 0 | 0 | 0 | 620948.6593 | 0 | 8105.3733 | 0 | 0 | 0 | 0 | 0 | 0 | 0 | 1843199.7775 | 0 | 0 | 0 | 0 | -245556.2427 | 0 | 213.2993 | 0 | 0 | 0 | 0 | 0 | 0 | 0 | 0 | 22097.017 | 0 | 0
2016-11-08 08:00 | 0 | 0 | 0 | 0 | 417713.3396 | 0 | 342579 | 0 | 0 | 0 | 673772.6825 | 0 | 8318.6726 | 0 | 0 | 0 | 0 | 0 | 0 | 0 | 1860870.0184 | 0 | 0 | 0 | 0 | 52824.0232 | 0 | 213.2993 | 0 | 0 | 0 | 0 | 0 | 0 | 0 | 0 | 22097.017 | 0 | 0
2016-11-08 09:00 | 0 | 0 | 0 | 0 | 421563.2568 | 0 | 343730 | 0 | 0 | 0 | 729508.9223 | 0 | 8318.6726 | 0 | 0 | 0 | 0 | 0 | 0 | 0 | 1878540.1885 | 0 | 0 | 0 | 0 | 55736.2398 | 0 | 0 | 0 | 0 | 0 | 0 | 0 | 0 | 0 | 0 | 22097.017 | 0 | 0
2016-11-08 10:00 | 0 | 0 | 0 | 0 | 132549.7744 | 0 | 356009 | 0 | 0 | 0 | 483952.6796 | 0 | 8318.6726 | 0 | 0 | 0 | 0 | 0 | 0 | 0 | 1896210.288 | 0 | 0 | 0 | 0 | -245556.2427 | 0 | 0 | 0 | 0 | 0 | 0 | 0 | 0 | 0 | 0 | 22097.017 | 0 | 0
2016-11-08 11:00 | 0 | 0 | 0 | 0 | 428293.7332 | 0 | 382960 | 0 | 0 | 0 | 506976.0964 | 0 | 8531.9719 | 0 | 0 | 0 | 0 | 0 | 0 | 0 | 1913880.3168 | 0 | 0 | 0 | 0 | 23023.4168 | 0 | 213.2993 | 0 | 0 | 0 | 0 | 0 | 0 | 0 | 0 | 22097.017 | 0 | 0
2016-11-08 12:00 | 0 | 0 | 0 | 0 | 427936.4385 | 0 | 407432 | 0 | 0 | 0 | 505170.2186 | 0 | 8745.2712 | 0 | 0 | 0 | 0 | 0 | 0 | 0 | 1931550.2749 | 0 | 0 | 0 | 0 | -1805.8778 | 0 | 213.2993 | 0 | 0 | 0 | 0 | 0 | 0 | 0 | 0 | 22097.017 | 0 | 0
2016-11-08 13:00 | 0 | 0 | 0 | 0 | 194304.1977 | 60.5767 | 417824 | 0 | 0 | 0 | 259613.9759 | 0 | 8745.2712 | 0 | 0 | 0 | 0 | 0 | 0 | 0 | 1949220.1623 | 0 | 0 | 0 | 0 | -245556.2427 | 0 | 0 | 0 | 0 | 0 | 0 | 0 | 0 | 0 | 0 | 22097.017 | 0 | 0
2016-11-08 14:00 | 0 | 0 | 0 | 0 | 323656.7759 | 195869.731 | 423057 | 0 | 0 | 0 | 333986.4658 | 0 | 8745.2712 | 0 | 0 | 0 | 0 | 0 | 0 | 0 | 1966889.9791 | 0 | 0 | 0 | 0 | 74372.4899 | 0 | 0 | 0 | 0 | 0 | 0 | 0 | 0 | 0 | 0 | 22097.017 | 0 | 0
2016-11-08 15:00 | 0 | 0 | 0 | 0 | 155195.4889 | 538148.7708 | 425691 | 0 | 0 | 0 | 579542.7085 | 0 | 8745.2712 | 0 | 0 | 0 | 0 | 0 | 0 | 0 | 1984559.7252 | 0 | 0 | 0 | 0 | 245556.2427 | 0 | 0 | 0 | 0 | 0 | 0 | 0 | 0 | 0 | 0 | 22097.017 | 0 | 0
2016-11-08 16:00 | 0 | 0 | 0 | 0 | 0 | 645106.5723 | 426448 | 0 | 0 | 0 | 776104.2638 | 0 | 8745.2712 | 0 | 0 | 0 | 0 | 0 | 0 | 0 | 2002229.4006 | 0 | 0 | 0 | 0 | 196561.5553 | 0 | 0 | 0 | 0 | 0 | 0 | 0 | 0 | 0 | 0 | 22097.017 | 0 | 0
2016-11-08 17:00 | 0 | 0 | 0 | 0 | 62824.84 | 631714.4197 | 426886 | 0 | 0 | 0 | 1021660.5064 | 0 | 8745.2712 | 0 | 0 | 0 | 0 | 0 | 0 | 0 | 2019899.0053 | 0 | 0 | 0 | 0 | 245556.2427 | 0 | 0 | 0 | 0 | 0 | 0 | 0 | 0 | 0 | 0 | 22097.017 | 0 | 0
2016-11-08 18:00 | 0 | 0 | 0 | 0 | 0 | 595246.3007 | 428327 | 0 | 0 | 0 | 1166482.7901 | 0 | 8745.2712 | 0 | 0 | 0 | 0 | 0 | 0 | 0 | 2037568.5393 | 0 | 0 | 0 | 0 | 144822.2836 | 0 | 0 | 0 | 0 | 0 | 0 | 0 | 0 | 0 | 0 | 22097.017 | 0 | 0
2016-11-08 19:00 | 0 | 0 | 0 | 0 | 0 | 579663.9782 | 429072 | 0 | 0 | 0 | 1294977.7512 | 0 | 8745.2712 | 0 | 0 | 0 | 0 | 0 | 0 | 0 | 2055238.0027 | 0 | 0 | 0 | 0 | 128494.9611 | 0 | 0 | 0 | 0 | 0 | 0 | 0 | 0 | 0 | 0 | 22097.017 | 0 | 0
2016-11-08 20:00 | 0 | 0 | 0 | 0 | 0 | 591846.5648 | 429520 | 0 | 0 | 0 | 1435207.299 | 0 | 8745.2712 | 0 | 0 | 0 | 0 | 0 | 0 | 0 | 2072907.3954 | 0 | 0 | 0 | 0 | 140229.5478 | 0 | 0 | 0 | 0 | 0 | 0 | 0 | 0 | 0 | 0 | 22097.017 | 0 | 0
2016-11-08 21:00 | 0 | 0 | 0 | 0 | 75295.881 | 624997.3787 | 432640 | 0 | 0 | 0 | 1680763.5417 | 0 | 8745.2712 | 0 | 0 | 0 | 0 | 0 | 0 | 0 | 2090576.7174 | 0 | 0 | 0 | 0 | 245556.2427 | 0 | 0 | 0 | 0 | 0 | 0 | 0 | 0 | 0 | 0 | 22097.017 | 0 | 0
2016-11-08 22:00 | 0 | 0 | 0 | 0 | 0 | 607956.5853 | 445778 | 0 | 0 | 0 | 1820845.1099 | 0 | 8745.2712 | 0 | 0 | 0 | 0 | 0 | 0 | 0 | 2108245.9687 | 0 | 0 | 0 | 0 | 140081.5682 | 0 | 0 | 0 | 0 | 0 | 0 | 0 | 0 | 0 | 0 | 22097.017 | 0 | 0
2016-11-08 23:00 | 0 | 0 | 0 | 0 | 350836.4449 | 374210.8148 | 457394 | 0 | 0 | 0 | 2066401.3526 | 0 | 8745.2712 | 0 | 0 | 0 | 0 | 0 | 0 | 0 | 2125915.1494 | 0 | 0 | 0 | 0 | 245556.2427 | 0 | 0 | 0 | 0 | 0 | 0 | 0 | 0 | 0 | 0 | 22097.017 | 0 | 0
2016-11-09 | 0 | 0 | 0 | 0 | 198222.5672 | 36199.5064 | 457668 | 0 | 0 | 0 | 1820845.1099 | 0 | 8958.5705 | 0 | 0 | 0 | 0 | 0 | 0 | 0 | 2143584.2593 | 0 | 0 | 0 | 0 | -245556.2427 | 0 | 213.2993 | 0 | 0 | 0 | 0 | 0 | 0 | 0 | 0 | 22097.017 | 0 | 0
2016-11-09 01:00 | 0 | 0 | 0 | 0 | 227789.0737 | 0 | 451035 | 0 | 0 | 0 | 1575288.8672 | 0 | 9171.8697 | 0 | 0 | 0 | 0 | 0 | 0 | 0 | 2161253.2986 | 0 | 0 | 0 | 0 | -245556.2427 | 0 | 213.2993 | 0 | 0 | 0 | 0 | 0 | 0 | 0 | 0 | 22097.017 | 0 | 0
2016-11-09 02:00 | 0 | 0 | 0 | 0 | 210783.7744 | 0 | 434243 | 0 | 0 | 0 | 1329732.6245 | 0 | 9171.8697 | 0 | 0 | 0 | 0 | 0 | 0 | 0 | 2178922.2673 | 0 | 0 | 0 | 0 | -245556.2427 | 0 | 0 | 0 | 0 | 0 | 0 | 0 | 0 | 0 | 0 | 22097.017 | 0 | 0
2016-11-09 03:00 | 0 | 0 | 0 | 0 | 187001.7744 | 0 | 410461 | 0 | 0 | 0 | 1084176.3819 | 0 | 9171.8697 | 0 | 0 | 0 | 0 | 0 | 0 | 0 | 2196591.1652 | 0 | 0 | 0 | 0 | -245556.2427 | 0 | 0 | 0 | 0 | 0 | 0 | 0 | 0 | 0 | 0 | 22097.017 | 0 | 0
2016-11-09 04:00 | 0 | 0 | 0 | 0 | 511438.7343 | 0 | 388056 | 0 | 0 | 0 | 1185248.7999 | 0 | 9385.169 | 0 | 0 | 0 | 0 | 0 | 0 | 0 | 2214259.9925 | 0 | 0 | 0 | 0 | 101072.418 | 0 | 213.2993 | 0 | 0 | 0 | 0 | 0 | 0 | 0 | 0 | 22097.017 | 0 | 0
2016-11-09 05:00 | 0 | 0 | 0 | 0 | 148224.0737 | 0 | 371470 | 0 | 0 | 0 | 939692.5572 | 0 | 9598.4683 | 0 | 0 | 0 | 0 | 0 | 0 | 0 | 2231928.7491 | 0 | 0 | 0 | 0 | -245556.2427 | 0 | 213.2993 | 0 | 0 | 0 | 0 | 0 | 0 | 0 | 0 | 22097.017 | 0 | 0
2016-11-09 06:00 | 0 | 0 | 0 | 0 | 485645.5066 | 0 | 356814 | 0 | 0 | 0 | 1046427.0467 | 0 | 9598.4683 | 0 | 0 | 0 | 0 | 0 | 0 | 0 | 2249597.435 | 0 | 0 | 0 | 0 | 106734.4895 | 0 | 0 | 0 | 0 | 0 | 0 | 0 | 0 | 0 | 0 | 22097.017 | 0 | 0
2016-11-09 07:00 | 0 | 0 | 0 | 0 | 121596.7744 | 0 | 345056 | 0 | 0 | 0 | 800870.804 | 0 | 9598.4683 | 0 | 0 | 0 | 0 | 0 | 0 | 0 | 2267266.0503 | 0 | 0 | 0 | 0 | -245556.2427 | 0 | 0 | 0 | 0 | 0 | 0 | 0 | 0 | 0 | 0 | 22097.017 | 0 | 0
2016-11-09 08:00 | 0 | 0 | 0 | 0 | 462874.2398 | 0 | 338487 | 0 | 0 | 0 | 902947.7275 | 0 | 9811.7676 | 0 | 0 | 0 | 0 | 0 | 0 | 0 | 2284934.5948 | 0 | 0 | 0 | 0 | 102076.9235 | 0 | 213.2993 | 0 | 0 | 0 | 0 | 0 | 0 | 0 | 0 | 22097.017 | 0 | 0
2016-11-09 09:00 | 0 | 0 | 0 | 0 | 115061.0737 | 0 | 338307 | 0 | 0 | 0 | 657391.4848 | 0 | 10025.0669 | 0 | 0 | 0 | 0 | 0 | 0 | 0 | 2302603.0687 | 0 | 0 | 0 | 0 | -245556.2427 | 0 | 213.2993 | 0 | 0 | 0 | 0 | 0 | 0 | 0 | 0 | 22097.017 | 0 | 0
2016-11-09 10:00 | 0 | 0 | 0 | 0 | 448967.297 | 0 | 348602 | 0 | 0 | 0 | 735659.7647 | 0 | 10025.0669 | 0 | 0 | 0 | 0 | 0 | 0 | 0 | 2320271.472 | 0 | 0 | 0 | 0 | 78268.2799 | 0 | 0 | 0 | 0 | 0 | 0 | 0 | 0 | 0 | 0 | 22097.017 | 0 | 0
2016-11-09 11:00 | 0 | 0 | 0 | 0 | 152372.7744 | 0 | 375832 | 0 | 0 | 0 | 490103.5221 | 0 | 10025.0669 | 0 | 0 | 0 | 0 | 0 | 0 | 0 | 2337939.8045 | 0 | 0 | 0 | 0 | -245556.2427 | 0 | 0 | 0 | 0 | 0 | 0 | 0 | 0 | 0 | 0 | 22097.017 | 0 | 0
2016-11-09 12:00 | 0 | 0 | 0 | 0 | 452168.2578 | 0 | 400769 | 0 | 0 | 0 | 519192.4635 | 0 | 10238.3662 | 0 | 0 | 0 | 0 | 0 | 0 | 0 | 2355608.0664 | 0 | 0 | 0 | 0 | 29088.9415 | 0 | 213.2993 | 0 | 0 | 0 | 0 | 0 | 0 | 0 | 0 | 22097.017 | 0 | 0
2016-11-09 13:00 | 0 | 0 | 0 | 0 | 189799.6061 | 19.4675 | 413065 | 0 | 0 | 0 | 273636.2209 | 0 | 10451.6655 | 0 | 0 | 0 | 0 | 0 | 0 | 0 | 2373276.2576 | 0 | 0 | 0 | 0 | -245556.2427 | 0 | 213.2993 | 0 | 0 | 0 | 0 | 0 | 0 | 0 | 0 | 22097.017 | 0 | 0
2016-11-09 14:00 | 0 | 0 | 0 | 0 | 337722.5687 | 206200.4789 | 421908 | 0 | 0 | 0 | 373554.2514 | 0 | 10451.6655 | 0 | 0 | 0 | 0 | 0 | 0 | 0 | 2390944.3781 | 0 | 0 | 0 | 0 | 99918.0305 | 0 | 0 | 0 | 0 | 0 | 0 | 0 | 0 | 0 | 0 | 22097.017 | 0 | 0
2016-11-09 15:00 | 0 | 0 | 0 | 0 | 153806.8136 | 540263.4461 | 426417 | 0 | 0 | 0 | 619110.4941 | 0 | 10451.6655 | 0 | 0 | 0 | 0 | 0 | 0 | 0 | 2408612.428 | 0 | 0 | 0 | 0 | 245556.2427 | 0 | 0 | 0 | 0 | 0 | 0 | 0 | 0 | 0 | 0 | 22097.017 | 0 | 0
2016-11-09 16:00 | 0 | 0 | 0 | 0 | 65318.5 | 629254.7597 | 426920 | 0 | 0 | 0 | 864666.7367 | 0 | 10451.6655 | 0 | 0 | 0 | 0 | 0 | 0 | 0 | 2426280.4072 | 0 | 0 | 0 | 0 | 245556.2427 | 0 | 0 | 0 | 0 | 0 | 0 | 0 | 0 | 0 | 0 | 22097.017 | 0 | 0
2016-11-09 17:00 | 0 | 0 | 0 | 0 | 0 | 619011.9073 | 428995 | 0 | 0 | 0 | 1032586.627 | 0 | 10451.6655 | 0 | 0 | 0 | 0 | 0 | 0 | 0 | 2443948.3157 | 0 | 0 | 0 | 0 | 167919.8902 | 0 | 0 | 0 | 0 | 0 | 0 | 0 | 0 | 0 | 0 | 22097.017 | 0 | 0
2016-11-09 18:00 | 0 | 0 | 0 | 0 | 0 | 585417.6395 | 430462 | 0 | 0 | 0 | 1165445.2495 | 0 | 10451.6655 | 0 | 0 | 0 | 0 | 0 | 0 | 0 | 2461616.1535 | 0 | 0 | 0 | 0 | 132858.6225 | 0 | 0 | 0 | 0 | 0 | 0 | 0 | 0 | 0 | 0 | 22097.017 | 0 | 0
2016-11-09 19:00 | 0 | 0 | 0 | 0 | 131302.0866 | 567061.1732 | 430710 | 0 | 0 | 0 | 1411001.4922 | 0 | 10451.6655 | 0 | 0 | 0 | 0 | 0 | 0 | 0 | 2479283.9207 | 0 | 0 | 0 | 0 | 245556.2427 | 0 | 0 | 0 | 0 | 0 | 0 | 0 | 0 | 0 | 0 | 22097.017 | 0 | 0
2016-11-09 20:00 | 0 | 0 | 0 | 0 | 124078.6102 | 574462.6495 | 430888 | 0 | 0 | 0 | 1656557.7348 | 0 | 10451.6655 | 0 | 0 | 0 | 0 | 0 | 0 | 0 | 2496951.6172 | 0 | 0 | 0 | 0 | 245556.2427 | 0 | 0 | 0 | 0 | 0 | 0 | 0 | 0 | 0 | 0 | 22097.017 | 0 | 0
2016-11-09 21:00 | 0 | 0 | 0 | 0 | 0 | 597147.4635 | 435479 | 0 | 0 | 0 | 1796129.1813 | 0 | 10451.6655 | 0 | 0 | 0 | 0 | 0 | 0 | 0 | 2514619.243 | 0 | 0 | 0 | 0 | 139571.4465 | 0 | 0 | 0 | 0 | 0 | 0 | 0 | 0 | 0 | 0 | 22097.017 | 0 | 0
2016-11-09 22:00 | 0 | 0 | 0 | 0 | 0 | 564440.9929 | 446668 | 0 | 0 | 0 | 1891805.1572 | 0 | 10451.6655 | 0 | 0 | 0 | 0 | 0 | 0 | 0 | 2532286.7982 | 0 | 0 | 0 | 0 | 95675.9758 | 0 | 0 | 0 | 0 | 0 | 0 | 0 | 0 | 0 | 0 | 22097.017 | 0 | 0
2016-11-09 23:00 | 0 | 0 | 0 | 0 | 0 | 349613.2296 | 458996 | 0 | 0 | 0 | 1760325.3698 | 0 | 10451.6655 | 0 | 0 | 0 | 0 | 0 | 0 | 0 | 2549954.2827 | 0 | 0 | 0 | 0 | -131479.7874 | 0 | 0 | 0 | 0 | 0 | 0 | 0 | 0 | 0 | 0 | 22097.017 | 0 | 0
2016-11-10 | 0 | 0 | 0 | 0 | 204590.3478 | 31937.4265 | 459987 | 0 | 0 | 0 | 1514769.1271 | 0 | 10451.6655 | 0 | 0 | 0 | 0 | 0 | 0 | 0 | 2567621.6965 | 0 | 0 | 0 | 0 | -245556.2427 | 0 | 0 | 0 | 0 | 0 | 0 | 0 | 0 | 0 | 0 | 22097.017 | 0 | 0
2016-11-10 01:00 | 0 | 0 | 0 | 0 | 230764.0737 | 0 | 454010 | 0 | 0 | 0 | 1269212.8844 | 0 | 10664.9648 | 0 | 0 | 0 | 0 | 0 | 0 | 0 | 2585289.0396 | 0 | 0 | 0 | 0 | -245556.2427 | 0 | 213.2993 | 0 | 0 | 0 | 0 | 0 | 0 | 0 | 0 | 22097.017 | 0 | 0
2016-11-10 02:00 | 0 | 0 | 0 | 0 | 214521.0737 | 0 | 437767 | 0 | 0 | 0 | 1023656.6417 | 0 | 10878.2641 | 0 | 0 | 0 | 0 | 0 | 0 | 0 | 2602956.3121 | 0 | 0 | 0 | 0 | -245556.2427 | 0 | 213.2993 | 0 | 0 | 0 | 0 | 0 | 0 | 0 | 0 | 22097.017 | 0 | 0
2016-11-10 03:00 | 0 | 0 | 0 | 0 | 192079.7744 | 0 | 415539 | 0 | 0 | 0 | 778100.399 | 0 | 10878.2641 | 0 | 0 | 0 | 0 | 0 | 0 | 0 | 2620623.5139 | 0 | 0 | 0 | 0 | -245556.2427 | 0 | 0 | 0 | 0 | 0 | 0 | 0 | 0 | 0 | 0 | 22097.017 | 0 | 0
2016-11-10 04:00 | 0 | 0 | 0 | 0 | 660052.2597 | 0 | 392399 | 0 | 0 | 0 | 1023656.6417 | 0 | 10878.2641 | 0 | 0 | 0 | 0 | 0 | 0 | 0 | 2638290.6451 | 0 | 0 | 0 | 0 | 245556.2427 | 0 | 0 | 0 | 0 | 0 | 0 | 0 | 0 | 0 | 0 | 22097.017 | 0 | 0
2016-11-10 05:00 | 0 | 0 | 0 | 0 | 149416.0737 | 0 | 372662 | 0 | 0 | 0 | 778100.399 | 0 | 11091.5634 | 0 | 0 | 0 | 0 | 0 | 0 | 0 | 2655957.7056 | 0 | 0 | 0 | 0 | -245556.2427 | 0 | 213.2993 | 0 | 0 | 0 | 0 | 0 | 0 | 0 | 0 | 22097.017 | 0 | 0
2016-11-10 06:00 | 0 | 0 | 0 | 0 | 135031.0737 | 0 | 358277 | 0 | 0 | 0 | 532544.1563 | 0 | 11304.8627 | 0 | 0 | 0 | 0 | 0 | 0 | 0 | 2673624.6954 | 0 | 0 | 0 | 0 | -245556.2427 | 0 | 213.2993 | 0 | 0 | 0 | 0 | 0 | 0 | 0 | 0 | 22097.017 | 0 | 0
2016-11-10 07:00 | 0 | 0 | 0 | 0 | 126214.7744 | 0 | 349674 | 0 | 0 | 0 | 286987.9137 | 0 | 11304.8627 | 0 | 0 | 0 | 0 | 0 | 0 | 0 | 2691291.6145 | 0 | 0 | 0 | 0 | -245556.2427 | 0 | 0 | 0 | 0 | 0 | 0 | 0 | 0 | 0 | 0 | 22097.017 | 0 | 0
2016-11-10 08:00 | 0 | 0 | 0 | 0 | 613506.2597 | 0 | 345853 | 0 | 0 | 0 | 532544.1563 | 0 | 11304.8627 | 0 | 0 | 0 | 0 | 0 | 0 | 0 | 2708958.463 | 0 | 0 | 0 | 0 | 245556.2427 | 0 | 0 | 0 | 0 | 0 | 0 | 0 | 0 | 0 | 0 | 22097.017 | 0 | 0
2016-11-10 09:00 | 0 | 0 | 0 | 0 | 124923.0737 | 0 | 348169 | 0 | 0 | 0 | 286987.9137 | 0 | 11518.162 | 0 | 0 | 0 | 0 | 0 | 0 | 0 | 2726625.2408 | 0 | 0 | 0 | 0 | -245556.2427 | 0 | 213.2993 | 0 | 0 | 0 | 0 | 0 | 0 | 0 | 0 | 22097.017 | 0 | 0
2016-11-10 10:00 | 0 | 0 | 0 | 0 | 625884.3956 | 0 | 360076 | 0 | 0 | 0 | 532544.1563 | 0 | 9673.2979 | 0 | 0 | 0 | 0 | 0 | 0 | 0 | 2744291.9479 | 0 | 0 | 0 | 0 | 245556.2427 | 0 | 213.2993 | 2058.1634 | 0 | 0 | 0 | 0 | 0 | 0 | 0 | 22097.017 | 0 | 0
2016-11-10 11:00 | 0 | 0 | 0 | 0 | 166473.7744 | 0 | 389933 | 0 | 0 | 0 | 286987.9137 | 0 | 9673.2979 | 0 | 0 | 0 | 0 | 0 | 0 | 0 | 2761958.5844 | 0 | 0 | 0 | 0 | -245556.2427 | 0 | 0 | 0 | 0 | 0 | 0 | 0 | 0 | 0 | 0 | 22097.017 | 0 | 0
2016-11-10 12:00 | 0 | 0 | 0 | 0 | 597459.654 | 0 | 414297 | 0 | 0 | 0 | 448053.5506 | 0 | 9673.2979 | 0 | 0 | 0 | 0 | 0 | 0 | 0 | 2779625.1502 | 0 | 0 | 0 | 0 | 161065.6369 | 0 | 0 | 0 | 0 | 0 | 0 | 0 | 0 | 0 | 0 | 22097.017 | 0 | 0
2016-11-10 13:00 | 0 | 0 | 0 | 0 | 199508.1592 | 23.9144 | 422778 | 0 | 0 | 0 | 202497.3079 | 0 | 9886.5972 | 0 | 0 | 0 | 0 | 0 | 0 | 0 | 2797291.6453 | 0 | 0 | 0 | 0 | -245556.2427 | 0 | 213.2993 | 0 | 0 | 0 | 0 | 0 | 0 | 0 | 0 | 22097.017 | 0 | 0
2016-11-10 14:00 | 0 | 0 | 0 | 0 | 385328.5314 | 159681.1017 | 424861 | 0 | 0 | 0 | 300335.6246 | 0 | 10099.8965 | 0 | 0 | 0 | 0 | 0 | 0 | 0 | 2814958.0698 | 0 | 0 | 0 | 0 | 97838.3167 | 0 | 213.2993 | 0 | 0 | 0 | 0 | 0 | 0 | 0 | 0 | 22097.017 | 0 | 0
2016-11-10 15:00 | 0 | 0 | 0 | 0 | 190586.6662 | 502422.5935 | 425356 | 0 | 0 | 0 | 545891.8673 | 0 | 10099.8965 | 0 | 0 | 0 | 0 | 0 | 0 | 0 | 2832624.4236 | 0 | 0 | 0 | 0 | 245556.2427 | 0 | 0 | 0 | 0 | 0 | 0 | 0 | 0 | 0 | 0 | 22097.017 | 0 | 0
2016-11-10 16:00 | 0 | 0 | 0 | 0 | 0 | 607566.7443 | 424871 | 0 | 0 | 0 | 706490.5945 | 0 | 10099.8965 | 0 | 0 | 0 | 0 | 0 | 0 | 0 | 2850290.7067 | 0 | 0 | 0 | 0 | 160598.7272 | 0 | 0 | 0 | 0 | 0 | 0 | 0 | 0 | 0 | 0 | 22097.017 | 0 | 0
2016-11-10 17:00 | 0 | 0 | 0 | 0 | 88443.7517 | 603975.508 | 424766 | 0 | 0 | 0 | 952046.8372 | 0 | 10099.8965 | 0 | 0 | 0 | 0 | 0 | 0 | 0 | 2867956.9192 | 0 | 0 | 0 | 0 | 245556.2427 | 0 | 0 | 0 | 0 | 0 | 0 | 0 | 0 | 0 | 0 | 22097.017 | 0 | 0
2016-11-10 18:00 | 0 | 0 | 0 | 0 | 0 | 570266.3937 | 425604 | 0 | 0 | 0 | 1074612.2138 | 0 | 10099.8965 | 0 | 0 | 0 | 0 | 0 | 0 | 0 | 2885623.061 | 0 | 0 | 0 | 0 | 122565.3766 | 0 | 0 | 0 | 0 | 0 | 0 | 0 | 0 | 0 | 0 | 22097.017 | 0 | 0
2016-11-10 19:00 | 0 | 0 | 0 | 0 | 0 | 553416.8931 | 426796 | 0 | 0 | 0 | 1179136.0899 | 0 | 10099.8965 | 0 | 0 | 0 | 0 | 0 | 0 | 0 | 2903289.1322 | 0 | 0 | 0 | 0 | 104523.8761 | 0 | 0 | 0 | 0 | 0 | 0 | 0 | 0 | 0 | 0 | 22097.017 | 0 | 0
2016-11-10 20:00 | 0 | 0 | 0 | 0 | 0 | 563047.9359 | 427295 | 0 | 0 | 0 | 1292792.0088 | 0 | 10099.8965 | 0 | 0 | 0 | 0 | 0 | 0 | 0 | 2920955.1326 | 0 | 0 | 0 | 0 | 113655.9189 | 0 | 0 | 0 | 0 | 0 | 0 | 0 | 0 | 0 | 0 | 22097.017 | 0 | 0
2016-11-10 21:00 | 0 | 0 | 0 | 0 | 0 | 585856.4222 | 429964 | 0 | 0 | 0 | 1426587.4139 | 0 | 10099.8965 | 0 | 0 | 0 | 0 | 0 | 0 | 0 | 2938621.0625 | 0 | 0 | 0 | 0 | 133795.4051 | 0 | 0 | 0 | 0 | 0 | 0 | 0 | 0 | 0 | 0 | 22097.017 | 0 | 0
2016-11-10 22:00 | 0 | 0 | 0 | 0 | 0 | 555731.7264 | 440203 | 0 | 0 | 0 | 1520019.1233 | 0 | 10099.8965 | 0 | 0 | 0 | 0 | 0 | 0 | 0 | 2956286.9216 | 0 | 0 | 0 | 0 | 93431.7094 | 0 | 0 | 0 | 0 | 0 | 0 | 0 | 0 | 0 | 0 | 22097.017 | 0 | 0
2016-11-10 23:00 | 0 | 0 | 0 | 0 | 0 | 325160.5255 | 452413 | 0 | 0 | 0 | 1370669.6317 | 0 | 10099.8965 | 0 | 0 | 0 | 0 | 0 | 0 | 0 | 2973952.7101 | 0 | 0 | 0 | 0 | -149349.4916 | 0 | 0 | 0 | 0 | 0 | 0 | 0 | 0 | 0 | 0 | 22097.017 | 0 | 0
2016-11-11 | 0 | 0 | 0 | 0 | 561517.9888 | 25062.3032 | 453740 | 0 | 0 | 0 | 1481412.9067 | 0 | 10099.8965 | 0 | 0 | 0 | 0 | 0 | 0 | 0 | 2991618.4279 | 0 | 0 | 0 | 0 | 110743.275 | 0 | 0 | 0 | 0 | 0 | 0 | 0 | 0 | 0 | 0 | 22097.017 | 0 | 0
2016-11-11 01:00 | 0 | 0 | 0 | 0 | 225263.7744 | 0 | 448723 | 0 | 0 | 0 | 1235856.664 | 0 | 10099.8965 | 0 | 0 | 0 | 0 | 0 | 0 | 0 | 3009284.0751 | 0 | 0 | 0 | 0 | -245556.2427 | 0 | 0 | 0 | 0 | 0 | 0 | 0 | 0 | 0 | 0 | 22097.017 | 0 | 0
2016-11-11 02:00 | 0 | 0 | 0 | 0 | 700492.0986 | 0 | 434945 | 0 | 0 | 0 | 1479306.7456 | 0 | 10099.8965 | 0 | 0 | 0 | 0 | 0 | 0 | 0 | 3026949.6516 | 0 | 0 | 0 | 0 | 243450.0816 | 0 | 0 | 0 | 0 | 0 | 0 | 0 | 0 | 0 | 0 | 22097.017 | 0 | 0
2016-11-11 03:00 | 0 | 0 | 0 | 0 | 190297.7744 | 0 | 413757 | 0 | 0 | 0 | 1233750.5029 | 0 | 10099.8965 | 0 | 0 | 0 | 0 | 0 | 0 | 0 | 3044615.1574 | 0 | 0 | 0 | 0 | -245556.2427 | 0 | 0 | 0 | 0 | 0 | 0 | 0 | 0 | 0 | 0 | 22097.017 | 0 | 0
2016-11-11 04:00 | 0 | 0 | 0 | 0 | 168462.0737 | 0 | 391708 | 0 | 0 | 0 | 988194.2602 | 0 | 10313.1958 | 0 | 0 | 0 | 0 | 0 | 0 | 0 | 3062280.5926 | 0 | 0 | 0 | 0 | -245556.2427 | 0 | 213.2993 | 0 | 0 | 0 | 0 | 0 | 0 | 0 | 0 | 22097.017 | 0 | 0
2016-11-11 05:00 | 0 | 0 | 0 | 0 | 148042.7744 | 0 | 371502 | 0 | 0 | 0 | 742638.0175 | 0 | 10313.1958 | 0 | 0 | 0 | 0 | 0 | 0 | 0 | 3079945.9571 | 0 | 0 | 0 | 0 | -245556.2427 | 0 | 0 | 0 | 0 | 0 | 0 | 0 | 0 | 0 | 0 | 22097.017 | 0 | 0
2016-11-11 06:00 | 0 | 0 | 0 | 0 | 624979.2597 | 0 | 357326 | 0 | 0 | 0 | 988194.2602 | 0 | 10313.1958 | 0 | 0 | 0 | 0 | 0 | 0 | 0 | 3097611.251 | 0 | 0 | 0 | 0 | 245556.2427 | 0 | 0 | 0 | 0 | 0 | 0 | 0 | 0 | 0 | 0 | 22097.017 | 0 | 0
2016-11-11 07:00 | 0 | 0 | 0 | 0 | 124229.7744 | 0 | 347689 | 0 | 0 | 0 | 742638.0175 | 0 | 10313.1958 | 0 | 0 | 0 | 0 | 0 | 0 | 0 | 3115276.4742 | 0 | 0 | 0 | 0 | -245556.2427 | 0 | 0 | 0 | 0 | 0 | 0 | 0 | 0 | 0 | 0 | 22097.017 | 0 | 0
2016-11-11 08:00 | 0 | 0 | 0 | 0 | 556268.1604 | 0 | 343422 | 0 | 0 | 0 | 933387.1609 | 0 | 10313.1958 | 0 | 0 | 0 | 0 | 0 | 0 | 0 | 3132941.6267 | 0 | 0 | 0 | 0 | 190749.1434 | 0 | 0 | 0 | 0 | 0 | 0 | 0 | 0 | 0 | 0 | 22097.017 | 0 | 0
2016-11-11 09:00 | 0 | 0 | 0 | 0 | 121539.7744 | 0 | 344999 | 0 | 0 | 0 | 687830.9183 | 0 | 10313.1958 | 0 | 0 | 0 | 0 | 0 | 0 | 0 | 3150606.7086 | 0 | 0 | 0 | 0 | -245556.2427 | 0 | 0 | 0 | 0 | 0 | 0 | 0 | 0 | 0 | 0 | 22097.017 | 0 | 0
2016-11-11 10:00 | 0 | 0 | 0 | 0 | 492427.5472 | 0 | 354705 | 0 | 0 | 0 | 803456.4484 | 0 | 10313.1958 | 0 | 0 | 0 | 0 | 0 | 0 | 0 | 3168271.7198 | 0 | 0 | 0 | 0 | 115625.5301 | 0 | 0 | 0 | 0 | 0 | 0 | 0 | 0 | 0 | 0 | 22097.017 | 0 | 0
2016-11-11 11:00 | 0 | 0 | 0 | 0 | 155424.7744 | 0 | 378884 | 0 | 0 | 0 | 557900.2057 | 0 | 10313.1958 | 0 | 0 | 0 | 0 | 0 | 0 | 0 | 3185936.6603 | 0 | 0 | 0 | 0 | -245556.2427 | 0 | 0 | 0 | 0 | 0 | 0 | 0 | 0 | 0 | 0 | 22097.017 | 0 | 0
2016-11-11 12:00 | 0 | 0 | 0 | 0 | 447641.4349 | 0 | 402229 | 0 | 0 | 0 | 581215.6236 | 0 | 10313.1958 | 0 | 0 | 0 | 0 | 0 | 0 | 0 | 3203601.5302 | 0 | 0 | 0 | 0 | 23315.4179 | 0 | 0 | 0 | 0 | 0 | 0 | 0 | 0 | 0 | 0 | 22097.017 | 0 | 0
2016-11-11 13:00 | 0 | 0 | 0 | 0 | 189823.3968 | 35.3776 | 413318 | 0 | 0 | 0 | 335659.3809 | 0 | 10313.1958 | 0 | 0 | 0 | 0 | 0 | 0 | 0 | 3221266.3294 | 0 | 0 | 0 | 0 | -245556.2427 | 0 | 0 | 0 | 0 | 0 | 0 | 0 | 0 | 0 | 0 | 22097.017 | 0 | 0
2016-11-11 14:00 | 0 | 0 | 0 | 0 | 284765.2308 | 143779.7782 | 417219 | 0 | 0 | 0 | 324888.3729 | 0 | 10313.1958 | 0 | 0 | 0 | 0 | 0 | 0 | 0 | 3238931.058 | 0 | 0 | 0 | 0 | -10771.008 | 0 | 0 | 0 | 0 | 0 | 0 | 0 | 0 | 0 | 0 | 22097.017 | 0 | 0
2016-11-11 15:00 | 0 | 0 | 0 | 0 | 185635.6636 | 500814.5961 | 418797 | 0 | 0 | 0 | 570444.6156 | 0 | 10313.1958 | 0 | 0 | 0 | 0 | 0 | 0 | 0 | 3256595.7159 | 0 | 0 | 0 | 0 | 245556.2427 | 0 | 0 | 0 | 0 | 0 | 0 | 0 | 0 | 0 | 0 | 22097.017 | 0 | 0
2016-11-11 16:00 | 0 | 0 | 0 | 0 | 50772.6574 | 636026.6023 | 419146 | 0 | 0 | 0 | 816000.8583 | 0 | 10313.1958 | 0 | 0 | 0 | 0 | 0 | 0 | 0 | 3274260.3032 | 0 | 0 | 0 | 0 | 245556.2427 | 0 | 0 | 0 | 0 | 0 | 0 | 0 | 0 | 0 | 0 | 22097.017 | 0 | 0
2016-11-11 17:00 | 0 | 0 | 0 | 0 | 0 | 627827.6355 | 418334 | 0 | 0 | 0 | 1003397.4767 | 0 | 10313.1958 | 0 | 0 | 0 | 0 | 0 | 0 | 0 | 3291924.8198 | 0 | 0 | 0 | 0 | 187396.6185 | 0 | 0 | 0 | 0 | 0 | 0 | 0 | 0 | 0 | 0 | 22097.017 | 0 | 0
2016-11-11 18:00 | 0 | 0 | 0 | 0 | 0 | 589061.0725 | 418496 | 0 | 0 | 0 | 1151865.5322 | 0 | 10313.1958 | 0 | 0 | 0 | 0 | 0 | 0 | 0 | 3309589.2657 | 0 | 0 | 0 | 0 | 148468.0554 | 0 | 0 | 0 | 0 | 0 | 0 | 0 | 0 | 0 | 0 | 22097.017 | 0 | 0
2016-11-11 19:00 | 0 | 0 | 0 | 0 | 114522.3272 | 572040.2318 | 418696 | 0 | 0 | 0 | 1397421.7749 | 0 | 10526.4951 | 0 | 0 | 0 | 0 | 0 | 0 | 0 | 3327253.641 | 0 | 0 | 0 | 0 | 245556.2427 | 0 | 213.2993 | 0 | 0 | 0 | 0 | 0 | 0 | 0 | 0 | 22097.017 | 0 | 0
2016-11-11 20:00 | 0 | 0 | 0 | 0 | 0 | 586319.3643 | 418481 | 0 | 0 | 0 | 1543163.1222 | 0 | 10526.4951 | 0 | 0 | 0 | 0 | 0 | 0 | 0 | 3344917.9456 | 0 | 0 | 0 | 0 | 145741.3473 | 0 | 0 | 0 | 0 | 0 | 0 | 0 | 0 | 0 | 0 | 22097.017 | 0 | 0
2016-11-11 21:00 | 0 | 0 | 0 | 0 | 0 | 613696.8022 | 421340 | 0 | 0 | 0 | 1713422.9073 | 0 | 10526.4951 | 0 | 0 | 0 | 0 | 0 | 0 | 0 | 3362582.1796 | 0 | 0 | 0 | 0 | 170259.7852 | 0 | 0 | 0 | 0 | 0 | 0 | 0 | 0 | 0 | 0 | 22097.017 | 0 | 0
2016-11-11 22:00 | 0 | 0 | 0 | 0 | 123185.3604 | 576346.8993 | 431879 | 0 | 0 | 0 | 1958979.15 | 0 | 10526.4951 | 0 | 0 | 0 | 0 | 0 | 0 | 0 | 3380246.3429 | 0 | 0 | 0 | 0 | 245556.2427 | 0 | 0 | 0 | 0 | 0 | 0 | 0 | 0 | 0 | 0 | 22097.017 | 0 | 0
2016-11-11 23:00 | 0 | 0 | 0 | 0 | 0 | 313519.435 | 440688 | 0 | 0 | 0 | 1809713.5679 | 0 | 10526.4951 | 0 | 0 | 0 | 0 | 0 | 0 | 0 | 3397910.4355 | 0 | 0 | 0 | 0 | -149265.5821 | 0 | 0 | 0 | 0 | 0 | 0 | 0 | 0 | 0 | 0 | 22097.017 | 0 | 0
2016-11-12 | 0 | 0 | 0 | 0 | 194643.967 | 21357.8073 | 439461 | 0 | 0 | 0 | 1564157.3253 | 0 | 10526.4951 | 0 | 0 | 0 | 0 | 0 | 0 | 0 | 3415574.4575 | 0 | 0 | 0 | 0 | -245556.2427 | 0 | 0 | 0 | 0 | 0 | 0 | 0 | 0 | 0 | 0 | 22097.017 | 0 | 0
2016-11-12 01:00 | 0 | 0 | 0 | 0 | 209957.7744 | 0 | 433417 | 0 | 0 | 0 | 1318601.0826 | 0 | 10526.4951 | 0 | 0 | 0 | 0 | 0 | 0 | 0 | 3433238.4089 | 0 | 0 | 0 | 0 | -245556.2427 | 0 | 0 | 0 | 0 | 0 | 0 | 0 | 0 | 0 | 0 | 22097.017 | 0 | 0
2016-11-12 02:00 | 0 | 0 | 0 | 0 | 197188.7744 | 0 | 420648 | 0 | 0 | 0 | 1073044.8399 | 0 | 10526.4951 | 0 | 0 | 0 | 0 | 0 | 0 | 0 | 3450902.2896 | 0 | 0 | 0 | 0 | -245556.2427 | 0 | 0 | 0 | 0 | 0 | 0 | 0 | 0 | 0 | 0 | 22097.017 | 0 | 0
2016-11-12 03:00 | 0 | 0 | 0 | 0 | 180432.7744 | 0 | 403892 | 0 | 0 | 0 | 827488.5972 | 0 | 10526.4951 | 0 | 0 | 0 | 0 | 0 | 0 | 0 | 3468566.0996 | 0 | 0 | 0 | 0 | -245556.2427 | 0 | 0 | 0 | 0 | 0 | 0 | 0 | 0 | 0 | 0 | 22097.017 | 0 | 0
2016-11-12 04:00 | 0 | 0 | 0 | 0 | 608075.3995 | 0 | 385337 | 0 | 0 | 0 | 1028129.9797 | 0 | 10526.4951 | 0 | 0 | 0 | 0 | 0 | 0 | 0 | 3486229.839 | 0 | 0 | 0 | 0 | 200641.3825 | 0 | 0 | 0 | 0 | 0 | 0 | 0 | 0 | 0 | 0 | 22097.017 | 0 | 0
2016-11-12 05:00 | 0 | 0 | 0 | 0 | 143788.7744 | 0 | 367248 | 0 | 0 | 0 | 782573.737 | 0 | 10526.4951 | 0 | 0 | 0 | 0 | 0 | 0 | 0 | 3503893.5077 | 0 | 0 | 0 | 0 | -245556.2427 | 0 | 0 | 0 | 0 | 0 | 0 | 0 | 0 | 0 | 0 | 22097.017 | 0 | 0
2016-11-12 06:00 | 0 | 0 | 0 | 0 | 608744.2774 | 0 | 353155 | 0 | 0 | 0 | 1016065.9973 | 0 | 10526.4951 | 0 | 0 | 0 | 0 | 0 | 0 | 0 | 3521557.1057 | 0 | 0 | 0 | 0 | 233492.2603 | 0 | 0 | 0 | 0 | 0 | 0 | 0 | 0 | 0 | 0 | 22097.017 | 0 | 0
2016-11-12 07:00 | 0 | 0 | 0 | 0 | 121368.7744 | 0 | 344828 | 0 | 0 | 0 | 770509.7546 | 0 | 10526.4951 | 0 | 0 | 0 | 0 | 0 | 0 | 0 | 3539220.6332 | 0 | 0 | 0 | 0 | -245556.2427 | 0 | 0 | 0 | 0 | 0 | 0 | 0 | 0 | 0 | 0 | 22097.017 | 0 | 0
2016-11-12 08:00 | 0 | 0 | 0 | 0 | 117051.7744 | 0 | 340511 | 0 | 0 | 0 | 524953.512 | 0 | 10526.4951 | 0 | 0 | 0 | 0 | 0 | 0 | 0 | 3556884.0899 | 0 | 0 | 0 | 0 | -245556.2427 | 0 | 0 | 0 | 0 | 0 | 0 | 0 | 0 | 0 | 0 | 22097.017 | 0 | 0
2016-11-12 09:00 | 0 | 0 | 0 | 0 | 117123.7744 | 0 | 340583 | 0 | 0 | 0 | 279397.2693 | 0 | 10526.4951 | 0 | 0 | 0 | 0 | 0 | 0 | 0 | 3574547.476 | 0 | 0 | 0 | 0 | -245556.2427 | 0 | 0 | 0 | 0 | 0 | 0 | 0 | 0 | 0 | 0 | 22097.017 | 0 | 0
2016-11-12 10:00 | 0 | 0 | 0 | 0 | 576159.8419 | 0 | 345289 | 0 | 0 | 0 | 488171.0941 | 0 | 10526.4951 | 0 | 0 | 0 | 0 | 0 | 0 | 0 | 3592210.7915 | 0 | 0 | 0 | 0 | 208773.8248 | 0 | 0 | 0 | 0 | 0 | 0 | 0 | 0 | 0 | 0 | 22097.017 | 0 | 0
2016-11-12 11:00 | 0 | 0 | 0 | 0 | 131913.7744 | 0 | 355373 | 0 | 0 | 0 | 242614.8514 | 0 | 10526.4951 | 0 | 0 | 0 | 0 | 0 | 0 | 0 | 3609874.0363 | 0 | 0 | 0 | 0 | -245556.2427 | 0 | 0 | 0 | 0 | 0 | 0 | 0 | 0 | 0 | 0 | 22097.017 | 0 | 0
2016-11-12 12:00 | 0 | 0 | 0 | 0 | 550169.9122 | 0 | 368396 | 0 | 0 | 0 | 402291.7466 | 0 | 10526.4951 | 0 | 0 | 0 | 0 | 0 | 0 | 0 | 3627537.2104 | 0 | 0 | 0 | 0 | 159676.8951 | 0 | 0 | 0 | 0 | 0 | 0 | 0 | 0 | 0 | 0 | 22097.017 | 0 | 0
2016-11-12 13:00 | 0 | 0 | 0 | 0 | 158101.0869 | 42.9867 | 381390 | 0 | 0 | 0 | 156735.5039 | 0 | 10739.7943 | 0 | 0 | 0 | 0 | 0 | 0 | 0 | 3645200.3139 | 0 | 0 | 0 | 0 | -245556.2427 | 0 | 213.2993 | 0 | 0 | 0 | 0 | 0 | 0 | 0 | 0 | 22097.017 | 0 | 0
2016-11-12 14:00 | 0 | 0 | 0 | 0 | 421697.708 | 184940.5725 | 389712 | 0 | 0 | 0 | 351564.7674 | 0 | 10739.7943 | 0 | 0 | 0 | 0 | 0 | 0 | 0 | 3662863.3467 | 0 | 0 | 0 | 0 | 194829.2635 | 0 | 0 | 0 | 0 | 0 | 0 | 0 | 0 | 0 | 0 | 22097.017 | 0 | 0
2016-11-12 15:00 | 0 | 0 | 0 | 0 | 227768.4123 | 432685.8474 | 392801 | 0 | 0 | 0 | 597121.0101 | 0 | 10739.7943 | 0 | 0 | 0 | 0 | 0 | 0 | 0 | 3680526.3089 | 0 | 0 | 0 | 0 | 245556.2427 | 0 | 0 | 0 | 0 | 0 | 0 | 0 | 0 | 0 | 0 | 22097.017 | 0 | 0
2016-11-12 16:00 | 0 | 0 | 0 | 0 | 129327.0563 | 531437.2035 | 393111 | 0 | 0 | 0 | 842677.2528 | 0 | 10739.7943 | 0 | 0 | 0 | 0 | 0 | 0 | 0 | 3698189.2004 | 0 | 0 | 0 | 0 | 245556.2427 | 0 | 0 | 0 | 0 | 0 | 0 | 0 | 0 | 0 | 0 | 22097.017 | 0 | 0
2016-11-12 17:00 | 0 | 0 | 0 | 0 | 0 | 539019.3258 | 391081 | 0 | 0 | 0 | 968518.5615 | 0 | 10739.7943 | 0 | 0 | 0 | 0 | 0 | 0 | 0 | 3715852.0213 | 0 | 0 | 0 | 0 | 125841.3087 | 0 | 0 | 0 | 0 | 0 | 0 | 0 | 0 | 0 | 0 | 22097.017 | 0 | 0
2016-11-12 18:00 | 0 | 0 | 0 | 0 | 129142.3162 | 527104.9436 | 388594 | 0 | 0 | 0 | 1214074.8042 | 0 | 10739.7943 | 0 | 0 | 0 | 0 | 0 | 0 | 0 | 3733514.7715 | 0 | 0 | 0 | 0 | 245556.2427 | 0 | 0 | 0 | 0 | 0 | 0 | 0 | 0 | 0 | 0 | 22097.017 | 0 | 0
2016-11-12 19:00 | 0 | 0 | 0 | 0 | 0 | 521277.0911 | 386795 | 0 | 0 | 0 | 1326459.8782 | 0 | 10739.7943 | 0 | 0 | 0 | 0 | 0 | 0 | 0 | 3751177.4511 | 0 | 0 | 0 | 0 | 112385.074 | 0 | 0 | 0 | 0 | 0 | 0 | 0 | 0 | 0 | 0 | 22097.017 | 0 | 0
2016-11-12 20:00 | 0 | 0 | 0 | 0 | 121118.9743 | 533898.2855 | 387364 | 0 | 0 | 0 | 1572016.1209 | 0 | 10739.7943 | 0 | 0 | 0 | 0 | 0 | 0 | 0 | 3768840.06 | 0 | 0 | 0 | 0 | 245556.2427 | 0 | 0 | 0 | 0 | 0 | 0 | 0 | 0 | 0 | 0 | 22097.017 | 0 | 0
2016-11-12 21:00 | 0 | 0 | 0 | 0 | 0 | 548167.0933 | 392396 | 0 | 0 | 0 | 1705690.1971 | 0 | 10739.7943 | 0 | 0 | 0 | 0 | 0 | 0 | 0 | 3786502.5983 | 0 | 0 | 0 | 0 | 133674.0762 | 0 | 0 | 0 | 0 | 0 | 0 | 0 | 0 | 0 | 0 | 22097.017 | 0 | 0
2016-11-12 22:00 | 0 | 0 | 0 | 0 | 0 | 503700.1714 | 406035 | 0 | 0 | 0 | 1781258.3514 | 0 | 10739.7943 | 0 | 0 | 0 | 0 | 0 | 0 | 0 | 3804165.0659 | 0 | 0 | 0 | 0 | 75568.1543 | 0 | 0 | 0 | 0 | 0 | 0 | 0 | 0 | 0 | 0 | 22097.017 | 0 | 0
2016-11-12 23:00 | 0 | 0 | 0 | 0 | 0 | 255618.1504 | 419527 | 0 | 0 | 0 | 1595252.4848 | 0 | 10739.7943 | 0 | 0 | 0 | 0 | 0 | 0 | 0 | 3821827.4629 | 0 | 0 | 0 | 0 | -186005.8666 | 0 | 0 | 0 | 0 | 0 | 0 | 0 | 0 | 0 | 0 | 22097.017 | 0 | 0
2016-11-13 | 0 | 0 | 0 | 0 | 179910.766 | 19225.0084 | 422595 | 0 | 0 | 0 | 1349696.2421 | 0 | 10739.7943 | 0 | 0 | 0 | 0 | 0 | 0 | 0 | 3839489.7893 | 0 | 0 | 0 | 0 | -245556.2427 | 0 | 0 | 0 | 0 | 0 | 0 | 0 | 0 | 0 | 0 | 22097.017 | 0 | 0
2016-11-13 01:00 | 0 | 0 | 0 | 0 | 197597.7744 | 0 | 421057 | 0 | 0 | 0 | 1104139.9994 | 0 | 10739.7943 | 0 | 0 | 0 | 0 | 0 | 0 | 0 | 3857152.0449 | 0 | 0 | 0 | 0 | -245556.2427 | 0 | 0 | 0 | 0 | 0 | 0 | 0 | 0 | 0 | 0 | 22097.017 | 0 | 0
2016-11-13 02:00 | 0 | 0 | 0 | 0 | 679641.2597 | 0 | 411988 | 0 | 0 | 0 | 1349696.2421 | 0 | 10739.7943 | 0 | 0 | 0 | 0 | 0 | 0 | 0 | 3874814.23 | 0 | 0 | 0 | 0 | 245556.2427 | 0 | 0 | 0 | 0 | 0 | 0 | 0 | 0 | 0 | 0 | 22097.017 | 0 | 0
2016-11-13 03:00 | 0 | 0 | 0 | 0 | 174866.7744 | 0 | 398326 | 0 | 0 | 0 | 1104139.9994 | 0 | 10739.7943 | 0 | 0 | 0 | 0 | 0 | 0 | 0 | 3892476.3443 | 0 | 0 | 0 | 0 | -245556.2427 | 0 | 0 | 0 | 0 | 0 | 0 | 0 | 0 | 0 | 0 | 22097.017 | 0 | 0
2016-11-13 04:00 | 0 | 0 | 0 | 0 | 159374.7744 | 0 | 382834 | 0 | 0 | 0 | 858583.7568 | 0 | 10739.7943 | 0 | 0 | 0 | 0 | 0 | 0 | 0 | 3910138.3881 | 0 | 0 | 0 | 0 | -245556.2427 | 0 | 0 | 0 | 0 | 0 | 0 | 0 | 0 | 0 | 0 | 22097.017 | 0 | 0
2016-11-13 05:00 | 0 | 0 | 0 | 0 | 144158.7744 | 0 | 367618 | 0 | 0 | 0 | 613027.5141 | 0 | 10739.7943 | 0 | 0 | 0 | 0 | 0 | 0 | 0 | 3927800.3612 | 0 | 0 | 0 | 0 | -245556.2427 | 0 | 0 | 0 | 0 | 0 | 0 | 0 | 0 | 0 | 0 | 22097.017 | 0 | 0
2016-11-13 06:00 | 0 | 0 | 0 | 0 | 623563.2597 | 0 | 355910 | 0 | 0 | 0 | 858583.7568 | 0 | 10739.7943 | 0 | 0 | 0 | 0 | 0 | 0 | 0 | 3945462.2636 | 0 | 0 | 0 | 0 | 245556.2427 | 0 | 0 | 0 | 0 | 0 | 0 | 0 | 0 | 0 | 0 | 22097.017 | 0 | 0
2016-11-13 07:00 | 0 | 0 | 0 | 0 | 125253.7744 | 0 | 348713 | 0 | 0 | 0 | 613027.5141 | 0 | 10739.7943 | 0 | 0 | 0 | 0 | 0 | 0 | 0 | 3963124.0954 | 0 | 0 | 0 | 0 | -245556.2427 | 0 | 0 | 0 | 0 | 0 | 0 | 0 | 0 | 0 | 0 | 22097.017 | 0 | 0
2016-11-13 08:00 | 0 | 0 | 0 | 0 | 611134.2597 | 0 | 343481 | 0 | 0 | 0 | 858583.7568 | 0 | 10739.7943 | 0 | 0 | 0 | 0 | 0 | 0 | 0 | 3980785.8565 | 0 | 0 | 0 | 0 | 245556.2427 | 0 | 0 | 0 | 0 | 0 | 0 | 0 | 0 | 0 | 0 | 22097.017 | 0 | 0
2016-11-13 09:00 | 0 | 0 | 0 | 0 | 118642.7744 | 0 | 342102 | 0 | 0 | 0 | 613027.5141 | 0 | 10739.7943 | 0 | 0 | 0 | 0 | 0 | 0 | 0 | 3998447.547 | 0 | 0 | 0 | 0 | -245556.2427 | 0 | 0 | 0 | 0 | 0 | 0 | 0 | 0 | 0 | 0 | 22097.017 | 0 | 0
2016-11-13 10:00 | 0 | 0 | 0 | 0 | 122872.7744 | 0 | 346332 | 0 | 0 | 0 | 367471.2714 | 0 | 10739.7943 | 0 | 0 | 0 | 0 | 0 | 0 | 0 | 4016109.1669 | 0 | 0 | 0 | 0 | -245556.2427 | 0 | 0 | 0 | 0 | 0 | 0 | 0 | 0 | 0 | 0 | 22097.017 | 0 | 0
2016-11-13 11:00 | 0 | 0 | 0 | 0 | 131050.7744 | 0 | 354510 | 0 | 0 | 0 | 121915.0287 | 0 | 10739.7943 | 0 | 0 | 0 | 0 | 0 | 0 | 0 | 4033770.7161 | 0 | 0 | 0 | 0 | -245556.2427 | 0 | 0 | 0 | 0 | 0 | 0 | 0 | 0 | 0 | 0 | 22097.017 | 0 | 0
2016-11-13 12:00 | 0 | 0 | 0 | 0 | 632725.2597 | 0 | 365072 | 0 | 0 | 0 | 367471.2714 | 0 | 10739.7943 | 0 | 0 | 0 | 0 | 0 | 0 | 0 | 4051432.1946 | 0 | 0 | 0 | 0 | 245556.2427 | 0 | 0 | 0 | 0 | 0 | 0 | 0 | 0 | 0 | 0 | 22097.017 | 0 | 0
2016-11-13 13:00 | 0 | 0 | 0 | 0 | 151860.5708 | 33.2035 | 375353 | 0 | 0 | 0 | 121915.0287 | 0 | 10739.7943 | 0 | 0 | 0 | 0 | 0 | 0 | 0 | 4069093.6025 | 0 | 0 | 0 | 0 | -245556.2427 | 0 | 0 | 0 | 0 | 0 | 0 | 0 | 0 | 0 | 0 | 22097.017 | 0 | 0
2016-11-13 14:00 | 0 | 0 | 0 | 0 | 480413.4311 | 168778.8287 | 381539 | 0 | 0 | 0 | 367471.2714 | 0 | 10739.7943 | 0 | 0 | 0 | 0 | 0 | 0 | 0 | 4086754.9398 | 0 | 0 | 0 | 0 | 245556.2427 | 0 | 0 | 0 | 0 | 0 | 0 | 0 | 0 | 0 | 0 | 22097.017 | 0 | 0
2016-11-13 15:00 | 0 | 0 | 0 | 0 | 156463.366 | 493350.8937 | 382161 | 0 | 0 | 0 | 613027.5141 | 0 | 10739.7943 | 0 | 0 | 0 | 0 | 0 | 0 | 0 | 4104416.2064 | 0 | 0 | 0 | 0 | 245556.2427 | 0 | 0 | 0 | 0 | 0 | 0 | 0 | 0 | 0 | 0 | 22097.017 | 0 | 0
2016-11-13 16:00 | 0 | 0 | 0 | 0 | 0 | 610260.0464 | 381553 | 0 | 0 | 0 | 819424.2442 | 0 | 10953.0936 | 0 | 0 | 0 | 0 | 0 | 0 | 0 | 4122077.4024 | 0 | 0 | 0 | 0 | 206396.7301 | 0 | 213.2993 | 0 | 0 | 0 | 0 | 0 | 0 | 0 | 0 | 22097.017 | 0 | 0
2016-11-13 17:00 | 0 | 0 | 0 | 0 | 0 | 603213.9199 | 381489 | 0 | 0 | 0 | 1019052.147 | 0 | 10953.0936 | 0 | 0 | 0 | 0 | 0 | 0 | 0 | 4139738.5277 | 0 | 0 | 0 | 0 | 199627.9029 | 0 | 0 | 0 | 0 | 0 | 0 | 0 | 0 | 0 | 0 | 22097.017 | 0 | 0
2016-11-13 18:00 | 0 | 0 | 0 | 0 | 0 | 571205.4576 | 381742 | 0 | 0 | 0 | 1186418.5876 | 0 | 10953.0936 | 0 | 0 | 0 | 0 | 0 | 0 | 0 | 4157399.5824 | 0 | 0 | 0 | 0 | 167366.4406 | 0 | 0 | 0 | 0 | 0 | 0 | 0 | 0 | 0 | 0 | 22097.017 | 0 | 0
2016-11-13 19:00 | 0 | 0 | 0 | 0 | 0 | 558835.4726 | 382484 | 0 | 0 | 0 | 1340673.0431 | 0 | 10953.0936 | 0 | 0 | 0 | 0 | 0 | 0 | 0 | 4175060.5664 | 0 | 0 | 0 | 0 | 154254.4555 | 0 | 0 | 0 | 0 | 0 | 0 | 0 | 0 | 0 | 0 | 22097.017 | 0 | 0
2016-11-13 20:00 | 0 | 0 | 0 | 0 | 75782.5296 | 576444.7302 | 384574 | 0 | 0 | 0 | 1586229.2858 | 0 | 10953.0936 | 0 | 0 | 0 | 0 | 0 | 0 | 0 | 4192721.4798 | 0 | 0 | 0 | 0 | 245556.2427 | 0 | 0 | 0 | 0 | 0 | 0 | 0 | 0 | 0 | 0 | 22097.017 | 0 | 0
2016-11-13 21:00 | 0 | 0 | 0 | 0 | 0 | 605442.6128 | 391806 | 0 | 0 | 0 | 1777768.8816 | 0 | 10953.0936 | 0 | 0 | 0 | 0 | 0 | 0 | 0 | 4210382.3226 | 0 | 0 | 0 | 0 | 191539.5958 | 0 | 0 | 0 | 0 | 0 | 0 | 0 | 0 | 0 | 0 | 22097.017 | 0 | 0
2016-11-13 22:00 | 0 | 0 | 0 | 0 | 0 | 571681.8877 | 408986 | 0 | 0 | 0 | 1918367.7523 | 0 | 10953.0936 | 0 | 0 | 0 | 0 | 0 | 0 | 0 | 4228043.0947 | 0 | 0 | 0 | 0 | 140598.8707 | 0 | 0 | 0 | 0 | 0 | 0 | 0 | 0 | 0 | 0 | 22097.017 | 0 | 0
2016-11-13 23:00 | 0 | 0 | 0 | 0 | 0 | 313207.6113 | 426882 | 0 | 0 | 0 | 1782596.3466 | 0 | 10953.0936 | 0 | 0 | 0 | 0 | 0 | 0 | 0 | 4245703.7961 | 0 | 0 | 0 | 0 | -135771.4057 | 0 | 0 | 0 | 0 | 0 | 0 | 0 | 0 | 0 | 0 | 22097.017 | 0 | 0
2016-11-14 | 0 | 0 | 0 | 0 | 185832.5639 | 21661.2105 | 430953 | 0 | 0 | 0 | 1537040.1039 | 0 | 10953.0936 | 0 | 0 | 0 | 0 | 0 | 0 | 0 | 4263364.427 | 0 | 0 | 0 | 0 | -245556.2427 | 0 | 0 | 0 | 0 | 0 | 0 | 0 | 0 | 0 | 0 | 22097.017 | 0 | 0
2016-11-14 01:00 | 0 | 0 | 0 | 0 | 207478.7744 | 0 | 430938 | 0 | 0 | 0 | 1291483.8612 | 0 | 10953.0936 | 0 | 0 | 0 | 0 | 0 | 0 | 0 | 4281024.9871 | 0 | 0 | 0 | 0 | -245556.2427 | 0 | 0 | 0 | 0 | 0 | 0 | 0 | 0 | 0 | 0 | 22097.017 | 0 | 0
2016-11-14 02:00 | 0 | 0 | 0 | 0 | 683837.6192 | 0 | 417746 | 0 | 0 | 0 | 1535478.4633 | 0 | 10953.0936 | 0 | 0 | 0 | 0 | 0 | 0 | 0 | 4298685.4767 | 0 | 0 | 0 | 0 | 243994.6021 | 0 | 0 | 0 | 0 | 0 | 0 | 0 | 0 | 0 | 0 | 22097.017 | 0 | 0
2016-11-14 03:00 | 0 | 0 | 0 | 0 | 176042.7744 | 0 | 399502 | 0 | 0 | 0 | 1289922.2206 | 0 | 10953.0936 | 0 | 0 | 0 | 0 | 0 | 0 | 0 | 4316345.8956 | 0 | 0 | 0 | 0 | -245556.2427 | 0 | 0 | 0 | 0 | 0 | 0 | 0 | 0 | 0 | 0 | 22097.017 | 0 | 0
2016-11-14 04:00 | 0 | 0 | 0 | 0 | 156421.7744 | 0 | 379881 | 0 | 0 | 0 | 1044365.978 | 0 | 10953.0936 | 0 | 0 | 0 | 0 | 0 | 0 | 0 | 4334006.2438 | 0 | 0 | 0 | 0 | -245556.2427 | 0 | 0 | 0 | 0 | 0 | 0 | 0 | 0 | 0 | 0 | 22097.017 | 0 | 0
2016-11-14 05:00 | 0 | 0 | 0 | 0 | 139453.7744 | 0 | 362913 | 0 | 0 | 0 | 798809.7353 | 0 | 10953.0936 | 0 | 0 | 0 | 0 | 0 | 0 | 0 | 4351666.5214 | 0 | 0 | 0 | 0 | -245556.2427 | 0 | 0 | 0 | 0 | 0 | 0 | 0 | 0 | 0 | 0 | 22097.017 | 0 | 0
2016-11-14 06:00 | 0 | 0 | 0 | 0 | 617557.2597 | 0 | 349904 | 0 | 0 | 0 | 1044365.978 | 0 | 10953.0936 | 0 | 0 | 0 | 0 | 0 | 0 | 0 | 4369326.7284 | 0 | 0 | 0 | 0 | 245556.2427 | 0 | 0 | 0 | 0 | 0 | 0 | 0 | 0 | 0 | 0 | 22097.017 | 0 | 0
2016-11-14 07:00 | 0 | 0 | 0 | 0 | 119454.7744 | 0 | 342914 | 0 | 0 | 0 | 798809.7353 | 0 | 10953.0936 | 0 | 0 | 0 | 0 | 0 | 0 | 0 | 4386986.8647 | 0 | 0 | 0 | 0 | -245556.2427 | 0 | 0 | 0 | 0 | 0 | 0 | 0 | 0 | 0 | 0 | 22097.017 | 0 | 0
2016-11-14 08:00 | 0 | 0 | 0 | 0 | 608665.2597 | 0 | 341012 | 0 | 0 | 0 | 1044365.978 | 0 | 10953.0936 | 0 | 0 | 0 | 0 | 0 | 0 | 0 | 4404646.9304 | 0 | 0 | 0 | 0 | 245556.2427 | 0 | 0 | 0 | 0 | 0 | 0 | 0 | 0 | 0 | 0 | 22097.017 | 0 | 0
2016-11-14 09:00 | 0 | 0 | 0 | 0 | 122516.7744 | 0 | 345976 | 0 | 0 | 0 | 798809.7353 | 0 | 10953.0936 | 0 | 0 | 0 | 0 | 0 | 0 | 0 | 4422306.9255 | 0 | 0 | 0 | 0 | -245556.2427 | 0 | 0 | 0 | 0 | 0 | 0 | 0 | 0 | 0 | 0 | 22097.017 | 0 | 0
2016-11-14 10:00 | 0 | 0 | 0 | 0 | 536261.8951 | 0 | 362341 | 0 | 0 | 0 | 950633.6133 | 0 | 10953.0936 | 0 | 0 | 0 | 0 | 0 | 0 | 0 | 4439966.8499 | 0 | 0 | 0 | 0 | 151823.878 | 0 | 0 | 0 | 0 | 0 | 0 | 0 | 0 | 0 | 0 | 22097.017 | 0 | 0
2016-11-14 11:00 | 0 | 0 | 0 | 0 | 170229.7744 | 0 | 393689 | 0 | 0 | 0 | 705077.3706 | 0 | 10953.0936 | 0 | 0 | 0 | 0 | 0 | 0 | 0 | 4457626.7037 | 0 | 0 | 0 | 0 | -245556.2427 | 0 | 0 | 0 | 0 | 0 | 0 | 0 | 0 | 0 | 0 | 22097.017 | 0 | 0
2016-11-14 12:00 | 0 | 0 | 0 | 0 | 477257.0057 | 0 | 421004 | 0 | 0 | 0 | 739233.3593 | 0 | 10953.0936 | 0 | 0 | 0 | 0 | 0 | 0 | 0 | 4475286.4868 | 0 | 0 | 0 | 0 | 34155.9887 | 0 | 0 | 0 | 0 | 0 | 0 | 0 | 0 | 0 | 0 | 22097.017 | 0 | 0
2016-11-14 13:00 | 0 | 0 | 0 | 0 | 207569.5545 | 23.5192 | 430839 | 0 | 0 | 0 | 493677.1166 | 0 | 11166.3929 | 0 | 0 | 0 | 0 | 0 | 0 | 0 | 4492946.1993 | 0 | 0 | 0 | 0 | -245556.2427 | 0 | 213.2993 | 0 | 0 | 0 | 0 | 0 | 0 | 0 | 0 | 22097.017 | 0 | 0
2016-11-14 14:00 | 0 | 0 | 0 | 0 | 331772.6937 | 183914.8859 | 433072 | 0 | 0 | 0 | 554195.6792 | 0 | 11166.3929 | 0 | 0 | 0 | 0 | 0 | 0 | 0 | 4510605.8411 | 0 | 0 | 0 | 0 | 60518.5625 | 0 | 0 | 0 | 0 | 0 | 0 | 0 | 0 | 0 | 0 | 22097.017 | 0 | 0
2016-11-14 15:00 | 0 | 0 | 0 | 0 | 192582.7623 | 507087.4974 | 432017 | 0 | 0 | 0 | 799751.9219 | 0 | 11166.3929 | 0 | 0 | 0 | 0 | 0 | 0 | 0 | 4528265.4123 | 0 | 0 | 0 | 0 | 245556.2427 | 0 | 0 | 0 | 0 | 0 | 0 | 0 | 0 | 0 | 0 | 22097.017 | 0 | 0
2016-11-14 16:00 | 0 | 0 | 0 | 0 | 0 | 631176.7735 | 430617 | 0 | 0 | 0 | 978214.6784 | 0 | 11166.3929 | 0 | 0 | 0 | 0 | 0 | 0 | 0 | 4545924.9129 | 0 | 0 | 0 | 0 | 178462.7565 | 0 | 0 | 0 | 0 | 0 | 0 | 0 | 0 | 0 | 0 | 22097.017 | 0 | 0
2016-11-14 17:00 | 0 | 0 | 0 | 0 | 71848.3714 | 624740.8884 | 428936 | 0 | 0 | 0 | 1223770.921 | 0 | 11166.3929 | 0 | 0 | 0 | 0 | 0 | 0 | 0 | 4563584.3429 | 0 | 0 | 0 | 0 | 245556.2427 | 0 | 0 | 0 | 0 | 0 | 0 | 0 | 0 | 0 | 0 | 22097.017 | 0 | 0
2016-11-14 18:00 | 0 | 0 | 0 | 0 | 0 | 587144.3821 | 429070 | 0 | 0 | 0 | 1359748.2861 | 0 | 11166.3929 | 0 | 0 | 0 | 0 | 0 | 0 | 0 | 4581243.7022 | 0 | 0 | 0 | 0 | 135977.365 | 0 | 0 | 0 | 0 | 0 | 0 | 0 | 0 | 0 | 0 | 22097.017 | 0 | 0
2016-11-14 19:00 | 0 | 0 | 0 | 0 | 0 | 573449.3777 | 429960 | 0 | 0 | 0 | 1481140.6467 | 0 | 11166.3929 | 0 | 0 | 0 | 0 | 0 | 0 | 0 | 4598902.9908 | 0 | 0 | 0 | 0 | 121392.3606 | 0 | 0 | 0 | 0 | 0 | 0 | 0 | 0 | 0 | 0 | 22097.017 | 0 | 0
2016-11-14 20:00 | 0 | 0 | 0 | 0 | 106799.6109 | 591560.6489 | 430707 | 0 | 0 | 0 | 1726696.8894 | 0 | 11166.3929 | 0 | 0 | 0 | 0 | 0 | 0 | 0 | 4616562.2088 | 0 | 0 | 0 | 0 | 245556.2427 | 0 | 0 | 0 | 0 | 0 | 0 | 0 | 0 | 0 | 0 | 22097.017 | 0 | 0
2016-11-14 21:00 | 0 | 0 | 0 | 0 | 0 | 627773.9387 | 436153 | 0 | 0 | 0 | 1896220.8111 | 0 | 11166.3929 | 0 | 0 | 0 | 0 | 0 | 0 | 0 | 4634221.3562 | 0 | 0 | 0 | 0 | 169523.9217 | 0 | 0 | 0 | 0 | 0 | 0 | 0 | 0 | 0 | 0 | 22097.017 | 0 | 0
2016-11-14 22:00 | 0 | 0 | 0 | 0 | 0 | 594235.8096 | 450135 | 0 | 0 | 0 | 2018224.6036 | 0 | 11166.3929 | 0 | 0 | 0 | 0 | 0 | 0 | 0 | 4651880.433 | 0 | 0 | 0 | 0 | 122003.7926 | 0 | 0 | 0 | 0 | 0 | 0 | 0 | 0 | 0 | 0 | 22097.017 | 0 | 0
2016-11-14 23:00 | 0 | 0 | 0 | 0 | 0 | 332931.4662 | 462512 | 0 | 0 | 0 | 1866547.0528 | 0 | 11166.3929 | 0 | 0 | 0 | 0 | 0 | 0 | 0 | 4669539.4391 | 0 | 0 | 0 | 0 | -151677.5509 | 0 | 0 | 0 | 0 | 0 | 0 | 0 | 0 | 0 | 0 | 22097.017 | 0 | 0
2016-11-15 | 0 | 0 | 0 | 0 | 336503.4133 | 17868.4793 | 463726 | 0 | 0 | 0 | 1735095.9283 | 0 | 11166.3929 | 0 | 0 | 0 | 0 | 0 | 0 | 0 | 4687198.3746 | 0 | 0 | 0 | 0 | -131451.1244 | 0 | 0 | 0 | 0 | 0 | 0 | 0 | 0 | 0 | 0 | 22097.017 | 0 | 0
2016-11-15 01:00 | 0 | 0 | 0 | 0 | 234620.7744 | 0 | 458080 | 0 | 0 | 0 | 1489539.6857 | 0 | 11166.3929 | 0 | 0 | 0 | 0 | 0 | 0 | 0 | 4704857.2394 | 0 | 0 | 0 | 0 | -245556.2427 | 0 | 0 | 0 | 0 | 0 | 0 | 0 | 0 | 0 | 0 | 22097.017 | 0 | 0
2016-11-15 02:00 | 0 | 0 | 0 | 0 | 381354.4663 | 0 | 441923 | 0 | 0 | 0 | 1406874.1349 | 0 | 11166.3929 | 0 | 0 | 0 | 0 | 0 | 0 | 0 | 4722516.0336 | 0 | 0 | 0 | 0 | -82665.5507 | 0 | 0 | 0 | 0 | 0 | 0 | 0 | 0 | 0 | 0 | 22097.017 | 0 | 0
2016-11-15 03:00 | 0 | 0 | 0 | 0 | 195689.7744 | 0 | 419149 | 0 | 0 | 0 | 1161317.8923 | 0 | 11166.3929 | 0 | 0 | 0 | 0 | 0 | 0 | 0 | 4740174.7572 | 0 | 0 | 0 | 0 | -245556.2427 | 0 | 0 | 0 | 0 | 0 | 0 | 0 | 0 | 0 | 0 | 22097.017 | 0 | 0
2016-11-15 04:00 | 0 | 0 | 0 | 0 | 170550.7744 | 0 | 394010 | 0 | 0 | 0 | 915761.6496 | 0 | 11166.3929 | 0 | 0 | 0 | 0 | 0 | 0 | 0 | 4757833.4101 | 0 | 0 | 0 | 0 | -245556.2427 | 0 | 0 | 0 | 0 | 0 | 0 | 0 | 0 | 0 | 0 | 22097.017 | 0 | 0
2016-11-15 05:00 | 0 | 0 | 0 | 0 | 150551.7744 | 0 | 374011 | 0 | 0 | 0 | 670205.4069 | 0 | 11166.3929 | 0 | 0 | 0 | 0 | 0 | 0 | 0 | 4775491.9924 | 0 | 0 | 0 | 0 | -245556.2427 | 0 | 0 | 0 | 0 | 0 | 0 | 0 | 0 | 0 | 0 | 22097.017 | 0 | 0
2016-11-15 06:00 | 0 | 0 | 0 | 0 | 527928.7474 | 0 | 359783 | 0 | 0 | 0 | 816254.1373 | 0 | 11166.3929 | 0 | 0 | 0 | 0 | 0 | 0 | 0 | 4793150.5041 | 0 | 0 | 0 | 0 | 146048.7304 | 0 | 0 | 0 | 0 | 0 | 0 | 0 | 0 | 0 | 0 | 22097.017 | 0 | 0
2016-11-15 07:00 | 0 | 0 | 0 | 0 | 127513.7744 | 0 | 350973 | 0 | 0 | 0 | 570697.8946 | 0 | 11166.3929 | 0 | 0 | 0 | 0 | 0 | 0 | 0 | 4810808.9451 | 0 | 0 | 0 | 0 | -245556.2427 | 0 | 0 | 0 | 0 | 0 | 0 | 0 | 0 | 0 | 0 | 22097.017 | 0 | 0
2016-11-15 08:00 | 0 | 0 | 0 | 0 | 574629.19 | 0 | 347090 | 0 | 0 | 0 | 776140.0675 | 0 | 11166.3929 | 0 | 0 | 0 | 0 | 0 | 0 | 0 | 4828467.3156 | 0 | 0 | 0 | 0 | 205442.1729 | 0 | 0 | 0 | 0 | 0 | 0 | 0 | 0 | 0 | 0 | 22097.017 | 0 | 0
2016-11-15 09:00 | 0 | 0 | 0 | 0 | 126257.7744 | 0 | 349717 | 0 | 0 | 0 | 530583.8249 | 0 | 11166.3929 | 0 | 0 | 0 | 0 | 0 | 0 | 0 | 4846125.6153 | 0 | 0 | 0 | 0 | -245556.2427 | 0 | 0 | 0 | 0 | 0 | 0 | 0 | 0 | 0 | 0 | 22097.017 | 0 | 0
2016-11-15 10:00 | 0 | 0 | 0 | 0 | 583344.9132 | 0 | 361722 | 0 | 0 | 0 | 730109.721 | 0 | 11166.3929 | 0 | 0 | 0 | 0 | 0 | 0 | 0 | 4863783.8445 | 0 | 0 | 0 | 0 | 199525.8962 | 0 | 0 | 0 | 0 | 0 | 0 | 0 | 0 | 0 | 0 | 22097.017 | 0 | 0
2016-11-15 11:00 | 0 | 0 | 0 | 0 | 168066.7744 | 0 | 391526 | 0 | 0 | 0 | 484553.4783 | 0 | 11166.3929 | 0 | 0 | 0 | 0 | 0 | 0 | 0 | 4881442.003 | 0 | 0 | 0 | 0 | -245556.2427 | 0 | 0 | 0 | 0 | 0 | 0 | 0 | 0 | 0 | 0 | 22097.017 | 0 | 0
2016-11-15 12:00 | 0 | 0 | 0 | 0 | 581533.6563 | 0 | 417710 | 0 | 0 | 0 | 626280.1176 | 0 | 11166.3929 | 0 | 0 | 0 | 0 | 0 | 0 | 0 | 4899100.0908 | 0 | 0 | 0 | 0 | 141726.6392 | 0 | 0 | 0 | 0 | 0 | 0 | 0 | 0 | 0 | 0 | 22097.017 | 0 | 0
2016-11-15 13:00 | 0 | 0 | 0 | 0 | 203242.3658 | 24.4085 | 426726 | 0 | 0 | 0 | 380723.8749 | 0 | 11166.3929 | 0 | 0 | 0 | 0 | 0 | 0 | 0 | 4916758.1081 | 0 | 0 | 0 | 0 | -245556.2427 | 0 | 0 | 0 | 0 | 0 | 0 | 0 | 0 | 0 | 0 | 22097.017 | 0 | 0
2016-11-15 14:00 | 0 | 0 | 0 | 0 | 445088.4635 | 198102.4804 | 429103 | 0 | 0 | 0 | 572714.8018 | 0 | 11166.3929 | 0 | 0 | 0 | 0 | 0 | 0 | 0 | 4934416.0547 | 0 | 0 | 0 | 0 | 191990.9269 | 0 | 0 | 0 | 0 | 0 | 0 | 0 | 0 | 0 | 0 | 22097.017 | 0 | 0
2016-11-15 15:00 | 0 | 0 | 0 | 0 | 140095.6677 | 556490.5921 | 428933 | 0 | 0 | 0 | 818271.0444 | 0 | 11166.3929 | 0 | 0 | 0 | 0 | 0 | 0 | 0 | 4952073.9306 | 0 | 0 | 0 | 0 | 245556.2427 | 0 | 0 | 0 | 0 | 0 | 0 | 0 | 0 | 0 | 0 | 22097.017 | 0 | 0
2016-11-15 16:00 | 0 | 0 | 0 | 0 | 0 | 653518.9736 | 427043 | 0 | 0 | 0 | 1022650.001 | 0 | 11166.3929 | 0 | 0 | 0 | 0 | 0 | 0 | 0 | 4969731.736 | 0 | 0 | 0 | 0 | 204378.9565 | 0 | 0 | 0 | 0 | 0 | 0 | 0 | 0 | 0 | 0 | 22097.017 | 0 | 0
2016-11-15 17:00 | 0 | 0 | 0 | 0 | 67494.8175 | 626771.4422 | 426613 | 0 | 0 | 0 | 1268206.2437 | 0 | 11166.3929 | 0 | 0 | 0 | 0 | 0 | 0 | 0 | 4987389.4707 | 0 | 0 | 0 | 0 | 245556.2427 | 0 | 0 | 0 | 0 | 0 | 0 | 0 | 0 | 0 | 0 | 22097.017 | 0 | 0
2016-11-15 18:00 | 0 | 0 | 0 | 0 | 0 | 584967.7693 | 428470 | 0 | 0 | 0 | 1402606.9959 | 0 | 11166.3929 | 0 | 0 | 0 | 0 | 0 | 0 | 0 | 5005047.1348 | 0 | 0 | 0 | 0 | 134400.7523 | 0 | 0 | 0 | 0 | 0 | 0 | 0 | 0 | 0 | 0 | 22097.017 | 0 | 0
2016-11-15 19:00 | 0 | 0 | 0 | 0 | 0 | 567553.6783 | 429860 | 0 | 0 | 0 | 1518203.6572 | 0 | 11166.3929 | 0 | 0 | 0 | 0 | 0 | 0 | 0 | 5022704.7282 | 0 | 0 | 0 | 0 | 115596.6613 | 0 | 0 | 0 | 0 | 0 | 0 | 0 | 0 | 0 | 0 | 22097.017 | 0 | 0
2016-11-15 20:00 | 0 | 0 | 0 | 0 | 0 | 580070.1512 | 431192 | 0 | 0 | 0 | 1644984.7913 | 0 | 11166.3929 | 0 | 0 | 0 | 0 | 0 | 0 | 0 | 5040362.251 | 0 | 0 | 0 | 0 | 126781.1341 | 0 | 0 | 0 | 0 | 0 | 0 | 0 | 0 | 0 | 0 | 22097.017 | 0 | 0
2016-11-15 21:00 | 0 | 0 | 0 | 0 | 97766.4867 | 604921.773 | 435035 | 0 | 0 | 0 | 1890541.034 | 0 | 11166.3929 | 0 | 0 | 0 | 0 | 0 | 0 | 0 | 5058019.7032 | 0 | 0 | 0 | 0 | 245556.2427 | 0 | 0 | 0 | 0 | 0 | 0 | 0 | 0 | 0 | 0 | 22097.017 | 0 | 0
2016-11-15 22:00 | 0 | 0 | 0 | 0 | 0 | 565839.8723 | 447443 | 0 | 0 | 0 | 1986840.8893 | 0 | 11166.3929 | 0 | 0 | 0 | 0 | 0 | 0 | 0 | 5075677.0848 | 0 | 0 | 0 | 0 | 96299.8553 | 0 | 0 | 0 | 0 | 0 | 0 | 0 | 0 | 0 | 0 | 22097.017 | 0 | 0
2016-11-15 23:00 | 0 | 0 | 0 | 0 | 0 | 285294.3535 | 457660 | 0 | 0 | 0 | 1792378.2258 | 0 | 11166.3929 | 0 | 0 | 0 | 0 | 0 | 0 | 0 | 5093334.3957 | 0 | 0 | 0 | 0 | -194462.6635 | 0 | 0 | 0 | 0 | 0 | 0 | 0 | 0 | 0 | 0 | 22097.017 | 0 | 0
2016-11-16 | 0 | 0 | 0 | 0 | 221384.8967 | 14617.8777 | 459462 | 0 | 0 | 0 | 1546821.9831 | 0 | 11166.3929 | 0 | 0 | 0 | 0 | 0 | 0 | 0 | 5110991.636 | 0 | 0 | 0 | 0 | -245556.2427 | 0 | 0 | 0 | 0 | 0 | 0 | 0 | 0 | 0 | 0 | 22097.017 | 0 | 0
2016-11-16 01:00 | 0 | 0 | 0 | 0 | 231161.7744 | 0 | 454621 | 0 | 0 | 0 | 1301265.7404 | 0 | 11166.3929 | 0 | 0 | 0 | 0 | 0 | 0 | 0 | 5128648.8057 | 0 | 0 | 0 | 0 | -245556.2427 | 0 | 0 | 0 | 0 | 0 | 0 | 0 | 0 | 0 | 0 | 22097.017 | 0 | 0
2016-11-16 02:00 | 0 | 0 | 0 | 0 | 469058.6717 | 0 | 439452 | 0 | 0 | 0 | 1308775.395 | 0 | 11166.3929 | 0 | 0 | 0 | 0 | 0 | 0 | 0 | 5146305.9047 | 0 | 0 | 0 | 0 | 7509.6546 | 0 | 0 | 0 | 0 | 0 | 0 | 0 | 0 | 0 | 0 | 22097.017 | 0 | 0
2016-11-16 03:00 | 0 | 0 | 0 | 0 | 193360.7744 | 0 | 416820 | 0 | 0 | 0 | 1063219.1523 | 0 | 11166.3929 | 0 | 0 | 0 | 0 | 0 | 0 | 0 | 5163962.9331 | 0 | 0 | 0 | 0 | -245556.2427 | 0 | 0 | 0 | 0 | 0 | 0 | 0 | 0 | 0 | 0 | 22097.017 | 0 | 0
2016-11-16 04:00 | 0 | 0 | 0 | 0 | 519656.2337 | 0 | 392584 | 0 | 0 | 0 | 1168194.369 | 0 | 11166.3929 | 0 | 0 | 0 | 0 | 0 | 0 | 0 | 5181619.8909 | 0 | 0 | 0 | 0 | 104975.2166 | 0 | 0 | 0 | 0 | 0 | 0 | 0 | 0 | 0 | 0 | 22097.017 | 0 | 0
2016-11-16 05:00 | 0 | 0 | 0 | 0 | 148207.7744 | 0 | 371667 | 0 | 0 | 0 | 922638.1263 | 0 | 11166.3929 | 0 | 0 | 0 | 0 | 0 | 0 | 0 | 5199276.7781 | 0 | 0 | 0 | 0 | -245556.2427 | 0 | 0 | 0 | 0 | 0 | 0 | 0 | 0 | 0 | 0 | 22097.017 | 0 | 0
2016-11-16 06:00 | 0 | 0 | 0 | 0 | 560426.1801 | 0 | 357214 | 0 | 0 | 0 | 1103753.2893 | 0 | 11166.3929 | 0 | 0 | 0 | 0 | 0 | 0 | 0 | 5216933.5946 | 0 | 0 | 0 | 0 | 181115.1631 | 0 | 0 | 0 | 0 | 0 | 0 | 0 | 0 | 0 | 0 | 22097.017 | 0 | 0
2016-11-16 07:00 | 0 | 0 | 0 | 0 | 125758.7744 | 0 | 349218 | 0 | 0 | 0 | 858197.0466 | 0 | 11166.3929 | 0 | 0 | 0 | 0 | 0 | 0 | 0 | 5234590.3405 | 0 | 0 | 0 | 0 | -245556.2427 | 0 | 0 | 0 | 0 | 0 | 0 | 0 | 0 | 0 | 0 | 22097.017 | 0 | 0
2016-11-16 08:00 | 0 | 0 | 0 | 0 | 122255.7744 | 0 | 345715 | 0 | 0 | 0 | 612640.804 | 0 | 11166.3929 | 0 | 0 | 0 | 0 | 0 | 0 | 0 | 5252247.0158 | 0 | 0 | 0 | 0 | -245556.2427 | 0 | 0 | 0 | 0 | 0 | 0 | 0 | 0 | 0 | 0 | 22097.017 | 0 | 0
2016-11-16 09:00 | 0 | 0 | 0 | 0 | 124416.7744 | 0 | 347876 | 0 | 0 | 0 | 367084.5613 | 0 | 11166.3929 | 0 | 0 | 0 | 0 | 0 | 0 | 0 | 5269903.6204 | 0 | 0 | 0 | 0 | -245556.2427 | 0 | 0 | 0 | 0 | 0 | 0 | 0 | 0 | 0 | 0 | 22097.017 | 0 | 0
2016-11-16 10:00 | 0 | 0 | 0 | 0 | 613062.941 | 0 | 362110 | 0 | 0 | 0 | 595940.4852 | 0 | 11166.3929 | 0 | 0 | 0 | 0 | 0 | 0 | 0 | 5287560.1545 | 0 | 0 | 0 | 0 | 228855.9239 | 0 | 0 | 0 | 0 | 0 | 0 | 0 | 0 | 0 | 0 | 22097.017 | 0 | 0
2016-11-16 11:00 | 0 | 0 | 0 | 0 | 169344.7744 | 0 | 392804 | 0 | 0 | 0 | 350384.2425 | 0 | 11166.3929 | 0 | 0 | 0 | 0 | 0 | 0 | 0 | 5305216.6179 | 0 | 0 | 0 | 0 | -245556.2427 | 0 | 0 | 0 | 0 | 0 | 0 | 0 | 0 | 0 | 0 | 22097.017 | 0 | 0
2016-11-16 12:00 | 0 | 0 | 0 | 0 | 638390.9435 | 0 | 418031 | 0 | 0 | 0 | 548647.169 | 0 | 11166.3929 | 0 | 0 | 0 | 0 | 0 | 0 | 0 | 5322873.0106 | 0 | 0 | 0 | 0 | 198262.9264 | 0 | 0 | 0 | 0 | 0 | 0 | 0 | 0 | 0 | 0 | 22097.017 | 0 | 0
2016-11-16 13:00 | 0 | 0 | 0 | 0 | 202486.8835 | 25.8908 | 425972 | 0 | 0 | 0 | 303090.9263 | 0 | 11166.3929 | 0 | 0 | 0 | 0 | 0 | 0 | 0 | 5340529.3328 | 0 | 0 | 0 | 0 | -245556.2427 | 0 | 0 | 0 | 0 | 0 | 0 | 0 | 0 | 0 | 0 | 22097.017 | 0 | 0
2016-11-16 14:00 | 0 | 0 | 0 | 0 | 539714.0455 | 133725.2876 | 427597 | 0 | 0 | 0 | 526836.2424 | 0 | 11166.3929 | 0 | 0 | 0 | 0 | 0 | 0 | 0 | 5358185.5843 | 0 | 0 | 0 | 0 | 223745.3161 | 0 | 0 | 0 | 0 | 0 | 0 | 0 | 0 | 0 | 0 | 22097.017 | 0 | 0
2016-11-16 15:00 | 0 | 0 | 0 | 0 | 312758.3103 | 315047.07 | 427627 | 0 | 0 | 0 | 704917.6056 | 0 | 11166.3929 | 0 | 0 | 0 | 0 | 0 | 0 | 0 | 5375841.7652 | 0 | 0 | 0 | 0 | 178081.3632 | 0 | 0 | 0 | 0 | 0 | 0 | 0 | 0 | 0 | 0 | 22097.017 | 0 | 0
2016-11-16 16:00 | 0 | 0 | 0 | 0 | 252716.8908 | 441514.3689 | 426578 | 0 | 0 | 0 | 950473.8483 | 0 | 11166.3929 | 0 | 0 | 0 | 0 | 0 | 0 | 0 | 5393497.8755 | 0 | 0 | 0 | 0 | 245556.2427 | 0 | 0 | 0 | 0 | 0 | 0 | 0 | 0 | 0 | 0 | 22097.017 | 0 | 0
2016-11-16 17:00 | 0 | 0 | 0 | 0 | 0 | 480169.7179 | 426245 | 0 | 0 | 0 | 982301.5492 | 0 | 11166.3929 | 0 | 0 | 0 | 0 | 0 | 0 | 0 | 5411153.9151 | 0 | 0 | 0 | 0 | 31827.7009 | 0 | 0 | 0 | 0 | 0 | 0 | 0 | 0 | 0 | 0 | 22097.017 | 0 | 0
2016-11-16 18:00 | 0 | 0 | 0 | 0 | 0 | 479425.364 | 428712 | 0 | 0 | 0 | 1010917.8961 | 0 | 11166.3929 | 0 | 0 | 0 | 0 | 0 | 0 | 0 | 5428809.8841 | 0 | 0 | 0 | 0 | 28616.3469 | 0 | 0 | 0 | 0 | 0 | 0 | 0 | 0 | 0 | 0 | 22097.017 | 0 | 0
2016-11-16 19:00 | 0 | 0 | 0 | 0 | 0 | 473396.2882 | 430296 | 0 | 0 | 0 | 1031921.1673 | 0 | 11166.3929 | 0 | 0 | 0 | 0 | 0 | 0 | 0 | 5446465.7825 | 0 | 0 | 0 | 0 | 21003.2712 | 0 | 0 | 0 | 0 | 0 | 0 | 0 | 0 | 0 | 0 | 22097.017 | 0 | 0
2016-11-16 20:00 | 0 | 0 | 0 | 0 | 0 | 477603.4528 | 431956 | 0 | 0 | 0 | 1055471.6031 | 0 | 11166.3929 | 0 | 0 | 0 | 0 | 0 | 0 | 0 | 5464121.6103 | 0 | 0 | 0 | 0 | 23550.4358 | 0 | 0 | 0 | 0 | 0 | 0 | 0 | 0 | 0 | 0 | 22097.017 | 0 | 0
2016-11-16 21:00 | 0 | 0 | 0 | 0 | 0 | 464837.8508 | 435639 | 0 | 0 | 0 | 1062573.4368 | 0 | 11166.3929 | 0 | 0 | 0 | 0 | 0 | 0 | 0 | 5481777.3674 | 0 | 0 | 0 | 0 | 7101.8337 | 0 | 0 | 0 | 0 | 0 | 0 | 0 | 0 | 0 | 0 | 22097.017 | 0 | 0
2016-11-16 22:00 | 0 | 0 | 0 | 0 | 0 | 387686.3093 | 446127 | 0 | 0 | 0 | 982035.7291 | 0 | 11166.3929 | 0 | 0 | 0 | 0 | 0 | 0 | 0 | 5499433.054 | 0 | 0 | 0 | 0 | -80537.7077 | 0 | 0 | 0 | 0 | 0 | 0 | 0 | 0 | 0 | 0 | 22097.017 | 0 | 0
2016-11-16 23:00 | 0 | 0 | 0 | 0 | 539515.7792 | 184754.4806 | 456617 | 0 | 0 | 0 | 1227591.9718 | 0 | 11166.3929 | 0 | 0 | 0 | 0 | 0 | 0 | 0 | 5517088.6699 | 0 | 0 | 0 | 0 | 245556.2427 | 0 | 0 | 0 | 0 | 0 | 0 | 0 | 0 | 0 | 0 | 22097.017 | 0 | 0
2016-11-17 | 0 | 0 | 0 | 0 | 216780.083 | 18148.6914 | 458388 | 0 | 0 | 0 | 982035.7291 | 0 | 11166.3929 | 0 | 0 | 0 | 0 | 0 | 0 | 0 | 5534744.2152 | 0 | 0 | 0 | 0 | -245556.2427 | 0 | 0 | 0 | 0 | 0 | 0 | 0 | 0 | 0 | 0 | 22097.017 | 0 | 0
2016-11-17 01:00 | 0 | 0 | 0 | 0 | 721438.2597 | 0 | 453785 | 0 | 0 | 0 | 1227591.9718 | 0 | 11166.3929 | 0 | 0 | 0 | 0 | 0 | 0 | 0 | 5552399.6898 | 0 | 0 | 0 | 0 | 245556.2427 | 0 | 0 | 0 | 0 | 0 | 0 | 0 | 0 | 0 | 0 | 22097.017 | 0 | 0
2016-11-17 02:00 | 0 | 0 | 0 | 0 | 216483.7744 | 0 | 439943 | 0 | 0 | 0 | 982035.7291 | 0 | 11166.3929 | 0 | 0 | 0 | 0 | 0 | 0 | 0 | 5570055.0939 | 0 | 0 | 0 | 0 | -245556.2427 | 0 | 0 | 0 | 0 | 0 | 0 | 0 | 0 | 0 | 0 | 22097.017 | 0 | 0
2016-11-17 03:00 | 0 | 0 | 0 | 0 | 685235.2597 | 0 | 417582 | 0 | 0 | 0 | 1227591.9718 | 0 | 11166.3929 | 0 | 0 | 0 | 0 | 0 | 0 | 0 | 5587710.4273 | 0 | 0 | 0 | 0 | 245556.2427 | 0 | 0 | 0 | 0 | 0 | 0 | 0 | 0 | 0 | 0 | 22097.017 | 0 | 0
2016-11-17 04:00 | 0 | 0 | 0 | 0 | 170447.7744 | 0 | 393907 | 0 | 0 | 0 | 982035.7291 | 0 | 11166.3929 | 0 | 0 | 0 | 0 | 0 | 0 | 0 | 5605365.6901 | 0 | 0 | 0 | 0 | -245556.2427 | 0 | 0 | 0 | 0 | 0 | 0 | 0 | 0 | 0 | 0 | 22097.017 | 0 | 0
2016-11-17 05:00 | 0 | 0 | 0 | 0 | 641485.2597 | 0 | 373832 | 0 | 0 | 0 | 1227591.9718 | 0 | 11166.3929 | 0 | 0 | 0 | 0 | 0 | 0 | 0 | 5623020.8822 | 0 | 0 | 0 | 0 | 245556.2427 | 0 | 0 | 0 | 0 | 0 | 0 | 0 | 0 | 0 | 0 | 22097.017 | 0 | 0
2016-11-17 06:00 | 0 | 0 | 0 | 0 | 135454.7744 | 0 | 358914 | 0 | 0 | 0 | 982035.7291 | 0 | 11166.3929 | 0 | 0 | 0 | 0 | 0 | 0 | 0 | 5640676.0038 | 0 | 0 | 0 | 0 | -245556.2427 | 0 | 0 | 0 | 0 | 0 | 0 | 0 | 0 | 0 | 0 | 22097.017 | 0 | 0
2016-11-17 07:00 | 0 | 0 | 0 | 0 | 126162.7744 | 0 | 349622 | 0 | 0 | 0 | 736479.4864 | 0 | 11166.3929 | 0 | 0 | 0 | 0 | 0 | 0 | 0 | 5658331.0547 | 0 | 0 | 0 | 0 | -245556.2427 | 0 | 0 | 0 | 0 | 0 | 0 | 0 | 0 | 0 | 0 | 22097.017 | 0 | 0
2016-11-17 08:00 | 0 | 0 | 0 | 0 | 122364.7744 | 0 | 345824 | 0 | 0 | 0 | 490923.2437 | 0 | 11166.3929 | 0 | 0 | 0 | 0 | 0 | 0 | 0 | 5675986.035 | 0 | 0 | 0 | 0 | -245556.2427 | 0 | 0 | 0 | 0 | 0 | 0 | 0 | 0 | 0 | 0 | 22097.017 | 0 | 0
2016-11-17 09:00 | 0 | 0 | 0 | 0 | 616800.2597 | 0 | 349147 | 0 | 0 | 0 | 736479.4864 | 0 | 11166.3929 | 0 | 0 | 0 | 0 | 0 | 0 | 0 | 5693640.9447 | 0 | 0 | 0 | 0 | 245556.2427 | 0 | 0 | 0 | 0 | 0 | 0 | 0 | 0 | 0 | 0 | 22097.017 | 0 | 0
2016-11-17 10:00 | 0 | 0 | 0 | 0 | 138908.7744 | 0 | 362368 | 0 | 0 | 0 | 490923.2437 | 0 | 11166.3929 | 0 | 0 | 0 | 0 | 0 | 0 | 0 | 5711295.7838 | 0 | 0 | 0 | 0 | -245556.2427 | 0 | 0 | 0 | 0 | 0 | 0 | 0 | 0 | 0 | 0 | 22097.017 | 0 | 0
2016-11-17 11:00 | 0 | 0 | 0 | 0 | 617061.2423 | 0 | 391662 | 0 | 0 | 0 | 694225.4689 | 0 | 11166.3929 | 0 | 0 | 0 | 0 | 0 | 0 | 0 | 5728950.5523 | 0 | 0 | 0 | 0 | 203302.2252 | 0 | 0 | 0 | 0 | 0 | 0 | 0 | 0 | 0 | 0 | 22097.017 | 0 | 0
2016-11-17 12:00 | 0 | 0 | 0 | 0 | 193822.7744 | 0 | 417282 | 0 | 0 | 0 | 448669.2262 | 0 | 11166.3929 | 0 | 0 | 0 | 0 | 0 | 0 | 0 | 5746605.2501 | 0 | 0 | 0 | 0 | -245556.2427 | 0 | 0 | 0 | 0 | 0 | 0 | 0 | 0 | 0 | 0 | 22097.017 | 0 | 0
2016-11-17 13:00 | 0 | 0 | 0 | 0 | 599038.9211 | 17.7876 | 425836 | 0 | 0 | 0 | 599792.9179 | 0 | 11166.3929 | 0 | 0 | 0 | 0 | 0 | 0 | 0 | 5764259.8773 | 0 | 0 | 0 | 0 | 151123.6916 | 0 | 0 | 0 | 0 | 0 | 0 | 0 | 0 | 0 | 0 | 22097.017 | 0 | 0
2016-11-17 14:00 | 0 | 0 | 0 | 0 | 106311.3849 | 98748.3895 | 428519 | 0 | 0 | 0 | 354236.6752 | 0 | 11166.3929 | 0 | 0 | 0 | 0 | 0 | 0 | 0 | 5781914.4339 | 0 | 0 | 0 | 0 | -245556.2427 | 0 | 0 | 0 | 0 | 0 | 0 | 0 | 0 | 0 | 0 | 22097.017 | 0 | 0
2016-11-17 15:00 | 0 | 0 | 0 | 0 | 277861.0268 | 419742.2329 | 429950 | 0 | 0 | 0 | 599792.9179 | 0 | 11166.3929 | 0 | 0 | 0 | 0 | 0 | 0 | 0 | 5799568.9199 | 0 | 0 | 0 | 0 | 245556.2427 | 0 | 0 | 0 | 0 | 0 | 0 | 0 | 0 | 0 | 0 | 22097.017 | 0 | 0
2016-11-17 16:00 | 0 | 0 | 0 | 0 | 140858.6349 | 555161.6248 | 428367 | 0 | 0 | 0 | 845349.1606 | 0 | 11166.3929 | 0 | 0 | 0 | 0 | 0 | 0 | 0 | 5817223.3352 | 0 | 0 | 0 | 0 | 245556.2427 | 0 | 0 | 0 | 0 | 0 | 0 | 0 | 0 | 0 | 0 | 22097.017 | 0 | 0
2016-11-17 17:00 | 0 | 0 | 0 | 0 | 0 | 554731.2616 | 428497 | 0 | 0 | 0 | 949486.4052 | 0 | 11166.3929 | 0 | 0 | 0 | 0 | 0 | 0 | 0 | 5834877.68 | 0 | 0 | 0 | 0 | 104137.2446 | 0 | 0 | 0 | 0 | 0 | 0 | 0 | 0 | 0 | 0 | 22097.017 | 0 | 0
2016-11-17 18:00 | 0 | 0 | 0 | 0 | 165439.7061 | 532066.5536 | 429853 | 0 | 0 | 0 | 1195042.6479 | 0 | 11166.3929 | 0 | 0 | 0 | 0 | 0 | 0 | 0 | 5852531.9541 | 0 | 0 | 0 | 0 | 245556.2427 | 0 | 0 | 0 | 0 | 0 | 0 | 0 | 0 | 0 | 0 | 22097.017 | 0 | 0
2016-11-17 19:00 | 0 | 0 | 0 | 0 | 0 | 521199.0756 | 431227 | 0 | 0 | 0 | 1262917.7064 | 0 | 11166.3929 | 0 | 0 | 0 | 0 | 0 | 0 | 0 | 5870186.1576 | 0 | 0 | 0 | 0 | 67875.0586 | 0 | 0 | 0 | 0 | 0 | 0 | 0 | 0 | 0 | 0 | 22097.017 | 0 | 0
2016-11-17 20:00 | 0 | 0 | 0 | 0 | 172818.7558 | 527038.5039 | 432204 | 0 | 0 | 0 | 1508473.9491 | 0 | 11166.3929 | 0 | 0 | 0 | 0 | 0 | 0 | 0 | 5887840.2905 | 0 | 0 | 0 | 0 | 245556.2427 | 0 | 0 | 0 | 0 | 0 | 0 | 0 | 0 | 0 | 0 | 22097.017 | 0 | 0
2016-11-17 21:00 | 0 | 0 | 0 | 0 | 0 | 541619.9624 | 434647 | 0 | 0 | 0 | 1593349.8945 | 0 | 11166.3929 | 0 | 0 | 0 | 0 | 0 | 0 | 0 | 5905494.3528 | 0 | 0 | 0 | 0 | 84875.9454 | 0 | 0 | 0 | 0 | 0 | 0 | 0 | 0 | 0 | 0 | 22097.017 | 0 | 0
2016-11-17 22:00 | 0 | 0 | 0 | 0 | 0 | 530666.9221 | 445468 | 0 | 0 | 0 | 1656451.7996 | 0 | 11166.3929 | 0 | 0 | 0 | 0 | 0 | 0 | 0 | 5923148.3445 | 0 | 0 | 0 | 0 | 63101.9051 | 0 | 0 | 0 | 0 | 0 | 0 | 0 | 0 | 0 | 0 | 22097.017 | 0 | 0
2016-11-17 23:00 | 0 | 0 | 0 | 0 | 0 | 294799.6736 | 455817 | 0 | 0 | 0 | 1473337.4561 | 0 | 11166.3929 | 0 | 0 | 0 | 0 | 0 | 0 | 0 | 5940802.2655 | 0 | 0 | 0 | 0 | -183114.3435 | 0 | 0 | 0 | 0 | 0 | 0 | 0 | 0 | 0 | 0 | 22097.017 | 0 | 0
2016-11-18 | 0 | 0 | 0 | 0 | 218788.1701 | 16477.6043 | 458725 | 0 | 0 | 0 | 1227781.2134 | 0 | 11166.3929 | 0 | 0 | 0 | 0 | 0 | 0 | 0 | 5958456.1159 | 0 | 0 | 0 | 0 | -245556.2427 | 0 | 0 | 0 | 0 | 0 | 0 | 0 | 0 | 0 | 0 | 22097.017 | 0 | 0
2016-11-18 01:00 | 0 | 0 | 0 | 0 | 231869.7744 | 0 | 455329 | 0 | 0 | 0 | 982224.9707 | 0 | 11166.3929 | 0 | 0 | 0 | 0 | 0 | 0 | 0 | 5976109.8957 | 0 | 0 | 0 | 0 | -245556.2427 | 0 | 0 | 0 | 0 | 0 | 0 | 0 | 0 | 0 | 0 | 22097.017 | 0 | 0
2016-11-18 02:00 | 0 | 0 | 0 | 0 | 709367.2597 | 0 | 441714 | 0 | 0 | 0 | 1227781.2134 | 0 | 11166.3929 | 0 | 0 | 0 | 0 | 0 | 0 | 0 | 5993763.6049 | 0 | 0 | 0 | 0 | 245556.2427 | 0 | 0 | 0 | 0 | 0 | 0 | 0 | 0 | 0 | 0 | 22097.017 | 0 | 0
2016-11-18 03:00 | 0 | 0 | 0 | 0 | 196765.7744 | 0 | 420225 | 0 | 0 | 0 | 982224.9707 | 0 | 11166.3929 | 0 | 0 | 0 | 0 | 0 | 0 | 0 | 6011417.2435 | 0 | 0 | 0 | 0 | -245556.2427 | 0 | 0 | 0 | 0 | 0 | 0 | 0 | 0 | 0 | 0 | 22097.017 | 0 | 0
2016-11-18 04:00 | 0 | 0 | 0 | 0 | 174459.7744 | 0 | 397919 | 0 | 0 | 0 | 736668.7281 | 0 | 11166.3929 | 0 | 0 | 0 | 0 | 0 | 0 | 0 | 6029070.8115 | 0 | 0 | 0 | 0 | -245556.2427 | 0 | 0 | 0 | 0 | 0 | 0 | 0 | 0 | 0 | 0 | 22097.017 | 0 | 0
2016-11-18 05:00 | 0 | 0 | 0 | 0 | 154032.7744 | 0 | 377492 | 0 | 0 | 0 | 491112.4854 | 0 | 11166.3929 | 0 | 0 | 0 | 0 | 0 | 0 | 0 | 6046724.3088 | 0 | 0 | 0 | 0 | -245556.2427 | 0 | 0 | 0 | 0 | 0 | 0 | 0 | 0 | 0 | 0 | 22097.017 | 0 | 0
2016-11-18 06:00 | 0 | 0 | 0 | 0 | 629099.2597 | 0 | 361446 | 0 | 0 | 0 | 736668.7281 | 0 | 11166.3929 | 0 | 0 | 0 | 0 | 0 | 0 | 0 | 6064377.7356 | 0 | 0 | 0 | 0 | 245556.2427 | 0 | 0 | 0 | 0 | 0 | 0 | 0 | 0 | 0 | 0 | 22097.017 | 0 | 0
2016-11-18 07:00 | 0 | 0 | 0 | 0 | 128290.7744 | 0 | 351750 | 0 | 0 | 0 | 491112.4854 | 0 | 11166.3929 | 0 | 0 | 0 | 0 | 0 | 0 | 0 | 6082031.0917 | 0 | 0 | 0 | 0 | -245556.2427 | 0 | 0 | 0 | 0 | 0 | 0 | 0 | 0 | 0 | 0 | 22097.017 | 0 | 0
2016-11-18 08:00 | 0 | 0 | 0 | 0 | 615512.2597 | 0 | 347859 | 0 | 0 | 0 | 736668.7281 | 0 | 11166.3929 | 0 | 0 | 0 | 0 | 0 | 0 | 0 | 6099684.3772 | 0 | 0 | 0 | 0 | 245556.2427 | 0 | 0 | 0 | 0 | 0 | 0 | 0 | 0 | 0 | 0 | 22097.017 | 0 | 0
2016-11-18 09:00 | 0 | 0 | 0 | 0 | 126712.7744 | 0 | 350172 | 0 | 0 | 0 | 491112.4854 | 0 | 11166.3929 | 0 | 0 | 0 | 0 | 0 | 0 | 0 | 6117337.5921 | 0 | 0 | 0 | 0 | -245556.2427 | 0 | 0 | 0 | 0 | 0 | 0 | 0 | 0 | 0 | 0 | 22097.017 | 0 | 0
2016-11-18 10:00 | 0 | 0 | 0 | 0 | 629899.2597 | 0 | 362246 | 0 | 0 | 0 | 736668.7281 | 0 | 11166.3929 | 0 | 0 | 0 | 0 | 0 | 0 | 0 | 6134990.7364 | 0 | 0 | 0 | 0 | 245556.2427 | 0 | 0 | 0 | 0 | 0 | 0 | 0 | 0 | 0 | 0 | 22097.017 | 0 | 0
2016-11-18 11:00 | 0 | 0 | 0 | 0 | 167270.7744 | 0 | 390730 | 0 | 0 | 0 | 491112.4854 | 0 | 11166.3929 | 0 | 0 | 0 | 0 | 0 | 0 | 0 | 6152643.8101 | 0 | 0 | 0 | 0 | -245556.2427 | 0 | 0 | 0 | 0 | 0 | 0 | 0 | 0 | 0 | 0 | 22097.017 | 0 | 0
2016-11-18 12:00 | 0 | 0 | 0 | 0 | 191970.7744 | 0 | 415430 | 0 | 0 | 0 | 245556.2427 | 0 | 11166.3929 | 0 | 0 | 0 | 0 | 0 | 0 | 0 | 6170296.8131 | 0 | 0 | 0 | 0 | -245556.2427 | 0 | 0 | 0 | 0 | 0 | 0 | 0 | 0 | 0 | 0 | 22097.017 | 0 | 0
2016-11-18 13:00 | 0 | 0 | 0 | 0 | 200997.5517 | 23.2227 | 424480 | 0 | 0 | 0 | 0 | 0 | 11166.3929 | 0 | 0 | 0 | 0 | 0 | 0 | 0 | 6187949.7456 | 0 | 0 | 0 | 0 | -245556.2427 | 0 | 0 | 0 | 0 | 0 | 0 | 0 | 0 | 0 | 0 | 22097.017 | 0 | 0
2016-11-18 14:00 | 0 | 0 | 0 | 0 | 423180.0745 | 130249.0542 | 429303 | 0 | 0 | 0 | 102029.1117 | 0 | 11166.3929 | 0 | 0 | 0 | 0 | 0 | 0 | 0 | 6205602.6074 | 0 | 0 | 0 | 0 | 102029.1117 | 0 | 0 | 0 | 0 | 0 | 0 | 0 | 0 | 0 | 0 | 22097.017 | 0 | 0
2016-11-18 15:00 | 0 | 0 | 0 | 0 | 125958.4995 | 573956.7602 | 432262 | 0 | 0 | 0 | 347585.3544 | 0 | 11166.3929 | 0 | 0 | 0 | 0 | 0 | 0 | 0 | 6223255.3987 | 0 | 0 | 0 | 0 | 245556.2427 | 0 | 0 | 0 | 0 | 0 | 0 | 0 | 0 | 0 | 0 | 22097.017 | 0 | 0
2016-11-18 16:00 | 0 | 0 | 0 | 0 | 29406.8292 | 670534.4305 | 432288 | 0 | 0 | 0 | 593141.5971 | 0 | 11166.3929 | 0 | 0 | 0 | 0 | 0 | 0 | 0 | 6240908.1193 | 0 | 0 | 0 | 0 | 245556.2427 | 0 | 0 | 0 | 0 | 0 | 0 | 0 | 0 | 0 | 0 | 22097.017 | 0 | 0
2016-11-18 17:00 | 0 | 0 | 0 | 0 | 0 | 652592.7473 | 431234 | 0 | 0 | 0 | 792403.3274 | 0 | 11166.3929 | 0 | 0 | 0 | 0 | 0 | 0 | 0 | 6258560.7693 | 0 | 0 | 0 | 0 | 199261.7303 | 0 | 0 | 0 | 0 | 0 | 0 | 0 | 0 | 0 | 0 | 22097.017 | 0 | 0
2016-11-18 18:00 | 0 | 0 | 0 | 0 | 81175.9199 | 618114.3398 | 431637 | 0 | 0 | 0 | 1037959.5701 | 0 | 11166.3929 | 0 | 0 | 0 | 0 | 0 | 0 | 0 | 6276213.3487 | 0 | 0 | 0 | 0 | 245556.2427 | 0 | 0 | 0 | 0 | 0 | 0 | 0 | 0 | 0 | 0 | 22097.017 | 0 | 0
2016-11-18 19:00 | 0 | 0 | 0 | 0 | 0 | 600680.9958 | 431202 | 0 | 0 | 0 | 1185341.5488 | 0 | 11166.3929 | 0 | 0 | 0 | 0 | 0 | 0 | 0 | 6293865.8575 | 0 | 0 | 0 | 0 | 147381.9787 | 0 | 0 | 0 | 0 | 0 | 0 | 0 | 0 | 0 | 0 | 22097.017 | 0 | 0
2016-11-18 20:00 | 0 | 0 | 0 | 0 | 0 | 614100.1223 | 429761 | 0 | 0 | 0 | 1347583.654 | 0 | 11166.3929 | 0 | 0 | 0 | 0 | 0 | 0 | 0 | 6311518.2956 | 0 | 0 | 0 | 0 | 162242.1053 | 0 | 0 | 0 | 0 | 0 | 0 | 0 | 0 | 0 | 0 | 22097.017 | 0 | 0
2016-11-18 21:00 | 0 | 0 | 0 | 0 | 52061.0801 | 644948.1796 | 429356 | 0 | 0 | 0 | 1593139.8967 | 0 | 11166.3929 | 0 | 0 | 0 | 0 | 0 | 0 | 0 | 6329170.6632 | 0 | 0 | 0 | 0 | 245556.2427 | 0 | 0 | 0 | 0 | 0 | 0 | 0 | 0 | 0 | 0 | 22097.017 | 0 | 0
2016-11-18 22:00 | 0 | 0 | 0 | 0 | 0 | 601838.9935 | 436510 | 0 | 0 | 0 | 1736371.8731 | 0 | 11166.3929 | 0 | 0 | 0 | 0 | 0 | 0 | 0 | 6346822.9601 | 0 | 0 | 0 | 0 | 143231.9764 | 0 | 0 | 0 | 0 | 0 | 0 | 0 | 0 | 0 | 0 | 22097.017 | 0 | 0
2016-11-18 23:00 | 0 | 0 | 0 | 0 | 384750.7445 | 325272.5152 | 442370 | 0 | 0 | 0 | 1981928.1158 | 0 | 11166.3929 | 0 | 0 | 0 | 0 | 0 | 0 | 0 | 6364475.1865 | 0 | 0 | 0 | 0 | 245556.2427 | 0 | 0 | 0 | 0 | 0 | 0 | 0 | 0 | 0 | 0 | 22097.017 | 0 | 0
2016-11-19 | 0 | 0 | 0 | 0 | 201538.8621 | 15527.9122 | 440526 | 0 | 0 | 0 | 1736371.8731 | 0 | 11166.3929 | 0 | 0 | 0 | 0 | 0 | 0 | 0 | 6382127.3422 | 0 | 0 | 0 | 0 | -245556.2427 | 0 | 0 | 0 | 0 | 0 | 0 | 0 | 0 | 0 | 0 | 22097.017 | 0 | 0
2016-11-19 01:00 | 0 | 0 | 0 | 0 | 211521.7744 | 0 | 434981 | 0 | 0 | 0 | 1490815.6305 | 0 | 11166.3929 | 0 | 0 | 0 | 0 | 0 | 0 | 0 | 6399779.4274 | 0 | 0 | 0 | 0 | -245556.2427 | 0 | 0 | 0 | 0 | 0 | 0 | 0 | 0 | 0 | 0 | 22097.017 | 0 | 0
2016-11-19 02:00 | 0 | 0 | 0 | 0 | 198993.7744 | 0 | 422453 | 0 | 0 | 0 | 1245259.3878 | 0 | 11166.3929 | 0 | 0 | 0 | 0 | 0 | 0 | 0 | 6417431.4419 | 0 | 0 | 0 | 0 | -245556.2427 | 0 | 0 | 0 | 0 | 0 | 0 | 0 | 0 | 0 | 0 | 22097.017 | 0 | 0
2016-11-19 03:00 | 0 | 0 | 0 | 0 | 602262.011 | 0 | 406615 | 0 | 0 | 0 | 1418809.3817 | 0 | 11166.3929 | 0 | 0 | 0 | 0 | 0 | 0 | 0 | 6435083.3858 | 0 | 0 | 0 | 0 | 173549.994 | 0 | 0 | 0 | 0 | 0 | 0 | 0 | 0 | 0 | 0 | 22097.017 | 0 | 0
2016-11-19 04:00 | 0 | 0 | 0 | 0 | 164262.7744 | 0 | 387722 | 0 | 0 | 0 | 1173253.1391 | 0 | 11166.3929 | 0 | 0 | 0 | 0 | 0 | 0 | 0 | 6452735.2591 | 0 | 0 | 0 | 0 | -245556.2427 | 0 | 0 | 0 | 0 | 0 | 0 | 0 | 0 | 0 | 0 | 22097.017 | 0 | 0
2016-11-19 05:00 | 0 | 0 | 0 | 0 | 551528.7187 | 0 | 369717 | 0 | 0 | 0 | 1332967.8407 | 0 | 11166.3929 | 0 | 0 | 0 | 0 | 0 | 0 | 0 | 6470387.0618 | 0 | 0 | 0 | 0 | 159714.7017 | 0 | 0 | 0 | 0 | 0 | 0 | 0 | 0 | 0 | 0 | 22097.017 | 0 | 0
2016-11-19 06:00 | 0 | 0 | 0 | 0 | 131419.7744 | 0 | 354879 | 0 | 0 | 0 | 1087411.598 | 0 | 11166.3929 | 0 | 0 | 0 | 0 | 0 | 0 | 0 | 6488038.7939 | 0 | 0 | 0 | 0 | -245556.2427 | 0 | 0 | 0 | 0 | 0 | 0 | 0 | 0 | 0 | 0 | 22097.017 | 0 | 0
2016-11-19 07:00 | 0 | 0 | 0 | 0 | 511036.322 | 0 | 344814 | 0 | 0 | 0 | 1231536.903 | 0 | 11166.3929 | 0 | 0 | 0 | 0 | 0 | 0 | 0 | 6505690.4554 | 0 | 0 | 0 | 0 | 144125.3049 | 0 | 0 | 0 | 0 | 0 | 0 | 0 | 0 | 0 | 0 | 22097.017 | 0 | 0
2016-11-19 08:00 | 0 | 0 | 0 | 0 | 116348.7744 | 0 | 339808 | 0 | 0 | 0 | 985980.6603 | 0 | 11166.3929 | 0 | 0 | 0 | 0 | 0 | 0 | 0 | 6523342.0462 | 0 | 0 | 0 | 0 | -245556.2427 | 0 | 0 | 0 | 0 | 0 | 0 | 0 | 0 | 0 | 0 | 22097.017 | 0 | 0
2016-11-19 09:00 | 0 | 0 | 0 | 0 | 444248.4591 | 0 | 340430 | 0 | 0 | 0 | 1067702.1023 | 0 | 11166.3929 | 0 | 0 | 0 | 0 | 0 | 0 | 0 | 6540993.5665 | 0 | 0 | 0 | 0 | 81721.442 | 0 | 0 | 0 | 0 | 0 | 0 | 0 | 0 | 0 | 0 | 22097.017 | 0 | 0
2016-11-19 10:00 | 0 | 0 | 0 | 0 | 122264.7744 | 0 | 345724 | 0 | 0 | 0 | 822145.8597 | 0 | 11166.3929 | 0 | 0 | 0 | 0 | 0 | 0 | 0 | 6558645.0162 | 0 | 0 | 0 | 0 | -245556.2427 | 0 | 0 | 0 | 0 | 0 | 0 | 0 | 0 | 0 | 0 | 22097.017 | 0 | 0
2016-11-19 11:00 | 0 | 0 | 0 | 0 | 375403.3309 | 0 | 356890 | 0 | 0 | 0 | 818562.1736 | 0 | 11166.3929 | 0 | 0 | 0 | 0 | 0 | 0 | 0 | 6576296.3952 | 0 | 0 | 0 | 0 | -3583.6861 | 0 | 0 | 0 | 0 | 0 | 0 | 0 | 0 | 0 | 0 | 22097.017 | 0 | 0
2016-11-19 12:00 | 0 | 0 | 0 | 0 | 357166.1115 | 0 | 371621 | 0 | 0 | 0 | 782010.268 | 0 | 11166.3929 | 0 | 0 | 0 | 0 | 0 | 0 | 0 | 6593947.7037 | 0 | 0 | 0 | 0 | -36551.9055 | 0 | 0 | 0 | 0 | 0 | 0 | 0 | 0 | 0 | 0 | 22097.017 | 0 | 0
2016-11-19 13:00 | 0 | 0 | 0 | 0 | 163123.6151 | 20.1593 | 386603 | 0 | 0 | 0 | 536454.0253 | 0 | 11166.3929 | 0 | 0 | 0 | 0 | 0 | 0 | 0 | 6611598.9415 | 0 | 0 | 0 | 0 | -245556.2427 | 0 | 0 | 0 | 0 | 0 | 0 | 0 | 0 | 0 | 0 | 22097.017 | 0 | 0
2016-11-19 14:00 | 0 | 0 | 0 | 0 | 259387.8195 | 126761.0069 | 398800 | 0 | 0 | 0 | 501705.8346 | 0 | 11166.3929 | 0 | 0 | 0 | 0 | 0 | 0 | 0 | 6629250.1088 | 0 | 0 | 0 | 0 | -34748.1907 | 0 | 0 | 0 | 0 | 0 | 0 | 0 | 0 | 0 | 0 | 22097.017 | 0 | 0
2016-11-19 15:00 | 0 | 0 | 0 | 0 | 144763.9627 | 527909.297 | 405020 | 0 | 0 | 0 | 747262.0773 | 0 | 11166.3929 | 0 | 0 | 0 | 0 | 0 | 0 | 0 | 6646901.2054 | 0 | 0 | 0 | 0 | 245556.2427 | 0 | 0 | 0 | 0 | 0 | 0 | 0 | 0 | 0 | 0 | 22097.017 | 0 | 0
2016-11-19 16:00 | 0 | 0 | 0 | 0 | 0 | 649808.597 | 406368 | 0 | 0 | 0 | 968605.6573 | 0 | 11166.3929 | 0 | 0 | 0 | 0 | 0 | 0 | 0 | 6664552.2314 | 0 | 0 | 0 | 0 | 221343.5799 | 0 | 0 | 0 | 0 | 0 | 0 | 0 | 0 | 0 | 0 | 22097.017 | 0 | 0
2016-11-19 17:00 | 0 | 0 | 0 | 0 | 41883.9862 | 630704.2735 | 404935 | 0 | 0 | 0 | 1214161.8999 | 0 | 11166.3929 | 0 | 0 | 0 | 0 | 0 | 0 | 0 | 6682203.1869 | 0 | 0 | 0 | 0 | 245556.2427 | 0 | 0 | 0 | 0 | 0 | 0 | 0 | 0 | 0 | 0 | 22097.017 | 0 | 0
2016-11-19 18:00 | 0 | 0 | 0 | 0 | 0 | 591451.0555 | 402033 | 0 | 0 | 0 | 1381482.9384 | 0 | 11166.3929 | 0 | 0 | 0 | 0 | 0 | 0 | 0 | 6699854.0717 | 0 | 0 | 0 | 0 | 167321.0384 | 0 | 0 | 0 | 0 | 0 | 0 | 0 | 0 | 0 | 0 | 22097.017 | 0 | 0
2016-11-19 19:00 | 0 | 0 | 0 | 0 | 0 | 574274.5693 | 399027 | 0 | 0 | 0 | 1534633.4907 | 0 | 11166.3929 | 0 | 0 | 0 | 0 | 0 | 0 | 0 | 6717504.8859 | 0 | 0 | 0 | 0 | 153150.5523 | 0 | 0 | 0 | 0 | 0 | 0 | 0 | 0 | 0 | 0 | 22097.017 | 0 | 0
2016-11-19 20:00 | 0 | 0 | 0 | 0 | 78971.2305 | 586166.0293 | 397484 | 0 | 0 | 0 | 1780189.7334 | 0 | 11166.3929 | 0 | 0 | 0 | 0 | 0 | 0 | 0 | 6735155.6295 | 0 | 0 | 0 | 0 | 245556.2427 | 0 | 0 | 0 | 0 | 0 | 0 | 0 | 0 | 0 | 0 | 22097.017 | 0 | 0
2016-11-19 21:00 | 0 | 0 | 0 | 0 | 50874.4717 | 617280.788 | 400502 | 0 | 0 | 0 | 2025745.976 | 0 | 11166.3929 | 0 | 0 | 0 | 0 | 0 | 0 | 0 | 6752806.3025 | 0 | 0 | 0 | 0 | 245556.2427 | 0 | 0 | 0 | 0 | 0 | 0 | 0 | 0 | 0 | 0 | 22097.017 | 0 | 0
2016-11-19 22:00 | 0 | 0 | 0 | 0 | 0 | 574227.5863 | 413683 | 0 | 0 | 0 | 2164193.5453 | 0 | 11166.3929 | 0 | 0 | 0 | 0 | 0 | 0 | 0 | 6770456.9049 | 0 | 0 | 0 | 0 | 138447.5693 | 0 | 0 | 0 | 0 | 0 | 0 | 0 | 0 | 0 | 0 | 22097.017 | 0 | 0
2016-11-19 23:00 | 0 | 0 | 0 | 0 | 0 | 263665.1627 | 427279 | 0 | 0 | 0 | 1978482.691 | 0 | 11166.3929 | 0 | 0 | 0 | 0 | 0 | 0 | 0 | 6788107.4368 | 0 | 0 | 0 | 0 | -185710.8544 | 0 | 0 | 0 | 0 | 0 | 0 | 0 | 0 | 0 | 0 | 22097.017 | 0 | 0
2016-11-20 | 0 | 0 | 0 | 0 | 536949.889 | 11662.822 | 431645 | 0 | 0 | 0 | 2073353.3849 | 0 | 11166.3929 | 0 | 0 | 0 | 0 | 0 | 0 | 0 | 6805757.898 | 0 | 0 | 0 | 0 | 94870.6939 | 0 | 0 | 0 | 0 | 0 | 0 | 0 | 0 | 0 | 0 | 22097.017 | 0 | 0
2016-11-20 01:00 | 0 | 0 | 0 | 0 | 207515.7744 | 0 | 430975 | 0 | 0 | 0 | 1827797.1422 | 0 | 11166.3929 | 0 | 0 | 0 | 0 | 0 | 0 | 0 | 6823408.2886 | 0 | 0 | 0 | 0 | -245556.2427 | 0 | 0 | 0 | 0 | 0 | 0 | 0 | 0 | 0 | 0 | 22097.017 | 0 | 0
2016-11-20 02:00 | 0 | 0 | 0 | 0 | 200302.7744 | 0 | 423762 | 0 | 0 | 0 | 1582240.8995 | 0 | 11166.3929 | 0 | 0 | 0 | 0 | 0 | 0 | 0 | 6841058.6086 | 0 | 0 | 0 | 0 | -245556.2427 | 0 | 0 | 0 | 0 | 0 | 0 | 0 | 0 | 0 | 0 | 22097.017 | 0 | 0
2016-11-20 03:00 | 0 | 0 | 0 | 0 | 188419.7744 | 0 | 411879 | 0 | 0 | 0 | 1336684.6569 | 0 | 11166.3929 | 0 | 0 | 0 | 0 | 0 | 0 | 0 | 6858708.858 | 0 | 0 | 0 | 0 | -245556.2427 | 0 | 0 | 0 | 0 | 0 | 0 | 0 | 0 | 0 | 0 | 22097.017 | 0 | 0
2016-11-20 04:00 | 0 | 0 | 0 | 0 | 578043.0897 | 0 | 396011 | 0 | 0 | 0 | 1496619.7295 | 0 | 11166.3929 | 0 | 0 | 0 | 0 | 0 | 0 | 0 | 6876359.0368 | 0 | 0 | 0 | 0 | 159935.0726 | 0 | 0 | 0 | 0 | 0 | 0 | 0 | 0 | 0 | 0 | 22097.017 | 0 | 0
2016-11-20 05:00 | 0 | 0 | 0 | 0 | 159356.7744 | 0 | 382816 | 0 | 0 | 0 | 1251063.4868 | 0 | 11166.3929 | 0 | 0 | 0 | 0 | 0 | 0 | 0 | 6894009.145 | 0 | 0 | 0 | 0 | -245556.2427 | 0 | 0 | 0 | 0 | 0 | 0 | 0 | 0 | 0 | 0 | 22097.017 | 0 | 0
2016-11-20 06:00 | 0 | 0 | 0 | 0 | 571277.9673 | 0 | 371724 | 0 | 0 | 0 | 1428520.4371 | 0 | 11166.3929 | 0 | 0 | 0 | 0 | 0 | 0 | 0 | 6911659.1826 | 0 | 0 | 0 | 0 | 177456.9503 | 0 | 0 | 0 | 0 | 0 | 0 | 0 | 0 | 0 | 0 | 22097.017 | 0 | 0
2016-11-20 07:00 | 0 | 0 | 0 | 0 | 141155.7744 | 0 | 364615 | 0 | 0 | 0 | 1182964.1944 | 0 | 11166.3929 | 0 | 0 | 0 | 0 | 0 | 0 | 0 | 6929309.1496 | 0 | 0 | 0 | 0 | -245556.2427 | 0 | 0 | 0 | 0 | 0 | 0 | 0 | 0 | 0 | 0 | 22097.017 | 0 | 0
2016-11-20 08:00 | 0 | 0 | 0 | 0 | 547170.1541 | 0 | 361541 | 0 | 0 | 0 | 1346496.3314 | 0 | 11166.3929 | 0 | 0 | 0 | 0 | 0 | 0 | 0 | 6946959.046 | 0 | 0 | 0 | 0 | 163532.137 | 0 | 0 | 0 | 0 | 0 | 0 | 0 | 0 | 0 | 0 | 22097.017 | 0 | 0
2016-11-20 09:00 | 0 | 0 | 0 | 0 | 138606.7744 | 0 | 362066 | 0 | 0 | 0 | 1100940.0887 | 0 | 11166.3929 | 0 | 0 | 0 | 0 | 0 | 0 | 0 | 6964608.8718 | 0 | 0 | 0 | 0 | -245556.2427 | 0 | 0 | 0 | 0 | 0 | 0 | 0 | 0 | 0 | 0 | 22097.017 | 0 | 0
2016-11-20 10:00 | 0 | 0 | 0 | 0 | 493518.0066 | 0 | 367715 | 0 | 0 | 0 | 1204646.0782 | 0 | 11166.3929 | 0 | 0 | 0 | 0 | 0 | 0 | 0 | 6982258.627 | 0 | 0 | 0 | 0 | 103705.9895 | 0 | 0 | 0 | 0 | 0 | 0 | 0 | 0 | 0 | 0 | 22097.017 | 0 | 0
2016-11-20 11:00 | 0 | 0 | 0 | 0 | 473658.3608 | 0 | 377998 | 0 | 0 | 0 | 1278209.422 | 0 | 11166.3929 | 0 | 0 | 0 | 0 | 0 | 0 | 0 | 6999908.3116 | 0 | 0 | 0 | 0 | 73563.3437 | 0 | 0 | 0 | 0 | 0 | 0 | 0 | 0 | 0 | 0 | 22097.017 | 0 | 0
2016-11-20 12:00 | 0 | 0 | 0 | 0 | 166792.7744 | 0 | 390252 | 0 | 0 | 0 | 1032653.1793 | 0 | 11166.3929 | 0 | 0 | 0 | 0 | 0 | 0 | 0 | 7017557.9256 | 0 | 0 | 0 | 0 | -245556.2427 | 0 | 0 | 0 | 0 | 0 | 0 | 0 | 0 | 0 | 0 | 22097.017 | 0 | 0
2016-11-20 13:00 | 0 | 0 | 0 | 0 | 440855.4872 | 22.531 | 404595 | 0 | 0 | 0 | 1046839.1804 | 0 | 11166.3929 | 0 | 0 | 0 | 0 | 0 | 0 | 0 | 7035207.469 | 0 | 0 | 0 | 0 | 14186.0011 | 0 | 0 | 0 | 0 | 0 | 0 | 0 | 0 | 0 | 0 | 22097.017 | 0 | 0
2016-11-20 14:00 | 0 | 0 | 0 | 0 | 334174.8874 | 94379.249 | 413303 | 0 | 0 | 0 | 1039993.2997 | 0 | 11166.3929 | 0 | 0 | 0 | 0 | 0 | 0 | 0 | 7052856.9418 | 0 | 0 | 0 | 0 | -6845.8807 | 0 | 0 | 0 | 0 | 0 | 0 | 0 | 0 | 0 | 0 | 22097.017 | 0 | 0
2016-11-20 15:00 | 0 | 0 | 0 | 0 | 0 | 415327.3793 | 413355 | 0 | 0 | 0 | 1019868.6619 | 0 | 11166.3929 | 0 | 0 | 0 | 0 | 0 | 0 | 0 | 7070506.344 | 0 | 0 | 0 | 0 | -20124.6378 | 0 | 0 | 0 | 0 | 0 | 0 | 0 | 0 | 0 | 0 | 22097.017 | 0 | 0
2016-11-20 16:00 | 0 | 0 | 0 | 0 | 0 | 522352.33 | 411016 | 0 | 0 | 0 | 1109107.9749 | 0 | 11166.3929 | 0 | 0 | 0 | 0 | 0 | 0 | 0 | 7088155.6756 | 0 | 0 | 0 | 0 | 89239.3129 | 0 | 0 | 0 | 0 | 0 | 0 | 0 | 0 | 0 | 0 | 22097.017 | 0 | 0
2016-11-20 17:00 | 0 | 0 | 0 | 0 | 0 | 524199.3473 | 408200 | 0 | 0 | 0 | 1203010.3052 | 0 | 11166.3929 | 0 | 0 | 0 | 0 | 0 | 0 | 0 | 7105804.9366 | 0 | 0 | 0 | 0 | 93902.3303 | 0 | 0 | 0 | 0 | 0 | 0 | 0 | 0 | 0 | 0 | 22097.017 | 0 | 0
2016-11-20 18:00 | 0 | 0 | 0 | 0 | 178374.8111 | 494337.4486 | 405059 | 0 | 0 | 0 | 1448566.5479 | 0 | 11166.3929 | 0 | 0 | 0 | 0 | 0 | 0 | 0 | 7123454.127 | 0 | 0 | 0 | 0 | 245556.2427 | 0 | 0 | 0 | 0 | 0 | 0 | 0 | 0 | 0 | 0 | 22097.017 | 0 | 0
2016-11-20 19:00 | 0 | 0 | 0 | 0 | 0 | 476031.3824 | 402637 | 0 | 0 | 0 | 1499863.9132 | 0 | 11166.3929 | 0 | 0 | 0 | 0 | 0 | 0 | 0 | 7141103.2469 | 0 | 0 | 0 | 0 | 51297.3654 | 0 | 0 | 0 | 0 | 0 | 0 | 0 | 0 | 0 | 0 | 22097.017 | 0 | 0
2016-11-20 20:00 | 0 | 0 | 0 | 0 | 197127.2941 | 473371.9657 | 402846 | 0 | 0 | 0 | 1745420.1559 | 0 | 11166.3929 | 0 | 0 | 0 | 0 | 0 | 0 | 0 | 7158752.2961 | 0 | 0 | 0 | 0 | 245556.2427 | 0 | 0 | 0 | 0 | 0 | 0 | 0 | 0 | 0 | 0 | 22097.017 | 0 | 0
2016-11-20 21:00 | 0 | 0 | 0 | 0 | 0 | 457094.1824 | 409160 | 0 | 0 | 0 | 1771257.3213 | 0 | 11166.3929 | 0 | 0 | 0 | 0 | 0 | 0 | 0 | 7176401.2747 | 0 | 0 | 0 | 0 | 25837.1653 | 0 | 0 | 0 | 0 | 0 | 0 | 0 | 0 | 0 | 0 | 22097.017 | 0 | 0
2016-11-20 22:00 | 0 | 0 | 0 | 0 | 0 | 372138.303 | 426655 | 0 | 0 | 0 | 1694643.6073 | 0 | 11166.3929 | 0 | 0 | 0 | 0 | 0 | 0 | 0 | 7194050.1828 | 0 | 0 | 0 | 0 | -76613.714 | 0 | 0 | 0 | 0 | 0 | 0 | 0 | 0 | 0 | 0 | 22097.017 | 0 | 0
2016-11-20 23:00 | 0 | 0 | 0 | 0 | 84737.4746 | 136662.2997 | 444859 | 0 | 0 | 0 | 1449087.3646 | 0 | 11166.3929 | 0 | 0 | 0 | 0 | 0 | 0 | 0 | 7211699.0202 | 0 | 0 | 0 | 0 | -245556.2427 | 0 | 0 | 0 | 0 | 0 | 0 | 0 | 0 | 0 | 0 | 22097.017 | 0 | 0
2016-11-21 | 0 | 0 | 0 | 0 | 503394.6588 | 7535.4684 | 452735 | 0 | 0 | 0 | 1485185.4747 | 0 | 11166.3929 | 0 | 0 | 0 | 0 | 0 | 0 | 0 | 7229347.787 | 0 | 0 | 0 | 0 | 36098.1101 | 0 | 0 | 0 | 0 | 0 | 0 | 0 | 0 | 0 | 0 | 22097.017 | 0 | 0
2016-11-21 01:00 | 0 | 0 | 0 | 0 | 230203.7744 | 0 | 453663 | 0 | 0 | 0 | 1239629.232 | 0 | 11166.3929 | 0 | 0 | 0 | 0 | 0 | 0 | 0 | 7246996.4833 | 0 | 0 | 0 | 0 | -245556.2427 | 0 | 0 | 0 | 0 | 0 | 0 | 0 | 0 | 0 | 0 | 22097.017 | 0 | 0
2016-11-21 02:00 | 0 | 0 | 0 | 0 | 220755.7744 | 0 | 444215 | 0 | 0 | 0 | 994072.9893 | 0 | 11166.3929 | 0 | 0 | 0 | 0 | 0 | 0 | 0 | 7264645.1089 | 0 | 0 | 0 | 0 | -245556.2427 | 0 | 0 | 0 | 0 | 0 | 0 | 0 | 0 | 0 | 0 | 22097.017 | 0 | 0
2016-11-21 03:00 | 0 | 0 | 0 | 0 | 543900.2971 | 0 | 429663 | 0 | 0 | 0 | 1085999.9701 | 0 | 11379.6922 | 0 | 0 | 0 | 0 | 0 | 0 | 0 | 7282293.664 | 0 | 0 | 0 | 0 | 91926.9808 | 0 | 213.2993 | 0 | 0 | 0 | 0 | 0 | 0 | 0 | 0 | 22097.017 | 0 | 0
2016-11-21 04:00 | 0 | 0 | 0 | 0 | 188628.7744 | 0 | 412088 | 0 | 0 | 0 | 840443.7274 | 0 | 11379.6922 | 0 | 0 | 0 | 0 | 0 | 0 | 0 | 7299942.1484 | 0 | 0 | 0 | 0 | -245556.2427 | 0 | 0 | 0 | 0 | 0 | 0 | 0 | 0 | 0 | 0 | 22097.017 | 0 | 0
2016-11-21 05:00 | 0 | 0 | 0 | 0 | 516936.9073 | 0 | 396983 | 0 | 0 | 0 | 938300.6177 | 0 | 11379.6922 | 0 | 0 | 0 | 0 | 0 | 0 | 0 | 7317590.5623 | 0 | 0 | 0 | 0 | 97856.8903 | 0 | 0 | 0 | 0 | 0 | 0 | 0 | 0 | 0 | 0 | 22097.017 | 0 | 0
2016-11-21 06:00 | 0 | 0 | 0 | 0 | 493176.812 | 0 | 386667 | 0 | 0 | 0 | 1022713.4126 | 0 | 11379.6922 | 0 | 0 | 0 | 0 | 0 | 0 | 0 | 7335238.9056 | 0 | 0 | 0 | 0 | 84412.7949 | 0 | 0 | 0 | 0 | 0 | 0 | 0 | 0 | 0 | 0 | 22097.017 | 0 | 0
2016-11-21 07:00 | 0 | 0 | 0 | 0 | 469069.7785 | 0 | 381643 | 0 | 0 | 0 | 1088043.1741 | 0 | 11379.6922 | 0 | 0 | 0 | 0 | 0 | 0 | 0 | 7352887.1783 | 0 | 0 | 0 | 0 | 65329.7615 | 0 | 0 | 0 | 0 | 0 | 0 | 0 | 0 | 0 | 0 | 22097.017 | 0 | 0
2016-11-21 08:00 | 0 | 0 | 0 | 0 | 157528.7744 | 0 | 380988 | 0 | 0 | 0 | 842486.9314 | 0 | 11379.6922 | 0 | 0 | 0 | 0 | 0 | 0 | 0 | 7370535.3804 | 0 | 0 | 0 | 0 | -245556.2427 | 0 | 0 | 0 | 0 | 0 | 0 | 0 | 0 | 0 | 0 | 22097.017 | 0 | 0
2016-11-21 09:00 | 0 | 0 | 0 | 0 | 421261.4453 | 0 | 385774 | 0 | 0 | 0 | 855664.0604 | 0 | 11592.9915 | 0 | 0 | 0 | 0 | 0 | 0 | 0 | 7388183.5119 | 0 | 0 | 0 | 0 | 13177.129 | 0 | 213.2993 | 0 | 0 | 0 | 0 | 0 | 0 | 0 | 0 | 22097.017 | 0 | 0
2016-11-21 10:00 | 0 | 0 | 0 | 0 | 392030.0925 | 0 | 400883 | 0 | 0 | 0 | 824714.1358 | 0 | 11592.9915 | 0 | 0 | 0 | 0 | 0 | 0 | 0 | 7405831.5728 | 0 | 0 | 0 | 0 | -30949.9246 | 0 | 0 | 0 | 0 | 0 | 0 | 0 | 0 | 0 | 0 | 22097.017 | 0 | 0
2016-11-21 11:00 | 0 | 0 | 0 | 0 | 382370.8543 | 0 | 433200 | 0 | 0 | 0 | 751787.9731 | 0 | 11592.9915 | 0 | 0 | 0 | 0 | 0 | 0 | 0 | 7423479.5631 | 0 | 0 | 0 | 0 | -72926.1627 | 0 | 0 | 0 | 0 | 0 | 0 | 0 | 0 | 0 | 0 | 22097.017 | 0 | 0
2016-11-21 12:00 | 0 | 0 | 0 | 0 | 389340.1855 | 0 | 460210 | 0 | 0 | 0 | 658821.1416 | 0 | 11592.9915 | 0 | 0 | 0 | 0 | 0 | 0 | 0 | 7441127.4828 | 0 | 0 | 0 | 0 | -92966.8315 | 0 | 0 | 0 | 0 | 0 | 0 | 0 | 0 | 0 | 0 | 22097.017 | 0 | 0
2016-11-21 13:00 | 0 | 0 | 0 | 0 | 247165.3849 | 17.6888 | 470429 | 0 | 0 | 0 | 413264.8989 | 0 | 11806.2908 | 0 | 0 | 0 | 0 | 0 | 0 | 0 | 7458775.3319 | 0 | 0 | 0 | 0 | -245556.2427 | 0 | 213.2993 | 0 | 0 | 0 | 0 | 0 | 0 | 0 | 0 | 22097.017 | 0 | 0
2016-11-21 14:00 | 0 | 0 | 0 | 0 | 347426.9128 | 46926.2192 | 469601 | 0 | 0 | 0 | 315920.0138 | 0 | 11806.2908 | 0 | 0 | 0 | 0 | 0 | 0 | 0 | 7476423.1104 | 0 | 0 | 0 | 0 | -97344.8851 | 0 | 0 | 0 | 0 | 0 | 0 | 0 | 0 | 0 | 0 | 22097.017 | 0 | 0
2016-11-21 15:00 | 0 | 0 | 0 | 0 | 275189.7708 | 159836.7116 | 464608 | 0 | 0 | 0 | 264241.4792 | 0 | 11806.2908 | 0 | 0 | 0 | 0 | 0 | 0 | 0 | 7494070.8184 | 0 | 0 | 0 | 0 | -51678.5347 | 0 | 0 | 0 | 0 | 0 | 0 | 0 | 0 | 0 | 0 | 22097.017 | 0 | 0
2016-11-21 16:00 | 0 | 0 | 0 | 0 | 269163.6158 | 267997.6597 | 457689 | 0 | 0 | 0 | 321616.7376 | 0 | 11806.2908 | 0 | 0 | 0 | 0 | 0 | 0 | 0 | 7511718.4557 | 0 | 0 | 0 | 0 | 57375.2585 | 0 | 0 | 0 | 0 | 0 | 0 | 0 | 0 | 0 | 0 | 22097.017 | 0 | 0
2016-11-21 17:00 | 0 | 0 | 0 | 0 | 318810.471 | 337436.7698 | 450508 | 0 | 0 | 0 | 505045.6621 | 0 | 12019.5901 | 0 | 0 | 0 | 0 | 0 | 0 | 0 | 7529366.0225 | 0 | 0 | 0 | 0 | 183428.9244 | 0 | 213.2993 | 0 | 0 | 0 | 0 | 0 | 0 | 0 | 0 | 22097.017 | 0 | 0
2016-11-21 18:00 | 0 | 0 | 0 | 0 | 350770.054 | 362050.2057 | 445167 | 0 | 0 | 0 | 750601.9048 | 0 | 12019.5901 | 0 | 0 | 0 | 0 | 0 | 0 | 0 | 7547013.5187 | 0 | 0 | 0 | 0 | 245556.2427 | 0 | 0 | 0 | 0 | 0 | 0 | 0 | 0 | 0 | 0 | 22097.017 | 0 | 0
2016-11-21 19:00 | 0 | 0 | 0 | 0 | 348779.7834 | 359772.4764 | 440899 | 0 | 0 | 0 | 996158.1474 | 0 | 12019.5901 | 0 | 0 | 0 | 0 | 0 | 0 | 0 | 7564660.9443 | 0 | 0 | 0 | 0 | 245556.2427 | 0 | 0 | 0 | 0 | 0 | 0 | 0 | 0 | 0 | 0 | 22097.017 | 0 | 0
2016-11-21 20:00 | 0 | 0 | 0 | 0 | 0 | 342229.8205 | 439651 | 0 | 0 | 0 | 876639.9509 | 0 | 12019.5901 | 0 | 0 | 0 | 0 | 0 | 0 | 0 | 7582308.2993 | 0 | 0 | 0 | 0 | -119518.1965 | 0 | 0 | 0 | 0 | 0 | 0 | 0 | 0 | 0 | 0 | 22097.017 | 0 | 0
2016-11-21 21:00 | 0 | 0 | 0 | 0 | 0 | 313390.0894 | 444452 | 0 | 0 | 0 | 723481.0233 | 0 | 12019.5901 | 0 | 0 | 0 | 0 | 0 | 0 | 0 | 7599955.5837 | 0 | 0 | 0 | 0 | -153158.9276 | 0 | 0 | 0 | 0 | 0 | 0 | 0 | 0 | 0 | 0 | 22097.017 | 0 | 0
2016-11-21 22:00 | 0 | 0 | 0 | 0 | 0 | 260335.9142 | 462555 | 0 | 0 | 0 | 499164.9204 | 0 | 12019.5901 | 0 | 0 | 0 | 0 | 0 | 0 | 0 | 7617602.7975 | 0 | 0 | 0 | 0 | -224316.1029 | 0 | 0 | 0 | 0 | 0 | 0 | 0 | 0 | 0 | 0 | 22097.017 | 0 | 0
2016-11-21 23:00 | 0 | 0 | 0 | 0 | 580965.9288 | 165681.3309 | 478994 | 0 | 0 | 0 | 744721.1631 | 0 | 12019.5901 | 0 | 0 | 0 | 0 | 0 | 0 | 0 | 7635249.9407 | 0 | 0 | 0 | 0 | 245556.2427 | 0 | 0 | 0 | 0 | 0 | 0 | 0 | 0 | 0 | 0 | 22097.017 | 0 | 0
2016-11-22 | 0 | 0 | 0 | 0 | 734643.5 | 13237.2058 | 485243 | 0 | 0 | 0 | 985261.8519 | 0 | 12019.5901 | 0 | 0 | 0 | 0 | 0 | 0 | 0 | 7652897.0133 | 0 | 0 | 0 | 0 | 240540.6888 | 0 | 0 | 0 | 0 | 0 | 0 | 0 | 0 | 0 | 0 | 22097.017 | 0 | 0
2016-11-22 01:00 | 0 | 0 | 0 | 0 | 260868.7744 | 0 | 484328 | 0 | 0 | 0 | 739705.6092 | 0 | 12019.5901 | 0 | 0 | 0 | 0 | 0 | 0 | 0 | 7670544.0154 | 0 | 0 | 0 | 0 | -245556.2427 | 0 | 0 | 0 | 0 | 0 | 0 | 0 | 0 | 0 | 0 | 22097.017 | 0 | 0
2016-11-22 02:00 | 0 | 0 | 0 | 0 | 708997.8557 | 0 | 472096 | 0 | 0 | 0 | 954510.4479 | 0 | 12019.5901 | 0 | 0 | 0 | 0 | 0 | 0 | 0 | 7688190.9469 | 0 | 0 | 0 | 0 | 214804.8387 | 0 | 0 | 0 | 0 | 0 | 0 | 0 | 0 | 0 | 0 | 22097.017 | 0 | 0
2016-11-22 03:00 | 0 | 0 | 0 | 0 | 228074.7744 | 0 | 451534 | 0 | 0 | 0 | 708954.2052 | 0 | 12019.5901 | 0 | 0 | 0 | 0 | 0 | 0 | 0 | 7705837.8077 | 0 | 0 | 0 | 0 | -245556.2427 | 0 | 0 | 0 | 0 | 0 | 0 | 0 | 0 | 0 | 0 | 22097.017 | 0 | 0
2016-11-22 04:00 | 0 | 0 | 0 | 0 | 681196.4052 | 0 | 430349 | 0 | 0 | 0 | 937704.5934 | 0 | 12019.5901 | 0 | 0 | 0 | 0 | 0 | 0 | 0 | 7723484.598 | 0 | 0 | 0 | 0 | 228750.3882 | 0 | 0 | 0 | 0 | 0 | 0 | 0 | 0 | 0 | 0 | 22097.017 | 0 | 0
2016-11-22 05:00 | 0 | 0 | 0 | 0 | 187566.7744 | 0 | 411026 | 0 | 0 | 0 | 692148.3507 | 0 | 12019.5901 | 0 | 0 | 0 | 0 | 0 | 0 | 0 | 7741131.3177 | 0 | 0 | 0 | 0 | -245556.2427 | 0 | 0 | 0 | 0 | 0 | 0 | 0 | 0 | 0 | 0 | 22097.017 | 0 | 0
2016-11-22 06:00 | 0 | 0 | 0 | 0 | 174720.7744 | 0 | 398180 | 0 | 0 | 0 | 446592.108 | 0 | 12019.5901 | 0 | 0 | 0 | 0 | 0 | 0 | 0 | 7758777.9668 | 0 | 0 | 0 | 0 | -245556.2427 | 0 | 0 | 0 | 0 | 0 | 0 | 0 | 0 | 0 | 0 | 22097.017 | 0 | 0
2016-11-22 07:00 | 0 | 0 | 0 | 0 | 166711.7744 | 0 | 390171 | 0 | 0 | 0 | 201035.8653 | 0 | 12019.5901 | 0 | 0 | 0 | 0 | 0 | 0 | 0 | 7776424.5453 | 0 | 0 | 0 | 0 | -245556.2427 | 0 | 0 | 0 | 0 | 0 | 0 | 0 | 0 | 0 | 0 | 22097.017 | 0 | 0
2016-11-22 08:00 | 0 | 0 | 0 | 0 | 632638.4252 | 0 | 387592 | 0 | 0 | 0 | 423985.2734 | 0 | 12019.5901 | 0 | 0 | 0 | 0 | 0 | 0 | 0 | 7794071.0533 | 0 | 0 | 0 | 0 | 222949.4081 | 0 | 0 | 0 | 0 | 0 | 0 | 0 | 0 | 0 | 0 | 22097.017 | 0 | 0
2016-11-22 09:00 | 0 | 0 | 0 | 0 | 168451.7744 | 0 | 391911 | 0 | 0 | 0 | 178429.0307 | 0 | 12019.5901 | 0 | 0 | 0 | 0 | 0 | 0 | 0 | 7811717.4906 | 0 | 0 | 0 | 0 | -245556.2427 | 0 | 0 | 0 | 0 | 0 | 0 | 0 | 0 | 0 | 0 | 22097.017 | 0 | 0
2016-11-22 10:00 | 0 | 0 | 0 | 0 | 616416.9098 | 0 | 404976 | 0 | 0 | 0 | 367772.9235 | 0 | 12019.5901 | 0 | 0 | 0 | 0 | 0 | 0 | 0 | 7829363.8574 | 0 | 0 | 0 | 0 | 189343.8928 | 0 | 0 | 0 | 0 | 0 | 0 | 0 | 0 | 0 | 0 | 22097.017 | 0 | 0
2016-11-22 11:00 | 0 | 0 | 0 | 0 | 210142.7744 | 0 | 433602 | 0 | 0 | 0 | 122216.6808 | 0 | 12019.5901 | 0 | 0 | 0 | 0 | 0 | 0 | 0 | 7847010.1536 | 0 | 0 | 0 | 0 | -245556.2427 | 0 | 0 | 0 | 0 | 0 | 0 | 0 | 0 | 0 | 0 | 22097.017 | 0 | 0
2016-11-22 12:00 | 0 | 0 | 0 | 0 | 602916.5789 | 0 | 457480 | 0 | 0 | 0 | 245556.2427 | 0 | 12019.5901 | 0 | 0 | 0 | 0 | 0 | 0 | 0 | 7864656.3792 | 0 | 0 | 0 | 0 | 123339.5619 | 0 | 0 | 0 | 0 | 0 | 0 | 0 | 0 | 0 | 0 | 22097.017 | 0 | 0
2016-11-22 13:00 | 0 | 0 | 0 | 0 | 242583.7212 | 0.053165 | 466043 | 0 | 0 | 0 | 0 | 0 | 12019.5901 | 0 | 0 | 0 | 0 | 0 | 0 | 0 | 7882302.5342 | 0 | 0 | 0 | 0 | -245556.2427 | 0 | 0 | 0 | 0 | 0 | 0 | 0 | 0 | 0 | 0 | 22097.017 | 0 | 0
2016-11-22 14:00 | 0 | 0 | 0 | 0 | 527888.8986 | 70282.8532 | 464785 | 0 | 0 | 0 | 111289.7348 | 0 | 12019.5901 | 0 | 0 | 0 | 0 | 0 | 0 | 0 | 7899948.6186 | 0 | 0 | 0 | 0 | 111289.7348 | 0 | 0 | 0 | 0 | 0 | 0 | 0 | 0 | 0 | 0 | 22097.017 | 0 | 0
2016-11-22 15:00 | 0 | 0 | 0 | 0 | 303758.6727 | 424636.587 | 460742 | 0 | 0 | 0 | 356845.9774 | 0 | 12019.5901 | 0 | 0 | 0 | 0 | 0 | 0 | 0 | 7917594.6325 | 0 | 0 | 0 | 0 | 245556.2427 | 0 | 0 | 0 | 0 | 0 | 0 | 0 | 0 | 0 | 0 | 22097.017 | 0 | 0
2016-11-22 16:00 | 0 | 0 | 0 | 0 | 145960.5912 | 576523.6686 | 454831 | 0 | 0 | 0 | 602402.2201 | 0 | 12019.5901 | 0 | 0 | 0 | 0 | 0 | 0 | 0 | 7935240.5757 | 0 | 0 | 0 | 0 | 245556.2427 | 0 | 0 | 0 | 0 | 0 | 0 | 0 | 0 | 0 | 0 | 22097.017 | 0 | 0
2016-11-22 17:00 | 0 | 0 | 0 | 0 | 0 | 588870.6226 | 447871 | 0 | 0 | 0 | 721304.8257 | 0 | 12019.5901 | 0 | 0 | 0 | 0 | 0 | 0 | 0 | 7952886.4484 | 0 | 0 | 0 | 0 | 118902.6055 | 0 | 0 | 0 | 0 | 0 | 0 | 0 | 0 | 0 | 0 | 22097.017 | 0 | 0
2016-11-22 18:00 | 0 | 0 | 0 | 0 | 161207.8089 | 550844.4508 | 444399 | 0 | 0 | 0 | 966861.0684 | 0 | 12019.5901 | 0 | 0 | 0 | 0 | 0 | 0 | 0 | 7970532.2505 | 0 | 0 | 0 | 0 | 245556.2427 | 0 | 0 | 0 | 0 | 0 | 0 | 0 | 0 | 0 | 0 | 22097.017 | 0 | 0
2016-11-22 19:00 | 0 | 0 | 0 | 0 | 0 | 531405.6907 | 441711 | 0 | 0 | 0 | 1034458.7421 | 0 | 12019.5901 | 0 | 0 | 0 | 0 | 0 | 0 | 0 | 7988177.982 | 0 | 0 | 0 | 0 | 67597.6737 | 0 | 0 | 0 | 0 | 0 | 0 | 0 | 0 | 0 | 0 | 22097.017 | 0 | 0
2016-11-22 20:00 | 0 | 0 | 0 | 0 | 0 | 538235.3026 | 440798 | 0 | 0 | 0 | 1109799.0276 | 0 | 12019.5901 | 0 | 0 | 0 | 0 | 0 | 0 | 0 | 8005823.6429 | 0 | 0 | 0 | 0 | 75340.2855 | 0 | 0 | 0 | 0 | 0 | 0 | 0 | 0 | 0 | 0 | 22097.017 | 0 | 0
2016-11-22 21:00 | 0 | 0 | 0 | 0 | 158181.279 | 555399.9807 | 445928 | 0 | 0 | 0 | 1355355.2702 | 0 | 12019.5901 | 0 | 0 | 0 | 0 | 0 | 0 | 0 | 8023469.2333 | 0 | 0 | 0 | 0 | 245556.2427 | 0 | 0 | 0 | 0 | 0 | 0 | 0 | 0 | 0 | 0 | 22097.017 | 0 | 0
2016-11-22 22:00 | 0 | 0 | 0 | 0 | 0 | 515539.1974 | 461392 | 0 | 0 | 0 | 1387405.4506 | 0 | 12019.5901 | 0 | 0 | 0 | 0 | 0 | 0 | 0 | 8041114.753 | 0 | 0 | 0 | 0 | 32050.1803 | 0 | 0 | 0 | 0 | 0 | 0 | 0 | 0 | 0 | 0 | 22097.017 | 0 | 0
2016-11-22 23:00 | 0 | 0 | 0 | 0 | 299738.6887 | 248124.0313 | 474383 | 0 | 0 | 0 | 1438788.1535 | 0 | 12019.5901 | 0 | 0 | 0 | 0 | 0 | 0 | 0 | 8058760.2022 | 0 | 0 | 0 | 0 | 51382.7029 | 0 | 0 | 0 | 0 | 0 | 0 | 0 | 0 | 0 | 0 | 22097.017 | 0 | 0
2016-11-23 | 0 | 0 | 0 | 0 | 248403.6272 | 6303.1472 | 478166 | 0 | 0 | 0 | 1193231.9108 | 0 | 12019.5901 | 0 | 0 | 0 | 0 | 0 | 0 | 0 | 8076405.5808 | 0 | 0 | 0 | 0 | -245556.2427 | 0 | 0 | 0 | 0 | 0 | 0 | 0 | 0 | 0 | 0 | 22097.017 | 0 | 0
2016-11-23 01:00 | 0 | 0 | 0 | 0 | 552202.7286 | 0 | 475989 | 0 | 0 | 0 | 1247348.6223 | 0 | 12019.5901 | 0 | 0 | 0 | 0 | 0 | 0 | 0 | 8094050.8888 | 0 | 0 | 0 | 0 | 54116.7115 | 0 | 0 | 0 | 0 | 0 | 0 | 0 | 0 | 0 | 0 | 22097.017 | 0 | 0
2016-11-23 02:00 | 0 | 0 | 0 | 0 | 528504.5846 | 0 | 464330 | 0 | 0 | 0 | 1289426.1898 | 0 | 12019.5901 | 0 | 0 | 0 | 0 | 0 | 0 | 0 | 8111696.1262 | 0 | 0 | 0 | 0 | 42077.5675 | 0 | 0 | 0 | 0 | 0 | 0 | 0 | 0 | 0 | 0 | 22097.017 | 0 | 0
2016-11-23 03:00 | 0 | 0 | 0 | 0 | 222277.7744 | 0 | 445737 | 0 | 0 | 0 | 1043869.9472 | 0 | 12019.5901 | 0 | 0 | 0 | 0 | 0 | 0 | 0 | 8129341.2931 | 0 | 0 | 0 | 0 | -245556.2427 | 0 | 0 | 0 | 0 | 0 | 0 | 0 | 0 | 0 | 0 | 22097.017 | 0 | 0
2016-11-23 04:00 | 0 | 0 | 0 | 0 | 504457.608 | 0 | 424766 | 0 | 0 | 0 | 1101464.5381 | 0 | 12019.5901 | 0 | 0 | 0 | 0 | 0 | 0 | 0 | 8146986.3894 | 0 | 0 | 0 | 0 | 57594.591 | 0 | 0 | 0 | 0 | 0 | 0 | 0 | 0 | 0 | 0 | 22097.017 | 0 | 0
2016-11-23 05:00 | 0 | 0 | 0 | 0 | 497061.7601 | 0 | 405449 | 0 | 0 | 0 | 1170980.2812 | 0 | 12019.5901 | 0 | 0 | 0 | 0 | 0 | 0 | 0 | 8164631.4151 | 0 | 0 | 0 | 0 | 69515.7431 | 0 | 0 | 0 | 0 | 0 | 0 | 0 | 0 | 0 | 0 | 22097.017 | 0 | 0
2016-11-23 06:00 | 0 | 0 | 0 | 0 | 167563.7744 | 0 | 391023 | 0 | 0 | 0 | 925424.0385 | 0 | 12019.5901 | 0 | 0 | 0 | 0 | 0 | 0 | 0 | 8182276.3702 | 0 | 0 | 0 | 0 | -245556.2427 | 0 | 0 | 0 | 0 | 0 | 0 | 0 | 0 | 0 | 0 | 22097.017 | 0 | 0
2016-11-23 07:00 | 0 | 0 | 0 | 0 | 486674.0383 | 0 | 381703 | 0 | 0 | 0 | 1008298.0598 | 0 | 12019.5901 | 0 | 0 | 0 | 0 | 0 | 0 | 0 | 8199921.2547 | 0 | 0 | 0 | 0 | 82874.0212 | 0 | 0 | 0 | 0 | 0 | 0 | 0 | 0 | 0 | 0 | 22097.017 | 0 | 0
2016-11-23 08:00 | 0 | 0 | 0 | 0 | 477807.5078 | 0 | 377086 | 0 | 0 | 0 | 1086922.5505 | 0 | 12019.5901 | 0 | 0 | 0 | 0 | 0 | 0 | 0 | 8217566.0687 | 0 | 0 | 0 | 0 | 78624.4907 | 0 | 0 | 0 | 0 | 0 | 0 | 0 | 0 | 0 | 0 | 22097.017 | 0 | 0
2016-11-23 09:00 | 0 | 0 | 0 | 0 | 154719.7744 | 0 | 378179 | 0 | 0 | 0 | 841366.3078 | 0 | 12019.5901 | 0 | 0 | 0 | 0 | 0 | 0 | 0 | 8235210.812 | 0 | 0 | 0 | 0 | -245556.2427 | 0 | 0 | 0 | 0 | 0 | 0 | 0 | 0 | 0 | 0 | 22097.017 | 0 | 0
2016-11-23 10:00 | 0 | 0 | 0 | 0 | 447942.3612 | 0 | 387805 | 0 | 0 | 0 | 879406.652 | 0 | 12019.5901 | 0 | 0 | 0 | 0 | 0 | 0 | 0 | 8252855.4848 | 0 | 0 | 0 | 0 | 38040.3442 | 0 | 0 | 0 | 0 | 0 | 0 | 0 | 0 | 0 | 0 | 22097.017 | 0 | 0
2016-11-23 11:00 | 0 | 0 | 0 | 0 | 433479.1089 | 0 | 410565 | 0 | 0 | 0 | 880223.7438 | 0 | 12019.5901 | 0 | 0 | 0 | 0 | 0 | 0 | 0 | 8270500.087 | 0 | 0 | 0 | 0 | 817.0918 | 0 | 0 | 0 | 0 | 0 | 0 | 0 | 0 | 0 | 0 | 22097.017 | 0 | 0
2016-11-23 12:00 | 0 | 0 | 0 | 0 | 208848.7744 | 0 | 432308 | 0 | 0 | 0 | 634667.5011 | 0 | 12019.5901 | 0 | 0 | 0 | 0 | 0 | 0 | 0 | 8288144.6187 | 0 | 0 | 0 | 0 | -245556.2427 | 0 | 0 | 0 | 0 | 0 | 0 | 0 | 0 | 0 | 0 | 22097.017 | 0 | 0
2016-11-23 13:00 | 0 | 0 | 0 | 0 | 396937.3198 | 10.5737 | 445040 | 0 | 0 | 0 | 564265.0783 | 0 | 12232.8894 | 0 | 0 | 0 | 0 | 0 | 0 | 0 | 8305789.0797 | 0 | 0 | 0 | 0 | -70402.4228 | 0 | 213.2993 | 0 | 0 | 0 | 0 | 0 | 0 | 0 | 0 | 22097.017 | 0 | 0
2016-11-23 14:00 | 0 | 0 | 0 | 0 | 294714.4706 | 155163.7637 | 450014 | 0 | 0 | 0 | 542032.2956 | 0 | 12232.8894 | 0 | 0 | 0 | 0 | 0 | 0 | 0 | 8323433.4702 | 0 | 0 | 0 | 0 | -22232.7827 | 0 | 0 | 0 | 0 | 0 | 0 | 0 | 0 | 0 | 0 | 22097.017 | 0 | 0
2016-11-23 15:00 | 0 | 0 | 0 | 0 | 244246.2961 | 474668.9636 | 451262 | 0 | 0 | 0 | 787588.5383 | 0 | 12232.8894 | 0 | 0 | 0 | 0 | 0 | 0 | 0 | 8341077.7901 | 0 | 0 | 0 | 0 | 245556.2427 | 0 | 0 | 0 | 0 | 0 | 0 | 0 | 0 | 0 | 0 | 22097.017 | 0 | 0
2016-11-23 16:00 | 0 | 0 | 0 | 0 | 0 | 586336.642 | 448505 | 0 | 0 | 0 | 903323.1633 | 0 | 12232.8894 | 0 | 0 | 0 | 0 | 0 | 0 | 0 | 8358722.0394 | 0 | 0 | 0 | 0 | 115734.625 | 0 | 0 | 0 | 0 | 0 | 0 | 0 | 0 | 0 | 0 | 22097.017 | 0 | 0
2016-11-23 17:00 | 0 | 0 | 0 | 0 | 118870.409 | 592458.8507 | 443676 | 0 | 0 | 0 | 1148879.4059 | 0 | 12232.8894 | 0 | 0 | 0 | 0 | 0 | 0 | 0 | 8376366.2182 | 0 | 0 | 0 | 0 | 245556.2427 | 0 | 0 | 0 | 0 | 0 | 0 | 0 | 0 | 0 | 0 | 22097.017 | 0 | 0
2016-11-23 18:00 | 0 | 0 | 0 | 0 | 0 | 563558.2376 | 439557 | 0 | 0 | 0 | 1250783.6265 | 0 | 12232.8894 | 0 | 0 | 0 | 0 | 0 | 0 | 0 | 8394010.3264 | 0 | 0 | 0 | 0 | 101904.2205 | 0 | 0 | 0 | 0 | 0 | 0 | 0 | 0 | 0 | 0 | 22097.017 | 0 | 0
2016-11-23 19:00 | 0 | 0 | 0 | 0 | 153740.7666 | 550976.4931 | 437064 | 0 | 0 | 0 | 1496339.8692 | 0 | 12232.8894 | 0 | 0 | 0 | 0 | 0 | 0 | 0 | 8411654.364 | 0 | 0 | 0 | 0 | 245556.2427 | 0 | 0 | 0 | 0 | 0 | 0 | 0 | 0 | 0 | 0 | 22097.017 | 0 | 0
2016-11-23 20:00 | 0 | 0 | 0 | 0 | 0 | 568302.1827 | 435214 | 0 | 0 | 0 | 1607331.0348 | 0 | 12232.8894 | 0 | 0 | 0 | 0 | 0 | 0 | 0 | 8429298.331 | 0 | 0 | 0 | 0 | 110991.1656 | 0 | 0 | 0 | 0 | 0 | 0 | 0 | 0 | 0 | 0 | 22097.017 | 0 | 0
2016-11-23 21:00 | 0 | 0 | 0 | 0 | 0 | 598728.0078 | 438616 | 0 | 0 | 0 | 1745132.7262 | 0 | 12446.1887 | 0 | 0 | 0 | 0 | 0 | 0 | 0 | 8446942.2274 | 0 | 0 | 0 | 0 | 137801.6914 | 0 | 213.2993 | 0 | 0 | 0 | 0 | 0 | 0 | 0 | 0 | 22097.017 | 0 | 0
2016-11-23 22:00 | 0 | 0 | 0 | 0 | 0 | 559838.2211 | 450517 | 0 | 0 | 0 | 1832356.9303 | 0 | 12446.1887 | 0 | 0 | 0 | 0 | 0 | 0 | 0 | 8464586.0533 | 0 | 0 | 0 | 0 | 87224.2041 | 0 | 0 | 0 | 0 | 0 | 0 | 0 | 0 | 0 | 0 | 22097.017 | 0 | 0
2016-11-23 23:00 | 0 | 0 | 0 | 0 | 0 | 256804.3781 | 457499 | 0 | 0 | 0 | 1609565.2913 | 0 | 12446.1887 | 0 | 0 | 0 | 0 | 0 | 0 | 0 | 8482229.8086 | 0 | 0 | 0 | 0 | -222791.639 | 0 | 0 | 0 | 0 | 0 | 0 | 0 | 0 | 0 | 0 | 22097.017 | 0 | 0
2016-11-24 | 0 | 0 | 0 | 0 | 215267.3882 | 18792.3862 | 457519 | 0 | 0 | 0 | 1364009.0486 | 0 | 12446.1887 | 0 | 0 | 0 | 0 | 0 | 0 | 0 | 8499873.4933 | 0 | 0 | 0 | 0 | -245556.2427 | 0 | 0 | 0 | 0 | 0 | 0 | 0 | 0 | 0 | 0 | 22097.017 | 0 | 0
2016-11-24 01:00 | 0 | 0 | 0 | 0 | 229422.7744 | 0 | 452882 | 0 | 0 | 0 | 1118452.8059 | 0 | 12446.1887 | 0 | 0 | 0 | 0 | 0 | 0 | 0 | 8517517.1074 | 0 | 0 | 0 | 0 | -245556.2427 | 0 | 0 | 0 | 0 | 0 | 0 | 0 | 0 | 0 | 0 | 22097.017 | 0 | 0
2016-11-24 02:00 | 0 | 0 | 0 | 0 | 342895.781 | 0 | 440455 | 0 | 0 | 0 | 998796.5699 | 0 | 12446.1887 | 0 | 0 | 0 | 0 | 0 | 0 | 0 | 8535160.651 | 0 | 0 | 0 | 0 | -119656.2361 | 0 | 0 | 0 | 0 | 0 | 0 | 0 | 0 | 0 | 0 | 22097.017 | 0 | 0
2016-11-24 03:00 | 0 | 0 | 0 | 0 | 198559.7744 | 0 | 422019 | 0 | 0 | 0 | 753240.3272 | 0 | 12446.1887 | 0 | 0 | 0 | 0 | 0 | 0 | 0 | 8552804.124 | 0 | 0 | 0 | 0 | -245556.2427 | 0 | 0 | 0 | 0 | 0 | 0 | 0 | 0 | 0 | 0 | 22097.017 | 0 | 0
2016-11-24 04:00 | 0 | 0 | 0 | 0 | 392670.5513 | 0 | 400437 | 0 | 0 | 0 | 723376.8614 | 0 | 12446.1887 | 0 | 0 | 0 | 0 | 0 | 0 | 0 | 8570447.5264 | 0 | 0 | 0 | 0 | -29863.4658 | 0 | 0 | 0 | 0 | 0 | 0 | 0 | 0 | 0 | 0 | 22097.017 | 0 | 0
2016-11-24 05:00 | 0 | 0 | 0 | 0 | 394978.3553 | 0 | 378621 | 0 | 0 | 0 | 717637.1997 | 0 | 12446.1887 | 0 | 0 | 0 | 0 | 0 | 0 | 0 | 8588090.8583 | 0 | 0 | 0 | 0 | -5739.6618 | 0 | 0 | 0 | 0 | 0 | 0 | 0 | 0 | 0 | 0 | 22097.017 | 0 | 0
2016-11-24 06:00 | 0 | 0 | 0 | 0 | 137910.7744 | 0 | 361370 | 0 | 0 | 0 | 472080.957 | 0 | 12446.1887 | 0 | 0 | 0 | 0 | 0 | 0 | 0 | 8605734.1195 | 0 | 0 | 0 | 0 | -245556.2427 | 0 | 0 | 0 | 0 | 0 | 0 | 0 | 0 | 0 | 0 | 22097.017 | 0 | 0
2016-11-24 07:00 | 0 | 0 | 0 | 0 | 386545.7007 | 0 | 349616 | 0 | 0 | 0 | 486913.6407 | 0 | 12446.1887 | 0 | 0 | 0 | 0 | 0 | 0 | 0 | 8623377.3102 | 0 | 0 | 0 | 0 | 14832.6837 | 0 | 0 | 0 | 0 | 0 | 0 | 0 | 0 | 0 | 0 | 22097.017 | 0 | 0
2016-11-24 08:00 | 0 | 0 | 0 | 0 | 381400.7686 | 0 | 342238 | 0 | 0 | 0 | 503979.3922 | 0 | 12446.1887 | 0 | 0 | 0 | 0 | 0 | 0 | 0 | 8641020.4304 | 0 | 0 | 0 | 0 | 17065.7515 | 0 | 0 | 0 | 0 | 0 | 0 | 0 | 0 | 0 | 0 | 22097.017 | 0 | 0
2016-11-24 09:00 | 0 | 0 | 0 | 0 | 115805.7744 | 0 | 339265 | 0 | 0 | 0 | 258423.1495 | 0 | 12446.1887 | 0 | 0 | 0 | 0 | 0 | 0 | 0 | 8658663.4799 | 0 | 0 | 0 | 0 | -245556.2427 | 0 | 0 | 0 | 0 | 0 | 0 | 0 | 0 | 0 | 0 | 22097.017 | 0 | 0
2016-11-24 10:00 | 0 | 0 | 0 | 0 | 373290.2212 | 0 | 341378 | 0 | 0 | 0 | 268238.3536 | 0 | 12446.1887 | 0 | 0 | 0 | 0 | 0 | 0 | 0 | 8676306.4589 | 0 | 0 | 0 | 0 | 9815.2041 | 0 | 0 | 0 | 0 | 0 | 0 | 0 | 0 | 0 | 0 | 22097.017 | 0 | 0
2016-11-24 11:00 | 0 | 0 | 0 | 0 | 375190.3705 | 0 | 349184 | 0 | 0 | 0 | 272147.7071 | 0 | 12446.1887 | 0 | 0 | 0 | 0 | 0 | 0 | 0 | 8693949.3673 | 0 | 0 | 0 | 0 | 3909.3534 | 0 | 0 | 0 | 0 | 0 | 0 | 0 | 0 | 0 | 0 | 22097.017 | 0 | 0
2016-11-24 12:00 | 0 | 0 | 0 | 0 | 136890.7744 | 0 | 360350 | 0 | 0 | 0 | 26591.4644 | 0 | 12446.1887 | 0 | 0 | 0 | 0 | 0 | 0 | 0 | 8711592.2052 | 0 | 0 | 0 | 0 | -245556.2427 | 0 | 0 | 0 | 0 | 0 | 0 | 0 | 0 | 0 | 0 | 22097.017 | 0 | 0
2016-11-24 13:00 | 0 | 0 | 0 | 0 | 373916.5482 | 8.0044 | 378419 | 0 | 0 | 0 | 0 | 0 | 12446.1887 | 0 | 0 | 0 | 0 | 0 | 0 | 0 | 8729234.9724 | 0 | 0 | 0 | 0 | -26591.4644 | 0 | 0 | 0 | 0 | 0 | 0 | 0 | 0 | 0 | 0 | 22097.017 | 0 | 0
2016-11-24 14:00 | 0 | 0 | 0 | 0 | 312377.2412 | 119570.5251 | 397131 | 0 | 0 | 0 | 5098.1916 | 0 | 12446.1887 | 7621.5577 | 0 | 0 | 0 | 0 | 0 | 0 | 8746877.6691 | 0 | 0 | 0 | 0 | 5098.1916 | 0 | 0 | 0 | 7621.5577 | 0 | 0 | 0 | 0 | 0 | 0 | 22097.017 | 0 | 0
2016-11-24 15:00 | 0 | 0 | 0 | 0 | 221284.315 | 449206.387 | 410459 | 0 | 0 | 0 | 250654.4342 | 0 | 12446.1887 | 0 | 0 | 0 | 0 | 0 | 0 | 0 | 8764520.2953 | 0 | 0 | 0 | 0 | 245556.2427 | 0 | 0 | 0 | -7621.5577 | 0 | 0 | 0 | 0 | 0 | 0 | 22097.017 | 0 | 0
2016-11-24 16:00 | 0 | 0 | 0 | 0 | 0 | 592817.3055 | 417634 | 0 | 0 | 0 | 403527.4234 | 0 | 12659.488 | 0 | 0 | 0 | 0 | 0 | 0 | 0 | 8782162.8508 | 0 | 0 | 0 | 0 | 152872.9892 | 0 | 213.2993 | 0 | 0 | 0 | 0 | 0 | 0 | 0 | 0 | 22097.017 | 0 | 0
2016-11-24 17:00 | 0 | 0 | 0 | 0 | 87557.2011 | 594471.0586 | 414375 | 0 | 0 | 0 | 649083.6661 | 0 | 12659.488 | 0 | 0 | 0 | 0 | 0 | 0 | 0 | 8799805.3358 | 0 | 0 | 0 | 0 | 245556.2427 | 0 | 0 | 0 | 0 | 0 | 0 | 0 | 0 | 0 | 0 | 22097.017 | 0 | 0
2016-11-24 18:00 | 0 | 0 | 0 | 0 | 0 | 564110.1217 | 404355 | 0 | 0 | 0 | 786741.7708 | 0 | 12659.488 | 0 | 0 | 0 | 0 | 0 | 0 | 0 | 8817447.7502 | 0 | 0 | 0 | 0 | 137658.1047 | 0 | 0 | 0 | 0 | 0 | 0 | 0 | 0 | 0 | 0 | 22097.017 | 0 | 0
2016-11-24 19:00 | 0 | 0 | 0 | 0 | 0 | 548331.1968 | 395055 | 0 | 0 | 0 | 917920.9505 | 0 | 12659.488 | 0 | 0 | 0 | 0 | 0 | 0 | 0 | 8835090.0941 | 0 | 0 | 0 | 0 | 131179.1797 | 0 | 0 | 0 | 0 | 0 | 0 | 0 | 0 | 0 | 0 | 22097.017 | 0 | 0
2016-11-24 20:00 | 0 | 0 | 0 | 0 | 0 | 560830.6222 | 386948 | 0 | 0 | 0 | 1069706.5556 | 0 | 12659.488 | 0 | 0 | 0 | 0 | 0 | 0 | 0 | 8852732.3673 | 0 | 0 | 0 | 0 | 151785.6051 | 0 | 0 | 0 | 0 | 0 | 0 | 0 | 0 | 0 | 0 | 22097.017 | 0 | 0
2016-11-24 21:00 | 0 | 0 | 0 | 0 | 70818.7402 | 577892.5196 | 381058 | 0 | 0 | 0 | 1315262.7983 | 0 | 12659.488 | 0 | 0 | 0 | 0 | 0 | 0 | 0 | 8870374.57 | 0 | 0 | 0 | 0 | 245556.2427 | 0 | 0 | 0 | 0 | 0 | 0 | 0 | 0 | 0 | 0 | 22097.017 | 0 | 0
2016-11-24 22:00 | 0 | 0 | 0 | 0 | 0 | 535451.169 | 380683 | 0 | 0 | 0 | 1447933.9502 | 0 | 12659.488 | 0 | 0 | 0 | 0 | 0 | 0 | 0 | 8888016.7022 | 0 | 0 | 0 | 0 | 132671.1519 | 0 | 0 | 0 | 0 | 0 | 0 | 0 | 0 | 0 | 0 | 22097.017 | 0 | 0
2016-11-24 23:00 | 0 | 0 | 0 | 0 | 355882.8566 | 244273.7532 | 383072 | 0 | 0 | 0 | 1642921.543 | 0 | 12659.488 | 0 | 0 | 0 | 0 | 0 | 0 | 0 | 8905658.7638 | 0 | 0 | 0 | 0 | 194987.5928 | 0 | 0 | 0 | 0 | 0 | 0 | 0 | 0 | 0 | 0 | 22097.017 | 0 | 0
2016-11-25 | 0 | 0 | 0 | 0 | 153257.6667 | 6421.1076 | 383138 | 0 | 0 | 0 | 1397365.3003 | 0 | 12659.488 | 0 | 0 | 0 | 0 | 0 | 0 | 0 | 8923300.7548 | 0 | 0 | 0 | 0 | -245556.2427 | 0 | 0 | 0 | 0 | 0 | 0 | 0 | 0 | 0 | 0 | 22097.017 | 0 | 0
2016-11-25 01:00 | 0 | 0 | 0 | 0 | 159451.7744 | 0 | 382911 | 0 | 0 | 0 | 1151809.0577 | 0 | 12659.488 | 0 | 0 | 0 | 0 | 0 | 0 | 0 | 8940942.6752 | 0 | 0 | 0 | 0 | -245556.2427 | 0 | 0 | 0 | 0 | 0 | 0 | 0 | 0 | 0 | 0 | 22097.017 | 0 | 0
2016-11-25 02:00 | 0 | 0 | 0 | 0 | 455933.5088 | 0 | 377658 | 0 | 0 | 0 | 1207987.5494 | 0 | 12659.488 | 0 | 0 | 0 | 0 | 0 | 0 | 0 | 8958584.5251 | 0 | 0 | 0 | 0 | 56178.4918 | 0 | 0 | 0 | 0 | 0 | 0 | 0 | 0 | 0 | 0 | 22097.017 | 0 | 0
2016-11-25 03:00 | 0 | 0 | 0 | 0 | 146383.7744 | 0 | 369843 | 0 | 0 | 0 | 962431.3067 | 0 | 12659.488 | 0 | 0 | 0 | 0 | 0 | 0 | 0 | 8976226.3044 | 0 | 0 | 0 | 0 | -245556.2427 | 0 | 0 | 0 | 0 | 0 | 0 | 0 | 0 | 0 | 0 | 22097.017 | 0 | 0
2016-11-25 04:00 | 0 | 0 | 0 | 0 | 484700.8918 | 0 | 358662 | 0 | 0 | 0 | 1066373.1815 | 0 | 12659.488 | 0 | 0 | 0 | 0 | 0 | 0 | 0 | 8993868.0131 | 0 | 0 | 0 | 0 | 103941.8747 | 0 | 0 | 0 | 0 | 0 | 0 | 0 | 0 | 0 | 0 | 22097.017 | 0 | 0
2016-11-25 05:00 | 0 | 0 | 0 | 0 | 123381.0737 | 0 | 346627 | 0 | 0 | 0 | 820816.9388 | 0 | 12872.7873 | 0 | 0 | 0 | 0 | 0 | 0 | 0 | 9011509.6512 | 0 | 0 | 0 | 0 | -245556.2427 | 0 | 213.2993 | 0 | 0 | 0 | 0 | 0 | 0 | 0 | 0 | 22097.017 | 0 | 0
2016-11-25 06:00 | 0 | 0 | 0 | 0 | 506552.9173 | 0 | 336310 | 0 | 0 | 0 | 968962.839 | 0 | 12872.7873 | 0 | 0 | 0 | 0 | 0 | 0 | 0 | 9029151.2188 | 0 | 0 | 0 | 0 | 148145.9002 | 0 | 0 | 0 | 0 | 0 | 0 | 0 | 0 | 0 | 0 | 22097.017 | 0 | 0
2016-11-25 07:00 | 0 | 0 | 0 | 0 | 105147.7744 | 0 | 328607 | 0 | 0 | 0 | 723406.5963 | 0 | 12872.7873 | 0 | 0 | 0 | 0 | 0 | 0 | 0 | 9046792.7159 | 0 | 0 | 0 | 0 | -245556.2427 | 0 | 0 | 0 | 0 | 0 | 0 | 0 | 0 | 0 | 0 | 22097.017 | 0 | 0
2016-11-25 08:00 | 0 | 0 | 0 | 0 | 508386.642 | 0 | 325091 | 0 | 0 | 0 | 884605.2213 | 0 | 12872.7873 | 0 | 0 | 0 | 0 | 0 | 0 | 0 | 9064434.1423 | 0 | 0 | 0 | 0 | 161198.6249 | 0 | 0 | 0 | 0 | 0 | 0 | 0 | 0 | 0 | 0 | 22097.017 | 0 | 0
2016-11-25 09:00 | 0 | 0 | 0 | 0 | 103051.7744 | 0 | 326511 | 0 | 0 | 0 | 639048.9786 | 0 | 12872.7873 | 0 | 0 | 0 | 0 | 0 | 0 | 0 | 9082075.4982 | 0 | 0 | 0 | 0 | -245556.2427 | 0 | 0 | 0 | 0 | 0 | 0 | 0 | 0 | 0 | 0 | 22097.017 | 0 | 0
2016-11-25 10:00 | 0 | 0 | 0 | 0 | 491335.9564 | 0 | 331977 | 0 | 0 | 0 | 776310.9179 | 0 | 12872.7873 | 0 | 0 | 0 | 0 | 0 | 0 | 0 | 9099716.7836 | 0 | 0 | 0 | 0 | 137261.9393 | 0 | 0 | 0 | 0 | 0 | 0 | 0 | 0 | 0 | 0 | 22097.017 | 0 | 0
2016-11-25 11:00 | 0 | 0 | 0 | 0 | 119869.7744 | 0 | 343329 | 0 | 0 | 0 | 530754.6753 | 0 | 12872.7873 | 0 | 0 | 0 | 0 | 0 | 0 | 0 | 9117357.9984 | 0 | 0 | 0 | 0 | -245556.2427 | 0 | 0 | 0 | 0 | 0 | 0 | 0 | 0 | 0 | 0 | 22097.017 | 0 | 0
2016-11-25 12:00 | 0 | 0 | 0 | 0 | 468441.0528 | 0 | 357486 | 0 | 0 | 0 | 619612.711 | 0 | 12872.7873 | 0 | 0 | 0 | 0 | 0 | 0 | 0 | 9134999.1426 | 0 | 0 | 0 | 0 | 88858.0358 | 0 | 0 | 0 | 0 | 0 | 0 | 0 | 0 | 0 | 0 | 22097.017 | 0 | 0
2016-11-25 13:00 | 0 | 0 | 0 | 0 | 147979.7752 | 0.29844 | 371226 | 0 | 0 | 0 | 374056.4684 | 0 | 13086.0866 | 0 | 0 | 0 | 0 | 0 | 0 | 0 | 9152640.2162 | 0 | 0 | 0 | 0 | -245556.2427 | 0 | 213.2993 | 0 | 0 | 0 | 0 | 0 | 0 | 0 | 0 | 22097.017 | 0 | 0
2016-11-25 14:00 | 0 | 0 | 0 | 0 | 374719.3328 | 108740.5039 | 383890 | 0 | 0 | 0 | 451529.288 | 0 | 13086.0866 | 0 | 0 | 0 | 0 | 0 | 0 | 0 | 9170281.2193 | 0 | 0 | 0 | 0 | 77472.8196 | 0 | 0 | 0 | 0 | 0 | 0 | 0 | 0 | 0 | 0 | 22097.017 | 0 | 0
2016-11-25 15:00 | 0 | 0 | 0 | 0 | 179379.0312 | 479845.2285 | 391571 | 0 | 0 | 0 | 697085.5307 | 0 | 13086.0866 | 0 | 0 | 0 | 0 | 0 | 0 | 0 | 9187922.1518 | 0 | 0 | 0 | 0 | 245556.2427 | 0 | 0 | 0 | 0 | 0 | 0 | 0 | 0 | 0 | 0 | 22097.017 | 0 | 0
2016-11-25 16:00 | 0 | 0 | 0 | 0 | 0 | 599518.2102 | 395380 | 0 | 0 | 0 | 879126.7238 | 0 | 13086.0866 | 0 | 0 | 0 | 0 | 0 | 0 | 0 | 9205563.0137 | 0 | 0 | 0 | 0 | 182041.1932 | 0 | 0 | 0 | 0 | 0 | 0 | 0 | 0 | 0 | 0 | 22097.017 | 0 | 0
2016-11-25 17:00 | 0 | 0 | 0 | 0 | 0 | 577457.7302 | 396317 | 0 | 0 | 0 | 1037957.1377 | 0 | 13299.3859 | 0 | 0 | 0 | 0 | 0 | 0 | 0 | 9223203.8051 | 0 | 0 | 0 | 0 | 158830.4139 | 0 | 213.2993 | 0 | 0 | 0 | 0 | 0 | 0 | 0 | 0 | 22097.017 | 0 | 0
2016-11-25 18:00 | 0 | 0 | 0 | 0 | 112206.5703 | 549857.6894 | 394411 | 0 | 0 | 0 | 1283513.3804 | 0 | 13299.3859 | 0 | 0 | 0 | 0 | 0 | 0 | 0 | 9240844.5259 | 0 | 0 | 0 | 0 | 245556.2427 | 0 | 0 | 0 | 0 | 0 | 0 | 0 | 0 | 0 | 0 | 22097.017 | 0 | 0
2016-11-25 19:00 | 0 | 0 | 0 | 0 | 0 | 533240.9594 | 392762 | 0 | 0 | 0 | 1401895.3227 | 0 | 13299.3859 | 0 | 0 | 0 | 0 | 0 | 0 | 0 | 9258485.1762 | 0 | 0 | 0 | 0 | 118381.9423 | 0 | 0 | 0 | 0 | 0 | 0 | 0 | 0 | 0 | 0 | 22097.017 | 0 | 0
2016-11-25 20:00 | 0 | 0 | 0 | 0 | 120045.2293 | 539509.0304 | 391901 | 0 | 0 | 0 | 1647451.5654 | 0 | 13299.3859 | 0 | 0 | 0 | 0 | 0 | 0 | 0 | 9276125.7559 | 0 | 0 | 0 | 0 | 245556.2427 | 0 | 0 | 0 | 0 | 0 | 0 | 0 | 0 | 0 | 0 | 22097.017 | 0 | 0
2016-11-25 21:00 | 0 | 0 | 0 | 0 | 0 | 550482.978 | 396044 | 0 | 0 | 0 | 1779793.5264 | 0 | 13299.3859 | 0 | 0 | 0 | 0 | 0 | 0 | 0 | 9293766.265 | 0 | 0 | 0 | 0 | 132341.961 | 0 | 0 | 0 | 0 | 0 | 0 | 0 | 0 | 0 | 0 | 22097.017 | 0 | 0
2016-11-25 22:00 | 0 | 0 | 0 | 0 | 0 | 498177.8724 | 406896 | 0 | 0 | 0 | 1848978.3817 | 0 | 13299.3859 | 0 | 0 | 0 | 0 | 0 | 0 | 0 | 9311406.7036 | 0 | 0 | 0 | 0 | 69184.8553 | 0 | 0 | 0 | 0 | 0 | 0 | 0 | 0 | 0 | 0 | 22097.017 | 0 | 0
2016-11-25 23:00 | 0 | 0 | 0 | 0 | 0 | 194449.5064 | 416199 | 0 | 0 | 0 | 1605131.8711 | 0 | 13299.3859 | 0 | 0 | 0 | 0 | 0 | 0 | 0 | 9329047.0716 | 0 | 0 | 0 | 0 | -243846.5106 | 0 | 0 | 0 | 0 | 0 | 0 | 0 | 0 | 0 | 0 | 22097.017 | 0 | 0
2016-11-26 | 0 | 0 | 0 | 0 | 189895.9633 | 5070.8111 | 418426 | 0 | 0 | 0 | 1359575.6284 | 0 | 13299.3859 | 0 | 0 | 0 | 0 | 0 | 0 | 0 | 9346687.3691 | 0 | 0 | 0 | 0 | -245556.2427 | 0 | 0 | 0 | 0 | 0 | 0 | 0 | 0 | 0 | 0 | 22097.017 | 0 | 0
2016-11-26 01:00 | 0 | 0 | 0 | 0 | 617690.4475 | 0 | 415820 | 0 | 0 | 0 | 1539349.0589 | 0 | 13299.3859 | 0 | 0 | 0 | 0 | 0 | 0 | 0 | 9364327.5959 | 0 | 0 | 0 | 0 | 179773.4304 | 0 | 0 | 0 | 0 | 0 | 0 | 0 | 0 | 0 | 0 | 22097.017 | 0 | 0
2016-11-26 02:00 | 0 | 0 | 0 | 0 | 183612.7744 | 0 | 407072 | 0 | 0 | 0 | 1293792.8162 | 0 | 13299.3859 | 0 | 0 | 0 | 0 | 0 | 0 | 0 | 9381967.7523 | 0 | 0 | 0 | 0 | -245556.2427 | 0 | 0 | 0 | 0 | 0 | 0 | 0 | 0 | 0 | 0 | 22097.017 | 0 | 0
2016-11-26 03:00 | 0 | 0 | 0 | 0 | 170136.7744 | 0 | 393596 | 0 | 0 | 0 | 1048236.5735 | 0 | 13299.3859 | 0 | 0 | 0 | 0 | 0 | 0 | 0 | 9399607.838 | 0 | 0 | 0 | 0 | -245556.2427 | 0 | 0 | 0 | 0 | 0 | 0 | 0 | 0 | 0 | 0 | 22097.017 | 0 | 0
2016-11-26 04:00 | 0 | 0 | 0 | 0 | 155236.7744 | 0 | 378696 | 0 | 0 | 0 | 802680.3308 | 0 | 13299.3859 | 0 | 0 | 0 | 0 | 0 | 0 | 0 | 9417247.8532 | 0 | 0 | 0 | 0 | -245556.2427 | 0 | 0 | 0 | 0 | 0 | 0 | 0 | 0 | 0 | 0 | 22097.017 | 0 | 0
2016-11-26 05:00 | 0 | 0 | 0 | 0 | 629584.2597 | 0 | 361931 | 0 | 0 | 0 | 1048236.5735 | 0 | 13299.3859 | 0 | 0 | 0 | 0 | 0 | 0 | 0 | 9434887.7979 | 0 | 0 | 0 | 0 | 245556.2427 | 0 | 0 | 0 | 0 | 0 | 0 | 0 | 0 | 0 | 0 | 22097.017 | 0 | 0
2016-11-26 06:00 | 0 | 0 | 0 | 0 | 125725.7744 | 0 | 349185 | 0 | 0 | 0 | 802680.3308 | 0 | 13299.3859 | 0 | 0 | 0 | 0 | 0 | 0 | 0 | 9452527.672 | 0 | 0 | 0 | 0 | -245556.2427 | 0 | 0 | 0 | 0 | 0 | 0 | 0 | 0 | 0 | 0 | 22097.017 | 0 | 0
2016-11-26 07:00 | 0 | 0 | 0 | 0 | 604743.3569 | 0 | 340395 | 0 | 0 | 0 | 1044931.6707 | 0 | 13299.3859 | 0 | 0 | 0 | 0 | 0 | 0 | 0 | 9470167.4755 | 0 | 0 | 0 | 0 | 242251.3399 | 0 | 0 | 0 | 0 | 0 | 0 | 0 | 0 | 0 | 0 | 22097.017 | 0 | 0
2016-11-26 08:00 | 0 | 0 | 0 | 0 | 112251.0737 | 0 | 335497 | 0 | 0 | 0 | 799375.428 | 0 | 13512.6852 | 0 | 0 | 0 | 0 | 0 | 0 | 0 | 9487807.2085 | 0 | 0 | 0 | 0 | -245556.2427 | 0 | 213.2993 | 0 | 0 | 0 | 0 | 0 | 0 | 0 | 0 | 22097.017 | 0 | 0
2016-11-26 09:00 | 0 | 0 | 0 | 0 | 563901.7731 | 0 | 334757 | 0 | 0 | 0 | 1006423.1841 | 0 | 13512.6852 | 0 | 0 | 0 | 0 | 0 | 0 | 0 | 9505446.8709 | 0 | 0 | 0 | 0 | 207047.7561 | 0 | 0 | 0 | 0 | 0 | 0 | 0 | 0 | 0 | 0 | 22097.017 | 0 | 0
2016-11-26 10:00 | 0 | 0 | 0 | 0 | 116059.7744 | 0 | 339519 | 0 | 0 | 0 | 760866.9414 | 0 | 13512.6852 | 0 | 0 | 0 | 0 | 0 | 0 | 0 | 9523086.4627 | 0 | 0 | 0 | 0 | -245556.2427 | 0 | 0 | 0 | 0 | 0 | 0 | 0 | 0 | 0 | 0 | 22097.017 | 0 | 0
2016-11-26 11:00 | 0 | 0 | 0 | 0 | 534526.603 | 0 | 348815 | 0 | 0 | 0 | 924481.5274 | 0 | 13512.6852 | 0 | 0 | 0 | 0 | 0 | 0 | 0 | 9540725.984 | 0 | 0 | 0 | 0 | 163614.586 | 0 | 0 | 0 | 0 | 0 | 0 | 0 | 0 | 0 | 0 | 22097.017 | 0 | 0
2016-11-26 12:00 | 0 | 0 | 0 | 0 | 137950.7744 | 0 | 361410 | 0 | 0 | 0 | 678925.2847 | 0 | 13512.6852 | 0 | 0 | 0 | 0 | 0 | 0 | 0 | 9558365.4348 | 0 | 0 | 0 | 0 | -245556.2427 | 0 | 0 | 0 | 0 | 0 | 0 | 0 | 0 | 0 | 0 | 22097.017 | 0 | 0
2016-11-26 13:00 | 0 | 0 | 0 | 0 | 487995.1484 | 0 | 375765 | 0 | 0 | 0 | 769058.4161 | 0 | 13512.6852 | 0 | 0 | 0 | 0 | 0 | 0 | 0 | 9576004.8149 | 0 | 0 | 0 | 0 | 90133.1314 | 0 | 0 | 0 | 0 | 0 | 0 | 0 | 0 | 0 | 0 | 22097.017 | 0 | 0
2016-11-26 14:00 | 0 | 0 | 0 | 0 | 395133.0766 | 44378.0056 | 389723 | 0 | 0 | 0 | 796749.4812 | 0 | 13512.6852 | 0 | 0 | 0 | 0 | 0 | 0 | 0 | 9593644.1245 | 0 | 0 | 0 | 0 | 27691.0651 | 0 | 0 | 0 | 0 | 0 | 0 | 0 | 0 | 0 | 0 | 22097.017 | 0 | 0
2016-11-26 15:00 | 0 | 0 | 0 | 0 | 231949.2702 | 396885.6737 | 397906 | 0 | 0 | 0 | 1005581.4081 | 0 | 13512.6852 | 0 | 0 | 0 | 0 | 0 | 0 | 0 | 9611283.3636 | 0 | 0 | 0 | 0 | 208831.9269 | 0 | 0 | 0 | 0 | 0 | 0 | 0 | 0 | 0 | 0 | 22097.017 | 0 | 0
2016-11-26 16:00 | 0 | 0 | 0 | 0 | 0 | 522600.6133 | 400428 | 0 | 0 | 0 | 1105443.705 | 0 | 13725.9845 | 0 | 0 | 0 | 0 | 0 | 0 | 0 | 9628922.5321 | 0 | 0 | 0 | 0 | 99862.297 | 0 | 213.2993 | 0 | 0 | 0 | 0 | 0 | 0 | 0 | 0 | 22097.017 | 0 | 0
2016-11-26 17:00 | 0 | 0 | 0 | 0 | 0 | 519772.8319 | 398878 | 0 | 0 | 0 | 1204241.5199 | 0 | 13725.9845 | 0 | 0 | 0 | 0 | 0 | 0 | 0 | 9646561.6301 | 0 | 0 | 0 | 0 | 98797.8149 | 0 | 0 | 0 | 0 | 0 | 0 | 0 | 0 | 0 | 0 | 22097.017 | 0 | 0
2016-11-26 18:00 | 0 | 0 | 0 | 0 | 0 | 483903.165 | 394611 | 0 | 0 | 0 | 1271436.6679 | 0 | 13725.9845 | 0 | 0 | 0 | 0 | 0 | 0 | 0 | 9664200.6574 | 0 | 0 | 0 | 0 | 67195.148 | 0 | 0 | 0 | 0 | 0 | 0 | 0 | 0 | 0 | 0 | 22097.017 | 0 | 0
2016-11-26 19:00 | 0 | 0 | 0 | 0 | 0 | 460643.682 | 390173 | 0 | 0 | 0 | 1319810.3328 | 0 | 13725.9845 | 0 | 0 | 0 | 0 | 0 | 0 | 0 | 9681839.6143 | 0 | 0 | 0 | 0 | 48373.6649 | 0 | 0 | 0 | 0 | 0 | 0 | 0 | 0 | 0 | 0 | 22097.017 | 0 | 0
2016-11-26 20:00 | 0 | 0 | 0 | 0 | 204546.2335 | 450958.0262 | 387851 | 0 | 0 | 0 | 1565366.5755 | 0 | 13725.9845 | 0 | 0 | 0 | 0 | 0 | 0 | 0 | 9699478.5006 | 0 | 0 | 0 | 0 | 245556.2427 | 0 | 0 | 0 | 0 | 0 | 0 | 0 | 0 | 0 | 0 | 22097.017 | 0 | 0
2016-11-26 21:00 | 0 | 0 | 0 | 0 | 218436.9403 | 442255.3195 | 393039 | 0 | 0 | 0 | 1810922.8182 | 0 | 13725.9845 | 0 | 0 | 0 | 0 | 0 | 0 | 0 | 9717117.3163 | 0 | 0 | 0 | 0 | 245556.2427 | 0 | 0 | 0 | 0 | 0 | 0 | 0 | 0 | 0 | 0 | 22097.017 | 0 | 0
2016-11-26 22:00 | 0 | 0 | 0 | 0 | 0 | 363677.73 | 407750 | 0 | 0 | 0 | 1744753.5311 | 0 | 13725.9845 | 0 | 0 | 0 | 0 | 0 | 0 | 0 | 9734756.0615 | 0 | 0 | 0 | 0 | -66169.287 | 0 | 0 | 0 | 0 | 0 | 0 | 0 | 0 | 0 | 0 | 22097.017 | 0 | 0
2016-11-26 23:00 | 0 | 0 | 0 | 0 | 46811.9417 | 152191.8326 | 422463 | 0 | 0 | 0 | 1499197.2885 | 0 | 13725.9845 | 0 | 0 | 0 | 0 | 0 | 0 | 0 | 9752394.7361 | 0 | 0 | 0 | 0 | -245556.2427 | 0 | 0 | 0 | 0 | 0 | 0 | 0 | 0 | 0 | 0 | 22097.017 | 0 | 0
2016-11-27 | 0 | 0 | 0 | 0 | 202624.1085 | 2104.6659 | 428188 | 0 | 0 | 0 | 1253641.0458 | 0 | 13725.9845 | 0 | 0 | 0 | 0 | 0 | 0 | 0 | 9770033.3401 | 0 | 0 | 0 | 0 | -245556.2427 | 0 | 0 | 0 | 0 | 0 | 0 | 0 | 0 | 0 | 0 | 22097.017 | 0 | 0
2016-11-27 01:00 | 0 | 0 | 0 | 0 | 204373.7744 | 0 | 427833 | 0 | 0 | 0 | 1008084.8031 | 0 | 13725.9845 | 0 | 0 | 0 | 0 | 0 | 0 | 0 | 9787671.8736 | 0 | 0 | 0 | 0 | -245556.2427 | 0 | 0 | 0 | 0 | 0 | 0 | 0 | 0 | 0 | 0 | 22097.017 | 0 | 0
2016-11-27 02:00 | 0 | 0 | 0 | 0 | 197491.7744 | 0 | 420951 | 0 | 0 | 0 | 762528.5604 | 0 | 13725.9845 | 0 | 0 | 0 | 0 | 0 | 0 | 0 | 9805310.3366 | 0 | 0 | 0 | 0 | -245556.2427 | 0 | 0 | 0 | 0 | 0 | 0 | 0 | 0 | 0 | 0 | 22097.017 | 0 | 0
2016-11-27 03:00 | 0 | 0 | 0 | 0 | 560114.9937 | 0 | 409666 | 0 | 0 | 0 | 890880.5371 | 0 | 13725.9845 | 0 | 0 | 0 | 0 | 0 | 0 | 0 | 9822948.729 | 0 | 0 | 0 | 0 | 128351.9767 | 0 | 0 | 0 | 0 | 0 | 0 | 0 | 0 | 0 | 0 | 22097.017 | 0 | 0
2016-11-27 04:00 | 0 | 0 | 0 | 0 | 172243.0737 | 0 | 395489 | 0 | 0 | 0 | 645324.2944 | 0 | 13939.2838 | 0 | 0 | 0 | 0 | 0 | 0 | 0 | 9840587.0508 | 0 | 0 | 0 | 0 | -245556.2427 | 0 | 213.2993 | 0 | 0 | 0 | 0 | 0 | 0 | 0 | 0 | 22097.017 | 0 | 0
2016-11-27 05:00 | 0 | 0 | 0 | 0 | 548353.1747 | 0 | 380970 | 0 | 0 | 0 | 790610.452 | 0 | 13939.2838 | 0 | 0 | 0 | 0 | 0 | 0 | 0 | 9858225.3021 | 0 | 0 | 0 | 0 | 145286.1576 | 0 | 0 | 0 | 0 | 0 | 0 | 0 | 0 | 0 | 0 | 22097.017 | 0 | 0
2016-11-27 06:00 | 0 | 0 | 0 | 0 | 524449.3547 | 0 | 368714 | 0 | 0 | 0 | 924248.7896 | 0 | 13939.2838 | 0 | 0 | 0 | 0 | 0 | 0 | 0 | 9875863.4828 | 0 | 0 | 0 | 0 | 133638.3376 | 0 | 0 | 0 | 0 | 0 | 0 | 0 | 0 | 0 | 0 | 22097.017 | 0 | 0
2016-11-27 07:00 | 0 | 0 | 0 | 0 | 137319.7744 | 0 | 360779 | 0 | 0 | 0 | 678692.547 | 0 | 13939.2838 | 0 | 0 | 0 | 0 | 0 | 0 | 0 | 9893501.593 | 0 | 0 | 0 | 0 | -245556.2427 | 0 | 0 | 0 | 0 | 0 | 0 | 0 | 0 | 0 | 0 | 22097.017 | 0 | 0
2016-11-27 08:00 | 0 | 0 | 0 | 0 | 134571.0737 | 0 | 357817 | 0 | 0 | 0 | 433136.3043 | 0 | 14152.5831 | 0 | 0 | 0 | 0 | 0 | 0 | 0 | 9911139.6327 | 0 | 0 | 0 | 0 | -245556.2427 | 0 | 213.2993 | 0 | 0 | 0 | 0 | 0 | 0 | 0 | 0 | 22097.017 | 0 | 0
2016-11-27 09:00 | 0 | 0 | 0 | 0 | 473615.2074 | 0 | 357740 | 0 | 0 | 0 | 526914.4947 | 0 | 14152.5831 | 0 | 0 | 0 | 0 | 0 | 0 | 0 | 9928777.6017 | 0 | 0 | 0 | 0 | 93778.1904 | 0 | 0 | 0 | 0 | 0 | 0 | 0 | 0 | 0 | 0 | 22097.017 | 0 | 0
2016-11-27 10:00 | 0 | 0 | 0 | 0 | 138837.7744 | 0 | 362297 | 0 | 0 | 0 | 281358.252 | 0 | 14152.5831 | 0 | 0 | 0 | 0 | 0 | 0 | 0 | 9946415.5003 | 0 | 0 | 0 | 0 | -245556.2427 | 0 | 0 | 0 | 0 | 0 | 0 | 0 | 0 | 0 | 0 | 22097.017 | 0 | 0
2016-11-27 11:00 | 0 | 0 | 0 | 0 | 524433.3747 | 0 | 371445 | 0 | 0 | 0 | 412249.6097 | 0 | 14152.5831 | 0 | 0 | 0 | 0 | 0 | 0 | 0 | 9964053.3282 | 0 | 0 | 0 | 0 | 130891.3577 | 0 | 0 | 0 | 0 | 0 | 0 | 0 | 0 | 0 | 0 | 22097.017 | 0 | 0
2016-11-27 12:00 | 0 | 0 | 0 | 0 | 159804.7744 | 0 | 383264 | 0 | 0 | 0 | 166693.367 | 0 | 14152.5831 | 0 | 0 | 0 | 0 | 0 | 0 | 0 | 9981691.0857 | 0 | 0 | 0 | 0 | -245556.2427 | 0 | 0 | 0 | 0 | 0 | 0 | 0 | 0 | 0 | 0 | 22097.017 | 0 | 0
2016-11-27 13:00 | 0 | 0 | 0 | 0 | 574503.2501 | 0 | 394819 | 0 | 0 | 0 | 324280.6 | 0 | 14152.5831 | 0 | 0 | 0 | 0 | 0 | 0 | 0 | 9999328.7725 | 0 | 0 | 0 | 0 | 157587.233 | 0 | 0 | 0 | 0 | 0 | 0 | 0 | 0 | 0 | 0 | 22097.017 | 0 | 0
2016-11-27 14:00 | 0 | 0 | 0 | 0 | 141642.9386 | 35496.8358 | 400599 | 0 | 0 | 0 | 78724.3574 | 0 | 14152.5831 | 0 | 0 | 0 | 0 | 0 | 0 | 0 | 10016966.3888 | 0 | 0 | 0 | 0 | -245556.2427 | 0 | 0 | 0 | 0 | 0 | 0 | 0 | 0 | 0 | 0 | 22097.017 | 0 | 0
2016-11-27 15:00 | 0 | 0 | 0 | 0 | 421961.9652 | 246630.2945 | 400939 | 0 | 0 | 0 | 324280.6 | 0 | 14152.5831 | 0 | 0 | 0 | 0 | 0 | 0 | 0 | 10034603.9346 | 0 | 0 | 0 | 0 | 245556.2427 | 0 | 0 | 0 | 0 | 0 | 0 | 0 | 0 | 0 | 0 | 22097.017 | 0 | 0
2016-11-27 16:00 | 0 | 0 | 0 | 0 | 272370.7117 | 394806.8473 | 399311 | 0 | 0 | 0 | 569836.8427 | 0 | 14365.8824 | 0 | 0 | 0 | 0 | 0 | 0 | 0 | 10052241.4098 | 0 | 0 | 0 | 0 | 245556.2427 | 0 | 213.2993 | 0 | 0 | 0 | 0 | 0 | 0 | 0 | 0 | 22097.017 | 0 | 0
2016-11-27 17:00 | 0 | 0 | 0 | 0 | 0 | 446180.9952 | 397982 | 0 | 0 | 0 | 595938.8209 | 0 | 14365.8824 | 0 | 0 | 0 | 0 | 0 | 0 | 0 | 10069878.8145 | 0 | 0 | 0 | 0 | 26101.9782 | 0 | 0 | 0 | 0 | 0 | 0 | 0 | 0 | 0 | 0 | 22097.017 | 0 | 0
2016-11-27 18:00 | 0 | 0 | 0 | 0 | 222714.3672 | 442220.8925 | 397282 | 0 | 0 | 0 | 841495.0636 | 0 | 14365.8824 | 0 | 0 | 0 | 0 | 0 | 0 | 0 | 10087516.1486 | 0 | 0 | 0 | 0 | 245556.2427 | 0 | 0 | 0 | 0 | 0 | 0 | 0 | 0 | 0 | 0 | 22097.017 | 0 | 0
2016-11-27 19:00 | 0 | 0 | 0 | 0 | 0 | 436039.7881 | 396576 | 0 | 0 | 0 | 858861.8346 | 0 | 14365.8824 | 0 | 0 | 0 | 0 | 0 | 0 | 0 | 10105153.4122 | 0 | 0 | 0 | 0 | 17366.7711 | 0 | 0 | 0 | 0 | 0 | 0 | 0 | 0 | 0 | 0 | 22097.017 | 0 | 0
2016-11-27 20:00 | 0 | 0 | 0 | 0 | 230660.144 | 435289.4151 | 398083 | 0 | 0 | 0 | 1104418.0773 | 0 | 14579.1817 | 0 | 0 | 0 | 0 | 0 | 0 | 0 | 10122790.6052 | 0 | 0 | 0 | 0 | 245556.2427 | 0 | 213.2993 | 0 | 0 | 0 | 0 | 0 | 0 | 0 | 0 | 22097.017 | 0 | 0
2016-11-27 21:00 | 0 | 0 | 0 | 0 | 0 | 428725.219 | 406538 | 0 | 0 | 0 | 1104508.2793 | 0 | 14579.1817 | 0 | 0 | 0 | 0 | 0 | 0 | 0 | 10140427.7277 | 0 | 0 | 0 | 0 | 90.202 | 0 | 0 | 0 | 0 | 0 | 0 | 0 | 0 | 0 | 0 | 22097.017 | 0 | 0
2016-11-27 22:00 | 0 | 0 | 0 | 0 | 0 | 368031.1403 | 427369 | 0 | 0 | 0 | 1023073.4026 | 0 | 14579.1817 | 0 | 0 | 0 | 0 | 0 | 0 | 0 | 10158064.7796 | 0 | 0 | 0 | 0 | -81434.8767 | 0 | 0 | 0 | 0 | 0 | 0 | 0 | 0 | 0 | 0 | 22097.017 | 0 | 0
2016-11-27 23:00 | 0 | 0 | 0 | 0 | 56988.3515 | 163979.4228 | 444427 | 0 | 0 | 0 | 777517.1599 | 0 | 14579.1817 | 0 | 0 | 0 | 0 | 0 | 0 | 0 | 10175701.761 | 0 | 0 | 0 | 0 | -245556.2427 | 0 | 0 | 0 | 0 | 0 | 0 | 0 | 0 | 0 | 0 | 22097.017 | 0 | 0
2016-11-28 | 0 | 0 | 0 | 0 | 713658.049 | 5901.51 | 451693 | 0 | 0 | 0 | 1023073.4026 | 0 | 14792.481 | 0 | 0 | 0 | 0 | 0 | 0 | 0 | 10193338.6718 | 0 | 0 | 0 | 0 | 245556.2427 | 0 | 213.2993 | 0 | 0 | 0 | 0 | 0 | 0 | 0 | 0 | 22097.017 | 0 | 0
2016-11-28 01:00 | 0 | 0 | 0 | 0 | 226741.7744 | 0 | 450201 | 0 | 0 | 0 | 777517.1599 | 0 | 14792.481 | 0 | 0 | 0 | 0 | 0 | 0 | 0 | 10210975.5121 | 0 | 0 | 0 | 0 | -245556.2427 | 0 | 0 | 0 | 0 | 0 | 0 | 0 | 0 | 0 | 0 | 22097.017 | 0 | 0
2016-11-28 02:00 | 0 | 0 | 0 | 0 | 703750.2597 | 0 | 436097 | 0 | 0 | 0 | 1023073.4026 | 0 | 14792.481 | 0 | 0 | 0 | 0 | 0 | 0 | 0 | 10228612.2819 | 0 | 0 | 0 | 0 | 245556.2427 | 0 | 0 | 0 | 0 | 0 | 0 | 0 | 0 | 0 | 0 | 22097.017 | 0 | 0
2016-11-28 03:00 | 0 | 0 | 0 | 0 | 197026.7744 | 0 | 420486 | 0 | 0 | 0 | 777517.1599 | 0 | 14792.481 | 0 | 0 | 0 | 0 | 0 | 0 | 0 | 10246248.981 | 0 | 0 | 0 | 0 | -245556.2427 | 0 | 0 | 0 | 0 | 0 | 0 | 0 | 0 | 0 | 0 | 22097.017 | 0 | 0
2016-11-28 04:00 | 0 | 0 | 0 | 0 | 667630.559 | 0 | 399764 | 0 | 0 | 0 | 1023073.4026 | 0 | 15005.7803 | 0 | 0 | 0 | 0 | 0 | 0 | 0 | 10263885.6097 | 0 | 0 | 0 | 0 | 245556.2427 | 0 | 213.2993 | 0 | 0 | 0 | 0 | 0 | 0 | 0 | 0 | 22097.017 | 0 | 0
2016-11-28 05:00 | 0 | 0 | 0 | 0 | 159964.7744 | 0 | 383424 | 0 | 0 | 0 | 777517.1599 | 0 | 15005.7803 | 0 | 0 | 0 | 0 | 0 | 0 | 0 | 10281522.1678 | 0 | 0 | 0 | 0 | -245556.2427 | 0 | 0 | 0 | 0 | 0 | 0 | 0 | 0 | 0 | 0 | 22097.017 | 0 | 0
2016-11-28 06:00 | 0 | 0 | 0 | 0 | 637073.2597 | 0 | 369420 | 0 | 0 | 0 | 1023073.4026 | 0 | 15005.7803 | 0 | 0 | 0 | 0 | 0 | 0 | 0 | 10299158.6553 | 0 | 0 | 0 | 0 | 245556.2427 | 0 | 0 | 0 | 0 | 0 | 0 | 0 | 0 | 0 | 0 | 22097.017 | 0 | 0
2016-11-28 07:00 | 0 | 0 | 0 | 0 | 138763.7744 | 0 | 362223 | 0 | 0 | 0 | 777517.1599 | 0 | 15005.7803 | 0 | 0 | 0 | 0 | 0 | 0 | 0 | 10316795.0723 | 0 | 0 | 0 | 0 | -245556.2427 | 0 | 0 | 0 | 0 | 0 | 0 | 0 | 0 | 0 | 0 | 22097.017 | 0 | 0
2016-11-28 08:00 | 0 | 0 | 0 | 0 | 136158.7744 | 0 | 359618 | 0 | 0 | 0 | 531960.9172 | 0 | 15005.7803 | 0 | 0 | 0 | 0 | 0 | 0 | 0 | 10334431.4188 | 0 | 0 | 0 | 0 | -245556.2427 | 0 | 0 | 0 | 0 | 0 | 0 | 0 | 0 | 0 | 0 | 22097.017 | 0 | 0
2016-11-28 09:00 | 0 | 0 | 0 | 0 | 138294.7744 | 0 | 361754 | 0 | 0 | 0 | 286404.6745 | 0 | 15005.7803 | 0 | 0 | 0 | 0 | 0 | 0 | 0 | 10352067.6947 | 0 | 0 | 0 | 0 | -245556.2427 | 0 | 0 | 0 | 0 | 0 | 0 | 0 | 0 | 0 | 0 | 22097.017 | 0 | 0
2016-11-28 10:00 | 0 | 0 | 0 | 0 | 643468.559 | 0 | 375602 | 0 | 0 | 0 | 531960.9172 | 0 | 15219.0796 | 0 | 0 | 0 | 0 | 0 | 0 | 0 | 10369703.9001 | 0 | 0 | 0 | 0 | 245556.2427 | 0 | 213.2993 | 0 | 0 | 0 | 0 | 0 | 0 | 0 | 0 | 22097.017 | 0 | 0
2016-11-28 11:00 | 0 | 0 | 0 | 0 | 182808.7744 | 0 | 406268 | 0 | 0 | 0 | 286404.6745 | 0 | 15219.0796 | 0 | 0 | 0 | 0 | 0 | 0 | 0 | 10387340.0349 | 0 | 0 | 0 | 0 | -245556.2427 | 0 | 0 | 0 | 0 | 0 | 0 | 0 | 0 | 0 | 0 | 22097.017 | 0 | 0
2016-11-28 12:00 | 0 | 0 | 0 | 0 | 701403.2597 | 0 | 433750 | 0 | 0 | 0 | 531960.9172 | 0 | 15219.0796 | 0 | 0 | 0 | 0 | 0 | 0 | 0 | 10404976.0992 | 0 | 0 | 0 | 0 | 245556.2427 | 0 | 0 | 0 | 0 | 0 | 0 | 0 | 0 | 0 | 0 | 22097.017 | 0 | 0
2016-11-28 13:00 | 0 | 0 | 0 | 0 | 222286.1537 | 1.6206 | 445747 | 0 | 0 | 0 | 286404.6745 | 0 | 15219.0796 | 0 | 0 | 0 | 0 | 0 | 0 | 0 | 10422612.0929 | 0 | 0 | 0 | 0 | -245556.2427 | 0 | 0 | 0 | 0 | 0 | 0 | 0 | 0 | 0 | 0 | 22097.017 | 0 | 0
2016-11-28 14:00 | 0 | 0 | 0 | 0 | 598095.9736 | 120666.5854 | 450896 | 0 | 0 | 0 | 531960.9172 | 0 | 15432.3789 | 0 | 0 | 0 | 0 | 0 | 0 | 0 | 10440248.0161 | 0 | 0 | 0 | 0 | 245556.2427 | 0 | 213.2993 | 0 | 0 | 0 | 0 | 0 | 0 | 0 | 0 | 22097.017 | 0 | 0
2016-11-28 15:00 | 0 | 0 | 0 | 0 | 0 | 318711.0357 | 453009 | 0 | 0 | 0 | 375565.9359 | 0 | 15432.3789 | 0 | 0 | 0 | 0 | 0 | 0 | 0 | 10457883.8687 | 0 | 0 | 0 | 0 | -156394.9813 | 0 | 0 | 0 | 0 | 0 | 0 | 0 | 0 | 0 | 0 | 22097.017 | 0 | 0
2016-11-28 16:00 | 0 | 0 | 0 | 0 | 285402.718 | 434733.841 | 452270 | 0 | 0 | 0 | 621122.1786 | 0 | 15645.6782 | 0 | 0 | 0 | 0 | 0 | 0 | 0 | 10475519.6508 | 0 | 0 | 0 | 0 | 245556.2427 | 0 | 213.2993 | 0 | 0 | 0 | 0 | 0 | 0 | 0 | 0 | 22097.017 | 0 | 0
2016-11-28 17:00 | 0 | 0 | 0 | 0 | 260264.5485 | 457332.7112 | 449944 | 0 | 0 | 0 | 866678.4213 | 0 | 15645.6782 | 0 | 0 | 0 | 0 | 0 | 0 | 0 | 10493155.3624 | 0 | 0 | 0 | 0 | 245556.2427 | 0 | 0 | 0 | 0 | 0 | 0 | 0 | 0 | 0 | 0 | 22097.017 | 0 | 0
2016-11-28 18:00 | 0 | 0 | 0 | 0 | 0 | 452490.8997 | 447330 | 0 | 0 | 0 | 849742.3039 | 0 | 15645.6782 | 0 | 0 | 0 | 0 | 0 | 0 | 0 | 10510791.0034 | 0 | 0 | 0 | 0 | -16936.1173 | 0 | 0 | 0 | 0 | 0 | 0 | 0 | 0 | 0 | 0 | 22097.017 | 0 | 0
2016-11-28 19:00 | 0 | 0 | 0 | 0 | 267186.7361 | 446109.5236 | 445643 | 0 | 0 | 0 | 1095298.5466 | 0 | 15645.6782 | 0 | 0 | 0 | 0 | 0 | 0 | 0 | 10528426.5739 | 0 | 0 | 0 | 0 | 245556.2427 | 0 | 0 | 0 | 0 | 0 | 0 | 0 | 0 | 0 | 0 | 22097.017 | 0 | 0
2016-11-28 20:00 | 0 | 0 | 0 | 0 | 0 | 448448.6677 | 445537 | 0 | 0 | 0 | 1075899.8979 | 0 | 15858.9775 | 0 | 0 | 0 | 0 | 0 | 0 | 0 | 10546062.0738 | 0 | 0 | 0 | 0 | -19398.6487 | 0 | 213.2993 | 0 | 0 | 0 | 0 | 0 | 0 | 0 | 0 | 22097.017 | 0 | 0
2016-11-28 21:00 | 0 | 0 | 0 | 0 | 279001.4823 | 439684.7775 | 451033 | 0 | 0 | 0 | 1321456.1406 | 0 | 15858.9775 | 0 | 0 | 0 | 0 | 0 | 0 | 0 | 10563697.5032 | 0 | 0 | 0 | 0 | 245556.2427 | 0 | 0 | 0 | 0 | 0 | 0 | 0 | 0 | 0 | 0 | 22097.017 | 0 | 0
2016-11-28 22:00 | 0 | 0 | 0 | 0 | 0 | 363368.1812 | 466339 | 0 | 0 | 0 | 1196175.0055 | 0 | 16072.2768 | 0 | 0 | 0 | 0 | 0 | 0 | 0 | 10581332.862 | 0 | 0 | 0 | 0 | -125281.1351 | 0 | 213.2993 | 0 | 0 | 0 | 0 | 0 | 0 | 0 | 0 | 22097.017 | 0 | 0
2016-11-28 23:00 | 0 | 0 | 0 | 0 | 83918.0232 | 169648.7512 | 477026 | 0 | 0 | 0 | 950618.7628 | 0 | 16072.2768 | 0 | 0 | 0 | 0 | 0 | 0 | 0 | 10598968.1503 | 0 | 0 | 0 | 0 | -245556.2427 | 0 | 0 | 0 | 0 | 0 | 0 | 0 | 0 | 0 | 0 | 22097.017 | 0 | 0
2016-11-29 | 0 | 0 | 0 | 0 | 251156.2732 | 5683.5012 | 480299 | 0 | 0 | 0 | 705062.5201 | 0 | 16072.2768 | 0 | 0 | 0 | 0 | 0 | 0 | 0 | 10616603.3681 | 0 | 0 | 0 | 0 | -245556.2427 | 0 | 0 | 0 | 0 | 0 | 0 | 0 | 0 | 0 | 0 | 22097.017 | 0 | 0
2016-11-29 01:00 | 0 | 0 | 0 | 0 | 743677.2597 | 0 | 476024 | 0 | 0 | 0 | 950618.7628 | 0 | 16072.2768 | 0 | 0 | 0 | 0 | 0 | 0 | 0 | 10634238.5153 | 0 | 0 | 0 | 0 | 245556.2427 | 0 | 0 | 0 | 0 | 0 | 0 | 0 | 0 | 0 | 0 | 22097.017 | 0 | 0
2016-11-29 02:00 | 0 | 0 | 0 | 0 | 236912.7744 | 0 | 460372 | 0 | 0 | 0 | 705062.5201 | 0 | 16072.2768 | 0 | 0 | 0 | 0 | 0 | 0 | 0 | 10651873.592 | 0 | 0 | 0 | 0 | -245556.2427 | 0 | 0 | 0 | 0 | 0 | 0 | 0 | 0 | 0 | 0 | 22097.017 | 0 | 0
2016-11-29 03:00 | 0 | 0 | 0 | 0 | 705071.2597 | 0 | 437418 | 0 | 0 | 0 | 950618.7628 | 0 | 16072.2768 | 0 | 0 | 0 | 0 | 0 | 0 | 0 | 10669508.5982 | 0 | 0 | 0 | 0 | 245556.2427 | 0 | 0 | 0 | 0 | 0 | 0 | 0 | 0 | 0 | 0 | 22097.017 | 0 | 0
2016-11-29 04:00 | 0 | 0 | 0 | 0 | 187906.0737 | 0 | 411152 | 0 | 0 | 0 | 705062.5201 | 0 | 16285.5761 | 0 | 0 | 0 | 0 | 0 | 0 | 0 | 10687143.5338 | 0 | 0 | 0 | 0 | -245556.2427 | 0 | 213.2993 | 0 | 0 | 0 | 0 | 0 | 0 | 0 | 0 | 22097.017 | 0 | 0
2016-11-29 05:00 | 0 | 0 | 0 | 0 | 656048.2597 | 0 | 388395 | 0 | 0 | 0 | 950618.7628 | 0 | 16285.5761 | 0 | 0 | 0 | 0 | 0 | 0 | 0 | 10704778.3988 | 0 | 0 | 0 | 0 | 245556.2427 | 0 | 0 | 0 | 0 | 0 | 0 | 0 | 0 | 0 | 0 | 22097.017 | 0 | 0
2016-11-29 06:00 | 0 | 0 | 0 | 0 | 147405.7744 | 0 | 370865 | 0 | 0 | 0 | 705062.5201 | 0 | 16285.5761 | 0 | 0 | 0 | 0 | 0 | 0 | 0 | 10722413.1934 | 0 | 0 | 0 | 0 | -245556.2427 | 0 | 0 | 0 | 0 | 0 | 0 | 0 | 0 | 0 | 0 | 22097.017 | 0 | 0
2016-11-29 07:00 | 0 | 0 | 0 | 0 | 626855.2597 | 0 | 359202 | 0 | 0 | 0 | 950618.7628 | 0 | 16285.5761 | 0 | 0 | 0 | 0 | 0 | 0 | 0 | 10740047.9173 | 0 | 0 | 0 | 0 | 245556.2427 | 0 | 0 | 0 | 0 | 0 | 0 | 0 | 0 | 0 | 0 | 22097.017 | 0 | 0
2016-11-29 08:00 | 0 | 0 | 0 | 0 | 130013.7744 | 0 | 353473 | 0 | 0 | 0 | 705062.5201 | 0 | 16285.5761 | 0 | 0 | 0 | 0 | 0 | 0 | 0 | 10757682.5708 | 0 | 0 | 0 | 0 | -245556.2427 | 0 | 0 | 0 | 0 | 0 | 0 | 0 | 0 | 0 | 0 | 22097.017 | 0 | 0
2016-11-29 09:00 | 0 | 0 | 0 | 0 | 130773.0737 | 0 | 354019 | 0 | 0 | 0 | 459506.2774 | 0 | 16498.8754 | 0 | 0 | 0 | 0 | 0 | 0 | 0 | 10775317.1537 | 0 | 0 | 0 | 0 | -245556.2427 | 0 | 213.2993 | 0 | 0 | 0 | 0 | 0 | 0 | 0 | 0 | 22097.017 | 0 | 0
2016-11-29 10:00 | 0 | 0 | 0 | 0 | 140627.7744 | 0 | 364087 | 0 | 0 | 0 | 213950.0348 | 0 | 16498.8754 | 0 | 0 | 0 | 0 | 0 | 0 | 0 | 10792951.6661 | 0 | 0 | 0 | 0 | -245556.2427 | 0 | 0 | 0 | 0 | 0 | 0 | 0 | 0 | 0 | 0 | 22097.017 | 0 | 0
2016-11-29 11:00 | 0 | 0 | 0 | 0 | 660545.559 | 0 | 392679 | 0 | 0 | 0 | 459506.2774 | 0 | 16712.1746 | 0 | 0 | 0 | 0 | 0 | 0 | 0 | 10810586.1079 | 0 | 0 | 0 | 0 | 245556.2427 | 0 | 213.2993 | 0 | 0 | 0 | 0 | 0 | 0 | 0 | 0 | 22097.017 | 0 | 0
2016-11-29 12:00 | 0 | 0 | 0 | 0 | 197960.0737 | 0 | 421206 | 0 | 0 | 0 | 213950.0348 | 0 | 16925.4739 | 0 | 0 | 0 | 0 | 0 | 0 | 0 | 10828220.4792 | 0 | 0 | 0 | 0 | -245556.2427 | 0 | 213.2993 | 0 | 0 | 0 | 0 | 0 | 0 | 0 | 0 | 22097.017 | 0 | 0
2016-11-29 13:00 | 0 | 0 | 0 | 0 | 702617.4028 | 1.1562 | 434752 | 0 | 0 | 0 | 459506.2774 | 0 | 17138.7732 | 0 | 0 | 0 | 0 | 0 | 0 | 0 | 10845854.7799 | 0 | 0 | 0 | 0 | 245556.2427 | 0 | 213.2993 | 0 | 0 | 0 | 0 | 0 | 0 | 0 | 0 | 22097.017 | 0 | 0
2016-11-29 14:00 | 0 | 0 | 0 | 0 | 155358.0735 | 63874.7009 | 442692 | 0 | 0 | 0 | 213950.0348 | 0 | 17138.7732 | 0 | 0 | 0 | 0 | 0 | 0 | 0 | 10863489.0102 | 0 | 0 | 0 | 0 | -245556.2427 | 0 | 0 | 0 | 0 | 0 | 0 | 0 | 0 | 0 | 0 | 22097.017 | 0 | 0
2016-11-29 15:00 | 0 | 0 | 0 | 0 | 276278.0714 | 438451.1883 | 447076 | 0 | 0 | 0 | 459506.2774 | 0 | 17138.7732 | 0 | 0 | 0 | 0 | 0 | 0 | 0 | 10881123.1698 | 0 | 0 | 0 | 0 | 245556.2427 | 0 | 0 | 0 | 0 | 0 | 0 | 0 | 0 | 0 | 0 | 22097.017 | 0 | 0
2016-11-29 16:00 | 0 | 0 | 0 | 0 | 126039.3854 | 588883.8744 | 447270 | 0 | 0 | 0 | 705062.5201 | 0 | 17138.7732 | 0 | 0 | 0 | 0 | 0 | 0 | 0 | 10898757.259 | 0 | 0 | 0 | 0 | 245556.2427 | 0 | 0 | 0 | 0 | 0 | 0 | 0 | 0 | 0 | 0 | 22097.017 | 0 | 0
2016-11-29 17:00 | 0 | 0 | 0 | 0 | 0 | 576460.6481 | 446183 | 0 | 0 | 0 | 813029.8519 | 0 | 17352.0725 | 0 | 0 | 0 | 0 | 0 | 0 | 0 | 10916391.2776 | 0 | 0 | 0 | 0 | 107967.3317 | 0 | 213.2993 | 0 | 0 | 0 | 0 | 0 | 0 | 0 | 0 | 22097.017 | 0 | 0
2016-11-29 18:00 | 0 | 0 | 0 | 0 | 185638.8344 | 527704.4253 | 445690 | 0 | 0 | 0 | 1058586.0946 | 0 | 17352.0725 | 0 | 0 | 0 | 0 | 0 | 0 | 0 | 10934025.2257 | 0 | 0 | 0 | 0 | 245556.2427 | 0 | 0 | 0 | 0 | 0 | 0 | 0 | 0 | 0 | 0 | 22097.017 | 0 | 0
2016-11-29 19:00 | 0 | 0 | 0 | 0 | 0 | 508611.8407 | 443770 | 0 | 0 | 0 | 1093496.0612 | 0 | 17565.3718 | 7621.5577 | 0 | 0 | 0 | 0 | 0 | 0 | 10951659.1032 | 0 | 0 | 0 | 0 | 34909.9666 | 0 | 213.2993 | 0 | 7621.5577 | 0 | 0 | 0 | 0 | 0 | 0 | 22097.017 | 0 | 0
2016-11-29 20:00 | 0 | 0 | 0 | 0 | 185340.8185 | 516505.8835 | 441815 | 0 | 0 | 0 | 1339052.3039 | 0 | 17565.3718 | 0 | 0 | 0 | 0 | 0 | 0 | 0 | 10969292.9102 | 0 | 0 | 0 | 0 | 245556.2427 | 0 | 0 | 0 | -7621.5577 | 0 | 0 | 0 | 0 | 0 | 0 | 22097.017 | 0 | 0
2016-11-29 21:00 | 0 | 0 | 0 | 0 | 0 | 530774.4166 | 444535 | 0 | 0 | 0 | 1402981.4041 | 0 | 17778.6711 | 0 | 0 | 0 | 0 | 0 | 0 | 0 | 10986926.6467 | 0 | 0 | 0 | 0 | 63929.1002 | 0 | 213.2993 | 0 | 0 | 0 | 0 | 0 | 0 | 0 | 0 | 22097.017 | 0 | 0
2016-11-29 22:00 | 0 | 0 | 0 | 0 | 229381.9965 | 495592.2633 | 457321 | 0 | 0 | 0 | 1648537.6468 | 0 | 17778.6711 | 0 | 0 | 0 | 0 | 0 | 0 | 0 | 11004560.3126 | 0 | 0 | 0 | 0 | 245556.2427 | 0 | 0 | 0 | 0 | 0 | 0 | 0 | 0 | 0 | 0 | 22097.017 | 0 | 0
2016-11-29 23:00 | 0 | 0 | 0 | 0 | 0 | 258375.9752 | 470093 | 0 | 0 | 0 | 1414723.6049 | 0 | 17778.6711 | 0 | 0 | 0 | 0 | 0 | 0 | 0 | 11022193.908 | 0 | 0 | 0 | 0 | -233814.0419 | 0 | 0 | 0 | 0 | 0 | 0 | 0 | 0 | 0 | 0 | 22097.017 | 0 | 0
2016-11-30 | 0 | 0 | 0 | 0 | 737364.7058 | 5420.5539 | 475132 | 0 | 0 | 0 | 1660279.8476 | 0 | 17778.6711 | 0 | 0 | 0 | 0 | 0 | 0 | 0 | 11039827.4328 | 0 | 0 | 0 | 0 | 245556.2427 | 0 | 0 | 0 | 0 | 0 | 0 | 0 | 0 | 0 | 0 | 22097.017 | 0 | 0
2016-11-30 01:00 | 0 | 0 | 0 | 0 | 248811.0737 | 0 | 472057 | 0 | 0 | 0 | 1414723.6049 | 0 | 17991.9704 | 0 | 0 | 0 | 0 | 0 | 0 | 0 | 11057460.8872 | 0 | 0 | 0 | 0 | -245556.2427 | 0 | 213.2993 | 0 | 0 | 0 | 0 | 0 | 0 | 0 | 0 | 22097.017 | 0 | 0
2016-11-30 02:00 | 0 | 0 | 0 | 0 | 233853.7744 | 0 | 457313 | 0 | 0 | 0 | 1169167.3622 | 0 | 17991.9704 | 0 | 0 | 0 | 0 | 0 | 0 | 0 | 11075094.271 | 0 | 0 | 0 | 0 | -245556.2427 | 0 | 0 | 0 | 0 | 0 | 0 | 0 | 0 | 0 | 0 | 22097.017 | 0 | 0
2016-11-30 03:00 | 0 | 0 | 0 | 0 | 212382.0737 | 0 | 435628 | 0 | 0 | 0 | 923611.1195 | 0 | 18205.2697 | 0 | 0 | 0 | 0 | 0 | 0 | 0 | 11092727.5842 | 0 | 0 | 0 | 0 | -245556.2427 | 0 | 213.2993 | 0 | 0 | 0 | 0 | 0 | 0 | 0 | 0 | 22097.017 | 0 | 0
2016-11-30 04:00 | 0 | 0 | 0 | 0 | 678129.2597 | 0 | 410476 | 0 | 0 | 0 | 1169167.3622 | 0 | 18205.2697 | 0 | 0 | 0 | 0 | 0 | 0 | 0 | 11110360.827 | 0 | 0 | 0 | 0 | 245556.2427 | 0 | 0 | 0 | 0 | 0 | 0 | 0 | 0 | 0 | 0 | 22097.017 | 0 | 0
2016-11-30 05:00 | 0 | 0 | 0 | 0 | 163813.0737 | 0 | 387059 | 0 | 0 | 0 | 923611.1195 | 0 | 18418.569 | 0 | 0 | 0 | 0 | 0 | 0 | 0 | 11127993.9991 | 0 | 0 | 0 | 0 | -245556.2427 | 0 | 213.2993 | 0 | 0 | 0 | 0 | 0 | 0 | 0 | 0 | 22097.017 | 0 | 0
2016-11-30 06:00 | 0 | 0 | 0 | 0 | 636728.2597 | 0 | 369075 | 0 | 0 | 0 | 1169167.3622 | 0 | 18418.569 | 0 | 0 | 0 | 0 | 0 | 0 | 0 | 11145627.1008 | 0 | 0 | 0 | 0 | 245556.2427 | 0 | 0 | 0 | 0 | 0 | 0 | 0 | 0 | 0 | 0 | 22097.017 | 0 | 0
2016-11-30 07:00 | 0 | 0 | 0 | 0 | 134313.0737 | 0 | 357559 | 0 | 0 | 0 | 923611.1195 | 0 | 18631.8683 | 0 | 0 | 0 | 0 | 0 | 0 | 0 | 11163260.1319 | 0 | 0 | 0 | 0 | -245556.2427 | 0 | 213.2993 | 0 | 0 | 0 | 0 | 0 | 0 | 0 | 0 | 22097.017 | 0 | 0
2016-11-30 08:00 | 0 | 0 | 0 | 0 | 619641.2597 | 0 | 351988 | 0 | 0 | 0 | 1169167.3622 | 0 | 18631.8683 | 0 | 0 | 0 | 0 | 0 | 0 | 0 | 11180893.0925 | 0 | 0 | 0 | 0 | 245556.2427 | 0 | 0 | 0 | 0 | 0 | 0 | 0 | 0 | 0 | 0 | 22097.017 | 0 | 0
2016-11-30 09:00 | 0 | 0 | 0 | 0 | 130100.0737 | 0 | 353346 | 0 | 0 | 0 | 923611.1195 | 0 | 18845.1676 | 0 | 0 | 0 | 0 | 0 | 0 | 0 | 11198525.9826 | 0 | 0 | 0 | 0 | -245556.2427 | 0 | 213.2993 | 0 | 0 | 0 | 0 | 0 | 0 | 0 | 0 | 22097.017 | 0 | 0
2016-11-30 10:00 | 0 | 0 | 0 | 0 | 620952.5779 | 0 | 365143 | 0 | 0 | 0 | 1157323.6804 | 0 | 18845.1676 | 0 | 0 | 0 | 0 | 0 | 0 | 0 | 11216158.8021 | 0 | 0 | 0 | 0 | 233712.5608 | 0 | 0 | 0 | 0 | 0 | 0 | 0 | 0 | 0 | 0 | 22097.017 | 0 | 0
2016-11-30 11:00 | 0 | 0 | 0 | 0 | 170211.0737 | 0 | 393457 | 0 | 0 | 0 | 911767.4377 | 0 | 19058.4669 | 0 | 0 | 0 | 0 | 0 | 0 | 0 | 11233791.5511 | 0 | 0 | 0 | 0 | -245556.2427 | 0 | 213.2993 | 0 | 0 | 0 | 0 | 0 | 0 | 0 | 0 | 22097.017 | 0 | 0
2016-11-30 12:00 | 0 | 0 | 0 | 0 | 602327.578 | 0 | 421615 | 0 | 0 | 0 | 1070382.9986 | 0 | 19058.4669 | 0 | 0 | 0 | 0 | 0 | 0 | 0 | 11251424.2296 | 0 | 0 | 0 | 0 | 158615.5609 | 0 | 0 | 0 | 0 | 0 | 0 | 0 | 0 | 0 | 0 | 22097.017 | 0 | 0
2016-11-30 13:00 | 0 | 0 | 0 | 0 | 212412.4274 | 0.64628 | 435659 | 0 | 0 | 0 | 824826.7559 | 0 | 19271.7662 | 0 | 0 | 0 | 0 | 0 | 0 | 0 | 11269056.8375 | 0 | 0 | 0 | 0 | -245556.2427 | 0 | 213.2993 | 0 | 0 | 0 | 0 | 0 | 0 | 0 | 0 | 22097.017 | 0 | 0
2016-11-30 14:00 | 0 | 0 | 0 | 0 | 481202.0807 | 78518.9467 | 444282 | 0 | 0 | 0 | 918168.7663 | 0 | 19271.7662 | 0 | 0 | 0 | 0 | 0 | 0 | 0 | 11286689.375 | 0 | 0 | 0 | 0 | 93342.0103 | 0 | 0 | 0 | 0 | 0 | 0 | 0 | 0 | 0 | 0 | 22097.017 | 0 | 0
2016-11-30 15:00 | 0 | 0 | 0 | 0 | 0 | 508160.6552 | 448406 | 0 | 0 | 0 | 955613.1051 | 0 | 19485.0655 | 0 | 0 | 0 | 0 | 0 | 0 | 0 | 11304321.8418 | 0 | 0 | 0 | 0 | 37444.3388 | 0 | 213.2993 | 0 | 0 | 0 | 0 | 0 | 0 | 0 | 0 | 22097.017 | 0 | 0
2016-11-30 16:00 | 0 | 0 | 0 | 0 | 0 | 600140.387 | 449393 | 0 | 0 | 0 | 1084263.475 | 0 | 19485.0655 | 0 | 0 | 0 | 0 | 0 | 0 | 0 | 11321954.2382 | 0 | 0 | 0 | 0 | 128650.3699 | 0 | 0 | 0 | 0 | 0 | 0 | 0 | 0 | 0 | 0 | 22097.017 | 0 | 0
2016-11-30 17:00 | 0 | 0 | 0 | 0 | 124866.6114 | 590303.6483 | 447517 | 0 | 0 | 0 | 1329819.7177 | 0 | 19485.0655 | 0 | 0 | 0 | 0 | 0 | 0 | 0 | 11339586.564 | 0 | 0 | 0 | 0 | 245556.2427 | 0 | 0 | 0 | 0 | 0 | 0 | 0 | 0 | 0 | 0 | 22097.017 | 0 | 0
2016-11-30 18:00 | 0 | 0 | 0 | 0 | 0 | 558850.9844 | 445504 | 0 | 0 | 0 | 1420856.3858 | 0 | 19698.3648 | 0 | 0 | 0 | 0 | 0 | 0 | 0 | 11357218.8193 | 0 | 0 | 0 | 0 | 91036.668 | 0 | 213.2993 | 0 | 0 | 0 | 0 | 0 | 0 | 0 | 0 | 22097.017 | 0 | 0
2016-11-30 19:00 | 0 | 0 | 0 | 0 | 0 | 544664.2338 | 444301 | 0 | 0 | 0 | 1498909.3032 | 0 | 19911.6641 | 0 | 0 | 0 | 0 | 0 | 0 | 0 | 11374851.0041 | 0 | 0 | 0 | 0 | 78052.9174 | 0 | 213.2993 | 0 | 0 | 0 | 0 | 0 | 0 | 0 | 0 | 22097.017 | 0 | 0
2016-11-30 20:00 | 0 | 0 | 0 | 0 | 154503.4447 | 556096.815 | 442947 | 0 | 0 | 0 | 1744465.5459 | 0 | 19911.6641 | 0 | 0 | 0 | 0 | 0 | 0 | 0 | 11392483.1183 | 0 | 0 | 0 | 0 | 245556.2427 | 0 | 0 | 0 | 0 | 0 | 0 | 0 | 0 | 0 | 0 | 22097.017 | 0 | 0
2016-11-30 21:00 | 0 | 0 | 0 | 0 | 0 | 575119.2473 | 446786 | 0 | 0 | 0 | 1850488.4768 | 0 | 20124.9634 | 0 | 0 | 0 | 0 | 0 | 0 | 0 | 11410115.162 | 0 | 0 | 0 | 0 | 106022.931 | 0 | 213.2993 | 0 | 0 | 0 | 0 | 0 | 0 | 0 | 0 | 22097.017 | 0 | 0
2016-11-30 22:00 | 0 | 0 | 0 | 0 | 0 | 502336.8355 | 459609 | 0 | 0 | 0 | 1870905.996 | 0 | 20338.2627 | 0 | 0 | 0 | 0 | 0 | 0 | 0 | 11427747.1352 | 0 | 0 | 0 | 0 | 20417.5192 | 0 | 213.2993 | 0 | 0 | 0 | 0 | 0 | 0 | 0 | 0 | 22097.017 | 0 | 0
2016-11-30 23:00 | 0 | 0 | 0 | 0 | 533243.5157 | 206037.744 | 471628 | 0 | 0 | 0 | 2116462.2387 | 0 | 20338.2627 | 0 | 0 | 0 | 0 | 0 | 0 | 0 | 11445379.0378 | 0 | 0 | 0 | 0 | 245556.2427 | 0 | 0 | 0 | 0 | 0 | 0 | 0 | 0 | 0 | 0 | 22097.017 | 0 | 0
2016-12-01 | 0 | 0 | 0 | 0 | 526047.1362 | 3651.2466 | 477172 | 0 | 0 | 0 | 2146891.6045 | 0 | 20338.2627 | 0 | 0 | 0 | 0 | 0 | 0 | 0 | 11463010.8699 | 0 | 0 | 0 | 0 | 30429.3658 | 0 | 0 | 0 | 0 | 0 | 0 | 0 | 0 | 0 | 0 | 22097.017 | 0 | 0
2016-12-01 01:00 | 0 | 0 | 0 | 0 | 502999.3241 | 0 | 475680 | 0 | 0 | 0 | 2151900.6122 | 0 | 20551.562 | 0 | 0 | 0 | 0 | 0 | 0 | 0 | 11480642.6315 | 0 | 0 | 0 | 0 | 5009.0077 | 0 | 213.2993 | 0 | 0 | 0 | 0 | 0 | 0 | 0 | 0 | 22097.017 | 0 | 0
2016-12-01 02:00 | 0 | 0 | 0 | 0 | 487565.3026 | 0 | 462867 | 0 | 0 | 0 | 2154288.5985 | 0 | 20764.8613 | 0 | 0 | 0 | 0 | 0 | 0 | 0 | 11498274.3226 | 0 | 0 | 0 | 0 | 2387.9863 | 0 | 213.2993 | 0 | 0 | 0 | 0 | 0 | 0 | 0 | 0 | 22097.017 | 0 | 0
2016-12-01 03:00 | 0 | 0 | 0 | 0 | 488897.8288 | 0 | 441928 | 0 | 0 | 0 | 2179161.4103 | 0 | 20764.8613 | 0 | 0 | 0 | 0 | 0 | 0 | 0 | 11515905.9431 | 0 | 0 | 0 | 0 | 24872.8118 | 0 | 0 | 0 | 0 | 0 | 0 | 0 | 0 | 0 | 0 | 22097.017 | 0 | 0
2016-12-01 04:00 | 0 | 0 | 0 | 0 | 194964.0737 | 0 | 418210 | 0 | 0 | 0 | 1933605.1676 | 0 | 20978.1606 | 0 | 0 | 0 | 0 | 0 | 0 | 0 | 11533537.4932 | 0 | 0 | 0 | 0 | -245556.2427 | 0 | 213.2993 | 0 | 0 | 0 | 0 | 0 | 0 | 0 | 0 | 22097.017 | 0 | 0
2016-12-01 05:00 | 0 | 0 | 0 | 0 | 487822.538 | 0 | 396190 | 0 | 0 | 0 | 2002927.3892 | 0 | 21191.4599 | 0 | 0 | 0 | 0 | 0 | 0 | 0 | 11551168.9726 | 0 | 0 | 0 | 0 | 69322.2216 | 0 | 213.2993 | 0 | 0 | 0 | 0 | 0 | 0 | 0 | 0 | 22097.017 | 0 | 0
2016-12-01 06:00 | 0 | 0 | 0 | 0 | 470479.5733 | 0 | 379482 | 0 | 0 | 0 | 2071827.9455 | 0 | 21191.4599 | 0 | 0 | 0 | 0 | 0 | 0 | 0 | 11568800.3816 | 0 | 0 | 0 | 0 | 68900.5563 | 0 | 0 | 0 | 0 | 0 | 0 | 0 | 0 | 0 | 0 | 22097.017 | 0 | 0
2016-12-01 07:00 | 0 | 0 | 0 | 0 | 443095.2941 | 0 | 369828 | 0 | 0 | 0 | 2122784.9233 | 0 | 21404.7592 | 0 | 0 | 0 | 0 | 0 | 0 | 0 | 11586431.72 | 0 | 0 | 0 | 0 | 50956.9778 | 0 | 213.2993 | 0 | 0 | 0 | 0 | 0 | 0 | 0 | 0 | 22097.017 | 0 | 0
2016-12-01 08:00 | 0 | 0 | 0 | 0 | 412726.5996 | 0 | 366207 | 0 | 0 | 0 | 2146994.2066 | 0 | 21618.0585 | 0 | 0 | 0 | 0 | 0 | 0 | 0 | 11604062.9879 | 0 | 0 | 0 | 0 | 24209.2833 | 0 | 213.2993 | 0 | 0 | 0 | 0 | 0 | 0 | 0 | 0 | 22097.017 | 0 | 0
2016-12-01 09:00 | 0 | 0 | 0 | 0 | 389114.6905 | 0 | 369381 | 0 | 0 | 0 | 2144630.88 | 0 | 21618.0585 | 0 | 0 | 0 | 0 | 0 | 0 | 0 | 11621694.1853 | 0 | 0 | 0 | 0 | -2363.3266 | 0 | 0 | 0 | 0 | 0 | 0 | 0 | 0 | 0 | 0 | 22097.017 | 0 | 0
2016-12-01 10:00 | 0 | 0 | 0 | 0 | 370999.8465 | 0 | 382798 | 0 | 0 | 0 | 2110522.4101 | 0 | 21831.3578 | 0 | 0 | 0 | 0 | 0 | 0 | 0 | 11639325.3122 | 0 | 0 | 0 | 0 | -34108.4699 | 0 | 213.2993 | 0 | 0 | 0 | 0 | 0 | 0 | 0 | 0 | 22097.017 | 0 | 0
2016-12-01 11:00 | 0 | 0 | 0 | 0 | 352913.6608 | 0 | 412850 | 0 | 0 | 0 | 2028275.7546 | 0 | 22044.6571 | 0 | 0 | 0 | 0 | 0 | 0 | 0 | 11656956.3685 | 0 | 0 | 0 | 0 | -82246.6555 | 0 | 213.2993 | 0 | 0 | 0 | 0 | 0 | 0 | 0 | 0 | 22097.017 | 0 | 0
2016-12-01 12:00 | 0 | 0 | 0 | 0 | 335293.8071 | 0 | 442143 | 0 | 0 | 0 | 1899329.5447 | 0 | 22044.6571 | 0 | 0 | 0 | 0 | 0 | 0 | 0 | 11674587.3543 | 0 | 0 | 0 | 0 | -128946.2099 | 0 | 0 | 0 | 0 | 0 | 0 | 0 | 0 | 0 | 0 | 22097.017 | 0 | 0
2016-12-01 13:00 | 0 | 0 | 0 | 0 | 319562.9142 | 0.36366 | 454793 | 0 | 0 | 0 | 1741789.5062 | 0 | 22257.9564 | 0 | 0 | 0 | 0 | 0 | 0 | 0 | 11692218.2696 | 0 | 0 | 0 | 0 | -157540.0385 | 0 | 213.2993 | 0 | 0 | 0 | 0 | 0 | 0 | 0 | 0 | 22097.017 | 0 | 0
2016-12-01 14:00 | 0 | 0 | 0 | 0 | 210683.0052 | 74387.8656 | 458619 | 0 | 0 | 0 | 1545931.0606 | 0 | 22471.2557 | 0 | 0 | 0 | 0 | 0 | 0 | 0 | 11709849.1144 | 0 | 0 | 0 | 0 | -195858.4456 | 0 | 213.2993 | 0 | 0 | 0 | 0 | 0 | 0 | 0 | 0 | 22097.017 | 0 | 0
2016-12-01 15:00 | 0 | 0 | 0 | 0 | 128443.7044 | 375952.0454 | 458254 | 0 | 0 | 0 | 1569762.494 | 0 | 22684.555 | 0 | 0 | 0 | 0 | 0 | 0 | 0 | 11727479.8886 | 0 | 0 | 0 | 0 | 23831.4334 | 0 | 213.2993 | 0 | 0 | 0 | 0 | 0 | 0 | 0 | 0 | 22097.017 | 0 | 0
2016-12-01 16:00 | 0 | 0 | 0 | 0 | 134819.8066 | 512870.5439 | 454588 | 0 | 0 | 0 | 1740767.8275 | 0 | 22684.555 | 0 | 0 | 0 | 0 | 0 | 0 | 0 | 11745110.5923 | 0 | 0 | 0 | 0 | 171005.3335 | 0 | 0 | 0 | 0 | 0 | 0 | 0 | 0 | 0 | 0 | 22097.017 | 0 | 0
2016-12-01 17:00 | 0 | 0 | 0 | 0 | 147884.9146 | 535840.1829 | 449213 | 0 | 0 | 0 | 1952969.6086 | 0 | 22897.8542 | 0 | 0 | 0 | 0 | 0 | 0 | 0 | 11762741.2255 | 0 | 0 | 0 | 0 | 212201.7811 | 0 | 213.2993 | 0 | 0 | 0 | 0 | 0 | 0 | 0 | 0 | 22097.017 | 0 | 0
2016-12-01 18:00 | 0 | 0 | 0 | 0 | 144387.2929 | 515268.6381 | 445828 | 0 | 0 | 0 | 2144487.2232 | 0 | 23111.1535 | 0 | 0 | 0 | 0 | 0 | 0 | 0 | 11780371.7882 | 0 | 0 | 0 | 0 | 191517.6146 | 0 | 213.2993 | 0 | 0 | 0 | 0 | 0 | 0 | 0 | 0 | 22097.017 | 0 | 0
2016-12-01 19:00 | 0 | 0 | 0 | 0 | 137291.8081 | 501487.6039 | 443702 | 0 | 0 | 0 | 2317467.6182 | 0 | 23111.1535 | 0 | 0 | 0 | 0 | 0 | 0 | 0 | 11798002.2804 | 0 | 0 | 0 | 0 | 172980.395 | 0 | 0 | 0 | 0 | 0 | 0 | 0 | 0 | 0 | 0 | 22097.017 | 0 | 0
2016-12-01 20:00 | 0 | 0 | 0 | 0 | 129938.1575 | 510041.3119 | 441771 | 0 | 0 | 0 | 2493365.7713 | 0 | 23324.4528 | 0 | 0 | 0 | 0 | 0 | 0 | 0 | 11815632.702 | 0 | 0 | 0 | 0 | 175898.153 | 0 | 213.2993 | 0 | 0 | 0 | 0 | 0 | 0 | 0 | 0 | 22097.017 | 0 | 0
2016-12-01 21:00 | 0 | 0 | 0 | 0 | 120049.3547 | 511382.8322 | 445029 | 0 | 0 | 0 | 2657458.6419 | 0 | 23537.7521 | 0 | 0 | 0 | 0 | 0 | 0 | 0 | 11833263.0531 | 0 | 0 | 0 | 0 | 164092.8706 | 0 | 213.2993 | 0 | 0 | 0 | 0 | 0 | 0 | 0 | 0 | 22097.017 | 0 | 0
2016-12-01 22:00 | 0 | 0 | 0 | 0 | 144603.7873 | 446575.1013 | 460354 | 0 | 0 | 0 | 2758564.9557 | 0 | 23537.7521 | 7621.5577 | 0 | 0 | 0 | 0 | 0 | 0 | 11850893.3337 | 0 | 0 | 0 | 0 | 101106.3138 | 0 | 0 | 0 | 7621.5577 | 0 | 0 | 0 | 0 | 0 | 0 | 22097.017 | 0 | 0
2016-12-01 23:00 | 0 | 0 | 0 | 0 | 171370.3915 | 203096.1516 | 476034 | 0 | 0 | 0 | 2758564.9557 | 0 | 23537.7521 | 7621.5577 | 0 | 0 | 0 | 0 | 0 | 0 | 11675729.6252 | 0 | 0 | 0 | 0 | 0 | 0 | 0 | 0 | 0 | 0 | 0 | 0 | 0 | 0 | 0 | 0 | 175116.3049 | 0
2016-12-02 | 0 | 0 | 0 | 0 | 197420.5514 | 4351.933 | 483265 | 0 | 0 | 0 | 2596277.4888 | 0 | 23537.7521 | 7621.5577 | 0 | 0 | 0 | 0 | 0 | 0 | 11470156.9761 | 0 | 0 | 0 | 0 | -162287.4669 | 0 | 0 | 0 | 0 | 0 | 0 | 0 | 0 | 0 | 0 | 0 | 205525.9461 | 0
2016-12-02 01:00 | 0 | 0 | 0 | 0 | 217515.2709 | 0 | 484225 | 0 | 0 | 0 | 2448772.8085 | 0 | 23537.7521 | 7621.5577 | 0 | 0 | 0 | 0 | 0 | 0 | 11264585.1494 | 0 | 0 | 0 | 0 | -147504.6803 | 0 | 0 | 0 | 0 | 0 | 0 | 0 | 0 | 0 | 0 | 0 | 205525.9461 | 0
2016-12-02 02:00 | 0 | 0 | 0 | 0 | 226663.1696 | 0 | 474133 | 0 | 0 | 0 | 2328129.5845 | 0 | 23537.7521 | 0 | 0 | 0 | 0 | 0 | 0 | 0 | 11059014.1449 | 0 | 0 | 0 | 0 | -120643.2239 | 0 | 0 | 0 | -7621.5577 | 0 | 0 | 0 | 0 | 0 | 0 | 0 | 205525.9461 | 0
2016-12-02 03:00 | 0 | 0 | 0 | 0 | 225237.5318 | 0 | 454348 | 0 | 0 | 0 | 2218224.1651 | 0 | 23537.7521 | 0 | 0 | 0 | 0 | 0 | 0 | 0 | 10853443.9628 | 0 | 0 | 0 | 0 | -109905.4195 | 0 | 0 | 0 | 0 | 0 | 0 | 0 | 0 | 0 | 0 | 0 | 205525.9461 | 0
2016-12-02 04:00 | 0 | 0 | 0 | 0 | 218244.8939 | 0 | 431309 | 0 | 0 | 0 | 2125619.1095 | 0 | 22283.7504 | 0 | 0 | 0 | 0 | 0 | 0 | 0 | 10647874.6029 | 0 | 0 | 0 | 0 | -92605.0556 | 0 | 0 | 1254.0018 | 0 | 0 | 0 | 0 | 0 | 0 | 0 | 0 | 205525.9461 | 0
2016-12-02 05:00 | 0 | 0 | 0 | 0 | 208352.1673 | 0 | 410862 | 0 | 0 | 0 | 2042314.3255 | 0 | 22283.7504 | 0 | 0 | 0 | 0 | 0 | 0 | 0 | 10442306.0653 | 0 | 0 | 0 | 0 | -83304.784 | 0 | 0 | 0 | 0 | 0 | 0 | 0 | 0 | 0 | 0 | 0 | 205525.9461 | 0
2016-12-02 06:00 | 0 | 0 | 0 | 0 | 196095.5962 | 0 | 395520 | 0 | 0 | 0 | 1962094.9704 | 0 | 22283.7504 | 0 | 0 | 0 | 0 | 0 | 0 | 0 | 10236738.3499 | 0 | 0 | 0 | 0 | -80219.3551 | 0 | 0 | 0 | 0 | 0 | 0 | 0 | 0 | 0 | 0 | 0 | 205525.9461 | 0
2016-12-02 07:00 | 0 | 0 | 0 | 0 | 186427.6242 | 0 | 386345 | 0 | 0 | 0 | 1881382.6433 | 0 | 22283.7504 | 0 | 0 | 0 | 0 | 0 | 0 | 0 | 10031171.4568 | 0 | 0 | 0 | 0 | -80712.3271 | 0 | 0 | 0 | 0 | 0 | 0 | 0 | 0 | 0 | 0 | 0 | 205525.9461 | 0
2016-12-02 08:00 | 0 | 0 | 0 | 0 | 178603.4075 | 0 | 382964 | 0 | 0 | 0 | 1796227.0996 | 0 | 22283.7504 | 0 | 0 | 0 | 0 | 0 | 0 | 0 | 9825605.386 | 0 | 0 | 0 | 0 | -85155.5437 | 0 | 0 | 0 | 0 | 0 | 0 | 0 | 0 | 0 | 0 | 0 | 205525.9461 | 0
2016-12-02 09:00 | 0 | 0 | 0 | 0 | 172139.116 | 0 | 385768 | 0 | 0 | 0 | 1701803.2643 | 0 | 22283.7504 | 0 | 0 | 0 | 0 | 0 | 0 | 0 | 9620040.1375 | 0 | 0 | 0 | 0 | -94423.8353 | 0 | 0 | 0 | 0 | 0 | 0 | 0 | 0 | 0 | 0 | 0 | 205525.9461 | 0
2016-12-02 10:00 | 0 | 0 | 0 | 0 | 174585.9272 | 0 | 398872 | 0 | 0 | 0 | 1596722.2402 | 0 | 22283.7504 | 0 | 0 | 0 | 0 | 0 | 0 | 0 | 9414475.7112 | 0 | 0 | 0 | 0 | -105081.0241 | 0 | 0 | 0 | 0 | 0 | 0 | 0 | 0 | 0 | 0 | 0 | 205525.9461 | 0
2016-12-02 11:00 | 0 | 0 | 0 | 0 | 180678.9686 | 0 | 430263 | 0 | 0 | 0 | 1466343.2576 | 0 | 22283.7504 | 0 | 0 | 0 | 0 | 0 | 0 | 0 | 9208912.1072 | 0 | 0 | 0 | 0 | -130378.9826 | 0 | 0 | 0 | 0 | 0 | 0 | 0 | 0 | 0 | 0 | 0 | 205525.9461 | 0
2016-12-02 12:00 | 0 | 0 | 0 | 0 | 180045.0745 | 0 | 458440 | 0 | 0 | 0 | 1307153.3808 | 0 | 22283.7504 | 0 | 0 | 0 | 0 | 0 | 0 | 0 | 9003349.3254 | 0 | 0 | 0 | 0 | -159189.8768 | 0 | 0 | 0 | 0 | 0 | 0 | 0 | 0 | 0 | 0 | 0 | 205525.9461 | 0
2016-12-02 13:00 | 0 | 0 | 0 | 0 | 170672.5334 | 0 | 468105 | 0 | 0 | 0 | 1128925.963 | 0 | 22283.7504 | 0 | 0 | 0 | 0 | 0 | 0 | 0 | 8797787.3659 | 0 | 0 | 0 | 0 | -178227.4178 | 0 | 0 | 0 | 0 | 0 | 0 | 0 | 0 | 0 | 0 | 0 | 205525.9461 | 0
2016-12-02 14:00 | 0 | 0 | 0 | 0 | 125756.65 | 23435.7078 | 468340 | 0 | 0 | 0 | 894515.3731 | 0 | 22283.7504 | 0 | 0 | 0 | 0 | 0 | 0 | 0 | 8651653.8086 | 0 | 0 | 0 | 0 | -234410.5899 | 0 | 0 | 0 | 0 | 0 | 0 | 0 | 0 | 0 | 0 | 0 | 146098.3661 | 0
2016-12-02 15:00 | 0 | 0 | 0 | 0 | 82704.1106 | 273211.9624 | 463520 | 0 | 0 | 0 | 786911.4461 | 0 | 22283.7504 | 0 | 0 | 0 | 0 | 0 | 0 | 0 | 8651619.202 | 0 | 0 | 0 | 0 | -107603.927 | 0 | 0 | 0 | 0 | 0 | 0 | 0 | 0 | 0 | 0 | 0 | 0 | 0
2016-12-02 16:00 | 0 | 0 | 0 | 0 | 76881.0656 | 445943.3845 | 456429 | 0 | 0 | 0 | 853306.8962 | 0 | 22283.7504 | 0 | 0 | 0 | 0 | 0 | 0 | 0 | 8651584.5955 | 0 | 0 | 0 | 0 | 66395.45 | 0 | 0 | 0 | 0 | 0 | 0 | 0 | 0 | 0 | 0 | 0 | 0 | 0
2016-12-02 17:00 | 0 | 0 | 0 | 0 | 77683.7339 | 484649.016 | 449418 | 0 | 0 | 0 | 966221.6462 | 0 | 22283.7504 | 0 | 0 | 0 | 0 | 0 | 0 | 0 | 8651549.9892 | 0 | 0 | 0 | 0 | 112914.75 | 0 | 0 | 0 | 0 | 0 | 0 | 0 | 0 | 0 | 0 | 0 | 0 | 0
2016-12-02 18:00 | 0 | 0 | 0 | 0 | 80749.061 | 457007.9609 | 445013 | 0 | 0 | 0 | 1058965.6681 | 0 | 22283.7504 | 0 | 0 | 0 | 0 | 0 | 0 | 0 | 8651515.383 | 0 | 0 | 0 | 0 | 92744.0219 | 0 | 0 | 0 | 0 | 0 | 0 | 0 | 0 | 0 | 0 | 0 | 0 | 0
2016-12-02 19:00 | 0 | 0 | 0 | 0 | 87581.1839 | 441648.1534 | 441327 | 0 | 0 | 0 | 1146868.0055 | 0 | 22283.7504 | 0 | 0 | 0 | 0 | 0 | 0 | 0 | 8651480.7769 | 0 | 0 | 0 | 0 | 87902.3374 | 0 | 0 | 0 | 0 | 0 | 0 | 0 | 0 | 0 | 0 | 0 | 0 | 0
2016-12-02 20:00 | 0 | 0 | 0 | 0 | 101908.0512 | 442375.6427 | 439813 | 0 | 0 | 0 | 1251338.6994 | 0 | 22283.7504 | 0 | 0 | 0 | 0 | 0 | 0 | 0 | 8651446.171 | 0 | 0 | 0 | 0 | 104470.6939 | 0 | 0 | 0 | 0 | 0 | 0 | 0 | 0 | 0 | 0 | 0 | 0 | 0
2016-12-02 21:00 | 0 | 0 | 0 | 0 | 118983.8001 | 431858.122 | 444457 | 0 | 0 | 0 | 1357723.6215 | 0 | 22283.7504 | 0 | 0 | 0 | 0 | 0 | 0 | 0 | 8651411.5652 | 0 | 0 | 0 | 0 | 106384.9221 | 0 | 0 | 0 | 0 | 0 | 0 | 0 | 0 | 0 | 0 | 0 | 0 | 0
2016-12-02 22:00 | 0 | 0 | 0 | 0 | 165598.9255 | 375172.974 | 458344 | 0 | 0 | 0 | 1440151.521 | 0 | 22283.7504 | 0 | 0 | 0 | 0 | 0 | 0 | 0 | 8651376.9596 | 0 | 0 | 0 | 0 | 82427.8995 | 0 | 0 | 0 | 0 | 0 | 0 | 0 | 0 | 0 | 0 | 0 | 0 | 0
2016-12-02 23:00 | 0 | 0 | 0 | 0 | 237124.2884 | 201015.9516 | 471340 | 0 | 0 | 0 | 1406951.761 | 0 | 22283.7504 | 0 | 0 | 0 | 0 | 0 | 0 | 0 | 8651342.3541 | 0 | 0 | 0 | 0 | -33199.76 | 0 | 0 | 0 | 0 | 0 | 0 | 0 | 0 | 0 | 0 | 0 | 0 | 0
2016-12-03 | 0 | 0 | 0 | 0 | 272351.6511 | 4266.5594 | 474735 | 0 | 0 | 0 | 1201213.4138 | 0 | 22283.7504 | 7621.5577 | 0 | 0 | 0 | 0 | 0 | 0 | 8651307.7487 | 0 | 0 | 0 | 0 | -205738.3472 | 0 | 0 | 0 | 7621.5577 | 0 | 0 | 0 | 0 | 0 | 0 | 0 | 0 | 0
2016-12-03 01:00 | 0 | 0 | 0 | 0 | 272529.2478 | 0 | 473002 | 0 | 0 | 0 | 1000740.6617 | 0 | 22283.7504 | 7621.5577 | 0 | 0 | 0 | 0 | 0 | 0 | 8651273.1435 | 0 | 0 | 0 | 0 | -200472.7522 | 0 | 0 | 0 | 0 | 0 | 0 | 0 | 0 | 0 | 0 | 0 | 0 | 0
2016-12-03 02:00 | 0 | 0 | 0 | 0 | 274496.9049 | 0 | 463743 | 0 | 0 | 0 | 811494.5665 | 0 | 22283.7504 | 7621.5577 | 0 | 0 | 0 | 0 | 0 | 0 | 8651238.5384 | 0 | 0 | 0 | 0 | -189246.0951 | 0 | 0 | 0 | 0 | 0 | 0 | 0 | 0 | 0 | 0 | 0 | 0 | 0
2016-12-03 03:00 | 0 | 0 | 0 | 0 | 277307.666 | 0 | 447592 | 0 | 0 | 0 | 641210.2325 | 0 | 22283.7504 | 7621.5577 | 0 | 0 | 0 | 0 | 0 | 0 | 8651203.9334 | 0 | 0 | 0 | 0 | -170284.334 | 0 | 0 | 0 | 0 | 0 | 0 | 0 | 0 | 0 | 0 | 0 | 0 | 0
2016-12-03 04:00 | 0 | 0 | 0 | 0 | 283847.244 | 0 | 428138 | 0 | 0 | 0 | 496919.4765 | 0 | 22283.7504 | 7621.5577 | 0 | 0 | 0 | 0 | 0 | 0 | 8651169.3286 | 0 | 0 | 0 | 0 | -144290.756 | 0 | 0 | 0 | 0 | 0 | 0 | 0 | 0 | 0 | 0 | 0 | 0 | 0
2016-12-03 05:00 | 0 | 0 | 0 | 0 | 305458.1972 | 0 | 409157 | 0 | 0 | 0 | 393220.6737 | 0 | 22283.7504 | 7621.5577 | 0 | 0 | 0 | 0 | 0 | 0 | 8651134.7239 | 0 | 0 | 0 | 0 | -103698.8028 | 0 | 0 | 0 | 0 | 0 | 0 | 0 | 0 | 0 | 0 | 0 | 0 | 0
2016-12-03 06:00 | 0 | 0 | 0 | 0 | 340954.8336 | 0 | 394654 | 0 | 0 | 0 | 339521.5073 | 0 | 22283.7504 | 7621.5577 | 0 | 0 | 0 | 0 | 0 | 0 | 8651100.1194 | 0 | 0 | 0 | 0 | -53699.1664 | 0 | 0 | 0 | 0 | 0 | 0 | 0 | 0 | 0 | 0 | 0 | 0 | 0
2016-12-03 07:00 | 0 | 0 | 0 | 0 | 360364.915 | 0 | 384381 | 0 | 0 | 0 | 315505.4223 | 0 | 22283.7504 | 7621.5577 | 0 | 0 | 0 | 0 | 0 | 0 | 8651065.515 | 0 | 0 | 0 | 0 | -24016.085 | 0 | 0 | 0 | 0 | 0 | 0 | 0 | 0 | 0 | 0 | 0 | 0 | 0
2016-12-03 08:00 | 0 | 0 | 0 | 0 | 366382.1313 | 0 | 378927 | 0 | 0 | 0 | 302960.5537 | 0 | 22283.7504 | 7621.5577 | 0 | 0 | 0 | 0 | 0 | 0 | 8651030.9107 | 0 | 0 | 0 | 0 | -12544.8687 | 0 | 0 | 0 | 0 | 0 | 0 | 0 | 0 | 0 | 0 | 0 | 0 | 0
2016-12-03 09:00 | 0 | 0 | 0 | 0 | 360416.6161 | 0 | 377562 | 0 | 0 | 0 | 285815.1698 | 0 | 22283.7504 | 7621.5577 | 0 | 0 | 0 | 0 | 0 | 0 | 8650996.3066 | 0 | 0 | 0 | 0 | -17145.3839 | 0 | 0 | 0 | 0 | 0 | 0 | 0 | 0 | 0 | 0 | 0 | 0 | 0
2016-12-03 10:00 | 0 | 0 | 0 | 0 | 354361.788 | 0 | 382297 | 0 | 0 | 0 | 257879.9578 | 0 | 22283.7504 | 7621.5577 | 0 | 0 | 0 | 0 | 0 | 0 | 8650961.7026 | 0 | 0 | 0 | 0 | -27935.212 | 0 | 0 | 0 | 0 | 0 | 0 | 0 | 0 | 0 | 0 | 0 | 0 | 0
2016-12-03 11:00 | 0 | 0 | 0 | 0 | 349410.4601 | 0 | 391458 | 0 | 0 | 0 | 215832.4179 | 0 | 22283.7504 | 7621.5577 | 0 | 0 | 0 | 0 | 0 | 0 | 8650927.0988 | 0 | 0 | 0 | 0 | -42047.5399 | 0 | 0 | 0 | 0 | 0 | 0 | 0 | 0 | 0 | 0 | 0 | 0 | 0
2016-12-03 12:00 | 0 | 0 | 0 | 0 | 345619.6978 | 0 | 405403 | 0 | 0 | 0 | 178332.8661 | 0 | 0 | 7621.5577 | 0 | 0 | 0 | 0 | 0 | 0 | 8650892.4951 | 0 | 0 | 0 | 0 | -37499.5518 | 0 | 0 | 22283.7504 | 0 | 0 | 0 | 0 | 0 | 0 | 0 | 0 | 0 | 0
2016-12-03 13:00 | 0 | 0 | 0 | 0 | 340864.6119 | 0 | 420327 | 0 | 0 | 0 | 98870.4781 | 0 | 0 | 7621.5577 | 0 | 0 | 0 | 0 | 0 | 0 | 8650857.8915 | 0 | 0 | 0 | 0 | -79462.3881 | 0 | 0 | 0 | 0 | 0 | 0 | 0 | 0 | 0 | 0 | 0 | 0 | 0
2016-12-03 14:00 | 0 | 0 | 0 | 0 | 314711.685 | 10292.2792 | 431496 | 0 | 0 | 0 | 0 | 0 | 0 | 0 | 0 | 0 | 0 | 0 | 0 | 0 | 8650823.2881 | 0 | 0 | 0 | 0 | -98870.4781 | 0 | 0 | 0 | -7621.5577 | 0 | 0 | 0 | 0 | 0 | 0 | 0 | 0 | 0
2016-12-03 15:00 | 0 | 0 | 0 | 0 | 121464.6682 | 337670.6481 | 436825 | 0 | 0 | 0 | 0 | 0 | 213.2993 | 0 | 0 | 0 | 0 | 0 | 0 | 0 | 8668466.2984 | 0 | 0 | 0 | 0 | 0 | 0 | 213.2993 | 0 | 0 | 0 | 0 | 0 | 0 | 0 | 0 | 22097.017 | 0 | 0
2016-12-03 16:00 | 0 | 0 | 0 | 0 | 0 | 500718.3434 | 436892 | 0 | 0 | 0 | 41516.0271 | 0 | 426.5986 | 0 | 0 | 0 | 0 | 0 | 0 | 0 | 8686109.2382 | 0 | 0 | 0 | 0 | 41516.0271 | 0 | 213.2993 | 0 | 0 | 0 | 0 | 0 | 0 | 0 | 0 | 22097.017 | 0 | 0
2016-12-03 17:00 | 0 | 0 | 0 | 0 | 176891.6907 | 523969.5691 | 433208 | 0 | 0 | 0 | 287072.2698 | 0 | 426.5986 | 0 | 0 | 0 | 0 | 0 | 0 | 0 | 8703752.1074 | 0 | 0 | 0 | 0 | 245556.2427 | 0 | 0 | 0 | 0 | 0 | 0 | 0 | 0 | 0 | 0 | 22097.017 | 0 | 0
2016-12-03 18:00 | 0 | 0 | 0 | 0 | 196153.0882 | 500059.4708 | 428346 | 0 | 0 | 0 | 532628.5124 | 0 | 639.8979 | 0 | 0 | 0 | 0 | 0 | 0 | 0 | 8721394.906 | 0 | 0 | 0 | 0 | 245556.2427 | 0 | 213.2993 | 0 | 0 | 0 | 0 | 0 | 0 | 0 | 0 | 22097.017 | 0 | 0
2016-12-03 19:00 | 0 | 0 | 0 | 0 | 209350.4144 | 483723.1446 | 425207 | 0 | 0 | 0 | 778184.7551 | 0 | 853.1972 | 0 | 0 | 0 | 0 | 0 | 0 | 0 | 8739037.6341 | 0 | 0 | 0 | 0 | 245556.2427 | 0 | 213.2993 | 0 | 0 | 0 | 0 | 0 | 0 | 0 | 0 | 22097.017 | 0 | 0
2016-12-03 20:00 | 0 | 0 | 0 | 0 | 0 | 495188.961 | 424515 | 0 | 0 | 0 | 826548.3998 | 0 | 1066.4965 | 0 | 0 | 0 | 0 | 0 | 0 | 0 | 8756680.2916 | 0 | 0 | 0 | 0 | 48363.6446 | 0 | 213.2993 | 0 | 0 | 0 | 0 | 0 | 0 | 0 | 0 | 22097.017 | 0 | 0
2016-12-03 21:00 | 0 | 0 | 0 | 0 | 0 | 517504.8304 | 429335 | 0 | 0 | 0 | 892407.9138 | 0 | 1279.7958 | 0 | 0 | 0 | 0 | 0 | 0 | 0 | 8774322.8785 | 0 | 0 | 0 | 0 | 65859.5141 | 0 | 213.2993 | 0 | 0 | 0 | 0 | 0 | 0 | 0 | 0 | 22097.017 | 0 | 0
2016-12-03 22:00 | 0 | 0 | 0 | 0 | 235561.6011 | 478161.9579 | 445857 | 0 | 0 | 0 | 1137964.1565 | 0 | 1493.0951 | 0 | 0 | 0 | 0 | 0 | 0 | 0 | 8791965.3948 | 0 | 0 | 0 | 0 | 245556.2427 | 0 | 213.2993 | 0 | 0 | 0 | 0 | 0 | 0 | 0 | 0 | 22097.017 | 0 | 0
2016-12-03 23:00 | 0 | 0 | 0 | 0 | 295125.681 | 224384.6189 | 456957 | 0 | 0 | 0 | 1178207.1401 | 0 | 1706.3944 | 0 | 0 | 0 | 0 | 0 | 0 | 0 | 8809607.8406 | 0 | 0 | 0 | 0 | 40242.9836 | 0 | 213.2993 | 0 | 0 | 0 | 0 | 0 | 0 | 0 | 0 | 22097.017 | 0 | 0
2016-12-04 | 0 | 0 | 0 | 0 | 232563.6728 | 3416.4009 | 459226 | 0 | 0 | 0 | 932650.8974 | 0 | 1919.6937 | 0 | 0 | 0 | 0 | 0 | 0 | 0 | 8827250.2158 | 0 | 0 | 0 | 0 | -245556.2427 | 0 | 213.2993 | 0 | 0 | 0 | 0 | 0 | 0 | 0 | 0 | 22097.017 | 0 | 0
2016-12-04 01:00 | 0 | 0 | 0 | 0 | 408300.1541 | 0 | 457461 | 0 | 0 | 0 | 861179.7352 | 0 | 2132.993 | 0 | 0 | 0 | 0 | 0 | 0 | 0 | 8844892.5204 | 0 | 0 | 0 | 0 | -71471.1623 | 0 | 213.2993 | 0 | 0 | 0 | 0 | 0 | 0 | 0 | 0 | 22097.017 | 0 | 0
2016-12-04 02:00 | 0 | 0 | 0 | 0 | 403197.4783 | 0 | 448462 | 0 | 0 | 0 | 793604.8971 | 0 | 2346.2923 | 0 | 0 | 0 | 0 | 0 | 0 | 0 | 8862534.7545 | 0 | 0 | 0 | 0 | -67574.838 | 0 | 213.2993 | 0 | 0 | 0 | 0 | 0 | 0 | 0 | 0 | 22097.017 | 0 | 0
2016-12-04 03:00 | 0 | 0 | 0 | 0 | 402955.1309 | 0 | 434284 | 0 | 0 | 0 | 739965.7117 | 0 | 2559.5916 | 0 | 0 | 0 | 0 | 0 | 0 | 0 | 8880176.918 | 0 | 0 | 0 | 0 | -53639.1854 | 0 | 213.2993 | 0 | 0 | 0 | 0 | 0 | 0 | 0 | 0 | 22097.017 | 0 | 0
2016-12-04 04:00 | 0 | 0 | 0 | 0 | 193571.0737 | 0 | 416817 | 0 | 0 | 0 | 494409.469 | 0 | 2772.8909 | 0 | 0 | 0 | 0 | 0 | 0 | 0 | 8897819.0109 | 0 | 0 | 0 | 0 | -245556.2427 | 0 | 213.2993 | 0 | 0 | 0 | 0 | 0 | 0 | 0 | 0 | 22097.017 | 0 | 0
2016-12-04 05:00 | 0 | 0 | 0 | 0 | 176376.7744 | 0 | 399836 | 0 | 0 | 0 | 248853.2263 | 0 | 2772.8909 | 0 | 0 | 0 | 0 | 0 | 0 | 0 | 8915461.0333 | 0 | 0 | 0 | 0 | -245556.2427 | 0 | 0 | 0 | 0 | 0 | 0 | 0 | 0 | 0 | 0 | 22097.017 | 0 | 0
2016-12-04 06:00 | 0 | 0 | 0 | 0 | 420336.2715 | 0 | 384940 | 0 | 0 | 0 | 261939.1815 | 0 | 2986.1902 | 0 | 0 | 0 | 0 | 0 | 0 | 0 | 8933102.9851 | 0 | 0 | 0 | 0 | 13085.9552 | 0 | 213.2993 | 0 | 0 | 0 | 0 | 0 | 0 | 0 | 0 | 22097.017 | 0 | 0
2016-12-04 07:00 | 0 | 0 | 0 | 0 | 422574.8663 | 0 | 373882 | 0 | 0 | 0 | 288321.7314 | 0 | 3199.4894 | 0 | 0 | 0 | 0 | 0 | 0 | 0 | 8950744.8663 | 0 | 0 | 0 | 0 | 26382.55 | 0 | 213.2993 | 0 | 0 | 0 | 0 | 0 | 0 | 0 | 0 | 22097.017 | 0 | 0
2016-12-04 08:00 | 0 | 0 | 0 | 0 | 144339.0737 | 0 | 367585 | 0 | 0 | 0 | 42765.4888 | 0 | 3412.7887 | 0 | 0 | 0 | 0 | 0 | 0 | 0 | 8968386.677 | 0 | 0 | 0 | 0 | -245556.2427 | 0 | 213.2993 | 0 | 0 | 0 | 0 | 0 | 0 | 0 | 0 | 22097.017 | 0 | 0
2016-12-04 09:00 | 0 | 0 | 0 | 0 | 441224.6331 | 0 | 365589 | 0 | 0 | 0 | 96090.8055 | 0 | 3626.088 | 0 | 0 | 0 | 0 | 0 | 0 | 0 | 8986028.4171 | 0 | 0 | 0 | 0 | 53325.3168 | 0 | 213.2993 | 0 | 0 | 0 | 0 | 0 | 0 | 0 | 0 | 22097.017 | 0 | 0
2016-12-04 10:00 | 0 | 0 | 0 | 0 | 459875.0134 | 0 | 367383 | 0 | 0 | 0 | 166272.5026 | 0 | 3839.3873 | 0 | 0 | 0 | 0 | 0 | 0 | 0 | 9003670.0866 | 0 | 0 | 0 | 0 | 70181.6971 | 0 | 213.2993 | 0 | 0 | 0 | 0 | 0 | 0 | 0 | 0 | 22097.017 | 0 | 0
2016-12-04 11:00 | 0 | 0 | 0 | 0 | 476572.0564 | 0 | 374978 | 0 | 0 | 0 | 245556.2427 | 0 | 4052.6866 | 0 | 0 | 0 | 0 | 0 | 0 | 0 | 9021311.6855 | 0 | 0 | 0 | 0 | 79283.7401 | 0 | 213.2993 | 0 | 0 | 0 | 0 | 0 | 0 | 0 | 0 | 22097.017 | 0 | 0
2016-12-04 12:00 | 0 | 0 | 0 | 0 | 162259.0737 | 0 | 385505 | 0 | 0 | 0 | 0 | 0 | 4265.9859 | 0 | 0 | 0 | 0 | 0 | 0 | 0 | 9038953.2139 | 0 | 0 | 0 | 0 | -245556.2427 | 0 | 213.2993 | 0 | 0 | 0 | 0 | 0 | 0 | 0 | 0 | 22097.017 | 0 | 0
2016-12-04 13:00 | 0 | 0 | 0 | 0 | 478705.6007 | 0 | 400585 | 0 | 0 | 0 | 55810.2843 | 0 | 4479.2852 | 0 | 0 | 0 | 0 | 0 | 0 | 0 | 9056594.6718 | 0 | 0 | 0 | 0 | 55810.2843 | 0 | 213.2993 | 0 | 0 | 0 | 0 | 0 | 0 | 0 | 0 | 22097.017 | 0 | 0
2016-12-04 14:00 | 0 | 0 | 0 | 0 | 421331.4353 | 83528.2403 | 413990 | 0 | 0 | 0 | 124369.6437 | 0 | 4692.5845 | 0 | 0 | 0 | 0 | 0 | 0 | 0 | 9074236.059 | 0 | 0 | 0 | 0 | 68559.3593 | 0 | 213.2993 | 0 | 0 | 0 | 0 | 0 | 0 | 0 | 0 | 22097.017 | 0 | 0
2016-12-04 15:00 | 0 | 0 | 0 | 0 | 244749.784 | 444026.7751 | 420910 | 0 | 0 | 0 | 369925.8864 | 0 | 4905.8838 | 0 | 0 | 0 | 0 | 0 | 0 | 0 | 9091877.3757 | 0 | 0 | 0 | 0 | 245556.2427 | 0 | 213.2993 | 0 | 0 | 0 | 0 | 0 | 0 | 0 | 0 | 22097.017 | 0 | 0
2016-12-04 16:00 | 0 | 0 | 0 | 0 | 117432.974 | 574086.585 | 423653 | 0 | 0 | 0 | 615482.129 | 0 | 5119.1831 | 0 | 0 | 0 | 0 | 0 | 0 | 0 | 9109518.6218 | 0 | 0 | 0 | 0 | 245556.2427 | 0 | 213.2993 | 0 | 0 | 0 | 0 | 0 | 0 | 0 | 0 | 22097.017 | 0 | 0
2016-12-04 17:00 | 0 | 0 | 0 | 0 | 0 | 577777.2826 | 425473 | 0 | 0 | 0 | 745476.0953 | 0 | 5332.4824 | 0 | 0 | 0 | 0 | 0 | 0 | 0 | 9127159.7974 | 0 | 0 | 0 | 0 | 129993.9662 | 0 | 213.2993 | 0 | 0 | 0 | 0 | 0 | 0 | 0 | 0 | 22097.017 | 0 | 0
2016-12-04 18:00 | 0 | 0 | 0 | 0 | 145865.1551 | 548291.4039 | 426290 | 0 | 0 | 0 | 991032.338 | 0 | 5545.7817 | 0 | 0 | 0 | 0 | 0 | 0 | 0 | 9144800.9024 | 0 | 0 | 0 | 0 | 245556.2427 | 0 | 213.2993 | 0 | 0 | 0 | 0 | 0 | 0 | 0 | 0 | 22097.017 | 0 | 0
2016-12-04 19:00 | 0 | 0 | 0 | 0 | 0 | 529934.7814 | 425797 | 0 | 0 | 0 | 1072859.803 | 0 | 5759.081 | 0 | 0 | 0 | 0 | 0 | 0 | 0 | 9162441.9368 | 0 | 0 | 0 | 0 | 81827.465 | 0 | 213.2993 | 0 | 0 | 0 | 0 | 0 | 0 | 0 | 0 | 22097.017 | 0 | 0
2016-12-04 20:00 | 0 | 0 | 0 | 0 | 149066.9073 | 545000.6517 | 426201 | 0 | 0 | 0 | 1318416.0457 | 0 | 5972.3803 | 0 | 0 | 0 | 0 | 0 | 0 | 0 | 9180082.9007 | 0 | 0 | 0 | 0 | 245556.2427 | 0 | 213.2993 | 0 | 0 | 0 | 0 | 0 | 0 | 0 | 0 | 22097.017 | 0 | 0
2016-12-04 21:00 | 0 | 0 | 0 | 0 | 0 | 570290.0413 | 435167 | 0 | 0 | 0 | 1431442.0699 | 0 | 5972.3803 | 0 | 0 | 0 | 0 | 0 | 0 | 0 | 9197723.794 | 0 | 0 | 0 | 0 | 113026.0243 | 0 | 0 | 0 | 0 | 0 | 0 | 0 | 0 | 0 | 0 | 22097.017 | 0 | 0
2016-12-04 22:00 | 0 | 0 | 0 | 0 | 0 | 523439.3819 | 453288 | 0 | 0 | 0 | 1479283.1355 | 0 | 6185.6796 | 0 | 0 | 0 | 0 | 0 | 0 | 0 | 9215364.6167 | 0 | 0 | 0 | 0 | 47841.0655 | 0 | 213.2993 | 0 | 0 | 0 | 0 | 0 | 0 | 0 | 0 | 22097.017 | 0 | 0
2016-12-04 23:00 | 0 | 0 | 0 | 0 | 355221.3456 | 213942.7341 | 468054 | 0 | 0 | 0 | 1558296.1982 | 0 | 6185.6796 | 0 | 0 | 0 | 0 | 0 | 0 | 0 | 9233005.3689 | 0 | 0 | 0 | 0 | 79013.0627 | 0 | 0 | 0 | 0 | 0 | 0 | 0 | 0 | 0 | 0 | 22097.017 | 0 | 0
2016-12-05 | 0 | 0 | 0 | 0 | 249221.9598 | 2162.1139 | 474630 | 0 | 0 | 0 | 1312739.9555 | 0 | 6398.9789 | 0 | 0 | 0 | 0 | 0 | 0 | 0 | 9250646.0505 | 0 | 0 | 0 | 0 | -245556.2427 | 0 | 213.2993 | 0 | 0 | 0 | 0 | 0 | 0 | 0 | 0 | 22097.017 | 0 | 0
2016-12-05 01:00 | 0 | 0 | 0 | 0 | 511631.541 | 0 | 474565 | 0 | 0 | 0 | 1327709.4794 | 0 | 6398.9789 | 0 | 0 | 0 | 0 | 0 | 0 | 0 | 9268286.6616 | 0 | 0 | 0 | 0 | 14969.5239 | 0 | 0 | 0 | 0 | 0 | 0 | 0 | 0 | 0 | 0 | 22097.017 | 0 | 0
2016-12-05 02:00 | 0 | 0 | 0 | 0 | 239157.0737 | 0 | 462403 | 0 | 0 | 0 | 1082153.2367 | 0 | 6612.2782 | 0 | 0 | 0 | 0 | 0 | 0 | 0 | 9285927.2021 | 0 | 0 | 0 | 0 | -245556.2427 | 0 | 213.2993 | 0 | 0 | 0 | 0 | 0 | 0 | 0 | 0 | 22097.017 | 0 | 0
2016-12-05 03:00 | 0 | 0 | 0 | 0 | 566355.9161 | 0 | 442384 | 0 | 0 | 0 | 1183814.8364 | 0 | 6825.5775 | 0 | 0 | 0 | 0 | 0 | 0 | 0 | 9303567.672 | 0 | 0 | 0 | 0 | 101661.5997 | 0 | 213.2993 | 0 | 0 | 0 | 0 | 0 | 0 | 0 | 0 | 22097.017 | 0 | 0
2016-12-05 04:00 | 0 | 0 | 0 | 0 | 196892.0737 | 0 | 420138 | 0 | 0 | 0 | 938258.5937 | 0 | 7038.8768 | 0 | 0 | 0 | 0 | 0 | 0 | 0 | 9321208.0714 | 0 | 0 | 0 | 0 | -245556.2427 | 0 | 213.2993 | 0 | 0 | 0 | 0 | 0 | 0 | 0 | 0 | 22097.017 | 0 | 0
2016-12-05 05:00 | 0 | 0 | 0 | 0 | 575313.839 | 0 | 400445 | 0 | 0 | 0 | 1091030.4157 | 0 | 7038.8768 | 0 | 0 | 0 | 0 | 0 | 0 | 0 | 9338848.4002 | 0 | 0 | 0 | 0 | 152771.8219 | 0 | 0 | 0 | 0 | 0 | 0 | 0 | 0 | 0 | 0 | 22097.017 | 0 | 0
2016-12-05 06:00 | 0 | 0 | 0 | 0 | 162269.0737 | 0 | 385515 | 0 | 0 | 0 | 845474.173 | 0 | 7252.1761 | 0 | 0 | 0 | 0 | 0 | 0 | 0 | 9356488.6584 | 0 | 0 | 0 | 0 | -245556.2427 | 0 | 213.2993 | 0 | 0 | 0 | 0 | 0 | 0 | 0 | 0 | 22097.017 | 0 | 0
2016-12-05 07:00 | 0 | 0 | 0 | 0 | 579515.6963 | 0 | 376224 | 0 | 0 | 0 | 1026455.553 | 0 | 7465.4754 | 0 | 0 | 0 | 0 | 0 | 0 | 0 | 9374128.8461 | 0 | 0 | 0 | 0 | 180981.38 | 0 | 213.2993 | 0 | 0 | 0 | 0 | 0 | 0 | 0 | 0 | 22097.017 | 0 | 0
2016-12-05 08:00 | 0 | 0 | 0 | 0 | 149462.0737 | 0 | 372708 | 0 | 0 | 0 | 780899.3103 | 0 | 7678.7747 | 0 | 0 | 0 | 0 | 0 | 0 | 0 | 9391768.9632 | 0 | 0 | 0 | 0 | -245556.2427 | 0 | 213.2993 | 0 | 0 | 0 | 0 | 0 | 0 | 0 | 0 | 22097.017 | 0 | 0
2016-12-05 09:00 | 0 | 0 | 0 | 0 | 569678.2303 | 0 | 376676 | 0 | 0 | 0 | 951591.2242 | 0 | 7892.074 | 0 | 0 | 0 | 0 | 0 | 0 | 0 | 9409409.0098 | 0 | 0 | 0 | 0 | 170691.914 | 0 | 213.2993 | 0 | 0 | 0 | 0 | 0 | 0 | 0 | 0 | 22097.017 | 0 | 0
2016-12-05 10:00 | 0 | 0 | 0 | 0 | 167161.0737 | 0 | 390407 | 0 | 0 | 0 | 706034.9816 | 0 | 8105.3733 | 0 | 0 | 0 | 0 | 0 | 0 | 0 | 9427048.9858 | 0 | 0 | 0 | 0 | -245556.2427 | 0 | 213.2993 | 0 | 0 | 0 | 0 | 0 | 0 | 0 | 0 | 22097.017 | 0 | 0
2016-12-05 11:00 | 0 | 0 | 0 | 0 | 557453.9883 | 0 | 421183 | 0 | 0 | 0 | 819995.6535 | 0 | 8318.6726 | 0 | 0 | 0 | 0 | 0 | 0 | 0 | 9444688.8912 | 0 | 0 | 0 | 0 | 113960.6719 | 0 | 213.2993 | 0 | 0 | 0 | 0 | 0 | 0 | 0 | 0 | 22097.017 | 0 | 0
2016-12-05 12:00 | 0 | 0 | 0 | 0 | 550757.3022 | 0 | 451832 | 0 | 0 | 0 | 896610.6394 | 0 | 8531.9719 | 0 | 0 | 0 | 0 | 0 | 0 | 0 | 9462328.7261 | 0 | 0 | 0 | 0 | 76614.9859 | 0 | 213.2993 | 0 | 0 | 0 | 0 | 0 | 0 | 0 | 0 | 22097.017 | 0 | 0
2016-12-05 13:00 | 0 | 0 | 0 | 0 | 243127.7744 | 0 | 466587 | 0 | 0 | 0 | 651054.3967 | 0 | 8531.9719 | 0 | 0 | 0 | 0 | 0 | 0 | 0 | 9479968.4904 | 0 | 0 | 0 | 0 | -245556.2427 | 0 | 0 | 0 | 0 | 0 | 0 | 0 | 0 | 0 | 0 | 22097.017 | 0 | 0
2016-12-05 14:00 | 0 | 0 | 0 | 0 | 506318.0877 | 85437.708 | 473979 | 0 | 0 | 0 | 746520.876 | 0 | 8745.2712 | 0 | 0 | 0 | 0 | 0 | 0 | 0 | 9497608.1842 | 0 | 0 | 0 | 0 | 95466.4793 | 0 | 213.2993 | 0 | 0 | 0 | 0 | 0 | 0 | 0 | 0 | 22097.017 | 0 | 0
2016-12-05 15:00 | 0 | 0 | 0 | 0 | 0 | 377715.9887 | 476630 | 0 | 0 | 0 | 625296.5484 | 0 | 8958.5705 | 0 | 0 | 0 | 0 | 0 | 0 | 0 | 9515247.8074 | 0 | 0 | 0 | 0 | -121224.3276 | 0 | 213.2993 | 0 | 0 | 0 | 0 | 0 | 0 | 0 | 0 | 22097.017 | 0 | 0
2016-12-05 16:00 | 0 | 0 | 0 | 0 | 0 | 514417.2532 | 473521 | 0 | 0 | 0 | 643882.4852 | 0 | 9171.8697 | 0 | 0 | 0 | 0 | 0 | 0 | 0 | 9532887.36 | 0 | 0 | 0 | 0 | 18585.9368 | 0 | 213.2993 | 0 | 0 | 0 | 0 | 0 | 0 | 0 | 0 | 22097.017 | 0 | 0
2016-12-05 17:00 | 0 | 0 | 0 | 0 | 0 | 537304.7322 | 469196 | 0 | 0 | 0 | 689680.9011 | 0 | 9385.169 | 0 | 0 | 0 | 0 | 0 | 0 | 0 | 9550526.8421 | 0 | 0 | 0 | 0 | 45798.4159 | 0 | 213.2993 | 0 | 0 | 0 | 0 | 0 | 0 | 0 | 0 | 22097.017 | 0 | 0
2016-12-05 18:00 | 0 | 0 | 0 | 0 | 214124.2066 | 518506.0531 | 464977 | 0 | 0 | 0 | 935237.1438 | 0 | 9385.169 | 0 | 0 | 0 | 0 | 0 | 0 | 0 | 9568166.2537 | 0 | 0 | 0 | 0 | 245556.2427 | 0 | 0 | 0 | 0 | 0 | 0 | 0 | 0 | 0 | 0 | 22097.017 | 0 | 0
2016-12-05 19:00 | 0 | 0 | 0 | 0 | 0 | 512774.8012 | 462140 | 0 | 0 | 0 | 963561.6286 | 0 | 9598.4683 | 0 | 0 | 0 | 0 | 0 | 0 | 0 | 9585805.5946 | 0 | 0 | 0 | 0 | 28324.4848 | 0 | 213.2993 | 0 | 0 | 0 | 0 | 0 | 0 | 0 | 0 | 22097.017 | 0 | 0
2016-12-05 20:00 | 0 | 0 | 0 | 0 | 0 | 533467.8383 | 460300 | 0 | 0 | 0 | 1014419.1505 | 0 | 9811.7676 | 0 | 0 | 0 | 0 | 0 | 0 | 0 | 9603444.8651 | 0 | 0 | 0 | 0 | 50857.522 | 0 | 213.2993 | 0 | 0 | 0 | 0 | 0 | 0 | 0 | 0 | 22097.017 | 0 | 0
2016-12-05 21:00 | 0 | 0 | 0 | 0 | 174948.0046 | 559303.5544 | 466385 | 0 | 0 | 0 | 1259975.3932 | 0 | 10025.0669 | 0 | 0 | 0 | 0 | 0 | 0 | 0 | 9621084.0649 | 0 | 0 | 0 | 0 | 245556.2427 | 0 | 213.2993 | 0 | 0 | 0 | 0 | 0 | 0 | 0 | 0 | 22097.017 | 0 | 0
2016-12-05 22:00 | 0 | 0 | 0 | 0 | 0 | 496770.8838 | 485100 | 0 | 0 | 0 | 1249335.9606 | 0 | 10238.3662 | 0 | 0 | 0 | 0 | 0 | 0 | 0 | 9638723.1942 | 0 | 0 | 0 | 0 | -10639.4326 | 0 | 213.2993 | 0 | 0 | 0 | 0 | 0 | 0 | 0 | 0 | 22097.017 | 0 | 0
2016-12-05 23:00 | 0 | 0 | 0 | 0 | 594584.8072 | 173502.7518 | 500221 | 0 | 0 | 0 | 1494892.2033 | 0 | 10451.6655 | 0 | 0 | 0 | 0 | 0 | 0 | 0 | 9656362.253 | 0 | 0 | 0 | 0 | 245556.2427 | 0 | 213.2993 | 0 | 0 | 0 | 0 | 0 | 0 | 0 | 0 | 22097.017 | 0 | 0
2016-12-06 | 0 | 0 | 0 | 0 | 280238.6611 | 2132.4126 | 505617 | 0 | 0 | 0 | 1249335.9606 | 0 | 10664.9648 | 0 | 0 | 0 | 0 | 0 | 0 | 0 | 9674001.2411 | 0 | 0 | 0 | 0 | -245556.2427 | 0 | 213.2993 | 0 | 0 | 0 | 0 | 0 | 0 | 0 | 0 | 22097.017 | 0 | 0
2016-12-06 01:00 | 0 | 0 | 0 | 0 | 765157.2297 | 0 | 503684 | 0 | 0 | 0 | 1488498.874 | 0 | 10878.2641 | 0 | 0 | 0 | 0 | 0 | 0 | 0 | 9691640.1588 | 0 | 0 | 0 | 0 | 239162.9134 | 0 | 213.2993 | 0 | 0 | 0 | 0 | 0 | 0 | 0 | 0 | 22097.017 | 0 | 0
2016-12-06 02:00 | 0 | 0 | 0 | 0 | 266440.7744 | 0 | 489900 | 0 | 0 | 0 | 1242942.6313 | 0 | 10878.2641 | 0 | 0 | 0 | 0 | 0 | 0 | 0 | 9709279.0059 | 0 | 0 | 0 | 0 | -245556.2427 | 0 | 0 | 0 | 0 | 0 | 0 | 0 | 0 | 0 | 0 | 22097.017 | 0 | 0
2016-12-06 03:00 | 0 | 0 | 0 | 0 | 722935.5611 | 0 | 466299 | 0 | 0 | 0 | 1477268.876 | 0 | 11091.5634 | 0 | 0 | 0 | 0 | 0 | 0 | 0 | 9726917.7824 | 0 | 0 | 0 | 0 | 234326.2447 | 0 | 213.2993 | 0 | 0 | 0 | 0 | 0 | 0 | 0 | 0 | 22097.017 | 0 | 0
2016-12-06 04:00 | 0 | 0 | 0 | 0 | 216507.0737 | 0 | 439753 | 0 | 0 | 0 | 1231712.6333 | 0 | 11304.8627 | 0 | 0 | 0 | 0 | 0 | 0 | 0 | 9744556.4883 | 0 | 0 | 0 | 0 | -245556.2427 | 0 | 213.2993 | 0 | 0 | 0 | 0 | 0 | 0 | 0 | 0 | 22097.017 | 0 | 0
2016-12-06 05:00 | 0 | 0 | 0 | 0 | 193079.0737 | 0 | 416325 | 0 | 0 | 0 | 986156.3906 | 0 | 11518.162 | 0 | 0 | 0 | 0 | 0 | 0 | 0 | 9762195.1237 | 0 | 0 | 0 | 0 | -245556.2427 | 0 | 213.2993 | 0 | 0 | 0 | 0 | 0 | 0 | 0 | 0 | 22097.017 | 0 | 0
2016-12-06 06:00 | 0 | 0 | 0 | 0 | 175450.7744 | 0 | 398910 | 0 | 0 | 0 | 740600.148 | 0 | 11518.162 | 0 | 0 | 0 | 0 | 0 | 0 | 0 | 9779833.6886 | 0 | 0 | 0 | 0 | -245556.2427 | 0 | 0 | 0 | 0 | 0 | 0 | 0 | 0 | 0 | 0 | 22097.017 | 0 | 0
2016-12-06 07:00 | 0 | 0 | 0 | 0 | 656508.559 | 0 | 388642 | 0 | 0 | 0 | 986156.3906 | 0 | 11731.4613 | 0 | 0 | 0 | 0 | 0 | 0 | 0 | 9797472.1829 | 0 | 0 | 0 | 0 | 245556.2427 | 0 | 213.2993 | 0 | 0 | 0 | 0 | 0 | 0 | 0 | 0 | 22097.017 | 0 | 0
2016-12-06 08:00 | 0 | 0 | 0 | 0 | 160302.0737 | 0 | 383548 | 0 | 0 | 0 | 740600.148 | 0 | 11944.7606 | 0 | 0 | 0 | 0 | 0 | 0 | 0 | 9815110.6067 | 0 | 0 | 0 | 0 | -245556.2427 | 0 | 213.2993 | 0 | 0 | 0 | 0 | 0 | 0 | 0 | 0 | 22097.017 | 0 | 0
2016-12-06 09:00 | 0 | 0 | 0 | 0 | 653775.559 | 0 | 385909 | 0 | 0 | 0 | 986156.3906 | 0 | 12158.0599 | 0 | 0 | 0 | 0 | 0 | 0 | 0 | 9832748.9599 | 0 | 0 | 0 | 0 | 245556.2427 | 0 | 213.2993 | 0 | 0 | 0 | 0 | 0 | 0 | 0 | 0 | 22097.017 | 0 | 0
2016-12-06 10:00 | 0 | 0 | 0 | 0 | 176118.0737 | 0 | 399364 | 0 | 0 | 0 | 740600.148 | 0 | 12371.3592 | 0 | 0 | 0 | 0 | 0 | 0 | 0 | 9850387.2425 | 0 | 0 | 0 | 0 | -245556.2427 | 0 | 213.2993 | 0 | 0 | 0 | 0 | 0 | 0 | 0 | 0 | 22097.017 | 0 | 0
2016-12-06 11:00 | 0 | 0 | 0 | 0 | 696250.559 | 0 | 428384 | 0 | 0 | 0 | 986156.3906 | 0 | 12584.6585 | 0 | 0 | 0 | 0 | 0 | 0 | 0 | 9868025.4546 | 0 | 0 | 0 | 0 | 245556.2427 | 0 | 213.2993 | 0 | 0 | 0 | 0 | 0 | 0 | 0 | 0 | 22097.017 | 0 | 0
2016-12-06 12:00 | 0 | 0 | 0 | 0 | 234411.0737 | 0 | 457657 | 0 | 0 | 0 | 740600.148 | 0 | 12797.9578 | 0 | 0 | 0 | 0 | 0 | 0 | 0 | 9885663.5961 | 0 | 0 | 0 | 0 | -245556.2427 | 0 | 213.2993 | 0 | 0 | 0 | 0 | 0 | 0 | 0 | 0 | 22097.017 | 0 | 0
2016-12-06 13:00 | 0 | 0 | 0 | 0 | 697221.5003 | 0 | 470719 | 0 | 0 | 0 | 944792.3319 | 0 | 13011.2571 | 0 | 0 | 0 | 0 | 0 | 0 | 0 | 9903301.6671 | 0 | 0 | 0 | 0 | 204192.1839 | 0 | 213.2993 | 0 | 0 | 0 | 0 | 0 | 0 | 0 | 0 | 22097.017 | 0 | 0
2016-12-06 14:00 | 0 | 0 | 0 | 0 | 219077.366 | 35336.4084 | 477873 | 0 | 0 | 0 | 699236.0892 | 0 | 13011.2571 | 0 | 0 | 0 | 0 | 0 | 0 | 0 | 9920939.6675 | 0 | 0 | 0 | 0 | -245556.2427 | 0 | 0 | 0 | 0 | 0 | 0 | 0 | 0 | 0 | 0 | 22097.017 | 0 | 0
2016-12-06 15:00 | 0 | 0 | 0 | 0 | 475787.6043 | 272826.9547 | 480748 | 0 | 0 | 0 | 944792.3319 | 0 | 13224.5564 | 0 | 0 | 0 | 0 | 0 | 0 | 0 | 9938577.5974 | 0 | 0 | 0 | 0 | 245556.2427 | 0 | 213.2993 | 0 | 0 | 0 | 0 | 0 | 0 | 0 | 0 | 22097.017 | 0 | 0
2016-12-06 16:00 | 0 | 0 | 0 | 0 | 0 | 435028.8197 | 479528 | 0 | 0 | 0 | 877982.8353 | 0 | 13437.8557 | 0 | 0 | 0 | 0 | 0 | 0 | 0 | 9956215.4567 | 0 | 0 | 0 | 0 | -66809.4966 | 0 | 213.2993 | 0 | 0 | 0 | 0 | 0 | 0 | 0 | 0 | 22097.017 | 0 | 0
2016-12-06 17:00 | 0 | 0 | 0 | 0 | 264174.3542 | 479256.2049 | 475564 | 0 | 0 | 0 | 1123539.078 | 0 | 13651.155 | 0 | 0 | 0 | 0 | 0 | 0 | 0 | 9973853.2455 | 0 | 0 | 0 | 0 | 245556.2427 | 0 | 213.2993 | 0 | 0 | 0 | 0 | 0 | 0 | 0 | 0 | 22097.017 | 0 | 0
2016-12-06 18:00 | 0 | 0 | 0 | 0 | 272931.1562 | 467040.4028 | 472105 | 0 | 0 | 0 | 1369095.3207 | 0 | 13864.4543 | 0 | 0 | 0 | 0 | 0 | 0 | 0 | 9991490.9637 | 0 | 0 | 0 | 0 | 245556.2427 | 0 | 213.2993 | 0 | 0 | 0 | 0 | 0 | 0 | 0 | 0 | 22097.017 | 0 | 0
2016-12-06 19:00 | 0 | 0 | 0 | 0 | 0 | 451823.8201 | 469315 | 0 | 0 | 0 | 1329293.8244 | 0 | 14077.7536 | 0 | 0 | 0 | 0 | 0 | 0 | 0 | 10009128.6114 | 0 | 0 | 0 | 0 | -39801.4963 | 0 | 213.2993 | 0 | 0 | 0 | 0 | 0 | 0 | 0 | 0 | 22097.017 | 0 | 0
2016-12-06 20:00 | 0 | 0 | 0 | 0 | 285081.1308 | 451612.4282 | 468827 | 0 | 0 | 0 | 1574850.0671 | 0 | 14291.0529 | 0 | 0 | 0 | 0 | 0 | 0 | 0 | 10026766.1885 | 0 | 0 | 0 | 0 | 245556.2427 | 0 | 213.2993 | 0 | 0 | 0 | 0 | 0 | 0 | 0 | 0 | 22097.017 | 0 | 0
2016-12-06 21:00 | 0 | 0 | 0 | 0 | 297042.8689 | 445695.6901 | 474872 | 0 | 0 | 0 | 1820406.3098 | 0 | 14504.3522 | 0 | 0 | 0 | 0 | 0 | 0 | 0 | 10044403.6951 | 0 | 0 | 0 | 0 | 245556.2427 | 0 | 213.2993 | 0 | 0 | 0 | 0 | 0 | 0 | 0 | 0 | 22097.017 | 0 | 0
2016-12-06 22:00 | 0 | 0 | 0 | 0 | 0 | 382401.8681 | 489968 | 0 | 0 | 0 | 1690529.8615 | 0 | 14717.6515 | 0 | 0 | 0 | 0 | 0 | 0 | 0 | 10062041.1311 | 0 | 0 | 0 | 0 | -129876.4482 | 0 | 213.2993 | 0 | 0 | 0 | 0 | 0 | 0 | 0 | 0 | 22097.017 | 0 | 0
2016-12-06 23:00 | 0 | 0 | 0 | 0 | 344454.5476 | 172974.7772 | 503644 | 0 | 0 | 0 | 1682004.87 | 0 | 14930.9508 | 0 | 0 | 0 | 0 | 0 | 0 | 0 | 10079678.4966 | 0 | 0 | 0 | 0 | -8524.9915 | 0 | 213.2993 | 0 | 0 | 0 | 0 | 0 | 0 | 0 | 0 | 22097.017 | 0 | 0
2016-12-07 | 0 | 0 | 0 | 0 | 284240.3066 | 1825.7671 | 509312 | 0 | 0 | 0 | 1436448.6273 | 0 | 15144.25 | 0 | 0 | 0 | 0 | 0 | 0 | 0 | 10097315.7915 | 0 | 0 | 0 | 0 | -245556.2427 | 0 | 213.2993 | 0 | 0 | 0 | 0 | 0 | 0 | 0 | 0 | 22097.017 | 0 | 0
2016-12-07 01:00 | 0 | 0 | 0 | 0 | 284007.0737 | 0 | 507253 | 0 | 0 | 0 | 1190892.3846 | 0 | 15357.5493 | 0 | 0 | 0 | 0 | 0 | 0 | 0 | 10114953.0159 | 0 | 0 | 0 | 0 | -245556.2427 | 0 | 213.2993 | 0 | 0 | 0 | 0 | 0 | 0 | 0 | 0 | 22097.017 | 0 | 0
2016-12-07 02:00 | 0 | 0 | 0 | 0 | 523823.4785 | 0 | 494187 | 0 | 0 | 0 | 1198218.5468 | 0 | 15570.8486 | 0 | 0 | 0 | 0 | 0 | 0 | 0 | 10132590.1697 | 0 | 0 | 0 | 0 | 7326.1622 | 0 | 213.2993 | 0 | 0 | 0 | 0 | 0 | 0 | 0 | 0 | 22097.017 | 0 | 0
2016-12-07 03:00 | 0 | 0 | 0 | 0 | 248027.7744 | 0 | 471487 | 0 | 0 | 0 | 952662.3041 | 0 | 15570.8486 | 0 | 0 | 0 | 0 | 0 | 0 | 0 | 10150227.253 | 0 | 0 | 0 | 0 | -245556.2427 | 0 | 0 | 0 | 0 | 0 | 0 | 0 | 0 | 0 | 0 | 22097.017 | 0 | 0
2016-12-07 04:00 | 0 | 0 | 0 | 0 | 524219.8156 | 0 | 447099 | 0 | 0 | 0 | 1007472.8034 | 0 | 15784.1479 | 0 | 0 | 0 | 0 | 0 | 0 | 0 | 10167864.2657 | 0 | 0 | 0 | 0 | 54810.4993 | 0 | 213.2993 | 0 | 0 | 0 | 0 | 0 | 0 | 0 | 0 | 22097.017 | 0 | 0
2016-12-07 05:00 | 0 | 0 | 0 | 0 | 525984.5793 | 0 | 425025 | 0 | 0 | 0 | 1086122.0663 | 0 | 15997.4472 | 0 | 0 | 0 | 0 | 0 | 0 | 0 | 10185501.2079 | 0 | 0 | 0 | 0 | 78649.2629 | 0 | 213.2993 | 0 | 0 | 0 | 0 | 0 | 0 | 0 | 0 | 22097.017 | 0 | 0
2016-12-07 06:00 | 0 | 0 | 0 | 0 | 184175.0737 | 0 | 407421 | 0 | 0 | 0 | 840565.8237 | 0 | 16210.7465 | 0 | 0 | 0 | 0 | 0 | 0 | 0 | 10203138.0795 | 0 | 0 | 0 | 0 | -245556.2427 | 0 | 213.2993 | 0 | 0 | 0 | 0 | 0 | 0 | 0 | 0 | 22097.017 | 0 | 0
2016-12-07 07:00 | 0 | 0 | 0 | 0 | 529636.4978 | 0 | 397029 | 0 | 0 | 0 | 951076.3044 | 0 | 16210.7465 | 0 | 0 | 0 | 0 | 0 | 0 | 0 | 10220774.8806 | 0 | 0 | 0 | 0 | 110510.4808 | 0 | 0 | 0 | 0 | 0 | 0 | 0 | 0 | 0 | 0 | 22097.017 | 0 | 0
2016-12-07 08:00 | 0 | 0 | 0 | 0 | 528721.2197 | 0 | 393111 | 0 | 0 | 0 | 1064376.2078 | 0 | 16424.0458 | 0 | 0 | 0 | 0 | 0 | 0 | 0 | 10238411.6112 | 0 | 0 | 0 | 0 | 113299.9034 | 0 | 213.2993 | 0 | 0 | 0 | 0 | 0 | 0 | 0 | 0 | 22097.017 | 0 | 0
2016-12-07 09:00 | 0 | 0 | 0 | 0 | 172381.0737 | 0 | 395627 | 0 | 0 | 0 | 818819.9651 | 0 | 16637.3451 | 0 | 0 | 0 | 0 | 0 | 0 | 0 | 10256048.2711 | 0 | 0 | 0 | 0 | -245556.2427 | 0 | 213.2993 | 0 | 0 | 0 | 0 | 0 | 0 | 0 | 0 | 22097.017 | 0 | 0
2016-12-07 10:00 | 0 | 0 | 0 | 0 | 532493.0088 | 0 | 408777 | 0 | 0 | 0 | 920225.6576 | 0 | 16850.6444 | 0 | 0 | 0 | 0 | 0 | 0 | 0 | 10273684.8606 | 0 | 0 | 0 | 0 | 101405.6925 | 0 | 213.2993 | 0 | 0 | 0 | 0 | 0 | 0 | 0 | 0 | 22097.017 | 0 | 0
2016-12-07 11:00 | 0 | 0 | 0 | 0 | 533730.7701 | 0 | 438605 | 0 | 0 | 0 | 993041.1114 | 0 | 17063.9437 | 0 | 0 | 0 | 0 | 0 | 0 | 0 | 10291321.3795 | 0 | 0 | 0 | 0 | 72815.4538 | 0 | 213.2993 | 0 | 0 | 0 | 0 | 0 | 0 | 0 | 0 | 22097.017 | 0 | 0
2016-12-07 12:00 | 0 | 0 | 0 | 0 | 245590.0737 | 0 | 468836 | 0 | 0 | 0 | 747484.8687 | 0 | 17277.243 | 0 | 0 | 0 | 0 | 0 | 0 | 0 | 10308957.8278 | 0 | 0 | 0 | 0 | -245556.2427 | 0 | 213.2993 | 0 | 0 | 0 | 0 | 0 | 0 | 0 | 0 | 22097.017 | 0 | 0
2016-12-07 13:00 | 0 | 0 | 0 | 0 | 527191.5949 | 0 | 480119 | 0 | 0 | 0 | 772247.1472 | 0 | 17490.5423 | 0 | 0 | 0 | 0 | 0 | 0 | 0 | 10326594.2056 | 0 | 0 | 0 | 0 | 24762.2785 | 0 | 213.2993 | 0 | 0 | 0 | 0 | 0 | 0 | 0 | 0 | 22097.017 | 0 | 0
2016-12-07 14:00 | 0 | 0 | 0 | 0 | 507919.1057 | 30932.1779 | 483620 | 0 | 0 | 0 | 805168.1145 | 0 | 17703.8416 | 0 | 0 | 0 | 0 | 0 | 0 | 0 | 10344230.5129 | 0 | 0 | 0 | 0 | 32920.9673 | 0 | 213.2993 | 0 | 0 | 0 | 0 | 0 | 0 | 0 | 0 | 22097.017 | 0 | 0
2016-12-07 15:00 | 0 | 0 | 0 | 0 | 446758.5449 | 303610.0141 | 482502 | 0 | 0 | 0 | 1050724.3572 | 0 | 17917.1409 | 0 | 0 | 0 | 0 | 0 | 0 | 0 | 10361866.7496 | 0 | 0 | 0 | 0 | 245556.2427 | 0 | 213.2993 | 0 | 0 | 0 | 0 | 0 | 0 | 0 | 0 | 22097.017 | 0 | 0
2016-12-07 16:00 | 0 | 0 | 0 | 0 | 0 | 459303.8248 | 477539 | 0 | 0 | 0 | 1010392.1649 | 0 | 17917.1409 | 0 | 0 | 0 | 0 | 0 | 0 | 0 | 10379502.9158 | 0 | 0 | 0 | 0 | -40332.1923 | 0 | 0 | 0 | 0 | 0 | 0 | 0 | 0 | 0 | 0 | 22097.017 | 0 | 0
2016-12-07 17:00 | 0 | 0 | 0 | 0 | 0 | 482472.7254 | 472931 | 0 | 0 | 0 | 997623.574 | 0 | 18130.4402 | 0 | 0 | 0 | 0 | 0 | 0 | 0 | 10397139.0114 | 0 | 0 | 0 | 0 | -12768.5909 | 0 | 213.2993 | 0 | 0 | 0 | 0 | 0 | 0 | 0 | 0 | 22097.017 | 0 | 0
2016-12-07 18:00 | 0 | 0 | 0 | 0 | 274652.0794 | 461760.4796 | 468546 | 0 | 0 | 0 | 1243179.8166 | 0 | 18343.7395 | 0 | 0 | 0 | 0 | 0 | 0 | 0 | 10414775.0365 | 0 | 0 | 0 | 0 | 245556.2427 | 0 | 213.2993 | 0 | 0 | 0 | 0 | 0 | 0 | 0 | 0 | 22097.017 | 0 | 0
2016-12-07 19:00 | 0 | 0 | 0 | 0 | 0 | 446593.2872 | 465826 | 0 | 0 | 0 | 1201636.7875 | 0 | 18557.0388 | 0 | 0 | 0 | 0 | 0 | 0 | 0 | 10432410.991 | 0 | 0 | 0 | 0 | -41543.0292 | 0 | 213.2993 | 0 | 0 | 0 | 0 | 0 | 0 | 0 | 0 | 22097.017 | 0 | 0
2016-12-07 20:00 | 0 | 0 | 0 | 0 | 0 | 449965.0491 | 464802 | 0 | 0 | 0 | 1164489.5202 | 0 | 18770.3381 | 0 | 0 | 0 | 0 | 0 | 0 | 0 | 10450046.875 | 0 | 0 | 0 | 0 | -37147.2673 | 0 | 213.2993 | 0 | 0 | 0 | 0 | 0 | 0 | 0 | 0 | 22097.017 | 0 | 0
2016-12-07 21:00 | 0 | 0 | 0 | 0 | 291837.3084 | 446593.2506 | 470564 | 0 | 0 | 0 | 1410045.7629 | 0 | 18983.6374 | 0 | 0 | 0 | 0 | 0 | 0 | 0 | 10467682.6885 | 0 | 0 | 0 | 0 | 245556.2427 | 0 | 213.2993 | 0 | 0 | 0 | 0 | 0 | 0 | 0 | 0 | 22097.017 | 0 | 0
2016-12-07 22:00 | 0 | 0 | 0 | 0 | 0 | 383016.7787 | 490794 | 0 | 0 | 0 | 1279958.2252 | 0 | 19196.9367 | 0 | 0 | 0 | 0 | 0 | 0 | 0 | 10485318.4314 | 0 | 0 | 0 | 0 | -130087.5377 | 0 | 213.2993 | 0 | 0 | 0 | 0 | 0 | 0 | 0 | 0 | 22097.017 | 0 | 0
2016-12-07 23:00 | 0 | 0 | 0 | 0 | 630714.4138 | 130913.6011 | 508905 | 0 | 0 | 0 | 1510370.9237 | 0 | 19410.236 | 0 | 0 | 0 | 0 | 0 | 0 | 0 | 10502954.1037 | 0 | 0 | 0 | 0 | 230412.6985 | 0 | 213.2993 | 0 | 0 | 0 | 0 | 0 | 0 | 0 | 0 | 22097.017 | 0 | 0
2016-12-08 | 0 | 0 | 0 | 0 | 627914.2258 | 1630.9612 | 515767 | 0 | 0 | 0 | 1601838.7945 | 0 | 19623.5353 | 0 | 0 | 0 | 0 | 0 | 0 | 0 | 10520589.7056 | 0 | 0 | 0 | 0 | 91467.8707 | 0 | 213.2993 | 0 | 0 | 0 | 0 | 0 | 0 | 0 | 0 | 22097.017 | 0 | 0
2016-12-08 01:00 | 0 | 0 | 0 | 0 | 623797.7821 | 0 | 515797 | 0 | 0 | 0 | 1687529.2602 | 0 | 19836.8346 | 0 | 0 | 0 | 0 | 0 | 0 | 0 | 10538225.2368 | 0 | 0 | 0 | 0 | 85690.4658 | 0 | 213.2993 | 0 | 0 | 0 | 0 | 0 | 0 | 0 | 0 | 22097.017 | 0 | 0
2016-12-08 02:00 | 0 | 0 | 0 | 0 | 280988.0737 | 0 | 504234 | 0 | 0 | 0 | 1441973.0176 | 0 | 20050.1339 | 0 | 0 | 0 | 0 | 0 | 0 | 0 | 10555860.6976 | 0 | 0 | 0 | 0 | -245556.2427 | 0 | 213.2993 | 0 | 0 | 0 | 0 | 0 | 0 | 0 | 0 | 22097.017 | 0 | 0
2016-12-08 03:00 | 0 | 0 | 0 | 0 | 596948.6877 | 0 | 483118 | 0 | 0 | 0 | 1533493.3889 | 0 | 20263.4332 | 0 | 0 | 0 | 0 | 0 | 0 | 0 | 10573496.0878 | 0 | 0 | 0 | 0 | 91520.3714 | 0 | 213.2993 | 0 | 0 | 0 | 0 | 0 | 0 | 0 | 0 | 22097.017 | 0 | 0
2016-12-08 04:00 | 0 | 0 | 0 | 0 | 579858.5186 | 0 | 458668 | 0 | 0 | 0 | 1632586.8904 | 0 | 20263.4332 | 0 | 0 | 0 | 0 | 0 | 0 | 0 | 10591131.4074 | 0 | 0 | 0 | 0 | 99093.5015 | 0 | 0 | 0 | 0 | 0 | 0 | 0 | 0 | 0 | 0 | 22097.017 | 0 | 0
2016-12-08 05:00 | 0 | 0 | 0 | 0 | 213127.0737 | 0 | 436373 | 0 | 0 | 0 | 1387030.6477 | 0 | 20476.7325 | 0 | 0 | 0 | 0 | 0 | 0 | 0 | 10608766.6565 | 0 | 0 | 0 | 0 | -245556.2427 | 0 | 213.2993 | 0 | 0 | 0 | 0 | 0 | 0 | 0 | 0 | 22097.017 | 0 | 0
2016-12-08 06:00 | 0 | 0 | 0 | 0 | 566832.3152 | 0 | 420643 | 0 | 0 | 0 | 1510909.6466 | 0 | 20690.0318 | 0 | 0 | 0 | 0 | 0 | 0 | 0 | 10626401.8351 | 0 | 0 | 0 | 0 | 123878.9988 | 0 | 213.2993 | 0 | 0 | 0 | 0 | 0 | 0 | 0 | 0 | 22097.017 | 0 | 0
2016-12-08 07:00 | 0 | 0 | 0 | 0 | 561209.0648 | 0 | 410867 | 0 | 0 | 0 | 1638941.3951 | 0 | 20903.3311 | 0 | 0 | 0 | 0 | 0 | 0 | 0 | 10644036.9431 | 0 | 0 | 0 | 0 | 128031.7485 | 0 | 213.2993 | 0 | 0 | 0 | 0 | 0 | 0 | 0 | 0 | 22097.017 | 0 | 0
2016-12-08 08:00 | 0 | 0 | 0 | 0 | 552271.8787 | 0 | 406984 | 0 | 0 | 0 | 1761918.9574 | 0 | 21116.6303 | 0 | 0 | 0 | 0 | 0 | 0 | 0 | 10661671.9806 | 0 | 0 | 0 | 0 | 122977.5623 | 0 | 213.2993 | 0 | 0 | 0 | 0 | 0 | 0 | 0 | 0 | 22097.017 | 0 | 0
2016-12-08 09:00 | 0 | 0 | 0 | 0 | 187442.0737 | 0 | 410688 | 0 | 0 | 0 | 1516362.7147 | 0 | 21329.9296 | 0 | 0 | 0 | 0 | 0 | 0 | 0 | 10679306.9476 | 0 | 0 | 0 | 0 | -245556.2427 | 0 | 213.2993 | 0 | 0 | 0 | 0 | 0 | 0 | 0 | 0 | 22097.017 | 0 | 0
2016-12-08 10:00 | 0 | 0 | 0 | 0 | 526696.1221 | 0 | 425576 | 0 | 0 | 0 | 1595172.5204 | 0 | 21543.2289 | 0 | 0 | 0 | 0 | 0 | 0 | 0 | 10696941.844 | 0 | 0 | 0 | 0 | 78809.8057 | 0 | 213.2993 | 0 | 0 | 0 | 0 | 0 | 0 | 0 | 0 | 22097.017 | 0 | 0
2016-12-08 11:00 | 0 | 0 | 0 | 0 | 511071.1363 | 0 | 455738 | 0 | 0 | 0 | 1628195.3404 | 0 | 21756.5282 | 0 | 0 | 0 | 0 | 0 | 0 | 0 | 10714576.6699 | 0 | 0 | 0 | 0 | 33022.82 | 0 | 213.2993 | 0 | 0 | 0 | 0 | 0 | 0 | 0 | 0 | 22097.017 | 0 | 0
2016-12-08 12:00 | 0 | 0 | 0 | 0 | 494082.5783 | 0 | 486601 | 0 | 0 | 0 | 1613366.6023 | 0 | 21969.8275 | 0 | 0 | 0 | 0 | 0 | 0 | 0 | 10732211.4252 | 0 | 0 | 0 | 0 | -14828.7381 | 0 | 213.2993 | 0 | 0 | 0 | 0 | 0 | 0 | 0 | 0 | 22097.017 | 0 | 0
2016-12-08 13:00 | 0 | 0 | 0 | 0 | 466570.5455 | 0 | 499919 | 0 | 0 | 0 | 1557707.8315 | 0 | 22183.1268 | 0 | 0 | 0 | 0 | 0 | 0 | 0 | 10749846.11 | 0 | 0 | 0 | 0 | -55658.7709 | 0 | 213.2993 | 0 | 0 | 0 | 0 | 0 | 0 | 0 | 0 | 22097.017 | 0 | 0
2016-12-08 14:00 | 0 | 0 | 0 | 0 | 454641.5483 | 35658.4036 | 505890 | 0 | 0 | 0 | 1519807.467 | 0 | 22396.4261 | 0 | 0 | 0 | 0 | 0 | 0 | 0 | 10767480.7242 | 0 | 0 | 0 | 0 | -37900.3645 | 0 | 213.2993 | 0 | 0 | 0 | 0 | 0 | 0 | 0 | 0 | 22097.017 | 0 | 0
2016-12-08 15:00 | 0 | 0 | 0 | 0 | 0 | 302549.0142 | 507576 | 0 | 0 | 0 | 1292608.6346 | 0 | 22471.2557 | 0 | 0 | 0 | 0 | 0 | 0 | 0 | 10785115.2679 | 0 | 0 | 0 | 0 | -227198.8324 | 0 | 74.8295 | 0 | 0 | 0 | 0 | 0 | 0 | 0 | 0 | 22097.017 | 0 | 0
2016-12-08 16:00 | 0 | 0 | 0 | 0 | 330868.481 | 441188.078 | 504190 | 0 | 0 | 0 | 1538164.8773 | 0 | 22684.555 | 0 | 0 | 0 | 0 | 0 | 0 | 0 | 10802749.7411 | 0 | 0 | 0 | 0 | 245556.2427 | 0 | 213.2993 | 0 | 0 | 0 | 0 | 0 | 0 | 0 | 0 | 22097.017 | 0 | 0
2016-12-08 17:00 | 0 | 0 | 0 | 0 | 296439.1694 | 471032.0903 | 499818 | 0 | 0 | 0 | 1783721.12 | 0 | 22684.555 | 0 | 0 | 0 | 0 | 0 | 0 | 0 | 10820384.1438 | 0 | 0 | 0 | 0 | 245556.2427 | 0 | 0 | 0 | 0 | 0 | 0 | 0 | 0 | 0 | 0 | 22097.017 | 0 | 0
2016-12-08 18:00 | 0 | 0 | 0 | 0 | 306146.2439 | 457908.3151 | 496188 | 0 | 0 | 0 | 2029277.3627 | 0 | 22897.8542 | 0 | 0 | 0 | 0 | 0 | 0 | 0 | 10838018.4759 | 0 | 0 | 0 | 0 | 245556.2427 | 0 | 213.2993 | 0 | 0 | 0 | 0 | 0 | 0 | 0 | 0 | 22097.017 | 0 | 0
2016-12-08 19:00 | 0 | 0 | 0 | 0 | 306882.0459 | 447352.5392 | 493982 | 0 | 0 | 0 | 2267219.6314 | 0 | 23111.1535 | 0 | 0 | 0 | 0 | 0 | 0 | 0 | 10855652.7374 | 0 | 0 | 0 | 0 | 237942.2687 | 0 | 213.2993 | 0 | 0 | 0 | 0 | 0 | 0 | 0 | 0 | 22097.017 | 0 | 0
2016-12-08 20:00 | 0 | 0 | 0 | 0 | 285893.3226 | 454929.434 | 492492 | 0 | 0 | 0 | 2493240.0717 | 0 | 23324.4528 | 0 | 0 | 0 | 0 | 0 | 0 | 0 | 10873286.9284 | 0 | 0 | 0 | 0 | 226020.4403 | 0 | 213.2993 | 0 | 0 | 0 | 0 | 0 | 0 | 0 | 0 | 22097.017 | 0 | 0
2016-12-08 21:00 | 0 | 0 | 0 | 0 | 260516.1132 | 460535.9296 | 500117 | 0 | 0 | 0 | 2691864.7981 | 0 | 23537.7521 | 0 | 0 | 0 | 0 | 0 | 0 | 0 | 10890921.0489 | 0 | 0 | 0 | 0 | 198624.7264 | 0 | 213.2993 | 0 | 0 | 0 | 0 | 0 | 0 | 0 | 0 | 22097.017 | 0 | 0
2016-12-08 22:00 | 0 | 0 | 0 | 0 | 227368.6824 | 391152.05 | 522102 | 0 | 0 | 0 | 2758564.9557 | 0 | 23537.7521 | 7621.5577 | 0 | 0 | 0 | 0 | 0 | 0 | 10908555.0989 | 0 | 0 | 0 | 0 | 66700.1576 | 0 | 0 | 0 | 7621.5577 | 0 | 0 | 0 | 0 | 0 | 0 | 22097.017 | 0 | 0
2016-12-08 23:00 | 0 | 0 | 0 | 0 | 222717.3571 | 145863.5891 | 540306 | 0 | 0 | 0 | 2707298.9525 | 0 | 22283.7504 | 7621.5577 | 0 | 0 | 0 | 0 | 0 | 0 | 10702985.5186 | 0 | 0 | 0 | 0 | -51266.0032 | 0 | 0 | 1254.0018 | 0 | 0 | 0 | 0 | 0 | 0 | 0 | 0 | 205525.9461 | 0
2016-12-09 | 0 | 0 | 0 | 0 | 224114.5641 | 898.9183 | 548078 | 0 | 0 | 0 | 2503439.4837 | 0 | 22283.7504 | 7621.5577 | 0 | 0 | 0 | 0 | 0 | 0 | 10497416.7605 | 0 | 0 | 0 | 0 | -203859.4688 | 0 | 0 | 0 | 0 | 0 | 0 | 0 | 0 | 0 | 0 | 0 | 205525.9461 | 0
2016-12-09 01:00 | 0 | 0 | 0 | 0 | 216126.0997 | 0 | 548669 | 0 | 0 | 0 | 2290101.6321 | 0 | 22283.7504 | 7621.5577 | 0 | 0 | 0 | 0 | 0 | 0 | 10291848.8247 | 0 | 0 | 0 | 0 | -213337.8516 | 0 | 0 | 0 | 0 | 0 | 0 | 0 | 0 | 0 | 0 | 0 | 205525.9461 | 0
2016-12-09 02:00 | 0 | 0 | 0 | 0 | 200803.273 | 0 | 537696 | 0 | 0 | 0 | 2072413.9539 | 0 | 22283.7504 | 7621.5577 | 0 | 0 | 0 | 0 | 0 | 0 | 10086281.7112 | 0 | 0 | 0 | 0 | -217687.6782 | 0 | 0 | 0 | 0 | 0 | 0 | 0 | 0 | 0 | 0 | 0 | 205525.9461 | 0
2016-12-09 03:00 | 0 | 0 | 0 | 0 | 187112.6198 | 0 | 516390 | 0 | 0 | 0 | 1862341.6224 | 0 | 22283.7504 | 7621.5577 | 0 | 0 | 0 | 0 | 0 | 0 | 9880715.42 | 0 | 0 | 0 | 0 | -210072.3315 | 0 | 0 | 0 | 0 | 0 | 0 | 0 | 0 | 0 | 0 | 0 | 205525.9461 | 0
2016-12-09 04:00 | 0 | 0 | 0 | 0 | 182890.2728 | 0 | 492244 | 0 | 0 | 0 | 1672192.9439 | 0 | 22283.7504 | 7621.5577 | 0 | 0 | 0 | 0 | 0 | 0 | 9675149.951 | 0 | 0 | 0 | 0 | -190148.6785 | 0 | 0 | 0 | 0 | 0 | 0 | 0 | 0 | 0 | 0 | 0 | 205525.9461 | 0
2016-12-09 05:00 | 0 | 0 | 0 | 0 | 185508.1357 | 0 | 472568 | 0 | 0 | 0 | 1504338.1284 | 0 | 22283.7504 | 7621.5577 | 0 | 0 | 0 | 0 | 0 | 0 | 9469585.3043 | 0 | 0 | 0 | 0 | -167854.8155 | 0 | 0 | 0 | 0 | 0 | 0 | 0 | 0 | 0 | 0 | 0 | 205525.9461 | 0
2016-12-09 06:00 | 0 | 0 | 0 | 0 | 192012.7389 | 0 | 457516 | 0 | 0 | 0 | 1358039.916 | 0 | 22283.7504 | 7621.5577 | 0 | 0 | 0 | 0 | 0 | 0 | 9264021.4798 | 0 | 0 | 0 | 0 | -146298.2123 | 0 | 0 | 0 | 0 | 0 | 0 | 0 | 0 | 0 | 0 | 0 | 205525.9461 | 0
2016-12-09 07:00 | 0 | 0 | 0 | 0 | 194275.1859 | 0 | 449077 | 0 | 0 | 0 | 1230064.7084 | 0 | 22283.7504 | 0 | 0 | 0 | 0 | 0 | 0 | 0 | 9058458.4776 | 0 | 0 | 0 | 0 | -127975.2076 | 0 | 0 | 0 | -7621.5577 | 0 | 0 | 0 | 0 | 0 | 0 | 0 | 205525.9461 | 0
2016-12-09 08:00 | 0 | 0 | 0 | 0 | 198107.0948 | 0 | 446304 | 0 | 0 | 0 | 1101072.852 | 0 | 22283.7504 | 0 | 0 | 0 | 0 | 0 | 0 | 0 | 8852896.2976 | 0 | 0 | 0 | 0 | -128991.8564 | 0 | 0 | 0 | 0 | 0 | 0 | 0 | 0 | 0 | 0 | 0 | 205525.9461 | 0
2016-12-09 09:00 | 0 | 0 | 0 | 0 | 196680.7688 | 0 | 449959 | 0 | 0 | 0 | 966999.6695 | 0 | 22283.7504 | 0 | 0 | 0 | 0 | 0 | 0 | 0 | 8647334.9399 | 0 | 0 | 0 | 0 | -134073.1825 | 0 | 0 | 0 | 0 | 0 | 0 | 0 | 0 | 0 | 0 | 0 | 205525.9461 | 0
2016-12-09 10:00 | 0 | 0 | 0 | 0 | 189800.5761 | 0 | 463778 | 0 | 0 | 0 | 812227.2943 | 0 | 22283.7504 | 0 | 0 | 0 | 0 | 0 | 0 | 0 | 8441774.4045 | 0 | 0 | 0 | 0 | -154772.3752 | 0 | 0 | 0 | 0 | 0 | 0 | 0 | 0 | 0 | 0 | 0 | 205525.9461 | 0
2016-12-09 11:00 | 0 | 0 | 0 | 0 | 183807.2592 | 0 | 495626 | 0 | 0 | 0 | 619613.6023 | 0 | 22283.7504 | 0 | 0 | 0 | 0 | 0 | 0 | 0 | 8236214.6913 | 0 | 0 | 0 | 0 | -192613.692 | 0 | 0 | 0 | 0 | 0 | 0 | 0 | 0 | 0 | 0 | 0 | 205525.9461 | 0
2016-12-09 12:00 | 0 | 0 | 0 | 0 | 177729.6256 | 0 | 525030 | 0 | 0 | 0 | 383896.719 | 0 | 22283.7504 | 7621.5577 | 0 | 0 | 0 | 0 | 0 | 0 | 8030655.8003 | 0 | 0 | 0 | 0 | -235716.8833 | 0 | 0 | 0 | 7621.5577 | 0 | 0 | 0 | 0 | 0 | 0 | 0 | 205525.9461 | 0
2016-12-09 13:00 | 0 | 0 | 0 | 0 | 174436.8746 | 0 | 533803 | 0 | 0 | 0 | 151357.2 | 0 | 22283.7504 | 0 | 0 | 0 | 0 | 0 | 0 | 0 | 7825097.7316 | 0 | 0 | 0 | 0 | -232539.519 | 0 | 0 | 0 | -7621.5577 | 0 | 0 | 0 | 0 | 0 | 0 | 0 | 205525.9461 | 0
2016-12-09 14:00 | 0 | 0 | 0 | 0 | 167738.5806 | 72759.4203 | 533344 | 0 | 0 | 0 | 0 | 0 | 0 | 0 | 0 | 0 | 0 | 0 | 0 | 0 | 7619540.485 | 0 | 0 | 0 | 0 | -151357.2 | 0 | 0 | 22283.7504 | 0 | 0 | 0 | 0 | 0 | 0 | 0 | 0 | 205525.9461 | 0
2016-12-09 15:00 | 0 | 0 | 0 | 0 | 179322.6532 | 328318.842 | 528271 | 0 | 0 | 0 | 98362.2447 | 0 | 213.2993 | 0 | 0 | 0 | 0 | 0 | 0 | 0 | 7413984.0608 | 0 | 0 | 0 | 0 | 98362.2447 | 0 | 213.2993 | 0 | 0 | 0 | 0 | 0 | 0 | 0 | 0 | 0 | 205525.9461 | 0
2016-12-09 16:00 | 0 | 0 | 0 | 0 | 177925.5723 | 439960.933 | 518734 | 0 | 0 | 0 | 316506.4995 | 0 | 426.5986 | 0 | 0 | 0 | 0 | 0 | 0 | 0 | 7208428.4587 | 0 | 0 | 0 | 0 | 218144.2547 | 0 | 213.2993 | 0 | 0 | 0 | 0 | 0 | 0 | 0 | 0 | 0 | 205525.9461 | 0
2016-12-09 17:00 | 0 | 0 | 0 | 0 | 168641.3909 | 459630.587 | 508481 | 0 | 0 | 0 | 555289.2269 | 0 | 639.8979 | 0 | 0 | 0 | 0 | 0 | 0 | 0 | 7002873.6789 | 0 | 0 | 0 | 0 | 238782.7274 | 0 | 213.2993 | 0 | 0 | 0 | 0 | 0 | 0 | 0 | 0 | 0 | 205525.9461 | 0
2016-12-09 18:00 | 0 | 0 | 0 | 0 | 162694.8785 | 452913.5964 | 499720 | 0 | 0 | 0 | 790169.4512 | 0 | 853.1972 | 0 | 0 | 0 | 0 | 0 | 0 | 0 | 6797319.7213 | 0 | 0 | 0 | 0 | 234880.2244 | 0 | 213.2993 | 0 | 0 | 0 | 0 | 0 | 0 | 0 | 0 | 0 | 205525.9461 | 0
2016-12-09 19:00 | 0 | 0 | 0 | 0 | 155934.1891 | 457732.3591 | 493059 | 0 | 0 | 0 | 1029768.7489 | 0 | 1066.4965 | 0 | 0 | 0 | 0 | 0 | 0 | 0 | 6591766.5859 | 0 | 0 | 0 | 0 | 239599.2977 | 0 | 213.2993 | 0 | 0 | 0 | 0 | 0 | 0 | 0 | 0 | 0 | 205525.9461 | 0
2016-12-09 20:00 | 0 | 0 | 0 | 0 | 146857.1735 | 477311.8774 | 489983 | 0 | 0 | 0 | 1275324.9916 | 0 | 1279.7958 | 7621.5577 | 0 | 0 | 0 | 0 | 0 | 0 | 6386214.2727 | 0 | 0 | 0 | 0 | 245556.2427 | 0 | 213.2993 | 0 | 7621.5577 | 0 | 0 | 0 | 0 | 0 | 0 | 0 | 205525.9461 | 0
2016-12-09 21:00 | 0 | 0 | 0 | 0 | 131528.2883 | 482978.5634 | 497648 | 0 | 0 | 0 | 1518797.1504 | 0 | 1493.0951 | 0 | 0 | 0 | 0 | 0 | 0 | 0 | 6180662.7817 | 0 | 0 | 0 | 0 | 243472.1588 | 0 | 213.2993 | 0 | -7621.5577 | 0 | 0 | 0 | 0 | 0 | 0 | 0 | 205525.9461 | 0
2016-12-09 22:00 | 0 | 0 | 0 | 0 | 134553.4169 | 413013.292 | 518119 | 0 | 0 | 0 | 1667236.6089 | 0 | 1706.3944 | 0 | 0 | 0 | 0 | 0 | 0 | 0 | 5975112.1129 | 0 | 0 | 0 | 0 | 148439.4584 | 0 | 213.2993 | 0 | 0 | 0 | 0 | 0 | 0 | 0 | 0 | 0 | 205525.9461 | 0
2016-12-09 23:00 | 0 | 0 | 0 | 0 | 210029.2999 | 136806.576 | 534333 | 0 | 0 | 0 | 1591322.9757 | 0 | 1706.3944 | 7621.5577 | 0 | 0 | 0 | 0 | 0 | 0 | 5769562.2664 | 0 | 0 | 0 | 0 | -75913.6331 | 0 | 0 | 0 | 7621.5577 | 0 | 0 | 0 | 0 | 0 | 0 | 0 | 205525.9461 | 0
2016-12-10 | 0 | 0 | 0 | 0 | 273997.0711 | 1637.6484 | 539440 | 0 | 0 | 0 | 1446509.4446 | 0 | 1919.6937 | 7621.5577 | 0 | 0 | 0 | 0 | 0 | 0 | 5564013.242 | 0 | 0 | 0 | 0 | -144813.5311 | 0 | 213.2993 | 0 | 0 | 0 | 0 | 0 | 0 | 0 | 0 | 0 | 205525.9461 | 0
2016-12-10 01:00 | 0 | 0 | 0 | 0 | 295730.6232 | 0 | 539358 | 0 | 0 | 0 | 1321873.8173 | 0 | 2132.993 | 7621.5577 | 0 | 0 | 0 | 0 | 0 | 0 | 5358465.0398 | 0 | 0 | 0 | 0 | -124635.6273 | 0 | 213.2993 | 0 | 0 | 0 | 0 | 0 | 0 | 0 | 0 | 0 | 205525.9461 | 0
2016-12-10 02:00 | 0 | 0 | 0 | 0 | 294127.5246 | 0 | 531113 | 0 | 0 | 0 | 1204093.3907 | 0 | 2132.993 | 7621.5577 | 0 | 0 | 0 | 0 | 0 | 0 | 5152917.6599 | 0 | 0 | 0 | 0 | -117780.4266 | 0 | 0 | 0 | 0 | 0 | 0 | 0 | 0 | 0 | 0 | 0 | 205525.9461 | 0
2016-12-10 03:00 | 0 | 0 | 0 | 0 | 285347.1157 | 0 | 515810 | 0 | 0 | 0 | 1092622.2558 | 0 | 2346.2923 | 7621.5577 | 0 | 0 | 0 | 0 | 0 | 0 | 4947371.1021 | 0 | 0 | 0 | 0 | -111471.1349 | 0 | 213.2993 | 0 | 0 | 0 | 0 | 0 | 0 | 0 | 0 | 0 | 205525.9461 | 0
2016-12-10 04:00 | 0 | 0 | 0 | 0 | 273941.7139 | 0 | 495884 | 0 | 0 | 0 | 989671.7192 | 0 | 2559.5916 | 7621.5577 | 0 | 0 | 0 | 0 | 0 | 0 | 4741825.3665 | 0 | 0 | 0 | 0 | -102950.5366 | 0 | 213.2993 | 0 | 0 | 0 | 0 | 0 | 0 | 0 | 0 | 0 | 205525.9461 | 0
2016-12-10 05:00 | 0 | 0 | 0 | 0 | 258953.9278 | 0 | 477552 | 0 | 0 | 0 | 890278.6957 | 0 | 2559.5916 | 7621.5577 | 0 | 0 | 0 | 0 | 0 | 0 | 4536280.4531 | 0 | 0 | 0 | 0 | -99393.0235 | 0 | 0 | 0 | 0 | 0 | 0 | 0 | 0 | 0 | 0 | 0 | 205525.9461 | 0
2016-12-10 06:00 | 0 | 0 | 0 | 0 | 244236.3133 | 0 | 463945 | 0 | 0 | 0 | 789561.7585 | 0 | 2772.8909 | 7621.5577 | 0 | 0 | 0 | 0 | 0 | 0 | 4330736.3618 | 0 | 0 | 0 | 0 | -100716.9372 | 0 | 213.2993 | 0 | 0 | 0 | 0 | 0 | 0 | 0 | 0 | 0 | 205525.9461 | 0
2016-12-10 07:00 | 0 | 0 | 0 | 0 | 232078.2212 | 0 | 454895 | 0 | 0 | 0 | 685736.7292 | 0 | 2986.1902 | 7621.5577 | 0 | 0 | 0 | 0 | 0 | 0 | 4125193.0928 | 0 | 0 | 0 | 0 | -103825.0293 | 0 | 213.2993 | 0 | 0 | 0 | 0 | 0 | 0 | 0 | 0 | 0 | 205525.9461 | 0
2016-12-10 08:00 | 0 | 0 | 0 | 0 | 224684.3614 | 0 | 449580 | 0 | 0 | 0 | 580046.1393 | 0 | 2986.1902 | 7621.5577 | 0 | 0 | 0 | 0 | 0 | 0 | 3919650.6459 | 0 | 0 | 0 | 0 | -105690.5899 | 0 | 0 | 0 | 0 | 0 | 0 | 0 | 0 | 0 | 0 | 0 | 205525.9461 | 0
2016-12-10 09:00 | 0 | 0 | 0 | 0 | 224579.944 | 0 | 450270 | 0 | 0 | 0 | 473347.8327 | 0 | 3199.4894 | 7621.5577 | 0 | 0 | 0 | 0 | 0 | 0 | 3714109.0211 | 0 | 0 | 0 | 0 | -106698.3066 | 0 | 213.2993 | 0 | 0 | 0 | 0 | 0 | 0 | 0 | 0 | 0 | 205525.9461 | 0
2016-12-10 10:00 | 0 | 0 | 0 | 0 | 230138.2014 | 0 | 455532 | 0 | 0 | 0 | 366945.7835 | 0 | 3412.7887 | 7621.5577 | 0 | 0 | 0 | 0 | 0 | 0 | 3508568.2186 | 0 | 0 | 0 | 0 | -106402.0492 | 0 | 213.2993 | 0 | 0 | 0 | 0 | 0 | 0 | 0 | 0 | 0 | 205525.9461 | 0
2016-12-10 11:00 | 0 | 0 | 0 | 0 | 241024.7576 | 0 | 468218 | 0 | 0 | 0 | 258957.5899 | 0 | 3412.7887 | 7621.5577 | 0 | 0 | 0 | 0 | 0 | 0 | 3303028.2382 | 0 | 0 | 0 | 0 | -107988.1936 | 0 | 0 | 0 | 0 | 0 | 0 | 0 | 0 | 0 | 0 | 0 | 205525.9461 | 0
2016-12-10 12:00 | 0 | 0 | 0 | 0 | 255717.6878 | 0 | 483684 | 0 | 0 | 0 | 150196.3265 | 0 | 3412.7887 | 7621.5577 | 0 | 0 | 0 | 0 | 0 | 0 | 3097489.08 | 0 | 0 | 0 | 0 | -108761.2634 | 0 | 0 | 0 | 0 | 0 | 0 | 0 | 0 | 0 | 0 | 0 | 205525.9461 | 0
2016-12-10 13:00 | 0 | 0 | 0 | 0 | 272886.1004 | 0 | 496268 | 0 | 0 | 0 | 53641.0333 | 0 | 3412.7887 | 0 | 0 | 0 | 0 | 0 | 0 | 0 | 2891950.7439 | 0 | 0 | 0 | 0 | -96555.2932 | 0 | 0 | 0 | -7621.5577 | 0 | 0 | 0 | 0 | 0 | 0 | 0 | 205525.9461 | 0
2016-12-10 14:00 | 0 | 0 | 0 | 0 | 255746.1728 | 67439.9563 | 499445 | 0 | 0 | 0 | 0 | 0 | 0 | 0 | 0 | 0 | 0 | 0 | 0 | 0 | 2686413.23 | 0 | 0 | 0 | 0 | -53641.0333 | 0 | 0 | 3412.7887 | 0 | 0 | 0 | 0 | 0 | 0 | 0 | 0 | 205525.9461 | 0
2016-12-10 15:00 | 0 | 0 | 0 | 0 | 197796.4758 | 318296.8405 | 493783 | 0 | 0 | 0 | 0 | 0 | 213.2993 | 0 | 0 | 0 | 0 | 0 | 0 | 0 | 2704080.098 | 0 | 0 | 0 | 0 | 0 | 0 | 213.2993 | 0 | 0 | 0 | 0 | 0 | 0 | 0 | 0 | 22097.017 | 0 | 0
2016-12-10 16:00 | 0 | 0 | 0 | 0 | 78550.1038 | 428969.2126 | 485209 | 0 | 0 | 0 | 0 | 0 | 426.5986 | 0 | 0 | 0 | 0 | 0 | 0 | 0 | 2721746.8953 | 0 | 0 | 0 | 0 | 0 | 0 | 213.2993 | 0 | 0 | 0 | 0 | 0 | 0 | 0 | 0 | 22097.017 | 0 | 0
2016-12-10 17:00 | 0 | 0 | 0 | 0 | 292064.5201 | 451713.0389 | 475911 | 0 | 0 | 0 | 245556.2427 | 0 | 639.8979 | 0 | 0 | 0 | 0 | 0 | 0 | 0 | 2739413.6219 | 0 | 0 | 0 | 0 | 245556.2427 | 0 | 213.2993 | 0 | 0 | 0 | 0 | 0 | 0 | 0 | 0 | 22097.017 | 0 | 0
2016-12-10 18:00 | 0 | 0 | 0 | 0 | 290811.1755 | 442606.3835 | 465551 | 0 | 0 | 0 | 491112.4854 | 0 | 853.1972 | 0 | 0 | 0 | 0 | 0 | 0 | 0 | 2757080.2779 | 0 | 0 | 0 | 0 | 245556.2427 | 0 | 213.2993 | 0 | 0 | 0 | 0 | 0 | 0 | 0 | 0 | 22097.017 | 0 | 0
2016-12-10 19:00 | 0 | 0 | 0 | 0 | 287385.0568 | 438107.5022 | 457626 | 0 | 0 | 0 | 736668.7281 | 0 | 1066.4965 | 0 | 0 | 0 | 0 | 0 | 0 | 0 | 2774746.8632 | 0 | 0 | 0 | 0 | 245556.2427 | 0 | 213.2993 | 0 | 0 | 0 | 0 | 0 | 0 | 0 | 0 | 22097.017 | 0 | 0
2016-12-10 20:00 | 0 | 0 | 0 | 0 | 0 | 443192.0522 | 454752 | 0 | 0 | 0 | 702798.4639 | 0 | 1279.7958 | 0 | 0 | 0 | 0 | 0 | 0 | 0 | 2792413.3779 | 0 | 0 | 0 | 0 | -33870.2641 | 0 | 213.2993 | 0 | 0 | 0 | 0 | 0 | 0 | 0 | 0 | 22097.017 | 0 | 0
2016-12-10 21:00 | 0 | 0 | 0 | 0 | 0 | 447755.1033 | 462525 | 0 | 0 | 0 | 665718.2509 | 0 | 1493.0951 | 0 | 0 | 0 | 0 | 0 | 0 | 0 | 2810079.8219 | 0 | 0 | 0 | 0 | -37080.213 | 0 | 213.2993 | 0 | 0 | 0 | 0 | 0 | 0 | 0 | 0 | 22097.017 | 0 | 0
2016-12-10 22:00 | 0 | 0 | 0 | 0 | 0 | 378693.7644 | 482787 | 0 | 0 | 0 | 539314.699 | 0 | 1706.3944 | 0 | 0 | 0 | 0 | 0 | 0 | 0 | 2827746.1952 | 0 | 0 | 0 | 0 | -126403.5519 | 0 | 213.2993 | 0 | 0 | 0 | 0 | 0 | 0 | 0 | 0 | 22097.017 | 0 | 0
2016-12-10 23:00 | 0 | 0 | 0 | 0 | 594109.1295 | 126711.2352 | 498996 | 0 | 0 | 0 | 738828.7473 | 0 | 1919.6937 | 0 | 0 | 0 | 0 | 0 | 0 | 0 | 2845412.4978 | 0 | 0 | 0 | 0 | 199514.0483 | 0 | 213.2993 | 0 | 0 | 0 | 0 | 0 | 0 | 0 | 0 | 22097.017 | 0 | 0
2016-12-11 | 0 | 0 | 0 | 0 | 604839.7612 | 1557.2751 | 506135 | 0 | 0 | 0 | 816780.4672 | 0 | 2132.993 | 0 | 0 | 0 | 0 | 0 | 0 | 0 | 2863078.7298 | 0 | 0 | 0 | 0 | 77951.7199 | 0 | 213.2993 | 0 | 0 | 0 | 0 | 0 | 0 | 0 | 0 | 22097.017 | 0 | 0
2016-12-11 01:00 | 0 | 0 | 0 | 0 | 596126.1569 | 0 | 506369 | 0 | 0 | 0 | 884227.3078 | 0 | 2346.2923 | 0 | 0 | 0 | 0 | 0 | 0 | 0 | 2880744.8911 | 0 | 0 | 0 | 0 | 67446.8406 | 0 | 213.2993 | 0 | 0 | 0 | 0 | 0 | 0 | 0 | 0 | 22097.017 | 0 | 0
2016-12-11 02:00 | 0 | 0 | 0 | 0 | 580531.5467 | 0 | 498720 | 0 | 0 | 0 | 943728.5382 | 0 | 2559.5916 | 0 | 0 | 0 | 0 | 0 | 0 | 0 | 2898410.9818 | 0 | 0 | 0 | 0 | 59501.2304 | 0 | 213.2993 | 0 | 0 | 0 | 0 | 0 | 0 | 0 | 0 | 22097.017 | 0 | 0
2016-12-11 03:00 | 0 | 0 | 0 | 0 | 558810.0329 | 0 | 485255 | 0 | 0 | 0 | 994973.2547 | 0 | 2772.8909 | 0 | 0 | 0 | 0 | 0 | 0 | 0 | 2916077.0018 | 0 | 0 | 0 | 0 | 51244.7165 | 0 | 213.2993 | 0 | 0 | 0 | 0 | 0 | 0 | 0 | 0 | 22097.017 | 0 | 0
2016-12-11 04:00 | 0 | 0 | 0 | 0 | 244834.0737 | 0 | 468080 | 0 | 0 | 0 | 749417.012 | 0 | 2986.1902 | 0 | 0 | 0 | 0 | 0 | 0 | 0 | 2933742.9511 | 0 | 0 | 0 | 0 | -245556.2427 | 0 | 213.2993 | 0 | 0 | 0 | 0 | 0 | 0 | 0 | 0 | 22097.017 | 0 | 0
2016-12-11 05:00 | 0 | 0 | 0 | 0 | 529957.0905 | 0 | 451964 | 0 | 0 | 0 | 805099.7862 | 0 | 3199.4894 | 0 | 0 | 0 | 0 | 0 | 0 | 0 | 2951408.8298 | 0 | 0 | 0 | 0 | 55682.7742 | 0 | 213.2993 | 0 | 0 | 0 | 0 | 0 | 0 | 0 | 0 | 22097.017 | 0 | 0
2016-12-11 06:00 | 0 | 0 | 0 | 0 | 523802.5064 | 0 | 438417 | 0 | 0 | 0 | 868174.9763 | 0 | 3412.7887 | 0 | 0 | 0 | 0 | 0 | 0 | 0 | 2969074.6378 | 0 | 0 | 0 | 0 | 63075.1901 | 0 | 213.2993 | 0 | 0 | 0 | 0 | 0 | 0 | 0 | 0 | 22097.017 | 0 | 0
2016-12-11 07:00 | 0 | 0 | 0 | 0 | 516570.3087 | 0 | 428411 | 0 | 0 | 0 | 934023.9686 | 0 | 3626.088 | 0 | 0 | 0 | 0 | 0 | 0 | 0 | 2986740.3751 | 0 | 0 | 0 | 0 | 65848.9923 | 0 | 213.2993 | 0 | 0 | 0 | 0 | 0 | 0 | 0 | 0 | 22097.017 | 0 | 0
2016-12-11 08:00 | 0 | 0 | 0 | 0 | 513496.3413 | 0 | 422924 | 0 | 0 | 0 | 1002285.9936 | 0 | 3839.3873 | 0 | 0 | 0 | 0 | 0 | 0 | 0 | 3004406.0418 | 0 | 0 | 0 | 0 | 68262.025 | 0 | 213.2993 | 0 | 0 | 0 | 0 | 0 | 0 | 0 | 0 | 22097.017 | 0 | 0
2016-12-11 09:00 | 0 | 0 | 0 | 0 | 197527.0737 | 0 | 420773 | 0 | 0 | 0 | 756729.7509 | 0 | 4052.6866 | 0 | 0 | 0 | 0 | 0 | 0 | 0 | 3022071.6378 | 0 | 0 | 0 | 0 | -245556.2427 | 0 | 213.2993 | 0 | 0 | 0 | 0 | 0 | 0 | 0 | 0 | 22097.017 | 0 | 0
2016-12-11 10:00 | 0 | 0 | 0 | 0 | 474660.4645 | 0 | 423363 | 0 | 0 | 0 | 785716.899 | 0 | 4265.9859 | 0 | 0 | 0 | 0 | 0 | 0 | 0 | 3039737.1632 | 0 | 0 | 0 | 0 | 28987.1481 | 0 | 213.2993 | 0 | 0 | 0 | 0 | 0 | 0 | 0 | 0 | 22097.017 | 0 | 0
2016-12-11 11:00 | 0 | 0 | 0 | 0 | 454460.5122 | 0 | 429902 | 0 | 0 | 0 | 787965.0949 | 0 | 4479.2852 | 0 | 0 | 0 | 0 | 0 | 0 | 0 | 3057402.6178 | 0 | 0 | 0 | 0 | 2248.1959 | 0 | 213.2993 | 0 | 0 | 0 | 0 | 0 | 0 | 0 | 0 | 22097.017 | 0 | 0
2016-12-11 12:00 | 0 | 0 | 0 | 0 | 440922.3874 | 0 | 438684 | 0 | 0 | 0 | 767893.166 | 0 | 4692.5845 | 0 | 0 | 0 | 0 | 0 | 0 | 0 | 3075068.0019 | 0 | 0 | 0 | 0 | -20071.9289 | 0 | 213.2993 | 0 | 0 | 0 | 0 | 0 | 0 | 0 | 0 | 22097.017 | 0 | 0
2016-12-11 13:00 | 0 | 0 | 0 | 0 | 430885.237 | 0 | 449833 | 0 | 0 | 0 | 726635.0866 | 0 | 4905.8838 | 0 | 0 | 0 | 0 | 0 | 0 | 0 | 3092733.3152 | 0 | 0 | 0 | 0 | -41258.0794 | 0 | 213.2993 | 0 | 0 | 0 | 0 | 0 | 0 | 0 | 0 | 22097.017 | 0 | 0
2016-12-11 14:00 | 0 | 0 | 0 | 0 | 408433.2741 | 49040.5349 | 455639 | 0 | 0 | 0 | 706159.5792 | 0 | 5119.1831 | 0 | 0 | 0 | 0 | 0 | 0 | 0 | 3110398.5579 | 0 | 0 | 0 | 0 | -20475.5074 | 0 | 213.2993 | 0 | 0 | 0 | 0 | 0 | 0 | 0 | 0 | 22097.017 | 0 | 0
2016-12-11 15:00 | 0 | 0 | 0 | 0 | 257079.8278 | 258377.9446 | 455897 | 0 | 0 | 0 | 743410.0352 | 0 | 5332.4824 | 0 | 0 | 0 | 0 | 0 | 0 | 0 | 3128063.73 | 0 | 0 | 0 | 0 | 37250.4561 | 0 | 213.2993 | 0 | 0 | 0 | 0 | 0 | 0 | 0 | 0 | 22097.017 | 0 | 0
2016-12-11 16:00 | 0 | 0 | 0 | 0 | 307674.7658 | 412730.7933 | 452539 | 0 | 0 | 0 | 988966.2779 | 0 | 5545.7817 | 0 | 0 | 0 | 0 | 0 | 0 | 0 | 3145728.8314 | 0 | 0 | 0 | 0 | 245556.2427 | 0 | 213.2993 | 0 | 0 | 0 | 0 | 0 | 0 | 0 | 0 | 22097.017 | 0 | 0
2016-12-11 17:00 | 0 | 0 | 0 | 0 | 236313.3839 | 481833.1751 | 450280 | 0 | 0 | 0 | 1234522.5206 | 0 | 5759.081 | 0 | 0 | 0 | 0 | 0 | 0 | 0 | 3163393.8621 | 0 | 0 | 0 | 0 | 245556.2427 | 0 | 213.2993 | 0 | 0 | 0 | 0 | 0 | 0 | 0 | 0 | 22097.017 | 0 | 0
2016-12-11 18:00 | 0 | 0 | 0 | 0 | 0 | 477680.0127 | 447019 | 0 | 0 | 0 | 1242873.2169 | 0 | 5972.3803 | 0 | 0 | 0 | 0 | 0 | 0 | 0 | 3181058.8222 | 0 | 0 | 0 | 0 | 8350.6963 | 0 | 213.2993 | 0 | 0 | 0 | 0 | 0 | 0 | 0 | 0 | 22097.017 | 0 | 0
2016-12-11 19:00 | 0 | 0 | 0 | 0 | 245131.0246 | 467009.5344 | 444274 | 0 | 0 | 0 | 1488429.4596 | 0 | 6185.6796 | 0 | 0 | 0 | 0 | 0 | 0 | 0 | 3198723.7116 | 0 | 0 | 0 | 0 | 245556.2427 | 0 | 213.2993 | 0 | 0 | 0 | 0 | 0 | 0 | 0 | 0 | 22097.017 | 0 | 0
2016-12-11 20:00 | 0 | 0 | 0 | 0 | 223560.8857 | 487668.6733 | 443363 | 0 | 0 | 0 | 1733985.7023 | 0 | 6398.9789 | 0 | 0 | 0 | 0 | 0 | 0 | 0 | 3216388.5303 | 0 | 0 | 0 | 0 | 245556.2427 | 0 | 213.2993 | 0 | 0 | 0 | 0 | 0 | 0 | 0 | 0 | 22097.017 | 0 | 0
2016-12-11 21:00 | 0 | 0 | 0 | 0 | 196154.6252 | 521442.9338 | 449731 | 0 | 0 | 0 | 1979541.945 | 0 | 6612.2782 | 0 | 0 | 0 | 0 | 0 | 0 | 0 | 3234053.2784 | 0 | 0 | 0 | 0 | 245556.2427 | 0 | 213.2993 | 0 | 0 | 0 | 0 | 0 | 0 | 0 | 0 | 22097.017 | 0 | 0
2016-12-11 22:00 | 0 | 0 | 0 | 0 | 278564.0194 | 458080.5396 | 468778 | 0 | 0 | 0 | 2225098.1877 | 0 | 6825.5775 | 0 | 0 | 0 | 0 | 0 | 0 | 0 | 3251717.9558 | 0 | 0 | 0 | 0 | 245556.2427 | 0 | 213.2993 | 0 | 0 | 0 | 0 | 0 | 0 | 0 | 0 | 22097.017 | 0 | 0
2016-12-11 23:00 | 0 | 0 | 0 | 0 | 91011.5532 | 169691.5205 | 483949 | 0 | 0 | 0 | 1979541.945 | 0 | 7038.8768 | 0 | 0 | 0 | 0 | 0 | 0 | 0 | 3269382.5626 | 0 | 0 | 0 | 0 | -245556.2427 | 0 | 213.2993 | 0 | 0 | 0 | 0 | 0 | 0 | 0 | 0 | 22097.017 | 0 | 0
2016-12-12 | 0 | 0 | 0 | 0 | 441389.3053 | 1912.205 | 490456 | 0 | 0 | 0 | 1910077.1389 | 0 | 7252.1761 | 0 | 0 | 0 | 0 | 0 | 0 | 0 | 3287047.0987 | 0 | 0 | 0 | 0 | -69464.8061 | 0 | 213.2993 | 0 | 0 | 0 | 0 | 0 | 0 | 0 | 0 | 22097.017 | 0 | 0
2016-12-12 01:00 | 0 | 0 | 0 | 0 | 425681.1874 | 0 | 490156 | 0 | 0 | 0 | 1823292.0099 | 0 | 7465.4754 | 0 | 0 | 0 | 0 | 0 | 0 | 0 | 3304711.5641 | 0 | 0 | 0 | 0 | -86785.129 | 0 | 213.2993 | 0 | 0 | 0 | 0 | 0 | 0 | 0 | 0 | 22097.017 | 0 | 0
2016-12-12 02:00 | 0 | 0 | 0 | 0 | 254481.0737 | 0 | 477727 | 0 | 0 | 0 | 1577735.7672 | 0 | 7678.7747 | 0 | 0 | 0 | 0 | 0 | 0 | 0 | 3322375.9589 | 0 | 0 | 0 | 0 | -245556.2427 | 0 | 213.2993 | 0 | 0 | 0 | 0 | 0 | 0 | 0 | 0 | 22097.017 | 0 | 0
2016-12-12 03:00 | 0 | 0 | 0 | 0 | 406517.7268 | 0 | 458047 | 0 | 0 | 0 | 1503896.1777 | 0 | 7892.074 | 0 | 0 | 0 | 0 | 0 | 0 | 0 | 3340040.283 | 0 | 0 | 0 | 0 | -73839.5896 | 0 | 213.2993 | 0 | 0 | 0 | 0 | 0 | 0 | 0 | 0 | 22097.017 | 0 | 0
2016-12-12 04:00 | 0 | 0 | 0 | 0 | 391783.5898 | 0 | 435517 | 0 | 0 | 0 | 1437852.4512 | 0 | 8105.3733 | 0 | 0 | 0 | 0 | 0 | 0 | 0 | 3357704.5365 | 0 | 0 | 0 | 0 | -66043.7265 | 0 | 213.2993 | 0 | 0 | 0 | 0 | 0 | 0 | 0 | 0 | 22097.017 | 0 | 0
2016-12-12 05:00 | 0 | 0 | 0 | 0 | 375957.7735 | 0 | 413850 | 0 | 0 | 0 | 1377649.9084 | 0 | 8318.6726 | 0 | 0 | 0 | 0 | 0 | 0 | 0 | 3375368.7193 | 0 | 0 | 0 | 0 | -60202.5428 | 0 | 213.2993 | 0 | 0 | 0 | 0 | 0 | 0 | 0 | 0 | 22097.017 | 0 | 0
2016-12-12 06:00 | 0 | 0 | 0 | 0 | 366477.8316 | 0 | 397790 | 0 | 0 | 0 | 1324027.4236 | 0 | 8531.9719 | 0 | 0 | 0 | 0 | 0 | 0 | 0 | 3393032.8315 | 0 | 0 | 0 | 0 | -53622.4847 | 0 | 213.2993 | 0 | 0 | 0 | 0 | 0 | 0 | 0 | 0 | 22097.017 | 0 | 0
2016-12-12 07:00 | 0 | 0 | 0 | 0 | 357316.7741 | 0 | 388280 | 0 | 0 | 0 | 1270753.8814 | 0 | 8745.2712 | 0 | 0 | 0 | 0 | 0 | 0 | 0 | 3410696.873 | 0 | 0 | 0 | 0 | -53273.5423 | 0 | 213.2993 | 0 | 0 | 0 | 0 | 0 | 0 | 0 | 0 | 22097.017 | 0 | 0
2016-12-12 08:00 | 0 | 0 | 0 | 0 | 160570.0737 | 0 | 383816 | 0 | 0 | 0 | 1025197.6387 | 0 | 8958.5705 | 0 | 0 | 0 | 0 | 0 | 0 | 0 | 3428360.8439 | 0 | 0 | 0 | 0 | -245556.2427 | 0 | 213.2993 | 0 | 0 | 0 | 0 | 0 | 0 | 0 | 0 | 22097.017 | 0 | 0
2016-12-12 09:00 | 0 | 0 | 0 | 0 | 348314.3586 | 0 | 386705 | 0 | 0 | 0 | 964496.681 | 0 | 9171.8697 | 0 | 0 | 0 | 0 | 0 | 0 | 0 | 3446024.7441 | 0 | 0 | 0 | 0 | -60700.9577 | 0 | 213.2993 | 0 | 0 | 0 | 0 | 0 | 0 | 0 | 0 | 22097.017 | 0 | 0
2016-12-12 10:00 | 0 | 0 | 0 | 0 | 341789.6577 | 0 | 399214 | 0 | 0 | 0 | 884762.0224 | 0 | 9385.169 | 0 | 0 | 0 | 0 | 0 | 0 | 0 | 3463688.5736 | 0 | 0 | 0 | 0 | -79734.6586 | 0 | 213.2993 | 0 | 0 | 0 | 0 | 0 | 0 | 0 | 0 | 22097.017 | 0 | 0
2016-12-12 11:00 | 0 | 0 | 0 | 0 | 338001.6869 | 0 | 428769 | 0 | 0 | 0 | 771684.393 | 0 | 9598.4683 | 0 | 0 | 0 | 0 | 0 | 0 | 0 | 3481352.3325 | 0 | 0 | 0 | 0 | -113077.6294 | 0 | 213.2993 | 0 | 0 | 0 | 0 | 0 | 0 | 0 | 0 | 22097.017 | 0 | 0
2016-12-12 12:00 | 0 | 0 | 0 | 0 | 332987.4949 | 0 | 459733 | 0 | 0 | 0 | 622628.5715 | 0 | 9811.7676 | 0 | 0 | 0 | 0 | 0 | 0 | 0 | 3499016.0207 | 0 | 0 | 0 | 0 | -149055.8214 | 0 | 213.2993 | 0 | 0 | 0 | 0 | 0 | 0 | 0 | 0 | 22097.017 | 0 | 0
2016-12-12 13:00 | 0 | 0 | 0 | 0 | 329511.5651 | 0 | 474570 | 0 | 0 | 0 | 455259.8203 | 0 | 10025.0669 | 0 | 0 | 0 | 0 | 0 | 0 | 0 | 3516679.6383 | 0 | 0 | 0 | 0 | -167368.7512 | 0 | 213.2993 | 0 | 0 | 0 | 0 | 0 | 0 | 0 | 0 | 22097.017 | 0 | 0
2016-12-12 14:00 | 0 | 0 | 0 | 0 | 300450.4103 | 76715.3815 | 481857 | 0 | 0 | 0 | 328258.2958 | 0 | 10238.3662 | 0 | 0 | 0 | 0 | 0 | 0 | 0 | 3534343.1852 | 0 | 0 | 0 | 0 | -127001.5246 | 0 | 213.2993 | 0 | 0 | 0 | 0 | 0 | 0 | 0 | 0 | 22097.017 | 0 | 0
2016-12-12 15:00 | 0 | 0 | 0 | 0 | 232630.6866 | 303228.8633 | 485452 | 0 | 0 | 0 | 356355.5294 | 0 | 10451.6655 | 0 | 0 | 0 | 0 | 0 | 0 | 0 | 3552006.6615 | 0 | 0 | 0 | 0 | 28097.2336 | 0 | 213.2993 | 0 | 0 | 0 | 0 | 0 | 0 | 0 | 0 | 22097.017 | 0 | 0
2016-12-12 16:00 | 0 | 0 | 0 | 0 | 217759.4734 | 459929.0363 | 483680 | 0 | 0 | 0 | 528053.7228 | 0 | 10664.9648 | 0 | 0 | 0 | 0 | 0 | 0 | 0 | 3569670.0671 | 0 | 0 | 0 | 0 | 171698.1934 | 0 | 213.2993 | 0 | 0 | 0 | 0 | 0 | 0 | 0 | 0 | 22097.017 | 0 | 0
2016-12-12 17:00 | 0 | 0 | 0 | 0 | 241971.6733 | 505030.8857 | 479136 | 0 | 0 | 0 | 773609.9654 | 0 | 10878.2641 | 0 | 0 | 0 | 0 | 0 | 0 | 0 | 3587333.402 | 0 | 0 | 0 | 0 | 245556.2427 | 0 | 213.2993 | 0 | 0 | 0 | 0 | 0 | 0 | 0 | 0 | 22097.017 | 0 | 0
2016-12-12 18:00 | 0 | 0 | 0 | 0 | 0 | 484761.8023 | 474502 | 0 | 0 | 0 | 761559.4514 | 0 | 11091.5634 | 0 | 0 | 0 | 0 | 0 | 0 | 0 | 3604996.6663 | 0 | 0 | 0 | 0 | -12050.514 | 0 | 213.2993 | 0 | 0 | 0 | 0 | 0 | 0 | 0 | 0 | 22097.017 | 0 | 0
2016-12-12 19:00 | 0 | 0 | 0 | 0 | 267938.0845 | 469258.4745 | 469330 | 0 | 0 | 0 | 1007115.6941 | 0 | 11304.8627 | 0 | 0 | 0 | 0 | 0 | 0 | 0 | 3622659.86 | 0 | 0 | 0 | 0 | 245556.2427 | 0 | 213.2993 | 0 | 0 | 0 | 0 | 0 | 0 | 0 | 0 | 22097.017 | 0 | 0
2016-12-12 20:00 | 0 | 0 | 0 | 0 | 0 | 479002.7453 | 465665 | 0 | 0 | 0 | 998143.1231 | 0 | 11518.162 | 0 | 0 | 0 | 0 | 0 | 0 | 0 | 3640322.983 | 0 | 0 | 0 | 0 | -8972.571 | 0 | 213.2993 | 0 | 0 | 0 | 0 | 0 | 0 | 0 | 0 | 22097.017 | 0 | 0
2016-12-12 21:00 | 0 | 0 | 0 | 0 | 0 | 485797.3867 | 471122 | 0 | 0 | 0 | 990508.1935 | 0 | 11731.4613 | 0 | 0 | 0 | 0 | 0 | 0 | 0 | 3657986.0353 | 0 | 0 | 0 | 0 | -7634.9296 | 0 | 213.2993 | 0 | 0 | 0 | 0 | 0 | 0 | 0 | 0 | 22097.017 | 0 | 0
2016-12-12 22:00 | 0 | 0 | 0 | 0 | 346850.2963 | 410305.2627 | 489289 | 0 | 0 | 0 | 1236064.4361 | 0 | 11944.7606 | 0 | 0 | 0 | 0 | 0 | 0 | 0 | 3675649.017 | 0 | 0 | 0 | 0 | 245556.2427 | 0 | 213.2993 | 0 | 0 | 0 | 0 | 0 | 0 | 0 | 0 | 22097.017 | 0 | 0
2016-12-12 23:00 | 0 | 0 | 0 | 0 | 439575.6399 | 128252.0202 | 506586 | 0 | 0 | 0 | 1274995.7799 | 0 | 12158.0599 | 0 | 0 | 0 | 0 | 0 | 0 | 0 | 3693311.9281 | 0 | 0 | 0 | 0 | 38931.3437 | 0 | 213.2993 | 0 | 0 | 0 | 0 | 0 | 0 | 0 | 0 | 22097.017 | 0 | 0
2016-12-13 | 0 | 0 | 0 | 0 | 465253.1573 | 986.9729 | 513426 | 0 | 0 | 0 | 1205499.5937 | 0 | 12371.3592 | 0 | 0 | 0 | 0 | 0 | 0 | 0 | 3710974.7684 | 0 | 0 | 0 | 0 | -69496.1861 | 0 | 213.2993 | 0 | 0 | 0 | 0 | 0 | 0 | 0 | 0 | 22097.017 | 0 | 0
2016-12-13 01:00 | 0 | 0 | 0 | 0 | 485956.0322 | 0 | 512445 | 0 | 0 | 0 | 1156700.3096 | 0 | 12584.6585 | 0 | 0 | 0 | 0 | 0 | 0 | 0 | 3728637.5382 | 0 | 0 | 0 | 0 | -48799.2841 | 0 | 213.2993 | 0 | 0 | 0 | 0 | 0 | 0 | 0 | 0 | 22097.017 | 0 | 0
2016-12-13 02:00 | 0 | 0 | 0 | 0 | 275676.0737 | 0 | 498922 | 0 | 0 | 0 | 911144.0669 | 0 | 12797.9578 | 0 | 0 | 0 | 0 | 0 | 0 | 0 | 3746300.2373 | 0 | 0 | 0 | 0 | -245556.2427 | 0 | 213.2993 | 0 | 0 | 0 | 0 | 0 | 0 | 0 | 0 | 22097.017 | 0 | 0
2016-12-13 03:00 | 0 | 0 | 0 | 0 | 505037.2252 | 0 | 477079 | 0 | 0 | 0 | 916791.9758 | 0 | 13011.2571 | 0 | 0 | 0 | 0 | 0 | 0 | 0 | 3763962.8657 | 0 | 0 | 0 | 0 | 5647.9088 | 0 | 213.2993 | 0 | 0 | 0 | 0 | 0 | 0 | 0 | 0 | 22097.017 | 0 | 0
2016-12-13 04:00 | 0 | 0 | 0 | 0 | 511055.5158 | 0 | 450772 | 0 | 0 | 0 | 954765.1752 | 0 | 13224.5564 | 0 | 0 | 0 | 0 | 0 | 0 | 0 | 3781625.4235 | 0 | 0 | 0 | 0 | 37973.1994 | 0 | 213.2993 | 0 | 0 | 0 | 0 | 0 | 0 | 0 | 0 | 22097.017 | 0 | 0
2016-12-13 05:00 | 0 | 0 | 0 | 0 | 514776.7952 | 0 | 428061 | 0 | 0 | 0 | 1019170.654 | 0 | 13437.8557 | 0 | 0 | 0 | 0 | 0 | 0 | 0 | 3799287.9106 | 0 | 0 | 0 | 0 | 64405.4788 | 0 | 213.2993 | 0 | 0 | 0 | 0 | 0 | 0 | 0 | 0 | 22097.017 | 0 | 0
2016-12-13 06:00 | 0 | 0 | 0 | 0 | 188050.0737 | 0 | 411296 | 0 | 0 | 0 | 773614.4113 | 0 | 13651.155 | 0 | 0 | 0 | 0 | 0 | 0 | 0 | 3816950.3271 | 0 | 0 | 0 | 0 | -245556.2427 | 0 | 213.2993 | 0 | 0 | 0 | 0 | 0 | 0 | 0 | 0 | 22097.017 | 0 | 0
2016-12-13 07:00 | 0 | 0 | 0 | 0 | 509022.0151 | 0 | 400863 | 0 | 0 | 0 | 859463.1101 | 0 | 13864.4543 | 0 | 0 | 0 | 0 | 0 | 0 | 0 | 3834612.6729 | 0 | 0 | 0 | 0 | 85848.6987 | 0 | 213.2993 | 0 | 0 | 0 | 0 | 0 | 0 | 0 | 0 | 22097.017 | 0 | 0
2016-12-13 08:00 | 0 | 0 | 0 | 0 | 498631.9734 | 0 | 396104 | 0 | 0 | 0 | 939680.7671 | 0 | 14077.7536 | 0 | 0 | 0 | 0 | 0 | 0 | 0 | 3852274.9481 | 0 | 0 | 0 | 0 | 80217.657 | 0 | 213.2993 | 0 | 0 | 0 | 0 | 0 | 0 | 0 | 0 | 22097.017 | 0 | 0
2016-12-13 09:00 | 0 | 0 | 0 | 0 | 482469.6543 | 0 | 398352 | 0 | 0 | 0 | 1001488.1051 | 0 | 14291.0529 | 0 | 0 | 0 | 0 | 0 | 0 | 0 | 3869937.1527 | 0 | 0 | 0 | 0 | 61807.338 | 0 | 213.2993 | 0 | 0 | 0 | 0 | 0 | 0 | 0 | 0 | 22097.017 | 0 | 0
2016-12-13 10:00 | 0 | 0 | 0 | 0 | 189065.0737 | 0 | 412311 | 0 | 0 | 0 | 755931.8624 | 0 | 14504.3522 | 0 | 0 | 0 | 0 | 0 | 0 | 0 | 3887599.2866 | 0 | 0 | 0 | 0 | -245556.2427 | 0 | 213.2993 | 0 | 0 | 0 | 0 | 0 | 0 | 0 | 0 | 22097.017 | 0 | 0
2016-12-13 11:00 | 0 | 0 | 0 | 0 | 464662.8508 | 0 | 439986 | 0 | 0 | 0 | 758298.3968 | 0 | 14717.6515 | 0 | 0 | 0 | 0 | 0 | 0 | 0 | 3905261.3498 | 0 | 0 | 0 | 0 | 2366.5344 | 0 | 213.2993 | 0 | 0 | 0 | 0 | 0 | 0 | 0 | 0 | 22097.017 | 0 | 0
2016-12-13 12:00 | 0 | 0 | 0 | 0 | 455035.9377 | 0 | 468628 | 0 | 0 | 0 | 722396.0182 | 0 | 14930.9508 | 0 | 0 | 0 | 0 | 0 | 0 | 0 | 3922923.3424 | 0 | 0 | 0 | 0 | -35902.3786 | 0 | 213.2993 | 0 | 0 | 0 | 0 | 0 | 0 | 0 | 0 | 22097.017 | 0 | 0
2016-12-13 13:00 | 0 | 0 | 0 | 0 | 441578.451 | 0 | 480429 | 0 | 0 | 0 | 661235.1528 | 0 | 15144.25 | 0 | 0 | 0 | 0 | 0 | 0 | 0 | 3940585.2643 | 0 | 0 | 0 | 0 | -61160.8654 | 0 | 213.2993 | 0 | 0 | 0 | 0 | 0 | 0 | 0 | 0 | 22097.017 | 0 | 0
2016-12-13 14:00 | 0 | 0 | 0 | 0 | 426749.1928 | 78732.4157 | 485323 | 0 | 0 | 0 | 659083.445 | 0 | 15357.5493 | 0 | 0 | 0 | 0 | 0 | 0 | 0 | 3958247.1156 | 0 | 0 | 0 | 0 | -2151.7078 | 0 | 213.2993 | 0 | 0 | 0 | 0 | 0 | 0 | 0 | 0 | 22097.017 | 0 | 0
2016-12-13 15:00 | 0 | 0 | 0 | 0 | 376521.4029 | 356168.6604 | 488028 | 0 | 0 | 0 | 881435.192 | 0 | 15570.8486 | 0 | 0 | 0 | 0 | 0 | 0 | 0 | 3975908.8963 | 0 | 0 | 0 | 0 | 222351.747 | 0 | 213.2993 | 0 | 0 | 0 | 0 | 0 | 0 | 0 | 0 | 22097.017 | 0 | 0
2016-12-13 16:00 | 0 | 0 | 0 | 0 | 0 | 502336.5084 | 485695 | 0 | 0 | 0 | 875766.384 | 0 | 15784.1479 | 0 | 0 | 0 | 0 | 0 | 0 | 0 | 3993570.6063 | 0 | 0 | 0 | 0 | -5668.8079 | 0 | 213.2993 | 0 | 0 | 0 | 0 | 0 | 0 | 0 | 0 | 22097.017 | 0 | 0
2016-12-13 17:00 | 0 | 0 | 0 | 0 | 0 | 528628.3046 | 482159 | 0 | 0 | 0 | 899925.3723 | 0 | 15997.4472 | 0 | 0 | 0 | 0 | 0 | 0 | 0 | 4011232.2456 | 0 | 0 | 0 | 0 | 24158.9883 | 0 | 213.2993 | 0 | 0 | 0 | 0 | 0 | 0 | 0 | 0 | 22097.017 | 0 | 0
2016-12-13 18:00 | 0 | 0 | 0 | 0 | 247598.3619 | 499706.1971 | 479438 | 0 | 0 | 0 | 1145481.615 | 0 | 16210.7465 | 0 | 0 | 0 | 0 | 0 | 0 | 0 | 4028893.8143 | 0 | 0 | 0 | 0 | 245556.2427 | 0 | 213.2993 | 0 | 0 | 0 | 0 | 0 | 0 | 0 | 0 | 22097.017 | 0 | 0
2016-12-13 19:00 | 0 | 0 | 0 | 0 | 264031.3168 | 482270.2422 | 478435 | 0 | 0 | 0 | 1391037.8577 | 0 | 16424.0458 | 0 | 0 | 0 | 0 | 0 | 0 | 0 | 4046555.3124 | 0 | 0 | 0 | 0 | 245556.2427 | 0 | 213.2993 | 0 | 0 | 0 | 0 | 0 | 0 | 0 | 0 | 22097.017 | 0 | 0
2016-12-13 20:00 | 0 | 0 | 0 | 0 | 251795.6149 | 494631.9441 | 478561 | 0 | 0 | 0 | 1636594.1004 | 0 | 16637.3451 | 0 | 0 | 0 | 0 | 0 | 0 | 0 | 4064216.7398 | 0 | 0 | 0 | 0 | 245556.2427 | 0 | 213.2993 | 0 | 0 | 0 | 0 | 0 | 0 | 0 | 0 | 22097.017 | 0 | 0
2016-12-13 21:00 | 0 | 0 | 0 | 0 | 0 | 495382.9783 | 484659 | 0 | 0 | 0 | 1625007.7623 | 0 | 16850.6444 | 0 | 0 | 0 | 0 | 0 | 0 | 0 | 4081878.0966 | 0 | 0 | 0 | 0 | -11586.3381 | 0 | 213.2993 | 0 | 0 | 0 | 0 | 0 | 0 | 0 | 0 | 22097.017 | 0 | 0
2016-12-13 22:00 | 0 | 0 | 0 | 0 | 349135.3415 | 420238.2175 | 501507 | 0 | 0 | 0 | 1870564.005 | 0 | 17063.9437 | 0 | 0 | 0 | 0 | 0 | 0 | 0 | 4099539.3827 | 0 | 0 | 0 | 0 | 245556.2427 | 0 | 213.2993 | 0 | 0 | 0 | 0 | 0 | 0 | 0 | 0 | 22097.017 | 0 | 0
2016-12-13 23:00 | 0 | 0 | 0 | 0 | 143974.9564 | 149360.1172 | 516581 | 0 | 0 | 0 | 1625007.7623 | 0 | 17277.243 | 0 | 0 | 0 | 0 | 0 | 0 | 0 | 4117200.5982 | 0 | 0 | 0 | 0 | -245556.2427 | 0 | 213.2993 | 0 | 0 | 0 | 0 | 0 | 0 | 0 | 0 | 22097.017 | 0 | 0
2016-12-14 | 0 | 0 | 0 | 0 | 530466.0541 | 1595.6093 | 522850 | 0 | 0 | 0 | 1611909.1094 | 0 | 17490.5423 | 0 | 0 | 0 | 0 | 0 | 0 | 0 | 4134861.743 | 0 | 0 | 0 | 0 | -13098.6529 | 0 | 213.2993 | 0 | 0 | 0 | 0 | 0 | 0 | 0 | 0 | 22097.017 | 0 | 0
2016-12-14 01:00 | 0 | 0 | 0 | 0 | 529570.2928 | 0 | 520842 | 0 | 0 | 0 | 1598327.0858 | 0 | 17703.8416 | 0 | 0 | 0 | 0 | 0 | 0 | 0 | 4152522.8172 | 0 | 0 | 0 | 0 | -13582.0236 | 0 | 213.2993 | 0 | 0 | 0 | 0 | 0 | 0 | 0 | 0 | 22097.017 | 0 | 0
2016-12-14 02:00 | 0 | 0 | 0 | 0 | 519147.2387 | 0 | 507901 | 0 | 0 | 0 | 1587263.0081 | 0 | 17917.1409 | 0 | 0 | 0 | 0 | 0 | 0 | 0 | 4170183.8208 | 0 | 0 | 0 | 0 | -11064.0777 | 0 | 213.2993 | 0 | 0 | 0 | 0 | 0 | 0 | 0 | 0 | 22097.017 | 0 | 0
2016-12-14 03:00 | 0 | 0 | 0 | 0 | 262973.0737 | 0 | 486219 | 0 | 0 | 0 | 1341706.7654 | 0 | 18130.4402 | 0 | 0 | 0 | 0 | 0 | 0 | 0 | 4187844.7537 | 0 | 0 | 0 | 0 | -245556.2427 | 0 | 213.2993 | 0 | 0 | 0 | 0 | 0 | 0 | 0 | 0 | 22097.017 | 0 | 0
2016-12-14 04:00 | 0 | 0 | 0 | 0 | 507220.1291 | 0 | 461112 | 0 | 0 | 0 | 1365504.5781 | 0 | 18343.7395 | 0 | 0 | 0 | 0 | 0 | 0 | 0 | 4205505.6159 | 0 | 0 | 0 | 0 | 23797.8127 | 0 | 213.2993 | 0 | 0 | 0 | 0 | 0 | 0 | 0 | 0 | 22097.017 | 0 | 0
2016-12-14 05:00 | 0 | 0 | 0 | 0 | 492661.075 | 0 | 437754 | 0 | 0 | 0 | 1398101.3368 | 0 | 18557.0388 | 0 | 0 | 0 | 0 | 0 | 0 | 0 | 4223166.4075 | 0 | 0 | 0 | 0 | 32596.7587 | 0 | 213.2993 | 0 | 0 | 0 | 0 | 0 | 0 | 0 | 0 | 22097.017 | 0 | 0
2016-12-14 06:00 | 0 | 0 | 0 | 0 | 476738.2331 | 0 | 420383 | 0 | 0 | 0 | 1432146.2536 | 0 | 18770.3381 | 0 | 0 | 0 | 0 | 0 | 0 | 0 | 4240827.1285 | 0 | 0 | 0 | 0 | 34044.9168 | 0 | 213.2993 | 0 | 0 | 0 | 0 | 0 | 0 | 0 | 0 | 22097.017 | 0 | 0
2016-12-14 07:00 | 0 | 0 | 0 | 0 | 456740.2625 | 0 | 409972 | 0 | 0 | 0 | 1456604.1998 | 0 | 18983.6374 | 0 | 0 | 0 | 0 | 0 | 0 | 0 | 4258487.7788 | 0 | 0 | 0 | 0 | 24457.9461 | 0 | 213.2993 | 0 | 0 | 0 | 0 | 0 | 0 | 0 | 0 | 22097.017 | 0 | 0
2016-12-14 08:00 | 0 | 0 | 0 | 0 | 182655.0737 | 0 | 405901 | 0 | 0 | 0 | 1211047.9571 | 0 | 19196.9367 | 0 | 0 | 0 | 0 | 0 | 0 | 0 | 4276148.3585 | 0 | 0 | 0 | 0 | -245556.2427 | 0 | 213.2993 | 0 | 0 | 0 | 0 | 0 | 0 | 0 | 0 | 22097.017 | 0 | 0
2016-12-14 09:00 | 0 | 0 | 0 | 0 | 435167.7442 | 0 | 408921 | 0 | 0 | 0 | 1214984.3849 | 0 | 19410.236 | 0 | 0 | 0 | 0 | 0 | 0 | 0 | 4293808.8676 | 0 | 0 | 0 | 0 | 3936.4278 | 0 | 213.2993 | 0 | 0 | 0 | 0 | 0 | 0 | 0 | 0 | 22097.017 | 0 | 0
2016-12-14 10:00 | 0 | 0 | 0 | 0 | 436565.8876 | 0 | 423189 | 0 | 0 | 0 | 1206050.9562 | 0 | 19623.5353 | 0 | 0 | 0 | 0 | 0 | 0 | 0 | 4311469.306 | 0 | 0 | 0 | 0 | -8933.4288 | 0 | 213.2993 | 0 | 0 | 0 | 0 | 0 | 0 | 0 | 0 | 22097.017 | 0 | 0
2016-12-14 11:00 | 0 | 0 | 0 | 0 | 442858.9373 | 0 | 453577 | 0 | 0 | 0 | 1173022.5772 | 0 | 19836.8346 | 0 | 0 | 0 | 0 | 0 | 0 | 0 | 4329129.6737 | 0 | 0 | 0 | 0 | -33028.379 | 0 | 213.2993 | 0 | 0 | 0 | 0 | 0 | 0 | 0 | 0 | 22097.017 | 0 | 0
2016-12-14 12:00 | 0 | 0 | 0 | 0 | 454407.1214 | 0 | 483151 | 0 | 0 | 0 | 1121968.3823 | 0 | 20050.1339 | 0 | 0 | 0 | 0 | 0 | 0 | 0 | 4346789.9708 | 0 | 0 | 0 | 0 | -51054.1949 | 0 | 213.2993 | 0 | 0 | 0 | 0 | 0 | 0 | 0 | 0 | 22097.017 | 0 | 0
2016-12-14 13:00 | 0 | 0 | 0 | 0 | 463768.7043 | 0 | 494539 | 0 | 0 | 0 | 1068887.7702 | 0 | 20263.4332 | 0 | 0 | 0 | 0 | 0 | 0 | 0 | 4364450.1973 | 0 | 0 | 0 | 0 | -53080.612 | 0 | 213.2993 | 0 | 0 | 0 | 0 | 0 | 0 | 0 | 0 | 22097.017 | 0 | 0
2016-12-14 14:00 | 0 | 0 | 0 | 0 | 433738.7566 | 49585.4986 | 497724 | 0 | 0 | 0 | 1032177.7091 | 0 | 20476.7325 | 0 | 0 | 0 | 0 | 0 | 0 | 0 | 4382110.3532 | 0 | 0 | 0 | 0 | -36710.0611 | 0 | 213.2993 | 0 | 0 | 0 | 0 | 0 | 0 | 0 | 0 | 22097.017 | 0 | 0
2016-12-14 15:00 | 0 | 0 | 0 | 0 | 423088.052 | 301808.9995 | 495918 | 0 | 0 | 0 | 1238846.4442 | 0 | 20690.0318 | 0 | 0 | 0 | 0 | 0 | 0 | 0 | 4399770.4384 | 0 | 0 | 0 | 0 | 206668.7351 | 0 | 213.2993 | 0 | 0 | 0 | 0 | 0 | 0 | 0 | 0 | 22097.017 | 0 | 0
2016-12-14 16:00 | 0 | 0 | 0 | 0 | 328783.2432 | 431726.3159 | 492643 | 0 | 0 | 0 | 1484402.6869 | 0 | 20903.3311 | 0 | 0 | 0 | 0 | 0 | 0 | 0 | 4417430.4529 | 0 | 0 | 0 | 0 | 245556.2427 | 0 | 213.2993 | 0 | 0 | 0 | 0 | 0 | 0 | 0 | 0 | 22097.017 | 0 | 0
2016-12-14 17:00 | 0 | 0 | 0 | 0 | 278325.5159 | 477559.0431 | 488018 | 0 | 0 | 0 | 1729958.9296 | 0 | 21116.6303 | 0 | 0 | 0 | 0 | 0 | 0 | 0 | 4435090.3968 | 0 | 0 | 0 | 0 | 245556.2427 | 0 | 213.2993 | 0 | 0 | 0 | 0 | 0 | 0 | 0 | 0 | 22097.017 | 0 | 0
2016-12-14 18:00 | 0 | 0 | 0 | 0 | 0 | 470692.5388 | 486077 | 0 | 0 | 0 | 1692264.1521 | 0 | 21329.9296 | 0 | 0 | 0 | 0 | 0 | 0 | 0 | 4452750.2701 | 0 | 0 | 0 | 0 | -37694.7775 | 0 | 213.2993 | 0 | 0 | 0 | 0 | 0 | 0 | 0 | 0 | 22097.017 | 0 | 0
2016-12-14 19:00 | 0 | 0 | 0 | 0 | 287022.9798 | 465110.5792 | 484267 | 0 | 0 | 0 | 1937820.3948 | 0 | 21543.2289 | 0 | 0 | 0 | 0 | 0 | 0 | 0 | 4470410.0727 | 0 | 0 | 0 | 0 | 245556.2427 | 0 | 213.2993 | 0 | 0 | 0 | 0 | 0 | 0 | 0 | 0 | 22097.017 | 0 | 0
2016-12-14 20:00 | 0 | 0 | 0 | 0 | 269629.8385 | 483316.7206 | 485080 | 0 | 0 | 0 | 2183376.6374 | 0 | 21756.5282 | 0 | 0 | 0 | 0 | 0 | 0 | 0 | 4488069.8047 | 0 | 0 | 0 | 0 | 245556.2427 | 0 | 213.2993 | 0 | 0 | 0 | 0 | 0 | 0 | 0 | 0 | 22097.017 | 0 | 0
2016-12-14 21:00 | 0 | 0 | 0 | 0 | 269857.8557 | 491097.7034 | 493089 | 0 | 0 | 0 | 2428932.8801 | 0 | 21969.8275 | 0 | 0 | 0 | 0 | 0 | 0 | 0 | 4505729.4661 | 0 | 0 | 0 | 0 | 245556.2427 | 0 | 213.2993 | 0 | 0 | 0 | 0 | 0 | 0 | 0 | 0 | 22097.017 | 0 | 0
2016-12-14 22:00 | 0 | 0 | 0 | 0 | 369992.2651 | 410787.294 | 512913 | 0 | 0 | 0 | 2674489.1228 | 0 | 22183.1268 | 0 | 0 | 0 | 0 | 0 | 0 | 0 | 4523389.0568 | 0 | 0 | 0 | 0 | 245556.2427 | 0 | 213.2993 | 0 | 0 | 0 | 0 | 0 | 0 | 0 | 0 | 22097.017 | 0 | 0
2016-12-14 23:00 | 0 | 0 | 0 | 0 | 492754.3816 | 151798.3254 | 530545 | 0 | 0 | 0 | 2758564.9557 | 0 | 22396.4261 | 7621.5577 | 0 | 0 | 0 | 0 | 0 | 0 | 4541048.5769 | 0 | 0 | 0 | 0 | 84075.8329 | 0 | 213.2993 | 0 | 7621.5577 | 0 | 0 | 0 | 0 | 0 | 0 | 22097.017 | 0 | 0
2016-12-15 | 0 | 0 | 0 | 0 | 494510.2805 | 1427.4117 | 537736 | 0 | 0 | 0 | 2758564.9557 | 0 | 22609.7254 | 7621.5577 | 0 | 0 | 0 | 0 | 0 | 0 | 4468596.6074 | 0 | 0 | 0 | 0 | 0 | 0 | 213.2993 | 0 | 0 | 0 | 0 | 0 | 0 | 0 | 0 | 0 | 72433.8053 | 0
2016-12-15 01:00 | 0 | 0 | 0 | 0 | 456198.0887 | 0 | 537977 | 0 | 0 | 0 | 2758564.9557 | 0 | 22823.0247 | 7621.5577 | 0 | 0 | 0 | 0 | 0 | 0 | 4327212.8526 | 0 | 0 | 0 | 0 | 0 | 0 | 213.2993 | 0 | 0 | 0 | 0 | 0 | 0 | 0 | 0 | 0 | 141365.8804 | 0
2016-12-15 02:00 | 0 | 0 | 0 | 0 | 410851.0942 | 0 | 527870 | 0 | 0 | 0 | 2714141.5533 | 0 | 22823.0247 | 7621.5577 | 0 | 0 | 0 | 0 | 0 | 0 | 4202030.8827 | 0 | 0 | 0 | 0 | -44423.4024 | 0 | 0 | 0 | 0 | 0 | 0 | 0 | 0 | 0 | 0 | 0 | 125164.661 | 0
2016-12-15 03:00 | 0 | 0 | 0 | 0 | 363473.1601 | 0 | 508040 | 0 | 0 | 0 | 2569361.4141 | 0 | 23036.324 | 7621.5577 | 0 | 0 | 0 | 0 | 0 | 0 | 4202014.0746 | 0 | 0 | 0 | 0 | -144780.1392 | 0 | 213.2993 | 0 | 0 | 0 | 0 | 0 | 0 | 0 | 0 | 0 | 0 | 0
2016-12-15 04:00 | 0 | 0 | 0 | 0 | 323203.2385 | 0 | 483044 | 0 | 0 | 0 | 2409307.3532 | 0 | 23249.6233 | 7621.5577 | 0 | 0 | 0 | 0 | 0 | 0 | 4201997.2665 | 0 | 0 | 0 | 0 | -160054.0608 | 0 | 213.2993 | 0 | 0 | 0 | 0 | 0 | 0 | 0 | 0 | 0 | 0 | 0
2016-12-15 05:00 | 0 | 0 | 0 | 0 | 291975.5949 | 0 | 460192 | 0 | 0 | 0 | 2241090.9482 | 0 | 23249.6233 | 7621.5577 | 0 | 0 | 0 | 0 | 0 | 0 | 4201980.4585 | 0 | 0 | 0 | 0 | -168216.4051 | 0 | 0 | 0 | 0 | 0 | 0 | 0 | 0 | 0 | 0 | 0 | 0 | 0
2016-12-15 06:00 | 0 | 0 | 0 | 0 | 266491.985 | 0 | 444580 | 0 | 0 | 0 | 2063354.7022 | 0 | 22897.8542 | 7621.5577 | 0 | 0 | 0 | 0 | 0 | 0 | 4201963.6506 | 0 | 0 | 0 | 0 | -177736.246 | 0 | 213.2993 | 565.0684 | 0 | 0 | 0 | 0 | 0 | 0 | 0 | 0 | 0 | 0
2016-12-15 07:00 | 0 | 0 | 0 | 0 | 244158.4323 | 0 | 435415 | 0 | 0 | 0 | 1871884.8352 | 0 | 23111.1535 | 7621.5577 | 0 | 0 | 0 | 0 | 0 | 0 | 4201946.8427 | 0 | 0 | 0 | 0 | -191469.867 | 0 | 213.2993 | 0 | 0 | 0 | 0 | 0 | 0 | 0 | 0 | 0 | 0 | 0
2016-12-15 08:00 | 0 | 0 | 0 | 0 | 233174.9056 | 0 | 432190 | 0 | 0 | 0 | 1672656.4415 | 0 | 23324.4528 | 7621.5577 | 0 | 0 | 0 | 0 | 0 | 0 | 4201930.0349 | 0 | 0 | 0 | 0 | -199228.3937 | 0 | 213.2993 | 0 | 0 | 0 | 0 | 0 | 0 | 0 | 0 | 0 | 0 | 0
2016-12-15 09:00 | 0 | 0 | 0 | 0 | 223012.4513 | 0 | 436254 | 0 | 0 | 0 | 1459414.8929 | 0 | 23324.4528 | 7621.5577 | 0 | 0 | 0 | 0 | 0 | 0 | 4201913.2272 | 0 | 0 | 0 | 0 | -213241.5487 | 0 | 0 | 0 | 0 | 0 | 0 | 0 | 0 | 0 | 0 | 0 | 0 | 0
2016-12-15 10:00 | 0 | 0 | 0 | 0 | 216954.8111 | 0 | 453968 | 0 | 0 | 0 | 1222188.4047 | 0 | 23537.7521 | 7621.5577 | 0 | 0 | 0 | 0 | 0 | 0 | 4201896.4196 | 0 | 0 | 0 | 0 | -237226.4882 | 0 | 213.2993 | 0 | 0 | 0 | 0 | 0 | 0 | 0 | 0 | 0 | 0 | 0
2016-12-15 11:00 | 0 | 0 | 0 | 0 | 218578.7391 | 0 | 485955 | 0 | 0 | 0 | 976632.162 | 0 | 23537.7521 | 7621.5577 | 0 | 0 | 0 | 0 | 0 | 0 | 4164258.8909 | 0 | 0 | 0 | 0 | -245556.2427 | 0 | 0 | 0 | 0 | 0 | 0 | 0 | 0 | 0 | 0 | 0 | 37620.7211 | 0
2016-12-15 12:00 | 0 | 0 | 0 | 0 | 228392.7113 | 0 | 516985 | 0 | 0 | 0 | 731075.9193 | 0 | 22283.7504 | 7621.5577 | 0 | 0 | 0 | 0 | 0 | 0 | 4092204.2265 | 0 | 0 | 0 | 0 | -245556.2427 | 0 | 0 | 1254.0018 | 0 | 0 | 0 | 0 | 0 | 0 | 0 | 0 | 72038.0074 | 0
2016-12-15 13:00 | 0 | 0 | 0 | 0 | 243630.1972 | 0 | 529454 | 0 | 0 | 0 | 485519.6766 | 0 | 0 | 0 | 0 | 0 | 0 | 0 | 0 | 0 | 4074321.9059 | 0 | 0 | 0 | 0 | -245556.2427 | 0 | 0 | 22283.7504 | -7621.5577 | 0 | 0 | 0 | 0 | 0 | 0 | 0 | 17865.9517 | 0
2016-12-15 14:00 | 0 | 0 | 0 | 0 | 255052.4867 | 34542.7621 | 532001 | 0 | 0 | 0 | 242900.6261 | 0 | 213.2993 | 0 | 0 | 0 | 0 | 0 | 0 | 0 | 4074305.6086 | 0 | 0 | 0 | 0 | -242619.0505 | 0 | 213.2993 | 0 | 0 | 0 | 0 | 0 | 0 | 0 | 0 | 0 | 0 | 0
2016-12-15 15:00 | 0 | 0 | 0 | 0 | 287537.7441 | 251229.66 | 530640 | 0 | 0 | 0 | 250814.7309 | 0 | 426.5986 | 0 | 0 | 0 | 0 | 0 | 0 | 0 | 4074289.3114 | 0 | 0 | 0 | 0 | 7914.1048 | 0 | 213.2993 | 0 | 0 | 0 | 0 | 0 | 0 | 0 | 0 | 0 | 0 | 0
2016-12-15 16:00 | 0 | 0 | 0 | 0 | 318075.5269 | 337508.1663 | 526810 | 0 | 0 | 0 | 379375.1249 | 0 | 639.8979 | 0 | 0 | 0 | 0 | 0 | 0 | 0 | 4074273.0142 | 0 | 0 | 0 | 0 | 128560.3939 | 0 | 213.2993 | 0 | 0 | 0 | 0 | 0 | 0 | 0 | 0 | 0 | 0 | 0
2016-12-15 17:00 | 0 | 0 | 0 | 0 | 342102.2216 | 362401.2896 | 521762 | 0 | 0 | 0 | 561903.3368 | 0 | 853.1972 | 0 | 0 | 0 | 0 | 0 | 0 | 0 | 4074256.7171 | 0 | 0 | 0 | 0 | 182528.2119 | 0 | 213.2993 | 0 | 0 | 0 | 0 | 0 | 0 | 0 | 0 | 0 | 0 | 0
2016-12-15 18:00 | 0 | 0 | 0 | 0 | 359604.7373 | 363361.58 | 517951 | 0 | 0 | 0 | 766705.3548 | 0 | 1066.4965 | 0 | 0 | 0 | 0 | 0 | 0 | 0 | 4074240.4201 | 0 | 0 | 0 | 0 | 204802.0181 | 0 | 213.2993 | 0 | 0 | 0 | 0 | 0 | 0 | 0 | 0 | 0 | 0 | 0
2016-12-15 19:00 | 0 | 0 | 0 | 0 | 371726.6563 | 360746.2192 | 515590 | 0 | 0 | 0 | 983374.931 | 0 | 1279.7958 | 0 | 0 | 0 | 0 | 0 | 0 | 0 | 4074224.1232 | 0 | 0 | 0 | 0 | 216669.5762 | 0 | 213.2993 | 0 | 0 | 0 | 0 | 0 | 0 | 0 | 0 | 0 | 0 | 0
2016-12-15 20:00 | 0 | 0 | 0 | 0 | 382046.7848 | 357482.7582 | 515718 | 0 | 0 | 0 | 1206973.1747 | 0 | 1493.0951 | 0 | 0 | 0 | 0 | 0 | 0 | 0 | 4074207.8263 | 0 | 0 | 0 | 0 | 223598.2436 | 0 | 213.2993 | 0 | 0 | 0 | 0 | 0 | 0 | 0 | 0 | 0 | 0 | 0
2016-12-15 21:00 | 0 | 0 | 0 | 0 | 398574.1762 | 343455.2916 | 525072 | 0 | 0 | 0 | 1423717.3432 | 0 | 1706.3944 | 0 | 0 | 0 | 0 | 0 | 0 | 0 | 4074191.5294 | 0 | 0 | 0 | 0 | 216744.1685 | 0 | 213.2993 | 0 | 0 | 0 | 0 | 0 | 0 | 0 | 0 | 0 | 0 | 0
2016-12-15 22:00 | 0 | 0 | 0 | 0 | 417009.613 | 271393.8628 | 547634 | 0 | 0 | 0 | 1564273.5197 | 0 | 1919.6937 | 0 | 0 | 0 | 0 | 0 | 0 | 0 | 4074175.2327 | 0 | 0 | 0 | 0 | 140556.1764 | 0 | 213.2993 | 0 | 0 | 0 | 0 | 0 | 0 | 0 | 0 | 0 | 0 | 0
2016-12-15 23:00 | 0 | 0 | 0 | 0 | 473575.0179 | 61301.1696 | 565975 | 0 | 0 | 0 | 1532961.4079 | 0 | 2132.993 | 0 | 0 | 0 | 0 | 0 | 0 | 0 | 4074158.936 | 0 | 0 | 0 | 0 | -31312.1118 | 0 | 213.2993 | 0 | 0 | 0 | 0 | 0 | 0 | 0 | 0 | 0 | 0 | 0
2016-12-16 | 0 | 0 | 0 | 0 | 503363.207 | 20.2581 | 573691 | 0 | 0 | 0 | 1455032.3153 | 0 | 2132.993 | 7621.5577 | 0 | 0 | 0 | 0 | 0 | 0 | 4074142.6393 | 0 | 0 | 0 | 0 | -77929.0926 | 0 | 0 | 0 | 7621.5577 | 0 | 0 | 0 | 0 | 0 | 0 | 0 | 0 | 0
2016-12-16 01:00 | 0 | 0 | 0 | 0 | 499250.1751 | 0 | 574150 | 0 | 0 | 0 | 1380132.4904 | 0 | 2132.993 | 7621.5577 | 0 | 0 | 0 | 0 | 0 | 0 | 4074126.3428 | 0 | 0 | 0 | 0 | -74899.8249 | 0 | 0 | 0 | 0 | 0 | 0 | 0 | 0 | 0 | 0 | 0 | 0 | 0
2016-12-16 02:00 | 0 | 0 | 0 | 0 | 479474.2818 | 0 | 563855 | 0 | 0 | 0 | 1295751.7722 | 0 | 2132.993 | 7621.5577 | 0 | 0 | 0 | 0 | 0 | 0 | 4074110.0462 | 0 | 0 | 0 | 0 | -84380.7182 | 0 | 0 | 0 | 0 | 0 | 0 | 0 | 0 | 0 | 0 | 0 | 0 | 0
2016-12-16 03:00 | 0 | 0 | 0 | 0 | 448712.9585 | 0 | 542728 | 0 | 0 | 0 | 1201736.7307 | 0 | 2132.993 | 7621.5577 | 0 | 0 | 0 | 0 | 0 | 0 | 4074093.7498 | 0 | 0 | 0 | 0 | -94015.0415 | 0 | 0 | 0 | 0 | 0 | 0 | 0 | 0 | 0 | 0 | 0 | 0 | 0
2016-12-16 04:00 | 0 | 0 | 0 | 0 | 421614.3937 | 0 | 516634 | 0 | 0 | 0 | 1106717.1244 | 0 | 2132.993 | 7621.5577 | 0 | 0 | 0 | 0 | 0 | 0 | 4074077.4534 | 0 | 0 | 0 | 0 | -95019.6063 | 0 | 0 | 0 | 0 | 0 | 0 | 0 | 0 | 0 | 0 | 0 | 0 | 0
2016-12-16 05:00 | 0 | 0 | 0 | 0 | 397722.7725 | 0 | 494644 | 0 | 0 | 0 | 1009795.897 | 0 | 2132.993 | 7621.5577 | 0 | 0 | 0 | 0 | 0 | 0 | 4074061.1571 | 0 | 0 | 0 | 0 | -96921.2275 | 0 | 0 | 0 | 0 | 0 | 0 | 0 | 0 | 0 | 0 | 0 | 0 | 0
2016-12-16 06:00 | 0 | 0 | 0 | 0 | 380775.7334 | 0 | 478167 | 0 | 0 | 0 | 912404.6303 | 0 | 2132.993 | 7621.5577 | 0 | 0 | 0 | 0 | 0 | 0 | 4074044.8609 | 0 | 0 | 0 | 0 | -97391.2666 | 0 | 0 | 0 | 0 | 0 | 0 | 0 | 0 | 0 | 0 | 0 | 0 | 0
2016-12-16 07:00 | 0 | 0 | 0 | 0 | 379321.5042 | 0 | 468952 | 0 | 0 | 0 | 822774.1345 | 0 | 2132.993 | 7621.5577 | 0 | 0 | 0 | 0 | 0 | 0 | 4074028.5647 | 0 | 0 | 0 | 0 | -89630.4958 | 0 | 0 | 0 | 0 | 0 | 0 | 0 | 0 | 0 | 0 | 0 | 0 | 0
2016-12-16 08:00 | 0 | 0 | 0 | 0 | 377671.7528 | 0 | 464287 | 0 | 0 | 0 | 736158.8874 | 0 | 2132.993 | 7621.5577 | 0 | 0 | 0 | 0 | 0 | 0 | 4074012.2686 | 0 | 0 | 0 | 0 | -86615.2472 | 0 | 0 | 0 | 0 | 0 | 0 | 0 | 0 | 0 | 0 | 0 | 0 | 0
2016-12-16 09:00 | 0 | 0 | 0 | 0 | 377696.1466 | 0 | 466808 | 0 | 0 | 0 | 647047.0339 | 0 | 2132.993 | 7621.5577 | 0 | 0 | 0 | 0 | 0 | 0 | 4073995.9725 | 0 | 0 | 0 | 0 | -89111.8534 | 0 | 0 | 0 | 0 | 0 | 0 | 0 | 0 | 0 | 0 | 0 | 0 | 0
2016-12-16 10:00 | 0 | 0 | 0 | 0 | 377671.6671 | 0 | 480215 | 0 | 0 | 0 | 544503.7011 | 0 | 2132.993 | 7621.5577 | 0 | 0 | 0 | 0 | 0 | 0 | 4073979.6766 | 0 | 0 | 0 | 0 | -102543.3329 | 0 | 0 | 0 | 0 | 0 | 0 | 0 | 0 | 0 | 0 | 0 | 0 | 0
2016-12-16 11:00 | 0 | 0 | 0 | 0 | 382245.2 | 0 | 509127 | 0 | 0 | 0 | 417621.901 | 0 | 2132.993 | 7621.5577 | 0 | 0 | 0 | 0 | 0 | 0 | 4073963.3806 | 0 | 0 | 0 | 0 | -126881.8 | 0 | 0 | 0 | 0 | 0 | 0 | 0 | 0 | 0 | 0 | 0 | 0 | 0
2016-12-16 12:00 | 0 | 0 | 0 | 0 | 391097.6214 | 0 | 536307 | 0 | 0 | 0 | 272412.5225 | 0 | 2132.993 | 7621.5577 | 0 | 0 | 0 | 0 | 0 | 0 | 4073947.0848 | 0 | 0 | 0 | 0 | -145209.3786 | 0 | 0 | 0 | 0 | 0 | 0 | 0 | 0 | 0 | 0 | 0 | 0 | 0
2016-12-16 13:00 | 0 | 0 | 0 | 0 | 395760.4277 | 0 | 546053 | 0 | 0 | 0 | 122119.9502 | 0 | 2132.993 | 7621.5577 | 0 | 0 | 0 | 0 | 0 | 0 | 4073930.789 | 0 | 0 | 0 | 0 | -150292.5723 | 0 | 0 | 0 | 0 | 0 | 0 | 0 | 0 | 0 | 0 | 0 | 0 | 0
2016-12-16 14:00 | 0 | 0 | 0 | 0 | 386759.0954 | 29121.4037 | 547755 | 0 | 0 | 0 | 0 | 0 | 0 | 0 | 0 | 0 | 0 | 0 | 0 | 0 | 4073914.4933 | 0 | 0 | 0 | 0 | -122119.9502 | 0 | 0 | 2132.993 | -7621.5577 | 0 | 0 | 0 | 0 | 0 | 0 | 0 | 0 | 0
2016-12-16 15:00 | 0 | 0 | 0 | 0 | 381065.3972 | 180043.5305 | 545038 | 0 | 0 | 0 | 0 | 0 | 0 | 0 | 0 | 0 | 0 | 0 | 0 | 0 | 4086754.9398 | 0 | 0 | 0 | 0 | 0 | 0 | 0 | 0 | 0 | 0 | 0 | 0 | 0 | 0 | 0 | 16070.9277 | 0 | 0
2016-12-16 16:00 | 0 | 0 | 0 | 0 | 241829.5431 | 318095.474 | 537828 | 0 | 0 | 0 | 0 | 0 | 0 | 0 | 0 | 0 | 0 | 0 | 0 | 0 | 4104416.2064 | 0 | 0 | 0 | 0 | 0 | 0 | 0 | 0 | 0 | 0 | 0 | 0 | 0 | 0 | 0 | 22097.017 | 0 | 0
2016-12-16 17:00 | 0 | 0 | 0 | 0 | 159574.7249 | 390460.2921 | 527938 | 0 | 0 | 0 | 0 | 0 | 0 | 0 | 0 | 0 | 0 | 0 | 0 | 0 | 4122077.4024 | 0 | 0 | 0 | 0 | 0 | 0 | 0 | 0 | 0 | 0 | 0 | 0 | 0 | 0 | 0 | 22097.017 | 0 | 0
2016-12-16 18:00 | 0 | 0 | 0 | 0 | 376508.0471 | 413272.5078 | 521278 | 0 | 0 | 0 | 245556.2427 | 0 | 0 | 849.2952 | 0 | 0 | 0 | 0 | 0 | 0 | 4139738.5277 | 0 | 0 | 0 | 0 | 245556.2427 | 0 | 0 | 0 | 849.2952 | 0 | 0 | 0 | 0 | 0 | 0 | 22097.017 | 0 | 0
2016-12-16 19:00 | 0 | 0 | 0 | 0 | 363809.3741 | 419215.5904 | 516221 | 0 | 0 | 0 | 491112.4854 | 0 | 0 | 0 | 0 | 0 | 0 | 0 | 0 | 0 | 4157399.5824 | 0 | 0 | 0 | 0 | 245556.2427 | 0 | 0 | 0 | -849.2952 | 0 | 0 | 0 | 0 | 0 | 0 | 22097.017 | 0 | 0
2016-12-16 20:00 | 0 | 0 | 0 | 0 | 0 | 440638.1239 | 512984 | 0 | 0 | 0 | 396669.5922 | 0 | 0 | 0 | 0 | 0 | 0 | 0 | 0 | 0 | 4175060.5664 | 0 | 0 | 0 | 0 | -94442.8932 | 0 | 0 | 0 | 0 | 0 | 0 | 0 | 0 | 0 | 0 | 22097.017 | 0 | 0
2016-12-16 21:00 | 0 | 0 | 0 | 0 | 315822.6282 | 468177.6315 | 516347 | 0 | 0 | 0 | 642225.8349 | 0 | 0 | 0 | 0 | 0 | 0 | 0 | 0 | 0 | 4192721.4798 | 0 | 0 | 0 | 0 | 245556.2427 | 0 | 0 | 0 | 0 | 0 | 0 | 0 | 0 | 0 | 0 | 22097.017 | 0 | 0
2016-12-16 22:00 | 0 | 0 | 0 | 0 | 325193.9581 | 419726.0452 | 528963 | 0 | 0 | 0 | 836085.8211 | 0 | 0 | 0 | 0 | 0 | 0 | 0 | 0 | 0 | 4210382.3226 | 0 | 0 | 0 | 0 | 193859.9863 | 0 | 0 | 0 | 0 | 0 | 0 | 0 | 0 | 0 | 0 | 22097.017 | 0 | 0
2016-12-16 23:00 | 0 | 0 | 0 | 0 | 152154.2521 | 163161.8215 | 538562 | 0 | 0 | 0 | 590529.5785 | 0 | 213.2993 | 0 | 0 | 0 | 0 | 0 | 0 | 0 | 4228043.0947 | 0 | 0 | 0 | 0 | -245556.2427 | 0 | 213.2993 | 0 | 0 | 0 | 0 | 0 | 0 | 0 | 0 | 22097.017 | 0 | 0
2016-12-17 | 0 | 0 | 0 | 0 | 521415.9086 | 1734.1115 | 538262 | 0 | 0 | 0 | 553107.2823 | 0 | 426.5986 | 0 | 0 | 0 | 0 | 0 | 0 | 0 | 4245703.7961 | 0 | 0 | 0 | 0 | -37422.2962 | 0 | 213.2993 | 0 | 0 | 0 | 0 | 0 | 0 | 0 | 0 | 22097.017 | 0 | 0
2016-12-17 01:00 | 0 | 0 | 0 | 0 | 310562.7744 | 0 | 534022 | 0 | 0 | 0 | 307551.0396 | 0 | 426.5986 | 0 | 0 | 0 | 0 | 0 | 0 | 0 | 4263364.427 | 0 | 0 | 0 | 0 | -245556.2427 | 0 | 0 | 0 | 0 | 0 | 0 | 0 | 0 | 0 | 0 | 22097.017 | 0 | 0
2016-12-17 02:00 | 0 | 0 | 0 | 0 | 538566.045 | 0 | 521280 | 0 | 0 | 0 | 302526.7683 | 0 | 639.8979 | 0 | 0 | 0 | 0 | 0 | 0 | 0 | 4281024.9871 | 0 | 0 | 0 | 0 | -5024.2713 | 0 | 213.2993 | 0 | 0 | 0 | 0 | 0 | 0 | 0 | 0 | 22097.017 | 0 | 0
2016-12-17 03:00 | 0 | 0 | 0 | 0 | 546344.502 | 0 | 502161 | 0 | 0 | 0 | 324399.9539 | 0 | 853.1972 | 0 | 0 | 0 | 0 | 0 | 0 | 0 | 4298685.4767 | 0 | 0 | 0 | 0 | 21873.1856 | 0 | 213.2993 | 0 | 0 | 0 | 0 | 0 | 0 | 0 | 0 | 22097.017 | 0 | 0
2016-12-17 04:00 | 0 | 0 | 0 | 0 | 569947.0944 | 0 | 478629 | 0 | 0 | 0 | 393407.732 | 0 | 1066.4965 | 0 | 0 | 0 | 0 | 0 | 0 | 0 | 4316345.8956 | 0 | 0 | 0 | 0 | 69007.778 | 0 | 213.2993 | 0 | 0 | 0 | 0 | 0 | 0 | 0 | 0 | 22097.017 | 0 | 0
2016-12-17 05:00 | 0 | 0 | 0 | 0 | 232740.7744 | 0 | 456200 | 0 | 0 | 0 | 147851.4893 | 0 | 1066.4965 | 0 | 0 | 0 | 0 | 0 | 0 | 0 | 4334006.2438 | 0 | 0 | 0 | 0 | -245556.2427 | 0 | 0 | 0 | 0 | 0 | 0 | 0 | 0 | 0 | 0 | 22097.017 | 0 | 0
2016-12-17 06:00 | 0 | 0 | 0 | 0 | 617926.8318 | 0 | 438385 | 0 | 0 | 0 | 305083.0048 | 0 | 1279.7958 | 0 | 0 | 0 | 0 | 0 | 0 | 0 | 4351666.5214 | 0 | 0 | 0 | 0 | 157231.5155 | 0 | 213.2993 | 0 | 0 | 0 | 0 | 0 | 0 | 0 | 0 | 22097.017 | 0 | 0
2016-12-17 07:00 | 0 | 0 | 0 | 0 | 642035.3078 | 0 | 425874 | 0 | 0 | 0 | 499147.2955 | 0 | 1279.7958 | 0 | 0 | 0 | 0 | 0 | 0 | 0 | 4369326.7284 | 0 | 0 | 0 | 0 | 194064.2907 | 0 | 0 | 0 | 0 | 0 | 0 | 0 | 0 | 0 | 0 | 22097.017 | 0 | 0
2016-12-17 08:00 | 0 | 0 | 0 | 0 | 194943.0737 | 0 | 418189 | 0 | 0 | 0 | 253591.0528 | 0 | 1493.0951 | 0 | 0 | 0 | 0 | 0 | 0 | 0 | 4386986.8647 | 0 | 0 | 0 | 0 | -245556.2427 | 0 | 213.2993 | 0 | 0 | 0 | 0 | 0 | 0 | 0 | 0 | 22097.017 | 0 | 0
2016-12-17 09:00 | 0 | 0 | 0 | 0 | 192399.0737 | 0 | 415645 | 0 | 0 | 0 | 8034.8102 | 0 | 1706.3944 | 0 | 0 | 0 | 0 | 0 | 0 | 0 | 4404646.9304 | 0 | 0 | 0 | 0 | -245556.2427 | 0 | 213.2993 | 0 | 0 | 0 | 0 | 0 | 0 | 0 | 0 | 22097.017 | 0 | 0
2016-12-17 10:00 | 0 | 0 | 0 | 0 | 678626.7489 | 0 | 418795 | 0 | 0 | 0 | 245556.2427 | 0 | 1919.6937 | 0 | 0 | 0 | 0 | 0 | 0 | 0 | 4422306.9255 | 0 | 0 | 0 | 0 | 237521.4325 | 0 | 213.2993 | 0 | 0 | 0 | 0 | 0 | 0 | 0 | 0 | 22097.017 | 0 | 0
2016-12-17 11:00 | 0 | 0 | 0 | 0 | 204487.7744 | 0 | 427947 | 0 | 0 | 0 | 0 | 0 | 1919.6937 | 0 | 0 | 0 | 0 | 0 | 0 | 0 | 4439966.8499 | 0 | 0 | 0 | 0 | -245556.2427 | 0 | 0 | 0 | 0 | 0 | 0 | 0 | 0 | 0 | 0 | 22097.017 | 0 | 0
2016-12-17 12:00 | 0 | 0 | 0 | 0 | 528661.966 | 0 | 441519 | 0 | 0 | 0 | 64832.6496 | 0 | 2132.993 | 0 | 0 | 0 | 0 | 0 | 0 | 0 | 4457626.7037 | 0 | 0 | 0 | 0 | 64832.6496 | 0 | 213.2993 | 0 | 0 | 0 | 0 | 0 | 0 | 0 | 0 | 22097.017 | 0 | 0
2016-12-17 13:00 | 0 | 0 | 0 | 0 | 660995.6101 | 0 | 458175 | 0 | 0 | 0 | 245556.2427 | 0 | 2132.993 | 0 | 0 | 0 | 0 | 0 | 0 | 0 | 4475286.4868 | 0 | 0 | 0 | 0 | 180723.5931 | 0 | 0 | 0 | 0 | 0 | 0 | 0 | 0 | 0 | 0 | 22097.017 | 0 | 0
2016-12-17 14:00 | 0 | 0 | 0 | 0 | 208293.5074 | 40191.274 | 474077 | 0 | 0 | 0 | 0 | 0 | 0 | 0 | 0 | 0 | 0 | 0 | 0 | 0 | 4492946.1993 | 0 | 0 | 0 | 0 | -245556.2427 | 0 | 213.2993 | 2346.2923 | 0 | 0 | 0 | 0 | 0 | 0 | 0 | 22097.017 | 0 | 0
2016-12-17 15:00 | 0 | 0 | 0 | 0 | 411611.4621 | 340759.097 | 484504 | 0 | 0 | 0 | 245556.2427 | 0 | 213.2993 | 0 | 0 | 0 | 0 | 0 | 0 | 0 | 4510605.8411 | 0 | 0 | 0 | 0 | 245556.2427 | 0 | 213.2993 | 0 | 0 | 0 | 0 | 0 | 0 | 0 | 0 | 22097.017 | 0 | 0
2016-12-17 16:00 | 0 | 0 | 0 | 0 | 213155.344 | 542187.215 | 487476 | 0 | 0 | 0 | 491112.4854 | 0 | 426.5986 | 0 | 0 | 0 | 0 | 0 | 0 | 0 | 4528265.4123 | 0 | 0 | 0 | 0 | 245556.2427 | 0 | 213.2993 | 0 | 0 | 0 | 0 | 0 | 0 | 0 | 0 | 22097.017 | 0 | 0
2016-12-17 17:00 | 0 | 0 | 0 | 0 | 0 | 551135.705 | 484404 | 0 | 0 | 0 | 535747.1733 | 0 | 426.5986 | 0 | 0 | 0 | 0 | 0 | 0 | 0 | 4545924.9129 | 0 | 0 | 0 | 0 | 44634.688 | 0 | 0 | 0 | 0 | 0 | 0 | 0 | 0 | 0 | 0 | 22097.017 | 0 | 0
2016-12-17 18:00 | 0 | 0 | 0 | 0 | 221382.4432 | 524935.1158 | 478451 | 0 | 0 | 0 | 781303.416 | 0 | 639.8979 | 0 | 0 | 0 | 0 | 0 | 0 | 0 | 4563584.3429 | 0 | 0 | 0 | 0 | 245556.2427 | 0 | 213.2993 | 0 | 0 | 0 | 0 | 0 | 0 | 0 | 0 | 22097.017 | 0 | 0
2016-12-17 19:00 | 0 | 0 | 0 | 0 | 227858.2621 | 512148.9977 | 472354 | 0 | 0 | 0 | 1026859.6587 | 0 | 639.8979 | 0 | 0 | 0 | 0 | 0 | 0 | 0 | 4581243.7022 | 0 | 0 | 0 | 0 | 245556.2427 | 0 | 0 | 0 | 0 | 0 | 0 | 0 | 0 | 0 | 0 | 22097.017 | 0 | 0
2016-12-17 20:00 | 0 | 0 | 0 | 0 | 0 | 527017.0926 | 468144 | 0 | 0 | 0 | 1063422.4349 | 0 | 853.1972 | 0 | 0 | 0 | 0 | 0 | 0 | 0 | 4598902.9908 | 0 | 0 | 0 | 0 | 36562.7762 | 0 | 213.2993 | 0 | 0 | 0 | 0 | 0 | 0 | 0 | 0 | 22097.017 | 0 | 0
2016-12-17 21:00 | 0 | 0 | 0 | 0 | 0 | 548886.3123 | 470744 | 0 | 0 | 0 | 1119467.7302 | 0 | 853.1972 | 0 | 0 | 0 | 0 | 0 | 0 | 0 | 4616562.2088 | 0 | 0 | 0 | 0 | 56045.2952 | 0 | 0 | 0 | 0 | 0 | 0 | 0 | 0 | 0 | 0 | 22097.017 | 0 | 0
2016-12-17 22:00 | 0 | 0 | 0 | 0 | 216220.5008 | 535651.0582 | 484005 | 0 | 0 | 0 | 1365023.9729 | 0 | 1066.4965 | 0 | 0 | 0 | 0 | 0 | 0 | 0 | 4634221.3562 | 0 | 0 | 0 | 0 | 245556.2427 | 0 | 213.2993 | 0 | 0 | 0 | 0 | 0 | 0 | 0 | 0 | 22097.017 | 0 | 0
2016-12-17 23:00 | 0 | 0 | 0 | 0 | 49303.0096 | 222825.0641 | 495374 | 0 | 0 | 0 | 1119467.7302 | 0 | 1279.7958 | 0 | 0 | 0 | 0 | 0 | 0 | 0 | 4651880.433 | 0 | 0 | 0 | 0 | -245556.2427 | 0 | 213.2993 | 0 | 0 | 0 | 0 | 0 | 0 | 0 | 0 | 22097.017 | 0 | 0
2016-12-18 | 0 | 0 | 0 | 0 | 620963.2318 | 1789.768 | 499639 | 0 | 0 | 0 | 1220271.4136 | 0 | 1493.0951 | 0 | 0 | 0 | 0 | 0 | 0 | 0 | 4669539.4391 | 0 | 0 | 0 | 0 | 100803.6834 | 0 | 213.2993 | 0 | 0 | 0 | 0 | 0 | 0 | 0 | 0 | 22097.017 | 0 | 0
2016-12-18 01:00 | 0 | 0 | 0 | 0 | 595236.7112 | 0 | 500069 | 0 | 0 | 0 | 1293342.1078 | 0 | 1493.0951 | 0 | 0 | 0 | 0 | 0 | 0 | 0 | 4687198.3746 | 0 | 0 | 0 | 0 | 73070.6942 | 0 | 0 | 0 | 0 | 0 | 0 | 0 | 0 | 0 | 0 | 22097.017 | 0 | 0
2016-12-18 02:00 | 0 | 0 | 0 | 0 | 267993.0737 | 0 | 491239 | 0 | 0 | 0 | 1047785.8651 | 0 | 1706.3944 | 0 | 0 | 0 | 0 | 0 | 0 | 0 | 4704857.2394 | 0 | 0 | 0 | 0 | -245556.2427 | 0 | 213.2993 | 0 | 0 | 0 | 0 | 0 | 0 | 0 | 0 | 22097.017 | 0 | 0
2016-12-18 03:00 | 0 | 0 | 0 | 0 | 563286.804 | 0 | 479320 | 0 | 0 | 0 | 1109655.652 | 0 | 1706.3944 | 0 | 0 | 0 | 0 | 0 | 0 | 0 | 4722516.0336 | 0 | 0 | 0 | 0 | 61869.7869 | 0 | 0 | 0 | 0 | 0 | 0 | 0 | 0 | 0 | 0 | 22097.017 | 0 | 0
2016-12-18 04:00 | 0 | 0 | 0 | 0 | 552211.8878 | 0 | 461403 | 0 | 0 | 0 | 1178154.2235 | 0 | 1919.6937 | 0 | 0 | 0 | 0 | 0 | 0 | 0 | 4740174.7572 | 0 | 0 | 0 | 0 | 68498.5715 | 0 | 213.2993 | 0 | 0 | 0 | 0 | 0 | 0 | 0 | 0 | 22097.017 | 0 | 0
2016-12-18 05:00 | 0 | 0 | 0 | 0 | 219789.7744 | 0 | 443249 | 0 | 0 | 0 | 932597.9808 | 0 | 1919.6937 | 0 | 0 | 0 | 0 | 0 | 0 | 0 | 4757833.4101 | 0 | 0 | 0 | 0 | -245556.2427 | 0 | 0 | 0 | 0 | 0 | 0 | 0 | 0 | 0 | 0 | 22097.017 | 0 | 0
2016-12-18 06:00 | 0 | 0 | 0 | 0 | 519390.7401 | 0 | 427707 | 0 | 0 | 0 | 1001971.4045 | 0 | 2132.993 | 0 | 0 | 0 | 0 | 0 | 0 | 0 | 4775491.9924 | 0 | 0 | 0 | 0 | 69373.4237 | 0 | 213.2993 | 0 | 0 | 0 | 0 | 0 | 0 | 0 | 0 | 22097.017 | 0 | 0
2016-12-18 07:00 | 0 | 0 | 0 | 0 | 503376.3393 | 0 | 417417 | 0 | 0 | 0 | 1065833.7268 | 0 | 2132.993 | 0 | 0 | 0 | 0 | 0 | 0 | 0 | 4793150.5041 | 0 | 0 | 0 | 0 | 63862.3223 | 0 | 0 | 0 | 0 | 0 | 0 | 0 | 0 | 0 | 0 | 22097.017 | 0 | 0
2016-12-18 08:00 | 0 | 0 | 0 | 0 | 188804.0737 | 0 | 412050 | 0 | 0 | 0 | 820277.4841 | 0 | 2346.2923 | 0 | 0 | 0 | 0 | 0 | 0 | 0 | 4810808.9451 | 0 | 0 | 0 | 0 | -245556.2427 | 0 | 213.2993 | 0 | 0 | 0 | 0 | 0 | 0 | 0 | 0 | 22097.017 | 0 | 0
2016-12-18 09:00 | 0 | 0 | 0 | 0 | 463421.1341 | 0 | 411510 | 0 | 0 | 0 | 850091.6012 | 0 | 2346.2923 | 0 | 0 | 0 | 0 | 0 | 0 | 0 | 4828467.3156 | 0 | 0 | 0 | 0 | 29814.117 | 0 | 0 | 0 | 0 | 0 | 0 | 0 | 0 | 0 | 0 | 22097.017 | 0 | 0
2016-12-18 10:00 | 0 | 0 | 0 | 0 | 433334.9962 | 0 | 415036 | 0 | 0 | 0 | 846080.2811 | 0 | 2559.5916 | 0 | 0 | 0 | 0 | 0 | 0 | 0 | 4846125.6153 | 0 | 0 | 0 | 0 | -4011.3201 | 0 | 213.2993 | 0 | 0 | 0 | 0 | 0 | 0 | 0 | 0 | 22097.017 | 0 | 0
2016-12-18 11:00 | 0 | 0 | 0 | 0 | 410723.2204 | 0 | 424423 | 0 | 0 | 0 | 810070.1851 | 0 | 2772.8909 | 0 | 0 | 0 | 0 | 0 | 0 | 0 | 4863783.8445 | 0 | 0 | 0 | 0 | -36010.0959 | 0 | 213.2993 | 0 | 0 | 0 | 0 | 0 | 0 | 0 | 0 | 22097.017 | 0 | 0
2016-12-18 12:00 | 0 | 0 | 0 | 0 | 214896.0737 | 0 | 438142 | 0 | 0 | 0 | 564513.9424 | 0 | 2986.1902 | 0 | 0 | 0 | 0 | 0 | 0 | 0 | 4881442.003 | 0 | 0 | 0 | 0 | -245556.2427 | 0 | 213.2993 | 0 | 0 | 0 | 0 | 0 | 0 | 0 | 0 | 22097.017 | 0 | 0
2016-12-18 13:00 | 0 | 0 | 0 | 0 | 385730.9123 | 0 | 457346 | 0 | 0 | 0 | 470801.8377 | 0 | 2986.1902 | 0 | 0 | 0 | 0 | 0 | 0 | 0 | 4899100.0908 | 0 | 0 | 0 | 0 | -93712.1048 | 0 | 0 | 0 | 0 | 0 | 0 | 0 | 0 | 0 | 0 | 22097.017 | 0 | 0
2016-12-18 14:00 | 0 | 0 | 0 | 0 | 383948.6307 | 84728.119 | 474790 | 0 | 0 | 0 | 442378.271 | 0 | 3199.4894 | 0 | 0 | 0 | 0 | 0 | 0 | 0 | 4916758.1081 | 0 | 0 | 0 | 0 | -28423.5667 | 0 | 213.2993 | 0 | 0 | 0 | 0 | 0 | 0 | 0 | 0 | 22097.017 | 0 | 0
2016-12-18 15:00 | 0 | 0 | 0 | 0 | 268290.7147 | 484637.545 | 485275 | 0 | 0 | 0 | 687934.5136 | 0 | 3199.4894 | 0 | 0 | 0 | 0 | 0 | 0 | 0 | 4934416.0547 | 0 | 0 | 0 | 0 | 245556.2427 | 0 | 0 | 0 | 0 | 0 | 0 | 0 | 0 | 0 | 0 | 22097.017 | 0 | 0
2016-12-18 16:00 | 0 | 0 | 0 | 0 | 113190.2472 | 642688.0126 | 488225 | 0 | 0 | 0 | 933490.7563 | 0 | 3199.4894 | 0 | 0 | 0 | 0 | 0 | 0 | 0 | 4952073.9306 | 0 | 0 | 0 | 0 | 245556.2427 | 0 | 0 | 0 | 0 | 0 | 0 | 0 | 0 | 0 | 0 | 22097.017 | 0 | 0
2016-12-18 17:00 | 0 | 0 | 0 | 0 | 0 | 620453.9207 | 487242 | 0 | 0 | 0 | 1044392.3606 | 0 | 3412.7887 | 0 | 0 | 0 | 0 | 0 | 0 | 0 | 4969731.736 | 0 | 0 | 0 | 0 | 110901.6043 | 0 | 213.2993 | 0 | 0 | 0 | 0 | 0 | 0 | 0 | 0 | 22097.017 | 0 | 0
2016-12-18 18:00 | 0 | 0 | 0 | 0 | 0 | 581902.2675 | 484137 | 0 | 0 | 0 | 1120060.6111 | 0 | 3412.7887 | 0 | 0 | 0 | 0 | 0 | 0 | 0 | 4987389.4707 | 0 | 0 | 0 | 0 | 75668.2504 | 0 | 0 | 0 | 0 | 0 | 0 | 0 | 0 | 0 | 0 | 22097.017 | 0 | 0
2016-12-18 19:00 | 0 | 0 | 0 | 0 | 0 | 565100.6086 | 480659 | 0 | 0 | 0 | 1182405.2027 | 0 | 3412.7887 | 0 | 0 | 0 | 0 | 0 | 0 | 0 | 5005047.1348 | 0 | 0 | 0 | 0 | 62344.5916 | 0 | 0 | 0 | 0 | 0 | 0 | 0 | 0 | 0 | 0 | 22097.017 | 0 | 0
2016-12-18 20:00 | 0 | 0 | 0 | 0 | 166903.0184 | 580293.2413 | 479543 | 0 | 0 | 0 | 1427961.4453 | 0 | 3412.7887 | 0 | 0 | 0 | 0 | 0 | 0 | 0 | 5022704.7282 | 0 | 0 | 0 | 0 | 245556.2427 | 0 | 0 | 0 | 0 | 0 | 0 | 0 | 0 | 0 | 0 | 22097.017 | 0 | 0
2016-12-18 21:00 | 0 | 0 | 0 | 0 | 0 | 608422.5543 | 486497 | 0 | 0 | 0 | 1527789.9826 | 0 | 3412.7887 | 0 | 0 | 0 | 0 | 0 | 0 | 0 | 5040362.251 | 0 | 0 | 0 | 0 | 99828.5373 | 0 | 0 | 0 | 0 | 0 | 0 | 0 | 0 | 0 | 0 | 22097.017 | 0 | 0
2016-12-18 22:00 | 0 | 0 | 0 | 0 | 209881.4254 | 563252.8343 | 505481 | 0 | 0 | 0 | 1773346.2253 | 0 | 3412.7887 | 0 | 0 | 0 | 0 | 0 | 0 | 0 | 5058019.7032 | 0 | 0 | 0 | 0 | 245556.2427 | 0 | 0 | 0 | 0 | 0 | 0 | 0 | 0 | 0 | 0 | 22097.017 | 0 | 0
2016-12-18 23:00 | 0 | 0 | 0 | 0 | 87029.4612 | 215575.6124 | 525851 | 0 | 0 | 0 | 1527789.9826 | 0 | 3626.088 | 0 | 0 | 0 | 0 | 0 | 0 | 0 | 5075677.0848 | 0 | 0 | 0 | 0 | -245556.2427 | 0 | 213.2993 | 0 | 0 | 0 | 0 | 0 | 0 | 0 | 0 | 22097.017 | 0 | 0
2016-12-19 | 0 | 0 | 0 | 0 | 311193.846 | 2772.9284 | 537426 | 0 | 0 | 0 | 1282233.7399 | 0 | 3626.088 | 0 | 0 | 0 | 0 | 0 | 0 | 0 | 5093334.3957 | 0 | 0 | 0 | 0 | -245556.2427 | 0 | 0 | 0 | 0 | 0 | 0 | 0 | 0 | 0 | 0 | 22097.017 | 0 | 0
2016-12-19 01:00 | 0 | 0 | 0 | 0 | 538285.1771 | 0 | 542277 | 0 | 0 | 0 | 1255931.6007 | 0 | 3839.3873 | 0 | 0 | 0 | 0 | 0 | 0 | 0 | 5110991.636 | 0 | 0 | 0 | 0 | -26302.1393 | 0 | 213.2993 | 0 | 0 | 0 | 0 | 0 | 0 | 0 | 0 | 22097.017 | 0 | 0
2016-12-19 02:00 | 0 | 0 | 0 | 0 | 546909.8525 | 0 | 534931 | 0 | 0 | 0 | 1245813.4361 | 0 | 3839.3873 | 0 | 0 | 0 | 0 | 0 | 0 | 0 | 5128648.8057 | 0 | 0 | 0 | 0 | -10118.1645 | 0 | 0 | 0 | 0 | 0 | 0 | 0 | 0 | 0 | 0 | 22097.017 | 0 | 0
2016-12-19 03:00 | 0 | 0 | 0 | 0 | 296394.0737 | 0 | 519640 | 0 | 0 | 0 | 1000257.1935 | 0 | 4052.6866 | 0 | 0 | 0 | 0 | 0 | 0 | 0 | 5146305.9047 | 0 | 0 | 0 | 0 | -245556.2427 | 0 | 213.2993 | 0 | 0 | 0 | 0 | 0 | 0 | 0 | 0 | 22097.017 | 0 | 0
2016-12-19 04:00 | 0 | 0 | 0 | 0 | 276478.7744 | 0 | 499938 | 0 | 0 | 0 | 754700.9508 | 0 | 4052.6866 | 0 | 0 | 0 | 0 | 0 | 0 | 0 | 5163962.9331 | 0 | 0 | 0 | 0 | -245556.2427 | 0 | 0 | 0 | 0 | 0 | 0 | 0 | 0 | 0 | 0 | 22097.017 | 0 | 0
2016-12-19 05:00 | 0 | 0 | 0 | 0 | 585640.9762 | 0 | 481449 | 0 | 0 | 0 | 836582.6107 | 0 | 4265.9859 | 0 | 0 | 0 | 0 | 0 | 0 | 0 | 5181619.8909 | 0 | 0 | 0 | 0 | 81881.6599 | 0 | 213.2993 | 0 | 0 | 0 | 0 | 0 | 0 | 0 | 0 | 22097.017 | 0 | 0
2016-12-19 06:00 | 0 | 0 | 0 | 0 | 245154.7744 | 0 | 468614 | 0 | 0 | 0 | 591026.368 | 0 | 4265.9859 | 0 | 0 | 0 | 0 | 0 | 0 | 0 | 5199276.7781 | 0 | 0 | 0 | 0 | -245556.2427 | 0 | 0 | 0 | 0 | 0 | 0 | 0 | 0 | 0 | 0 | 22097.017 | 0 | 0
2016-12-19 07:00 | 0 | 0 | 0 | 0 | 599869.2119 | 0 | 461616 | 0 | 0 | 0 | 706969.2635 | 0 | 4479.2852 | 0 | 0 | 0 | 0 | 0 | 0 | 0 | 5216933.5946 | 0 | 0 | 0 | 0 | 115942.8955 | 0 | 213.2993 | 0 | 0 | 0 | 0 | 0 | 0 | 0 | 0 | 22097.017 | 0 | 0
2016-12-19 08:00 | 0 | 0 | 0 | 0 | 600532.8849 | 0 | 459526 | 0 | 0 | 0 | 825879.1313 | 0 | 4479.2852 | 0 | 0 | 0 | 0 | 0 | 0 | 0 | 5234590.3405 | 0 | 0 | 0 | 0 | 118909.8678 | 0 | 0 | 0 | 0 | 0 | 0 | 0 | 0 | 0 | 0 | 22097.017 | 0 | 0
2016-12-19 09:00 | 0 | 0 | 0 | 0 | 240699.0737 | 0 | 463945 | 0 | 0 | 0 | 580322.8886 | 0 | 4692.5845 | 0 | 0 | 0 | 0 | 0 | 0 | 0 | 5252247.0158 | 0 | 0 | 0 | 0 | -245556.2427 | 0 | 213.2993 | 0 | 0 | 0 | 0 | 0 | 0 | 0 | 0 | 22097.017 | 0 | 0
2016-12-19 10:00 | 0 | 0 | 0 | 0 | 585340.0381 | 0 | 480074 | 0 | 0 | 0 | 663491.9097 | 0 | 4692.5845 | 0 | 0 | 0 | 0 | 0 | 0 | 0 | 5269903.6204 | 0 | 0 | 0 | 0 | 83169.0211 | 0 | 0 | 0 | 0 | 0 | 0 | 0 | 0 | 0 | 0 | 22097.017 | 0 | 0
2016-12-19 11:00 | 0 | 0 | 0 | 0 | 582178.5234 | 0 | 510834 | 0 | 0 | 0 | 712526.1167 | 0 | 4905.8838 | 0 | 0 | 0 | 0 | 0 | 0 | 0 | 5287560.1545 | 0 | 0 | 0 | 0 | 49034.207 | 0 | 213.2993 | 0 | 0 | 0 | 0 | 0 | 0 | 0 | 0 | 22097.017 | 0 | 0
2016-12-19 12:00 | 0 | 0 | 0 | 0 | 318840.7744 | 0 | 542300 | 0 | 0 | 0 | 466969.874 | 0 | 4905.8838 | 0 | 0 | 0 | 0 | 0 | 0 | 0 | 5305216.6179 | 0 | 0 | 0 | 0 | -245556.2427 | 0 | 0 | 0 | 0 | 0 | 0 | 0 | 0 | 0 | 0 | 22097.017 | 0 | 0
2016-12-19 13:00 | 0 | 0 | 0 | 0 | 580232.3179 | 0 | 559266 | 0 | 0 | 0 | 465625.8756 | 0 | 5119.1831 | 0 | 0 | 0 | 0 | 0 | 0 | 0 | 5322873.0106 | 0 | 0 | 0 | 0 | -1343.9984 | 0 | 213.2993 | 0 | 0 | 0 | 0 | 0 | 0 | 0 | 0 | 22097.017 | 0 | 0
2016-12-19 14:00 | 0 | 0 | 0 | 0 | 554900.5935 | 34064.8279 | 565631 | 0 | 0 | 0 | 466649.9807 | 0 | 5332.4824 | 0 | 0 | 0 | 0 | 0 | 0 | 0 | 5340529.3328 | 0 | 0 | 0 | 0 | 1024.105 | 0 | 213.2993 | 0 | 0 | 0 | 0 | 0 | 0 | 0 | 0 | 22097.017 | 0 | 0
2016-12-19 15:00 | 0 | 0 | 0 | 0 | 298158.1893 | 429255.0297 | 563343 | 0 | 0 | 0 | 608623.1826 | 0 | 5332.4824 | 0 | 0 | 0 | 0 | 0 | 0 | 0 | 5358185.5843 | 0 | 0 | 0 | 0 | 141973.2019 | 0 | 0 | 0 | 0 | 0 | 0 | 0 | 0 | 0 | 0 | 22097.017 | 0 | 0
2016-12-19 16:00 | 0 | 0 | 0 | 0 | 0 | 584177.4631 | 555471 | 0 | 0 | 0 | 615232.6286 | 0 | 5332.4824 | 0 | 0 | 0 | 0 | 0 | 0 | 0 | 5375841.7652 | 0 | 0 | 0 | 0 | 6609.446 | 0 | 0 | 0 | 0 | 0 | 0 | 0 | 0 | 0 | 0 | 22097.017 | 0 | 0
2016-12-19 17:00 | 0 | 0 | 0 | 0 | 0 | 573366.2523 | 545422 | 0 | 0 | 0 | 621079.8639 | 0 | 5332.4824 | 0 | 0 | 0 | 0 | 0 | 0 | 0 | 5393497.8755 | 0 | 0 | 0 | 0 | 5847.2352 | 0 | 0 | 0 | 0 | 0 | 0 | 0 | 0 | 0 | 0 | 22097.017 | 0 | 0
2016-12-19 18:00 | 0 | 0 | 0 | 0 | 0 | 543601.4877 | 536491 | 0 | 0 | 0 | 606093.3345 | 0 | 5332.4824 | 0 | 0 | 0 | 0 | 0 | 0 | 0 | 5411153.9151 | 0 | 0 | 0 | 0 | -14986.5294 | 0 | 0 | 0 | 0 | 0 | 0 | 0 | 0 | 0 | 0 | 22097.017 | 0 | 0
2016-12-19 19:00 | 0 | 0 | 0 | 0 | 0 | 526741.9421 | 528857 | 0 | 0 | 0 | 581881.2595 | 0 | 5332.4824 | 0 | 0 | 0 | 0 | 0 | 0 | 0 | 5428809.8841 | 0 | 0 | 0 | 0 | -24212.075 | 0 | 0 | 0 | 0 | 0 | 0 | 0 | 0 | 0 | 0 | 22097.017 | 0 | 0
2016-12-19 20:00 | 0 | 0 | 0 | 0 | 0 | 539038.6145 | 525223 | 0 | 0 | 0 | 573386.5576 | 0 | 5545.7817 | 0 | 0 | 0 | 0 | 0 | 0 | 0 | 5446465.7825 | 0 | 0 | 0 | 0 | -8494.7019 | 0 | 213.2993 | 0 | 0 | 0 | 0 | 0 | 0 | 0 | 0 | 22097.017 | 0 | 0
2016-12-19 21:00 | 0 | 0 | 0 | 0 | 233813.0074 | 562883.2524 | 529043 | 0 | 0 | 0 | 818942.8003 | 0 | 5545.7817 | 0 | 0 | 0 | 0 | 0 | 0 | 0 | 5464121.6103 | 0 | 0 | 0 | 0 | 245556.2427 | 0 | 0 | 0 | 0 | 0 | 0 | 0 | 0 | 0 | 0 | 22097.017 | 0 | 0
2016-12-19 22:00 | 0 | 0 | 0 | 0 | 0 | 503625.2638 | 548076 | 0 | 0 | 0 | 752181.7478 | 0 | 5759.081 | 0 | 0 | 0 | 0 | 0 | 0 | 0 | 5481777.3674 | 0 | 0 | 0 | 0 | -66761.0525 | 0 | 213.2993 | 0 | 0 | 0 | 0 | 0 | 0 | 0 | 0 | 22097.017 | 0 | 0
2016-12-19 23:00 | 0 | 0 | 0 | 0 | 610116.3572 | 225396.9026 | 567860 | 0 | 0 | 0 | 997737.9905 | 0 | 5759.081 | 0 | 0 | 0 | 0 | 0 | 0 | 0 | 5499433.054 | 0 | 0 | 0 | 0 | 245556.2427 | 0 | 0 | 0 | 0 | 0 | 0 | 0 | 0 | 0 | 0 | 22097.017 | 0 | 0
2016-12-20 | 0 | 0 | 0 | 0 | 350721.9942 | 2907.0795 | 576875 | 0 | 0 | 0 | 752181.7478 | 0 | 5972.3803 | 0 | 0 | 0 | 0 | 0 | 0 | 0 | 5517088.6699 | 0 | 0 | 0 | 0 | -245556.2427 | 0 | 213.2993 | 0 | 0 | 0 | 0 | 0 | 0 | 0 | 0 | 22097.017 | 0 | 0
2016-12-20 01:00 | 0 | 0 | 0 | 0 | 354063.7744 | 0 | 577523 | 0 | 0 | 0 | 506625.5051 | 0 | 5972.3803 | 0 | 0 | 0 | 0 | 0 | 0 | 0 | 5534744.2152 | 0 | 0 | 0 | 0 | -245556.2427 | 0 | 0 | 0 | 0 | 0 | 0 | 0 | 0 | 0 | 0 | 22097.017 | 0 | 0
2016-12-20 02:00 | 0 | 0 | 0 | 0 | 343026.0737 | 0 | 566272 | 0 | 0 | 0 | 261069.2624 | 0 | 6185.6796 | 0 | 0 | 0 | 0 | 0 | 0 | 0 | 5552399.6898 | 0 | 0 | 0 | 0 | -245556.2427 | 0 | 213.2993 | 0 | 0 | 0 | 0 | 0 | 0 | 0 | 0 | 22097.017 | 0 | 0
2016-12-20 03:00 | 0 | 0 | 0 | 0 | 813264.2597 | 0 | 545611 | 0 | 0 | 0 | 506625.5051 | 0 | 6185.6796 | 0 | 0 | 0 | 0 | 0 | 0 | 0 | 5570055.0939 | 0 | 0 | 0 | 0 | 245556.2427 | 0 | 0 | 0 | 0 | 0 | 0 | 0 | 0 | 0 | 0 | 22097.017 | 0 | 0
2016-12-20 04:00 | 0 | 0 | 0 | 0 | 297457.0737 | 0 | 520703 | 0 | 0 | 0 | 261069.2624 | 0 | 6398.9789 | 0 | 0 | 0 | 0 | 0 | 0 | 0 | 5587710.4273 | 0 | 0 | 0 | 0 | -245556.2427 | 0 | 213.2993 | 0 | 0 | 0 | 0 | 0 | 0 | 0 | 0 | 22097.017 | 0 | 0
2016-12-20 05:00 | 0 | 0 | 0 | 0 | 766255.2597 | 0 | 498602 | 0 | 0 | 0 | 506625.5051 | 0 | 6398.9789 | 0 | 0 | 0 | 0 | 0 | 0 | 0 | 5605365.6901 | 0 | 0 | 0 | 0 | 245556.2427 | 0 | 0 | 0 | 0 | 0 | 0 | 0 | 0 | 0 | 0 | 22097.017 | 0 | 0
2016-12-20 06:00 | 0 | 0 | 0 | 0 | 257692.0737 | 0 | 480938 | 0 | 0 | 0 | 261069.2624 | 0 | 6612.2782 | 0 | 0 | 0 | 0 | 0 | 0 | 0 | 5623020.8822 | 0 | 0 | 0 | 0 | -245556.2427 | 0 | 213.2993 | 0 | 0 | 0 | 0 | 0 | 0 | 0 | 0 | 22097.017 | 0 | 0
2016-12-20 07:00 | 0 | 0 | 0 | 0 | 738477.2597 | 0 | 470824 | 0 | 0 | 0 | 506625.5051 | 0 | 6612.2782 | 0 | 0 | 0 | 0 | 0 | 0 | 0 | 5640676.0038 | 0 | 0 | 0 | 0 | 245556.2427 | 0 | 0 | 0 | 0 | 0 | 0 | 0 | 0 | 0 | 0 | 22097.017 | 0 | 0
2016-12-20 08:00 | 0 | 0 | 0 | 0 | 243853.0737 | 0 | 467099 | 0 | 0 | 0 | 261069.2624 | 0 | 6825.5775 | 0 | 0 | 0 | 0 | 0 | 0 | 0 | 5658331.0547 | 0 | 0 | 0 | 0 | -245556.2427 | 0 | 213.2993 | 0 | 0 | 0 | 0 | 0 | 0 | 0 | 0 | 22097.017 | 0 | 0
2016-12-20 09:00 | 0 | 0 | 0 | 0 | 738150.2597 | 0 | 470497 | 0 | 0 | 0 | 506625.5051 | 0 | 6825.5775 | 0 | 0 | 0 | 0 | 0 | 0 | 0 | 5675986.035 | 0 | 0 | 0 | 0 | 245556.2427 | 0 | 0 | 0 | 0 | 0 | 0 | 0 | 0 | 0 | 0 | 22097.017 | 0 | 0
2016-12-20 10:00 | 0 | 0 | 0 | 0 | 260127.0737 | 0 | 483373 | 0 | 0 | 0 | 261069.2624 | 0 | 7038.8768 | 0 | 0 | 0 | 0 | 0 | 0 | 0 | 5693640.9447 | 0 | 0 | 0 | 0 | -245556.2427 | 0 | 213.2993 | 0 | 0 | 0 | 0 | 0 | 0 | 0 | 0 | 22097.017 | 0 | 0
2016-12-20 11:00 | 0 | 0 | 0 | 0 | 777309.2597 | 0 | 509656 | 0 | 0 | 0 | 506625.5051 | 0 | 7038.8768 | 0 | 0 | 0 | 0 | 0 | 0 | 0 | 5711295.7838 | 0 | 0 | 0 | 0 | 245556.2427 | 0 | 0 | 0 | 0 | 0 | 0 | 0 | 0 | 0 | 0 | 22097.017 | 0 | 0
2016-12-20 12:00 | 0 | 0 | 0 | 0 | 314064.0737 | 0 | 537310 | 0 | 0 | 0 | 261069.2624 | 0 | 7252.1761 | 0 | 0 | 0 | 0 | 0 | 0 | 0 | 5728950.5523 | 0 | 0 | 0 | 0 | -245556.2427 | 0 | 213.2993 | 0 | 0 | 0 | 0 | 0 | 0 | 0 | 0 | 22097.017 | 0 | 0
2016-12-20 13:00 | 0 | 0 | 0 | 0 | 783995.2226 | 0 | 547315 | 0 | 0 | 0 | 475652.4679 | 0 | 7252.1761 | 0 | 0 | 0 | 0 | 0 | 0 | 0 | 5746605.2501 | 0 | 0 | 0 | 0 | 214583.2055 | 0 | 0 | 0 | 0 | 0 | 0 | 0 | 0 | 0 | 0 | 22097.017 | 0 | 0
2016-12-20 14:00 | 0 | 0 | 0 | 0 | 285303.1889 | 37444.8848 | 545994 | 0 | 0 | 0 | 230096.2252 | 0 | 7465.4754 | 0 | 0 | 0 | 0 | 0 | 0 | 0 | 5764259.8773 | 0 | 0 | 0 | 0 | -245556.2427 | 0 | 213.2993 | 0 | 0 | 0 | 0 | 0 | 0 | 0 | 0 | 22097.017 | 0 | 0
2016-12-20 15:00 | 0 | 0 | 0 | 0 | 380274.4998 | 425276.7599 | 537898 | 0 | 0 | 0 | 475652.4679 | 0 | 7465.4754 | 0 | 0 | 0 | 0 | 0 | 0 | 0 | 5781914.4339 | 0 | 0 | 0 | 0 | 245556.2427 | 0 | 0 | 0 | 0 | 0 | 0 | 0 | 0 | 0 | 0 | 22097.017 | 0 | 0
2016-12-20 16:00 | 0 | 0 | 0 | 0 | 215258.8874 | 578193.6716 | 525586 | 0 | 0 | 0 | 721208.7106 | 0 | 7678.7747 | 0 | 0 | 0 | 0 | 0 | 0 | 0 | 5799568.9199 | 0 | 0 | 0 | 0 | 245556.2427 | 0 | 213.2993 | 0 | 0 | 0 | 0 | 0 | 0 | 0 | 0 | 22097.017 | 0 | 0
2016-12-20 17:00 | 0 | 0 | 0 | 0 | 0 | 578712.8295 | 511467 | 0 | 0 | 0 | 766357.5231 | 0 | 7678.7747 | 0 | 0 | 0 | 0 | 0 | 0 | 0 | 5817223.3352 | 0 | 0 | 0 | 0 | 45148.8125 | 0 | 0 | 0 | 0 | 0 | 0 | 0 | 0 | 0 | 0 | 22097.017 | 0 | 0
2016-12-20 18:00 | 0 | 0 | 0 | 0 | 228509.5406 | 539070.7191 | 499927 | 0 | 0 | 0 | 1011913.7658 | 0 | 7678.7747 | 0 | 0 | 0 | 0 | 0 | 0 | 0 | 5834877.68 | 0 | 0 | 0 | 0 | 245556.2427 | 0 | 0 | 0 | 0 | 0 | 0 | 0 | 0 | 0 | 0 | 22097.017 | 0 | 0
2016-12-20 19:00 | 0 | 0 | 0 | 0 | 0 | 515558.0226 | 491141 | 0 | 0 | 0 | 1014233.7713 | 0 | 7678.7747 | 0 | 0 | 0 | 0 | 0 | 0 | 0 | 5852531.9541 | 0 | 0 | 0 | 0 | 2320.0056 | 0 | 0 | 0 | 0 | 0 | 0 | 0 | 0 | 0 | 0 | 22097.017 | 0 | 0
2016-12-20 20:00 | 0 | 0 | 0 | 0 | 230001.5864 | 524113.6734 | 486462 | 0 | 0 | 0 | 1259790.014 | 0 | 7678.7747 | 0 | 0 | 0 | 0 | 0 | 0 | 0 | 5870186.1576 | 0 | 0 | 0 | 0 | 245556.2427 | 0 | 0 | 0 | 0 | 0 | 0 | 0 | 0 | 0 | 0 | 22097.017 | 0 | 0
2016-12-20 21:00 | 0 | 0 | 0 | 0 | 0 | 529597.7191 | 490003 | 0 | 0 | 0 | 1277074.4168 | 0 | 7892.074 | 0 | 0 | 0 | 0 | 0 | 0 | 0 | 5887840.2905 | 0 | 0 | 0 | 0 | 17284.4028 | 0 | 213.2993 | 0 | 0 | 0 | 0 | 0 | 0 | 0 | 0 | 22097.017 | 0 | 0
2016-12-20 22:00 | 0 | 0 | 0 | 0 | 0 | 445311.4719 | 509653 | 0 | 0 | 0 | 1190422.5724 | 0 | 8105.3733 | 0 | 0 | 0 | 0 | 0 | 0 | 0 | 5905494.3528 | 0 | 0 | 0 | 0 | -86651.8444 | 0 | 213.2993 | 0 | 0 | 0 | 0 | 0 | 0 | 0 | 0 | 22097.017 | 0 | 0
2016-12-20 23:00 | 0 | 0 | 0 | 0 | 539307.0447 | 150011.5398 | 529350 | 0 | 0 | 0 | 1328294.1398 | 0 | 8105.3733 | 0 | 0 | 0 | 0 | 0 | 0 | 0 | 5923148.3445 | 0 | 0 | 0 | 0 | 137871.5674 | 0 | 0 | 0 | 0 | 0 | 0 | 0 | 0 | 0 | 0 | 22097.017 | 0 | 0
2016-12-21 | 0 | 0 | 0 | 0 | 312881.8515 | 2947.2222 | 539075 | 0 | 0 | 0 | 1082737.8971 | 0 | 8318.6726 | 0 | 0 | 0 | 0 | 0 | 0 | 0 | 5940802.2655 | 0 | 0 | 0 | 0 | -245556.2427 | 0 | 213.2993 | 0 | 0 | 0 | 0 | 0 | 0 | 0 | 0 | 22097.017 | 0 | 0
2016-12-21 01:00 | 0 | 0 | 0 | 0 | 626636.6383 | 0 | 541622 | 0 | 0 | 0 | 1145655.5184 | 0 | 8318.6726 | 0 | 0 | 0 | 0 | 0 | 0 | 0 | 5958456.1159 | 0 | 0 | 0 | 0 | 62917.6213 | 0 | 0 | 0 | 0 | 0 | 0 | 0 | 0 | 0 | 0 | 22097.017 | 0 | 0
2016-12-21 02:00 | 0 | 0 | 0 | 0 | 308954.0737 | 0 | 532200 | 0 | 0 | 0 | 900099.2757 | 0 | 8531.9719 | 0 | 0 | 0 | 0 | 0 | 0 | 0 | 5976109.8957 | 0 | 0 | 0 | 0 | -245556.2427 | 0 | 213.2993 | 0 | 0 | 0 | 0 | 0 | 0 | 0 | 0 | 22097.017 | 0 | 0
2016-12-21 03:00 | 0 | 0 | 0 | 0 | 703820.694 | 0 | 513573 | 0 | 0 | 0 | 1068249.9526 | 0 | 8531.9719 | 0 | 0 | 0 | 0 | 0 | 0 | 0 | 5993763.6049 | 0 | 0 | 0 | 0 | 168150.677 | 0 | 0 | 0 | 0 | 0 | 0 | 0 | 0 | 0 | 0 | 22097.017 | 0 | 0
2016-12-21 04:00 | 0 | 0 | 0 | 0 | 267321.0737 | 0 | 490567 | 0 | 0 | 0 | 822693.7099 | 0 | 8745.2712 | 0 | 0 | 0 | 0 | 0 | 0 | 0 | 6011417.2435 | 0 | 0 | 0 | 0 | -245556.2427 | 0 | 213.2993 | 0 | 0 | 0 | 0 | 0 | 0 | 0 | 0 | 22097.017 | 0 | 0
2016-12-21 05:00 | 0 | 0 | 0 | 0 | 723242.8876 | 0 | 468962 | 0 | 0 | 0 | 1054664.2812 | 0 | 8958.5705 | 0 | 0 | 0 | 0 | 0 | 0 | 0 | 6029070.8115 | 0 | 0 | 0 | 0 | 231970.5713 | 0 | 213.2993 | 0 | 0 | 0 | 0 | 0 | 0 | 0 | 0 | 22097.017 | 0 | 0
2016-12-21 06:00 | 0 | 0 | 0 | 0 | 230336.7744 | 0 | 453796 | 0 | 0 | 0 | 809108.0385 | 0 | 8958.5705 | 0 | 0 | 0 | 0 | 0 | 0 | 0 | 6046724.3088 | 0 | 0 | 0 | 0 | -245556.2427 | 0 | 0 | 0 | 0 | 0 | 0 | 0 | 0 | 0 | 0 | 22097.017 | 0 | 0
2016-12-21 07:00 | 0 | 0 | 0 | 0 | 712831.2597 | 0 | 445178 | 0 | 0 | 0 | 1054664.2812 | 0 | 8958.5705 | 0 | 0 | 0 | 0 | 0 | 0 | 0 | 6064377.7356 | 0 | 0 | 0 | 0 | 245556.2427 | 0 | 0 | 0 | 0 | 0 | 0 | 0 | 0 | 0 | 0 | 22097.017 | 0 | 0
2016-12-21 08:00 | 0 | 0 | 0 | 0 | 218420.7744 | 0 | 441880 | 0 | 0 | 0 | 809108.0385 | 0 | 8958.5705 | 0 | 0 | 0 | 0 | 0 | 0 | 0 | 6082031.0917 | 0 | 0 | 0 | 0 | -245556.2427 | 0 | 0 | 0 | 0 | 0 | 0 | 0 | 0 | 0 | 0 | 22097.017 | 0 | 0
2016-12-21 09:00 | 0 | 0 | 0 | 0 | 712061.2597 | 0 | 444408 | 0 | 0 | 0 | 1054664.2812 | 0 | 8958.5705 | 0 | 0 | 0 | 0 | 0 | 0 | 0 | 6099684.3772 | 0 | 0 | 0 | 0 | 245556.2427 | 0 | 0 | 0 | 0 | 0 | 0 | 0 | 0 | 0 | 0 | 22097.017 | 0 | 0
2016-12-21 10:00 | 0 | 0 | 0 | 0 | 233166.7744 | 0 | 456626 | 0 | 0 | 0 | 809108.0385 | 0 | 8958.5705 | 0 | 0 | 0 | 0 | 0 | 0 | 0 | 6117337.5921 | 0 | 0 | 0 | 0 | -245556.2427 | 0 | 0 | 0 | 0 | 0 | 0 | 0 | 0 | 0 | 0 | 22097.017 | 0 | 0
2016-12-21 11:00 | 0 | 0 | 0 | 0 | 750756.102 | 0 | 483811 | 0 | 0 | 0 | 1053742.8242 | 0 | 9171.8697 | 0 | 0 | 0 | 0 | 0 | 0 | 0 | 6134990.7364 | 0 | 0 | 0 | 0 | 244634.7857 | 0 | 213.2993 | 0 | 0 | 0 | 0 | 0 | 0 | 0 | 0 | 22097.017 | 0 | 0
2016-12-21 12:00 | 0 | 0 | 0 | 0 | 286826.7744 | 0 | 510286 | 0 | 0 | 0 | 808186.5815 | 0 | 9171.8697 | 0 | 0 | 0 | 0 | 0 | 0 | 0 | 6152643.8101 | 0 | 0 | 0 | 0 | -245556.2427 | 0 | 0 | 0 | 0 | 0 | 0 | 0 | 0 | 0 | 0 | 22097.017 | 0 | 0
2016-12-21 13:00 | 0 | 0 | 0 | 0 | 787732.2597 | 0 | 520079 | 0 | 0 | 0 | 1053742.8242 | 0 | 9171.8697 | 0 | 0 | 0 | 0 | 0 | 0 | 0 | 6170296.8131 | 0 | 0 | 0 | 0 | 245556.2427 | 0 | 0 | 0 | 0 | 0 | 0 | 0 | 0 | 0 | 0 | 22097.017 | 0 | 0
2016-12-21 14:00 | 0 | 0 | 0 | 0 | 260571.1911 | 33684.5833 | 517715 | 0 | 0 | 0 | 808186.5815 | 0 | 9171.8697 | 0 | 0 | 0 | 0 | 0 | 0 | 0 | 6187949.7456 | 0 | 0 | 0 | 0 | -245556.2427 | 0 | 0 | 0 | 0 | 0 | 0 | 0 | 0 | 0 | 0 | 22097.017 | 0 | 0
2016-12-21 15:00 | 0 | 0 | 0 | 0 | 570144.9385 | 168949.8466 | 509230 | 0 | 0 | 0 | 1015954.3495 | 0 | 9171.8697 | 0 | 0 | 0 | 0 | 0 | 0 | 0 | 6205602.6074 | 0 | 0 | 0 | 0 | 207767.768 | 0 | 0 | 0 | 0 | 0 | 0 | 0 | 0 | 0 | 0 | 22097.017 | 0 | 0
2016-12-21 16:00 | 0 | 0 | 0 | 0 | 0 | 303754.9535 | 497804 | 0 | 0 | 0 | 799808.2859 | 0 | 9171.8697 | 0 | 0 | 0 | 0 | 0 | 0 | 0 | 6223255.3987 | 0 | 0 | 0 | 0 | -216146.0636 | 0 | 0 | 0 | 0 | 0 | 0 | 0 | 0 | 0 | 0 | 22097.017 | 0 | 0
2016-12-21 17:00 | 0 | 0 | 0 | 0 | 0 | 363727.562 | 485887 | 0 | 0 | 0 | 655551.8309 | 0 | 9171.8697 | 0 | 0 | 0 | 0 | 0 | 0 | 0 | 6240908.1193 | 0 | 0 | 0 | 0 | -144256.4551 | 0 | 0 | 0 | 0 | 0 | 0 | 0 | 0 | 0 | 0 | 22097.017 | 0 | 0
2016-12-21 18:00 | 0 | 0 | 0 | 0 | 367568.2652 | 375554.2938 | 475256 | 0 | 0 | 0 | 901108.0735 | 0 | 9385.169 | 0 | 0 | 0 | 0 | 0 | 0 | 0 | 6258560.7693 | 0 | 0 | 0 | 0 | 245556.2427 | 0 | 213.2993 | 0 | 0 | 0 | 0 | 0 | 0 | 0 | 0 | 22097.017 | 0 | 0
2016-12-21 19:00 | 0 | 0 | 0 | 0 | 0 | 374622.9803 | 467024 | 0 | 0 | 0 | 786610.0368 | 0 | 9385.169 | 0 | 0 | 0 | 0 | 0 | 0 | 0 | 6276213.3487 | 0 | 0 | 0 | 0 | -114498.0367 | 0 | 0 | 0 | 0 | 0 | 0 | 0 | 0 | 0 | 0 | 22097.017 | 0 | 0
2016-12-21 20:00 | 0 | 0 | 0 | 0 | 0 | 376032.2082 | 464161 | 0 | 0 | 0 | 676384.2279 | 0 | 9385.169 | 0 | 0 | 0 | 0 | 0 | 0 | 0 | 6293865.8575 | 0 | 0 | 0 | 0 | -110225.8089 | 0 | 0 | 0 | 0 | 0 | 0 | 0 | 0 | 0 | 0 | 22097.017 | 0 | 0
2016-12-21 21:00 | 0 | 0 | 0 | 0 | 376389.8674 | 360614.3923 | 469351 | 0 | 0 | 0 | 921940.4706 | 0 | 9385.169 | 0 | 0 | 0 | 0 | 0 | 0 | 0 | 6311518.2956 | 0 | 0 | 0 | 0 | 245556.2427 | 0 | 0 | 0 | 0 | 0 | 0 | 0 | 0 | 0 | 0 | 22097.017 | 0 | 0
2016-12-21 22:00 | 0 | 0 | 0 | 0 | 0 | 298838.3095 | 486513 | 0 | 0 | 0 | 712168.7631 | 0 | 9385.169 | 0 | 0 | 0 | 0 | 0 | 0 | 0 | 6329170.6632 | 0 | 0 | 0 | 0 | -209771.7075 | 0 | 0 | 0 | 0 | 0 | 0 | 0 | 0 | 0 | 0 | 22097.017 | 0 | 0
2016-12-21 23:00 | 0 | 0 | 0 | 0 | 662412.1733 | 107671.0864 | 502430 | 0 | 0 | 0 | 957725.0058 | 0 | 9385.169 | 0 | 0 | 0 | 0 | 0 | 0 | 0 | 6346822.9601 | 0 | 0 | 0 | 0 | 245556.2427 | 0 | 0 | 0 | 0 | 0 | 0 | 0 | 0 | 0 | 0 | 22097.017 | 0 | 0
2016-12-22 | 0 | 0 | 0 | 0 | 775618.1589 | 1198.1009 | 509163 | 0 | 0 | 0 | 1203281.2485 | 0 | 9385.169 | 0 | 0 | 0 | 0 | 0 | 0 | 0 | 6364475.1865 | 0 | 0 | 0 | 0 | 245556.2427 | 0 | 0 | 0 | 0 | 0 | 0 | 0 | 0 | 0 | 0 | 22097.017 | 0 | 0
2016-12-22 01:00 | 0 | 0 | 0 | 0 | 286622.0737 | 0 | 509868 | 0 | 0 | 0 | 957725.0058 | 0 | 9598.4683 | 0 | 0 | 0 | 0 | 0 | 0 | 0 | 6382127.3422 | 0 | 0 | 0 | 0 | -245556.2427 | 0 | 213.2993 | 0 | 0 | 0 | 0 | 0 | 0 | 0 | 0 | 22097.017 | 0 | 0
2016-12-22 02:00 | 0 | 0 | 0 | 0 | 277111.7744 | 0 | 500571 | 0 | 0 | 0 | 712168.7631 | 0 | 9598.4683 | 0 | 0 | 0 | 0 | 0 | 0 | 0 | 6399779.4274 | 0 | 0 | 0 | 0 | -245556.2427 | 0 | 0 | 0 | 0 | 0 | 0 | 0 | 0 | 0 | 0 | 22097.017 | 0 | 0
2016-12-22 03:00 | 0 | 0 | 0 | 0 | 259417.7744 | 0 | 482877 | 0 | 0 | 0 | 466612.5204 | 0 | 9598.4683 | 0 | 0 | 0 | 0 | 0 | 0 | 0 | 6417431.4419 | 0 | 0 | 0 | 0 | -245556.2427 | 0 | 0 | 0 | 0 | 0 | 0 | 0 | 0 | 0 | 0 | 22097.017 | 0 | 0
2016-12-22 04:00 | 0 | 0 | 0 | 0 | 727983.2597 | 0 | 460330 | 0 | 0 | 0 | 712168.7631 | 0 | 9598.4683 | 0 | 0 | 0 | 0 | 0 | 0 | 0 | 6435083.3858 | 0 | 0 | 0 | 0 | 245556.2427 | 0 | 0 | 0 | 0 | 0 | 0 | 0 | 0 | 0 | 0 | 22097.017 | 0 | 0
2016-12-22 05:00 | 0 | 0 | 0 | 0 | 707723.2597 | 0 | 440070 | 0 | 0 | 0 | 957725.0058 | 0 | 9598.4683 | 0 | 0 | 0 | 0 | 0 | 0 | 0 | 6452735.2591 | 0 | 0 | 0 | 0 | 245556.2427 | 0 | 0 | 0 | 0 | 0 | 0 | 0 | 0 | 0 | 0 | 22097.017 | 0 | 0
2016-12-22 06:00 | 0 | 0 | 0 | 0 | 199730.7744 | 0 | 423190 | 0 | 0 | 0 | 712168.7631 | 0 | 9598.4683 | 0 | 0 | 0 | 0 | 0 | 0 | 0 | 6470387.0618 | 0 | 0 | 0 | 0 | -245556.2427 | 0 | 0 | 0 | 0 | 0 | 0 | 0 | 0 | 0 | 0 | 22097.017 | 0 | 0
2016-12-22 07:00 | 0 | 0 | 0 | 0 | 679651.2597 | 0 | 411998 | 0 | 0 | 0 | 957725.0058 | 0 | 9598.4683 | 0 | 0 | 0 | 0 | 0 | 0 | 0 | 6488038.7939 | 0 | 0 | 0 | 0 | 245556.2427 | 0 | 0 | 0 | 0 | 0 | 0 | 0 | 0 | 0 | 0 | 22097.017 | 0 | 0
2016-12-22 08:00 | 0 | 0 | 0 | 0 | 674300.559 | 0 | 406434 | 0 | 0 | 0 | 1203281.2485 | 0 | 9811.7676 | 0 | 0 | 0 | 0 | 0 | 0 | 0 | 6505690.4554 | 0 | 0 | 0 | 0 | 245556.2427 | 0 | 213.2993 | 0 | 0 | 0 | 0 | 0 | 0 | 0 | 0 | 22097.017 | 0 | 0
2016-12-22 09:00 | 0 | 0 | 0 | 0 | 184193.7744 | 0 | 407653 | 0 | 0 | 0 | 957725.0058 | 0 | 9811.7676 | 0 | 0 | 0 | 0 | 0 | 0 | 0 | 6523342.0462 | 0 | 0 | 0 | 0 | -245556.2427 | 0 | 0 | 0 | 0 | 0 | 0 | 0 | 0 | 0 | 0 | 22097.017 | 0 | 0
2016-12-22 10:00 | 0 | 0 | 0 | 0 | 611561.4496 | 0 | 417723 | 0 | 0 | 0 | 1129466.4383 | 0 | 9811.7676 | 0 | 0 | 0 | 0 | 0 | 0 | 0 | 6540993.5665 | 0 | 0 | 0 | 0 | 171741.4325 | 0 | 0 | 0 | 0 | 0 | 0 | 0 | 0 | 0 | 0 | 22097.017 | 0 | 0
2016-12-22 11:00 | 0 | 0 | 0 | 0 | 568982.2046 | 0 | 441338 | 0 | 0 | 0 | 1235013.6259 | 0 | 9811.7676 | 0 | 0 | 0 | 0 | 0 | 0 | 0 | 6558645.0162 | 0 | 0 | 0 | 0 | 105547.1876 | 0 | 0 | 0 | 0 | 0 | 0 | 0 | 0 | 0 | 0 | 22097.017 | 0 | 0
2016-12-22 12:00 | 0 | 0 | 0 | 0 | 245020.7744 | 0 | 468480 | 0 | 0 | 0 | 989457.3832 | 0 | 9811.7676 | 0 | 0 | 0 | 0 | 0 | 0 | 0 | 6576296.3952 | 0 | 0 | 0 | 0 | -245556.2427 | 0 | 0 | 0 | 0 | 0 | 0 | 0 | 0 | 0 | 0 | 22097.017 | 0 | 0
2016-12-22 13:00 | 0 | 0 | 0 | 0 | 490227.5763 | 0 | 481338 | 0 | 0 | 0 | 976249.9425 | 0 | 9811.7676 | 0 | 0 | 0 | 0 | 0 | 0 | 0 | 6593947.7037 | 0 | 0 | 0 | 0 | -13207.4407 | 0 | 0 | 0 | 0 | 0 | 0 | 0 | 0 | 0 | 0 | 22097.017 | 0 | 0
2016-12-22 14:00 | 0 | 0 | 0 | 0 | 424284.4491 | 18695.9043 | 484535 | 0 | 0 | 0 | 912598.2788 | 0 | 9811.7676 | 0 | 0 | 0 | 0 | 0 | 0 | 0 | 6611598.9415 | 0 | 0 | 0 | 0 | -63651.6637 | 0 | 0 | 0 | 0 | 0 | 0 | 0 | 0 | 0 | 0 | 22097.017 | 0 | 0
2016-12-22 15:00 | 0 | 0 | 0 | 0 | 352915.8113 | 89962.5276 | 482772 | 0 | 0 | 0 | 850607.6006 | 0 | 9811.7676 | 0 | 0 | 0 | 0 | 0 | 0 | 0 | 6629250.1088 | 0 | 0 | 0 | 0 | -61990.6782 | 0 | 0 | 0 | 0 | 0 | 0 | 0 | 0 | 0 | 0 | 22097.017 | 0 | 0
2016-12-22 16:00 | 0 | 0 | 0 | 0 | 33211.3146 | 219848.4597 | 476519 | 0 | 0 | 0 | 605051.3579 | 0 | 9811.7676 | 0 | 0 | 0 | 0 | 0 | 0 | 0 | 6646901.2054 | 0 | 0 | 0 | 0 | -245556.2427 | 0 | 0 | 0 | 0 | 0 | 0 | 0 | 0 | 0 | 0 | 22097.017 | 0 | 0
2016-12-22 17:00 | 0 | 0 | 0 | 0 | 0 | 296545.9548 | 467884 | 0 | 0 | 0 | 411616.2957 | 0 | 9811.7676 | 0 | 0 | 0 | 0 | 0 | 0 | 0 | 6664552.2314 | 0 | 0 | 0 | 0 | -193435.0623 | 0 | 0 | 0 | 0 | 0 | 0 | 0 | 0 | 0 | 0 | 22097.017 | 0 | 0
2016-12-22 18:00 | 0 | 0 | 0 | 0 | 234531.6709 | 331420.6533 | 460572 | 0 | 0 | 0 | 494899.6029 | 0 | 9811.7676 | 0 | 0 | 0 | 0 | 0 | 0 | 0 | 6682203.1869 | 0 | 0 | 0 | 0 | 83283.3072 | 0 | 0 | 0 | 0 | 0 | 0 | 0 | 0 | 0 | 0 | 22097.017 | 0 | 0
2016-12-22 19:00 | 0 | 0 | 0 | 0 | 252457.706 | 340540.8786 | 455456 | 0 | 0 | 0 | 610345.1705 | 0 | 9811.7676 | 0 | 0 | 0 | 0 | 0 | 0 | 0 | 6699854.0717 | 0 | 0 | 0 | 0 | 115445.5676 | 0 | 0 | 0 | 0 | 0 | 0 | 0 | 0 | 0 | 0 | 22097.017 | 0 | 0
2016-12-22 20:00 | 0 | 0 | 0 | 0 | 275673.862 | 344234.7118 | 454145 | 0 | 0 | 0 | 754011.7272 | 0 | 9811.7676 | 0 | 0 | 0 | 0 | 0 | 0 | 0 | 6717504.8859 | 0 | 0 | 0 | 0 | 143666.5567 | 0 | 0 | 0 | 0 | 0 | 0 | 0 | 0 | 0 | 0 | 22097.017 | 0 | 0
2016-12-22 21:00 | 0 | 0 | 0 | 0 | 0 | 335789.191 | 459862 | 0 | 0 | 0 | 607841.9012 | 0 | 9811.7676 | 0 | 0 | 0 | 0 | 0 | 0 | 0 | 6735155.6295 | 0 | 0 | 0 | 0 | -146169.826 | 0 | 0 | 0 | 0 | 0 | 0 | 0 | 0 | 0 | 0 | 22097.017 | 0 | 0
2016-12-22 22:00 | 0 | 0 | 0 | 0 | 0 | 283495.1146 | 475102 | 0 | 0 | 0 | 394137.9987 | 0 | 9811.7676 | 0 | 0 | 0 | 0 | 0 | 0 | 0 | 6752806.3025 | 0 | 0 | 0 | 0 | -213703.9024 | 0 | 0 | 0 | 0 | 0 | 0 | 0 | 0 | 0 | 0 | 22097.017 | 0 | 0
2016-12-22 23:00 | 0 | 0 | 0 | 0 | 590264.9203 | 128887.1572 | 489576 | 0 | 0 | 0 | 601403.7599 | 0 | 10025.0669 | 0 | 0 | 0 | 0 | 0 | 0 | 0 | 6770456.9049 | 0 | 0 | 0 | 0 | 207265.7611 | 0 | 213.2993 | 0 | 0 | 0 | 0 | 0 | 0 | 0 | 0 | 22097.017 | 0 | 0
2016-12-23 | 0 | 0 | 0 | 0 | 270745.6197 | 1593.1547 | 495798 | 0 | 0 | 0 | 355847.5172 | 0 | 10025.0669 | 0 | 0 | 0 | 0 | 0 | 0 | 0 | 6788107.4368 | 0 | 0 | 0 | 0 | -245556.2427 | 0 | 0 | 0 | 0 | 0 | 0 | 0 | 0 | 0 | 0 | 22097.017 | 0 | 0
2016-12-23 01:00 | 0 | 0 | 0 | 0 | 623612.8212 | 0 | 497223 | 0 | 0 | 0 | 460140.3213 | 0 | 10025.0669 | 0 | 0 | 0 | 0 | 0 | 0 | 0 | 6805757.898 | 0 | 0 | 0 | 0 | 104292.8042 | 0 | 0 | 0 | 0 | 0 | 0 | 0 | 0 | 0 | 0 | 22097.017 | 0 | 0
2016-12-23 02:00 | 0 | 0 | 0 | 0 | 620197.418 | 0 | 487588 | 0 | 0 | 0 | 570652.7223 | 0 | 10025.0669 | 0 | 0 | 0 | 0 | 0 | 0 | 0 | 6823408.2886 | 0 | 0 | 0 | 0 | 110512.4009 | 0 | 0 | 0 | 0 | 0 | 0 | 0 | 0 | 0 | 0 | 22097.017 | 0 | 0
2016-12-23 03:00 | 0 | 0 | 0 | 0 | 249338.7744 | 0 | 472798 | 0 | 0 | 0 | 325096.4796 | 0 | 10025.0669 | 0 | 0 | 0 | 0 | 0 | 0 | 0 | 6841058.6086 | 0 | 0 | 0 | 0 | -245556.2427 | 0 | 0 | 0 | 0 | 0 | 0 | 0 | 0 | 0 | 0 | 22097.017 | 0 | 0
2016-12-23 04:00 | 0 | 0 | 0 | 0 | 227836.7744 | 0 | 451296 | 0 | 0 | 0 | 79540.2369 | 0 | 10025.0669 | 0 | 0 | 0 | 0 | 0 | 0 | 0 | 6858708.858 | 0 | 0 | 0 | 0 | -245556.2427 | 0 | 0 | 0 | 0 | 0 | 0 | 0 | 0 | 0 | 0 | 22097.017 | 0 | 0
2016-12-23 05:00 | 0 | 0 | 0 | 0 | 617299.0228 | 0 | 429186 | 0 | 0 | 0 | 245556.2427 | 0 | 10025.0669 | 0 | 0 | 0 | 0 | 0 | 0 | 0 | 6876359.0368 | 0 | 0 | 0 | 0 | 166016.0058 | 0 | 0 | 0 | 0 | 0 | 0 | 0 | 0 | 0 | 0 | 22097.017 | 0 | 0
2016-12-23 06:00 | 0 | 0 | 0 | 0 | 189450.7744 | 0 | 412910 | 0 | 0 | 0 | 0 | 0 | 10025.0669 | 0 | 0 | 0 | 0 | 0 | 0 | 0 | 6894009.145 | 0 | 0 | 0 | 0 | -245556.2427 | 0 | 0 | 0 | 0 | 0 | 0 | 0 | 0 | 0 | 0 | 22097.017 | 0 | 0
2016-12-23 07:00 | 0 | 0 | 0 | 0 | 611800.4688 | 0 | 401630 | 0 | 0 | 0 | 188073.4518 | 0 | 10025.0669 | 0 | 0 | 0 | 0 | 0 | 0 | 0 | 6911659.1826 | 0 | 0 | 0 | 0 | 188073.4518 | 0 | 0 | 0 | 0 | 0 | 0 | 0 | 0 | 0 | 0 | 22097.017 | 0 | 0
2016-12-23 08:00 | 0 | 0 | 0 | 0 | 607632.4008 | 0 | 396314 | 0 | 0 | 0 | 377294.8355 | 0 | 10025.0669 | 0 | 0 | 0 | 0 | 0 | 0 | 0 | 6929309.1496 | 0 | 0 | 0 | 0 | 189221.3838 | 0 | 0 | 0 | 0 | 0 | 0 | 0 | 0 | 0 | 0 | 22097.017 | 0 | 0
2016-12-23 09:00 | 0 | 0 | 0 | 0 | 174342.0737 | 0 | 397588 | 0 | 0 | 0 | 131738.5928 | 0 | 10238.3662 | 0 | 0 | 0 | 0 | 0 | 0 | 0 | 6946959.046 | 0 | 0 | 0 | 0 | -245556.2427 | 0 | 213.2993 | 0 | 0 | 0 | 0 | 0 | 0 | 0 | 0 | 22097.017 | 0 | 0
2016-12-23 10:00 | 0 | 0 | 0 | 0 | 628386.6972 | 0 | 405943 | 0 | 0 | 0 | 332085.273 | 0 | 10238.3662 | 0 | 0 | 0 | 0 | 0 | 0 | 0 | 6964608.8718 | 0 | 0 | 0 | 0 | 200346.6801 | 0 | 0 | 0 | 0 | 0 | 0 | 0 | 0 | 0 | 0 | 22097.017 | 0 | 0
2016-12-23 11:00 | 0 | 0 | 0 | 0 | 646401.3568 | 0 | 424029 | 0 | 0 | 0 | 532360.6127 | 0 | 10238.3662 | 0 | 0 | 0 | 0 | 0 | 0 | 0 | 6982258.627 | 0 | 0 | 0 | 0 | 200275.3397 | 0 | 0 | 0 | 0 | 0 | 0 | 0 | 0 | 0 | 0 | 22097.017 | 0 | 0
2016-12-23 12:00 | 0 | 0 | 0 | 0 | 221156.7744 | 0 | 444616 | 0 | 0 | 0 | 286804.37 | 0 | 10238.3662 | 0 | 0 | 0 | 0 | 0 | 0 | 0 | 6999908.3116 | 0 | 0 | 0 | 0 | -245556.2427 | 0 | 0 | 0 | 0 | 0 | 0 | 0 | 0 | 0 | 0 | 22097.017 | 0 | 0
2016-12-23 13:00 | 0 | 0 | 0 | 0 | 659417.3808 | 0 | 458812 | 0 | 0 | 0 | 465312.7338 | 0 | 10238.3662 | 0 | 0 | 0 | 0 | 0 | 0 | 0 | 7017557.9256 | 0 | 0 | 0 | 0 | 178508.3638 | 0 | 0 | 0 | 0 | 0 | 0 | 0 | 0 | 0 | 0 | 22097.017 | 0 | 0
2016-12-23 14:00 | 0 | 0 | 0 | 0 | 621876.0236 | 19233.8597 | 465951 | 0 | 0 | 0 | 618161.3008 | 0 | 10451.6655 | 0 | 0 | 0 | 0 | 0 | 0 | 0 | 7035207.469 | 0 | 0 | 0 | 0 | 152848.567 | 0 | 213.2993 | 0 | 0 | 0 | 0 | 0 | 0 | 0 | 0 | 22097.017 | 0 | 0
2016-12-23 15:00 | 0 | 0 | 0 | 0 | 500747.0878 | 233515.172 | 466609 | 0 | 0 | 0 | 863717.5435 | 0 | 10451.6655 | 0 | 0 | 0 | 0 | 0 | 0 | 0 | 7052856.9418 | 0 | 0 | 0 | 0 | 245556.2427 | 0 | 0 | 0 | 0 | 0 | 0 | 0 | 0 | 0 | 0 | 22097.017 | 0 | 0
2016-12-23 16:00 | 0 | 0 | 0 | 0 | 370564.548 | 360145.7117 | 463057 | 0 | 0 | 0 | 1109273.7862 | 0 | 10451.6655 | 0 | 0 | 0 | 0 | 0 | 0 | 0 | 7070506.344 | 0 | 0 | 0 | 0 | 245556.2427 | 0 | 0 | 0 | 0 | 0 | 0 | 0 | 0 | 0 | 0 | 22097.017 | 0 | 0
2016-12-23 17:00 | 0 | 0 | 0 | 0 | 309343.5698 | 415333.6899 | 457024 | 0 | 0 | 0 | 1354830.0289 | 0 | 10451.6655 | 0 | 0 | 0 | 0 | 0 | 0 | 0 | 7088155.6756 | 0 | 0 | 0 | 0 | 245556.2427 | 0 | 0 | 0 | 0 | 0 | 0 | 0 | 0 | 0 | 0 | 22097.017 | 0 | 0
2016-12-23 18:00 | 0 | 0 | 0 | 0 | 302355.853 | 416386.4068 | 451089 | 0 | 0 | 0 | 1600386.2715 | 0 | 10451.6655 | 0 | 0 | 0 | 0 | 0 | 0 | 0 | 7105804.9366 | 0 | 0 | 0 | 0 | 245556.2427 | 0 | 0 | 0 | 0 | 0 | 0 | 0 | 0 | 0 | 0 | 22097.017 | 0 | 0
2016-12-23 19:00 | 0 | 0 | 0 | 0 | 0 | 420173.2661 | 446074 | 0 | 0 | 0 | 1552388.5206 | 0 | 10451.6655 | 0 | 0 | 0 | 0 | 0 | 0 | 0 | 7123454.127 | 0 | 0 | 0 | 0 | -47997.7509 | 0 | 0 | 0 | 0 | 0 | 0 | 0 | 0 | 0 | 0 | 22097.017 | 0 | 0
2016-12-23 20:00 | 0 | 0 | 0 | 0 | 277860.8949 | 433690.3648 | 443898 | 0 | 0 | 0 | 1797944.7633 | 0 | 10451.6655 | 0 | 0 | 0 | 0 | 0 | 0 | 0 | 7141103.2469 | 0 | 0 | 0 | 0 | 245556.2427 | 0 | 0 | 0 | 0 | 0 | 0 | 0 | 0 | 0 | 0 | 22097.017 | 0 | 0
2016-12-23 21:00 | 0 | 0 | 0 | 0 | 0 | 443739.6416 | 449172 | 0 | 0 | 0 | 1770202.0886 | 0 | 10664.9648 | 0 | 0 | 0 | 0 | 0 | 0 | 0 | 7158752.2961 | 0 | 0 | 0 | 0 | -27742.6747 | 0 | 213.2993 | 0 | 0 | 0 | 0 | 0 | 0 | 0 | 0 | 22097.017 | 0 | 0
2016-12-23 22:00 | 0 | 0 | 0 | 0 | 369940.8803 | 361388.3794 | 463676 | 0 | 0 | 0 | 2015758.3313 | 0 | 10664.9648 | 0 | 0 | 0 | 0 | 0 | 0 | 0 | 7176401.2747 | 0 | 0 | 0 | 0 | 245556.2427 | 0 | 0 | 0 | 0 | 0 | 0 | 0 | 0 | 0 | 0 | 22097.017 | 0 | 0
2016-12-23 23:00 | 0 | 0 | 0 | 0 | 448727.8769 | 115856.2817 | 474071 | 0 | 0 | 0 | 2084174.4728 | 0 | 10664.9648 | 0 | 0 | 0 | 0 | 0 | 0 | 0 | 7194050.1828 | 0 | 0 | 0 | 0 | 68416.1416 | 0 | 0 | 0 | 0 | 0 | 0 | 0 | 0 | 0 | 0 | 22097.017 | 0 | 0
2016-12-24 | 0 | 0 | 0 | 0 | 453071.211 | 857.8823 | 476015 | 0 | 0 | 0 | 2039991.5491 | 0 | 10664.9648 | 0 | 0 | 0 | 0 | 0 | 0 | 0 | 7211699.0202 | 0 | 0 | 0 | 0 | -44182.9237 | 0 | 0 | 0 | 0 | 0 | 0 | 0 | 0 | 0 | 0 | 22097.017 | 0 | 0
2016-12-24 01:00 | 0 | 0 | 0 | 0 | 249292.7744 | 0 | 472752 | 0 | 0 | 0 | 1794435.3064 | 0 | 10664.9648 | 0 | 0 | 0 | 0 | 0 | 0 | 0 | 7229347.787 | 0 | 0 | 0 | 0 | -245556.2427 | 0 | 0 | 0 | 0 | 0 | 0 | 0 | 0 | 0 | 0 | 22097.017 | 0 | 0
2016-12-24 02:00 | 0 | 0 | 0 | 0 | 403388.6661 | 0 | 462869 | 0 | 0 | 0 | 1712857.9555 | 0 | 10664.9648 | 0 | 0 | 0 | 0 | 0 | 0 | 0 | 7246996.4833 | 0 | 0 | 0 | 0 | -81577.3509 | 0 | 0 | 0 | 0 | 0 | 0 | 0 | 0 | 0 | 0 | 22097.017 | 0 | 0
2016-12-24 03:00 | 0 | 0 | 0 | 0 | 386389.5054 | 0 | 446590 | 0 | 0 | 0 | 1630560.4439 | 0 | 10664.9648 | 0 | 0 | 0 | 0 | 0 | 0 | 0 | 7264645.1089 | 0 | 0 | 0 | 0 | -82297.5116 | 0 | 0 | 0 | 0 | 0 | 0 | 0 | 0 | 0 | 0 | 22097.017 | 0 | 0
2016-12-24 04:00 | 0 | 0 | 0 | 0 | 372026.4975 | 0 | 425537 | 0 | 0 | 0 | 1554952.9243 | 0 | 10664.9648 | 0 | 0 | 0 | 0 | 0 | 0 | 0 | 7282293.664 | 0 | 0 | 0 | 0 | -75607.5195 | 0 | 0 | 0 | 0 | 0 | 0 | 0 | 0 | 0 | 0 | 22097.017 | 0 | 0
2016-12-24 05:00 | 0 | 0 | 0 | 0 | 354410.3274 | 0 | 404551 | 0 | 0 | 0 | 1482715.2347 | 0 | 10664.9648 | 0 | 0 | 0 | 0 | 0 | 0 | 0 | 7299942.1484 | 0 | 0 | 0 | 0 | -72237.6896 | 0 | 0 | 0 | 0 | 0 | 0 | 0 | 0 | 0 | 0 | 22097.017 | 0 | 0
2016-12-24 06:00 | 0 | 0 | 0 | 0 | 164797.7744 | 0 | 388257 | 0 | 0 | 0 | 1237158.992 | 0 | 10664.9648 | 0 | 0 | 0 | 0 | 0 | 0 | 0 | 7317590.5623 | 0 | 0 | 0 | 0 | -245556.2427 | 0 | 0 | 0 | 0 | 0 | 0 | 0 | 0 | 0 | 0 | 22097.017 | 0 | 0
2016-12-24 07:00 | 0 | 0 | 0 | 0 | 313113.553 | 0 | 375554 | 0 | 0 | 0 | 1152621.5279 | 0 | 10664.9648 | 0 | 0 | 0 | 0 | 0 | 0 | 0 | 7335238.9056 | 0 | 0 | 0 | 0 | -84537.4641 | 0 | 0 | 0 | 0 | 0 | 0 | 0 | 0 | 0 | 0 | 22097.017 | 0 | 0
2016-12-24 08:00 | 0 | 0 | 0 | 0 | 300448.4774 | 0 | 366969 | 0 | 0 | 0 | 1064003.9883 | 0 | 10664.9648 | 0 | 0 | 0 | 0 | 0 | 0 | 0 | 7352887.1783 | 0 | 0 | 0 | 0 | -88617.5396 | 0 | 0 | 0 | 0 | 0 | 0 | 0 | 0 | 0 | 0 | 22097.017 | 0 | 0
2016-12-24 09:00 | 0 | 0 | 0 | 0 | 284797.0105 | 0 | 363078 | 0 | 0 | 0 | 963625.9818 | 0 | 10664.9648 | 0 | 0 | 0 | 0 | 0 | 0 | 0 | 7370535.3804 | 0 | 0 | 0 | 0 | -100378.0066 | 0 | 0 | 0 | 0 | 0 | 0 | 0 | 0 | 0 | 0 | 22097.017 | 0 | 0
2016-12-24 10:00 | 0 | 0 | 0 | 0 | 276358.3249 | 0 | 363251 | 0 | 0 | 0 | 854636.2896 | 0 | 10664.9648 | 0 | 0 | 0 | 0 | 0 | 0 | 0 | 7388183.5119 | 0 | 0 | 0 | 0 | -108989.6922 | 0 | 0 | 0 | 0 | 0 | 0 | 0 | 0 | 0 | 0 | 22097.017 | 0 | 0
2016-12-24 11:00 | 0 | 0 | 0 | 0 | 146135.0737 | 0 | 369381 | 0 | 0 | 0 | 609080.0469 | 0 | 10878.2641 | 0 | 0 | 0 | 0 | 0 | 0 | 0 | 7405831.5728 | 0 | 0 | 0 | 0 | -245556.2427 | 0 | 213.2993 | 0 | 0 | 0 | 0 | 0 | 0 | 0 | 0 | 22097.017 | 0 | 0
2016-12-24 12:00 | 0 | 0 | 0 | 0 | 270067.7505 | 0 | 381480 | 0 | 0 | 0 | 475570.7804 | 0 | 10878.2641 | 0 | 0 | 0 | 0 | 0 | 0 | 0 | 7423479.5631 | 0 | 0 | 0 | 0 | -133509.2665 | 0 | 0 | 0 | 0 | 0 | 0 | 0 | 0 | 0 | 0 | 22097.017 | 0 | 0
2016-12-24 13:00 | 0 | 0 | 0 | 0 | 279050.7929 | 0 | 398053 | 0 | 0 | 0 | 334471.5563 | 0 | 10878.2641 | 0 | 0 | 0 | 0 | 0 | 0 | 0 | 7441127.4828 | 0 | 0 | 0 | 0 | -141099.2241 | 0 | 0 | 0 | 0 | 0 | 0 | 0 | 0 | 0 | 0 | 22097.017 | 0 | 0
2016-12-24 14:00 | 0 | 0 | 0 | 0 | 284206.1742 | 32787.3449 | 415360 | 0 | 0 | 0 | 214008.0583 | 0 | 10878.2641 | 0 | 0 | 0 | 0 | 0 | 0 | 0 | 7458775.3319 | 0 | 0 | 0 | 0 | -120463.498 | 0 | 0 | 0 | 0 | 0 | 0 | 0 | 0 | 0 | 0 | 22097.017 | 0 | 0
2016-12-24 15:00 | 0 | 0 | 0 | 0 | 225908.1544 | 324455.7104 | 428043 | 0 | 0 | 0 | 314018.6068 | 0 | 11091.5634 | 0 | 0 | 0 | 0 | 0 | 0 | 0 | 7476423.1104 | 0 | 0 | 0 | 0 | 100010.5485 | 0 | 213.2993 | 0 | 0 | 0 | 0 | 0 | 0 | 0 | 0 | 22097.017 | 0 | 0
2016-12-24 16:00 | 0 | 0 | 0 | 0 | 133338.6467 | 443642.9354 | 433806 | 0 | 0 | 0 | 435097.1718 | 0 | 11091.5634 | 0 | 0 | 0 | 0 | 0 | 0 | 0 | 7494070.8184 | 0 | 0 | 0 | 0 | 121078.565 | 0 | 0 | 0 | 0 | 0 | 0 | 0 | 0 | 0 | 0 | 22097.017 | 0 | 0
2016-12-24 17:00 | 0 | 0 | 0 | 0 | 0 | 468101.6923 | 433274 | 0 | 0 | 0 | 447827.8471 | 0 | 11091.5634 | 0 | 0 | 0 | 0 | 0 | 0 | 0 | 7511718.4557 | 0 | 0 | 0 | 0 | 12730.6752 | 0 | 0 | 0 | 0 | 0 | 0 | 0 | 0 | 0 | 0 | 22097.017 | 0 | 0
2016-12-24 18:00 | 0 | 0 | 0 | 0 | 0 | 456906.8769 | 428294 | 0 | 0 | 0 | 454343.707 | 0 | 11091.5634 | 0 | 0 | 0 | 0 | 0 | 0 | 0 | 7529366.0225 | 0 | 0 | 0 | 0 | 6515.8599 | 0 | 0 | 0 | 0 | 0 | 0 | 0 | 0 | 0 | 0 | 22097.017 | 0 | 0
2016-12-24 19:00 | 0 | 0 | 0 | 0 | 0 | 451503.7569 | 423092 | 0 | 0 | 0 | 460658.4468 | 0 | 11091.5634 | 0 | 0 | 0 | 0 | 0 | 0 | 0 | 7547013.5187 | 0 | 0 | 0 | 0 | 6314.7398 | 0 | 0 | 0 | 0 | 0 | 0 | 0 | 0 | 0 | 0 | 22097.017 | 0 | 0
2016-12-24 20:00 | 0 | 0 | 0 | 0 | 226032.5274 | 461570.7324 | 419950 | 0 | 0 | 0 | 706214.6895 | 0 | 11091.5634 | 0 | 0 | 0 | 0 | 0 | 0 | 0 | 7564660.9443 | 0 | 0 | 0 | 0 | 245556.2427 | 0 | 0 | 0 | 0 | 0 | 0 | 0 | 0 | 0 | 0 | 22097.017 | 0 | 0
2016-12-24 21:00 | 0 | 0 | 0 | 0 | 0 | 468626.6756 | 420867 | 0 | 0 | 0 | 731877.348 | 0 | 11091.5634 | 0 | 0 | 0 | 0 | 0 | 0 | 0 | 7582308.2993 | 0 | 0 | 0 | 0 | 25662.6586 | 0 | 0 | 0 | 0 | 0 | 0 | 0 | 0 | 0 | 0 | 22097.017 | 0 | 0
2016-12-24 22:00 | 0 | 0 | 0 | 0 | 0 | 386395.9323 | 429184 | 0 | 0 | 0 | 666992.2633 | 0 | 11091.5634 | 0 | 0 | 0 | 0 | 0 | 0 | 0 | 7599955.5837 | 0 | 0 | 0 | 0 | -64885.0847 | 0 | 0 | 0 | 0 | 0 | 0 | 0 | 0 | 0 | 0 | 22097.017 | 0 | 0
2016-12-24 23:00 | 0 | 0 | 0 | 0 | 94026.7412 | 117230.0331 | 434716 | 0 | 0 | 0 | 421436.0206 | 0 | 11091.5634 | 0 | 0 | 0 | 0 | 0 | 0 | 0 | 7617602.7975 | 0 | 0 | 0 | 0 | -245556.2427 | 0 | 0 | 0 | 0 | 0 | 0 | 0 | 0 | 0 | 0 | 22097.017 | 0 | 0
2016-12-25 | 0 | 0 | 0 | 0 | 700455.0706 | 1304.1891 | 434106 | 0 | 0 | 0 | 666992.2633 | 0 | 11091.5634 | 0 | 0 | 0 | 0 | 0 | 0 | 0 | 7635249.9407 | 0 | 0 | 0 | 0 | 245556.2427 | 0 | 0 | 0 | 0 | 0 | 0 | 0 | 0 | 0 | 0 | 22097.017 | 0 | 0
2016-12-25 01:00 | 0 | 0 | 0 | 0 | 208351.7744 | 0 | 431811 | 0 | 0 | 0 | 421436.0206 | 0 | 11091.5634 | 0 | 0 | 0 | 0 | 0 | 0 | 0 | 7652897.0133 | 0 | 0 | 0 | 0 | -245556.2427 | 0 | 0 | 0 | 0 | 0 | 0 | 0 | 0 | 0 | 0 | 22097.017 | 0 | 0
2016-12-25 02:00 | 0 | 0 | 0 | 0 | 661578.9946 | 0 | 424473 | 0 | 0 | 0 | 636444.9982 | 0 | 11091.5634 | 0 | 0 | 0 | 0 | 0 | 0 | 0 | 7670544.0154 | 0 | 0 | 0 | 0 | 215008.9775 | 0 | 0 | 0 | 0 | 0 | 0 | 0 | 0 | 0 | 0 | 22097.017 | 0 | 0
2016-12-25 03:00 | 0 | 0 | 0 | 0 | 612084.9475 | 0 | 414284 | 0 | 0 | 0 | 812148.9286 | 0 | 11091.5634 | 0 | 0 | 0 | 0 | 0 | 0 | 0 | 7688190.9469 | 0 | 0 | 0 | 0 | 175703.9305 | 0 | 0 | 0 | 0 | 0 | 0 | 0 | 0 | 0 | 0 | 22097.017 | 0 | 0
2016-12-25 04:00 | 0 | 0 | 0 | 0 | 184353.3321 | 0 | 400191 | 0 | 0 | 0 | 566592.6859 | 0 | 11091.5634 | 7621.5577 | 0 | 0 | 0 | 0 | 0 | 0 | 7705837.8077 | 0 | 0 | 0 | 0 | -245556.2427 | 0 | 0 | 0 | 7621.5577 | 0 | 0 | 0 | 0 | 0 | 0 | 22097.017 | 0 | 0
2016-12-25 05:00 | 0 | 0 | 0 | 0 | 573480.1064 | 0 | 383442 | 0 | 0 | 0 | 742155.333 | 0 | 11091.5634 | 0 | 0 | 0 | 0 | 0 | 0 | 0 | 7723484.598 | 0 | 0 | 0 | 0 | 175562.6471 | 0 | 0 | 0 | -7621.5577 | 0 | 0 | 0 | 0 | 0 | 0 | 22097.017 | 0 | 0
2016-12-25 06:00 | 0 | 0 | 0 | 0 | 146946.0737 | 0 | 370192 | 0 | 0 | 0 | 496599.0903 | 0 | 11304.8627 | 0 | 0 | 0 | 0 | 0 | 0 | 0 | 7741131.3177 | 0 | 0 | 0 | 0 | -245556.2427 | 0 | 213.2993 | 0 | 0 | 0 | 0 | 0 | 0 | 0 | 0 | 22097.017 | 0 | 0
2016-12-25 07:00 | 0 | 0 | 0 | 0 | 136811.7744 | 0 | 360271 | 0 | 0 | 0 | 251042.8476 | 0 | 11304.8627 | 0 | 0 | 0 | 0 | 0 | 0 | 0 | 7758777.9668 | 0 | 0 | 0 | 0 | -245556.2427 | 0 | 0 | 0 | 0 | 0 | 0 | 0 | 0 | 0 | 0 | 22097.017 | 0 | 0
2016-12-25 08:00 | 0 | 0 | 0 | 0 | 129811.7744 | 0 | 353271 | 0 | 0 | 0 | 5486.6049 | 0 | 11304.8627 | 0 | 0 | 0 | 0 | 0 | 0 | 0 | 7776424.5453 | 0 | 0 | 0 | 0 | -245556.2427 | 0 | 0 | 0 | 0 | 0 | 0 | 0 | 0 | 0 | 0 | 22097.017 | 0 | 0
2016-12-25 09:00 | 0 | 0 | 0 | 0 | 612704.6548 | 0 | 350538 | 0 | 0 | 0 | 245556.2427 | 0 | 11304.8627 | 0 | 0 | 0 | 0 | 0 | 0 | 0 | 7794071.0533 | 0 | 0 | 0 | 0 | 240069.6377 | 0 | 0 | 0 | 0 | 0 | 0 | 0 | 0 | 0 | 0 | 22097.017 | 0 | 0
2016-12-25 10:00 | 0 | 0 | 0 | 0 | 128840.7744 | 0 | 352300 | 0 | 0 | 0 | 0 | 0 | 11304.8627 | 0 | 0 | 0 | 0 | 0 | 0 | 0 | 7811717.4906 | 0 | 0 | 0 | 0 | -245556.2427 | 0 | 0 | 0 | 0 | 0 | 0 | 0 | 0 | 0 | 0 | 22097.017 | 0 | 0
2016-12-25 11:00 | 0 | 0 | 0 | 0 | 625856.2597 | 0 | 358203 | 0 | 0 | 0 | 245556.2427 | 0 | 11304.8627 | 0 | 0 | 0 | 0 | 0 | 0 | 0 | 7829363.8574 | 0 | 0 | 0 | 0 | 245556.2427 | 0 | 0 | 0 | 0 | 0 | 0 | 0 | 0 | 0 | 0 | 22097.017 | 0 | 0
2016-12-25 12:00 | 0 | 0 | 0 | 0 | 144510.7744 | 0 | 367970 | 0 | 0 | 0 | 0 | 0 | 11304.8627 | 0 | 0 | 0 | 0 | 0 | 0 | 0 | 7847010.1536 | 0 | 0 | 0 | 0 | -245556.2427 | 0 | 0 | 0 | 0 | 0 | 0 | 0 | 0 | 0 | 0 | 22097.017 | 0 | 0
2016-12-25 13:00 | 0 | 0 | 0 | 0 | 650603.2597 | 0 | 382950 | 0 | 0 | 0 | 245556.2427 | 0 | 11304.8627 | 0 | 0 | 0 | 0 | 0 | 0 | 0 | 7864656.3792 | 0 | 0 | 0 | 0 | 245556.2427 | 0 | 0 | 0 | 0 | 0 | 0 | 0 | 0 | 0 | 0 | 22097.017 | 0 | 0
2016-12-25 14:00 | 0 | 0 | 0 | 0 | 139570.6025 | 33239.1718 | 396269 | 0 | 0 | 0 | 0 | 0 | 11304.8627 | 0 | 0 | 0 | 0 | 0 | 0 | 0 | 7882302.5342 | 0 | 0 | 0 | 0 | -245556.2427 | 0 | 0 | 0 | 0 | 0 | 0 | 0 | 0 | 0 | 0 | 22097.017 | 0 | 0
2016-12-25 15:00 | 0 | 0 | 0 | 0 | 376850.2007 | 294059.059 | 403256 | 0 | 0 | 0 | 245556.2427 | 0 | 11304.8627 | 0 | 0 | 0 | 0 | 0 | 0 | 0 | 7899948.6186 | 0 | 0 | 0 | 0 | 245556.2427 | 0 | 0 | 0 | 0 | 0 | 0 | 0 | 0 | 0 | 0 | 22097.017 | 0 | 0
2016-12-25 16:00 | 0 | 0 | 0 | 0 | 213425.2262 | 460033.0335 | 405805 | 0 | 0 | 0 | 491112.4854 | 0 | 11304.8627 | 0 | 0 | 0 | 0 | 0 | 0 | 0 | 7917594.6325 | 0 | 0 | 0 | 0 | 245556.2427 | 0 | 0 | 0 | 0 | 0 | 0 | 0 | 0 | 0 | 0 | 22097.017 | 0 | 0
2016-12-25 17:00 | 0 | 0 | 0 | 0 | 0 | 499519.5982 | 404927 | 0 | 0 | 0 | 563608.0666 | 0 | 11304.8627 | 0 | 0 | 0 | 0 | 0 | 0 | 0 | 7935240.5757 | 0 | 0 | 0 | 0 | 72495.5812 | 0 | 0 | 0 | 0 | 0 | 0 | 0 | 0 | 0 | 0 | 22097.017 | 0 | 0
2016-12-25 18:00 | 0 | 0 | 0 | 0 | 179149.2015 | 488754.3575 | 400037 | 0 | 0 | 0 | 809164.3092 | 0 | 11518.162 | 0 | 0 | 0 | 0 | 0 | 0 | 0 | 7952886.4484 | 0 | 0 | 0 | 0 | 245556.2427 | 0 | 213.2993 | 0 | 0 | 0 | 0 | 0 | 0 | 0 | 0 | 22097.017 | 0 | 0
2016-12-25 19:00 | 0 | 0 | 0 | 0 | 0 | 480147.6563 | 394876 | 0 | 0 | 0 | 872338.9485 | 0 | 11518.162 | 0 | 0 | 0 | 0 | 0 | 0 | 0 | 7970532.2505 | 0 | 0 | 0 | 0 | 63174.6393 | 0 | 0 | 0 | 0 | 0 | 0 | 0 | 0 | 0 | 0 | 22097.017 | 0 | 0
2016-12-25 20:00 | 0 | 0 | 0 | 0 | 162238.9445 | 495601.3152 | 390187 | 0 | 0 | 0 | 1117895.1912 | 0 | 11518.162 | 0 | 0 | 0 | 0 | 0 | 0 | 0 | 7988177.982 | 0 | 0 | 0 | 0 | 245556.2427 | 0 | 0 | 0 | 0 | 0 | 0 | 0 | 0 | 0 | 0 | 22097.017 | 0 | 0
2016-12-25 21:00 | 0 | 0 | 0 | 0 | 138340.1291 | 519288.1306 | 389975 | 0 | 0 | 0 | 1363451.4339 | 0 | 11518.162 | 0 | 0 | 0 | 0 | 0 | 0 | 0 | 8005823.6429 | 0 | 0 | 0 | 0 | 245556.2427 | 0 | 0 | 0 | 0 | 0 | 0 | 0 | 0 | 0 | 0 | 22097.017 | 0 | 0
2016-12-25 22:00 | 0 | 0 | 0 | 0 | 0 | 466314.4087 | 398888 | 0 | 0 | 0 | 1408780.8255 | 0 | 11518.162 | 0 | 0 | 0 | 0 | 0 | 0 | 0 | 8023469.2333 | 0 | 0 | 0 | 0 | 45329.3916 | 0 | 0 | 0 | 0 | 0 | 0 | 0 | 0 | 0 | 0 | 22097.017 | 0 | 0
2016-12-25 23:00 | 0 | 0 | 0 | 0 | 3814.9469 | 181534.8274 | 408809 | 0 | 0 | 0 | 1163224.5828 | 0 | 11518.162 | 0 | 0 | 0 | 0 | 0 | 0 | 0 | 8041114.753 | 0 | 0 | 0 | 0 | -245556.2427 | 0 | 0 | 0 | 0 | 0 | 0 | 0 | 0 | 0 | 0 | 22097.017 | 0 | 0
2016-12-26 | 0 | 0 | 0 | 0 | 190024.7822 | 1382.9921 | 414867 | 0 | 0 | 0 | 917668.3401 | 0 | 11518.162 | 0 | 0 | 0 | 0 | 0 | 0 | 0 | 8058760.2022 | 0 | 0 | 0 | 0 | -245556.2427 | 0 | 0 | 0 | 0 | 0 | 0 | 0 | 0 | 0 | 0 | 22097.017 | 0 | 0
2016-12-26 01:00 | 0 | 0 | 0 | 0 | 686014.2597 | 0 | 418361 | 0 | 0 | 0 | 1163224.5828 | 0 | 11518.162 | 0 | 0 | 0 | 0 | 0 | 0 | 0 | 8076405.5808 | 0 | 0 | 0 | 0 | 245556.2427 | 0 | 0 | 0 | 0 | 0 | 0 | 0 | 0 | 0 | 0 | 22097.017 | 0 | 0
2016-12-26 02:00 | 0 | 0 | 0 | 0 | 190824.7744 | 0 | 414284 | 0 | 0 | 0 | 917668.3401 | 0 | 11518.162 | 0 | 0 | 0 | 0 | 0 | 0 | 0 | 8094050.8888 | 0 | 0 | 0 | 0 | -245556.2427 | 0 | 0 | 0 | 0 | 0 | 0 | 0 | 0 | 0 | 0 | 22097.017 | 0 | 0
2016-12-26 03:00 | 0 | 0 | 0 | 0 | 672532.2597 | 0 | 404879 | 0 | 0 | 0 | 1163224.5828 | 0 | 11518.162 | 0 | 0 | 0 | 0 | 0 | 0 | 0 | 8111696.1262 | 0 | 0 | 0 | 0 | 245556.2427 | 0 | 0 | 0 | 0 | 0 | 0 | 0 | 0 | 0 | 0 | 22097.017 | 0 | 0
2016-12-26 04:00 | 0 | 0 | 0 | 0 | 166696.7744 | 0 | 390156 | 0 | 0 | 0 | 917668.3401 | 0 | 11518.162 | 0 | 0 | 0 | 0 | 0 | 0 | 0 | 8129341.2931 | 0 | 0 | 0 | 0 | -245556.2427 | 0 | 0 | 0 | 0 | 0 | 0 | 0 | 0 | 0 | 0 | 22097.017 | 0 | 0
2016-12-26 05:00 | 0 | 0 | 0 | 0 | 642785.2597 | 0 | 375132 | 0 | 0 | 0 | 1163224.5828 | 0 | 11518.162 | 0 | 0 | 0 | 0 | 0 | 0 | 0 | 8146986.3894 | 0 | 0 | 0 | 0 | 245556.2427 | 0 | 0 | 0 | 0 | 0 | 0 | 0 | 0 | 0 | 0 | 22097.017 | 0 | 0
2016-12-26 06:00 | 0 | 0 | 0 | 0 | 139412.0737 | 0 | 362658 | 0 | 0 | 0 | 917668.3401 | 0 | 11731.4613 | 0 | 0 | 0 | 0 | 0 | 0 | 0 | 8164631.4151 | 0 | 0 | 0 | 0 | -245556.2427 | 0 | 213.2993 | 0 | 0 | 0 | 0 | 0 | 0 | 0 | 0 | 22097.017 | 0 | 0
2016-12-26 07:00 | 0 | 0 | 0 | 0 | 130239.7744 | 0 | 353699 | 0 | 0 | 0 | 672112.0975 | 0 | 11731.4613 | 0 | 0 | 0 | 0 | 0 | 0 | 0 | 8182276.3702 | 0 | 0 | 0 | 0 | -245556.2427 | 0 | 0 | 0 | 0 | 0 | 0 | 0 | 0 | 0 | 0 | 22097.017 | 0 | 0
2016-12-26 08:00 | 0 | 0 | 0 | 0 | 125148.7744 | 0 | 348608 | 0 | 0 | 0 | 426555.8548 | 0 | 11731.4613 | 0 | 0 | 0 | 0 | 0 | 0 | 0 | 8199921.2547 | 0 | 0 | 0 | 0 | -245556.2427 | 0 | 0 | 0 | 0 | 0 | 0 | 0 | 0 | 0 | 0 | 22097.017 | 0 | 0
2016-12-26 09:00 | 0 | 0 | 0 | 0 | 615113.2597 | 0 | 347460 | 0 | 0 | 0 | 672112.0975 | 0 | 11731.4613 | 0 | 0 | 0 | 0 | 0 | 0 | 0 | 8217566.0687 | 0 | 0 | 0 | 0 | 245556.2427 | 0 | 0 | 0 | 0 | 0 | 0 | 0 | 0 | 0 | 0 | 22097.017 | 0 | 0
2016-12-26 10:00 | 0 | 0 | 0 | 0 | 127965.7744 | 0 | 351425 | 0 | 0 | 0 | 426555.8548 | 0 | 11731.4613 | 0 | 0 | 0 | 0 | 0 | 0 | 0 | 8235210.812 | 0 | 0 | 0 | 0 | -245556.2427 | 0 | 0 | 0 | 0 | 0 | 0 | 0 | 0 | 0 | 0 | 22097.017 | 0 | 0
2016-12-26 11:00 | 0 | 0 | 0 | 0 | 628125.2597 | 0 | 360472 | 0 | 0 | 0 | 672112.0975 | 0 | 11731.4613 | 0 | 0 | 0 | 0 | 0 | 0 | 0 | 8252855.4848 | 0 | 0 | 0 | 0 | 245556.2427 | 0 | 0 | 0 | 0 | 0 | 0 | 0 | 0 | 0 | 0 | 22097.017 | 0 | 0
2016-12-26 12:00 | 0 | 0 | 0 | 0 | 148759.7744 | 0 | 372219 | 0 | 0 | 0 | 426555.8548 | 0 | 11731.4613 | 0 | 0 | 0 | 0 | 0 | 0 | 0 | 8270500.087 | 0 | 0 | 0 | 0 | -245556.2427 | 0 | 0 | 0 | 0 | 0 | 0 | 0 | 0 | 0 | 0 | 22097.017 | 0 | 0
2016-12-26 13:00 | 0 | 0 | 0 | 0 | 654035.2597 | 0 | 386382 | 0 | 0 | 0 | 672112.0975 | 0 | 11731.4613 | 0 | 0 | 0 | 0 | 0 | 0 | 0 | 8288144.6187 | 0 | 0 | 0 | 0 | 245556.2427 | 0 | 0 | 0 | 0 | 0 | 0 | 0 | 0 | 0 | 0 | 22097.017 | 0 | 0
2016-12-26 14:00 | 0 | 0 | 0 | 0 | 142179.1159 | 37124.6585 | 402763 | 0 | 0 | 0 | 426555.8548 | 0 | 11731.4613 | 0 | 0 | 0 | 0 | 0 | 0 | 0 | 8305789.0797 | 0 | 0 | 0 | 0 | -245556.2427 | 0 | 0 | 0 | 0 | 0 | 0 | 0 | 0 | 0 | 0 | 22097.017 | 0 | 0
2016-12-26 15:00 | 0 | 0 | 0 | 0 | 240779.5632 | 442568.6965 | 415695 | 0 | 0 | 0 | 672112.0975 | 0 | 11731.4613 | 0 | 0 | 0 | 0 | 0 | 0 | 0 | 8323433.4702 | 0 | 0 | 0 | 0 | 245556.2427 | 0 | 0 | 0 | 0 | 0 | 0 | 0 | 0 | 0 | 0 | 22097.017 | 0 | 0
2016-12-26 16:00 | 0 | 0 | 0 | 0 | 81031.6714 | 610249.5883 | 423628 | 0 | 0 | 0 | 917668.3401 | 0 | 11731.4613 | 0 | 0 | 0 | 0 | 0 | 0 | 0 | 8341077.7901 | 0 | 0 | 0 | 0 | 245556.2427 | 0 | 0 | 0 | 0 | 0 | 0 | 0 | 0 | 0 | 0 | 22097.017 | 0 | 0
2016-12-26 17:00 | 0 | 0 | 0 | 0 | 0 | 600657.8353 | 425977 | 0 | 0 | 0 | 1070252.1584 | 0 | 11731.4613 | 0 | 0 | 0 | 0 | 0 | 0 | 0 | 8358722.0394 | 0 | 0 | 0 | 0 | 152583.8183 | 0 | 0 | 0 | 0 | 0 | 0 | 0 | 0 | 0 | 0 | 22097.017 | 0 | 0
2016-12-26 18:00 | 0 | 0 | 0 | 0 | 130783.5677 | 561447.9914 | 424365 | 0 | 0 | 0 | 1315808.4011 | 0 | 11944.7606 | 0 | 0 | 0 | 0 | 0 | 0 | 0 | 8376366.2182 | 0 | 0 | 0 | 0 | 245556.2427 | 0 | 213.2993 | 0 | 0 | 0 | 0 | 0 | 0 | 0 | 0 | 22097.017 | 0 | 0
2016-12-26 19:00 | 0 | 0 | 0 | 0 | 0 | 544076.3228 | 421404 | 0 | 0 | 0 | 1408762.1491 | 0 | 11944.7606 | 7621.5577 | 0 | 0 | 0 | 0 | 0 | 0 | 8394010.3264 | 0 | 0 | 0 | 0 | 92953.748 | 0 | 0 | 0 | 7621.5577 | 0 | 0 | 0 | 0 | 0 | 0 | 22097.017 | 0 | 0
2016-12-26 20:00 | 0 | 0 | 0 | 0 | 116692.7376 | 562859.9644 | 419521 | 0 | 0 | 0 | 1654318.3918 | 0 | 11944.7606 | 0 | 0 | 0 | 0 | 0 | 0 | 0 | 8411654.364 | 0 | 0 | 0 | 0 | 245556.2427 | 0 | 0 | 0 | -7621.5577 | 0 | 0 | 0 | 0 | 0 | 0 | 22097.017 | 0 | 0
2016-12-26 21:00 | 0 | 0 | 0 | 0 | 0 | 590936.0915 | 423752 | 0 | 0 | 0 | 1799405.4663 | 0 | 11944.7606 | 0 | 0 | 0 | 0 | 0 | 0 | 0 | 8429298.331 | 0 | 0 | 0 | 0 | 145087.0745 | 0 | 0 | 0 | 0 | 0 | 0 | 0 | 0 | 0 | 0 | 22097.017 | 0 | 0
2016-12-26 22:00 | 0 | 0 | 0 | 0 | 0 | 513753.1055 | 436949 | 0 | 0 | 0 | 1854112.5548 | 0 | 11944.7606 | 0 | 0 | 0 | 0 | 0 | 0 | 0 | 8446942.2274 | 0 | 0 | 0 | 0 | 54707.0885 | 0 | 0 | 0 | 0 | 0 | 0 | 0 | 0 | 0 | 0 | 22097.017 | 0 | 0
2016-12-26 23:00 | 0 | 0 | 0 | 0 | 44094.6916 | 183547.0827 | 451101 | 0 | 0 | 0 | 1608556.3121 | 0 | 11944.7606 | 0 | 0 | 0 | 0 | 0 | 0 | 0 | 8464586.0533 | 0 | 0 | 0 | 0 | -245556.2427 | 0 | 0 | 0 | 0 | 0 | 0 | 0 | 0 | 0 | 0 | 22097.017 | 0 | 0
2016-12-27 | 0 | 0 | 0 | 0 | 632915.7415 | 1591.1852 | 457182 | 0 | 0 | 0 | 1763784.2217 | 0 | 11944.7606 | 0 | 0 | 0 | 0 | 0 | 0 | 0 | 8482229.8086 | 0 | 0 | 0 | 0 | 155227.9096 | 0 | 0 | 0 | 0 | 0 | 0 | 0 | 0 | 0 | 0 | 22097.017 | 0 | 0
2016-12-27 01:00 | 0 | 0 | 0 | 0 | 233189.7744 | 0 | 456649 | 0 | 0 | 0 | 1518227.979 | 0 | 11944.7606 | 0 | 0 | 0 | 0 | 0 | 0 | 0 | 8499873.4933 | 0 | 0 | 0 | 0 | -245556.2427 | 0 | 0 | 0 | 0 | 0 | 0 | 0 | 0 | 0 | 0 | 22097.017 | 0 | 0
2016-12-27 02:00 | 0 | 0 | 0 | 0 | 222069.7744 | 0 | 445529 | 0 | 0 | 0 | 1272671.7363 | 0 | 11944.7606 | 0 | 0 | 0 | 0 | 0 | 0 | 0 | 8517517.1074 | 0 | 0 | 0 | 0 | -245556.2427 | 0 | 0 | 0 | 0 | 0 | 0 | 0 | 0 | 0 | 0 | 22097.017 | 0 | 0
2016-12-27 03:00 | 0 | 0 | 0 | 0 | 205352.7744 | 0 | 428812 | 0 | 0 | 0 | 1027115.4936 | 0 | 11944.7606 | 0 | 0 | 0 | 0 | 0 | 0 | 0 | 8535160.651 | 0 | 0 | 0 | 0 | -245556.2427 | 0 | 0 | 0 | 0 | 0 | 0 | 0 | 0 | 0 | 0 | 22097.017 | 0 | 0
2016-12-27 04:00 | 0 | 0 | 0 | 0 | 628751.3088 | 0 | 407088 | 0 | 0 | 0 | 1226681.7853 | 0 | 11944.7606 | 0 | 0 | 0 | 0 | 0 | 0 | 0 | 8552804.124 | 0 | 0 | 0 | 0 | 199566.2917 | 0 | 0 | 0 | 0 | 0 | 0 | 0 | 0 | 0 | 0 | 22097.017 | 0 | 0
2016-12-27 05:00 | 0 | 0 | 0 | 0 | 163748.0737 | 0 | 386994 | 0 | 0 | 0 | 981125.5427 | 0 | 12158.0599 | 0 | 0 | 0 | 0 | 0 | 0 | 0 | 8570447.5264 | 0 | 0 | 0 | 0 | -245556.2427 | 0 | 213.2993 | 0 | 0 | 0 | 0 | 0 | 0 | 0 | 0 | 22097.017 | 0 | 0
2016-12-27 06:00 | 0 | 0 | 0 | 0 | 627211.8708 | 0 | 370840 | 0 | 0 | 0 | 1215187.0972 | 0 | 12371.3592 | 0 | 0 | 0 | 0 | 0 | 0 | 0 | 8588090.8583 | 0 | 0 | 0 | 0 | 234061.5545 | 0 | 213.2993 | 0 | 0 | 0 | 0 | 0 | 0 | 0 | 0 | 22097.017 | 0 | 0
2016-12-27 07:00 | 0 | 0 | 0 | 0 | 137298.7744 | 0 | 360758 | 0 | 0 | 0 | 969630.8545 | 0 | 12371.3592 | 0 | 0 | 0 | 0 | 0 | 0 | 0 | 8605734.1195 | 0 | 0 | 0 | 0 | -245556.2427 | 0 | 0 | 0 | 0 | 0 | 0 | 0 | 0 | 0 | 0 | 22097.017 | 0 | 0
2016-12-27 08:00 | 0 | 0 | 0 | 0 | 590295.9998 | 0 | 355649 | 0 | 0 | 0 | 1182180.8372 | 0 | 12371.3592 | 0 | 0 | 0 | 0 | 0 | 0 | 0 | 8623377.3102 | 0 | 0 | 0 | 0 | 212549.9828 | 0 | 0 | 0 | 0 | 0 | 0 | 0 | 0 | 0 | 0 | 22097.017 | 0 | 0
2016-12-27 09:00 | 0 | 0 | 0 | 0 | 131734.7744 | 0 | 355194 | 0 | 0 | 0 | 936624.5945 | 0 | 12371.3592 | 0 | 0 | 0 | 0 | 0 | 0 | 0 | 8641020.4304 | 0 | 0 | 0 | 0 | -245556.2427 | 0 | 0 | 0 | 0 | 0 | 0 | 0 | 0 | 0 | 0 | 22097.017 | 0 | 0
2016-12-27 10:00 | 0 | 0 | 0 | 0 | 520423.0272 | 0 | 363773 | 0 | 0 | 0 | 1071177.6047 | 0 | 12371.3592 | 0 | 0 | 0 | 0 | 0 | 0 | 0 | 8658663.4799 | 0 | 0 | 0 | 0 | 134553.0102 | 0 | 0 | 0 | 0 | 0 | 0 | 0 | 0 | 0 | 0 | 22097.017 | 0 | 0
2016-12-27 11:00 | 0 | 0 | 0 | 0 | 158424.7744 | 0 | 381884 | 0 | 0 | 0 | 825621.362 | 0 | 12371.3592 | 0 | 0 | 0 | 0 | 0 | 0 | 0 | 8676306.4589 | 0 | 0 | 0 | 0 | -245556.2427 | 0 | 0 | 0 | 0 | 0 | 0 | 0 | 0 | 0 | 0 | 22097.017 | 0 | 0
2016-12-27 12:00 | 0 | 0 | 0 | 0 | 486031.7598 | 0 | 404862 | 0 | 0 | 0 | 884694.1048 | 0 | 12371.3592 | 0 | 0 | 0 | 0 | 0 | 0 | 0 | 8693949.3673 | 0 | 0 | 0 | 0 | 59072.7428 | 0 | 0 | 0 | 0 | 0 | 0 | 0 | 0 | 0 | 0 | 22097.017 | 0 | 0
2016-12-27 13:00 | 0 | 0 | 0 | 0 | 200138.7744 | 0 | 423598 | 0 | 0 | 0 | 639137.8621 | 0 | 12371.3592 | 0 | 0 | 0 | 0 | 0 | 0 | 0 | 8711592.2052 | 0 | 0 | 0 | 0 | -245556.2427 | 0 | 0 | 0 | 0 | 0 | 0 | 0 | 0 | 0 | 0 | 22097.017 | 0 | 0
2016-12-27 14:00 | 0 | 0 | 0 | 0 | 452678.333 | 75582.5987 | 438131 | 0 | 0 | 0 | 707170.7768 | 0 | 12371.3592 | 0 | 0 | 0 | 0 | 0 | 0 | 0 | 8729234.9724 | 0 | 0 | 0 | 0 | 68032.9146 | 0 | 0 | 0 | 0 | 0 | 0 | 0 | 0 | 0 | 0 | 22097.017 | 0 | 0
2016-12-27 15:00 | 0 | 0 | 0 | 0 | 0 | 423147.2774 | 446838 | 0 | 0 | 0 | 661383.0371 | 0 | 12371.3592 | 0 | 0 | 0 | 0 | 0 | 0 | 0 | 8746877.6691 | 0 | 0 | 0 | 0 | -45787.7397 | 0 | 0 | 0 | 0 | 0 | 0 | 0 | 0 | 0 | 0 | 22097.017 | 0 | 0
2016-12-27 16:00 | 0 | 0 | 0 | 0 | 0 | 571362.5182 | 449707 | 0 | 0 | 0 | 760941.5383 | 0 | 12371.3592 | 0 | 0 | 0 | 0 | 0 | 0 | 0 | 8764520.2953 | 0 | 0 | 0 | 0 | 99558.5012 | 0 | 0 | 0 | 0 | 0 | 0 | 0 | 0 | 0 | 0 | 22097.017 | 0 | 0
2016-12-27 17:00 | 0 | 0 | 0 | 0 | 0 | 574948.7442 | 447435 | 0 | 0 | 0 | 866358.2655 | 0 | 12371.3592 | 0 | 0 | 0 | 0 | 0 | 0 | 0 | 8782162.8508 | 0 | 0 | 0 | 0 | 105416.7272 | 0 | 0 | 0 | 0 | 0 | 0 | 0 | 0 | 0 | 0 | 22097.017 | 0 | 0
2016-12-27 18:00 | 0 | 0 | 0 | 0 | 174059.8272 | 537384.4325 | 443791 | 0 | 0 | 0 | 1111914.5082 | 0 | 12371.3592 | 0 | 0 | 0 | 0 | 0 | 0 | 0 | 8799805.3358 | 0 | 0 | 0 | 0 | 245556.2427 | 0 | 0 | 0 | 0 | 0 | 0 | 0 | 0 | 0 | 0 | 22097.017 | 0 | 0
2016-12-27 19:00 | 0 | 0 | 0 | 0 | 0 | 517869.7836 | 440307 | 0 | 0 | 0 | 1167380.2747 | 0 | 12371.3592 | 0 | 0 | 0 | 0 | 0 | 0 | 0 | 8817447.7502 | 0 | 0 | 0 | 0 | 55465.7666 | 0 | 0 | 0 | 0 | 0 | 0 | 0 | 0 | 0 | 0 | 22097.017 | 0 | 0
2016-12-27 20:00 | 0 | 0 | 0 | 0 | 174144.0621 | 532315.1976 | 438806 | 0 | 0 | 0 | 1412936.5174 | 0 | 12371.3592 | 0 | 0 | 0 | 0 | 0 | 0 | 0 | 8835090.0941 | 0 | 0 | 0 | 0 | 245556.2427 | 0 | 0 | 0 | 0 | 0 | 0 | 0 | 0 | 0 | 0 | 22097.017 | 0 | 0
2016-12-27 21:00 | 0 | 0 | 0 | 0 | 0 | 555788.7238 | 441567 | 0 | 0 | 0 | 1505061.2242 | 0 | 12371.3592 | 0 | 0 | 0 | 0 | 0 | 0 | 0 | 8852732.3673 | 0 | 0 | 0 | 0 | 92124.7068 | 0 | 0 | 0 | 0 | 0 | 0 | 0 | 0 | 0 | 0 | 22097.017 | 0 | 0
2016-12-27 22:00 | 0 | 0 | 0 | 0 | 0 | 483110.6887 | 455269 | 0 | 0 | 0 | 1503184.3381 | 0 | 12371.3592 | 7621.5577 | 0 | 0 | 0 | 0 | 0 | 0 | 8870374.57 | 0 | 0 | 0 | 0 | -1876.8861 | 0 | 0 | 0 | 7621.5577 | 0 | 0 | 0 | 0 | 0 | 0 | 22097.017 | 0 | 0
2016-12-27 23:00 | 0 | 0 | 0 | 0 | 51606.9145 | 187577.3022 | 470265 | 0 | 0 | 0 | 1257628.0955 | 0 | 12371.3592 | 0 | 0 | 0 | 0 | 0 | 0 | 0 | 8888016.7022 | 0 | 0 | 0 | 0 | -245556.2427 | 0 | 0 | 0 | -7621.5577 | 0 | 0 | 0 | 0 | 0 | 0 | 22097.017 | 0 | 0
2016-12-28 | 0 | 0 | 0 | 0 | 248879.5114 | 2699.263 | 475038 | 0 | 0 | 0 | 1012071.8528 | 0 | 12371.3592 | 0 | 0 | 0 | 0 | 0 | 0 | 0 | 8905658.7638 | 0 | 0 | 0 | 0 | -245556.2427 | 0 | 0 | 0 | 0 | 0 | 0 | 0 | 0 | 0 | 0 | 22097.017 | 0 | 0
2016-12-28 01:00 | 0 | 0 | 0 | 0 | 737917.2424 | 0 | 473497 | 0 | 0 | 0 | 1254181.7788 | 0 | 12584.6585 | 0 | 0 | 0 | 0 | 0 | 0 | 0 | 8923300.7548 | 0 | 0 | 0 | 0 | 242109.926 | 0 | 213.2993 | 0 | 0 | 0 | 0 | 0 | 0 | 0 | 0 | 22097.017 | 0 | 0
2016-12-28 02:00 | 0 | 0 | 0 | 0 | 238573.7744 | 0 | 462033 | 0 | 0 | 0 | 1008625.5361 | 0 | 12584.6585 | 0 | 0 | 0 | 0 | 0 | 0 | 0 | 8940942.6752 | 0 | 0 | 0 | 0 | -245556.2427 | 0 | 0 | 0 | 0 | 0 | 0 | 0 | 0 | 0 | 0 | 22097.017 | 0 | 0
2016-12-28 03:00 | 0 | 0 | 0 | 0 | 711429.2597 | 0 | 443776 | 0 | 0 | 0 | 1254181.7788 | 0 | 12584.6585 | 0 | 0 | 0 | 0 | 0 | 0 | 0 | 8958584.5251 | 0 | 0 | 0 | 0 | 245556.2427 | 0 | 0 | 0 | 0 | 0 | 0 | 0 | 0 | 0 | 0 | 22097.017 | 0 | 0
2016-12-28 04:00 | 0 | 0 | 0 | 0 | 198987.7744 | 0 | 422447 | 0 | 0 | 0 | 1008625.5361 | 0 | 12584.6585 | 0 | 0 | 0 | 0 | 0 | 0 | 0 | 8976226.3044 | 0 | 0 | 0 | 0 | -245556.2427 | 0 | 0 | 0 | 0 | 0 | 0 | 0 | 0 | 0 | 0 | 22097.017 | 0 | 0
2016-12-28 05:00 | 0 | 0 | 0 | 0 | 179096.7744 | 0 | 402556 | 0 | 0 | 0 | 763069.2934 | 0 | 12584.6585 | 0 | 0 | 0 | 0 | 0 | 0 | 0 | 8993868.0131 | 0 | 0 | 0 | 0 | -245556.2427 | 0 | 0 | 0 | 0 | 0 | 0 | 0 | 0 | 0 | 0 | 22097.017 | 0 | 0
2016-12-28 06:00 | 0 | 0 | 0 | 0 | 163715.7744 | 0 | 387175 | 0 | 0 | 0 | 517513.0507 | 0 | 12584.6585 | 0 | 0 | 0 | 0 | 0 | 0 | 0 | 9011509.6512 | 0 | 0 | 0 | 0 | -245556.2427 | 0 | 0 | 0 | 0 | 0 | 0 | 0 | 0 | 0 | 0 | 22097.017 | 0 | 0
2016-12-28 07:00 | 0 | 0 | 0 | 0 | 533356.5583 | 0 | 377738 | 0 | 0 | 0 | 651034.592 | 0 | 12584.6585 | 0 | 0 | 0 | 0 | 0 | 0 | 0 | 9029151.2188 | 0 | 0 | 0 | 0 | 133521.5413 | 0 | 0 | 0 | 0 | 0 | 0 | 0 | 0 | 0 | 0 | 22097.017 | 0 | 0
2016-12-28 08:00 | 0 | 0 | 0 | 0 | 149812.7744 | 0 | 373272 | 0 | 0 | 0 | 405478.3493 | 0 | 12584.6585 | 0 | 0 | 0 | 0 | 0 | 0 | 0 | 9046792.7159 | 0 | 0 | 0 | 0 | -245556.2427 | 0 | 0 | 0 | 0 | 0 | 0 | 0 | 0 | 0 | 0 | 22097.017 | 0 | 0
2016-12-28 09:00 | 0 | 0 | 0 | 0 | 642150.2597 | 0 | 374497 | 0 | 0 | 0 | 651034.592 | 0 | 12584.6585 | 0 | 0 | 0 | 0 | 0 | 0 | 0 | 9064434.1423 | 0 | 0 | 0 | 0 | 245556.2427 | 0 | 0 | 0 | 0 | 0 | 0 | 0 | 0 | 0 | 0 | 22097.017 | 0 | 0
2016-12-28 10:00 | 0 | 0 | 0 | 0 | 161006.0737 | 0 | 384252 | 0 | 0 | 0 | 405478.3493 | 0 | 12797.9578 | 0 | 0 | 0 | 0 | 0 | 0 | 0 | 9082075.4982 | 0 | 0 | 0 | 0 | -245556.2427 | 0 | 213.2993 | 0 | 0 | 0 | 0 | 0 | 0 | 0 | 0 | 22097.017 | 0 | 0
2016-12-28 11:00 | 0 | 0 | 0 | 0 | 670730.2597 | 0 | 403077 | 0 | 0 | 0 | 651034.592 | 0 | 12797.9578 | 0 | 0 | 0 | 0 | 0 | 0 | 0 | 9099716.7836 | 0 | 0 | 0 | 0 | 245556.2427 | 0 | 0 | 0 | 0 | 0 | 0 | 0 | 0 | 0 | 0 | 22097.017 | 0 | 0
2016-12-28 12:00 | 0 | 0 | 0 | 0 | 203881.7744 | 0 | 427341 | 0 | 0 | 0 | 405478.3493 | 0 | 12797.9578 | 0 | 0 | 0 | 0 | 0 | 0 | 0 | 9117357.9984 | 0 | 0 | 0 | 0 | -245556.2427 | 0 | 0 | 0 | 0 | 0 | 0 | 0 | 0 | 0 | 0 | 22097.017 | 0 | 0
2016-12-28 13:00 | 0 | 0 | 0 | 0 | 711099.2597 | 0 | 443446 | 0 | 0 | 0 | 651034.592 | 0 | 12797.9578 | 0 | 0 | 0 | 0 | 0 | 0 | 0 | 9134999.1426 | 0 | 0 | 0 | 0 | 245556.2427 | 0 | 0 | 0 | 0 | 0 | 0 | 0 | 0 | 0 | 0 | 22097.017 | 0 | 0
2016-12-28 14:00 | 0 | 0 | 0 | 0 | 197220.2763 | 32011.4981 | 452691 | 0 | 0 | 0 | 405478.3493 | 0 | 12797.9578 | 0 | 0 | 0 | 0 | 0 | 0 | 0 | 9152640.2162 | 0 | 0 | 0 | 0 | -245556.2427 | 0 | 0 | 0 | 0 | 0 | 0 | 0 | 0 | 0 | 0 | 22097.017 | 0 | 0
2016-12-28 15:00 | 0 | 0 | 0 | 0 | 390500.472 | 333966.7877 | 456814 | 0 | 0 | 0 | 651034.592 | 0 | 12797.9578 | 0 | 0 | 0 | 0 | 0 | 0 | 0 | 9170281.2193 | 0 | 0 | 0 | 0 | 245556.2427 | 0 | 0 | 0 | 0 | 0 | 0 | 0 | 0 | 0 | 0 | 22097.017 | 0 | 0
2016-12-28 16:00 | 0 | 0 | 0 | 0 | 0 | 517760.9057 | 456842 | 0 | 0 | 0 | 689643.1814 | 0 | 13011.2571 | 0 | 0 | 0 | 0 | 0 | 0 | 0 | 9187922.1518 | 0 | 0 | 0 | 0 | 38608.5894 | 0 | 213.2993 | 0 | 0 | 0 | 0 | 0 | 0 | 0 | 0 | 22097.017 | 0 | 0
2016-12-28 17:00 | 0 | 0 | 0 | 0 | 0 | 539681.3567 | 453459 | 0 | 0 | 0 | 753768.521 | 0 | 13011.2571 | 0 | 0 | 0 | 0 | 0 | 0 | 0 | 9205563.0137 | 0 | 0 | 0 | 0 | 64125.3396 | 0 | 0 | 0 | 0 | 0 | 0 | 0 | 0 | 0 | 0 | 22097.017 | 0 | 0
2016-12-28 18:00 | 0 | 0 | 0 | 0 | 0 | 507628.4224 | 449712 | 0 | 0 | 0 | 789587.9264 | 0 | 13011.2571 | 0 | 0 | 0 | 0 | 0 | 0 | 0 | 9223203.8051 | 0 | 0 | 0 | 0 | 35819.4054 | 0 | 0 | 0 | 0 | 0 | 0 | 0 | 0 | 0 | 0 | 22097.017 | 0 | 0
2016-12-28 19:00 | 0 | 0 | 0 | 0 | 221489.6317 | 492594.6281 | 446431 | 0 | 0 | 0 | 1035144.169 | 0 | 13011.2571 | 0 | 0 | 0 | 0 | 0 | 0 | 0 | 9240844.5259 | 0 | 0 | 0 | 0 | 245556.2427 | 0 | 0 | 0 | 0 | 0 | 0 | 0 | 0 | 0 | 0 | 22097.017 | 0 | 0
2016-12-28 20:00 | 0 | 0 | 0 | 0 | 0 | 508520.8354 | 444718 | 0 | 0 | 0 | 1076636.6881 | 0 | 13224.5564 | 0 | 0 | 0 | 0 | 0 | 0 | 0 | 9258485.1762 | 0 | 0 | 0 | 0 | 41492.519 | 0 | 213.2993 | 0 | 0 | 0 | 0 | 0 | 0 | 0 | 0 | 22097.017 | 0 | 0
2016-12-28 21:00 | 0 | 0 | 0 | 0 | 0 | 529661.2792 | 448630 | 0 | 0 | 0 | 1135570.9502 | 0 | 13224.5564 | 0 | 0 | 0 | 0 | 0 | 0 | 0 | 9276125.7559 | 0 | 0 | 0 | 0 | 58934.2621 | 0 | 0 | 0 | 0 | 0 | 0 | 0 | 0 | 0 | 0 | 22097.017 | 0 | 0
2016-12-28 22:00 | 0 | 0 | 0 | 0 | 0 | 461119.9619 | 463782 | 0 | 0 | 0 | 1110811.895 | 0 | 13224.5564 | 0 | 0 | 0 | 0 | 0 | 0 | 0 | 9293766.265 | 0 | 0 | 0 | 0 | -24759.0552 | 0 | 0 | 0 | 0 | 0 | 0 | 0 | 0 | 0 | 0 | 22097.017 | 0 | 0
2016-12-28 23:00 | 0 | 0 | 0 | 0 | 556985.8564 | 188173.4033 | 477506 | 0 | 0 | 0 | 1356368.1377 | 0 | 13224.5564 | 0 | 0 | 0 | 0 | 0 | 0 | 0 | 9311406.7036 | 0 | 0 | 0 | 0 | 245556.2427 | 0 | 0 | 0 | 0 | 0 | 0 | 0 | 0 | 0 | 0 | 22097.017 | 0 | 0
2016-12-29 | 0 | 0 | 0 | 0 | 255987.1955 | 1648.5789 | 481095 | 0 | 0 | 0 | 1110811.895 | 0 | 13224.5564 | 0 | 0 | 0 | 0 | 0 | 0 | 0 | 9329047.0716 | 0 | 0 | 0 | 0 | -245556.2427 | 0 | 0 | 0 | 0 | 0 | 0 | 0 | 0 | 0 | 0 | 22097.017 | 0 | 0
2016-12-29 01:00 | 0 | 0 | 0 | 0 | 747061.2597 | 0 | 479408 | 0 | 0 | 0 | 1356368.1377 | 0 | 13224.5564 | 0 | 0 | 0 | 0 | 0 | 0 | 0 | 9346687.3691 | 0 | 0 | 0 | 0 | 245556.2427 | 0 | 0 | 0 | 0 | 0 | 0 | 0 | 0 | 0 | 0 | 22097.017 | 0 | 0
2016-12-29 02:00 | 0 | 0 | 0 | 0 | 244706.7744 | 0 | 468166 | 0 | 0 | 0 | 1110811.895 | 0 | 13224.5564 | 0 | 0 | 0 | 0 | 0 | 0 | 0 | 9364327.5959 | 0 | 0 | 0 | 0 | -245556.2427 | 0 | 0 | 0 | 0 | 0 | 0 | 0 | 0 | 0 | 0 | 22097.017 | 0 | 0
2016-12-29 03:00 | 0 | 0 | 0 | 0 | 225518.7744 | 0 | 448978 | 0 | 0 | 0 | 865255.6524 | 0 | 13224.5564 | 0 | 0 | 0 | 0 | 0 | 0 | 0 | 9381967.7523 | 0 | 0 | 0 | 0 | -245556.2427 | 0 | 0 | 0 | 0 | 0 | 0 | 0 | 0 | 0 | 0 | 22097.017 | 0 | 0
2016-12-29 04:00 | 0 | 0 | 0 | 0 | 203503.0737 | 0 | 426749 | 0 | 0 | 0 | 619699.4097 | 0 | 13437.8557 | 0 | 0 | 0 | 0 | 0 | 0 | 0 | 9399607.838 | 0 | 0 | 0 | 0 | -245556.2427 | 0 | 213.2993 | 0 | 0 | 0 | 0 | 0 | 0 | 0 | 0 | 22097.017 | 0 | 0
2016-12-29 05:00 | 0 | 0 | 0 | 0 | 675015.2597 | 0 | 407362 | 0 | 0 | 0 | 865255.6524 | 0 | 13437.8557 | 0 | 0 | 0 | 0 | 0 | 0 | 0 | 9417247.8532 | 0 | 0 | 0 | 0 | 245556.2427 | 0 | 0 | 0 | 0 | 0 | 0 | 0 | 0 | 0 | 0 | 22097.017 | 0 | 0
2016-12-29 06:00 | 0 | 0 | 0 | 0 | 168490.7744 | 0 | 391950 | 0 | 0 | 0 | 619699.4097 | 0 | 13437.8557 | 0 | 0 | 0 | 0 | 0 | 0 | 0 | 9434887.7979 | 0 | 0 | 0 | 0 | -245556.2427 | 0 | 0 | 0 | 0 | 0 | 0 | 0 | 0 | 0 | 0 | 22097.017 | 0 | 0
2016-12-29 07:00 | 0 | 0 | 0 | 0 | 648572.2597 | 0 | 380919 | 0 | 0 | 0 | 865255.6524 | 0 | 13437.8557 | 0 | 0 | 0 | 0 | 0 | 0 | 0 | 9452527.672 | 0 | 0 | 0 | 0 | 245556.2427 | 0 | 0 | 0 | 0 | 0 | 0 | 0 | 0 | 0 | 0 | 22097.017 | 0 | 0
2016-12-29 08:00 | 0 | 0 | 0 | 0 | 151504.7744 | 0 | 374964 | 0 | 0 | 0 | 619699.4097 | 0 | 13437.8557 | 0 | 0 | 0 | 0 | 0 | 0 | 0 | 9470167.4755 | 0 | 0 | 0 | 0 | -245556.2427 | 0 | 0 | 0 | 0 | 0 | 0 | 0 | 0 | 0 | 0 | 22097.017 | 0 | 0
2016-12-29 09:00 | 0 | 0 | 0 | 0 | 643331.2597 | 0 | 375678 | 0 | 0 | 0 | 865255.6524 | 0 | 13437.8557 | 0 | 0 | 0 | 0 | 0 | 0 | 0 | 9487807.2085 | 0 | 0 | 0 | 0 | 245556.2427 | 0 | 0 | 0 | 0 | 0 | 0 | 0 | 0 | 0 | 0 | 22097.017 | 0 | 0
2016-12-29 10:00 | 0 | 0 | 0 | 0 | 159833.7744 | 0 | 383293 | 0 | 0 | 0 | 619699.4097 | 0 | 13437.8557 | 0 | 0 | 0 | 0 | 0 | 0 | 0 | 9505446.8709 | 0 | 0 | 0 | 0 | -245556.2427 | 0 | 0 | 0 | 0 | 0 | 0 | 0 | 0 | 0 | 0 | 22097.017 | 0 | 0
2016-12-29 11:00 | 0 | 0 | 0 | 0 | 668133.559 | 0 | 400267 | 0 | 0 | 0 | 865255.6524 | 0 | 13651.155 | 0 | 0 | 0 | 0 | 0 | 0 | 0 | 9523086.4627 | 0 | 0 | 0 | 0 | 245556.2427 | 0 | 213.2993 | 0 | 0 | 0 | 0 | 0 | 0 | 0 | 0 | 22097.017 | 0 | 0
2016-12-29 12:00 | 0 | 0 | 0 | 0 | 199363.7744 | 0 | 422823 | 0 | 0 | 0 | 619699.4097 | 0 | 13651.155 | 0 | 0 | 0 | 0 | 0 | 0 | 0 | 9540725.984 | 0 | 0 | 0 | 0 | -245556.2427 | 0 | 0 | 0 | 0 | 0 | 0 | 0 | 0 | 0 | 0 | 22097.017 | 0 | 0
2016-12-29 13:00 | 0 | 0 | 0 | 0 | 707365.2597 | 0 | 439712 | 0 | 0 | 0 | 865255.6524 | 0 | 13651.155 | 0 | 0 | 0 | 0 | 0 | 0 | 0 | 9558365.4348 | 0 | 0 | 0 | 0 | 245556.2427 | 0 | 0 | 0 | 0 | 0 | 0 | 0 | 0 | 0 | 0 | 22097.017 | 0 | 0
2016-12-29 14:00 | 0 | 0 | 0 | 0 | 175459.8354 | 53017.939 | 451937 | 0 | 0 | 0 | 619699.4097 | 0 | 13651.155 | 0 | 0 | 0 | 0 | 0 | 0 | 0 | 9576004.8149 | 0 | 0 | 0 | 0 | -245556.2427 | 0 | 0 | 0 | 0 | 0 | 0 | 0 | 0 | 0 | 0 | 22097.017 | 0 | 0
2016-12-29 15:00 | 0 | 0 | 0 | 0 | 379610.9241 | 346448.3356 | 458406 | 0 | 0 | 0 | 865255.6524 | 0 | 13651.155 | 0 | 0 | 0 | 0 | 0 | 0 | 0 | 9593644.1245 | 0 | 0 | 0 | 0 | 245556.2427 | 0 | 0 | 0 | 0 | 0 | 0 | 0 | 0 | 0 | 0 | 22097.017 | 0 | 0
2016-12-29 16:00 | 0 | 0 | 0 | 0 | 0 | 503393.6663 | 459642 | 0 | 0 | 0 | 879288.7438 | 0 | 13651.155 | 7621.5577 | 0 | 0 | 0 | 0 | 0 | 0 | 9611283.3636 | 0 | 0 | 0 | 0 | 14033.0915 | 0 | 0 | 0 | 7621.5577 | 0 | 0 | 0 | 0 | 0 | 0 | 22097.017 | 0 | 0
2016-12-29 17:00 | 0 | 0 | 0 | 0 | 201582.7989 | 515625.9031 | 457177 | 0 | 0 | 0 | 1124844.9865 | 0 | 13651.155 | 0 | 0 | 0 | 0 | 0 | 0 | 0 | 9628922.5321 | 0 | 0 | 0 | 0 | 245556.2427 | 0 | 0 | 0 | -7621.5577 | 0 | 0 | 0 | 0 | 0 | 0 | 22097.017 | 0 | 0
2016-12-29 18:00 | 0 | 0 | 0 | 0 | 0 | 486640.3413 | 453413 | 0 | 0 | 0 | 1135762.0115 | 0 | 13864.4543 | 0 | 0 | 0 | 0 | 0 | 0 | 0 | 9646561.6301 | 0 | 0 | 0 | 0 | 10917.0249 | 0 | 213.2993 | 0 | 0 | 0 | 0 | 0 | 0 | 0 | 0 | 22097.017 | 0 | 0
2016-12-29 19:00 | 0 | 0 | 0 | 0 | 247667.4153 | 468573.8445 | 448588 | 0 | 0 | 0 | 1381318.2541 | 0 | 13864.4543 | 0 | 0 | 0 | 0 | 0 | 0 | 0 | 9664200.6574 | 0 | 0 | 0 | 0 | 245556.2427 | 0 | 0 | 0 | 0 | 0 | 0 | 0 | 0 | 0 | 0 | 22097.017 | 0 | 0
2016-12-29 20:00 | 0 | 0 | 0 | 0 | 0 | 468826.9216 | 445166 | 0 | 0 | 0 | 1382882.1586 | 0 | 13864.4543 | 0 | 0 | 0 | 0 | 0 | 0 | 0 | 9681839.6143 | 0 | 0 | 0 | 0 | 1563.9045 | 0 | 0 | 0 | 0 | 0 | 0 | 0 | 0 | 0 | 0 | 22097.017 | 0 | 0
2016-12-29 21:00 | 0 | 0 | 0 | 0 | 231004.3684 | 485201.8913 | 448553 | 0 | 0 | 0 | 1628438.4013 | 0 | 13864.4543 | 0 | 0 | 0 | 0 | 0 | 0 | 0 | 9699478.5006 | 0 | 0 | 0 | 0 | 245556.2427 | 0 | 0 | 0 | 0 | 0 | 0 | 0 | 0 | 0 | 0 | 22097.017 | 0 | 0
2016-12-29 22:00 | 0 | 0 | 0 | 0 | 0 | 406871.8658 | 463901 | 0 | 0 | 0 | 1549312.2501 | 0 | 13864.4543 | 0 | 0 | 0 | 0 | 0 | 0 | 0 | 9717117.3163 | 0 | 0 | 0 | 0 | -79126.1512 | 0 | 0 | 0 | 0 | 0 | 0 | 0 | 0 | 0 | 0 | 22097.017 | 0 | 0
2016-12-29 23:00 | 0 | 0 | 0 | 0 | 89050.8124 | 168085.962 | 480596 | 0 | 0 | 0 | 1303756.0074 | 0 | 13864.4543 | 0 | 0 | 0 | 0 | 0 | 0 | 0 | 9734756.0615 | 0 | 0 | 0 | 0 | -245556.2427 | 0 | 0 | 0 | 0 | 0 | 0 | 0 | 0 | 0 | 0 | 22097.017 | 0 | 0
2016-12-30 | 0 | 0 | 0 | 0 | 598002.3664 | 1608.451 | 486871 | 0 | 0 | 0 | 1394398.8078 | 0 | 13864.4543 | 0 | 0 | 0 | 0 | 0 | 0 | 0 | 9752394.7361 | 0 | 0 | 0 | 0 | 90642.8004 | 0 | 0 | 0 | 0 | 0 | 0 | 0 | 0 | 0 | 0 | 22097.017 | 0 | 0
2016-12-30 01:00 | 0 | 0 | 0 | 0 | 263836.0737 | 0 | 487082 | 0 | 0 | 0 | 1148842.5651 | 0 | 14077.7536 | 0 | 0 | 0 | 0 | 0 | 0 | 0 | 9770033.3401 | 0 | 0 | 0 | 0 | -245556.2427 | 0 | 213.2993 | 0 | 0 | 0 | 0 | 0 | 0 | 0 | 0 | 22097.017 | 0 | 0
2016-12-30 02:00 | 0 | 0 | 0 | 0 | 610045.0948 | 0 | 476994 | 0 | 0 | 0 | 1259796.6429 | 0 | 14077.7536 | 0 | 0 | 0 | 0 | 0 | 0 | 0 | 9787671.8736 | 0 | 0 | 0 | 0 | 110954.0778 | 0 | 0 | 0 | 0 | 0 | 0 | 0 | 0 | 0 | 0 | 22097.017 | 0 | 0
2016-12-30 03:00 | 0 | 0 | 0 | 0 | 236670.7744 | 0 | 460130 | 0 | 0 | 0 | 1014240.4002 | 0 | 14077.7536 | 0 | 0 | 0 | 0 | 0 | 0 | 0 | 9805310.3366 | 0 | 0 | 0 | 0 | -245556.2427 | 0 | 0 | 0 | 0 | 0 | 0 | 0 | 0 | 0 | 0 | 22097.017 | 0 | 0
2016-12-30 04:00 | 0 | 0 | 0 | 0 | 631378.3575 | 0 | 439914 | 0 | 0 | 0 | 1183607.7407 | 0 | 14077.7536 | 0 | 0 | 0 | 0 | 0 | 0 | 0 | 9822948.729 | 0 | 0 | 0 | 0 | 169367.3405 | 0 | 0 | 0 | 0 | 0 | 0 | 0 | 0 | 0 | 0 | 22097.017 | 0 | 0
2016-12-30 05:00 | 0 | 0 | 0 | 0 | 198443.7744 | 0 | 421903 | 0 | 0 | 0 | 938051.498 | 0 | 14077.7536 | 0 | 0 | 0 | 0 | 0 | 0 | 0 | 9840587.0508 | 0 | 0 | 0 | 0 | -245556.2427 | 0 | 0 | 0 | 0 | 0 | 0 | 0 | 0 | 0 | 0 | 22097.017 | 0 | 0
2016-12-30 06:00 | 0 | 0 | 0 | 0 | 628675.0101 | 0 | 407091 | 0 | 0 | 0 | 1137538.491 | 0 | 14077.7536 | 0 | 0 | 0 | 0 | 0 | 0 | 0 | 9858225.3021 | 0 | 0 | 0 | 0 | 199486.993 | 0 | 0 | 0 | 0 | 0 | 0 | 0 | 0 | 0 | 0 | 22097.017 | 0 | 0
2016-12-30 07:00 | 0 | 0 | 0 | 0 | 175440.0737 | 0 | 398686 | 0 | 0 | 0 | 891982.2483 | 0 | 14291.0529 | 0 | 0 | 0 | 0 | 0 | 0 | 0 | 9875863.4828 | 0 | 0 | 0 | 0 | -245556.2427 | 0 | 213.2993 | 0 | 0 | 0 | 0 | 0 | 0 | 0 | 0 | 22097.017 | 0 | 0
2016-12-30 08:00 | 0 | 0 | 0 | 0 | 615318.4836 | 0 | 394429 | 0 | 0 | 0 | 1090774.7149 | 0 | 14291.0529 | 0 | 0 | 0 | 0 | 0 | 0 | 0 | 9893501.593 | 0 | 0 | 0 | 0 | 198792.4666 | 0 | 0 | 0 | 0 | 0 | 0 | 0 | 0 | 0 | 0 | 22097.017 | 0 | 0
2016-12-30 09:00 | 0 | 0 | 0 | 0 | 172867.7744 | 0 | 396327 | 0 | 0 | 0 | 845218.4722 | 0 | 14291.0529 | 0 | 0 | 0 | 0 | 0 | 0 | 0 | 9911139.6327 | 0 | 0 | 0 | 0 | -245556.2427 | 0 | 0 | 0 | 0 | 0 | 0 | 0 | 0 | 0 | 0 | 22097.017 | 0 | 0
2016-12-30 10:00 | 0 | 0 | 0 | 0 | 615486.1737 | 0 | 405523 | 0 | 0 | 0 | 1033084.6289 | 0 | 14291.0529 | 0 | 0 | 0 | 0 | 0 | 0 | 0 | 9928777.6017 | 0 | 0 | 0 | 0 | 187866.1567 | 0 | 0 | 0 | 0 | 0 | 0 | 0 | 0 | 0 | 0 | 22097.017 | 0 | 0
2016-12-30 11:00 | 0 | 0 | 0 | 0 | 201685.7744 | 0 | 425145 | 0 | 0 | 0 | 787528.3862 | 0 | 14291.0529 | 0 | 0 | 0 | 0 | 0 | 0 | 0 | 9946415.5003 | 0 | 0 | 0 | 0 | -245556.2427 | 0 | 0 | 0 | 0 | 0 | 0 | 0 | 0 | 0 | 0 | 22097.017 | 0 | 0
2016-12-30 12:00 | 0 | 0 | 0 | 0 | 637644.3491 | 0 | 447660 | 0 | 0 | 0 | 955415.7182 | 0 | 14291.0529 | 0 | 0 | 0 | 0 | 0 | 0 | 0 | 9964053.3282 | 0 | 0 | 0 | 0 | 167887.332 | 0 | 0 | 0 | 0 | 0 | 0 | 0 | 0 | 0 | 0 | 22097.017 | 0 | 0
2016-12-30 13:00 | 0 | 0 | 0 | 0 | 240201.0737 | 0 | 463447 | 0 | 0 | 0 | 709859.4755 | 0 | 14504.3522 | 0 | 0 | 0 | 0 | 0 | 0 | 0 | 9981691.0857 | 0 | 0 | 0 | 0 | -245556.2427 | 0 | 213.2993 | 0 | 0 | 0 | 0 | 0 | 0 | 0 | 0 | 22097.017 | 0 | 0
2016-12-30 14:00 | 0 | 0 | 0 | 0 | 604135.1809 | 65931.5003 | 470223 | 0 | 0 | 0 | 887606.1397 | 0 | 14504.3522 | 0 | 0 | 0 | 0 | 0 | 0 | 0 | 9999328.7725 | 0 | 0 | 0 | 0 | 177746.6641 | 0 | 0 | 0 | 0 | 0 | 0 | 0 | 0 | 0 | 0 | 22097.017 | 0 | 0
2016-12-30 15:00 | 0 | 0 | 0 | 0 | 0 | 335905.18 | 471272 | 0 | 0 | 0 | 730142.3027 | 0 | 14504.3522 | 0 | 0 | 0 | 0 | 0 | 0 | 0 | 10016966.3888 | 0 | 0 | 0 | 0 | -157463.837 | 0 | 0 | 0 | 0 | 0 | 0 | 0 | 0 | 0 | 0 | 22097.017 | 0 | 0
2016-12-30 16:00 | 0 | 0 | 0 | 0 | 259756.2517 | 475730.008 | 467833 | 0 | 0 | 0 | 975698.5453 | 0 | 14504.3522 | 0 | 0 | 0 | 0 | 0 | 0 | 0 | 10034603.9346 | 0 | 0 | 0 | 0 | 245556.2427 | 0 | 0 | 0 | 0 | 0 | 0 | 0 | 0 | 0 | 0 | 22097.017 | 0 | 0
2016-12-30 17:00 | 0 | 0 | 0 | 0 | 0 | 497655.2508 | 461282 | 0 | 0 | 0 | 989974.7791 | 0 | 14504.3522 | 0 | 0 | 0 | 0 | 0 | 0 | 0 | 10052241.4098 | 0 | 0 | 0 | 0 | 14276.2338 | 0 | 0 | 0 | 0 | 0 | 0 | 0 | 0 | 0 | 0 | 22097.017 | 0 | 0
2016-12-30 18:00 | 0 | 0 | 0 | 0 | 0 | 472753.0144 | 453356 | 0 | 0 | 0 | 987274.7764 | 0 | 14504.3522 | 0 | 0 | 0 | 0 | 0 | 0 | 0 | 10069878.8145 | 0 | 0 | 0 | 0 | -2700.0027 | 0 | 0 | 0 | 0 | 0 | 0 | 0 | 0 | 0 | 0 | 22097.017 | 0 | 0
2016-12-30 19:00 | 0 | 0 | 0 | 0 | 0 | 458759.1743 | 446082 | 0 | 0 | 0 | 977854.9336 | 0 | 14504.3522 | 0 | 0 | 0 | 0 | 0 | 0 | 0 | 10087516.1486 | 0 | 0 | 0 | 0 | -9419.8428 | 0 | 0 | 0 | 0 | 0 | 0 | 0 | 0 | 0 | 0 | 22097.017 | 0 | 0
2016-12-30 20:00 | 0 | 0 | 0 | 0 | 0 | 466618.6992 | 441690 | 0 | 0 | 0 | 980473.3165 | 0 | 14717.6515 | 0 | 0 | 0 | 0 | 0 | 0 | 0 | 10105153.4122 | 0 | 0 | 0 | 0 | 2618.3829 | 0 | 213.2993 | 0 | 0 | 0 | 0 | 0 | 0 | 0 | 0 | 22097.017 | 0 | 0
2016-12-30 21:00 | 0 | 0 | 0 | 0 | 239319.5765 | 474807.6832 | 446474 | 0 | 0 | 0 | 1226029.5592 | 0 | 14717.6515 | 0 | 0 | 0 | 0 | 0 | 0 | 0 | 10122790.6052 | 0 | 0 | 0 | 0 | 245556.2427 | 0 | 0 | 0 | 0 | 0 | 0 | 0 | 0 | 0 | 0 | 22097.017 | 0 | 0
2016-12-30 22:00 | 0 | 0 | 0 | 0 | 0 | 387862.1566 | 463624 | 0 | 0 | 0 | 1128170.6987 | 0 | 14717.6515 | 0 | 0 | 0 | 0 | 0 | 0 | 0 | 10140427.7277 | 0 | 0 | 0 | 0 | -97858.8605 | 0 | 0 | 0 | 0 | 0 | 0 | 0 | 0 | 0 | 0 | 22097.017 | 0 | 0
2016-12-30 23:00 | 0 | 0 | 0 | 0 | 618825.4392 | 129919.8205 | 481092 | 0 | 0 | 0 | 1373726.9414 | 0 | 14717.6515 | 0 | 0 | 0 | 0 | 0 | 0 | 0 | 10158064.7796 | 0 | 0 | 0 | 0 | 245556.2427 | 0 | 0 | 0 | 0 | 0 | 0 | 0 | 0 | 0 | 0 | 22097.017 | 0 | 0
2016-12-31 | 0 | 0 | 0 | 0 | 262909.2726 | 1311.5018 | 487680 | 0 | 0 | 0 | 1128170.6987 | 0 | 14717.6515 | 0 | 0 | 0 | 0 | 0 | 0 | 0 | 10175701.761 | 0 | 0 | 0 | 0 | -245556.2427 | 0 | 0 | 0 | 0 | 0 | 0 | 0 | 0 | 0 | 0 | 22097.017 | 0 | 0
2016-12-31 01:00 | 0 | 0 | 0 | 0 | 266179.0737 | 0 | 489425 | 0 | 0 | 0 | 882614.456 | 0 | 14930.9508 | 0 | 0 | 0 | 0 | 0 | 0 | 0 | 10193338.6718 | 0 | 0 | 0 | 0 | -245556.2427 | 0 | 213.2993 | 0 | 0 | 0 | 0 | 0 | 0 | 0 | 0 | 22097.017 | 0 | 0
2016-12-31 02:00 | 0 | 0 | 0 | 0 | 258418.7744 | 0 | 481878 | 0 | 0 | 0 | 637058.2134 | 0 | 14930.9508 | 0 | 0 | 0 | 0 | 0 | 0 | 0 | 10210975.5121 | 0 | 0 | 0 | 0 | -245556.2427 | 0 | 0 | 0 | 0 | 0 | 0 | 0 | 0 | 0 | 0 | 22097.017 | 0 | 0
2016-12-31 03:00 | 0 | 0 | 0 | 0 | 735873.2597 | 0 | 468220 | 0 | 0 | 0 | 882614.456 | 0 | 14930.9508 | 0 | 0 | 0 | 0 | 0 | 0 | 0 | 10228612.2819 | 0 | 0 | 0 | 0 | 245556.2427 | 0 | 0 | 0 | 0 | 0 | 0 | 0 | 0 | 0 | 0 | 22097.017 | 0 | 0
2016-12-31 04:00 | 0 | 0 | 0 | 0 | 227496.7744 | 0 | 450956 | 0 | 0 | 0 | 637058.2134 | 0 | 14930.9508 | 0 | 0 | 0 | 0 | 0 | 0 | 0 | 10246248.981 | 0 | 0 | 0 | 0 | -245556.2427 | 0 | 0 | 0 | 0 | 0 | 0 | 0 | 0 | 0 | 0 | 22097.017 | 0 | 0
2016-12-31 05:00 | 0 | 0 | 0 | 0 | 700653.2597 | 0 | 433000 | 0 | 0 | 0 | 882614.456 | 0 | 14930.9508 | 0 | 0 | 0 | 0 | 0 | 0 | 0 | 10263885.6097 | 0 | 0 | 0 | 0 | 245556.2427 | 0 | 0 | 0 | 0 | 0 | 0 | 0 | 0 | 0 | 0 | 22097.017 | 0 | 0
2016-12-31 06:00 | 0 | 0 | 0 | 0 | 688163.559 | 0 | 420297 | 0 | 0 | 0 | 1128170.6987 | 0 | 15144.25 | 0 | 0 | 0 | 0 | 0 | 0 | 0 | 10281522.1678 | 0 | 0 | 0 | 0 | 245556.2427 | 0 | 213.2993 | 0 | 0 | 0 | 0 | 0 | 0 | 0 | 0 | 22097.017 | 0 | 0
2016-12-31 07:00 | 0 | 0 | 0 | 0 | 188226.7744 | 0 | 411686 | 0 | 0 | 0 | 882614.456 | 0 | 15144.25 | 0 | 0 | 0 | 0 | 0 | 0 | 0 | 10299158.6553 | 0 | 0 | 0 | 0 | -245556.2427 | 0 | 0 | 0 | 0 | 0 | 0 | 0 | 0 | 0 | 0 | 22097.017 | 0 | 0
2016-12-31 08:00 | 0 | 0 | 0 | 0 | 673808.2597 | 0 | 406155 | 0 | 0 | 0 | 1128170.6987 | 0 | 15144.25 | 0 | 0 | 0 | 0 | 0 | 0 | 0 | 10316795.0723 | 0 | 0 | 0 | 0 | 245556.2427 | 0 | 0 | 0 | 0 | 0 | 0 | 0 | 0 | 0 | 0 | 22097.017 | 0 | 0
2016-12-31 09:00 | 0 | 0 | 0 | 0 | 180829.7744 | 0 | 404289 | 0 | 0 | 0 | 882614.456 | 0 | 15144.25 | 0 | 0 | 0 | 0 | 0 | 0 | 0 | 10334431.4188 | 0 | 0 | 0 | 0 | -245556.2427 | 0 | 0 | 0 | 0 | 0 | 0 | 0 | 0 | 0 | 0 | 22097.017 | 0 | 0
2016-12-31 10:00 | 0 | 0 | 0 | 0 | 675716.559 | 0 | 407850 | 0 | 0 | 0 | 1128170.6987 | 0 | 15357.5493 | 0 | 0 | 0 | 0 | 0 | 0 | 0 | 10352067.6947 | 0 | 0 | 0 | 0 | 245556.2427 | 0 | 213.2993 | 0 | 0 | 0 | 0 | 0 | 0 | 0 | 0 | 22097.017 | 0 | 0
2016-12-31 11:00 | 0 | 0 | 0 | 0 | 191679.7744 | 0 | 415139 | 0 | 0 | 0 | 882614.456 | 0 | 15357.5493 | 0 | 0 | 0 | 0 | 0 | 0 | 0 | 10369703.9001 | 0 | 0 | 0 | 0 | -245556.2427 | 0 | 0 | 0 | 0 | 0 | 0 | 0 | 0 | 0 | 0 | 22097.017 | 0 | 0
2016-12-31 12:00 | 0 | 0 | 0 | 0 | 672880.1 | 0 | 426446 | 0 | 0 | 0 | 1106951.539 | 0 | 15357.5493 | 0 | 0 | 0 | 0 | 0 | 0 | 0 | 10387340.0349 | 0 | 0 | 0 | 0 | 224337.083 | 0 | 0 | 0 | 0 | 0 | 0 | 0 | 0 | 0 | 0 | 22097.017 | 0 | 0
2016-12-31 13:00 | 0 | 0 | 0 | 0 | 214000.7744 | 0 | 437460 | 0 | 0 | 0 | 861395.2964 | 0 | 15357.5493 | 0 | 0 | 0 | 0 | 0 | 0 | 0 | 10404976.0992 | 0 | 0 | 0 | 0 | -245556.2427 | 0 | 0 | 0 | 0 | 0 | 0 | 0 | 0 | 0 | 0 | 22097.017 | 0 | 0
2016-12-31 14:00 | 0 | 0 | 0 | 0 | 549448.3683 | 35997.0538 | 444140 | 0 | 0 | 0 | 980390.4022 | 0 | 15570.8486 | 0 | 0 | 0 | 0 | 0 | 0 | 0 | 10422612.0929 | 0 | 0 | 0 | 0 | 118995.1058 | 0 | 213.2993 | 0 | 0 | 0 | 0 | 0 | 0 | 0 | 0 | 22097.017 | 0 | 0
2016-12-31 15:00 | 0 | 0 | 0 | 0 | 0 | 291274.0983 | 446688 | 0 | 0 | 0 | 802879.4834 | 0 | 15570.8486 | 0 | 0 | 0 | 0 | 0 | 0 | 0 | 10440248.0161 | 0 | 0 | 0 | 0 | -177510.9187 | 0 | 0 | 0 | 0 | 0 | 0 | 0 | 0 | 0 | 0 | 22097.017 | 0 | 0
2016-12-31 16:00 | 0 | 0 | 0 | 0 | 0 | 449077.1373 | 445791 | 0 | 0 | 0 | 783855.3044 | 0 | 15784.1479 | 0 | 0 | 0 | 0 | 0 | 0 | 0 | 10457883.8687 | 0 | 0 | 0 | 0 | -19024.179 | 0 | 213.2993 | 0 | 0 | 0 | 0 | 0 | 0 | 0 | 0 | 22097.017 | 0 | 0
2016-12-31 17:00 | 0 | 0 | 0 | 0 | 0 | 502670.8106 | 442001 | 0 | 0 | 0 | 822353.2685 | 0 | 15858.9775 | 0 | 0 | 0 | 0 | 0 | 0 | 0 | 10475519.6508 | 0 | 0 | 0 | 0 | 38497.9641 | 0 | 74.8295 | 0 | 0 | 0 | 0 | 0 | 0 | 0 | 0 | 22097.017 | 0 | 0
2016-12-31 18:00 | 0 | 0 | 0 | 0 | 213908.5855 | 491441.9735 | 437484 | 0 | 0 | 0 | 1067909.5112 | 0 | 16072.2768 | 0 | 0 | 0 | 0 | 0 | 0 | 0 | 10493155.3624 | 0 | 0 | 0 | 0 | 245556.2427 | 0 | 213.2993 | 0 | 0 | 0 | 0 | 0 | 0 | 0 | 0 | 22097.017 | 0 | 0
2016-12-31 19:00 | 0 | 0 | 0 | 0 | 0 | 481571.3277 | 433876 | 0 | 0 | 0 | 1093507.8218 | 0 | 16072.2768 | 0 | 0 | 0 | 0 | 0 | 0 | 0 | 10510791.0034 | 0 | 0 | 0 | 0 | 25598.3107 | 0 | 0 | 0 | 0 | 0 | 0 | 0 | 0 | 0 | 0 | 22097.017 | 0 | 0
2016-12-31 20:00 | 0 | 0 | 0 | 0 | 207934.1844 | 491728.0753 | 432009 | 0 | 0 | 0 | 1339064.0645 | 0 | 16072.2768 | 0 | 0 | 0 | 0 | 0 | 0 | 0 | 10528426.5739 | 0 | 0 | 0 | 0 | 245556.2427 | 0 | 0 | 0 | 0 | 0 | 0 | 0 | 0 | 0 | 0 | 22097.017 | 0 | 0
2016-12-31 21:00 | 0 | 0 | 0 | 0 | 0 | 507832.3187 | 435982 | 0 | 0 | 0 | 1388817.3662 | 0 | 16072.2768 | 0 | 0 | 0 | 0 | 0 | 0 | 0 | 10546062.0738 | 0 | 0 | 0 | 0 | 49753.3017 | 0 | 0 | 0 | 0 | 0 | 0 | 0 | 0 | 0 | 0 | 22097.017 | 0 | 0
2016-12-31 22:00 | 0 | 0 | 0 | 0 | 0 | 434393.8092 | 450070 | 0 | 0 | 0 | 1351044.1584 | 0 | 16072.2768 | 0 | 0 | 0 | 0 | 0 | 0 | 0 | 10563697.5032 | 0 | 0 | 0 | 0 | -37773.2078 | 0 | 0 | 0 | 0 | 0 | 0 | 0 | 0 | 0 | 0 | 22097.017 | 0 | 0
2016-12-31 23:00 | 0 | 0 | 0 | 0 | 81290.3153 | 154854.4591 | 459604 | 0 | 0 | 0 | 1105487.9157 | 0 | 16072.2768 | 0 | 0 | 0 | 0 | 0 | 0 | 0 | 10581332.862 | 0 | 0 | 0 | 0 | -245556.2427 | 0 | 0 | 0 | 0 | 0 | 0 | 0 | 0 | 0 | 0 | 22097.017 | 0 | 0
2017-01-01 | 0 | 0 | 0 | 0 | 535363.9636 | 1740.4874 | 460100 | 0 | 0 | 0 | 1160182.0504 | 0 | 16285.5761 | 0 | 0 | 0 | 0 | 0 | 0 | 0 | 10598968.1503 | 0 | 0 | 0 | 0 | 54694.1347 | 0 | 213.2993 | 0 | 0 | 0 | 0 | 0 | 0 | 0 | 0 | 22097.017 | 0 | 0