## input file
| PyPSA case input file | Unnamed: 1 | Unnamed: 2 | Unnamed: 3 | Unnamed: 4 | Unnamed: 5 | Unnamed: 6 | Unnamed: 7 | Unnamed: 8 | Unnamed: 9 | Unnamed: 10 | Unnamed: 11 | Unnamed: 12 | Unnamed: 13 | Unnamed: 14 | Unnamed: 15 | Unnamed: 16 | Unnamed: 17 | Unnamed: 18 | Unnamed: 19 | Unnamed: 20 | Unnamed: 21 | Unnamed: 22 | Unnamed: 23 | Unnamed: 24 | Unnamed: 25
0
1 | Everything outside of the <CASE_DATA> or <COMPONENT_DATA> flag is for notes, etc.
2
3 | Note that demand has no decisions.
4 | Note that unmet demand is represented a source with a variable cost only, so unmet demand has an output decision.
5 | Information about PyPSA components and their attributes can be found here: https://pypsa.readthedocs.io/en/latest/components.html
6
7 | REQUIRED KEYWORDS
8 | component | PyPSA component type
9 | name | Unique name of the component
10 | bus | Name of bus from which this technology would get or give its energy (or in the case of link, the giving bus)
11
12 | OPTIONAL KEYWORDS
13 | time_series_file | Name of time series file that will get loaded
14 | capital_cost | Fixed cost, if not defined default is 0
15 | marginal_cost | Marginal cost, if not defined default is 0
16 | max_hours | Hours at max capacity for StorageUnit
17 | cyclic_state_of_charge | Assume cyclic state of charge for StorageUnit (Boolean)
18 | efficiency | Efficiency of component
19 | standing_loss | Losses per hour to state of charge
20
21 | CASE_DATA
22
23 | input_path | /carnegie/data/Shared/Labs/Caldeira Lab/Everyone/energy_demand_capacity_data/US_solar_wind_demand/
24 | costs_path | clab_pypsa/utilities/costs_2020.csv |  |  |  | Note: Path to PyPSA database
25 | output_path | output_data
26 | case_name | all_firm_case_all_stores
27 | filename_prefix | all_firm
28 | datetime_start | 2016-01-01 00:00:00 |  | Note: Dates must be formatted as text (not excel date format)
29 | datetime_end | 2017-01-01 00:00:00
30 | delta_t | 1
31 | no_time_steps | 8784 |  | Note: this assumes time unit for dt is 'hour'
32 | total_hours | 8784
33
34 | solver | gurobi
35 | logging_level | info |  | Note: Can be error, warning, info, or debug and specifies level of detail in terminal output
36 | numerics_scaling | 1 |  | Note: Factor to avoid rounding in Gurobi solver for small values
37
38 | time_unit | h
39 | power_unit | MW
40 | mass_unit | t
41 | currency | € |  | Note: 2020 €
42
43
44 | END_CASE_DATA | Note: To use PyPSA default costs, use same technology names as in costs_path |  |  |  |  | Note: p_min_mu sets uni/bidirectionality |  |  |  | Note: Capital costs are the product of hourly fixed costs and time_range |  |  |  |  | Note: cost per energy stored for Store/StoragUnit
45 |  |  | Note: For Link, bus is interpreted as bus0 | [6 empty] | Note: p_nom is a factor multiplied to the given capacity, e_nom is assumed for stores | [7 empty] | Note: For StorageUnit, efficiency is interpreted as efficiency_store
46 | MEM vocabulary
47 | tech_type | tech_name |  | node | [5 empty] | normalization | capacity | fixed_cost |  | var_cost |  |  |  | charging_time |  | efficiency |  |  |  | decay_rate
48 | COMPONENT_DATA | [14 empty] | Data source
49 | component | name | carrier | bus | bus1 | bus2 | p_min_pu | p_max_pu | time_series_file | normalization | p_nom | capital_cost |  | marginal_cost |  |  | sign | max_hours | cyclic_state_of_charge | efficiency | efficiency_dispatch | efficiency2 |  | standing_loss
50 | Load | load |  | electricity |  |  |  |  | US_demand_unnormalized.csv | [15 empty] | 1/h | Note: PyPSA costs storage_unit by power cost; cost of energy capacity is effectively capital_cost/max_hours
51 | Generator | solar-utility |  | electricity |  |  |  |  | US_capacity_solar_25pctTop_unnormalized.csv |  |  | db | €/time range/MW | db | €/MWh | PyPSA DB
52 | Generator | onwind |  | electricity |  |  |  |  | US_capacity_wind_25pctTop_unnormalized.csv |  |  | db | €/time range/MW | db | €/MWh | PyPSA DB
53 | Generator | CCGT % wCCS | natgas_wCCS | natgas_wCCS_out | [7 empty] | 143326.4338 | €/time range/MW | 39.2231 | €/MWh | NREL |  |  |  | db
54 | Link | CCGT % link wCCS | natgas_wCCS | natgas_wCCS_out | electricity | co2_atmosphere_out | [5 empty] | 0 | €/time range/MW | 0 | €/MWh | PyPSA DB |  |  |  | 1 |  | .05*db_co2_emissions | t/MWh
55 | Generator | CCGT | natgas | natgas_out | [7 empty] | db | €/time range/MW | db | €/MWh | PyPSA DB |  |  |  | db
56 | Link | CCGT % link | natgas | natgas_out | electricity | co2_atmosphere_out | [5 empty] | 0 | €/time range/MW | 0 | €/MWh | PyPSA DB |  |  |  | 1 |  | db_co2_emissions | t/MWh
57 | Generator | BECCS | beccs | beccs_out | [7 empty] | 407013.0478 | €/time range/MW | 14.5614 | €/MWh | NREL
58 | Link | BECCS % link | beccs | beccs_out | electricity | co2_atmosphere_out | [5 empty] | 0 | €/time range/MW | 0 | €/MWh | NREL | [5 empty] | -1.22 | t/MWh
59 | Generator | geothermal | geothermal | geoth_out | [7 empty] | db | €/time range/MW | db | €/MWh | PyPSA DB |  |  |  | db
60 | Link | geothermal % link | geothermal | geoth_out | electricity | co2_atmosphere_out | [5 empty] | 0 | €/time range/MW | 0 | €/MWh | PyPSA DB |  |  |  | 1 |  | db_co2_emissions | t/MWh
61 | Generator | nuclear |  | electricity | [7 empty] | db | €/time range/MW | db | €/MWh | PyPSA DB |  |  |  | db
62 | Generator | hydro |  | electricity | [7 empty] | db | €/time range/MW | db | €/MWh | PyPSA DB |  |  |  | db
63 | Store | load shifting forward |  | electricity | [7 empty] | 219298.2456 | €/time range/MW |  | €/MWh | Gerke et al | -1
64 | Store | load shifting backward |  | electricity | [7 empty] | 219298.2456 | €/time range/MW |  | €/MWh | Gerke et al
65 | Generator | load shedding |  | electricity | [8 empty] | €/time range/MW | 8771.9298 | €/MWh | Gorman
66 | Link | direct air capture |  | co2_atmosphere_out | co2_stored | electricity | [5 empty] | db | €/time range/MW | db | €/MWh | PyPSA DB | [5 empty] | -1*db_energy-input | MWh/t
67 | Store | co2 atmosphere |  | co2_atmosphere_out | [6 empty] | 0 |  | €/time range/MW |  | €/MWh | -
68 | Store | CO2 storage tank |  | co2_stored | [7 empty] | db | €/time range/CO2 | db |  | PyPSA DB
69 | StorageUnit | battery storage |  | electricity | [7 empty] | 6*db_capital_cost | €/time range/MW | 0.015 | €/MWh | PyPSA DB |  | 6 | TRUE
70 | Link | Lead-Acid-bicharger | lead_acid_store | electricity | lead_acid |  | -1 |  |  |  |  | db |  | db |  | PyPSA DB
71 | Store | Lead-Acid-store | lead_acid_store | lead_acid | [7 empty] | db |  | db |  | PyPSA DB |  |  | TRUE
72 | Link | Lithium-Ion-LFP-bicharger | lithium_ion_lfp_store | electricity | lithium_ion_lfp |  | -1 |  |  |  |  | db |  | db |  | PyPSA DB
73 | Store | Lithium-Ion-LFP-store | lithium_ion_lfp_store | lithium_ion_lfp | [7 empty] | db |  | db |  | PyPSA DB |  |  | TRUE
74 | Link | Lithium-Ion-NMC-bicharger | lithium_ion_nmc_store | electricity | lithium_ion_nmc |  | -1 |  |  |  |  | db |  | db |  | PyPSA DB
75 | Store | Lithium-Ion-NMC-store | lithium_ion_nmc_store | lithium_ion_nmc | [7 empty] | db |  | db |  | PyPSA DB |  |  | TRUE
76 | Link | Ni-Zn-bicharger | ni_zn_store | electricity | ni_zn |  | -1 |  |  |  |  | db |  | db |  | PyPSA DB
77 | Store | Ni-Zn-store | ni_zn_store | ni_zn | [7 empty] | db |  | db |  | PyPSA DB |  |  | TRUE
78 | Link | Vanadium-Redox-Flow-bicharger | redox_store | electricity | vanadium |  | -1 |  |  |  |  | db |  | db |  | PyPSA DB
79 | Store | Vanadium-Redox-Flow-store | redox_store | vanadium | [7 empty] | db |  | db |  | PyPSA DB |  |  | TRUE
80 | Link | Zn-Air-bicharger | zn_air_store | electricity | zn_air |  | -1 |  |  |  |  | db |  | db |  | PyPSA DB
81 | Store | Zn-Air-store | zn_air_store | zn_air | [7 empty] | db |  | db |  | PyPSA DB |  |  | TRUE
82 | Link | Zn-Br-Flow-bicharger | zn_br_flow_store | electricity | zn_br_flow |  | -1 |  |  |  |  | db |  | db |  | PyPSA DB | [9 empty] | Note: one way efficiency should be square root of round-trip efficiecy
83 | Store | Zn-Br-Flow-store | zn_br_flow_store | zn_br_flow | [7 empty] | db |  | db |  | PyPSA DB |  |  | TRUE | [6 empty] | Note: Be careful when designating storage costs that the source is for kWh stored and not what you get out after accounting for pump inefficiency.
84 | Link | Zn-Br-Nonflow-bicharger | zn_br_nonflow_store | electricity | zn_br_nonflow |  | -1 |  |  |  |  | db |  | db |  | PyPSA DB | [9 empty] | Note: one way efficiency should be square root of round-trip efficiecy
85 | Store | Zn-Br-Nonflow-store | zn_br_nonflow_store | zn_br_nonflow | [7 empty] | db |  | db |  | PyPSA DB |  |  | TRUE | [6 empty] | Note: Be careful when designating storage costs that the source is for kWh stored and not what you get out after accounting for pump inefficiency.
86 | Link | Compressed-Air-Adiabatic-bicharger | compressed_air_store | electricity | comp_air |  | -1 |  |  |  |  | db |  | db |  | PyPSA DB
87 | Store | Compressed-Air-Adiabatic-store | compressed_air_store | comp_air | [7 empty] | db |  | db |  | PyPSA DB |  |  | TRUE
88 | Link | Gravity-Brick-bicharger | gravity_brick_store | electricity | grav_brick |  | -1 |  |  |  |  | db |  | db |  | PyPSA DB
89 | Store | Gravity-Brick-store | gravity_brick_store | grav_brick | [7 empty] | db |  | db |  | PyPSA DB |  |  | TRUE
90 | Link | Gravity-Water-Aboveground-bicharger | gravity_aboveground_store | electricity | grav_abo_ground |  | -1 |  |  |  |  | db |  | db |  | PyPSA DB
91 | Store | Gravity-Water-Aboveground-store | gravity_aboveground_store | grav_abo_ground | [7 empty] | db |  | db |  | PyPSA DB |  |  | TRUE
92 | Link | Gravity-Water-Underground-bicharger | gravity_underground_store | electricity | grav_und_ground |  | -1 |  |  |  |  | db |  | db |  | PyPSA DB
93 | Store | Gravity-Water-Underground-store | gravity_underground_store | grav_und_ground | [7 empty] | db |  | db |  | PyPSA DB |  |  | TRUE
94 | Link | Pumped-Storage-Hydro-bicharger | phs_store | electricity | h2o |  | -1 |  |  |  |  | db | €/time range/MW | db | €/MWh | PyPSA DB
95 | Store | Pumped-Storage-Hydro-store | phs_store | h2o | [7 empty] | db | €/time range/MWh | db | €/MWh | PyPSA DB |  |  | TRUE
96 | Link | electrolysis | hydrogen_store | electricity | h2 | [6 empty] | db | €/time range/MW | 0.02 | €/MWh | PyPSA DB |  |  |  | db
97 | Store | hydrogen storage underground | hydrogen_store | h2 | [7 empty] | db | €/time range/MWh | db | €/MWh | PyPSA DB |  |  | TRUE | db |  |  |  | 4e-06
98 | Link | fuel cell | hydrogen_store | h2 | electricity | [6 empty] | db | €/time range/MW | 0.003 | €/MWh | PyPSA DB |  |  |  | db
99 | Link | Concrete-charger | concrete_store | electricity | concrete | [6 empty] | db |  | db |  | PyPSA DB
100 | Store | Concrete-store | concrete_store | concrete | [7 empty] | db |  | db |  | PyPSA DB |  |  | TRUE
101 | Link | Concrete-discharger | concrete_store | concrete | electricity | [6 empty] | db |  | db |  | PyPSA DB
102 | Link | HighT-Molten-Salt-charger | highT_molten_salt_store | electricity | highT_salt | [6 empty] | db |  | db |  | PyPSA DB
103 | Store | HighT-Molten-Salt-store | highT_molten_salt_store | highT_salt | [7 empty] | db |  | db |  | PyPSA DB |  |  | TRUE
104 | Link | HighT-Molten-Salt-discharger | highT_molten_salt_store | highT_salt | electricity | [6 empty] | db |  | db |  | PyPSA DB
105 | Link | Liquid-Air-charger | liquid_air_store | electricity | liquid_air | [6 empty] | db |  | db |  | PyPSA DB
106 | Store | Liquid-Air-store | liquid_air_store | liquid_air | [7 empty] | db |  | db |  | PyPSA DB |  |  | TRUE
107 | Link | Liquid-Air-discharger | liquid_air_store | liquid_air | electricity | [6 empty] | db |  | db |  | PyPSA DB
108 | Link | LowT-Molten-Salt-charger | lowT_molten_salt_store | electricity | lowT_salt | [6 empty] | db |  | db |  | PyPSA DB
109 | Store | LowT-Molten-Salt-store | lowT_molten_salt_store | lowT_salt | [7 empty] | db |  | db |  | PyPSA DB |  |  | TRUE
110 | Link | LowT-Molten-Salt-discharger | lowT_molten_salt_store | lowT_salt | electricity | [6 empty] | db |  | db |  | PyPSA DB
111 | Link | Pumped-Heat-charger | pumped_heat_store | electricity | pumped_heat | [6 empty] | db |  | db |  | PyPSA DB
112 | Store | Pumped-Heat-store | pumped_heat_store | pumped_heat | [7 empty] | db |  | db |  | PyPSA DB |  |  | TRUE
113 | Link | Pumped-Heat-discharger | pumped_heat_store | pumped_heat | electricity | [6 empty] | db |  | db |  | PyPSA DB
114 | Link | Sand-charger | sand_store | electricity | sand | [6 empty] | db |  | db |  | PyPSA DB
115 | Store | Sand-store | sand_store | sand | [7 empty] | db |  | db |  | PyPSA DB |  |  | TRUE
116 | Link | Sand-discharger | sand_store | sand | electricity | [6 empty] | db |  | db |  | PyPSA DB
117
118 | END_COMPONENT_DATA
119
120 | Note that any information that is in a column without an attribute header is consider a comment, and not used.
121 | Note that for MEM, storage is in energy units whereas for PyPSA it is in power units.
122 | Note: If there is a # in front of component (e.g. #Generator), this row will be ignored
123
124 | Note: costing for nuclear heat has to be for kWh thermal (or other energy unit)
125 | Note: % indicates addition to standard PyPSA name which stands before the %
126 | Note: carrier allows to group different technologies
127
128 | Cost calculations
129
130
131
132 |  | Source natural gas CCS costs | NREL (National Renewable Energy Laboratory). 2020. "2020 Annual Technology Baseline."
133 |  |  | https://atb-archive.nrel.gov/electricity/2020/data.php
134
135 |  | Source BECCS | NREL
136 |  |  | https://www.nrel.gov/docs/fy22osti/81644.pdf
137
138 |  | Source load shifting costs | Gerke et al. The California Demand Response Potential Study, Phase 3: Final Report on the Shift Resource through 2030.
139 |  |  | https://doi.org/10.20357/B7MS40
140
141 |  | Source lost load | Gorman. The quest to quantify the value of lost load: A critical review of the economics of power outages
142 |  |  | https://doi.org/10.1016/j.tej.2022.107187
143
144 |  | Source all other costs | PyPSA technology data
145 |  |  | https://github.com/PyPSA/technology-data/blob/master/outputs/costs_2020.csv
146
147
148 |  | 2020 €/$ | 1.14
149 |  | Discount rate | 0.07
150 |  | name | Overnight cost [€/MW] | Fixed O&M cost [€/MWyear] | Other fixed cost* (% of capital cost) | Lifetime [years] | Capital recovery factor [%/year] | Annual fixed costs [€/year] | Variable O&M [€/MWh] | Fuel cost [€/MWh] | Efficiency | Decay rate | Hourly fixed costs |  |  | Variable cost [€/MWh] | CO2 emissions
151 |  | pumped_hydro_storage energy | 103100 | 1546.5 |  | 30 | 0.080586 | 8433.0851 |  |  |  |  | 0.84446 | €/h/MW
152 |  | pumped_hydro_storage power | 1612000 | 14250 | 0.015 | 30 | 0.080586 | 146103.8617 |  |  | 0.81 |  | 14.6303 | €/h/MW |  | 0.00026316
153
154 |  | natural gas with CCS | 1969000 | 53000 |  | 30 | 0.080586 | 162945.7079 | 9 | 20 | 0.56 |  | 16.3168 | €/h/MW |  | 39.2231
155 |  | (NG combined cycle 95% CCS (H-frame basis -> 2nd Gen Tech)), Moderate
156 |  |  | 965000 | 27000 |  | 30 | 0.080586 | 79941.7123 | 2 | 8 | 0.56 |  | 8.0051 |  |  | 14.2857
157
158 |  | BECCS | 5580000 | 162000 |  | 30 | 0.080586 | 462727.129 |  |  |  |  | 46.3357 | €/h/MW |  | 14.5614 | -1.22 | tCO2/MWh
159
160 |  | load shedding | [13 empty] | 8771.9298
161 |  | load shifting | [5 empty] | 219298.2456
162
163 |  | * includes property, tax, insurance, licensing, permiting costs

## component inputs
| component | name | bus | p_set | carrier | capital_cost | marginal_cost | p_max_pu | p_nom_extendable | efficiency | bus0 | bus1 | bus2 | efficiency2 | sign | e_nom_extendable | e_nom | max_hours | cyclic_state_of_charge | p_min_pu | e_cyclic | standing_loss
0 | Load | load | electricity | date 2016-01-01 00:00:00 470809.0 2016-01-01 01:00:00 462893.0 2016-01-01 02:00:00 452352.0 2016-01-01 03:00:00 438677.0 2016-01-01 04:00:00 423295.0 ... 2016-12-31 20:00:00 432009.0 2016-12-31 21:00:00 435982.0 2016-12-31 22:00:00 450070.0 2016-12-31 23:00:00 459604.0 2017-01-01 00:00:00 460100.0 Name: demand (mw), Length: 8785, dtype: float64 | load
1 | Generator | solar-utility | electricity |  | solar-utility | 49588.7324 | 0 | date 2016-01-01 00:00:00 0.001722 2016-01-01 01:00:00 0.000000 2016-01-01 02:00:00 0.000000 2016-01-01 03:00:00 0.000000 2016-01-01 04:00:00 0.000000 ... 2016-12-31 20:00:00 0.497600 2016-12-31 21:00:00 0.513896 2016-12-31 22:00:00 0.439581 2016-12-31 23:00:00 0.156704 2017-01-01 00:00:00 0.001761 Name: solar 25% top, Length: 8785, dtype: float64 | TRUE
2 | Generator | onwind | electricity |  | onwind | 107318.8334 | 1.5 | date 2016-01-01 00:00:00 0.561034 2016-01-01 01:00:00 0.562139 2016-01-01 02:00:00 0.561250 2016-01-01 03:00:00 0.571372 2016-01-01 04:00:00 0.589611 ... 2016-12-31 20:00:00 0.381054 2016-12-31 21:00:00 0.371423 2016-12-31 22:00:00 0.413461 2016-12-31 23:00:00 0.486720 2017-01-01 00:00:00 0.543709 Name: wind 25% top, Length: 8785, dtype: float64 | TRUE
3 | Generator | CCGT % wCCS | natgas_wCCS_out |  | natgas_wCCS | 143326.4338 | 39.2231 |  | TRUE | 0.56
4 | Link | CCGT % link wCCS |  |  | natgas_wCCS | 0 | 0 |  | TRUE | 1 | natgas_wCCS_out | electricity | co2_atmosphere_out | 0.01
5 | Generator | CCGT | natgas_out |  | natgas | 104817.2552 | 40.2929 |  | TRUE | 0.56
6 | Link | CCGT % link |  |  | natgas | 0 | 0 |  | TRUE | 1 | natgas_out | electricity | co2_atmosphere_out | 0.2
7 | Generator | BECCS | beccs_out |  | beccs | 407013.0478 | 14.5614 |  | TRUE
8 | Link | BECCS % link |  |  | beccs | 0 | 0 |  | TRUE |  | beccs_out | electricity | co2_atmosphere_out | -1.22
9 | Generator | geothermal | geoth_out |  | geothermal | 334482.1991 | 0 |  | TRUE | 0.24
10 | Link | geothermal % link |  |  | geothermal | 0 | 0 |  | TRUE | 1 | geoth_out | electricity | co2_atmosphere_out | 0.03
11 | Generator | nuclear | electricity |  | nuclear | 706772.6168 | 11.3788 |  | TRUE | 0.33
12 | Generator | hydro | electricity |  | hydro | 177345.2166 | 0 |  | TRUE | 0.9
13 | Store | load shifting forward | electricity |  | load shifting forward | 219298.2456 | [8 empty] | -1 | TRUE
14 | Store | load shifting backward | electricity |  | load shifting backward | 219298.2456 | [9 empty] | TRUE
15 | Generator | load shedding | electricity |  | load shedding |  | 8771.9298 |  | TRUE
16 | Link | direct air capture |  |  | direct air capture | 1007250.4802 | 0 |  | TRUE |  | co2_atmosphere_out | co2_stored | electricity | -2
17 | Store | co2 atmosphere | co2_atmosphere_out |  | co2 atmosphere | [11 empty] | 0
18 | Store | CO2 storage tank | co2_stored |  | CO2 storage tank | 242.2253 | 0 | [8 empty] | TRUE
19 | StorageUnit | battery storage | electricity |  | battery storage | 131394.9526 | 0.015 |  | TRUE | [8 empty] | 6 | TRUE
20 | Link | Lead-Acid-bicharger |  |  | lead_acid_store | 20342.6982 | 0 |  | TRUE |  | electricity | lead_acid | [7 empty] | -1
21 | Store | Lead-Acid-store | lead_acid |  | lead_acid_store | 42449.2621 | 0 | [8 empty] | TRUE |  |  |  |  | TRUE
22 | Link | Lithium-Ion-LFP-bicharger |  |  | lithium_ion_lfp_store | 10956.5448 | 0 |  | TRUE |  | electricity | lithium_ion_lfp | [7 empty] | -1
23 | Store | Lithium-Ion-LFP-store | lithium_ion_lfp |  | lithium_ion_lfp_store | 31344.748 | 0 | [8 empty] | TRUE |  |  |  |  | TRUE
24 | Link | Lithium-Ion-NMC-bicharger |  |  | lithium_ion_nmc_store | 12150.6712 | 0 |  | TRUE |  | electricity | lithium_ion_nmc | [7 empty] | -1
25 | Store | Lithium-Ion-NMC-store | lithium_ion_nmc |  | lithium_ion_nmc_store | 40461.1323 | 0 | [8 empty] | TRUE |  |  |  |  | TRUE
26 | Link | Ni-Zn-bicharger |  |  | ni_zn_store | 11297.3829 | 0 |  | TRUE |  | electricity | ni_zn | [7 empty] | -1
27 | Store | Ni-Zn-store | ni_zn |  | ni_zn_store | 34978.3527 | 0 | [8 empty] | TRUE |  |  |  |  | TRUE
28 | Link | Vanadium-Redox-Flow-bicharger |  |  | redox_store | 20358.8666 | 0 |  | TRUE |  | electricity | vanadium | [7 empty] | -1
29 | Store | Vanadium-Redox-Flow-store | vanadium |  | redox_store | 36880.2443 | 0 | [8 empty] | TRUE |  |  |  |  | TRUE
30 | Link | Zn-Air-bicharger |  |  | zn_air_store | 12879.2176 | 0 |  | TRUE |  | electricity | zn_air | [7 empty] | -1
31 | Store | Zn-Air-store | zn_air |  | zn_air_store | 15483.1894 | 0 | [8 empty] | TRUE |  |  |  |  | TRUE
32 | Link | Zn-Br-Flow-bicharger |  |  | zn_br_flow_store | 20335.0267 | 0 |  | TRUE |  | electricity | zn_br_flow | [7 empty] | -1
33 | Store | Zn-Br-Flow-store | zn_br_flow |  | zn_br_flow_store | 62672.1059 | 0 | [8 empty] | TRUE |  |  |  |  | TRUE
34 | Link | Zn-Br-Nonflow-bicharger |  |  | zn_br_nonflow_store | 15682.004 | 0 |  | TRUE |  | electricity | zn_br_nonflow | [7 empty] | -1
35 | Store | Zn-Br-Nonflow-store | zn_br_nonflow |  | zn_br_nonflow_store | 28160.4554 | 0 | [8 empty] | TRUE |  |  |  |  | TRUE
36 | Link | Compressed-Air-Adiabatic-bicharger |  |  | compressed_air_store | 69012.3568 | 0 |  | TRUE |  | electricity | comp_air | [7 empty] | -1
37 | Store | Compressed-Air-Adiabatic-store | comp_air |  | compressed_air_store | 372.7473 | 0 | [8 empty] | TRUE |  |  |  |  | TRUE
38 | Link | Gravity-Brick-bicharger |  |  | gravity_brick_store | 33661.1731 | 0 |  | TRUE |  | electricity | grav_brick | [7 empty] | -1
39 | Store | Gravity-Brick-store | grav_brick |  | gravity_brick_store | 12628.3705 | 0 | [8 empty] | TRUE |  |  |  |  | TRUE
40 | Link | Gravity-Water-Aboveground-bicharger |  |  | gravity_aboveground_store | 28555.929 | 0 |  | TRUE |  | electricity | grav_abo_ground | [7 empty] | -1
41 | Store | Gravity-Water-Aboveground-store | grav_abo_ground |  | gravity_aboveground_store | 9336.1172 | 0 | [8 empty] | TRUE |  |  |  |  | TRUE
42 | Link | Gravity-Water-Underground-bicharger |  |  | gravity_underground_store | 70693.337 | 0 |  | TRUE |  | electricity | grav_und_ground | [7 empty] | -1
43 | Store | Gravity-Water-Underground-store | grav_und_ground |  | gravity_underground_store | 7347.3972 | 0 | [8 empty] | TRUE |  |  |  |  | TRUE
44 | Link | Pumped-Storage-Hydro-bicharger |  |  | phs_store | 102789.2725 | 0 |  | TRUE |  | electricity | h2o | [7 empty] | -1
45 | Store | Pumped-Storage-Hydro-store | h2o |  | phs_store | 3904.3881 | 0 | [8 empty] | TRUE |  |  |  |  | TRUE
46 | Link | electrolysis |  |  | hydrogen_store | 62293.8258 | 0.02 |  | TRUE | 0.8 | electricity | h2
47 | Store | hydrogen storage underground | h2 |  | hydrogen_store | 210.2423 | 0 | [8 empty] | TRUE |  |  |  |  | TRUE | 4e-06
48 | Link | fuel cell |  |  | hydrogen_store | 250090.7535 | 0.003 |  | TRUE | 0.58 | h2 | electricity
49 | Link | Concrete-charger |  |  | concrete_store | 14991.6613 | 0 |  | TRUE |  | electricity | concrete
50 | Store | Concrete-store | concrete |  | concrete_store | 2144.2077 | 0 | [8 empty] | TRUE |  |  |  |  | TRUE
51 | Link | Concrete-discharger |  |  | concrete_store | 54449.1165 | 0 |  | TRUE |  | concrete | electricity
52 | Link | HighT-Molten-Salt-charger |  |  | highT_molten_salt_store | 14982.18 | 0 |  | TRUE |  | electricity | highT_salt
53 | Store | HighT-Molten-Salt-store | highT_salt |  | highT_molten_salt_store | 8210.3623 | 0 | [8 empty] | TRUE |  |  |  |  | TRUE
54 | Link | HighT-Molten-Salt-discharger |  |  | highT_molten_salt_store | 54414.6825 | 0 |  | TRUE |  | highT_salt | electricity
55 | Link | Liquid-Air-charger |  |  | liquid_air_store | 36920.7588 | 0 |  | TRUE |  | electricity | liquid_air
56 | Store | Liquid-Air-store | liquid_air |  | liquid_air_store | 13621.8699 | 0 | [8 empty] | TRUE |  |  |  |  | TRUE
57 | Link | Liquid-Air-discharger |  |  | liquid_air_store | 26403.5346 | 0 |  | TRUE |  | liquid_air | electricity
58 | Link | LowT-Molten-Salt-charger |  |  | lowT_molten_salt_store | 11910.3873 | 0 |  | TRUE |  | electricity | lowT_salt
59 | Store | LowT-Molten-Salt-store | lowT_salt |  | lowT_molten_salt_store | 5063.7732 | 0 | [8 empty] | TRUE |  |  |  |  | TRUE
60 | Link | LowT-Molten-Salt-discharger |  |  | lowT_molten_salt_store | 43258.0528 | 0 |  | TRUE |  | lowT_salt | electricity
61 | Link | Pumped-Heat-charger |  |  | pumped_heat_store | 60028.892 | 0 |  | TRUE |  | electricity | pumped_heat
62 | Store | Pumped-Heat-store | pumped_heat |  | pumped_heat_store | 2239.3872 | 0 | [8 empty] | TRUE |  |  |  |  | TRUE
63 | Link | Pumped-Heat-discharger |  |  | pumped_heat_store | 42917.9303 | 0 |  | TRUE |  | pumped_heat | electricity
64 | Link | Sand-charger |  |  | sand_store | 12169.5302 | 0 |  | TRUE |  | electricity | sand
65 | Store | Sand-store | sand |  | sand_store | 584.6121 | 0 | [8 empty] | TRUE |  |  |  |  | TRUE
66 | Link | Sand-discharger |  |  | sand_store | 44199.2496 | 0 |  | TRUE |  | sand | electricity

## time inputs
snapshot | solar-utility series | onwind series | load load
2016-01-01 | 0.0017221 | 0.56103 | 470809
2016-01-01 01:00 | 0 | 0.56214 | 462893
2016-01-01 02:00 | 0 | 0.56125 | 452352
2016-01-01 03:00 | 0 | 0.57137 | 438677
2016-01-01 04:00 | 0 | 0.58961 | 423295
2016-01-01 05:00 | 0 | 0.6128 | 410979
2016-01-01 06:00 | 0 | 0.63396 | 400444
2016-01-01 07:00 | 0 | 0.64464 | 390845
2016-01-01 08:00 | 0 | 0.64481 | 383868
2016-01-01 09:00 | 0 | 0.64438 | 382247
2016-01-01 10:00 | 0 | 0.64187 | 385757
2016-01-01 11:00 | 0 | 0.6402 | 390944
2016-01-01 12:00 | 0 | 0.64083 | 398539
2016-01-01 13:00 | 0 | 0.64006 | 407548
2016-01-01 14:00 | 0.045026 | 0.59659 | 420289
2016-01-01 15:00 | 0.40261 | 0.46501 | 431770
2016-01-01 16:00 | 0.58429 | 0.3778 | 438480
2016-01-01 17:00 | 0.5848 | 0.41622 | 440338
2016-01-01 18:00 | 0.5481 | 0.45167 | 438036
2016-01-01 19:00 | 0.53386 | 0.44429 | 432321
2016-01-01 20:00 | 0.55315 | 0.41578 | 428860
2016-01-01 21:00 | 0.5848 | 0.37843 | 430801
2016-01-01 22:00 | 0.5356 | 0.47878 | 445055
2016-01-01 23:00 | 0.21023 | 0.58054 | 460170
2016-01-02 | 0.0019649 | 0.62083 | 465935
2016-01-02 01:00 | 0 | 0.64592 | 465362
2016-01-02 02:00 | 0 | 0.66047 | 462094
2016-01-02 03:00 | 0 | 0.66248 | 450580
2016-01-02 04:00 | 0 | 0.65364 | 434931
2016-01-02 05:00 | 0 | 0.63781 | 417915
2016-01-02 06:00 | 0 | 0.61815 | 406626
2016-01-02 07:00 | 0 | 0.59628 | 397512
2016-01-02 08:00 | 0 | 0.57689 | 392956
2016-01-02 09:00 | 0 | 0.56957 | 392210
2016-01-02 10:00 | 0 | 0.56554 | 396592
2016-01-02 11:00 | 0 | 0.55664 | 406767
2016-01-02 12:00 | 0 | 0.54933 | 420668
2016-01-02 13:00 | 0 | 0.54684 | 434757
2016-01-02 14:00 | 0.065175 | 0.50123 | 445046
2016-01-02 15:00 | 0.31668 | 0.34605 | 450093
2016-01-02 16:00 | 0.46539 | 0.22017 | 448776
2016-01-02 17:00 | 0.50479 | 0.21919 | 443349
2016-01-02 18:00 | 0.4964 | 0.28064 | 435148
2016-01-02 19:00 | 0.48474 | 0.3142 | 427129
2016-01-02 20:00 | 0.49386 | 0.30673 | 420682
2016-01-02 21:00 | 0.49861 | 0.29954 | 423696
2016-01-02 22:00 | 0.41262 | 0.40672 | 441498
2016-01-02 23:00 | 0.14873 | 0.47839 | 461592
2016-01-03 | 0.0019495 | 0.51762 | 469345
2016-01-03 01:00 | 0 | 0.54313 | 470347
2016-01-03 02:00 | 0 | 0.56023 | 467310
2016-01-03 03:00 | 0 | 0.57619 | 456030
2016-01-03 04:00 | 0 | 0.58655 | 441559
2016-01-03 05:00 | 0 | 0.58999 | 427167
2016-01-03 06:00 | 0 | 0.58676 | 413834
2016-01-03 07:00 | 0 | 0.5742 | 404865
2016-01-03 08:00 | 0 | 0.55269 | 399699
2016-01-03 09:00 | 0 | 0.52918 | 398110
2016-01-03 10:00 | 0 | 0.49774 | 400834
2016-01-03 11:00 | 0 | 0.45999 | 408834
2016-01-03 12:00 | 0 | 0.42558 | 420449
2016-01-03 13:00 | 0 | 0.40041 | 433181
2016-01-03 14:00 | 0.039661 | 0.31984 | 440085
2016-01-03 15:00 | 0.37348 | 0.18006 | 439806
2016-01-03 16:00 | 0.49634 | 0.10574 | 434999
2016-01-03 17:00 | 0.51266 | 0.086993 | 430919
2016-01-03 18:00 | 0.49228 | 0.083043 | 427178
2016-01-03 19:00 | 0.4773 | 0.086987 | 422449
2016-01-03 20:00 | 0.47837 | 0.090145 | 418943
2016-01-03 21:00 | 0.46511 | 0.097928 | 424541
2016-01-03 22:00 | 0.36923 | 0.14652 | 444380
2016-01-03 23:00 | 0.08686 | 0.19289 | 464325
2016-01-04 | 0.0020809 | 0.23921 | 474796
2016-01-04 01:00 | 0 | 0.27818 | 477021
2016-01-04 02:00 | 0 | 0.30743 | 469735
2016-01-04 03:00 | 0 | 0.3276 | 452837
2016-01-04 04:00 | 0 | 0.32839 | 435678
2016-01-04 05:00 | 0 | 0.31547 | 421559
2016-01-04 06:00 | 0 | 0.30021 | 410607
2016-01-04 07:00 | 0 | 0.28701 | 404707
2016-01-04 08:00 | 0 | 0.27463 | 403331
2016-01-04 09:00 | 0 | 0.2621 | 408268
2016-01-04 10:00 | 0 | 0.25405 | 424056
2016-01-04 11:00 | 0 | 0.25228 | 457966
2016-01-04 12:00 | 0 | 0.25844 | 490049
2016-01-04 13:00 | 0 | 0.27302 | 503347
2016-01-04 14:00 | 0.084897 | 0.28079 | 505677
2016-01-04 15:00 | 0.25929 | 0.22814 | 505098
2016-01-04 16:00 | 0.36727 | 0.1918 | 499867
2016-01-04 17:00 | 0.40003 | 0.20839 | 493446
2016-01-04 18:00 | 0.40313 | 0.24344 | 487900
2016-01-04 19:00 | 0.40039 | 0.27815 | 483354
2016-01-04 20:00 | 0.39534 | 0.29967 | 480122
2016-01-04 21:00 | 0.36121 | 0.31175 | 484754
2016-01-04 22:00 | 0.2623 | 0.39893 | 504066
2016-01-04 23:00 | 0.080196 | 0.53954 | 527878
2016-01-05 | 0.0016392 | 0.59697 | 538994
2016-01-05 01:00 | 0 | 0.6026 | 539677
2016-01-05 02:00 | 0 | 0.58396 | 531819
2016-01-05 03:00 | 0 | 0.55926 | 511858
2016-01-05 04:00 | 0 | 0.53794 | 488356
2016-01-05 05:00 | 0 | 0.51898 | 470100
2016-01-05 06:00 | 0 | 0.50129 | 459532
2016-01-05 07:00 | 0 | 0.48933 | 452735
2016-01-05 08:00 | 0 | 0.4815 | 450290
2016-01-05 09:00 | 0 | 0.46578 | 455066
2016-01-05 10:00 | 0 | 0.44938 | 471666
2016-01-05 11:00 | 0 | 0.43343 | 505340
2016-01-05 12:00 | 0 | 0.42277 | 536414
2016-01-05 13:00 | 0 | 0.41797 | 544393
2016-01-05 14:00 | 0.021223 | 0.39658 | 538308
2016-01-05 15:00 | 0.18775 | 0.40007 | 530432
2016-01-05 16:00 | 0.31142 | 0.42693 | 518961
2016-01-05 17:00 | 0.37362 | 0.45872 | 507046
2016-01-05 18:00 | 0.38627 | 0.45812 | 497896
2016-01-05 19:00 | 0.38481 | 0.43627 | 489977
2016-01-05 20:00 | 0.38058 | 0.40494 | 485292
2016-01-05 21:00 | 0.35004 | 0.38505 | 489904
2016-01-05 22:00 | 0.26091 | 0.41903 | 511089
2016-01-05 23:00 | 0.068156 | 0.5029 | 534774
2016-01-06 | 0.0018312 | 0.53648 | 544758
2016-01-06 01:00 | 0 | 0.53142 | 544168
2016-01-06 02:00 | 0 | 0.5143 | 534403
2016-01-06 03:00 | 0 | 0.50066 | 512646
2016-01-06 04:00 | 0 | 0.48766 | 488746
2016-01-06 05:00 | 0 | 0.47316 | 469710
2016-01-06 06:00 | 0 | 0.45467 | 459026
2016-01-06 07:00 | 0 | 0.43175 | 450847
2016-01-06 08:00 | 0 | 0.40631 | 447761
2016-01-06 09:00 | 0 | 0.38612 | 449636
2016-01-06 10:00 | 0 | 0.36481 | 463512
2016-01-06 11:00 | 0 | 0.34699 | 495560
2016-01-06 12:00 | 0 | 0.32789 | 524202
2016-01-06 13:00 | 0 | 0.30904 | 530125
2016-01-06 14:00 | 0.017994 | 0.26364 | 523807
2016-01-06 15:00 | 0.16713 | 0.1985 | 515122
2016-01-06 16:00 | 0.28894 | 0.1747 | 505229
2016-01-06 17:00 | 0.36954 | 0.18492 | 493888
2016-01-06 18:00 | 0.39122 | 0.18383 | 485222
2016-01-06 19:00 | 0.39117 | 0.17607 | 478021
2016-01-06 20:00 | 0.38642 | 0.16644 | 474674
2016-01-06 21:00 | 0.36423 | 0.16435 | 478064
2016-01-06 22:00 | 0.2863 | 0.19536 | 496279
2016-01-06 23:00 | 0.10402 | 0.26811 | 515072
2016-01-07 | 0.00090527 | 0.31581 | 521111
2016-01-07 01:00 | 0 | 0.33922 | 518375
2016-01-07 02:00 | 0 | 0.3402 | 506895
2016-01-07 03:00 | 0 | 0.32304 | 486281
2016-01-07 04:00 | 0 | 0.2902 | 461291
2016-01-07 05:00 | 0 | 0.26358 | 439921
2016-01-07 06:00 | 0 | 0.23998 | 425551
2016-01-07 07:00 | 0 | 0.22081 | 415893
2016-01-07 08:00 | 0 | 0.2109 | 410460
2016-01-07 09:00 | 0 | 0.20832 | 411058
2016-01-07 10:00 | 0 | 0.21594 | 423691
2016-01-07 11:00 | 0 | 0.22867 | 454300
2016-01-07 12:00 | 0 | 0.24108 | 483496
2016-01-07 13:00 | 0 | 0.24658 | 491785
2016-01-07 14:00 | 0.042386 | 0.21343 | 490686
2016-01-07 15:00 | 0.1967 | 0.14049 | 488256
2016-01-07 16:00 | 0.30441 | 0.15546 | 481130
2016-01-07 17:00 | 0.36281 | 0.19065 | 472955
2016-01-07 18:00 | 0.37753 | 0.19968 | 465227
2016-01-07 19:00 | 0.37099 | 0.20893 | 459310
2016-01-07 20:00 | 0.35866 | 0.21973 | 456439
2016-01-07 21:00 | 0.32887 | 0.23064 | 457995
2016-01-07 22:00 | 0.25993 | 0.25021 | 473389
2016-01-07 23:00 | 0.089468 | 0.28693 | 488977
2016-01-08 | 0.0024239 | 0.29778 | 494433
2016-01-08 01:00 | 0 | 0.29324 | 491621
2016-01-08 02:00 | 0 | 0.27983 | 481932
2016-01-08 03:00 | 0 | 0.26409 | 461801
2016-01-08 04:00 | 0 | 0.25071 | 437008
2016-01-08 05:00 | 0 | 0.2473 | 415288
2016-01-08 06:00 | 0 | 0.24685 | 399917
2016-01-08 07:00 | 0 | 0.24954 | 389529
2016-01-08 08:00 | 0 | 0.25289 | 384659
2016-01-08 09:00 | 0 | 0.25946 | 384914
2016-01-08 10:00 | 0 | 0.27022 | 395661
2016-01-08 11:00 | 0 | 0.27774 | 426104
2016-01-08 12:00 | 0 | 0.28247 | 455472
2016-01-08 13:00 | 0 | 0.2821 | 467173
2016-01-08 14:00 | 0.035377 | 0.26315 | 472550
2016-01-08 15:00 | 0.22817 | 0.26028 | 476734
2016-01-08 16:00 | 0.3899 | 0.26137 | 475016
2016-01-08 17:00 | 0.45234 | 0.25896 | 468663
2016-01-08 18:00 | 0.44326 | 0.2687 | 463564
2016-01-08 19:00 | 0.42052 | 0.29222 | 458952
2016-01-08 20:00 | 0.4077 | 0.32442 | 454537
2016-01-08 21:00 | 0.39966 | 0.34742 | 454446
2016-01-08 22:00 | 0.35428 | 0.36855 | 463432
2016-01-08 23:00 | 0.18836 | 0.39891 | 472623
2016-01-09 | 0.0036188 | 0.41074 | 473493
2016-01-09 01:00 | 0 | 0.41133 | 468337
2016-01-09 02:00 | 0 | 0.41125 | 459225
2016-01-09 03:00 | 0 | 0.4084 | 443600
2016-01-09 04:00 | 0 | 0.40893 | 424303
2016-01-09 05:00 | 0 | 0.41113 | 406106
2016-01-09 06:00 | 0 | 0.42191 | 390602
2016-01-09 07:00 | 0 | 0.4403 | 380209
2016-01-09 08:00 | 0 | 0.46413 | 373855
2016-01-09 09:00 | 0 | 0.48056 | 372820
2016-01-09 10:00 | 0 | 0.49813 | 376458
2016-01-09 11:00 | 0 | 0.51142 | 385225
2016-01-09 12:00 | 0 | 0.51404 | 400062
2016-01-09 13:00 | 2.61e-08 | 0.51036 | 417421
2016-01-09 14:00 | 0.098657 | 0.4963 | 432775
2016-01-09 15:00 | 0.42169 | 0.49706 | 443504
2016-01-09 16:00 | 0.57421 | 0.48361 | 447564
2016-01-09 17:00 | 0.58612 | 0.46263 | 446237
2016-01-09 18:00 | 0.54993 | 0.46092 | 441450
2016-01-09 19:00 | 0.53031 | 0.46978 | 437135
2016-01-09 20:00 | 0.54515 | 0.47638 | 434799
2016-01-09 21:00 | 0.55773 | 0.47931 | 438748
2016-01-09 22:00 | 0.49662 | 0.46463 | 451099
2016-01-09 23:00 | 0.17046 | 0.43744 | 461966
2016-01-10 | 0.00071692 | 0.41613 | 466908
2016-01-10 01:00 | 0 | 0.39935 | 465022
2016-01-10 02:00 | 0 | 0.38465 | 458039
2016-01-10 03:00 | 0 | 0.36871 | 445223
2016-01-10 04:00 | 0 | 0.35402 | 429865
2016-01-10 05:00 | 0 | 0.34417 | 414836
2016-01-10 06:00 | 0 | 0.33657 | 401159
2016-01-10 07:00 | 0 | 0.32998 | 391763
2016-01-10 08:00 | 0 | 0.32364 | 387369
2016-01-10 09:00 | 0 | 0.32513 | 386669
2016-01-10 10:00 | 0 | 0.33117 | 390692
2016-01-10 11:00 | 0 | 0.33073 | 400516
2016-01-10 12:00 | 0 | 0.31998 | 415332
2016-01-10 13:00 | 2.09e-07 | 0.30064 | 431531
2016-01-10 14:00 | 0.10714 | 0.26445 | 446224
2016-01-10 15:00 | 0.36678 | 0.19145 | 454445
2016-01-10 16:00 | 0.50479 | 0.15692 | 455969
2016-01-10 17:00 | 0.53637 | 0.16619 | 455005
2016-01-10 18:00 | 0.52392 | 0.19383 | 450676
2016-01-10 19:00 | 0.50759 | 0.2191 | 445348
2016-01-10 20:00 | 0.50702 | 0.23578 | 441043
2016-01-10 21:00 | 0.50436 | 0.24205 | 445970
2016-01-10 22:00 | 0.42446 | 0.26002 | 462762
2016-01-10 23:00 | 0.17367 | 0.31445 | 486387
2016-01-11 | 0.0028482 | 0.37533 | 499575
2016-01-11 01:00 | 0 | 0.42408 | 503763
2016-01-11 02:00 | 0 | 0.44679 | 499300
2016-01-11 03:00 | 0 | 0.4614 | 486290
2016-01-11 04:00 | 0 | 0.4709 | 469026
2016-01-11 05:00 | 0 | 0.48079 | 454916
2016-01-11 06:00 | 0 | 0.48597 | 445035
2016-01-11 07:00 | 0 | 0.48676 | 440399
2016-01-11 08:00 | 0 | 0.48183 | 440627
2016-01-11 09:00 | 0 | 0.46555 | 447243
2016-01-11 10:00 | 0 | 0.44727 | 465391
2016-01-11 11:00 | 0 | 0.43643 | 503205
2016-01-11 12:00 | 0 | 0.42763 | 537493
2016-01-11 13:00 | 5.8e-08 | 0.42586 | 547765
2016-01-11 14:00 | 0.095254 | 0.39626 | 543677
2016-01-11 15:00 | 0.48176 | 0.31857 | 535867
2016-01-11 16:00 | 0.61991 | 0.33687 | 524193
2016-01-11 17:00 | 0.61419 | 0.42591 | 511046
2016-01-11 18:00 | 0.58534 | 0.48688 | 501251
2016-01-11 19:00 | 0.57482 | 0.53143 | 492140
2016-01-11 20:00 | 0.59235 | 0.55402 | 485928
2016-01-11 21:00 | 0.62042 | 0.54329 | 488605
2016-01-11 22:00 | 0.56078 | 0.55823 | 506939
2016-01-11 23:00 | 0.19536 | 0.57687 | 526379
2016-01-12 | 0.0025805 | 0.57875 | 542445
2016-01-12 01:00 | 0 | 0.58336 | 543639
2016-01-12 02:00 | 0 | 0.60723 | 535222
2016-01-12 03:00 | 0 | 0.65447 | 517768
2016-01-12 04:00 | 0 | 0.6874 | 493946
2016-01-12 05:00 | 0 | 0.69762 | 476108
2016-01-12 06:00 | 0 | 0.69935 | 463046
2016-01-12 07:00 | 0 | 0.69247 | 454908
2016-01-12 08:00 | 0 | 0.68 | 451631
2016-01-12 09:00 | 0 | 0.66013 | 454626
2016-01-12 10:00 | 0 | 0.63281 | 468323
2016-01-12 11:00 | 0 | 0.59316 | 501211
2016-01-12 12:00 | 0 | 0.5425 | 532066
2016-01-12 13:00 | 6.52e-07 | 0.49191 | 539233
2016-01-12 14:00 | 0.12928 | 0.38673 | 532105
2016-01-12 15:00 | 0.55394 | 0.28053 | 521670
2016-01-12 16:00 | 0.65746 | 0.21589 | 510052
2016-01-12 17:00 | 0.64056 | 0.20691 | 498062
2016-01-12 18:00 | 0.60264 | 0.22232 | 488561
2016-01-12 19:00 | 0.58558 | 0.24217 | 480756
2016-01-12 20:00 | 0.60013 | 0.25296 | 474428
2016-01-12 21:00 | 0.62769 | 0.25401 | 476053
2016-01-12 22:00 | 0.57449 | 0.27715 | 492115
2016-01-12 23:00 | 0.20565 | 0.31038 | 513200
2016-01-13 | 0.0033679 | 0.37906 | 524891
2016-01-13 01:00 | 0 | 0.46674 | 526072
2016-01-13 02:00 | 0 | 0.53911 | 519458
2016-01-13 03:00 | 0 | 0.60088 | 503849
2016-01-13 04:00 | 0 | 0.63887 | 483469
2016-01-13 05:00 | 0 | 0.6421 | 465481
2016-01-13 06:00 | 0 | 0.63926 | 454923
2016-01-13 07:00 | 0 | 0.63448 | 448875
2016-01-13 08:00 | 0 | 0.63112 | 447429
2016-01-13 09:00 | 0 | 0.62141 | 452208
2016-01-13 10:00 | 0 | 0.60972 | 469687
2016-01-13 11:00 | 0 | 0.60055 | 505391
2016-01-13 12:00 | 0 | 0.58414 | 537146
2016-01-13 13:00 | 1.18e-06 | 0.56618 | 545012
2016-01-13 14:00 | 0.05567 | 0.4648 | 537234
2016-01-13 15:00 | 0.4856 | 0.29439 | 525619
2016-01-13 16:00 | 0.5809 | 0.20678 | 512003
2016-01-13 17:00 | 0.58156 | 0.20838 | 498883
2016-01-13 18:00 | 0.55966 | 0.24156 | 487741
2016-01-13 19:00 | 0.54701 | 0.26326 | 480098
2016-01-13 20:00 | 0.56107 | 0.27023 | 475714
2016-01-13 21:00 | 0.57419 | 0.32151 | 479086
2016-01-13 22:00 | 0.49401 | 0.41122 | 495539
2016-01-13 23:00 | 0.17431 | 0.49826 | 515312
2016-01-14 | 0.003882 | 0.57062 | 525731
2016-01-14 01:00 | 0 | 0.61577 | 525788
2016-01-14 02:00 | 0 | 0.64527 | 518221
2016-01-14 03:00 | 0 | 0.67326 | 499085
2016-01-14 04:00 | 0 | 0.70129 | 476059
2016-01-14 05:00 | 0 | 0.7233 | 455967
2016-01-14 06:00 | 0 | 0.73473 | 443426
2016-01-14 07:00 | 0 | 0.73192 | 434625
2016-01-14 08:00 | 0 | 0.71851 | 430323
2016-01-14 09:00 | 0 | 0.69133 | 433882
2016-01-14 10:00 | 0 | 0.67192 | 449048
2016-01-14 11:00 | 0 | 0.66291 | 482678
2016-01-14 12:00 | 0 | 0.65959 | 511825
2016-01-14 13:00 | 0 | 0.65686 | 518934
2016-01-14 14:00 | 0.13053 | 0.58009 | 511165
2016-01-14 15:00 | 0.48191 | 0.4541 | 499774
2016-01-14 16:00 | 0.58644 | 0.42369 | 485758
2016-01-14 17:00 | 0.60438 | 0.50764 | 471708
2016-01-14 18:00 | 0.58128 | 0.5748 | 461997
2016-01-14 19:00 | 0.56184 | 0.59899 | 454127
2016-01-14 20:00 | 0.56958 | 0.60204 | 449692
2016-01-14 21:00 | 0.58043 | 0.61718 | 451533
2016-01-14 22:00 | 0.50578 | 0.63861 | 463636
2016-01-14 23:00 | 0.19515 | 0.66778 | 481986
2016-01-15 | 0.0026644 | 0.68403 | 491071
2016-01-15 01:00 | 0 | 0.69302 | 490964
2016-01-15 02:00 | 0 | 0.69659 | 482259
2016-01-15 03:00 | 0 | 0.69278 | 462693
2016-01-15 04:00 | 0 | 0.68409 | 440735
2016-01-15 05:00 | 0 | 0.67135 | 420298
2016-01-15 06:00 | 0 | 0.65955 | 406086
2016-01-15 07:00 | 0 | 0.64791 | 397042
2016-01-15 08:00 | 0 | 0.63308 | 392675
2016-01-15 09:00 | 0 | 0.61938 | 394761
2016-01-15 10:00 | 0 | 0.60382 | 407359
2016-01-15 11:00 | 0 | 0.58435 | 436666
2016-01-15 12:00 | 0 | 0.56155 | 466185
2016-01-15 13:00 | 2.53e-06 | 0.52761 | 477552
2016-01-15 14:00 | 0.1402 | 0.39378 | 480240
2016-01-15 15:00 | 0.33532 | 0.29717 | 481526
2016-01-15 16:00 | 0.45059 | 0.26869 | 477244
2016-01-15 17:00 | 0.48227 | 0.24852 | 470535
2016-01-15 18:00 | 0.47624 | 0.24841 | 464809
2016-01-15 19:00 | 0.47052 | 0.26147 | 459306
2016-01-15 20:00 | 0.4661 | 0.27683 | 455638
2016-01-15 21:00 | 0.45393 | 0.28037 | 456911
2016-01-15 22:00 | 0.39994 | 0.29398 | 464155
2016-01-15 23:00 | 0.19056 | 0.32855 | 471864
2016-01-16 | 0.0058251 | 0.34649 | 473518
2016-01-16 01:00 | 0 | 0.34541 | 469990
2016-01-16 02:00 | 0 | 0.33666 | 462067
2016-01-16 03:00 | 0 | 0.33144 | 446898
2016-01-16 04:00 | 0 | 0.32857 | 429098
2016-01-16 05:00 | 0 | 0.32506 | 411200
2016-01-16 06:00 | 0 | 0.32389 | 397507
2016-01-16 07:00 | 0 | 0.32565 | 388116
2016-01-16 08:00 | 0 | 0.3286 | 383335
2016-01-16 09:00 | 0 | 0.32873 | 382836
2016-01-16 10:00 | 0 | 0.33917 | 388193
2016-01-16 11:00 | 0 | 0.35568 | 398613
2016-01-16 12:00 | 0 | 0.36062 | 414957
2016-01-16 13:00 | 0 | 0.36 | 431737
2016-01-16 14:00 | 0.056431 | 0.32496 | 445036
2016-01-16 15:00 | 0.3752 | 0.273 | 450767
2016-01-16 16:00 | 0.47454 | 0.26485 | 449596
2016-01-16 17:00 | 0.49433 | 0.27747 | 445176
2016-01-16 18:00 | 0.48237 | 0.29662 | 438693
2016-01-16 19:00 | 0.47666 | 0.31319 | 433491
2016-01-16 20:00 | 0.47859 | 0.32492 | 430588
2016-01-16 21:00 | 0.4739 | 0.32849 | 433541
2016-01-16 22:00 | 0.39368 | 0.31385 | 444810
2016-01-16 23:00 | 0.13742 | 0.3009 | 460141
2016-01-17 | 0.0036858 | 0.29762 | 466002
2016-01-17 01:00 | 0 | 0.29913 | 466202
2016-01-17 02:00 | 0 | 0.31298 | 461031
2016-01-17 03:00 | 0 | 0.33308 | 449651
2016-01-17 04:00 | 0 | 0.36075 | 433925
2016-01-17 05:00 | 0 | 0.39183 | 420780
2016-01-17 06:00 | 0 | 0.42059 | 409148
2016-01-17 07:00 | 0 | 0.43887 | 400726
2016-01-17 08:00 | 0 | 0.44311 | 397107
2016-01-17 09:00 | 0 | 0.42422 | 396995
2016-01-17 10:00 | 0 | 0.39388 | 401148
2016-01-17 11:00 | 0 | 0.36896 | 411144
2016-01-17 12:00 | 0 | 0.35135 | 426593
2016-01-17 13:00 | 3.71e-06 | 0.33728 | 444517
2016-01-17 14:00 | 0.049245 | 0.29434 | 458932
2016-01-17 15:00 | 0.36051 | 0.24316 | 464245
2016-01-17 16:00 | 0.50948 | 0.23498 | 462424
2016-01-17 17:00 | 0.5445 | 0.23382 | 459077
2016-01-17 18:00 | 0.52042 | 0.23029 | 454097
2016-01-17 19:00 | 0.5128 | 0.22805 | 448939
2016-01-17 20:00 | 0.53142 | 0.22142 | 445370
2016-01-17 21:00 | 0.54981 | 0.21247 | 448873
2016-01-17 22:00 | 0.49747 | 0.21152 | 464088
2016-01-17 23:00 | 0.17362 | 0.24792 | 485734
2016-01-18 | 0.0050361 | 0.27235 | 496055
2016-01-18 01:00 | 0 | 0.27314 | 499903
2016-01-18 02:00 | 0 | 0.26859 | 495273
2016-01-18 03:00 | 0 | 0.25908 | 485022
2016-01-18 04:00 | 0 | 0.24875 | 469740
2016-01-18 05:00 | 0 | 0.2432 | 455921
2016-01-18 06:00 | 0 | 0.23917 | 448386
2016-01-18 07:00 | 0 | 0.23303 | 444095
2016-01-18 08:00 | 0 | 0.22761 | 444476
2016-01-18 09:00 | 0 | 0.21932 | 451294
2016-01-18 10:00 | 0 | 0.21398 | 467139
2016-01-18 11:00 | 0 | 0.21138 | 494557
2016-01-18 12:00 | 0 | 0.21067 | 523689
2016-01-18 13:00 | 5.03e-06 | 0.21403 | 540845
2016-01-18 14:00 | 0.07477 | 0.19978 | 544986
2016-01-18 15:00 | 0.33183 | 0.15766 | 543295
2016-01-18 16:00 | 0.44145 | 0.14074 | 536682
2016-01-18 17:00 | 0.47739 | 0.1441 | 527471
2016-01-18 18:00 | 0.47938 | 0.15997 | 517624
2016-01-18 19:00 | 0.47761 | 0.17647 | 509646
2016-01-18 20:00 | 0.48286 | 0.18521 | 504548
2016-01-18 21:00 | 0.47459 | 0.19507 | 507574
2016-01-18 22:00 | 0.39346 | 0.23152 | 526254
2016-01-18 23:00 | 0.16686 | 0.33868 | 549477
2016-01-19 | 0.0050901 | 0.39524 | 562369
2016-01-19 01:00 | 0 | 0.41426 | 563958
2016-01-19 02:00 | 0 | 0.39862 | 556327
2016-01-19 03:00 | 0 | 0.37982 | 538055
2016-01-19 04:00 | 0 | 0.3684 | 516738
2016-01-19 05:00 | 0 | 0.36227 | 501292
2016-01-19 06:00 | 0 | 0.35807 | 488827
2016-01-19 07:00 | 0 | 0.35577 | 482783
2016-01-19 08:00 | 0 | 0.35133 | 481076
2016-01-19 09:00 | 0 | 0.34534 | 486092
2016-01-19 10:00 | 0 | 0.34117 | 502163
2016-01-19 11:00 | 0 | 0.33794 | 535457
2016-01-19 12:00 | 0 | 0.33913 | 566299
2016-01-19 13:00 | 0 | 0.34546 | 573164
2016-01-19 14:00 | 0.052253 | 0.32875 | 566429
2016-01-19 15:00 | 0.335 | 0.26661 | 557716
2016-01-19 16:00 | 0.44222 | 0.26538 | 545130
2016-01-19 17:00 | 0.45758 | 0.271 | 531980
2016-01-19 18:00 | 0.45271 | 0.25925 | 520957
2016-01-19 19:00 | 0.45397 | 0.25162 | 512504
2016-01-19 20:00 | 0.46435 | 0.24139 | 508038
2016-01-19 21:00 | 0.46243 | 0.2214 | 511350
2016-01-19 22:00 | 0.37438 | 0.21108 | 528590
2016-01-19 23:00 | 0.12432 | 0.26178 | 550838
2016-01-20 | 0.0041729 | 0.3151 | 561888
2016-01-20 01:00 | 0 | 0.35726 | 561943
2016-01-20 02:00 | 0 | 0.39298 | 552117
2016-01-20 03:00 | 0 | 0.39873 | 532519
2016-01-20 04:00 | 0 | 0.38608 | 508121
2016-01-20 05:00 | 0 | 0.3655 | 489033
2016-01-20 06:00 | 0 | 0.34788 | 477201
2016-01-20 07:00 | 0 | 0.33757 | 469244
2016-01-20 08:00 | 0 | 0.32783 | 465073
2016-01-20 09:00 | 0 | 0.31283 | 467668
2016-01-20 10:00 | 0 | 0.29723 | 480665
2016-01-20 11:00 | 0 | 0.28153 | 511178
2016-01-20 12:00 | 0 | 0.26795 | 538547
2016-01-20 13:00 | 1.09e-05 | 0.26412 | 545720
2016-01-20 14:00 | 0.033773 | 0.24411 | 541525
2016-01-20 15:00 | 0.31721 | 0.20056 | 535783
2016-01-20 16:00 | 0.47167 | 0.2019 | 524933
2016-01-20 17:00 | 0.52938 | 0.23964 | 513323
2016-01-20 18:00 | 0.53081 | 0.27801 | 504846
2016-01-20 19:00 | 0.53301 | 0.31056 | 499511
2016-01-20 20:00 | 0.55706 | 0.32679 | 496267
2016-01-20 21:00 | 0.58755 | 0.31478 | 498452
2016-01-20 22:00 | 0.54556 | 0.3129 | 512960
2016-01-20 23:00 | 0.26403 | 0.35203 | 530355
2016-01-21 | 0.0092433 | 0.3583 | 536685
2016-01-21 01:00 | 0 | 0.35257 | 533921
2016-01-21 02:00 | 0 | 0.3444 | 523733
2016-01-21 03:00 | 0 | 0.33906 | 502414
2016-01-21 04:00 | 0 | 0.33758 | 477551
2016-01-21 05:00 | 0 | 0.33144 | 456315
2016-01-21 06:00 | 0 | 0.31919 | 443693
2016-01-21 07:00 | 0 | 0.31593 | 435960
2016-01-21 08:00 | 0 | 0.31888 | 432949
2016-01-21 09:00 | 0 | 0.31769 | 435901
2016-01-21 10:00 | 0 | 0.31649 | 448923
2016-01-21 11:00 | 0 | 0.31566 | 480425
2016-01-21 12:00 | 0 | 0.31788 | 510035
2016-01-21 13:00 | 1.47e-05 | 0.32124 | 518534
2016-01-21 14:00 | 0.07907 | 0.29758 | 515838
2016-01-21 15:00 | 0.50895 | 0.31602 | 511625
2016-01-21 16:00 | 0.61913 | 0.33608 | 504869
2016-01-21 17:00 | 0.61776 | 0.34429 | 497314
2016-01-21 18:00 | 0.58808 | 0.35637 | 490719
2016-01-21 19:00 | 0.57325 | 0.37971 | 486338
2016-01-21 20:00 | 0.58294 | 0.40293 | 483984
2016-01-21 21:00 | 0.59659 | 0.41289 | 486412
2016-01-21 22:00 | 0.53297 | 0.4016 | 501961
2016-01-21 23:00 | 0.21177 | 0.41514 | 520445
2016-01-22 | 0.0062849 | 0.42216 | 527936
2016-01-22 01:00 | 0 | 0.40402 | 526468
2016-01-22 02:00 | 0 | 0.38178 | 516856
2016-01-22 03:00 | 0 | 0.36552 | 498821
2016-01-22 04:00 | 0 | 0.35109 | 476229
2016-01-22 05:00 | 0 | 0.34759 | 456375
2016-01-22 06:00 | 0 | 0.35256 | 444230
2016-01-22 07:00 | 0 | 0.3619 | 436401
2016-01-22 08:00 | 0 | 0.37173 | 433510
2016-01-22 09:00 | 0 | 0.37985 | 436978
2016-01-22 10:00 | 0 | 0.38896 | 449180
2016-01-22 11:00 | 0 | 0.38714 | 477761
2016-01-22 12:00 | 0 | 0.37578 | 507663
2016-01-22 13:00 | 2.26e-05 | 0.35767 | 521669
2016-01-22 14:00 | 0.087179 | 0.30705 | 527730
2016-01-22 15:00 | 0.47304 | 0.27741 | 530526
2016-01-22 16:00 | 0.56429 | 0.23355 | 527349
2016-01-22 17:00 | 0.55701 | 0.21048 | 521407
2016-01-22 18:00 | 0.53881 | 0.20987 | 515885
2016-01-22 19:00 | 0.53324 | 0.22012 | 510547
2016-01-22 20:00 | 0.54594 | 0.23788 | 506514
2016-01-22 21:00 | 0.55467 | 0.25986 | 507046
2016-01-22 22:00 | 0.46568 | 0.29215 | 517154
2016-01-22 23:00 | 0.1812 | 0.3821 | 529079
2016-01-23 | 0.0051588 | 0.46208 | 532762
2016-01-23 01:00 | 0 | 0.48704 | 529195
2016-01-23 02:00 | 0 | 0.48926 | 520505
2016-01-23 03:00 | 0 | 0.48661 | 505807
2016-01-23 04:00 | 0 | 0.48092 | 487425
2016-01-23 05:00 | 0 | 0.47877 | 471931
2016-01-23 06:00 | 0 | 0.47895 | 460046
2016-01-23 07:00 | 0 | 0.48341 | 452760
2016-01-23 08:00 | 0 | 0.48707 | 448842
2016-01-23 09:00 | 0 | 0.49429 | 449099
2016-01-23 10:00 | 0 | 0.5026 | 454288
2016-01-23 11:00 | 0 | 0.50984 | 463739
2016-01-23 12:00 | 0 | 0.51621 | 478856
2016-01-23 13:00 | 2.78e-05 | 0.5215 | 495520
2016-01-23 14:00 | 0.099082 | 0.48998 | 509928
2016-01-23 15:00 | 0.34843 | 0.42499 | 516578
2016-01-23 16:00 | 0.45111 | 0.35664 | 513731
2016-01-23 17:00 | 0.47939 | 0.35413 | 505643
2016-01-23 18:00 | 0.47354 | 0.37083 | 494705
2016-01-23 19:00 | 0.46385 | 0.38233 | 483360
2016-01-23 20:00 | 0.45906 | 0.37691 | 476779
2016-01-23 21:00 | 0.43485 | 0.36026 | 476727
2016-01-23 22:00 | 0.34958 | 0.39887 | 488300
2016-01-23 23:00 | 0.15029 | 0.53601 | 505374
2016-01-24 | 0.0098227 | 0.59087 | 514019
2016-01-24 01:00 | 0 | 0.59556 | 514024
2016-01-24 02:00 | 0 | 0.57328 | 508962
2016-01-24 03:00 | 0 | 0.53701 | 497824
2016-01-24 04:00 | 0 | 0.49958 | 482754
2016-01-24 05:00 | 0 | 0.46528 | 468555
2016-01-24 06:00 | 0 | 0.43382 | 459947
2016-01-24 07:00 | 0 | 0.4034 | 454182
2016-01-24 08:00 | 0 | 0.37673 | 452194
2016-01-24 09:00 | 0 | 0.3579 | 453163
2016-01-24 10:00 | 0 | 0.34536 | 457622
2016-01-24 11:00 | 0 | 0.33382 | 468618
2016-01-24 12:00 | 0 | 0.32414 | 482809
2016-01-24 13:00 | 2.59e-05 | 0.31737 | 494739
2016-01-24 14:00 | 0.078346 | 0.27996 | 496332
2016-01-24 15:00 | 0.39883 | 0.19938 | 487392
2016-01-24 16:00 | 0.53516 | 0.19565 | 473672
2016-01-24 17:00 | 0.56827 | 0.22715 | 460203
2016-01-24 18:00 | 0.54756 | 0.27048 | 447336
2016-01-24 19:00 | 0.5343 | 0.30316 | 437481
2016-01-24 20:00 | 0.54361 | 0.32322 | 431504
2016-01-24 21:00 | 0.55732 | 0.34625 | 433670
2016-01-24 22:00 | 0.503 | 0.4094 | 450881
2016-01-24 23:00 | 0.25689 | 0.47431 | 474596
2016-01-25 | 0.010035 | 0.49704 | 491726
2016-01-25 01:00 | 0 | 0.48531 | 495962
2016-01-25 02:00 | 0 | 0.47603 | 491171
2016-01-25 03:00 | 0 | 0.47755 | 478100
2016-01-25 04:00 | 0 | 0.48346 | 460344
2016-01-25 05:00 | 0 | 0.48938 | 445039
2016-01-25 06:00 | 0 | 0.50107 | 435449
2016-01-25 07:00 | 0 | 0.51736 | 430084
2016-01-25 08:00 | 0 | 0.53277 | 429371
2016-01-25 09:00 | 0 | 0.5388 | 434477
2016-01-25 10:00 | 0 | 0.54594 | 450562
2016-01-25 11:00 | 0 | 0.55749 | 482964
2016-01-25 12:00 | 0 | 0.56 | 513254
2016-01-25 13:00 | 2.8e-05 | 0.5669 | 521833
2016-01-25 14:00 | 0.15452 | 0.4833 | 513400
2016-01-25 15:00 | 0.48082 | 0.50462 | 502803
2016-01-25 16:00 | 0.61529 | 0.54846 | 490218
2016-01-25 17:00 | 0.6334 | 0.562 | 478418
2016-01-25 18:00 | 0.60138 | 0.58032 | 468443
2016-01-25 19:00 | 0.58294 | 0.60314 | 460520
2016-01-25 20:00 | 0.59342 | 0.61695 | 455084
2016-01-25 21:00 | 0.60642 | 0.61356 | 456462
2016-01-25 22:00 | 0.54651 | 0.59735 | 470804
2016-01-25 23:00 | 0.29061 | 0.66992 | 489971
2016-01-26 | 0.014353 | 0.72151 | 498882
2016-01-26 01:00 | 0 | 0.73616 | 497920
2016-01-26 02:00 | 0 | 0.73185 | 487578
2016-01-26 03:00 | 0 | 0.7017 | 468214
2016-01-26 04:00 | 0 | 0.65944 | 444306
2016-01-26 05:00 | 0 | 0.62368 | 424224
2016-01-26 06:00 | 0 | 0.58985 | 410463
2016-01-26 07:00 | 0 | 0.57134 | 402333
2016-01-26 08:00 | 0 | 0.5556 | 398895
2016-01-26 09:00 | 0 | 0.55142 | 402129
2016-01-26 10:00 | 0 | 0.5533 | 415301
2016-01-26 11:00 | 0 | 0.54769 | 445595
2016-01-26 12:00 | 0 | 0.53415 | 475322
2016-01-26 13:00 | 4.67e-06 | 0.51268 | 486896
2016-01-26 14:00 | 0.042868 | 0.40124 | 487445
2016-01-26 15:00 | 0.49808 | 0.29998 | 486455
2016-01-26 16:00 | 0.61716 | 0.29808 | 481157
2016-01-26 17:00 | 0.60771 | 0.32196 | 474019
2016-01-26 18:00 | 0.58715 | 0.32662 | 468079
2016-01-26 19:00 | 0.57672 | 0.32234 | 463872
2016-01-26 20:00 | 0.59273 | 0.31093 | 461239
2016-01-26 21:00 | 0.61694 | 0.27643 | 463887
2016-01-26 22:00 | 0.59295 | 0.26327 | 477148
2016-01-26 23:00 | 0.30918 | 0.25797 | 492997
2016-01-27 | 0.015881 | 0.27734 | 500249
2016-01-27 01:00 | 0 | 0.31423 | 499113
2016-01-27 02:00 | 0 | 0.35485 | 488910
2016-01-27 03:00 | 0 | 0.39205 | 469326
2016-01-27 04:00 | 0 | 0.43479 | 445534
2016-01-27 05:00 | 0 | 0.48398 | 425309
2016-01-27 06:00 | 0 | 0.53192 | 411719
2016-01-27 07:00 | 0 | 0.57064 | 403198
2016-01-27 08:00 | 0 | 0.60484 | 399404
2016-01-27 09:00 | 0 | 0.63408 | 403381
2016-01-27 10:00 | 0 | 0.65329 | 418666
2016-01-27 11:00 | 0 | 0.66139 | 449958
2016-01-27 12:00 | 0 | 0.6634 | 482253
2016-01-27 13:00 | 2.98e-05 | 0.66642 | 494454
2016-01-27 14:00 | 0.092099 | 0.57475 | 496472
2016-01-27 15:00 | 0.54032 | 0.4754 | 495410
2016-01-27 16:00 | 0.63901 | 0.45311 | 488754
2016-01-27 17:00 | 0.62094 | 0.51039 | 479322
2016-01-27 18:00 | 0.594 | 0.5689 | 469952
2016-01-27 19:00 | 0.58112 | 0.6032 | 462707
2016-01-27 20:00 | 0.5926 | 0.60768 | 458018
2016-01-27 21:00 | 0.61015 | 0.60849 | 458984
2016-01-27 22:00 | 0.55857 | 0.65987 | 471783
2016-01-27 23:00 | 0.23259 | 0.69052 | 491721
2016-01-28 | 0.010578 | 0.7185 | 503795
2016-01-28 01:00 | 0 | 0.74465 | 505618
2016-01-28 02:00 | 0 | 0.7664 | 498533
2016-01-28 03:00 | 0 | 0.78733 | 480798
2016-01-28 04:00 | 0 | 0.80773 | 458328
2016-01-28 05:00 | 0 | 0.82475 | 439388
2016-01-28 06:00 | 0 | 0.8356 | 427549
2016-01-28 07:00 | 0 | 0.84331 | 420148
2016-01-28 08:00 | 0 | 0.83759 | 417062
2016-01-28 09:00 | 0 | 0.82346 | 420727
2016-01-28 10:00 | 0 | 0.80631 | 437126
2016-01-28 11:00 | 0 | 0.79151 | 471427
2016-01-28 12:00 | 0 | 0.7737 | 503404
2016-01-28 13:00 | 3.62e-05 | 0.74211 | 512040
2016-01-28 14:00 | 0.091961 | 0.55297 | 507622
2016-01-28 15:00 | 0.54663 | 0.34228 | 498829
2016-01-28 16:00 | 0.67487 | 0.2963 | 486539
2016-01-28 17:00 | 0.65899 | 0.33188 | 473213
2016-01-28 18:00 | 0.61911 | 0.34377 | 463101
2016-01-28 19:00 | 0.60272 | 0.33482 | 455087
2016-01-28 20:00 | 0.61796 | 0.32023 | 450296
2016-01-28 21:00 | 0.65238 | 0.30855 | 452306
2016-01-28 22:00 | 0.61706 | 0.33917 | 463893
2016-01-28 23:00 | 0.26728 | 0.37637 | 479734
2016-01-29 | 0.014032 | 0.41058 | 489988
2016-01-29 01:00 | 0 | 0.44411 | 491465
2016-01-29 02:00 | 0 | 0.49006 | 483885
2016-01-29 03:00 | 0 | 0.55581 | 466139
2016-01-29 04:00 | 0 | 0.62855 | 442987
2016-01-29 05:00 | 0 | 0.6816 | 424662
2016-01-29 06:00 | 0 | 0.71972 | 413273
2016-01-29 07:00 | 0 | 0.75209 | 406076
2016-01-29 08:00 | 0 | 0.77592 | 403830
2016-01-29 09:00 | 0 | 0.78918 | 408717
2016-01-29 10:00 | 0 | 0.80087 | 423725
2016-01-29 11:00 | 0 | 0.8148 | 458104
2016-01-29 12:00 | 0 | 0.82052 | 489880
2016-01-29 13:00 | 3.94e-05 | 0.81893 | 498339
2016-01-29 14:00 | 0.11095 | 0.70645 | 492284
2016-01-29 15:00 | 0.48106 | 0.58703 | 483987
2016-01-29 16:00 | 0.57184 | 0.61274 | 472607
2016-01-29 17:00 | 0.56876 | 0.73498 | 461493
2016-01-29 18:00 | 0.55108 | 0.79233 | 453063
2016-01-29 19:00 | 0.54428 | 0.80937 | 446413
2016-01-29 20:00 | 0.55283 | 0.80173 | 441068
2016-01-29 21:00 | 0.56383 | 0.79891 | 441048
2016-01-29 22:00 | 0.4918 | 0.81157 | 450733
2016-01-29 23:00 | 0.23008 | 0.81841 | 465999
2016-01-30 | 0.013564 | 0.78504 | 473718
2016-01-30 01:00 | 0 | 0.74212 | 473262
2016-01-30 02:00 | 0 | 0.70075 | 468077
2016-01-30 03:00 | 0 | 0.66793 | 455580
2016-01-30 04:00 | 0 | 0.65037 | 437622
2016-01-30 05:00 | 0 | 0.64987 | 421454
2016-01-30 06:00 | 0 | 0.66886 | 409661
2016-01-30 07:00 | 0 | 0.67799 | 401725
2016-01-30 08:00 | 0 | 0.67038 | 397446
2016-01-30 09:00 | 0 | 0.65914 | 399211
2016-01-30 10:00 | 0 | 0.64377 | 406491
2016-01-30 11:00 | 0 | 0.62954 | 420075
2016-01-30 12:00 | 0 | 0.62403 | 436599
2016-01-30 13:00 | 4.36e-05 | 0.62454 | 448082
2016-01-30 14:00 | 0.10935 | 0.5401 | 447923
2016-01-30 15:00 | 0.42269 | 0.35059 | 440969
2016-01-30 16:00 | 0.51863 | 0.33245 | 431135
2016-01-30 17:00 | 0.5357 | 0.41794 | 420375
2016-01-30 18:00 | 0.52564 | 0.47547 | 410136
2016-01-30 19:00 | 0.52025 | 0.50968 | 402345
2016-01-30 20:00 | 0.52796 | 0.53362 | 398119
2016-01-30 21:00 | 0.53794 | 0.55571 | 398211
2016-01-30 22:00 | 0.47652 | 0.57517 | 407935
2016-01-30 23:00 | 0.24979 | 0.58693 | 424712
2016-01-31 | 0.016489 | 0.59834 | 432706
2016-01-31 01:00 | 0 | 0.60341 | 433566
2016-01-31 02:00 | 0 | 0.61749 | 428394
2016-01-31 03:00 | 0 | 0.64683 | 417412
2016-01-31 04:00 | 0 | 0.67022 | 401466
2016-01-31 05:00 | 0 | 0.67545 | 385031
2016-01-31 06:00 | 0 | 0.67181 | 372884
2016-01-31 07:00 | 0 | 0.66085 | 364163
2016-01-31 08:00 | 0 | 0.64981 | 359200
2016-01-31 09:00 | 0 | 0.62858 | 358040
2016-01-31 10:00 | 0 | 0.59374 | 360898
2016-01-31 11:00 | 0 | 0.5612 | 368195
2016-01-31 12:00 | 0 | 0.53048 | 380157
2016-01-31 13:00 | 5.51e-05 | 0.50261 | 391752
2016-01-31 14:00 | 0.11746 | 0.38899 | 399409
2016-01-31 15:00 | 0.36893 | 0.29341 | 400465
2016-01-31 16:00 | 0.45933 | 0.34679 | 398733
2016-01-31 17:00 | 0.47833 | 0.36964 | 397649
2016-01-31 18:00 | 0.4735 | 0.36127 | 395805
2016-01-31 19:00 | 0.46491 | 0.35606 | 393066
2016-01-31 20:00 | 0.44498 | 0.34751 | 391975
2016-01-31 21:00 | 0.40389 | 0.32146 | 395107
2016-01-31 22:00 | 0.32392 | 0.33141 | 407470
2016-01-31 23:00 | 0.14804 | 0.35834 | 425236
2016-02-01 | 0.012193 | 0.36298 | 434806
2016-02-01 01:00 | 0 | 0.35282 | 435064
2016-02-01 02:00 | 0 | 0.3351 | 426819
2016-02-01 03:00 | 0 | 0.3208 | 411759
2016-02-01 04:00 | 0 | 0.30793 | 391383
2016-02-01 05:00 | 0 | 0.2947 | 372942
2016-02-01 06:00 | 0 | 0.284 | 361001
2016-02-01 07:00 | 0 | 0.27675 | 353033
2016-02-01 08:00 | 0 | 0.26996 | 350045
2016-02-01 09:00 | 0 | 0.25704 | 353256
2016-02-01 10:00 | 0 | 0.24073 | 368542
2016-02-01 11:00 | 0 | 0.2342 | 401550
2016-02-01 12:00 | 0 | 0.23251 | 433191
2016-02-01 13:00 | 5.98e-05 | 0.22838 | 444295
2016-02-01 14:00 | 0.092878 | 0.1671 | 447894
2016-02-01 15:00 | 0.31718 | 0.17864 | 450694
2016-02-01 16:00 | 0.45352 | 0.26264 | 449644
2016-02-01 17:00 | 0.49924 | 0.32992 | 446263
2016-02-01 18:00 | 0.50663 | 0.36697 | 442699
2016-02-01 19:00 | 0.49938 | 0.3959 | 439797
2016-02-01 20:00 | 0.49173 | 0.42348 | 437129
2016-02-01 21:00 | 0.48025 | 0.4545 | 438025
2016-02-01 22:00 | 0.43514 | 0.48843 | 446188
2016-02-01 23:00 | 0.26102 | 0.54558 | 461930
2016-02-02 | 0.024179 | 0.57161 | 471806
2016-02-02 01:00 | 0 | 0.56317 | 470709
2016-02-02 02:00 | 0 | 0.54474 | 461079
2016-02-02 03:00 | 0 | 0.5323 | 442670
2016-02-02 04:00 | 0 | 0.51648 | 418336
2016-02-02 05:00 | 0 | 0.50954 | 396625
2016-02-02 06:00 | 0 | 0.50837 | 381749
2016-02-02 07:00 | 0 | 0.52081 | 371769
2016-02-02 08:00 | 0 | 0.53823 | 366772
2016-02-02 09:00 | 0 | 0.56491 | 368591
2016-02-02 10:00 | 0 | 0.60408 | 382021
2016-02-02 11:00 | 0 | 0.64143 | 414646
2016-02-02 12:00 | 0 | 0.66191 | 443825
2016-02-02 13:00 | 7.89e-05 | 0.66825 | 453953
2016-02-02 14:00 | 0.11822 | 0.6028 | 457153
2016-02-02 15:00 | 0.51215 | 0.64892 | 459078
2016-02-02 16:00 | 0.60884 | 0.66511 | 457079
2016-02-02 17:00 | 0.61417 | 0.66287 | 450673
2016-02-02 18:00 | 0.59705 | 0.6482 | 448768
2016-02-02 19:00 | 0.5816 | 0.63599 | 444618
2016-02-02 20:00 | 0.58235 | 0.6297 | 441273
2016-02-02 21:00 | 0.57689 | 0.62561 | 442635
2016-02-02 22:00 | 0.5138 | 0.62633 | 452450
2016-02-02 23:00 | 0.30896 | 0.63514 | 466845
2016-02-03 | 0.028656 | 0.63343 | 475296
2016-02-03 01:00 | 0 | 0.62075 | 474068
2016-02-03 02:00 | 0 | 0.61191 | 463570
2016-02-03 03:00 | 0 | 0.60504 | 444152
2016-02-03 04:00 | 0 | 0.59897 | 420117
2016-02-03 05:00 | 0 | 0.59243 | 399540
2016-02-03 06:00 | 0 | 0.58809 | 384347
2016-02-03 07:00 | 0 | 0.58355 | 374131
2016-02-03 08:00 | 0 | 0.57726 | 369211
2016-02-03 09:00 | 0 | 0.56404 | 371215
2016-02-03 10:00 | 0 | 0.55084 | 383781
2016-02-03 11:00 | 0 | 0.5383 | 415255
2016-02-03 12:00 | 0 | 0.52451 | 446694
2016-02-03 13:00 | 9.79e-05 | 0.49735 | 459887
2016-02-03 14:00 | 0.2302 | 0.43898 | 465986
2016-02-03 15:00 | 0.62755 | 0.42389 | 469666
2016-02-03 16:00 | 0.71243 | 0.41345 | 468347
2016-02-03 17:00 | 0.70131 | 0.41901 | 463302
2016-02-03 18:00 | 0.66644 | 0.43149 | 458532
2016-02-03 19:00 | 0.64601 | 0.4586 | 453700
2016-02-03 20:00 | 0.65218 | 0.48084 | 449532
2016-02-03 21:00 | 0.66442 | 0.47829 | 450158
2016-02-03 22:00 | 0.62101 | 0.42834 | 458219
2016-02-03 23:00 | 0.38355 | 0.41659 | 472065
2016-02-04 | 0.028756 | 0.41961 | 482328
2016-02-04 01:00 | 0 | 0.41339 | 482856
2016-02-04 02:00 | 0 | 0.42164 | 474367
2016-02-04 03:00 | 0 | 0.42474 | 456290
2016-02-04 04:00 | 0 | 0.42138 | 432825
2016-02-04 05:00 | 0 | 0.41869 | 412681
2016-02-04 06:00 | 0 | 0.41706 | 398724
2016-02-04 07:00 | 0 | 0.41398 | 390171
2016-02-04 08:00 | 0 | 0.40942 | 386439
2016-02-04 09:00 | 0 | 0.39928 | 389595
2016-02-04 10:00 | 0 | 0.38587 | 404973
2016-02-04 11:00 | 0 | 0.37917 | 438227
2016-02-04 12:00 | 0 | 0.38022 | 472199
2016-02-04 13:00 | 0.00010829 | 0.3817 | 484949
2016-02-04 14:00 | 0.14401 | 0.31885 | 487328
2016-02-04 15:00 | 0.53896 | 0.23456 | 485781
2016-02-04 16:00 | 0.62128 | 0.23297 | 479593
2016-02-04 17:00 | 0.63222 | 0.2572 | 470967
2016-02-04 18:00 | 0.61046 | 0.28252 | 462918
2016-02-04 19:00 | 0.59375 | 0.29742 | 456299
2016-02-04 20:00 | 0.59172 | 0.30158 | 451360
2016-02-04 21:00 | 0.59113 | 0.27999 | 451716
2016-02-04 22:00 | 0.53159 | 0.24645 | 461495
2016-02-04 23:00 | 0.33271 | 0.24139 | 477809
2016-02-05 | 0.029349 | 0.26037 | 491436
2016-02-05 01:00 | 0 | 0.30494 | 495085
2016-02-05 02:00 | 0 | 0.36804 | 488990
2016-02-05 03:00 | 0 | 0.42061 | 473043
2016-02-05 04:00 | 0 | 0.46144 | 452119
2016-02-05 05:00 | 0 | 0.48202 | 433235
2016-02-05 06:00 | 0 | 0.48294 | 421814
2016-02-05 07:00 | 0 | 0.47429 | 416139
2016-02-05 08:00 | 0 | 0.4623 | 414463
2016-02-05 09:00 | 0 | 0.44837 | 418537
2016-02-05 10:00 | 0 | 0.43929 | 435319
2016-02-05 11:00 | 0 | 0.4355 | 470378
2016-02-05 12:00 | 0 | 0.43916 | 503832
2016-02-05 13:00 | 0.00012561 | 0.43683 | 514139
2016-02-05 14:00 | 0.12887 | 0.35691 | 511370
2016-02-05 15:00 | 0.60098 | 0.32065 | 503724
2016-02-05 16:00 | 0.70556 | 0.38845 | 490621
2016-02-05 17:00 | 0.70874 | 0.46401 | 475355
2016-02-05 18:00 | 0.67554 | 0.49408 | 462022
2016-02-05 19:00 | 0.65794 | 0.50727 | 451872
2016-02-05 20:00 | 0.66858 | 0.50781 | 443685
2016-02-05 21:00 | 0.68959 | 0.47585 | 442344
2016-02-05 22:00 | 0.6509 | 0.42711 | 452742
2016-02-05 23:00 | 0.35794 | 0.4581 | 471656
2016-02-06 | 0.033942 | 0.48663 | 483417
2016-02-06 01:00 | 0 | 0.50957 | 486500
2016-02-06 02:00 | 0 | 0.53801 | 483385
2016-02-06 03:00 | 0 | 0.56186 | 472460
2016-02-06 04:00 | 0 | 0.59078 | 454189
2016-02-06 05:00 | 0 | 0.62642 | 438683
2016-02-06 06:00 | 0 | 0.65435 | 427364
2016-02-06 07:00 | 0 | 0.6633 | 420107
2016-02-06 08:00 | 0 | 0.66072 | 416611
2016-02-06 09:00 | 0 | 0.65213 | 417580
2016-02-06 10:00 | 0 | 0.63725 | 424321
2016-02-06 11:00 | 0 | 0.62351 | 438511
2016-02-06 12:00 | 0 | 0.61167 | 455511
2016-02-06 13:00 | 0.00014291 | 0.58864 | 468212
2016-02-06 14:00 | 0.16534 | 0.45882 | 470531
2016-02-06 15:00 | 0.65798 | 0.36365 | 464518
2016-02-06 16:00 | 0.73073 | 0.34357 | 453862
2016-02-06 17:00 | 0.71453 | 0.37621 | 441481
2016-02-06 18:00 | 0.68257 | 0.42218 | 429388
2016-02-06 19:00 | 0.66729 | 0.46625 | 419274
2016-02-06 20:00 | 0.68003 | 0.49241 | 413456
2016-02-06 21:00 | 0.70089 | 0.55422 | 413630
2016-02-06 22:00 | 0.64359 | 0.65713 | 423228
2016-02-06 23:00 | 0.37556 | 0.7294 | 441840
2016-02-07 | 0.032122 | 0.78781 | 454496
2016-02-07 01:00 | 0 | 0.85745 | 458884
2016-02-07 02:00 | 0 | 0.90038 | 456449
2016-02-07 03:00 | 0 | 0.92982 | 448253
2016-02-07 04:00 | 0 | 0.94841 | 434897
2016-02-07 05:00 | 0 | 0.95657 | 421779
2016-02-07 06:00 | 0 | 0.95558 | 412123
2016-02-07 07:00 | 0 | 0.94674 | 406532
2016-02-07 08:00 | 0 | 0.93176 | 404173
2016-02-07 09:00 | 0 | 0.91291 | 405629
2016-02-07 10:00 | 0 | 0.89772 | 410888
2016-02-07 11:00 | 0 | 0.88736 | 421930
2016-02-07 12:00 | 0 | 0.87059 | 436080
2016-02-07 13:00 | 0.00017491 | 0.84482 | 449995
2016-02-07 14:00 | 0.16823 | 0.72376 | 454302
2016-02-07 15:00 | 0.64815 | 0.62282 | 448053
2016-02-07 16:00 | 0.73214 | 0.6687 | 438340
2016-02-07 17:00 | 0.71017 | 0.69426 | 429703
2016-02-07 18:00 | 0.6749 | 0.72079 | 422701
2016-02-07 19:00 | 0.65976 | 0.73912 | 416621
2016-02-07 20:00 | 0.67352 | 0.76174 | 413206
2016-02-07 21:00 | 0.70317 | 0.79192 | 414826
2016-02-07 22:00 | 0.65831 | 0.83716 | 425152
2016-02-07 23:00 | 0.38507 | 0.89089 | 437288
2016-02-08 | 0.040386 | 0.92501 | 441298
2016-02-08 01:00 | 0 | 0.92171 | 444780
2016-02-08 02:00 | 0 | 0.90688 | 444304
2016-02-08 03:00 | 0 | 0.89311 | 438359
2016-02-08 04:00 | 0 | 0.87599 | 430018
2016-02-08 05:00 | 0 | 0.86439 | 413486
2016-02-08 06:00 | 0 | 0.85824 | 402235
2016-02-08 07:00 | 0 | 0.85036 | 396922
2016-02-08 08:00 | 0 | 0.84878 | 396560
2016-02-08 09:00 | 0 | 0.8492 | 402530
2016-02-08 10:00 | 0 | 0.84945 | 421060
2016-02-08 11:00 | 0 | 0.84675 | 457551
2016-02-08 12:00 | 0 | 0.83959 | 490360
2016-02-08 13:00 | 0.0002141 | 0.81695 | 498868
2016-02-08 14:00 | 0.1545 | 0.71714 | 495896
2016-02-08 15:00 | 0.63181 | 0.76414 | 491192
2016-02-08 16:00 | 0.72436 | 0.77768 | 483825
2016-02-08 17:00 | 0.70816 | 0.78848 | 475907
2016-02-08 18:00 | 0.6773 | 0.80196 | 469962
2016-02-08 19:00 | 0.66551 | 0.80914 | 464212
2016-02-08 20:00 | 0.68033 | 0.81105 | 462931
2016-02-08 21:00 | 0.7093 | 0.80652 | 465945
2016-02-08 22:00 | 0.6558 | 0.79831 | 477812
2016-02-08 23:00 | 0.3794 | 0.80549 | 496619
2016-02-09 | 0.038812 | 0.79565 | 509626
2016-02-09 01:00 | 0 | 0.76806 | 510239
2016-02-09 02:00 | 0 | 0.73615 | 501502
2016-02-09 03:00 | 0 | 0.70613 | 482734
2016-02-09 04:00 | 0 | 0.66824 | 460155
2016-02-09 05:00 | 0 | 0.64516 | 441222
2016-02-09 06:00 | 0 | 0.63508 | 430094
2016-02-09 07:00 | 0 | 0.63554 | 422745
2016-02-09 08:00 | 0 | 0.63662 | 420922
2016-02-09 09:00 | 0 | 0.63355 | 425374
2016-02-09 10:00 | 0 | 0.63465 | 441627
2016-02-09 11:00 | 0 | 0.63428 | 474965
2016-02-09 12:00 | 0 | 0.6288 | 506389
2016-02-09 13:00 | 0.00025469 | 0.60194 | 516917
2016-02-09 14:00 | 0.17983 | 0.48937 | 517639
2016-02-09 15:00 | 0.67769 | 0.42757 | 515197
2016-02-09 16:00 | 0.73854 | 0.45138 | 507624
2016-02-09 17:00 | 0.71106 | 0.48297 | 499345
2016-02-09 18:00 | 0.68151 | 0.50688 | 492763
2016-02-09 19:00 | 0.66711 | 0.5276 | 487287
2016-02-09 20:00 | 0.68019 | 0.53062 | 484330
2016-02-09 21:00 | 0.70208 | 0.49153 | 487233
2016-02-09 22:00 | 0.64706 | 0.44458 | 498901
2016-02-09 23:00 | 0.37177 | 0.44839 | 517753
2016-02-10 | 0.044519 | 0.42358 | 529194
2016-02-10 01:00 | 0 | 0.37432 | 530973
2016-02-10 02:00 | 0 | 0.33603 | 522241
2016-02-10 03:00 | 0 | 0.32019 | 503741
2016-02-10 04:00 | 0 | 0.31994 | 482147
2016-02-10 05:00 | 0 | 0.34243 | 464778
2016-02-10 06:00 | 0 | 0.3908 | 452580
2016-02-10 07:00 | 0 | 0.44557 | 445595
2016-02-10 08:00 | 0 | 0.48238 | 444200
2016-02-10 09:00 | 0 | 0.5044 | 449544
2016-02-10 10:00 | 0 | 0.52064 | 466577
2016-02-10 11:00 | 0 | 0.53842 | 500684
2016-02-10 12:00 | 0 | 0.55626 | 531402
2016-02-10 13:00 | 0.00029202 | 0.56477 | 537770
2016-02-10 14:00 | 0.19277 | 0.48274 | 531182
2016-02-10 15:00 | 0.65774 | 0.35568 | 523892
2016-02-10 16:00 | 0.71619 | 0.32575 | 511822
2016-02-10 17:00 | 0.70425 | 0.38137 | 499374
2016-02-10 18:00 | 0.67108 | 0.42507 | 492133
2016-02-10 19:00 | 0.65577 | 0.448 | 486135
2016-02-10 20:00 | 0.66741 | 0.45507 | 483900
2016-02-10 21:00 | 0.68809 | 0.44971 | 485523
2016-02-10 22:00 | 0.64508 | 0.49169 | 497609
2016-02-10 23:00 | 0.37382 | 0.53412 | 518119
2016-02-11 | 0.049909 | 0.54708 | 530898
2016-02-11 01:00 | 0 | 0.55448 | 533120
2016-02-11 02:00 | 0 | 0.54743 | 525973
2016-02-11 03:00 | 0 | 0.53188 | 508875
2016-02-11 04:00 | 0 | 0.50352 | 486593
2016-02-11 05:00 | 0 | 0.47555 | 468600
2016-02-11 06:00 | 0 | 0.45523 | 457292
2016-02-11 07:00 | 0 | 0.43392 | 449932
2016-02-11 08:00 | 0 | 0.41175 | 447546
2016-02-11 09:00 | 0 | 0.39595 | 451367
2016-02-11 10:00 | 0 | 0.38423 | 468521
2016-02-11 11:00 | 0 | 0.37533 | 502753
2016-02-11 12:00 | 0 | 0.36588 | 530737
2016-02-11 13:00 | 0.00034871 | 0.34754 | 533208
2016-02-11 14:00 | 0.20276 | 0.26703 | 523308
2016-02-11 15:00 | 0.63114 | 0.20297 | 512717
2016-02-11 16:00 | 0.69483 | 0.17829 | 499570
2016-02-11 17:00 | 0.69494 | 0.19716 | 487907
2016-02-11 18:00 | 0.66873 | 0.21697 | 479400
2016-02-11 19:00 | 0.65358 | 0.22964 | 473142
2016-02-11 20:00 | 0.66289 | 0.23773 | 469165
2016-02-11 21:00 | 0.68134 | 0.23509 | 471140
2016-02-11 22:00 | 0.62546 | 0.22926 | 481798
2016-02-11 23:00 | 0.35891 | 0.26808 | 501780
2016-02-12 | 0.036732 | 0.29151 | 515314
2016-02-12 01:00 | 0 | 0.29272 | 517658
2016-02-12 02:00 | 0 | 0.28211 | 510551
2016-02-12 03:00 | 0 | 0.26367 | 492901
2016-02-12 04:00 | 0 | 0.24703 | 471644
2016-02-12 05:00 | 0 | 0.24073 | 451818
2016-02-12 06:00 | 0 | 0.2511 | 438740
2016-02-12 07:00 | 0 | 0.26933 | 430656
2016-02-12 08:00 | 0 | 0.29544 | 426606
2016-02-12 09:00 | 0 | 0.32599 | 429427
2016-02-12 10:00 | 0 | 0.35605 | 444187
2016-02-12 11:00 | 0 | 0.38193 | 475473
2016-02-12 12:00 | 0 | 0.3947 | 502426
2016-02-12 13:00 | 0.00043786 | 0.37996 | 508523
2016-02-12 14:00 | 0.185 | 0.3329 | 506503
2016-02-12 15:00 | 0.6311 | 0.319 | 502566
2016-02-12 16:00 | 0.69235 | 0.31945 | 495536
2016-02-12 17:00 | 0.6807 | 0.31541 | 486750
2016-02-12 18:00 | 0.65707 | 0.31152 | 481045
2016-02-12 19:00 | 0.64565 | 0.30875 | 477507
2016-02-12 20:00 | 0.65723 | 0.30446 | 475470
2016-02-12 21:00 | 0.67584 | 0.29928 | 475511
2016-02-12 22:00 | 0.63093 | 0.30153 | 480587
2016-02-12 23:00 | 0.41212 | 0.37434 | 492585
2016-02-13 | 0.064186 | 0.47072 | 499809
2016-02-13 01:00 | 2.26e-08 | 0.47882 | 498731
2016-02-13 02:00 | 0 | 0.46785 | 491920
2016-02-13 03:00 | 0 | 0.44657 | 479170
2016-02-13 04:00 | 0 | 0.42613 | 462280
2016-02-13 05:00 | 0 | 0.40354 | 446151
2016-02-13 06:00 | 0 | 0.38324 | 434017
2016-02-13 07:00 | 0 | 0.3652 | 426569
2016-02-13 08:00 | 0 | 0.35458 | 423312
2016-02-13 09:00 | 0 | 0.35088 | 425077
2016-02-13 10:00 | 0 | 0.35354 | 432371
2016-02-13 11:00 | 0 | 0.3608 | 445669
2016-02-13 12:00 | 0 | 0.3738 | 462097
2016-02-13 13:00 | 0.00053239 | 0.3868 | 476177
2016-02-13 14:00 | 0.14724 | 0.40133 | 484883
2016-02-13 15:00 | 0.54834 | 0.41247 | 485582
2016-02-13 16:00 | 0.64869 | 0.42933 | 480430
2016-02-13 17:00 | 0.66567 | 0.46549 | 471854
2016-02-13 18:00 | 0.6495 | 0.49688 | 462669
2016-02-13 19:00 | 0.64069 | 0.51979 | 456167
2016-02-13 20:00 | 0.65355 | 0.53788 | 452362
2016-02-13 21:00 | 0.66585 | 0.55806 | 455137
2016-02-13 22:00 | 0.63228 | 0.57815 | 466557
2016-02-13 23:00 | 0.41847 | 0.68749 | 487773
2016-02-14 | 0.086842 | 0.74704 | 501197
2016-02-14 01:00 | 2.99e-06 | 0.75768 | 504675
2016-02-14 02:00 | 0 | 0.75371 | 501941
2016-02-14 03:00 | 0 | 0.7534 | 493215
2016-02-14 04:00 | 0 | 0.75205 | 478969
2016-02-14 05:00 | 0 | 0.7526 | 464148
2016-02-14 06:00 | 0 | 0.75297 | 453891
2016-02-14 07:00 | 0 | 0.75365 | 447242
2016-02-14 08:00 | 0 | 0.74731 | 443436
2016-02-14 09:00 | 0 | 0.73468 | 442406
2016-02-14 10:00 | 0 | 0.70754 | 446344
2016-02-14 11:00 | 0 | 0.67313 | 455950
2016-02-14 12:00 | 0 | 0.62939 | 467682
2016-02-14 13:00 | 0.00066158 | 0.57266 | 477822
2016-02-14 14:00 | 0.15366 | 0.43865 | 482732
2016-02-14 15:00 | 0.54254 | 0.35887 | 480794
2016-02-14 16:00 | 0.63871 | 0.34737 | 474300
2016-02-14 17:00 | 0.64459 | 0.35581 | 468035
2016-02-14 18:00 | 0.62478 | 0.35376 | 461079
2016-02-14 19:00 | 0.61605 | 0.35062 | 454990
2016-02-14 20:00 | 0.62813 | 0.34405 | 453504
2016-02-14 21:00 | 0.64162 | 0.33146 | 457219
2016-02-14 22:00 | 0.58122 | 0.32771 | 468996
2016-02-14 23:00 | 0.37266 | 0.36045 | 487064
2016-02-15 | 0.054166 | 0.40425 | 497245
2016-02-15 01:00 | 4.95e-06 | 0.43505 | 496464
2016-02-15 02:00 | 0 | 0.45523 | 487759
2016-02-15 03:00 | 0 | 0.46527 | 473863
2016-02-15 04:00 | 0 | 0.47427 | 456247
2016-02-15 05:00 | 0 | 0.48338 | 438571
2016-02-15 06:00 | 0 | 0.48749 | 426178
2016-02-15 07:00 | 0 | 0.49532 | 418030
2016-02-15 08:00 | 0 | 0.50206 | 413802
2016-02-15 09:00 | 0 | 0.51516 | 416020
2016-02-15 10:00 | 0 | 0.53335 | 426241
2016-02-15 11:00 | 0 | 0.53834 | 448824
2016-02-15 12:00 | 0 | 0.52207 | 472250
2016-02-15 13:00 | 0.00083168 | 0.46652 | 486638
2016-02-15 14:00 | 0.20451 | 0.29157 | 495412
2016-02-15 15:00 | 0.60932 | 0.22294 | 501301
2016-02-15 16:00 | 0.68883 | 0.23415 | 502221
2016-02-15 17:00 | 0.68881 | 0.24758 | 499362
2016-02-15 18:00 | 0.66738 | 0.26746 | 495186
2016-02-15 19:00 | 0.65691 | 0.28867 | 490387
2016-02-15 20:00 | 0.67041 | 0.31223 | 486695
2016-02-15 21:00 | 0.69862 | 0.34132 | 487005
2016-02-15 22:00 | 0.6748 | 0.37457 | 494230
2016-02-15 23:00 | 0.46328 | 0.43276 | 505582
2016-02-16 | 0.065392 | 0.48946 | 510575
2016-02-16 01:00 | 1.19e-05 | 0.55269 | 506685
2016-02-16 02:00 | 0 | 0.6132 | 492620
2016-02-16 03:00 | 0 | 0.65819 | 471783
2016-02-16 04:00 | 0 | 0.68399 | 446533
2016-02-16 05:00 | 0 | 0.6979 | 425067
2016-02-16 06:00 | 0 | 0.69614 | 408969
2016-02-16 07:00 | 0 | 0.68545 | 398529
2016-02-16 08:00 | 0 | 0.67502 | 392492
2016-02-16 09:00 | 0 | 0.66166 | 393274
2016-02-16 10:00 | 0 | 0.65537 | 404072
2016-02-16 11:00 | 0 | 0.65295 | 430339
2016-02-16 12:00 | 0 | 0.64562 | 458011
2016-02-16 13:00 | 0.0010552 | 0.60696 | 469751
2016-02-16 14:00 | 0.21453 | 0.44325 | 472089
2016-02-16 15:00 | 0.64279 | 0.47813 | 471516
2016-02-16 16:00 | 0.73067 | 0.48485 | 467780
2016-02-16 17:00 | 0.71328 | 0.46231 | 462095
2016-02-16 18:00 | 0.68811 | 0.41903 | 457704
2016-02-16 19:00 | 0.67595 | 0.37761 | 454346
2016-02-16 20:00 | 0.68713 | 0.33224 | 451843
2016-02-16 21:00 | 0.70917 | 0.29901 | 453875
2016-02-16 22:00 | 0.68614 | 0.2714 | 461734
2016-02-16 23:00 | 0.43827 | 0.30707 | 475995
2016-02-17 | 0.06995 | 0.34449 | 484937
2016-02-17 01:00 | 1.69e-05 | 0.35852 | 484039
2016-02-17 02:00 | 0 | 0.3556 | 473447
2016-02-17 03:00 | 0 | 0.3532 | 453437
2016-02-17 04:00 | 0 | 0.36084 | 429448
2016-02-17 05:00 | 0 | 0.37513 | 409782
2016-02-17 06:00 | 0 | 0.39205 | 396069
2016-02-17 07:00 | 0 | 0.41047 | 387846
2016-02-17 08:00 | 0 | 0.42589 | 384746
2016-02-17 09:00 | 0 | 0.43608 | 387908
2016-02-17 10:00 | 0 | 0.43326 | 402965
2016-02-17 11:00 | 0 | 0.42207 | 435062
2016-02-17 12:00 | 0 | 0.40759 | 464480
2016-02-17 13:00 | 0.0012409 | 0.35751 | 472263
2016-02-17 14:00 | 0.23725 | 0.20529 | 470126
2016-02-17 15:00 | 0.55383 | 0.14041 | 465928
2016-02-17 16:00 | 0.6254 | 0.19187 | 460744
2016-02-17 17:00 | 0.62335 | 0.22518 | 454129
2016-02-17 18:00 | 0.60811 | 0.2308 | 450106
2016-02-17 19:00 | 0.59894 | 0.2312 | 446675
2016-02-17 20:00 | 0.60017 | 0.23314 | 445132
2016-02-17 21:00 | 0.59589 | 0.23498 | 447514
2016-02-17 22:00 | 0.53129 | 0.31297 | 455731
2016-02-17 23:00 | 0.31349 | 0.641 | 471276
2016-02-18 | 0.040353 | 0.84739 | 483727
2016-02-18 01:00 | 2.12e-06 | 0.89042 | 485158
2016-02-18 02:00 | 0 | 0.87464 | 476973
2016-02-18 03:00 | 0 | 0.8614 | 459573
2016-02-18 04:00 | 0 | 0.85247 | 437201
2016-02-18 05:00 | 0 | 0.84925 | 418285
2016-02-18 06:00 | 0 | 0.83874 | 406299
2016-02-18 07:00 | 0 | 0.83329 | 399315
2016-02-18 08:00 | 0 | 0.8282 | 397681
2016-02-18 09:00 | 0 | 0.81143 | 401207
2016-02-18 10:00 | 0 | 0.79842 | 416327
2016-02-18 11:00 | 0 | 0.7972 | 450344
2016-02-18 12:00 | 0 | 0.79744 | 478649
2016-02-18 13:00 | 0.0016234 | 0.7778 | 482466
2016-02-18 14:00 | 0.21137 | 0.73827 | 475884
2016-02-18 15:00 | 0.48207 | 0.6967 | 468614
2016-02-18 16:00 | 0.59065 | 0.70343 | 460316
2016-02-18 17:00 | 0.62385 | 0.72943 | 452277
2016-02-18 18:00 | 0.61255 | 0.75529 | 446581
2016-02-18 19:00 | 0.61073 | 0.75887 | 442689
2016-02-18 20:00 | 0.62363 | 0.75753 | 440034
2016-02-18 21:00 | 0.64081 | 0.74611 | 441636
2016-02-18 22:00 | 0.61644 | 0.76724 | 450288
2016-02-18 23:00 | 0.43761 | 0.82593 | 467437
2016-02-19 | 0.083605 | 0.88626 | 480110
2016-02-19 01:00 | 2.53e-05 | 0.90281 | 482106
2016-02-19 02:00 | 0 | 0.89683 | 474395
2016-02-19 03:00 | 0 | 0.89291 | 457282
2016-02-19 04:00 | 0 | 0.86965 | 434122
2016-02-19 05:00 | 0 | 0.85415 | 414536
2016-02-19 06:00 | 0 | 0.86097 | 402028
2016-02-19 07:00 | 0 | 0.88955 | 393397
2016-02-19 08:00 | 0 | 0.89835 | 389054
2016-02-19 09:00 | 0 | 0.90359 | 391710
2016-02-19 10:00 | 0 | 0.90462 | 405420
2016-02-19 11:00 | 0 | 0.89659 | 435170
2016-02-19 12:00 | 0 | 0.873 | 460531
2016-02-19 13:00 | 0.0019306 | 0.81677 | 463967
2016-02-19 14:00 | 0.18789 | 0.67116 | 460831
2016-02-19 15:00 | 0.53753 | 0.6327 | 457400
2016-02-19 16:00 | 0.6343 | 0.65647 | 450971
2016-02-19 17:00 | 0.63918 | 0.64995 | 444834
2016-02-19 18:00 | 0.61411 | 0.633 | 439677
2016-02-19 19:00 | 0.59515 | 0.62606 | 436715
2016-02-19 20:00 | 0.59357 | 0.63371 | 434312
2016-02-19 21:00 | 0.58499 | 0.64376 | 433831
2016-02-19 22:00 | 0.54817 | 0.6537 | 438853
2016-02-19 23:00 | 0.39976 | 0.68417 | 448325
2016-02-20 | 0.074991 | 0.71793 | 453703
2016-02-20 01:00 | 2.15e-05 | 0.75698 | 450837
2016-02-20 02:00 | 0 | 0.79702 | 442242
2016-02-20 03:00 | 0 | 0.83228 | 427846
2016-02-20 04:00 | 0 | 0.83984 | 408070
2016-02-20 05:00 | 0 | 0.84091 | 388577
2016-02-20 06:00 | 0 | 0.83655 | 373572
2016-02-20 07:00 | 0 | 0.82752 | 362627
2016-02-20 08:00 | 0 | 0.8155 | 356552
2016-02-20 09:00 | 0 | 0.79374 | 354018
2016-02-20 10:00 | 0 | 0.76041 | 356351
2016-02-20 11:00 | 0 | 0.72046 | 365919
2016-02-20 12:00 | 0 | 0.68947 | 377725
2016-02-20 13:00 | 0.0016052 | 0.61941 | 389961
2016-02-20 14:00 | 0.21637 | 0.35655 | 399954
2016-02-20 15:00 | 0.61128 | 0.28664 | 403739
2016-02-20 16:00 | 0.7016 | 0.3236 | 402616
2016-02-20 17:00 | 0.6968 | 0.34896 | 399046
2016-02-20 18:00 | 0.67334 | 0.34619 | 394304
2016-02-20 19:00 | 0.65746 | 0.33641 | 389180
2016-02-20 20:00 | 0.66044 | 0.32727 | 385273
2016-02-20 21:00 | 0.66803 | 0.318 | 384806
2016-02-20 22:00 | 0.6349 | 0.33392 | 389641
2016-02-20 23:00 | 0.43684 | 0.4303 | 402422
2016-02-21 | 0.082912 | 0.51905 | 410711
2016-02-21 01:00 | 2.53e-05 | 0.55646 | 410144
2016-02-21 02:00 | 0 | 0.55212 | 404838
2016-02-21 03:00 | 0 | 0.53006 | 393889
2016-02-21 04:00 | 0 | 0.49486 | 378380
2016-02-21 05:00 | 0 | 0.46245 | 362368
2016-02-21 06:00 | 0 | 0.4468 | 349945
2016-02-21 07:00 | 0 | 0.44479 | 340082
2016-02-21 08:00 | 0 | 0.44664 | 334957
2016-02-21 09:00 | 0 | 0.44335 | 332892
2016-02-21 10:00 | 0 | 0.43507 | 334852
2016-02-21 11:00 | 0 | 0.41836 | 341609
2016-02-21 12:00 | 0 | 0.39597 | 351690
2016-02-21 13:00 | 0.00066425 | 0.35657 | 363583
2016-02-21 14:00 | 0.17233 | 0.25185 | 376732
2016-02-21 15:00 | 0.55304 | 0.31201 | 383921
2016-02-21 16:00 | 0.6514 | 0.36739 | 387634
2016-02-21 17:00 | 0.65268 | 0.35576 | 389435
2016-02-21 18:00 | 0.64192 | 0.33435 | 388620
2016-02-21 19:00 | 0.63409 | 0.31173 | 386747
2016-02-21 20:00 | 0.64215 | 0.28968 | 386428
2016-02-21 21:00 | 0.65355 | 0.26372 | 389231
2016-02-21 22:00 | 0.64633 | 0.24126 | 397837
2016-02-21 23:00 | 0.47783 | 0.27826 | 412587
2016-02-22 | 0.10501 | 0.34612 | 424634
2016-02-22 01:00 | 4.55e-05 | 0.36785 | 425052
2016-02-22 02:00 | 0 | 0.36706 | 417877
2016-02-22 03:00 | 0 | 0.36449 | 403748
2016-02-22 04:00 | 0 | 0.35946 | 384325
2016-02-22 05:00 | 0 | 0.35475 | 366010
2016-02-22 06:00 | 0 | 0.3474 | 353139
2016-02-22 07:00 | 0 | 0.33938 | 344882
2016-02-22 08:00 | 0 | 0.32434 | 341726
2016-02-22 09:00 | 0 | 0.30533 | 345837
2016-02-22 10:00 | 0 | 0.28545 | 360995
2016-02-22 11:00 | 0 | 0.2678 | 392795
2016-02-22 12:00 | 0 | 0.25152 | 421725
2016-02-22 13:00 | 0.0029146 | 0.21483 | 434072
2016-02-22 14:00 | 0.20023 | 0.14198 | 439407
2016-02-22 15:00 | 0.54054 | 0.161 | 442540
2016-02-22 16:00 | 0.63999 | 0.17317 | 441350
2016-02-22 17:00 | 0.64359 | 0.16663 | 438115
2016-02-22 18:00 | 0.62638 | 0.16094 | 435252
2016-02-22 19:00 | 0.60822 | 0.15944 | 432459
2016-02-22 20:00 | 0.60079 | 0.16323 | 429886
2016-02-22 21:00 | 0.58399 | 0.16997 | 431668
2016-02-22 22:00 | 0.53987 | 0.18209 | 438908
2016-02-22 23:00 | 0.4036 | 0.24466 | 455125
2016-02-23 | 0.10985 | 0.36577 | 466325
2016-02-23 01:00 | 5.76e-05 | 0.44171 | 465317
2016-02-23 02:00 | 0 | 0.4674 | 455231
2016-02-23 03:00 | 0 | 0.46412 | 436595
2016-02-23 04:00 | 0 | 0.44654 | 412301
2016-02-23 05:00 | 0 | 0.43414 | 391289
2016-02-23 06:00 | 0 | 0.43261 | 376473
2016-02-23 07:00 | 0 | 0.42927 | 366921
2016-02-23 08:00 | 0 | 0.42795 | 362150
2016-02-23 09:00 | 0 | 0.43042 | 364236
2016-02-23 10:00 | 0 | 0.43214 | 377442
2016-02-23 11:00 | 0 | 0.43464 | 409522
2016-02-23 12:00 | 0 | 0.43697 | 437217
2016-02-23 13:00 | 0.0026094 | 0.42543 | 448790
2016-02-23 14:00 | 0.17769 | 0.39697 | 455082
2016-02-23 15:00 | 0.54662 | 0.56016 | 459144
2016-02-23 16:00 | 0.63629 | 0.63515 | 458114
2016-02-23 17:00 | 0.65532 | 0.66489 | 455547
2016-02-23 18:00 | 0.65051 | 0.68352 | 453357
2016-02-23 19:00 | 0.63955 | 0.69824 | 450352
2016-02-23 20:00 | 0.64209 | 0.71037 | 448235
2016-02-23 21:00 | 0.64131 | 0.71767 | 450200
2016-02-23 22:00 | 0.60461 | 0.70845 | 457914
2016-02-23 23:00 | 0.43198 | 0.7262 | 470990
2016-02-24 | 0.0969 | 0.71499 | 480005
2016-02-24 01:00 | 5.68e-05 | 0.66784 | 478026
2016-02-24 02:00 | 0 | 0.62773 | 467177
2016-02-24 03:00 | 0 | 0.58732 | 446539
2016-02-24 04:00 | 0 | 0.55674 | 422370
2016-02-24 05:00 | 0 | 0.5462 | 400870
2016-02-24 06:00 | 0 | 0.5486 | 385872
2016-02-24 07:00 | 0 | 0.55246 | 376535
2016-02-24 08:00 | 0 | 0.55432 | 371637
2016-02-24 09:00 | 0 | 0.55789 | 373087
2016-02-24 10:00 | 0 | 0.56095 | 385851
2016-02-24 11:00 | 0 | 0.56488 | 417203
2016-02-24 12:00 | 0 | 0.57041 | 446997
2016-02-24 13:00 | 0.0045241 | 0.51548 | 458516
2016-02-24 14:00 | 0.30463 | 0.37907 | 463168
2016-02-24 15:00 | 0.69962 | 0.44229 | 466375
2016-02-24 16:00 | 0.77056 | 0.50475 | 465391
2016-02-24 17:00 | 0.76624 | 0.50756 | 460966
2016-02-24 18:00 | 0.74524 | 0.52162 | 456504
2016-02-24 19:00 | 0.73283 | 0.5447 | 451870
2016-02-24 20:00 | 0.74079 | 0.56646 | 447422
2016-02-24 21:00 | 0.74905 | 0.5841 | 447402
2016-02-24 22:00 | 0.71637 | 0.57276 | 453275
2016-02-24 23:00 | 0.50358 | 0.61463 | 464896
2016-02-25 | 0.11625 | 0.6566 | 474305
2016-02-25 01:00 | 8.43e-05 | 0.64999 | 473808
2016-02-25 02:00 | 0 | 0.64191 | 464981
2016-02-25 03:00 | 0 | 0.62346 | 447005
2016-02-25 04:00 | 0 | 0.60309 | 423778
2016-02-25 05:00 | 0 | 0.59281 | 403872
2016-02-25 06:00 | 0 | 0.58557 | 390676
2016-02-25 07:00 | 0 | 0.57362 | 382205
2016-02-25 08:00 | 0 | 0.55513 | 378974
2016-02-25 09:00 | 0 | 0.53973 | 382788
2016-02-25 10:00 | 0 | 0.51995 | 397613
2016-02-25 11:00 | 0 | 0.50338 | 430734
2016-02-25 12:00 | 0 | 0.48682 | 460048
2016-02-25 13:00 | 0.0048374 | 0.41681 | 469454
2016-02-25 14:00 | 0.3015 | 0.41208 | 469941
2016-02-25 15:00 | 0.74503 | 0.45488 | 468999
2016-02-25 16:00 | 0.79328 | 0.41654 | 464064
2016-02-25 17:00 | 0.76873 | 0.3723 | 457790
2016-02-25 18:00 | 0.74328 | 0.33872 | 452895
2016-02-25 19:00 | 0.73018 | 0.31463 | 449327
2016-02-25 20:00 | 0.73902 | 0.29455 | 447423
2016-02-25 21:00 | 0.75365 | 0.27167 | 449033
2016-02-25 22:00 | 0.71445 | 0.23887 | 456517
2016-02-25 23:00 | 0.52666 | 0.25191 | 472070
2016-02-26 | 0.13037 | 0.29397 | 484445
2016-02-26 01:00 | 0.00010386 | 0.30126 | 486525
2016-02-26 02:00 | 0 | 0.31797 | 478144
2016-02-26 03:00 | 0 | 0.33916 | 462233
2016-02-26 04:00 | 0 | 0.35834 | 440294
2016-02-26 05:00 | 0 | 0.38404 | 420829
2016-02-26 06:00 | 0 | 0.41788 | 408908
2016-02-26 07:00 | 0 | 0.45873 | 401981
2016-02-26 08:00 | 0 | 0.49424 | 400044
2016-02-26 09:00 | 0 | 0.51585 | 404325
2016-02-26 10:00 | 0 | 0.5255 | 419789
2016-02-26 11:00 | 0 | 0.53076 | 453147
2016-02-26 12:00 | 0 | 0.53814 | 480966
2016-02-26 13:00 | 0.0069838 | 0.49674 | 487257
2016-02-26 14:00 | 0.32198 | 0.27597 | 482161
2016-02-26 15:00 | 0.71269 | 0.21464 | 474541
2016-02-26 16:00 | 0.7594 | 0.28233 | 465184
2016-02-26 17:00 | 0.74525 | 0.33875 | 454966
2016-02-26 18:00 | 0.72149 | 0.36449 | 445971
2016-02-26 19:00 | 0.70704 | 0.37188 | 439126
2016-02-26 20:00 | 0.71249 | 0.36316 | 434190
2016-02-26 21:00 | 0.71958 | 0.33078 | 433274
2016-02-26 22:00 | 0.6795 | 0.32679 | 439688
2016-02-26 23:00 | 0.47314 | 0.36419 | 454068
2016-02-27 | 0.098538 | 0.38189 | 467219
2016-02-27 01:00 | 0.00010387 | 0.43499 | 470275
2016-02-27 02:00 | 0 | 0.50489 | 466084
2016-02-27 03:00 | 0 | 0.588 | 454694
2016-02-27 04:00 | 0 | 0.65866 | 437593
2016-02-27 05:00 | 0 | 0.71614 | 420905
2016-02-27 06:00 | 0 | 0.75541 | 409881
2016-02-27 07:00 | 0 | 0.78457 | 403439
2016-02-27 08:00 | 0 | 0.81025 | 400110
2016-02-27 09:00 | 0 | 0.83286 | 401585
2016-02-27 10:00 | 0 | 0.84499 | 407285
2016-02-27 11:00 | 0 | 0.84287 | 421811
2016-02-27 12:00 | 0 | 0.83206 | 436914
2016-02-27 13:00 | 0.0069439 | 0.74614 | 443577
2016-02-27 14:00 | 0.29149 | 0.43352 | 440303
2016-02-27 15:00 | 0.64338 | 0.27007 | 431766
2016-02-27 16:00 | 0.71663 | 0.29397 | 421204
2016-02-27 17:00 | 0.71566 | 0.43592 | 410971
2016-02-27 18:00 | 0.69975 | 0.53128 | 401316
2016-02-27 19:00 | 0.6898 | 0.59549 | 394032
2016-02-27 20:00 | 0.69573 | 0.64147 | 388994
2016-02-27 21:00 | 0.70188 | 0.6874 | 388726
2016-02-27 22:00 | 0.66525 | 0.74388 | 393736
2016-02-27 23:00 | 0.48935 | 0.8128 | 408718
2016-02-28 | 0.12828 | 0.85703 | 423181
2016-02-28 01:00 | 0.00016284 | 0.86879 | 427036
2016-02-28 02:00 | 0 | 0.87416 | 425059
2016-02-28 03:00 | 0 | 0.87849 | 416833
2016-02-28 04:00 | 0 | 0.88532 | 402937
2016-02-28 05:00 | 0 | 0.88952 | 389520
2016-02-28 06:00 | 0 | 0.89071 | 379015
2016-02-28 07:00 | 0 | 0.8905 | 372201
2016-02-28 08:00 | 0 | 0.88599 | 368586
2016-02-28 09:00 | 0 | 0.87592 | 368931
2016-02-28 10:00 | 0 | 0.86094 | 373265
2016-02-28 11:00 | 0 | 0.85289 | 382121
2016-02-28 12:00 | 0 | 0.84023 | 392248
2016-02-28 13:00 | 0.0083156 | 0.79132 | 397171
2016-02-28 14:00 | 0.31137 | 0.66929 | 396002
2016-02-28 15:00 | 0.67714 | 0.72539 | 390876
2016-02-28 16:00 | 0.71907 | 0.76213 | 385642
2016-02-28 17:00 | 0.70968 | 0.75833 | 380965
2016-02-28 18:00 | 0.69026 | 0.74201 | 377464
2016-02-28 19:00 | 0.67505 | 0.73659 | 374184
2016-02-28 20:00 | 0.67299 | 0.73326 | 372997
2016-02-28 21:00 | 0.66586 | 0.70501 | 375600
2016-02-28 22:00 | 0.60258 | 0.64132 | 384629
2016-02-28 23:00 | 0.43005 | 0.62651 | 401421
2016-02-29 | 0.08868 | 0.64719 | 416582
2016-02-29 01:00 | 0.00017062 | 0.65153 | 419648
2016-02-29 02:00 | 0 | 0.65281 | 412789
2016-02-29 03:00 | 0 | 0.65692 | 398731
2016-02-29 04:00 | 0 | 0.67951 | 379684
2016-02-29 05:00 | 0 | 0.70158 | 363692
2016-02-29 06:00 | 0 | 0.72264 | 350896
2016-02-29 07:00 | 0 | 0.7454 | 343233
2016-02-29 08:00 | 0 | 0.76001 | 341224
2016-02-29 09:00 | 0 | 0.75925 | 345544
2016-02-29 10:00 | 0 | 0.75573 | 362124
2016-02-29 11:00 | 0 | 0.74565 | 395627
2016-02-29 12:00 | 0 | 0.72079 | 424567
2016-02-29 13:00 | 0.011068 | 0.62191 | 433075
2016-02-29 14:00 | 0.31062 | 0.42238 | 435615
2016-02-29 15:00 | 0.66122 | 0.39712 | 436352
2016-02-29 16:00 | 0.74251 | 0.50056 | 434270
2016-02-29 17:00 | 0.72572 | 0.50536 | 430284
2016-02-29 18:00 | 0.70109 | 0.50216 | 426871
2016-02-29 19:00 | 0.68375 | 0.5006 | 424041
2016-02-29 20:00 | 0.68707 | 0.50173 | 421577
2016-02-29 21:00 | 0.68967 | 0.50467 | 422147
2016-02-29 22:00 | 0.65922 | 0.51481 | 427406
2016-02-29 23:00 | 0.49693 | 0.55946 | 440807
2016-03-01 | 0.14834 | 0.58388 | 454975
2016-03-01 01:00 | 0.00027336 | 0.57558 | 454940
2016-03-01 02:00 | 0 | 0.55832 | 443646
2016-03-01 03:00 | 0 | 0.5445 | 424940
2016-03-01 04:00 | 0 | 0.53209 | 402448
2016-03-01 05:00 | 0 | 0.52255 | 382522
2016-03-01 06:00 | 0 | 0.52232 | 369140
2016-03-01 07:00 | 0 | 0.51991 | 360103
2016-03-01 08:00 | 0 | 0.52154 | 356976
2016-03-01 09:00 | 0 | 0.53426 | 359428
2016-03-01 10:00 | 0 | 0.53129 | 373689
2016-03-01 11:00 | 0 | 0.51145 | 405395
2016-03-01 12:00 | 0 | 0.48986 | 430326
2016-03-01 13:00 | 0.013582 | 0.4271 | 435727
2016-03-01 14:00 | 0.3183 | 0.35675 | 436321
2016-03-01 15:00 | 0.5953 | 0.3779 | 437031
2016-03-01 16:00 | 0.68232 | 0.39201 | 436038
2016-03-01 17:00 | 0.70652 | 0.39571 | 434122
2016-03-01 18:00 | 0.69679 | 0.39266 | 434041
2016-03-01 19:00 | 0.68991 | 0.37842 | 433074
2016-03-01 20:00 | 0.69897 | 0.35352 | 432861
2016-03-01 21:00 | 0.70387 | 0.31603 | 434932
2016-03-01 22:00 | 0.66356 | 0.26863 | 441207
2016-03-01 23:00 | 0.50046 | 0.23539 | 453833
2016-03-02 | 0.17454 | 0.24019 | 465032
2016-03-02 01:00 | 0.00036465 | 0.24835 | 465282
2016-03-02 02:00 | 0 | 0.27101 | 454570
2016-03-02 03:00 | 0 | 0.30663 | 436355
2016-03-02 04:00 | 0 | 0.35842 | 412434
2016-03-02 05:00 | 0 | 0.41323 | 392239
2016-03-02 06:00 | 0 | 0.44989 | 377688
2016-03-02 07:00 | 0 | 0.4702 | 367874
2016-03-02 08:00 | 0 | 0.47886 | 363047
2016-03-02 09:00 | 0 | 0.478 | 366611
2016-03-02 10:00 | 0 | 0.46446 | 380785
2016-03-02 11:00 | 0 | 0.45256 | 413576
2016-03-02 12:00 | 0 | 0.4539 | 442641
2016-03-02 13:00 | 0.015171 | 0.40452 | 453351
2016-03-02 14:00 | 0.32078 | 0.31838 | 455991
2016-03-02 15:00 | 0.69585 | 0.41422 | 456455
2016-03-02 16:00 | 0.75547 | 0.50799 | 452835
2016-03-02 17:00 | 0.75079 | 0.54616 | 447782
2016-03-02 18:00 | 0.73449 | 0.56388 | 444000
2016-03-02 19:00 | 0.72475 | 0.57092 | 440889
2016-03-02 20:00 | 0.73487 | 0.57002 | 440393
2016-03-02 21:00 | 0.74342 | 0.56405 | 441612
2016-03-02 22:00 | 0.71857 | 0.56639 | 448869
2016-03-02 23:00 | 0.5534 | 0.59965 | 464980
2016-03-03 | 0.15227 | 0.625 | 480343
2016-03-03 01:00 | 0.0004093 | 0.609 | 482244
2016-03-03 02:00 | 0 | 0.57198 | 473944
2016-03-03 03:00 | 0 | 0.54019 | 455696
2016-03-03 04:00 | 0 | 0.52002 | 432467
2016-03-03 05:00 | 0 | 0.50982 | 412330
2016-03-03 06:00 | 0 | 0.50247 | 398057
2016-03-03 07:00 | 0 | 0.49222 | 389473
2016-03-03 08:00 | 0 | 0.4817 | 385904
2016-03-03 09:00 | 0 | 0.48107 | 389188
2016-03-03 10:00 | 0 | 0.4902 | 403284
2016-03-03 11:00 | 0 | 0.49532 | 434864
2016-03-03 12:00 | 0 | 0.49876 | 459002
2016-03-03 13:00 | 0.016355 | 0.44477 | 463654
2016-03-03 14:00 | 0.325 | 0.34566 | 463675
2016-03-03 15:00 | 0.59313 | 0.39275 | 462773
2016-03-03 16:00 | 0.67571 | 0.38575 | 459966
2016-03-03 17:00 | 0.68917 | 0.35021 | 456789
2016-03-03 18:00 | 0.67777 | 0.3067 | 455812
2016-03-03 19:00 | 0.66652 | 0.25906 | 455296
2016-03-03 20:00 | 0.66286 | 0.22095 | 455980
2016-03-03 21:00 | 0.63859 | 0.19557 | 459774
2016-03-03 22:00 | 0.56746 | 0.17767 | 466502
2016-03-03 23:00 | 0.39444 | 0.21691 | 478087
2016-03-04 | 0.097077 | 0.31127 | 485246
2016-03-04 01:00 | 0.00032331 | 0.38484 | 483854
2016-03-04 02:00 | 0 | 0.45299 | 472650
2016-03-04 03:00 | 0 | 0.49522 | 453614
2016-03-04 04:00 | 0 | 0.50977 | 429518
2016-03-04 05:00 | 0 | 0.51477 | 409097
2016-03-04 06:00 | 0 | 0.5239 | 395777
2016-03-04 07:00 | 0 | 0.53861 | 386963
2016-03-04 08:00 | 0 | 0.55789 | 382446
2016-03-04 09:00 | 0 | 0.57368 | 383930
2016-03-04 10:00 | 0 | 0.57383 | 396378
2016-03-04 11:00 | 0 | 0.57409 | 426195
2016-03-04 12:00 | 0 | 0.57992 | 452772
2016-03-04 13:00 | 0.017892 | 0.53719 | 463137
2016-03-04 14:00 | 0.26039 | 0.36407 | 466733
2016-03-04 15:00 | 0.59569 | 0.40608 | 467077
2016-03-04 16:00 | 0.68657 | 0.53805 | 464285
2016-03-04 17:00 | 0.6915 | 0.55854 | 456607
2016-03-04 18:00 | 0.67894 | 0.55545 | 452165
2016-03-04 19:00 | 0.66754 | 0.55162 | 448207
2016-03-04 20:00 | 0.66682 | 0.53537 | 444972
2016-03-04 21:00 | 0.65922 | 0.50808 | 444497
2016-03-04 22:00 | 0.6078 | 0.47839 | 447234
2016-03-04 23:00 | 0.43735 | 0.53046 | 454889
2016-03-05 | 0.099581 | 0.56033 | 462545
2016-03-05 01:00 | 0.00032005 | 0.54565 | 459738
2016-03-05 02:00 | 0 | 0.52722 | 454048
2016-03-05 03:00 | 0 | 0.52041 | 439985
2016-03-05 04:00 | 0 | 0.51932 | 419916
2016-03-05 05:00 | 0 | 0.51617 | 402308
2016-03-05 06:00 | 0 | 0.5067 | 389789
2016-03-05 07:00 | 0 | 0.49704 | 381883
2016-03-05 08:00 | 0 | 0.49422 | 378361
2016-03-05 09:00 | 0 | 0.49515 | 378804
2016-03-05 10:00 | 0 | 0.496 | 383622
2016-03-05 11:00 | 0 | 0.49973 | 394733
2016-03-05 12:00 | 0 | 0.5 | 407767
2016-03-05 13:00 | 0.02156 | 0.42061 | 417596
2016-03-05 14:00 | 0.24185 | 0.24805 | 421215
2016-03-05 15:00 | 0.46205 | 0.19881 | 420620
2016-03-05 16:00 | 0.58059 | 0.25817 | 416121
2016-03-05 17:00 | 0.62313 | 0.30439 | 411893
2016-03-05 18:00 | 0.61844 | 0.35021 | 407135
2016-03-05 19:00 | 0.60977 | 0.39505 | 404596
2016-03-05 20:00 | 0.60092 | 0.43605 | 402744
2016-03-05 21:00 | 0.56867 | 0.46878 | 403627
2016-03-05 22:00 | 0.49368 | 0.50718 | 407156
2016-03-05 23:00 | 0.34638 | 0.63955 | 417186
2016-03-06 | 0.10813 | 0.77788 | 426981
2016-03-06 01:00 | 0.00043813 | 0.84754 | 428558
2016-03-06 02:00 | 0 | 0.88186 | 423457
2016-03-06 03:00 | 0 | 0.89827 | 411547
2016-03-06 04:00 | 0 | 0.90357 | 394847
2016-03-06 05:00 | 0 | 0.89415 | 378337
2016-03-06 06:00 | 0 | 0.87503 | 366804
2016-03-06 07:00 | 0 | 0.85714 | 360173
2016-03-06 08:00 | 0 | 0.83991 | 356411
2016-03-06 09:00 | 0 | 0.81631 | 356415
2016-03-06 10:00 | 0 | 0.79942 | 359048
2016-03-06 11:00 | 0 | 0.78555 | 366646
2016-03-06 12:00 | 0 | 0.76689 | 377600
2016-03-06 13:00 | 0.012564 | 0.69357 | 387619
2016-03-06 14:00 | 0.223 | 0.53517 | 393836
2016-03-06 15:00 | 0.44764 | 0.55467 | 394051
2016-03-06 16:00 | 0.55687 | 0.57661 | 391527
2016-03-06 17:00 | 0.59909 | 0.57009 | 389677
2016-03-06 18:00 | 0.59583 | 0.56033 | 387230
2016-03-06 19:00 | 0.58601 | 0.55098 | 385165
2016-03-06 20:00 | 0.5781 | 0.54249 | 383511
2016-03-06 21:00 | 0.55602 | 0.54443 | 386144
2016-03-06 22:00 | 0.50173 | 0.57363 | 392608
2016-03-06 23:00 | 0.38527 | 0.64149 | 408579
2016-03-07 | 0.16462 | 0.73341 | 426425
2016-03-07 01:00 | 0.0010416 | 0.78697 | 431649
2016-03-07 02:00 | 0 | 0.80707 | 424435
2016-03-07 03:00 | 0 | 0.82729 | 410688
2016-03-07 04:00 | 0 | 0.83935 | 391731
2016-03-07 05:00 | 0 | 0.84236 | 376348
2016-03-07 06:00 | 0 | 0.8414 | 366160
2016-03-07 07:00 | 0 | 0.82628 | 359939
2016-03-07 08:00 | 0 | 0.79901 | 357960
2016-03-07 09:00 | 0 | 0.76515 | 361536
2016-03-07 10:00 | 0 | 0.72701 | 376711
2016-03-07 11:00 | 0 | 0.6951 | 408344
2016-03-07 12:00 | 0 | 0.67113 | 431451
2016-03-07 13:00 | 0.019554 | 0.5943 | 436012
2016-03-07 14:00 | 0.30863 | 0.4626 | 435209
2016-03-07 15:00 | 0.54963 | 0.49391 | 434992
2016-03-07 16:00 | 0.60862 | 0.54858 | 433605
2016-03-07 17:00 | 0.62413 | 0.57858 | 430155
2016-03-07 18:00 | 0.62308 | 0.61818 | 428360
2016-03-07 19:00 | 0.61226 | 0.65254 | 425749
2016-03-07 20:00 | 0.59811 | 0.67169 | 423283
2016-03-07 21:00 | 0.56513 | 0.6879 | 422736
2016-03-07 22:00 | 0.4939 | 0.71609 | 425027
2016-03-07 23:00 | 0.34072 | 0.77075 | 436129
2016-03-08 | 0.090513 | 0.81871 | 448796
2016-03-08 01:00 | 0.0014342 | 0.82269 | 447563
2016-03-08 02:00 | 0 | 0.81372 | 436677
2016-03-08 03:00 | 0 | 0.80182 | 418531
2016-03-08 04:00 | 0 | 0.79768 | 395467
2016-03-08 05:00 | 0 | 0.79517 | 374281
2016-03-08 06:00 | 0 | 0.77881 | 359069
2016-03-08 07:00 | 0 | 0.75392 | 349145
2016-03-08 08:00 | 0 | 0.72808 | 344267
2016-03-08 09:00 | 0 | 0.69188 | 346924
2016-03-08 10:00 | 0 | 0.66283 | 358915
2016-03-08 11:00 | 0 | 0.6516 | 387430
2016-03-08 12:00 | 0 | 0.64095 | 411254
2016-03-08 13:00 | 0.012863 | 0.57122 | 419161
2016-03-08 14:00 | 0.28662 | 0.51668 | 423336
2016-03-08 15:00 | 0.65305 | 0.4932 | 425877
2016-03-08 16:00 | 0.73069 | 0.46071 | 426409
2016-03-08 17:00 | 0.72194 | 0.43015 | 424840
2016-03-08 18:00 | 0.69411 | 0.39341 | 424108
2016-03-08 19:00 | 0.66443 | 0.3597 | 423858
2016-03-08 20:00 | 0.64728 | 0.33191 | 422736
2016-03-08 21:00 | 0.6189 | 0.30501 | 422784
2016-03-08 22:00 | 0.55776 | 0.27568 | 424813
2016-03-08 23:00 | 0.40434 | 0.26612 | 433883
2016-03-09 | 0.14053 | 0.29469 | 446635
2016-03-09 01:00 | 0.0014756 | 0.30049 | 445107
2016-03-09 02:00 | 0 | 0.30375 | 432794
2016-03-09 03:00 | 0 | 0.28354 | 413765
2016-03-09 04:00 | 0 | 0.25857 | 389747
2016-03-09 05:00 | 0 | 0.24289 | 367798
2016-03-09 06:00 | 0 | 0.23872 | 350590
2016-03-09 07:00 | 0 | 0.24768 | 339505
2016-03-09 08:00 | 0 | 0.26021 | 334541
2016-03-09 09:00 | 0 | 0.25881 | 336101
2016-03-09 10:00 | 0 | 0.24657 | 349279
2016-03-09 11:00 | 0 | 0.23764 | 375362
2016-03-09 12:00 | 0 | 0.23323 | 399305
2016-03-09 13:00 | 0.011514 | 0.20235 | 409712
2016-03-09 14:00 | 0.28552 | 0.11868 | 415738
2016-03-09 15:00 | 0.59084 | 0.11202 | 420814
2016-03-09 16:00 | 0.68958 | 0.12356 | 423758
2016-03-09 17:00 | 0.70124 | 0.1237 | 424288
2016-03-09 18:00 | 0.69276 | 0.12236 | 424566
2016-03-09 19:00 | 0.68544 | 0.12047 | 424719
2016-03-09 20:00 | 0.69318 | 0.11803 | 423876
2016-03-09 21:00 | 0.69429 | 0.11464 | 424493
2016-03-09 22:00 | 0.65583 | 0.10655 | 426869
2016-03-09 23:00 | 0.49617 | 0.12155 | 436308
2016-03-10 | 0.15133 | 0.17848 | 446277
2016-03-10 01:00 | 0.0023676 | 0.23702 | 443311
2016-03-10 02:00 | 0 | 0.26584 | 431802
2016-03-10 03:00 | 0 | 0.26749 | 412417
2016-03-10 04:00 | 0 | 0.25269 | 387558
2016-03-10 05:00 | 0 | 0.24017 | 365298
2016-03-10 06:00 | 0 | 0.23896 | 348775
2016-03-10 07:00 | 0 | 0.25117 | 337334
2016-03-10 08:00 | 0 | 0.27829 | 331475
2016-03-10 09:00 | 0 | 0.30185 | 332082
2016-03-10 10:00 | 0 | 0.32349 | 344103
2016-03-10 11:00 | 0 | 0.34407 | 368195
2016-03-10 12:00 | 0 | 0.35951 | 393405
2016-03-10 13:00 | 0.020343 | 0.31902 | 406887
2016-03-10 14:00 | 0.36801 | 0.20313 | 416430
2016-03-10 15:00 | 0.74127 | 0.22176 | 424084
2016-03-10 16:00 | 0.78971 | 0.25564 | 427335
2016-03-10 17:00 | 0.77965 | 0.28914 | 428866
2016-03-10 18:00 | 0.7604 | 0.2969 | 430572
2016-03-10 19:00 | 0.74595 | 0.29418 | 431701
2016-03-10 20:00 | 0.74951 | 0.28411 | 432151
2016-03-10 21:00 | 0.75264 | 0.26793 | 433016
2016-03-10 22:00 | 0.7182 | 0.24692 | 434635
2016-03-10 23:00 | 0.55873 | 0.30665 | 440543
2016-03-11 | 0.17782 | 0.44743 | 448569
2016-03-11 01:00 | 0.0028766 | 0.56792 | 447010
2016-03-11 02:00 | 0 | 0.63819 | 436255
2016-03-11 03:00 | 0 | 0.68979 | 417010
2016-03-11 04:00 | 0 | 0.72062 | 392696
2016-03-11 05:00 | 0 | 0.73362 | 371586
2016-03-11 06:00 | 0 | 0.73718 | 354663
2016-03-11 07:00 | 0 | 0.74358 | 342633
2016-03-11 08:00 | 0 | 0.73419 | 336132
2016-03-11 09:00 | 0 | 0.71302 | 336078
2016-03-11 10:00 | 0 | 0.69687 | 345496
2016-03-11 11:00 | 0 | 0.67986 | 370252
2016-03-11 12:00 | 0 | 0.65794 | 395329
2016-03-11 13:00 | 0.027537 | 0.5264 | 409015
2016-03-11 14:00 | 0.35266 | 0.29915 | 417633
2016-03-11 15:00 | 0.54686 | 0.29885 | 424674
2016-03-11 16:00 | 0.59149 | 0.41632 | 429006
2016-03-11 17:00 | 0.61403 | 0.43081 | 429653
2016-03-11 18:00 | 0.62307 | 0.42286 | 429771
2016-03-11 19:00 | 0.61885 | 0.41301 | 429113
2016-03-11 20:00 | 0.61023 | 0.39996 | 426720
2016-03-11 21:00 | 0.58518 | 0.38128 | 424934
2016-03-11 22:00 | 0.52168 | 0.37134 | 422823
2016-03-11 23:00 | 0.375 | 0.42437 | 424991
2016-03-12 | 0.11124 | 0.53096 | 430809
2016-03-12 01:00 | 0.0025135 | 0.61701 | 428644
2016-03-12 02:00 | 0 | 0.66482 | 417666
2016-03-12 03:00 | 0 | 0.67416 | 404957
2016-03-12 04:00 | 0 | 0.6676 | 382164
2016-03-12 05:00 | 0 | 0.65249 | 364958
2016-03-12 06:00 | 0 | 0.62334 | 350331
2016-03-12 07:00 | 0 | 0.58365 | 338382
2016-03-12 08:00 | 0 | 0.54438 | 331415
2016-03-12 09:00 | 0 | 0.51009 | 328871
2016-03-12 10:00 | 0 | 0.48058 | 331181
2016-03-12 11:00 | 0 | 0.4569 | 337640
2016-03-12 12:00 | 0 | 0.44758 | 348302
2016-03-12 13:00 | 0.023242 | 0.36409 | 362752
2016-03-12 14:00 | 0.32009 | 0.2262 | 377676
2016-03-12 15:00 | 0.64697 | 0.21573 | 388255
2016-03-12 16:00 | 0.73455 | 0.3161 | 393475
2016-03-12 17:00 | 0.74591 | 0.37515 | 394458
2016-03-12 18:00 | 0.73438 | 0.39995 | 393388
2016-03-12 19:00 | 0.72344 | 0.41762 | 391365
2016-03-12 20:00 | 0.72624 | 0.43593 | 390385
2016-03-12 21:00 | 0.72403 | 0.46079 | 390775
2016-03-12 22:00 | 0.68047 | 0.50617 | 392732
2016-03-12 23:00 | 0.54183 | 0.58661 | 399719
2016-03-13 | 0.1955 | 0.70168 | 407436
2016-03-13 01:00 | 0.0037235 | 0.73542 | 406516
2016-03-13 02:00 | 0 | 0.72832 | 398876
2016-03-13 03:00 | 0 | 0.71238 | 386291
2016-03-13 04:00 | 0 | 0.69139 | 368389
2016-03-13 05:00 | 0 | 0.67363 | 351061
2016-03-13 06:00 | 0 | 0.65319 | 337314
2016-03-13 07:00 | 0 | 0.63266 | 327141
2016-03-13 08:00 | 0 | 0.60946 | 320515
2016-03-13 09:00 | 0 | 0.59104 | 318901
2016-03-13 10:00 | 0 | 0.57662 | 322082
2016-03-13 11:00 | 0 | 0.56483 | 327898
2016-03-13 12:00 | 0 | 0.5569 | 336578
2016-03-13 13:00 | 0.038929 | 0.48819 | 349873
2016-03-13 14:00 | 0.38529 | 0.34702 | 364303
2016-03-13 15:00 | 0.64333 | 0.39527 | 374745
2016-03-13 16:00 | 0.69867 | 0.45426 | 383345
2016-03-13 17:00 | 0.70543 | 0.4422 | 389604
2016-03-13 18:00 | 0.69184 | 0.41204 | 392033
2016-03-13 19:00 | 0.67866 | 0.37987 | 392600
2016-03-13 20:00 | 0.67323 | 0.34786 | 394457
2016-03-13 21:00 | 0.6546 | 0.31132 | 398498
2016-03-13 22:00 | 0.60037 | 0.27136 | 402033
2016-03-13 23:00 | 0.43451 | 0.27713 | 407399
2016-03-14 | 0.14794 | 0.31482 | 415290
2016-03-14 01:00 | 0.0027356 | 0.30293 | 416415
2016-03-14 02:00 | 0 | 0.29092 | 404724
2016-03-14 03:00 | 0 | 0.29471 | 385037
2016-03-14 04:00 | 0 | 0.328 | 361989
2016-03-14 05:00 | 0 | 0.37479 | 343022
2016-03-14 06:00 | 0 | 0.42008 | 331889
2016-03-14 07:00 | 0 | 0.45851 | 325049
2016-03-14 08:00 | 0 | 0.48875 | 326183
2016-03-14 09:00 | 0 | 0.49678 | 338931
2016-03-14 10:00 | 0 | 0.48907 | 362356
2016-03-14 11:00 | 0 | 0.47805 | 391876
2016-03-14 12:00 | 0 | 0.4737 | 409185
2016-03-14 13:00 | 0.053779 | 0.4269 | 420455
2016-03-14 14:00 | 0.43357 | 0.27303 | 429944
2016-03-14 15:00 | 0.69362 | 0.29614 | 437125
2016-03-14 16:00 | 0.75528 | 0.40314 | 440561
2016-03-14 17:00 | 0.75408 | 0.4741 | 443657
2016-03-14 18:00 | 0.74156 | 0.52224 | 446603
2016-03-14 19:00 | 0.73278 | 0.56116 | 448872
2016-03-14 20:00 | 0.73783 | 0.58736 | 450737
2016-03-14 21:00 | 0.74096 | 0.60931 | 452592
2016-03-14 22:00 | 0.70591 | 0.63172 | 452529
2016-03-14 23:00 | 0.56412 | 0.71782 | 452786
2016-03-15 | 0.24784 | 0.78369 | 455067
2016-03-15 01:00 | 0.0061384 | 0.82067 | 447983
2016-03-15 02:00 | 0 | 0.83519 | 428966
2016-03-15 03:00 | 0 | 0.83807 | 406413
2016-03-15 04:00 | 0 | 0.82654 | 382353
2016-03-15 05:00 | 0 | 0.82008 | 362173
2016-03-15 06:00 | 0 | 0.81076 | 348585
2016-03-15 07:00 | 0 | 0.79627 | 339980
2016-03-15 08:00 | 0 | 0.78189 | 339086
2016-03-15 09:00 | 0 | 0.77934 | 347259
2016-03-15 10:00 | 0 | 0.77455 | 373132
2016-03-15 11:00 | 0 | 0.77782 | 400253
2016-03-15 12:00 | 0 | 0.7734 | 413051
2016-03-15 13:00 | 0.053515 | 0.6574 | 421080
2016-03-15 14:00 | 0.47503 | 0.60562 | 429798
2016-03-15 15:00 | 0.73549 | 0.74608 | 434747
2016-03-15 16:00 | 0.7801 | 0.77564 | 438744
2016-03-15 17:00 | 0.77681 | 0.79015 | 442489
2016-03-15 18:00 | 0.76364 | 0.79969 | 445272
2016-03-15 19:00 | 0.75486 | 0.81184 | 447216
2016-03-15 20:00 | 0.758 | 0.82153 | 450355
2016-03-15 21:00 | 0.74916 | 0.8125 | 453096
2016-03-15 22:00 | 0.70144 | 0.77998 | 451827
2016-03-15 23:00 | 0.55984 | 0.74618 | 453300
2016-03-16 | 0.24383 | 0.76933 | 457078
2016-03-16 01:00 | 0.0086333 | 0.7697 | 450176
2016-03-16 02:00 | 0 | 0.75443 | 429895
2016-03-16 03:00 | 0 | 0.73482 | 405990
2016-03-16 04:00 | 0 | 0.71702 | 381536
2016-03-16 05:00 | 0 | 0.70932 | 362804
2016-03-16 06:00 | 0 | 0.70321 | 348463
2016-03-16 07:00 | 0 | 0.69643 | 340052
2016-03-16 08:00 | 0 | 0.69303 | 338483
2016-03-16 09:00 | 0 | 0.69117 | 347356
2016-03-16 10:00 | 0 | 0.68905 | 373130
2016-03-16 11:00 | 0 | 0.68594 | 399637
2016-03-16 12:00 | 0 | 0.677 | 411341
2016-03-16 13:00 | 0.05746 | 0.53087 | 418427
2016-03-16 14:00 | 0.47333 | 0.45518 | 426785
2016-03-16 15:00 | 0.79082 | 0.59434 | 430950
2016-03-16 16:00 | 0.82335 | 0.64398 | 433247
2016-03-16 17:00 | 0.81053 | 0.6515 | 436321
2016-03-16 18:00 | 0.79263 | 0.65144 | 440033
2016-03-16 19:00 | 0.77978 | 0.65346 | 441359
2016-03-16 20:00 | 0.78613 | 0.66255 | 442901
2016-03-16 21:00 | 0.78933 | 0.66644 | 445026
2016-03-16 22:00 | 0.75862 | 0.66123 | 443029
2016-03-16 23:00 | 0.60435 | 0.66257 | 444337
2016-03-17 | 0.2644 | 0.7068 | 450102
2016-03-17 01:00 | 0.0085605 | 0.74223 | 443752
2016-03-17 02:00 | 0 | 0.74649 | 425098
2016-03-17 03:00 | 0 | 0.71685 | 401834
2016-03-17 04:00 | 0 | 0.6628 | 379767
2016-03-17 05:00 | 0 | 0.61791 | 360361
2016-03-17 06:00 | 0 | 0.58389 | 347411
2016-03-17 07:00 | 0 | 0.56232 | 339963
2016-03-17 08:00 | 0 | 0.5424 | 339724
2016-03-17 09:00 | 0 | 0.52689 | 349694
2016-03-17 10:00 | 0 | 0.52401 | 376622
2016-03-17 11:00 | 0 | 0.51729 | 404862
2016-03-17 12:00 | 0 | 0.50015 | 416193
2016-03-17 13:00 | 0.099731 | 0.3482 | 422526
2016-03-17 14:00 | 0.47875 | 0.33009 | 428195
2016-03-17 15:00 | 0.79725 | 0.39627 | 431071
2016-03-17 16:00 | 0.82237 | 0.42243 | 431928
2016-03-17 17:00 | 0.80911 | 0.42359 | 433473
2016-03-17 18:00 | 0.79026 | 0.42043 | 433891
2016-03-17 19:00 | 0.77655 | 0.42063 | 433058
2016-03-17 20:00 | 0.78154 | 0.42222 | 432969
2016-03-17 21:00 | 0.78272 | 0.42391 | 433016
2016-03-17 22:00 | 0.748 | 0.42424 | 431528
2016-03-17 23:00 | 0.59449 | 0.43865 | 434635
2016-03-18 | 0.27421 | 0.49087 | 442171
2016-03-18 01:00 | 0.011316 | 0.51785 | 436010
2016-03-18 02:00 | 0 | 0.52282 | 419733
2016-03-18 03:00 | 0 | 0.51717 | 399149
2016-03-18 04:00 | 0 | 0.49515 | 378574
2016-03-18 05:00 | 0 | 0.4512 | 361172
2016-03-18 06:00 | 0 | 0.40726 | 348755
2016-03-18 07:00 | 0 | 0.37703 | 341577
2016-03-18 08:00 | 0 | 0.36461 | 341671
2016-03-18 09:00 | 0 | 0.35825 | 352041
2016-03-18 10:00 | 0 | 0.35313 | 378131
2016-03-18 11:00 | 0 | 0.34973 | 405393
2016-03-18 12:00 | 0 | 0.34107 | 416764
2016-03-18 13:00 | 0.072862 | 0.32077 | 422899
2016-03-18 14:00 | 0.43518 | 0.39003 | 428495
2016-03-18 15:00 | 0.75057 | 0.40952 | 430735
2016-03-18 16:00 | 0.79603 | 0.40156 | 430355
2016-03-18 17:00 | 0.80112 | 0.39095 | 430978
2016-03-18 18:00 | 0.79018 | 0.38826 | 430776
2016-03-18 19:00 | 0.78163 | 0.39922 | 429869
2016-03-18 20:00 | 0.79105 | 0.42106 | 427879
2016-03-18 21:00 | 0.79668 | 0.44126 | 426015
2016-03-18 22:00 | 0.76915 | 0.45503 | 423443
2016-03-18 23:00 | 0.62519 | 0.46091 | 426392
2016-03-19 | 0.27656 | 0.46484 | 431619
2016-03-19 01:00 | 0.012481 | 0.44399 | 426822
2016-03-19 02:00 | 0 | 0.41875 | 415031
2016-03-19 03:00 | 0 | 0.39998 | 397357
2016-03-19 04:00 | 0 | 0.37616 | 378153
2016-03-19 05:00 | 0 | 0.35257 | 362685
2016-03-19 06:00 | 0 | 0.33756 | 350609
2016-03-19 07:00 | 0 | 0.32685 | 342841
2016-03-19 08:00 | 0 | 0.32 | 340170
2016-03-19 09:00 | 0 | 0.31336 | 342388
2016-03-19 10:00 | 0 | 0.31341 | 351318
2016-03-19 11:00 | 0 | 0.31294 | 364242
2016-03-19 12:00 | 0 | 0.30395 | 379072
2016-03-19 13:00 | 0.11509 | 0.23649 | 393999
2016-03-19 14:00 | 0.4876 | 0.28939 | 404444
2016-03-19 15:00 | 0.77915 | 0.30229 | 407591
2016-03-19 16:00 | 0.81643 | 0.29401 | 406100
2016-03-19 17:00 | 0.81595 | 0.29552 | 401953
2016-03-19 18:00 | 0.79944 | 0.30878 | 396743
2016-03-19 19:00 | 0.78565 | 0.32631 | 392100
2016-03-19 20:00 | 0.78846 | 0.34131 | 390815
2016-03-19 21:00 | 0.78527 | 0.35024 | 392401
2016-03-19 22:00 | 0.74493 | 0.34812 | 394474
2016-03-19 23:00 | 0.57647 | 0.33534 | 401004
2016-03-20 | 0.25255 | 0.40094 | 411271
2016-03-20 01:00 | 0.013666 | 0.46782 | 411596
2016-03-20 02:00 | 0 | 0.46235 | 403284
2016-03-20 03:00 | 0 | 0.43094 | 390083
2016-03-20 04:00 | 0 | 0.39478 | 375309
2016-03-20 05:00 | 0 | 0.37225 | 362490
2016-03-20 06:00 | 0 | 0.3551 | 352719
2016-03-20 07:00 | 0 | 0.34449 | 346932
2016-03-20 08:00 | 0 | 0.3403 | 344382
2016-03-20 09:00 | 0 | 0.33353 | 347241
2016-03-20 10:00 | 0 | 0.32019 | 354367
2016-03-20 11:00 | 0 | 0.30562 | 366569
2016-03-20 12:00 | 0 | 0.27782 | 380362
2016-03-20 13:00 | 0.10565 | 0.1628 | 392900
2016-03-20 14:00 | 0.47482 | 0.13865 | 399596
2016-03-20 15:00 | 0.7565 | 0.11809 | 400534
2016-03-20 16:00 | 0.82762 | 0.10343 | 400810
2016-03-20 17:00 | 0.82344 | 0.088605 | 400102
2016-03-20 18:00 | 0.80854 | 0.080349 | 397444
2016-03-20 19:00 | 0.7974 | 0.078568 | 395478
2016-03-20 20:00 | 0.8028 | 0.079986 | 395877
2016-03-20 21:00 | 0.80291 | 0.080602 | 399662
2016-03-20 22:00 | 0.77442 | 0.076762 | 405572
2016-03-20 23:00 | 0.62439 | 0.10153 | 416082
2016-03-21 | 0.28832 | 0.2049 | 427870
2016-03-21 01:00 | 0.013208 | 0.37275 | 429768
2016-03-21 02:00 | 0 | 0.51933 | 419224
2016-03-21 03:00 | 0 | 0.60119 | 404100
2016-03-21 04:00 | 0 | 0.65206 | 386926
2016-03-21 05:00 | 0 | 0.67689 | 374439
2016-03-21 06:00 | 0 | 0.68924 | 366584
2016-03-21 07:00 | 0 | 0.70114 | 363565
2016-03-21 08:00 | 0 | 0.70856 | 367334
2016-03-21 09:00 | 0 | 0.69639 | 382061
2016-03-21 10:00 | 0 | 0.67715 | 414117
2016-03-21 11:00 | 0 | 0.66263 | 446242
2016-03-21 12:00 | 0 | 0.63804 | 459193
2016-03-21 13:00 | 0.084603 | 0.45243 | 458799
2016-03-21 14:00 | 0.47507 | 0.3878 | 454396
2016-03-21 15:00 | 0.67852 | 0.5317 | 448158
2016-03-21 16:00 | 0.73233 | 0.56957 | 440472
2016-03-21 17:00 | 0.73682 | 0.60291 | 433201
2016-03-21 18:00 | 0.72393 | 0.62105 | 426170
2016-03-21 19:00 | 0.71196 | 0.62974 | 420613
2016-03-21 20:00 | 0.70515 | 0.6337 | 417130
2016-03-21 21:00 | 0.68263 | 0.64065 | 417140
2016-03-21 22:00 | 0.61868 | 0.65108 | 419473
2016-03-21 23:00 | 0.48144 | 0.72125 | 429597
2016-03-22 | 0.20562 | 0.80819 | 443841
2016-03-22 01:00 | 0.013768 | 0.82556 | 443516
2016-03-22 02:00 | 0 | 0.80536 | 429343
2016-03-22 03:00 | 0 | 0.77631 | 409902
2016-03-22 04:00 | 0 | 0.75002 | 391147
2016-03-22 05:00 | 0 | 0.72676 | 378205
2016-03-22 06:00 | 0 | 0.71103 | 369958
2016-03-22 07:00 | 0 | 0.69644 | 367249
2016-03-22 08:00 | 0 | 0.67779 | 370148
2016-03-22 09:00 | 0 | 0.64854 | 384088
2016-03-22 10:00 | 0 | 0.62374 | 415444
2016-03-22 11:00 | 0 | 0.60372 | 444966
2016-03-22 12:00 | 0 | 0.58099 | 452497
2016-03-22 13:00 | 0.06923 | 0.48642 | 447072
2016-03-22 14:00 | 0.39707 | 0.41342 | 440164
2016-03-22 15:00 | 0.6225 | 0.40253 | 433376
2016-03-22 16:00 | 0.70842 | 0.42884 | 426274
2016-03-22 17:00 | 0.72425 | 0.44559 | 419962
2016-03-22 18:00 | 0.72324 | 0.45445 | 415490
2016-03-22 19:00 | 0.71969 | 0.472 | 410986
2016-03-22 20:00 | 0.72235 | 0.49698 | 408946
2016-03-22 21:00 | 0.7125 | 0.52396 | 409661
2016-03-22 22:00 | 0.65709 | 0.55496 | 411033
2016-03-22 23:00 | 0.54225 | 0.61616 | 417740
2016-03-23 | 0.27768 | 0.7139 | 429407
2016-03-23 01:00 | 0.024288 | 0.76447 | 427410
2016-03-23 02:00 | 0 | 0.77784 | 412169
2016-03-23 03:00 | 0 | 0.78309 | 392077
2016-03-23 04:00 | 0 | 0.78837 | 371435
2016-03-23 05:00 | 0 | 0.78503 | 355275
2016-03-23 06:00 | 0 | 0.77687 | 344743
2016-03-23 07:00 | 0 | 0.77337 | 338507
2016-03-23 08:00 | 0 | 0.77586 | 340284
2016-03-23 09:00 | 0 | 0.77125 | 351735
2016-03-23 10:00 | 0 | 0.7618 | 379557
2016-03-23 11:00 | 0 | 0.75988 | 406573
2016-03-23 12:00 | 9.67e-08 | 0.75883 | 417572
2016-03-23 13:00 | 0.097658 | 0.7442 | 420523
2016-03-23 14:00 | 0.43713 | 0.74006 | 423590
2016-03-23 15:00 | 0.69325 | 0.75738 | 423947
2016-03-23 16:00 | 0.78223 | 0.75533 | 421960
2016-03-23 17:00 | 0.78927 | 0.74865 | 421085
2016-03-23 18:00 | 0.7785 | 0.74016 | 420827
2016-03-23 19:00 | 0.76859 | 0.73868 | 420457
2016-03-23 20:00 | 0.77106 | 0.74345 | 421559
2016-03-23 21:00 | 0.76589 | 0.74666 | 423750
2016-03-23 22:00 | 0.73655 | 0.74369 | 424144
2016-03-23 23:00 | 0.61953 | 0.74081 | 428453
2016-03-24 | 0.35409 | 0.73479 | 436285
2016-03-24 01:00 | 0.02771 | 0.72463 | 431813
2016-03-24 02:00 | 0 | 0.70202 | 415184
2016-03-24 03:00 | 0 | 0.68986 | 393248
2016-03-24 04:00 | 0 | 0.69006 | 370780
2016-03-24 05:00 | 0 | 0.71397 | 353765
2016-03-24 06:00 | 0 | 0.74072 | 342199
2016-03-24 07:00 | 0 | 0.74874 | 335265
2016-03-24 08:00 | 0 | 0.74416 | 334414
2016-03-24 09:00 | 0 | 0.73375 | 344570
2016-03-24 10:00 | 0 | 0.71309 | 369985
2016-03-24 11:00 | 0 | 0.6831 | 397052
2016-03-24 12:00 | 2.26e-06 | 0.64913 | 410677
2016-03-24 13:00 | 0.12014 | 0.53282 | 417690
2016-03-24 14:00 | 0.51547 | 0.51032 | 424441
2016-03-24 15:00 | 0.81388 | 0.50454 | 426778
2016-03-24 16:00 | 0.85689 | 0.47485 | 426376
2016-03-24 17:00 | 0.85134 | 0.43961 | 425775
2016-03-24 18:00 | 0.83046 | 0.40342 | 424162
2016-03-24 19:00 | 0.81321 | 0.36747 | 422130
2016-03-24 20:00 | 0.81334 | 0.33007 | 421635
2016-03-24 21:00 | 0.8064 | 0.29549 | 422036
2016-03-24 22:00 | 0.76854 | 0.26655 | 421562
2016-03-24 23:00 | 0.64181 | 0.25429 | 424048
2016-03-25 | 0.33885 | 0.33479 | 429148
2016-03-25 01:00 | 0.029002 | 0.42032 | 426822
2016-03-25 02:00 | 0 | 0.49966 | 411393
2016-03-25 03:00 | 0 | 0.55927 | 391348
2016-03-25 04:00 | 0 | 0.58994 | 370618
2016-03-25 05:00 | 0 | 0.59172 | 353765
2016-03-25 06:00 | 0 | 0.57554 | 342034
2016-03-25 07:00 | 0 | 0.55317 | 335251
2016-03-25 08:00 | 0 | 0.53047 | 334299
2016-03-25 09:00 | 0 | 0.51296 | 340714
2016-03-25 10:00 | 0 | 0.50189 | 358380
2016-03-25 11:00 | 0 | 0.50086 | 380796
2016-03-25 12:00 | 4.3e-06 | 0.48732 | 397205
2016-03-25 13:00 | 0.10721 | 0.32589 | 410507
2016-03-25 14:00 | 0.50987 | 0.29951 | 419029
2016-03-25 15:00 | 0.74584 | 0.45695 | 420350
2016-03-25 16:00 | 0.78028 | 0.47915 | 417424
2016-03-25 17:00 | 0.78702 | 0.46711 | 413151
2016-03-25 18:00 | 0.77783 | 0.45696 | 409258
2016-03-25 19:00 | 0.76559 | 0.4523 | 405291
2016-03-25 20:00 | 0.76501 | 0.45435 | 402461
2016-03-25 21:00 | 0.75487 | 0.47036 | 401640
2016-03-25 22:00 | 0.71053 | 0.49718 | 399619
2016-03-25 23:00 | 0.59164 | 0.55468 | 400658
2016-03-26 | 0.32189 | 0.64549 | 407842
2016-03-26 01:00 | 0.030742 | 0.66823 | 406429
2016-03-26 02:00 | 0 | 0.66325 | 396327
2016-03-26 03:00 | 0 | 0.64395 | 381589
2016-03-26 04:00 | 0 | 0.60896 | 365218
2016-03-26 05:00 | 0 | 0.57102 | 350691
2016-03-26 06:00 | 0 | 0.53582 | 340886
2016-03-26 07:00 | 0 | 0.50615 | 333906
2016-03-26 08:00 | 0 | 0.48604 | 331611
2016-03-26 09:00 | 0 | 0.46936 | 334220
2016-03-26 10:00 | 0 | 0.45182 | 342424
2016-03-26 11:00 | 0 | 0.43857 | 354664
2016-03-26 12:00 | 1.08e-05 | 0.40699 | 369423
2016-03-26 13:00 | 0.099074 | 0.34338 | 382245
2016-03-26 14:00 | 0.48158 | 0.35949 | 389687
2016-03-26 15:00 | 0.75002 | 0.35343 | 391379
2016-03-26 16:00 | 0.78258 | 0.31691 | 389794
2016-03-26 17:00 | 0.7895 | 0.27984 | 385681
2016-03-26 18:00 | 0.77981 | 0.25716 | 381045
2016-03-26 19:00 | 0.76697 | 0.24441 | 378689
2016-03-26 20:00 | 0.76149 | 0.2371 | 378613
2016-03-26 21:00 | 0.74797 | 0.23025 | 380015
2016-03-26 22:00 | 0.70987 | 0.2299 | 382175
2016-03-26 23:00 | 0.59783 | 0.254 | 387402
2016-03-27 | 0.34871 | 0.34118 | 397354
2016-03-27 01:00 | 0.032405 | 0.39886 | 397754
2016-03-27 02:00 | 0 | 0.42624 | 389218
2016-03-27 03:00 | 0 | 0.4471 | 375683
2016-03-27 04:00 | 0 | 0.45505 | 359203
2016-03-27 05:00 | 0 | 0.46959 | 343173
2016-03-27 06:00 | 0 | 0.48635 | 331201
2016-03-27 07:00 | 0 | 0.49493 | 323577
2016-03-27 08:00 | 0 | 0.50239 | 320006
2016-03-27 09:00 | 0 | 0.50656 | 321002
2016-03-27 10:00 | 0 | 0.5027 | 326695
2016-03-27 11:00 | 0 | 0.48262 | 335550
2016-03-27 12:00 | 1.96e-05 | 0.44359 | 350038
2016-03-27 13:00 | 0.17421 | 0.2946 | 364893
2016-03-27 14:00 | 0.53376 | 0.22449 | 373526
2016-03-27 15:00 | 0.75593 | 0.22582 | 376118
2016-03-27 16:00 | 0.82464 | 0.20706 | 376696
2016-03-27 17:00 | 0.83248 | 0.18389 | 374050
2016-03-27 18:00 | 0.81661 | 0.17155 | 369424
2016-03-27 19:00 | 0.80371 | 0.1685 | 366593
2016-03-27 20:00 | 0.80266 | 0.1712 | 365917
2016-03-27 21:00 | 0.79372 | 0.17163 | 366194
2016-03-27 22:00 | 0.75906 | 0.16203 | 369738
2016-03-27 23:00 | 0.6291 | 0.14563 | 378549
2016-03-28 | 0.33293 | 0.17874 | 389831
2016-03-28 01:00 | 0.027293 | 0.26863 | 391812
2016-03-28 02:00 | 0 | 0.39423 | 382930
2016-03-28 03:00 | 0 | 0.51946 | 368065
2016-03-28 04:00 | 0 | 0.61095 | 350485
2016-03-28 05:00 | 0 | 0.65118 | 337077
2016-03-28 06:00 | 0 | 0.66844 | 328173
2016-03-28 07:00 | 0 | 0.667 | 323301
2016-03-28 08:00 | 0 | 0.65077 | 324491
2016-03-28 09:00 | 0 | 0.61352 | 337024
2016-03-28 10:00 | 0 | 0.57211 | 363343
2016-03-28 11:00 | 0 | 0.53721 | 392770
2016-03-28 12:00 | 3.59e-05 | 0.49832 | 410892
2016-03-28 13:00 | 0.15934 | 0.28412 | 421543
2016-03-28 14:00 | 0.45115 | 0.16615 | 429601
2016-03-28 15:00 | 0.62947 | 0.25324 | 432761
2016-03-28 16:00 | 0.67901 | 0.3432 | 432650
2016-03-28 17:00 | 0.69209 | 0.36358 | 432249
2016-03-28 18:00 | 0.68845 | 0.36643 | 431364
2016-03-28 19:00 | 0.67649 | 0.37254 | 429831
2016-03-28 20:00 | 0.66255 | 0.38502 | 428490
2016-03-28 21:00 | 0.63301 | 0.40629 | 429216
2016-03-28 22:00 | 0.57622 | 0.44064 | 428639
2016-03-28 23:00 | 0.45245 | 0.53313 | 430926
2016-03-29 | 0.22162 | 0.72946 | 437328
2016-03-29 01:00 | 0.025598 | 0.81475 | 433906
2016-03-29 02:00 | 0 | 0.84275 | 417820
2016-03-29 03:00 | 0 | 0.84903 | 396910
2016-03-29 04:00 | 0 | 0.83263 | 375069
2016-03-29 05:00 | 0 | 0.80619 | 359006
2016-03-29 06:00 | 0 | 0.77068 | 348076
2016-03-29 07:00 | 0 | 0.72998 | 342509
2016-03-29 08:00 | 0 | 0.69392 | 342496
2016-03-29 09:00 | 0 | 0.66328 | 353594
2016-03-29 10:00 | 0 | 0.64833 | 381057
2016-03-29 11:00 | 0 | 0.6392 | 409016
2016-03-29 12:00 | 2.38e-05 | 0.61178 | 421276
2016-03-29 13:00 | 0.11542 | 0.44337 | 426116
2016-03-29 14:00 | 0.42148 | 0.4269 | 430112
2016-03-29 15:00 | 0.63324 | 0.57523 | 429882
2016-03-29 16:00 | 0.69179 | 0.62286 | 426445
2016-03-29 17:00 | 0.7061 | 0.65843 | 423530
2016-03-29 18:00 | 0.6982 | 0.68548 | 419707
2016-03-29 19:00 | 0.68492 | 0.70206 | 414668
2016-03-29 20:00 | 0.66905 | 0.7107 | 411618
2016-03-29 21:00 | 0.63515 | 0.71961 | 410978
2016-03-29 22:00 | 0.55425 | 0.74026 | 411659
2016-03-29 23:00 | 0.4037 | 0.76524 | 416763
2016-03-30 | 0.21613 | 0.77773 | 428876
2016-03-30 01:00 | 0.028195 | 0.77974 | 426869
2016-03-30 02:00 | 0 | 0.7737 | 411229
2016-03-30 03:00 | 0 | 0.76011 | 391943
2016-03-30 04:00 | 0 | 0.73758 | 373299
2016-03-30 05:00 | 0 | 0.71201 | 358903
2016-03-30 06:00 | 0 | 0.68761 | 348692
2016-03-30 07:00 | 0 | 0.65931 | 343985
2016-03-30 08:00 | 0 | 0.64154 | 345324
2016-03-30 09:00 | 0 | 0.63297 | 354962
2016-03-30 10:00 | 0 | 0.63587 | 382679
2016-03-30 11:00 | 0 | 0.63763 | 409373
2016-03-30 12:00 | 2.25e-05 | 0.62837 | 419980
2016-03-30 13:00 | 0.11639 | 0.51875 | 423396
2016-03-30 14:00 | 0.4599 | 0.48637 | 425989
2016-03-30 15:00 | 0.70717 | 0.50785 | 425878
2016-03-30 16:00 | 0.7562 | 0.53168 | 423641
2016-03-30 17:00 | 0.75533 | 0.5393 | 422023
2016-03-30 18:00 | 0.74534 | 0.54699 | 419795
2016-03-30 19:00 | 0.73461 | 0.54985 | 420096
2016-03-30 20:00 | 0.73137 | 0.55505 | 419362
2016-03-30 21:00 | 0.71963 | 0.56184 | 420230
2016-03-30 22:00 | 0.68629 | 0.5592 | 421131
2016-03-30 23:00 | 0.57512 | 0.56433 | 425611
2016-03-31 | 0.33737 | 0.60333 | 434380
2016-03-31 01:00 | 0.048423 | 0.61564 | 429456
2016-03-31 02:00 | 0 | 0.61699 | 412312
2016-03-31 03:00 | 0 | 0.62069 | 392062
2016-03-31 04:00 | 0 | 0.62931 | 370608
2016-03-31 05:00 | 0 | 0.63467 | 354013
2016-03-31 06:00 | 0 | 0.63147 | 341985
2016-03-31 07:00 | 0 | 0.61948 | 334931
2016-03-31 08:00 | 0 | 0.61723 | 334585
2016-03-31 09:00 | 0 | 0.60244 | 343135
2016-03-31 10:00 | 0 | 0.58083 | 366257
2016-03-31 11:00 | 0 | 0.56716 | 392250
2016-03-31 12:00 | 8.57e-05 | 0.54355 | 405935
2016-03-31 13:00 | 0.17681 | 0.48078 | 415097
2016-03-31 14:00 | 0.51824 | 0.55387 | 424306
2016-03-31 15:00 | 0.7487 | 0.57016 | 429177
2016-03-31 16:00 | 0.80985 | 0.57258 | 430678
2016-03-31 17:00 | 0.80772 | 0.57002 | 432261
2016-03-31 18:00 | 0.78671 | 0.56939 | 433513
2016-03-31 19:00 | 0.76381 | 0.57165 | 433019
2016-03-31 20:00 | 0.74799 | 0.57893 | 433947
2016-03-31 21:00 | 0.7194 | 0.58571 | 435573
2016-03-31 22:00 | 0.65811 | 0.59 | 434337
2016-03-31 23:00 | 0.53924 | 0.58517 | 435426
2016-04-01 | 0.31714 | 0.5966 | 439296
2016-04-01 01:00 | 0.051001 | 0.65921 | 434590
2016-04-01 02:00 | 1.72e-07 | 0.67166 | 417220
2016-04-01 03:00 | 0 | 0.65244 | 396361
2016-04-01 04:00 | 0 | 0.63952 | 373765
2016-04-01 05:00 | 0 | 0.62403 | 355606
2016-04-01 06:00 | 0 | 0.60046 | 342598
2016-04-01 07:00 | 0 | 0.5832 | 334101
2016-04-01 08:00 | 0 | 0.56041 | 332912
2016-04-01 09:00 | 0 | 0.54163 | 340789
2016-04-01 10:00 | 0 | 0.53431 | 363022
2016-04-01 11:00 | 0 | 0.52717 | 389519
2016-04-01 12:00 | 2.88e-05 | 0.48394 | 404981
2016-04-01 13:00 | 0.11849 | 0.42564 | 416209
2016-04-01 14:00 | 0.50643 | 0.53191 | 425683
2016-04-01 15:00 | 0.71205 | 0.55328 | 430139
2016-04-01 16:00 | 0.80358 | 0.53229 | 430453
2016-04-01 17:00 | 0.80649 | 0.52367 | 429766
2016-04-01 18:00 | 0.79711 | 0.53685 | 427550
2016-04-01 19:00 | 0.78676 | 0.57278 | 424573
2016-04-01 20:00 | 0.79112 | 0.6198 | 421807
2016-04-01 21:00 | 0.79026 | 0.65705 | 419340
2016-04-01 22:00 | 0.76968 | 0.661 | 415624
2016-04-01 23:00 | 0.66955 | 0.61496 | 414611
2016-04-02 | 0.43002 | 0.58274 | 419217
2016-04-02 01:00 | 0.057277 | 0.61196 | 416423
2016-04-02 02:00 | 4.28e-07 | 0.6101 | 404928
2016-04-02 03:00 | 0 | 0.62194 | 388010
2016-04-02 04:00 | 0 | 0.63792 | 368271
2016-04-02 05:00 | 0 | 0.64176 | 353021
2016-04-02 06:00 | 0 | 0.64462 | 341050
2016-04-02 07:00 | 0 | 0.65186 | 332783
2016-04-02 08:00 | 0 | 0.66623 | 329988
2016-04-02 09:00 | 0 | 0.68346 | 333243
2016-04-02 10:00 | 0 | 0.70578 | 342208
2016-04-02 11:00 | 0 | 0.72345 | 355236
2016-04-02 12:00 | 0.00010103 | 0.70906 | 369959
2016-04-02 13:00 | 0.17573 | 0.4925 | 384596
2016-04-02 14:00 | 0.59396 | 0.37497 | 393724
2016-04-02 15:00 | 0.78576 | 0.42251 | 396754
2016-04-02 16:00 | 0.87259 | 0.47457 | 394001
2016-04-02 17:00 | 0.8741 | 0.45233 | 389895
2016-04-02 18:00 | 0.8589 | 0.41807 | 385511
2016-04-02 19:00 | 0.84832 | 0.3895 | 381717
2016-04-02 20:00 | 0.85337 | 0.37077 | 380927
2016-04-02 21:00 | 0.85416 | 0.35297 | 382002
2016-04-02 22:00 | 0.82824 | 0.33309 | 383591
2016-04-02 23:00 | 0.71102 | 0.29737 | 388056
2016-04-03 | 0.42536 | 0.32238 | 397214
2016-04-03 01:00 | 0.055891 | 0.38622 | 399248
2016-04-03 02:00 | 7.32e-08 | 0.47334 | 390446
2016-04-03 03:00 | 0 | 0.58523 | 377150
2016-04-03 04:00 | 0 | 0.72924 | 361280
2016-04-03 05:00 | 0 | 0.81261 | 347844
2016-04-03 06:00 | 0 | 0.8602 | 338151
2016-04-03 07:00 | 0 | 0.88614 | 332824
2016-04-03 08:00 | 0 | 0.89528 | 331348
2016-04-03 09:00 | 0 | 0.88984 | 333588
2016-04-03 10:00 | 0 | 0.87702 | 341431
2016-04-03 11:00 | 0 | 0.86846 | 351983
2016-04-03 12:00 | 9.98e-05 | 0.83597 | 364633
2016-04-03 13:00 | 0.17905 | 0.57106 | 374386
2016-04-03 14:00 | 0.56789 | 0.42557 | 378868
2016-04-03 15:00 | 0.74745 | 0.56184 | 378196
2016-04-03 16:00 | 0.84739 | 0.65207 | 377267
2016-04-03 17:00 | 0.84977 | 0.6765 | 375638
2016-04-03 18:00 | 0.83207 | 0.68132 | 373692
2016-04-03 19:00 | 0.81972 | 0.68431 | 372138
2016-04-03 20:00 | 0.82077 | 0.68366 | 374893
2016-04-03 21:00 | 0.81629 | 0.68391 | 380097
2016-04-03 22:00 | 0.77984 | 0.67603 | 386300
2016-04-03 23:00 | 0.65318 | 0.67566 | 393963
2016-04-04 | 0.38197 | 0.70953 | 405691
2016-04-04 01:00 | 0.048543 | 0.75585 | 406544
2016-04-04 02:00 | 2.43e-06 | 0.75368 | 393610
2016-04-04 03:00 | 0 | 0.71619 | 376446
2016-04-04 04:00 | 0 | 0.65417 | 357190
2016-04-04 05:00 | 0 | 0.58642 | 342504
2016-04-04 06:00 | 0 | 0.53003 | 332944
2016-04-04 07:00 | 0 | 0.48581 | 327624
2016-04-04 08:00 | 0 | 0.45391 | 328757
2016-04-04 09:00 | 0 | 0.42258 | 342155
2016-04-04 10:00 | 0 | 0.40122 | 371782
2016-04-04 11:00 | 0 | 0.39269 | 399995
2016-04-04 12:00 | 0.00010661 | 0.34851 | 411957
2016-04-04 13:00 | 0.22007 | 0.19413 | 417396
2016-04-04 14:00 | 0.51159 | 0.12219 | 422326
2016-04-04 15:00 | 0.70158 | 0.13833 | 424961
2016-04-04 16:00 | 0.79367 | 0.15075 | 426317
2016-04-04 17:00 | 0.80543 | 0.14297 | 428527
2016-04-04 18:00 | 0.79267 | 0.14008 | 430624
2016-04-04 19:00 | 0.78025 | 0.14504 | 432786
2016-04-04 20:00 | 0.77527 | 0.15647 | 436918
2016-04-04 21:00 | 0.75925 | 0.17012 | 441503
2016-04-04 22:00 | 0.70977 | 0.19388 | 444042
2016-04-04 23:00 | 0.59772 | 0.26271 | 445816
2016-04-05 | 0.35436 | 0.53783 | 451312
2016-04-05 01:00 | 0.058307 | 0.72267 | 446412
2016-04-05 02:00 | 4.72e-06 | 0.80118 | 427575
2016-04-05 03:00 | 0 | 0.83682 | 404221
2016-04-05 04:00 | 0 | 0.85382 | 382051
2016-04-05 05:00 | 0 | 0.85653 | 364334
2016-04-05 06:00 | 0 | 0.84564 | 352651
2016-04-05 07:00 | 0 | 0.82941 | 345982
2016-04-05 08:00 | 0 | 0.81685 | 346231
2016-04-05 09:00 | 0 | 0.79776 | 359065
2016-04-05 10:00 | 0 | 0.78683 | 388043
2016-04-05 11:00 | 0 | 0.78126 | 415330
2016-04-05 12:00 | 0.0001286 | 0.74126 | 425343
2016-04-05 13:00 | 0.20167 | 0.60423 | 429582
2016-04-05 14:00 | 0.55182 | 0.64645 | 433786
2016-04-05 15:00 | 0.74602 | 0.78578 | 434652
2016-04-05 16:00 | 0.83219 | 0.82691 | 433606
2016-04-05 17:00 | 0.82441 | 0.81718 | 433699
2016-04-05 18:00 | 0.80344 | 0.8147 | 433874
2016-04-05 19:00 | 0.78887 | 0.81738 | 434463
2016-04-05 20:00 | 0.78866 | 0.81742 | 436496
2016-04-05 21:00 | 0.78236 | 0.82444 | 440088
2016-04-05 22:00 | 0.74996 | 0.83566 | 442738
2016-04-05 23:00 | 0.63945 | 0.84208 | 446832
2016-04-06 | 0.3941 | 0.85733 | 457670
2016-04-06 01:00 | 0.062109 | 0.85712 | 455270
2016-04-06 02:00 | 8.92e-06 | 0.8534 | 437545
2016-04-06 03:00 | 0 | 0.8522 | 414687
2016-04-06 04:00 | 0 | 0.84169 | 394336
2016-04-06 05:00 | 0 | 0.82836 | 377399
2016-04-06 06:00 | 0 | 0.82141 | 365727
2016-04-06 07:00 | 0 | 0.81901 | 359665
2016-04-06 08:00 | 0 | 0.81459 | 359740
2016-04-06 09:00 | 0 | 0.8111 | 370546
2016-04-06 10:00 | 0 | 0.80653 | 398678
2016-04-06 11:00 | 0 | 0.80685 | 423477
2016-04-06 12:00 | 0.00015019 | 0.78205 | 429642
2016-04-06 13:00 | 0.21234 | 0.66023 | 430930
2016-04-06 14:00 | 0.5942 | 0.75148 | 432890
2016-04-06 15:00 | 0.7966 | 0.7839 | 432338
2016-04-06 16:00 | 0.86568 | 0.77144 | 430134
2016-04-06 17:00 | 0.87043 | 0.76529 | 429355
2016-04-06 18:00 | 0.85462 | 0.7634 | 429714
2016-04-06 19:00 | 0.84124 | 0.76361 | 429632
2016-04-06 20:00 | 0.84157 | 0.76229 | 432251
2016-04-06 21:00 | 0.83644 | 0.75296 | 435366
2016-04-06 22:00 | 0.80668 | 0.72749 | 438344
2016-04-06 23:00 | 0.68773 | 0.6696 | 443182
2016-04-07 | 0.41791 | 0.62558 | 448526
2016-04-07 01:00 | 0.058264 | 0.57415 | 443024
2016-04-07 02:00 | 9.22e-06 | 0.54059 | 424750
2016-04-07 03:00 | 0 | 0.54152 | 401619
2016-04-07 04:00 | 0 | 0.57265 | 378658
2016-04-07 05:00 | 0 | 0.61934 | 361094
2016-04-07 06:00 | 0 | 0.67869 | 348949
2016-04-07 07:00 | 0 | 0.71883 | 342122
2016-04-07 08:00 | 0 | 0.73334 | 341886
2016-04-07 09:00 | 0 | 0.74586 | 350117
2016-04-07 10:00 | 0 | 0.7553 | 376991
2016-04-07 11:00 | 0 | 0.75134 | 403392
2016-04-07 12:00 | 0.00018077 | 0.70288 | 414841
2016-04-07 13:00 | 0.18455 | 0.51539 | 421774
2016-04-07 14:00 | 0.45268 | 0.57038 | 428430
2016-04-07 15:00 | 0.61169 | 0.67892 | 431891
2016-04-07 16:00 | 0.69391 | 0.69699 | 433514
2016-04-07 17:00 | 0.71785 | 0.69419 | 435105
2016-04-07 18:00 | 0.71653 | 0.69293 | 436583
2016-04-07 19:00 | 0.70349 | 0.69456 | 438358
2016-04-07 20:00 | 0.69156 | 0.69829 | 441584
2016-04-07 21:00 | 0.66178 | 0.70206 | 444346
2016-04-07 22:00 | 0.59484 | 0.70377 | 443858
2016-04-07 23:00 | 0.46479 | 0.70405 | 443415
2016-04-08 | 0.26294 | 0.73273 | 447159
2016-04-08 01:00 | 0.034304 | 0.81498 | 442404
2016-04-08 02:00 | 6.17e-06 | 0.79935 | 424868
2016-04-08 03:00 | 0 | 0.74673 | 402749
2016-04-08 04:00 | 0 | 0.66113 | 380965
2016-04-08 05:00 | 0 | 0.57212 | 363625
2016-04-08 06:00 | 0 | 0.49886 | 351875
2016-04-08 07:00 | 0 | 0.45246 | 345250
2016-04-08 08:00 | 0 | 0.42976 | 345398
2016-04-08 09:00 | 0 | 0.41255 | 355321
2016-04-08 10:00 | 0 | 0.40299 | 380433
2016-04-08 11:00 | 0 | 0.40403 | 404672
2016-04-08 12:00 | 0.00019621 | 0.37346 | 414752
2016-04-08 13:00 | 0.13043 | 0.28726 | 420576
2016-04-08 14:00 | 0.32893 | 0.35974 | 426123
2016-04-08 15:00 | 0.47923 | 0.40847 | 429033
2016-04-08 16:00 | 0.56504 | 0.40638 | 428742
2016-04-08 17:00 | 0.60355 | 0.39529 | 428449
2016-04-08 18:00 | 0.60945 | 0.38606 | 428302
2016-04-08 19:00 | 0.60158 | 0.37855 | 426825
2016-04-08 20:00 | 0.58587 | 0.3712 | 426716
2016-04-08 21:00 | 0.54238 | 0.36412 | 426130
2016-04-08 22:00 | 0.47103 | 0.35499 | 423852
2016-04-08 23:00 | 0.34663 | 0.34678 | 422141
2016-04-09 | 0.18013 | 0.40102 | 427867
2016-04-09 01:00 | 0.017252 | 0.58222 | 426624
2016-04-09 02:00 | 9.18e-08 | 0.65128 | 415274
2016-04-09 03:00 | 0 | 0.6558 | 399143
2016-04-09 04:00 | 0 | 0.62961 | 381061
2016-04-09 05:00 | 0 | 0.60126 | 367048
2016-04-09 06:00 | 0 | 0.58213 | 356187
2016-04-09 07:00 | 0 | 0.56636 | 349844
2016-04-09 08:00 | 0 | 0.55456 | 347363
2016-04-09 09:00 | 0 | 0.53678 | 351170
2016-04-09 10:00 | 0 | 0.52376 | 359217
2016-04-09 11:00 | 0 | 0.51988 | 369960
2016-04-09 12:00 | 0.0002203 | 0.50067 | 383239
2016-04-09 13:00 | 0.16668 | 0.49479 | 394503
2016-04-09 14:00 | 0.43552 | 0.50625 | 402159
2016-04-09 15:00 | 0.61325 | 0.53502 | 404535
2016-04-09 16:00 | 0.6776 | 0.56914 | 403425
2016-04-09 17:00 | 0.68742 | 0.60684 | 401764
2016-04-09 18:00 | 0.68223 | 0.64243 | 399211
2016-04-09 19:00 | 0.67524 | 0.67793 | 396576
2016-04-09 20:00 | 0.66736 | 0.70616 | 396480
2016-04-09 21:00 | 0.6397 | 0.73082 | 396600
2016-04-09 22:00 | 0.57814 | 0.74874 | 397334
2016-04-09 23:00 | 0.46216 | 0.76334 | 400185
2016-04-10 | 0.26481 | 0.82262 | 410290
2016-04-10 01:00 | 0.025691 | 0.88353 | 412863
2016-04-10 02:00 | 1.24e-07 | 0.91312 | 404305
2016-04-10 03:00 | 0 | 0.91207 | 391068
2016-04-10 04:00 | 0 | 0.8937 | 376051
2016-04-10 05:00 | 0 | 0.87162 | 363926
2016-04-10 06:00 | 0 | 0.84217 | 354621
2016-04-10 07:00 | 0 | 0.81261 | 348915
2016-04-10 08:00 | 0 | 0.78544 | 347315
2016-04-10 09:00 | 0 | 0.76987 | 348954
2016-04-10 10:00 | 0 | 0.75326 | 354885
2016-04-10 11:00 | 0 | 0.73253 | 362477
2016-04-10 12:00 | 0.0004577 | 0.64839 | 371109
2016-04-10 13:00 | 0.21617 | 0.51696 | 379666
2016-04-10 14:00 | 0.47058 | 0.58866 | 385109
2016-04-10 15:00 | 0.64559 | 0.62437 | 386806
2016-04-10 16:00 | 0.70336 | 0.61651 | 388802
2016-04-10 17:00 | 0.70245 | 0.59713 | 388882
2016-04-10 18:00 | 0.68632 | 0.5822 | 388785
2016-04-10 19:00 | 0.66099 | 0.57585 | 388616
2016-04-10 20:00 | 0.63296 | 0.57706 | 391078
2016-04-10 21:00 | 0.5837 | 0.58005 | 395313
2016-04-10 22:00 | 0.49806 | 0.58817 | 399719
2016-04-10 23:00 | 0.37786 | 0.61608 | 405711
2016-04-11 | 0.20409 | 0.68183 | 416358
2016-04-11 01:00 | 0.041129 | 0.72508 | 415376
2016-04-11 02:00 | 1.79e-06 | 0.69799 | 401510
2016-04-11 03:00 | 0 | 0.65286 | 383794
2016-04-11 04:00 | 0 | 0.62684 | 365234
2016-04-11 05:00 | 0 | 0.6089 | 350424
2016-04-11 06:00 | 0 | 0.60477 | 340447
2016-04-11 07:00 | 0 | 0.58893 | 335183
2016-04-11 08:00 | 0 | 0.57633 | 337219
2016-04-11 09:00 | 0 | 0.5399 | 348728
2016-04-11 10:00 | 0 | 0.49536 | 376332
2016-04-11 11:00 | 0 | 0.4863 | 402260
2016-04-11 12:00 | 0.0003739 | 0.42693 | 414026
2016-04-11 13:00 | 0.20326 | 0.42161 | 421216
2016-04-11 14:00 | 0.48129 | 0.46264 | 427489
2016-04-11 15:00 | 0.67303 | 0.45591 | 430492
2016-04-11 16:00 | 0.74956 | 0.42682 | 430721
2016-04-11 17:00 | 0.75109 | 0.39298 | 431134
2016-04-11 18:00 | 0.73532 | 0.36103 | 431481
2016-04-11 19:00 | 0.72218 | 0.33781 | 431842
2016-04-11 20:00 | 0.71725 | 0.32411 | 432855
2016-04-11 21:00 | 0.70064 | 0.31103 | 434795
2016-04-11 22:00 | 0.65612 | 0.29475 | 434879
2016-04-11 23:00 | 0.54715 | 0.27291 | 435622
2016-04-12 | 0.34327 | 0.30642 | 440493
2016-04-12 01:00 | 0.070271 | 0.44416 | 436390
2016-04-12 02:00 | 1.99e-05 | 0.52991 | 419168
2016-04-12 03:00 | 0 | 0.52932 | 396397
2016-04-12 04:00 | 0 | 0.51495 | 375364
2016-04-12 05:00 | 0 | 0.49538 | 357673
2016-04-12 06:00 | 0 | 0.46568 | 345682
2016-04-12 07:00 | 0 | 0.4359 | 339401
2016-04-12 08:00 | 0 | 0.41818 | 339616
2016-04-12 09:00 | 0 | 0.41676 | 349814
2016-04-12 10:00 | 0 | 0.41895 | 376869
2016-04-12 11:00 | 0 | 0.41919 | 402783
2016-04-12 12:00 | 0.00089368 | 0.3705 | 414108
2016-04-12 13:00 | 0.17864 | 0.23714 | 420206
2016-04-12 14:00 | 0.49726 | 0.28421 | 426478
2016-04-12 15:00 | 0.66926 | 0.31718 | 428627
2016-04-12 16:00 | 0.72638 | 0.31635 | 428801
2016-04-12 17:00 | 0.7205 | 0.30342 | 429079
2016-04-12 18:00 | 0.70355 | 0.28778 | 428016
2016-04-12 19:00 | 0.68628 | 0.27533 | 426659
2016-04-12 20:00 | 0.67266 | 0.26442 | 426407
2016-04-12 21:00 | 0.64645 | 0.25433 | 426789
2016-04-12 22:00 | 0.60005 | 0.24895 | 425314
2016-04-12 23:00 | 0.49889 | 0.27171 | 426837
2016-04-13 | 0.33825 | 0.39039 | 437655
2016-04-13 01:00 | 0.085677 | 0.5207 | 436961
2016-04-13 02:00 | 2.04e-05 | 0.54957 | 419995
2016-04-13 03:00 | 0 | 0.54558 | 397238
2016-04-13 04:00 | 0 | 0.53766 | 376195
2016-04-13 05:00 | 0 | 0.5279 | 360619
2016-04-13 06:00 | 0 | 0.51844 | 349758
2016-04-13 07:00 | 0 | 0.49861 | 344004
2016-04-13 08:00 | 0 | 0.47599 | 343734
2016-04-13 09:00 | 0 | 0.45023 | 355247
2016-04-13 10:00 | 0 | 0.41998 | 383845
2016-04-13 11:00 | 0 | 0.39182 | 408309
2016-04-13 12:00 | 0.0020192 | 0.315 | 416018
2016-04-13 13:00 | 0.22167 | 0.15617 | 419496
2016-04-13 14:00 | 0.56059 | 0.13761 | 422022
2016-04-13 15:00 | 0.72045 | 0.20522 | 422677
2016-04-13 16:00 | 0.78642 | 0.22584 | 421635
2016-04-13 17:00 | 0.78653 | 0.22622 | 421421
2016-04-13 18:00 | 0.77901 | 0.23298 | 420318
2016-04-13 19:00 | 0.77395 | 0.24309 | 419147
2016-04-13 20:00 | 0.77322 | 0.2514 | 419580
2016-04-13 21:00 | 0.76472 | 0.25162 | 420450
2016-04-13 22:00 | 0.72679 | 0.25585 | 420714
2016-04-13 23:00 | 0.6212 | 0.29751 | 423466
2016-04-14 | 0.42727 | 0.47007 | 433333
2016-04-14 01:00 | 0.10057 | 0.64702 | 431857
2016-04-14 02:00 | 6.1e-05 | 0.7007 | 415238
2016-04-14 03:00 | 0 | 0.69854 | 393102
2016-04-14 04:00 | 0 | 0.68032 | 373006
2016-04-14 05:00 | 0 | 0.65008 | 358223
2016-04-14 06:00 | 0 | 0.60878 | 347343
2016-04-14 07:00 | 0 | 0.56162 | 341993
2016-04-14 08:00 | 0 | 0.51381 | 341746
2016-04-14 09:00 | 0 | 0.46433 | 352742
2016-04-14 10:00 | 0 | 0.42398 | 380747
2016-04-14 11:00 | 0 | 0.39349 | 404590
2016-04-14 12:00 | 0.0011141 | 0.32985 | 413020
2016-04-14 13:00 | 0.27098 | 0.20115 | 416572
2016-04-14 14:00 | 0.60336 | 0.22237 | 420562
2016-04-14 15:00 | 0.75834 | 0.32117 | 422502
2016-04-14 16:00 | 0.83644 | 0.37763 | 423006
2016-04-14 17:00 | 0.83717 | 0.42074 | 424556
2016-04-14 18:00 | 0.82043 | 0.46297 | 425327
2016-04-14 19:00 | 0.80748 | 0.50692 | 425102
2016-04-14 20:00 | 0.80453 | 0.54742 | 425819
2016-04-14 21:00 | 0.79345 | 0.57883 | 426379
2016-04-14 22:00 | 0.75339 | 0.60199 | 425115
2016-04-14 23:00 | 0.65115 | 0.6402 | 426133
2016-04-15 | 0.43706 | 0.74127 | 434114
2016-04-15 01:00 | 0.111 | 0.83564 | 432498
2016-04-15 02:00 | 7.57e-05 | 0.84661 | 415650
2016-04-15 03:00 | 0 | 0.85185 | 394724
2016-04-15 04:00 | 0 | 0.84843 | 372955
2016-04-15 05:00 | 0 | 0.84553 | 354842
2016-04-15 06:00 | 0 | 0.83761 | 343301
2016-04-15 07:00 | 0 | 0.82272 | 337169
2016-04-15 08:00 | 0 | 0.79571 | 336380
2016-04-15 09:00 | 0 | 0.76189 | 347158
2016-04-15 10:00 | 0 | 0.73294 | 373539
2016-04-15 11:00 | 0 | 0.69513 | 396502
2016-04-15 12:00 | 0.0034037 | 0.58862 | 405688
2016-04-15 13:00 | 0.16054 | 0.52357 | 412042
2016-04-15 14:00 | 0.49417 | 0.61771 | 416745
2016-04-15 15:00 | 0.66086 | 0.66046 | 418833
2016-04-15 16:00 | 0.71855 | 0.64688 | 418523
2016-04-15 17:00 | 0.73569 | 0.63721 | 418123
2016-04-15 18:00 | 0.73355 | 0.64283 | 418358
2016-04-15 19:00 | 0.7183 | 0.65924 | 418101
2016-04-15 20:00 | 0.70388 | 0.67938 | 417358
2016-04-15 21:00 | 0.67667 | 0.69481 | 416596
2016-04-15 22:00 | 0.62613 | 0.701 | 413276
2016-04-15 23:00 | 0.53397 | 0.7115 | 410671
2016-04-16 | 0.37749 | 0.75017 | 414985
2016-04-16 01:00 | 0.12231 | 0.76881 | 414242
2016-04-16 02:00 | 0.00010106 | 0.75455 | 400649
2016-04-16 03:00 | 0 | 0.7585 | 382895
2016-04-16 04:00 | 0 | 0.75312 | 363855
2016-04-16 05:00 | 0 | 0.74624 | 347496
2016-04-16 06:00 | 0 | 0.73845 | 335417
2016-04-16 07:00 | 0 | 0.72318 | 327825
2016-04-16 08:00 | 0 | 0.71209 | 325337
2016-04-16 09:00 | 0 | 0.69997 | 327933
2016-04-16 10:00 | 0 | 0.68916 | 334746
2016-04-16 11:00 | 0 | 0.67881 | 344307
2016-04-16 12:00 | 0.0018635 | 0.60224 | 357102
2016-04-16 13:00 | 0.16762 | 0.57339 | 369331
2016-04-16 14:00 | 0.49969 | 0.63968 | 378117
2016-04-16 15:00 | 0.68417 | 0.6657 | 382861
2016-04-16 16:00 | 0.77828 | 0.68096 | 385141
2016-04-16 17:00 | 0.79122 | 0.69603 | 384341
2016-04-16 18:00 | 0.78715 | 0.70127 | 383770
2016-04-16 19:00 | 0.77712 | 0.70726 | 384101
2016-04-16 20:00 | 0.76714 | 0.70909 | 385462
2016-04-16 21:00 | 0.73931 | 0.7046 | 387085
2016-04-16 22:00 | 0.69085 | 0.68456 | 388102
2016-04-16 23:00 | 0.5908 | 0.65556 | 388037
2016-04-17 | 0.41113 | 0.65742 | 394464
2016-04-17 01:00 | 0.12968 | 0.66258 | 395190
2016-04-17 02:00 | 0.00012548 | 0.65354 | 384800
2016-04-17 03:00 | 0 | 0.64388 | 369347
2016-04-17 04:00 | 0 | 0.6317 | 351753
2016-04-17 05:00 | 0 | 0.61951 | 335850
2016-04-17 06:00 | 0 | 0.59545 | 324047
2016-04-17 07:00 | 0 | 0.57998 | 316631
2016-04-17 08:00 | 0 | 0.55458 | 313590
2016-04-17 09:00 | 0 | 0.51766 | 314738
2016-04-17 10:00 | 0 | 0.49117 | 318416
2016-04-17 11:00 | 0 | 0.45082 | 324666
2016-04-17 12:00 | 0.0023684 | 0.37376 | 336399
2016-04-17 13:00 | 0.19901 | 0.3534 | 348917
2016-04-17 14:00 | 0.54587 | 0.38593 | 357864
2016-04-17 15:00 | 0.70405 | 0.37404 | 363985
2016-04-17 16:00 | 0.80505 | 0.34147 | 369659
2016-04-17 17:00 | 0.82717 | 0.31923 | 373861
2016-04-17 18:00 | 0.8196 | 0.30737 | 377212
2016-04-17 19:00 | 0.80761 | 0.29301 | 380218
2016-04-17 20:00 | 0.80133 | 0.27275 | 385045
2016-04-17 21:00 | 0.7881 | 0.25564 | 391181
2016-04-17 22:00 | 0.74844 | 0.24939 | 396115
2016-04-17 23:00 | 0.63914 | 0.26376 | 399850
2016-04-18 | 0.43835 | 0.29972 | 409894
2016-04-18 01:00 | 0.13075 | 0.35169 | 410275
2016-04-18 02:00 | 0.00016177 | 0.38179 | 394431
2016-04-18 03:00 | 0 | 0.37136 | 373893
2016-04-18 04:00 | 0 | 0.34897 | 352812
2016-04-18 05:00 | 0 | 0.32591 | 335936
2016-04-18 06:00 | 0 | 0.31165 | 324461
2016-04-18 07:00 | 0 | 0.29576 | 317564
2016-04-18 08:00 | 0 | 0.28894 | 318785
2016-04-18 09:00 | 0 | 0.28546 | 330821
2016-04-18 10:00 | 0 | 0.28392 | 355668
2016-04-18 11:00 | 0 | 0.28355 | 379602
2016-04-18 12:00 | 0.0039937 | 0.25881 | 393054
2016-04-18 13:00 | 0.20565 | 0.26826 | 402340
2016-04-18 14:00 | 0.57841 | 0.26439 | 411514
2016-04-18 15:00 | 0.72253 | 0.24316 | 418575
2016-04-18 16:00 | 0.81743 | 0.23485 | 423926
2016-04-18 17:00 | 0.82913 | 0.23474 | 430108
2016-04-18 18:00 | 0.81733 | 0.24487 | 435650
2016-04-18 19:00 | 0.80246 | 0.25626 | 440894
2016-04-18 20:00 | 0.79279 | 0.25729 | 446123
2016-04-18 21:00 | 0.77718 | 0.24831 | 449708
2016-04-18 22:00 | 0.73503 | 0.24298 | 449607
2016-04-18 23:00 | 0.62733 | 0.24166 | 447482
2016-04-19 | 0.45737 | 0.25322 | 451741
2016-04-19 01:00 | 0.13595 | 0.30336 | 445831
2016-04-19 02:00 | 0.00019696 | 0.32861 | 423020
2016-04-19 03:00 | 0 | 0.32991 | 395905
2016-04-19 04:00 | 0 | 0.31199 | 370617
2016-04-19 05:00 | 0 | 0.28243 | 351081
2016-04-19 06:00 | 0 | 0.25672 | 335723
2016-04-19 07:00 | 0 | 0.22886 | 326292
2016-04-19 08:00 | 0 | 0.20421 | 324772
2016-04-19 09:00 | 0 | 0.18541 | 334201
2016-04-19 10:00 | 0 | 0.17092 | 357981
2016-04-19 11:00 | 0 | 0.16268 | 381298
2016-04-19 12:00 | 0.0025503 | 0.13141 | 394412
2016-04-19 13:00 | 0.19967 | 0.084687 | 403745
2016-04-19 14:00 | 0.51691 | 0.073524 | 412923
2016-04-19 15:00 | 0.70402 | 0.071202 | 420240
2016-04-19 16:00 | 0.78971 | 0.068328 | 426487
2016-04-19 17:00 | 0.80875 | 0.064811 | 433092
2016-04-19 18:00 | 0.8013 | 0.06398 | 439811
2016-04-19 19:00 | 0.79386 | 0.0648 | 444448
2016-04-19 20:00 | 0.79602 | 0.066871 | 449010
2016-04-19 21:00 | 0.78923 | 0.068844 | 451693
2016-04-19 22:00 | 0.7531 | 0.070701 | 450937
2016-04-19 23:00 | 0.65162 | 0.076637 | 448986
2016-04-20 | 0.46275 | 0.11121 | 453335
2016-04-20 01:00 | 0.12176 | 0.1861 | 447800
2016-04-20 02:00 | 0.00020668 | 0.23402 | 425207
2016-04-20 03:00 | 0 | 0.25121 | 398341
2016-04-20 04:00 | 0 | 0.25187 | 373790
2016-04-20 05:00 | 0 | 0.23794 | 354341
2016-04-20 06:00 | 0 | 0.21691 | 338967
2016-04-20 07:00 | 0 | 0.19507 | 329453
2016-04-20 08:00 | 0 | 0.17677 | 327697
2016-04-20 09:00 | 0 | 0.15895 | 335851
2016-04-20 10:00 | 0 | 0.14882 | 359277
2016-04-20 11:00 | 0 | 0.1469 | 381420
2016-04-20 12:00 | 0.0076499 | 0.1287 | 393612
2016-04-20 13:00 | 0.25342 | 0.096273 | 402045
2016-04-20 14:00 | 0.59384 | 0.098729 | 411489
2016-04-20 15:00 | 0.78705 | 0.11934 | 418261
2016-04-20 16:00 | 0.84991 | 0.13554 | 423595
2016-04-20 17:00 | 0.85635 | 0.14932 | 429865
2016-04-20 18:00 | 0.84193 | 0.16239 | 436060
2016-04-20 19:00 | 0.82932 | 0.1747 | 441806
2016-04-20 20:00 | 0.82803 | 0.1867 | 446836
2016-04-20 21:00 | 0.82069 | 0.19561 | 450042
2016-04-20 22:00 | 0.78901 | 0.19791 | 449574
2016-04-20 23:00 | 0.70119 | 0.1966 | 447815
2016-04-21 | 0.51878 | 0.23991 | 452475
2016-04-21 01:00 | 0.14967 | 0.31865 | 446707
2016-04-21 02:00 | 0.00035987 | 0.3468 | 424801
2016-04-21 03:00 | 0 | 0.34644 | 397449
2016-04-21 04:00 | 0 | 0.34975 | 372952
2016-04-21 05:00 | 0 | 0.3716 | 353450
2016-04-21 06:00 | 0 | 0.40424 | 339040
2016-04-21 07:00 | 0 | 0.42997 | 329104
2016-04-21 08:00 | 0 | 0.44773 | 328157
2016-04-21 09:00 | 0 | 0.46039 | 338269
2016-04-21 10:00 | 0 | 0.47882 | 361209
2016-04-21 11:00 | 0 | 0.49419 | 383770
2016-04-21 12:00 | 0.0057635 | 0.4099 | 396389
2016-04-21 13:00 | 0.29094 | 0.24134 | 406990
2016-04-21 14:00 | 0.62382 | 0.25667 | 416456
2016-04-21 15:00 | 0.79042 | 0.34257 | 422710
2016-04-21 16:00 | 0.85117 | 0.34891 | 427217
2016-04-21 17:00 | 0.85791 | 0.33697 | 432716
2016-04-21 18:00 | 0.84725 | 0.32441 | 438091
2016-04-21 19:00 | 0.8392 | 0.31646 | 441494
2016-04-21 20:00 | 0.84043 | 0.31259 | 445199
2016-04-21 21:00 | 0.83705 | 0.30897 | 446943
2016-04-21 22:00 | 0.80688 | 0.3029 | 444527
2016-04-21 23:00 | 0.71734 | 0.2789 | 442859
2016-04-22 | 0.533 | 0.3117 | 447196
2016-04-22 01:00 | 0.14704 | 0.44325 | 441770
2016-04-22 02:00 | 0.00042381 | 0.51347 | 422572
2016-04-22 03:00 | 0 | 0.53304 | 397667
2016-04-22 04:00 | 0 | 0.52236 | 372324
2016-04-22 05:00 | 0 | 0.49208 | 351972
2016-04-22 06:00 | 0 | 0.4536 | 337193
2016-04-22 07:00 | 0 | 0.42063 | 328530
2016-04-22 08:00 | 0 | 0.40198 | 326530
2016-04-22 09:00 | 0 | 0.39325 | 334964
2016-04-22 10:00 | 0 | 0.39244 | 357619
2016-04-22 11:00 | 0 | 0.3901 | 379900
2016-04-22 12:00 | 0.0071985 | 0.31451 | 394673
2016-04-22 13:00 | 0.3186 | 0.16989 | 406988
2016-04-22 14:00 | 0.60393 | 0.15033 | 418460
2016-04-22 15:00 | 0.7448 | 0.18001 | 427657
2016-04-22 16:00 | 0.7991 | 0.18271 | 433658
2016-04-22 17:00 | 0.80224 | 0.18586 | 439032
2016-04-22 18:00 | 0.78745 | 0.1943 | 442216
2016-04-22 19:00 | 0.77165 | 0.20443 | 444884
2016-04-22 20:00 | 0.76142 | 0.2144 | 446311
2016-04-22 21:00 | 0.73514 | 0.2274 | 444810
2016-04-22 22:00 | 0.67917 | 0.25186 | 438929
2016-04-22 23:00 | 0.58154 | 0.29567 | 432558
2016-04-23 | 0.39862 | 0.43193 | 430109
2016-04-23 01:00 | 0.10456 | 0.62344 | 425116
2016-04-23 02:00 | 0.00049221 | 0.71065 | 409918
2016-04-23 03:00 | 0 | 0.75652 | 389115
2016-04-23 04:00 | 0 | 0.77366 | 367121
2016-04-23 05:00 | 0 | 0.77071 | 349095
2016-04-23 06:00 | 0 | 0.75028 | 334518
2016-04-23 07:00 | 0 | 0.72311 | 324061
2016-04-23 08:00 | 0 | 0.70193 | 319655
2016-04-23 09:00 | 0 | 0.67834 | 319973
2016-04-23 10:00 | 0 | 0.65499 | 324738
2016-04-23 11:00 | 0 | 0.63 | 331488
2016-04-23 12:00 | 0.0096494 | 0.52392 | 347734
2016-04-23 13:00 | 0.25063 | 0.35653 | 364929
2016-04-23 14:00 | 0.57485 | 0.43199 | 378609
2016-04-23 15:00 | 0.74431 | 0.51652 | 387838
2016-04-23 16:00 | 0.81847 | 0.5447 | 393458
2016-04-23 17:00 | 0.8291 | 0.56337 | 396452
2016-04-23 18:00 | 0.81604 | 0.59774 | 399233
2016-04-23 19:00 | 0.79841 | 0.63455 | 402836
2016-04-23 20:00 | 0.7816 | 0.66349 | 407198
2016-04-23 21:00 | 0.75219 | 0.68818 | 410530
2016-04-23 22:00 | 0.71268 | 0.71465 | 410579
2016-04-23 23:00 | 0.62931 | 0.7512 | 406408
2016-04-24 | 0.47741 | 0.84247 | 406739
2016-04-24 01:00 | 0.17592 | 0.89203 | 404663
2016-04-24 02:00 | 0.00074589 | 0.90154 | 391475
2016-04-24 03:00 | 0 | 0.8913 | 373773
2016-04-24 04:00 | 0 | 0.87289 | 354686
2016-04-24 05:00 | 0 | 0.85775 | 337640
2016-04-24 06:00 | 0 | 0.83591 | 324491
2016-04-24 07:00 | 0 | 0.8105 | 315498
2016-04-24 08:00 | 0 | 0.79216 | 310594
2016-04-24 09:00 | 0 | 0.77295 | 310897
2016-04-24 10:00 | 0 | 0.75838 | 313017
2016-04-24 11:00 | 0 | 0.74665 | 318226
2016-04-24 12:00 | 0.011006 | 0.66703 | 329266
2016-04-24 13:00 | 0.29857 | 0.58144 | 344458
2016-04-24 14:00 | 0.56469 | 0.66529 | 356787
2016-04-24 15:00 | 0.72925 | 0.67819 | 366344
2016-04-24 16:00 | 0.79101 | 0.65341 | 375208
2016-04-24 17:00 | 0.79658 | 0.6479 | 382701
2016-04-24 18:00 | 0.78882 | 0.66194 | 389327
2016-04-24 19:00 | 0.779 | 0.68083 | 395220
2016-04-24 20:00 | 0.77093 | 0.69499 | 402723
2016-04-24 21:00 | 0.75158 | 0.70051 | 410249
2016-04-24 22:00 | 0.70258 | 0.69428 | 413936
2016-04-24 23:00 | 0.61077 | 0.69223 | 414161
2016-04-25 | 0.43396 | 0.73026 | 419221
2016-04-25 01:00 | 0.09724 | 0.75939 | 417903
2016-04-25 02:00 | 0.00069063 | 0.76252 | 402086
2016-04-25 03:00 | 0 | 0.74899 | 379851
2016-04-25 04:00 | 0 | 0.72886 | 358291
2016-04-25 05:00 | 0 | 0.6888 | 340422
2016-04-25 06:00 | 0 | 0.63805 | 327914
2016-04-25 07:00 | 0 | 0.59171 | 321046
2016-04-25 08:00 | 0 | 0.5499 | 320265
2016-04-25 09:00 | 0 | 0.52819 | 331202
2016-04-25 10:00 | 0 | 0.50264 | 355674
2016-04-25 11:00 | 0 | 0.46591 | 380416
2016-04-25 12:00 | 0.01764 | 0.36329 | 396610
2016-04-25 13:00 | 0.29631 | 0.28968 | 410489
2016-04-25 14:00 | 0.56616 | 0.28986 | 423717
2016-04-25 15:00 | 0.71311 | 0.28298 | 434555
2016-04-25 16:00 | 0.77914 | 0.27234 | 443887
2016-04-25 17:00 | 0.79163 | 0.26921 | 453038
2016-04-25 18:00 | 0.78351 | 0.27642 | 460667
2016-04-25 19:00 | 0.77144 | 0.29149 | 466214
2016-04-25 20:00 | 0.76158 | 0.30964 | 470456
2016-04-25 21:00 | 0.7392 | 0.32216 | 472741
2016-04-25 22:00 | 0.67785 | 0.32751 | 470154
2016-04-25 23:00 | 0.5779 | 0.33725 | 464938
2016-04-26 | 0.41378 | 0.41981 | 465175
2016-04-26 01:00 | 0.12493 | 0.53467 | 459454
2016-04-26 02:00 | 0.001268 | 0.587 | 437277
2016-04-26 03:00 | 0 | 0.59758 | 409994
2016-04-26 04:00 | 0 | 0.59324 | 384049
2016-04-26 05:00 | 0 | 0.57878 | 363833
2016-04-26 06:00 | 0 | 0.55949 | 347623
2016-04-26 07:00 | 0 | 0.53669 | 337973
2016-04-26 08:00 | 0 | 0.51709 | 335367
2016-04-26 09:00 | 0 | 0.48109 | 344432
2016-04-26 10:00 | 0 | 0.44056 | 367887
2016-04-26 11:00 | 0 | 0.41072 | 391180
2016-04-26 12:00 | 0.014274 | 0.34854 | 407178
2016-04-26 13:00 | 0.26721 | 0.3023 | 422235
2016-04-26 14:00 | 0.56552 | 0.33905 | 436334
2016-04-26 15:00 | 0.73781 | 0.35615 | 446619
2016-04-26 16:00 | 0.80133 | 0.35407 | 455231
2016-04-26 17:00 | 0.81021 | 0.35544 | 463553
2016-04-26 18:00 | 0.79895 | 0.36627 | 469707
2016-04-26 19:00 | 0.78243 | 0.38386 | 475374
2016-04-26 20:00 | 0.77053 | 0.39632 | 480460
2016-04-26 21:00 | 0.74548 | 0.39478 | 481605
2016-04-26 22:00 | 0.69276 | 0.37866 | 476490
2016-04-26 23:00 | 0.58956 | 0.38333 | 470285
2016-04-27 | 0.42845 | 0.42896 | 469467
2016-04-27 01:00 | 0.14181 | 0.49773 | 461997
2016-04-27 02:00 | 0.0012923 | 0.53705 | 439067
2016-04-27 03:00 | 0 | 0.54316 | 410842
2016-04-27 04:00 | 0 | 0.53931 | 385976
2016-04-27 05:00 | 0 | 0.53916 | 365813
2016-04-27 06:00 | 0 | 0.54211 | 350619
2016-04-27 07:00 | 0 | 0.53218 | 340552
2016-04-27 08:00 | 0 | 0.53853 | 338420
2016-04-27 09:00 | 0 | 0.56568 | 346567
2016-04-27 10:00 | 0 | 0.58888 | 366914
2016-04-27 11:00 | 0 | 0.59501 | 389260
2016-04-27 12:00 | 0.023292 | 0.5516 | 404052
2016-04-27 13:00 | 0.31643 | 0.52511 | 416117
2016-04-27 14:00 | 0.53942 | 0.58423 | 427951
2016-04-27 15:00 | 0.67323 | 0.61202 | 437301
2016-04-27 16:00 | 0.74035 | 0.6057 | 445005
2016-04-27 17:00 | 0.7567 | 0.59028 | 451967
2016-04-27 18:00 | 0.75508 | 0.58608 | 457457
2016-04-27 19:00 | 0.74545 | 0.58973 | 461254
2016-04-27 20:00 | 0.72937 | 0.59879 | 464324
2016-04-27 21:00 | 0.69474 | 0.59291 | 465915
2016-04-27 22:00 | 0.62665 | 0.56722 | 464293
2016-04-27 23:00 | 0.52085 | 0.52356 | 459867
2016-04-28 | 0.35193 | 0.49274 | 460658
2016-04-28 01:00 | 0.095624 | 0.49606 | 453142
2016-04-28 02:00 | 0.0013888 | 0.4928 | 432540
2016-04-28 03:00 | 0 | 0.50484 | 406442
2016-04-28 04:00 | 0 | 0.50678 | 382221
2016-04-28 05:00 | 0 | 0.49131 | 362038
2016-04-28 06:00 | 0 | 0.46354 | 346774
2016-04-28 07:00 | 0 | 0.43702 | 337582
2016-04-28 08:00 | 0 | 0.42022 | 336250
2016-04-28 09:00 | 0 | 0.39915 | 345488
2016-04-28 10:00 | 0 | 0.38452 | 368035
2016-04-28 11:00 | 0 | 0.37006 | 391846
2016-04-28 12:00 | 0.014173 | 0.28999 | 406902
2016-04-28 13:00 | 0.24201 | 0.26245 | 419282
2016-04-28 14:00 | 0.50442 | 0.28407 | 433056
2016-04-28 15:00 | 0.66935 | 0.28367 | 441684
2016-04-28 16:00 | 0.74484 | 0.26064 | 450834
2016-04-28 17:00 | 0.76018 | 0.24401 | 458772
2016-04-28 18:00 | 0.7536 | 0.23826 | 465420
2016-04-28 19:00 | 0.74027 | 0.24184 | 469346
2016-04-28 20:00 | 0.72525 | 0.24863 | 472165
2016-04-28 21:00 | 0.69368 | 0.25471 | 474195
2016-04-28 22:00 | 0.63591 | 0.26285 | 471519
2016-04-28 23:00 | 0.52276 | 0.27194 | 466295
2016-04-29 | 0.36108 | 0.30407 | 464614
2016-04-29 01:00 | 0.12195 | 0.3825 | 457563
2016-04-29 02:00 | 0.0024963 | 0.41474 | 437103
2016-04-29 03:00 | 0 | 0.40723 | 411991
2016-04-29 04:00 | 0 | 0.38754 | 387942
2016-04-29 05:00 | 0 | 0.36208 | 367523
2016-04-29 06:00 | 0 | 0.33781 | 352398
2016-04-29 07:00 | 0 | 0.31677 | 343479
2016-04-29 08:00 | 0 | 0.29484 | 341591
2016-04-29 09:00 | 0 | 0.27724 | 348117
2016-04-29 10:00 | 0 | 0.27213 | 371354
2016-04-29 11:00 | 0 | 0.27503 | 393813
2016-04-29 12:00 | 0.0095424 | 0.2564 | 409204
2016-04-29 13:00 | 0.25081 | 0.23226 | 422065
2016-04-29 14:00 | 0.53027 | 0.28007 | 435392
2016-04-29 15:00 | 0.66489 | 0.33253 | 444825
2016-04-29 16:00 | 0.73438 | 0.34818 | 451813
2016-04-29 17:00 | 0.73952 | 0.33855 | 458114
2016-04-29 18:00 | 0.72826 | 0.32818 | 462240
2016-04-29 19:00 | 0.71466 | 0.31992 | 463801
2016-04-29 20:00 | 0.70449 | 0.31824 | 463626
2016-04-29 21:00 | 0.6786 | 0.31786 | 460788
2016-04-29 22:00 | 0.62619 | 0.31804 | 453866
2016-04-29 23:00 | 0.52807 | 0.31691 | 445437
2016-04-30 | 0.36264 | 0.33404 | 444156
2016-04-30 01:00 | 0.12503 | 0.4057 | 438874
2016-04-30 02:00 | 0.0028166 | 0.46474 | 422664
2016-04-30 03:00 | 0 | 0.48639 | 402570
2016-04-30 04:00 | 0 | 0.47495 | 381191
2016-04-30 05:00 | 0 | 0.45655 | 362138
2016-04-30 06:00 | 0 | 0.45028 | 347527
2016-04-30 07:00 | 0 | 0.44067 | 338012
2016-04-30 08:00 | 0 | 0.43136 | 332576
2016-04-30 09:00 | 0 | 0.42286 | 332710
2016-04-30 10:00 | 0 | 0.40526 | 336162
2016-04-30 11:00 | 0 | 0.39198 | 344325
2016-04-30 12:00 | 0.017749 | 0.32949 | 359766
2016-04-30 13:00 | 0.30519 | 0.33459 | 376422
2016-04-30 14:00 | 0.58329 | 0.41847 | 389822
2016-04-30 15:00 | 0.71967 | 0.484 | 400099
2016-04-30 16:00 | 0.77078 | 0.50572 | 406119
2016-04-30 17:00 | 0.77142 | 0.51439 | 409523
2016-04-30 18:00 | 0.75743 | 0.51791 | 411456
2016-04-30 19:00 | 0.73805 | 0.5151 | 413469
2016-04-30 20:00 | 0.71673 | 0.50904 | 416757
2016-04-30 21:00 | 0.68161 | 0.50231 | 418294
2016-04-30 22:00 | 0.6144 | 0.49495 | 417016
2016-04-30 23:00 | 0.504 | 0.48131 | 415549
2016-05-01 | 0.34863 | 0.47596 | 416916
2016-05-01 01:00 | 0.13329 | 0.56946 | 412798
2016-05-01 02:00 | 0.0034002 | 0.62494 | 401503
2016-05-01 03:00 | 0 | 0.62328 | 385360
2016-05-01 04:00 | 0 | 0.60459 | 365765
2016-05-01 05:00 | 0 | 0.56965 | 348049
2016-05-01 06:00 | 0 | 0.53471 | 335251
2016-05-01 07:00 | 0 | 0.50086 | 326397
2016-05-01 08:00 | 0 | 0.47949 | 321535
2016-05-01 09:00 | 0 | 0.46079 | 319199
2016-05-01 10:00 | 0 | 0.44783 | 323091
2016-05-01 11:00 | 0 | 0.43596 | 328861
2016-05-01 12:00 | 0.027389 | 0.37057 | 343758
2016-05-01 13:00 | 0.28437 | 0.43123 | 362462
2016-05-01 14:00 | 0.59056 | 0.45675 | 378251
2016-05-01 15:00 | 0.728 | 0.43958 | 390123
2016-05-01 16:00 | 0.78373 | 0.39926 | 400493
2016-05-01 17:00 | 0.78887 | 0.35158 | 407354
2016-05-01 18:00 | 0.78077 | 0.30308 | 411927
2016-05-01 19:00 | 0.76428 | 0.25853 | 414209
2016-05-01 20:00 | 0.75306 | 0.22247 | 421199
2016-05-01 21:00 | 0.72721 | 0.19565 | 424474
2016-05-01 22:00 | 0.67782 | 0.1786 | 425817
2016-05-01 23:00 | 0.57596 | 0.1701 | 426115
2016-05-02 | 0.41381 | 0.1777 | 429974
2016-05-02 01:00 | 0.16965 | 0.19992 | 426880
2016-05-02 02:00 | 0.0039635 | 0.19118 | 411645
2016-05-02 03:00 | 0 | 0.17981 | 388976
2016-05-02 04:00 | 0 | 0.18302 | 368129
2016-05-02 05:00 | 0 | 0.20247 | 349560
2016-05-02 06:00 | 0 | 0.23645 | 337193
2016-05-02 07:00 | 0 | 0.27971 | 329807
2016-05-02 08:00 | 0 | 0.32162 | 329309
2016-05-02 09:00 | 0 | 0.34986 | 339137
2016-05-02 10:00 | 0 | 0.37184 | 364593
2016-05-02 11:00 | 0 | 0.39184 | 388475
2016-05-02 12:00 | 0.044108 | 0.31611 | 405413
2016-05-02 13:00 | 0.38439 | 0.17328 | 418102
2016-05-02 14:00 | 0.68006 | 0.13829 | 431131
2016-05-02 15:00 | 0.8194 | 0.13646 | 440805
2016-05-02 16:00 | 0.88086 | 0.12768 | 446145
2016-05-02 17:00 | 0.87857 | 0.12242 | 451006
2016-05-02 18:00 | 0.86324 | 0.12503 | 454621
2016-05-02 19:00 | 0.85167 | 0.13176 | 454755
2016-05-02 20:00 | 0.8497 | 0.13876 | 454805
2016-05-02 21:00 | 0.84213 | 0.14007 | 454255
2016-05-02 22:00 | 0.80918 | 0.13346 | 452259
2016-05-02 23:00 | 0.72124 | 0.12112 | 450556
2016-05-03 | 0.53373 | 0.11217 | 452680
2016-05-03 01:00 | 0.20109 | 0.12704 | 448063
2016-05-03 02:00 | 0.0039858 | 0.13612 | 427991
2016-05-03 03:00 | 0 | 0.15552 | 402380
2016-05-03 04:00 | 0 | 0.19078 | 378036
2016-05-03 05:00 | 0 | 0.23808 | 359393
2016-05-03 06:00 | 0 | 0.29027 | 344496
2016-05-03 07:00 | 0 | 0.32686 | 336170
2016-05-03 08:00 | 0 | 0.34616 | 334623
2016-05-03 09:00 | 0 | 0.35149 | 343487
2016-05-03 10:00 | 0 | 0.35791 | 366757
2016-05-03 11:00 | 0 | 0.36445 | 390360
2016-05-03 12:00 | 0.044713 | 0.26755 | 405042
2016-05-03 13:00 | 0.3847 | 0.11126 | 415297
2016-05-03 14:00 | 0.68107 | 0.13843 | 425481
2016-05-03 15:00 | 0.80451 | 0.19738 | 433100
2016-05-03 16:00 | 0.86528 | 0.22197 | 438801
2016-05-03 17:00 | 0.87471 | 0.25176 | 444221
2016-05-03 18:00 | 0.86794 | 0.28776 | 448945
2016-05-03 19:00 | 0.85927 | 0.32652 | 452197
2016-05-03 20:00 | 0.85482 | 0.36265 | 453611
2016-05-03 21:00 | 0.84222 | 0.38998 | 455985
2016-05-03 22:00 | 0.80709 | 0.40482 | 453653
2016-05-03 23:00 | 0.71005 | 0.40979 | 450134
2016-05-04 | 0.5191 | 0.43573 | 450877
2016-05-04 01:00 | 0.14984 | 0.48165 | 447810
2016-05-04 02:00 | 0.0026439 | 0.49483 | 428280
2016-05-04 03:00 | 0 | 0.50121 | 402015
2016-05-04 04:00 | 0 | 0.50604 | 377603
2016-05-04 05:00 | 0 | 0.51171 | 356872
2016-05-04 06:00 | 0 | 0.52131 | 342224
2016-05-04 07:00 | 0 | 0.5375 | 333126
2016-05-04 08:00 | 0 | 0.57087 | 330907
2016-05-04 09:00 | 0 | 0.59509 | 339623
2016-05-04 10:00 | 0 | 0.595 | 363251
2016-05-04 11:00 | 0 | 0.57412 | 384772
2016-05-04 12:00 | 0.043863 | 0.3908 | 397724
2016-05-04 13:00 | 0.39259 | 0.17941 | 408059
2016-05-04 14:00 | 0.61488 | 0.15934 | 417378
2016-05-04 15:00 | 0.73742 | 0.21188 | 424290
2016-05-04 16:00 | 0.80166 | 0.22738 | 428071
2016-05-04 17:00 | 0.82282 | 0.22708 | 431499
2016-05-04 18:00 | 0.82589 | 0.22816 | 434414
2016-05-04 19:00 | 0.8225 | 0.2294 | 436900
2016-05-04 20:00 | 0.82353 | 0.22855 | 440380
2016-05-04 21:00 | 0.81639 | 0.22433 | 444502
2016-05-04 22:00 | 0.7824 | 0.21373 | 445815
2016-05-04 23:00 | 0.69603 | 0.18798 | 445200
2016-05-05 | 0.52307 | 0.24278 | 446544
2016-05-05 01:00 | 0.16574 | 0.3265 | 441798
2016-05-05 02:00 | 0.002409 | 0.4011 | 423253
2016-05-05 03:00 | 0 | 0.44582 | 396594
2016-05-05 04:00 | 0 | 0.47722 | 373065
2016-05-05 05:00 | 0 | 0.4916 | 353190
2016-05-05 06:00 | 0 | 0.49897 | 338476
2016-05-05 07:00 | 0 | 0.49975 | 330208
2016-05-05 08:00 | 0 | 0.49393 | 328324
2016-05-05 09:00 | 0 | 0.47468 | 338000
2016-05-05 10:00 | 0 | 0.4478 | 360668
2016-05-05 11:00 | 0 | 0.42159 | 384312
2016-05-05 12:00 | 0.044214 | 0.30939 | 397866
2016-05-05 13:00 | 0.38627 | 0.12069 | 407841
2016-05-05 14:00 | 0.60624 | 0.065644 | 417112
2016-05-05 15:00 | 0.74633 | 0.10715 | 423684
2016-05-05 16:00 | 0.81041 | 0.12878 | 428046
2016-05-05 17:00 | 0.82581 | 0.13172 | 432047
2016-05-05 18:00 | 0.82111 | 0.13279 | 435161
2016-05-05 19:00 | 0.81163 | 0.13329 | 438825
2016-05-05 20:00 | 0.80398 | 0.13586 | 442719
2016-05-05 21:00 | 0.7857 | 0.1374 | 445012
2016-05-05 22:00 | 0.74201 | 0.1434 | 443527
2016-05-05 23:00 | 0.63222 | 0.18417 | 439817
2016-05-06 | 0.43846 | 0.35586 | 440439
2016-05-06 01:00 | 0.1329 | 0.5592 | 437238
2016-05-06 02:00 | 0.0036987 | 0.64956 | 419489
2016-05-06 03:00 | 0 | 0.71069 | 395943
2016-05-06 04:00 | 0 | 0.75019 | 373058
2016-05-06 05:00 | 0 | 0.76741 | 354787
2016-05-06 06:00 | 0 | 0.77054 | 340135
2016-05-06 07:00 | 0 | 0.76712 | 331931
2016-05-06 08:00 | 0 | 0.75349 | 330173
2016-05-06 09:00 | 0 | 0.71969 | 338097
2016-05-06 10:00 | 0 | 0.6869 | 360487
2016-05-06 11:00 | 0 | 0.65448 | 380677
2016-05-06 12:00 | 0.04817 | 0.44875 | 393325
2016-05-06 13:00 | 0.34381 | 0.26865 | 404237
2016-05-06 14:00 | 0.56506 | 0.33131 | 414417
2016-05-06 15:00 | 0.68397 | 0.46417 | 420427
2016-05-06 16:00 | 0.75015 | 0.5317 | 423953
2016-05-06 17:00 | 0.7588 | 0.5567 | 429165
2016-05-06 18:00 | 0.7519 | 0.57507 | 432520
2016-05-06 19:00 | 0.73874 | 0.59306 | 435460
2016-05-06 20:00 | 0.72624 | 0.61241 | 438257
2016-05-06 21:00 | 0.6971 | 0.63308 | 439977
2016-05-06 22:00 | 0.6357 | 0.64994 | 436609
2016-05-06 23:00 | 0.53373 | 0.68562 | 430635
2016-05-07 | 0.36432 | 0.76715 | 427574
2016-05-07 01:00 | 0.092544 | 0.8361 | 423353
2016-05-07 02:00 | 0.0030966 | 0.84977 | 408515
2016-05-07 03:00 | 0 | 0.83254 | 387298
2016-05-07 04:00 | 0 | 0.80723 | 365512
2016-05-07 05:00 | 0 | 0.77826 | 346615
2016-05-07 06:00 | 0 | 0.74763 | 332451
2016-05-07 07:00 | 0 | 0.72403 | 322728
2016-05-07 08:00 | 0 | 0.69916 | 318790
2016-05-07 09:00 | 0 | 0.66414 | 320006
2016-05-07 10:00 | 0 | 0.62064 | 324047
2016-05-07 11:00 | 0 | 0.56577 | 331978
2016-05-07 12:00 | 0.051006 | 0.38215 | 345804
2016-05-07 13:00 | 0.3395 | 0.32177 | 360939
2016-05-07 14:00 | 0.53499 | 0.43861 | 372679
2016-05-07 15:00 | 0.66585 | 0.49507 | 381821
2016-05-07 16:00 | 0.70828 | 0.48382 | 387645
2016-05-07 17:00 | 0.72009 | 0.48013 | 392381
2016-05-07 18:00 | 0.72013 | 0.48831 | 397613
2016-05-07 19:00 | 0.71347 | 0.50646 | 403027
2016-05-07 20:00 | 0.705 | 0.52594 | 408250
2016-05-07 21:00 | 0.6891 | 0.54568 | 412868
2016-05-07 22:00 | 0.64959 | 0.54695 | 411596
2016-05-07 23:00 | 0.55277 | 0.53131 | 408324
2016-05-08 | 0.38814 | 0.53912 | 407114
2016-05-08 01:00 | 0.11794 | 0.54953 | 405342
2016-05-08 02:00 | 0.0051644 | 0.54493 | 393060
2016-05-08 03:00 | 0 | 0.55235 | 374129
2016-05-08 04:00 | 0 | 0.54525 | 355169
2016-05-08 05:00 | 0 | 0.53515 | 338425
2016-05-08 06:00 | 0 | 0.51925 | 323847
2016-05-08 07:00 | 0 | 0.49991 | 314294
2016-05-08 08:00 | 0 | 0.47721 | 309467
2016-05-08 09:00 | 0 | 0.43907 | 309104
2016-05-08 10:00 | 0 | 0.40683 | 310431
2016-05-08 11:00 | 0 | 0.37247 | 316560
2016-05-08 12:00 | 0.046305 | 0.25297 | 330585
2016-05-08 13:00 | 0.33514 | 0.15675 | 347778
2016-05-08 14:00 | 0.53967 | 0.19934 | 361514
2016-05-08 15:00 | 0.67234 | 0.25104 | 371092
2016-05-08 16:00 | 0.7224 | 0.27849 | 378210
2016-05-08 17:00 | 0.73435 | 0.31449 | 385384
2016-05-08 18:00 | 0.73298 | 0.35011 | 390460
2016-05-08 19:00 | 0.72481 | 0.3897 | 394844
2016-05-08 20:00 | 0.71452 | 0.4326 | 399732
2016-05-08 21:00 | 0.68961 | 0.46732 | 403856
2016-05-08 22:00 | 0.63758 | 0.48812 | 405261
2016-05-08 23:00 | 0.54066 | 0.50626 | 404452
2016-05-09 | 0.38858 | 0.56789 | 408354
2016-05-09 01:00 | 0.1448 | 0.66322 | 410942
2016-05-09 02:00 | 0.0080845 | 0.7103 | 398272
2016-05-09 03:00 | 0 | 0.70879 | 376734
2016-05-09 04:00 | 0 | 0.70472 | 356149
2016-05-09 05:00 | 0 | 0.6921 | 339213
2016-05-09 06:00 | 0 | 0.66918 | 326866
2016-05-09 07:00 | 0 | 0.63892 | 319749
2016-05-09 08:00 | 0 | 0.62268 | 319811
2016-05-09 09:00 | 0 | 0.60932 | 330336
2016-05-09 10:00 | 0 | 0.59127 | 354415
2016-05-09 11:00 | 0 | 0.56454 | 378910
2016-05-09 12:00 | 0.054638 | 0.443 | 395303
2016-05-09 13:00 | 0.37928 | 0.37549 | 408599
2016-05-09 14:00 | 0.63365 | 0.47854 | 421708
2016-05-09 15:00 | 0.78059 | 0.53001 | 432747
2016-05-09 16:00 | 0.85304 | 0.55598 | 441139
2016-05-09 17:00 | 0.86932 | 0.57816 | 449406
2016-05-09 18:00 | 0.86558 | 0.57803 | 454614
2016-05-09 19:00 | 0.86032 | 0.56736 | 458060
2016-05-09 20:00 | 0.86142 | 0.5546 | 460481
2016-05-09 21:00 | 0.85877 | 0.53635 | 462328
2016-05-09 22:00 | 0.83491 | 0.50989 | 461423
2016-05-09 23:00 | 0.75601 | 0.50191 | 458974
2016-05-10 | 0.58634 | 0.52715 | 460125
2016-05-10 01:00 | 0.26423 | 0.56975 | 454568
2016-05-10 02:00 | 0.010226 | 0.58296 | 433819
2016-05-10 03:00 | 0 | 0.56371 | 406534
2016-05-10 04:00 | 0 | 0.53571 | 383084
2016-05-10 05:00 | 0 | 0.50657 | 362448
2016-05-10 06:00 | 0 | 0.48265 | 348334
2016-05-10 07:00 | 0 | 0.46965 | 339313
2016-05-10 08:00 | 0 | 0.47201 | 337125
2016-05-10 09:00 | 0 | 0.4595 | 344916
2016-05-10 10:00 | 0 | 0.44295 | 366983
2016-05-10 11:00 | 0 | 0.42611 | 389659
2016-05-10 12:00 | 0.047706 | 0.35214 | 404419
2016-05-10 13:00 | 0.42904 | 0.28997 | 419261
2016-05-10 14:00 | 0.67894 | 0.31289 | 434066
2016-05-10 15:00 | 0.81709 | 0.33628 | 446541
2016-05-10 16:00 | 0.86491 | 0.34846 | 456308
2016-05-10 17:00 | 0.87226 | 0.35957 | 465920
2016-05-10 18:00 | 0.862 | 0.37497 | 472503
2016-05-10 19:00 | 0.85026 | 0.39095 | 482473
2016-05-10 20:00 | 0.84529 | 0.40548 | 487083
2016-05-10 21:00 | 0.8366 | 0.4191 | 491162
2016-05-10 22:00 | 0.80445 | 0.42699 | 489289
2016-05-10 23:00 | 0.70907 | 0.43994 | 484040
2016-05-11 | 0.55386 | 0.50214 | 482045
2016-05-11 01:00 | 0.2547 | 0.5943 | 474763
2016-05-11 02:00 | 0.011398 | 0.65775 | 451796
2016-05-11 03:00 | 0 | 0.67354 | 422468
2016-05-11 04:00 | 0 | 0.66908 | 395481
2016-05-11 05:00 | 0 | 0.66781 | 374208
2016-05-11 06:00 | 0 | 0.65228 | 356964
2016-05-11 07:00 | 0 | 0.6288 | 346965
2016-05-11 08:00 | 0 | 0.6071 | 343361
2016-05-11 09:00 | 0 | 0.582 | 350486
2016-05-11 10:00 | 0 | 0.54966 | 371278
2016-05-11 11:00 | 0 | 0.5164 | 393207
2016-05-11 12:00 | 0.069394 | 0.42954 | 408675
2016-05-11 13:00 | 0.48588 | 0.42899 | 423244
2016-05-11 14:00 | 0.70629 | 0.47151 | 439106
2016-05-11 15:00 | 0.83419 | 0.47327 | 453877
2016-05-11 16:00 | 0.88345 | 0.45661 | 466276
2016-05-11 17:00 | 0.88725 | 0.4412 | 478553
2016-05-11 18:00 | 0.8763 | 0.43429 | 488461
2016-05-11 19:00 | 0.86422 | 0.43369 | 496684
2016-05-11 20:00 | 0.85932 | 0.43704 | 503446
2016-05-11 21:00 | 0.85121 | 0.44128 | 507256
2016-05-11 22:00 | 0.82166 | 0.44171 | 505658
2016-05-11 23:00 | 0.72722 | 0.43228 | 499182
2016-05-12 | 0.57456 | 0.43679 | 494879
2016-05-12 01:00 | 0.27163 | 0.53834 | 486960
2016-05-12 02:00 | 0.021054 | 0.60631 | 463156
2016-05-12 03:00 | 0 | 0.5818 | 431786
2016-05-12 04:00 | 0 | 0.55381 | 402945
2016-05-12 05:00 | 0 | 0.54045 | 378794
2016-05-12 06:00 | 0 | 0.51994 | 360427
2016-05-12 07:00 | 0 | 0.50075 | 348378
2016-05-12 08:00 | 0 | 0.49739 | 344455
2016-05-12 09:00 | 0 | 0.50989 | 351745
2016-05-12 10:00 | 0 | 0.51587 | 371489
2016-05-12 11:00 | 0 | 0.50124 | 394087
2016-05-12 12:00 | 0.067875 | 0.34839 | 411018
2016-05-12 13:00 | 0.4612 | 0.33277 | 425972
2016-05-12 14:00 | 0.6754 | 0.39533 | 441729
2016-05-12 15:00 | 0.81249 | 0.38969 | 456234
2016-05-12 16:00 | 0.85739 | 0.37598 | 467349
2016-05-12 17:00 | 0.87056 | 0.37829 | 478180
2016-05-12 18:00 | 0.86374 | 0.39174 | 486478
2016-05-12 19:00 | 0.85309 | 0.40304 | 492041
2016-05-12 20:00 | 0.84785 | 0.4074 | 496444
2016-05-12 21:00 | 0.83301 | 0.4002 | 498562
2016-05-12 22:00 | 0.80079 | 0.3839 | 495548
2016-05-12 23:00 | 0.70793 | 0.34669 | 488381
2016-05-13 | 0.56051 | 0.31708 | 485226
2016-05-13 01:00 | 0.26984 | 0.35688 | 476994
2016-05-13 02:00 | 0.022584 | 0.39318 | 454338
2016-05-13 03:00 | 0 | 0.41104 | 425241
2016-05-13 04:00 | 0 | 0.44561 | 397075
2016-05-13 05:00 | 0 | 0.46961 | 373740
2016-05-13 06:00 | 0 | 0.49269 | 355538
2016-05-13 07:00 | 0 | 0.51337 | 344884
2016-05-13 08:00 | 0 | 0.53024 | 340706
2016-05-13 09:00 | 0 | 0.53107 | 347137
2016-05-13 10:00 | 0 | 0.53209 | 365799
2016-05-13 11:00 | 0 | 0.5283 | 386840
2016-05-13 12:00 | 0.083158 | 0.41845 | 404240
2016-05-13 13:00 | 0.49106 | 0.41054 | 420934
2016-05-13 14:00 | 0.67711 | 0.53858 | 437331
2016-05-13 15:00 | 0.79652 | 0.61767 | 450750
2016-05-13 16:00 | 0.8407 | 0.62579 | 460881
2016-05-13 17:00 | 0.84589 | 0.62621 | 470063
2016-05-13 18:00 | 0.83472 | 0.63024 | 477395
2016-05-13 19:00 | 0.82363 | 0.63398 | 482250
2016-05-13 20:00 | 0.82171 | 0.6311 | 487130
2016-05-13 21:00 | 0.81189 | 0.62348 | 488871
2016-05-13 22:00 | 0.78303 | 0.62032 | 482639
2016-05-13 23:00 | 0.69893 | 0.62769 | 472125
2016-05-14 | 0.55322 | 0.66353 | 464396
2016-05-14 01:00 | 0.25976 | 0.70431 | 456650
2016-05-14 02:00 | 0.013686 | 0.72001 | 436573
2016-05-14 03:00 | 0 | 0.68804 | 410969
2016-05-14 04:00 | 0 | 0.642 | 386548
2016-05-14 05:00 | 0 | 0.59594 | 364735
2016-05-14 06:00 | 0 | 0.55442 | 347950
2016-05-14 07:00 | 0 | 0.5119 | 336595
2016-05-14 08:00 | 0 | 0.48488 | 329954
2016-05-14 09:00 | 0 | 0.46078 | 329381
2016-05-14 10:00 | 0 | 0.4471 | 331966
2016-05-14 11:00 | 0 | 0.41578 | 339821
2016-05-14 12:00 | 0.050996 | 0.37089 | 354790
2016-05-14 13:00 | 0.32267 | 0.43244 | 373261
2016-05-14 14:00 | 0.54315 | 0.45841 | 389689
2016-05-14 15:00 | 0.68054 | 0.42525 | 402974
2016-05-14 16:00 | 0.75608 | 0.39011 | 412566
2016-05-14 17:00 | 0.77452 | 0.36713 | 419073
2016-05-14 18:00 | 0.76786 | 0.352 | 423400
2016-05-14 19:00 | 0.75258 | 0.33719 | 426488
2016-05-14 20:00 | 0.73625 | 0.32233 | 428397
2016-05-14 21:00 | 0.7009 | 0.3077 | 429643
2016-05-14 22:00 | 0.64479 | 0.29006 | 426999
2016-05-14 23:00 | 0.53809 | 0.26326 | 421121
2016-05-15 | 0.38676 | 0.23336 | 418122
2016-05-15 01:00 | 0.18775 | 0.28091 | 415781
2016-05-15 02:00 | 0.015831 | 0.28584 | 402866
2016-05-15 03:00 | 0 | 0.26787 | 383232
2016-05-15 04:00 | 0 | 0.2502 | 362945
2016-05-15 05:00 | 0 | 0.24461 | 346723
2016-05-15 06:00 | 0 | 0.24197 | 333578
2016-05-15 07:00 | 0 | 0.24602 | 324196
2016-05-15 08:00 | 0 | 0.26263 | 319701
2016-05-15 09:00 | 0 | 0.27192 | 318872
2016-05-15 10:00 | 0 | 0.27632 | 318994
2016-05-15 11:00 | 0 | 0.27255 | 323783
2016-05-15 12:00 | 0.014976 | 0.17217 | 337445
2016-05-15 13:00 | 0.21377 | 0.12291 | 352435
2016-05-15 14:00 | 0.40936 | 0.16576 | 363915
2016-05-15 15:00 | 0.5322 | 0.19151 | 373504
2016-05-15 16:00 | 0.60983 | 0.20043 | 381919
2016-05-15 17:00 | 0.64688 | 0.21104 | 388083
2016-05-15 18:00 | 0.65724 | 0.22307 | 392908
2016-05-15 19:00 | 0.65046 | 0.23647 | 396532
2016-05-15 20:00 | 0.63554 | 0.25032 | 400970
2016-05-15 21:00 | 0.60481 | 0.25336 | 406594
2016-05-15 22:00 | 0.56195 | 0.24872 | 409840
2016-05-15 23:00 | 0.49789 | 0.24587 | 410874
2016-05-16 | 0.38964 | 0.26505 | 415868
2016-05-16 01:00 | 0.21786 | 0.31022 | 417754
2016-05-16 02:00 | 0.018832 | 0.34897 | 404136
2016-05-16 03:00 | 0 | 0.37553 | 383325
2016-05-16 04:00 | 0 | 0.38872 | 363727
2016-05-16 05:00 | 0 | 0.37958 | 346806
2016-05-16 06:00 | 0 | 0.3631 | 335215
2016-05-16 07:00 | 0 | 0.34727 | 329279
2016-05-16 08:00 | 0 | 0.32664 | 330265
2016-05-16 09:00 | 0 | 0.29933 | 340929
2016-05-16 10:00 | 0 | 0.27396 | 364383
2016-05-16 11:00 | 0 | 0.23671 | 388026
2016-05-16 12:00 | 0.043513 | 0.15614 | 402296
2016-05-16 13:00 | 0.37264 | 0.1279 | 413477
2016-05-16 14:00 | 0.6031 | 0.1557 | 424269
2016-05-16 15:00 | 0.7272 | 0.19283 | 431985
2016-05-16 16:00 | 0.77612 | 0.21005 | 437327
2016-05-16 17:00 | 0.77852 | 0.21363 | 442315
2016-05-16 18:00 | 0.76685 | 0.21459 | 446051
2016-05-16 19:00 | 0.7513 | 0.21392 | 447837
2016-05-16 20:00 | 0.73601 | 0.21149 | 450109
2016-05-16 21:00 | 0.70864 | 0.2069 | 451899
2016-05-16 22:00 | 0.65801 | 0.20463 | 451067
2016-05-16 23:00 | 0.566 | 0.21253 | 449437
2016-05-17 | 0.41488 | 0.26183 | 452267
2016-05-17 01:00 | 0.19091 | 0.37155 | 449303
2016-05-17 02:00 | 0.018621 | 0.44508 | 430077
2016-05-17 03:00 | 0 | 0.46314 | 403559
2016-05-17 04:00 | 0 | 0.45126 | 380929
2016-05-17 05:00 | 0 | 0.42836 | 362454
2016-05-17 06:00 | 0 | 0.41073 | 347520
2016-05-17 07:00 | 0 | 0.39186 | 339506
2016-05-17 08:00 | 0 | 0.37552 | 338388
2016-05-17 09:00 | 0 | 0.34208 | 347189
2016-05-17 10:00 | 0 | 0.3092 | 370062
2016-05-17 11:00 | 0 | 0.28431 | 393054
2016-05-17 12:00 | 0.036614 | 0.22463 | 408527
2016-05-17 13:00 | 0.3093 | 0.21153 | 420490
2016-05-17 14:00 | 0.55257 | 0.22934 | 432111
2016-05-17 15:00 | 0.67128 | 0.24211 | 439578
2016-05-17 16:00 | 0.71269 | 0.23622 | 447591
2016-05-17 17:00 | 0.72267 | 0.22505 | 452503
2016-05-17 18:00 | 0.71026 | 0.21449 | 455461
2016-05-17 19:00 | 0.68903 | 0.20727 | 458010
2016-05-17 20:00 | 0.6662 | 0.20433 | 458342
2016-05-17 21:00 | 0.62522 | 0.20465 | 459922
2016-05-17 22:00 | 0.56601 | 0.21057 | 459064
2016-05-17 23:00 | 0.48084 | 0.21856 | 455928
2016-05-18 | 0.36041 | 0.23001 | 456165
2016-05-18 01:00 | 0.19443 | 0.28932 | 453024
2016-05-18 02:00 | 0.037754 | 0.35672 | 434923
2016-05-18 03:00 | 0 | 0.40605 | 408791
2016-05-18 04:00 | 0 | 0.43567 | 385096
2016-05-18 05:00 | 0 | 0.43786 | 365147
2016-05-18 06:00 | 0 | 0.42421 | 349847
2016-05-18 07:00 | 0 | 0.40571 | 340892
2016-05-18 08:00 | 0 | 0.38845 | 339155
2016-05-18 09:00 | 0 | 0.35982 | 347311
2016-05-18 10:00 | 0 | 0.32916 | 369141
2016-05-18 11:00 | 0 | 0.29905 | 391333
2016-05-18 12:00 | 0.043256 | 0.1707 | 404643
2016-05-18 13:00 | 0.32908 | 0.11326 | 414696
2016-05-18 14:00 | 0.55779 | 0.14183 | 425309
2016-05-18 15:00 | 0.67739 | 0.14632 | 433956
2016-05-18 16:00 | 0.72567 | 0.13387 | 441180
2016-05-18 17:00 | 0.73463 | 0.1287 | 447088
2016-05-18 18:00 | 0.72099 | 0.12674 | 452422
2016-05-18 19:00 | 0.7033 | 0.12597 | 455695
2016-05-18 20:00 | 0.6873 | 0.12713 | 458559
2016-05-18 21:00 | 0.65825 | 0.13112 | 460812
2016-05-18 22:00 | 0.61046 | 0.13712 | 458743
2016-05-18 23:00 | 0.52541 | 0.15043 | 455111
2016-05-19 | 0.41013 | 0.19179 | 455162
2016-05-19 01:00 | 0.23695 | 0.35209 | 452069
2016-05-19 02:00 | 0.021841 | 0.46865 | 434434
2016-05-19 03:00 | 0 | 0.52096 | 408119
2016-05-19 04:00 | 0 | 0.54282 | 383142
2016-05-19 05:00 | 0 | 0.54061 | 362941
2016-05-19 06:00 | 0 | 0.52507 | 347770
2016-05-19 07:00 | 0 | 0.49847 | 337967
2016-05-19 08:00 | 0 | 0.46653 | 336146
2016-05-19 09:00 | 0 | 0.43175 | 345081
2016-05-19 10:00 | 0 | 0.40809 | 367118
2016-05-19 11:00 | 0 | 0.36435 | 389239
2016-05-19 12:00 | 0.061455 | 0.20468 | 403543
2016-05-19 13:00 | 0.40671 | 0.17805 | 415692
2016-05-19 14:00 | 0.61774 | 0.25192 | 427306
2016-05-19 15:00 | 0.73766 | 0.29842 | 436602
2016-05-19 16:00 | 0.79059 | 0.31598 | 443665
2016-05-19 17:00 | 0.80139 | 0.32446 | 449379
2016-05-19 18:00 | 0.79477 | 0.32642 | 453245
2016-05-19 19:00 | 0.78901 | 0.31867 | 455347
2016-05-19 20:00 | 0.78544 | 0.30863 | 456705
2016-05-19 21:00 | 0.77444 | 0.30026 | 457769
2016-05-19 22:00 | 0.74362 | 0.29869 | 454744
2016-05-19 23:00 | 0.66629 | 0.31137 | 450085
2016-05-20 | 0.52372 | 0.3594 | 449796
2016-05-20 01:00 | 0.24614 | 0.50547 | 447542
2016-05-20 02:00 | 0.011815 | 0.61162 | 430084
2016-05-20 03:00 | 0 | 0.62169 | 403363
2016-05-20 04:00 | 0 | 0.61152 | 378108
2016-05-20 05:00 | 0 | 0.58386 | 359636
2016-05-20 06:00 | 0 | 0.54281 | 344888
2016-05-20 07:00 | 0 | 0.49583 | 335003
2016-05-20 08:00 | 0 | 0.45278 | 332872
2016-05-20 09:00 | 0 | 0.4172 | 341353
2016-05-20 10:00 | 0 | 0.38146 | 361869
2016-05-20 11:00 | 0 | 0.33583 | 383643
2016-05-20 12:00 | 0.086822 | 0.22302 | 399492
2016-05-20 13:00 | 0.41818 | 0.2129 | 413654
2016-05-20 14:00 | 0.6338 | 0.25 | 426738
2016-05-20 15:00 | 0.76151 | 0.28959 | 435829
2016-05-20 16:00 | 0.82493 | 0.31101 | 441805
2016-05-20 17:00 | 0.83761 | 0.32364 | 446073
2016-05-20 18:00 | 0.83523 | 0.3257 | 449358
2016-05-20 19:00 | 0.82658 | 0.32168 | 451726
2016-05-20 20:00 | 0.82114 | 0.31897 | 454033
2016-05-20 21:00 | 0.80486 | 0.31676 | 454399
2016-05-20 22:00 | 0.76492 | 0.32315 | 449646
2016-05-20 23:00 | 0.66438 | 0.34747 | 441625
2016-05-21 | 0.53583 | 0.4061 | 438654
2016-05-21 01:00 | 0.23513 | 0.55421 | 433474
2016-05-21 02:00 | 0.024648 | 0.63754 | 415012
2016-05-21 03:00 | 0 | 0.65343 | 396530
2016-05-21 04:00 | 0 | 0.64685 | 374530
2016-05-21 05:00 | 0 | 0.62112 | 355822
2016-05-21 06:00 | 0 | 0.58532 | 340289
2016-05-21 07:00 | 0 | 0.55338 | 330939
2016-05-21 08:00 | 0 | 0.52108 | 326053
2016-05-21 09:00 | 0 | 0.48758 | 325912
2016-05-21 10:00 | 0 | 0.46698 | 330394
2016-05-21 11:00 | 0 | 0.44767 | 338051
2016-05-21 12:00 | 0.083589 | 0.34681 | 355555
2016-05-21 13:00 | 0.42984 | 0.37771 | 375291
2016-05-21 14:00 | 0.66901 | 0.45477 | 393987
2016-05-21 15:00 | 0.79388 | 0.48671 | 408509
2016-05-21 16:00 | 0.84797 | 0.50022 | 418122
2016-05-21 17:00 | 0.85339 | 0.51767 | 424519
2016-05-21 18:00 | 0.84675 | 0.53994 | 429572
2016-05-21 19:00 | 0.83684 | 0.56398 | 433418
2016-05-21 20:00 | 0.8313 | 0.58552 | 436977
2016-05-21 21:00 | 0.81788 | 0.60298 | 439549
2016-05-21 22:00 | 0.7775 | 0.62144 | 436862
2016-05-21 23:00 | 0.68351 | 0.64576 | 431572
2016-05-22 | 0.50961 | 0.67891 | 426922
2016-05-22 01:00 | 0.23449 | 0.75866 | 422713
2016-05-22 02:00 | 0.017635 | 0.77888 | 410686
2016-05-22 03:00 | 0 | 0.76926 | 391852
2016-05-22 04:00 | 0 | 0.75868 | 371675
2016-05-22 05:00 | 0 | 0.73719 | 352334
2016-05-22 06:00 | 0 | 0.72192 | 337141
2016-05-22 07:00 | 0 | 0.71567 | 326650
2016-05-22 08:00 | 0 | 0.71049 | 321017
2016-05-22 09:00 | 0 | 0.68866 | 319360
2016-05-22 10:00 | 0 | 0.66301 | 319221
2016-05-22 11:00 | 0 | 0.61415 | 324076
2016-05-22 12:00 | 0.081906 | 0.45706 | 340092
2016-05-22 13:00 | 0.44858 | 0.42586 | 358790
2016-05-22 14:00 | 0.67486 | 0.50501 | 375530
2016-05-22 15:00 | 0.80633 | 0.53014 | 389040
2016-05-22 16:00 | 0.856 | 0.52469 | 401106
2016-05-22 17:00 | 0.86509 | 0.53218 | 410650
2016-05-22 18:00 | 0.85632 | 0.55327 | 419010
2016-05-22 19:00 | 0.84848 | 0.58182 | 426197
2016-05-22 20:00 | 0.84822 | 0.60784 | 434349
2016-05-22 21:00 | 0.83714 | 0.62819 | 440959
2016-05-22 22:00 | 0.80607 | 0.64718 | 443899
2016-05-22 23:00 | 0.71861 | 0.66542 | 442256
2016-05-23 | 0.57 | 0.71168 | 440455
2016-05-23 01:00 | 0.27534 | 0.78636 | 437320
2016-05-23 02:00 | 0.026223 | 0.81607 | 421608
2016-05-23 03:00 | 0 | 0.81344 | 397199
2016-05-23 04:00 | 0 | 0.80577 | 372838
2016-05-23 05:00 | 0 | 0.79768 | 352582
2016-05-23 06:00 | 0 | 0.78654 | 337779
2016-05-23 07:00 | 0 | 0.75933 | 329066
2016-05-23 08:00 | 0 | 0.72663 | 326685
2016-05-23 09:00 | 0 | 0.68742 | 336393
2016-05-23 10:00 | 0 | 0.65255 | 358134
2016-05-23 11:00 | 0 | 0.6006 | 381460
2016-05-23 12:00 | 0.092986 | 0.41085 | 399759
2016-05-23 13:00 | 0.46252 | 0.31422 | 416209
2016-05-23 14:00 | 0.68274 | 0.35816 | 432114
2016-05-23 15:00 | 0.80035 | 0.36119 | 446006
2016-05-23 16:00 | 0.84854 | 0.35655 | 457678
2016-05-23 17:00 | 0.86561 | 0.35165 | 469006
2016-05-23 18:00 | 0.86041 | 0.35181 | 478348
2016-05-23 19:00 | 0.85177 | 0.35985 | 486089
2016-05-23 20:00 | 0.84635 | 0.37243 | 490872
2016-05-23 21:00 | 0.83416 | 0.3779 | 493110
2016-05-23 22:00 | 0.79812 | 0.37525 | 490741
2016-05-23 23:00 | 0.70889 | 0.36889 | 484074
2016-05-24 | 0.54544 | 0.38989 | 477807
2016-05-24 01:00 | 0.23942 | 0.47217 | 471053
2016-05-24 02:00 | 0.016679 | 0.51356 | 448908
2016-05-24 03:00 | 0 | 0.50944 | 420111
2016-05-24 04:00 | 0 | 0.49727 | 392234
2016-05-24 05:00 | 0 | 0.49026 | 370342
2016-05-24 06:00 | 0 | 0.49104 | 354097
2016-05-24 07:00 | 0 | 0.47945 | 344011
2016-05-24 08:00 | 0 | 0.46636 | 341307
2016-05-24 09:00 | 0 | 0.43389 | 348338
2016-05-24 10:00 | 0 | 0.39899 | 366672
2016-05-24 11:00 | 0 | 0.35084 | 389826
2016-05-24 12:00 | 0.10236 | 0.2019 | 408663
2016-05-24 13:00 | 0.44092 | 0.13618 | 426934
2016-05-24 14:00 | 0.63748 | 0.14701 | 445433
2016-05-24 15:00 | 0.76678 | 0.15259 | 462381
2016-05-24 16:00 | 0.81711 | 0.16146 | 476400
2016-05-24 17:00 | 0.82547 | 0.18189 | 489270
2016-05-24 18:00 | 0.81687 | 0.20975 | 500907
2016-05-24 19:00 | 0.80473 | 0.23939 | 509782
2016-05-24 20:00 | 0.79565 | 0.26625 | 516707
2016-05-24 21:00 | 0.77621 | 0.28638 | 520133
2016-05-24 22:00 | 0.73136 | 0.30691 | 518155
2016-05-24 23:00 | 0.63317 | 0.32889 | 509918
2016-05-25 | 0.48962 | 0.38948 | 501806
2016-05-25 01:00 | 0.22571 | 0.50063 | 493666
2016-05-25 02:00 | 0.015504 | 0.57726 | 469882
2016-05-25 03:00 | 0 | 0.605 | 439830
2016-05-25 04:00 | 0 | 0.61158 | 412104
2016-05-25 05:00 | 0 | 0.61331 | 388110
2016-05-25 06:00 | 0 | 0.61228 | 369349
2016-05-25 07:00 | 0 | 0.59868 | 357330
2016-05-25 08:00 | 0 | 0.57266 | 353196
2016-05-25 09:00 | 0 | 0.52423 | 360438
2016-05-25 10:00 | 0 | 0.50152 | 377881
2016-05-25 11:00 | 7.37e-07 | 0.4705 | 400106
2016-05-25 12:00 | 0.10862 | 0.34779 | 420344
2016-05-25 13:00 | 0.45435 | 0.24805 | 440803
2016-05-25 14:00 | 0.64761 | 0.26962 | 461933
2016-05-25 15:00 | 0.77893 | 0.2969 | 481414
2016-05-25 16:00 | 0.8168 | 0.30972 | 497705
2016-05-25 17:00 | 0.82341 | 0.31252 | 513227
2016-05-25 18:00 | 0.81631 | 0.31325 | 526761
2016-05-25 19:00 | 0.80637 | 0.31762 | 537291
2016-05-25 20:00 | 0.7978 | 0.32336 | 544450
2016-05-25 21:00 | 0.78196 | 0.32217 | 547431
2016-05-25 22:00 | 0.73925 | 0.30716 | 542287
2016-05-25 23:00 | 0.64889 | 0.29381 | 531381
2016-05-26 | 0.50988 | 0.31604 | 521817
2016-05-26 01:00 | 0.23654 | 0.38678 | 512256
2016-05-26 02:00 | 0.019863 | 0.44162 | 488412
2016-05-26 03:00 | 0 | 0.4729 | 455944
2016-05-26 04:00 | 0 | 0.48563 | 425635
2016-05-26 05:00 | 0 | 0.48738 | 400557
2016-05-26 06:00 | 0 | 0.48906 | 380967
2016-05-26 07:00 | 0 | 0.48407 | 367149
2016-05-26 08:00 | 0 | 0.47463 | 361979
2016-05-26 09:00 | 0 | 0.46112 | 367885
2016-05-26 10:00 | 0 | 0.4547 | 387246
2016-05-26 11:00 | 2.01e-06 | 0.41266 | 410827
2016-05-26 12:00 | 0.12671 | 0.25615 | 432688
2016-05-26 13:00 | 0.48296 | 0.19962 | 453714
2016-05-26 14:00 | 0.67948 | 0.2414 | 476278
2016-05-26 15:00 | 0.79882 | 0.26719 | 497102
2016-05-26 16:00 | 0.83705 | 0.28329 | 514615
2016-05-26 17:00 | 0.83488 | 0.30489 | 530002
2016-05-26 18:00 | 0.8201 | 0.33688 | 540760
2016-05-26 19:00 | 0.8019 | 0.37467 | 550035
2016-05-26 20:00 | 0.78721 | 0.40391 | 554684
2016-05-26 21:00 | 0.76588 | 0.41054 | 553672
2016-05-26 22:00 | 0.72145 | 0.40843 | 546361
2016-05-26 23:00 | 0.63807 | 0.41786 | 533794
2016-05-27 | 0.50929 | 0.44619 | 523360
2016-05-27 01:00 | 0.26338 | 0.48975 | 514618
2016-05-27 02:00 | 0.03045 | 0.53372 | 489810
2016-05-27 03:00 | 0 | 0.54002 | 459477
2016-05-27 04:00 | 0 | 0.47951 | 428775
2016-05-27 05:00 | 0 | 0.42656 | 402449
2016-05-27 06:00 | 0 | 0.39216 | 381992
2016-05-27 07:00 | 0 | 0.35837 | 368753
2016-05-27 08:00 | 0 | 0.33343 | 363980
2016-05-27 09:00 | 0 | 0.31531 | 368934
2016-05-27 10:00 | 0 | 0.30055 | 384185
2016-05-27 11:00 | 2.79e-06 | 0.28318 | 405105
2016-05-27 12:00 | 0.11218 | 0.18903 | 429110
2016-05-27 13:00 | 0.46854 | 0.15126 | 452260
2016-05-27 14:00 | 0.68702 | 0.17369 | 475781
2016-05-27 15:00 | 0.79284 | 0.19269 | 496673
2016-05-27 16:00 | 0.82854 | 0.19678 | 513944
2016-05-27 17:00 | 0.83215 | 0.20042 | 527326
2016-05-27 18:00 | 0.82402 | 0.19689 | 537440
2016-05-27 19:00 | 0.81389 | 0.18161 | 543658
2016-05-27 20:00 | 0.80547 | 0.16612 | 546585
2016-05-27 21:00 | 0.78766 | 0.15394 | 544994
2016-05-27 22:00 | 0.75212 | 0.14516 | 535312
2016-05-27 23:00 | 0.67337 | 0.14424 | 520452
2016-05-28 | 0.54357 | 0.16117 | 507956
2016-05-28 01:00 | 0.28267 | 0.22755 | 498303
2016-05-28 02:00 | 0.042965 | 0.30488 | 477056
2016-05-28 03:00 | 0 | 0.33354 | 447806
2016-05-28 04:00 | 0 | 0.32921 | 418066
2016-05-28 05:00 | 0 | 0.32187 | 394181
2016-05-28 06:00 | 0 | 0.31473 | 375435
2016-05-28 07:00 | 0 | 0.30029 | 360860
2016-05-28 08:00 | 0 | 0.28636 | 352135
2016-05-28 09:00 | 0 | 0.27405 | 348132
2016-05-28 10:00 | 0 | 0.27263 | 349321
2016-05-28 11:00 | 4.42e-06 | 0.26279 | 357711
2016-05-28 12:00 | 0.14609 | 0.15471 | 377804
2016-05-28 13:00 | 0.53994 | 0.11444 | 404774
2016-05-28 14:00 | 0.71055 | 0.13518 | 431917
2016-05-28 15:00 | 0.8149 | 0.14472 | 456896
2016-05-28 16:00 | 0.85937 | 0.15061 | 477425
2016-05-28 17:00 | 0.86027 | 0.15743 | 492482
2016-05-28 18:00 | 0.8501 | 0.16789 | 504366
2016-05-28 19:00 | 0.8352 | 0.17979 | 514319
2016-05-28 20:00 | 0.82292 | 0.19003 | 522878
2016-05-28 21:00 | 0.80116 | 0.19483 | 526804
2016-05-28 22:00 | 0.75611 | 0.19185 | 524119
2016-05-28 23:00 | 0.66673 | 0.18375 | 513281
2016-05-29 | 0.51716 | 0.18774 | 501272
2016-05-29 01:00 | 0.25147 | 0.25184 | 491484
2016-05-29 02:00 | 0.026963 | 0.31356 | 472491
2016-05-29 03:00 | 0 | 0.34067 | 444592
2016-05-29 04:00 | 0 | 0.3648 | 418205
2016-05-29 05:00 | 0 | 0.39308 | 394074
2016-05-29 06:00 | 0 | 0.40376 | 373955
2016-05-29 07:00 | 0 | 0.41534 | 359007
2016-05-29 08:00 | 0 | 0.43254 | 349369
2016-05-29 09:00 | 0 | 0.43142 | 344568
2016-05-29 10:00 | 0 | 0.42394 | 342370
2016-05-29 11:00 | 7.61e-07 | 0.36163 | 347608
2016-05-29 12:00 | 0.11175 | 0.20046 | 364457
2016-05-29 13:00 | 0.42767 | 0.1438 | 390643
2016-05-29 14:00 | 0.62417 | 0.18465 | 417784
2016-05-29 15:00 | 0.72977 | 0.20846 | 442750
2016-05-29 16:00 | 0.77993 | 0.20444 | 464005
2016-05-29 17:00 | 0.79032 | 0.19818 | 480240
2016-05-29 18:00 | 0.78754 | 0.20274 | 492006
2016-05-29 19:00 | 0.77717 | 0.21491 | 500465
2016-05-29 20:00 | 0.76983 | 0.22593 | 506111
2016-05-29 21:00 | 0.75031 | 0.22596 | 508248
2016-05-29 22:00 | 0.71367 | 0.21392 | 504790
2016-05-29 23:00 | 0.6259 | 0.20597 | 494498
2016-05-30 | 0.49145 | 0.23669 | 483132
2016-05-30 01:00 | 0.26525 | 0.35234 | 472908
2016-05-30 02:00 | 0.035805 | 0.43953 | 456189
2016-05-30 03:00 | 0 | 0.45361 | 431028
2016-05-30 04:00 | 0 | 0.446 | 404498
2016-05-30 05:00 | 0 | 0.43279 | 380422
2016-05-30 06:00 | 0 | 0.41569 | 362999
2016-05-30 07:00 | 0 | 0.38928 | 349662
2016-05-30 08:00 | 0 | 0.35471 | 342344
2016-05-30 09:00 | 0 | 0.30925 | 340098
2016-05-30 10:00 | 0 | 0.27168 | 340563
2016-05-30 11:00 | 3.22e-07 | 0.23875 | 346582
2016-05-30 12:00 | 0.09808 | 0.13958 | 362900
2016-05-30 13:00 | 0.44311 | 0.12039 | 390192
2016-05-30 14:00 | 0.66598 | 0.15949 | 420252
2016-05-30 15:00 | 0.77994 | 0.16709 | 448922
2016-05-30 16:00 | 0.82954 | 0.1728 | 472712
2016-05-30 17:00 | 0.84063 | 0.18979 | 490171
2016-05-30 18:00 | 0.83586 | 0.21666 | 503610
2016-05-30 19:00 | 0.82842 | 0.24993 | 513592
2016-05-30 20:00 | 0.82647 | 0.28801 | 521499
2016-05-30 21:00 | 0.81773 | 0.32532 | 526698
2016-05-30 22:00 | 0.78696 | 0.35824 | 526040
2016-05-30 23:00 | 0.70199 | 0.39855 | 519884
2016-05-31 | 0.55368 | 0.49626 | 510821
2016-05-31 01:00 | 0.30087 | 0.6643 | 501289
2016-05-31 02:00 | 0.042811 | 0.75113 | 478475
2016-05-31 03:00 | 0 | 0.7208 | 446575
2016-05-31 04:00 | 0 | 0.64417 | 417426
2016-05-31 05:00 | 0 | 0.58532 | 392066
2016-05-31 06:00 | 0 | 0.53603 | 372274
2016-05-31 07:00 | 0 | 0.49539 | 359147
2016-05-31 08:00 | 0 | 0.45969 | 355102
2016-05-31 09:00 | 0 | 0.42906 | 362437
2016-05-31 10:00 | 0 | 0.40241 | 380869
2016-05-31 11:00 | 4.13e-07 | 0.36744 | 404434
2016-05-31 12:00 | 0.11954 | 0.28438 | 430258
2016-05-31 13:00 | 0.50381 | 0.34283 | 457434
2016-05-31 14:00 | 0.69321 | 0.37319 | 485399
2016-05-31 15:00 | 0.78357 | 0.36874 | 511566
2016-05-31 16:00 | 0.82333 | 0.35283 | 533684
2016-05-31 17:00 | 0.82337 | 0.34465 | 552896
2016-05-31 18:00 | 0.80871 | 0.34202 | 566702
2016-05-31 19:00 | 0.78707 | 0.34077 | 575476
2016-05-31 20:00 | 0.76967 | 0.33851 | 578930
2016-05-31 21:00 | 0.74837 | 0.33407 | 578388
2016-05-31 22:00 | 0.71517 | 0.33072 | 571152
2016-05-31 23:00 | 0.64265 | 0.33106 | 558447
2016-06-01 | 0.51419 | 0.34412 | 545151
2016-06-01 01:00 | 0.30891 | 0.38816 | 533134
2016-06-01 02:00 | 0.057516 | 0.43458 | 505636
2016-06-01 03:00 | 1.91e-08 | 0.43709 | 469955
2016-06-01 04:00 | 0 | 0.42316 | 436947
2016-06-01 05:00 | 0 | 0.4087 | 409528
2016-06-01 06:00 | 0 | 0.40039 | 388462
2016-06-01 07:00 | 0 | 0.40449 | 373860
2016-06-01 08:00 | 0 | 0.41249 | 367627
2016-06-01 09:00 | 0 | 0.42511 | 372843
2016-06-01 10:00 | 0 | 0.43535 | 388457
2016-06-01 11:00 | 7.59e-06 | 0.39317 | 411140
2016-06-01 12:00 | 0.074201 | 0.25997 | 435165
2016-06-01 13:00 | 0.41453 | 0.29419 | 458866
2016-06-01 14:00 | 0.60638 | 0.33529 | 485380
2016-06-01 15:00 | 0.71441 | 0.32728 | 510547
2016-06-01 16:00 | 0.75556 | 0.31979 | 531408
2016-06-01 17:00 | 0.7617 | 0.31554 | 550110
2016-06-01 18:00 | 0.74909 | 0.30863 | 564854
2016-06-01 19:00 | 0.73391 | 0.29604 | 574628
2016-06-01 20:00 | 0.71686 | 0.27979 | 580324
2016-06-01 21:00 | 0.6936 | 0.26005 | 579092
2016-06-01 22:00 | 0.66201 | 0.23284 | 570068
2016-06-01 23:00 | 0.59673 | 0.19673 | 556557
2016-06-02 | 0.47466 | 0.16863 | 544273
2016-06-02 01:00 | 0.30003 | 0.18209 | 532348
2016-06-02 02:00 | 0.057849 | 0.21307 | 507490
2016-06-02 03:00 | 2e-07 | 0.2412 | 472589
2016-06-02 04:00 | 0 | 0.26897 | 439690
2016-06-02 05:00 | 0 | 0.29437 | 412308
2016-06-02 06:00 | 0 | 0.31342 | 390358
2016-06-02 07:00 | 0 | 0.32801 | 375879
2016-06-02 08:00 | 0 | 0.34255 | 370219
2016-06-02 09:00 | 0 | 0.34703 | 375798
2016-06-02 10:00 | 0 | 0.35021 | 393345
2016-06-02 11:00 | 5.3e-06 | 0.31332 | 414211
2016-06-02 12:00 | 0.10477 | 0.16557 | 435951
2016-06-02 13:00 | 0.46895 | 0.10429 | 457230
2016-06-02 14:00 | 0.67136 | 0.12116 | 479125
2016-06-02 15:00 | 0.78624 | 0.14578 | 500458
2016-06-02 16:00 | 0.83038 | 0.16033 | 519600
2016-06-02 17:00 | 0.83619 | 0.17474 | 537657
2016-06-02 18:00 | 0.83006 | 0.18892 | 551753
2016-06-02 19:00 | 0.81939 | 0.19899 | 561585
2016-06-02 20:00 | 0.81198 | 0.20594 | 567278
2016-06-02 21:00 | 0.79392 | 0.21516 | 568552
2016-06-02 22:00 | 0.7638 | 0.22706 | 562007
2016-06-02 23:00 | 0.69543 | 0.24487 | 550541
2016-06-03 | 0.55894 | 0.30145 | 540859
2016-06-03 01:00 | 0.34026 | 0.4573 | 528804
2016-06-03 02:00 | 0.046418 | 0.5566 | 504648
2016-06-03 03:00 | 3.37e-07 | 0.58278 | 471826
2016-06-03 04:00 | 0 | 0.5798 | 440612
2016-06-03 05:00 | 0 | 0.56433 | 412775
2016-06-03 06:00 | 0 | 0.54738 | 391019
2016-06-03 07:00 | 0 | 0.53664 | 376807
2016-06-03 08:00 | 0 | 0.5273 | 370748
2016-06-03 09:00 | 0 | 0.52193 | 376029
2016-06-03 10:00 | 0 | 0.51258 | 390568
2016-06-03 11:00 | 8.38e-06 | 0.46433 | 410728
2016-06-03 12:00 | 0.12234 | 0.28898 | 433401
2016-06-03 13:00 | 0.49458 | 0.25553 | 456710
2016-06-03 14:00 | 0.7017 | 0.34365 | 482352
2016-06-03 15:00 | 0.79597 | 0.38076 | 506438
2016-06-03 16:00 | 0.83754 | 0.37861 | 526219
2016-06-03 17:00 | 0.84857 | 0.36968 | 544271
2016-06-03 18:00 | 0.84346 | 0.36141 | 559157
2016-06-03 19:00 | 0.83538 | 0.35597 | 568887
2016-06-03 20:00 | 0.83221 | 0.35296 | 574581
2016-06-03 21:00 | 0.82329 | 0.3541 | 574869
2016-06-03 22:00 | 0.79445 | 0.35681 | 567521
2016-06-03 23:00 | 0.72217 | 0.34788 | 553923
2016-06-04 | 0.5906 | 0.35202 | 541270
2016-06-04 01:00 | 0.35349 | 0.4329 | 530077
2016-06-04 02:00 | 0.04755 | 0.53084 | 507757
2016-06-04 03:00 | 4.31e-07 | 0.54703 | 476751
2016-06-04 04:00 | 0 | 0.51072 | 445566
2016-06-04 05:00 | 0 | 0.45923 | 417881
2016-06-04 06:00 | 0 | 0.41708 | 395618
2016-06-04 07:00 | 0 | 0.39272 | 378450
2016-06-04 08:00 | 0 | 0.39198 | 367703
2016-06-04 09:00 | 0 | 0.40717 | 364114
2016-06-04 10:00 | 0 | 0.43044 | 364270
2016-06-04 11:00 | 9.92e-06 | 0.39997 | 372504
2016-06-04 12:00 | 0.15011 | 0.23693 | 391583
2016-06-04 13:00 | 0.5314 | 0.23452 | 416910
2016-06-04 14:00 | 0.68035 | 0.36388 | 444249
2016-06-04 15:00 | 0.78321 | 0.43363 | 469972
2016-06-04 16:00 | 0.81915 | 0.47453 | 491295
2016-06-04 17:00 | 0.82724 | 0.50135 | 507879
2016-06-04 18:00 | 0.82258 | 0.52351 | 520690
2016-06-04 19:00 | 0.81438 | 0.54379 | 530123
2016-06-04 20:00 | 0.80999 | 0.56098 | 536156
2016-06-04 21:00 | 0.79802 | 0.57492 | 539077
2016-06-04 22:00 | 0.76981 | 0.57239 | 535584
2016-06-04 23:00 | 0.69583 | 0.53889 | 526357
2016-06-05 | 0.56748 | 0.48925 | 517223
2016-06-05 01:00 | 0.3084 | 0.55322 | 507566
2016-06-05 02:00 | 0.031121 | 0.57285 | 488695
2016-06-05 03:00 | 0 | 0.52782 | 461209
2016-06-05 04:00 | 0 | 0.4779 | 431573
2016-06-05 05:00 | 0 | 0.43968 | 406781
2016-06-05 06:00 | 0 | 0.41995 | 386419
2016-06-05 07:00 | 0 | 0.40743 | 370429
2016-06-05 08:00 | 0 | 0.4004 | 360252
2016-06-05 09:00 | 0 | 0.39213 | 355281
2016-06-05 10:00 | 0 | 0.39484 | 352955
2016-06-05 11:00 | 1.34e-05 | 0.35168 | 357290
2016-06-05 12:00 | 0.14986 | 0.19319 | 374022
2016-06-05 13:00 | 0.53103 | 0.11867 | 397413
2016-06-05 14:00 | 0.70881 | 0.18483 | 422285
2016-06-05 15:00 | 0.79729 | 0.26326 | 445523
2016-06-05 16:00 | 0.84048 | 0.30512 | 466044
2016-06-05 17:00 | 0.84662 | 0.3361 | 483304
2016-06-05 18:00 | 0.84006 | 0.3592 | 497201
2016-06-05 19:00 | 0.83079 | 0.37258 | 508990
2016-06-05 20:00 | 0.82758 | 0.38104 | 519010
2016-06-05 21:00 | 0.81836 | 0.38738 | 525768
2016-06-05 22:00 | 0.79115 | 0.38828 | 526990
2016-06-05 23:00 | 0.70785 | 0.38631 | 521930
2016-06-06 | 0.57799 | 0.39814 | 513888
2016-06-06 01:00 | 0.31762 | 0.48725 | 504098
2016-06-06 02:00 | 0.043799 | 0.58846 | 485611
2016-06-06 03:00 | 8.35e-07 | 0.60534 | 456516
2016-06-06 04:00 | 0 | 0.57023 | 426240
2016-06-06 05:00 | 0 | 0.52917 | 403188
2016-06-06 06:00 | 0 | 0.50243 | 384384
2016-06-06 07:00 | 0 | 0.4966 | 370595
2016-06-06 08:00 | 0 | 0.49349 | 366015
2016-06-06 09:00 | 0 | 0.48861 | 371425
2016-06-06 10:00 | 0 | 0.48715 | 387935
2016-06-06 11:00 | 1.22e-05 | 0.42548 | 411661
2016-06-06 12:00 | 0.1305 | 0.25569 | 435162
2016-06-06 13:00 | 0.47762 | 0.22149 | 461328
2016-06-06 14:00 | 0.6826 | 0.27385 | 485280
2016-06-06 15:00 | 0.77921 | 0.30285 | 509087
2016-06-06 16:00 | 0.82034 | 0.30425 | 527204
2016-06-06 17:00 | 0.82732 | 0.30768 | 545385
2016-06-06 18:00 | 0.81727 | 0.30856 | 560299
2016-06-06 19:00 | 0.79848 | 0.3116 | 570244
2016-06-06 20:00 | 0.7796 | 0.31599 | 578371
2016-06-06 21:00 | 0.75136 | 0.31896 | 581232
2016-06-06 22:00 | 0.71603 | 0.32234 | 579340
2016-06-06 23:00 | 0.64068 | 0.32668 | 568858
2016-06-07 | 0.52204 | 0.35354 | 558041
2016-06-07 01:00 | 0.30548 | 0.48713 | 544630
2016-06-07 02:00 | 0.039285 | 0.63609 | 517539
2016-06-07 03:00 | 6.58e-07 | 0.62914 | 483215
2016-06-07 04:00 | 0 | 0.56097 | 448043
2016-06-07 05:00 | 0 | 0.49273 | 419365
2016-06-07 06:00 | 0 | 0.43344 | 397308
2016-06-07 07:00 | 0 | 0.38778 | 381818
2016-06-07 08:00 | 0 | 0.35407 | 375224
2016-06-07 09:00 | 0 | 0.33221 | 379918
2016-06-07 10:00 | 0 | 0.31655 | 394415
2016-06-07 11:00 | 5.73e-06 | 0.25255 | 414034
2016-06-07 12:00 | 0.11247 | 0.12153 | 436079
2016-06-07 13:00 | 0.4616 | 0.12064 | 460021
2016-06-07 14:00 | 0.65955 | 0.15079 | 485342
2016-06-07 15:00 | 0.76164 | 0.1394 | 508842
2016-06-07 16:00 | 0.80642 | 0.12017 | 528600
2016-06-07 17:00 | 0.81705 | 0.1083 | 546244
2016-06-07 18:00 | 0.80772 | 0.10338 | 559521
2016-06-07 19:00 | 0.79148 | 0.10384 | 569433
2016-06-07 20:00 | 0.77536 | 0.10981 | 575757
2016-06-07 21:00 | 0.75432 | 0.11786 | 579190
2016-06-07 22:00 | 0.72036 | 0.13348 | 575363
2016-06-07 23:00 | 0.63645 | 0.15925 | 564201
2016-06-08 | 0.50509 | 0.20742 | 548515
2016-06-08 01:00 | 0.28016 | 0.34787 | 533334
2016-06-08 02:00 | 0.03863 | 0.51707 | 506870
2016-06-08 03:00 | 1.93e-06 | 0.558 | 470978
2016-06-08 04:00 | 0 | 0.54047 | 437565
2016-06-08 05:00 | 0 | 0.50119 | 408850
2016-06-08 06:00 | 0 | 0.46938 | 386228
2016-06-08 07:00 | 0 | 0.44948 | 371486
2016-06-08 08:00 | 0 | 0.44456 | 364715
2016-06-08 09:00 | 0 | 0.44071 | 370472
2016-06-08 10:00 | 0 | 0.43629 | 382405
2016-06-08 11:00 | 4.31e-06 | 0.38475 | 400432
2016-06-08 12:00 | 0.11727 | 0.20314 | 420465
2016-06-08 13:00 | 0.44153 | 0.17551 | 442199
2016-06-08 14:00 | 0.63022 | 0.22489 | 465246
2016-06-08 15:00 | 0.71917 | 0.23147 | 486017
2016-06-08 16:00 | 0.76693 | 0.22054 | 502863
2016-06-08 17:00 | 0.77969 | 0.2198 | 519109
2016-06-08 18:00 | 0.77735 | 0.22851 | 532051
2016-06-08 19:00 | 0.76621 | 0.2403 | 543040
2016-06-08 20:00 | 0.75604 | 0.25393 | 551323
2016-06-08 21:00 | 0.73633 | 0.26528 | 555836
2016-06-08 22:00 | 0.69985 | 0.27602 | 553751
2016-06-08 23:00 | 0.61946 | 0.30876 | 543784
2016-06-09 | 0.48716 | 0.39716 | 530422
2016-06-09 01:00 | 0.26552 | 0.55529 | 517442
2016-06-09 02:00 | 0.034859 | 0.66508 | 494403
2016-06-09 03:00 | 1.49e-06 | 0.70627 | 461505
2016-06-09 04:00 | 0 | 0.70124 | 429485
2016-06-09 05:00 | 0 | 0.66947 | 402849
2016-06-09 06:00 | 0 | 0.63228 | 382478
2016-06-09 07:00 | 0 | 0.60365 | 368821
2016-06-09 08:00 | 0 | 0.57698 | 362709
2016-06-09 09:00 | 0 | 0.53165 | 366616
2016-06-09 10:00 | 0 | 0.48826 | 380315
2016-06-09 11:00 | 7.27e-06 | 0.4029 | 398304
2016-06-09 12:00 | 0.11535 | 0.23263 | 419320
2016-06-09 13:00 | 0.43497 | 0.23629 | 441583
2016-06-09 14:00 | 0.64097 | 0.32703 | 464597
2016-06-09 15:00 | 0.7517 | 0.33226 | 485879
2016-06-09 16:00 | 0.80899 | 0.32023 | 505989
2016-06-09 17:00 | 0.82262 | 0.31611 | 524767
2016-06-09 18:00 | 0.82029 | 0.31783 | 539999
2016-06-09 19:00 | 0.81231 | 0.32287 | 552774
2016-06-09 20:00 | 0.80617 | 0.32847 | 560594
2016-06-09 21:00 | 0.7912 | 0.33666 | 566846
2016-06-09 22:00 | 0.75729 | 0.35068 | 564371
2016-06-09 23:00 | 0.67834 | 0.38014 | 554318
2016-06-10 | 0.53952 | 0.4577 | 540316
2016-06-10 01:00 | 0.31319 | 0.61268 | 530398
2016-06-10 02:00 | 0.052476 | 0.72229 | 505423
2016-06-10 03:00 | 2.05e-06 | 0.71947 | 473098
2016-06-10 04:00 | 0 | 0.69097 | 438393
2016-06-10 05:00 | 0 | 0.65463 | 411512
2016-06-10 06:00 | 0 | 0.6153 | 391226
2016-06-10 07:00 | 0 | 0.5657 | 376885
2016-06-10 08:00 | 0 | 0.5154 | 369546
2016-06-10 09:00 | 0 | 0.46668 | 372398
2016-06-10 10:00 | 0 | 0.42754 | 383857
2016-06-10 11:00 | 9.14e-06 | 0.33945 | 402748
2016-06-10 12:00 | 0.12657 | 0.18186 | 426829
2016-06-10 13:00 | 0.42817 | 0.19712 | 454646
2016-06-10 14:00 | 0.58886 | 0.24662 | 482301
2016-06-10 15:00 | 0.68137 | 0.25357 | 508873
2016-06-10 16:00 | 0.72998 | 0.26226 | 531905
2016-06-10 17:00 | 0.74446 | 0.28399 | 551022
2016-06-10 18:00 | 0.74244 | 0.31146 | 567314
2016-06-10 19:00 | 0.73347 | 0.33132 | 579868
2016-06-10 20:00 | 0.71689 | 0.33505 | 589997
2016-06-10 21:00 | 0.68376 | 0.33241 | 593420
2016-06-10 22:00 | 0.6295 | 0.32853 | 587600
2016-06-10 23:00 | 0.53742 | 0.34125 | 573688
2016-06-11 | 0.40509 | 0.41187 | 556480
2016-06-11 01:00 | 0.21393 | 0.58689 | 540736
2016-06-11 02:00 | 0.032552 | 0.70348 | 517639
2016-06-11 03:00 | 2.62e-06 | 0.69478 | 486640
2016-06-11 04:00 | 0 | 0.66402 | 455231
2016-06-11 05:00 | 0 | 0.63536 | 426453
2016-06-11 06:00 | 0 | 0.60039 | 405689
2016-06-11 07:00 | 0 | 0.56313 | 388245
2016-06-11 08:00 | 0 | 0.53447 | 375972
2016-06-11 09:00 | 0 | 0.49515 | 372056
2016-06-11 10:00 | 0 | 0.45654 | 372473
2016-06-11 11:00 | 8.03e-06 | 0.37924 | 382390
2016-06-11 12:00 | 0.092122 | 0.25114 | 405494
2016-06-11 13:00 | 0.3086 | 0.24893 | 438077
2016-06-11 14:00 | 0.48649 | 0.30419 | 473340
2016-06-11 15:00 | 0.5999 | 0.32961 | 506666
2016-06-11 16:00 | 0.66231 | 0.33391 | 534752
2016-06-11 17:00 | 0.683 | 0.34272 | 555285
2016-06-11 18:00 | 0.67726 | 0.35925 | 571006
2016-06-11 19:00 | 0.66388 | 0.37801 | 582511
2016-06-11 20:00 | 0.64097 | 0.40251 | 590597
2016-06-11 21:00 | 0.60496 | 0.43479 | 595049
2016-06-11 22:00 | 0.54997 | 0.47559 | 591829
2016-06-11 23:00 | 0.47173 | 0.52699 | 580903
2016-06-12 | 0.35875 | 0.60492 | 566512
2016-06-12 01:00 | 0.20329 | 0.7093 | 552841
2016-06-12 02:00 | 0.024773 | 0.75993 | 531300
2016-06-12 03:00 | 1.6e-06 | 0.74616 | 501243
2016-06-12 04:00 | 0 | 0.70781 | 470687
2016-06-12 05:00 | 0 | 0.67295 | 442054
2016-06-12 06:00 | 0 | 0.64964 | 418211
2016-06-12 07:00 | 0 | 0.61829 | 400428
2016-06-12 08:00 | 0 | 0.59265 | 387567
2016-06-12 09:00 | 0 | 0.53706 | 380020
2016-06-12 10:00 | 0 | 0.46561 | 376210
2016-06-12 11:00 | 3.77e-06 | 0.39354 | 384024
2016-06-12 12:00 | 0.10397 | 0.30643 | 407958
2016-06-12 13:00 | 0.41377 | 0.32105 | 437678
2016-06-12 14:00 | 0.61229 | 0.33931 | 468012
2016-06-12 15:00 | 0.7192 | 0.32998 | 494687
2016-06-12 16:00 | 0.77461 | 0.32303 | 517422
2016-06-12 17:00 | 0.78608 | 0.31934 | 534487
2016-06-12 18:00 | 0.78057 | 0.32071 | 545621
2016-06-12 19:00 | 0.77104 | 0.32004 | 552724
2016-06-12 20:00 | 0.76189 | 0.31468 | 556947
2016-06-12 21:00 | 0.74442 | 0.30521 | 558748
2016-06-12 22:00 | 0.70904 | 0.29166 | 554207
2016-06-12 23:00 | 0.63446 | 0.27884 | 543277
2016-06-13 | 0.52686 | 0.29455 | 530139
2016-06-13 01:00 | 0.30355 | 0.40086 | 519068
2016-06-13 02:00 | 0.035865 | 0.4744 | 498816
2016-06-13 03:00 | 2.74e-06 | 0.45119 | 469138
2016-06-13 04:00 | 0 | 0.40546 | 439711
2016-06-13 05:00 | 0 | 0.36584 | 415207
2016-06-13 06:00 | 0 | 0.32732 | 394517
2016-06-13 07:00 | 0 | 0.29394 | 380639
2016-06-13 08:00 | 0 | 0.27134 | 374559
2016-06-13 09:00 | 0 | 0.2423 | 379564
2016-06-13 10:00 | 0 | 0.22054 | 394195
2016-06-13 11:00 | 4e-06 | 0.18451 | 416210
2016-06-13 12:00 | 0.14144 | 0.11091 | 440541
2016-06-13 13:00 | 0.46694 | 0.094479 | 467299
2016-06-13 14:00 | 0.6673 | 0.10295 | 495712
2016-06-13 15:00 | 0.76388 | 0.09984 | 522570
2016-06-13 16:00 | 0.803 | 0.093823 | 545584
2016-06-13 17:00 | 0.80562 | 0.089879 | 565469
2016-06-13 18:00 | 0.79493 | 0.090341 | 580343
2016-06-13 19:00 | 0.78386 | 0.094501 | 589658
2016-06-13 20:00 | 0.77718 | 0.098483 | 595279
2016-06-13 21:00 | 0.76668 | 0.10711 | 596967
2016-06-13 22:00 | 0.73376 | 0.12524 | 591091
2016-06-13 23:00 | 0.65056 | 0.15896 | 579889
2016-06-14 | 0.53824 | 0.21258 | 565632
2016-06-14 01:00 | 0.2948 | 0.341 | 551948
2016-06-14 02:00 | 0.04099 | 0.46675 | 527027
2016-06-14 03:00 | 0 | 0.47225 | 491855
2016-06-14 04:00 | 0 | 0.44611 | 458318
2016-06-14 05:00 | 0 | 0.41848 | 429694
2016-06-14 06:00 | 0 | 0.39414 | 408610
2016-06-14 07:00 | 0 | 0.37013 | 393006
2016-06-14 08:00 | 0 | 0.34431 | 386262
2016-06-14 09:00 | 0 | 0.31773 | 390262
2016-06-14 10:00 | 0 | 0.3071 | 405010
2016-06-14 11:00 | 1.32e-05 | 0.28893 | 425599
2016-06-14 12:00 | 0.16651 | 0.20155 | 449688
2016-06-14 13:00 | 0.55105 | 0.21367 | 476353
2016-06-14 14:00 | 0.70221 | 0.25338 | 503944
2016-06-14 15:00 | 0.80436 | 0.26357 | 530927
2016-06-14 16:00 | 0.8593 | 0.2772 | 553952
2016-06-14 17:00 | 0.86532 | 0.29852 | 573249
2016-06-14 18:00 | 0.85367 | 0.3212 | 587081
2016-06-14 19:00 | 0.84006 | 0.34304 | 595687
2016-06-14 20:00 | 0.83191 | 0.3573 | 601822
2016-06-14 21:00 | 0.81708 | 0.35726 | 603737
2016-06-14 22:00 | 0.78601 | 0.3491 | 597600
2016-06-14 23:00 | 0.70256 | 0.33149 | 585548
2016-06-15 | 0.554 | 0.33634 | 570965
2016-06-15 01:00 | 0.30135 | 0.40804 | 557325
2016-06-15 02:00 | 0.037084 | 0.46001 | 532471
2016-06-15 03:00 | 2.61e-06 | 0.47924 | 498690
2016-06-15 04:00 | 0 | 0.48186 | 466211
2016-06-15 05:00 | 0 | 0.48775 | 438142
2016-06-15 06:00 | 0 | 0.50478 | 417100
2016-06-15 07:00 | 0 | 0.51539 | 402112
2016-06-15 08:00 | 0 | 0.51429 | 394759
2016-06-15 09:00 | 0 | 0.50176 | 398514
2016-06-15 10:00 | 0 | 0.4782 | 413684
2016-06-15 11:00 | 1.75e-05 | 0.40943 | 433725
2016-06-15 12:00 | 0.15071 | 0.22061 | 458210
2016-06-15 13:00 | 0.52471 | 0.15861 | 486171
2016-06-15 14:00 | 0.6847 | 0.1642 | 515729
2016-06-15 15:00 | 0.7965 | 0.18625 | 544200
2016-06-15 16:00 | 0.8423 | 0.19834 | 569028
2016-06-15 17:00 | 0.85369 | 0.21806 | 590949
2016-06-15 18:00 | 0.84986 | 0.24605 | 608682
2016-06-15 19:00 | 0.84329 | 0.27776 | 621100
2016-06-15 20:00 | 0.84225 | 0.30696 | 629859
2016-06-15 21:00 | 0.83687 | 0.32989 | 632024
2016-06-15 22:00 | 0.80844 | 0.3476 | 626813
2016-06-15 23:00 | 0.74235 | 0.37164 | 613147
2016-06-16 | 0.59446 | 0.44433 | 596583
2016-06-16 01:00 | 0.34037 | 0.61156 | 579747
2016-06-16 02:00 | 0.047601 | 0.7209 | 552876
2016-06-16 03:00 | 2.07e-06 | 0.75404 | 516809
2016-06-16 04:00 | 0 | 0.73338 | 482294
2016-06-16 05:00 | 0 | 0.69511 | 452694
2016-06-16 06:00 | 0 | 0.65012 | 429579
2016-06-16 07:00 | 0 | 0.60901 | 412910
2016-06-16 08:00 | 0 | 0.58165 | 404973
2016-06-16 09:00 | 0 | 0.55667 | 408505
2016-06-16 10:00 | 0 | 0.5282 | 422239
2016-06-16 11:00 | 1.67e-05 | 0.45926 | 442317
2016-06-16 12:00 | 0.16139 | 0.33655 | 467491
2016-06-16 13:00 | 0.55893 | 0.34697 | 494771
2016-06-16 14:00 | 0.70996 | 0.37596 | 523244
2016-06-16 15:00 | 0.81812 | 0.38081 | 550557
2016-06-16 16:00 | 0.85707 | 0.36736 | 573493
2016-06-16 17:00 | 0.87499 | 0.3656 | 593314
2016-06-16 18:00 | 0.86837 | 0.38406 | 608327
2016-06-16 19:00 | 0.86004 | 0.4121 | 617141
2016-06-16 20:00 | 0.85833 | 0.44206 | 622344
2016-06-16 21:00 | 0.8518 | 0.46807 | 623112
2016-06-16 22:00 | 0.82356 | 0.48019 | 617203
2016-06-16 23:00 | 0.7577 | 0.47581 | 605611
2016-06-17 | 0.60271 | 0.51317 | 591553
2016-06-17 01:00 | 0.35658 | 0.6363 | 575723
2016-06-17 02:00 | 0.049939 | 0.72472 | 549591
2016-06-17 03:00 | 1.78e-06 | 0.73126 | 515717
2016-06-17 04:00 | 0 | 0.70743 | 483717
2016-06-17 05:00 | 0 | 0.68153 | 454279
2016-06-17 06:00 | 0 | 0.64985 | 428248
2016-06-17 07:00 | 0 | 0.62478 | 411752
2016-06-17 08:00 | 0 | 0.59611 | 403500
2016-06-17 09:00 | 0 | 0.56534 | 405513
2016-06-17 10:00 | 0 | 0.535 | 416644
2016-06-17 11:00 | 1.66e-05 | 0.4624 | 434301
2016-06-17 12:00 | 0.15707 | 0.30858 | 459290
2016-06-17 13:00 | 0.55306 | 0.29951 | 488911
2016-06-17 14:00 | 0.70763 | 0.28985 | 518595
2016-06-17 15:00 | 0.81093 | 0.25138 | 545741
2016-06-17 16:00 | 0.85203 | 0.21914 | 567490
2016-06-17 17:00 | 0.86526 | 0.20013 | 584549
2016-06-17 18:00 | 0.86101 | 0.18937 | 597291
2016-06-17 19:00 | 0.8533 | 0.18475 | 606608
2016-06-17 20:00 | 0.85114 | 0.18274 | 612181
2016-06-17 21:00 | 0.84395 | 0.18265 | 612561
2016-06-17 22:00 | 0.814 | 0.18868 | 604742
2016-06-17 23:00 | 0.74226 | 0.20837 | 590018
2016-06-18 | 0.58769 | 0.27552 | 571383
2016-06-18 01:00 | 0.32722 | 0.42267 | 554508
2016-06-18 02:00 | 0.048206 | 0.55167 | 530096
2016-06-18 03:00 | 8.24e-07 | 0.58047 | 497484
2016-06-18 04:00 | 0 | 0.54755 | 465759
2016-06-18 05:00 | 0 | 0.50665 | 436125
2016-06-18 06:00 | 0 | 0.46711 | 410907
2016-06-18 07:00 | 0 | 0.42833 | 393168
2016-06-18 08:00 | 0 | 0.39851 | 381758
2016-06-18 09:00 | 0 | 0.34793 | 376227
2016-06-18 10:00 | 0 | 0.30212 | 375830
2016-06-18 11:00 | 8.76e-06 | 0.24589 | 384738
2016-06-18 12:00 | 0.16263 | 0.14261 | 405325
2016-06-18 13:00 | 0.53801 | 0.10942 | 432021
2016-06-18 14:00 | 0.68773 | 0.11973 | 460821
2016-06-18 15:00 | 0.78578 | 0.11117 | 489654
2016-06-18 16:00 | 0.82382 | 0.097808 | 514631
2016-06-18 17:00 | 0.82882 | 0.092262 | 534606
2016-06-18 18:00 | 0.82061 | 0.092331 | 551191
2016-06-18 19:00 | 0.80996 | 0.099156 | 564545
2016-06-18 20:00 | 0.80153 | 0.11372 | 574478
2016-06-18 21:00 | 0.78424 | 0.13741 | 579685
2016-06-18 22:00 | 0.75119 | 0.17188 | 575841
2016-06-18 23:00 | 0.67038 | 0.22191 | 562708
2016-06-19 | 0.51684 | 0.29895 | 545617
2016-06-19 01:00 | 0.28293 | 0.46338 | 531539
2016-06-19 02:00 | 0.047518 | 0.61502 | 511308
2016-06-19 03:00 | 4.12e-06 | 0.65664 | 481727
2016-06-19 04:00 | 0 | 0.65631 | 450963
2016-06-19 05:00 | 0 | 0.63725 | 423780
2016-06-19 06:00 | 0 | 0.6111 | 400632
2016-06-19 07:00 | 0 | 0.58515 | 383744
2016-06-19 08:00 | 0 | 0.56323 | 372003
2016-06-19 09:00 | 0 | 0.54485 | 364628
2016-06-19 10:00 | 0 | 0.52409 | 361484
2016-06-19 11:00 | 1.49e-05 | 0.45628 | 367308
2016-06-19 12:00 | 0.13804 | 0.3188 | 387174
2016-06-19 13:00 | 0.46228 | 0.36011 | 415881
2016-06-19 14:00 | 0.63772 | 0.41874 | 447988
2016-06-19 15:00 | 0.74573 | 0.43877 | 479035
2016-06-19 16:00 | 0.79638 | 0.4547 | 506647
2016-06-19 17:00 | 0.80831 | 0.46895 | 530674
2016-06-19 18:00 | 0.80607 | 0.47772 | 550246
2016-06-19 19:00 | 0.8003 | 0.48098 | 567009
2016-06-19 20:00 | 0.79586 | 0.482 | 580864
2016-06-19 21:00 | 0.78208 | 0.48549 | 590387
2016-06-19 22:00 | 0.75162 | 0.49367 | 591563
2016-06-19 23:00 | 0.68352 | 0.51054 | 584623
2016-06-20 | 0.54053 | 0.55826 | 571899
2016-06-20 01:00 | 0.33336 | 0.67232 | 560612
2016-06-20 02:00 | 0.045559 | 0.77277 | 538629
2016-06-20 03:00 | 1.45e-06 | 0.77673 | 506404
2016-06-20 04:00 | 0 | 0.74855 | 472788
2016-06-20 05:00 | 0 | 0.7177 | 444380
2016-06-20 06:00 | 0 | 0.68687 | 420074
2016-06-20 07:00 | 0 | 0.65765 | 403268
2016-06-20 08:00 | 0 | 0.62122 | 394676
2016-06-20 09:00 | 0 | 0.57143 | 397331
2016-06-20 10:00 | 0 | 0.51769 | 410679
2016-06-20 11:00 | 1.66e-05 | 0.39334 | 433379
2016-06-20 12:00 | 0.16261 | 0.22459 | 461784
2016-06-20 13:00 | 0.51456 | 0.28205 | 494530
2016-06-20 14:00 | 0.69468 | 0.29187 | 529278
2016-06-20 15:00 | 0.78144 | 0.2573 | 563124
2016-06-20 16:00 | 0.82391 | 0.22493 | 592728
2016-06-20 17:00 | 0.82969 | 0.20826 | 618309
2016-06-20 18:00 | 0.82305 | 0.20207 | 637952
2016-06-20 19:00 | 0.81542 | 0.19855 | 653245
2016-06-20 20:00 | 0.8137 | 0.19481 | 664302
2016-06-20 21:00 | 0.80703 | 0.1942 | 668915
2016-06-20 22:00 | 0.78356 | 0.1931 | 664906
2016-06-20 23:00 | 0.71005 | 0.19169 | 651397
2016-06-21 | 0.57976 | 0.20697 | 631507
2016-06-21 01:00 | 0.32615 | 0.3286 | 612804
2016-06-21 02:00 | 0.048632 | 0.49889 | 581995
2016-06-21 03:00 | 1.26e-06 | 0.55426 | 539949
2016-06-21 04:00 | 0 | 0.54404 | 501362
2016-06-21 05:00 | 0 | 0.52013 | 469238
2016-06-21 06:00 | 0 | 0.4948 | 441958
2016-06-21 07:00 | 0 | 0.47726 | 422625
2016-06-21 08:00 | 0 | 0.4652 | 412705
2016-06-21 09:00 | 0 | 0.43709 | 414254
2016-06-21 10:00 | 0 | 0.40477 | 427487
2016-06-21 11:00 | 1.41e-05 | 0.34471 | 447267
2016-06-21 12:00 | 0.14051 | 0.1878 | 470193
2016-06-21 13:00 | 0.44528 | 0.15691 | 498042
2016-06-21 14:00 | 0.64717 | 0.21341 | 529549
2016-06-21 15:00 | 0.7343 | 0.23773 | 560715
2016-06-21 16:00 | 0.78676 | 0.24515 | 586867
2016-06-21 17:00 | 0.80003 | 0.25826 | 609939
2016-06-21 18:00 | 0.80045 | 0.28049 | 627655
2016-06-21 19:00 | 0.79378 | 0.31004 | 640291
2016-06-21 20:00 | 0.78771 | 0.34247 | 649707
2016-06-21 21:00 | 0.77568 | 0.37151 | 653434
2016-06-21 22:00 | 0.74371 | 0.39778 | 648117
2016-06-21 23:00 | 0.66455 | 0.43303 | 634951
2016-06-22 | 0.52356 | 0.51851 | 617957
2016-06-22 01:00 | 0.27825 | 0.70788 | 599868
2016-06-22 02:00 | 0.048132 | 0.82969 | 571899
2016-06-22 03:00 | 3.82e-06 | 0.84836 | 532903
2016-06-22 04:00 | 0 | 0.83532 | 495486
2016-06-22 05:00 | 0 | 0.80966 | 464781
2016-06-22 06:00 | 0 | 0.7808 | 439728
2016-06-22 07:00 | 0 | 0.75598 | 422327
2016-06-22 08:00 | 0 | 0.72815 | 411323
2016-06-22 09:00 | 0 | 0.69449 | 412625
2016-06-22 10:00 | 0 | 0.6628 | 424663
2016-06-22 11:00 | 1.63e-05 | 0.59264 | 445447
2016-06-22 12:00 | 0.13922 | 0.45761 | 469789
2016-06-22 13:00 | 0.44249 | 0.54688 | 498029
2016-06-22 14:00 | 0.64527 | 0.5737 | 528101
2016-06-22 15:00 | 0.72496 | 0.53277 | 557079
2016-06-22 16:00 | 0.77651 | 0.48681 | 582091
2016-06-22 17:00 | 0.78886 | 0.45305 | 604925
2016-06-22 18:00 | 0.78458 | 0.42845 | 623197
2016-06-22 19:00 | 0.77181 | 0.40658 | 636797
2016-06-22 20:00 | 0.76156 | 0.38738 | 648742
2016-06-22 21:00 | 0.74634 | 0.36855 | 653933
2016-06-22 22:00 | 0.71119 | 0.35148 | 651094
2016-06-22 23:00 | 0.63839 | 0.34148 | 640266
2016-06-23 | 0.51504 | 0.36351 | 623630
2016-06-23 01:00 | 0.29098 | 0.4892 | 607473
2016-06-23 02:00 | 0.050151 | 0.59734 | 579275
2016-06-23 03:00 | 4.03e-06 | 0.62867 | 541127
2016-06-23 04:00 | 0 | 0.6027 | 505365
2016-06-23 05:00 | 0 | 0.55896 | 474918
2016-06-23 06:00 | 0 | 0.51945 | 449614
2016-06-23 07:00 | 0 | 0.47986 | 430975
2016-06-23 08:00 | 0 | 0.44459 | 420920
2016-06-23 09:00 | 0 | 0.40927 | 422636
2016-06-23 10:00 | 0 | 0.37099 | 435624
2016-06-23 11:00 | 1.85e-06 | 0.28293 | 453506
2016-06-23 12:00 | 0.11425 | 0.1774 | 476162
2016-06-23 13:00 | 0.43225 | 0.19809 | 503574
2016-06-23 14:00 | 0.61958 | 0.21713 | 533806
2016-06-23 15:00 | 0.70485 | 0.20004 | 562667
2016-06-23 16:00 | 0.74737 | 0.17614 | 586908
2016-06-23 17:00 | 0.76084 | 0.16038 | 609543
2016-06-23 18:00 | 0.75453 | 0.15063 | 626573
2016-06-23 19:00 | 0.744 | 0.14256 | 639206
2016-06-23 20:00 | 0.73409 | 0.14034 | 646663
2016-06-23 21:00 | 0.71504 | 0.14611 | 648522
2016-06-23 22:00 | 0.68149 | 0.16132 | 641842
2016-06-23 23:00 | 0.60987 | 0.19533 | 627035
2016-06-24 | 0.48903 | 0.26882 | 610069
2016-06-24 01:00 | 0.29726 | 0.44222 | 593801
2016-06-24 02:00 | 0.047409 | 0.59401 | 567900
2016-06-24 03:00 | 3.95e-06 | 0.62864 | 530470
2016-06-24 04:00 | 0 | 0.60303 | 495549
2016-06-24 05:00 | 0 | 0.56139 | 464939
2016-06-24 06:00 | 0 | 0.52236 | 439525
2016-06-24 07:00 | 0 | 0.50174 | 421376
2016-06-24 08:00 | 0 | 0.4877 | 412085
2016-06-24 09:00 | 0 | 0.46158 | 413435
2016-06-24 10:00 | 0 | 0.43714 | 424244
2016-06-24 11:00 | 2.55e-06 | 0.36689 | 440458
2016-06-24 12:00 | 0.10713 | 0.23088 | 463708
2016-06-24 13:00 | 0.42151 | 0.27078 | 493073
2016-06-24 14:00 | 0.61034 | 0.28959 | 525878
2016-06-24 15:00 | 0.71196 | 0.26166 | 555545
2016-06-24 16:00 | 0.76665 | 0.25228 | 580705
2016-06-24 17:00 | 0.79094 | 0.26845 | 602435
2016-06-24 18:00 | 0.78659 | 0.30011 | 619693
2016-06-24 19:00 | 0.775 | 0.33847 | 630709
2016-06-24 20:00 | 0.76212 | 0.37923 | 638495
2016-06-24 21:00 | 0.74043 | 0.42227 | 640690
2016-06-24 22:00 | 0.69938 | 0.46574 | 633972
2016-06-24 23:00 | 0.62277 | 0.51402 | 618931
2016-06-25 | 0.48921 | 0.57995 | 599867
2016-06-25 01:00 | 0.28986 | 0.70264 | 582333
2016-06-25 02:00 | 0.040875 | 0.78129 | 556986
2016-06-25 03:00 | 3.71e-06 | 0.77185 | 523448
2016-06-25 04:00 | 0 | 0.74945 | 488739
2016-06-25 05:00 | 0 | 0.72856 | 458760
2016-06-25 06:00 | 0 | 0.70213 | 434366
2016-06-25 07:00 | 0 | 0.67722 | 415428
2016-06-25 08:00 | 0 | 0.66433 | 403474
2016-06-25 09:00 | 0 | 0.64321 | 398206
2016-06-25 10:00 | 0 | 0.61466 | 396437
2016-06-25 11:00 | 9.57e-06 | 0.54909 | 406211
2016-06-25 12:00 | 0.10578 | 0.47036 | 429393
2016-06-25 13:00 | 0.42089 | 0.60459 | 460277
2016-06-25 14:00 | 0.6214 | 0.652 | 496302
2016-06-25 15:00 | 0.72398 | 0.63851 | 529538
2016-06-25 16:00 | 0.77384 | 0.62844 | 556540
2016-06-25 17:00 | 0.78935 | 0.62826 | 577439
2016-06-25 18:00 | 0.78534 | 0.63159 | 594128
2016-06-25 19:00 | 0.76934 | 0.63366 | 607626
2016-06-25 20:00 | 0.75284 | 0.63095 | 617969
2016-06-25 21:00 | 0.72642 | 0.62425 | 622318
2016-06-25 22:00 | 0.67781 | 0.62032 | 618800
2016-06-25 23:00 | 0.59671 | 0.61911 | 606976
2016-06-26 | 0.474 | 0.62445 | 589083
2016-06-26 01:00 | 0.28758 | 0.64888 | 574644
2016-06-26 02:00 | 0.052865 | 0.63898 | 551576
2016-06-26 03:00 | 3.23e-06 | 0.58502 | 519032
2016-06-26 04:00 | 0 | 0.53455 | 486390
2016-06-26 05:00 | 0 | 0.48692 | 459029
2016-06-26 06:00 | 0 | 0.44867 | 434515
2016-06-26 07:00 | 0 | 0.4227 | 415502
2016-06-26 08:00 | 0 | 0.41479 | 402118
2016-06-26 09:00 | 0 | 0.41315 | 393992
2016-06-26 10:00 | 0 | 0.40196 | 389269
2016-06-26 11:00 | 2.66e-06 | 0.34645 | 395323
2016-06-26 12:00 | 0.09336 | 0.23117 | 417009
2016-06-26 13:00 | 0.41427 | 0.26343 | 448690
2016-06-26 14:00 | 0.57732 | 0.28971 | 482510
2016-06-26 15:00 | 0.68365 | 0.29972 | 515606
2016-06-26 16:00 | 0.73274 | 0.30681 | 545152
2016-06-26 17:00 | 0.74548 | 0.31354 | 569377
2016-06-26 18:00 | 0.73895 | 0.31909 | 587630
2016-06-26 19:00 | 0.72363 | 0.3217 | 600551
2016-06-26 20:00 | 0.70841 | 0.32065 | 611011
2016-06-26 21:00 | 0.68422 | 0.31633 | 618377
2016-06-26 22:00 | 0.64674 | 0.31178 | 617665
2016-06-26 23:00 | 0.57888 | 0.3073 | 607496
2016-06-27 | 0.44827 | 0.31444 | 592599
2016-06-27 01:00 | 0.2749 | 0.36696 | 578817
2016-06-27 02:00 | 0.051251 | 0.44577 | 554582
2016-06-27 03:00 | 2.31e-06 | 0.47235 | 522357
2016-06-27 04:00 | 0 | 0.45846 | 487380
2016-06-27 05:00 | 0 | 0.42355 | 457889
2016-06-27 06:00 | 0 | 0.38021 | 434252
2016-06-27 07:00 | 0 | 0.33475 | 417528
2016-06-27 08:00 | 0 | 0.29721 | 409693
2016-06-27 09:00 | 0 | 0.25681 | 412485
2016-06-27 10:00 | 0 | 0.22229 | 425260
2016-06-27 11:00 | 1.36e-05 | 0.15796 | 445867
2016-06-27 12:00 | 0.13226 | 0.093115 | 473347
2016-06-27 13:00 | 0.43441 | 0.094565 | 505702
2016-06-27 14:00 | 0.60539 | 0.10925 | 541134
2016-06-27 15:00 | 0.70728 | 0.11496 | 575398
2016-06-27 16:00 | 0.74991 | 0.11723 | 605106
2016-06-27 17:00 | 0.76743 | 0.11683 | 630216
2016-06-27 18:00 | 0.76274 | 0.11536 | 649665
2016-06-27 19:00 | 0.75167 | 0.113 | 662709
2016-06-27 20:00 | 0.74176 | 0.1115 | 670215
2016-06-27 21:00 | 0.72263 | 0.10974 | 671047
2016-06-27 22:00 | 0.68568 | 0.10931 | 663408
2016-06-27 23:00 | 0.6029 | 0.11526 | 649398
2016-06-28 | 0.46759 | 0.14024 | 630972
2016-06-28 01:00 | 0.262 | 0.23919 | 611553
2016-06-28 02:00 | 0.039836 | 0.38103 | 582436
2016-06-28 03:00 | 2.45e-06 | 0.43686 | 542570
2016-06-28 04:00 | 0 | 0.42154 | 505108
2016-06-28 05:00 | 0 | 0.38564 | 472652
2016-06-28 06:00 | 0 | 0.34406 | 447155
2016-06-28 07:00 | 0 | 0.30037 | 428315
2016-06-28 08:00 | 0 | 0.2621 | 418966
2016-06-28 09:00 | 0 | 0.21946 | 421131
2016-06-28 10:00 | 0 | 0.19029 | 432714
2016-06-28 11:00 | 5.03e-06 | 0.15564 | 450973
2016-06-28 12:00 | 0.12651 | 0.069084 | 473234
2016-06-28 13:00 | 0.39905 | 0.046865 | 500024
2016-06-28 14:00 | 0.5773 | 0.045806 | 529073
2016-06-28 15:00 | 0.69149 | 0.03997 | 556879
2016-06-28 16:00 | 0.73874 | 0.037423 | 580836
2016-06-28 17:00 | 0.75504 | 0.037973 | 601203
2016-06-28 18:00 | 0.7516 | 0.040708 | 616276
2016-06-28 19:00 | 0.73985 | 0.044996 | 624529
2016-06-28 20:00 | 0.72542 | 0.050787 | 628520
2016-06-28 21:00 | 0.69259 | 0.05972 | 628828
2016-06-28 22:00 | 0.6435 | 0.072342 | 621537
2016-06-28 23:00 | 0.56051 | 0.090669 | 607995
2016-06-29 | 0.42302 | 0.12629 | 591546
2016-06-29 01:00 | 0.22366 | 0.22112 | 574649
2016-06-29 02:00 | 0.036303 | 0.34715 | 547945
2016-06-29 03:00 | 2.2e-06 | 0.37423 | 513219
2016-06-29 04:00 | 0 | 0.35625 | 478698
2016-06-29 05:00 | 0 | 0.33098 | 449349
2016-06-29 06:00 | 0 | 0.30401 | 424797
2016-06-29 07:00 | 0 | 0.28245 | 407843
2016-06-29 08:00 | 0 | 0.26457 | 399379
2016-06-29 09:00 | 0 | 0.23229 | 401264
2016-06-29 10:00 | 0 | 0.20104 | 413223
2016-06-29 11:00 | 3.84e-06 | 0.15703 | 432696
2016-06-29 12:00 | 0.10804 | 0.070059 | 456995
2016-06-29 13:00 | 0.36695 | 0.05476 | 482516
2016-06-29 14:00 | 0.53659 | 0.062831 | 511202
2016-06-29 15:00 | 0.63005 | 0.051916 | 540055
2016-06-29 16:00 | 0.68127 | 0.039492 | 565473
2016-06-29 17:00 | 0.70161 | 0.032319 | 588208
2016-06-29 18:00 | 0.70233 | 0.029421 | 607375
2016-06-29 19:00 | 0.69343 | 0.030806 | 621004
2016-06-29 20:00 | 0.68231 | 0.033987 | 630653
2016-06-29 21:00 | 0.66154 | 0.038369 | 634465
2016-06-29 22:00 | 0.61903 | 0.048229 | 629556
2016-06-29 23:00 | 0.53675 | 0.065849 | 616067
2016-06-30 | 0.3959 | 0.10485 | 597182
2016-06-30 01:00 | 0.19767 | 0.20803 | 580014
2016-06-30 02:00 | 0.041619 | 0.33214 | 553545
2016-06-30 03:00 | 2.07e-06 | 0.37657 | 516726
2016-06-30 04:00 | 0 | 0.36222 | 480169
2016-06-30 05:00 | 0 | 0.33453 | 449511
2016-06-30 06:00 | 0 | 0.30751 | 424274
2016-06-30 07:00 | 0 | 0.28604 | 406855
2016-06-30 08:00 | 0 | 0.27226 | 398026
2016-06-30 09:00 | 0 | 0.25006 | 399538
2016-06-30 10:00 | 0 | 0.22907 | 410455
2016-06-30 11:00 | 2.01e-06 | 0.19032 | 428603
2016-06-30 12:00 | 0.082016 | 0.11435 | 452042
2016-06-30 13:00 | 0.301 | 0.12254 | 479897
2016-06-30 14:00 | 0.47567 | 0.1573 | 509011
2016-06-30 15:00 | 0.57205 | 0.16388 | 536971
2016-06-30 16:00 | 0.62566 | 0.15947 | 561106
2016-06-30 17:00 | 0.64401 | 0.15657 | 582107
2016-06-30 18:00 | 0.6336 | 0.15868 | 600446
2016-06-30 19:00 | 0.61205 | 0.16607 | 614080
2016-06-30 20:00 | 0.58427 | 0.17829 | 623589
2016-06-30 21:00 | 0.54081 | 0.19329 | 626709
2016-06-30 22:00 | 0.48173 | 0.2078 | 620594
2016-06-30 23:00 | 0.40326 | 0.22323 | 607167
2016-07-01 | 0.29173 | 0.25809 | 590202
2016-07-01 01:00 | 0.15922 | 0.37034 | 574790
2016-07-01 02:00 | 0.047611 | 0.52093 | 549953
2016-07-01 03:00 | 2.34e-06 | 0.5434 | 515518
2016-07-01 04:00 | 0 | 0.50751 | 480417
2016-07-01 05:00 | 0 | 0.47052 | 450190
2016-07-01 06:00 | 0 | 0.43127 | 426366
2016-07-01 07:00 | 0 | 0.39622 | 409213
2016-07-01 08:00 | 0 | 0.37261 | 400250
2016-07-01 09:00 | 0 | 0.34342 | 401487
2016-07-01 10:00 | 0 | 0.31092 | 412287
2016-07-01 11:00 | 0 | 0.23838 | 428746
2016-07-01 12:00 | 0.068691 | 0.15314 | 450070
2016-07-01 13:00 | 0.28862 | 0.17822 | 478324
2016-07-01 14:00 | 0.48574 | 0.18983 | 508012
2016-07-01 15:00 | 0.5991 | 0.16868 | 535615
2016-07-01 16:00 | 0.64763 | 0.14994 | 559186
2016-07-01 17:00 | 0.66524 | 0.14355 | 579245
2016-07-01 18:00 | 0.65535 | 0.14609 | 595305
2016-07-01 19:00 | 0.63179 | 0.15307 | 605699
2016-07-01 20:00 | 0.59675 | 0.1601 | 611337
2016-07-01 21:00 | 0.53964 | 0.17321 | 611951
2016-07-01 22:00 | 0.47607 | 0.18933 | 605031
2016-07-01 23:00 | 0.3931 | 0.20193 | 590638
2016-07-02 | 0.29182 | 0.22569 | 571712
2016-07-02 01:00 | 0.16844 | 0.29122 | 554807
2016-07-02 02:00 | 0.036967 | 0.36899 | 531328
2016-07-02 03:00 | 1.96e-06 | 0.40506 | 499376
2016-07-02 04:00 | 0 | 0.39277 | 466635
2016-07-02 05:00 | 0 | 0.37068 | 439718
2016-07-02 06:00 | 0 | 0.35069 | 416966
2016-07-02 07:00 | 0 | 0.32547 | 399240
2016-07-02 08:00 | 0 | 0.30577 | 387170
2016-07-02 09:00 | 0 | 0.28367 | 380581
2016-07-02 10:00 | 0 | 0.26489 | 378094
2016-07-02 11:00 | 5.64e-06 | 0.23061 | 383661
2016-07-02 12:00 | 0.098114 | 0.14459 | 400616
2016-07-02 13:00 | 0.37952 | 0.18027 | 426470
2016-07-02 14:00 | 0.58733 | 0.21103 | 455527
2016-07-02 15:00 | 0.69626 | 0.19989 | 483095
2016-07-02 16:00 | 0.73563 | 0.18701 | 505288
2016-07-02 17:00 | 0.74112 | 0.18015 | 521550
2016-07-02 18:00 | 0.72939 | 0.17551 | 534147
2016-07-02 19:00 | 0.71283 | 0.17158 | 543318
2016-07-02 20:00 | 0.69206 | 0.1697 | 550529
2016-07-02 21:00 | 0.65749 | 0.17335 | 553668
2016-07-02 22:00 | 0.61386 | 0.1868 | 551163
2016-07-02 23:00 | 0.54035 | 0.21483 | 541555
2016-07-03 | 0.4304 | 0.26787 | 529567
2016-07-03 01:00 | 0.25903 | 0.35372 | 519482
2016-07-03 02:00 | 0.039335 | 0.44831 | 501337
2016-07-03 03:00 | 1.61e-06 | 0.47676 | 475042
2016-07-03 04:00 | 0 | 0.46694 | 447642
2016-07-03 05:00 | 0 | 0.45683 | 423652
2016-07-03 06:00 | 0 | 0.45981 | 404833
2016-07-03 07:00 | 0 | 0.46001 | 389215
2016-07-03 08:00 | 0 | 0.45335 | 378146
2016-07-03 09:00 | 0 | 0.41875 | 372341
2016-07-03 10:00 | 0 | 0.38052 | 368890
2016-07-03 11:00 | 3.86e-06 | 0.31692 | 371706
2016-07-03 12:00 | 0.13285 | 0.25241 | 386611
2016-07-03 13:00 | 0.4854 | 0.28719 | 411545
2016-07-03 14:00 | 0.67164 | 0.29755 | 439309
2016-07-03 15:00 | 0.7669 | 0.28465 | 464843
2016-07-03 16:00 | 0.80761 | 0.26215 | 488465
2016-07-03 17:00 | 0.81625 | 0.23988 | 506543
2016-07-03 18:00 | 0.80746 | 0.22121 | 520834
2016-07-03 19:00 | 0.79779 | 0.20873 | 531090
2016-07-03 20:00 | 0.79293 | 0.19906 | 538146
2016-07-03 21:00 | 0.78281 | 0.19496 | 542328
2016-07-03 22:00 | 0.75653 | 0.19511 | 540729
2016-07-03 23:00 | 0.69037 | 0.20225 | 532210
2016-07-04 | 0.55835 | 0.22935 | 521496
2016-07-04 01:00 | 0.32526 | 0.31971 | 511466
2016-07-04 02:00 | 0.044486 | 0.43386 | 495426
2016-07-04 03:00 | 2.44e-06 | 0.45556 | 471952
2016-07-04 04:00 | 0 | 0.4267 | 444686
2016-07-04 05:00 | 0 | 0.39542 | 420950
2016-07-04 06:00 | 0 | 0.37342 | 400759
2016-07-04 07:00 | 0 | 0.36664 | 385823
2016-07-04 08:00 | 0 | 0.3698 | 377948
2016-07-04 09:00 | 0 | 0.36547 | 375023
2016-07-04 10:00 | 0 | 0.36164 | 373626
2016-07-04 11:00 | 1.18e-05 | 0.32995 | 376666
2016-07-04 12:00 | 0.17191 | 0.19897 | 392312
2016-07-04 13:00 | 0.53198 | 0.15166 | 418892
2016-07-04 14:00 | 0.69308 | 0.1615 | 450265
2016-07-04 15:00 | 0.7753 | 0.14238 | 479712
2016-07-04 16:00 | 0.82893 | 0.1217 | 505125
2016-07-04 17:00 | 0.8341 | 0.11423 | 524716
2016-07-04 18:00 | 0.82817 | 0.11973 | 539792
2016-07-04 19:00 | 0.81869 | 0.13027 | 550802
2016-07-04 20:00 | 0.81515 | 0.13832 | 559591
2016-07-04 21:00 | 0.80412 | 0.13729 | 564260
2016-07-04 22:00 | 0.77304 | 0.13058 | 562347
2016-07-04 23:00 | 0.70466 | 0.13 | 553619
2016-07-05 | 0.56463 | 0.15007 | 541829
2016-07-05 01:00 | 0.32475 | 0.25459 | 528918
2016-07-05 02:00 | 0.040933 | 0.44479 | 512243
2016-07-05 03:00 | 1.44e-06 | 0.58419 | 489014
2016-07-05 04:00 | 0 | 0.62792 | 463425
2016-07-05 05:00 | 0 | 0.6215 | 439017
2016-07-05 06:00 | 0 | 0.59757 | 420628
2016-07-05 07:00 | 0 | 0.56285 | 407204
2016-07-05 08:00 | 0 | 0.52169 | 400873
2016-07-05 09:00 | 0 | 0.48941 | 404728
2016-07-05 10:00 | 0 | 0.47103 | 418595
2016-07-05 11:00 | 5.11e-06 | 0.4073 | 438717
2016-07-05 12:00 | 0.15258 | 0.24115 | 466482
2016-07-05 13:00 | 0.51223 | 0.20021 | 498721
2016-07-05 14:00 | 0.67802 | 0.23091 | 532131
2016-07-05 15:00 | 0.77083 | 0.24584 | 562591
2016-07-05 16:00 | 0.82301 | 0.24459 | 588617
2016-07-05 17:00 | 0.83084 | 0.24443 | 611568
2016-07-05 18:00 | 0.82542 | 0.24742 | 630490
2016-07-05 19:00 | 0.81916 | 0.25221 | 645161
2016-07-05 20:00 | 0.81779 | 0.25271 | 655847
2016-07-05 21:00 | 0.81101 | 0.24412 | 660906
2016-07-05 22:00 | 0.78394 | 0.23998 | 659394
2016-07-05 23:00 | 0.70749 | 0.2593 | 648330
2016-07-06 | 0.57202 | 0.31771 | 631841
2016-07-06 01:00 | 0.3331 | 0.413 | 615342
2016-07-06 02:00 | 0.038526 | 0.49 | 588636
2016-07-06 03:00 | 1.59e-06 | 0.51989 | 550875
2016-07-06 04:00 | 0 | 0.50413 | 513295
2016-07-06 05:00 | 0 | 0.47093 | 482780
2016-07-06 06:00 | 0 | 0.45007 | 456911
2016-07-06 07:00 | 0 | 0.44086 | 438013
2016-07-06 08:00 | 0 | 0.4369 | 428937
2016-07-06 09:00 | 0 | 0.41591 | 430708
2016-07-06 10:00 | 0 | 0.39488 | 445156
2016-07-06 11:00 | 9.35e-06 | 0.34248 | 463770
2016-07-06 12:00 | 0.15093 | 0.21405 | 489145
2016-07-06 13:00 | 0.518 | 0.23502 | 520664
2016-07-06 14:00 | 0.66941 | 0.25113 | 555412
2016-07-06 15:00 | 0.77396 | 0.22833 | 588346
2016-07-06 16:00 | 0.81761 | 0.19832 | 615929
2016-07-06 17:00 | 0.83079 | 0.18595 | 637138
2016-07-06 18:00 | 0.8252 | 0.19313 | 653810
2016-07-06 19:00 | 0.81699 | 0.20952 | 665008
2016-07-06 20:00 | 0.81321 | 0.2308 | 672372
2016-07-06 21:00 | 0.8044 | 0.25463 | 676348
2016-07-06 22:00 | 0.7777 | 0.2817 | 672541
2016-07-06 23:00 | 0.70168 | 0.32089 | 659367
2016-07-07 | 0.56028 | 0.38003 | 641094
2016-07-07 01:00 | 0.31165 | 0.5354 | 623195
2016-07-07 02:00 | 0.041634 | 0.64674 | 595023
2016-07-07 03:00 | 1.13e-06 | 0.65589 | 556249
2016-07-07 04:00 | 0 | 0.61769 | 519251
2016-07-07 05:00 | 0 | 0.58123 | 487018
2016-07-07 06:00 | 0 | 0.54786 | 460529
2016-07-07 07:00 | 0 | 0.52704 | 441619
2016-07-07 08:00 | 0 | 0.51734 | 432270
2016-07-07 09:00 | 0 | 0.49178 | 434678
2016-07-07 10:00 | 0 | 0.46565 | 447332
2016-07-07 11:00 | 1.14e-05 | 0.42957 | 467197
2016-07-07 12:00 | 0.13077 | 0.32581 | 491641
2016-07-07 13:00 | 0.49844 | 0.33661 | 521731
2016-07-07 14:00 | 0.66098 | 0.36092 | 555164
2016-07-07 15:00 | 0.76373 | 0.34289 | 587617
2016-07-07 16:00 | 0.81378 | 0.3227 | 614204
2016-07-07 17:00 | 0.82678 | 0.31255 | 635168
2016-07-07 18:00 | 0.81919 | 0.30981 | 654364
2016-07-07 19:00 | 0.80829 | 0.31618 | 664473
2016-07-07 20:00 | 0.80218 | 0.32182 | 671071
2016-07-07 21:00 | 0.78905 | 0.32011 | 673729
2016-07-07 22:00 | 0.75704 | 0.31243 | 668069
2016-07-07 23:00 | 0.67065 | 0.30809 | 654646
2016-07-08 | 0.54908 | 0.31746 | 638410
2016-07-08 01:00 | 0.31152 | 0.40512 | 621532
2016-07-08 02:00 | 0.039956 | 0.49963 | 593605
2016-07-08 03:00 | 8.11e-07 | 0.5189 | 555858
2016-07-08 04:00 | 0 | 0.49081 | 518604
2016-07-08 05:00 | 0 | 0.45065 | 488114
2016-07-08 06:00 | 0 | 0.41923 | 461874
2016-07-08 07:00 | 0 | 0.39987 | 442742
2016-07-08 08:00 | 0 | 0.38737 | 432778
2016-07-08 09:00 | 0 | 0.36433 | 434603
2016-07-08 10:00 | 0 | 0.34447 | 446741
2016-07-08 11:00 | 9.69e-09 | 0.29382 | 464941
2016-07-08 12:00 | 0.096627 | 0.18652 | 491037
2016-07-08 13:00 | 0.43696 | 0.17694 | 523699
2016-07-08 14:00 | 0.62036 | 0.20428 | 557938
2016-07-08 15:00 | 0.72685 | 0.20659 | 591140
2016-07-08 16:00 | 0.78604 | 0.20137 | 616688
2016-07-08 17:00 | 0.79948 | 0.19796 | 637306
2016-07-08 18:00 | 0.79605 | 0.19595 | 652156
2016-07-08 19:00 | 0.78672 | 0.19311 | 661112
2016-07-08 20:00 | 0.77955 | 0.18697 | 666277
2016-07-08 21:00 | 0.76197 | 0.17848 | 666264
2016-07-08 22:00 | 0.73252 | 0.16986 | 657650
2016-07-08 23:00 | 0.64847 | 0.17226 | 641615
2016-07-09 | 0.54079 | 0.2165 | 621080
2016-07-09 01:00 | 0.30984 | 0.36017 | 600655
2016-07-09 02:00 | 0.0401 | 0.49134 | 573074
2016-07-09 03:00 | 2.38e-07 | 0.51375 | 537026
2016-07-09 04:00 | 0 | 0.49029 | 503058
2016-07-09 05:00 | 0 | 0.45924 | 472233
2016-07-09 06:00 | 0 | 0.43767 | 446984
2016-07-09 07:00 | 0 | 0.41806 | 427811
2016-07-09 08:00 | 0 | 0.3983 | 415102
2016-07-09 09:00 | 0 | 0.36921 | 408303
2016-07-09 10:00 | 0 | 0.34848 | 405812
2016-07-09 11:00 | 7.37e-06 | 0.29793 | 412095
2016-07-09 12:00 | 0.12135 | 0.16801 | 431529
2016-07-09 13:00 | 0.49015 | 0.15517 | 461399
2016-07-09 14:00 | 0.6455 | 0.17437 | 494489
2016-07-09 15:00 | 0.74934 | 0.16509 | 525257
2016-07-09 16:00 | 0.80593 | 0.16381 | 550195
2016-07-09 17:00 | 0.81757 | 0.17406 | 569722
2016-07-09 18:00 | 0.81365 | 0.19107 | 583892
2016-07-09 19:00 | 0.80472 | 0.20769 | 595393
2016-07-09 20:00 | 0.79994 | 0.22283 | 603013
2016-07-09 21:00 | 0.78864 | 0.2416 | 605780
2016-07-09 22:00 | 0.76146 | 0.26462 | 600420
2016-07-09 23:00 | 0.68366 | 0.29779 | 588550
2016-07-10 | 0.55426 | 0.3714 | 572382
2016-07-10 01:00 | 0.29687 | 0.54659 | 557030
2016-07-10 02:00 | 0.035977 | 0.65514 | 534735
2016-07-10 03:00 | 3.02e-07 | 0.665 | 504637
2016-07-10 04:00 | 0 | 0.6464 | 472865
2016-07-10 05:00 | 0 | 0.61817 | 445168
2016-07-10 06:00 | 0 | 0.58191 | 423042
2016-07-10 07:00 | 0 | 0.55108 | 405389
2016-07-10 08:00 | 0 | 0.5162 | 392995
2016-07-10 09:00 | 0 | 0.46763 | 386041
2016-07-10 10:00 | 0 | 0.42014 | 382415
2016-07-10 11:00 | 6.35e-06 | 0.35472 | 387490
2016-07-10 12:00 | 0.10511 | 0.22777 | 407703
2016-07-10 13:00 | 0.47974 | 0.22842 | 435099
2016-07-10 14:00 | 0.68131 | 0.25541 | 466139
2016-07-10 15:00 | 0.78333 | 0.26425 | 496547
2016-07-10 16:00 | 0.83642 | 0.29315 | 524202
2016-07-10 17:00 | 0.84522 | 0.33927 | 547624
2016-07-10 18:00 | 0.83983 | 0.37574 | 566798
2016-07-10 19:00 | 0.83326 | 0.40361 | 581698
2016-07-10 20:00 | 0.83368 | 0.4279 | 592595
2016-07-10 21:00 | 0.82858 | 0.45326 | 599783
2016-07-10 22:00 | 0.80631 | 0.47936 | 600387
2016-07-10 23:00 | 0.72724 | 0.51506 | 591233
2016-07-11 | 0.59818 | 0.57877 | 576878
2016-07-11 01:00 | 0.32583 | 0.70289 | 564175
2016-07-11 02:00 | 0.049906 | 0.75932 | 541665
2016-07-11 03:00 | 1.82e-07 | 0.75979 | 509761
2016-07-11 04:00 | 0 | 0.75555 | 477528
2016-07-11 05:00 | 0 | 0.75991 | 450542
2016-07-11 06:00 | 0 | 0.75606 | 428646
2016-07-11 07:00 | 0 | 0.75431 | 412850
2016-07-11 08:00 | 0 | 0.74412 | 406101
2016-07-11 09:00 | 0 | 0.72413 | 410976
2016-07-11 10:00 | 0 | 0.70122 | 424742
2016-07-11 11:00 | 5.69e-06 | 0.65814 | 443139
2016-07-11 12:00 | 0.12414 | 0.60235 | 469783
2016-07-11 13:00 | 0.49097 | 0.66755 | 501025
2016-07-11 14:00 | 0.69504 | 0.70241 | 535818
2016-07-11 15:00 | 0.80201 | 0.69658 | 568424
2016-07-11 16:00 | 0.84935 | 0.68419 | 596823
2016-07-11 17:00 | 0.86169 | 0.68292 | 621048
2016-07-11 18:00 | 0.8564 | 0.68742 | 640543
2016-07-11 19:00 | 0.84887 | 0.69127 | 654436
2016-07-11 20:00 | 0.84716 | 0.69332 | 663615
2016-07-11 21:00 | 0.84126 | 0.69812 | 666782
2016-07-11 22:00 | 0.81723 | 0.70652 | 661340
2016-07-11 23:00 | 0.74397 | 0.71744 | 647838
2016-07-12 | 0.58749 | 0.74177 | 629895
2016-07-12 01:00 | 0.32748 | 0.80468 | 611767
2016-07-12 02:00 | 0.035868 | 0.83911 | 583447
2016-07-12 03:00 | 1.36e-08 | 0.85221 | 544892
2016-07-12 04:00 | 0 | 0.84468 | 509022
2016-07-12 05:00 | 0 | 0.82267 | 477314
2016-07-12 06:00 | 0 | 0.79016 | 450498
2016-07-12 07:00 | 0 | 0.75455 | 431704
2016-07-12 08:00 | 0 | 0.71814 | 421999
2016-07-12 09:00 | 0 | 0.67805 | 422987
2016-07-12 10:00 | 0 | 0.64907 | 436029
2016-07-12 11:00 | 4.67e-06 | 0.59417 | 456498
2016-07-12 12:00 | 0.12606 | 0.44322 | 482934
2016-07-12 13:00 | 0.49407 | 0.48719 | 512658
2016-07-12 14:00 | 0.68639 | 0.52715 | 546489
2016-07-12 15:00 | 0.79895 | 0.50132 | 578718
2016-07-12 16:00 | 0.84426 | 0.48391 | 607314
2016-07-12 17:00 | 0.85235 | 0.48402 | 630683
2016-07-12 18:00 | 0.84806 | 0.4965 | 648626
2016-07-12 19:00 | 0.84081 | 0.50911 | 661644
2016-07-12 20:00 | 0.84069 | 0.51722 | 670411
2016-07-12 21:00 | 0.83645 | 0.51859 | 673446
2016-07-12 22:00 | 0.81236 | 0.5157 | 669508
2016-07-12 23:00 | 0.74202 | 0.51281 | 656296
2016-07-13 | 0.56527 | 0.53186 | 638843
2016-07-13 01:00 | 0.2957 | 0.62083 | 620660
2016-07-13 02:00 | 0.034598 | 0.6927 | 592697
2016-07-13 03:00 | 0 | 0.74815 | 554697
2016-07-13 04:00 | 0 | 0.76409 | 517724
2016-07-13 05:00 | 0 | 0.75013 | 485379
2016-07-13 06:00 | 0 | 0.7191 | 459917
2016-07-13 07:00 | 0 | 0.68945 | 441934
2016-07-13 08:00 | 0 | 0.66211 | 432676
2016-07-13 09:00 | 0 | 0.63965 | 435833
2016-07-13 10:00 | 0 | 0.62262 | 448951
2016-07-13 11:00 | 4.41e-06 | 0.55845 | 469550
2016-07-13 12:00 | 0.12583 | 0.38947 | 496070
2016-07-13 13:00 | 0.48746 | 0.43794 | 525443
2016-07-13 14:00 | 0.6976 | 0.4996 | 559810
2016-07-13 15:00 | 0.79546 | 0.49022 | 594899
2016-07-13 16:00 | 0.84383 | 0.46161 | 625088
2016-07-13 17:00 | 0.85075 | 0.44079 | 649828
2016-07-13 18:00 | 0.84419 | 0.43408 | 668009
2016-07-13 19:00 | 0.83662 | 0.43514 | 679325
2016-07-13 20:00 | 0.83618 | 0.43756 | 684178
2016-07-13 21:00 | 0.8305 | 0.4371 | 685078
2016-07-13 22:00 | 0.80711 | 0.43415 | 679696
2016-07-13 23:00 | 0.74008 | 0.43515 | 666990
2016-07-14 | 0.56046 | 0.46346 | 650042
2016-07-14 01:00 | 0.29831 | 0.53769 | 631894
2016-07-14 02:00 | 0.037011 | 0.5926 | 602801
2016-07-14 03:00 | 0 | 0.58953 | 564675
2016-07-14 04:00 | 0 | 0.57142 | 526053
2016-07-14 05:00 | 0 | 0.54478 | 493962
2016-07-14 06:00 | 0 | 0.51878 | 467053
2016-07-14 07:00 | 0 | 0.49876 | 447367
2016-07-14 08:00 | 0 | 0.48774 | 437746
2016-07-14 09:00 | 0 | 0.46201 | 439448
2016-07-14 10:00 | 0 | 0.43826 | 453146
2016-07-14 11:00 | 0 | 0.3789 | 473437
2016-07-14 12:00 | 0.10722 | 0.24254 | 498162
2016-07-14 13:00 | 0.48664 | 0.2596 | 527954
2016-07-14 14:00 | 0.68413 | 0.29124 | 563662
2016-07-14 15:00 | 0.78483 | 0.29888 | 597192
2016-07-14 16:00 | 0.82831 | 0.29038 | 624767
2016-07-14 17:00 | 0.8353 | 0.28481 | 645953
2016-07-14 18:00 | 0.82905 | 0.28231 | 661070
2016-07-14 19:00 | 0.82207 | 0.28003 | 671398
2016-07-14 20:00 | 0.82225 | 0.27537 | 676307
2016-07-14 21:00 | 0.81601 | 0.26784 | 677747
2016-07-14 22:00 | 0.79542 | 0.26049 | 673278
2016-07-14 23:00 | 0.71602 | 0.25279 | 660714
2016-07-15 | 0.56013 | 0.26262 | 643060
2016-07-15 01:00 | 0.28635 | 0.3469 | 626168
2016-07-15 02:00 | 0.032675 | 0.43159 | 596932
2016-07-15 03:00 | 0 | 0.42696 | 557655
2016-07-15 04:00 | 0 | 0.38986 | 520968
2016-07-15 05:00 | 0 | 0.35303 | 488419
2016-07-15 06:00 | 0 | 0.31833 | 461753
2016-07-15 07:00 | 0 | 0.28668 | 442091
2016-07-15 08:00 | 0 | 0.25602 | 431829
2016-07-15 09:00 | 0 | 0.22398 | 432607
2016-07-15 10:00 | 0 | 0.20201 | 444406
2016-07-15 11:00 | 1.89e-06 | 0.16458 | 462733
2016-07-15 12:00 | 0.10531 | 0.089451 | 487020
2016-07-15 13:00 | 0.46128 | 0.090023 | 517382
2016-07-15 14:00 | 0.67264 | 0.10799 | 548705
2016-07-15 15:00 | 0.76874 | 0.10293 | 577335
2016-07-15 16:00 | 0.81323 | 0.086933 | 601301
2016-07-15 17:00 | 0.82246 | 0.072891 | 623336
2016-07-15 18:00 | 0.81827 | 0.063544 | 640286
2016-07-15 19:00 | 0.81041 | 0.054996 | 650704
2016-07-15 20:00 | 0.80712 | 0.04998 | 657165
2016-07-15 21:00 | 0.79747 | 0.055623 | 657587
2016-07-15 22:00 | 0.76622 | 0.070154 | 648192
2016-07-15 23:00 | 0.68155 | 0.09747 | 630495
2016-07-16 | 0.52794 | 0.14951 | 610563
2016-07-16 01:00 | 0.25734 | 0.27394 | 593282
2016-07-16 02:00 | 0.027069 | 0.42346 | 566934
2016-07-16 03:00 | 0 | 0.45258 | 531396
2016-07-16 04:00 | 0 | 0.43797 | 495930
2016-07-16 05:00 | 0 | 0.41111 | 465615
2016-07-16 06:00 | 0 | 0.38793 | 441570
2016-07-16 07:00 | 0 | 0.36999 | 422379
2016-07-16 08:00 | 0 | 0.35606 | 410187
2016-07-16 09:00 | 0 | 0.31976 | 404433
2016-07-16 10:00 | 0 | 0.27947 | 403956
2016-07-16 11:00 | 0 | 0.23719 | 411897
2016-07-16 12:00 | 0.091395 | 0.166 | 431408
2016-07-16 13:00 | 0.41184 | 0.20568 | 460733
2016-07-16 14:00 | 0.62882 | 0.25893 | 493000
2016-07-16 15:00 | 0.74324 | 0.27484 | 524171
2016-07-16 16:00 | 0.7994 | 0.28157 | 550527
2016-07-16 17:00 | 0.81709 | 0.29195 | 572417
2016-07-16 18:00 | 0.81503 | 0.31115 | 589029
2016-07-16 19:00 | 0.80746 | 0.33752 | 600006
2016-07-16 20:00 | 0.80345 | 0.36777 | 606513
2016-07-16 21:00 | 0.79455 | 0.3975 | 608656
2016-07-16 22:00 | 0.76805 | 0.43627 | 603469
2016-07-16 23:00 | 0.69038 | 0.48349 | 591077
2016-07-17 | 0.53853 | 0.54919 | 575707
2016-07-17 01:00 | 0.27378 | 0.66005 | 560346
2016-07-17 02:00 | 0.024951 | 0.70719 | 538670
2016-07-17 03:00 | 0 | 0.69133 | 508492
2016-07-17 04:00 | 0 | 0.65645 | 477482
2016-07-17 05:00 | 0 | 0.61903 | 451035
2016-07-17 06:00 | 0 | 0.58701 | 429643
2016-07-17 07:00 | 0 | 0.55377 | 411588
2016-07-17 08:00 | 0 | 0.53338 | 399818
2016-07-17 09:00 | 0 | 0.50684 | 392622
2016-07-17 10:00 | 0 | 0.48067 | 387527
2016-07-17 11:00 | 7.91e-07 | 0.43158 | 391641
2016-07-17 12:00 | 0.10636 | 0.31304 | 411311
2016-07-17 13:00 | 0.4338 | 0.36089 | 444110
2016-07-17 14:00 | 0.64684 | 0.40011 | 479639
2016-07-17 15:00 | 0.74108 | 0.38163 | 514092
2016-07-17 16:00 | 0.78917 | 0.35467 | 545689
2016-07-17 17:00 | 0.80439 | 0.33955 | 571375
2016-07-17 18:00 | 0.80052 | 0.33693 | 591889
2016-07-17 19:00 | 0.78919 | 0.33969 | 607872
2016-07-17 20:00 | 0.78143 | 0.34012 | 620128
2016-07-17 21:00 | 0.76603 | 0.33821 | 628734
2016-07-17 22:00 | 0.73136 | 0.33325 | 630088
2016-07-17 23:00 | 0.65331 | 0.33043 | 622054
2016-07-18 | 0.50747 | 0.3566 | 608973
2016-07-18 01:00 | 0.25564 | 0.4422 | 595724
2016-07-18 02:00 | 0.028984 | 0.52098 | 572179
2016-07-18 03:00 | 0 | 0.52496 | 540002
2016-07-18 04:00 | 0 | 0.48699 | 506806
2016-07-18 05:00 | 0 | 0.45565 | 477936
2016-07-18 06:00 | 0 | 0.43481 | 455072
2016-07-18 07:00 | 0 | 0.43038 | 438275
2016-07-18 08:00 | 0 | 0.41922 | 430035
2016-07-18 09:00 | 0 | 0.3839 | 432780
2016-07-18 10:00 | 0 | 0.34952 | 446146
2016-07-18 11:00 | 4.31e-07 | 0.31774 | 466590
2016-07-18 12:00 | 0.076565 | 0.18341 | 495607
2016-07-18 13:00 | 0.36175 | 0.17642 | 530189
2016-07-18 14:00 | 0.56222 | 0.22742 | 567488
2016-07-18 15:00 | 0.67073 | 0.20517 | 602663
2016-07-18 16:00 | 0.72923 | 0.17354 | 632805
2016-07-18 17:00 | 0.75318 | 0.16505 | 655699
2016-07-18 18:00 | 0.75075 | 0.17436 | 671854
2016-07-18 19:00 | 0.73706 | 0.19361 | 678778
2016-07-18 20:00 | 0.72211 | 0.22006 | 679882
2016-07-18 21:00 | 0.69633 | 0.24989 | 677977
2016-07-18 22:00 | 0.65752 | 0.28727 | 673385
2016-07-18 23:00 | 0.57804 | 0.3336 | 662839
2016-07-19 | 0.43704 | 0.40645 | 645707
2016-07-19 01:00 | 0.21685 | 0.53986 | 626926
2016-07-19 02:00 | 0.034844 | 0.63338 | 597364
2016-07-19 03:00 | 0 | 0.62526 | 558734
2016-07-19 04:00 | 0 | 0.59716 | 520670
2016-07-19 05:00 | 0 | 0.55789 | 488298
2016-07-19 06:00 | 0 | 0.51964 | 461564
2016-07-19 07:00 | 0 | 0.48955 | 442848
2016-07-19 08:00 | 0 | 0.47857 | 433311
2016-07-19 09:00 | 0 | 0.45634 | 435488
2016-07-19 10:00 | 0 | 0.4275 | 448967
2016-07-19 11:00 | 7.89e-08 | 0.36868 | 468631
2016-07-19 12:00 | 0.08166 | 0.20578 | 495509
2016-07-19 13:00 | 0.40397 | 0.17921 | 525717
2016-07-19 14:00 | 0.61781 | 0.23126 | 561169
2016-07-19 15:00 | 0.71487 | 0.22908 | 594934
2016-07-19 16:00 | 0.76661 | 0.21876 | 622824
2016-07-19 17:00 | 0.77272 | 0.22479 | 644321
2016-07-19 18:00 | 0.7599 | 0.23691 | 659831
2016-07-19 19:00 | 0.74404 | 0.24691 | 669705
2016-07-19 20:00 | 0.72984 | 0.25399 | 676736
2016-07-19 21:00 | 0.70368 | 0.2618 | 678202
2016-07-19 22:00 | 0.66092 | 0.27316 | 671340
2016-07-19 23:00 | 0.57513 | 0.29695 | 655422
2016-07-20 | 0.4323 | 0.36533 | 636565
2016-07-20 01:00 | 0.22584 | 0.52542 | 618519
2016-07-20 02:00 | 0.030576 | 0.62887 | 589729
2016-07-20 03:00 | 0 | 0.6198 | 552048
2016-07-20 04:00 | 0 | 0.58735 | 514405
2016-07-20 05:00 | 0 | 0.56405 | 482657
2016-07-20 06:00 | 0 | 0.54722 | 456339
2016-07-20 07:00 | 0 | 0.52081 | 437311
2016-07-20 08:00 | 0 | 0.4932 | 427406
2016-07-20 09:00 | 0 | 0.47113 | 429429
2016-07-20 10:00 | 0 | 0.44711 | 441816
2016-07-20 11:00 | 3.4e-08 | 0.39718 | 460581
2016-07-20 12:00 | 0.089385 | 0.24711 | 486874
2016-07-20 13:00 | 0.40212 | 0.25401 | 517655
2016-07-20 14:00 | 0.62142 | 0.25867 | 552701
2016-07-20 15:00 | 0.70821 | 0.2134 | 587835
2016-07-20 16:00 | 0.75537 | 0.18404 | 618472
2016-07-20 17:00 | 0.76203 | 0.19306 | 645401
2016-07-20 18:00 | 0.75064 | 0.22729 | 666420
2016-07-20 19:00 | 0.73343 | 0.26722 | 681326
2016-07-20 20:00 | 0.7157 | 0.30259 | 691916
2016-07-20 21:00 | 0.68554 | 0.33534 | 696978
2016-07-20 22:00 | 0.63483 | 0.36608 | 691384
2016-07-20 23:00 | 0.5491 | 0.39838 | 678219
2016-07-21 | 0.41514 | 0.45896 | 659397
2016-07-21 01:00 | 0.21827 | 0.5844 | 640391
2016-07-21 02:00 | 0.021531 | 0.67308 | 611187
2016-07-21 03:00 | 0 | 0.68304 | 572027
2016-07-21 04:00 | 0 | 0.66313 | 533254
2016-07-21 05:00 | 0 | 0.63744 | 498740
2016-07-21 06:00 | 0 | 0.61096 | 470257
2016-07-21 07:00 | 0 | 0.57767 | 449749
2016-07-21 08:00 | 0 | 0.54119 | 438554
2016-07-21 09:00 | 0 | 0.49089 | 440488
2016-07-21 10:00 | 0 | 0.437 | 453335
2016-07-21 11:00 | 0 | 0.36689 | 472775
2016-07-21 12:00 | 0.093763 | 0.20342 | 499350
2016-07-21 13:00 | 0.41047 | 0.2113 | 533096
2016-07-21 14:00 | 0.63917 | 0.2393 | 571530
2016-07-21 15:00 | 0.73427 | 0.19916 | 609171
2016-07-21 16:00 | 0.77114 | 0.17222 | 640721
2016-07-21 17:00 | 0.78386 | 0.17039 | 668011
2016-07-21 18:00 | 0.77284 | 0.18498 | 687574
2016-07-21 19:00 | 0.75624 | 0.20158 | 699093
2016-07-21 20:00 | 0.74126 | 0.21029 | 706996
2016-07-21 21:00 | 0.71677 | 0.2118 | 708155
2016-07-21 22:00 | 0.67241 | 0.20754 | 703672
2016-07-21 23:00 | 0.58838 | 0.20959 | 690274
2016-07-22 | 0.4515 | 0.25419 | 672875
2016-07-22 01:00 | 0.22054 | 0.39007 | 654666
2016-07-22 02:00 | 0.021923 | 0.48796 | 622878
2016-07-22 03:00 | 0 | 0.51807 | 585323
2016-07-22 04:00 | 0 | 0.51894 | 547793
2016-07-22 05:00 | 0 | 0.50415 | 512625
2016-07-22 06:00 | 0 | 0.48286 | 483330
2016-07-22 07:00 | 0 | 0.45983 | 462741
2016-07-22 08:00 | 0 | 0.44138 | 451233
2016-07-22 09:00 | 0 | 0.4125 | 451810
2016-07-22 10:00 | 0 | 0.3848 | 463057
2016-07-22 11:00 | 0 | 0.34686 | 480339
2016-07-22 12:00 | 0.084332 | 0.19124 | 506206
2016-07-22 13:00 | 0.39217 | 0.13375 | 540344
2016-07-22 14:00 | 0.59667 | 0.14862 | 574745
2016-07-22 15:00 | 0.70995 | 0.1492 | 611626
2016-07-22 16:00 | 0.76412 | 0.15309 | 643805
2016-07-22 17:00 | 0.78132 | 0.1681 | 669636
2016-07-22 18:00 | 0.77077 | 0.18481 | 689538
2016-07-22 19:00 | 0.75382 | 0.1965 | 702510
2016-07-22 20:00 | 0.74133 | 0.2053 | 709819
2016-07-22 21:00 | 0.71961 | 0.21533 | 711442
2016-07-22 22:00 | 0.68395 | 0.22981 | 706132
2016-07-22 23:00 | 0.60478 | 0.25364 | 692225
2016-07-23 | 0.46757 | 0.31277 | 671763
2016-07-23 01:00 | 0.21656 | 0.48972 | 651983
2016-07-23 02:00 | 0.017055 | 0.626 | 622735
2016-07-23 03:00 | 0 | 0.65758 | 585435
2016-07-23 04:00 | 0 | 0.64357 | 548300
2016-07-23 05:00 | 0 | 0.61395 | 513775
2016-07-23 06:00 | 0 | 0.59075 | 485017
2016-07-23 07:00 | 0 | 0.56257 | 462396
2016-07-23 08:00 | 0 | 0.54453 | 446904
2016-07-23 09:00 | 0 | 0.52632 | 438752
2016-07-23 10:00 | 0 | 0.50427 | 436738
2016-07-23 11:00 | 0 | 0.46118 | 444141
2016-07-23 12:00 | 0.077278 | 0.32018 | 469768
2016-07-23 13:00 | 0.4309 | 0.3081 | 507074
2016-07-23 14:00 | 0.64377 | 0.40002 | 548202
2016-07-23 15:00 | 0.76657 | 0.42124 | 587785
2016-07-23 16:00 | 0.80645 | 0.4239 | 621140
2016-07-23 17:00 | 0.81754 | 0.43291 | 644617
2016-07-23 18:00 | 0.81323 | 0.44101 | 662366
2016-07-23 19:00 | 0.80445 | 0.44254 | 673513
2016-07-23 20:00 | 0.80041 | 0.43656 | 680986
2016-07-23 21:00 | 0.7885 | 0.4244 | 683097
2016-07-23 22:00 | 0.75645 | 0.40743 | 677117
2016-07-23 23:00 | 0.67636 | 0.39872 | 661899
2016-07-24 | 0.52595 | 0.43207 | 643422
2016-07-24 01:00 | 0.2621 | 0.58171 | 626308
2016-07-24 02:00 | 0.019335 | 0.69229 | 599234
2016-07-24 03:00 | 0 | 0.68858 | 565417
2016-07-24 04:00 | 0 | 0.63578 | 531046
2016-07-24 05:00 | 0 | 0.57063 | 499365
2016-07-24 06:00 | 0 | 0.5217 | 472698
2016-07-24 07:00 | 0 | 0.4854 | 451439
2016-07-24 08:00 | 0 | 0.44808 | 436259
2016-07-24 09:00 | 0 | 0.40844 | 427100
2016-07-24 10:00 | 0 | 0.38941 | 422282
2016-07-24 11:00 | 0 | 0.3461 | 426061
2016-07-24 12:00 | 0.067864 | 0.18873 | 447059
2016-07-24 13:00 | 0.3792 | 0.20167 | 480914
2016-07-24 14:00 | 0.58594 | 0.25703 | 520133
2016-07-24 15:00 | 0.71577 | 0.24078 | 558015
2016-07-24 16:00 | 0.77039 | 0.21692 | 591243
2016-07-24 17:00 | 0.7784 | 0.20004 | 618086
2016-07-24 18:00 | 0.76733 | 0.19159 | 639300
2016-07-24 19:00 | 0.75031 | 0.18918 | 654798
2016-07-24 20:00 | 0.73536 | 0.19062 | 666727
2016-07-24 21:00 | 0.71976 | 0.19534 | 674628
2016-07-24 22:00 | 0.68468 | 0.20177 | 674912
2016-07-24 23:00 | 0.60793 | 0.20988 | 664359
2016-07-25 | 0.46154 | 0.24134 | 649454
2016-07-25 01:00 | 0.2312 | 0.35346 | 634444
2016-07-25 02:00 | 0.01699 | 0.43154 | 605194
2016-07-25 03:00 | 0 | 0.43117 | 570238
2016-07-25 04:00 | 0 | 0.4231 | 536805
2016-07-25 05:00 | 0 | 0.41649 | 505415
2016-07-25 06:00 | 0 | 0.40967 | 479358
2016-07-25 07:00 | 0 | 0.40024 | 460062
2016-07-25 08:00 | 0 | 0.38918 | 450411
2016-07-25 09:00 | 0 | 0.33985 | 451810
2016-07-25 10:00 | 0 | 0.28742 | 464579
2016-07-25 11:00 | 0 | 0.24355 | 484904
2016-07-25 12:00 | 0.064276 | 0.12375 | 513142
2016-07-25 13:00 | 0.33637 | 0.085143 | 546585
2016-07-25 14:00 | 0.56843 | 0.12425 | 584999
2016-07-25 15:00 | 0.68692 | 0.13305 | 623644
2016-07-25 16:00 | 0.73513 | 0.13376 | 655225
2016-07-25 17:00 | 0.7431 | 0.13292 | 680782
2016-07-25 18:00 | 0.73882 | 0.13158 | 699429
2016-07-25 19:00 | 0.72045 | 0.12995 | 711269
2016-07-25 20:00 | 0.70763 | 0.12969 | 716310
2016-07-25 21:00 | 0.67923 | 0.13539 | 716023
2016-07-25 22:00 | 0.63213 | 0.14577 | 709531
2016-07-25 23:00 | 0.54697 | 0.1672 | 694428
2016-07-26 | 0.41026 | 0.22004 | 676132
2016-07-26 01:00 | 0.20484 | 0.36494 | 655962
2016-07-26 02:00 | 0.017393 | 0.48309 | 623004
2016-07-26 03:00 | 0 | 0.49827 | 581261
2016-07-26 04:00 | 0 | 0.48415 | 543580
2016-07-26 05:00 | 0 | 0.45169 | 508876
2016-07-26 06:00 | 0 | 0.4125 | 480696
2016-07-26 07:00 | 0 | 0.37483 | 460391
2016-07-26 08:00 | 0 | 0.34861 | 449809
2016-07-26 09:00 | 0 | 0.31521 | 451638
2016-07-26 10:00 | 0 | 0.2863 | 465570
2016-07-26 11:00 | 0 | 0.24817 | 484569
2016-07-26 12:00 | 0.052464 | 0.12988 | 509911
2016-07-26 13:00 | 0.30762 | 0.085747 | 540417
2016-07-26 14:00 | 0.54846 | 0.12319 | 576926
2016-07-26 15:00 | 0.66758 | 0.13064 | 612758
2016-07-26 16:00 | 0.73049 | 0.1196 | 643650
2016-07-26 17:00 | 0.74499 | 0.11203 | 669322
2016-07-26 18:00 | 0.73683 | 0.10498 | 688128
2016-07-26 19:00 | 0.7183 | 0.099126 | 700540
2016-07-26 20:00 | 0.70008 | 0.097847 | 708679
2016-07-26 21:00 | 0.67 | 0.10712 | 711359
2016-07-26 22:00 | 0.62701 | 0.12897 | 706608
2016-07-26 23:00 | 0.55138 | 0.16408 | 691752
2016-07-27 | 0.42012 | 0.22413 | 673003
2016-07-27 01:00 | 0.22281 | 0.354 | 653739
2016-07-27 02:00 | 0.014462 | 0.4339 | 621186
2016-07-27 03:00 | 0 | 0.40531 | 580774
2016-07-27 04:00 | 0 | 0.3563 | 542329
2016-07-27 05:00 | 0 | 0.31137 | 507273
2016-07-27 06:00 | 0 | 0.26421 | 480502
2016-07-27 07:00 | 0 | 0.22281 | 460678
2016-07-27 08:00 | 0 | 0.18856 | 450024
2016-07-27 09:00 | 0 | 0.16123 | 451869
2016-07-27 10:00 | 0 | 0.14627 | 463705
2016-07-27 11:00 | 0 | 0.12848 | 482751
2016-07-27 12:00 | 0.056496 | 0.069071 | 506035
2016-07-27 13:00 | 0.39644 | 0.054696 | 535215
2016-07-27 14:00 | 0.62803 | 0.067528 | 571253
2016-07-27 15:00 | 0.72853 | 0.066403 | 606150
2016-07-27 16:00 | 0.78337 | 0.06292 | 636932
2016-07-27 17:00 | 0.79593 | 0.061736 | 663231
2016-07-27 18:00 | 0.78929 | 0.062671 | 683972
2016-07-27 19:00 | 0.77753 | 0.065121 | 697747
2016-07-27 20:00 | 0.77029 | 0.068838 | 707014
2016-07-27 21:00 | 0.75881 | 0.073431 | 710613
2016-07-27 22:00 | 0.72983 | 0.080809 | 705857
2016-07-27 23:00 | 0.64717 | 0.095354 | 690397
2016-07-28 | 0.50885 | 0.1278 | 671829
2016-07-28 01:00 | 0.22469 | 0.2286 | 653940
2016-07-28 02:00 | 0.01284 | 0.31972 | 622504
2016-07-28 03:00 | 0 | 0.31415 | 581709
2016-07-28 04:00 | 0 | 0.27754 | 544970
2016-07-28 05:00 | 0 | 0.24308 | 511693
2016-07-28 06:00 | 0 | 0.2139 | 484090
2016-07-28 07:00 | 0 | 0.193 | 463557
2016-07-28 08:00 | 0 | 0.18193 | 452595
2016-07-28 09:00 | 0 | 0.16682 | 454199
2016-07-28 10:00 | 0 | 0.15615 | 466476
2016-07-28 11:00 | 0 | 0.13815 | 484847
2016-07-28 12:00 | 0.074043 | 0.074727 | 508526
2016-07-28 13:00 | 0.40719 | 0.062904 | 538216
2016-07-28 14:00 | 0.63658 | 0.080003 | 571509
2016-07-28 15:00 | 0.74026 | 0.09407 | 604417
2016-07-28 16:00 | 0.78023 | 0.097448 | 631869
2016-07-28 17:00 | 0.79967 | 0.09444 | 655351
2016-07-28 18:00 | 0.7928 | 0.086422 | 672844
2016-07-28 19:00 | 0.78441 | 0.078301 | 682884
2016-07-28 20:00 | 0.78152 | 0.072832 | 687430
2016-07-28 21:00 | 0.77272 | 0.072381 | 685827
2016-07-28 22:00 | 0.74328 | 0.079814 | 677578
2016-07-28 23:00 | 0.66018 | 0.096228 | 662885
2016-07-29 | 0.51409 | 0.13549 | 647637
2016-07-29 01:00 | 0.2207 | 0.25095 | 630930
2016-07-29 02:00 | 0.011755 | 0.33614 | 601375
2016-07-29 03:00 | 0 | 0.32911 | 565258
2016-07-29 04:00 | 0 | 0.29331 | 530970
2016-07-29 05:00 | 0 | 0.25162 | 499706
2016-07-29 06:00 | 0 | 0.21201 | 473385
2016-07-29 07:00 | 0 | 0.18456 | 453827
2016-07-29 08:00 | 0 | 0.16431 | 443185
2016-07-29 09:00 | 0 | 0.14307 | 444954
2016-07-29 10:00 | 0 | 0.12683 | 456762
2016-07-29 11:00 | 0 | 0.10663 | 471010
2016-07-29 12:00 | 0.04364 | 0.055523 | 492462
2016-07-29 13:00 | 0.3444 | 0.038356 | 519661
2016-07-29 14:00 | 0.57758 | 0.037565 | 550570
2016-07-29 15:00 | 0.69352 | 0.035128 | 581314
2016-07-29 16:00 | 0.73804 | 0.035578 | 607866
2016-07-29 17:00 | 0.75667 | 0.040334 | 630198
2016-07-29 18:00 | 0.75505 | 0.047139 | 648328
2016-07-29 19:00 | 0.7473 | 0.054377 | 661198
2016-07-29 20:00 | 0.7378 | 0.062324 | 670462
2016-07-29 21:00 | 0.71738 | 0.067448 | 673061
2016-07-29 22:00 | 0.68231 | 0.070517 | 665364
2016-07-29 23:00 | 0.59441 | 0.077812 | 647298
2016-07-30 | 0.44818 | 0.10858 | 628330
2016-07-30 01:00 | 0.19812 | 0.22047 | 610732
2016-07-30 02:00 | 0.011256 | 0.33882 | 582387
2016-07-30 03:00 | 0 | 0.36781 | 546078
2016-07-30 04:00 | 0 | 0.36218 | 511269
2016-07-30 05:00 | 0 | 0.34675 | 481131
2016-07-30 06:00 | 0 | 0.3334 | 455364
2016-07-30 07:00 | 0 | 0.31793 | 436572
2016-07-30 08:00 | 0 | 0.29784 | 424111
2016-07-30 09:00 | 0 | 0.25685 | 418253
2016-07-30 10:00 | 0 | 0.21997 | 418195
2016-07-30 11:00 | 0 | 0.19112 | 424007
2016-07-30 12:00 | 0.059183 | 0.11405 | 444413
2016-07-30 13:00 | 0.34629 | 0.11329 | 473661
2016-07-30 14:00 | 0.57007 | 0.13503 | 507186
2016-07-30 15:00 | 0.69045 | 0.13156 | 539766
2016-07-30 16:00 | 0.74058 | 0.12676 | 567012
2016-07-30 17:00 | 0.75102 | 0.12357 | 587831
2016-07-30 18:00 | 0.74192 | 0.12145 | 602724
2016-07-30 19:00 | 0.7252 | 0.12089 | 612872
2016-07-30 20:00 | 0.70653 | 0.12279 | 620163
2016-07-30 21:00 | 0.67661 | 0.131 | 621612
2016-07-30 22:00 | 0.62859 | 0.15094 | 615579
2016-07-30 23:00 | 0.5404 | 0.19069 | 599767
2016-07-31 | 0.39852 | 0.27903 | 586029
2016-07-31 01:00 | 0.17438 | 0.49953 | 573461
2016-07-31 02:00 | 0.010821 | 0.64715 | 550364
2016-07-31 03:00 | 0 | 0.63819 | 522363
2016-07-31 04:00 | 0 | 0.59796 | 492477
2016-07-31 05:00 | 0 | 0.56017 | 465571
2016-07-31 06:00 | 0 | 0.52971 | 442492
2016-07-31 07:00 | 0 | 0.50965 | 424682
2016-07-31 08:00 | 0 | 0.4972 | 412231
2016-07-31 09:00 | 0 | 0.47103 | 405962
2016-07-31 10:00 | 0 | 0.44024 | 404106
2016-07-31 11:00 | 0 | 0.39257 | 406223
2016-07-31 12:00 | 0.060657 | 0.24848 | 424927
2016-07-31 13:00 | 0.3069 | 0.21703 | 454237
2016-07-31 14:00 | 0.53948 | 0.25043 | 488251
2016-07-31 15:00 | 0.67014 | 0.24027 | 521252
2016-07-31 16:00 | 0.71425 | 0.23091 | 552152
2016-07-31 17:00 | 0.72258 | 0.23936 | 577859
2016-07-31 18:00 | 0.70443 | 0.25966 | 598135
2016-07-31 19:00 | 0.68238 | 0.28345 | 611955
2016-07-31 20:00 | 0.65856 | 0.30274 | 621525
2016-07-31 21:00 | 0.62375 | 0.32034 | 625838
2016-07-31 22:00 | 0.57455 | 0.34373 | 622856
2016-07-31 23:00 | 0.4952 | 0.3943 | 612704
2016-08-01 | 0.363 | 0.49835 | 600594
2016-08-01 01:00 | 0.1693 | 0.67692 | 586283
2016-08-01 02:00 | 0.0091852 | 0.75132 | 562283
2016-08-01 03:00 | 0 | 0.7084 | 529962
2016-08-01 04:00 | 0 | 0.64537 | 496993
2016-08-01 05:00 | 0 | 0.59348 | 468458
2016-08-01 06:00 | 0 | 0.54835 | 446164
2016-08-01 07:00 | 0 | 0.50651 | 430203
2016-08-01 08:00 | 0 | 0.47762 | 423452
2016-08-01 09:00 | 0 | 0.44246 | 426831
2016-08-01 10:00 | 0 | 0.41885 | 441975
2016-08-01 11:00 | 0 | 0.38073 | 460070
2016-08-01 12:00 | 0.052305 | 0.27053 | 483963
2016-08-01 13:00 | 0.3042 | 0.27789 | 514411
2016-08-01 14:00 | 0.53944 | 0.32309 | 548025
2016-08-01 15:00 | 0.65642 | 0.31588 | 581008
2016-08-01 16:00 | 0.71076 | 0.299 | 609100
2016-08-01 17:00 | 0.72584 | 0.29745 | 633495
2016-08-01 18:00 | 0.71825 | 0.30394 | 652822
2016-08-01 19:00 | 0.69983 | 0.30915 | 666006
2016-08-01 20:00 | 0.67798 | 0.31021 | 674610
2016-08-01 21:00 | 0.64316 | 0.30067 | 677045
2016-08-01 22:00 | 0.59272 | 0.28807 | 670787
2016-08-01 23:00 | 0.50427 | 0.2895 | 657844
2016-08-02 | 0.36509 | 0.34786 | 641335
2016-08-02 01:00 | 0.1716 | 0.49155 | 622717
2016-08-02 02:00 | 0.0080411 | 0.55757 | 592757
2016-08-02 03:00 | 0 | 0.55212 | 554537
2016-08-02 04:00 | 0 | 0.5127 | 516692
2016-08-02 05:00 | 0 | 0.4696 | 485217
2016-08-02 06:00 | 0 | 0.43494 | 459636
2016-08-02 07:00 | 0 | 0.41775 | 441125
2016-08-02 08:00 | 0 | 0.40723 | 432409
2016-08-02 09:00 | 0 | 0.37175 | 435990
2016-08-02 10:00 | 0 | 0.32705 | 451272
2016-08-02 11:00 | 0 | 0.27915 | 468913
2016-08-02 12:00 | 0.048246 | 0.16093 | 489949
2016-08-02 13:00 | 0.32003 | 0.12054 | 517096
2016-08-02 14:00 | 0.55232 | 0.12968 | 549361
2016-08-02 15:00 | 0.67168 | 0.11591 | 581580
2016-08-02 16:00 | 0.71549 | 0.091279 | 609773
2016-08-02 17:00 | 0.71817 | 0.079614 | 634098
2016-08-02 18:00 | 0.70055 | 0.077201 | 653280
2016-08-02 19:00 | 0.67166 | 0.081205 | 663366
2016-08-02 20:00 | 0.63982 | 0.090119 | 670381
2016-08-02 21:00 | 0.60078 | 0.10029 | 672154
2016-08-02 22:00 | 0.54948 | 0.11452 | 666562
2016-08-02 23:00 | 0.47508 | 0.14176 | 652378
2016-08-03 | 0.35329 | 0.19993 | 635814
2016-08-03 01:00 | 0.17449 | 0.35508 | 617329
2016-08-03 02:00 | 0.0079898 | 0.45115 | 587534
2016-08-03 03:00 | 0 | 0.46716 | 548730
2016-08-03 04:00 | 0 | 0.45272 | 512360
2016-08-03 05:00 | 0 | 0.43424 | 481561
2016-08-03 06:00 | 0 | 0.42133 | 456311
2016-08-03 07:00 | 0 | 0.40223 | 438423
2016-08-03 08:00 | 0 | 0.38369 | 429382
2016-08-03 09:00 | 0 | 0.36123 | 432012
2016-08-03 10:00 | 0 | 0.34406 | 446890
2016-08-03 11:00 | 0 | 0.33245 | 465284
2016-08-03 12:00 | 0.039294 | 0.23303 | 486959
2016-08-03 13:00 | 0.27726 | 0.22091 | 514567
2016-08-03 14:00 | 0.4906 | 0.27535 | 547136
2016-08-03 15:00 | 0.62632 | 0.31093 | 580434
2016-08-03 16:00 | 0.68886 | 0.33027 | 610440
2016-08-03 17:00 | 0.6969 | 0.34831 | 636024
2016-08-03 18:00 | 0.68356 | 0.36885 | 656420
2016-08-03 19:00 | 0.66007 | 0.38959 | 671477
2016-08-03 20:00 | 0.63215 | 0.41221 | 681036
2016-08-03 21:00 | 0.5959 | 0.43746 | 683380
2016-08-03 22:00 | 0.54986 | 0.46561 | 677806
2016-08-03 23:00 | 0.46279 | 0.49659 | 663640
2016-08-04 | 0.33248 | 0.5591 | 647265
2016-08-04 01:00 | 0.1552 | 0.70639 | 629193
2016-08-04 02:00 | 0.0075409 | 0.76329 | 597187
2016-08-04 03:00 | 0 | 0.74326 | 558357
2016-08-04 04:00 | 0 | 0.70294 | 521327
2016-08-04 05:00 | 0 | 0.66733 | 490549
2016-08-04 06:00 | 0 | 0.64215 | 462055
2016-08-04 07:00 | 0 | 0.61386 | 443032
2016-08-04 08:00 | 0 | 0.58574 | 433845
2016-08-04 09:00 | 0 | 0.55141 | 436996
2016-08-04 10:00 | 0 | 0.52779 | 452952
2016-08-04 11:00 | 0 | 0.49543 | 471032
2016-08-04 12:00 | 0.0423 | 0.38467 | 492757
2016-08-04 13:00 | 0.2758 | 0.40985 | 520777
2016-08-04 14:00 | 0.49975 | 0.46025 | 554967
2016-08-04 15:00 | 0.63117 | 0.44021 | 588187
2016-08-04 16:00 | 0.69771 | 0.41033 | 616495
2016-08-04 17:00 | 0.71181 | 0.392 | 640288
2016-08-04 18:00 | 0.69942 | 0.38077 | 658458
2016-08-04 19:00 | 0.6772 | 0.37279 | 670155
2016-08-04 20:00 | 0.65478 | 0.36342 | 676999
2016-08-04 21:00 | 0.62096 | 0.35518 | 678514
2016-08-04 22:00 | 0.56864 | 0.34563 | 672659
2016-08-04 23:00 | 0.47462 | 0.33134 | 657579
2016-08-05 | 0.3326 | 0.33217 | 641092
2016-08-05 01:00 | 0.14075 | 0.43159 | 623479
2016-08-05 02:00 | 0.0068187 | 0.49068 | 592327
2016-08-05 03:00 | 0 | 0.49867 | 554932
2016-08-05 04:00 | 0 | 0.481 | 518997
2016-08-05 05:00 | 0 | 0.44732 | 487155
2016-08-05 06:00 | 0 | 0.41098 | 461710
2016-08-05 07:00 | 0 | 0.37683 | 444178
2016-08-05 08:00 | 0 | 0.35179 | 434777
2016-08-05 09:00 | 0 | 0.30421 | 437450
2016-08-05 10:00 | 0 | 0.2569 | 450978
2016-08-05 11:00 | 0 | 0.21462 | 467665
2016-08-05 12:00 | 0.044431 | 0.1345 | 489571
2016-08-05 13:00 | 0.28068 | 0.11576 | 517694
2016-08-05 14:00 | 0.52047 | 0.12329 | 548878
2016-08-05 15:00 | 0.6472 | 0.11236 | 579384
2016-08-05 16:00 | 0.69914 | 0.1063 | 605984
2016-08-05 17:00 | 0.70562 | 0.1077 | 629230
2016-08-05 18:00 | 0.68986 | 0.11288 | 646679
2016-08-05 19:00 | 0.66901 | 0.12052 | 657913
2016-08-05 20:00 | 0.64707 | 0.12799 | 662883
2016-08-05 21:00 | 0.61259 | 0.13602 | 661113
2016-08-05 22:00 | 0.56212 | 0.14452 | 651147
2016-08-05 23:00 | 0.47918 | 0.15636 | 634076
2016-08-06 | 0.34817 | 0.19541 | 616767
2016-08-06 01:00 | 0.15655 | 0.31952 | 600353
2016-08-06 02:00 | 0.0057006 | 0.41072 | 573118
2016-08-06 03:00 | 0 | 0.41525 | 539577
2016-08-06 04:00 | 0 | 0.40147 | 506865
2016-08-06 05:00 | 0 | 0.38139 | 477499
2016-08-06 06:00 | 0 | 0.36412 | 453173
2016-08-06 07:00 | 0 | 0.34578 | 435218
2016-08-06 08:00 | 0 | 0.33087 | 423260
2016-08-06 09:00 | 0 | 0.30011 | 418988
2016-08-06 10:00 | 0 | 0.26909 | 419093
2016-08-06 11:00 | 0 | 0.23907 | 424830
2016-08-06 12:00 | 0.030881 | 0.14229 | 443533
2016-08-06 13:00 | 0.30731 | 0.11999 | 472726
2016-08-06 14:00 | 0.55915 | 0.13927 | 507408
2016-08-06 15:00 | 0.67469 | 0.13312 | 541235
2016-08-06 16:00 | 0.72234 | 0.12522 | 569814
2016-08-06 17:00 | 0.72882 | 0.12089 | 592151
2016-08-06 18:00 | 0.71374 | 0.12128 | 608053
2016-08-06 19:00 | 0.69193 | 0.12594 | 619282
2016-08-06 20:00 | 0.6761 | 0.13426 | 626743
2016-08-06 21:00 | 0.65035 | 0.14706 | 629027
2016-08-06 22:00 | 0.61185 | 0.16425 | 623131
2016-08-06 23:00 | 0.53569 | 0.19197 | 609762
2016-08-07 | 0.39696 | 0.25262 | 594637
2016-08-07 01:00 | 0.18537 | 0.38624 | 579373
2016-08-07 02:00 | 0.0048807 | 0.46359 | 551628
2016-08-07 03:00 | 0 | 0.46296 | 518395
2016-08-07 04:00 | 0 | 0.43908 | 487018
2016-08-07 05:00 | 0 | 0.41453 | 460336
2016-08-07 06:00 | 0 | 0.38955 | 436438
2016-08-07 07:00 | 0 | 0.36697 | 418176
2016-08-07 08:00 | 0 | 0.34972 | 405109
2016-08-07 09:00 | 0 | 0.31171 | 398654
2016-08-07 10:00 | 0 | 0.27456 | 396437
2016-08-07 11:00 | 0 | 0.24518 | 400201
2016-08-07 12:00 | 0.026118 | 0.14606 | 417446
2016-08-07 13:00 | 0.33043 | 0.11469 | 445771
2016-08-07 14:00 | 0.61631 | 0.13864 | 476693
2016-08-07 15:00 | 0.72553 | 0.13048 | 508737
2016-08-07 16:00 | 0.77595 | 0.12278 | 537718
2016-08-07 17:00 | 0.77911 | 0.11556 | 561896
2016-08-07 18:00 | 0.7617 | 0.10723 | 580214
2016-08-07 19:00 | 0.74132 | 0.10183 | 594523
2016-08-07 20:00 | 0.72317 | 0.10213 | 604471
2016-08-07 21:00 | 0.70085 | 0.1124 | 610725
2016-08-07 22:00 | 0.66368 | 0.13395 | 609226
2016-08-07 23:00 | 0.57784 | 0.17137 | 598850
2016-08-08 | 0.42484 | 0.24702 | 586835
2016-08-08 01:00 | 0.19436 | 0.40451 | 573941
2016-08-08 02:00 | 0.0054181 | 0.48618 | 547508
2016-08-08 03:00 | 0 | 0.487 | 514602
2016-08-08 04:00 | 0 | 0.46723 | 484360
2016-08-08 05:00 | 0 | 0.44199 | 456614
2016-08-08 06:00 | 0 | 0.40577 | 434810
2016-08-08 07:00 | 0 | 0.37384 | 420049
2016-08-08 08:00 | 0 | 0.35001 | 413608
2016-08-08 09:00 | 0 | 0.3227 | 418611
2016-08-08 10:00 | 0 | 0.3085 | 433554
2016-08-08 11:00 | 0 | 0.30067 | 451396
2016-08-08 12:00 | 0.021898 | 0.2089 | 472744
2016-08-08 13:00 | 0.32077 | 0.20613 | 500555
2016-08-08 14:00 | 0.60304 | 0.28307 | 530957
2016-08-08 15:00 | 0.72266 | 0.2796 | 562651
2016-08-08 16:00 | 0.77921 | 0.26186 | 588832
2016-08-08 17:00 | 0.78282 | 0.24968 | 610947
2016-08-08 18:00 | 0.77012 | 0.24361 | 628214
2016-08-08 19:00 | 0.75604 | 0.24013 | 640296
2016-08-08 20:00 | 0.75031 | 0.23666 | 648566
2016-08-08 21:00 | 0.73576 | 0.23302 | 651755
2016-08-08 22:00 | 0.70293 | 0.23056 | 647720
2016-08-08 23:00 | 0.62164 | 0.23312 | 635421
2016-08-09 | 0.46999 | 0.27498 | 621949
2016-08-09 01:00 | 0.20156 | 0.43935 | 604820
2016-08-09 02:00 | 0.0042747 | 0.5178 | 573048
2016-08-09 03:00 | 0 | 0.49956 | 534744
2016-08-09 04:00 | 0 | 0.46207 | 500652
2016-08-09 05:00 | 0 | 0.43329 | 471436
2016-08-09 06:00 | 0 | 0.40736 | 448168
2016-08-09 07:00 | 0 | 0.38365 | 431015
2016-08-09 08:00 | 0 | 0.36285 | 423605
2016-08-09 09:00 | 0 | 0.33878 | 428396
2016-08-09 10:00 | 0 | 0.30776 | 445945
2016-08-09 11:00 | 0 | 0.27217 | 464137
2016-08-09 12:00 | 0.022785 | 0.15898 | 484561
2016-08-09 13:00 | 0.29108 | 0.10924 | 510825
2016-08-09 14:00 | 0.56184 | 0.10857 | 544130
2016-08-09 15:00 | 0.6824 | 0.10797 | 576327
2016-08-09 16:00 | 0.72681 | 0.10654 | 604939
2016-08-09 17:00 | 0.74396 | 0.11496 | 630306
2016-08-09 18:00 | 0.74255 | 0.13034 | 650268
2016-08-09 19:00 | 0.73141 | 0.15151 | 662438
2016-08-09 20:00 | 0.71932 | 0.17909 | 669236
2016-08-09 21:00 | 0.6956 | 0.21292 | 670932
2016-08-09 22:00 | 0.65384 | 0.257 | 664467
2016-08-09 23:00 | 0.55897 | 0.32428 | 651555
2016-08-10 | 0.41495 | 0.41082 | 638816
2016-08-10 01:00 | 0.19205 | 0.55031 | 622333
2016-08-10 02:00 | 0.0040341 | 0.60296 | 593236
2016-08-10 03:00 | 0 | 0.59299 | 555718
2016-08-10 04:00 | 0 | 0.57594 | 522030
2016-08-10 05:00 | 0 | 0.56092 | 491580
2016-08-10 06:00 | 0 | 0.53996 | 466906
2016-08-10 07:00 | 0 | 0.51022 | 449880
2016-08-10 08:00 | 0 | 0.47646 | 442094
2016-08-10 09:00 | 0 | 0.43962 | 446610
2016-08-10 10:00 | 0 | 0.4016 | 463323
2016-08-10 11:00 | 0 | 0.3741 | 482624
2016-08-10 12:00 | 0.024794 | 0.26147 | 504305
2016-08-10 13:00 | 0.27918 | 0.22074 | 532360
2016-08-10 14:00 | 0.55163 | 0.26815 | 566502
2016-08-10 15:00 | 0.688 | 0.28093 | 600882
2016-08-10 16:00 | 0.75309 | 0.28994 | 630175
2016-08-10 17:00 | 0.75894 | 0.31524 | 654319
2016-08-10 18:00 | 0.73997 | 0.34434 | 672363
2016-08-10 19:00 | 0.71283 | 0.3725 | 683463
2016-08-10 20:00 | 0.68428 | 0.39714 | 692115
2016-08-10 21:00 | 0.64705 | 0.41517 | 694043
2016-08-10 22:00 | 0.59519 | 0.42851 | 689634
2016-08-10 23:00 | 0.5041 | 0.44347 | 676888
2016-08-11 | 0.37368 | 0.50485 | 663518
2016-08-11 01:00 | 0.18008 | 0.61283 | 645779
2016-08-11 02:00 | 0.0058516 | 0.62546 | 613591
2016-08-11 03:00 | 0 | 0.58083 | 574880
2016-08-11 04:00 | 0 | 0.5373 | 539161
2016-08-11 05:00 | 0 | 0.49951 | 506885
2016-08-11 06:00 | 0 | 0.45356 | 480926
2016-08-11 07:00 | 0 | 0.4155 | 463267
2016-08-11 08:00 | 0 | 0.39012 | 454853
2016-08-11 09:00 | 0 | 0.36365 | 459811
2016-08-11 10:00 | 0 | 0.34228 | 477411
2016-08-11 11:00 | 0 | 0.33229 | 496658
2016-08-11 12:00 | 0.02335 | 0.24601 | 520056
2016-08-11 13:00 | 0.28151 | 0.23649 | 548905
2016-08-11 14:00 | 0.52539 | 0.31122 | 584554
2016-08-11 15:00 | 0.6612 | 0.31284 | 620926
2016-08-11 16:00 | 0.72903 | 0.28386 | 650476
2016-08-11 17:00 | 0.74392 | 0.26102 | 672839
2016-08-11 18:00 | 0.73958 | 0.24661 | 691270
2016-08-11 19:00 | 0.73014 | 0.23539 | 704348
2016-08-11 20:00 | 0.72422 | 0.22344 | 711228
2016-08-11 21:00 | 0.71145 | 0.21317 | 712067
2016-08-11 22:00 | 0.67675 | 0.20183 | 705532
2016-08-11 23:00 | 0.58503 | 0.1956 | 693311
2016-08-12 | 0.44402 | 0.23111 | 679786
2016-08-12 01:00 | 0.20224 | 0.32528 | 661145
2016-08-12 02:00 | 0.0027509 | 0.36693 | 627372
2016-08-12 03:00 | 0 | 0.35162 | 587829
2016-08-12 04:00 | 0 | 0.31811 | 552138
2016-08-12 05:00 | 0 | 0.29515 | 518806
2016-08-12 06:00 | 0 | 0.27977 | 491927
2016-08-12 07:00 | 0 | 0.27714 | 472808
2016-08-12 08:00 | 0 | 0.2828 | 463193
2016-08-12 09:00 | 0 | 0.28469 | 466210
2016-08-12 10:00 | 0 | 0.29585 | 482275
2016-08-12 11:00 | 0 | 0.30371 | 501898
2016-08-12 12:00 | 0.028933 | 0.22353 | 523776
2016-08-12 13:00 | 0.37921 | 0.19962 | 552524
2016-08-12 14:00 | 0.59224 | 0.25395 | 585241
2016-08-12 15:00 | 0.73469 | 0.27089 | 618102
2016-08-12 16:00 | 0.7923 | 0.2606 | 645060
2016-08-12 17:00 | 0.80032 | 0.2492 | 667185
2016-08-12 18:00 | 0.79017 | 0.24042 | 683130
2016-08-12 19:00 | 0.77736 | 0.23261 | 691605
2016-08-12 20:00 | 0.76952 | 0.2257 | 693676
2016-08-12 21:00 | 0.75359 | 0.21638 | 691677
2016-08-12 22:00 | 0.71723 | 0.20809 | 681134
2016-08-12 23:00 | 0.61886 | 0.19706 | 662811
2016-08-13 | 0.46548 | 0.20049 | 647312
2016-08-13 01:00 | 0.17651 | 0.27263 | 628394
2016-08-13 02:00 | 0.002373 | 0.2989 | 598858
2016-08-13 03:00 | 0 | 0.30331 | 564410
2016-08-13 04:00 | 0 | 0.30004 | 530967
2016-08-13 05:00 | 0 | 0.29046 | 500597
2016-08-13 06:00 | 0 | 0.28152 | 474944
2016-08-13 07:00 | 0 | 0.27698 | 456605
2016-08-13 08:00 | 0 | 0.28205 | 444618
2016-08-13 09:00 | 0 | 0.28896 | 439691
2016-08-13 10:00 | 0 | 0.30272 | 440900
2016-08-13 11:00 | 0 | 0.31125 | 448811
2016-08-13 12:00 | 0.022261 | 0.18212 | 469762
2016-08-13 13:00 | 0.30415 | 0.1216 | 498958
2016-08-13 14:00 | 0.55874 | 0.18752 | 531719
2016-08-13 15:00 | 0.68077 | 0.2099 | 563517
2016-08-13 16:00 | 0.74825 | 0.21066 | 590577
2016-08-13 17:00 | 0.75538 | 0.20785 | 610030
2016-08-13 18:00 | 0.74625 | 0.20711 | 625920
2016-08-13 19:00 | 0.73706 | 0.20459 | 637776
2016-08-13 20:00 | 0.73421 | 0.20122 | 645466
2016-08-13 21:00 | 0.72411 | 0.20259 | 647940
2016-08-13 22:00 | 0.69047 | 0.20325 | 643110
2016-08-13 23:00 | 0.60151 | 0.20121 | 628592
2016-08-14 | 0.45096 | 0.22888 | 615613
2016-08-14 01:00 | 0.17477 | 0.32009 | 598889
2016-08-14 02:00 | 0.0019266 | 0.34414 | 570370
2016-08-14 03:00 | 0 | 0.33093 | 539040
2016-08-14 04:00 | 0 | 0.30257 | 506573
2016-08-14 05:00 | 0 | 0.2715 | 479368
2016-08-14 06:00 | 0 | 0.2522 | 454836
2016-08-14 07:00 | 0 | 0.2461 | 436168
2016-08-14 08:00 | 0 | 0.25239 | 423088
2016-08-14 09:00 | 0 | 0.25556 | 416755
2016-08-14 10:00 | 0 | 0.25926 | 413239
2016-08-14 11:00 | 0 | 0.26696 | 417707
2016-08-14 12:00 | 0.013324 | 0.18342 | 437681
2016-08-14 13:00 | 0.28149 | 0.081057 | 467631
2016-08-14 14:00 | 0.55697 | 0.10216 | 499596
2016-08-14 15:00 | 0.71097 | 0.12194 | 530843
2016-08-14 16:00 | 0.7797 | 0.12414 | 558890
2016-08-14 17:00 | 0.78958 | 0.12283 | 580961
2016-08-14 18:00 | 0.78177 | 0.12021 | 597919
2016-08-14 19:00 | 0.77136 | 0.11683 | 610934
2016-08-14 20:00 | 0.76805 | 0.11476 | 620918
2016-08-14 21:00 | 0.75908 | 0.11951 | 627236
2016-08-14 22:00 | 0.73106 | 0.13593 | 625583
2016-08-14 23:00 | 0.63973 | 0.17503 | 616316
2016-08-15 | 0.49244 | 0.26448 | 607623
2016-08-15 01:00 | 0.16875 | 0.41268 | 594043
2016-08-15 02:00 | 0.001872 | 0.4791 | 565864
2016-08-15 03:00 | 0 | 0.48517 | 531803
2016-08-15 04:00 | 0 | 0.45914 | 498640
2016-08-15 05:00 | 0 | 0.41846 | 471763
2016-08-15 06:00 | 0 | 0.36793 | 448691
2016-08-15 07:00 | 0 | 0.32262 | 433241
2016-08-15 08:00 | 0 | 0.29669 | 426487
2016-08-15 09:00 | 0 | 0.27569 | 430827
2016-08-15 10:00 | 0 | 0.25622 | 448712
2016-08-15 11:00 | 0 | 0.24651 | 470395
2016-08-15 12:00 | 0.012353 | 0.16435 | 491924
2016-08-15 13:00 | 0.30937 | 0.069014 | 518273
2016-08-15 14:00 | 0.59267 | 0.088494 | 549237
2016-08-15 15:00 | 0.72274 | 0.10299 | 578771
2016-08-15 16:00 | 0.79137 | 0.099849 | 603983
2016-08-15 17:00 | 0.79541 | 0.096078 | 625189
2016-08-15 18:00 | 0.78899 | 0.094523 | 639774
2016-08-15 19:00 | 0.78027 | 0.090157 | 650054
2016-08-15 20:00 | 0.77944 | 0.085994 | 657927
2016-08-15 21:00 | 0.77271 | 0.083351 | 659978
2016-08-15 22:00 | 0.73597 | 0.08577 | 653805
2016-08-15 23:00 | 0.65013 | 0.10347 | 641039
2016-08-16 | 0.44945 | 0.18408 | 631686
2016-08-16 01:00 | 0.14935 | 0.37549 | 615028
2016-08-16 02:00 | 0.0013284 | 0.45391 | 582698
2016-08-16 03:00 | 0 | 0.44857 | 545197
2016-08-16 04:00 | 0 | 0.41433 | 509549
2016-08-16 05:00 | 0 | 0.37218 | 478492
2016-08-16 06:00 | 0 | 0.33314 | 454127
2016-08-16 07:00 | 0 | 0.30325 | 437248
2016-08-16 08:00 | 0 | 0.28845 | 429944
2016-08-16 09:00 | 0 | 0.26867 | 434927
2016-08-16 10:00 | 0 | 0.24874 | 453229
2016-08-16 11:00 | 0 | 0.22963 | 473966
2016-08-16 12:00 | 0.0092355 | 0.14056 | 495516
2016-08-16 13:00 | 0.28331 | 0.051648 | 521078
2016-08-16 14:00 | 0.57119 | 0.056231 | 551975
2016-08-16 15:00 | 0.70787 | 0.060625 | 581844
2016-08-16 16:00 | 0.78072 | 0.053736 | 607904
2016-08-16 17:00 | 0.78906 | 0.053604 | 629406
2016-08-16 18:00 | 0.78463 | 0.05687 | 645681
2016-08-16 19:00 | 0.77302 | 0.062372 | 655792
2016-08-16 20:00 | 0.76603 | 0.066764 | 662781
2016-08-16 21:00 | 0.74996 | 0.069338 | 666103
2016-08-16 22:00 | 0.71012 | 0.072832 | 660448
2016-08-16 23:00 | 0.60708 | 0.084518 | 649221
2016-08-17 | 0.44795 | 0.15009 | 639748
2016-08-17 01:00 | 0.15171 | 0.32549 | 622478
2016-08-17 02:00 | 0.0010527 | 0.45808 | 589902
2016-08-17 03:00 | 0 | 0.50813 | 551696
2016-08-17 04:00 | 0 | 0.5059 | 516398
2016-08-17 05:00 | 0 | 0.48228 | 486058
2016-08-17 06:00 | 0 | 0.44557 | 460748
2016-08-17 07:00 | 0 | 0.40621 | 442708
2016-08-17 08:00 | 0 | 0.37314 | 435260
2016-08-17 09:00 | 0 | 0.34232 | 439205
2016-08-17 10:00 | 0 | 0.31243 | 458406
2016-08-17 11:00 | 0 | 0.28656 | 480095
2016-08-17 12:00 | 0.012567 | 0.19383 | 498402
2016-08-17 13:00 | 0.26067 | 0.073587 | 521282
2016-08-17 14:00 | 0.55729 | 0.071133 | 549024
2016-08-17 15:00 | 0.68897 | 0.09353 | 576883
2016-08-17 16:00 | 0.7567 | 0.087068 | 602481
2016-08-17 17:00 | 0.76117 | 0.081991 | 624699
2016-08-17 18:00 | 0.74929 | 0.082665 | 642586
2016-08-17 19:00 | 0.73194 | 0.087826 | 655492
2016-08-17 20:00 | 0.71499 | 0.095316 | 665307
2016-08-17 21:00 | 0.6887 | 0.10494 | 668430
2016-08-17 22:00 | 0.64275 | 0.12331 | 661194
2016-08-17 23:00 | 0.55131 | 0.16434 | 646276
2016-08-18 | 0.39303 | 0.28131 | 634017
2016-08-18 01:00 | 0.13733 | 0.49705 | 614945
2016-08-18 02:00 | 0.00087392 | 0.59306 | 582294
2016-08-18 03:00 | 0 | 0.59951 | 543538
2016-08-18 04:00 | 0 | 0.5683 | 507707
2016-08-18 05:00 | 0 | 0.52202 | 476687
2016-08-18 06:00 | 0 | 0.47123 | 452939
2016-08-18 07:00 | 0 | 0.42708 | 435719
2016-08-18 08:00 | 0 | 0.39466 | 427768
2016-08-18 09:00 | 0 | 0.36329 | 433040
2016-08-18 10:00 | 0 | 0.33661 | 452116
2016-08-18 11:00 | 0 | 0.31639 | 472052
2016-08-18 12:00 | 0.011263 | 0.21381 | 491223
2016-08-18 13:00 | 0.21073 | 0.12739 | 514763
2016-08-18 14:00 | 0.5107 | 0.14382 | 543408
2016-08-18 15:00 | 0.6546 | 0.19398 | 573296
2016-08-18 16:00 | 0.71729 | 0.21998 | 600194
2016-08-18 17:00 | 0.7186 | 0.2405 | 623965
2016-08-18 18:00 | 0.705 | 0.25574 | 642152
2016-08-18 19:00 | 0.68509 | 0.26202 | 654155
2016-08-18 20:00 | 0.66528 | 0.26493 | 661159
2016-08-18 21:00 | 0.63851 | 0.2712 | 661487
2016-08-18 22:00 | 0.59625 | 0.28502 | 652540
2016-08-18 23:00 | 0.51321 | 0.31179 | 637120
2016-08-19 | 0.36767 | 0.37656 | 625313
2016-08-19 01:00 | 0.1255 | 0.48303 | 608471
2016-08-19 02:00 | 0.0008235 | 0.48442 | 577238
2016-08-19 03:00 | 0 | 0.45453 | 539195
2016-08-19 04:00 | 0 | 0.42122 | 504080
2016-08-19 05:00 | 0 | 0.384 | 473150
2016-08-19 06:00 | 0 | 0.34943 | 449103
2016-08-19 07:00 | 0 | 0.3191 | 431993
2016-08-19 08:00 | 0 | 0.2974 | 424279
2016-08-19 09:00 | 0 | 0.26884 | 428643
2016-08-19 10:00 | 0 | 0.25134 | 445811
2016-08-19 11:00 | 0 | 0.23997 | 465515
2016-08-19 12:00 | 0.005565 | 0.17183 | 485714
2016-08-19 13:00 | 0.21476 | 0.14747 | 509916
2016-08-19 14:00 | 0.51358 | 0.17063 | 539855
2016-08-19 15:00 | 0.6533 | 0.17149 | 568155
2016-08-19 16:00 | 0.71484 | 0.1638 | 593314
2016-08-19 17:00 | 0.72651 | 0.16043 | 615385
2016-08-19 18:00 | 0.71734 | 0.16482 | 632255
2016-08-19 19:00 | 0.69989 | 0.17465 | 642342
2016-08-19 20:00 | 0.68646 | 0.1921 | 647445
2016-08-19 21:00 | 0.65971 | 0.2164 | 645344
2016-08-19 22:00 | 0.61422 | 0.24302 | 633038
2016-08-19 23:00 | 0.52645 | 0.27205 | 613220
2016-08-20 | 0.38007 | 0.31468 | 598060
2016-08-20 01:00 | 0.12132 | 0.37498 | 580612
2016-08-20 02:00 | 0.00057373 | 0.39779 | 551582
2016-08-20 03:00 | 0 | 0.38812 | 517337
2016-08-20 04:00 | 0 | 0.37029 | 484281
2016-08-20 05:00 | 0 | 0.36571 | 457219
2016-08-20 06:00 | 0 | 0.37016 | 434967
2016-08-20 07:00 | 0 | 0.38258 | 418235
2016-08-20 08:00 | 0 | 0.40526 | 407918
2016-08-20 09:00 | 0 | 0.4167 | 404022
2016-08-20 10:00 | 0 | 0.42236 | 406349
2016-08-20 11:00 | 0 | 0.41697 | 414084
2016-08-20 12:00 | 0.0048235 | 0.36811 | 434124
2016-08-20 13:00 | 0.22043 | 0.37851 | 461548
2016-08-20 14:00 | 0.51253 | 0.40751 | 491914
2016-08-20 15:00 | 0.68287 | 0.38884 | 520936
2016-08-20 16:00 | 0.74524 | 0.34559 | 543602
2016-08-20 17:00 | 0.75301 | 0.30832 | 560233
2016-08-20 18:00 | 0.74165 | 0.28288 | 572044
2016-08-20 19:00 | 0.72399 | 0.26816 | 580000
2016-08-20 20:00 | 0.71042 | 0.25939 | 587024
2016-08-20 21:00 | 0.68525 | 0.25146 | 589548
2016-08-20 22:00 | 0.64615 | 0.23869 | 583463
2016-08-20 23:00 | 0.55224 | 0.2153 | 570525
2016-08-21 | 0.39487 | 0.21739 | 560708
2016-08-21 01:00 | 0.12058 | 0.28206 | 546320
2016-08-21 02:00 | 0.00045065 | 0.28246 | 522016
2016-08-21 03:00 | 0 | 0.27102 | 492804
2016-08-21 04:00 | 0 | 0.26523 | 463664
2016-08-21 05:00 | 0 | 0.27143 | 439723
2016-08-21 06:00 | 0 | 0.29207 | 419299
2016-08-21 07:00 | 0 | 0.32059 | 403933
2016-08-21 08:00 | 0 | 0.35417 | 393719
2016-08-21 09:00 | 0 | 0.35968 | 388523
2016-08-21 10:00 | 0 | 0.36264 | 389420
2016-08-21 11:00 | 0 | 0.37141 | 393384
2016-08-21 12:00 | 0.0057517 | 0.29295 | 409119
2016-08-21 13:00 | 0.21642 | 0.11582 | 434233
2016-08-21 14:00 | 0.50111 | 0.10087 | 460036
2016-08-21 15:00 | 0.65985 | 0.12374 | 486552
2016-08-21 16:00 | 0.7245 | 0.13003 | 510928
2016-08-21 17:00 | 0.73089 | 0.13142 | 530086
2016-08-21 18:00 | 0.71727 | 0.13587 | 544479
2016-08-21 19:00 | 0.69366 | 0.1385 | 554802
2016-08-21 20:00 | 0.67056 | 0.13882 | 562710
2016-08-21 21:00 | 0.63575 | 0.14005 | 569215
2016-08-21 22:00 | 0.58863 | 0.14589 | 568881
2016-08-21 23:00 | 0.4868 | 0.16635 | 561221
2016-08-22 | 0.3314 | 0.28692 | 553368
2016-08-22 01:00 | 0.10468 | 0.50836 | 540660
2016-08-22 02:00 | 0.00030083 | 0.60944 | 513972
2016-08-22 03:00 | 0 | 0.66037 | 480482
2016-08-22 04:00 | 0 | 0.67995 | 450332
2016-08-22 05:00 | 0 | 0.68185 | 424764
2016-08-22 06:00 | 0 | 0.66956 | 405107
2016-08-22 07:00 | 0 | 0.65537 | 391802
2016-08-22 08:00 | 0 | 0.63987 | 386560
2016-08-22 09:00 | 0 | 0.60992 | 392538
2016-08-22 10:00 | 0 | 0.5833 | 411037
2016-08-22 11:00 | 0 | 0.56115 | 432991
2016-08-22 12:00 | 0.0041716 | 0.42068 | 452576
2016-08-22 13:00 | 0.18375 | 0.30854 | 476225
2016-08-22 14:00 | 0.42998 | 0.36692 | 502924
2016-08-22 15:00 | 0.56726 | 0.4156 | 527223
2016-08-22 16:00 | 0.63076 | 0.44653 | 548113
2016-08-22 17:00 | 0.64144 | 0.47295 | 567815
2016-08-22 18:00 | 0.63187 | 0.49328 | 584628
2016-08-22 19:00 | 0.61481 | 0.51186 | 597886
2016-08-22 20:00 | 0.59968 | 0.53016 | 606740
2016-08-22 21:00 | 0.57146 | 0.54744 | 610780
2016-08-22 22:00 | 0.52362 | 0.56393 | 605164
2016-08-22 23:00 | 0.43472 | 0.58351 | 590472
2016-08-23 | 0.29031 | 0.66768 | 578424
2016-08-23 01:00 | 0.078792 | 0.77064 | 561596
2016-08-23 02:00 | 0.00027031 | 0.79172 | 528809
2016-08-23 03:00 | 0 | 0.78834 | 492151
2016-08-23 04:00 | 0 | 0.77278 | 459051
2016-08-23 05:00 | 0 | 0.74906 | 431811
2016-08-23 06:00 | 0 | 0.72738 | 410817
2016-08-23 07:00 | 0 | 0.7164 | 396993
2016-08-23 08:00 | 0 | 0.71213 | 390746
2016-08-23 09:00 | 0 | 0.70078 | 397163
2016-08-23 10:00 | 0 | 0.68274 | 416794
2016-08-23 11:00 | 0 | 0.66108 | 437417
2016-08-23 12:00 | 0.0058434 | 0.57613 | 454648
2016-08-23 13:00 | 0.19091 | 0.48957 | 477293
2016-08-23 14:00 | 0.46838 | 0.65188 | 505355
2016-08-23 15:00 | 0.62111 | 0.70389 | 533055
2016-08-23 16:00 | 0.69978 | 0.71381 | 557774
2016-08-23 17:00 | 0.70799 | 0.72873 | 579989
2016-08-23 18:00 | 0.69882 | 0.7395 | 599625
2016-08-23 19:00 | 0.67758 | 0.74171 | 613462
2016-08-23 20:00 | 0.65422 | 0.73541 | 623291
2016-08-23 21:00 | 0.62124 | 0.71634 | 628108
2016-08-23 22:00 | 0.57461 | 0.68637 | 622384
2016-08-23 23:00 | 0.49133 | 0.67594 | 608385
2016-08-24 | 0.35592 | 0.70401 | 598766
2016-08-24 01:00 | 0.12161 | 0.78605 | 581939
2016-08-24 02:00 | 0.00018064 | 0.79012 | 548730
2016-08-24 03:00 | 0 | 0.76602 | 510750
2016-08-24 04:00 | 0 | 0.72337 | 477056
2016-08-24 05:00 | 0 | 0.68322 | 447879
2016-08-24 06:00 | 0 | 0.64663 | 425903
2016-08-24 07:00 | 0 | 0.62037 | 410647
2016-08-24 08:00 | 0 | 0.59591 | 403762
2016-08-24 09:00 | 0 | 0.56374 | 409712
2016-08-24 10:00 | 0 | 0.54099 | 428782
2016-08-24 11:00 | 0 | 0.51445 | 447986
2016-08-24 12:00 | 0.002651 | 0.40182 | 465480
2016-08-24 13:00 | 0.17495 | 0.3445 | 488202
2016-08-24 14:00 | 0.49969 | 0.41249 | 516237
2016-08-24 15:00 | 0.64902 | 0.43558 | 544552
2016-08-24 16:00 | 0.73625 | 0.43189 | 569357
2016-08-24 17:00 | 0.7462 | 0.42352 | 593181
2016-08-24 18:00 | 0.73551 | 0.41766 | 614042
2016-08-24 19:00 | 0.71702 | 0.40948 | 628911
2016-08-24 20:00 | 0.70307 | 0.39649 | 639660
2016-08-24 21:00 | 0.67625 | 0.37921 | 644653
2016-08-24 22:00 | 0.63399 | 0.36024 | 639097
2016-08-24 23:00 | 0.54331 | 0.34854 | 626278
2016-08-25 | 0.38736 | 0.38215 | 615389
2016-08-25 01:00 | 0.11753 | 0.44931 | 596882
2016-08-25 02:00 | 0.00014435 | 0.44392 | 563679
2016-08-25 03:00 | 0 | 0.42542 | 524938
2016-08-25 04:00 | 0 | 0.40783 | 489614
2016-08-25 05:00 | 0 | 0.38474 | 461217
2016-08-25 06:00 | 0 | 0.36616 | 437953
2016-08-25 07:00 | 0 | 0.35456 | 421820
2016-08-25 08:00 | 0 | 0.35169 | 415450
2016-08-25 09:00 | 0 | 0.33664 | 420070
2016-08-25 10:00 | 0 | 0.32175 | 439258
2016-08-25 11:00 | 0 | 0.30558 | 460850
2016-08-25 12:00 | 0.0014828 | 0.22825 | 479942
2016-08-25 13:00 | 0.19025 | 0.21003 | 504835
2016-08-25 14:00 | 0.50505 | 0.2257 | 535488
2016-08-25 15:00 | 0.66323 | 0.20138 | 565825
2016-08-25 16:00 | 0.73232 | 0.16639 | 594468
2016-08-25 17:00 | 0.73188 | 0.14131 | 620489
2016-08-25 18:00 | 0.72238 | 0.1255 | 639768
2016-08-25 19:00 | 0.70157 | 0.11461 | 652454
2016-08-25 20:00 | 0.67938 | 0.10615 | 659693
2016-08-25 21:00 | 0.64155 | 0.098582 | 660450
2016-08-25 22:00 | 0.58744 | 0.092967 | 651636
2016-08-25 23:00 | 0.48602 | 0.094251 | 636994
2016-08-26 | 0.33693 | 0.13664 | 625254
2016-08-26 01:00 | 0.11164 | 0.20275 | 606013
2016-08-26 02:00 | 0.00012143 | 0.23386 | 572344
2016-08-26 03:00 | 0 | 0.24303 | 533346
2016-08-26 04:00 | 0 | 0.24733 | 497549
2016-08-26 05:00 | 0 | 0.25384 | 467937
2016-08-26 06:00 | 0 | 0.26083 | 444734
2016-08-26 07:00 | 0 | 0.26509 | 428458
2016-08-26 08:00 | 0 | 0.26099 | 420866
2016-08-26 09:00 | 0 | 0.24152 | 425519
2016-08-26 10:00 | 0 | 0.22178 | 444728
2016-08-26 11:00 | 0 | 0.20676 | 466043
2016-08-26 12:00 | 0.00091518 | 0.13815 | 487524
2016-08-26 13:00 | 0.15143 | 0.054934 | 514353
2016-08-26 14:00 | 0.45747 | 0.063852 | 545261
2016-08-26 15:00 | 0.6085 | 0.079083 | 576723
2016-08-26 16:00 | 0.68776 | 0.081088 | 603840
2016-08-26 17:00 | 0.69877 | 0.079802 | 625441
2016-08-26 18:00 | 0.69527 | 0.080306 | 641847
2016-08-26 19:00 | 0.68315 | 0.083409 | 651451
2016-08-26 20:00 | 0.67757 | 0.088855 | 655480
2016-08-26 21:00 | 0.65818 | 0.091578 | 653550
2016-08-26 22:00 | 0.62565 | 0.092799 | 639815
2016-08-26 23:00 | 0.53257 | 0.10342 | 617267
2016-08-27 | 0.36912 | 0.16296 | 600923
2016-08-27 01:00 | 0.10772 | 0.29295 | 580016
2016-08-27 02:00 | 8.82e-05 | 0.34269 | 549444
2016-08-27 03:00 | 0 | 0.34466 | 516865
2016-08-27 04:00 | 0 | 0.32549 | 484549
2016-08-27 05:00 | 0 | 0.30134 | 455263
2016-08-27 06:00 | 0 | 0.28369 | 431590
2016-08-27 07:00 | 0 | 0.27119 | 414085
2016-08-27 08:00 | 0 | 0.2596 | 404444
2016-08-27 09:00 | 0 | 0.24432 | 400736
2016-08-27 10:00 | 0 | 0.22976 | 403135
2016-08-27 11:00 | 0 | 0.21675 | 411095
2016-08-27 12:00 | 0.0013379 | 0.17531 | 431558
2016-08-27 13:00 | 0.19779 | 0.094248 | 461423
2016-08-27 14:00 | 0.52467 | 0.080179 | 494132
2016-08-27 15:00 | 0.66568 | 0.083477 | 525588
2016-08-27 16:00 | 0.73359 | 0.082004 | 554105
2016-08-27 17:00 | 0.73622 | 0.081013 | 576251
2016-08-27 18:00 | 0.72366 | 0.084226 | 591311
2016-08-27 19:00 | 0.7078 | 0.090188 | 600803
2016-08-27 20:00 | 0.6966 | 0.094977 | 606858
2016-08-27 21:00 | 0.67443 | 0.096909 | 604271
2016-08-27 22:00 | 0.63086 | 0.10044 | 598870
2016-08-27 23:00 | 0.52953 | 0.1185 | 582528
2016-08-28 | 0.37143 | 0.21214 | 569917
2016-08-28 01:00 | 0.10772 | 0.39989 | 553360
2016-08-28 02:00 | 6.99e-05 | 0.50411 | 527742
2016-08-28 03:00 | 0 | 0.56779 | 498208
2016-08-28 04:00 | 0 | 0.5835 | 468879
2016-08-28 05:00 | 0 | 0.57876 | 442377
2016-08-28 06:00 | 0 | 0.56108 | 421597
2016-08-28 07:00 | 0 | 0.53709 | 406476
2016-08-28 08:00 | 0 | 0.50794 | 395549
2016-08-28 09:00 | 0 | 0.46967 | 390437
2016-08-28 10:00 | 0 | 0.43086 | 390275
2016-08-28 11:00 | 0 | 0.39412 | 394254
2016-08-28 12:00 | 0.001114 | 0.29666 | 413566
2016-08-28 13:00 | 0.16993 | 0.14677 | 444935
2016-08-28 14:00 | 0.51481 | 0.11337 | 478450
2016-08-28 15:00 | 0.70123 | 0.12905 | 511645
2016-08-28 16:00 | 0.74097 | 0.13346 | 544093
2016-08-28 17:00 | 0.73852 | 0.1429 | 570618
2016-08-28 18:00 | 0.7271 | 0.15782 | 591249
2016-08-28 19:00 | 0.70835 | 0.17169 | 604776
2016-08-28 20:00 | 0.69415 | 0.18176 | 615064
2016-08-28 21:00 | 0.66962 | 0.19337 | 618991
2016-08-28 22:00 | 0.63207 | 0.21031 | 613165
2016-08-28 23:00 | 0.54545 | 0.24449 | 600665
2016-08-29 | 0.39528 | 0.34037 | 591304
2016-08-29 01:00 | 0.10675 | 0.45827 | 573739
2016-08-29 02:00 | 5.59e-05 | 0.48791 | 542108
2016-08-29 03:00 | 0 | 0.46879 | 506758
2016-08-29 04:00 | 0 | 0.44464 | 473517
2016-08-29 05:00 | 0 | 0.41794 | 446810
2016-08-29 06:00 | 0 | 0.38593 | 426452
2016-08-29 07:00 | 0 | 0.34588 | 412154
2016-08-29 08:00 | 0 | 0.30888 | 407216
2016-08-29 09:00 | 0 | 0.26784 | 414170
2016-08-29 10:00 | 0 | 0.23722 | 436856
2016-08-29 11:00 | 0 | 0.21294 | 457948
2016-08-29 12:00 | 0.00035055 | 0.15933 | 478038
2016-08-29 13:00 | 0.11591 | 0.093916 | 505765
2016-08-29 14:00 | 0.4552 | 0.09843 | 537954
2016-08-29 15:00 | 0.64028 | 0.10148 | 569735
2016-08-29 16:00 | 0.68052 | 0.10179 | 599965
2016-08-29 17:00 | 0.68775 | 0.10087 | 625021
2016-08-29 18:00 | 0.68073 | 0.099487 | 643308
2016-08-29 19:00 | 0.66668 | 0.097022 | 654056
2016-08-29 20:00 | 0.65452 | 0.093777 | 659447
2016-08-29 21:00 | 0.63131 | 0.089649 | 660975
2016-08-29 22:00 | 0.5926 | 0.08957 | 653722
2016-08-29 23:00 | 0.50494 | 0.097512 | 638313
2016-08-30 | 0.34953 | 0.13695 | 627299
2016-08-30 01:00 | 0.087471 | 0.24224 | 604806
2016-08-30 02:00 | 3.78e-05 | 0.29957 | 566777
2016-08-30 03:00 | 0 | 0.30269 | 525022
2016-08-30 04:00 | 0 | 0.28566 | 488171
2016-08-30 05:00 | 0 | 0.2605 | 457494
2016-08-30 06:00 | 0 | 0.23564 | 433597
2016-08-30 07:00 | 0 | 0.21216 | 417950
2016-08-30 08:00 | 0 | 0.19368 | 410177
2016-08-30 09:00 | 0 | 0.18147 | 416385
2016-08-30 10:00 | 0 | 0.17555 | 437575
2016-08-30 11:00 | 0 | 0.17022 | 456389
2016-08-30 12:00 | 0.00053928 | 0.14054 | 474287
2016-08-30 13:00 | 0.13172 | 0.069301 | 498228
2016-08-30 14:00 | 0.46218 | 0.063872 | 528147
2016-08-30 15:00 | 0.64212 | 0.078612 | 558262
2016-08-30 16:00 | 0.68701 | 0.079106 | 585627
2016-08-30 17:00 | 0.69402 | 0.077045 | 610613
2016-08-30 18:00 | 0.68564 | 0.077924 | 629443
2016-08-30 19:00 | 0.67238 | 0.0816 | 642942
2016-08-30 20:00 | 0.66437 | 0.085914 | 651700
2016-08-30 21:00 | 0.6468 | 0.090645 | 654714
2016-08-30 22:00 | 0.61424 | 0.10067 | 646260
2016-08-30 23:00 | 0.52036 | 0.12602 | 631370
2016-08-31 | 0.35379 | 0.19801 | 620327
2016-08-31 01:00 | 0.084828 | 0.32277 | 599178
2016-08-31 02:00 | 2.16e-05 | 0.3719 | 562468
2016-08-31 03:00 | 0 | 0.36627 | 522581
2016-08-31 04:00 | 0 | 0.34445 | 487285
2016-08-31 05:00 | 0 | 0.31393 | 460254
2016-08-31 06:00 | 0 | 0.28812 | 436830
2016-08-31 07:00 | 0 | 0.2679 | 423222
2016-08-31 08:00 | 0 | 0.24853 | 416224
2016-08-31 09:00 | 0 | 0.23066 | 422535
2016-08-31 10:00 | 0 | 0.21796 | 442793
2016-08-31 11:00 | 0 | 0.21192 | 462873
2016-08-31 12:00 | 0.00039584 | 0.17745 | 481439
2016-08-31 13:00 | 0.13336 | 0.09154 | 503448
2016-08-31 14:00 | 0.46067 | 0.077274 | 531164
2016-08-31 15:00 | 0.66748 | 0.11177 | 558056
2016-08-31 16:00 | 0.71397 | 0.13861 | 583431
2016-08-31 17:00 | 0.71473 | 0.15446 | 606050
2016-08-31 18:00 | 0.70306 | 0.16454 | 622657
2016-08-31 19:00 | 0.68818 | 0.17267 | 632821
2016-08-31 20:00 | 0.67664 | 0.18262 | 640752
2016-08-31 21:00 | 0.65788 | 0.19286 | 640375
2016-08-31 22:00 | 0.61744 | 0.20399 | 631718
2016-08-31 23:00 | 0.52175 | 0.22835 | 619018
2016-09-01 | 0.3516 | 0.31722 | 609097
2016-09-01 01:00 | 0.084384 | 0.41979 | 588286
2016-09-01 02:00 | 2.92e-05 | 0.42808 | 555048
2016-09-01 03:00 | 0 | 0.41544 | 516859
2016-09-01 04:00 | 0 | 0.40646 | 482326
2016-09-01 05:00 | 0 | 0.38752 | 453317
2016-09-01 06:00 | 0 | 0.36493 | 431277
2016-09-01 07:00 | 0 | 0.35083 | 415650
2016-09-01 08:00 | 0 | 0.33842 | 408914
2016-09-01 09:00 | 0 | 0.32012 | 414048
2016-09-01 10:00 | 0 | 0.3103 | 435041
2016-09-01 11:00 | 0 | 0.30604 | 454300
2016-09-01 12:00 | 0.0005094 | 0.25121 | 469139
2016-09-01 13:00 | 0.15226 | 0.14592 | 490089
2016-09-01 14:00 | 0.49696 | 0.17423 | 514772
2016-09-01 15:00 | 0.65849 | 0.22207 | 538909
2016-09-01 16:00 | 0.71559 | 0.23451 | 559226
2016-09-01 17:00 | 0.70821 | 0.23584 | 577014
2016-09-01 18:00 | 0.69031 | 0.23851 | 588812
2016-09-01 19:00 | 0.66929 | 0.24393 | 595831
2016-09-01 20:00 | 0.65549 | 0.25295 | 599406
2016-09-01 21:00 | 0.63119 | 0.26995 | 599573
2016-09-01 22:00 | 0.58734 | 0.30074 | 590983
2016-09-01 23:00 | 0.49045 | 0.3475 | 579268
2016-09-02 | 0.32412 | 0.47134 | 570677
2016-09-02 01:00 | 0.084028 | 0.61715 | 555203
2016-09-02 02:00 | 2.26e-05 | 0.63021 | 524072
2016-09-02 03:00 | 0 | 0.60275 | 489864
2016-09-02 04:00 | 0 | 0.56072 | 458419
2016-09-02 05:00 | 0 | 0.52325 | 432694
2016-09-02 06:00 | 0 | 0.49734 | 411570
2016-09-02 07:00 | 0 | 0.47989 | 397043
2016-09-02 08:00 | 0 | 0.46549 | 390801
2016-09-02 09:00 | 0 | 0.44282 | 395237
2016-09-02 10:00 | 0 | 0.4255 | 411279
2016-09-02 11:00 | 0 | 0.4151 | 429471
2016-09-02 12:00 | 0.00042728 | 0.3484 | 443622
2016-09-02 13:00 | 0.1337 | 0.30817 | 461899
2016-09-02 14:00 | 0.50201 | 0.37917 | 482422
2016-09-02 15:00 | 0.66406 | 0.39159 | 500856
2016-09-02 16:00 | 0.74447 | 0.38336 | 516563
2016-09-02 17:00 | 0.7379 | 0.37678 | 531791
2016-09-02 18:00 | 0.71512 | 0.37269 | 544019
2016-09-02 19:00 | 0.69416 | 0.37365 | 551969
2016-09-02 20:00 | 0.686 | 0.3788 | 557436
2016-09-02 21:00 | 0.669 | 0.38868 | 558648
2016-09-02 22:00 | 0.62719 | 0.40654 | 549446
2016-09-02 23:00 | 0.53124 | 0.44497 | 535830
2016-09-03 | 0.36338 | 0.55731 | 525082
2016-09-03 01:00 | 0.076612 | 0.69957 | 509780
2016-09-03 02:00 | 1.16e-05 | 0.73045 | 484607
2016-09-03 03:00 | 0 | 0.72024 | 455399
2016-09-03 04:00 | 0 | 0.69218 | 428410
2016-09-03 05:00 | 0 | 0.6557 | 405539
2016-09-03 06:00 | 0 | 0.62371 | 386607
2016-09-03 07:00 | 0 | 0.59174 | 372541
2016-09-03 08:00 | 0 | 0.56654 | 363495
2016-09-03 09:00 | 0 | 0.53006 | 359961
2016-09-03 10:00 | 0 | 0.48457 | 362478
2016-09-03 11:00 | 0 | 0.45141 | 365475
2016-09-03 12:00 | 0.00026946 | 0.37715 | 378162
2016-09-03 13:00 | 0.14297 | 0.30753 | 398947
2016-09-03 14:00 | 0.46494 | 0.36399 | 422857
2016-09-03 15:00 | 0.65628 | 0.3858 | 445178
2016-09-03 16:00 | 0.71378 | 0.37665 | 465906
2016-09-03 17:00 | 0.7163 | 0.37307 | 482753
2016-09-03 18:00 | 0.70862 | 0.37758 | 496541
2016-09-03 19:00 | 0.69919 | 0.38274 | 507892
2016-09-03 20:00 | 0.6969 | 0.38671 | 516890
2016-09-03 21:00 | 0.68603 | 0.39511 | 521120
2016-09-03 22:00 | 0.64744 | 0.41264 | 517258
2016-09-03 23:00 | 0.55155 | 0.44524 | 507028
2016-09-04 | 0.36376 | 0.5436 | 497324
2016-09-04 01:00 | 0.06943 | 0.6567 | 483109
2016-09-04 02:00 | 1.07e-05 | 0.66084 | 460774
2016-09-04 03:00 | 0 | 0.63165 | 435321
2016-09-04 04:00 | 0 | 0.59471 | 410858
2016-09-04 05:00 | 0 | 0.55744 | 389279
2016-09-04 06:00 | 0 | 0.51656 | 372139
2016-09-04 07:00 | 0 | 0.48101 | 359705
2016-09-04 08:00 | 0 | 0.45409 | 352011
2016-09-04 09:00 | 0 | 0.43479 | 348343
2016-09-04 10:00 | 0 | 0.42339 | 347660
2016-09-04 11:00 | 0 | 0.41171 | 350404
2016-09-04 12:00 | 0.00018684 | 0.38081 | 362722
2016-09-04 13:00 | 0.15832 | 0.34319 | 385606
2016-09-04 14:00 | 0.52897 | 0.41473 | 411518
2016-09-04 15:00 | 0.73945 | 0.43932 | 436974
2016-09-04 16:00 | 0.77549 | 0.44193 | 461851
2016-09-04 17:00 | 0.7805 | 0.45039 | 483097
2016-09-04 18:00 | 0.77441 | 0.47322 | 499644
2016-09-04 19:00 | 0.76705 | 0.50443 | 512563
2016-09-04 20:00 | 0.76947 | 0.53568 | 522026
2016-09-04 21:00 | 0.77008 | 0.56743 | 526330
2016-09-04 22:00 | 0.74048 | 0.60133 | 521745
2016-09-04 23:00 | 0.63792 | 0.63486 | 509010
2016-09-05 | 0.42382 | 0.68672 | 499706
2016-09-05 01:00 | 0.075843 | 0.73287 | 485495
2016-09-05 02:00 | 1.29e-05 | 0.71088 | 462737
2016-09-05 03:00 | 0 | 0.6759 | 437089
2016-09-05 04:00 | 0 | 0.64226 | 412375
2016-09-05 05:00 | 0 | 0.61815 | 389910
2016-09-05 06:00 | 0 | 0.59708 | 373373
2016-09-05 07:00 | 0 | 0.57453 | 361629
2016-09-05 08:00 | 0 | 0.55566 | 354901
2016-09-05 09:00 | 0 | 0.53056 | 353197
2016-09-05 10:00 | 0 | 0.49888 | 356613
2016-09-05 11:00 | 0 | 0.46073 | 359505
2016-09-05 12:00 | 0.00014488 | 0.39663 | 371656
2016-09-05 13:00 | 0.15765 | 0.35235 | 397428
2016-09-05 14:00 | 0.57277 | 0.43836 | 429589
2016-09-05 15:00 | 0.78851 | 0.4626 | 461590
2016-09-05 16:00 | 0.81151 | 0.44936 | 490153
2016-09-05 17:00 | 0.80625 | 0.44136 | 513829
2016-09-05 18:00 | 0.79084 | 0.45141 | 532803
2016-09-05 19:00 | 0.77794 | 0.47338 | 547506
2016-09-05 20:00 | 0.77776 | 0.49274 | 559333
2016-09-05 21:00 | 0.77395 | 0.50103 | 567243
2016-09-05 22:00 | 0.74489 | 0.50762 | 566801
2016-09-05 23:00 | 0.64096 | 0.52507 | 558791
2016-09-06 | 0.416 | 0.57101 | 553560
2016-09-06 01:00 | 0.070994 | 0.62158 | 536653
2016-09-06 02:00 | 6.73e-06 | 0.6235 | 505417
2016-09-06 03:00 | 0 | 0.59236 | 471840
2016-09-06 04:00 | 0 | 0.55981 | 441900
2016-09-06 05:00 | 0 | 0.53875 | 416467
2016-09-06 06:00 | 0 | 0.52459 | 397731
2016-09-06 07:00 | 0 | 0.51512 | 385563
2016-09-06 08:00 | 0 | 0.5044 | 381781
2016-09-06 09:00 | 0 | 0.49314 | 390414
2016-09-06 10:00 | 0 | 0.47218 | 414539
2016-09-06 11:00 | 0 | 0.45328 | 437133
2016-09-06 12:00 | 0.00010323 | 0.41179 | 457047
2016-09-06 13:00 | 0.1403 | 0.38361 | 482950
2016-09-06 14:00 | 0.53133 | 0.44537 | 513254
2016-09-06 15:00 | 0.71545 | 0.43082 | 543266
2016-09-06 16:00 | 0.73158 | 0.38439 | 570498
2016-09-06 17:00 | 0.72583 | 0.33436 | 596132
2016-09-06 18:00 | 0.70407 | 0.31185 | 616338
2016-09-06 19:00 | 0.67771 | 0.31541 | 630808
2016-09-06 20:00 | 0.65261 | 0.32618 | 640366
2016-09-06 21:00 | 0.61806 | 0.33867 | 643927
2016-09-06 22:00 | 0.56539 | 0.35074 | 637359
2016-09-06 23:00 | 0.46827 | 0.36837 | 624075
2016-09-07 | 0.31564 | 0.41957 | 613268
2016-09-07 01:00 | 0.065678 | 0.47573 | 590777
2016-09-07 02:00 | 5.32e-06 | 0.49863 | 555333
2016-09-07 03:00 | 0 | 0.50038 | 518248
2016-09-07 04:00 | 0 | 0.48857 | 483143
2016-09-07 05:00 | 0 | 0.48046 | 453597
2016-09-07 06:00 | 0 | 0.47474 | 430734
2016-09-07 07:00 | 0 | 0.45847 | 415236
2016-09-07 08:00 | 0 | 0.44125 | 409003
2016-09-07 09:00 | 0 | 0.42675 | 416585
2016-09-07 10:00 | 0 | 0.42283 | 440038
2016-09-07 11:00 | 0 | 0.41129 | 460425
2016-09-07 12:00 | 3.04e-05 | 0.37969 | 478984
2016-09-07 13:00 | 0.077208 | 0.32009 | 502651
2016-09-07 14:00 | 0.38159 | 0.40526 | 531556
2016-09-07 15:00 | 0.57 | 0.46492 | 561068
2016-09-07 16:00 | 0.61425 | 0.44697 | 589066
2016-09-07 17:00 | 0.63063 | 0.43094 | 612874
2016-09-07 18:00 | 0.63253 | 0.43122 | 631647
2016-09-07 19:00 | 0.62435 | 0.43771 | 644930
2016-09-07 20:00 | 0.61515 | 0.44628 | 653355
2016-09-07 21:00 | 0.59341 | 0.4578 | 656020
2016-09-07 22:00 | 0.55475 | 0.46498 | 648378
2016-09-07 23:00 | 0.46749 | 0.47345 | 635022
2016-09-08 | 0.31342 | 0.53831 | 623500
2016-09-08 01:00 | 0.054098 | 0.62503 | 600621
2016-09-08 02:00 | 2.33e-06 | 0.61651 | 564849
2016-09-08 03:00 | 0 | 0.59328 | 525607
2016-09-08 04:00 | 0 | 0.56996 | 490421
2016-09-08 05:00 | 0 | 0.54592 | 461164
2016-09-08 06:00 | 0 | 0.51959 | 438309
2016-09-08 07:00 | 0 | 0.49583 | 423023
2016-09-08 08:00 | 0 | 0.47013 | 416468
2016-09-08 09:00 | 0 | 0.43953 | 424161
2016-09-08 10:00 | 0 | 0.41904 | 448419
2016-09-08 11:00 | 0 | 0.41333 | 469557
2016-09-08 12:00 | 4.93e-05 | 0.37779 | 484677
2016-09-08 13:00 | 0.12067 | 0.24942 | 506377
2016-09-08 14:00 | 0.52818 | 0.23194 | 535641
2016-09-08 15:00 | 0.73713 | 0.26576 | 564311
2016-09-08 16:00 | 0.77819 | 0.26312 | 591052
2016-09-08 17:00 | 0.7786 | 0.26018 | 614819
2016-09-08 18:00 | 0.76609 | 0.27032 | 633513
2016-09-08 19:00 | 0.75627 | 0.28516 | 646581
2016-09-08 20:00 | 0.7584 | 0.30114 | 654955
2016-09-08 21:00 | 0.7528 | 0.31358 | 657602
2016-09-08 22:00 | 0.72214 | 0.32404 | 649221
2016-09-08 23:00 | 0.62115 | 0.34807 | 636235
2016-09-09 | 0.42545 | 0.45011 | 625267
2016-09-09 01:00 | 0.059403 | 0.55189 | 601889
2016-09-09 02:00 | 9.8e-07 | 0.58367 | 564918
2016-09-09 03:00 | 0 | 0.58499 | 526930
2016-09-09 04:00 | 0 | 0.56177 | 491451
2016-09-09 05:00 | 0 | 0.53225 | 461648
2016-09-09 06:00 | 0 | 0.50322 | 438210
2016-09-09 07:00 | 0 | 0.48058 | 422423
2016-09-09 08:00 | 0 | 0.45954 | 415921
2016-09-09 09:00 | 0 | 0.43938 | 423218
2016-09-09 10:00 | 0 | 0.42414 | 446054
2016-09-09 11:00 | 0 | 0.41289 | 467381
2016-09-09 12:00 | 5.01e-05 | 0.37101 | 482993
2016-09-09 13:00 | 0.13596 | 0.26012 | 506442
2016-09-09 14:00 | 0.56312 | 0.35042 | 534724
2016-09-09 15:00 | 0.76286 | 0.38755 | 563014
2016-09-09 16:00 | 0.79114 | 0.36953 | 588325
2016-09-09 17:00 | 0.78778 | 0.35736 | 611508
2016-09-09 18:00 | 0.77474 | 0.3688 | 629152
2016-09-09 19:00 | 0.76381 | 0.40082 | 640895
2016-09-09 20:00 | 0.76593 | 0.44186 | 647977
2016-09-09 21:00 | 0.76335 | 0.46812 | 647514
2016-09-09 22:00 | 0.73382 | 0.48941 | 635007
2016-09-09 23:00 | 0.63214 | 0.5108 | 616608
2016-09-10 | 0.41181 | 0.56897 | 602141
2016-09-10 01:00 | 0.059859 | 0.64842 | 579290
2016-09-10 02:00 | 5.4e-07 | 0.64127 | 548551
2016-09-10 03:00 | 0 | 0.63131 | 515363
2016-09-10 04:00 | 0 | 0.63739 | 482675
2016-09-10 05:00 | 0 | 0.6405 | 452595
2016-09-10 06:00 | 0 | 0.63363 | 429718
2016-09-10 07:00 | 0 | 0.6356 | 412703
2016-09-10 08:00 | 0 | 0.60954 | 402092
2016-09-10 09:00 | 0 | 0.56355 | 398700
2016-09-10 10:00 | 0 | 0.52876 | 401747
2016-09-10 11:00 | 0 | 0.52162 | 408440
2016-09-10 12:00 | 3.62e-05 | 0.47306 | 426216
2016-09-10 13:00 | 0.12263 | 0.31883 | 452245
2016-09-10 14:00 | 0.51814 | 0.32376 | 482481
2016-09-10 15:00 | 0.73543 | 0.3647 | 511554
2016-09-10 16:00 | 0.77706 | 0.36158 | 535911
2016-09-10 17:00 | 0.77439 | 0.33169 | 554524
2016-09-10 18:00 | 0.76233 | 0.30473 | 567796
2016-09-10 19:00 | 0.7548 | 0.28373 | 576545
2016-09-10 20:00 | 0.76031 | 0.26759 | 581338
2016-09-10 21:00 | 0.76214 | 0.25588 | 580827
2016-09-10 22:00 | 0.73553 | 0.23858 | 572569
2016-09-10 23:00 | 0.63355 | 0.22967 | 561112
2016-09-11 | 0.40183 | 0.2856 | 551027
2016-09-11 01:00 | 0.053466 | 0.35522 | 533658
2016-09-11 02:00 | 6.39e-08 | 0.41759 | 506921
2016-09-11 03:00 | 0 | 0.48788 | 477279
2016-09-11 04:00 | 0 | 0.55253 | 447993
2016-09-11 05:00 | 0 | 0.59571 | 422117
2016-09-11 06:00 | 0 | 0.62527 | 402358
2016-09-11 07:00 | 0 | 0.64004 | 386718
2016-09-11 08:00 | 0 | 0.64289 | 376287
2016-09-11 09:00 | 0 | 0.62314 | 371742
2016-09-11 10:00 | 0 | 0.59967 | 372620
2016-09-11 11:00 | 0 | 0.5854 | 375875
2016-09-11 12:00 | 5.79e-05 | 0.53601 | 389538
2016-09-11 13:00 | 0.13226 | 0.33557 | 412784
2016-09-11 14:00 | 0.55601 | 0.30007 | 437043
2016-09-11 15:00 | 0.73747 | 0.3757 | 459920
2016-09-11 16:00 | 0.77957 | 0.40624 | 482980
2016-09-11 17:00 | 0.77104 | 0.41338 | 503234
2016-09-11 18:00 | 0.75592 | 0.41529 | 519746
2016-09-11 19:00 | 0.74167 | 0.4182 | 532370
2016-09-11 20:00 | 0.73924 | 0.42054 | 542155
2016-09-11 21:00 | 0.73171 | 0.42141 | 547828
2016-09-11 22:00 | 0.69581 | 0.42601 | 543941
2016-09-11 23:00 | 0.57889 | 0.49346 | 534700
2016-09-12 | 0.3588 | 0.69236 | 527731
2016-09-12 01:00 | 0.050499 | 0.79047 | 509612
2016-09-12 02:00 | 0 | 0.8117 | 480759
2016-09-12 03:00 | 0 | 0.80437 | 449727
2016-09-12 04:00 | 0 | 0.77898 | 420593
2016-09-12 05:00 | 0 | 0.747 | 395761
2016-09-12 06:00 | 0 | 0.71075 | 377690
2016-09-12 07:00 | 0 | 0.68169 | 366274
2016-09-12 08:00 | 0 | 0.64732 | 363221
2016-09-12 09:00 | 0 | 0.61388 | 371835
2016-09-12 10:00 | 0 | 0.58567 | 395317
2016-09-12 11:00 | 0 | 0.56227 | 417166
2016-09-12 12:00 | 2.52e-05 | 0.51535 | 432034
2016-09-12 13:00 | 0.084892 | 0.41809 | 452760
2016-09-12 14:00 | 0.45872 | 0.51642 | 476402
2016-09-12 15:00 | 0.65191 | 0.56437 | 499707
2016-09-12 16:00 | 0.70802 | 0.53504 | 521331
2016-09-12 17:00 | 0.70983 | 0.50894 | 542091
2016-09-12 18:00 | 0.69497 | 0.49316 | 559929
2016-09-12 19:00 | 0.67312 | 0.47587 | 572163
2016-09-12 20:00 | 0.65761 | 0.45301 | 580272
2016-09-12 21:00 | 0.63515 | 0.42591 | 582208
2016-09-12 22:00 | 0.5888 | 0.41477 | 573717
2016-09-12 23:00 | 0.48558 | 0.44383 | 562447
2016-09-13 | 0.30755 | 0.51069 | 553340
2016-09-13 01:00 | 0.043115 | 0.54154 | 531862
2016-09-13 02:00 | 0 | 0.52039 | 499804
2016-09-13 03:00 | 0 | 0.50129 | 463720
2016-09-13 04:00 | 0 | 0.47326 | 431172
2016-09-13 05:00 | 0 | 0.44345 | 406107
2016-09-13 06:00 | 0 | 0.41869 | 388315
2016-09-13 07:00 | 0 | 0.3953 | 376303
2016-09-13 08:00 | 0 | 0.37237 | 373384
2016-09-13 09:00 | 0 | 0.33872 | 381489
2016-09-13 10:00 | 0 | 0.30812 | 405252
2016-09-13 11:00 | 0 | 0.28321 | 427960
2016-09-13 12:00 | 3.63e-06 | 0.24305 | 443105
2016-09-13 13:00 | 0.098759 | 0.19813 | 463253
2016-09-13 14:00 | 0.48765 | 0.18891 | 485936
2016-09-13 15:00 | 0.68484 | 0.17063 | 507323
2016-09-13 16:00 | 0.73496 | 0.13881 | 529282
2016-09-13 17:00 | 0.72987 | 0.11582 | 549796
2016-09-13 18:00 | 0.70814 | 0.10381 | 566080
2016-09-13 19:00 | 0.6886 | 0.09811 | 577699
2016-09-13 20:00 | 0.6766 | 0.098174 | 585213
2016-09-13 21:00 | 0.65312 | 0.10082 | 586393
2016-09-13 22:00 | 0.59897 | 0.10683 | 576414
2016-09-13 23:00 | 0.46862 | 0.12438 | 564411
2016-09-14 | 0.25519 | 0.17146 | 557510
2016-09-14 01:00 | 0.031 | 0.24224 | 538277
2016-09-14 02:00 | 0 | 0.24835 | 509253
2016-09-14 03:00 | 0 | 0.25674 | 473004
2016-09-14 04:00 | 0 | 0.27518 | 438738
2016-09-14 05:00 | 0 | 0.28682 | 411716
2016-09-14 06:00 | 0 | 0.29335 | 392440
2016-09-14 07:00 | 0 | 0.29836 | 381027
2016-09-14 08:00 | 0 | 0.29737 | 377224
2016-09-14 09:00 | 0 | 0.27877 | 385772
2016-09-14 10:00 | 0 | 0.2557 | 410618
2016-09-14 11:00 | 0 | 0.24014 | 433998
2016-09-14 12:00 | 1.25e-05 | 0.21306 | 451544
2016-09-14 13:00 | 0.062715 | 0.117 | 472214
2016-09-14 14:00 | 0.41679 | 0.13624 | 496004
2016-09-14 15:00 | 0.64405 | 0.16328 | 519969
2016-09-14 16:00 | 0.70053 | 0.16494 | 542546
2016-09-14 17:00 | 0.7088 | 0.168 | 563715
2016-09-14 18:00 | 0.70223 | 0.1725 | 579326
2016-09-14 19:00 | 0.69312 | 0.17653 | 590339
2016-09-14 20:00 | 0.69411 | 0.17693 | 597164
2016-09-14 21:00 | 0.68203 | 0.17868 | 596445
2016-09-14 22:00 | 0.64042 | 0.18403 | 585395
2016-09-14 23:00 | 0.5354 | 0.19458 | 572760
2016-09-15 | 0.33754 | 0.30234 | 562942
2016-09-15 01:00 | 0.036458 | 0.43446 | 541029
2016-09-15 02:00 | 0 | 0.44941 | 508860
2016-09-15 03:00 | 0 | 0.42996 | 471861
2016-09-15 04:00 | 0 | 0.4063 | 437274
2016-09-15 05:00 | 0 | 0.3868 | 409873
2016-09-15 06:00 | 0 | 0.37404 | 390396
2016-09-15 07:00 | 0 | 0.35734 | 377710
2016-09-15 08:00 | 0 | 0.34293 | 372857
2016-09-15 09:00 | 0 | 0.32485 | 380669
2016-09-15 10:00 | 0 | 0.312 | 405076
2016-09-15 11:00 | 0 | 0.31077 | 426605
2016-09-15 12:00 | 8.33e-06 | 0.28883 | 441383
2016-09-15 13:00 | 0.070045 | 0.19048 | 461221
2016-09-15 14:00 | 0.48207 | 0.15595 | 483767
2016-09-15 15:00 | 0.7095 | 0.18163 | 506225
2016-09-15 16:00 | 0.73563 | 0.20369 | 526880
2016-09-15 17:00 | 0.7313 | 0.22435 | 546504
2016-09-15 18:00 | 0.71782 | 0.24697 | 561739
2016-09-15 19:00 | 0.70417 | 0.26595 | 572572
2016-09-15 20:00 | 0.70455 | 0.27082 | 579275
2016-09-15 21:00 | 0.70372 | 0.2654 | 579583
2016-09-15 22:00 | 0.68179 | 0.27219 | 570244
2016-09-15 23:00 | 0.59385 | 0.30626 | 559133
2016-09-16 | 0.3736 | 0.39517 | 552439
2016-09-16 01:00 | 0.031103 | 0.46943 | 532841
2016-09-16 02:00 | 0 | 0.47931 | 502456
2016-09-16 03:00 | 0 | 0.46696 | 467791
2016-09-16 04:00 | 0 | 0.44576 | 435036
2016-09-16 05:00 | 0 | 0.42056 | 408298
2016-09-16 06:00 | 0 | 0.39844 | 389324
2016-09-16 07:00 | 0 | 0.38158 | 376567
2016-09-16 08:00 | 0 | 0.37065 | 372278
2016-09-16 09:00 | 0 | 0.34719 | 379772
2016-09-16 10:00 | 0 | 0.32729 | 403765
2016-09-16 11:00 | 0 | 0.31913 | 426434
2016-09-16 12:00 | 4.47e-06 | 0.30555 | 441129
2016-09-16 13:00 | 0.078259 | 0.20153 | 460947
2016-09-16 14:00 | 0.50524 | 0.17287 | 482425
2016-09-16 15:00 | 0.76579 | 0.21351 | 503225
2016-09-16 16:00 | 0.79237 | 0.21902 | 522004
2016-09-16 17:00 | 0.78681 | 0.21534 | 539250
2016-09-16 18:00 | 0.77001 | 0.21332 | 552449
2016-09-16 19:00 | 0.75879 | 0.21598 | 562395
2016-09-16 20:00 | 0.76288 | 0.21801 | 568008
2016-09-16 21:00 | 0.76235 | 0.21432 | 566868
2016-09-16 22:00 | 0.73049 | 0.20555 | 556300
2016-09-16 23:00 | 0.62448 | 0.19847 | 543980
2016-09-17 | 0.37913 | 0.22838 | 533857
2016-09-17 01:00 | 0.031625 | 0.26015 | 514936
2016-09-17 02:00 | 0 | 0.2746 | 491140
2016-09-17 03:00 | 0 | 0.28235 | 461461
2016-09-17 04:00 | 0 | 0.29124 | 432146
2016-09-17 05:00 | 0 | 0.30886 | 407483
2016-09-17 06:00 | 0 | 0.32707 | 388124
2016-09-17 07:00 | 0 | 0.34052 | 375365
2016-09-17 08:00 | 0 | 0.35263 | 367743
2016-09-17 09:00 | 0 | 0.36109 | 366707
2016-09-17 10:00 | 0 | 0.36775 | 372011
2016-09-17 11:00 | 0 | 0.37452 | 379978
2016-09-17 12:00 | 2.9e-06 | 0.36046 | 395702
2016-09-17 13:00 | 0.087556 | 0.22406 | 418046
2016-09-17 14:00 | 0.49513 | 0.12012 | 442054
2016-09-17 15:00 | 0.73987 | 0.12385 | 465066
2016-09-17 16:00 | 0.76538 | 0.15772 | 485343
2016-09-17 17:00 | 0.76077 | 0.17454 | 502464
2016-09-17 18:00 | 0.74596 | 0.18281 | 516397
2016-09-17 19:00 | 0.7373 | 0.19596 | 526818
2016-09-17 20:00 | 0.74254 | 0.20978 | 535561
2016-09-17 21:00 | 0.7415 | 0.22073 | 539564
2016-09-17 22:00 | 0.71569 | 0.22386 | 535724
2016-09-17 23:00 | 0.59783 | 0.25415 | 528480
2016-09-18 | 0.35252 | 0.35893 | 521396
2016-09-18 01:00 | 0.028435 | 0.47082 | 504388
2016-09-18 02:00 | 0 | 0.53622 | 480604
2016-09-18 03:00 | 0 | 0.58871 | 453704
2016-09-18 04:00 | 0 | 0.63165 | 426816
2016-09-18 05:00 | 0 | 0.66132 | 403371
2016-09-18 06:00 | 0 | 0.66927 | 384582
2016-09-18 07:00 | 0 | 0.66554 | 370698
2016-09-18 08:00 | 0 | 0.65065 | 362522
2016-09-18 09:00 | 0 | 0.63098 | 360159
2016-09-18 10:00 | 0 | 0.60523 | 363022
2016-09-18 11:00 | 0 | 0.58298 | 368632
2016-09-18 12:00 | 0 | 0.55217 | 383070
2016-09-18 13:00 | 0.088419 | 0.41328 | 407510
2016-09-18 14:00 | 0.50875 | 0.27598 | 433739
2016-09-18 15:00 | 0.7402 | 0.33065 | 460279
2016-09-18 16:00 | 0.76733 | 0.38025 | 486363
2016-09-18 17:00 | 0.76073 | 0.40579 | 510136
2016-09-18 18:00 | 0.74715 | 0.4336 | 529340
2016-09-18 19:00 | 0.73617 | 0.4563 | 544013
2016-09-18 20:00 | 0.73973 | 0.46703 | 556485
2016-09-18 21:00 | 0.74215 | 0.46772 | 565678
2016-09-18 22:00 | 0.72145 | 0.46459 | 566590
2016-09-18 23:00 | 0.61167 | 0.4968 | 564433
2016-09-19 | 0.35671 | 0.58356 | 558678
2016-09-19 01:00 | 0.030638 | 0.65862 | 538138
2016-09-19 02:00 | 0 | 0.69597 | 508786
2016-09-19 03:00 | 0 | 0.71056 | 475390
2016-09-19 04:00 | 0 | 0.71245 | 443166
2016-09-19 05:00 | 0 | 0.70939 | 416746
2016-09-19 06:00 | 0 | 0.70587 | 397704
2016-09-19 07:00 | 0 | 0.69921 | 386159
2016-09-19 08:00 | 0 | 0.68663 | 383320
2016-09-19 09:00 | 0 | 0.65821 | 393834
2016-09-19 10:00 | 0 | 0.6262 | 419651
2016-09-19 11:00 | 0 | 0.59281 | 443218
2016-09-19 12:00 | 2.13e-07 | 0.53971 | 460085
2016-09-19 13:00 | 0.10895 | 0.31314 | 481042
2016-09-19 14:00 | 0.51555 | 0.16285 | 505348
2016-09-19 15:00 | 0.71363 | 0.20859 | 529849
2016-09-19 16:00 | 0.74133 | 0.23538 | 553897
2016-09-19 17:00 | 0.73067 | 0.22643 | 575743
2016-09-19 18:00 | 0.71398 | 0.21765 | 594099
2016-09-19 19:00 | 0.7003 | 0.21722 | 607306
2016-09-19 20:00 | 0.69677 | 0.22065 | 616818
2016-09-19 21:00 | 0.68462 | 0.21826 | 618763
2016-09-19 22:00 | 0.63925 | 0.21089 | 612028
2016-09-19 23:00 | 0.50795 | 0.24291 | 600923
2016-09-20 | 0.23185 | 0.37948 | 588349
2016-09-20 01:00 | 0.020818 | 0.47088 | 564326
2016-09-20 02:00 | 0 | 0.51626 | 530781
2016-09-20 03:00 | 0 | 0.53461 | 491276
2016-09-20 04:00 | 0 | 0.53275 | 454545
2016-09-20 05:00 | 0 | 0.51447 | 425252
2016-09-20 06:00 | 0 | 0.48978 | 404308
2016-09-20 07:00 | 0 | 0.46854 | 390534
2016-09-20 08:00 | 0 | 0.46195 | 385650
2016-09-20 09:00 | 0 | 0.4661 | 393778
2016-09-20 10:00 | 0 | 0.45788 | 418576
2016-09-20 11:00 | 0 | 0.44223 | 441938
2016-09-20 12:00 | 0 | 0.40246 | 456999
2016-09-20 13:00 | 0.077967 | 0.22314 | 477501
2016-09-20 14:00 | 0.29535 | 0.12826 | 501755
2016-09-20 15:00 | 0.46826 | 0.15689 | 527500
2016-09-20 16:00 | 0.54162 | 0.19476 | 551934
2016-09-20 17:00 | 0.56379 | 0.21499 | 575250
2016-09-20 18:00 | 0.56994 | 0.22594 | 593606
2016-09-20 19:00 | 0.56203 | 0.23342 | 607109
2016-09-20 20:00 | 0.54607 | 0.23791 | 615912
2016-09-20 21:00 | 0.51475 | 0.23858 | 617397
2016-09-20 22:00 | 0.46323 | 0.25759 | 608226
2016-09-20 23:00 | 0.3592 | 0.35378 | 595605
2016-09-21 | 0.17905 | 0.54704 | 584391
2016-09-21 01:00 | 0.021272 | 0.65818 | 559930
2016-09-21 02:00 | 0 | 0.6762 | 526181
2016-09-21 03:00 | 0 | 0.66343 | 487926
2016-09-21 04:00 | 0 | 0.62858 | 452003
2016-09-21 05:00 | 0 | 0.59064 | 423398
2016-09-21 06:00 | 0 | 0.56357 | 402738
2016-09-21 07:00 | 0 | 0.55051 | 389346
2016-09-21 08:00 | 0 | 0.53507 | 383965
2016-09-21 09:00 | 0 | 0.50942 | 391881
2016-09-21 10:00 | 0 | 0.48027 | 416612
2016-09-21 11:00 | 0 | 0.4573 | 439838
2016-09-21 12:00 | 0 | 0.43898 | 454962
2016-09-21 13:00 | 0.047408 | 0.32896 | 475231
2016-09-21 14:00 | 0.30117 | 0.3015 | 497212
2016-09-21 15:00 | 0.49116 | 0.38242 | 521302
2016-09-21 16:00 | 0.58466 | 0.39833 | 544593
2016-09-21 17:00 | 0.61796 | 0.38789 | 566369
2016-09-21 18:00 | 0.61652 | 0.37681 | 584246
2016-09-21 19:00 | 0.60116 | 0.37153 | 596829
2016-09-21 20:00 | 0.59312 | 0.37781 | 604822
2016-09-21 21:00 | 0.56925 | 0.39157 | 605721
2016-09-21 22:00 | 0.52083 | 0.41826 | 596355
2016-09-21 23:00 | 0.41207 | 0.46769 | 584985
2016-09-22 | 0.2271 | 0.55919 | 573454
2016-09-22 01:00 | 0.018676 | 0.62458 | 548664
2016-09-22 02:00 | 0 | 0.62174 | 516374
2016-09-22 03:00 | 0 | 0.6036 | 479292
2016-09-22 04:00 | 0 | 0.58099 | 443302
2016-09-22 05:00 | 0 | 0.55492 | 415188
2016-09-22 06:00 | 0 | 0.53173 | 395166
2016-09-22 07:00 | 0 | 0.50557 | 382311
2016-09-22 08:00 | 0 | 0.48411 | 377551
2016-09-22 09:00 | 0 | 0.45328 | 385422
2016-09-22 10:00 | 0 | 0.41511 | 410280
2016-09-22 11:00 | 0 | 0.39035 | 433417
2016-09-22 12:00 | 0 | 0.36169 | 449577
2016-09-22 13:00 | 0.071732 | 0.26707 | 469504
2016-09-22 14:00 | 0.3871 | 0.29788 | 492763
2016-09-22 15:00 | 0.62594 | 0.39223 | 517230
2016-09-22 16:00 | 0.69107 | 0.39318 | 540813
2016-09-22 17:00 | 0.69846 | 0.37104 | 562153
2016-09-22 18:00 | 0.6915 | 0.36162 | 578833
2016-09-22 19:00 | 0.68218 | 0.36426 | 591220
2016-09-22 20:00 | 0.68116 | 0.37282 | 599241
2016-09-22 21:00 | 0.67158 | 0.38335 | 599315
2016-09-22 22:00 | 0.63922 | 0.39927 | 586693
2016-09-22 23:00 | 0.52581 | 0.44027 | 574124
2016-09-23 | 0.25972 | 0.56713 | 563475
2016-09-23 01:00 | 0.018963 | 0.65338 | 540989
2016-09-23 02:00 | 0 | 0.65237 | 510591
2016-09-23 03:00 | 0 | 0.6372 | 474484
2016-09-23 04:00 | 0 | 0.60869 | 440499
2016-09-23 05:00 | 0 | 0.58268 | 411698
2016-09-23 06:00 | 0 | 0.56275 | 392249
2016-09-23 07:00 | 0 | 0.54286 | 380374
2016-09-23 08:00 | 0 | 0.52198 | 376076
2016-09-23 09:00 | 0 | 0.5031 | 382748
2016-09-23 10:00 | 0 | 0.48964 | 406169
2016-09-23 11:00 | 0 | 0.47999 | 429086
2016-09-23 12:00 | 0 | 0.47154 | 445632
2016-09-23 13:00 | 0.069164 | 0.3586 | 468144
2016-09-23 14:00 | 0.4265 | 0.40576 | 491424
2016-09-23 15:00 | 0.65226 | 0.50752 | 515169
2016-09-23 16:00 | 0.7373 | 0.53932 | 536671
2016-09-23 17:00 | 0.73882 | 0.56024 | 556404
2016-09-23 18:00 | 0.72875 | 0.5901 | 571875
2016-09-23 19:00 | 0.72159 | 0.6177 | 582063
2016-09-23 20:00 | 0.72719 | 0.63886 | 588232
2016-09-23 21:00 | 0.72721 | 0.64936 | 586369
2016-09-23 22:00 | 0.68876 | 0.65258 | 572867
2016-09-23 23:00 | 0.55311 | 0.68284 | 556402
2016-09-24 | 0.27325 | 0.7592 | 541761
2016-09-24 01:00 | 0.014452 | 0.77925 | 520490
2016-09-24 02:00 | 0 | 0.76307 | 495866
2016-09-24 03:00 | 0 | 0.74143 | 465603
2016-09-24 04:00 | 0 | 0.7282 | 435837
2016-09-24 05:00 | 0 | 0.70937 | 410777
2016-09-24 06:00 | 0 | 0.68747 | 390880
2016-09-24 07:00 | 0 | 0.65116 | 376962
2016-09-24 08:00 | 0 | 0.6211 | 368954
2016-09-24 09:00 | 0 | 0.59464 | 367250
2016-09-24 10:00 | 0 | 0.57146 | 372473
2016-09-24 11:00 | 0 | 0.55055 | 380737
2016-09-24 12:00 | 0 | 0.51484 | 396108
2016-09-24 13:00 | 0.048043 | 0.40319 | 419312
2016-09-24 14:00 | 0.41221 | 0.38823 | 445085
2016-09-24 15:00 | 0.68603 | 0.4452 | 469931
2016-09-24 16:00 | 0.74233 | 0.47314 | 490873
2016-09-24 17:00 | 0.74141 | 0.4833 | 506967
2016-09-24 18:00 | 0.72704 | 0.49411 | 518027
2016-09-24 19:00 | 0.71707 | 0.50682 | 526151
2016-09-24 20:00 | 0.71936 | 0.50705 | 531570
2016-09-24 21:00 | 0.71448 | 0.48947 | 531513
2016-09-24 22:00 | 0.6892 | 0.47396 | 524247
2016-09-24 23:00 | 0.58696 | 0.49847 | 514988
2016-09-25 | 0.29583 | 0.57594 | 507029
2016-09-25 01:00 | 0.021975 | 0.60492 | 488250
2016-09-25 02:00 | 0 | 0.60908 | 465257
2016-09-25 03:00 | 0 | 0.60432 | 438400
2016-09-25 04:00 | 0 | 0.60011 | 412771
2016-09-25 05:00 | 0 | 0.59325 | 389711
2016-09-25 06:00 | 0 | 0.57896 | 371879
2016-09-25 07:00 | 0 | 0.57209 | 359076
2016-09-25 08:00 | 0 | 0.57198 | 351230
2016-09-25 09:00 | 0 | 0.58195 | 347942
2016-09-25 10:00 | 0 | 0.59738 | 349504
2016-09-25 11:00 | 0 | 0.6138 | 355102
2016-09-25 12:00 | 0 | 0.61841 | 367703
2016-09-25 13:00 | 0.040995 | 0.56354 | 389629
2016-09-25 14:00 | 0.41165 | 0.60787 | 411035
2016-09-25 15:00 | 0.70222 | 0.68491 | 433297
2016-09-25 16:00 | 0.73555 | 0.7214 | 455494
2016-09-25 17:00 | 0.7267 | 0.73269 | 474452
2016-09-25 18:00 | 0.71134 | 0.74085 | 489324
2016-09-25 19:00 | 0.6948 | 0.7416 | 499479
2016-09-25 20:00 | 0.69141 | 0.74218 | 506893
2016-09-25 21:00 | 0.68042 | 0.73379 | 512205
2016-09-25 22:00 | 0.64835 | 0.709 | 510048
2016-09-25 23:00 | 0.52275 | 0.68326 | 508980
2016-09-26 | 0.27227 | 0.71099 | 507252
2016-09-26 01:00 | 0.011276 | 0.7093 | 488879
2016-09-26 02:00 | 0 | 0.68538 | 463538
2016-09-26 03:00 | 0 | 0.67171 | 432734
2016-09-26 04:00 | 0 | 0.652 | 404904
2016-09-26 05:00 | 0 | 0.645 | 381928
2016-09-26 06:00 | 0 | 0.64275 | 365113
2016-09-26 07:00 | 0 | 0.63467 | 355928
2016-09-26 08:00 | 0 | 0.62573 | 354275
2016-09-26 09:00 | 0 | 0.61972 | 364282
2016-09-26 10:00 | 0 | 0.62376 | 388057
2016-09-26 11:00 | 0 | 0.63355 | 412470
2016-09-26 12:00 | 0 | 0.62422 | 427194
2016-09-26 13:00 | 0.041704 | 0.42192 | 441798
2016-09-26 14:00 | 0.36767 | 0.28896 | 457712
2016-09-26 15:00 | 0.64534 | 0.39673 | 473022
2016-09-26 16:00 | 0.69271 | 0.45612 | 486534
2016-09-26 17:00 | 0.69326 | 0.45934 | 498321
2016-09-26 18:00 | 0.68089 | 0.46467 | 506525
2016-09-26 19:00 | 0.66609 | 0.47412 | 511847
2016-09-26 20:00 | 0.66068 | 0.48016 | 516288
2016-09-26 21:00 | 0.64784 | 0.47484 | 516610
2016-09-26 22:00 | 0.61665 | 0.44788 | 513497
2016-09-26 23:00 | 0.49934 | 0.42124 | 512918
2016-09-27 | 0.23818 | 0.45148 | 510195
2016-09-27 01:00 | 0.012223 | 0.4461 | 488881
2016-09-27 02:00 | 0 | 0.43297 | 462918
2016-09-27 03:00 | 0 | 0.42557 | 433838
2016-09-27 04:00 | 0 | 0.43542 | 403286
2016-09-27 05:00 | 0 | 0.45588 | 380547
2016-09-27 06:00 | 0 | 0.47505 | 364245
2016-09-27 07:00 | 0 | 0.49199 | 354187
2016-09-27 08:00 | 0 | 0.50657 | 351614
2016-09-27 09:00 | 0 | 0.51589 | 360380
2016-09-27 10:00 | 0 | 0.52601 | 384379
2016-09-27 11:00 | 0 | 0.53579 | 408124
2016-09-27 12:00 | 0 | 0.53023 | 421531
2016-09-27 13:00 | 0.040494 | 0.35476 | 436094
2016-09-27 14:00 | 0.4061 | 0.18315 | 449971
2016-09-27 15:00 | 0.68732 | 0.18346 | 464478
2016-09-27 16:00 | 0.73682 | 0.22404 | 478113
2016-09-27 17:00 | 0.73197 | 0.25256 | 490862
2016-09-27 18:00 | 0.7164 | 0.26754 | 502725
2016-09-27 19:00 | 0.7035 | 0.27861 | 511919
2016-09-27 20:00 | 0.7022 | 0.2879 | 518483
2016-09-27 21:00 | 0.69556 | 0.28646 | 520523
2016-09-27 22:00 | 0.6577 | 0.26898 | 516150
2016-09-27 23:00 | 0.52644 | 0.28762 | 514287
2016-09-28 | 0.23156 | 0.36085 | 509353
2016-09-28 01:00 | 0.0096907 | 0.41001 | 490346
2016-09-28 02:00 | 0 | 0.44814 | 462860
2016-09-28 03:00 | 0 | 0.4646 | 429862
2016-09-28 04:00 | 0 | 0.45988 | 400207
2016-09-28 05:00 | 0 | 0.45271 | 377301
2016-09-28 06:00 | 0 | 0.45029 | 361628
2016-09-28 07:00 | 0 | 0.45474 | 351135
2016-09-28 08:00 | 0 | 0.45436 | 348448
2016-09-28 09:00 | 0 | 0.43808 | 357233
2016-09-28 10:00 | 0 | 0.41462 | 380412
2016-09-28 11:00 | 0 | 0.39221 | 404373
2016-09-28 12:00 | 0 | 0.36606 | 417225
2016-09-28 13:00 | 0.04663 | 0.21148 | 433252
2016-09-28 14:00 | 0.3943 | 0.13519 | 448706
2016-09-28 15:00 | 0.66177 | 0.15208 | 463538
2016-09-28 16:00 | 0.71901 | 0.16971 | 478083
2016-09-28 17:00 | 0.71674 | 0.16868 | 491792
2016-09-28 18:00 | 0.69837 | 0.16689 | 503207
2016-09-28 19:00 | 0.67926 | 0.16861 | 513287
2016-09-28 20:00 | 0.66899 | 0.17441 | 521245
2016-09-28 21:00 | 0.64282 | 0.18328 | 525594
2016-09-28 22:00 | 0.57875 | 0.19258 | 522849
2016-09-28 23:00 | 0.43273 | 0.24783 | 519181
2016-09-29 | 0.17082 | 0.50823 | 510516
2016-09-29 01:00 | 0.0083044 | 0.61986 | 490776
2016-09-29 02:00 | 0 | 0.62577 | 463586
2016-09-29 03:00 | 0 | 0.60151 | 431162
2016-09-29 04:00 | 0 | 0.56583 | 402391
2016-09-29 05:00 | 0 | 0.52963 | 379998
2016-09-29 06:00 | 0 | 0.49812 | 363000
2016-09-29 07:00 | 0 | 0.47678 | 352206
2016-09-29 08:00 | 0 | 0.45766 | 349223
2016-09-29 09:00 | 0 | 0.42153 | 357698
2016-09-29 10:00 | 0 | 0.39107 | 380829
2016-09-29 11:00 | 0 | 0.3745 | 405282
2016-09-29 12:00 | 0 | 0.35232 | 418930
2016-09-29 13:00 | 0.042634 | 0.22257 | 433174
2016-09-29 14:00 | 0.35971 | 0.14823 | 446476
2016-09-29 15:00 | 0.58862 | 0.16732 | 457915
2016-09-29 16:00 | 0.66303 | 0.20107 | 467097
2016-09-29 17:00 | 0.66252 | 0.21337 | 476837
2016-09-29 18:00 | 0.63516 | 0.22144 | 484414
2016-09-29 19:00 | 0.60951 | 0.22868 | 490997
2016-09-29 20:00 | 0.59498 | 0.23504 | 496619
2016-09-29 21:00 | 0.56657 | 0.24344 | 498650
2016-09-29 22:00 | 0.51684 | 0.25676 | 496050
2016-09-29 23:00 | 0.40341 | 0.33217 | 495047
2016-09-30 | 0.18245 | 0.51676 | 490559
2016-09-30 01:00 | 0.0069679 | 0.62602 | 474123
2016-09-30 02:00 | 0 | 0.63701 | 449269
2016-09-30 03:00 | 0 | 0.60454 | 418628
2016-09-30 04:00 | 0 | 0.54966 | 390352
2016-09-30 05:00 | 0 | 0.49842 | 369439
2016-09-30 06:00 | 0 | 0.45894 | 355595
2016-09-30 07:00 | 0 | 0.42976 | 346003
2016-09-30 08:00 | 0 | 0.4009 | 343264
2016-09-30 09:00 | 0 | 0.36934 | 351472
2016-09-30 10:00 | 0 | 0.34467 | 372870
2016-09-30 11:00 | 0 | 0.33222 | 396585
2016-09-30 12:00 | 0 | 0.31667 | 410605
2016-09-30 13:00 | 0.027815 | 0.23082 | 425358
2016-09-30 14:00 | 0.2866 | 0.16129 | 438424
2016-09-30 15:00 | 0.55898 | 0.20711 | 449478
2016-09-30 16:00 | 0.66316 | 0.23257 | 458534
2016-09-30 17:00 | 0.6715 | 0.239 | 466904
2016-09-30 18:00 | 0.65764 | 0.23911 | 473293
2016-09-30 19:00 | 0.64757 | 0.2315 | 477889
2016-09-30 20:00 | 0.65063 | 0.22049 | 481571
2016-09-30 21:00 | 0.64887 | 0.20619 | 481980
2016-09-30 22:00 | 0.6215 | 0.19731 | 477094
2016-09-30 23:00 | 0.50821 | 0.25342 | 471788
2016-10-01 | 0.24306 | 0.41798 | 464160
2016-10-01 01:00 | 0.014263 | 0.49983 | 449071
2016-10-01 02:00 | 0 | 0.4981 | 429616
2016-10-01 03:00 | 0 | 0.4666 | 403733
2016-10-01 04:00 | 0 | 0.41559 | 379347
2016-10-01 05:00 | 0 | 0.36307 | 360029
2016-10-01 06:00 | 0 | 0.32156 | 345957
2016-10-01 07:00 | 0 | 0.29273 | 335981
2016-10-01 08:00 | 0 | 0.26729 | 330386
2016-10-01 09:00 | 0 | 0.24889 | 329674
2016-10-01 10:00 | 0 | 0.23976 | 335756
2016-10-01 11:00 | 0 | 0.23578 | 344879
2016-10-01 12:00 | 0 | 0.22877 | 358481
2016-10-01 13:00 | 0.038544 | 0.15882 | 375301
2016-10-01 14:00 | 0.39965 | 0.078225 | 391050
2016-10-01 15:00 | 0.69564 | 0.091038 | 405328
2016-10-01 16:00 | 0.75124 | 0.11062 | 416744
2016-10-01 17:00 | 0.73339 | 0.12654 | 426036
2016-10-01 18:00 | 0.70978 | 0.13149 | 434374
2016-10-01 19:00 | 0.69638 | 0.12673 | 441308
2016-10-01 20:00 | 0.70368 | 0.11734 | 446442
2016-10-01 21:00 | 0.71294 | 0.11211 | 449559
2016-10-01 22:00 | 0.69614 | 0.11525 | 447957
2016-10-01 23:00 | 0.57704 | 0.16947 | 447614
2016-10-02 | 0.253 | 0.3709 | 444225
2016-10-02 01:00 | 0.0048617 | 0.48312 | 431609
2016-10-02 02:00 | 0 | 0.52098 | 414372
2016-10-02 03:00 | 0 | 0.52578 | 392285
2016-10-02 04:00 | 0 | 0.50539 | 369627
2016-10-02 05:00 | 0 | 0.48151 | 352065
2016-10-02 06:00 | 0 | 0.45505 | 338309
2016-10-02 07:00 | 0 | 0.42531 | 328815
2016-10-02 08:00 | 0 | 0.39592 | 322930
2016-10-02 09:00 | 0 | 0.35882 | 321307
2016-10-02 10:00 | 0 | 0.3268 | 324074
2016-10-02 11:00 | 0 | 0.302 | 330659
2016-10-02 12:00 | 0 | 0.27804 | 341997
2016-10-02 13:00 | 0.04114 | 0.18431 | 360340
2016-10-02 14:00 | 0.39181 | 0.088688 | 377856
2016-10-02 15:00 | 0.69627 | 0.11504 | 394308
2016-10-02 16:00 | 0.75135 | 0.13335 | 409258
2016-10-02 17:00 | 0.73402 | 0.14939 | 422382
2016-10-02 18:00 | 0.71075 | 0.16254 | 432750
2016-10-02 19:00 | 0.6962 | 0.16854 | 440823
2016-10-02 20:00 | 0.70103 | 0.17028 | 447418
2016-10-02 21:00 | 0.7084 | 0.17435 | 452442
2016-10-02 22:00 | 0.68294 | 0.19069 | 453706
2016-10-02 23:00 | 0.55377 | 0.28244 | 455845
2016-10-03 | 0.22151 | 0.52189 | 454506
2016-10-03 01:00 | 0.0043462 | 0.63557 | 440665
2016-10-03 02:00 | 0 | 0.67261 | 419948
2016-10-03 03:00 | 0 | 0.67816 | 393288
2016-10-03 04:00 | 0 | 0.65846 | 370228
2016-10-03 05:00 | 0 | 0.6304 | 352069
2016-10-03 06:00 | 0 | 0.60629 | 339911
2016-10-03 07:00 | 0 | 0.59218 | 332910
2016-10-03 08:00 | 0 | 0.57761 | 333017
2016-10-03 09:00 | 0 | 0.55632 | 343797
2016-10-03 10:00 | 0 | 0.54136 | 367448
2016-10-03 11:00 | 0 | 0.53092 | 392416
2016-10-03 12:00 | 0 | 0.53136 | 407507
2016-10-03 13:00 | 0.028871 | 0.45366 | 422920
2016-10-03 14:00 | 0.34633 | 0.42937 | 438778
2016-10-03 15:00 | 0.64317 | 0.57175 | 452970
2016-10-03 16:00 | 0.70779 | 0.65743 | 466381
2016-10-03 17:00 | 0.70748 | 0.69287 | 478612
2016-10-03 18:00 | 0.69639 | 0.7232 | 488215
2016-10-03 19:00 | 0.69176 | 0.75332 | 494304
2016-10-03 20:00 | 0.69997 | 0.78283 | 497335
2016-10-03 21:00 | 0.70059 | 0.8099 | 497321
2016-10-03 22:00 | 0.68436 | 0.83436 | 493897
2016-10-03 23:00 | 0.56166 | 0.87587 | 493550
2016-10-04 | 0.2296 | 0.92683 | 488761
2016-10-04 01:00 | 0.0028047 | 0.92409 | 471633
2016-10-04 02:00 | 0 | 0.89612 | 446352
2016-10-04 03:00 | 0 | 0.87606 | 416647
2016-10-04 04:00 | 0 | 0.85831 | 388923
2016-10-04 05:00 | 0 | 0.84701 | 366116
2016-10-04 06:00 | 0 | 0.83609 | 351179
2016-10-04 07:00 | 0 | 0.82432 | 342658
2016-10-04 08:00 | 0 | 0.81318 | 341000
2016-10-04 09:00 | 0 | 0.79795 | 350712
2016-10-04 10:00 | 0 | 0.78207 | 375478
2016-10-04 11:00 | 0 | 0.77285 | 400098
2016-10-04 12:00 | 0 | 0.76163 | 413981
2016-10-04 13:00 | 0.028333 | 0.6743 | 428455
2016-10-04 14:00 | 0.39342 | 0.63101 | 442417
2016-10-04 15:00 | 0.73227 | 0.69759 | 455453
2016-10-04 16:00 | 0.77387 | 0.68997 | 468286
2016-10-04 17:00 | 0.76659 | 0.67872 | 480699
2016-10-04 18:00 | 0.74779 | 0.66874 | 490527
2016-10-04 19:00 | 0.73534 | 0.66026 | 497249
2016-10-04 20:00 | 0.74218 | 0.65214 | 502525
2016-10-04 21:00 | 0.74821 | 0.63751 | 503411
2016-10-04 22:00 | 0.73262 | 0.62526 | 498983
2016-10-04 23:00 | 0.58774 | 0.64168 | 498935
2016-10-05 | 0.23474 | 0.67327 | 495150
2016-10-05 01:00 | 0.0027234 | 0.66717 | 478735
2016-10-05 02:00 | 0 | 0.65579 | 453603
2016-10-05 03:00 | 0 | 0.65041 | 425594
2016-10-05 04:00 | 0 | 0.63964 | 397551
2016-10-05 05:00 | 0 | 0.63132 | 377091
2016-10-05 06:00 | 0 | 0.6189 | 361549
2016-10-05 07:00 | 0 | 0.59907 | 352193
2016-10-05 08:00 | 0 | 0.58577 | 349490
2016-10-05 09:00 | 0 | 0.5636 | 357785
2016-10-05 10:00 | 0 | 0.54214 | 381831
2016-10-05 11:00 | 0 | 0.53204 | 406223
2016-10-05 12:00 | 0 | 0.51999 | 419017
2016-10-05 13:00 | 0.026937 | 0.4261 | 432725
2016-10-05 14:00 | 0.38634 | 0.36453 | 447305
2016-10-05 15:00 | 0.73522 | 0.41094 | 460409
2016-10-05 16:00 | 0.77442 | 0.42178 | 473195
2016-10-05 17:00 | 0.75644 | 0.42758 | 486313
2016-10-05 18:00 | 0.73305 | 0.43845 | 498180
2016-10-05 19:00 | 0.71886 | 0.45099 | 507295
2016-10-05 20:00 | 0.7239 | 0.45624 | 513946
2016-10-05 21:00 | 0.72961 | 0.45178 | 515936
2016-10-05 22:00 | 0.71028 | 0.44058 | 511466
2016-10-05 23:00 | 0.562 | 0.47028 | 509137
2016-10-06 | 0.2154 | 0.56064 | 502299
2016-10-06 01:00 | 0.0028614 | 0.63033 | 481284
2016-10-06 02:00 | 0 | 0.66521 | 458450
2016-10-06 03:00 | 0 | 0.66669 | 429111
2016-10-06 04:00 | 0 | 0.64369 | 403890
2016-10-06 05:00 | 0 | 0.61133 | 381752
2016-10-06 06:00 | 0 | 0.58087 | 366277
2016-10-06 07:00 | 0 | 0.55091 | 356084
2016-10-06 08:00 | 0 | 0.5241 | 353626
2016-10-06 09:00 | 0 | 0.49789 | 362758
2016-10-06 10:00 | 0 | 0.47428 | 385927
2016-10-06 11:00 | 0 | 0.45657 | 410874
2016-10-06 12:00 | 0 | 0.44604 | 424885
2016-10-06 13:00 | 0.022041 | 0.38317 | 438806
2016-10-06 14:00 | 0.3326 | 0.38766 | 452384
2016-10-06 15:00 | 0.71098 | 0.4533 | 464701
2016-10-06 16:00 | 0.75616 | 0.45436 | 475928
2016-10-06 17:00 | 0.73612 | 0.43231 | 487992
2016-10-06 18:00 | 0.71714 | 0.41225 | 498243
2016-10-06 19:00 | 0.70476 | 0.40246 | 504825
2016-10-06 20:00 | 0.70994 | 0.4106 | 509579
2016-10-06 21:00 | 0.71306 | 0.42769 | 510568
2016-10-06 22:00 | 0.68395 | 0.44094 | 506396
2016-10-06 23:00 | 0.55136 | 0.46609 | 505799
2016-10-07 | 0.20958 | 0.50132 | 500734
2016-10-07 01:00 | 0.0035225 | 0.51485 | 484447
2016-10-07 02:00 | 0 | 0.53299 | 459365
2016-10-07 03:00 | 0 | 0.54765 | 428443
2016-10-07 04:00 | 0 | 0.55475 | 401406
2016-10-07 05:00 | 0 | 0.55657 | 379573
2016-10-07 06:00 | 0 | 0.56091 | 362525
2016-10-07 07:00 | 0 | 0.56411 | 353282
2016-10-07 08:00 | 0 | 0.56013 | 350335
2016-10-07 09:00 | 0 | 0.52426 | 357442
2016-10-07 10:00 | 0 | 0.47797 | 377785
2016-10-07 11:00 | 0 | 0.46106 | 401400
2016-10-07 12:00 | 0 | 0.45521 | 416117
2016-10-07 13:00 | 0.016532 | 0.3877 | 429380
2016-10-07 14:00 | 0.37611 | 0.38406 | 442980
2016-10-07 15:00 | 0.6794 | 0.40238 | 453071
2016-10-07 16:00 | 0.73263 | 0.38629 | 461304
2016-10-07 17:00 | 0.72758 | 0.37046 | 469765
2016-10-07 18:00 | 0.70706 | 0.35873 | 476505
2016-10-07 19:00 | 0.6941 | 0.34992 | 479943
2016-10-07 20:00 | 0.69694 | 0.34138 | 482069
2016-10-07 21:00 | 0.69671 | 0.32724 | 481238
2016-10-07 22:00 | 0.67296 | 0.29092 | 476103
2016-10-07 23:00 | 0.51603 | 0.2783 | 472386
2016-10-08 | 0.17346 | 0.34457 | 465369
2016-10-08 01:00 | 0.0012964 | 0.3849 | 450868
2016-10-08 02:00 | 0 | 0.41562 | 428352
2016-10-08 03:00 | 0 | 0.44606 | 407395
2016-10-08 04:00 | 0 | 0.46075 | 385732
2016-10-08 05:00 | 0 | 0.45923 | 364959
2016-10-08 06:00 | 0 | 0.45132 | 350104
2016-10-08 07:00 | 0 | 0.4403 | 339014
2016-10-08 08:00 | 0 | 0.42518 | 332471
2016-10-08 09:00 | 0 | 0.40211 | 331938
2016-10-08 10:00 | 0 | 0.37833 | 338002
2016-10-08 11:00 | 0 | 0.35774 | 348329
2016-10-08 12:00 | 0 | 0.34008 | 361100
2016-10-08 13:00 | 0.011475 | 0.24348 | 379211
2016-10-08 14:00 | 0.2288 | 0.10919 | 394483
2016-10-08 15:00 | 0.50403 | 0.11635 | 406622
2016-10-08 16:00 | 0.60041 | 0.14536 | 415739
2016-10-08 17:00 | 0.60721 | 0.13961 | 421708
2016-10-08 18:00 | 0.58993 | 0.12758 | 426659
2016-10-08 19:00 | 0.57137 | 0.11682 | 431968
2016-10-08 20:00 | 0.55779 | 0.10915 | 436274
2016-10-08 21:00 | 0.53064 | 0.10486 | 439383
2016-10-08 22:00 | 0.49097 | 0.11477 | 439069
2016-10-08 23:00 | 0.38473 | 0.20657 | 435365
2016-10-09 | 0.16564 | 0.36874 | 432182
2016-10-09 01:00 | 0.0019661 | 0.46817 | 422059
2016-10-09 02:00 | 0 | 0.48252 | 402252
2016-10-09 03:00 | 0 | 0.48164 | 380070
2016-10-09 04:00 | 0 | 0.48055 | 362415
2016-10-09 05:00 | 0 | 0.47414 | 344211
2016-10-09 06:00 | 0 | 0.47834 | 329703
2016-10-09 07:00 | 0 | 0.477 | 320457
2016-10-09 08:00 | 0 | 0.46869 | 314804
2016-10-09 09:00 | 0 | 0.44924 | 313504
2016-10-09 10:00 | 0 | 0.43864 | 316333
2016-10-09 11:00 | 0 | 0.43705 | 323004
2016-10-09 12:00 | 0 | 0.43931 | 334487
2016-10-09 13:00 | 0.0095861 | 0.37159 | 350536
2016-10-09 14:00 | 0.24328 | 0.23843 | 363656
2016-10-09 15:00 | 0.56268 | 0.28561 | 374100
2016-10-09 16:00 | 0.65616 | 0.36313 | 383930
2016-10-09 17:00 | 0.65121 | 0.40079 | 392899
2016-10-09 18:00 | 0.62912 | 0.43313 | 400269
2016-10-09 19:00 | 0.60847 | 0.45797 | 408188
2016-10-09 20:00 | 0.59542 | 0.47236 | 416624
2016-10-09 21:00 | 0.58142 | 0.47569 | 423858
2016-10-09 22:00 | 0.55574 | 0.47024 | 427184
2016-10-09 23:00 | 0.45481 | 0.55654 | 433837
2016-10-10 | 0.18453 | 0.66285 | 435426
2016-10-10 01:00 | 0.00094442 | 0.70913 | 419781
2016-10-10 02:00 | 0 | 0.72461 | 401543
2016-10-10 03:00 | 0 | 0.72683 | 381256
2016-10-10 04:00 | 0 | 0.71765 | 358189
2016-10-10 05:00 | 0 | 0.69993 | 340263
2016-10-10 06:00 | 0 | 0.68353 | 327877
2016-10-10 07:00 | 0 | 0.65894 | 320921
2016-10-10 08:00 | 0 | 0.63466 | 320475
2016-10-10 09:00 | 0 | 0.59699 | 328559
2016-10-10 10:00 | 0 | 0.56363 | 350200
2016-10-10 11:00 | 0 | 0.53667 | 374730
2016-10-10 12:00 | 0 | 0.52089 | 390068
2016-10-10 13:00 | 0.023213 | 0.44198 | 403659
2016-10-10 14:00 | 0.35092 | 0.32457 | 414344
2016-10-10 15:00 | 0.61674 | 0.36526 | 422674
2016-10-10 16:00 | 0.68672 | 0.41232 | 429540
2016-10-10 17:00 | 0.67969 | 0.41449 | 436521
2016-10-10 18:00 | 0.66245 | 0.41191 | 443254
2016-10-10 19:00 | 0.64942 | 0.40896 | 449624
2016-10-10 20:00 | 0.65119 | 0.40141 | 456276
2016-10-10 21:00 | 0.65067 | 0.39478 | 461341
2016-10-10 22:00 | 0.61271 | 0.40232 | 463319
2016-10-10 23:00 | 0.45385 | 0.49056 | 469066
2016-10-11 | 0.12846 | 0.62632 | 465861
2016-10-11 01:00 | 0.0006282 | 0.70463 | 450737
2016-10-11 02:00 | 0 | 0.74238 | 428112
2016-10-11 03:00 | 0 | 0.74898 | 400669
2016-10-11 04:00 | 0 | 0.72859 | 375252
2016-10-11 05:00 | 0 | 0.69775 | 357030
2016-10-11 06:00 | 0 | 0.65884 | 343584
2016-10-11 07:00 | 0 | 0.6188 | 336113
2016-10-11 08:00 | 0 | 0.58215 | 334737
2016-10-11 09:00 | 0 | 0.55234 | 343866
2016-10-11 10:00 | 0 | 0.5279 | 369914
2016-10-11 11:00 | 0 | 0.5029 | 395969
2016-10-11 12:00 | 0 | 0.47665 | 407918
2016-10-11 13:00 | 0.015359 | 0.36317 | 417206
2016-10-11 14:00 | 0.30124 | 0.23366 | 425449
2016-10-11 15:00 | 0.58977 | 0.23341 | 432647
2016-10-11 16:00 | 0.67929 | 0.26421 | 439652
2016-10-11 17:00 | 0.67986 | 0.26901 | 446392
2016-10-11 18:00 | 0.6636 | 0.28303 | 453427
2016-10-11 19:00 | 0.65332 | 0.30572 | 458453
2016-10-11 20:00 | 0.65947 | 0.32551 | 464133
2016-10-11 21:00 | 0.66645 | 0.34319 | 468519
2016-10-11 22:00 | 0.64842 | 0.38285 | 469706
2016-10-11 23:00 | 0.5109 | 0.45568 | 474251
2016-10-12 | 0.17349 | 0.53594 | 471249
2016-10-12 01:00 | 0.00051295 | 0.55689 | 456932
2016-10-12 02:00 | 0 | 0.56873 | 433484
2016-10-12 03:00 | 0 | 0.56538 | 406043
2016-10-12 04:00 | 0 | 0.56421 | 380992
2016-10-12 05:00 | 0 | 0.55766 | 361760
2016-10-12 06:00 | 0 | 0.54877 | 348243
2016-10-12 07:00 | 0 | 0.54253 | 340838
2016-10-12 08:00 | 0 | 0.54342 | 340028
2016-10-12 09:00 | 0 | 0.54005 | 348468
2016-10-12 10:00 | 0 | 0.52714 | 373533
2016-10-12 11:00 | 0 | 0.52005 | 399567
2016-10-12 12:00 | 0 | 0.50979 | 411951
2016-10-12 13:00 | 0.013642 | 0.46102 | 423006
2016-10-12 14:00 | 0.30358 | 0.42656 | 433683
2016-10-12 15:00 | 0.61662 | 0.42925 | 442339
2016-10-12 16:00 | 0.69518 | 0.40761 | 449506
2016-10-12 17:00 | 0.69897 | 0.36937 | 456544
2016-10-12 18:00 | 0.67324 | 0.33344 | 462687
2016-10-12 19:00 | 0.65533 | 0.30622 | 467162
2016-10-12 20:00 | 0.65424 | 0.28527 | 471056
2016-10-12 21:00 | 0.65111 | 0.26724 | 474321
2016-10-12 22:00 | 0.59659 | 0.24799 | 474450
2016-10-12 23:00 | 0.43019 | 0.25213 | 477720
2016-10-13 | 0.1422 | 0.29729 | 473170
2016-10-13 01:00 | 0.00033761 | 0.31825 | 458461
2016-10-13 02:00 | 0 | 0.33588 | 435066
2016-10-13 03:00 | 0 | 0.34176 | 407110
2016-10-13 04:00 | 0 | 0.35017 | 381865
2016-10-13 05:00 | 0 | 0.36055 | 362529
2016-10-13 06:00 | 0 | 0.36544 | 348729
2016-10-13 07:00 | 0 | 0.36113 | 341147
2016-10-13 08:00 | 0 | 0.35114 | 340195
2016-10-13 09:00 | 0 | 0.34398 | 348595
2016-10-13 10:00 | 0 | 0.33778 | 373419
2016-10-13 11:00 | 0 | 0.33165 | 399415
2016-10-13 12:00 | 0 | 0.32246 | 412453
2016-10-13 13:00 | 0.0068971 | 0.25687 | 423354
2016-10-13 14:00 | 0.24106 | 0.16636 | 433595
2016-10-13 15:00 | 0.55264 | 0.1602 | 441745
2016-10-13 16:00 | 0.63093 | 0.16492 | 448142
2016-10-13 17:00 | 0.63405 | 0.16717 | 454591
2016-10-13 18:00 | 0.62393 | 0.17095 | 460716
2016-10-13 19:00 | 0.61718 | 0.1731 | 464994
2016-10-13 20:00 | 0.62488 | 0.16633 | 467977
2016-10-13 21:00 | 0.631 | 0.16291 | 469397
2016-10-13 22:00 | 0.60297 | 0.17842 | 468201
2016-10-13 23:00 | 0.45331 | 0.29318 | 472705
2016-10-14 | 0.1138 | 0.47024 | 470940
2016-10-14 01:00 | 0.00019909 | 0.56053 | 456951
2016-10-14 02:00 | 0 | 0.60141 | 433342
2016-10-14 03:00 | 0 | 0.62144 | 407036
2016-10-14 04:00 | 0 | 0.63032 | 382596
2016-10-14 05:00 | 0 | 0.6292 | 362278
2016-10-14 06:00 | 0 | 0.62267 | 348008
2016-10-14 07:00 | 0 | 0.61482 | 340313
2016-10-14 08:00 | 0 | 0.60154 | 339060
2016-10-14 09:00 | 0 | 0.57517 | 347726
2016-10-14 10:00 | 0 | 0.55219 | 371146
2016-10-14 11:00 | 0 | 0.53831 | 396426
2016-10-14 12:00 | 0 | 0.5302 | 409246
2016-10-14 13:00 | 0.0091081 | 0.49674 | 419731
2016-10-14 14:00 | 0.27824 | 0.40222 | 429523
2016-10-14 15:00 | 0.54355 | 0.3911 | 436532
2016-10-14 16:00 | 0.62779 | 0.42927 | 442480
2016-10-14 17:00 | 0.64069 | 0.46427 | 448288
2016-10-14 18:00 | 0.63372 | 0.5031 | 453012
2016-10-14 19:00 | 0.62863 | 0.54428 | 456009
2016-10-14 20:00 | 0.63496 | 0.58197 | 458200
2016-10-14 21:00 | 0.64108 | 0.62739 | 458185
2016-10-14 22:00 | 0.60225 | 0.67944 | 455239
2016-10-14 23:00 | 0.4391 | 0.79742 | 456333
2016-10-15 | 0.094799 | 0.90436 | 451920
2016-10-15 01:00 | 0.00014375 | 0.9307 | 440415
2016-10-15 02:00 | 0 | 0.92822 | 422463
2016-10-15 03:00 | 0 | 0.92437 | 399992
2016-10-15 04:00 | 0 | 0.9159 | 377730
2016-10-15 05:00 | 0 | 0.89859 | 360123
2016-10-15 06:00 | 0 | 0.87759 | 346109
2016-10-15 07:00 | 0 | 0.85874 | 337138
2016-10-15 08:00 | 0 | 0.84313 | 333073
2016-10-15 09:00 | 0 | 0.82265 | 334219
2016-10-15 10:00 | 0 | 0.79482 | 341744
2016-10-15 11:00 | 0 | 0.77354 | 353154
2016-10-15 12:00 | 0 | 0.74801 | 366424
2016-10-15 13:00 | 0.009392 | 0.68303 | 381324
2016-10-15 14:00 | 0.32178 | 0.54576 | 395160
2016-10-15 15:00 | 0.62946 | 0.47298 | 407344
2016-10-15 16:00 | 0.70065 | 0.4964 | 417435
2016-10-15 17:00 | 0.69472 | 0.50092 | 425068
2016-10-15 18:00 | 0.6759 | 0.47024 | 431579
2016-10-15 19:00 | 0.66763 | 0.43578 | 437621
2016-10-15 20:00 | 0.6785 | 0.39693 | 442960
2016-10-15 21:00 | 0.69543 | 0.36063 | 445535
2016-10-15 22:00 | 0.68042 | 0.34869 | 446436
2016-10-15 23:00 | 0.49636 | 0.41525 | 449627
2016-10-16 | 0.11725 | 0.47742 | 445552
2016-10-16 01:00 | 0.00011651 | 0.51837 | 434826
2016-10-16 02:00 | 0 | 0.54409 | 417311
2016-10-16 03:00 | 0 | 0.57581 | 396189
2016-10-16 04:00 | 0 | 0.60853 | 374750
2016-10-16 05:00 | 0 | 0.62411 | 357343
2016-10-16 06:00 | 0 | 0.6281 | 343637
2016-10-16 07:00 | 0 | 0.63994 | 333971
2016-10-16 08:00 | 0 | 0.65447 | 328806
2016-10-16 09:00 | 0 | 0.66635 | 327782
2016-10-16 10:00 | 0 | 0.68219 | 331842
2016-10-16 11:00 | 0 | 0.69173 | 340368
2016-10-16 12:00 | 0 | 0.70583 | 351891
2016-10-16 13:00 | 0.0081807 | 0.65264 | 367423
2016-10-16 14:00 | 0.31655 | 0.53615 | 383772
2016-10-16 15:00 | 0.57035 | 0.5099 | 400544
2016-10-16 16:00 | 0.6447 | 0.59078 | 416790
2016-10-16 17:00 | 0.64454 | 0.68706 | 430707
2016-10-16 18:00 | 0.62667 | 0.73268 | 442178
2016-10-16 19:00 | 0.6189 | 0.75319 | 451589
2016-10-16 20:00 | 0.62334 | 0.75853 | 458822
2016-10-16 21:00 | 0.63252 | 0.75228 | 464628
2016-10-16 22:00 | 0.61418 | 0.75669 | 467804
2016-10-16 23:00 | 0.45714 | 0.81713 | 471245
2016-10-17 | 0.10816 | 0.85498 | 468534
2016-10-17 01:00 | 8.49e-05 | 0.84947 | 453973
2016-10-17 02:00 | 0 | 0.8215 | 431304
2016-10-17 03:00 | 0 | 0.78858 | 404663
2016-10-17 04:00 | 0 | 0.76709 | 379946
2016-10-17 05:00 | 0 | 0.74994 | 360858
2016-10-17 06:00 | 0 | 0.72122 | 347528
2016-10-17 07:00 | 0 | 0.69575 | 340423
2016-10-17 08:00 | 0 | 0.67029 | 339804
2016-10-17 09:00 | 0 | 0.63714 | 349623
2016-10-17 10:00 | 0 | 0.60881 | 376218
2016-10-17 11:00 | 0 | 0.5899 | 404471
2016-10-17 12:00 | 0 | 0.58016 | 420646
2016-10-17 13:00 | 0.0079174 | 0.54041 | 436484
2016-10-17 14:00 | 0.30061 | 0.4363 | 453409
2016-10-17 15:00 | 0.60107 | 0.43545 | 468848
2016-10-17 16:00 | 0.68774 | 0.51896 | 483953
2016-10-17 17:00 | 0.69122 | 0.58003 | 498846
2016-10-17 18:00 | 0.66971 | 0.61724 | 511978
2016-10-17 19:00 | 0.66 | 0.63975 | 521613
2016-10-17 20:00 | 0.6718 | 0.65474 | 527488
2016-10-17 21:00 | 0.69386 | 0.6666 | 528429
2016-10-17 22:00 | 0.68577 | 0.69133 | 523606
2016-10-17 23:00 | 0.51176 | 0.76937 | 522334
2016-10-18 | 0.12135 | 0.81432 | 514513
2016-10-18 01:00 | 8.84e-05 | 0.81057 | 495858
2016-10-18 02:00 | 0 | 0.79928 | 468422
2016-10-18 03:00 | 0 | 0.79092 | 435906
2016-10-18 04:00 | 0 | 0.78313 | 406153
2016-10-18 05:00 | 0 | 0.76608 | 383174
2016-10-18 06:00 | 0 | 0.75023 | 367099
2016-10-18 07:00 | 0 | 0.73741 | 357029
2016-10-18 08:00 | 0 | 0.71698 | 354533
2016-10-18 09:00 | 0 | 0.67642 | 363232
2016-10-18 10:00 | 0 | 0.63577 | 388280
2016-10-18 11:00 | 0 | 0.59703 | 414599
2016-10-18 12:00 | 0 | 0.56205 | 428263
2016-10-18 13:00 | 0.0058595 | 0.44825 | 443362
2016-10-18 14:00 | 0.28001 | 0.26506 | 459677
2016-10-18 15:00 | 0.67268 | 0.25748 | 473422
2016-10-18 16:00 | 0.73686 | 0.24389 | 487336
2016-10-18 17:00 | 0.71155 | 0.21427 | 500972
2016-10-18 18:00 | 0.68389 | 0.19931 | 512847
2016-10-18 19:00 | 0.66782 | 0.19869 | 521572
2016-10-18 20:00 | 0.67458 | 0.19986 | 527230
2016-10-18 21:00 | 0.68845 | 0.1988 | 527453
2016-10-18 22:00 | 0.66896 | 0.20335 | 522155
2016-10-18 23:00 | 0.49627 | 0.25835 | 520044
2016-10-19 | 0.11895 | 0.35453 | 512531
2016-10-19 01:00 | 6.18e-05 | 0.42021 | 493705
2016-10-19 02:00 | 0 | 0.44105 | 465734
2016-10-19 03:00 | 0 | 0.43067 | 434382
2016-10-19 04:00 | 0 | 0.40441 | 404120
2016-10-19 05:00 | 0 | 0.37167 | 381461
2016-10-19 06:00 | 0 | 0.34386 | 365213
2016-10-19 07:00 | 0 | 0.32185 | 355191
2016-10-19 08:00 | 0 | 0.3038 | 353273
2016-10-19 09:00 | 0 | 0.28924 | 362507
2016-10-19 10:00 | 0 | 0.28264 | 387847
2016-10-19 11:00 | 0 | 0.28485 | 413174
2016-10-19 12:00 | 0 | 0.28751 | 427913
2016-10-19 13:00 | 0.0050292 | 0.24365 | 441862
2016-10-19 14:00 | 0.26848 | 0.12636 | 458750
2016-10-19 15:00 | 0.69145 | 0.13094 | 474396
2016-10-19 16:00 | 0.74362 | 0.15916 | 488621
2016-10-19 17:00 | 0.71762 | 0.14789 | 504233
2016-10-19 18:00 | 0.68988 | 0.13924 | 514868
2016-10-19 19:00 | 0.67638 | 0.14675 | 522783
2016-10-19 20:00 | 0.68546 | 0.16754 | 526819
2016-10-19 21:00 | 0.70109 | 0.20051 | 524964
2016-10-19 22:00 | 0.68883 | 0.24308 | 520100
2016-10-19 23:00 | 0.51667 | 0.35088 | 519054
2016-10-20 | 0.11501 | 0.48392 | 509934
2016-10-20 01:00 | 5.1e-05 | 0.48911 | 488304
2016-10-20 02:00 | 0 | 0.46043 | 461216
2016-10-20 03:00 | 0 | 0.42539 | 433142
2016-10-20 04:00 | 0 | 0.40721 | 402047
2016-10-20 05:00 | 0 | 0.41165 | 379104
2016-10-20 06:00 | 0 | 0.43422 | 362360
2016-10-20 07:00 | 0 | 0.45151 | 352629
2016-10-20 08:00 | 0 | 0.46327 | 350469
2016-10-20 09:00 | 0 | 0.45832 | 358516
2016-10-20 10:00 | 0 | 0.45044 | 382205
2016-10-20 11:00 | 0 | 0.44036 | 407642
2016-10-20 12:00 | 0 | 0.42952 | 421327
2016-10-20 13:00 | 0.0047758 | 0.38594 | 433915
2016-10-20 14:00 | 0.24858 | 0.32793 | 446863
2016-10-20 15:00 | 0.67916 | 0.30479 | 458334
2016-10-20 16:00 | 0.73505 | 0.28017 | 468446
2016-10-20 17:00 | 0.72176 | 0.25841 | 477166
2016-10-20 18:00 | 0.69621 | 0.24524 | 483333
2016-10-20 19:00 | 0.68256 | 0.23717 | 485984
2016-10-20 20:00 | 0.69208 | 0.23069 | 487956
2016-10-20 21:00 | 0.70991 | 0.22033 | 486898
2016-10-20 22:00 | 0.69967 | 0.20219 | 485387
2016-10-20 23:00 | 0.51975 | 0.23258 | 487256
2016-10-21 | 0.11839 | 0.32175 | 481349
2016-10-21 01:00 | 3.32e-05 | 0.40078 | 464833
2016-10-21 02:00 | 0 | 0.47779 | 440739
2016-10-21 03:00 | 0 | 0.53168 | 411354
2016-10-21 04:00 | 0 | 0.55199 | 384789
2016-10-21 05:00 | 0 | 0.55481 | 365676
2016-10-21 06:00 | 0 | 0.55176 | 350932
2016-10-21 07:00 | 0 | 0.54355 | 342072
2016-10-21 08:00 | 0 | 0.53667 | 340233
2016-10-21 09:00 | 0 | 0.52861 | 347723
2016-10-21 10:00 | 0 | 0.52643 | 369935
2016-10-21 11:00 | 0 | 0.53104 | 396221
2016-10-21 12:00 | 0 | 0.54018 | 410677
2016-10-21 13:00 | 0.0034688 | 0.51203 | 423400
2016-10-21 14:00 | 0.24934 | 0.32562 | 433205
2016-10-21 15:00 | 0.68087 | 0.25331 | 439526
2016-10-21 16:00 | 0.73708 | 0.34517 | 443972
2016-10-21 17:00 | 0.71133 | 0.36555 | 448132
2016-10-21 18:00 | 0.68414 | 0.34828 | 450191
2016-10-21 19:00 | 0.6702 | 0.33138 | 451429
2016-10-21 20:00 | 0.67884 | 0.31506 | 452203
2016-10-21 21:00 | 0.69828 | 0.29126 | 451126
2016-10-21 22:00 | 0.69485 | 0.27135 | 448961
2016-10-21 23:00 | 0.51178 | 0.37948 | 449429
2016-10-22 | 0.1125 | 0.46134 | 443542
2016-10-22 01:00 | 2.65e-05 | 0.50653 | 430130
2016-10-22 02:00 | 0 | 0.52395 | 411926
2016-10-22 03:00 | 0 | 0.53572 | 388331
2016-10-22 04:00 | 0 | 0.54814 | 367509
2016-10-22 05:00 | 0 | 0.54752 | 350055
2016-10-22 06:00 | 0 | 0.53947 | 336559
2016-10-22 07:00 | 0 | 0.52624 | 328180
2016-10-22 08:00 | 0 | 0.50576 | 324353
2016-10-22 09:00 | 0 | 0.47664 | 326281
2016-10-22 10:00 | 0 | 0.45652 | 333702
2016-10-22 11:00 | 0 | 0.45146 | 346674
2016-10-22 12:00 | 0 | 0.45859 | 360161
2016-10-22 13:00 | 0.0028987 | 0.42345 | 374661
2016-10-22 14:00 | 0.26086 | 0.26891 | 383664
2016-10-22 15:00 | 0.61088 | 0.15772 | 387972
2016-10-22 16:00 | 0.6835 | 0.22351 | 388617
2016-10-22 17:00 | 0.67245 | 0.32898 | 388083
2016-10-22 18:00 | 0.64955 | 0.372 | 387684
2016-10-22 19:00 | 0.63789 | 0.39942 | 389417
2016-10-22 20:00 | 0.64608 | 0.41432 | 393748
2016-10-22 21:00 | 0.66141 | 0.42424 | 398974
2016-10-22 22:00 | 0.62641 | 0.47435 | 403878
2016-10-22 23:00 | 0.43036 | 0.64969 | 410658
2016-10-23 | 0.086016 | 0.74998 | 410237
2016-10-23 01:00 | 1.29e-05 | 0.78496 | 403081
2016-10-23 02:00 | 0 | 0.79783 | 389395
2016-10-23 03:00 | 0 | 0.79901 | 371839
2016-10-23 04:00 | 0 | 0.78444 | 354383
2016-10-23 05:00 | 0 | 0.76489 | 339525
2016-10-23 06:00 | 0 | 0.73883 | 328360
2016-10-23 07:00 | 0 | 0.71365 | 321477
2016-10-23 08:00 | 0 | 0.68792 | 318501
2016-10-23 09:00 | 0 | 0.6519 | 318837
2016-10-23 10:00 | 0 | 0.61843 | 325778
2016-10-23 11:00 | 0 | 0.58619 | 335639
2016-10-23 12:00 | 0 | 0.5585 | 347934
2016-10-23 13:00 | 0.0014174 | 0.48118 | 358905
2016-10-23 14:00 | 0.2237 | 0.31613 | 364785
2016-10-23 15:00 | 0.4846 | 0.34712 | 368963
2016-10-23 16:00 | 0.59979 | 0.3481 | 373345
2016-10-23 17:00 | 0.61424 | 0.32748 | 377387
2016-10-23 18:00 | 0.5965 | 0.29964 | 380953
2016-10-23 19:00 | 0.58129 | 0.27933 | 384868
2016-10-23 20:00 | 0.58171 | 0.26381 | 391183
2016-10-23 21:00 | 0.58047 | 0.2527 | 398828
2016-10-23 22:00 | 0.53275 | 0.25498 | 408238
2016-10-23 23:00 | 0.35288 | 0.40228 | 420251
2016-10-24 | 0.056876 | 0.59725 | 422595
2016-10-24 01:00 | 1.15e-05 | 0.66155 | 411659
2016-10-24 02:00 | 0 | 0.64985 | 393670
2016-10-24 03:00 | 0 | 0.61525 | 371559
2016-10-24 04:00 | 0 | 0.57156 | 352342
2016-10-24 05:00 | 0 | 0.5249 | 336659
2016-10-24 06:00 | 0 | 0.48514 | 325873
2016-10-24 07:00 | 0 | 0.45036 | 321177
2016-10-24 08:00 | 0 | 0.41957 | 322115
2016-10-24 09:00 | 0 | 0.38298 | 334390
2016-10-24 10:00 | 0 | 0.35381 | 362713
2016-10-24 11:00 | 0 | 0.32605 | 392252
2016-10-24 12:00 | 0 | 0.29742 | 406365
2016-10-24 13:00 | 0.0021007 | 0.24852 | 414488
2016-10-24 14:00 | 0.22403 | 0.15819 | 422221
2016-10-24 15:00 | 0.42068 | 0.14701 | 427759
2016-10-24 16:00 | 0.51173 | 0.16532 | 432360
2016-10-24 17:00 | 0.52967 | 0.17165 | 437102
2016-10-24 18:00 | 0.51769 | 0.17914 | 441106
2016-10-24 19:00 | 0.50117 | 0.18643 | 444839
2016-10-24 20:00 | 0.48437 | 0.19168 | 448354
2016-10-24 21:00 | 0.45033 | 0.19734 | 451542
2016-10-24 22:00 | 0.37941 | 0.221 | 454806
2016-10-24 23:00 | 0.22674 | 0.40067 | 462102
2016-10-25 | 0.049075 | 0.63928 | 459418
2016-10-25 01:00 | 1.28e-05 | 0.72394 | 445715
2016-10-25 02:00 | 0 | 0.72337 | 421898
2016-10-25 03:00 | 0 | 0.69728 | 395290
2016-10-25 04:00 | 0 | 0.66315 | 370928
2016-10-25 05:00 | 0 | 0.6265 | 353108
2016-10-25 06:00 | 0 | 0.58689 | 340493
2016-10-25 07:00 | 0 | 0.54778 | 333872
2016-10-25 08:00 | 0 | 0.51397 | 333840
2016-10-25 09:00 | 0 | 0.48461 | 345250
2016-10-25 10:00 | 0 | 0.47087 | 374380
2016-10-25 11:00 | 0 | 0.46125 | 402791
2016-10-25 12:00 | 0 | 0.45851 | 414577
2016-10-25 13:00 | 0.00060858 | 0.43481 | 420864
2016-10-25 14:00 | 0.10337 | 0.35033 | 425780
2016-10-25 15:00 | 0.36828 | 0.33402 | 429361
2016-10-25 16:00 | 0.5278 | 0.4093 | 433164
2016-10-25 17:00 | 0.58626 | 0.46754 | 437173
2016-10-25 18:00 | 0.58052 | 0.51008 | 440755
2016-10-25 19:00 | 0.57192 | 0.54519 | 444026
2016-10-25 20:00 | 0.58453 | 0.56278 | 448066
2016-10-25 21:00 | 0.60449 | 0.56047 | 451997
2016-10-25 22:00 | 0.59043 | 0.56234 | 457558
2016-10-25 23:00 | 0.45082 | 0.60567 | 465965
2016-10-26 | 0.08443 | 0.65915 | 463206
2016-10-26 01:00 | 1.25e-05 | 0.63796 | 450822
2016-10-26 02:00 | 0 | 0.61677 | 427489
2016-10-26 03:00 | 0 | 0.60167 | 401143
2016-10-26 04:00 | 0 | 0.58579 | 377467
2016-10-26 05:00 | 0 | 0.57539 | 358988
2016-10-26 06:00 | 0 | 0.56459 | 346963
2016-10-26 07:00 | 0 | 0.54997 | 340536
2016-10-26 08:00 | 0 | 0.52819 | 341377
2016-10-26 09:00 | 0 | 0.49029 | 351909
2016-10-26 10:00 | 0 | 0.45255 | 379889
2016-10-26 11:00 | 0 | 0.42703 | 408520
2016-10-26 12:00 | 0 | 0.40995 | 419924
2016-10-26 13:00 | 0.0015322 | 0.37334 | 425356
2016-10-26 14:00 | 0.22155 | 0.2509 | 430914
2016-10-26 15:00 | 0.60229 | 0.22467 | 434118
2016-10-26 16:00 | 0.69086 | 0.23716 | 437865
2016-10-26 17:00 | 0.67295 | 0.22542 | 442826
2016-10-26 18:00 | 0.64094 | 0.21141 | 447686
2016-10-26 19:00 | 0.62692 | 0.2041 | 452795
2016-10-26 20:00 | 0.6373 | 0.19366 | 458288
2016-10-26 21:00 | 0.66055 | 0.17845 | 463634
2016-10-26 22:00 | 0.63826 | 0.16027 | 469313
2016-10-26 23:00 | 0.43153 | 0.19458 | 474513
2016-10-27 | 0.066606 | 0.25241 | 470084
2016-10-27 01:00 | 1.18e-05 | 0.30527 | 457175
2016-10-27 02:00 | 0 | 0.3397 | 433502
2016-10-27 03:00 | 0 | 0.36102 | 405656
2016-10-27 04:00 | 0 | 0.36809 | 380313
2016-10-27 05:00 | 0 | 0.36953 | 361970
2016-10-27 06:00 | 0 | 0.37219 | 348505
2016-10-27 07:00 | 0 | 0.37093 | 341247
2016-10-27 08:00 | 0 | 0.36309 | 340680
2016-10-27 09:00 | 0 | 0.35047 | 350607
2016-10-27 10:00 | 0 | 0.34035 | 376569
2016-10-27 11:00 | 0 | 0.33383 | 404673
2016-10-27 12:00 | 0 | 0.32529 | 417790
2016-10-27 13:00 | 0.00108 | 0.31053 | 426933
2016-10-27 14:00 | 0.21046 | 0.21473 | 435210
2016-10-27 15:00 | 0.47088 | 0.1249 | 441686
2016-10-27 16:00 | 0.55383 | 0.13883 | 447689
2016-10-27 17:00 | 0.55972 | 0.15899 | 454898
2016-10-27 18:00 | 0.54281 | 0.16001 | 460712
2016-10-27 19:00 | 0.52744 | 0.16277 | 464519
2016-10-27 20:00 | 0.51936 | 0.17285 | 469105
2016-10-27 21:00 | 0.49665 | 0.19797 | 471458
2016-10-27 22:00 | 0.41965 | 0.29307 | 473190
2016-10-27 23:00 | 0.22641 | 0.53549 | 475743
2016-10-28 | 0.016406 | 0.69452 | 471538
2016-10-28 01:00 | 3.05e-07 | 0.78253 | 458174
2016-10-28 02:00 | 0 | 0.81725 | 435168
2016-10-28 03:00 | 0 | 0.82706 | 407076
2016-10-28 04:00 | 0 | 0.82673 | 380575
2016-10-28 05:00 | 0 | 0.81748 | 360923
2016-10-28 06:00 | 0 | 0.80145 | 346937
2016-10-28 07:00 | 0 | 0.78337 | 340245
2016-10-28 08:00 | 0 | 0.76474 | 339281
2016-10-28 09:00 | 0 | 0.7493 | 347939
2016-10-28 10:00 | 0 | 0.74235 | 374656
2016-10-28 11:00 | 0 | 0.73259 | 401690
2016-10-28 12:00 | 0 | 0.71839 | 413635
2016-10-28 13:00 | 0.0010715 | 0.66963 | 422680
2016-10-28 14:00 | 0.12715 | 0.50738 | 431243
2016-10-28 15:00 | 0.30073 | 0.37897 | 437540
2016-10-28 16:00 | 0.40028 | 0.43798 | 443197
2016-10-28 17:00 | 0.43958 | 0.49528 | 449351
2016-10-28 18:00 | 0.45617 | 0.50447 | 454376
2016-10-28 19:00 | 0.46053 | 0.51205 | 456865
2016-10-28 20:00 | 0.45842 | 0.51886 | 459630
2016-10-28 21:00 | 0.43588 | 0.51998 | 460343
2016-10-28 22:00 | 0.383 | 0.53825 | 459351
2016-10-28 23:00 | 0.25355 | 0.59539 | 458141
2016-10-29 | 0.056879 | 0.65941 | 451526
2016-10-29 01:00 | 2.79e-06 | 0.6569 | 438382
2016-10-29 02:00 | 0 | 0.63744 | 419698
2016-10-29 03:00 | 0 | 0.60871 | 398575
2016-10-29 04:00 | 0 | 0.57895 | 376913
2016-10-29 05:00 | 0 | 0.56044 | 358730
2016-10-29 06:00 | 0 | 0.54359 | 345598
2016-10-29 07:00 | 0 | 0.52466 | 336136
2016-10-29 08:00 | 0 | 0.51013 | 331955
2016-10-29 09:00 | 0 | 0.49525 | 334188
2016-10-29 10:00 | 0 | 0.48529 | 341183
2016-10-29 11:00 | 0 | 0.4785 | 353400
2016-10-29 12:00 | 0 | 0.46809 | 366362
2016-10-29 13:00 | 0.00071991 | 0.42792 | 379350
2016-10-29 14:00 | 0.1736 | 0.29084 | 393060
2016-10-29 15:00 | 0.50484 | 0.30702 | 402815
2016-10-29 16:00 | 0.62039 | 0.36949 | 410672
2016-10-29 17:00 | 0.62886 | 0.35709 | 417739
2016-10-29 18:00 | 0.60249 | 0.33823 | 425048
2016-10-29 19:00 | 0.59032 | 0.3416 | 430421
2016-10-29 20:00 | 0.60182 | 0.3581 | 436729
2016-10-29 21:00 | 0.62088 | 0.37472 | 439461
2016-10-29 22:00 | 0.59377 | 0.39075 | 439395
2016-10-29 23:00 | 0.37758 | 0.44487 | 439845
2016-10-30 | 0.046086 | 0.50805 | 433880
2016-10-30 01:00 | 7.84e-07 | 0.51938 | 421469
2016-10-30 02:00 | 0 | 0.51727 | 405072
2016-10-30 03:00 | 0 | 0.51507 | 385088
2016-10-30 04:00 | 0 | 0.51261 | 364576
2016-10-30 05:00 | 0 | 0.50782 | 348139
2016-10-30 06:00 | 0 | 0.49634 | 334018
2016-10-30 07:00 | 0 | 0.47682 | 324431
2016-10-30 08:00 | 0 | 0.45328 | 318956
2016-10-30 09:00 | 0 | 0.41187 | 317742
2016-10-30 10:00 | 0 | 0.37247 | 321987
2016-10-30 11:00 | 0 | 0.34725 | 330156
2016-10-30 12:00 | 0 | 0.32841 | 342297
2016-10-30 13:00 | 0.00059478 | 0.29405 | 356809
2016-10-30 14:00 | 0.18889 | 0.23537 | 371612
2016-10-30 15:00 | 0.3703 | 0.1885 | 384979
2016-10-30 16:00 | 0.46062 | 0.17385 | 398469
2016-10-30 17:00 | 0.48806 | 0.17828 | 411094
2016-10-30 18:00 | 0.4952 | 0.17708 | 421927
2016-10-30 19:00 | 0.5012 | 0.17661 | 429488
2016-10-30 20:00 | 0.50413 | 0.17675 | 436896
2016-10-30 21:00 | 0.49205 | 0.17665 | 441267
2016-10-30 22:00 | 0.43942 | 0.18572 | 444525
2016-10-30 23:00 | 0.26733 | 0.29305 | 448448
2016-10-31 | 0.054225 | 0.43282 | 445376
2016-10-31 01:00 | 1.55e-07 | 0.51223 | 430012
2016-10-31 02:00 | 0 | 0.54834 | 410424
2016-10-31 03:00 | 0 | 0.56649 | 386114
2016-10-31 04:00 | 0 | 0.57182 | 363896
2016-10-31 05:00 | 0 | 0.57026 | 346071
2016-10-31 06:00 | 0 | 0.5732 | 334247
2016-10-31 07:00 | 0 | 0.58172 | 327083
2016-10-31 08:00 | 0 | 0.58684 | 326644
2016-10-31 09:00 | 0 | 0.58748 | 336996
2016-10-31 10:00 | 0 | 0.59156 | 364167
2016-10-31 11:00 | 0 | 0.60877 | 394234
2016-10-31 12:00 | 0 | 0.63876 | 409948
2016-10-31 13:00 | 0.00047581 | 0.64488 | 418819
2016-10-31 14:00 | 0.15252 | 0.58588 | 428158
2016-10-31 15:00 | 0.50213 | 0.63919 | 435884
2016-10-31 16:00 | 0.62814 | 0.73225 | 443570
2016-10-31 17:00 | 0.6393 | 0.77852 | 452155
2016-10-31 18:00 | 0.61377 | 0.79627 | 457632
2016-10-31 19:00 | 0.59979 | 0.79533 | 463453
2016-10-31 20:00 | 0.60827 | 0.78543 | 466731
2016-10-31 21:00 | 0.62142 | 0.76919 | 467068
2016-10-31 22:00 | 0.58233 | 0.7741 | 465870
2016-10-31 23:00 | 0.37658 | 0.82655 | 462651
2016-11-01 | 0.058282 | 0.86168 | 457791
2016-11-01 01:00 | 0 | 0.85389 | 446536
2016-11-01 02:00 | 0 | 0.84215 | 426933
2016-11-01 03:00 | 0 | 0.82492 | 401248
2016-11-01 04:00 | 0 | 0.80523 | 377067
2016-11-01 05:00 | 0 | 0.78966 | 358819
2016-11-01 06:00 | 0 | 0.76166 | 346642
2016-11-01 07:00 | 0 | 0.72028 | 340076
2016-11-01 08:00 | 0 | 0.66835 | 339261
2016-11-01 09:00 | 0 | 0.59616 | 348857
2016-11-01 10:00 | 0 | 0.52623 | 375785
2016-11-01 11:00 | 0 | 0.47006 | 404362
2016-11-01 12:00 | 0 | 0.42961 | 418100
2016-11-01 13:00 | 0.0003552 | 0.38116 | 424883
2016-11-01 14:00 | 0.09131 | 0.26449 | 432738
2016-11-01 15:00 | 0.3218 | 0.19823 | 441024
2016-11-01 16:00 | 0.46121 | 0.19421 | 448543
2016-11-01 17:00 | 0.51334 | 0.23987 | 454209
2016-11-01 18:00 | 0.51294 | 0.26402 | 460031
2016-11-01 19:00 | 0.5041 | 0.28035 | 464625
2016-11-01 20:00 | 0.49829 | 0.29036 | 469424
2016-11-01 21:00 | 0.48337 | 0.29391 | 473308
2016-11-01 22:00 | 0.43537 | 0.31523 | 477350
2016-11-01 23:00 | 0.3073 | 0.42383 | 481831
2016-11-02 | 0.058241 | 0.49996 | 478077
2016-11-02 01:00 | 0 | 0.52088 | 461935
2016-11-02 02:00 | 0 | 0.5239 | 438071
2016-11-02 03:00 | 0 | 0.53165 | 411034
2016-11-02 04:00 | 0 | 0.53283 | 384186
2016-11-02 05:00 | 0 | 0.51605 | 363898
2016-11-02 06:00 | 0 | 0.48946 | 350436
2016-11-02 07:00 | 0 | 0.46407 | 342291
2016-11-02 08:00 | 0 | 0.44964 | 340929
2016-11-02 09:00 | 0 | 0.41985 | 350511
2016-11-02 10:00 | 0 | 0.39053 | 375741
2016-11-02 11:00 | 0 | 0.36786 | 403615
2016-11-02 12:00 | 0 | 0.34788 | 418313
2016-11-02 13:00 | 0.0001469 | 0.3173 | 426393
2016-11-02 14:00 | 0.090839 | 0.23045 | 436379
2016-11-02 15:00 | 0.49401 | 0.16919 | 444579
2016-11-02 16:00 | 0.6102 | 0.15316 | 451675
2016-11-02 17:00 | 0.60246 | 0.15635 | 459394
2016-11-02 18:00 | 0.57566 | 0.16208 | 466383
2016-11-02 19:00 | 0.55841 | 0.16308 | 471568
2016-11-02 20:00 | 0.56125 | 0.16472 | 474377
2016-11-02 21:00 | 0.57053 | 0.1712 | 475810
2016-11-02 22:00 | 0.54677 | 0.19586 | 479192
2016-11-02 23:00 | 0.37102 | 0.26805 | 481998
2016-11-03 | 0.054502 | 0.32192 | 476820
2016-11-03 01:00 | 0 | 0.33738 | 460151
2016-11-03 02:00 | 0 | 0.33984 | 436685
2016-11-03 03:00 | 0 | 0.34388 | 410743
2016-11-03 04:00 | 0 | 0.35579 | 386212
2016-11-03 05:00 | 0 | 0.3774 | 367300
2016-11-03 06:00 | 0 | 0.40505 | 351478
2016-11-03 07:00 | 0 | 0.42573 | 342221
2016-11-03 08:00 | 0 | 0.43823 | 340441
2016-11-03 09:00 | 0 | 0.43661 | 349046
2016-11-03 10:00 | 0 | 0.42904 | 372309
2016-11-03 11:00 | 0 | 0.42241 | 400076
2016-11-03 12:00 | 0 | 0.41969 | 415884
2016-11-03 13:00 | 9.89e-05 | 0.41156 | 425592
2016-11-03 14:00 | 0.087324 | 0.28845 | 436543
2016-11-03 15:00 | 0.43963 | 0.15792 | 444376
2016-11-03 16:00 | 0.56917 | 0.11204 | 450775
2016-11-03 17:00 | 0.584 | 0.10215 | 457150
2016-11-03 18:00 | 0.56883 | 0.10558 | 461030
2016-11-03 19:00 | 0.55311 | 0.10428 | 462902
2016-11-03 20:00 | 0.55007 | 0.098255 | 463605
2016-11-03 21:00 | 0.5448 | 0.091792 | 464188
2016-11-03 22:00 | 0.50449 | 0.107 | 466431
2016-11-03 23:00 | 0.32006 | 0.12507 | 469489
2016-11-04 | 0.045918 | 0.14517 | 466276
2016-11-04 01:00 | 0 | 0.16145 | 452064
2016-11-04 02:00 | 0 | 0.17814 | 428563
2016-11-04 03:00 | 0 | 0.21157 | 402878
2016-11-04 04:00 | 0 | 0.24962 | 378204
2016-11-04 05:00 | 0 | 0.27849 | 358324
2016-11-04 06:00 | 0 | 0.30317 | 345610
2016-11-04 07:00 | 0 | 0.32233 | 337040
2016-11-04 08:00 | 0 | 0.33283 | 335876
2016-11-04 09:00 | 0 | 0.31946 | 344352
2016-11-04 10:00 | 0 | 0.29838 | 368826
2016-11-04 11:00 | 0 | 0.28295 | 396880
2016-11-04 12:00 | 0 | 0.27061 | 411547
2016-11-04 13:00 | 3.04e-05 | 0.25344 | 419830
2016-11-04 14:00 | 0.061083 | 0.18028 | 428091
2016-11-04 15:00 | 0.36023 | 0.090824 | 432715
2016-11-04 16:00 | 0.48477 | 0.05975 | 435014
2016-11-04 17:00 | 0.52163 | 0.062693 | 438947
2016-11-04 18:00 | 0.5125 | 0.074259 | 441631
2016-11-04 19:00 | 0.49878 | 0.082199 | 442149
2016-11-04 20:00 | 0.49503 | 0.079657 | 442635
2016-11-04 21:00 | 0.49086 | 0.078435 | 442022
2016-11-04 22:00 | 0.44536 | 0.10602 | 442778
2016-11-04 23:00 | 0.28666 | 0.1716 | 445082
2016-11-05 | 0.035852 | 0.27805 | 439915
2016-11-05 01:00 | 0 | 0.36304 | 429862
2016-11-05 02:00 | 0 | 0.42301 | 411940
2016-11-05 03:00 | 0 | 0.46368 | 391059
2016-11-05 04:00 | 0 | 0.48608 | 370153
2016-11-05 05:00 | 0 | 0.49168 | 353399
2016-11-05 06:00 | 0 | 0.48296 | 341473
2016-11-05 07:00 | 0 | 0.46608 | 334333
2016-11-05 08:00 | 0 | 0.44448 | 331103
2016-11-05 09:00 | 0 | 0.40724 | 334017
2016-11-05 10:00 | 0 | 0.36327 | 342246
2016-11-05 11:00 | 0 | 0.33049 | 356642
2016-11-05 12:00 | 0 | 0.31098 | 371131
2016-11-05 13:00 | 7.2e-05 | 0.29555 | 383228
2016-11-05 14:00 | 0.04753 | 0.19885 | 390961
2016-11-05 15:00 | 0.34259 | 0.11207 | 394262
2016-11-05 16:00 | 0.48692 | 0.087998 | 394556
2016-11-05 17:00 | 0.52217 | 0.11272 | 393623
2016-11-05 18:00 | 0.51006 | 0.14657 | 392979
2016-11-05 19:00 | 0.49681 | 0.16768 | 392981
2016-11-05 20:00 | 0.49407 | 0.18014 | 395241
2016-11-05 21:00 | 0.48966 | 0.19407 | 397859
2016-11-05 22:00 | 0.45127 | 0.27496 | 405579
2016-11-05 23:00 | 0.31306 | 0.41097 | 412819
2016-11-06 | 0.043386 | 0.5164 | 411564
2016-11-06 01:00 | 0 | 0.57223 | 404747
2016-11-06 02:00 | 0 | 0.60668 | 390608
2016-11-06 03:00 | 0 | 0.63554 | 373425
2016-11-06 04:00 | 0 | 0.65732 | 355387
2016-11-06 05:00 | 0 | 0.66896 | 339352
2016-11-06 06:00 | 0 | 0.66521 | 329384
2016-11-06 07:00 | 0 | 0.64511 | 322959
2016-11-06 08:00 | 0 | 0.61031 | 320466
2016-11-06 09:00 | 0 | 0.56717 | 321170
2016-11-06 10:00 | 0 | 0.5308 | 325728
2016-11-06 11:00 | 0 | 0.50992 | 332624
2016-11-06 12:00 | 0 | 0.50393 | 345359
2016-11-06 13:00 | 4.1e-05 | 0.49817 | 357221
2016-11-06 14:00 | 0.085637 | 0.38196 | 367391
2016-11-06 15:00 | 0.4202 | 0.29985 | 373236
2016-11-06 16:00 | 0.53898 | 0.35314 | 377869
2016-11-06 17:00 | 0.5446 | 0.44288 | 381108
2016-11-06 18:00 | 0.53021 | 0.48695 | 384402
2016-11-06 19:00 | 0.52801 | 0.50987 | 386938
2016-11-06 20:00 | 0.543 | 0.51202 | 390845
2016-11-06 21:00 | 0.56571 | 0.50425 | 400236
2016-11-06 22:00 | 0.53484 | 0.53599 | 410590
2016-11-06 23:00 | 0.34439 | 0.62182 | 420573
2016-11-07 | 0.035073 | 0.67602 | 422553
2016-11-07 01:00 | 0 | 0.67817 | 417048
2016-11-07 02:00 | 0 | 0.66981 | 401103
2016-11-07 03:00 | 0 | 0.6594 | 383244
2016-11-07 04:00 | 0 | 0.64614 | 364444
2016-11-07 05:00 | 0 | 0.61552 | 348335
2016-11-07 06:00 | 0 | 0.58606 | 336181
2016-11-07 07:00 | 0 | 0.55818 | 329397
2016-11-07 08:00 | 0 | 0.53731 | 327608
2016-11-07 09:00 | 0 | 0.51038 | 331047
2016-11-07 10:00 | 0 | 0.48595 | 345633
2016-11-07 11:00 | 0 | 0.46614 | 376476
2016-11-07 12:00 | 0 | 0.44852 | 402683
2016-11-07 13:00 | 9.87e-05 | 0.41935 | 414736
2016-11-07 14:00 | 0.18835 | 0.28371 | 421647
2016-11-07 15:00 | 0.46513 | 0.21078 | 426656
2016-11-07 16:00 | 0.58962 | 0.24726 | 428919
2016-11-07 17:00 | 0.60697 | 0.26919 | 430687
2016-11-07 18:00 | 0.59176 | 0.28026 | 432362
2016-11-07 19:00 | 0.58084 | 0.28969 | 433968
2016-11-07 20:00 | 0.5953 | 0.30289 | 434391
2016-11-07 21:00 | 0.61936 | 0.31786 | 437060
2016-11-07 22:00 | 0.58627 | 0.32507 | 448643
2016-11-07 23:00 | 0.37143 | 0.39245 | 460712
2016-11-08 | 0.035522 | 0.44354 | 460750
2016-11-08 01:00 | 0 | 0.44975 | 454242
2016-11-08 02:00 | 0 | 0.43494 | 437320
2016-11-08 03:00 | 0 | 0.42117 | 414551
2016-11-08 04:00 | 0 | 0.41333 | 390965
2016-11-08 05:00 | 0 | 0.41024 | 370090
2016-11-08 06:00 | 0 | 0.41434 | 355713
2016-11-08 07:00 | 0 | 0.42045 | 346507
2016-11-08 08:00 | 0 | 0.42422 | 342579
2016-11-08 09:00 | 0 | 0.42813 | 343730
2016-11-08 10:00 | 0 | 0.43449 | 356009
2016-11-08 11:00 | 0 | 0.43497 | 382960
2016-11-08 12:00 | 0 | 0.43461 | 407432
2016-11-08 13:00 | 6.13e-05 | 0.42436 | 417824
2016-11-08 14:00 | 0.19821 | 0.3287 | 423057
2016-11-08 15:00 | 0.54457 | 0.30715 | 425691
2016-11-08 16:00 | 0.65281 | 0.28975 | 426448
2016-11-08 17:00 | 0.63926 | 0.27064 | 426886
2016-11-08 18:00 | 0.60235 | 0.26123 | 428327
2016-11-08 19:00 | 0.58659 | 0.25672 | 429072
2016-11-08 20:00 | 0.59891 | 0.25436 | 429520
2016-11-08 21:00 | 0.63246 | 0.25673 | 432640
2016-11-08 22:00 | 0.61522 | 0.30503 | 445778
2016-11-08 23:00 | 0.37868 | 0.4085 | 457394
2016-11-09 | 0.036632 | 0.5054 | 457668
2016-11-09 01:00 | 0 | 0.54479 | 451035
2016-11-09 02:00 | 0 | 0.54998 | 434243
2016-11-09 03:00 | 0 | 0.53878 | 410461
2016-11-09 04:00 | 0 | 0.51941 | 388056
2016-11-09 05:00 | 0 | 0.5025 | 371470
2016-11-09 06:00 | 0 | 0.49322 | 356814
2016-11-09 07:00 | 0 | 0.48235 | 345056
2016-11-09 08:00 | 0 | 0.47009 | 338487
2016-11-09 09:00 | 0 | 0.46187 | 338307
2016-11-09 10:00 | 0 | 0.45597 | 348602
2016-11-09 11:00 | 0 | 0.45644 | 375832
2016-11-09 12:00 | 0 | 0.45922 | 400769
2016-11-09 13:00 | 1.97e-05 | 0.45267 | 413065
2016-11-09 14:00 | 0.20866 | 0.34299 | 421908
2016-11-09 15:00 | 0.54671 | 0.19448 | 426417
2016-11-09 16:00 | 0.63677 | 0.12604 | 426920
2016-11-09 17:00 | 0.6264 | 0.14684 | 428995
2016-11-09 18:00 | 0.59241 | 0.16573 | 430462
2016-11-09 19:00 | 0.57383 | 0.18108 | 430710
2016-11-09 20:00 | 0.58132 | 0.18578 | 430888
2016-11-09 21:00 | 0.60428 | 0.19269 | 435479
2016-11-09 22:00 | 0.57118 | 0.30981 | 446668
2016-11-09 23:00 | 0.35379 | 0.43098 | 458996
2016-11-10 | 0.032319 | 0.51648 | 459987
2016-11-10 01:00 | 0 | 0.58375 | 454010
2016-11-10 02:00 | 0 | 0.63266 | 437767
2016-11-10 03:00 | 0 | 0.66923 | 415539
2016-11-10 04:00 | 0 | 0.69835 | 392399
2016-11-10 05:00 | 0 | 0.71789 | 372662
2016-11-10 06:00 | 0 | 0.726 | 358277
2016-11-10 07:00 | 0 | 0.71939 | 349674
2016-11-10 08:00 | 0 | 0.69938 | 345853
2016-11-10 09:00 | 0 | 0.67222 | 348169
2016-11-10 10:00 | 0 | 0.6488 | 360076
2016-11-10 11:00 | 0 | 0.62688 | 389933
2016-11-10 12:00 | 0 | 0.60677 | 414297
2016-11-10 13:00 | 2.42e-05 | 0.57491 | 422778
2016-11-10 14:00 | 0.16159 | 0.39133 | 424861
2016-11-10 15:00 | 0.50842 | 0.23404 | 425356
2016-11-10 16:00 | 0.61482 | 0.3347 | 424871
2016-11-10 17:00 | 0.61119 | 0.4044 | 424766
2016-11-10 18:00 | 0.57708 | 0.43226 | 425604
2016-11-10 19:00 | 0.56003 | 0.43728 | 426796
2016-11-10 20:00 | 0.56977 | 0.43397 | 427295
2016-11-10 21:00 | 0.59285 | 0.42891 | 429964
2016-11-10 22:00 | 0.56237 | 0.47397 | 440203
2016-11-10 23:00 | 0.32904 | 0.58329 | 452413
2016-11-11 | 0.025362 | 0.65565 | 453740
2016-11-11 01:00 | 0 | 0.69485 | 448723
2016-11-11 02:00 | 0 | 0.71141 | 434945
2016-11-11 03:00 | 0 | 0.71042 | 413757
2016-11-11 04:00 | 0 | 0.69203 | 391708
2016-11-11 05:00 | 0 | 0.66461 | 371502
2016-11-11 06:00 | 0 | 0.63548 | 357326
2016-11-11 07:00 | 0 | 0.60083 | 347689
2016-11-11 08:00 | 0 | 0.56494 | 343422
2016-11-11 09:00 | 0 | 0.53003 | 344999
2016-11-11 10:00 | 0 | 0.5001 | 354705
2016-11-11 11:00 | 0 | 0.4745 | 378884
2016-11-11 12:00 | 0 | 0.45462 | 402229
2016-11-11 13:00 | 3.58e-05 | 0.41896 | 413318
2016-11-11 14:00 | 0.1455 | 0.2892 | 417219
2016-11-11 15:00 | 0.50679 | 0.23944 | 418797
2016-11-11 16:00 | 0.64362 | 0.22113 | 419146
2016-11-11 17:00 | 0.63532 | 0.21662 | 418334
2016-11-11 18:00 | 0.59609 | 0.21877 | 418496
2016-11-11 19:00 | 0.57887 | 0.22777 | 418696
2016-11-11 20:00 | 0.59332 | 0.24302 | 418481
2016-11-11 21:00 | 0.62102 | 0.26028 | 421340
2016-11-11 22:00 | 0.58323 | 0.31089 | 431879
2016-11-11 23:00 | 0.31726 | 0.45497 | 440688
2016-11-12 | 0.021613 | 0.5624 | 439461
2016-11-12 01:00 | 0 | 0.60334 | 433417
2016-11-12 02:00 | 0 | 0.61828 | 420648
2016-11-12 03:00 | 0 | 0.61888 | 403892
2016-11-12 04:00 | 0 | 0.61755 | 385337
2016-11-12 05:00 | 0 | 0.61783 | 367248
2016-11-12 06:00 | 0 | 0.61823 | 353155
2016-11-12 07:00 | 0 | 0.61394 | 344828
2016-11-12 08:00 | 0 | 0.60623 | 340511
2016-11-12 09:00 | 0 | 0.59571 | 340583
2016-11-12 10:00 | 0 | 0.58514 | 345289
2016-11-12 11:00 | 0 | 0.57087 | 355373
2016-11-12 12:00 | 0 | 0.55875 | 368396
2016-11-12 13:00 | 4.35e-05 | 0.53986 | 381390
2016-11-12 14:00 | 0.18715 | 0.42827 | 389712
2016-11-12 15:00 | 0.43785 | 0.27949 | 392801
2016-11-12 16:00 | 0.53778 | 0.32452 | 393111
2016-11-12 17:00 | 0.54546 | 0.35692 | 391081
2016-11-12 18:00 | 0.5334 | 0.35838 | 388594
2016-11-12 19:00 | 0.5275 | 0.36779 | 386795
2016-11-12 20:00 | 0.54027 | 0.37307 | 387364
2016-11-12 21:00 | 0.55471 | 0.37812 | 392396
2016-11-12 22:00 | 0.50971 | 0.44845 | 406035
2016-11-12 23:00 | 0.25867 | 0.56445 | 419527
2016-11-13 | 0.019455 | 0.66151 | 422595
2016-11-13 01:00 | 0 | 0.73017 | 421057
2016-11-13 02:00 | 0 | 0.77072 | 411988
2016-11-13 03:00 | 0 | 0.79402 | 398326
2016-11-13 04:00 | 0 | 0.80453 | 382834
2016-11-13 05:00 | 0 | 0.80911 | 367618
2016-11-13 06:00 | 0 | 0.80827 | 355910
2016-11-13 07:00 | 0 | 0.80221 | 348713
2016-11-13 08:00 | 0 | 0.79217 | 343481
2016-11-13 09:00 | 0 | 0.77372 | 342102
2016-11-13 10:00 | 0 | 0.75738 | 346332
2016-11-13 11:00 | 0 | 0.7402 | 354510
2016-11-13 12:00 | 0 | 0.72208 | 365072
2016-11-13 13:00 | 3.36e-05 | 0.69317 | 375353
2016-11-13 14:00 | 0.17079 | 0.52023 | 381539
2016-11-13 15:00 | 0.49924 | 0.34094 | 382161
2016-11-13 16:00 | 0.61755 | 0.3969 | 381553
2016-11-13 17:00 | 0.61042 | 0.51232 | 381489
2016-11-13 18:00 | 0.57803 | 0.51666 | 381742
2016-11-13 19:00 | 0.56551 | 0.51132 | 382484
2016-11-13 20:00 | 0.58333 | 0.50204 | 384574
2016-11-13 21:00 | 0.61267 | 0.49492 | 391806
2016-11-13 22:00 | 0.57851 | 0.5359 | 408986
2016-11-13 23:00 | 0.31695 | 0.63982 | 426882
2016-11-14 | 0.02192 | 0.67351 | 430953
2016-11-14 01:00 | 0 | 0.69272 | 430938
2016-11-14 02:00 | 0 | 0.6945 | 417746
2016-11-14 03:00 | 0 | 0.68277 | 399502
2016-11-14 04:00 | 0 | 0.66914 | 379881
2016-11-14 05:00 | 0 | 0.66114 | 362913
2016-11-14 06:00 | 0 | 0.6515 | 349904
2016-11-14 07:00 | 0 | 0.64016 | 342914
2016-11-14 08:00 | 0 | 0.62074 | 341012
2016-11-14 09:00 | 0 | 0.58465 | 345976
2016-11-14 10:00 | 0 | 0.54462 | 362341
2016-11-14 11:00 | 0 | 0.51206 | 393689
2016-11-14 12:00 | 0 | 0.4847 | 421004
2016-11-14 13:00 | 2.38e-05 | 0.45668 | 430839
2016-11-14 14:00 | 0.18611 | 0.33694 | 433072
2016-11-14 15:00 | 0.51314 | 0.20802 | 432017
2016-11-14 16:00 | 0.63871 | 0.1659 | 430617
2016-11-14 17:00 | 0.6322 | 0.18535 | 428936
2016-11-14 18:00 | 0.59416 | 0.20663 | 429070
2016-11-14 19:00 | 0.5803 | 0.22521 | 429960
2016-11-14 20:00 | 0.59862 | 0.24299 | 430707
2016-11-14 21:00 | 0.63527 | 0.25345 | 436153
2016-11-14 22:00 | 0.60133 | 0.28695 | 450135
2016-11-14 23:00 | 0.33691 | 0.32128 | 462512
2016-11-15 | 0.018082 | 0.34175 | 463726
2016-11-15 01:00 | 0 | 0.36325 | 458080
2016-11-15 02:00 | 0 | 0.3873 | 441923
2016-11-15 03:00 | 0 | 0.42248 | 419149
2016-11-15 04:00 | 0 | 0.46574 | 394010
2016-11-15 05:00 | 0 | 0.50418 | 374011
2016-11-15 06:00 | 0 | 0.53616 | 359783
2016-11-15 07:00 | 0 | 0.56506 | 350973
2016-11-15 08:00 | 0 | 0.58359 | 347090
2016-11-15 09:00 | 0 | 0.5918 | 349717
2016-11-15 10:00 | 0 | 0.59244 | 361722
2016-11-15 11:00 | 0 | 0.59192 | 391526
2016-11-15 12:00 | 0 | 0.5906 | 417710
2016-11-15 13:00 | 2.47e-05 | 0.58535 | 426726
2016-11-15 14:00 | 0.20047 | 0.45203 | 429103
2016-11-15 15:00 | 0.56314 | 0.18747 | 428933
2016-11-15 16:00 | 0.66132 | 0.165 | 427043
2016-11-15 17:00 | 0.63426 | 0.21636 | 426613
2016-11-15 18:00 | 0.59195 | 0.23055 | 428470
2016-11-15 19:00 | 0.57433 | 0.23554 | 429860
2016-11-15 20:00 | 0.587 | 0.23321 | 431192
2016-11-15 21:00 | 0.61214 | 0.21568 | 435035
2016-11-15 22:00 | 0.5726 | 0.26866 | 447443
2016-11-15 23:00 | 0.2887 | 0.34492 | 457660
2016-11-16 | 0.014792 | 0.40672 | 459462
2016-11-16 01:00 | 0 | 0.44886 | 454621
2016-11-16 02:00 | 0 | 0.47637 | 439452
2016-11-16 03:00 | 0 | 0.50032 | 416820
2016-11-16 04:00 | 0 | 0.52776 | 392584
2016-11-16 05:00 | 0 | 0.55123 | 371667
2016-11-16 06:00 | 0 | 0.56916 | 357214
2016-11-16 07:00 | 0 | 0.58612 | 349218
2016-11-16 08:00 | 0 | 0.59892 | 345715
2016-11-16 09:00 | 0 | 0.60664 | 347876
2016-11-16 10:00 | 0 | 0.62262 | 362110
2016-11-16 11:00 | 0 | 0.64059 | 392804
2016-11-16 12:00 | 0 | 0.64834 | 418031
2016-11-16 13:00 | 2.62e-05 | 0.6587 | 425972
2016-11-16 14:00 | 0.13532 | 0.54813 | 427597
2016-11-16 15:00 | 0.31881 | 0.31763 | 427627
2016-11-16 16:00 | 0.44679 | 0.27515 | 426578
2016-11-16 17:00 | 0.4859 | 0.45895 | 426245
2016-11-16 18:00 | 0.48515 | 0.58808 | 428712
2016-11-16 19:00 | 0.47905 | 0.63536 | 430296
2016-11-16 20:00 | 0.48331 | 0.65404 | 431956
2016-11-16 21:00 | 0.47039 | 0.66785 | 435639
2016-11-16 22:00 | 0.39232 | 0.70689 | 446127
2016-11-16 23:00 | 0.18696 | 0.77544 | 456617
2016-11-17 | 0.018365 | 0.81228 | 458388
2016-11-17 01:00 | 0 | 0.80471 | 453785
2016-11-17 02:00 | 0 | 0.77974 | 439943
2016-11-17 03:00 | 0 | 0.75421 | 417582
2016-11-17 04:00 | 0 | 0.73164 | 393907
2016-11-17 05:00 | 0 | 0.71578 | 373832
2016-11-17 06:00 | 0 | 0.70306 | 358914
2016-11-17 07:00 | 0 | 0.69288 | 349622
2016-11-17 08:00 | 0 | 0.68168 | 345824
2016-11-17 09:00 | 0 | 0.65845 | 349147
2016-11-17 10:00 | 0 | 0.63755 | 362368
2016-11-17 11:00 | 0 | 0.62668 | 391662
2016-11-17 12:00 | 0 | 0.6173 | 417282
2016-11-17 13:00 | 1.8e-05 | 0.60838 | 425836
2016-11-17 14:00 | 0.099928 | 0.55908 | 428519
2016-11-17 15:00 | 0.42475 | 0.551 | 429950
2016-11-17 16:00 | 0.56179 | 0.59199 | 428367
2016-11-17 17:00 | 0.56136 | 0.62074 | 428497
2016-11-17 18:00 | 0.53842 | 0.64433 | 429853
2016-11-17 19:00 | 0.52742 | 0.66047 | 431227
2016-11-17 20:00 | 0.53333 | 0.68247 | 432204
2016-11-17 21:00 | 0.54809 | 0.71306 | 434647
2016-11-17 22:00 | 0.537 | 0.73744 | 445468
2016-11-17 23:00 | 0.29832 | 0.75509 | 455817
2016-11-18 | 0.016674 | 0.75967 | 458725
2016-11-18 01:00 | 0 | 0.75591 | 455329
2016-11-18 02:00 | 0 | 0.75477 | 441714
2016-11-18 03:00 | 0 | 0.75522 | 420225
2016-11-18 04:00 | 0 | 0.75388 | 397919
2016-11-18 05:00 | 0 | 0.75334 | 377492
2016-11-18 06:00 | 0 | 0.74747 | 361446
2016-11-18 07:00 | 0 | 0.74383 | 351750
2016-11-18 08:00 | 0 | 0.74888 | 347859
2016-11-18 09:00 | 0 | 0.75631 | 350172
2016-11-18 10:00 | 0 | 0.76008 | 362246
2016-11-18 11:00 | 0 | 0.76537 | 390730
2016-11-18 12:00 | 0 | 0.76482 | 415430
2016-11-18 13:00 | 2.35e-05 | 0.76036 | 424480
2016-11-18 14:00 | 0.1318 | 0.74901 | 429303
2016-11-18 15:00 | 0.58081 | 0.78372 | 432262
2016-11-18 16:00 | 0.67854 | 0.79347 | 432288
2016-11-18 17:00 | 0.66039 | 0.78354 | 431234
2016-11-18 18:00 | 0.6255 | 0.77327 | 431637
2016-11-18 19:00 | 0.60785 | 0.76908 | 431202
2016-11-18 20:00 | 0.62143 | 0.76299 | 429761
2016-11-18 21:00 | 0.65265 | 0.74902 | 429356
2016-11-18 22:00 | 0.60903 | 0.71976 | 436510
2016-11-18 23:00 | 0.32916 | 0.69778 | 442370
2016-11-19 | 0.015713 | 0.70358 | 440526
2016-11-19 01:00 | 0 | 0.67843 | 434981
2016-11-19 02:00 | 0 | 0.64497 | 422453
2016-11-19 03:00 | 0 | 0.61165 | 406615
2016-11-19 04:00 | 0 | 0.58258 | 387722
2016-11-19 05:00 | 0 | 0.56013 | 369717
2016-11-19 06:00 | 0 | 0.54125 | 354879
2016-11-19 07:00 | 0 | 0.519 | 344814
2016-11-19 08:00 | 0 | 0.49244 | 339808
2016-11-19 09:00 | 0 | 0.45117 | 340430
2016-11-19 10:00 | 0 | 0.40794 | 345724
2016-11-19 11:00 | 0 | 0.38125 | 356890
2016-11-19 12:00 | 0 | 0.36273 | 371621
2016-11-19 13:00 | 2.04e-05 | 0.34648 | 386603
2016-11-19 14:00 | 0.12827 | 0.26343 | 398800
2016-11-19 15:00 | 0.53421 | 0.26304 | 405020
2016-11-19 16:00 | 0.65757 | 0.30987 | 406368
2016-11-19 17:00 | 0.63824 | 0.33489 | 404935
2016-11-19 18:00 | 0.59851 | 0.35106 | 402033
2016-11-19 19:00 | 0.58113 | 0.36259 | 399027
2016-11-19 20:00 | 0.59317 | 0.37013 | 397484
2016-11-19 21:00 | 0.62465 | 0.36828 | 400502
2016-11-19 22:00 | 0.58108 | 0.36779 | 413683
2016-11-19 23:00 | 0.26681 | 0.4896 | 427279
2016-11-20 | 0.011802 | 0.54532 | 431645
2016-11-20 01:00 | 0 | 0.55647 | 430975
2016-11-20 02:00 | 0 | 0.5548 | 423762
2016-11-20 03:00 | 0 | 0.57318 | 411879
2016-11-20 04:00 | 0 | 0.58705 | 396011
2016-11-20 05:00 | 0 | 0.58949 | 382816
2016-11-20 06:00 | 0 | 0.58018 | 371724
2016-11-20 07:00 | 0 | 0.56837 | 364615
2016-11-20 08:00 | 0 | 0.5557 | 361541
2016-11-20 09:00 | 0 | 0.52701 | 362066
2016-11-20 10:00 | 0 | 0.50121 | 367715
2016-11-20 11:00 | 0 | 0.48104 | 377998
2016-11-20 12:00 | 0 | 0.46581 | 390252
2016-11-20 13:00 | 2.28e-05 | 0.44773 | 404595
2016-11-20 14:00 | 0.095506 | 0.33938 | 413303
2016-11-20 15:00 | 0.42029 | 0.29386 | 413355
2016-11-20 16:00 | 0.52859 | 0.31263 | 411016
2016-11-20 17:00 | 0.53046 | 0.30861 | 408200
2016-11-20 18:00 | 0.50024 | 0.28805 | 405059
2016-11-20 19:00 | 0.48172 | 0.26147 | 402637
2016-11-20 20:00 | 0.47902 | 0.23499 | 402846
2016-11-20 21:00 | 0.46255 | 0.20869 | 409160
2016-11-20 22:00 | 0.37658 | 0.25825 | 426655
2016-11-20 23:00 | 0.13829 | 0.4101 | 444859
2016-11-21 | 0.0076254 | 0.51124 | 452735
2016-11-21 01:00 | 0 | 0.55683 | 453663
2016-11-21 02:00 | 0 | 0.56372 | 444215
2016-11-21 03:00 | 0 | 0.55238 | 429663
2016-11-21 04:00 | 0 | 0.53917 | 412088
2016-11-21 05:00 | 0 | 0.52499 | 396983
2016-11-21 06:00 | 0 | 0.50086 | 386667
2016-11-21 07:00 | 0 | 0.47638 | 381643
2016-11-21 08:00 | 0 | 0.45753 | 380988
2016-11-21 09:00 | 0 | 0.42783 | 385774
2016-11-21 10:00 | 0 | 0.39814 | 400883
2016-11-21 11:00 | 0 | 0.38833 | 433200
2016-11-21 12:00 | 0 | 0.39541 | 460210
2016-11-21 13:00 | 1.79e-05 | 0.40546 | 470429
2016-11-21 14:00 | 0.047487 | 0.35284 | 469601
2016-11-21 15:00 | 0.16175 | 0.27948 | 464608
2016-11-21 16:00 | 0.2712 | 0.27336 | 457689
2016-11-21 17:00 | 0.34147 | 0.32378 | 450508
2016-11-21 18:00 | 0.36637 | 0.38846 | 445167
2016-11-21 19:00 | 0.36407 | 0.42079 | 440899
2016-11-21 20:00 | 0.34632 | 0.44456 | 439651
2016-11-21 21:00 | 0.31713 | 0.46849 | 444452
2016-11-21 22:00 | 0.26344 | 0.57538 | 462555
2016-11-21 23:00 | 0.16766 | 0.71958 | 478994
2016-11-22 | 0.013395 | 0.74609 | 485243
2016-11-22 01:00 | 0 | 0.73725 | 484328
2016-11-22 02:00 | 0 | 0.72005 | 472096
2016-11-22 03:00 | 0 | 0.70695 | 451534
2016-11-22 04:00 | 0 | 0.69181 | 430349
2016-11-22 05:00 | 0 | 0.68076 | 411026
2016-11-22 06:00 | 0 | 0.66705 | 398180
2016-11-22 07:00 | 0 | 0.65902 | 390171
2016-11-22 08:00 | 0 | 0.6425 | 387592
2016-11-22 09:00 | 0 | 0.63075 | 391911
2016-11-22 10:00 | 0 | 0.62603 | 404976
2016-11-22 11:00 | 0 | 0.61974 | 433602
2016-11-22 12:00 | 0 | 0.61231 | 457480
2016-11-22 13:00 | 5.38e-08 | 0.60802 | 466043
2016-11-22 14:00 | 0.071122 | 0.53612 | 464785
2016-11-22 15:00 | 0.42971 | 0.49679 | 460742
2016-11-22 16:00 | 0.58341 | 0.54037 | 454831
2016-11-22 17:00 | 0.5959 | 0.57232 | 447871
2016-11-22 18:00 | 0.55742 | 0.57981 | 444399
2016-11-22 19:00 | 0.53775 | 0.57499 | 441711
2016-11-22 20:00 | 0.54466 | 0.56715 | 440798
2016-11-22 21:00 | 0.56203 | 0.55205 | 445928
2016-11-22 22:00 | 0.5217 | 0.55696 | 461392
2016-11-22 23:00 | 0.25109 | 0.597 | 474383
2016-11-23 | 0.0063784 | 0.58402 | 478166
2016-11-23 01:00 | 0 | 0.56081 | 475989
2016-11-23 02:00 | 0 | 0.53674 | 464330
2016-11-23 03:00 | 0 | 0.52083 | 445737
2016-11-23 04:00 | 0 | 0.51232 | 424766
2016-11-23 05:00 | 0 | 0.50481 | 405449
2016-11-23 06:00 | 0 | 0.49932 | 391023
2016-11-23 07:00 | 0 | 0.49426 | 381703
2016-11-23 08:00 | 0 | 0.48526 | 377086
2016-11-23 09:00 | 0 | 0.46916 | 378179
2016-11-23 10:00 | 0 | 0.45492 | 387805
2016-11-23 11:00 | 0 | 0.44024 | 410565
2016-11-23 12:00 | 0 | 0.42182 | 432308
2016-11-23 13:00 | 1.07e-05 | 0.40312 | 445040
2016-11-23 14:00 | 0.15702 | 0.29931 | 450014
2016-11-23 15:00 | 0.48034 | 0.27772 | 451262
2016-11-23 16:00 | 0.59334 | 0.25622 | 448505
2016-11-23 17:00 | 0.59953 | 0.22649 | 443676
2016-11-23 18:00 | 0.57029 | 0.20794 | 439557
2016-11-23 19:00 | 0.55756 | 0.20172 | 437064
2016-11-23 20:00 | 0.57509 | 0.19807 | 435214
2016-11-23 21:00 | 0.60588 | 0.18519 | 438616
2016-11-23 22:00 | 0.56652 | 0.19381 | 450517
2016-11-23 23:00 | 0.25987 | 0.25727 | 457499
2016-11-24 | 0.019017 | 0.29588 | 457519
2016-11-24 01:00 | 0 | 0.32361 | 452882
2016-11-24 02:00 | 0 | 0.34824 | 440455
2016-11-24 03:00 | 0 | 0.37973 | 422019
2016-11-24 04:00 | 0 | 0.39879 | 400437
2016-11-24 05:00 | 0 | 0.40114 | 378621
2016-11-24 06:00 | 0 | 0.39981 | 361370
2016-11-24 07:00 | 0 | 0.39257 | 349616
2016-11-24 08:00 | 0 | 0.38735 | 342238
2016-11-24 09:00 | 0 | 0.38313 | 339265
2016-11-24 10:00 | 0 | 0.37911 | 341378
2016-11-24 11:00 | 0 | 0.38104 | 349184
2016-11-24 12:00 | 0 | 0.38145 | 360350
2016-11-24 13:00 | 8.1e-06 | 0.37974 | 378419
2016-11-24 14:00 | 0.121 | 0.31725 | 397131
2016-11-24 15:00 | 0.45457 | 0.24927 | 410459
2016-11-24 16:00 | 0.5999 | 0.29506 | 417634
2016-11-24 17:00 | 0.60157 | 0.36437 | 414375
2016-11-24 18:00 | 0.57085 | 0.37716 | 404355
2016-11-24 19:00 | 0.55488 | 0.37331 | 395055
2016-11-24 20:00 | 0.56753 | 0.37195 | 386948
2016-11-24 21:00 | 0.58479 | 0.36533 | 381058
2016-11-24 22:00 | 0.54184 | 0.36161 | 380683
2016-11-24 23:00 | 0.24719 | 0.42876 | 383072
2016-11-25 | 0.0064978 | 0.45052 | 383138
2016-11-25 01:00 | 0 | 0.45735 | 382911
2016-11-25 02:00 | 0 | 0.46304 | 377658
2016-11-25 03:00 | 0 | 0.47665 | 369843
2016-11-25 04:00 | 0 | 0.49226 | 358662
2016-11-25 05:00 | 0 | 0.50467 | 346627
2016-11-25 06:00 | 0 | 0.51445 | 336310
2016-11-25 07:00 | 0 | 0.52252 | 328607
2016-11-25 08:00 | 0 | 0.51631 | 325091
2016-11-25 09:00 | 0 | 0.50504 | 326511
2016-11-25 10:00 | 0 | 0.49899 | 331977
2016-11-25 11:00 | 0 | 0.48956 | 343329
2016-11-25 12:00 | 0 | 0.47574 | 357486
2016-11-25 13:00 | 3.02e-07 | 0.46332 | 371226
2016-11-25 14:00 | 0.11004 | 0.38056 | 383890
2016-11-25 15:00 | 0.48557 | 0.23888 | 391571
2016-11-25 16:00 | 0.60668 | 0.16614 | 395380
2016-11-25 17:00 | 0.58435 | 0.15312 | 396317
2016-11-25 18:00 | 0.55642 | 0.16035 | 394411
2016-11-25 19:00 | 0.53961 | 0.17186 | 392762
2016-11-25 20:00 | 0.54595 | 0.17577 | 391901
2016-11-25 21:00 | 0.55706 | 0.21905 | 396044
2016-11-25 22:00 | 0.50413 | 0.32492 | 406896
2016-11-25 23:00 | 0.19677 | 0.45298 | 416199
2016-11-26 | 0.0051314 | 0.55427 | 418426
2016-11-26 01:00 | 0 | 0.62732 | 415820
2016-11-26 02:00 | 0 | 0.67196 | 407072
2016-11-26 03:00 | 0 | 0.68767 | 393596
2016-11-26 04:00 | 0 | 0.67958 | 378696
2016-11-26 05:00 | 0 | 0.6632 | 361931
2016-11-26 06:00 | 0 | 0.64051 | 349185
2016-11-26 07:00 | 0 | 0.61417 | 340395
2016-11-26 08:00 | 0 | 0.58891 | 335497
2016-11-26 09:00 | 0 | 0.57269 | 334757
2016-11-26 10:00 | 0 | 0.56145 | 339519
2016-11-26 11:00 | 0 | 0.54286 | 348815
2016-11-26 12:00 | 0 | 0.51642 | 361410
2016-11-26 13:00 | 0 | 0.4956 | 375765
2016-11-26 14:00 | 0.044908 | 0.40129 | 389723
2016-11-26 15:00 | 0.40162 | 0.23556 | 397906
2016-11-26 16:00 | 0.52884 | 0.19982 | 400428
2016-11-26 17:00 | 0.52598 | 0.24334 | 398878
2016-11-26 18:00 | 0.48968 | 0.27604 | 394611
2016-11-26 19:00 | 0.46614 | 0.28139 | 390173
2016-11-26 20:00 | 0.45634 | 0.2661 | 387851
2016-11-26 21:00 | 0.44754 | 0.2471 | 393039
2016-11-26 22:00 | 0.36802 | 0.27944 | 407750
2016-11-26 23:00 | 0.15401 | 0.36775 | 422463
2016-11-27 | 0.0021298 | 0.45758 | 428188
2016-11-27 01:00 | 0 | 0.51509 | 427833
2016-11-27 02:00 | 0 | 0.5554 | 420951
2016-11-27 03:00 | 0 | 0.56885 | 409666
2016-11-27 04:00 | 0 | 0.57004 | 395489
2016-11-27 05:00 | 0 | 0.5569 | 380970
2016-11-27 06:00 | 0 | 0.53262 | 368714
2016-11-27 07:00 | 0 | 0.51194 | 360779
2016-11-27 08:00 | 0 | 0.49535 | 357817
2016-11-27 09:00 | 0 | 0.481 | 357740
2016-11-27 10:00 | 0 | 0.49657 | 362297
2016-11-27 11:00 | 0 | 0.53261 | 371445
2016-11-27 12:00 | 0 | 0.56333 | 383264
2016-11-27 13:00 | 0 | 0.58346 | 394819
2016-11-27 14:00 | 0.035921 | 0.57758 | 400599
2016-11-27 15:00 | 0.24958 | 0.59099 | 400939
2016-11-27 16:00 | 0.39952 | 0.60306 | 399311
2016-11-27 17:00 | 0.45151 | 0.63772 | 397982
2016-11-27 18:00 | 0.4475 | 0.67485 | 397282
2016-11-27 19:00 | 0.44125 | 0.70498 | 396576
2016-11-27 20:00 | 0.44049 | 0.72842 | 398083
2016-11-27 21:00 | 0.43384 | 0.76141 | 406538
2016-11-27 22:00 | 0.37243 | 0.81079 | 427369
2016-11-27 23:00 | 0.16594 | 0.85209 | 444427
2016-11-28 | 0.005972 | 0.86063 | 451693
2016-11-28 01:00 | 0 | 0.86156 | 450201
2016-11-28 02:00 | 0 | 0.86247 | 436097
2016-11-28 03:00 | 0 | 0.86837 | 420486
2016-11-28 04:00 | 0 | 0.87844 | 399764
2016-11-28 05:00 | 0 | 0.88867 | 383424
2016-11-28 06:00 | 0 | 0.89231 | 369420
2016-11-28 07:00 | 0 | 0.89313 | 362223
2016-11-28 08:00 | 0 | 0.88596 | 359618
2016-11-28 09:00 | 0 | 0.87818 | 361754
2016-11-28 10:00 | 0 | 0.87255 | 375602
2016-11-28 11:00 | 0 | 0.86657 | 406268
2016-11-28 12:00 | 0 | 0.85771 | 433750
2016-11-28 13:00 | 1.64e-06 | 0.85082 | 445747
2016-11-28 14:00 | 0.12211 | 0.75841 | 450896
2016-11-28 15:00 | 0.32252 | 0.68212 | 453009
2016-11-28 16:00 | 0.43992 | 0.7399 | 452270
2016-11-28 17:00 | 0.46279 | 0.79712 | 449944
2016-11-28 18:00 | 0.45789 | 0.80492 | 447330
2016-11-28 19:00 | 0.45144 | 0.80753 | 445643
2016-11-28 20:00 | 0.4538 | 0.79765 | 445537
2016-11-28 21:00 | 0.44493 | 0.78527 | 451033
2016-11-28 22:00 | 0.36771 | 0.80125 | 466339
2016-11-28 23:00 | 0.17167 | 0.82248 | 477026
2016-11-29 | 0.0057514 | 0.82804 | 480299
2016-11-29 01:00 | 0 | 0.83238 | 476024
2016-11-29 02:00 | 0 | 0.83226 | 460372
2016-11-29 03:00 | 0 | 0.83047 | 437418
2016-11-29 04:00 | 0 | 0.82832 | 411152
2016-11-29 05:00 | 0 | 0.82341 | 388395
2016-11-29 06:00 | 0 | 0.81067 | 370865
2016-11-29 07:00 | 0 | 0.79561 | 359202
2016-11-29 08:00 | 0 | 0.78704 | 353473
2016-11-29 09:00 | 0 | 0.78 | 354019
2016-11-29 10:00 | 0 | 0.77162 | 364087
2016-11-29 11:00 | 0 | 0.76743 | 392679
2016-11-29 12:00 | 0 | 0.76713 | 421206
2016-11-29 13:00 | 1.17e-06 | 0.76016 | 434752
2016-11-29 14:00 | 0.064637 | 0.61128 | 442692
2016-11-29 15:00 | 0.44369 | 0.5614 | 447076
2016-11-29 16:00 | 0.59592 | 0.65794 | 447270
2016-11-29 17:00 | 0.58334 | 0.66232 | 446183
2016-11-29 18:00 | 0.53401 | 0.6689 | 445690
2016-11-29 19:00 | 0.51469 | 0.68341 | 443770
2016-11-29 20:00 | 0.52267 | 0.69429 | 441815
2016-11-29 21:00 | 0.53711 | 0.69798 | 444535
2016-11-29 22:00 | 0.50151 | 0.71978 | 457321
2016-11-29 23:00 | 0.26146 | 0.78818 | 470093
2016-11-30 | 0.0054853 | 0.80524 | 475132
2016-11-30 01:00 | 0 | 0.79608 | 472057
2016-11-30 02:00 | 0 | 0.77829 | 457313
2016-11-30 03:00 | 0 | 0.75044 | 435628
2016-11-30 04:00 | 0 | 0.72647 | 410476
2016-11-30 05:00 | 0 | 0.70765 | 387059
2016-11-30 06:00 | 0 | 0.69154 | 369075
2016-11-30 07:00 | 0 | 0.67188 | 357559
2016-11-30 08:00 | 0 | 0.65433 | 351988
2016-11-30 09:00 | 0 | 0.6433 | 353346
2016-11-30 10:00 | 0 | 0.63063 | 365143
2016-11-30 11:00 | 0 | 0.62208 | 393457
2016-11-30 12:00 | 0 | 0.61172 | 421615
2016-11-30 13:00 | 6.54e-07 | 0.60021 | 435659
2016-11-30 14:00 | 0.079457 | 0.4887 | 444282
2016-11-30 15:00 | 0.51423 | 0.45855 | 448406
2016-11-30 16:00 | 0.60731 | 0.54408 | 449393
2016-11-30 17:00 | 0.59735 | 0.57301 | 447517
2016-11-30 18:00 | 0.56552 | 0.58707 | 445504
2016-11-30 19:00 | 0.55117 | 0.59047 | 444301
2016-11-30 20:00 | 0.56274 | 0.57976 | 442947
2016-11-30 21:00 | 0.58199 | 0.54561 | 446786
2016-11-30 22:00 | 0.50834 | 0.52033 | 459609
2016-11-30 23:00 | 0.2085 | 0.54398 | 471628
2016-12-01 | 0.0036948 | 0.53425 | 477172
2016-12-01 01:00 | 0 | 0.51084 | 475680
2016-12-01 02:00 | 0 | 0.49517 | 462867
2016-12-01 03:00 | 0 | 0.49652 | 441928
2016-12-01 04:00 | 0 | 0.50189 | 418210
2016-12-01 05:00 | 0 | 0.49543 | 396190
2016-12-01 06:00 | 0 | 0.47781 | 379482
2016-12-01 07:00 | 0 | 0.45 | 369828
2016-12-01 08:00 | 0 | 0.41916 | 366207
2016-12-01 09:00 | 0 | 0.39518 | 369381
2016-12-01 10:00 | 0 | 0.37678 | 382798
2016-12-01 11:00 | 0 | 0.35841 | 412850
2016-12-01 12:00 | 0 | 0.34052 | 442143
2016-12-01 13:00 | 3.68e-07 | 0.32454 | 454793
2016-12-01 14:00 | 0.075276 | 0.21397 | 458619
2016-12-01 15:00 | 0.38044 | 0.13045 | 458254
2016-12-01 16:00 | 0.51899 | 0.13692 | 454588
2016-12-01 17:00 | 0.54224 | 0.15019 | 449213
2016-12-01 18:00 | 0.52142 | 0.14664 | 445828
2016-12-01 19:00 | 0.50748 | 0.13943 | 443702
2016-12-01 20:00 | 0.51613 | 0.13196 | 441771
2016-12-01 21:00 | 0.51749 | 0.12192 | 445029
2016-12-01 22:00 | 0.45191 | 0.14686 | 460354
2016-12-01 23:00 | 0.20552 | 0.17404 | 476034
2016-12-02 | 0.0044039 | 0.2005 | 483265
2016-12-02 01:00 | 0 | 0.22091 | 484225
2016-12-02 02:00 | 0 | 0.2302 | 474133
2016-12-02 03:00 | 0 | 0.22875 | 454348
2016-12-02 04:00 | 0 | 0.22165 | 431309
2016-12-02 05:00 | 0 | 0.2116 | 410862
2016-12-02 06:00 | 0 | 0.19915 | 395520
2016-12-02 07:00 | 0 | 0.18933 | 386345
2016-12-02 08:00 | 0 | 0.18139 | 382964
2016-12-02 09:00 | 0 | 0.17482 | 385768
2016-12-02 10:00 | 0 | 0.17731 | 398872
2016-12-02 11:00 | 0 | 0.1835 | 430263
2016-12-02 12:00 | 0 | 0.18285 | 458440
2016-12-02 13:00 | 0 | 0.17333 | 468105
2016-12-02 14:00 | 0.023716 | 0.12772 | 468340
2016-12-02 15:00 | 0.27647 | 0.083993 | 463520
2016-12-02 16:00 | 0.45127 | 0.078079 | 456429
2016-12-02 17:00 | 0.49044 | 0.078895 | 449418
2016-12-02 18:00 | 0.46246 | 0.082008 | 445013
2016-12-02 19:00 | 0.44692 | 0.088946 | 441327
2016-12-02 20:00 | 0.44766 | 0.1035 | 439813
2016-12-02 21:00 | 0.43701 | 0.12084 | 444457
2016-12-02 22:00 | 0.37965 | 0.16818 | 458344
2016-12-02 23:00 | 0.20342 | 0.24082 | 471340
2016-12-03 | 0.0043175 | 0.2766 | 474735
2016-12-03 01:00 | 0 | 0.27678 | 473002
2016-12-03 02:00 | 0 | 0.27878 | 463743
2016-12-03 03:00 | 0 | 0.28163 | 447592
2016-12-03 04:00 | 0 | 0.28827 | 428138
2016-12-03 05:00 | 0 | 0.31022 | 409157
2016-12-03 06:00 | 0 | 0.34627 | 394654
2016-12-03 07:00 | 0 | 0.36598 | 384381
2016-12-03 08:00 | 0 | 0.37209 | 378927
2016-12-03 09:00 | 0 | 0.36603 | 377562
2016-12-03 10:00 | 0 | 0.35989 | 382297
2016-12-03 11:00 | 0 | 0.35486 | 391458
2016-12-03 12:00 | 0 | 0.35101 | 405403
2016-12-03 13:00 | 0 | 0.34618 | 420327
2016-12-03 14:00 | 0.010415 | 0.31962 | 431496
2016-12-03 15:00 | 0.3417 | 0.26155 | 436825
2016-12-03 16:00 | 0.5067 | 0.2622 | 436892
2016-12-03 17:00 | 0.53023 | 0.27953 | 433208
2016-12-03 18:00 | 0.50603 | 0.29538 | 428346
2016-12-03 19:00 | 0.4895 | 0.30512 | 425207
2016-12-03 20:00 | 0.5011 | 0.31072 | 424515
2016-12-03 21:00 | 0.52368 | 0.31031 | 429335
2016-12-03 22:00 | 0.48387 | 0.34397 | 445857
2016-12-03 23:00 | 0.22706 | 0.39629 | 456957
2016-12-04 | 0.0034572 | 0.41572 | 459226
2016-12-04 01:00 | 0 | 0.41466 | 457461
2016-12-04 02:00 | 0 | 0.40948 | 448462
2016-12-04 03:00 | 0 | 0.40924 | 434284
2016-12-04 04:00 | 0 | 0.41404 | 416817
2016-12-04 05:00 | 0 | 0.42155 | 399836
2016-12-04 06:00 | 0 | 0.42689 | 384940
2016-12-04 07:00 | 0 | 0.42916 | 373882
2016-12-04 08:00 | 0 | 0.43392 | 367585
2016-12-04 09:00 | 0 | 0.4481 | 365589
2016-12-04 10:00 | 0 | 0.46704 | 367383
2016-12-04 11:00 | 0 | 0.484 | 374978
2016-12-04 12:00 | 0 | 0.49218 | 385505
2016-12-04 13:00 | 0 | 0.48617 | 400585
2016-12-04 14:00 | 0.084526 | 0.4279 | 413990
2016-12-04 15:00 | 0.44933 | 0.28953 | 420910
2016-12-04 16:00 | 0.58094 | 0.22532 | 423653
2016-12-04 17:00 | 0.58468 | 0.23684 | 425473
2016-12-04 18:00 | 0.55484 | 0.26556 | 426290
2016-12-04 19:00 | 0.53626 | 0.27978 | 425797
2016-12-04 20:00 | 0.55151 | 0.27263 | 426201
2016-12-04 21:00 | 0.5771 | 0.26416 | 435167
2016-12-04 22:00 | 0.52969 | 0.30235 | 453288
2016-12-04 23:00 | 0.2165 | 0.36076 | 468054
2016-12-05 | 0.0021879 | 0.44793 | 474630
2016-12-05 01:00 | 0 | 0.51961 | 474565
2016-12-05 02:00 | 0 | 0.55978 | 462403
2016-12-05 03:00 | 0 | 0.57518 | 442384
2016-12-05 04:00 | 0 | 0.58157 | 420138
2016-12-05 05:00 | 0 | 0.58428 | 400445
2016-12-05 06:00 | 0 | 0.58401 | 385515
2016-12-05 07:00 | 0 | 0.58855 | 376224
2016-12-05 08:00 | 0 | 0.58883 | 372708
2016-12-05 09:00 | 0 | 0.57856 | 376676
2016-12-05 10:00 | 0 | 0.57008 | 390407
2016-12-05 11:00 | 0 | 0.56614 | 421183
2016-12-05 12:00 | 0 | 0.55934 | 451832
2016-12-05 13:00 | 0 | 0.55978 | 466587
2016-12-05 14:00 | 0.086458 | 0.51421 | 473979
2016-12-05 15:00 | 0.38223 | 0.43041 | 476630
2016-12-05 16:00 | 0.52056 | 0.49824 | 473521
2016-12-05 17:00 | 0.54372 | 0.59164 | 469196
2016-12-05 18:00 | 0.5247 | 0.63863 | 464977
2016-12-05 19:00 | 0.5189 | 0.66625 | 462140
2016-12-05 20:00 | 0.53984 | 0.67445 | 460300
2016-12-05 21:00 | 0.56598 | 0.66812 | 466385
2016-12-05 22:00 | 0.5027 | 0.6874 | 485100
2016-12-05 23:00 | 0.17557 | 0.74605 | 500221
2016-12-06 | 0.0021579 | 0.77482 | 505617
2016-12-06 01:00 | 0 | 0.77708 | 503684
2016-12-06 02:00 | 0 | 0.76156 | 489900
2016-12-06 03:00 | 0 | 0.7342 | 466299
2016-12-06 04:00 | 0 | 0.70473 | 439753
2016-12-06 05:00 | 0 | 0.69718 | 416325
2016-12-06 06:00 | 0 | 0.70201 | 398910
2016-12-06 07:00 | 0 | 0.7155 | 388642
2016-12-06 08:00 | 0 | 0.73226 | 383548
2016-12-06 09:00 | 0 | 0.74305 | 385909
2016-12-06 10:00 | 0 | 0.74738 | 399364
2016-12-06 11:00 | 0 | 0.74899 | 428384
2016-12-06 12:00 | 0 | 0.73473 | 457657
2016-12-06 13:00 | 0 | 0.70809 | 470719
2016-12-06 14:00 | 0.035758 | 0.64717 | 477873
2016-12-06 15:00 | 0.27608 | 0.66903 | 480748
2016-12-06 16:00 | 0.44022 | 0.65898 | 479528
2016-12-06 17:00 | 0.48498 | 0.6071 | 475564
2016-12-06 18:00 | 0.47262 | 0.56551 | 472105
2016-12-06 19:00 | 0.45722 | 0.54106 | 469315
2016-12-06 20:00 | 0.457 | 0.52495 | 468827
2016-12-06 21:00 | 0.45102 | 0.50983 | 474872
2016-12-06 22:00 | 0.38697 | 0.50096 | 489968
2016-12-06 23:00 | 0.17504 | 0.50976 | 503644
2016-12-07 | 0.0018476 | 0.52129 | 509312
2016-12-07 01:00 | 0 | 0.52843 | 507253
2016-12-07 02:00 | 0 | 0.53199 | 494187
2016-12-07 03:00 | 0 | 0.531 | 471487
2016-12-07 04:00 | 0 | 0.53239 | 447099
2016-12-07 05:00 | 0 | 0.53418 | 425025
2016-12-07 06:00 | 0 | 0.53461 | 407421
2016-12-07 07:00 | 0 | 0.53789 | 397029
2016-12-07 08:00 | 0 | 0.53696 | 393111
2016-12-07 09:00 | 0 | 0.53575 | 395627
2016-12-07 10:00 | 0 | 0.54079 | 408777
2016-12-07 11:00 | 0 | 0.54205 | 438605
2016-12-07 12:00 | 0 | 0.53809 | 468836
2016-12-07 13:00 | 0 | 0.53541 | 480119
2016-12-07 14:00 | 0.031302 | 0.51584 | 483620
2016-12-07 15:00 | 0.30724 | 0.50513 | 482502
2016-12-07 16:00 | 0.46479 | 0.5121 | 477539
2016-12-07 17:00 | 0.48823 | 0.51384 | 472931
2016-12-07 18:00 | 0.46727 | 0.52133 | 468546
2016-12-07 19:00 | 0.45193 | 0.53857 | 465826
2016-12-07 20:00 | 0.45534 | 0.56744 | 464802
2016-12-07 21:00 | 0.45193 | 0.59754 | 470564
2016-12-07 22:00 | 0.38759 | 0.62722 | 490794
2016-12-07 23:00 | 0.13248 | 0.64055 | 508905
2016-12-08 | 0.0016504 | 0.6377 | 515767
2016-12-08 01:00 | 0 | 0.63352 | 515797
2016-12-08 02:00 | 0 | 0.62273 | 504234
2016-12-08 03:00 | 0 | 0.60625 | 483118
2016-12-08 04:00 | 0 | 0.5889 | 458668
2016-12-08 05:00 | 0 | 0.57979 | 436373
2016-12-08 06:00 | 0 | 0.57567 | 420643
2016-12-08 07:00 | 0 | 0.56996 | 410867
2016-12-08 08:00 | 0 | 0.56088 | 406984
2016-12-08 09:00 | 0 | 0.54868 | 410688
2016-12-08 10:00 | 0 | 0.53491 | 425576
2016-12-08 11:00 | 0 | 0.51904 | 455738
2016-12-08 12:00 | 0 | 0.50178 | 486601
2016-12-08 13:00 | 0 | 0.47384 | 499919
2016-12-08 14:00 | 0.036084 | 0.46173 | 505890
2016-12-08 15:00 | 0.30616 | 0.4667 | 507576
2016-12-08 16:00 | 0.44646 | 0.41765 | 504190
2016-12-08 17:00 | 0.47666 | 0.36463 | 499818
2016-12-08 18:00 | 0.46338 | 0.3338 | 496188
2016-12-08 19:00 | 0.45269 | 0.31167 | 493982
2016-12-08 20:00 | 0.46036 | 0.29035 | 492492
2016-12-08 21:00 | 0.46604 | 0.26458 | 500117
2016-12-08 22:00 | 0.39582 | 0.23091 | 522102
2016-12-08 23:00 | 0.14761 | 0.22619 | 540306
2016-12-09 | 0.00090965 | 0.22761 | 548078
2016-12-09 01:00 | 0 | 0.21949 | 548669
2016-12-09 02:00 | 0 | 0.20393 | 537696
2016-12-09 03:00 | 0 | 0.19003 | 516390
2016-12-09 04:00 | 0 | 0.18574 | 492244
2016-12-09 05:00 | 0 | 0.1884 | 472568
2016-12-09 06:00 | 0 | 0.19501 | 457516
2016-12-09 07:00 | 0 | 0.1973 | 449077
2016-12-09 08:00 | 0 | 0.2012 | 446304
2016-12-09 09:00 | 0 | 0.19975 | 449959
2016-12-09 10:00 | 0 | 0.19276 | 463778
2016-12-09 11:00 | 0 | 0.18667 | 495626
2016-12-09 12:00 | 0 | 0.1805 | 525030
2016-12-09 13:00 | 0 | 0.17716 | 533803
2016-12-09 14:00 | 0.073628 | 0.17035 | 533344
2016-12-09 15:00 | 0.33224 | 0.18212 | 528271
2016-12-09 16:00 | 0.44521 | 0.1807 | 518734
2016-12-09 17:00 | 0.46512 | 0.17127 | 508481
2016-12-09 18:00 | 0.45832 | 0.16523 | 499720
2016-12-09 19:00 | 0.4632 | 0.15836 | 493059
2016-12-09 20:00 | 0.48301 | 0.14915 | 489983
2016-12-09 21:00 | 0.48875 | 0.13358 | 497648
2016-12-09 22:00 | 0.41794 | 0.13665 | 518119
2016-12-09 23:00 | 0.13844 | 0.2133 | 534333
2016-12-10 | 0.0016572 | 0.27827 | 539440
2016-12-10 01:00 | 0 | 0.30034 | 539358
2016-12-10 02:00 | 0 | 0.29871 | 531113
2016-12-10 03:00 | 0 | 0.28979 | 515810
2016-12-10 04:00 | 0 | 0.27821 | 495884
2016-12-10 05:00 | 0 | 0.26299 | 477552
2016-12-10 06:00 | 0 | 0.24804 | 463945
2016-12-10 07:00 | 0 | 0.2357 | 454895
2016-12-10 08:00 | 0 | 0.22819 | 449580
2016-12-10 09:00 | 0 | 0.22808 | 450270
2016-12-10 10:00 | 0 | 0.23373 | 455532
2016-12-10 11:00 | 0 | 0.24478 | 468218
2016-12-10 12:00 | 0 | 0.2597 | 483684
2016-12-10 13:00 | 0 | 0.27714 | 496268
2016-12-10 14:00 | 0.068245 | 0.25973 | 499445
2016-12-10 15:00 | 0.3221 | 0.26231 | 493783
2016-12-10 16:00 | 0.43409 | 0.3221 | 485209
2016-12-10 17:00 | 0.45711 | 0.3693 | 475911
2016-12-10 18:00 | 0.44789 | 0.41473 | 465551
2016-12-10 19:00 | 0.44334 | 0.44939 | 457626
2016-12-10 20:00 | 0.44848 | 0.47325 | 454752
2016-12-10 21:00 | 0.4531 | 0.49736 | 462525
2016-12-10 22:00 | 0.38322 | 0.54916 | 482787
2016-12-10 23:00 | 0.12822 | 0.60337 | 498996
2016-12-11 | 0.0015759 | 0.61427 | 506135
2016-12-11 01:00 | 0 | 0.60542 | 506369
2016-12-11 02:00 | 0 | 0.58958 | 498720
2016-12-11 03:00 | 0 | 0.56752 | 485255
2016-12-11 04:00 | 0 | 0.55007 | 468080
2016-12-11 05:00 | 0 | 0.53822 | 451964
2016-12-11 06:00 | 0 | 0.53197 | 438417
2016-12-11 07:00 | 0 | 0.52462 | 428411
2016-12-11 08:00 | 0 | 0.5215 | 422924
2016-12-11 09:00 | 0 | 0.50582 | 420773
2016-12-11 10:00 | 0 | 0.48206 | 423363
2016-12-11 11:00 | 0 | 0.46154 | 429902
2016-12-11 12:00 | 0 | 0.4478 | 438684
2016-12-11 13:00 | 0 | 0.4376 | 449833
2016-12-11 14:00 | 0.049626 | 0.4148 | 455639
2016-12-11 15:00 | 0.26146 | 0.38197 | 455897
2016-12-11 16:00 | 0.41766 | 0.40624 | 452539
2016-12-11 17:00 | 0.48759 | 0.43942 | 450280
2016-12-11 18:00 | 0.48338 | 0.46778 | 447019
2016-12-11 19:00 | 0.47259 | 0.49091 | 444274
2016-12-11 20:00 | 0.49349 | 0.49773 | 443363
2016-12-11 21:00 | 0.52767 | 0.48093 | 449731
2016-12-11 22:00 | 0.46355 | 0.45661 | 468778
2016-12-11 23:00 | 0.17172 | 0.4649 | 483949
2016-12-12 | 0.001935 | 0.44827 | 490456
2016-12-12 01:00 | 0 | 0.43232 | 490156
2016-12-12 02:00 | 0 | 0.42136 | 477727
2016-12-12 03:00 | 0 | 0.41285 | 458047
2016-12-12 04:00 | 0 | 0.39789 | 435517
2016-12-12 05:00 | 0 | 0.38182 | 413850
2016-12-12 06:00 | 0 | 0.37219 | 397790
2016-12-12 07:00 | 0 | 0.36289 | 388280
2016-12-12 08:00 | 0 | 0.36081 | 383816
2016-12-12 09:00 | 0 | 0.35374 | 386705
2016-12-12 10:00 | 0 | 0.34712 | 399214
2016-12-12 11:00 | 0 | 0.34327 | 428769
2016-12-12 12:00 | 0 | 0.33818 | 459733
2016-12-12 13:00 | 0 | 0.33465 | 474570
2016-12-12 14:00 | 0.077631 | 0.30513 | 481857
2016-12-12 15:00 | 0.30685 | 0.23626 | 485452
2016-12-12 16:00 | 0.46542 | 0.22115 | 483680
2016-12-12 17:00 | 0.51106 | 0.2825 | 479136
2016-12-12 18:00 | 0.49055 | 0.34181 | 474502
2016-12-12 19:00 | 0.47486 | 0.3706 | 469330
2016-12-12 20:00 | 0.48472 | 0.3801 | 465665
2016-12-12 21:00 | 0.4916 | 0.37379 | 471122
2016-12-12 22:00 | 0.4152 | 0.39711 | 489289
2016-12-12 23:00 | 0.12978 | 0.44643 | 506586
2016-12-13 | 0.00099876 | 0.47251 | 513426
2016-12-13 01:00 | 0 | 0.49353 | 512445
2016-12-13 02:00 | 0 | 0.50773 | 498922
2016-12-13 03:00 | 0 | 0.51291 | 477079
2016-12-13 04:00 | 0 | 0.51902 | 450772
2016-12-13 05:00 | 0 | 0.5228 | 428061
2016-12-13 06:00 | 0 | 0.52392 | 411296
2016-12-13 07:00 | 0 | 0.51696 | 400863
2016-12-13 08:00 | 0 | 0.5064 | 396104
2016-12-13 09:00 | 0 | 0.48999 | 398352
2016-12-13 10:00 | 0 | 0.47742 | 412311
2016-12-13 11:00 | 0 | 0.47191 | 439986
2016-12-13 12:00 | 0 | 0.46213 | 468628
2016-12-13 13:00 | 0 | 0.44846 | 480429
2016-12-13 14:00 | 0.079673 | 0.4334 | 485323
2016-12-13 15:00 | 0.36042 | 0.38239 | 488028
2016-12-13 16:00 | 0.50833 | 0.33076 | 485695
2016-12-13 17:00 | 0.53494 | 0.34645 | 482159
2016-12-13 18:00 | 0.50567 | 0.37945 | 479438
2016-12-13 19:00 | 0.48803 | 0.40256 | 478435
2016-12-13 20:00 | 0.50054 | 0.41754 | 478561
2016-12-13 21:00 | 0.5013 | 0.41498 | 484659
2016-12-13 22:00 | 0.42526 | 0.41143 | 501507
2016-12-13 23:00 | 0.15114 | 0.48402 | 516581
2016-12-14 | 0.0016147 | 0.53873 | 522850
2016-12-14 01:00 | 0 | 0.53782 | 520842
2016-12-14 02:00 | 0 | 0.52724 | 507901
2016-12-14 03:00 | 0 | 0.52285 | 486219
2016-12-14 04:00 | 0 | 0.51513 | 461112
2016-12-14 05:00 | 0 | 0.50034 | 437754
2016-12-14 06:00 | 0 | 0.48417 | 420383
2016-12-14 07:00 | 0 | 0.46386 | 409972
2016-12-14 08:00 | 0 | 0.44649 | 405901
2016-12-14 09:00 | 0 | 0.44195 | 408921
2016-12-14 10:00 | 0 | 0.44337 | 423189
2016-12-14 11:00 | 0 | 0.44976 | 453577
2016-12-14 12:00 | 0 | 0.46149 | 483151
2016-12-14 13:00 | 0 | 0.471 | 494539
2016-12-14 14:00 | 0.050178 | 0.4405 | 497724
2016-12-14 15:00 | 0.30541 | 0.42968 | 495918
2016-12-14 16:00 | 0.43688 | 0.45643 | 492643
2016-12-14 17:00 | 0.48326 | 0.4904 | 488018
2016-12-14 18:00 | 0.47631 | 0.50852 | 486077
2016-12-14 19:00 | 0.47066 | 0.51451 | 484267
2016-12-14 20:00 | 0.48909 | 0.51145 | 485080
2016-12-14 21:00 | 0.49696 | 0.49694 | 493089
2016-12-14 22:00 | 0.41569 | 0.46642 | 512913
2016-12-14 23:00 | 0.15361 | 0.50044 | 530545
2016-12-15 | 0.0014445 | 0.50222 | 537736
2016-12-15 01:00 | 0 | 0.46331 | 537977
2016-12-15 02:00 | 0 | 0.41726 | 527870
2016-12-15 03:00 | 0 | 0.36914 | 508040
2016-12-15 04:00 | 0 | 0.32824 | 483044
2016-12-15 05:00 | 0 | 0.29653 | 460192
2016-12-15 06:00 | 0 | 0.27065 | 444580
2016-12-15 07:00 | 0 | 0.24796 | 435415
2016-12-15 08:00 | 0 | 0.23681 | 432190
2016-12-15 09:00 | 0 | 0.22649 | 436254
2016-12-15 10:00 | 0 | 0.22034 | 453968
2016-12-15 11:00 | 0 | 0.22199 | 485955
2016-12-15 12:00 | 0 | 0.23195 | 516985
2016-12-15 13:00 | 0 | 0.24743 | 529454
2016-12-15 14:00 | 0.034955 | 0.25903 | 532001
2016-12-15 15:00 | 0.25423 | 0.29202 | 530640
2016-12-15 16:00 | 0.34154 | 0.32303 | 526810
2016-12-15 17:00 | 0.36673 | 0.34743 | 521762
2016-12-15 18:00 | 0.3677 | 0.36521 | 517951
2016-12-15 19:00 | 0.36505 | 0.37752 | 515590
2016-12-15 20:00 | 0.36175 | 0.388 | 515718
2016-12-15 21:00 | 0.34756 | 0.40479 | 525072
2016-12-15 22:00 | 0.27463 | 0.42351 | 547634
2016-12-15 23:00 | 0.062033 | 0.48096 | 565975
2016-12-16 | 2.05e-05 | 0.51121 | 573691
2016-12-16 01:00 | 0 | 0.50703 | 574150
2016-12-16 02:00 | 0 | 0.48695 | 563855
2016-12-16 03:00 | 0 | 0.45571 | 542728
2016-12-16 04:00 | 0 | 0.42819 | 516634
2016-12-16 05:00 | 0 | 0.40392 | 494644
2016-12-16 06:00 | 0 | 0.38671 | 478167
2016-12-16 07:00 | 0 | 0.38523 | 468952
2016-12-16 08:00 | 0 | 0.38356 | 464287
2016-12-16 09:00 | 0 | 0.38358 | 466808
2016-12-16 10:00 | 0 | 0.38356 | 480215
2016-12-16 11:00 | 0 | 0.3882 | 509127
2016-12-16 12:00 | 0 | 0.39719 | 536307
2016-12-16 13:00 | 0 | 0.40193 | 546053
2016-12-16 14:00 | 0.029469 | 0.39279 | 547755
2016-12-16 15:00 | 0.18219 | 0.38701 | 545038
2016-12-16 16:00 | 0.32189 | 0.38602 | 537828
2016-12-16 17:00 | 0.39512 | 0.3828 | 527938
2016-12-16 18:00 | 0.41821 | 0.38238 | 521278
2016-12-16 19:00 | 0.42422 | 0.39026 | 516221
2016-12-16 20:00 | 0.4459 | 0.41284 | 512984
2016-12-16 21:00 | 0.47377 | 0.44728 | 516347
2016-12-16 22:00 | 0.42474 | 0.48641 | 528963
2016-12-16 23:00 | 0.16511 | 0.51566 | 538562
2016-12-17 | 0.0017548 | 0.52954 | 538262
2016-12-17 01:00 | 0 | 0.54068 | 534022
2016-12-17 02:00 | 0 | 0.54696 | 521280
2016-12-17 03:00 | 0 | 0.55486 | 502161
2016-12-17 04:00 | 0 | 0.57883 | 478629
2016-12-17 05:00 | 0 | 0.60484 | 456200
2016-12-17 06:00 | 0 | 0.62756 | 438385
2016-12-17 07:00 | 0 | 0.65204 | 425874
2016-12-17 08:00 | 0 | 0.67187 | 418189
2016-12-17 09:00 | 0 | 0.68499 | 415645
2016-12-17 10:00 | 0 | 0.6892 | 418795
2016-12-17 11:00 | 0 | 0.69087 | 427947
2016-12-17 12:00 | 0 | 0.68811 | 441519
2016-12-17 13:00 | 0 | 0.6713 | 458175
2016-12-17 14:00 | 0.040671 | 0.66158 | 474077
2016-12-17 15:00 | 0.34483 | 0.62199 | 484504
2016-12-17 16:00 | 0.54866 | 0.58072 | 487476
2016-12-17 17:00 | 0.55772 | 0.57371 | 484404
2016-12-17 18:00 | 0.5312 | 0.59781 | 478451
2016-12-17 19:00 | 0.51826 | 0.63463 | 472354
2016-12-17 20:00 | 0.53331 | 0.67074 | 468144
2016-12-17 21:00 | 0.55544 | 0.68852 | 470744
2016-12-17 22:00 | 0.54205 | 0.67999 | 484005
2016-12-17 23:00 | 0.22549 | 0.65553 | 495374
2016-12-18 | 0.0018111 | 0.63064 | 499639
2016-12-18 01:00 | 0 | 0.60451 | 500069
2016-12-18 02:00 | 0 | 0.58374 | 491239
2016-12-18 03:00 | 0 | 0.57207 | 479320
2016-12-18 04:00 | 0 | 0.56082 | 461403
2016-12-18 05:00 | 0 | 0.54524 | 443249
2016-12-18 06:00 | 0 | 0.52749 | 427707
2016-12-18 07:00 | 0 | 0.51122 | 417417
2016-12-18 08:00 | 0 | 0.49654 | 412050
2016-12-18 09:00 | 0 | 0.47064 | 411510
2016-12-18 10:00 | 0 | 0.44009 | 415036
2016-12-18 11:00 | 0 | 0.41713 | 424423
2016-12-18 12:00 | 0 | 0.39853 | 438142
2016-12-18 13:00 | 0 | 0.39174 | 457346
2016-12-18 14:00 | 0.08574 | 0.38993 | 474790
2016-12-18 15:00 | 0.49042 | 0.34076 | 485275
2016-12-18 16:00 | 0.65036 | 0.27617 | 488225
2016-12-18 17:00 | 0.62786 | 0.27764 | 487242
2016-12-18 18:00 | 0.58885 | 0.29185 | 484137
2016-12-18 19:00 | 0.57185 | 0.29843 | 480659
2016-12-18 20:00 | 0.58722 | 0.30567 | 479543
2016-12-18 21:00 | 0.61569 | 0.30905 | 486497
2016-12-18 22:00 | 0.56998 | 0.3594 | 505481
2016-12-18 23:00 | 0.21815 | 0.44216 | 525851
2016-12-19 | 0.002806 | 0.51372 | 537426
2016-12-19 01:00 | 0 | 0.54668 | 542277
2016-12-19 02:00 | 0 | 0.55543 | 534931
2016-12-19 03:00 | 0 | 0.5645 | 519640
2016-12-19 04:00 | 0 | 0.57968 | 499938
2016-12-19 05:00 | 0 | 0.59477 | 481449
2016-12-19 06:00 | 0 | 0.60459 | 468614
2016-12-19 07:00 | 0 | 0.60922 | 461616
2016-12-19 08:00 | 0 | 0.60989 | 459526
2016-12-19 09:00 | 0 | 0.60255 | 463945
2016-12-19 10:00 | 0 | 0.59446 | 480074
2016-12-19 11:00 | 0 | 0.59125 | 510834
2016-12-19 12:00 | 0 | 0.58977 | 542300
2016-12-19 13:00 | 0 | 0.58928 | 559266
2016-12-19 14:00 | 0.034472 | 0.56355 | 565631
2016-12-19 15:00 | 0.43438 | 0.47045 | 563343
2016-12-19 16:00 | 0.59115 | 0.39615 | 555471
2016-12-19 17:00 | 0.58021 | 0.3972 | 545422
2016-12-19 18:00 | 0.55009 | 0.44331 | 536491
2016-12-19 19:00 | 0.53303 | 0.48065 | 528857
2016-12-19 20:00 | 0.54548 | 0.50786 | 525223
2016-12-19 21:00 | 0.5696 | 0.55828 | 529043
2016-12-19 22:00 | 0.50964 | 0.70921 | 548076
2016-12-19 23:00 | 0.22809 | 0.81683 | 567860
2016-12-20 | 0.0029418 | 0.85892 | 576875
2016-12-20 01:00 | 0 | 0.87688 | 577523
2016-12-20 02:00 | 0 | 0.88115 | 566272
2016-12-20 03:00 | 0 | 0.88767 | 545611
2016-12-20 04:00 | 0 | 0.89717 | 520703
2016-12-20 05:00 | 0 | 0.89965 | 498602
2016-12-20 06:00 | 0 | 0.89398 | 480938
2016-12-20 07:00 | 0 | 0.884 | 470824
2016-12-20 08:00 | 0 | 0.869 | 467099
2016-12-20 09:00 | 0 | 0.85397 | 470497
2016-12-20 10:00 | 0 | 0.84754 | 483373
2016-12-20 11:00 | 0 | 0.84386 | 509656
2016-12-20 12:00 | 0 | 0.82415 | 537310
2016-12-20 13:00 | 0 | 0.79622 | 547315
2016-12-20 14:00 | 0.037892 | 0.71372 | 545994
2016-12-20 15:00 | 0.43035 | 0.55863 | 537898
2016-12-20 16:00 | 0.5851 | 0.40151 | 525586
2016-12-20 17:00 | 0.58562 | 0.36268 | 511467
2016-12-20 18:00 | 0.54551 | 0.37676 | 499927
2016-12-20 19:00 | 0.52171 | 0.37875 | 491141
2016-12-20 20:00 | 0.53037 | 0.38089 | 486462
2016-12-20 21:00 | 0.53592 | 0.42794 | 490003
2016-12-20 22:00 | 0.45063 | 0.50718 | 509653
2016-12-20 23:00 | 0.1518 | 0.54771 | 529350
2016-12-21 | 0.0029824 | 0.59463 | 539075
2016-12-21 01:00 | 0 | 0.6364 | 541622
2016-12-21 02:00 | 0 | 0.6761 | 532200
2016-12-21 03:00 | 0 | 0.71479 | 513573
2016-12-21 04:00 | 0 | 0.73252 | 490567
2016-12-21 05:00 | 0 | 0.73452 | 468962
2016-12-21 06:00 | 0 | 0.7343 | 453796
2016-12-21 07:00 | 0 | 0.73454 | 445178
2016-12-21 08:00 | 0 | 0.73425 | 441880
2016-12-21 09:00 | 0 | 0.73834 | 444408
2016-12-21 10:00 | 0 | 0.74579 | 456626
2016-12-21 11:00 | 0 | 0.76246 | 483811
2016-12-21 12:00 | 0 | 0.7826 | 510286
2016-12-21 13:00 | 0 | 0.80063 | 520079
2016-12-21 14:00 | 0.034087 | 0.73504 | 517715
2016-12-21 15:00 | 0.17097 | 0.57903 | 509230
2016-12-21 16:00 | 0.30738 | 0.49612 | 497804
2016-12-21 17:00 | 0.36807 | 0.53692 | 485887
2016-12-21 18:00 | 0.38004 | 0.61254 | 475256
2016-12-21 19:00 | 0.3791 | 0.66402 | 467024
2016-12-21 20:00 | 0.38052 | 0.69069 | 464161
2016-12-21 21:00 | 0.36492 | 0.71917 | 469351
2016-12-21 22:00 | 0.30241 | 0.78256 | 486513
2016-12-21 23:00 | 0.10896 | 0.82479 | 502430
2016-12-22 | 0.0012124 | 0.83637 | 509163
2016-12-22 01:00 | 0 | 0.82779 | 509868
2016-12-22 02:00 | 0 | 0.81489 | 500571
2016-12-22 03:00 | 0 | 0.80652 | 482877
2016-12-22 04:00 | 0 | 0.78658 | 460330
2016-12-22 05:00 | 0 | 0.76152 | 440070
2016-12-22 06:00 | 0 | 0.74035 | 423190
2016-12-22 07:00 | 0 | 0.71191 | 411998
2016-12-22 08:00 | 0 | 0.68555 | 406434
2016-12-22 09:00 | 0 | 0.65724 | 407653
2016-12-22 10:00 | 0 | 0.62109 | 417723
2016-12-22 11:00 | 0 | 0.57785 | 441338
2016-12-22 12:00 | 0 | 0.53364 | 468480
2016-12-22 13:00 | 0 | 0.49787 | 481338
2016-12-22 14:00 | 0.018919 | 0.4309 | 484535
2016-12-22 15:00 | 0.091037 | 0.35842 | 482772
2016-12-22 16:00 | 0.22247 | 0.27019 | 476519
2016-12-22 17:00 | 0.30009 | 0.22943 | 467884
2016-12-22 18:00 | 0.33538 | 0.23819 | 460572
2016-12-22 19:00 | 0.34461 | 0.25639 | 455456
2016-12-22 20:00 | 0.34835 | 0.27997 | 454145
2016-12-22 21:00 | 0.3398 | 0.38178 | 459862
2016-12-22 22:00 | 0.28688 | 0.52788 | 475102
2016-12-22 23:00 | 0.13043 | 0.59947 | 489576
2016-12-23 | 0.0016122 | 0.62738 | 495798
2016-12-23 01:00 | 0 | 0.63333 | 497223
2016-12-23 02:00 | 0 | 0.62986 | 487588
2016-12-23 03:00 | 0 | 0.62675 | 472798
2016-12-23 04:00 | 0 | 0.62705 | 451296
2016-12-23 05:00 | 0 | 0.62692 | 429186
2016-12-23 06:00 | 0 | 0.62615 | 412910
2016-12-23 07:00 | 0 | 0.62134 | 401630
2016-12-23 08:00 | 0 | 0.6171 | 396314
2016-12-23 09:00 | 0 | 0.62294 | 397588
2016-12-23 10:00 | 0 | 0.63818 | 405943
2016-12-23 11:00 | 0 | 0.65648 | 424029
2016-12-23 12:00 | 0 | 0.67075 | 444616
2016-12-23 13:00 | 0 | 0.6697 | 458812
2016-12-23 14:00 | 0.019464 | 0.63157 | 465951
2016-12-23 15:00 | 0.2363 | 0.53461 | 466609
2016-12-23 16:00 | 0.36445 | 0.48939 | 463057
2016-12-23 17:00 | 0.42029 | 0.48697 | 457024
2016-12-23 18:00 | 0.42136 | 0.48154 | 451089
2016-12-23 19:00 | 0.42519 | 0.45183 | 446074
2016-12-23 20:00 | 0.43887 | 0.39245 | 443898
2016-12-23 21:00 | 0.44904 | 0.35112 | 449172
2016-12-23 22:00 | 0.3657 | 0.41582 | 463676
2016-12-23 23:00 | 0.11724 | 0.45572 | 474071
2016-12-24 | 0.00086813 | 0.46013 | 476015
2016-12-24 01:00 | 0 | 0.44129 | 472752
2016-12-24 02:00 | 0 | 0.40968 | 462869
2016-12-24 03:00 | 0 | 0.39241 | 446590
2016-12-24 04:00 | 0 | 0.37783 | 425537
2016-12-24 05:00 | 0 | 0.35993 | 404551
2016-12-24 06:00 | 0 | 0.3388 | 388257
2016-12-24 07:00 | 0 | 0.31799 | 375554
2016-12-24 08:00 | 0 | 0.30513 | 366969
2016-12-24 09:00 | 0 | 0.28924 | 363078
2016-12-24 10:00 | 0 | 0.28067 | 363251
2016-12-24 11:00 | 0 | 0.27563 | 369381
2016-12-24 12:00 | 0 | 0.27428 | 381480
2016-12-24 13:00 | 0 | 0.2834 | 398053
2016-12-24 14:00 | 0.033179 | 0.28864 | 415360
2016-12-24 15:00 | 0.32833 | 0.22943 | 428043
2016-12-24 16:00 | 0.44894 | 0.18798 | 433806
2016-12-24 17:00 | 0.47369 | 0.22227 | 433274
2016-12-24 18:00 | 0.46236 | 0.27503 | 428294
2016-12-24 19:00 | 0.4569 | 0.30938 | 423092
2016-12-24 20:00 | 0.46708 | 0.33916 | 419950
2016-12-24 21:00 | 0.47422 | 0.37689 | 420867
2016-12-24 22:00 | 0.39101 | 0.51925 | 429184
2016-12-24 23:00 | 0.11863 | 0.68853 | 434716
2016-12-25 | 0.0013198 | 0.74563 | 434106
2016-12-25 01:00 | 0 | 0.73086 | 431811
2016-12-25 02:00 | 0 | 0.67189 | 424473
2016-12-25 03:00 | 0 | 0.62163 | 414284
2016-12-25 04:00 | 0 | 0.59541 | 400191
2016-12-25 05:00 | 0 | 0.58242 | 383442
2016-12-25 06:00 | 0 | 0.58787 | 370192
2016-12-25 07:00 | 0 | 0.60199 | 360271
2016-12-25 08:00 | 0 | 0.6126 | 353271
2016-12-25 09:00 | 0 | 0.62226 | 350538
2016-12-25 10:00 | 0 | 0.6482 | 352300
2016-12-25 11:00 | 0 | 0.67752 | 358203
2016-12-25 12:00 | 0 | 0.70663 | 367970
2016-12-25 13:00 | 0 | 0.73766 | 382950
2016-12-25 14:00 | 0.033636 | 0.77113 | 396269
2016-12-25 15:00 | 0.29757 | 0.78498 | 403256
2016-12-25 16:00 | 0.46553 | 0.79523 | 405805
2016-12-25 17:00 | 0.50548 | 0.81045 | 404927
2016-12-25 18:00 | 0.49459 | 0.82808 | 400037
2016-12-25 19:00 | 0.48588 | 0.84999 | 394876
2016-12-25 20:00 | 0.50152 | 0.86734 | 390187
2016-12-25 21:00 | 0.52549 | 0.88805 | 389975
2016-12-25 22:00 | 0.47188 | 0.9048 | 398888
2016-12-25 23:00 | 0.1837 | 0.92466 | 408809
2016-12-26 | 0.0013995 | 0.92253 | 414867
2016-12-26 01:00 | 0 | 0.91107 | 418361
2016-12-26 02:00 | 0 | 0.88883 | 414284
2016-12-26 03:00 | 0 | 0.8814 | 404879
2016-12-26 04:00 | 0 | 0.87328 | 390156
2016-12-26 05:00 | 0 | 0.86757 | 375132
2016-12-26 06:00 | 0 | 0.86395 | 362658
2016-12-26 07:00 | 0 | 0.86203 | 353699
2016-12-26 08:00 | 0 | 0.85667 | 348608
2016-12-26 09:00 | 0 | 0.84155 | 347460
2016-12-26 10:00 | 0 | 0.83064 | 351425
2016-12-26 11:00 | 0 | 0.81583 | 360472
2016-12-26 12:00 | 0 | 0.80204 | 372219
2016-12-26 13:00 | 0 | 0.78995 | 386382
2016-12-26 14:00 | 0.037568 | 0.71759 | 402763
2016-12-26 15:00 | 0.44785 | 0.64497 | 415695
2016-12-26 16:00 | 0.61754 | 0.68585 | 423628
2016-12-26 17:00 | 0.60783 | 0.69351 | 425977
2016-12-26 18:00 | 0.56815 | 0.67925 | 424365
2016-12-26 19:00 | 0.55057 | 0.67451 | 421404
2016-12-26 20:00 | 0.56958 | 0.66289 | 419521
2016-12-26 21:00 | 0.59799 | 0.63181 | 423752
2016-12-26 22:00 | 0.51989 | 0.63488 | 436949
2016-12-26 23:00 | 0.18574 | 0.64107 | 451101
2016-12-27 | 0.0016102 | 0.64278 | 457182
2016-12-27 01:00 | 0 | 0.64502 | 456649
2016-12-27 02:00 | 0 | 0.64303 | 445529
2016-12-27 03:00 | 0 | 0.63856 | 428812
2016-12-27 04:00 | 0 | 0.63855 | 407088
2016-12-27 05:00 | 0 | 0.63862 | 386994
2016-12-27 06:00 | 0 | 0.63699 | 370840
2016-12-27 07:00 | 0 | 0.62298 | 360758
2016-12-27 08:00 | 0 | 0.5995 | 355649
2016-12-27 09:00 | 0 | 0.564 | 355194
2016-12-27 10:00 | 0 | 0.52854 | 363773
2016-12-27 11:00 | 0 | 0.50498 | 381884
2016-12-27 12:00 | 0 | 0.49361 | 404862
2016-12-27 13:00 | 0 | 0.49298 | 423598
2016-12-27 14:00 | 0.076485 | 0.45973 | 438131
2016-12-27 15:00 | 0.4282 | 0.34003 | 446838
2016-12-27 16:00 | 0.57818 | 0.24958 | 449707
2016-12-27 17:00 | 0.58181 | 0.24193 | 447435
2016-12-27 18:00 | 0.5438 | 0.27182 | 443791
2016-12-27 19:00 | 0.52405 | 0.2917 | 440307
2016-12-27 20:00 | 0.53867 | 0.31269 | 438806
2016-12-27 21:00 | 0.56243 | 0.38214 | 441567
2016-12-27 22:00 | 0.48888 | 0.50886 | 455269
2016-12-27 23:00 | 0.18982 | 0.61866 | 470265
2016-12-28 | 0.0027315 | 0.69105 | 475038
2016-12-28 01:00 | 0 | 0.74942 | 473497
2016-12-28 02:00 | 0 | 0.79499 | 462033
2016-12-28 03:00 | 0 | 0.83252 | 443776
2016-12-28 04:00 | 0 | 0.8639 | 422447
2016-12-28 05:00 | 0 | 0.87228 | 402556
2016-12-28 06:00 | 0 | 0.86302 | 387175
2016-12-28 07:00 | 0 | 0.84526 | 377738
2016-12-28 08:00 | 0 | 0.82933 | 373272
2016-12-28 09:00 | 0 | 0.81164 | 374497
2016-12-28 10:00 | 0 | 0.79934 | 384252
2016-12-28 11:00 | 0 | 0.79481 | 403077
2016-12-28 12:00 | 0 | 0.79305 | 427341
2016-12-28 13:00 | 0 | 0.799 | 443446
2016-12-28 14:00 | 0.032394 | 0.74703 | 452691
2016-12-28 15:00 | 0.33795 | 0.57599 | 456814
2016-12-28 16:00 | 0.52394 | 0.47493 | 456842
2016-12-28 17:00 | 0.54613 | 0.54654 | 453459
2016-12-28 18:00 | 0.51369 | 0.62825 | 449712
2016-12-28 19:00 | 0.49848 | 0.65336 | 446431
2016-12-28 20:00 | 0.51459 | 0.6624 | 444718
2016-12-28 21:00 | 0.53599 | 0.69437 | 448630
2016-12-28 22:00 | 0.46663 | 0.79235 | 463782
2016-12-28 23:00 | 0.19042 | 0.87426 | 477506
2016-12-29 | 0.0016683 | 0.91706 | 481095
2016-12-29 01:00 | 0 | 0.92816 | 479408
2016-12-29 02:00 | 0 | 0.9319 | 468166
2016-12-29 03:00 | 0 | 0.93426 | 448978
2016-12-29 04:00 | 0 | 0.93347 | 426749
2016-12-29 05:00 | 0 | 0.9235 | 407362
2016-12-29 06:00 | 0 | 0.91033 | 391950
2016-12-29 07:00 | 0 | 0.89451 | 380919
2016-12-29 08:00 | 0 | 0.87919 | 374964
2016-12-29 09:00 | 0 | 0.86798 | 375678
2016-12-29 10:00 | 0 | 0.85489 | 383293
2016-12-29 11:00 | 0 | 0.84381 | 400267
2016-12-29 12:00 | 0 | 0.83544 | 422823
2016-12-29 13:00 | 0 | 0.82554 | 439712
2016-12-29 14:00 | 0.053651 | 0.74334 | 451937
2016-12-29 15:00 | 0.35059 | 0.65793 | 458406
2016-12-29 16:00 | 0.5094 | 0.66335 | 459642
2016-12-29 17:00 | 0.52178 | 0.67686 | 457177
2016-12-29 18:00 | 0.49245 | 0.65697 | 453413
2016-12-29 19:00 | 0.47417 | 0.61991 | 448588
2016-12-29 20:00 | 0.47443 | 0.58244 | 445166
2016-12-29 21:00 | 0.491 | 0.53842 | 448553
2016-12-29 22:00 | 0.41173 | 0.55844 | 463901
2016-12-29 23:00 | 0.17009 | 0.58742 | 480596
2016-12-30 | 0.0016277 | 0.60732 | 486871
2016-12-30 01:00 | 0 | 0.61598 | 487082
2016-12-30 02:00 | 0 | 0.61955 | 476994
2016-12-30 03:00 | 0 | 0.63139 | 460130
2016-12-30 04:00 | 0 | 0.64122 | 439914
2016-12-30 05:00 | 0 | 0.64251 | 421903
2016-12-30 06:00 | 0 | 0.63847 | 407091
2016-12-30 07:00 | 0 | 0.63143 | 398686
2016-12-30 08:00 | 0 | 0.62491 | 394429
2016-12-30 09:00 | 0 | 0.6231 | 396327
2016-12-30 10:00 | 0 | 0.62508 | 405523
2016-12-30 11:00 | 0 | 0.63262 | 425145
2016-12-30 12:00 | 0 | 0.64758 | 447660
2016-12-30 13:00 | 0 | 0.66833 | 463447
2016-12-30 14:00 | 0.066719 | 0.61355 | 470223
2016-12-30 15:00 | 0.33992 | 0.49243 | 471272
2016-12-30 16:00 | 0.48141 | 0.49189 | 467833
2016-12-30 17:00 | 0.5036 | 0.58274 | 461282
2016-12-30 18:00 | 0.4784 | 0.63601 | 453356
2016-12-30 19:00 | 0.46424 | 0.67126 | 446082
2016-12-30 20:00 | 0.47219 | 0.68752 | 441690
2016-12-30 21:00 | 0.48048 | 0.73834 | 446474
2016-12-30 22:00 | 0.39249 | 0.78405 | 463624
2016-12-30 23:00 | 0.13147 | 0.81133 | 481092
2016-12-31 | 0.0013272 | 0.82084 | 487680
2016-12-31 01:00 | 0 | 0.81546 | 489425
2016-12-31 02:00 | 0 | 0.8063 | 481878
2016-12-31 03:00 | 0 | 0.8072 | 468220
2016-12-31 04:00 | 0 | 0.79934 | 450956
2016-12-31 05:00 | 0 | 0.79354 | 433000
2016-12-31 06:00 | 0 | 0.79506 | 420297
2016-12-31 07:00 | 0 | 0.79259 | 411686
2016-12-31 08:00 | 0 | 0.77895 | 406155
2016-12-31 09:00 | 0 | 0.75431 | 404289
2016-12-31 10:00 | 0 | 0.72933 | 407850
2016-12-31 11:00 | 0 | 0.70563 | 415139
2016-12-31 12:00 | 0 | 0.68337 | 426446
2016-12-31 13:00 | 0 | 0.65616 | 437460
2016-12-31 14:00 | 0.036427 | 0.55801 | 444140
2016-12-31 15:00 | 0.29475 | 0.49612 | 446688
2016-12-31 16:00 | 0.45444 | 0.45406 | 445791
2016-12-31 17:00 | 0.50867 | 0.40843 | 442001
2016-12-31 18:00 | 0.49731 | 0.39735 | 437484
2016-12-31 19:00 | 0.48732 | 0.39133 | 433876
2016-12-31 20:00 | 0.4976 | 0.38105 | 432009
2016-12-31 21:00 | 0.5139 | 0.37142 | 435982
2016-12-31 22:00 | 0.43958 | 0.41346 | 450070
2016-12-31 23:00 | 0.1567 | 0.48672 | 459604
2017-01-01 | 0.0017613 | 0.54371 | 460100

## case results
| objective [€] | system cost [€/h]
0 | 263276714075.0235 | 29972303.5149

## component results
| carrier | Capacity Factor | Capital Expenditure [€] | Curtailment [MWh] | Dispatch [MW] | Installed Capacity [MW] | Market Value [€/MWh] | Operational Expenditure [€] | Optimal Capacity [MW] | Revenue [€] | Supply [MW] | Withdrawal [MW]
Generator | geothermal |  | 0 | 0 | 0 | 0 |  | 0 | 0 | 0 | 0 | 0
| natgas |  | 0 | 0 | 0 | 0 |  | 0 | 0 | 0 | 0 | 0
| natgas_wCCS |  | 0 | 0 | 0 | 0 |  | 0 | 0 | 0 | 0 | 0
| nuclear |  | 0 | 0 | 0 | 0 |  | 0 | 0 | 0 | 0 | 0
| onwind | 0.090433 | 132833991496.5517 | 3815965418.7702 | 983331496.412 | 0 | 136.5857 | 1474997244.618 | 1237750.9821 | 134308988741.0684 | 983331496.412 | 0
| solar-utility | 0.24832 | 68652518736.8245 | 350890671.6279 | 3020146009.588 | 0 | 22.7315 | 0 | 1384437.8629 | 68652518736.8553 | 3020146009.588 | 0
Link | direct air capture |  | 0 |  | 0 | 0 |  | 0 | 0 | 0 | 0 | 0
| geothermal |  | 0 |  | 0 | 0 |  | 0 | 0 | 0 | 0 | 0
| gravity_brick_store | 0.84189 | 11590447314.639 |  | -3.2596e-08 | 0 | -2.489e+18 | 0 | 344326.8984 | 11590447314.6397 | 2546643784.3788 | -2546643784.3788
| lead_acid_store |  | 0 |  | 0 | 0 |  | 0 | 0 | 0 | 0 | 0
| liquid_air_store |  | 0 |  | 0 | 0 |  | 0 | 0 | 0 | 0 | 0
| lithium_ion_lfp_store | 0.093687 | 208122192.558 |  | 1.4552e-10 | 0 | inf | 0 | 18995.2394 | 208122192.5578 | 15633834.6274 | -15633834.6274
| lithium_ion_nmc_store |  | 0 |  | 0 | 0 |  | 0 | 0 | 0 | 0 | 0
| natgas |  | 0 |  | 0 | 0 |  | 0 | 0 | 0 | 0 | 0
| natgas_wCCS |  | 0 |  | 0 | 0 |  | 0 | 0 | 0 | 0 | 0
| ni_zn_store |  | 0 |  | 0 | 0 |  | 0 | 0 | 0 | 0 | 0
| redox_store |  | 0 |  | 0 | 0 |  | 0 | 0 | 0 | 0 | 0
| zn_br_flow_store |  | 0 |  | 0 | 0 |  | 0 | 0 | 0 | 0 | 0
| zn_br_nonflow_store |  | 0 |  | 0 | 0 |  | 0 | 0 | 0 | 0 | 0
Load | load |  |  |  | -4003477506 |  | -65.762 |  |  | 263276714075.0561 | 0 | -4003477506
StorageUnit | battery storage |  | 0 | 0 | 0 | 0 |  | 0 | 0 | 0 | 0 | 0
Store | co2 atmosphere |  | 0 |  | 0 | 0 |  | 0 | 0 | 0 | 0 | 0
| gravity_brick_store | 0.42517 | 47921236097.0908 |  | -3.2596e-08 | 0 | -1.0291e+19 | 0 | 3794728.4008 | 47921236097.206 | 1273321892.1894 | -1273321892.1894
| lead_acid_store |  | 0 |  | 0 | 0 |  | 0 | 0 | 0 | 0 | 0
| liquid_air_store |  | 0 |  | 0 | 0 |  | 0 | 0 | 0 | 0 | 0
| lithium_ion_lfp_store | 0.078747 | 595400992.7287 |  | 1.4552e-10 | 0 | inf | 0 | 18995.2394 | 595400992.7289 | 7816917.3137 | -7816917.3137
| lithium_ion_nmc_store |  | 0 |  | 0 | 0 |  | 0 | 0 | 0 | 0 | 0
| load shifting backward |  | 0 |  | 0 | 0 |  | 0 | 0 | 0 | 0 | 0
| load shifting forward |  | 0 |  | 0 | 0 |  | 0 | 0 | 0 | 0 | 0
| ni_zn_store |  | 0 |  | 0 | 0 |  | 0 | 0 | 0 | 0 | 0
| redox_store |  | 0 |  | 0 | 0 |  | 0 | 0 | 0 | 0 | 0
| zn_br_flow_store |  | 0 |  | 0 | 0 |  | 0 | 0 | 0 | 0 | 0
| zn_br_nonflow_store |  | 0 |  | 0 | 0 |  | 0 | 0 | 0 | 0 | 0

## time results
snapshot | CCGT dispatch | CCGT % wCCS dispatch | geothermal dispatch | nuclear dispatch | onwind dispatch | solar-utility dispatch | load load | battery storage charged | battery storage discharged | battery storage state of charge | Gravity-Brick-store state of charge | Lead-Acid-store state of charge | Liquid-Air-store state of charge | Lithium-Ion-LFP-store state of charge | Lithium-Ion-NMC-store state of charge | Ni-Zn-store state of charge | Vanadium-Redox-Flow-store state of charge | Zn-Br-Flow-store state of charge | Zn-Br-Nonflow-store state of charge | co2 atmosphere state of charge | load shifting backward state of charge | load shifting forward state of charge | CCGT % link dispatch | CCGT % link wCCS dispatch | Gravity-Brick-bicharger dispatch | Lead-Acid-bicharger dispatch | Liquid-Air-charger dispatch | Liquid-Air-discharger dispatch | Lithium-Ion-LFP-bicharger dispatch | Lithium-Ion-NMC-bicharger dispatch | Ni-Zn-bicharger dispatch | Vanadium-Redox-Flow-bicharger dispatch | Zn-Br-Flow-bicharger dispatch | Zn-Br-Nonflow-bicharger dispatch | direct air capture dispatch | geothermal % link dispatch
2016-01-01 | 0 | 0 | 0 | 0 | 124098.029 | 2384.0726 | 470809 | 0 | 0 | 0 | 2075761.5409 | 0 | 0 | 0 | 0 | 0 | 0 | 0 | 0 | 0 | 0 | 0 | 0 | 0 | -344326.8984 | 0 | 0 | 0 | 0 | 0 | 0 | 0 | 0 | 0 | 0 | 0
2016-01-01 01:00 | 0 | 0 | 0 | 0 | 118566.1016 | 0 | 462893 | 0 | 0 | 0 | 1731434.6425 | 0 | 0 | 0 | 0 | 0 | 0 | 0 | 0 | 0 | 0 | 0 | 0 | 0 | -344326.8984 | 0 | 0 | 0 | 0 | 0 | 0 | 0 | 0 | 0 | 0 | 0
2016-01-01 02:00 | 0 | 0 | 0 | 0 | 694687.7919 | 0 | 452352 | 0 | 0 | 0 | 1973770.4344 | 0 | 0 | 0 | 0 | 0 | 0 | 0 | 0 | 0 | 0 | 0 | 0 | 0 | 242335.7919 | 0 | 0 | 0 | 0 | 0 | 0 | 0 | 0 | 0 | 0 | 0
2016-01-01 03:00 | 0 | 0 | 0 | 0 | 94350.1016 | 0 | 438677 | 0 | 0 | 0 | 1629443.5361 | 0 | 0 | 0 | 0 | 0 | 0 | 0 | 0 | 0 | 0 | 0 | 0 | 0 | -344326.8984 | 0 | 0 | 0 | 0 | 0 | 0 | 0 | 0 | 0 | 0 | 0
2016-01-01 04:00 | 0 | 0 | 0 | 0 | 78968.1016 | 0 | 423295 | 0 | 0 | 0 | 1285116.6377 | 0 | 0 | 0 | 0 | 0 | 0 | 0 | 0 | 0 | 0 | 0 | 0 | 0 | -344326.8984 | 0 | 0 | 0 | 0 | 0 | 0 | 0 | 0 | 0 | 0 | 0
2016-01-01 05:00 | 0 | 0 | 0 | 0 | 66652.1016 | 0 | 410979 | 0 | 0 | 0 | 940789.7393 | 0 | 0 | 0 | 0 | 0 | 0 | 0 | 0 | 0 | 0 | 0 | 0 | 0 | -344326.8984 | 0 | 0 | 0 | 0 | 0 | 0 | 0 | 0 | 0 | 0 | 0
2016-01-01 06:00 | 0 | 0 | 0 | 0 | 744770.8984 | 0 | 400444 | 0 | 0 | 0 | 1285116.6377 | 0 | 0 | 0 | 0 | 0 | 0 | 0 | 0 | 0 | 0 | 0 | 0 | 0 | 344326.8984 | 0 | 0 | 0 | 0 | 0 | 0 | 0 | 0 | 0 | 0 | 0
2016-01-01 07:00 | 0 | 0 | 0 | 0 | 46518.1016 | 0 | 390845 | 0 | 0 | 0 | 940789.7393 | 0 | 0 | 0 | 0 | 0 | 0 | 0 | 0 | 0 | 0 | 0 | 0 | 0 | -344326.8984 | 0 | 0 | 0 | 0 | 0 | 0 | 0 | 0 | 0 | 0 | 0
2016-01-01 08:00 | 0 | 0 | 0 | 0 | 39541.1016 | 0 | 383868 | 0 | 0 | 0 | 596462.841 | 0 | 0 | 0 | 0 | 0 | 0 | 0 | 0 | 0 | 0 | 0 | 0 | 0 | -344326.8984 | 0 | 0 | 0 | 0 | 0 | 0 | 0 | 0 | 0 | 0 | 0
2016-01-01 09:00 | 0 | 0 | 0 | 0 | 726573.8984 | 0 | 382247 | 0 | 0 | 0 | 940789.7393 | 0 | 0 | 0 | 0 | 0 | 0 | 0 | 0 | 0 | 0 | 0 | 0 | 0 | 344326.8984 | 0 | 0 | 0 | 0 | 0 | 0 | 0 | 0 | 0 | 0 | 0
2016-01-01 10:00 | 0 | 0 | 0 | 0 | 41430.1016 | 0 | 385757 | 0 | 0 | 0 | 596462.841 | 0 | 0 | 0 | 0 | 0 | 0 | 0 | 0 | 0 | 0 | 0 | 0 | 0 | -344326.8984 | 0 | 0 | 0 | 0 | 0 | 0 | 0 | 0 | 0 | 0 | 0
2016-01-01 11:00 | 0 | 0 | 0 | 0 | 46617.1016 | 0 | 390944 | 0 | 0 | 0 | 252135.9426 | 0 | 0 | 0 | 0 | 0 | 0 | 0 | 0 | 0 | 0 | 0 | 0 | 0 | -344326.8984 | 0 | 0 | 0 | 0 | 0 | 0 | 0 | 0 | 0 | 0 | 0
2016-01-01 12:00 | 0 | 0 | 0 | 0 | 146403.0574 | 0 | 398539 | 0 | 0 | 0 | 0 | 0 | 0 | 0 | 0 | 0 | 0 | 0 | 0 | 0 | 0 | 0 | 0 | 0 | -252135.9426 | 0 | 0 | 0 | 0 | 0 | 0 | 0 | 0 | 0 | 0 | 0
2016-01-01 13:00 | 0 | 0 | 0 | 0 | 751874.8984 | 0 | 407548 | 0 | 0 | 0 | 344326.8984 | 0 | 0 | 0 | 0 | 0 | 0 | 0 | 0 | 0 | 0 | 0 | 0 | 0 | 344326.8984 | 0 | 0 | 0 | 0 | 0 | 0 | 0 | 0 | 0 | 0 | 0
2016-01-01 14:00 | 0 | 0 | 0 | 0 | 13626.3678 | 62335.7338 | 420289 | 0 | 0 | 0 | 0 | 0 | 0 | 0 | 0 | 0 | 0 | 0 | 0 | 0 | 0 | 0 | 0 | 0 | -344326.8984 | 0 | 0 | 0 | 0 | 0 | 0 | 0 | 0 | 0 | 0 | 0
2016-01-01 15:00 | 0 | 0 | 0 | 0 | 218714.2252 | 557382.6732 | 431770 | 0 | 0 | 0 | 344326.8984 | 0 | 0 | 0 | 0 | 0 | 0 | 0 | 0 | 0 | 0 | 0 | 0 | 0 | 344326.8984 | 0 | 0 | 0 | 0 | 0 | 0 | 0 | 0 | 0 | 0 | 0
2016-01-01 16:00 | 0 | 0 | 0 | 0 | 0 | 782806.8984 | 438480 | 0 | 0 | 0 | 688653.7967 | 0 | 0 | 0 | 0 | 0 | 0 | 0 | 0 | 0 | 0 | 0 | 0 | 0 | 344326.8984 | 0 | 0 | 0 | 0 | 0 | 0 | 0 | 0 | 0 | 0 | 0
2016-01-01 17:00 | 0 | 0 | 0 | 0 | 0 | 803660.1378 | 440338 | 0 | 0 | 0 | 1032980.6951 | 0 | 0 | 18995.2394 | 0 | 0 | 0 | 0 | 0 | 0 | 0 | 0 | 0 | 0 | 344326.8984 | 0 | 0 | 0 | 18995.2394 | 0 | 0 | 0 | 0 | 0 | 0 | 0
2016-01-01 18:00 | 0 | 0 | 0 | 0 | 0 | 758808.5499 | 438036 | 0 | 0 | 0 | 1372748.4845 | 0 | 0 | 0 | 0 | 0 | 0 | 0 | 0 | 0 | 0 | 0 | 0 | 0 | 339767.7894 | 0 | 0 | 0 | -18995.2394 | 0 | 0 | 0 | 0 | 0 | 0 | 0
2016-01-01 19:00 | 0 | 0 | 0 | 0 | 0 | 739095.0519 | 432321 | 0 | 0 | 0 | 1679522.5364 | 0 | 0 | 0 | 0 | 0 | 0 | 0 | 0 | 0 | 0 | 0 | 0 | 0 | 306774.0519 | 0 | 0 | 0 | 0 | 0 | 0 | 0 | 0 | 0 | 0 | 0
2016-01-01 20:00 | 0 | 0 | 0 | 0 | 7379.95 | 765806.9484 | 428860 | 0 | 0 | 0 | 2023849.4347 | 0 | 0 | 0 | 0 | 0 | 0 | 0 | 0 | 0 | 0 | 0 | 0 | 0 | 344326.8984 | 0 | 0 | 0 | 0 | 0 | 0 | 0 | 0 | 0 | 0 | 0
2016-01-01 21:00 | 0 | 0 | 0 | 0 | 0 | 794123.1378 | 430801 | 0 | 0 | 0 | 2368176.3331 | 0 | 0 | 18995.2394 | 0 | 0 | 0 | 0 | 0 | 0 | 0 | 0 | 0 | 0 | 344326.8984 | 0 | 0 | 0 | 18995.2394 | 0 | 0 | 0 | 0 | 0 | 0 | 0
2016-01-01 22:00 | 0 | 0 | 0 | 0 | 0 | 741500.2524 | 445055 | 0 | 0 | 0 | 2683616.8249 | 0 | 0 | 0 | 0 | 0 | 0 | 0 | 0 | 0 | 0 | 0 | 0 | 0 | 315440.4918 | 0 | 0 | 0 | -18995.2394 | 0 | 0 | 0 | 0 | 0 | 0 | 0
2016-01-01 23:00 | 0 | 0 | 0 | 0 | 0 | 291044.8189 | 460170 | 0 | 0 | 0 | 2514491.6439 | 0 | 0 | 0 | 0 | 0 | 0 | 0 | 0 | 0 | 0 | 0 | 0 | 0 | -169125.1811 | 0 | 0 | 0 | 0 | 0 | 0 | 0 | 0 | 0 | 0 | 0
2016-01-02 | 0 | 0 | 0 | 0 | 118887.8335 | 2720.2681 | 465935 | 0 | 0 | 0 | 2170164.7455 | 0 | 0 | 0 | 0 | 0 | 0 | 0 | 0 | 0 | 0 | 0 | 0 | 0 | -344326.8984 | 0 | 0 | 0 | 0 | 0 | 0 | 0 | 0 | 0 | 0 | 0
2016-01-02 01:00 | 0 | 0 | 0 | 0 | 121035.1016 | 0 | 465362 | 0 | 0 | 0 | 1825837.8471 | 0 | 0 | 0 | 0 | 0 | 0 | 0 | 0 | 0 | 0 | 0 | 0 | 0 | -344326.8984 | 0 | 0 | 0 | 0 | 0 | 0 | 0 | 0 | 0 | 0 | 0
2016-01-02 02:00 | 0 | 0 | 0 | 0 | 117767.1016 | 0 | 462094 | 0 | 0 | 0 | 1481510.9488 | 0 | 0 | 0 | 0 | 0 | 0 | 0 | 0 | 0 | 0 | 0 | 0 | 0 | -344326.8984 | 0 | 0 | 0 | 0 | 0 | 0 | 0 | 0 | 0 | 0 | 0
2016-01-02 03:00 | 0 | 0 | 0 | 0 | 794906.8984 | 0 | 450580 | 0 | 0 | 0 | 1825837.8471 | 0 | 0 | 0 | 0 | 0 | 0 | 0 | 0 | 0 | 0 | 0 | 0 | 0 | 344326.8984 | 0 | 0 | 0 | 0 | 0 | 0 | 0 | 0 | 0 | 0 | 0
2016-01-02 04:00 | 0 | 0 | 0 | 0 | 90604.1016 | 0 | 434931 | 0 | 0 | 0 | 1481510.9488 | 0 | 0 | 0 | 0 | 0 | 0 | 0 | 0 | 0 | 0 | 0 | 0 | 0 | -344326.8984 | 0 | 0 | 0 | 0 | 0 | 0 | 0 | 0 | 0 | 0 | 0
2016-01-02 05:00 | 0 | 0 | 0 | 0 | 73588.1016 | 0 | 417915 | 0 | 0 | 0 | 1137184.0504 | 0 | 0 | 0 | 0 | 0 | 0 | 0 | 0 | 0 | 0 | 0 | 0 | 0 | -344326.8984 | 0 | 0 | 0 | 0 | 0 | 0 | 0 | 0 | 0 | 0 | 0
2016-01-02 06:00 | 0 | 0 | 0 | 0 | 62299.1016 | 0 | 406626 | 0 | 0 | 0 | 792857.152 | 0 | 0 | 0 | 0 | 0 | 0 | 0 | 0 | 0 | 0 | 0 | 0 | 0 | -344326.8984 | 0 | 0 | 0 | 0 | 0 | 0 | 0 | 0 | 0 | 0 | 0
2016-01-02 07:00 | 0 | 0 | 0 | 0 | 738051.265 | 0 | 397512 | 0 | 0 | 0 | 1133396.4171 | 0 | 0 | 0 | 0 | 0 | 0 | 0 | 0 | 0 | 0 | 0 | 0 | 0 | 340539.265 | 0 | 0 | 0 | 0 | 0 | 0 | 0 | 0 | 0 | 0 | 0
2016-01-02 08:00 | 0 | 0 | 0 | 0 | 48629.1016 | 0 | 392956 | 0 | 0 | 0 | 789069.5187 | 0 | 0 | 0 | 0 | 0 | 0 | 0 | 0 | 0 | 0 | 0 | 0 | 0 | -344326.8984 | 0 | 0 | 0 | 0 | 0 | 0 | 0 | 0 | 0 | 0 | 0
2016-01-02 09:00 | 0 | 0 | 0 | 0 | 47883.1016 | 0 | 392210 | 0 | 0 | 0 | 444742.6203 | 0 | 0 | 0 | 0 | 0 | 0 | 0 | 0 | 0 | 0 | 0 | 0 | 0 | -344326.8984 | 0 | 0 | 0 | 0 | 0 | 0 | 0 | 0 | 0 | 0 | 0
2016-01-02 10:00 | 0 | 0 | 0 | 0 | 699993.2556 | 0 | 396592 | 0 | 0 | 0 | 748143.8759 | 0 | 0 | 0 | 0 | 0 | 0 | 0 | 0 | 0 | 0 | 0 | 0 | 0 | 303401.2556 | 0 | 0 | 0 | 0 | 0 | 0 | 0 | 0 | 0 | 0 | 0
2016-01-02 11:00 | 0 | 0 | 0 | 0 | 62440.1016 | 0 | 406767 | 0 | 0 | 0 | 403816.9775 | 0 | 0 | 0 | 0 | 0 | 0 | 0 | 0 | 0 | 0 | 0 | 0 | 0 | -344326.8984 | 0 | 0 | 0 | 0 | 0 | 0 | 0 | 0 | 0 | 0 | 0
2016-01-02 12:00 | 0 | 0 | 0 | 0 | 679935.4588 | 0 | 420668 | 0 | 0 | 0 | 663084.4363 | 0 | 0 | 0 | 0 | 0 | 0 | 0 | 0 | 0 | 0 | 0 | 0 | 0 | 259267.4588 | 0 | 0 | 0 | 0 | 0 | 0 | 0 | 0 | 0 | 0 | 0
2016-01-02 13:00 | 0 | 0 | 0 | 0 | 676851.1888 | 0 | 434757 | 0 | 0 | 0 | 905178.6252 | 0 | 0 | 0 | 0 | 0 | 0 | 0 | 0 | 0 | 0 | 0 | 0 | 0 | 242094.1888 | 0 | 0 | 0 | 0 | 0 | 0 | 0 | 0 | 0 | 0 | 0
2016-01-02 14:00 | 0 | 0 | 0 | 0 | 10489.0215 | 90230.0801 | 445046 | 0 | 0 | 0 | 560851.7268 | 0 | 0 | 0 | 0 | 0 | 0 | 0 | 0 | 0 | 0 | 0 | 0 | 0 | -344326.8984 | 0 | 0 | 0 | 0 | 0 | 0 | 0 | 0 | 0 | 0 | 0
2016-01-02 15:00 | 0 | 0 | 0 | 0 | 355995.1912 | 438424.7072 | 450093 | 0 | 0 | 0 | 905178.6252 | 0 | 0 | 0 | 0 | 0 | 0 | 0 | 0 | 0 | 0 | 0 | 0 | 0 | 344326.8984 | 0 | 0 | 0 | 0 | 0 | 0 | 0 | 0 | 0 | 0 | 0
2016-01-02 16:00 | 0 | 0 | 0 | 0 | 148793.3931 | 644309.5053 | 448776 | 0 | 0 | 0 | 1249505.5235 | 0 | 0 | 0 | 0 | 0 | 0 | 0 | 0 | 0 | 0 | 0 | 0 | 0 | 344326.8984 | 0 | 0 | 0 | 0 | 0 | 0 | 0 | 0 | 0 | 0 | 0
2016-01-02 17:00 | 0 | 0 | 0 | 0 | 0 | 698843.9027 | 443349 | 0 | 0 | 0 | 1505000.4262 | 0 | 0 | 0 | 0 | 0 | 0 | 0 | 0 | 0 | 0 | 0 | 0 | 0 | 255494.9027 | 0 | 0 | 0 | 0 | 0 | 0 | 0 | 0 | 0 | 0 | 0
2016-01-02 18:00 | 0 | 0 | 0 | 0 | 0 | 687236.3105 | 435148 | 0 | 0 | 0 | 1757088.7367 | 0 | 0 | 0 | 0 | 0 | 0 | 0 | 0 | 0 | 0 | 0 | 0 | 0 | 252088.3105 | 0 | 0 | 0 | 0 | 0 | 0 | 0 | 0 | 0 | 0 | 0
2016-01-02 19:00 | 0 | 0 | 0 | 0 | 100365.4532 | 671090.4451 | 427129 | 0 | 0 | 0 | 2101415.6351 | 0 | 0 | 0 | 0 | 0 | 0 | 0 | 0 | 0 | 0 | 0 | 0 | 0 | 344326.8984 | 0 | 0 | 0 | 0 | 0 | 0 | 0 | 0 | 0 | 0 | 0
2016-01-02 20:00 | 0 | 0 | 0 | 0 | 0 | 683711.6314 | 420682 | 0 | 0 | 0 | 2364445.2664 | 0 | 0 | 0 | 0 | 0 | 0 | 0 | 0 | 0 | 0 | 0 | 0 | 0 | 263029.6314 | 0 | 0 | 0 | 0 | 0 | 0 | 0 | 0 | 0 | 0 | 0
2016-01-02 21:00 | 0 | 0 | 0 | 0 | 0 | 690300.0687 | 423696 | 0 | 0 | 0 | 2631049.3352 | 0 | 0 | 0 | 0 | 0 | 0 | 0 | 0 | 0 | 0 | 0 | 0 | 0 | 266604.0687 | 0 | 0 | 0 | 0 | 0 | 0 | 0 | 0 | 0 | 0 | 0
2016-01-02 22:00 | 0 | 0 | 0 | 0 | 0 | 571241.9387 | 441498 | 0 | 0 | 0 | 2741798.0344 | 0 | 0 | 18995.2394 | 0 | 0 | 0 | 0 | 0 | 0 | 0 | 0 | 0 | 0 | 110748.6992 | 0 | 0 | 0 | 18995.2394 | 0 | 0 | 0 | 0 | 0 | 0 | 0
2016-01-02 23:00 | 0 | 0 | 0 | 0 | 0 | 205905.7945 | 461592 | 0 | 0 | 0 | 2505107.0683 | 0 | 0 | 0 | 0 | 0 | 0 | 0 | 0 | 0 | 0 | 0 | 0 | 0 | -236690.9661 | 0 | 0 | 0 | -18995.2394 | 0 | 0 | 0 | 0 | 0 | 0 | 0
2016-01-03 | 0 | 0 | 0 | 0 | 122319.1359 | 2698.9658 | 469345 | 0 | 0 | 0 | 2160780.1699 | 0 | 0 | 0 | 0 | 0 | 0 | 0 | 0 | 0 | 0 | 0 | 0 | 0 | -344326.8984 | 0 | 0 | 0 | 0 | 0 | 0 | 0 | 0 | 0 | 0 | 0
2016-01-03 01:00 | 0 | 0 | 0 | 0 | 126020.1016 | 0 | 470347 | 0 | 0 | 0 | 1816453.2716 | 0 | 0 | 0 | 0 | 0 | 0 | 0 | 0 | 0 | 0 | 0 | 0 | 0 | -344326.8984 | 0 | 0 | 0 | 0 | 0 | 0 | 0 | 0 | 0 | 0 | 0
2016-01-03 02:00 | 0 | 0 | 0 | 0 | 693427.9248 | 0 | 467310 | 0 | 0 | 0 | 2042571.1964 | 0 | 0 | 0 | 0 | 0 | 0 | 0 | 0 | 0 | 0 | 0 | 0 | 0 | 226117.9248 | 0 | 0 | 0 | 0 | 0 | 0 | 0 | 0 | 0 | 0 | 0
2016-01-03 03:00 | 0 | 0 | 0 | 0 | 111703.1016 | 0 | 456030 | 0 | 0 | 0 | 1698244.298 | 0 | 0 | 0 | 0 | 0 | 0 | 0 | 0 | 0 | 0 | 0 | 0 | 0 | -344326.8984 | 0 | 0 | 0 | 0 | 0 | 0 | 0 | 0 | 0 | 0 | 0
2016-01-03 04:00 | 0 | 0 | 0 | 0 | 97232.1016 | 0 | 441559 | 0 | 0 | 0 | 1353917.3996 | 0 | 0 | 0 | 0 | 0 | 0 | 0 | 0 | 0 | 0 | 0 | 0 | 0 | -344326.8984 | 0 | 0 | 0 | 0 | 0 | 0 | 0 | 0 | 0 | 0 | 0
2016-01-03 05:00 | 0 | 0 | 0 | 0 | 730266.4599 | 0 | 427167 | 0 | 0 | 0 | 1657016.8596 | 0 | 0 | 0 | 0 | 0 | 0 | 0 | 0 | 0 | 0 | 0 | 0 | 0 | 303099.4599 | 0 | 0 | 0 | 0 | 0 | 0 | 0 | 0 | 0 | 0 | 0
2016-01-03 06:00 | 0 | 0 | 0 | 0 | 69507.1016 | 0 | 413834 | 0 | 0 | 0 | 1312689.9612 | 0 | 0 | 0 | 0 | 0 | 0 | 0 | 0 | 0 | 0 | 0 | 0 | 0 | -344326.8984 | 0 | 0 | 0 | 0 | 0 | 0 | 0 | 0 | 0 | 0 | 0
2016-01-03 07:00 | 0 | 0 | 0 | 0 | 710718.9768 | 0 | 404865 | 0 | 0 | 0 | 1618543.938 | 0 | 0 | 0 | 0 | 0 | 0 | 0 | 0 | 0 | 0 | 0 | 0 | 0 | 305853.9768 | 0 | 0 | 0 | 0 | 0 | 0 | 0 | 0 | 0 | 0 | 0
2016-01-03 08:00 | 0 | 0 | 0 | 0 | 684095.7664 | 0 | 399699 | 0 | 0 | 0 | 1902940.7044 | 0 | 0 | 0 | 0 | 0 | 0 | 0 | 0 | 0 | 0 | 0 | 0 | 0 | 284396.7664 | 0 | 0 | 0 | 0 | 0 | 0 | 0 | 0 | 0 | 0 | 0
2016-01-03 09:00 | 0 | 0 | 0 | 0 | 53783.1016 | 0 | 398110 | 0 | 0 | 0 | 1558613.806 | 0 | 0 | 0 | 0 | 0 | 0 | 0 | 0 | 0 | 0 | 0 | 0 | 0 | -344326.8984 | 0 | 0 | 0 | 0 | 0 | 0 | 0 | 0 | 0 | 0 | 0
2016-01-03 10:00 | 0 | 0 | 0 | 0 | 56507.1016 | 0 | 400834 | 0 | 0 | 0 | 1214286.9076 | 0 | 0 | 0 | 0 | 0 | 0 | 0 | 0 | 0 | 0 | 0 | 0 | 0 | -344326.8984 | 0 | 0 | 0 | 0 | 0 | 0 | 0 | 0 | 0 | 0 | 0
2016-01-03 11:00 | 0 | 0 | 0 | 0 | 569356.2206 | 0 | 408834 | 0 | 0 | 0 | 1374809.1283 | 0 | 0 | 0 | 0 | 0 | 0 | 0 | 0 | 0 | 0 | 0 | 0 | 0 | 160522.2206 | 0 | 0 | 0 | 0 | 0 | 0 | 0 | 0 | 0 | 0 | 0
2016-01-03 12:00 | 0 | 0 | 0 | 0 | 76122.1016 | 0 | 420449 | 0 | 0 | 0 | 1030482.2299 | 0 | 0 | 0 | 0 | 0 | 0 | 0 | 0 | 0 | 0 | 0 | 0 | 0 | -344326.8984 | 0 | 0 | 0 | 0 | 0 | 0 | 0 | 0 | 0 | 0 | 0
2016-01-03 13:00 | 0 | 0 | 0 | 0 | 495604.2516 | 0 | 433181 | 0 | 0 | 0 | 1092905.4814 | 0 | 0 | 0 | 0 | 0 | 0 | 0 | 0 | 0 | 0 | 0 | 0 | 0 | 62423.2516 | 0 | 0 | 0 | 0 | 0 | 0 | 0 | 0 | 0 | 0 | 0
2016-01-03 14:00 | 0 | 0 | 0 | 0 | 395877.2092 | 54908.7259 | 440085 | 0 | 0 | 0 | 1103606.4165 | 0 | 0 | 0 | 0 | 0 | 0 | 0 | 0 | 0 | 0 | 0 | 0 | 0 | 10700.9351 | 0 | 0 | 0 | 0 | 0 | 0 | 0 | 0 | 0 | 0 | 0
2016-01-03 15:00 | 0 | 0 | 0 | 0 | 222872.7739 | 517061.2582 | 439806 | 0 | 0 | 0 | 1384739.2092 | 0 | 0 | 18995.2394 | 0 | 0 | 0 | 0 | 0 | 0 | 0 | 0 | 0 | 0 | 281132.7927 | 0 | 0 | 0 | 18995.2394 | 0 | 0 | 0 | 0 | 0 | 0 | 0
2016-01-03 16:00 | 0 | 0 | 0 | 0 | 92168.2516 | 687157.6467 | 434999 | 0 | 0 | 0 | 1729066.1076 | 0 | 0 | 18995.2394 | 0 | 0 | 0 | 0 | 0 | 0 | 0 | 0 | 0 | 0 | 344326.8984 | 0 | 0 | 0 | 0 | 0 | 0 | 0 | 0 | 0 | 0 | 0
2016-01-03 17:00 | 0 | 0 | 0 | 0 | 65494.0527 | 709751.8457 | 430919 | 0 | 0 | 0 | 2073393.0059 | 0 | 0 | 18995.2394 | 0 | 0 | 0 | 0 | 0 | 0 | 0 | 0 | 0 | 0 | 344326.8984 | 0 | 0 | 0 | 0 | 0 | 0 | 0 | 0 | 0 | 0 | 0
2016-01-03 18:00 | 0 | 0 | 0 | 0 | 0 | 681528.9086 | 427178 | 0 | 0 | 0 | 2327743.9146 | 0 | 0 | 18995.2394 | 0 | 0 | 0 | 0 | 0 | 0 | 0 | 0 | 0 | 0 | 254350.9086 | 0 | 0 | 0 | 0 | 0 | 0 | 0 | 0 | 0 | 0 | 0
2016-01-03 19:00 | 0 | 0 | 0 | 0 | 0 | 660788.9496 | 422449 | 0 | 0 | 0 | 2566083.8642 | 0 | 0 | 18995.2394 | 0 | 0 | 0 | 0 | 0 | 0 | 0 | 0 | 0 | 0 | 238339.9496 | 0 | 0 | 0 | 0 | 0 | 0 | 0 | 0 | 0 | 0 | 0
2016-01-03 20:00 | 0 | 0 | 0 | 0 | 101002.7346 | 662267.1637 | 418943 | 0 | 0 | 0 | 2910410.7625 | 0 | 0 | 18995.2394 | 0 | 0 | 0 | 0 | 0 | 0 | 0 | 0 | 0 | 0 | 344326.8984 | 0 | 0 | 0 | 0 | 0 | 0 | 0 | 0 | 0 | 0 | 0
2016-01-03 21:00 | 0 | 0 | 0 | 0 | 0 | 643911.2413 | 424541 | 0 | 0 | 0 | 3148776.2433 | 0 | 0 | 0 | 0 | 0 | 0 | 0 | 0 | 0 | 0 | 0 | 0 | 0 | 238365.4807 | 0 | 0 | 0 | -18995.2394 | 0 | 0 | 0 | 0 | 0 | 0 | 0
2016-01-03 22:00 | 0 | 0 | 0 | 0 | 0 | 511173.3991 | 444380 | 0 | 0 | 0 | 3215569.6423 | 0 | 0 | 0 | 0 | 0 | 0 | 0 | 0 | 0 | 0 | 0 | 0 | 0 | 66793.3991 | 0 | 0 | 0 | 0 | 0 | 0 | 0 | 0 | 0 | 0 | 0
2016-01-03 23:00 | 0 | 0 | 0 | 0 | 238743.9608 | 120252.569 | 464325 | 0 | 0 | 0 | 3110241.1722 | 0 | 0 | 0 | 0 | 0 | 0 | 0 | 0 | 0 | 0 | 0 | 0 | 0 | -105328.4701 | 0 | 0 | 0 | 0 | 0 | 0 | 0 | 0 | 0 | 0 | 0
2016-01-04 | 0 | 0 | 0 | 0 | 127588.2429 | 2880.8588 | 474796 | 0 | 0 | 0 | 2765914.2738 | 0 | 0 | 0 | 0 | 0 | 0 | 0 | 0 | 0 | 0 | 0 | 0 | 0 | -344326.8984 | 0 | 0 | 0 | 0 | 0 | 0 | 0 | 0 | 0 | 0 | 0
2016-01-04 01:00 | 0 | 0 | 0 | 0 | 344317.0657 | 0 | 477021 | 0 | 0 | 0 | 2633210.3395 | 0 | 0 | 0 | 0 | 0 | 0 | 0 | 0 | 0 | 0 | 0 | 0 | 0 | -132703.9343 | 0 | 0 | 0 | 0 | 0 | 0 | 0 | 0 | 0 | 0 | 0
2016-01-04 02:00 | 0 | 0 | 0 | 0 | 125408.1016 | 0 | 469735 | 0 | 0 | 0 | 2288883.4411 | 0 | 0 | 0 | 0 | 0 | 0 | 0 | 0 | 0 | 0 | 0 | 0 | 0 | -344326.8984 | 0 | 0 | 0 | 0 | 0 | 0 | 0 | 0 | 0 | 0 | 0
2016-01-04 03:00 | 0 | 0 | 0 | 0 | 405490.2258 | 0 | 452837 | 0 | 0 | 0 | 2241536.6669 | 0 | 0 | 0 | 0 | 0 | 0 | 0 | 0 | 0 | 0 | 0 | 0 | 0 | -47346.7742 | 0 | 0 | 0 | 0 | 0 | 0 | 0 | 0 | 0 | 0 | 0
2016-01-04 04:00 | 0 | 0 | 0 | 0 | 91351.1016 | 0 | 435678 | 0 | 0 | 0 | 1897209.7685 | 0 | 0 | 0 | 0 | 0 | 0 | 0 | 0 | 0 | 0 | 0 | 0 | 0 | -344326.8984 | 0 | 0 | 0 | 0 | 0 | 0 | 0 | 0 | 0 | 0 | 0
2016-01-04 05:00 | 0 | 0 | 0 | 0 | 390469.0209 | 0 | 421559 | 0 | 0 | 0 | 1866119.7895 | 0 | 0 | 0 | 0 | 0 | 0 | 0 | 0 | 0 | 0 | 0 | 0 | 0 | -31089.9791 | 0 | 0 | 0 | 0 | 0 | 0 | 0 | 0 | 0 | 0 | 0
2016-01-04 06:00 | 0 | 0 | 0 | 0 | 371581.1365 | 0 | 410607 | 0 | 0 | 0 | 1827093.926 | 0 | 0 | 0 | 0 | 0 | 0 | 0 | 0 | 0 | 0 | 0 | 0 | 0 | -39025.8635 | 0 | 0 | 0 | 0 | 0 | 0 | 0 | 0 | 0 | 0 | 0
2016-01-04 07:00 | 0 | 0 | 0 | 0 | 355250.4667 | 0 | 404707 | 0 | 0 | 0 | 1777637.3926 | 0 | 0 | 0 | 0 | 0 | 0 | 0 | 0 | 0 | 0 | 0 | 0 | 0 | -49456.5333 | 0 | 0 | 0 | 0 | 0 | 0 | 0 | 0 | 0 | 0 | 0
2016-01-04 08:00 | 0 | 0 | 0 | 0 | 59004.1016 | 0 | 403331 | 0 | 0 | 0 | 1433310.4943 | 0 | 0 | 0 | 0 | 0 | 0 | 0 | 0 | 0 | 0 | 0 | 0 | 0 | -344326.8984 | 0 | 0 | 0 | 0 | 0 | 0 | 0 | 0 | 0 | 0 | 0
2016-01-04 09:00 | 0 | 0 | 0 | 0 | 324415.4818 | 0 | 408268 | 0 | 0 | 0 | 1349457.976 | 0 | 0 | 0 | 0 | 0 | 0 | 0 | 0 | 0 | 0 | 0 | 0 | 0 | -83852.5182 | 0 | 0 | 0 | 0 | 0 | 0 | 0 | 0 | 0 | 0 | 0
2016-01-04 10:00 | 0 | 0 | 0 | 0 | 314444.9582 | 0 | 424056 | 0 | 0 | 0 | 1239846.9342 | 0 | 0 | 0 | 0 | 0 | 0 | 0 | 0 | 0 | 0 | 0 | 0 | 0 | -109611.0418 | 0 | 0 | 0 | 0 | 0 | 0 | 0 | 0 | 0 | 0 | 0
2016-01-04 11:00 | 0 | 0 | 0 | 0 | 312262.8663 | 0 | 457966 | 0 | 0 | 0 | 1094143.8006 | 0 | 0 | 0 | 0 | 0 | 0 | 0 | 0 | 0 | 0 | 0 | 0 | 0 | -145703.1337 | 0 | 0 | 0 | 0 | 0 | 0 | 0 | 0 | 0 | 0 | 0
2016-01-04 12:00 | 0 | 0 | 0 | 0 | 145722.1016 | 0 | 490049 | 0 | 0 | 0 | 749816.9022 | 0 | 0 | 0 | 0 | 0 | 0 | 0 | 0 | 0 | 0 | 0 | 0 | 0 | -344326.8984 | 0 | 0 | 0 | 0 | 0 | 0 | 0 | 0 | 0 | 0 | 0
2016-01-04 13:00 | 0 | 0 | 0 | 0 | 337931.3871 | 0 | 503347 | 0 | 0 | 0 | 584401.2893 | 0 | 0 | 0 | 0 | 0 | 0 | 0 | 0 | 0 | 0 | 0 | 0 | 0 | -165415.6129 | 0 | 0 | 0 | 0 | 0 | 0 | 0 | 0 | 0 | 0 | 0
2016-01-04 14:00 | 0 | 0 | 0 | 0 | 43815.9857 | 117534.1159 | 505677 | 0 | 0 | 0 | 240074.3909 | 0 | 0 | 0 | 0 | 0 | 0 | 0 | 0 | 0 | 0 | 0 | 0 | 0 | -344326.8984 | 0 | 0 | 0 | 0 | 0 | 0 | 0 | 0 | 0 | 0 | 0
2016-01-04 15:00 | 0 | 0 | 0 | 0 | 282379.2911 | 358973.6942 | 505098 | 0 | 0 | 0 | 376329.3762 | 0 | 0 | 0 | 0 | 0 | 0 | 0 | 0 | 0 | 0 | 0 | 0 | 0 | 136254.9853 | 0 | 0 | 0 | 0 | 0 | 0 | 0 | 0 | 0 | 0 | 0
2016-01-04 16:00 | 0 | 0 | 0 | 0 | 237400.6396 | 508461.6535 | 499867 | 0 | 0 | 0 | 622324.6693 | 0 | 0 | 0 | 0 | 0 | 0 | 0 | 0 | 0 | 0 | 0 | 0 | 0 | 245995.2931 | 0 | 0 | 0 | 0 | 0 | 0 | 0 | 0 | 0 | 0 | 0
2016-01-04 17:00 | 0 | 0 | 0 | 0 | 257934.2662 | 553823.5534 | 493446 | 0 | 0 | 0 | 921641.2495 | 0 | 0 | 18995.2394 | 0 | 0 | 0 | 0 | 0 | 0 | 0 | 0 | 0 | 0 | 299316.5802 | 0 | 0 | 0 | 18995.2394 | 0 | 0 | 0 | 0 | 0 | 0 | 0
2016-01-04 18:00 | 0 | 0 | 0 | 0 | 255129.8755 | 558101.7834 | 487900 | 0 | 0 | 0 | 1265968.1479 | 0 | 0 | 0 | 0 | 0 | 0 | 0 | 0 | 0 | 0 | 0 | 0 | 0 | 344326.8984 | 0 | 0 | 0 | -18995.2394 | 0 | 0 | 0 | 0 | 0 | 0 | 0
2016-01-04 19:00 | 0 | 0 | 0 | 0 | 0 | 554315.9744 | 483354 | 0 | 0 | 0 | 1336930.1223 | 0 | 0 | 0 | 0 | 0 | 0 | 0 | 0 | 0 | 0 | 0 | 0 | 0 | 70961.9744 | 0 | 0 | 0 | 0 | 0 | 0 | 0 | 0 | 0 | 0 | 0
2016-01-04 20:00 | 0 | 0 | 0 | 0 | 0 | 547317.072 | 480122 | 0 | 0 | 0 | 1404125.1943 | 0 | 0 | 0 | 0 | 0 | 0 | 0 | 0 | 0 | 0 | 0 | 0 | 0 | 67195.072 | 0 | 0 | 0 | 0 | 0 | 0 | 0 | 0 | 0 | 0 | 0
2016-01-04 21:00 | 0 | 0 | 0 | 0 | 329005.2543 | 500075.6441 | 484754 | 0 | 0 | 0 | 1748452.0927 | 0 | 0 | 0 | 0 | 0 | 0 | 0 | 0 | 0 | 0 | 0 | 0 | 0 | 344326.8984 | 0 | 0 | 0 | 0 | 0 | 0 | 0 | 0 | 0 | 0 | 0
2016-01-04 22:00 | 0 | 0 | 0 | 0 | 0 | 363138.8738 | 504066 | 0 | 0 | 0 | 1607524.9665 | 0 | 0 | 0 | 0 | 0 | 0 | 0 | 0 | 0 | 0 | 0 | 0 | 0 | -140927.1262 | 0 | 0 | 0 | 0 | 0 | 0 | 0 | 0 | 0 | 0 | 0
2016-01-04 23:00 | 0 | 0 | 0 | 0 | 667822.0652 | 111026.3747 | 527878 | 0 | 0 | 0 | 1858495.4064 | 0 | 0 | 0 | 0 | 0 | 0 | 0 | 0 | 0 | 0 | 0 | 0 | 0 | 250970.4399 | 0 | 0 | 0 | 0 | 0 | 0 | 0 | 0 | 0 | 0 | 0
2016-01-05 | 0 | 0 | 0 | 0 | 192397.7297 | 2269.3719 | 538994 | 0 | 0 | 0 | 1514168.508 | 0 | 0 | 0 | 0 | 0 | 0 | 0 | 0 | 0 | 0 | 0 | 0 | 0 | -344326.8984 | 0 | 0 | 0 | 0 | 0 | 0 | 0 | 0 | 0 | 0 | 0
2016-01-05 01:00 | 0 | 0 | 0 | 0 | 745867.082 | 0 | 539677 | 0 | 0 | 0 | 1720358.59 | 0 | 0 | 0 | 0 | 0 | 0 | 0 | 0 | 0 | 0 | 0 | 0 | 0 | 206190.082 | 0 | 0 | 0 | 0 | 0 | 0 | 0 | 0 | 0 | 0 | 0
2016-01-05 02:00 | 0 | 0 | 0 | 0 | 187492.1016 | 0 | 531819 | 0 | 0 | 0 | 1376031.6916 | 0 | 0 | 0 | 0 | 0 | 0 | 0 | 0 | 0 | 0 | 0 | 0 | 0 | -344326.8984 | 0 | 0 | 0 | 0 | 0 | 0 | 0 | 0 | 0 | 0 | 0
2016-01-05 03:00 | 0 | 0 | 0 | 0 | 692229.611 | 0 | 511858 | 0 | 0 | 0 | 1556403.3027 | 0 | 0 | 0 | 0 | 0 | 0 | 0 | 0 | 0 | 0 | 0 | 0 | 0 | 180371.611 | 0 | 0 | 0 | 0 | 0 | 0 | 0 | 0 | 0 | 0 | 0
2016-01-05 04:00 | 0 | 0 | 0 | 0 | 665832.8756 | 0 | 488356 | 0 | 0 | 0 | 1733880.1783 | 0 | 0 | 0 | 0 | 0 | 0 | 0 | 0 | 0 | 0 | 0 | 0 | 0 | 177476.8756 | 0 | 0 | 0 | 0 | 0 | 0 | 0 | 0 | 0 | 0 | 0
2016-01-05 05:00 | 0 | 0 | 0 | 0 | 642367.5616 | 0 | 470100 | 0 | 0 | 0 | 1906147.7399 | 0 | 0 | 0 | 0 | 0 | 0 | 0 | 0 | 0 | 0 | 0 | 0 | 0 | 172267.5616 | 0 | 0 | 0 | 0 | 0 | 0 | 0 | 0 | 0 | 0 | 0
2016-01-05 06:00 | 0 | 0 | 0 | 0 | 115205.1016 | 0 | 459532 | 0 | 0 | 0 | 1561820.8415 | 0 | 0 | 0 | 0 | 0 | 0 | 0 | 0 | 0 | 0 | 0 | 0 | 0 | -344326.8984 | 0 | 0 | 0 | 0 | 0 | 0 | 0 | 0 | 0 | 0 | 0
2016-01-05 07:00 | 0 | 0 | 0 | 0 | 605667.3662 | 0 | 452735 | 0 | 0 | 0 | 1714753.2077 | 0 | 0 | 0 | 0 | 0 | 0 | 0 | 0 | 0 | 0 | 0 | 0 | 0 | 152932.3662 | 0 | 0 | 0 | 0 | 0 | 0 | 0 | 0 | 0 | 0 | 0
2016-01-05 08:00 | 0 | 0 | 0 | 0 | 105963.1016 | 0 | 450290 | 0 | 0 | 0 | 1370426.3093 | 0 | 0 | 0 | 0 | 0 | 0 | 0 | 0 | 0 | 0 | 0 | 0 | 0 | -344326.8984 | 0 | 0 | 0 | 0 | 0 | 0 | 0 | 0 | 0 | 0 | 0
2016-01-05 09:00 | 0 | 0 | 0 | 0 | 576516.9009 | 0 | 455066 | 0 | 0 | 0 | 1491877.2102 | 0 | 0 | 0 | 0 | 0 | 0 | 0 | 0 | 0 | 0 | 0 | 0 | 0 | 121450.9009 | 0 | 0 | 0 | 0 | 0 | 0 | 0 | 0 | 0 | 0 | 0
2016-01-05 10:00 | 0 | 0 | 0 | 0 | 556221.4238 | 0 | 471666 | 0 | 0 | 0 | 1576432.634 | 0 | 0 | 0 | 0 | 0 | 0 | 0 | 0 | 0 | 0 | 0 | 0 | 0 | 84555.4238 | 0 | 0 | 0 | 0 | 0 | 0 | 0 | 0 | 0 | 0 | 0
2016-01-05 11:00 | 0 | 0 | 0 | 0 | 536475.1776 | 0 | 505340 | 0 | 0 | 0 | 1607567.8117 | 0 | 0 | 0 | 0 | 0 | 0 | 0 | 0 | 0 | 0 | 0 | 0 | 0 | 31135.1776 | 0 | 0 | 0 | 0 | 0 | 0 | 0 | 0 | 0 | 0 | 0
2016-01-05 12:00 | 0 | 0 | 0 | 0 | 192087.1016 | 0 | 536414 | 0 | 0 | 0 | 1263240.9133 | 0 | 0 | 0 | 0 | 0 | 0 | 0 | 0 | 0 | 0 | 0 | 0 | 0 | -344326.8984 | 0 | 0 | 0 | 0 | 0 | 0 | 0 | 0 | 0 | 0 | 0
2016-01-05 13:00 | 0 | 0 | 0 | 0 | 517340.2852 | 0 | 544393 | 0 | 0 | 0 | 1236188.1985 | 0 | 0 | 0 | 0 | 0 | 0 | 0 | 0 | 0 | 0 | 0 | 0 | 0 | -27052.7148 | 0 | 0 | 0 | 0 | 0 | 0 | 0 | 0 | 0 | 0 | 0
2016-01-05 14:00 | 0 | 0 | 0 | 0 | 164598.5622 | 29382.5395 | 538308 | 0 | 0 | 0 | 891861.3001 | 0 | 0 | 0 | 0 | 0 | 0 | 0 | 0 | 0 | 0 | 0 | 0 | 0 | -344326.8984 | 0 | 0 | 0 | 0 | 0 | 0 | 0 | 0 | 0 | 0 | 0
2016-01-05 15:00 | 0 | 0 | 0 | 0 | 495187.8746 | 259924.4306 | 530432 | 0 | 0 | 0 | 1116541.6053 | 0 | 0 | 0 | 0 | 0 | 0 | 0 | 0 | 0 | 0 | 0 | 0 | 0 | 224680.3052 | 0 | 0 | 0 | 0 | 0 | 0 | 0 | 0 | 0 | 0 | 0
2016-01-05 16:00 | 0 | 0 | 0 | 0 | 0 | 431135.7872 | 518961 | 0 | 0 | 0 | 1028716.3926 | 0 | 0 | 0 | 0 | 0 | 0 | 0 | 0 | 0 | 0 | 0 | 0 | 0 | -87825.2128 | 0 | 0 | 0 | 0 | 0 | 0 | 0 | 0 | 0 | 0 | 0
2016-01-05 17:00 | 0 | 0 | 0 | 0 | 334114.5668 | 517258.3316 | 507046 | 0 | 0 | 0 | 1373043.2909 | 0 | 0 | 0 | 0 | 0 | 0 | 0 | 0 | 0 | 0 | 0 | 0 | 0 | 344326.8984 | 0 | 0 | 0 | 0 | 0 | 0 | 0 | 0 | 0 | 0 | 0
2016-01-05 18:00 | 0 | 0 | 0 | 0 | 307453.2581 | 534769.6403 | 497896 | 0 | 0 | 0 | 1717370.1893 | 0 | 0 | 0 | 0 | 0 | 0 | 0 | 0 | 0 | 0 | 0 | 0 | 0 | 344326.8984 | 0 | 0 | 0 | 0 | 0 | 0 | 0 | 0 | 0 | 0 | 0
2016-01-05 19:00 | 0 | 0 | 0 | 0 | 301563.1642 | 532740.7342 | 489977 | 0 | 0 | 0 | 2061697.0877 | 0 | 0 | 0 | 0 | 0 | 0 | 0 | 0 | 0 | 0 | 0 | 0 | 0 | 344326.8984 | 0 | 0 | 0 | 0 | 0 | 0 | 0 | 0 | 0 | 0 | 0
2016-01-05 20:00 | 0 | 0 | 0 | 0 | 0 | 526895.8562 | 485292 | 0 | 0 | 0 | 2103300.9439 | 0 | 0 | 0 | 0 | 0 | 0 | 0 | 0 | 0 | 0 | 0 | 0 | 0 | 41603.8562 | 0 | 0 | 0 | 0 | 0 | 0 | 0 | 0 | 0 | 0 | 0
2016-01-05 21:00 | 0 | 0 | 0 | 0 | 349623.1341 | 484607.7642 | 489904 | 0 | 0 | 0 | 2447627.8423 | 0 | 0 | 0 | 0 | 0 | 0 | 0 | 0 | 0 | 0 | 0 | 0 | 0 | 344326.8984 | 0 | 0 | 0 | 0 | 0 | 0 | 0 | 0 | 0 | 0 | 0
2016-01-05 22:00 | 0 | 0 | 0 | 0 | 0 | 361209.9407 | 511089 | 0 | 0 | 0 | 2297748.7829 | 0 | 0 | 0 | 0 | 0 | 0 | 0 | 0 | 0 | 0 | 0 | 0 | 0 | -149879.0593 | 0 | 0 | 0 | 0 | 0 | 0 | 0 | 0 | 0 | 0 | 0
2016-01-05 23:00 | 0 | 0 | 0 | 0 | 622467.4741 | 94357.1586 | 534774 | 0 | 0 | 0 | 2479799.4156 | 0 | 0 | 0 | 0 | 0 | 0 | 0 | 0 | 0 | 0 | 0 | 0 | 0 | 182050.6327 | 0 | 0 | 0 | 0 | 0 | 0 | 0 | 0 | 0 | 0 | 0
2016-01-06 | 0 | 0 | 0 | 0 | 197895.9536 | 2535.148 | 544758 | 0 | 0 | 0 | 2135472.5173 | 0 | 0 | 0 | 0 | 0 | 0 | 0 | 0 | 0 | 0 | 0 | 0 | 0 | -344326.8984 | 0 | 0 | 0 | 0 | 0 | 0 | 0 | 0 | 0 | 0 | 0
2016-01-06 01:00 | 0 | 0 | 0 | 0 | 657760.208 | 0 | 544168 | 0 | 0 | 0 | 2249064.7253 | 0 | 0 | 0 | 0 | 0 | 0 | 0 | 0 | 0 | 0 | 0 | 0 | 0 | 113592.208 | 0 | 0 | 0 | 0 | 0 | 0 | 0 | 0 | 0 | 0 | 0
2016-01-06 02:00 | 0 | 0 | 0 | 0 | 636580.7106 | 0 | 534403 | 0 | 0 | 0 | 2351242.4359 | 0 | 0 | 0 | 0 | 0 | 0 | 0 | 0 | 0 | 0 | 0 | 0 | 0 | 102177.7106 | 0 | 0 | 0 | 0 | 0 | 0 | 0 | 0 | 0 | 0 | 0
2016-01-06 03:00 | 0 | 0 | 0 | 0 | 619698.5707 | 0 | 512646 | 0 | 0 | 0 | 2458295.0066 | 0 | 0 | 0 | 0 | 0 | 0 | 0 | 0 | 0 | 0 | 0 | 0 | 0 | 107052.5707 | 0 | 0 | 0 | 0 | 0 | 0 | 0 | 0 | 0 | 0 | 0
2016-01-06 04:00 | 0 | 0 | 0 | 0 | 603607.0442 | 0 | 488746 | 0 | 0 | 0 | 2573156.0508 | 0 | 0 | 0 | 0 | 0 | 0 | 0 | 0 | 0 | 0 | 0 | 0 | 0 | 114861.0442 | 0 | 0 | 0 | 0 | 0 | 0 | 0 | 0 | 0 | 0 | 0
2016-01-06 05:00 | 0 | 0 | 0 | 0 | 585651.5242 | 0 | 469710 | 0 | 0 | 0 | 2689097.575 | 0 | 0 | 0 | 0 | 0 | 0 | 0 | 0 | 0 | 0 | 0 | 0 | 0 | 115941.5242 | 0 | 0 | 0 | 0 | 0 | 0 | 0 | 0 | 0 | 0 | 0
2016-01-06 06:00 | 0 | 0 | 0 | 0 | 562764.6335 | 0 | 459026 | 0 | 0 | 0 | 2792836.2085 | 0 | 0 | 0 | 0 | 0 | 0 | 0 | 0 | 0 | 0 | 0 | 0 | 0 | 103738.6335 | 0 | 0 | 0 | 0 | 0 | 0 | 0 | 0 | 0 | 0 | 0
2016-01-06 07:00 | 0 | 0 | 0 | 0 | 534400.8679 | 0 | 450847 | 0 | 0 | 0 | 2876390.0764 | 0 | 0 | 0 | 0 | 0 | 0 | 0 | 0 | 0 | 0 | 0 | 0 | 0 | 83553.8679 | 0 | 0 | 0 | 0 | 0 | 0 | 0 | 0 | 0 | 0 | 0
2016-01-06 08:00 | 0 | 0 | 0 | 0 | 103434.1016 | 0 | 447761 | 0 | 0 | 0 | 2532063.178 | 0 | 0 | 0 | 0 | 0 | 0 | 0 | 0 | 0 | 0 | 0 | 0 | 0 | -344326.8984 | 0 | 0 | 0 | 0 | 0 | 0 | 0 | 0 | 0 | 0 | 0
2016-01-06 09:00 | 0 | 0 | 0 | 0 | 477924.9914 | 0 | 449636 | 0 | 0 | 0 | 2560352.1694 | 0 | 0 | 0 | 0 | 0 | 0 | 0 | 0 | 0 | 0 | 0 | 0 | 0 | 28288.9914 | 0 | 0 | 0 | 0 | 0 | 0 | 0 | 0 | 0 | 0 | 0
2016-01-06 10:00 | 0 | 0 | 0 | 0 | 451539.0306 | 0 | 463512 | 0 | 0 | 0 | 2548379.2 | 0 | 0 | 0 | 0 | 0 | 0 | 0 | 0 | 0 | 0 | 0 | 0 | 0 | -11972.9694 | 0 | 0 | 0 | 0 | 0 | 0 | 0 | 0 | 0 | 0 | 0
2016-01-06 11:00 | 0 | 0 | 0 | 0 | 429490.9327 | 0 | 495560 | 0 | 0 | 0 | 2482310.1327 | 0 | 0 | 0 | 0 | 0 | 0 | 0 | 0 | 0 | 0 | 0 | 0 | 0 | -66069.0673 | 0 | 0 | 0 | 0 | 0 | 0 | 0 | 0 | 0 | 0 | 0
2016-01-06 12:00 | 0 | 0 | 0 | 0 | 405841.4723 | 0 | 524202 | 0 | 0 | 0 | 2363949.6049 | 0 | 0 | 0 | 0 | 0 | 0 | 0 | 0 | 0 | 0 | 0 | 0 | 0 | -118360.5277 | 0 | 0 | 0 | 0 | 0 | 0 | 0 | 0 | 0 | 0 | 0
2016-01-06 13:00 | 0 | 0 | 0 | 0 | 382516.5365 | 0 | 530125 | 0 | 0 | 0 | 2216341.1414 | 0 | 0 | 0 | 0 | 0 | 0 | 0 | 0 | 0 | 0 | 0 | 0 | 0 | -147608.4635 | 0 | 0 | 0 | 0 | 0 | 0 | 0 | 0 | 0 | 0 | 0
2016-01-06 14:00 | 0 | 0 | 0 | 0 | 326317.2948 | 24911.1388 | 523807 | 0 | 0 | 0 | 2043762.575 | 0 | 0 | 0 | 0 | 0 | 0 | 0 | 0 | 0 | 0 | 0 | 0 | 0 | -172578.5664 | 0 | 0 | 0 | 0 | 0 | 0 | 0 | 0 | 0 | 0 | 0
2016-01-06 15:00 | 0 | 0 | 0 | 0 | 245690.4236 | 231384.1056 | 515122 | 0 | 0 | 0 | 1986719.8648 | 0 | 0 | 18995.2394 | 0 | 0 | 0 | 0 | 0 | 0 | 0 | 0 | 0 | 0 | -57042.7102 | 0 | 0 | 0 | 18995.2394 | 0 | 0 | 0 | 0 | 0 | 0 | 0
2016-01-06 16:00 | 0 | 0 | 0 | 0 | 0 | 400023.2556 | 505229 | 0 | 0 | 0 | 1900509.3599 | 0 | 0 | 0 | 0 | 0 | 0 | 0 | 0 | 0 | 0 | 0 | 0 | 0 | -86210.505 | 0 | 0 | 0 | -18995.2394 | 0 | 0 | 0 | 0 | 0 | 0 | 0
2016-01-06 17:00 | 0 | 0 | 0 | 0 | 228884.289 | 511605.6178 | 493888 | 0 | 0 | 0 | 2147111.2667 | 0 | 0 | 0 | 0 | 0 | 0 | 0 | 0 | 0 | 0 | 0 | 0 | 0 | 246601.9068 | 0 | 0 | 0 | 0 | 0 | 0 | 0 | 0 | 0 | 0 | 0
2016-01-06 18:00 | 0 | 0 | 0 | 0 | 227533.6032 | 541620.0188 | 485222 | 0 | 0 | 0 | 2431042.8887 | 0 | 0 | 0 | 0 | 0 | 0 | 0 | 0 | 0 | 0 | 0 | 0 | 0 | 283931.622 | 0 | 0 | 0 | 0 | 0 | 0 | 0 | 0 | 0 | 0 | 0
2016-01-06 19:00 | 0 | 0 | 0 | 0 | 217931.5395 | 541556.2502 | 478021 | 0 | 0 | 0 | 2712509.6784 | 0 | 0 | 0 | 0 | 0 | 0 | 0 | 0 | 0 | 0 | 0 | 0 | 0 | 281466.7897 | 0 | 0 | 0 | 0 | 0 | 0 | 0 | 0 | 0 | 0 | 0
2016-01-06 20:00 | 0 | 0 | 0 | 0 | 0 | 534969.7511 | 474674 | 0 | 0 | 0 | 2772805.4295 | 0 | 0 | 0 | 0 | 0 | 0 | 0 | 0 | 0 | 0 | 0 | 0 | 0 | 60295.7511 | 0 | 0 | 0 | 0 | 0 | 0 | 0 | 0 | 0 | 0 | 0
2016-01-06 21:00 | 0 | 0 | 0 | 0 | 203428.3855 | 504256.5204 | 478064 | 0 | 0 | 0 | 3002426.3354 | 0 | 0 | 0 | 0 | 0 | 0 | 0 | 0 | 0 | 0 | 0 | 0 | 0 | 229620.9059 | 0 | 0 | 0 | 0 | 0 | 0 | 0 | 0 | 0 | 0 | 0
2016-01-06 22:00 | 0 | 0 | 0 | 0 | 241807.3153 | 396359.9693 | 496279 | 0 | 0 | 0 | 3144314.6201 | 0 | 0 | 0 | 0 | 0 | 0 | 0 | 0 | 0 | 0 | 0 | 0 | 0 | 141888.2846 | 0 | 0 | 0 | 0 | 0 | 0 | 0 | 0 | 0 | 0 | 0
2016-01-06 23:00 | 0 | 0 | 0 | 0 | 331850.9242 | 144013.1209 | 515072 | 0 | 0 | 0 | 3105106.6652 | 0 | 0 | 0 | 0 | 0 | 0 | 0 | 0 | 0 | 0 | 0 | 0 | 0 | -39207.9549 | 0 | 0 | 0 | 0 | 0 | 0 | 0 | 0 | 0 | 0 | 0
2016-01-07 | 0 | 0 | 0 | 0 | 175530.806 | 1253.2956 | 521111 | 0 | 0 | 0 | 2760779.7668 | 0 | 0 | 0 | 0 | 0 | 0 | 0 | 0 | 0 | 0 | 0 | 0 | 0 | -344326.8984 | 0 | 0 | 0 | 0 | 0 | 0 | 0 | 0 | 0 | 0 | 0
2016-01-07 01:00 | 0 | 0 | 0 | 0 | 419866.9633 | 0 | 518375 | 0 | 0 | 0 | 2662271.7302 | 0 | 0 | 0 | 0 | 0 | 0 | 0 | 0 | 0 | 0 | 0 | 0 | 0 | -98508.0367 | 0 | 0 | 0 | 0 | 0 | 0 | 0 | 0 | 0 | 0 | 0
2016-01-07 02:00 | 0 | 0 | 0 | 0 | 421086.7954 | 0 | 506895 | 0 | 0 | 0 | 2576463.5256 | 0 | 0 | 0 | 0 | 0 | 0 | 0 | 0 | 0 | 0 | 0 | 0 | 0 | -85808.2046 | 0 | 0 | 0 | 0 | 0 | 0 | 0 | 0 | 0 | 0 | 0
2016-01-07 03:00 | 0 | 0 | 0 | 0 | 399843.2505 | 0 | 486281 | 0 | 0 | 0 | 2490025.7761 | 0 | 0 | 0 | 0 | 0 | 0 | 0 | 0 | 0 | 0 | 0 | 0 | 0 | -86437.7495 | 0 | 0 | 0 | 0 | 0 | 0 | 0 | 0 | 0 | 0 | 0
2016-01-07 04:00 | 0 | 0 | 0 | 0 | 359196.3104 | 0 | 461291 | 0 | 0 | 0 | 2387931.0865 | 0 | 0 | 0 | 0 | 0 | 0 | 0 | 0 | 0 | 0 | 0 | 0 | 0 | -102094.6896 | 0 | 0 | 0 | 0 | 0 | 0 | 0 | 0 | 0 | 0 | 0
2016-01-07 05:00 | 0 | 0 | 0 | 0 | 326248.1701 | 0 | 439921 | 0 | 0 | 0 | 2274258.2566 | 0 | 0 | 0 | 0 | 0 | 0 | 0 | 0 | 0 | 0 | 0 | 0 | 0 | -113672.8299 | 0 | 0 | 0 | 0 | 0 | 0 | 0 | 0 | 0 | 0 | 0
2016-01-07 06:00 | 0 | 0 | 0 | 0 | 297034.79 | 0 | 425551 | 0 | 0 | 0 | 2145742.0466 | 0 | 0 | 0 | 0 | 0 | 0 | 0 | 0 | 0 | 0 | 0 | 0 | 0 | -128516.21 | 0 | 0 | 0 | 0 | 0 | 0 | 0 | 0 | 0 | 0 | 0
2016-01-07 07:00 | 0 | 0 | 0 | 0 | 273312.6859 | 0 | 415893 | 0 | 0 | 0 | 2003161.7326 | 0 | 0 | 0 | 0 | 0 | 0 | 0 | 0 | 0 | 0 | 0 | 0 | 0 | -142580.3141 | 0 | 0 | 0 | 0 | 0 | 0 | 0 | 0 | 0 | 0 | 0
2016-01-07 08:00 | 0 | 0 | 0 | 0 | 261047.5812 | 0 | 410460 | 0 | 0 | 0 | 1853749.3138 | 0 | 0 | 0 | 0 | 0 | 0 | 0 | 0 | 0 | 0 | 0 | 0 | 0 | -149412.4188 | 0 | 0 | 0 | 0 | 0 | 0 | 0 | 0 | 0 | 0 | 0
2016-01-07 09:00 | 0 | 0 | 0 | 0 | 257846.6235 | 0 | 411058 | 0 | 0 | 0 | 1700537.9373 | 0 | 0 | 0 | 0 | 0 | 0 | 0 | 0 | 0 | 0 | 0 | 0 | 0 | -153211.3765 | 0 | 0 | 0 | 0 | 0 | 0 | 0 | 0 | 0 | 0 | 0
2016-01-07 10:00 | 0 | 0 | 0 | 0 | 267276.3267 | 0 | 423691 | 0 | 0 | 0 | 1544123.264 | 0 | 0 | 0 | 0 | 0 | 0 | 0 | 0 | 0 | 0 | 0 | 0 | 0 | -156414.6733 | 0 | 0 | 0 | 0 | 0 | 0 | 0 | 0 | 0 | 0 | 0
2016-01-07 11:00 | 0 | 0 | 0 | 0 | 283036.0071 | 0 | 454300 | 0 | 0 | 0 | 1372859.2711 | 0 | 0 | 0 | 0 | 0 | 0 | 0 | 0 | 0 | 0 | 0 | 0 | 0 | -171263.9929 | 0 | 0 | 0 | 0 | 0 | 0 | 0 | 0 | 0 | 0 | 0
2016-01-07 12:00 | 0 | 0 | 0 | 0 | 298395.894 | 0 | 483496 | 0 | 0 | 0 | 1187759.1651 | 0 | 0 | 0 | 0 | 0 | 0 | 0 | 0 | 0 | 0 | 0 | 0 | 0 | -185100.106 | 0 | 0 | 0 | 0 | 0 | 0 | 0 | 0 | 0 | 0 | 0
2016-01-07 13:00 | 0 | 0 | 0 | 0 | 305203.8698 | 0 | 491785 | 0 | 0 | 0 | 982182.7955 | 0 | 0 | 18995.2394 | 0 | 0 | 0 | 0 | 0 | 0 | 0 | 0 | 0 | 0 | -205576.3697 | 0 | 0 | 0 | 18995.2394 | 0 | 0 | 0 | 0 | 0 | 0 | 0
2016-01-07 14:00 | 0 | 0 | 0 | 0 | 264171.4122 | 58680.7888 | 490686 | 0 | 0 | 0 | 814348.9965 | 0 | 0 | 18995.2394 | 0 | 0 | 0 | 0 | 0 | 0 | 0 | 0 | 0 | 0 | -167833.799 | 0 | 0 | 0 | 0 | 0 | 0 | 0 | 0 | 0 | 0 | 0
2016-01-07 15:00 | 0 | 0 | 0 | 0 | 0 | 272315.616 | 488256 | 0 | 0 | 0 | 617403.852 | 0 | 0 | 0 | 0 | 0 | 0 | 0 | 0 | 0 | 0 | 0 | 0 | 0 | -196945.1445 | 0 | 0 | 0 | -18995.2394 | 0 | 0 | 0 | 0 | 0 | 0 | 0
2016-01-07 16:00 | 0 | 0 | 0 | 0 | 192414.7584 | 421436.4599 | 481130 | 0 | 0 | 0 | 750125.0702 | 0 | 0 | 0 | 0 | 0 | 0 | 0 | 0 | 0 | 0 | 0 | 0 | 0 | 132721.2183 | 0 | 0 | 0 | 0 | 0 | 0 | 0 | 0 | 0 | 0 | 0
2016-01-07 17:00 | 0 | 0 | 0 | 0 | 235972.478 | 502291.2929 | 472955 | 0 | 0 | 0 | 1015433.8411 | 0 | 0 | 0 | 0 | 0 | 0 | 0 | 0 | 0 | 0 | 0 | 0 | 0 | 265308.7709 | 0 | 0 | 0 | 0 | 0 | 0 | 0 | 0 | 0 | 0 | 0
2016-01-07 18:00 | 0 | 0 | 0 | 0 | 247149.7939 | 522671.0406 | 465227 | 0 | 0 | 0 | 1320027.6756 | 0 | 0 | 0 | 0 | 0 | 0 | 0 | 0 | 0 | 0 | 0 | 0 | 0 | 304593.8345 | 0 | 0 | 0 | 0 | 0 | 0 | 0 | 0 | 0 | 0 | 0
2016-01-07 19:00 | 0 | 0 | 0 | 0 | 0 | 513616.4681 | 459310 | 0 | 0 | 0 | 1374334.1437 | 0 | 0 | 0 | 0 | 0 | 0 | 0 | 0 | 0 | 0 | 0 | 0 | 0 | 54306.4681 | 0 | 0 | 0 | 0 | 0 | 0 | 0 | 0 | 0 | 0 | 0
2016-01-07 20:00 | 0 | 0 | 0 | 0 | 271966.3681 | 496538.8511 | 456439 | 0 | 0 | 0 | 1686400.3629 | 0 | 0 | 0 | 0 | 0 | 0 | 0 | 0 | 0 | 0 | 0 | 0 | 0 | 312066.2192 | 0 | 0 | 0 | 0 | 0 | 0 | 0 | 0 | 0 | 0 | 0
2016-01-07 21:00 | 0 | 0 | 0 | 0 | 285477.9376 | 455300.2876 | 457995 | 0 | 0 | 0 | 1969183.5881 | 0 | 0 | 0 | 0 | 0 | 0 | 0 | 0 | 0 | 0 | 0 | 0 | 0 | 282783.2252 | 0 | 0 | 0 | 0 | 0 | 0 | 0 | 0 | 0 | 0 | 0
2016-01-07 22:00 | 0 | 0 | 0 | 0 | 309695.3475 | 359859.6666 | 473389 | 0 | 0 | 0 | 2165349.6022 | 0 | 0 | 0 | 0 | 0 | 0 | 0 | 0 | 0 | 0 | 0 | 0 | 0 | 196166.0141 | 0 | 0 | 0 | 0 | 0 | 0 | 0 | 0 | 0 | 0 | 0
2016-01-07 23:00 | 0 | 0 | 0 | 0 | 157510.8463 | 123863.1013 | 488977 | 0 | 0 | 0 | 1957746.5498 | 0 | 0 | 0 | 0 | 0 | 0 | 0 | 0 | 0 | 0 | 0 | 0 | 0 | -207603.0524 | 0 | 0 | 0 | 0 | 0 | 0 | 0 | 0 | 0 | 0 | 0
2016-01-08 | 0 | 0 | 0 | 0 | 368579.5805 | 3355.7805 | 494433 | 0 | 0 | 0 | 1835248.9107 | 0 | 0 | 0 | 0 | 0 | 0 | 0 | 0 | 0 | 0 | 0 | 0 | 0 | -122497.639 | 0 | 0 | 0 | 0 | 0 | 0 | 0 | 0 | 0 | 0 | 0
2016-01-08 01:00 | 0 | 0 | 0 | 0 | 362955.3898 | 0 | 491621 | 0 | 0 | 0 | 1706583.3005 | 0 | 0 | 0 | 0 | 0 | 0 | 0 | 0 | 0 | 0 | 0 | 0 | 0 | -128665.6102 | 0 | 0 | 0 | 0 | 0 | 0 | 0 | 0 | 0 | 0 | 0
2016-01-08 02:00 | 0 | 0 | 0 | 0 | 346354.2899 | 0 | 481932 | 0 | 0 | 0 | 1571005.5904 | 0 | 0 | 0 | 0 | 0 | 0 | 0 | 0 | 0 | 0 | 0 | 0 | 0 | -135577.7101 | 0 | 0 | 0 | 0 | 0 | 0 | 0 | 0 | 0 | 0 | 0
2016-01-08 03:00 | 0 | 0 | 0 | 0 | 326878.0517 | 0 | 461801 | 0 | 0 | 0 | 1436082.6422 | 0 | 0 | 0 | 0 | 0 | 0 | 0 | 0 | 0 | 0 | 0 | 0 | 0 | -134922.9483 | 0 | 0 | 0 | 0 | 0 | 0 | 0 | 0 | 0 | 0 | 0
2016-01-08 04:00 | 0 | 0 | 0 | 0 | 310320.1419 | 0 | 437008 | 0 | 0 | 0 | 1309394.7841 | 0 | 0 | 0 | 0 | 0 | 0 | 0 | 0 | 0 | 0 | 0 | 0 | 0 | -126687.8581 | 0 | 0 | 0 | 0 | 0 | 0 | 0 | 0 | 0 | 0 | 0
2016-01-08 05:00 | 0 | 0 | 0 | 0 | 306091.664 | 0 | 415288 | 0 | 0 | 0 | 1200198.448 | 0 | 0 | 0 | 0 | 0 | 0 | 0 | 0 | 0 | 0 | 0 | 0 | 0 | -109196.336 | 0 | 0 | 0 | 0 | 0 | 0 | 0 | 0 | 0 | 0 | 0
2016-01-08 06:00 | 0 | 0 | 0 | 0 | 305534.8357 | 0 | 399917 | 0 | 0 | 0 | 1105816.2838 | 0 | 0 | 0 | 0 | 0 | 0 | 0 | 0 | 0 | 0 | 0 | 0 | 0 | -94382.1643 | 0 | 0 | 0 | 0 | 0 | 0 | 0 | 0 | 0 | 0 | 0
2016-01-08 07:00 | 0 | 0 | 0 | 0 | 45202.1016 | 0 | 389529 | 0 | 0 | 0 | 761489.3854 | 0 | 0 | 0 | 0 | 0 | 0 | 0 | 0 | 0 | 0 | 0 | 0 | 0 | -344326.8984 | 0 | 0 | 0 | 0 | 0 | 0 | 0 | 0 | 0 | 0 | 0
2016-01-08 08:00 | 0 | 0 | 0 | 0 | 313010.1659 | 0 | 384659 | 0 | 0 | 0 | 689840.5513 | 0 | 0 | 0 | 0 | 0 | 0 | 0 | 0 | 0 | 0 | 0 | 0 | 0 | -71648.8341 | 0 | 0 | 0 | 0 | 0 | 0 | 0 | 0 | 0 | 0 | 0
2016-01-08 09:00 | 0 | 0 | 0 | 0 | 321147.6261 | 0 | 384914 | 0 | 0 | 0 | 626074.1774 | 0 | 0 | 0 | 0 | 0 | 0 | 0 | 0 | 0 | 0 | 0 | 0 | 0 | -63766.3739 | 0 | 0 | 0 | 0 | 0 | 0 | 0 | 0 | 0 | 0 | 0
2016-01-08 10:00 | 0 | 0 | 0 | 0 | 334466.7587 | 0 | 395661 | 0 | 0 | 0 | 564879.9361 | 0 | 0 | 0 | 0 | 0 | 0 | 0 | 0 | 0 | 0 | 0 | 0 | 0 | -61194.2413 | 0 | 0 | 0 | 0 | 0 | 0 | 0 | 0 | 0 | 0 | 0
2016-01-08 11:00 | 0 | 0 | 0 | 0 | 343770.6605 | 0 | 426104 | 0 | 0 | 0 | 482546.5966 | 0 | 0 | 0 | 0 | 0 | 0 | 0 | 0 | 0 | 0 | 0 | 0 | 0 | -82333.3395 | 0 | 0 | 0 | 0 | 0 | 0 | 0 | 0 | 0 | 0 | 0
2016-01-08 12:00 | 0 | 0 | 0 | 0 | 349633.1084 | 0 | 455472 | 0 | 0 | 0 | 376707.7049 | 0 | 0 | 0 | 0 | 0 | 0 | 0 | 0 | 0 | 0 | 0 | 0 | 0 | -105838.8916 | 0 | 0 | 0 | 0 | 0 | 0 | 0 | 0 | 0 | 0 | 0
2016-01-08 13:00 | 0 | 0 | 0 | 0 | 349168.4282 | 0 | 467173 | 0 | 0 | 0 | 258703.1331 | 0 | 0 | 0 | 0 | 0 | 0 | 0 | 0 | 0 | 0 | 0 | 0 | 0 | -118004.5718 | 0 | 0 | 0 | 0 | 0 | 0 | 0 | 0 | 0 | 0 | 0
2016-01-08 14:00 | 0 | 0 | 0 | 0 | 325719.3509 | 48977.5587 | 472550 | 0 | 0 | 0 | 160850.0427 | 0 | 0 | 0 | 0 | 0 | 0 | 0 | 0 | 0 | 0 | 0 | 0 | 0 | -97853.0904 | 0 | 0 | 0 | 0 | 0 | 0 | 0 | 0 | 0 | 0 | 0
2016-01-08 15:00 | 0 | 0 | 0 | 0 | 0 | 315883.9573 | 476734 | 0 | 0 | 0 | 0 | 0 | 0 | 0 | 0 | 0 | 0 | 0 | 0 | 0 | 0 | 0 | 0 | 0 | -160850.0427 | 0 | 0 | 0 | 0 | 0 | 0 | 0 | 0 | 0 | 0 | 0
2016-01-08 16:00 | 0 | 0 | 0 | 0 | 279554.3427 | 539788.5557 | 475016 | 0 | 0 | 0 | 344326.8984 | 0 | 0 | 0 | 0 | 0 | 0 | 0 | 0 | 0 | 0 | 0 | 0 | 0 | 344326.8984 | 0 | 0 | 0 | 0 | 0 | 0 | 0 | 0 | 0 | 0 | 0
2016-01-08 17:00 | 0 | 0 | 0 | 0 | 0 | 626234.819 | 468663 | 0 | 0 | 0 | 501898.7173 | 0 | 0 | 0 | 0 | 0 | 0 | 0 | 0 | 0 | 0 | 0 | 0 | 0 | 157571.819 | 0 | 0 | 0 | 0 | 0 | 0 | 0 | 0 | 0 | 0 | 0
2016-01-08 18:00 | 0 | 0 | 0 | 0 | 194227.4162 | 613663.4822 | 463564 | 0 | 0 | 0 | 846225.6157 | 0 | 0 | 0 | 0 | 0 | 0 | 0 | 0 | 0 | 0 | 0 | 0 | 0 | 344326.8984 | 0 | 0 | 0 | 0 | 0 | 0 | 0 | 0 | 0 | 0 | 0
2016-01-08 19:00 | 0 | 0 | 0 | 0 | 0 | 582185.6154 | 458952 | 0 | 0 | 0 | 969459.2311 | 0 | 0 | 0 | 0 | 0 | 0 | 0 | 0 | 0 | 0 | 0 | 0 | 0 | 123233.6154 | 0 | 0 | 0 | 0 | 0 | 0 | 0 | 0 | 0 | 0 | 0
2016-01-08 20:00 | 0 | 0 | 0 | 0 | 234434.0294 | 564429.8689 | 454537 | 0 | 0 | 0 | 1313786.1295 | 0 | 0 | 0 | 0 | 0 | 0 | 0 | 0 | 0 | 0 | 0 | 0 | 0 | 344326.8984 | 0 | 0 | 0 | 0 | 0 | 0 | 0 | 0 | 0 | 0 | 0
2016-01-08 21:00 | 0 | 0 | 0 | 0 | 0 | 553299.4135 | 454446 | 0 | 0 | 0 | 1412639.543 | 0 | 0 | 0 | 0 | 0 | 0 | 0 | 0 | 0 | 0 | 0 | 0 | 0 | 98853.4135 | 0 | 0 | 0 | 0 | 0 | 0 | 0 | 0 | 0 | 0 | 0
2016-01-08 22:00 | 0 | 0 | 0 | 0 | 0 | 490475.8329 | 463432 | 0 | 0 | 0 | 1439683.3759 | 0 | 0 | 0 | 0 | 0 | 0 | 0 | 0 | 0 | 0 | 0 | 0 | 0 | 27043.8329 | 0 | 0 | 0 | 0 | 0 | 0 | 0 | 0 | 0 | 0 | 0
2016-01-08 23:00 | 0 | 0 | 0 | 0 | 493750.5573 | 260776.2157 | 472623 | 0 | 0 | 0 | 1721587.1489 | 0 | 0 | 0 | 0 | 0 | 0 | 0 | 0 | 0 | 0 | 0 | 0 | 0 | 281903.773 | 0 | 0 | 0 | 0 | 0 | 0 | 0 | 0 | 0 | 0 | 0
2016-01-09 | 0 | 0 | 0 | 0 | 124156.1214 | 5009.9802 | 473493 | 0 | 0 | 0 | 1377260.2505 | 0 | 0 | 0 | 0 | 0 | 0 | 0 | 0 | 0 | 0 | 0 | 0 | 0 | -344326.8984 | 0 | 0 | 0 | 0 | 0 | 0 | 0 | 0 | 0 | 0 | 0
2016-01-09 01:00 | 0 | 0 | 0 | 0 | 509121.1384 | 0 | 468337 | 0 | 0 | 0 | 1418044.3889 | 0 | 0 | 0 | 0 | 0 | 0 | 0 | 0 | 0 | 0 | 0 | 0 | 0 | 40784.1384 | 0 | 0 | 0 | 0 | 0 | 0 | 0 | 0 | 0 | 0 | 0
2016-01-09 02:00 | 0 | 0 | 0 | 0 | 114898.1016 | 0 | 459225 | 0 | 0 | 0 | 1073717.4905 | 0 | 0 | 0 | 0 | 0 | 0 | 0 | 0 | 0 | 0 | 0 | 0 | 0 | -344326.8984 | 0 | 0 | 0 | 0 | 0 | 0 | 0 | 0 | 0 | 0 | 0
2016-01-09 03:00 | 0 | 0 | 0 | 0 | 505496.4911 | 0 | 443600 | 0 | 0 | 0 | 1135613.9816 | 0 | 0 | 0 | 0 | 0 | 0 | 0 | 0 | 0 | 0 | 0 | 0 | 0 | 61896.4911 | 0 | 0 | 0 | 0 | 0 | 0 | 0 | 0 | 0 | 0 | 0
2016-01-09 04:00 | 0 | 0 | 0 | 0 | 506151.5337 | 0 | 424303 | 0 | 0 | 0 | 1217462.5153 | 0 | 0 | 0 | 0 | 0 | 0 | 0 | 0 | 0 | 0 | 0 | 0 | 0 | 81848.5337 | 0 | 0 | 0 | 0 | 0 | 0 | 0 | 0 | 0 | 0 | 0
2016-01-09 05:00 | 0 | 0 | 0 | 0 | 508882.193 | 0 | 406106 | 0 | 0 | 0 | 1320238.7083 | 0 | 0 | 0 | 0 | 0 | 0 | 0 | 0 | 0 | 0 | 0 | 0 | 0 | 102776.193 | 0 | 0 | 0 | 0 | 0 | 0 | 0 | 0 | 0 | 0 | 0
2016-01-09 06:00 | 0 | 0 | 0 | 0 | 46275.1016 | 0 | 390602 | 0 | 0 | 0 | 975911.81 | 0 | 0 | 0 | 0 | 0 | 0 | 0 | 0 | 0 | 0 | 0 | 0 | 0 | -344326.8984 | 0 | 0 | 0 | 0 | 0 | 0 | 0 | 0 | 0 | 0 | 0
2016-01-09 07:00 | 0 | 0 | 0 | 0 | 544987.8125 | 0 | 380209 | 0 | 0 | 0 | 1140690.6225 | 0 | 0 | 0 | 0 | 0 | 0 | 0 | 0 | 0 | 0 | 0 | 0 | 0 | 164778.8125 | 0 | 0 | 0 | 0 | 0 | 0 | 0 | 0 | 0 | 0 | 0
2016-01-09 08:00 | 0 | 0 | 0 | 0 | 29528.1016 | 0 | 373855 | 0 | 0 | 0 | 796363.7241 | 0 | 0 | 0 | 0 | 0 | 0 | 0 | 0 | 0 | 0 | 0 | 0 | 0 | -344326.8984 | 0 | 0 | 0 | 0 | 0 | 0 | 0 | 0 | 0 | 0 | 0
2016-01-09 09:00 | 0 | 0 | 0 | 0 | 594816.1592 | 0 | 372820 | 0 | 0 | 0 | 1018359.8833 | 0 | 0 | 0 | 0 | 0 | 0 | 0 | 0 | 0 | 0 | 0 | 0 | 0 | 221996.1592 | 0 | 0 | 0 | 0 | 0 | 0 | 0 | 0 | 0 | 0 | 0
2016-01-09 10:00 | 0 | 0 | 0 | 0 | 32131.1016 | 0 | 376458 | 0 | 0 | 0 | 674032.985 | 0 | 0 | 0 | 0 | 0 | 0 | 0 | 0 | 0 | 0 | 0 | 0 | 0 | -344326.8984 | 0 | 0 | 0 | 0 | 0 | 0 | 0 | 0 | 0 | 0 | 0
2016-01-09 11:00 | 0 | 0 | 0 | 0 | 40898.1016 | 0 | 385225 | 0 | 0 | 0 | 329706.0866 | 0 | 0 | 0 | 0 | 0 | 0 | 0 | 0 | 0 | 0 | 0 | 0 | 0 | -344326.8984 | 0 | 0 | 0 | 0 | 0 | 0 | 0 | 0 | 0 | 0 | 0
2016-01-09 12:00 | 0 | 0 | 0 | 0 | 636249.8078 | 0 | 400062 | 0 | 0 | 0 | 565893.8944 | 0 | 0 | 0 | 0 | 0 | 0 | 0 | 0 | 0 | 0 | 0 | 0 | 0 | 236187.8078 | 0 | 0 | 0 | 0 | 0 | 0 | 0 | 0 | 0 | 0 | 0
2016-01-09 13:00 | 0 | 0 | 0 | 0 | 73094.0655 | 0.036134 | 417421 | 0 | 0 | 0 | 221566.996 | 0 | 0 | 0 | 0 | 0 | 0 | 0 | 0 | 0 | 0 | 0 | 0 | 0 | -344326.8984 | 0 | 0 | 0 | 0 | 0 | 0 | 0 | 0 | 0 | 0 | 0
2016-01-09 14:00 | 0 | 0 | 0 | 0 | 74622.8297 | 136585.1743 | 432775 | 0 | 0 | 0 | 0 | 0 | 0 | 0 | 0 | 0 | 0 | 0 | 0 | 0 | 0 | 0 | 0 | 0 | -221566.996 | 0 | 0 | 0 | 0 | 0 | 0 | 0 | 0 | 0 | 0 | 0
2016-01-09 15:00 | 0 | 0 | 0 | 0 | 204032.8047 | 583798.0937 | 443504 | 0 | 0 | 0 | 344326.8984 | 0 | 0 | 0 | 0 | 0 | 0 | 0 | 0 | 0 | 0 | 0 | 0 | 0 | 344326.8984 | 0 | 0 | 0 | 0 | 0 | 0 | 0 | 0 | 0 | 0 | 0
2016-01-09 16:00 | 0 | 0 | 0 | 0 | 0 | 791890.8984 | 447564 | 0 | 0 | 0 | 688653.7967 | 0 | 0 | 0 | 0 | 0 | 0 | 0 | 0 | 0 | 0 | 0 | 0 | 0 | 344326.8984 | 0 | 0 | 0 | 0 | 0 | 0 | 0 | 0 | 0 | 0 | 0
2016-01-09 17:00 | 0 | 0 | 0 | 0 | 0 | 809559.1378 | 446237 | 0 | 0 | 0 | 1032980.6951 | 0 | 0 | 18995.2394 | 0 | 0 | 0 | 0 | 0 | 0 | 0 | 0 | 0 | 0 | 344326.8984 | 0 | 0 | 0 | 18995.2394 | 0 | 0 | 0 | 0 | 0 | 0 | 0
2016-01-09 18:00 | 0 | 0 | 0 | 0 | 0 | 761337.3905 | 441450 | 0 | 0 | 0 | 1371863.325 | 0 | 0 | 0 | 0 | 0 | 0 | 0 | 0 | 0 | 0 | 0 | 0 | 0 | 338882.6299 | 0 | 0 | 0 | -18995.2394 | 0 | 0 | 0 | 0 | 0 | 0 | 0
2016-01-09 19:00 | 0 | 0 | 0 | 0 | 0 | 734183.8555 | 437135 | 0 | 0 | 0 | 1668912.1805 | 0 | 0 | 0 | 0 | 0 | 0 | 0 | 0 | 0 | 0 | 0 | 0 | 0 | 297048.8555 | 0 | 0 | 0 | 0 | 0 | 0 | 0 | 0 | 0 | 0 | 0
2016-01-09 20:00 | 0 | 0 | 0 | 0 | 24403.1914 | 754722.7069 | 434799 | 0 | 0 | 0 | 2013239.0788 | 0 | 0 | 0 | 0 | 0 | 0 | 0 | 0 | 0 | 0 | 0 | 0 | 0 | 344326.8984 | 0 | 0 | 0 | 0 | 0 | 0 | 0 | 0 | 0 | 0 | 0
2016-01-09 21:00 | 0 | 0 | 0 | 0 | 0 | 772139.3035 | 438748 | 0 | 0 | 0 | 2346630.3823 | 0 | 0 | 0 | 0 | 0 | 0 | 0 | 0 | 0 | 0 | 0 | 0 | 0 | 333391.3035 | 0 | 0 | 0 | 0 | 0 | 0 | 0 | 0 | 0 | 0 | 0
2016-01-09 22:00 | 0 | 0 | 0 | 0 | 0 | 687543.5796 | 451099 | 0 | 0 | 0 | 2583074.9619 | 0 | 0 | 0 | 0 | 0 | 0 | 0 | 0 | 0 | 0 | 0 | 0 | 0 | 236444.5796 | 0 | 0 | 0 | 0 | 0 | 0 | 0 | 0 | 0 | 0 | 0
2016-01-09 23:00 | 0 | 0 | 0 | 0 | 0 | 235993.8421 | 461966 | 0 | 0 | 0 | 2357102.804 | 0 | 0 | 0 | 0 | 0 | 0 | 0 | 0 | 0 | 0 | 0 | 0 | 0 | -225972.1579 | 0 | 0 | 0 | 0 | 0 | 0 | 0 | 0 | 0 | 0 | 0
2016-01-10 | 0 | 0 | 0 | 0 | 121588.576 | 992.5257 | 466908 | 0 | 0 | 0 | 2012775.9056 | 0 | 0 | 0 | 0 | 0 | 0 | 0 | 0 | 0 | 0 | 0 | 0 | 0 | -344326.8984 | 0 | 0 | 0 | 0 | 0 | 0 | 0 | 0 | 0 | 0 | 0
2016-01-10 01:00 | 0 | 0 | 0 | 0 | 494295.9129 | 0 | 465022 | 0 | 0 | 0 | 2042049.8185 | 0 | 0 | 0 | 0 | 0 | 0 | 0 | 0 | 0 | 0 | 0 | 0 | 0 | 29273.9129 | 0 | 0 | 0 | 0 | 0 | 0 | 0 | 0 | 0 | 0 | 0
2016-01-10 02:00 | 0 | 0 | 0 | 0 | 113712.1016 | 0 | 458039 | 0 | 0 | 0 | 1697722.9201 | 0 | 0 | 0 | 0 | 0 | 0 | 0 | 0 | 0 | 0 | 0 | 0 | 0 | -344326.8984 | 0 | 0 | 0 | 0 | 0 | 0 | 0 | 0 | 0 | 0 | 0
2016-01-10 03:00 | 0 | 0 | 0 | 0 | 456365.3497 | 0 | 445223 | 0 | 0 | 0 | 1708865.2698 | 0 | 0 | 0 | 0 | 0 | 0 | 0 | 0 | 0 | 0 | 0 | 0 | 0 | 11142.3497 | 0 | 0 | 0 | 0 | 0 | 0 | 0 | 0 | 0 | 0 | 0
2016-01-10 04:00 | 0 | 0 | 0 | 0 | 85538.1016 | 0 | 429865 | 0 | 0 | 0 | 1364538.3714 | 0 | 0 | 0 | 0 | 0 | 0 | 0 | 0 | 0 | 0 | 0 | 0 | 0 | -344326.8984 | 0 | 0 | 0 | 0 | 0 | 0 | 0 | 0 | 0 | 0 | 0
2016-01-10 05:00 | 0 | 0 | 0 | 0 | 425999.8759 | 0 | 414836 | 0 | 0 | 0 | 1375702.2473 | 0 | 0 | 0 | 0 | 0 | 0 | 0 | 0 | 0 | 0 | 0 | 0 | 0 | 11163.8759 | 0 | 0 | 0 | 0 | 0 | 0 | 0 | 0 | 0 | 0 | 0
2016-01-10 06:00 | 0 | 0 | 0 | 0 | 56832.1016 | 0 | 401159 | 0 | 0 | 0 | 1031375.3489 | 0 | 0 | 0 | 0 | 0 | 0 | 0 | 0 | 0 | 0 | 0 | 0 | 0 | -344326.8984 | 0 | 0 | 0 | 0 | 0 | 0 | 0 | 0 | 0 | 0 | 0
2016-01-10 07:00 | 0 | 0 | 0 | 0 | 408427.6997 | 0 | 391763 | 0 | 0 | 0 | 1048040.0486 | 0 | 0 | 0 | 0 | 0 | 0 | 0 | 0 | 0 | 0 | 0 | 0 | 0 | 16664.6997 | 0 | 0 | 0 | 0 | 0 | 0 | 0 | 0 | 0 | 0 | 0
2016-01-10 08:00 | 0 | 0 | 0 | 0 | 43042.1016 | 0 | 387369 | 0 | 0 | 0 | 703713.1503 | 0 | 0 | 0 | 0 | 0 | 0 | 0 | 0 | 0 | 0 | 0 | 0 | 0 | -344326.8984 | 0 | 0 | 0 | 0 | 0 | 0 | 0 | 0 | 0 | 0 | 0
2016-01-10 09:00 | 0 | 0 | 0 | 0 | 402424.0009 | 0 | 386669 | 0 | 0 | 0 | 719468.1512 | 0 | 0 | 0 | 0 | 0 | 0 | 0 | 0 | 0 | 0 | 0 | 0 | 0 | 15755.0009 | 0 | 0 | 0 | 0 | 0 | 0 | 0 | 0 | 0 | 0 | 0
2016-01-10 10:00 | 0 | 0 | 0 | 0 | 409907.4285 | 0 | 390692 | 0 | 0 | 0 | 738683.5797 | 0 | 0 | 0 | 0 | 0 | 0 | 0 | 0 | 0 | 0 | 0 | 0 | 0 | 19215.4285 | 0 | 0 | 0 | 0 | 0 | 0 | 0 | 0 | 0 | 0 | 0
2016-01-10 11:00 | 0 | 0 | 0 | 0 | 409361.8329 | 0 | 400516 | 0 | 0 | 0 | 747529.4126 | 0 | 0 | 0 | 0 | 0 | 0 | 0 | 0 | 0 | 0 | 0 | 0 | 0 | 8845.8329 | 0 | 0 | 0 | 0 | 0 | 0 | 0 | 0 | 0 | 0 | 0
2016-01-10 12:00 | 0 | 0 | 0 | 0 | 396051.5799 | 0 | 415332 | 0 | 0 | 0 | 728248.9925 | 0 | 0 | 0 | 0 | 0 | 0 | 0 | 0 | 0 | 0 | 0 | 0 | 0 | -19280.4201 | 0 | 0 | 0 | 0 | 0 | 0 | 0 | 0 | 0 | 0 | 0
2016-01-10 13:00 | 0 | 0 | 0 | 0 | 372118.9752 | 0.28935 | 431531 | 0 | 0 | 0 | 668837.257 | 0 | 0 | 0 | 0 | 0 | 0 | 0 | 0 | 0 | 0 | 0 | 0 | 0 | -59411.7354 | 0 | 0 | 0 | 0 | 0 | 0 | 0 | 0 | 0 | 0 | 0
2016-01-10 14:00 | 0 | 0 | 0 | 0 | 0 | 148328.7488 | 446224 | 0 | 0 | 0 | 370942.0058 | 0 | 0 | 0 | 0 | 0 | 0 | 0 | 0 | 0 | 0 | 0 | 0 | 0 | -297895.2512 | 0 | 0 | 0 | 0 | 0 | 0 | 0 | 0 | 0 | 0 | 0
2016-01-10 15:00 | 0 | 0 | 0 | 0 | 236964.7062 | 507783.4507 | 454445 | 0 | 0 | 0 | 642249.9232 | 0 | 0 | 18995.2394 | 0 | 0 | 0 | 0 | 0 | 0 | 0 | 0 | 0 | 0 | 271307.9174 | 0 | 0 | 0 | 18995.2394 | 0 | 0 | 0 | 0 | 0 | 0 | 0
2016-01-10 16:00 | 0 | 0 | 0 | 0 | 0 | 698857.2168 | 455969 | 0 | 0 | 0 | 904133.3795 | 0 | 0 | 0 | 0 | 0 | 0 | 0 | 0 | 0 | 0 | 0 | 0 | 0 | 261883.4563 | 0 | 0 | 0 | -18995.2394 | 0 | 0 | 0 | 0 | 0 | 0 | 0
2016-01-10 17:00 | 0 | 0 | 0 | 0 | 0 | 742577.6496 | 455005 | 0 | 0 | 0 | 1191706.0291 | 0 | 0 | 0 | 0 | 0 | 0 | 0 | 0 | 0 | 0 | 0 | 0 | 0 | 287572.6496 | 0 | 0 | 0 | 0 | 0 | 0 | 0 | 0 | 0 | 0 | 0
2016-01-10 18:00 | 0 | 0 | 0 | 0 | 0 | 725335.0298 | 450676 | 0 | 0 | 0 | 1466365.059 | 0 | 0 | 0 | 0 | 0 | 0 | 0 | 0 | 0 | 0 | 0 | 0 | 0 | 274659.0298 | 0 | 0 | 0 | 0 | 0 | 0 | 0 | 0 | 0 | 0 | 0
2016-01-10 19:00 | 0 | 0 | 0 | 0 | 86948.8395 | 702726.0589 | 445348 | 0 | 0 | 0 | 1810691.9573 | 0 | 0 | 0 | 0 | 0 | 0 | 0 | 0 | 0 | 0 | 0 | 0 | 0 | 344326.8984 | 0 | 0 | 0 | 0 | 0 | 0 | 0 | 0 | 0 | 0 | 0
2016-01-10 20:00 | 0 | 0 | 0 | 0 | 83432.3336 | 701937.5648 | 441043 | 0 | 0 | 0 | 2155018.8557 | 0 | 0 | 0 | 0 | 0 | 0 | 0 | 0 | 0 | 0 | 0 | 0 | 0 | 344326.8984 | 0 | 0 | 0 | 0 | 0 | 0 | 0 | 0 | 0 | 0 | 0
2016-01-10 21:00 | 0 | 0 | 0 | 0 | 0 | 698250.5091 | 445970 | 0 | 0 | 0 | 2407299.3648 | 0 | 0 | 0 | 0 | 0 | 0 | 0 | 0 | 0 | 0 | 0 | 0 | 0 | 252280.5091 | 0 | 0 | 0 | 0 | 0 | 0 | 0 | 0 | 0 | 0 | 0
2016-01-10 22:00 | 0 | 0 | 0 | 0 | 0 | 587637.0721 | 462762 | 0 | 0 | 0 | 2532174.4369 | 0 | 0 | 0 | 0 | 0 | 0 | 0 | 0 | 0 | 0 | 0 | 0 | 0 | 124875.0721 | 0 | 0 | 0 | 0 | 0 | 0 | 0 | 0 | 0 | 0 | 0
2016-01-10 23:00 | 0 | 0 | 0 | 0 | 0 | 240428.9497 | 486387 | 0 | 0 | 0 | 2286216.3866 | 0 | 0 | 0 | 0 | 0 | 0 | 0 | 0 | 0 | 0 | 0 | 0 | 0 | -245958.0503 | 0 | 0 | 0 | 0 | 0 | 0 | 0 | 0 | 0 | 0 | 0
2016-01-11 | 0 | 0 | 0 | 0 | 464568.9156 | 3943.1338 | 499575 | 0 | 0 | 0 | 2255153.4359 | 0 | 0 | 0 | 0 | 0 | 0 | 0 | 0 | 0 | 0 | 0 | 0 | 0 | -31062.9506 | 0 | 0 | 0 | 0 | 0 | 0 | 0 | 0 | 0 | 0 | 0
2016-01-11 01:00 | 0 | 0 | 0 | 0 | 159436.1016 | 0 | 503763 | 0 | 0 | 0 | 1910826.5376 | 0 | 0 | 0 | 0 | 0 | 0 | 0 | 0 | 0 | 0 | 0 | 0 | 0 | -344326.8984 | 0 | 0 | 0 | 0 | 0 | 0 | 0 | 0 | 0 | 0 | 0
2016-01-11 02:00 | 0 | 0 | 0 | 0 | 154973.1016 | 0 | 499300 | 0 | 0 | 0 | 1566499.6392 | 0 | 0 | 0 | 0 | 0 | 0 | 0 | 0 | 0 | 0 | 0 | 0 | 0 | -344326.8984 | 0 | 0 | 0 | 0 | 0 | 0 | 0 | 0 | 0 | 0 | 0
2016-01-11 03:00 | 0 | 0 | 0 | 0 | 571093.2742 | 0 | 486290 | 0 | 0 | 0 | 1651302.9134 | 0 | 0 | 0 | 0 | 0 | 0 | 0 | 0 | 0 | 0 | 0 | 0 | 0 | 84803.2742 | 0 | 0 | 0 | 0 | 0 | 0 | 0 | 0 | 0 | 0 | 0
2016-01-11 04:00 | 0 | 0 | 0 | 0 | 124699.1016 | 0 | 469026 | 0 | 0 | 0 | 1306976.015 | 0 | 0 | 0 | 0 | 0 | 0 | 0 | 0 | 0 | 0 | 0 | 0 | 0 | -344326.8984 | 0 | 0 | 0 | 0 | 0 | 0 | 0 | 0 | 0 | 0 | 0
2016-01-11 05:00 | 0 | 0 | 0 | 0 | 110589.1016 | 0 | 454916 | 0 | 0 | 0 | 962649.1166 | 0 | 0 | 0 | 0 | 0 | 0 | 0 | 0 | 0 | 0 | 0 | 0 | 0 | -344326.8984 | 0 | 0 | 0 | 0 | 0 | 0 | 0 | 0 | 0 | 0 | 0
2016-01-11 06:00 | 0 | 0 | 0 | 0 | 601503.7699 | 0 | 445035 | 0 | 0 | 0 | 1119117.8865 | 0 | 0 | 0 | 0 | 0 | 0 | 0 | 0 | 0 | 0 | 0 | 0 | 0 | 156468.7699 | 0 | 0 | 0 | 0 | 0 | 0 | 0 | 0 | 0 | 0 | 0
2016-01-11 07:00 | 0 | 0 | 0 | 0 | 96072.1016 | 0 | 440399 | 0 | 0 | 0 | 774790.9881 | 0 | 0 | 0 | 0 | 0 | 0 | 0 | 0 | 0 | 0 | 0 | 0 | 0 | -344326.8984 | 0 | 0 | 0 | 0 | 0 | 0 | 0 | 0 | 0 | 0 | 0
2016-01-11 08:00 | 0 | 0 | 0 | 0 | 596379.9957 | 0 | 440627 | 0 | 0 | 0 | 930543.9839 | 0 | 0 | 0 | 0 | 0 | 0 | 0 | 0 | 0 | 0 | 0 | 0 | 0 | 155752.9957 | 0 | 0 | 0 | 0 | 0 | 0 | 0 | 0 | 0 | 0 | 0
2016-01-11 09:00 | 0 | 0 | 0 | 0 | 576231.2998 | 0 | 447243 | 0 | 0 | 0 | 1059532.2837 | 0 | 0 | 0 | 0 | 0 | 0 | 0 | 0 | 0 | 0 | 0 | 0 | 0 | 128988.2998 | 0 | 0 | 0 | 0 | 0 | 0 | 0 | 0 | 0 | 0 | 0
2016-01-11 10:00 | 0 | 0 | 0 | 0 | 121064.1016 | 0 | 465391 | 0 | 0 | 0 | 715205.3853 | 0 | 0 | 0 | 0 | 0 | 0 | 0 | 0 | 0 | 0 | 0 | 0 | 0 | -344326.8984 | 0 | 0 | 0 | 0 | 0 | 0 | 0 | 0 | 0 | 0 | 0
2016-01-11 11:00 | 0 | 0 | 0 | 0 | 158878.1016 | 0 | 503205 | 0 | 0 | 0 | 370878.4869 | 0 | 0 | 0 | 0 | 0 | 0 | 0 | 0 | 0 | 0 | 0 | 0 | 0 | -344326.8984 | 0 | 0 | 0 | 0 | 0 | 0 | 0 | 0 | 0 | 0 | 0
2016-01-11 12:00 | 0 | 0 | 0 | 0 | 529305.1288 | 0 | 537493 | 0 | 0 | 0 | 362690.6157 | 0 | 0 | 0 | 0 | 0 | 0 | 0 | 0 | 0 | 0 | 0 | 0 | 0 | -8187.8712 | 0 | 0 | 0 | 0 | 0 | 0 | 0 | 0 | 0 | 0 | 0
2016-01-11 13:00 | 0 | 0 | 0 | 0 | 203438.0213 | 0.080297 | 547765 | 0 | 0 | 0 | 18363.7174 | 0 | 0 | 0 | 0 | 0 | 0 | 0 | 0 | 0 | 0 | 0 | 0 | 0 | -344326.8984 | 0 | 0 | 0 | 0 | 0 | 0 | 0 | 0 | 0 | 0 | 0
2016-01-11 14:00 | 0 | 0 | 0 | 0 | 490465.5873 | 131873.2885 | 543677 | 0 | 0 | 0 | 97025.5931 | 0 | 0 | 0 | 0 | 0 | 0 | 0 | 0 | 0 | 0 | 0 | 0 | 0 | 78661.8757 | 0 | 0 | 0 | 0 | 0 | 0 | 0 | 0 | 0 | 0 | 0
2016-01-11 15:00 | 0 | 0 | 0 | 0 | 213222.592 | 666971.3064 | 535867 | 0 | 0 | 0 | 441352.4915 | 0 | 0 | 0 | 0 | 0 | 0 | 0 | 0 | 0 | 0 | 0 | 0 | 0 | 344326.8984 | 0 | 0 | 0 | 0 | 0 | 0 | 0 | 0 | 0 | 0 | 0
2016-01-11 16:00 | 0 | 0 | 0 | 0 | 0 | 858222.9036 | 524193 | 0 | 0 | 0 | 775382.3951 | 0 | 0 | 0 | 0 | 0 | 0 | 0 | 0 | 0 | 0 | 0 | 0 | 0 | 334029.9036 | 0 | 0 | 0 | 0 | 0 | 0 | 0 | 0 | 0 | 0 | 0
2016-01-11 17:00 | 0 | 0 | 0 | 0 | 0 | 850312.0872 | 511046 | 0 | 0 | 0 | 1114648.4823 | 0 | 0 | 0 | 0 | 0 | 0 | 0 | 0 | 0 | 0 | 0 | 0 | 0 | 339266.0872 | 0 | 0 | 0 | 0 | 0 | 0 | 0 | 0 | 0 | 0 | 0
2016-01-11 18:00 | 0 | 0 | 0 | 0 | 35216.7215 | 810361.1769 | 501251 | 0 | 0 | 0 | 1458975.3807 | 0 | 0 | 0 | 0 | 0 | 0 | 0 | 0 | 0 | 0 | 0 | 0 | 0 | 344326.8984 | 0 | 0 | 0 | 0 | 0 | 0 | 0 | 0 | 0 | 0 | 0
2016-01-11 19:00 | 0 | 0 | 0 | 0 | 40664.2291 | 795802.6692 | 492140 | 0 | 0 | 0 | 1803302.279 | 0 | 0 | 0 | 0 | 0 | 0 | 0 | 0 | 0 | 0 | 0 | 0 | 0 | 344326.8984 | 0 | 0 | 0 | 0 | 0 | 0 | 0 | 0 | 0 | 0 | 0
2016-01-11 20:00 | 0 | 0 | 0 | 0 | 0 | 820076.3381 | 485928 | 0 | 0 | 0 | 2137450.6171 | 0 | 0 | 0 | 0 | 0 | 0 | 0 | 0 | 0 | 0 | 0 | 0 | 0 | 334148.3381 | 0 | 0 | 0 | 0 | 0 | 0 | 0 | 0 | 0 | 0 | 0
2016-01-11 21:00 | 0 | 0 | 0 | 0 | 0 | 851927.1378 | 488605 | 0 | 0 | 0 | 2481777.5155 | 0 | 0 | 18995.2394 | 0 | 0 | 0 | 0 | 0 | 0 | 0 | 0 | 0 | 0 | 344326.8984 | 0 | 0 | 0 | 18995.2394 | 0 | 0 | 0 | 0 | 0 | 0 | 0
2016-01-11 22:00 | 0 | 0 | 0 | 0 | 0 | 776370.291 | 506939 | 0 | 0 | 0 | 2770204.0459 | 0 | 0 | 0 | 0 | 0 | 0 | 0 | 0 | 0 | 0 | 0 | 0 | 0 | 288426.5304 | 0 | 0 | 0 | -18995.2394 | 0 | 0 | 0 | 0 | 0 | 0 | 0
2016-01-11 23:00 | 0 | 0 | 0 | 0 | 0 | 270469.3214 | 526379 | 0 | 0 | 0 | 2514294.3673 | 0 | 0 | 0 | 0 | 0 | 0 | 0 | 0 | 0 | 0 | 0 | 0 | 0 | -255909.6786 | 0 | 0 | 0 | 0 | 0 | 0 | 0 | 0 | 0 | 0 | 0
2016-01-12 | 0 | 0 | 0 | 0 | 194545.5999 | 3572.5018 | 542445 | 0 | 0 | 0 | 2169967.469 | 0 | 0 | 0 | 0 | 0 | 0 | 0 | 0 | 0 | 0 | 0 | 0 | 0 | -344326.8984 | 0 | 0 | 0 | 0 | 0 | 0 | 0 | 0 | 0 | 0 | 0
2016-01-12 01:00 | 0 | 0 | 0 | 0 | 199312.1016 | 0 | 543639 | 0 | 0 | 0 | 1825640.5706 | 0 | 0 | 0 | 0 | 0 | 0 | 0 | 0 | 0 | 0 | 0 | 0 | 0 | -344326.8984 | 0 | 0 | 0 | 0 | 0 | 0 | 0 | 0 | 0 | 0 | 0
2016-01-12 02:00 | 0 | 0 | 0 | 0 | 751596.156 | 0 | 535222 | 0 | 0 | 0 | 2042014.7266 | 0 | 0 | 0 | 0 | 0 | 0 | 0 | 0 | 0 | 0 | 0 | 0 | 0 | 216374.156 | 0 | 0 | 0 | 0 | 0 | 0 | 0 | 0 | 0 | 0 | 0
2016-01-12 03:00 | 0 | 0 | 0 | 0 | 173441.1016 | 0 | 517768 | 0 | 0 | 0 | 1697687.8282 | 0 | 0 | 0 | 0 | 0 | 0 | 0 | 0 | 0 | 0 | 0 | 0 | 0 | -344326.8984 | 0 | 0 | 0 | 0 | 0 | 0 | 0 | 0 | 0 | 0 | 0
2016-01-12 04:00 | 0 | 0 | 0 | 0 | 149619.1016 | 0 | 493946 | 0 | 0 | 0 | 1353360.9298 | 0 | 0 | 0 | 0 | 0 | 0 | 0 | 0 | 0 | 0 | 0 | 0 | 0 | -344326.8984 | 0 | 0 | 0 | 0 | 0 | 0 | 0 | 0 | 0 | 0 | 0
2016-01-12 05:00 | 0 | 0 | 0 | 0 | 131781.1016 | 0 | 476108 | 0 | 0 | 0 | 1009034.0315 | 0 | 0 | 0 | 0 | 0 | 0 | 0 | 0 | 0 | 0 | 0 | 0 | 0 | -344326.8984 | 0 | 0 | 0 | 0 | 0 | 0 | 0 | 0 | 0 | 0 | 0
2016-01-12 06:00 | 0 | 0 | 0 | 0 | 807372.8984 | 0 | 463046 | 0 | 0 | 0 | 1353360.9298 | 0 | 0 | 0 | 0 | 0 | 0 | 0 | 0 | 0 | 0 | 0 | 0 | 0 | 344326.8984 | 0 | 0 | 0 | 0 | 0 | 0 | 0 | 0 | 0 | 0 | 0
2016-01-12 07:00 | 0 | 0 | 0 | 0 | 110581.1016 | 0 | 454908 | 0 | 0 | 0 | 1009034.0315 | 0 | 0 | 0 | 0 | 0 | 0 | 0 | 0 | 0 | 0 | 0 | 0 | 0 | -344326.8984 | 0 | 0 | 0 | 0 | 0 | 0 | 0 | 0 | 0 | 0 | 0
2016-01-12 08:00 | 0 | 0 | 0 | 0 | 107304.1016 | 0 | 451631 | 0 | 0 | 0 | 664707.1331 | 0 | 0 | 0 | 0 | 0 | 0 | 0 | 0 | 0 | 0 | 0 | 0 | 0 | -344326.8984 | 0 | 0 | 0 | 0 | 0 | 0 | 0 | 0 | 0 | 0 | 0
2016-01-12 09:00 | 0 | 0 | 0 | 0 | 154978.8644 | 0 | 454626 | 0 | 0 | 0 | 365059.9975 | 0 | 0 | 0 | 0 | 0 | 0 | 0 | 0 | 0 | 0 | 0 | 0 | 0 | -299647.1356 | 0 | 0 | 0 | 0 | 0 | 0 | 0 | 0 | 0 | 0 | 0
2016-01-12 10:00 | 0 | 0 | 0 | 0 | 783260.4266 | 0 | 468323 | 0 | 0 | 0 | 679997.4241 | 0 | 0 | 0 | 0 | 0 | 0 | 0 | 0 | 0 | 0 | 0 | 0 | 0 | 314937.4266 | 0 | 0 | 0 | 0 | 0 | 0 | 0 | 0 | 0 | 0 | 0
2016-01-12 11:00 | 0 | 0 | 0 | 0 | 156884.1016 | 0 | 501211 | 0 | 0 | 0 | 335670.5257 | 0 | 0 | 0 | 0 | 0 | 0 | 0 | 0 | 0 | 0 | 0 | 0 | 0 | -344326.8984 | 0 | 0 | 0 | 0 | 0 | 0 | 0 | 0 | 0 | 0 | 0
2016-01-12 12:00 | 0 | 0 | 0 | 0 | 671477.9484 | 0 | 532066 | 0 | 0 | 0 | 475082.4742 | 0 | 0 | 0 | 0 | 0 | 0 | 0 | 0 | 0 | 0 | 0 | 0 | 0 | 139411.9484 | 0 | 0 | 0 | 0 | 0 | 0 | 0 | 0 | 0 | 0 | 0
2016-01-12 13:00 | 0 | 0 | 0 | 0 | 608863.1909 | 0.90265 | 539233 | 0 | 0 | 0 | 535920.1409 | 0 | 0 | 8793.4268 | 0 | 0 | 0 | 0 | 0 | 0 | 0 | 0 | 0 | 0 | 60837.6667 | 0 | 0 | 0 | 8793.4268 | 0 | 0 | 0 | 0 | 0 | 0 | 0
2016-01-12 14:00 | 0 | 0 | 0 | 0 | 0 | 178984.6748 | 532105 | 0 | 0 | 0 | 191593.2425 | 0 | 0 | 0 | 0 | 0 | 0 | 0 | 0 | 0 | 0 | 0 | 0 | 0 | -344326.8984 | 0 | 0 | 0 | -8793.4268 | 0 | 0 | 0 | 0 | 0 | 0 | 0
2016-01-12 15:00 | 0 | 0 | 0 | 0 | 99094.9205 | 766901.9778 | 521670 | 0 | 0 | 0 | 535920.1409 | 0 | 0 | 0 | 0 | 0 | 0 | 0 | 0 | 0 | 0 | 0 | 0 | 0 | 344326.8984 | 0 | 0 | 0 | 0 | 0 | 0 | 0 | 0 | 0 | 0 | 0
2016-01-12 16:00 | 0 | 0 | 0 | 0 | 0 | 854378.8984 | 510052 | 0 | 0 | 0 | 880247.0393 | 0 | 0 | 0 | 0 | 0 | 0 | 0 | 0 | 0 | 0 | 0 | 0 | 0 | 344326.8984 | 0 | 0 | 0 | 0 | 0 | 0 | 0 | 0 | 0 | 0 | 0
2016-01-12 17:00 | 0 | 0 | 0 | 0 | 0 | 855332.2 | 498062 | 0 | 0 | 0 | 1224573.9376 | 0 | 0 | 12943.3016 | 0 | 0 | 0 | 0 | 0 | 0 | 0 | 0 | 0 | 0 | 344326.8984 | 0 | 0 | 0 | 12943.3016 | 0 | 0 | 0 | 0 | 0 | 0 | 0
2016-01-12 18:00 | 0 | 0 | 0 | 0 | 0 | 834321.9185 | 488561 | 0 | 0 | 0 | 1568900.836 | 0 | 0 | 14377.3218 | 0 | 0 | 0 | 0 | 0 | 0 | 0 | 0 | 0 | 0 | 344326.8984 | 0 | 0 | 0 | 1434.0201 | 0 | 0 | 0 | 0 | 0 | 0 | 0
2016-01-12 19:00 | 0 | 0 | 0 | 0 | 0 | 810705.5766 | 480756 | 0 | 0 | 0 | 1913227.7344 | 0 | 0 | 0 | 0 | 0 | 0 | 0 | 0 | 0 | 0 | 0 | 0 | 0 | 344326.8984 | 0 | 0 | 0 | -14377.3218 | 0 | 0 | 0 | 0 | 0 | 0 | 0
2016-01-12 20:00 | 0 | 0 | 0 | 0 | 0 | 818754.8984 | 474428 | 0 | 0 | 0 | 2257554.6327 | 0 | 0 | 0 | 0 | 0 | 0 | 0 | 0 | 0 | 0 | 0 | 0 | 0 | 344326.8984 | 0 | 0 | 0 | 0 | 0 | 0 | 0 | 0 | 0 | 0 | 0
2016-01-12 21:00 | 0 | 0 | 0 | 0 | 0 | 839375.1378 | 476053 | 0 | 0 | 0 | 2601881.5311 | 0 | 0 | 18995.2394 | 0 | 0 | 0 | 0 | 0 | 0 | 0 | 0 | 0 | 0 | 344326.8984 | 0 | 0 | 0 | 18995.2394 | 0 | 0 | 0 | 0 | 0 | 0 | 0
2016-01-12 22:00 | 0 | 0 | 0 | 0 | 0 | 795347.2141 | 492115 | 0 | 0 | 0 | 2924108.9846 | 0 | 0 | 0 | 0 | 0 | 0 | 0 | 0 | 0 | 0 | 0 | 0 | 0 | 322227.4535 | 0 | 0 | 0 | -18995.2394 | 0 | 0 | 0 | 0 | 0 | 0 | 0
2016-01-12 23:00 | 0 | 0 | 0 | 0 | 0 | 284716.3929 | 513200 | 0 | 0 | 0 | 2695625.3775 | 0 | 0 | 0 | 0 | 0 | 0 | 0 | 0 | 0 | 0 | 0 | 0 | 0 | -228483.6071 | 0 | 0 | 0 | 0 | 0 | 0 | 0 | 0 | 0 | 0 | 0
2016-01-13 | 0 | 0 | 0 | 0 | 175901.5143 | 4662.5874 | 524891 | 0 | 0 | 0 | 2351298.4791 | 0 | 0 | 0 | 0 | 0 | 0 | 0 | 0 | 0 | 0 | 0 | 0 | 0 | -344326.8984 | 0 | 0 | 0 | 0 | 0 | 0 | 0 | 0 | 0 | 0 | 0
2016-01-13 01:00 | 0 | 0 | 0 | 0 | 181745.1016 | 0 | 526072 | 0 | 0 | 0 | 2006971.5808 | 0 | 0 | 0 | 0 | 0 | 0 | 0 | 0 | 0 | 0 | 0 | 0 | 0 | -344326.8984 | 0 | 0 | 0 | 0 | 0 | 0 | 0 | 0 | 0 | 0 | 0
2016-01-13 02:00 | 0 | 0 | 0 | 0 | 667288.0029 | 0 | 519458 | 0 | 0 | 0 | 2154801.5837 | 0 | 0 | 0 | 0 | 0 | 0 | 0 | 0 | 0 | 0 | 0 | 0 | 0 | 147830.0029 | 0 | 0 | 0 | 0 | 0 | 0 | 0 | 0 | 0 | 0 | 0
2016-01-13 03:00 | 0 | 0 | 0 | 0 | 159522.1016 | 0 | 503849 | 0 | 0 | 0 | 1810474.6853 | 0 | 0 | 0 | 0 | 0 | 0 | 0 | 0 | 0 | 0 | 0 | 0 | 0 | -344326.8984 | 0 | 0 | 0 | 0 | 0 | 0 | 0 | 0 | 0 | 0 | 0
2016-01-13 04:00 | 0 | 0 | 0 | 0 | 139142.1016 | 0 | 483469 | 0 | 0 | 0 | 1466147.7869 | 0 | 0 | 0 | 0 | 0 | 0 | 0 | 0 | 0 | 0 | 0 | 0 | 0 | -344326.8984 | 0 | 0 | 0 | 0 | 0 | 0 | 0 | 0 | 0 | 0 | 0
2016-01-13 05:00 | 0 | 0 | 0 | 0 | 121154.1016 | 0 | 465481 | 0 | 0 | 0 | 1121820.8886 | 0 | 0 | 0 | 0 | 0 | 0 | 0 | 0 | 0 | 0 | 0 | 0 | 0 | -344326.8984 | 0 | 0 | 0 | 0 | 0 | 0 | 0 | 0 | 0 | 0 | 0
2016-01-13 06:00 | 0 | 0 | 0 | 0 | 791238.6699 | 0 | 454923 | 0 | 0 | 0 | 1458136.5585 | 0 | 0 | 0 | 0 | 0 | 0 | 0 | 0 | 0 | 0 | 0 | 0 | 0 | 336315.6699 | 0 | 0 | 0 | 0 | 0 | 0 | 0 | 0 | 0 | 0 | 0
2016-01-13 07:00 | 0 | 0 | 0 | 0 | 104548.1016 | 0 | 448875 | 0 | 0 | 0 | 1113809.6601 | 0 | 0 | 0 | 0 | 0 | 0 | 0 | 0 | 0 | 0 | 0 | 0 | 0 | -344326.8984 | 0 | 0 | 0 | 0 | 0 | 0 | 0 | 0 | 0 | 0 | 0
2016-01-13 08:00 | 0 | 0 | 0 | 0 | 103102.1016 | 0 | 447429 | 0 | 0 | 0 | 769482.7618 | 0 | 0 | 0 | 0 | 0 | 0 | 0 | 0 | 0 | 0 | 0 | 0 | 0 | -344326.8984 | 0 | 0 | 0 | 0 | 0 | 0 | 0 | 0 | 0 | 0 | 0
2016-01-13 09:00 | 0 | 0 | 0 | 0 | 769146.3893 | 0 | 452208 | 0 | 0 | 0 | 1086421.1511 | 0 | 0 | 0 | 0 | 0 | 0 | 0 | 0 | 0 | 0 | 0 | 0 | 0 | 316938.3893 | 0 | 0 | 0 | 0 | 0 | 0 | 0 | 0 | 0 | 0 | 0
2016-01-13 10:00 | 0 | 0 | 0 | 0 | 125360.1016 | 0 | 469687 | 0 | 0 | 0 | 742094.2527 | 0 | 0 | 0 | 0 | 0 | 0 | 0 | 0 | 0 | 0 | 0 | 0 | 0 | -344326.8984 | 0 | 0 | 0 | 0 | 0 | 0 | 0 | 0 | 0 | 0 | 0
2016-01-13 11:00 | 0 | 0 | 0 | 0 | 161064.1016 | 0 | 505391 | 0 | 0 | 0 | 397767.3543 | 0 | 0 | 0 | 0 | 0 | 0 | 0 | 0 | 0 | 0 | 0 | 0 | 0 | -344326.8984 | 0 | 0 | 0 | 0 | 0 | 0 | 0 | 0 | 0 | 0 | 0
2016-01-13 12:00 | 0 | 0 | 0 | 0 | 723022.5397 | 0 | 537146 | 0 | 0 | 0 | 583643.894 | 0 | 0 | 0 | 0 | 0 | 0 | 0 | 0 | 0 | 0 | 0 | 0 | 0 | 185876.5397 | 0 | 0 | 0 | 0 | 0 | 0 | 0 | 0 | 0 | 0 | 0
2016-01-13 13:00 | 0 | 0 | 0 | 0 | 200683.468 | 1.6336 | 545012 | 0 | 0 | 0 | 239316.9956 | 0 | 0 | 0 | 0 | 0 | 0 | 0 | 0 | 0 | 0 | 0 | 0 | 0 | -344326.8984 | 0 | 0 | 0 | 0 | 0 | 0 | 0 | 0 | 0 | 0 | 0
2016-01-13 14:00 | 0 | 0 | 0 | 0 | 575305.6873 | 77071.3111 | 537234 | 0 | 0 | 0 | 354459.994 | 0 | 0 | 0 | 0 | 0 | 0 | 0 | 0 | 0 | 0 | 0 | 0 | 0 | 115142.9984 | 0 | 0 | 0 | 0 | 0 | 0 | 0 | 0 | 0 | 0 | 0
2016-01-13 15:00 | 0 | 0 | 0 | 0 | 197656.7668 | 672289.1316 | 525619 | 0 | 0 | 0 | 698786.8924 | 0 | 0 | 0 | 0 | 0 | 0 | 0 | 0 | 0 | 0 | 0 | 0 | 0 | 344326.8984 | 0 | 0 | 0 | 0 | 0 | 0 | 0 | 0 | 0 | 0 | 0
2016-01-13 16:00 | 0 | 0 | 0 | 0 | 0 | 804216.7122 | 512003 | 0 | 0 | 0 | 991000.6046 | 0 | 0 | 0 | 0 | 0 | 0 | 0 | 0 | 0 | 0 | 0 | 0 | 0 | 292213.7122 | 0 | 0 | 0 | 0 | 0 | 0 | 0 | 0 | 0 | 0 | 0
2016-01-13 17:00 | 0 | 0 | 0 | 0 | 38078.0824 | 805131.8159 | 498883 | 0 | 0 | 0 | 1335327.503 | 0 | 0 | 0 | 0 | 0 | 0 | 0 | 0 | 0 | 0 | 0 | 0 | 0 | 344326.8984 | 0 | 0 | 0 | 0 | 0 | 0 | 0 | 0 | 0 | 0 | 0
2016-01-13 18:00 | 0 | 0 | 0 | 0 | 0 | 774807.7175 | 487741 | 0 | 0 | 0 | 1622394.2205 | 0 | 0 | 0 | 0 | 0 | 0 | 0 | 0 | 0 | 0 | 0 | 0 | 0 | 287066.7175 | 0 | 0 | 0 | 0 | 0 | 0 | 0 | 0 | 0 | 0 | 0
2016-01-13 19:00 | 0 | 0 | 0 | 0 | 0 | 757294.5342 | 480098 | 0 | 0 | 0 | 1899590.7547 | 0 | 0 | 0 | 0 | 0 | 0 | 0 | 0 | 0 | 0 | 0 | 0 | 0 | 277196.5342 | 0 | 0 | 0 | 0 | 0 | 0 | 0 | 0 | 0 | 0 | 0
2016-01-13 20:00 | 0 | 0 | 0 | 0 | 43275.4736 | 776765.4248 | 475714 | 0 | 0 | 0 | 2243917.6531 | 0 | 0 | 0 | 0 | 0 | 0 | 0 | 0 | 0 | 0 | 0 | 0 | 0 | 344326.8984 | 0 | 0 | 0 | 0 | 0 | 0 | 0 | 0 | 0 | 0 | 0
2016-01-13 21:00 | 0 | 0 | 0 | 0 | 0 | 794926.8462 | 479086 | 0 | 0 | 0 | 2559758.4992 | 0 | 0 | 0 | 0 | 0 | 0 | 0 | 0 | 0 | 0 | 0 | 0 | 0 | 315840.8462 | 0 | 0 | 0 | 0 | 0 | 0 | 0 | 0 | 0 | 0 | 0
2016-01-13 22:00 | 0 | 0 | 0 | 0 | 0 | 683929.4173 | 495539 | 0 | 0 | 0 | 2748148.9165 | 0 | 0 | 0 | 0 | 0 | 0 | 0 | 0 | 0 | 0 | 0 | 0 | 0 | 188390.4173 | 0 | 0 | 0 | 0 | 0 | 0 | 0 | 0 | 0 | 0 | 0
2016-01-13 23:00 | 0 | 0 | 0 | 0 | 0 | 241318.5645 | 515312 | 0 | 0 | 0 | 2474155.4811 | 0 | 0 | 0 | 0 | 0 | 0 | 0 | 0 | 0 | 0 | 0 | 0 | 0 | -273993.4355 | 0 | 0 | 0 | 0 | 0 | 0 | 0 | 0 | 0 | 0 | 0
2016-01-14 | 0 | 0 | 0 | 0 | 176029.7388 | 5374.3629 | 525731 | 0 | 0 | 0 | 2129828.5827 | 0 | 0 | 0 | 0 | 0 | 0 | 0 | 0 | 0 | 0 | 0 | 0 | 0 | -344326.8984 | 0 | 0 | 0 | 0 | 0 | 0 | 0 | 0 | 0 | 0 | 0
2016-01-14 01:00 | 0 | 0 | 0 | 0 | 181461.1016 | 0 | 525788 | 0 | 0 | 0 | 1785501.6843 | 0 | 0 | 0 | 0 | 0 | 0 | 0 | 0 | 0 | 0 | 0 | 0 | 0 | -344326.8984 | 0 | 0 | 0 | 0 | 0 | 0 | 0 | 0 | 0 | 0 | 0
2016-01-14 02:00 | 0 | 0 | 0 | 0 | 798680.7059 | 0 | 518221 | 0 | 0 | 0 | 2065961.3902 | 0 | 0 | 0 | 0 | 0 | 0 | 0 | 0 | 0 | 0 | 0 | 0 | 0 | 280459.7059 | 0 | 0 | 0 | 0 | 0 | 0 | 0 | 0 | 0 | 0 | 0
2016-01-14 03:00 | 0 | 0 | 0 | 0 | 154758.1016 | 0 | 499085 | 0 | 0 | 0 | 1721634.4918 | 0 | 0 | 0 | 0 | 0 | 0 | 0 | 0 | 0 | 0 | 0 | 0 | 0 | -344326.8984 | 0 | 0 | 0 | 0 | 0 | 0 | 0 | 0 | 0 | 0 | 0
2016-01-14 04:00 | 0 | 0 | 0 | 0 | 131732.1016 | 0 | 476059 | 0 | 0 | 0 | 1377307.5935 | 0 | 0 | 0 | 0 | 0 | 0 | 0 | 0 | 0 | 0 | 0 | 0 | 0 | -344326.8984 | 0 | 0 | 0 | 0 | 0 | 0 | 0 | 0 | 0 | 0 | 0
2016-01-14 05:00 | 0 | 0 | 0 | 0 | 111640.1016 | 0 | 455967 | 0 | 0 | 0 | 1032980.6951 | 0 | 0 | 0 | 0 | 0 | 0 | 0 | 0 | 0 | 0 | 0 | 0 | 0 | -344326.8984 | 0 | 0 | 0 | 0 | 0 | 0 | 0 | 0 | 0 | 0 | 0
2016-01-14 06:00 | 0 | 0 | 0 | 0 | 787752.8984 | 0 | 443426 | 0 | 0 | 0 | 1377307.5935 | 0 | 0 | 0 | 0 | 0 | 0 | 0 | 0 | 0 | 0 | 0 | 0 | 0 | 344326.8984 | 0 | 0 | 0 | 0 | 0 | 0 | 0 | 0 | 0 | 0 | 0
2016-01-14 07:00 | 0 | 0 | 0 | 0 | 90298.1016 | 0 | 434625 | 0 | 0 | 0 | 1032980.6951 | 0 | 0 | 0 | 0 | 0 | 0 | 0 | 0 | 0 | 0 | 0 | 0 | 0 | -344326.8984 | 0 | 0 | 0 | 0 | 0 | 0 | 0 | 0 | 0 | 0 | 0
2016-01-14 08:00 | 0 | 0 | 0 | 0 | 85996.1016 | 0 | 430323 | 0 | 0 | 0 | 688653.7967 | 0 | 0 | 0 | 0 | 0 | 0 | 0 | 0 | 0 | 0 | 0 | 0 | 0 | -344326.8984 | 0 | 0 | 0 | 0 | 0 | 0 | 0 | 0 | 0 | 0 | 0
2016-01-14 09:00 | 0 | 0 | 0 | 0 | 89555.1016 | 0 | 433882 | 0 | 0 | 0 | 344326.8984 | 0 | 0 | 0 | 0 | 0 | 0 | 0 | 0 | 0 | 0 | 0 | 0 | 0 | -344326.8984 | 0 | 0 | 0 | 0 | 0 | 0 | 0 | 0 | 0 | 0 | 0
2016-01-14 10:00 | 0 | 0 | 0 | 0 | 793374.8984 | 0 | 449048 | 0 | 0 | 0 | 688653.7967 | 0 | 0 | 0 | 0 | 0 | 0 | 0 | 0 | 0 | 0 | 0 | 0 | 0 | 344326.8984 | 0 | 0 | 0 | 0 | 0 | 0 | 0 | 0 | 0 | 0 | 0
2016-01-14 11:00 | 0 | 0 | 0 | 0 | 138351.1016 | 0 | 482678 | 0 | 0 | 0 | 344326.8984 | 0 | 0 | 0 | 0 | 0 | 0 | 0 | 0 | 0 | 0 | 0 | 0 | 0 | -344326.8984 | 0 | 0 | 0 | 0 | 0 | 0 | 0 | 0 | 0 | 0 | 0
2016-01-14 12:00 | 0 | 0 | 0 | 0 | 167498.1016 | 0 | 511825 | 0 | 0 | 0 | 0 | 0 | 0 | 0 | 0 | 0 | 0 | 0 | 0 | 0 | 0 | 0 | 0 | 0 | -344326.8984 | 0 | 0 | 0 | 0 | 0 | 0 | 0 | 0 | 0 | 0 | 0
2016-01-14 13:00 | 0 | 0 | 0 | 0 | 518934 | 0 | 518934 | 0 | 0 | 0 | 0 | 0 | 0 | 0 | 0 | 0 | 0 | 0 | 0 | 0 | 0 | 0 | 0 | 0 | 0 | 0 | 0 | 0 | 0 | 0 | 0 | 0 | 0 | 0 | 0 | 0
2016-01-14 14:00 | 0 | 0 | 0 | 0 | 674781.7585 | 180710.1398 | 511165 | 0 | 0 | 0 | 344326.8984 | 0 | 0 | 0 | 0 | 0 | 0 | 0 | 0 | 0 | 0 | 0 | 0 | 0 | 344326.8984 | 0 | 0 | 0 | 0 | 0 | 0 | 0 | 0 | 0 | 0 | 0
2016-01-14 15:00 | 0 | 0 | 0 | 0 | 176925.0399 | 667175.8585 | 499774 | 0 | 0 | 0 | 688653.7967 | 0 | 0 | 0 | 0 | 0 | 0 | 0 | 0 | 0 | 0 | 0 | 0 | 0 | 344326.8984 | 0 | 0 | 0 | 0 | 0 | 0 | 0 | 0 | 0 | 0 | 0
2016-01-14 16:00 | 0 | 0 | 0 | 0 | 18196.5771 | 811888.3212 | 485758 | 0 | 0 | 0 | 1032980.6951 | 0 | 0 | 0 | 0 | 0 | 0 | 0 | 0 | 0 | 0 | 0 | 0 | 0 | 344326.8984 | 0 | 0 | 0 | 0 | 0 | 0 | 0 | 0 | 0 | 0 | 0
2016-01-14 17:00 | 0 | 0 | 0 | 0 | 0 | 835030.1378 | 471708 | 0 | 0 | 0 | 1377307.5935 | 0 | 0 | 18995.2394 | 0 | 0 | 0 | 0 | 0 | 0 | 0 | 0 | 0 | 0 | 344326.8984 | 0 | 0 | 0 | 18995.2394 | 0 | 0 | 0 | 0 | 0 | 0 | 0
2016-01-14 18:00 | 0 | 0 | 0 | 0 | 0 | 804744.3713 | 461997 | 0 | 0 | 0 | 1720054.9648 | 0 | 0 | 18995.2394 | 0 | 0 | 0 | 0 | 0 | 0 | 0 | 0 | 0 | 0 | 342747.3713 | 0 | 0 | 0 | 0 | 0 | 0 | 0 | 0 | 0 | 0 | 0
2016-01-14 19:00 | 0 | 0 | 0 | 0 | 0 | 777838.2381 | 454127 | 0 | 0 | 0 | 2057296.5734 | 0 | 0 | 5464.8689 | 0 | 0 | 0 | 0 | 0 | 0 | 0 | 0 | 0 | 0 | 337241.6087 | 0 | 0 | 0 | -13530.3705 | 0 | 0 | 0 | 0 | 0 | 0 | 0
2016-01-14 20:00 | 0 | 0 | 0 | 0 | 0 | 788554.0295 | 449692 | 0 | 0 | 0 | 2401623.4718 | 0 | 0 | 0 | 0 | 0 | 0 | 0 | 0 | 0 | 0 | 0 | 0 | 0 | 344326.8984 | 0 | 0 | 0 | -5464.8689 | 0 | 0 | 0 | 0 | 0 | 0 | 0
2016-01-14 21:00 | 0 | 0 | 0 | 0 | 0 | 803567.8331 | 451533 | 0 | 0 | 0 | 2734663.0655 | 0 | 0 | 18995.2394 | 0 | 0 | 0 | 0 | 0 | 0 | 0 | 0 | 0 | 0 | 333039.5937 | 0 | 0 | 0 | 18995.2394 | 0 | 0 | 0 | 0 | 0 | 0 | 0
2016-01-14 22:00 | 0 | 0 | 0 | 0 | 0 | 700224.0543 | 463636 | 0 | 0 | 0 | 2990246.3592 | 0 | 0 | 0 | 0 | 0 | 0 | 0 | 0 | 0 | 0 | 0 | 0 | 0 | 255583.2938 | 0 | 0 | 0 | -18995.2394 | 0 | 0 | 0 | 0 | 0 | 0 | 0
2016-01-14 23:00 | 0 | 0 | 0 | 0 | 0 | 270166.8993 | 481986 | 0 | 0 | 0 | 2778427.2585 | 0 | 0 | 0 | 0 | 0 | 0 | 0 | 0 | 0 | 0 | 0 | 0 | 0 | -211819.1007 | 0 | 0 | 0 | 0 | 0 | 0 | 0 | 0 | 0 | 0 | 0
2016-01-15 | 0 | 0 | 0 | 0 | 143055.4622 | 3688.6395 | 491071 | 0 | 0 | 0 | 2434100.3601 | 0 | 0 | 0 | 0 | 0 | 0 | 0 | 0 | 0 | 0 | 0 | 0 | 0 | -344326.8984 | 0 | 0 | 0 | 0 | 0 | 0 | 0 | 0 | 0 | 0 | 0
2016-01-15 01:00 | 0 | 0 | 0 | 0 | 146637.1016 | 0 | 490964 | 0 | 0 | 0 | 2089773.4618 | 0 | 0 | 0 | 0 | 0 | 0 | 0 | 0 | 0 | 0 | 0 | 0 | 0 | -344326.8984 | 0 | 0 | 0 | 0 | 0 | 0 | 0 | 0 | 0 | 0 | 0
2016-01-15 02:00 | 0 | 0 | 0 | 0 | 826585.8984 | 0 | 482259 | 0 | 0 | 0 | 2434100.3601 | 0 | 0 | 0 | 0 | 0 | 0 | 0 | 0 | 0 | 0 | 0 | 0 | 0 | 344326.8984 | 0 | 0 | 0 | 0 | 0 | 0 | 0 | 0 | 0 | 0 | 0
2016-01-15 03:00 | 0 | 0 | 0 | 0 | 118366.1016 | 0 | 462693 | 0 | 0 | 0 | 2089773.4618 | 0 | 0 | 0 | 0 | 0 | 0 | 0 | 0 | 0 | 0 | 0 | 0 | 0 | -344326.8984 | 0 | 0 | 0 | 0 | 0 | 0 | 0 | 0 | 0 | 0 | 0
2016-01-15 04:00 | 0 | 0 | 0 | 0 | 96408.1016 | 0 | 440735 | 0 | 0 | 0 | 1745446.5634 | 0 | 0 | 0 | 0 | 0 | 0 | 0 | 0 | 0 | 0 | 0 | 0 | 0 | -344326.8984 | 0 | 0 | 0 | 0 | 0 | 0 | 0 | 0 | 0 | 0 | 0
2016-01-15 05:00 | 0 | 0 | 0 | 0 | 75971.1016 | 0 | 420298 | 0 | 0 | 0 | 1401119.665 | 0 | 0 | 0 | 0 | 0 | 0 | 0 | 0 | 0 | 0 | 0 | 0 | 0 | -344326.8984 | 0 | 0 | 0 | 0 | 0 | 0 | 0 | 0 | 0 | 0 | 0
2016-01-15 06:00 | 0 | 0 | 0 | 0 | 750412.8984 | 0 | 406086 | 0 | 0 | 0 | 1745446.5634 | 0 | 0 | 0 | 0 | 0 | 0 | 0 | 0 | 0 | 0 | 0 | 0 | 0 | 344326.8984 | 0 | 0 | 0 | 0 | 0 | 0 | 0 | 0 | 0 | 0 | 0
2016-01-15 07:00 | 0 | 0 | 0 | 0 | 52715.1016 | 0 | 397042 | 0 | 0 | 0 | 1401119.665 | 0 | 0 | 0 | 0 | 0 | 0 | 0 | 0 | 0 | 0 | 0 | 0 | 0 | -344326.8984 | 0 | 0 | 0 | 0 | 0 | 0 | 0 | 0 | 0 | 0 | 0
2016-01-15 08:00 | 0 | 0 | 0 | 0 | 48348.1016 | 0 | 392675 | 0 | 0 | 0 | 1056792.7667 | 0 | 0 | 0 | 0 | 0 | 0 | 0 | 0 | 0 | 0 | 0 | 0 | 0 | -344326.8984 | 0 | 0 | 0 | 0 | 0 | 0 | 0 | 0 | 0 | 0 | 0
2016-01-15 09:00 | 0 | 0 | 0 | 0 | 739087.8984 | 0 | 394761 | 0 | 0 | 0 | 1401119.665 | 0 | 0 | 0 | 0 | 0 | 0 | 0 | 0 | 0 | 0 | 0 | 0 | 0 | 344326.8984 | 0 | 0 | 0 | 0 | 0 | 0 | 0 | 0 | 0 | 0 | 0
2016-01-15 10:00 | 0 | 0 | 0 | 0 | 63032.1016 | 0 | 407359 | 0 | 0 | 0 | 1056792.7667 | 0 | 0 | 0 | 0 | 0 | 0 | 0 | 0 | 0 | 0 | 0 | 0 | 0 | -344326.8984 | 0 | 0 | 0 | 0 | 0 | 0 | 0 | 0 | 0 | 0 | 0
2016-01-15 11:00 | 0 | 0 | 0 | 0 | 92339.1016 | 0 | 436666 | 0 | 0 | 0 | 712465.8683 | 0 | 0 | 0 | 0 | 0 | 0 | 0 | 0 | 0 | 0 | 0 | 0 | 0 | -344326.8984 | 0 | 0 | 0 | 0 | 0 | 0 | 0 | 0 | 0 | 0 | 0
2016-01-15 12:00 | 0 | 0 | 0 | 0 | 695064.1635 | 0 | 466185 | 0 | 0 | 0 | 941345.0318 | 0 | 0 | 0 | 0 | 0 | 0 | 0 | 0 | 0 | 0 | 0 | 0 | 0 | 228879.1635 | 0 | 0 | 0 | 0 | 0 | 0 | 0 | 0 | 0 | 0 | 0
2016-01-15 13:00 | 0 | 0 | 0 | 0 | 133221.599 | 3.5026 | 477552 | 0 | 0 | 0 | 597018.1335 | 0 | 0 | 0 | 0 | 0 | 0 | 0 | 0 | 0 | 0 | 0 | 0 | 0 | -344326.8984 | 0 | 0 | 0 | 0 | 0 | 0 | 0 | 0 | 0 | 0 | 0
2016-01-15 14:00 | 0 | 0 | 0 | 0 | 487404.936 | 194091.8158 | 480240 | 0 | 0 | 0 | 798274.8853 | 0 | 0 | 0 | 0 | 0 | 0 | 0 | 0 | 0 | 0 | 0 | 0 | 0 | 201256.7518 | 0 | 0 | 0 | 0 | 0 | 0 | 0 | 0 | 0 | 0 | 0
2016-01-15 15:00 | 0 | 0 | 0 | 0 | 367822.1908 | 464234.2784 | 481526 | 0 | 0 | 0 | 1142601.7837 | 0 | 0 | 6203.5707 | 0 | 0 | 0 | 0 | 0 | 0 | 0 | 0 | 0 | 0 | 344326.8984 | 0 | 0 | 0 | 6203.5707 | 0 | 0 | 0 | 0 | 0 | 0 | 0
2016-01-15 16:00 | 0 | 0 | 0 | 0 | 0 | 623810.8012 | 477244 | 0 | 0 | 0 | 1295372.1556 | 0 | 0 | 0 | 0 | 0 | 0 | 0 | 0 | 0 | 0 | 0 | 0 | 0 | 152770.3719 | 0 | 0 | 0 | -6203.5707 | 0 | 0 | 0 | 0 | 0 | 0 | 0
2016-01-15 17:00 | 0 | 0 | 0 | 0 | 0 | 667672.7595 | 470535 | 0 | 0 | 0 | 1492509.9151 | 0 | 0 | 0 | 0 | 0 | 0 | 0 | 0 | 0 | 0 | 0 | 0 | 0 | 197137.7595 | 0 | 0 | 0 | 0 | 0 | 0 | 0 | 0 | 0 | 0 | 0
2016-01-15 18:00 | 0 | 0 | 0 | 0 | 149812.811 | 659323.0874 | 464809 | 0 | 0 | 0 | 1836836.8135 | 0 | 0 | 0 | 0 | 0 | 0 | 0 | 0 | 0 | 0 | 0 | 0 | 0 | 344326.8984 | 0 | 0 | 0 | 0 | 0 | 0 | 0 | 0 | 0 | 0 | 0
2016-01-15 19:00 | 0 | 0 | 0 | 0 | 0 | 651410.0988 | 459306 | 0 | 0 | 0 | 2028940.9123 | 0 | 0 | 0 | 0 | 0 | 0 | 0 | 0 | 0 | 0 | 0 | 0 | 0 | 192104.0988 | 0 | 0 | 0 | 0 | 0 | 0 | 0 | 0 | 0 | 0 | 0
2016-01-15 20:00 | 0 | 0 | 0 | 0 | 0 | 645292.9587 | 455638 | 0 | 0 | 0 | 2218595.871 | 0 | 0 | 0 | 0 | 0 | 0 | 0 | 0 | 0 | 0 | 0 | 0 | 0 | 189654.9587 | 0 | 0 | 0 | 0 | 0 | 0 | 0 | 0 | 0 | 0 | 0
2016-01-15 21:00 | 0 | 0 | 0 | 0 | 172802.0669 | 628435.8315 | 456911 | 0 | 0 | 0 | 2562922.7694 | 0 | 0 | 0 | 0 | 0 | 0 | 0 | 0 | 0 | 0 | 0 | 0 | 0 | 344326.8984 | 0 | 0 | 0 | 0 | 0 | 0 | 0 | 0 | 0 | 0 | 0
2016-01-15 22:00 | 0 | 0 | 0 | 0 | 0 | 553698.7699 | 464155 | 0 | 0 | 0 | 2652466.5393 | 0 | 0 | 0 | 0 | 0 | 0 | 0 | 0 | 0 | 0 | 0 | 0 | 0 | 89543.7699 | 0 | 0 | 0 | 0 | 0 | 0 | 0 | 0 | 0 | 0 | 0
2016-01-15 23:00 | 0 | 0 | 0 | 0 | 0 | 263824.7922 | 471864 | 0 | 0 | 0 | 2444427.3314 | 0 | 0 | 0 | 0 | 0 | 0 | 0 | 0 | 0 | 0 | 0 | 0 | 0 | -208039.2078 | 0 | 0 | 0 | 0 | 0 | 0 | 0 | 0 | 0 | 0 | 0
2016-01-16 | 0 | 0 | 0 | 0 | 428862.404 | 8064.5098 | 473518 | 0 | 0 | 0 | 2407836.2452 | 0 | 0 | 0 | 0 | 0 | 0 | 0 | 0 | 0 | 0 | 0 | 0 | 0 | -36591.0862 | 0 | 0 | 0 | 0 | 0 | 0 | 0 | 0 | 0 | 0 | 0
2016-01-16 01:00 | 0 | 0 | 0 | 0 | 125663.1016 | 0 | 469990 | 0 | 0 | 0 | 2063509.3468 | 0 | 0 | 0 | 0 | 0 | 0 | 0 | 0 | 0 | 0 | 0 | 0 | 0 | -344326.8984 | 0 | 0 | 0 | 0 | 0 | 0 | 0 | 0 | 0 | 0 | 0
2016-01-16 02:00 | 0 | 0 | 0 | 0 | 416701.0612 | 0 | 462067 | 0 | 0 | 0 | 2018143.4081 | 0 | 0 | 0 | 0 | 0 | 0 | 0 | 0 | 0 | 0 | 0 | 0 | 0 | -45365.9388 | 0 | 0 | 0 | 0 | 0 | 0 | 0 | 0 | 0 | 0 | 0
2016-01-16 03:00 | 0 | 0 | 0 | 0 | 102571.1016 | 0 | 446898 | 0 | 0 | 0 | 1673816.5097 | 0 | 0 | 0 | 0 | 0 | 0 | 0 | 0 | 0 | 0 | 0 | 0 | 0 | -344326.8984 | 0 | 0 | 0 | 0 | 0 | 0 | 0 | 0 | 0 | 0 | 0
2016-01-16 04:00 | 0 | 0 | 0 | 0 | 406687.1334 | 0 | 429098 | 0 | 0 | 0 | 1651405.6431 | 0 | 0 | 0 | 0 | 0 | 0 | 0 | 0 | 0 | 0 | 0 | 0 | 0 | -22410.8666 | 0 | 0 | 0 | 0 | 0 | 0 | 0 | 0 | 0 | 0 | 0
2016-01-16 05:00 | 0 | 0 | 0 | 0 | 402342.0717 | 0 | 411200 | 0 | 0 | 0 | 1642547.7149 | 0 | 0 | 0 | 0 | 0 | 0 | 0 | 0 | 0 | 0 | 0 | 0 | 0 | -8857.9283 | 0 | 0 | 0 | 0 | 0 | 0 | 0 | 0 | 0 | 0 | 0
2016-01-16 06:00 | 0 | 0 | 0 | 0 | 400899.1833 | 0 | 397507 | 0 | 0 | 0 | 1645939.8982 | 0 | 0 | 0 | 0 | 0 | 0 | 0 | 0 | 0 | 0 | 0 | 0 | 0 | 3392.1833 | 0 | 0 | 0 | 0 | 0 | 0 | 0 | 0 | 0 | 0 | 0
2016-01-16 07:00 | 0 | 0 | 0 | 0 | 43789.1016 | 0 | 388116 | 0 | 0 | 0 | 1301612.9998 | 0 | 0 | 0 | 0 | 0 | 0 | 0 | 0 | 0 | 0 | 0 | 0 | 0 | -344326.8984 | 0 | 0 | 0 | 0 | 0 | 0 | 0 | 0 | 0 | 0 | 0
2016-01-16 08:00 | 0 | 0 | 0 | 0 | 406721.6135 | 0 | 383335 | 0 | 0 | 0 | 1324999.6133 | 0 | 0 | 0 | 0 | 0 | 0 | 0 | 0 | 0 | 0 | 0 | 0 | 0 | 23386.6135 | 0 | 0 | 0 | 0 | 0 | 0 | 0 | 0 | 0 | 0 | 0
2016-01-16 09:00 | 0 | 0 | 0 | 0 | 38509.1016 | 0 | 382836 | 0 | 0 | 0 | 980672.7149 | 0 | 0 | 0 | 0 | 0 | 0 | 0 | 0 | 0 | 0 | 0 | 0 | 0 | -344326.8984 | 0 | 0 | 0 | 0 | 0 | 0 | 0 | 0 | 0 | 0 | 0
2016-01-16 10:00 | 0 | 0 | 0 | 0 | 419807.0339 | 0 | 388193 | 0 | 0 | 0 | 1012286.7488 | 0 | 0 | 0 | 0 | 0 | 0 | 0 | 0 | 0 | 0 | 0 | 0 | 0 | 31614.0339 | 0 | 0 | 0 | 0 | 0 | 0 | 0 | 0 | 0 | 0 | 0
2016-01-16 11:00 | 0 | 0 | 0 | 0 | 54286.1016 | 0 | 398613 | 0 | 0 | 0 | 667959.8505 | 0 | 0 | 0 | 0 | 0 | 0 | 0 | 0 | 0 | 0 | 0 | 0 | 0 | -344326.8984 | 0 | 0 | 0 | 0 | 0 | 0 | 0 | 0 | 0 | 0 | 0
2016-01-16 12:00 | 0 | 0 | 0 | 0 | 446354.9086 | 0 | 414957 | 0 | 0 | 0 | 699357.7591 | 0 | 0 | 0 | 0 | 0 | 0 | 0 | 0 | 0 | 0 | 0 | 0 | 0 | 31397.9086 | 0 | 0 | 0 | 0 | 0 | 0 | 0 | 0 | 0 | 0 | 0
2016-01-16 13:00 | 0 | 0 | 0 | 0 | 87410.1016 | 0 | 431737 | 0 | 0 | 0 | 355030.8607 | 0 | 0 | 0 | 0 | 0 | 0 | 0 | 0 | 0 | 0 | 0 | 0 | 0 | -344326.8984 | 0 | 0 | 0 | 0 | 0 | 0 | 0 | 0 | 0 | 0 | 0
2016-01-16 14:00 | 0 | 0 | 0 | 0 | 402223.1164 | 78124.9832 | 445036 | 0 | 0 | 0 | 390342.9604 | 0 | 0 | 0 | 0 | 0 | 0 | 0 | 0 | 0 | 0 | 0 | 0 | 0 | 35312.0997 | 0 | 0 | 0 | 0 | 0 | 0 | 0 | 0 | 0 | 0 | 0
2016-01-16 15:00 | 0 | 0 | 0 | 0 | 275653.5695 | 519440.3289 | 450767 | 0 | 0 | 0 | 734669.8587 | 0 | 0 | 0 | 0 | 0 | 0 | 0 | 0 | 0 | 0 | 0 | 0 | 0 | 344326.8984 | 0 | 0 | 0 | 0 | 0 | 0 | 0 | 0 | 0 | 0 | 0
2016-01-16 16:00 | 0 | 0 | 0 | 0 | 136945.6274 | 656977.271 | 449596 | 0 | 0 | 0 | 1078996.7571 | 0 | 0 | 0 | 0 | 0 | 0 | 0 | 0 | 0 | 0 | 0 | 0 | 0 | 344326.8984 | 0 | 0 | 0 | 0 | 0 | 0 | 0 | 0 | 0 | 0 | 0
2016-01-16 17:00 | 0 | 0 | 0 | 0 | 0 | 684370.0396 | 445176 | 0 | 0 | 0 | 1318190.7967 | 0 | 0 | 0 | 0 | 0 | 0 | 0 | 0 | 0 | 0 | 0 | 0 | 0 | 239194.0396 | 0 | 0 | 0 | 0 | 0 | 0 | 0 | 0 | 0 | 0 | 0
2016-01-16 18:00 | 0 | 0 | 0 | 0 | 0 | 667817.8403 | 438693 | 0 | 0 | 0 | 1547315.637 | 0 | 0 | 0 | 0 | 0 | 0 | 0 | 0 | 0 | 0 | 0 | 0 | 0 | 229124.8403 | 0 | 0 | 0 | 0 | 0 | 0 | 0 | 0 | 0 | 0 | 0
2016-01-16 19:00 | 0 | 0 | 0 | 0 | 117911.4393 | 659906.4591 | 433491 | 0 | 0 | 0 | 1891642.5353 | 0 | 0 | 0 | 0 | 0 | 0 | 0 | 0 | 0 | 0 | 0 | 0 | 0 | 344326.8984 | 0 | 0 | 0 | 0 | 0 | 0 | 0 | 0 | 0 | 0 | 0
2016-01-16 20:00 | 0 | 0 | 0 | 0 | 0 | 662573.9122 | 430588 | 0 | 0 | 0 | 2123628.4476 | 0 | 0 | 0 | 0 | 0 | 0 | 0 | 0 | 0 | 0 | 0 | 0 | 0 | 231985.9122 | 0 | 0 | 0 | 0 | 0 | 0 | 0 | 0 | 0 | 0 | 0
2016-01-16 21:00 | 0 | 0 | 0 | 0 | 0 | 656091.5879 | 433541 | 0 | 0 | 0 | 2346179.0355 | 0 | 0 | 0 | 0 | 0 | 0 | 0 | 0 | 0 | 0 | 0 | 0 | 0 | 222550.5879 | 0 | 0 | 0 | 0 | 0 | 0 | 0 | 0 | 0 | 0 | 0
2016-01-16 22:00 | 0 | 0 | 0 | 0 | 0 | 545029.6027 | 444810 | 0 | 0 | 0 | 2446398.6382 | 0 | 0 | 0 | 0 | 0 | 0 | 0 | 0 | 0 | 0 | 0 | 0 | 0 | 100219.6027 | 0 | 0 | 0 | 0 | 0 | 0 | 0 | 0 | 0 | 0 | 0
2016-01-16 23:00 | 0 | 0 | 0 | 0 | 372436.0647 | 190252.7945 | 460141 | 0 | 0 | 0 | 2548946.4975 | 0 | 0 | 0 | 0 | 0 | 0 | 0 | 0 | 0 | 0 | 0 | 0 | 0 | 102547.8593 | 0 | 0 | 0 | 0 | 0 | 0 | 0 | 0 | 0 | 0 | 0
2016-01-17 | 0 | 0 | 0 | 0 | 116572.3226 | 5102.7791 | 466002 | 0 | 0 | 0 | 2204619.5991 | 0 | 0 | 0 | 0 | 0 | 0 | 0 | 0 | 0 | 0 | 0 | 0 | 0 | -344326.8984 | 0 | 0 | 0 | 0 | 0 | 0 | 0 | 0 | 0 | 0 | 0
2016-01-17 01:00 | 0 | 0 | 0 | 0 | 370245.4163 | 0 | 466202 | 0 | 0 | 0 | 2108663.0154 | 0 | 0 | 0 | 0 | 0 | 0 | 0 | 0 | 0 | 0 | 0 | 0 | 0 | -95956.5837 | 0 | 0 | 0 | 0 | 0 | 0 | 0 | 0 | 0 | 0 | 0
2016-01-17 02:00 | 0 | 0 | 0 | 0 | 116704.1016 | 0 | 461031 | 0 | 0 | 0 | 1764336.1171 | 0 | 0 | 0 | 0 | 0 | 0 | 0 | 0 | 0 | 0 | 0 | 0 | 0 | -344326.8984 | 0 | 0 | 0 | 0 | 0 | 0 | 0 | 0 | 0 | 0 | 0
2016-01-17 03:00 | 0 | 0 | 0 | 0 | 412267.6897 | 0 | 449651 | 0 | 0 | 0 | 1726952.8067 | 0 | 0 | 0 | 0 | 0 | 0 | 0 | 0 | 0 | 0 | 0 | 0 | 0 | -37383.3103 | 0 | 0 | 0 | 0 | 0 | 0 | 0 | 0 | 0 | 0 | 0
2016-01-17 04:00 | 0 | 0 | 0 | 0 | 89598.1016 | 0 | 433925 | 0 | 0 | 0 | 1382625.9084 | 0 | 0 | 0 | 0 | 0 | 0 | 0 | 0 | 0 | 0 | 0 | 0 | 0 | -344326.8984 | 0 | 0 | 0 | 0 | 0 | 0 | 0 | 0 | 0 | 0 | 0
2016-01-17 05:00 | 0 | 0 | 0 | 0 | 484990.303 | 0 | 420780 | 0 | 0 | 0 | 1446836.2113 | 0 | 0 | 0 | 0 | 0 | 0 | 0 | 0 | 0 | 0 | 0 | 0 | 0 | 64210.303 | 0 | 0 | 0 | 0 | 0 | 0 | 0 | 0 | 0 | 0 | 0
2016-01-17 06:00 | 0 | 0 | 0 | 0 | 64821.1016 | 0 | 409148 | 0 | 0 | 0 | 1102509.313 | 0 | 0 | 0 | 0 | 0 | 0 | 0 | 0 | 0 | 0 | 0 | 0 | 0 | -344326.8984 | 0 | 0 | 0 | 0 | 0 | 0 | 0 | 0 | 0 | 0 | 0
2016-01-17 07:00 | 0 | 0 | 0 | 0 | 543214.8345 | 0 | 400726 | 0 | 0 | 0 | 1244998.1474 | 0 | 0 | 0 | 0 | 0 | 0 | 0 | 0 | 0 | 0 | 0 | 0 | 0 | 142488.8345 | 0 | 0 | 0 | 0 | 0 | 0 | 0 | 0 | 0 | 0 | 0
2016-01-17 08:00 | 0 | 0 | 0 | 0 | 548454.2938 | 0 | 397107 | 0 | 0 | 0 | 1396345.4412 | 0 | 0 | 0 | 0 | 0 | 0 | 0 | 0 | 0 | 0 | 0 | 0 | 0 | 151347.2938 | 0 | 0 | 0 | 0 | 0 | 0 | 0 | 0 | 0 | 0 | 0
2016-01-17 09:00 | 0 | 0 | 0 | 0 | 525083.9165 | 0 | 396995 | 0 | 0 | 0 | 1524434.3577 | 0 | 0 | 0 | 0 | 0 | 0 | 0 | 0 | 0 | 0 | 0 | 0 | 0 | 128088.9165 | 0 | 0 | 0 | 0 | 0 | 0 | 0 | 0 | 0 | 0 | 0
2016-01-17 10:00 | 0 | 0 | 0 | 0 | 56821.1016 | 0 | 401148 | 0 | 0 | 0 | 1180107.4593 | 0 | 0 | 0 | 0 | 0 | 0 | 0 | 0 | 0 | 0 | 0 | 0 | 0 | -344326.8984 | 0 | 0 | 0 | 0 | 0 | 0 | 0 | 0 | 0 | 0 | 0
2016-01-17 11:00 | 0 | 0 | 0 | 0 | 456677.0822 | 0 | 411144 | 0 | 0 | 0 | 1225640.5415 | 0 | 0 | 0 | 0 | 0 | 0 | 0 | 0 | 0 | 0 | 0 | 0 | 0 | 45533.0822 | 0 | 0 | 0 | 0 | 0 | 0 | 0 | 0 | 0 | 0 | 0
2016-01-17 12:00 | 0 | 0 | 0 | 0 | 82266.1016 | 0 | 426593 | 0 | 0 | 0 | 881313.6432 | 0 | 0 | 0 | 0 | 0 | 0 | 0 | 0 | 0 | 0 | 0 | 0 | 0 | -344326.8984 | 0 | 0 | 0 | 0 | 0 | 0 | 0 | 0 | 0 | 0 | 0
2016-01-17 13:00 | 0 | 0 | 0 | 0 | 417463.1148 | 5.1363 | 444517 | 0 | 0 | 0 | 854264.8942 | 0 | 0 | 0 | 0 | 0 | 0 | 0 | 0 | 0 | 0 | 0 | 0 | 0 | -27048.749 | 0 | 0 | 0 | 0 | 0 | 0 | 0 | 0 | 0 | 0 | 0
2016-01-17 14:00 | 0 | 0 | 0 | 0 | 364324.8573 | 68176.0016 | 458932 | 0 | 0 | 0 | 827833.753 | 0 | 0 | 0 | 0 | 0 | 0 | 0 | 0 | 0 | 0 | 0 | 0 | 0 | -26431.1412 | 0 | 0 | 0 | 0 | 0 | 0 | 0 | 0 | 0 | 0 | 0
2016-01-17 15:00 | 0 | 0 | 0 | 0 | 300977.5331 | 499101.6436 | 464245 | 0 | 0 | 0 | 1163667.9298 | 0 | 0 | 0 | 0 | 0 | 0 | 0 | 0 | 0 | 0 | 0 | 0 | 0 | 335834.1767 | 0 | 0 | 0 | 0 | 0 | 0 | 0 | 0 | 0 | 0 | 0
2016-01-17 16:00 | 0 | 0 | 0 | 0 | 101404.1775 | 705346.7209 | 462424 | 0 | 0 | 0 | 1507994.8281 | 0 | 0 | 0 | 0 | 0 | 0 | 0 | 0 | 0 | 0 | 0 | 0 | 0 | 344326.8984 | 0 | 0 | 0 | 0 | 0 | 0 | 0 | 0 | 0 | 0 | 0
2016-01-17 17:00 | 0 | 0 | 0 | 0 | 49580.9708 | 753822.9275 | 459077 | 0 | 0 | 0 | 1852321.7265 | 0 | 0 | 0 | 0 | 0 | 0 | 0 | 0 | 0 | 0 | 0 | 0 | 0 | 344326.8984 | 0 | 0 | 0 | 0 | 0 | 0 | 0 | 0 | 0 | 0 | 0
2016-01-17 18:00 | 0 | 0 | 0 | 0 | 0 | 720482.6485 | 454097 | 0 | 0 | 0 | 2118707.375 | 0 | 0 | 0 | 0 | 0 | 0 | 0 | 0 | 0 | 0 | 0 | 0 | 0 | 266385.6485 | 0 | 0 | 0 | 0 | 0 | 0 | 0 | 0 | 0 | 0 | 0
2016-01-17 19:00 | 0 | 0 | 0 | 0 | 0 | 709944.8585 | 448939 | 0 | 0 | 0 | 2379713.2335 | 0 | 0 | 0 | 0 | 0 | 0 | 0 | 0 | 0 | 0 | 0 | 0 | 0 | 261005.8585 | 0 | 0 | 0 | 0 | 0 | 0 | 0 | 0 | 0 | 0 | 0
2016-01-17 20:00 | 0 | 0 | 0 | 0 | 53981.478 | 735715.4203 | 445370 | 0 | 0 | 0 | 2724040.1319 | 0 | 0 | 0 | 0 | 0 | 0 | 0 | 0 | 0 | 0 | 0 | 0 | 0 | 344326.8984 | 0 | 0 | 0 | 0 | 0 | 0 | 0 | 0 | 0 | 0 | 0
2016-01-17 21:00 | 0 | 0 | 0 | 0 | 0 | 761181.4266 | 448873 | 0 | 0 | 0 | 3036348.5585 | 0 | 0 | 0 | 0 | 0 | 0 | 0 | 0 | 0 | 0 | 0 | 0 | 0 | 312308.4266 | 0 | 0 | 0 | 0 | 0 | 0 | 0 | 0 | 0 | 0 | 0
2016-01-17 22:00 | 0 | 0 | 0 | 0 | 119695.2998 | 688719.5986 | 464088 | 0 | 0 | 0 | 3380675.4568 | 0 | 0 | 0 | 0 | 0 | 0 | 0 | 0 | 0 | 0 | 0 | 0 | 0 | 344326.8984 | 0 | 0 | 0 | 0 | 0 | 0 | 0 | 0 | 0 | 0 | 0
2016-01-17 23:00 | 0 | 0 | 0 | 0 | 306859.7367 | 240371.4886 | 485734 | 0 | 0 | 0 | 3442172.6822 | 0 | 0 | 0 | 0 | 0 | 0 | 0 | 0 | 0 | 0 | 0 | 0 | 0 | 61497.2253 | 0 | 0 | 0 | 0 | 0 | 0 | 0 | 0 | 0 | 0 | 0
2016-01-18 | 0 | 0 | 0 | 0 | 337105.0719 | 6972.1426 | 496055 | 0 | 0 | 0 | 3290194.8967 | 0 | 0 | 0 | 0 | 0 | 0 | 0 | 0 | 0 | 0 | 0 | 0 | 0 | -151977.7855 | 0 | 0 | 0 | 0 | 0 | 0 | 0 | 0 | 0 | 0 | 0
2016-01-18 01:00 | 0 | 0 | 0 | 0 | 338081.1042 | 0 | 499903 | 0 | 0 | 0 | 3128373.0009 | 0 | 0 | 0 | 0 | 0 | 0 | 0 | 0 | 0 | 0 | 0 | 0 | 0 | -161821.8958 | 0 | 0 | 0 | 0 | 0 | 0 | 0 | 0 | 0 | 0 | 0
2016-01-18 02:00 | 0 | 0 | 0 | 0 | 150946.1016 | 0 | 495273 | 0 | 0 | 0 | 2784046.1025 | 0 | 0 | 0 | 0 | 0 | 0 | 0 | 0 | 0 | 0 | 0 | 0 | 0 | -344326.8984 | 0 | 0 | 0 | 0 | 0 | 0 | 0 | 0 | 0 | 0 | 0
2016-01-18 03:00 | 0 | 0 | 0 | 0 | 320671.5957 | 0 | 485022 | 0 | 0 | 0 | 2619695.6982 | 0 | 0 | 0 | 0 | 0 | 0 | 0 | 0 | 0 | 0 | 0 | 0 | 0 | -164350.4043 | 0 | 0 | 0 | 0 | 0 | 0 | 0 | 0 | 0 | 0 | 0
2016-01-18 04:00 | 0 | 0 | 0 | 0 | 307891.599 | 0 | 469740 | 0 | 0 | 0 | 2457847.2972 | 0 | 0 | 0 | 0 | 0 | 0 | 0 | 0 | 0 | 0 | 0 | 0 | 0 | -161848.401 | 0 | 0 | 0 | 0 | 0 | 0 | 0 | 0 | 0 | 0 | 0
2016-01-18 05:00 | 0 | 0 | 0 | 0 | 301016.9407 | 0 | 455921 | 0 | 0 | 0 | 2302943.2379 | 0 | 0 | 0 | 0 | 0 | 0 | 0 | 0 | 0 | 0 | 0 | 0 | 0 | -154904.0593 | 0 | 0 | 0 | 0 | 0 | 0 | 0 | 0 | 0 | 0 | 0
2016-01-18 06:00 | 0 | 0 | 0 | 0 | 296027.2137 | 0 | 448386 | 0 | 0 | 0 | 2150584.4515 | 0 | 0 | 0 | 0 | 0 | 0 | 0 | 0 | 0 | 0 | 0 | 0 | 0 | -152358.7863 | 0 | 0 | 0 | 0 | 0 | 0 | 0 | 0 | 0 | 0 | 0
2016-01-18 07:00 | 0 | 0 | 0 | 0 | 288429.0293 | 0 | 444095 | 0 | 0 | 0 | 1994918.4808 | 0 | 0 | 0 | 0 | 0 | 0 | 0 | 0 | 0 | 0 | 0 | 0 | 0 | -155665.9707 | 0 | 0 | 0 | 0 | 0 | 0 | 0 | 0 | 0 | 0 | 0
2016-01-18 08:00 | 0 | 0 | 0 | 0 | 281723.5183 | 0 | 444476 | 0 | 0 | 0 | 1832165.9991 | 0 | 0 | 0 | 0 | 0 | 0 | 0 | 0 | 0 | 0 | 0 | 0 | 0 | -162752.4817 | 0 | 0 | 0 | 0 | 0 | 0 | 0 | 0 | 0 | 0 | 0
2016-01-18 09:00 | 0 | 0 | 0 | 0 | 271469.6376 | 0 | 451294 | 0 | 0 | 0 | 1652341.6367 | 0 | 0 | 0 | 0 | 0 | 0 | 0 | 0 | 0 | 0 | 0 | 0 | 0 | -179824.3624 | 0 | 0 | 0 | 0 | 0 | 0 | 0 | 0 | 0 | 0 | 0
2016-01-18 10:00 | 0 | 0 | 0 | 0 | 264858.1004 | 0 | 467139 | 0 | 0 | 0 | 1450060.737 | 0 | 0 | 0 | 0 | 0 | 0 | 0 | 0 | 0 | 0 | 0 | 0 | 0 | -202280.8996 | 0 | 0 | 0 | 0 | 0 | 0 | 0 | 0 | 0 | 0 | 0
2016-01-18 11:00 | 0 | 0 | 0 | 0 | 261637.8362 | 0 | 494557 | 0 | 0 | 0 | 1217141.5733 | 0 | 0 | 0 | 0 | 0 | 0 | 0 | 0 | 0 | 0 | 0 | 0 | 0 | -232919.1638 | 0 | 0 | 0 | 0 | 0 | 0 | 0 | 0 | 0 | 0 | 0
2016-01-18 12:00 | 0 | 0 | 0 | 0 | 260754.7727 | 0 | 523689 | 0 | 0 | 0 | 954207.3459 | 0 | 0 | 0 | 0 | 0 | 0 | 0 | 0 | 0 | 0 | 0 | 0 | 0 | -262934.2273 | 0 | 0 | 0 | 0 | 0 | 0 | 0 | 0 | 0 | 0 | 0
2016-01-18 13:00 | 0 | 0 | 0 | 0 | 264912.2161 | 6.9637 | 540845 | 0 | 0 | 0 | 678281.5258 | 0 | 0 | 0 | 0 | 0 | 0 | 0 | 0 | 0 | 0 | 0 | 0 | 0 | -275925.8202 | 0 | 0 | 0 | 0 | 0 | 0 | 0 | 0 | 0 | 0 | 0
2016-01-18 14:00 | 0 | 0 | 0 | 0 | 97144.1455 | 103514.9562 | 544986 | 0 | 0 | 0 | 333954.6274 | 0 | 0 | 0 | 0 | 0 | 0 | 0 | 0 | 0 | 0 | 0 | 0 | 0 | -344326.8984 | 0 | 0 | 0 | 0 | 0 | 0 | 0 | 0 | 0 | 0 | 0
2016-01-18 15:00 | 0 | 0 | 0 | 0 | 195142.0189 | 459396.8822 | 543295 | 0 | 0 | 0 | 426203.2891 | 0 | 0 | 18995.2394 | 0 | 0 | 0 | 0 | 0 | 0 | 0 | 0 | 0 | 0 | 92248.6617 | 0 | 0 | 0 | 18995.2394 | 0 | 0 | 0 | 0 | 0 | 0 | 0
2016-01-18 16:00 | 0 | 0 | 0 | 0 | 174201.2614 | 611153.3357 | 536682 | 0 | 0 | 0 | 674875.8861 | 0 | 0 | 18995.2394 | 0 | 0 | 0 | 0 | 0 | 0 | 0 | 0 | 0 | 0 | 248672.5971 | 0 | 0 | 0 | 0 | 0 | 0 | 0 | 0 | 0 | 0 | 0
2016-01-18 17:00 | 0 | 0 | 0 | 0 | 0 | 660918.2187 | 527471 | 0 | 0 | 0 | 827318.3443 | 0 | 0 | 0 | 0 | 0 | 0 | 0 | 0 | 0 | 0 | 0 | 0 | 0 | 152442.4581 | 0 | 0 | 0 | -18995.2394 | 0 | 0 | 0 | 0 | 0 | 0 | 0
2016-01-18 18:00 | 0 | 0 | 0 | 0 | 0 | 663671.4558 | 517624 | 0 | 0 | 0 | 973365.8001 | 0 | 0 | 0 | 0 | 0 | 0 | 0 | 0 | 0 | 0 | 0 | 0 | 0 | 146047.4558 | 0 | 0 | 0 | 0 | 0 | 0 | 0 | 0 | 0 | 0 | 0
2016-01-18 19:00 | 0 | 0 | 0 | 0 | 192747.3414 | 661225.557 | 509646 | 0 | 0 | 0 | 1317692.6985 | 0 | 0 | 0 | 0 | 0 | 0 | 0 | 0 | 0 | 0 | 0 | 0 | 0 | 344326.8984 | 0 | 0 | 0 | 0 | 0 | 0 | 0 | 0 | 0 | 0 | 0
2016-01-18 20:00 | 0 | 0 | 0 | 0 | 180385.1793 | 668489.7191 | 504548 | 0 | 0 | 0 | 1662019.5968 | 0 | 0 | 0 | 0 | 0 | 0 | 0 | 0 | 0 | 0 | 0 | 0 | 0 | 344326.8984 | 0 | 0 | 0 | 0 | 0 | 0 | 0 | 0 | 0 | 0 | 0
2016-01-18 21:00 | 0 | 0 | 0 | 0 | 194859.2344 | 657041.6639 | 507574 | 0 | 0 | 0 | 2006346.4952 | 0 | 0 | 0 | 0 | 0 | 0 | 0 | 0 | 0 | 0 | 0 | 0 | 0 | 344326.8984 | 0 | 0 | 0 | 0 | 0 | 0 | 0 | 0 | 0 | 0 | 0
2016-01-18 22:00 | 0 | 0 | 0 | 0 | 286558.2132 | 544719.7974 | 526254 | 0 | 0 | 0 | 2311370.5058 | 0 | 0 | 0 | 0 | 0 | 0 | 0 | 0 | 0 | 0 | 0 | 0 | 0 | 305024.0106 | 0 | 0 | 0 | 0 | 0 | 0 | 0 | 0 | 0 | 0 | 0
2016-01-18 23:00 | 0 | 0 | 0 | 0 | 419198.1409 | 231005.0078 | 549477 | 0 | 0 | 0 | 2412096.6544 | 0 | 0 | 0 | 0 | 0 | 0 | 0 | 0 | 0 | 0 | 0 | 0 | 0 | 100726.1487 | 0 | 0 | 0 | 0 | 0 | 0 | 0 | 0 | 0 | 0 | 0
2016-01-19 | 0 | 0 | 0 | 0 | 210995.234 | 7046.8676 | 562369 | 0 | 0 | 0 | 2067769.7561 | 0 | 0 | 0 | 0 | 0 | 0 | 0 | 0 | 0 | 0 | 0 | 0 | 0 | -344326.8984 | 0 | 0 | 0 | 0 | 0 | 0 | 0 | 0 | 0 | 0 | 0
2016-01-19 01:00 | 0 | 0 | 0 | 0 | 512747.3725 | 0 | 563958 | 0 | 0 | 0 | 2016559.1285 | 0 | 0 | 0 | 0 | 0 | 0 | 0 | 0 | 0 | 0 | 0 | 0 | 0 | -51210.6275 | 0 | 0 | 0 | 0 | 0 | 0 | 0 | 0 | 0 | 0 | 0
2016-01-19 02:00 | 0 | 0 | 0 | 0 | 493389.6526 | 0 | 556327 | 0 | 0 | 0 | 1953621.7812 | 0 | 0 | 0 | 0 | 0 | 0 | 0 | 0 | 0 | 0 | 0 | 0 | 0 | -62937.3474 | 0 | 0 | 0 | 0 | 0 | 0 | 0 | 0 | 0 | 0 | 0
2016-01-19 03:00 | 0 | 0 | 0 | 0 | 470126.4584 | 0 | 538055 | 0 | 0 | 0 | 1885693.2396 | 0 | 0 | 0 | 0 | 0 | 0 | 0 | 0 | 0 | 0 | 0 | 0 | 0 | -67928.5416 | 0 | 0 | 0 | 0 | 0 | 0 | 0 | 0 | 0 | 0 | 0
2016-01-19 04:00 | 0 | 0 | 0 | 0 | 172411.1016 | 0 | 516738 | 0 | 0 | 0 | 1541366.3412 | 0 | 0 | 0 | 0 | 0 | 0 | 0 | 0 | 0 | 0 | 0 | 0 | 0 | -344326.8984 | 0 | 0 | 0 | 0 | 0 | 0 | 0 | 0 | 0 | 0 | 0
2016-01-19 05:00 | 0 | 0 | 0 | 0 | 448396.2546 | 0 | 501292 | 0 | 0 | 0 | 1488470.5958 | 0 | 0 | 0 | 0 | 0 | 0 | 0 | 0 | 0 | 0 | 0 | 0 | 0 | -52895.7454 | 0 | 0 | 0 | 0 | 0 | 0 | 0 | 0 | 0 | 0 | 0
2016-01-19 06:00 | 0 | 0 | 0 | 0 | 443199.6982 | 0 | 488827 | 0 | 0 | 0 | 1442843.294 | 0 | 0 | 0 | 0 | 0 | 0 | 0 | 0 | 0 | 0 | 0 | 0 | 0 | -45627.3018 | 0 | 0 | 0 | 0 | 0 | 0 | 0 | 0 | 0 | 0 | 0
2016-01-19 07:00 | 0 | 0 | 0 | 0 | 440351.268 | 0 | 482783 | 0 | 0 | 0 | 1400411.562 | 0 | 0 | 0 | 0 | 0 | 0 | 0 | 0 | 0 | 0 | 0 | 0 | 0 | -42431.732 | 0 | 0 | 0 | 0 | 0 | 0 | 0 | 0 | 0 | 0 | 0
2016-01-19 08:00 | 0 | 0 | 0 | 0 | 434859.0402 | 0 | 481076 | 0 | 0 | 0 | 1354194.6022 | 0 | 0 | 0 | 0 | 0 | 0 | 0 | 0 | 0 | 0 | 0 | 0 | 0 | -46216.9598 | 0 | 0 | 0 | 0 | 0 | 0 | 0 | 0 | 0 | 0 | 0
2016-01-19 09:00 | 0 | 0 | 0 | 0 | 427442.3831 | 0 | 486092 | 0 | 0 | 0 | 1295544.9852 | 0 | 0 | 0 | 0 | 0 | 0 | 0 | 0 | 0 | 0 | 0 | 0 | 0 | -58649.6169 | 0 | 0 | 0 | 0 | 0 | 0 | 0 | 0 | 0 | 0 | 0
2016-01-19 10:00 | 0 | 0 | 0 | 0 | 422287.0772 | 0 | 502163 | 0 | 0 | 0 | 1215669.0624 | 0 | 0 | 0 | 0 | 0 | 0 | 0 | 0 | 0 | 0 | 0 | 0 | 0 | -79875.9228 | 0 | 0 | 0 | 0 | 0 | 0 | 0 | 0 | 0 | 0 | 0
2016-01-19 11:00 | 0 | 0 | 0 | 0 | 418290.4251 | 0 | 535457 | 0 | 0 | 0 | 1098502.4875 | 0 | 0 | 0 | 0 | 0 | 0 | 0 | 0 | 0 | 0 | 0 | 0 | 0 | -117166.5749 | 0 | 0 | 0 | 0 | 0 | 0 | 0 | 0 | 0 | 0 | 0
2016-01-19 12:00 | 0 | 0 | 0 | 0 | 221972.1016 | 0 | 566299 | 0 | 0 | 0 | 754175.5891 | 0 | 0 | 0 | 0 | 0 | 0 | 0 | 0 | 0 | 0 | 0 | 0 | 0 | -344326.8984 | 0 | 0 | 0 | 0 | 0 | 0 | 0 | 0 | 0 | 0 | 0
2016-01-19 13:00 | 0 | 0 | 0 | 0 | 427595.2738 | 0 | 573164 | 0 | 0 | 0 | 608606.8629 | 0 | 0 | 0 | 0 | 0 | 0 | 0 | 0 | 0 | 0 | 0 | 0 | 0 | -145568.7262 | 0 | 0 | 0 | 0 | 0 | 0 | 0 | 0 | 0 | 0 | 0
2016-01-19 14:00 | 0 | 0 | 0 | 0 | 406904.605 | 72341.411 | 566429 | 0 | 0 | 0 | 521423.8789 | 0 | 0 | 0 | 0 | 0 | 0 | 0 | 0 | 0 | 0 | 0 | 0 | 0 | -87182.984 | 0 | 0 | 0 | 0 | 0 | 0 | 0 | 0 | 0 | 0 | 0
2016-01-19 15:00 | 0 | 0 | 0 | 0 | 329992.758 | 463790.3044 | 557716 | 0 | 0 | 0 | 757490.9412 | 0 | 0 | 0 | 0 | 0 | 0 | 0 | 0 | 0 | 0 | 0 | 0 | 0 | 236067.0623 | 0 | 0 | 0 | 0 | 0 | 0 | 0 | 0 | 0 | 0 | 0
2016-01-19 16:00 | 0 | 0 | 0 | 0 | 0 | 612226.066 | 545130 | 0 | 0 | 0 | 824587.0073 | 0 | 0 | 0 | 0 | 0 | 0 | 0 | 0 | 0 | 0 | 0 | 0 | 0 | 67096.066 | 0 | 0 | 0 | 0 | 0 | 0 | 0 | 0 | 0 | 0 | 0
2016-01-19 17:00 | 0 | 0 | 0 | 0 | 242819.5051 | 633487.3933 | 531980 | 0 | 0 | 0 | 1168913.9056 | 0 | 0 | 0 | 0 | 0 | 0 | 0 | 0 | 0 | 0 | 0 | 0 | 0 | 344326.8984 | 0 | 0 | 0 | 0 | 0 | 0 | 0 | 0 | 0 | 0 | 0
2016-01-19 18:00 | 0 | 0 | 0 | 0 | 0 | 626744.8514 | 520957 | 0 | 0 | 0 | 1274701.757 | 0 | 0 | 0 | 0 | 0 | 0 | 0 | 0 | 0 | 0 | 0 | 0 | 0 | 105787.8514 | 0 | 0 | 0 | 0 | 0 | 0 | 0 | 0 | 0 | 0 | 0
2016-01-19 19:00 | 0 | 0 | 0 | 0 | 228338.2592 | 628492.6391 | 512504 | 0 | 0 | 0 | 1619028.6554 | 0 | 0 | 0 | 0 | 0 | 0 | 0 | 0 | 0 | 0 | 0 | 0 | 0 | 344326.8984 | 0 | 0 | 0 | 0 | 0 | 0 | 0 | 0 | 0 | 0 | 0
2016-01-19 20:00 | 0 | 0 | 0 | 0 | 209497.58 | 642867.3184 | 508038 | 0 | 0 | 0 | 1963355.5538 | 0 | 0 | 0 | 0 | 0 | 0 | 0 | 0 | 0 | 0 | 0 | 0 | 0 | 344326.8984 | 0 | 0 | 0 | 0 | 0 | 0 | 0 | 0 | 0 | 0 | 0
2016-01-19 21:00 | 0 | 0 | 0 | 0 | 215472.3358 | 640204.5626 | 511350 | 0 | 0 | 0 | 2307682.4521 | 0 | 0 | 0 | 0 | 0 | 0 | 0 | 0 | 0 | 0 | 0 | 0 | 0 | 344326.8984 | 0 | 0 | 0 | 0 | 0 | 0 | 0 | 0 | 0 | 0 | 0
2016-01-19 22:00 | 0 | 0 | 0 | 0 | 27294.3275 | 518306.142 | 528590 | 0 | 0 | 0 | 2324692.9216 | 0 | 0 | 0 | 0 | 0 | 0 | 0 | 0 | 0 | 0 | 0 | 0 | 0 | 17010.4695 | 0 | 0 | 0 | 0 | 0 | 0 | 0 | 0 | 0 | 0 | 0
2016-01-19 23:00 | 0 | 0 | 0 | 0 | 324013.7449 | 172108.7271 | 550838 | 0 | 0 | 0 | 2269977.3936 | 0 | 0 | 0 | 0 | 0 | 0 | 0 | 0 | 0 | 0 | 0 | 0 | 0 | -54715.528 | 0 | 0 | 0 | 0 | 0 | 0 | 0 | 0 | 0 | 0 | 0
2016-01-20 | 0 | 0 | 0 | 0 | 390019.3683 | 5777.1208 | 561888 | 0 | 0 | 0 | 2103885.8827 | 0 | 0 | 0 | 0 | 0 | 0 | 0 | 0 | 0 | 0 | 0 | 0 | 0 | -166091.511 | 0 | 0 | 0 | 0 | 0 | 0 | 0 | 0 | 0 | 0 | 0
2016-01-20 01:00 | 0 | 0 | 0 | 0 | 442194.6518 | 0 | 561943 | 0 | 0 | 0 | 1984137.5345 | 0 | 0 | 0 | 0 | 0 | 0 | 0 | 0 | 0 | 0 | 0 | 0 | 0 | -119748.3482 | 0 | 0 | 0 | 0 | 0 | 0 | 0 | 0 | 0 | 0 | 0
2016-01-20 02:00 | 0 | 0 | 0 | 0 | 486410.3548 | 0 | 552117 | 0 | 0 | 0 | 1918430.8893 | 0 | 0 | 0 | 0 | 0 | 0 | 0 | 0 | 0 | 0 | 0 | 0 | 0 | -65706.6452 | 0 | 0 | 0 | 0 | 0 | 0 | 0 | 0 | 0 | 0 | 0
2016-01-20 03:00 | 0 | 0 | 0 | 0 | 493523.805 | 0 | 532519 | 0 | 0 | 0 | 1879435.6944 | 0 | 0 | 0 | 0 | 0 | 0 | 0 | 0 | 0 | 0 | 0 | 0 | 0 | -38995.195 | 0 | 0 | 0 | 0 | 0 | 0 | 0 | 0 | 0 | 0 | 0
2016-01-20 04:00 | 0 | 0 | 0 | 0 | 477875.266 | 0 | 508121 | 0 | 0 | 0 | 1849189.9603 | 0 | 0 | 0 | 0 | 0 | 0 | 0 | 0 | 0 | 0 | 0 | 0 | 0 | -30245.734 | 0 | 0 | 0 | 0 | 0 | 0 | 0 | 0 | 0 | 0 | 0
2016-01-20 05:00 | 0 | 0 | 0 | 0 | 452399.7428 | 0 | 489033 | 0 | 0 | 0 | 1812556.7031 | 0 | 0 | 0 | 0 | 0 | 0 | 0 | 0 | 0 | 0 | 0 | 0 | 0 | -36633.2572 | 0 | 0 | 0 | 0 | 0 | 0 | 0 | 0 | 0 | 0 | 0
2016-01-20 06:00 | 0 | 0 | 0 | 0 | 132874.1016 | 0 | 477201 | 0 | 0 | 0 | 1468229.8047 | 0 | 0 | 0 | 0 | 0 | 0 | 0 | 0 | 0 | 0 | 0 | 0 | 0 | -344326.8984 | 0 | 0 | 0 | 0 | 0 | 0 | 0 | 0 | 0 | 0 | 0
2016-01-20 07:00 | 0 | 0 | 0 | 0 | 417828.8157 | 0 | 469244 | 0 | 0 | 0 | 1416814.6205 | 0 | 0 | 0 | 0 | 0 | 0 | 0 | 0 | 0 | 0 | 0 | 0 | 0 | -51415.1843 | 0 | 0 | 0 | 0 | 0 | 0 | 0 | 0 | 0 | 0 | 0
2016-01-20 08:00 | 0 | 0 | 0 | 0 | 405769.4079 | 0 | 465073 | 0 | 0 | 0 | 1357511.0284 | 0 | 0 | 0 | 0 | 0 | 0 | 0 | 0 | 0 | 0 | 0 | 0 | 0 | -59303.5921 | 0 | 0 | 0 | 0 | 0 | 0 | 0 | 0 | 0 | 0 | 0
2016-01-20 09:00 | 0 | 0 | 0 | 0 | 387203.0169 | 0 | 467668 | 0 | 0 | 0 | 1277046.0453 | 0 | 0 | 0 | 0 | 0 | 0 | 0 | 0 | 0 | 0 | 0 | 0 | 0 | -80464.9831 | 0 | 0 | 0 | 0 | 0 | 0 | 0 | 0 | 0 | 0 | 0
2016-01-20 10:00 | 0 | 0 | 0 | 0 | 136338.1016 | 0 | 480665 | 0 | 0 | 0 | 932719.147 | 0 | 0 | 0 | 0 | 0 | 0 | 0 | 0 | 0 | 0 | 0 | 0 | 0 | -344326.8984 | 0 | 0 | 0 | 0 | 0 | 0 | 0 | 0 | 0 | 0 | 0
2016-01-20 11:00 | 0 | 0 | 0 | 0 | 348469.4083 | 0 | 511178 | 0 | 0 | 0 | 770010.5553 | 0 | 0 | 0 | 0 | 0 | 0 | 0 | 0 | 0 | 0 | 0 | 0 | 0 | -162708.5917 | 0 | 0 | 0 | 0 | 0 | 0 | 0 | 0 | 0 | 0 | 0
2016-01-20 12:00 | 0 | 0 | 0 | 0 | 331649.8862 | 0 | 538547 | 0 | 0 | 0 | 563113.4415 | 0 | 0 | 0 | 0 | 0 | 0 | 0 | 0 | 0 | 0 | 0 | 0 | 0 | -206897.1138 | 0 | 0 | 0 | 0 | 0 | 0 | 0 | 0 | 0 | 0 | 0
2016-01-20 13:00 | 0 | 0 | 0 | 0 | 326918.3665 | 15.0904 | 545720 | 0 | 0 | 0 | 344326.8984 | 0 | 0 | 0 | 0 | 0 | 0 | 0 | 0 | 0 | 0 | 0 | 0 | 0 | -218786.5431 | 0 | 0 | 0 | 0 | 0 | 0 | 0 | 0 | 0 | 0 | 0
2016-01-20 14:00 | 0 | 0 | 0 | 0 | 150441.8569 | 46756.2448 | 541525 | 0 | 0 | 0 | 0 | 0 | 0 | 0 | 0 | 0 | 0 | 0 | 0 | 0 | 0 | 0 | 0 | 0 | -344326.8984 | 0 | 0 | 0 | 0 | 0 | 0 | 0 | 0 | 0 | 0 | 0
2016-01-20 15:00 | 0 | 0 | 0 | 0 | 248241.5497 | 439156.2968 | 535783 | 0 | 0 | 0 | 151614.8464 | 0 | 0 | 0 | 0 | 0 | 0 | 0 | 0 | 0 | 0 | 0 | 0 | 0 | 151614.8464 | 0 | 0 | 0 | 0 | 0 | 0 | 0 | 0 | 0 | 0 | 0
2016-01-20 16:00 | 0 | 0 | 0 | 0 | 0 | 653003.087 | 524933 | 0 | 0 | 0 | 279684.9335 | 0 | 0 | 0 | 0 | 0 | 0 | 0 | 0 | 0 | 0 | 0 | 0 | 0 | 128070.087 | 0 | 0 | 0 | 0 | 0 | 0 | 0 | 0 | 0 | 0 | 0
2016-01-20 17:00 | 0 | 0 | 0 | 0 | 124758.0211 | 732891.8773 | 513323 | 0 | 0 | 0 | 624011.8318 | 0 | 0 | 0 | 0 | 0 | 0 | 0 | 0 | 0 | 0 | 0 | 0 | 0 | 344326.8984 | 0 | 0 | 0 | 0 | 0 | 0 | 0 | 0 | 0 | 0 | 0
2016-01-20 18:00 | 0 | 0 | 0 | 0 | 114304.2196 | 734868.6788 | 504846 | 0 | 0 | 0 | 968338.7302 | 0 | 0 | 0 | 0 | 0 | 0 | 0 | 0 | 0 | 0 | 0 | 0 | 0 | 344326.8984 | 0 | 0 | 0 | 0 | 0 | 0 | 0 | 0 | 0 | 0 | 0
2016-01-20 19:00 | 0 | 0 | 0 | 0 | 105916.1382 | 737921.7602 | 499511 | 0 | 0 | 0 | 1312665.6286 | 0 | 0 | 0 | 0 | 0 | 0 | 0 | 0 | 0 | 0 | 0 | 0 | 0 | 344326.8984 | 0 | 0 | 0 | 0 | 0 | 0 | 0 | 0 | 0 | 0 | 0
2016-01-20 20:00 | 0 | 0 | 0 | 0 | 0 | 771208.5044 | 496267 | 0 | 0 | 0 | 1587607.133 | 0 | 0 | 0 | 0 | 0 | 0 | 0 | 0 | 0 | 0 | 0 | 0 | 0 | 274941.5044 | 0 | 0 | 0 | 0 | 0 | 0 | 0 | 0 | 0 | 0 | 0
2016-01-20 21:00 | 0 | 0 | 0 | 0 | 29346.4014 | 813432.4969 | 498452 | 0 | 0 | 0 | 1931934.0313 | 0 | 0 | 0 | 0 | 0 | 0 | 0 | 0 | 0 | 0 | 0 | 0 | 0 | 344326.8984 | 0 | 0 | 0 | 0 | 0 | 0 | 0 | 0 | 0 | 0 | 0
2016-01-20 22:00 | 0 | 0 | 0 | 0 | 0 | 755297.4992 | 512960 | 0 | 0 | 0 | 2174271.5306 | 0 | 0 | 0 | 0 | 0 | 0 | 0 | 0 | 0 | 0 | 0 | 0 | 0 | 242337.4992 | 0 | 0 | 0 | 0 | 0 | 0 | 0 | 0 | 0 | 0 | 0
2016-01-20 23:00 | 0 | 0 | 0 | 0 | 0 | 365534.5161 | 530355 | 0 | 0 | 0 | 2009451.0467 | 0 | 0 | 0 | 0 | 0 | 0 | 0 | 0 | 0 | 0 | 0 | 0 | 0 | -164820.4839 | 0 | 0 | 0 | 0 | 0 | 0 | 0 | 0 | 0 | 0 | 0
2016-01-21 | 0 | 0 | 0 | 0 | 443489.0089 | 12796.8354 | 536685 | 0 | 0 | 0 | 1929051.891 | 0 | 0 | 0 | 0 | 0 | 0 | 0 | 0 | 0 | 0 | 0 | 0 | 0 | -80399.1557 | 0 | 0 | 0 | 0 | 0 | 0 | 0 | 0 | 0 | 0 | 0
2016-01-21 01:00 | 0 | 0 | 0 | 0 | 436396.0942 | 0 | 533921 | 0 | 0 | 0 | 1831526.9852 | 0 | 0 | 0 | 0 | 0 | 0 | 0 | 0 | 0 | 0 | 0 | 0 | 0 | -97524.9058 | 0 | 0 | 0 | 0 | 0 | 0 | 0 | 0 | 0 | 0 | 0
2016-01-21 02:00 | 0 | 0 | 0 | 0 | 426282.4371 | 0 | 523733 | 0 | 0 | 0 | 1734076.4223 | 0 | 0 | 0 | 0 | 0 | 0 | 0 | 0 | 0 | 0 | 0 | 0 | 0 | -97450.5629 | 0 | 0 | 0 | 0 | 0 | 0 | 0 | 0 | 0 | 0 | 0
2016-01-21 03:00 | 0 | 0 | 0 | 0 | 158087.1016 | 0 | 502414 | 0 | 0 | 0 | 1389749.5239 | 0 | 0 | 0 | 0 | 0 | 0 | 0 | 0 | 0 | 0 | 0 | 0 | 0 | -344326.8984 | 0 | 0 | 0 | 0 | 0 | 0 | 0 | 0 | 0 | 0 | 0
2016-01-21 04:00 | 0 | 0 | 0 | 0 | 417838.7673 | 0 | 477551 | 0 | 0 | 0 | 1330037.2912 | 0 | 0 | 0 | 0 | 0 | 0 | 0 | 0 | 0 | 0 | 0 | 0 | 0 | -59712.2327 | 0 | 0 | 0 | 0 | 0 | 0 | 0 | 0 | 0 | 0 | 0
2016-01-21 05:00 | 0 | 0 | 0 | 0 | 410244.176 | 0 | 456315 | 0 | 0 | 0 | 1283966.4672 | 0 | 0 | 0 | 0 | 0 | 0 | 0 | 0 | 0 | 0 | 0 | 0 | 0 | -46070.824 | 0 | 0 | 0 | 0 | 0 | 0 | 0 | 0 | 0 | 0 | 0
2016-01-21 06:00 | 0 | 0 | 0 | 0 | 395077.6914 | 0 | 443693 | 0 | 0 | 0 | 1235351.1586 | 0 | 0 | 0 | 0 | 0 | 0 | 0 | 0 | 0 | 0 | 0 | 0 | 0 | -48615.3086 | 0 | 0 | 0 | 0 | 0 | 0 | 0 | 0 | 0 | 0 | 0
2016-01-21 07:00 | 0 | 0 | 0 | 0 | 391048.3948 | 0 | 435960 | 0 | 0 | 0 | 1190439.5534 | 0 | 0 | 0 | 0 | 0 | 0 | 0 | 0 | 0 | 0 | 0 | 0 | 0 | -44911.6052 | 0 | 0 | 0 | 0 | 0 | 0 | 0 | 0 | 0 | 0 | 0
2016-01-21 08:00 | 0 | 0 | 0 | 0 | 394696.2314 | 0 | 432949 | 0 | 0 | 0 | 1152186.7849 | 0 | 0 | 0 | 0 | 0 | 0 | 0 | 0 | 0 | 0 | 0 | 0 | 0 | -38252.7686 | 0 | 0 | 0 | 0 | 0 | 0 | 0 | 0 | 0 | 0 | 0
2016-01-21 09:00 | 0 | 0 | 0 | 0 | 91574.1016 | 0 | 435901 | 0 | 0 | 0 | 807859.8865 | 0 | 0 | 0 | 0 | 0 | 0 | 0 | 0 | 0 | 0 | 0 | 0 | 0 | -344326.8984 | 0 | 0 | 0 | 0 | 0 | 0 | 0 | 0 | 0 | 0 | 0
2016-01-21 10:00 | 0 | 0 | 0 | 0 | 391735.515 | 0 | 448923 | 0 | 0 | 0 | 750672.4015 | 0 | 0 | 0 | 0 | 0 | 0 | 0 | 0 | 0 | 0 | 0 | 0 | 0 | -57187.485 | 0 | 0 | 0 | 0 | 0 | 0 | 0 | 0 | 0 | 0 | 0
2016-01-21 11:00 | 0 | 0 | 0 | 0 | 136098.1016 | 0 | 480425 | 0 | 0 | 0 | 406345.5031 | 0 | 0 | 0 | 0 | 0 | 0 | 0 | 0 | 0 | 0 | 0 | 0 | 0 | -344326.8984 | 0 | 0 | 0 | 0 | 0 | 0 | 0 | 0 | 0 | 0 | 0
2016-01-21 12:00 | 0 | 0 | 0 | 0 | 393458.2799 | 0 | 510035 | 0 | 0 | 0 | 289768.783 | 0 | 0 | 0 | 0 | 0 | 0 | 0 | 0 | 0 | 0 | 0 | 0 | 0 | -116576.7201 | 0 | 0 | 0 | 0 | 0 | 0 | 0 | 0 | 0 | 0 | 0
2016-01-21 13:00 | 0 | 0 | 0 | 0 | 397621.0432 | 20.3512 | 518534 | 0 | 0 | 0 | 168876.1774 | 0 | 0 | 0 | 0 | 0 | 0 | 0 | 0 | 0 | 0 | 0 | 0 | 0 | -120892.6056 | 0 | 0 | 0 | 0 | 0 | 0 | 0 | 0 | 0 | 0 | 0
2016-01-21 14:00 | 0 | 0 | 0 | 0 | 368329.4657 | 109467.7732 | 515838 | 0 | 0 | 0 | 130835.4163 | 0 | 0 | 0 | 0 | 0 | 0 | 0 | 0 | 0 | 0 | 0 | 0 | 0 | -38040.7612 | 0 | 0 | 0 | 0 | 0 | 0 | 0 | 0 | 0 | 0 | 0
2016-01-21 15:00 | 0 | 0 | 0 | 0 | 0 | 704603.8066 | 511625 | 0 | 0 | 0 | 323814.2229 | 0 | 0 | 0 | 0 | 0 | 0 | 0 | 0 | 0 | 0 | 0 | 0 | 0 | 192978.8066 | 0 | 0 | 0 | 0 | 0 | 0 | 0 | 0 | 0 | 0 | 0
2016-01-21 16:00 | 0 | 0 | 0 | 0 | 0 | 854575.5634 | 504869 | 0 | 0 | 0 | 668141.1212 | 0 | 0 | 5379.665 | 0 | 0 | 0 | 0 | 0 | 0 | 0 | 0 | 0 | 0 | 344326.8984 | 0 | 0 | 0 | 5379.665 | 0 | 0 | 0 | 0 | 0 | 0 | 0
2016-01-21 17:00 | 0 | 0 | 0 | 0 | 0 | 855256.4728 | 497314 | 0 | 0 | 0 | 1012468.0196 | 0 | 0 | 18995.2394 | 0 | 0 | 0 | 0 | 0 | 0 | 0 | 0 | 0 | 0 | 344326.8984 | 0 | 0 | 0 | 13615.5744 | 0 | 0 | 0 | 0 | 0 | 0 | 0
2016-01-21 18:00 | 0 | 0 | 0 | 0 | 1890.3976 | 814160.2613 | 490719 | 0 | 0 | 0 | 1356794.918 | 0 | 0 | 0 | 0 | 0 | 0 | 0 | 0 | 0 | 0 | 0 | 0 | 0 | 344326.8984 | 0 | 0 | 0 | -18995.2394 | 0 | 0 | 0 | 0 | 0 | 0 | 0
2016-01-21 19:00 | 0 | 0 | 0 | 0 | 37029.9709 | 793634.9275 | 486338 | 0 | 0 | 0 | 1701121.8163 | 0 | 0 | 0 | 0 | 0 | 0 | 0 | 0 | 0 | 0 | 0 | 0 | 0 | 344326.8984 | 0 | 0 | 0 | 0 | 0 | 0 | 0 | 0 | 0 | 0 | 0
2016-01-21 20:00 | 0 | 0 | 0 | 0 | 21272.753 | 807038.1453 | 483984 | 0 | 0 | 0 | 2045448.7147 | 0 | 0 | 0 | 0 | 0 | 0 | 0 | 0 | 0 | 0 | 0 | 0 | 0 | 344326.8984 | 0 | 0 | 0 | 0 | 0 | 0 | 0 | 0 | 0 | 0 | 0
2016-01-21 21:00 | 0 | 0 | 0 | 0 | 0 | 825935.8426 | 486412 | 0 | 0 | 0 | 2365977.3179 | 0 | 0 | 18995.2394 | 0 | 0 | 0 | 0 | 0 | 0 | 0 | 0 | 0 | 0 | 320528.6032 | 0 | 0 | 0 | 18995.2394 | 0 | 0 | 0 | 0 | 0 | 0 | 0
2016-01-21 22:00 | 0 | 0 | 0 | 0 | 0 | 737863.3175 | 501961 | 0 | 0 | 0 | 2620874.8748 | 0 | 0 | 0 | 0 | 0 | 0 | 0 | 0 | 0 | 0 | 0 | 0 | 0 | 254897.557 | 0 | 0 | 0 | -18995.2394 | 0 | 0 | 0 | 0 | 0 | 0 | 0
2016-01-21 23:00 | 0 | 0 | 0 | 0 | 0 | 293179.9405 | 520445 | 0 | 0 | 0 | 2393609.8153 | 0 | 0 | 0 | 0 | 0 | 0 | 0 | 0 | 0 | 0 | 0 | 0 | 0 | -227265.0595 | 0 | 0 | 0 | 0 | 0 | 0 | 0 | 0 | 0 | 0 | 0
2016-01-22 | 0 | 0 | 0 | 0 | 522527.6983 | 8701.0868 | 527936 | 0 | 0 | 0 | 2396902.6004 | 0 | 0 | 0 | 0 | 0 | 0 | 0 | 0 | 0 | 0 | 0 | 0 | 0 | 3292.785 | 0 | 0 | 0 | 0 | 0 | 0 | 0 | 0 | 0 | 0 | 0
2016-01-22 01:00 | 0 | 0 | 0 | 0 | 182141.1016 | 0 | 526468 | 0 | 0 | 0 | 2052575.702 | 0 | 0 | 0 | 0 | 0 | 0 | 0 | 0 | 0 | 0 | 0 | 0 | 0 | -344326.8984 | 0 | 0 | 0 | 0 | 0 | 0 | 0 | 0 | 0 | 0 | 0
2016-01-22 02:00 | 0 | 0 | 0 | 0 | 472544.1041 | 0 | 516856 | 0 | 0 | 0 | 2008263.8062 | 0 | 0 | 0 | 0 | 0 | 0 | 0 | 0 | 0 | 0 | 0 | 0 | 0 | -44311.8959 | 0 | 0 | 0 | 0 | 0 | 0 | 0 | 0 | 0 | 0 | 0
2016-01-22 03:00 | 0 | 0 | 0 | 0 | 154494.1016 | 0 | 498821 | 0 | 0 | 0 | 1663936.9078 | 0 | 0 | 0 | 0 | 0 | 0 | 0 | 0 | 0 | 0 | 0 | 0 | 0 | -344326.8984 | 0 | 0 | 0 | 0 | 0 | 0 | 0 | 0 | 0 | 0 | 0
2016-01-22 04:00 | 0 | 0 | 0 | 0 | 434564.8998 | 0 | 476229 | 0 | 0 | 0 | 1622272.8076 | 0 | 0 | 0 | 0 | 0 | 0 | 0 | 0 | 0 | 0 | 0 | 0 | 0 | -41664.1002 | 0 | 0 | 0 | 0 | 0 | 0 | 0 | 0 | 0 | 0 | 0
2016-01-22 05:00 | 0 | 0 | 0 | 0 | 112048.1016 | 0 | 456375 | 0 | 0 | 0 | 1277945.9092 | 0 | 0 | 0 | 0 | 0 | 0 | 0 | 0 | 0 | 0 | 0 | 0 | 0 | -344326.8984 | 0 | 0 | 0 | 0 | 0 | 0 | 0 | 0 | 0 | 0 | 0
2016-01-22 06:00 | 0 | 0 | 0 | 0 | 436382.2017 | 0 | 444230 | 0 | 0 | 0 | 1270098.1109 | 0 | 0 | 0 | 0 | 0 | 0 | 0 | 0 | 0 | 0 | 0 | 0 | 0 | -7847.7983 | 0 | 0 | 0 | 0 | 0 | 0 | 0 | 0 | 0 | 0 | 0
2016-01-22 07:00 | 0 | 0 | 0 | 0 | 447939.1866 | 0 | 436401 | 0 | 0 | 0 | 1281636.2974 | 0 | 0 | 0 | 0 | 0 | 0 | 0 | 0 | 0 | 0 | 0 | 0 | 0 | 11538.1866 | 0 | 0 | 0 | 0 | 0 | 0 | 0 | 0 | 0 | 0 | 0
2016-01-22 08:00 | 0 | 0 | 0 | 0 | 460113.2027 | 0 | 433510 | 0 | 0 | 0 | 1308239.5001 | 0 | 0 | 0 | 0 | 0 | 0 | 0 | 0 | 0 | 0 | 0 | 0 | 0 | 26603.2027 | 0 | 0 | 0 | 0 | 0 | 0 | 0 | 0 | 0 | 0 | 0
2016-01-22 09:00 | 0 | 0 | 0 | 0 | 92651.1016 | 0 | 436978 | 0 | 0 | 0 | 963912.6018 | 0 | 0 | 0 | 0 | 0 | 0 | 0 | 0 | 0 | 0 | 0 | 0 | 0 | -344326.8984 | 0 | 0 | 0 | 0 | 0 | 0 | 0 | 0 | 0 | 0 | 0
2016-01-22 10:00 | 0 | 0 | 0 | 0 | 481436.1728 | 0 | 449180 | 0 | 0 | 0 | 996168.7745 | 0 | 0 | 0 | 0 | 0 | 0 | 0 | 0 | 0 | 0 | 0 | 0 | 0 | 32256.1728 | 0 | 0 | 0 | 0 | 0 | 0 | 0 | 0 | 0 | 0 | 0
2016-01-22 11:00 | 0 | 0 | 0 | 0 | 133434.1016 | 0 | 477761 | 0 | 0 | 0 | 651841.8762 | 0 | 0 | 0 | 0 | 0 | 0 | 0 | 0 | 0 | 0 | 0 | 0 | 0 | -344326.8984 | 0 | 0 | 0 | 0 | 0 | 0 | 0 | 0 | 0 | 0 | 0
2016-01-22 12:00 | 0 | 0 | 0 | 0 | 465121.5405 | 0 | 507663 | 0 | 0 | 0 | 609300.4167 | 0 | 0 | 0 | 0 | 0 | 0 | 0 | 0 | 0 | 0 | 0 | 0 | 0 | -42541.4595 | 0 | 0 | 0 | 0 | 0 | 0 | 0 | 0 | 0 | 0 | 0
2016-01-22 13:00 | 0 | 0 | 0 | 0 | 177310.8133 | 31.2883 | 521669 | 0 | 0 | 0 | 264973.5183 | 0 | 0 | 0 | 0 | 0 | 0 | 0 | 0 | 0 | 0 | 0 | 0 | 0 | -344326.8984 | 0 | 0 | 0 | 0 | 0 | 0 | 0 | 0 | 0 | 0 | 0
2016-01-22 14:00 | 0 | 0 | 0 | 0 | 380048.4895 | 120693.9403 | 527730 | 0 | 0 | 0 | 237985.9481 | 0 | 0 | 0 | 0 | 0 | 0 | 0 | 0 | 0 | 0 | 0 | 0 | 0 | -26987.5702 | 0 | 0 | 0 | 0 | 0 | 0 | 0 | 0 | 0 | 0 | 0
2016-01-22 15:00 | 0 | 0 | 0 | 0 | 0 | 654894.4174 | 530526 | 0 | 0 | 0 | 362354.3655 | 0 | 0 | 0 | 0 | 0 | 0 | 0 | 0 | 0 | 0 | 0 | 0 | 0 | 124368.4174 | 0 | 0 | 0 | 0 | 0 | 0 | 0 | 0 | 0 | 0 | 0
2016-01-22 16:00 | 0 | 0 | 0 | 0 | 90444.8502 | 781231.0482 | 527349 | 0 | 0 | 0 | 706681.2639 | 0 | 0 | 0 | 0 | 0 | 0 | 0 | 0 | 0 | 0 | 0 | 0 | 0 | 344326.8984 | 0 | 0 | 0 | 0 | 0 | 0 | 0 | 0 | 0 | 0 | 0
2016-01-22 17:00 | 0 | 0 | 0 | 0 | 0 | 771140.5119 | 521407 | 0 | 0 | 0 | 956414.7758 | 0 | 0 | 0 | 0 | 0 | 0 | 0 | 0 | 0 | 0 | 0 | 0 | 0 | 249733.5119 | 0 | 0 | 0 | 0 | 0 | 0 | 0 | 0 | 0 | 0 | 0
2016-01-22 18:00 | 0 | 0 | 0 | 0 | 114269.061 | 745942.8374 | 515885 | 0 | 0 | 0 | 1300741.6741 | 0 | 0 | 0 | 0 | 0 | 0 | 0 | 0 | 0 | 0 | 0 | 0 | 0 | 344326.8984 | 0 | 0 | 0 | 0 | 0 | 0 | 0 | 0 | 0 | 0 | 0
2016-01-22 19:00 | 0 | 0 | 0 | 0 | 116636.0115 | 738237.8869 | 510547 | 0 | 0 | 0 | 1645068.5725 | 0 | 0 | 0 | 0 | 0 | 0 | 0 | 0 | 0 | 0 | 0 | 0 | 0 | 344326.8984 | 0 | 0 | 0 | 0 | 0 | 0 | 0 | 0 | 0 | 0 | 0
2016-01-22 20:00 | 0 | 0 | 0 | 0 | 0 | 755819.5666 | 506514 | 0 | 0 | 0 | 1894374.1391 | 0 | 0 | 0 | 0 | 0 | 0 | 0 | 0 | 0 | 0 | 0 | 0 | 0 | 249305.5666 | 0 | 0 | 0 | 0 | 0 | 0 | 0 | 0 | 0 | 0 | 0
2016-01-22 21:00 | 0 | 0 | 0 | 0 | 0 | 767907.43 | 507046 | 0 | 0 | 0 | 2155235.5691 | 0 | 0 | 0 | 0 | 0 | 0 | 0 | 0 | 0 | 0 | 0 | 0 | 0 | 260861.43 | 0 | 0 | 0 | 0 | 0 | 0 | 0 | 0 | 0 | 0 | 0
2016-01-22 22:00 | 0 | 0 | 0 | 0 | 0 | 644706.8099 | 517154 | 0 | 0 | 0 | 2282788.379 | 0 | 0 | 0 | 0 | 0 | 0 | 0 | 0 | 0 | 0 | 0 | 0 | 0 | 127552.8099 | 0 | 0 | 0 | 0 | 0 | 0 | 0 | 0 | 0 | 0 | 0
2016-01-22 23:00 | 0 | 0 | 0 | 0 | 0 | 250860.1851 | 529079 | 0 | 0 | 0 | 2004569.564 | 0 | 0 | 0 | 0 | 0 | 0 | 0 | 0 | 0 | 0 | 0 | 0 | 0 | -278218.8149 | 0 | 0 | 0 | 0 | 0 | 0 | 0 | 0 | 0 | 0 | 0
2016-01-23 | 0 | 0 | 0 | 0 | 571945.6922 | 7142.0782 | 532762 | 0 | 0 | 0 | 2050895.3345 | 0 | 0 | 0 | 0 | 0 | 0 | 0 | 0 | 0 | 0 | 0 | 0 | 0 | 46325.7704 | 0 | 0 | 0 | 0 | 0 | 0 | 0 | 0 | 0 | 0 | 0
2016-01-23 01:00 | 0 | 0 | 0 | 0 | 184868.1016 | 0 | 529195 | 0 | 0 | 0 | 1706568.4361 | 0 | 0 | 0 | 0 | 0 | 0 | 0 | 0 | 0 | 0 | 0 | 0 | 0 | -344326.8984 | 0 | 0 | 0 | 0 | 0 | 0 | 0 | 0 | 0 | 0 | 0
2016-01-23 02:00 | 0 | 0 | 0 | 0 | 176178.1016 | 0 | 520505 | 0 | 0 | 0 | 1362241.5377 | 0 | 0 | 0 | 0 | 0 | 0 | 0 | 0 | 0 | 0 | 0 | 0 | 0 | -344326.8984 | 0 | 0 | 0 | 0 | 0 | 0 | 0 | 0 | 0 | 0 | 0
2016-01-23 03:00 | 0 | 0 | 0 | 0 | 602304.138 | 0 | 505807 | 0 | 0 | 0 | 1458738.6758 | 0 | 0 | 0 | 0 | 0 | 0 | 0 | 0 | 0 | 0 | 0 | 0 | 0 | 96497.138 | 0 | 0 | 0 | 0 | 0 | 0 | 0 | 0 | 0 | 0 | 0
2016-01-23 04:00 | 0 | 0 | 0 | 0 | 143098.1016 | 0 | 487425 | 0 | 0 | 0 | 1114411.7774 | 0 | 0 | 0 | 0 | 0 | 0 | 0 | 0 | 0 | 0 | 0 | 0 | 0 | -344326.8984 | 0 | 0 | 0 | 0 | 0 | 0 | 0 | 0 | 0 | 0 | 0
2016-01-23 05:00 | 0 | 0 | 0 | 0 | 592599.5292 | 0 | 471931 | 0 | 0 | 0 | 1235080.3066 | 0 | 0 | 0 | 0 | 0 | 0 | 0 | 0 | 0 | 0 | 0 | 0 | 0 | 120668.5292 | 0 | 0 | 0 | 0 | 0 | 0 | 0 | 0 | 0 | 0 | 0
2016-01-23 06:00 | 0 | 0 | 0 | 0 | 115719.1016 | 0 | 460046 | 0 | 0 | 0 | 890753.4082 | 0 | 0 | 0 | 0 | 0 | 0 | 0 | 0 | 0 | 0 | 0 | 0 | 0 | -344326.8984 | 0 | 0 | 0 | 0 | 0 | 0 | 0 | 0 | 0 | 0 | 0
2016-01-23 07:00 | 0 | 0 | 0 | 0 | 598341.305 | 0 | 452760 | 0 | 0 | 0 | 1036334.7132 | 0 | 0 | 0 | 0 | 0 | 0 | 0 | 0 | 0 | 0 | 0 | 0 | 0 | 145581.305 | 0 | 0 | 0 | 0 | 0 | 0 | 0 | 0 | 0 | 0 | 0
2016-01-23 08:00 | 0 | 0 | 0 | 0 | 104515.1016 | 0 | 448842 | 0 | 0 | 0 | 692007.8148 | 0 | 0 | 0 | 0 | 0 | 0 | 0 | 0 | 0 | 0 | 0 | 0 | 0 | -344326.8984 | 0 | 0 | 0 | 0 | 0 | 0 | 0 | 0 | 0 | 0 | 0
2016-01-23 09:00 | 0 | 0 | 0 | 0 | 611805.3696 | 0 | 449099 | 0 | 0 | 0 | 854714.1844 | 0 | 0 | 0 | 0 | 0 | 0 | 0 | 0 | 0 | 0 | 0 | 0 | 0 | 162706.3696 | 0 | 0 | 0 | 0 | 0 | 0 | 0 | 0 | 0 | 0 | 0
2016-01-23 10:00 | 0 | 0 | 0 | 0 | 109961.1016 | 0 | 454288 | 0 | 0 | 0 | 510387.286 | 0 | 0 | 0 | 0 | 0 | 0 | 0 | 0 | 0 | 0 | 0 | 0 | 0 | -344326.8984 | 0 | 0 | 0 | 0 | 0 | 0 | 0 | 0 | 0 | 0 | 0
2016-01-23 11:00 | 0 | 0 | 0 | 0 | 631053.2836 | 0 | 463739 | 0 | 0 | 0 | 677701.5696 | 0 | 0 | 0 | 0 | 0 | 0 | 0 | 0 | 0 | 0 | 0 | 0 | 0 | 167314.2836 | 0 | 0 | 0 | 0 | 0 | 0 | 0 | 0 | 0 | 0 | 0
2016-01-23 12:00 | 0 | 0 | 0 | 0 | 638939.2315 | 0 | 478856 | 0 | 0 | 0 | 837784.8011 | 0 | 0 | 0 | 0 | 0 | 0 | 0 | 0 | 0 | 0 | 0 | 0 | 0 | 160083.2315 | 0 | 0 | 0 | 0 | 0 | 0 | 0 | 0 | 0 | 0 | 0
2016-01-23 13:00 | 0 | 0 | 0 | 0 | 151154.6143 | 38.4874 | 495520 | 0 | 0 | 0 | 493457.9027 | 0 | 0 | 0 | 0 | 0 | 0 | 0 | 0 | 0 | 0 | 0 | 0 | 0 | -344326.8984 | 0 | 0 | 0 | 0 | 0 | 0 | 0 | 0 | 0 | 0 | 0
2016-01-23 14:00 | 0 | 0 | 0 | 0 | 171779.0331 | 137172.7796 | 509928 | 0 | 0 | 0 | 292481.7153 | 0 | 0 | 0 | 0 | 0 | 0 | 0 | 0 | 0 | 0 | 0 | 0 | 0 | -200976.1874 | 0 | 0 | 0 | 0 | 0 | 0 | 0 | 0 | 0 | 0 | 0
2016-01-23 15:00 | 0 | 0 | 0 | 0 | 378519.2109 | 482385.6875 | 516578 | 0 | 0 | 0 | 636808.6137 | 0 | 0 | 0 | 0 | 0 | 0 | 0 | 0 | 0 | 0 | 0 | 0 | 0 | 344326.8984 | 0 | 0 | 0 | 0 | 0 | 0 | 0 | 0 | 0 | 0 | 0
2016-01-23 16:00 | 0 | 0 | 0 | 0 | 0 | 624537.0357 | 513731 | 0 | 0 | 0 | 747614.6494 | 0 | 0 | 0 | 0 | 0 | 0 | 0 | 0 | 0 | 0 | 0 | 0 | 0 | 110806.0357 | 0 | 0 | 0 | 0 | 0 | 0 | 0 | 0 | 0 | 0 | 0
2016-01-23 17:00 | 0 | 0 | 0 | 0 | 186278.3544 | 663691.544 | 505643 | 0 | 0 | 0 | 1091941.5478 | 0 | 0 | 0 | 0 | 0 | 0 | 0 | 0 | 0 | 0 | 0 | 0 | 0 | 344326.8984 | 0 | 0 | 0 | 0 | 0 | 0 | 0 | 0 | 0 | 0 | 0
2016-01-23 18:00 | 0 | 0 | 0 | 0 | 183446.3211 | 655585.5773 | 494705 | 0 | 0 | 0 | 1436268.4462 | 0 | 0 | 0 | 0 | 0 | 0 | 0 | 0 | 0 | 0 | 0 | 0 | 0 | 344326.8984 | 0 | 0 | 0 | 0 | 0 | 0 | 0 | 0 | 0 | 0 | 0
2016-01-23 19:00 | 0 | 0 | 0 | 0 | 0 | 642172.5216 | 483360 | 0 | 0 | 0 | 1595080.9678 | 0 | 0 | 0 | 0 | 0 | 0 | 0 | 0 | 0 | 0 | 0 | 0 | 0 | 158812.5216 | 0 | 0 | 0 | 0 | 0 | 0 | 0 | 0 | 0 | 0 | 0
2016-01-23 20:00 | 0 | 0 | 0 | 0 | 0 | 635535.7093 | 476779 | 0 | 0 | 0 | 1753837.6771 | 0 | 0 | 0 | 0 | 0 | 0 | 0 | 0 | 0 | 0 | 0 | 0 | 0 | 158756.7093 | 0 | 0 | 0 | 0 | 0 | 0 | 0 | 0 | 0 | 0 | 0
2016-01-23 21:00 | 0 | 0 | 0 | 0 | 219029.5141 | 602024.3843 | 476727 | 0 | 0 | 0 | 2098164.5754 | 0 | 0 | 0 | 0 | 0 | 0 | 0 | 0 | 0 | 0 | 0 | 0 | 0 | 344326.8984 | 0 | 0 | 0 | 0 | 0 | 0 | 0 | 0 | 0 | 0 | 0
2016-01-23 22:00 | 0 | 0 | 0 | 0 | 0 | 483971.4835 | 488300 | 0 | 0 | 0 | 2093836.059 | 0 | 0 | 0 | 0 | 0 | 0 | 0 | 0 | 0 | 0 | 0 | 0 | 0 | -4328.5165 | 0 | 0 | 0 | 0 | 0 | 0 | 0 | 0 | 0 | 0 | 0
2016-01-23 23:00 | 0 | 0 | 0 | 0 | 0 | 208062.8387 | 505374 | 0 | 0 | 0 | 1796524.8976 | 0 | 0 | 0 | 0 | 0 | 0 | 0 | 0 | 0 | 0 | 0 | 0 | 0 | -297311.1613 | 0 | 0 | 0 | 0 | 0 | 0 | 0 | 0 | 0 | 0 | 0
2016-01-24 | 0 | 0 | 0 | 0 | 731348.6256 | 13598.987 | 514019 | 0 | 0 | 0 | 2027453.5103 | 0 | 0 | 0 | 0 | 0 | 0 | 0 | 0 | 0 | 0 | 0 | 0 | 0 | 230928.6126 | 0 | 0 | 0 | 0 | 0 | 0 | 0 | 0 | 0 | 0 | 0
2016-01-24 01:00 | 0 | 0 | 0 | 0 | 169697.1016 | 0 | 514024 | 0 | 0 | 0 | 1683126.6119 | 0 | 0 | 0 | 0 | 0 | 0 | 0 | 0 | 0 | 0 | 0 | 0 | 0 | -344326.8984 | 0 | 0 | 0 | 0 | 0 | 0 | 0 | 0 | 0 | 0 | 0
2016-01-24 02:00 | 0 | 0 | 0 | 0 | 164635.1016 | 0 | 508962 | 0 | 0 | 0 | 1338799.7135 | 0 | 0 | 0 | 0 | 0 | 0 | 0 | 0 | 0 | 0 | 0 | 0 | 0 | -344326.8984 | 0 | 0 | 0 | 0 | 0 | 0 | 0 | 0 | 0 | 0 | 0
2016-01-24 03:00 | 0 | 0 | 0 | 0 | 664687.8471 | 0 | 497824 | 0 | 0 | 0 | 1505663.5606 | 0 | 0 | 0 | 0 | 0 | 0 | 0 | 0 | 0 | 0 | 0 | 0 | 0 | 166863.8471 | 0 | 0 | 0 | 0 | 0 | 0 | 0 | 0 | 0 | 0 | 0
2016-01-24 04:00 | 0 | 0 | 0 | 0 | 138427.1016 | 0 | 482754 | 0 | 0 | 0 | 1161336.6622 | 0 | 0 | 0 | 0 | 0 | 0 | 0 | 0 | 0 | 0 | 0 | 0 | 0 | -344326.8984 | 0 | 0 | 0 | 0 | 0 | 0 | 0 | 0 | 0 | 0 | 0
2016-01-24 05:00 | 0 | 0 | 0 | 0 | 575901.605 | 0 | 468555 | 0 | 0 | 0 | 1268683.2672 | 0 | 0 | 0 | 0 | 0 | 0 | 0 | 0 | 0 | 0 | 0 | 0 | 0 | 107346.605 | 0 | 0 | 0 | 0 | 0 | 0 | 0 | 0 | 0 | 0 | 0
2016-01-24 06:00 | 0 | 0 | 0 | 0 | 536963.8058 | 0 | 459947 | 0 | 0 | 0 | 1345700.0731 | 0 | 0 | 0 | 0 | 0 | 0 | 0 | 0 | 0 | 0 | 0 | 0 | 0 | 77016.8058 | 0 | 0 | 0 | 0 | 0 | 0 | 0 | 0 | 0 | 0 | 0
2016-01-24 07:00 | 0 | 0 | 0 | 0 | 499306.9032 | 0 | 454182 | 0 | 0 | 0 | 1390824.9762 | 0 | 0 | 0 | 0 | 0 | 0 | 0 | 0 | 0 | 0 | 0 | 0 | 0 | 45124.9032 | 0 | 0 | 0 | 0 | 0 | 0 | 0 | 0 | 0 | 0 | 0
2016-01-24 08:00 | 0 | 0 | 0 | 0 | 466298.0426 | 0 | 452194 | 0 | 0 | 0 | 1404929.0188 | 0 | 0 | 0 | 0 | 0 | 0 | 0 | 0 | 0 | 0 | 0 | 0 | 0 | 14104.0426 | 0 | 0 | 0 | 0 | 0 | 0 | 0 | 0 | 0 | 0 | 0
2016-01-24 09:00 | 0 | 0 | 0 | 0 | 442989.5107 | 0 | 453163 | 0 | 0 | 0 | 1394755.5296 | 0 | 0 | 0 | 0 | 0 | 0 | 0 | 0 | 0 | 0 | 0 | 0 | 0 | -10173.4893 | 0 | 0 | 0 | 0 | 0 | 0 | 0 | 0 | 0 | 0 | 0
2016-01-24 10:00 | 0 | 0 | 0 | 0 | 113295.1016 | 0 | 457622 | 0 | 0 | 0 | 1050428.6312 | 0 | 0 | 0 | 0 | 0 | 0 | 0 | 0 | 0 | 0 | 0 | 0 | 0 | -344326.8984 | 0 | 0 | 0 | 0 | 0 | 0 | 0 | 0 | 0 | 0 | 0
2016-01-24 11:00 | 0 | 0 | 0 | 0 | 413181.2279 | 0 | 468618 | 0 | 0 | 0 | 994991.8591 | 0 | 0 | 0 | 0 | 0 | 0 | 0 | 0 | 0 | 0 | 0 | 0 | 0 | -55436.7721 | 0 | 0 | 0 | 0 | 0 | 0 | 0 | 0 | 0 | 0 | 0
2016-01-24 12:00 | 0 | 0 | 0 | 0 | 138482.1016 | 0 | 482809 | 0 | 0 | 0 | 650664.9607 | 0 | 0 | 0 | 0 | 0 | 0 | 0 | 0 | 0 | 0 | 0 | 0 | 0 | -344326.8984 | 0 | 0 | 0 | 0 | 0 | 0 | 0 | 0 | 0 | 0 | 0
2016-01-24 13:00 | 0 | 0 | 0 | 0 | 392820.0138 | 35.8569 | 494739 | 0 | 0 | 0 | 548781.8315 | 0 | 0 | 0 | 0 | 0 | 0 | 0 | 0 | 0 | 0 | 0 | 0 | 0 | -101883.1292 | 0 | 0 | 0 | 0 | 0 | 0 | 0 | 0 | 0 | 0 | 0
2016-01-24 14:00 | 0 | 0 | 0 | 0 | 43539.4469 | 108465.6547 | 496332 | 0 | 0 | 0 | 204454.9331 | 0 | 0 | 0 | 0 | 0 | 0 | 0 | 0 | 0 | 0 | 0 | 0 | 0 | -344326.8984 | 0 | 0 | 0 | 0 | 0 | 0 | 0 | 0 | 0 | 0 | 0
2016-01-24 15:00 | 0 | 0 | 0 | 0 | 0 | 552148.5206 | 487392 | 0 | 0 | 0 | 269211.4538 | 0 | 0 | 0 | 0 | 0 | 0 | 0 | 0 | 0 | 0 | 0 | 0 | 0 | 64756.5206 | 0 | 0 | 0 | 0 | 0 | 0 | 0 | 0 | 0 | 0 | 0
2016-01-24 16:00 | 0 | 0 | 0 | 0 | 77103.3601 | 740895.5383 | 473672 | 0 | 0 | 0 | 613538.3521 | 0 | 0 | 0 | 0 | 0 | 0 | 0 | 0 | 0 | 0 | 0 | 0 | 0 | 344326.8984 | 0 | 0 | 0 | 0 | 0 | 0 | 0 | 0 | 0 | 0 | 0
2016-01-24 17:00 | 0 | 0 | 0 | 0 | 0 | 786737.4324 | 460203 | 0 | 0 | 0 | 940072.7845 | 0 | 0 | 0 | 0 | 0 | 0 | 0 | 0 | 0 | 0 | 0 | 0 | 0 | 326534.4324 | 0 | 0 | 0 | 0 | 0 | 0 | 0 | 0 | 0 | 0 | 0
2016-01-24 18:00 | 0 | 0 | 0 | 0 | 33605.8711 | 758057.0272 | 447336 | 0 | 0 | 0 | 1284399.6829 | 0 | 0 | 0 | 0 | 0 | 0 | 0 | 0 | 0 | 0 | 0 | 0 | 0 | 344326.8984 | 0 | 0 | 0 | 0 | 0 | 0 | 0 | 0 | 0 | 0 | 0
2016-01-24 19:00 | 0 | 0 | 0 | 0 | 42098.2903 | 739709.608 | 437481 | 0 | 0 | 0 | 1628726.5813 | 0 | 0 | 0 | 0 | 0 | 0 | 0 | 0 | 0 | 0 | 0 | 0 | 0 | 344326.8984 | 0 | 0 | 0 | 0 | 0 | 0 | 0 | 0 | 0 | 0 | 0
2016-01-24 20:00 | 0 | 0 | 0 | 0 | 0 | 752598.4546 | 431504 | 0 | 0 | 0 | 1949821.0358 | 0 | 0 | 0 | 0 | 0 | 0 | 0 | 0 | 0 | 0 | 0 | 0 | 0 | 321094.4546 | 0 | 0 | 0 | 0 | 0 | 0 | 0 | 0 | 0 | 0 | 0
2016-01-24 21:00 | 0 | 0 | 0 | 0 | 6426.6999 | 771570.1985 | 433670 | 0 | 0 | 0 | 2294147.9342 | 0 | 0 | 0 | 0 | 0 | 0 | 0 | 0 | 0 | 0 | 0 | 0 | 0 | 344326.8984 | 0 | 0 | 0 | 0 | 0 | 0 | 0 | 0 | 0 | 0 | 0
2016-01-24 22:00 | 0 | 0 | 0 | 0 | 0 | 696368.6358 | 450881 | 0 | 0 | 0 | 2539635.57 | 0 | 0 | 0 | 0 | 0 | 0 | 0 | 0 | 0 | 0 | 0 | 0 | 0 | 245487.6358 | 0 | 0 | 0 | 0 | 0 | 0 | 0 | 0 | 0 | 0 | 0
2016-01-24 23:00 | 0 | 0 | 0 | 0 | 0 | 355654.5847 | 474596 | 0 | 0 | 0 | 2420694.1547 | 0 | 0 | 0 | 0 | 0 | 0 | 0 | 0 | 0 | 0 | 0 | 0 | 0 | -118941.4153 | 0 | 0 | 0 | 0 | 0 | 0 | 0 | 0 | 0 | 0 | 0
2016-01-25 | 0 | 0 | 0 | 0 | 133505.8164 | 13893.2853 | 491726 | 0 | 0 | 0 | 2076367.2563 | 0 | 0 | 0 | 0 | 0 | 0 | 0 | 0 | 0 | 0 | 0 | 0 | 0 | -344326.8984 | 0 | 0 | 0 | 0 | 0 | 0 | 0 | 0 | 0 | 0 | 0
2016-01-25 01:00 | 0 | 0 | 0 | 0 | 600692.5714 | 0 | 495962 | 0 | 0 | 0 | 2181097.8277 | 0 | 0 | 0 | 0 | 0 | 0 | 0 | 0 | 0 | 0 | 0 | 0 | 0 | 104730.5714 | 0 | 0 | 0 | 0 | 0 | 0 | 0 | 0 | 0 | 0 | 0
2016-01-25 02:00 | 0 | 0 | 0 | 0 | 146844.1016 | 0 | 491171 | 0 | 0 | 0 | 1836770.9294 | 0 | 0 | 0 | 0 | 0 | 0 | 0 | 0 | 0 | 0 | 0 | 0 | 0 | -344326.8984 | 0 | 0 | 0 | 0 | 0 | 0 | 0 | 0 | 0 | 0 | 0
2016-01-25 03:00 | 0 | 0 | 0 | 0 | 133773.1016 | 0 | 478100 | 0 | 0 | 0 | 1492444.031 | 0 | 0 | 0 | 0 | 0 | 0 | 0 | 0 | 0 | 0 | 0 | 0 | 0 | -344326.8984 | 0 | 0 | 0 | 0 | 0 | 0 | 0 | 0 | 0 | 0 | 0
2016-01-25 04:00 | 0 | 0 | 0 | 0 | 598408.7686 | 0 | 460344 | 0 | 0 | 0 | 1630508.7996 | 0 | 0 | 0 | 0 | 0 | 0 | 0 | 0 | 0 | 0 | 0 | 0 | 0 | 138064.7686 | 0 | 0 | 0 | 0 | 0 | 0 | 0 | 0 | 0 | 0 | 0
2016-01-25 05:00 | 0 | 0 | 0 | 0 | 100712.1016 | 0 | 445039 | 0 | 0 | 0 | 1286181.9012 | 0 | 0 | 0 | 0 | 0 | 0 | 0 | 0 | 0 | 0 | 0 | 0 | 0 | -344326.8984 | 0 | 0 | 0 | 0 | 0 | 0 | 0 | 0 | 0 | 0 | 0
2016-01-25 06:00 | 0 | 0 | 0 | 0 | 91122.1016 | 0 | 435449 | 0 | 0 | 0 | 941855.0029 | 0 | 0 | 0 | 0 | 0 | 0 | 0 | 0 | 0 | 0 | 0 | 0 | 0 | -344326.8984 | 0 | 0 | 0 | 0 | 0 | 0 | 0 | 0 | 0 | 0 | 0
2016-01-25 07:00 | 0 | 0 | 0 | 0 | 640364.3656 | 0 | 430084 | 0 | 0 | 0 | 1152135.3685 | 0 | 0 | 0 | 0 | 0 | 0 | 0 | 0 | 0 | 0 | 0 | 0 | 0 | 210280.3656 | 0 | 0 | 0 | 0 | 0 | 0 | 0 | 0 | 0 | 0 | 0
2016-01-25 08:00 | 0 | 0 | 0 | 0 | 85044.1016 | 0 | 429371 | 0 | 0 | 0 | 807808.4701 | 0 | 0 | 0 | 0 | 0 | 0 | 0 | 0 | 0 | 0 | 0 | 0 | 0 | -344326.8984 | 0 | 0 | 0 | 0 | 0 | 0 | 0 | 0 | 0 | 0 | 0
2016-01-25 09:00 | 0 | 0 | 0 | 0 | 90150.1016 | 0 | 434477 | 0 | 0 | 0 | 463481.5717 | 0 | 0 | 0 | 0 | 0 | 0 | 0 | 0 | 0 | 0 | 0 | 0 | 0 | -344326.8984 | 0 | 0 | 0 | 0 | 0 | 0 | 0 | 0 | 0 | 0 | 0
2016-01-25 10:00 | 0 | 0 | 0 | 0 | 675734.225 | 0 | 450562 | 0 | 0 | 0 | 688653.7967 | 0 | 0 | 0 | 0 | 0 | 0 | 0 | 0 | 0 | 0 | 0 | 0 | 0 | 225172.225 | 0 | 0 | 0 | 0 | 0 | 0 | 0 | 0 | 0 | 0 | 0
2016-01-25 11:00 | 0 | 0 | 0 | 0 | 138637.1016 | 0 | 482964 | 0 | 0 | 0 | 344326.8984 | 0 | 0 | 0 | 0 | 0 | 0 | 0 | 0 | 0 | 0 | 0 | 0 | 0 | -344326.8984 | 0 | 0 | 0 | 0 | 0 | 0 | 0 | 0 | 0 | 0 | 0
2016-01-25 12:00 | 0 | 0 | 0 | 0 | 168927.1016 | 0 | 513254 | 0 | 0 | 0 | 0 | 0 | 0 | 0 | 0 | 0 | 0 | 0 | 0 | 0 | 0 | 0 | 0 | 0 | -344326.8984 | 0 | 0 | 0 | 0 | 0 | 0 | 0 | 0 | 0 | 0 | 0
2016-01-25 13:00 | 0 | 0 | 0 | 0 | 521794.2357 | 38.7643 | 521833 | 0 | 0 | 0 | 0 | 0 | 0 | 0 | 0 | 0 | 0 | 0 | 0 | 0 | 0 | 0 | 0 | 0 | 0 | 0 | 0 | 0 | 0 | 0 | 0 | 0 | 0 | 0 | 0 | 0
2016-01-25 14:00 | 0 | 0 | 0 | 0 | 598209.0092 | 213929.6945 | 513400 | 0 | 0 | 0 | 298738.7037 | 0 | 0 | 0 | 0 | 0 | 0 | 0 | 0 | 0 | 0 | 0 | 0 | 0 | 298738.7037 | 0 | 0 | 0 | 0 | 0 | 0 | 0 | 0 | 0 | 0 | 0
2016-01-25 15:00 | 0 | 0 | 0 | 0 | 181467.1696 | 665662.7288 | 502803 | 0 | 0 | 0 | 643065.6021 | 0 | 0 | 0 | 0 | 0 | 0 | 0 | 0 | 0 | 0 | 0 | 0 | 0 | 344326.8984 | 0 | 0 | 0 | 0 | 0 | 0 | 0 | 0 | 0 | 0 | 0
2016-01-25 16:00 | 0 | 0 | 0 | 0 | 0 | 834544.8984 | 490218 | 0 | 0 | 0 | 987392.5005 | 0 | 0 | 0 | 0 | 0 | 0 | 0 | 0 | 0 | 0 | 0 | 0 | 0 | 344326.8984 | 0 | 0 | 0 | 0 | 0 | 0 | 0 | 0 | 0 | 0 | 0
2016-01-25 17:00 | 0 | 0 | 0 | 0 | 0 | 822744.8984 | 478418 | 0 | 0 | 0 | 1331719.3988 | 0 | 0 | 0 | 0 | 0 | 0 | 0 | 0 | 0 | 0 | 0 | 0 | 0 | 344326.8984 | 0 | 0 | 0 | 0 | 0 | 0 | 0 | 0 | 0 | 0 | 0
2016-01-25 18:00 | 0 | 0 | 0 | 0 | 0 | 812769.8984 | 468443 | 0 | 0 | 0 | 1676046.2972 | 0 | 0 | 0 | 0 | 0 | 0 | 0 | 0 | 0 | 0 | 0 | 0 | 0 | 344326.8984 | 0 | 0 | 0 | 0 | 0 | 0 | 0 | 0 | 0 | 0 | 0
2016-01-25 19:00 | 0 | 0 | 0 | 0 | 0 | 807046.9213 | 460520 | 0 | 0 | 0 | 2020373.1956 | 0 | 0 | 2200.0229 | 0 | 0 | 0 | 0 | 0 | 0 | 0 | 0 | 0 | 0 | 344326.8984 | 0 | 0 | 0 | 2200.0229 | 0 | 0 | 0 | 0 | 0 | 0 | 0
2016-01-25 20:00 | 0 | 0 | 0 | 0 | 0 | 797210.8755 | 455084 | 0 | 0 | 0 | 2364700.0939 | 0 | 0 | 0 | 0 | 0 | 0 | 0 | 0 | 0 | 0 | 0 | 0 | 0 | 344326.8984 | 0 | 0 | 0 | -2200.0229 | 0 | 0 | 0 | 0 | 0 | 0 | 0
2016-01-25 21:00 | 0 | 0 | 0 | 0 | 0 | 819784.1378 | 456462 | 0 | 0 | 0 | 2709026.9923 | 0 | 0 | 18995.2394 | 0 | 0 | 0 | 0 | 0 | 0 | 0 | 0 | 0 | 0 | 344326.8984 | 0 | 0 | 0 | 18995.2394 | 0 | 0 | 0 | 0 | 0 | 0 | 0
2016-01-25 22:00 | 0 | 0 | 0 | 0 | 0 | 756611.2643 | 470804 | 0 | 0 | 0 | 3013829.496 | 0 | 0 | 0 | 0 | 0 | 0 | 0 | 0 | 0 | 0 | 0 | 0 | 0 | 304802.5037 | 0 | 0 | 0 | -18995.2394 | 0 | 0 | 0 | 0 | 0 | 0 | 0
2016-01-25 23:00 | 0 | 0 | 0 | 0 | 0 | 402329.1213 | 489971 | 0 | 0 | 0 | 2926187.6174 | 0 | 0 | 0 | 0 | 0 | 0 | 0 | 0 | 0 | 0 | 0 | 0 | 0 | -87641.8787 | 0 | 0 | 0 | 0 | 0 | 0 | 0 | 0 | 0 | 0 | 0
2016-01-26 | 0 | 0 | 0 | 0 | 134684.9226 | 19870.179 | 498882 | 0 | 0 | 0 | 2581860.719 | 0 | 0 | 0 | 0 | 0 | 0 | 0 | 0 | 0 | 0 | 0 | 0 | 0 | -344326.8984 | 0 | 0 | 0 | 0 | 0 | 0 | 0 | 0 | 0 | 0 | 0
2016-01-26 01:00 | 0 | 0 | 0 | 0 | 153593.1016 | 0 | 497920 | 0 | 0 | 0 | 2237533.8206 | 0 | 0 | 0 | 0 | 0 | 0 | 0 | 0 | 0 | 0 | 0 | 0 | 0 | -344326.8984 | 0 | 0 | 0 | 0 | 0 | 0 | 0 | 0 | 0 | 0 | 0
2016-01-26 02:00 | 0 | 0 | 0 | 0 | 143251.1016 | 0 | 487578 | 0 | 0 | 0 | 1893206.9223 | 0 | 0 | 0 | 0 | 0 | 0 | 0 | 0 | 0 | 0 | 0 | 0 | 0 | -344326.8984 | 0 | 0 | 0 | 0 | 0 | 0 | 0 | 0 | 0 | 0 | 0
2016-01-26 03:00 | 0 | 0 | 0 | 0 | 812540.8984 | 0 | 468214 | 0 | 0 | 0 | 2237533.8206 | 0 | 0 | 0 | 0 | 0 | 0 | 0 | 0 | 0 | 0 | 0 | 0 | 0 | 344326.8984 | 0 | 0 | 0 | 0 | 0 | 0 | 0 | 0 | 0 | 0 | 0
2016-01-26 04:00 | 0 | 0 | 0 | 0 | 99979.1016 | 0 | 444306 | 0 | 0 | 0 | 1893206.9223 | 0 | 0 | 0 | 0 | 0 | 0 | 0 | 0 | 0 | 0 | 0 | 0 | 0 | -344326.8984 | 0 | 0 | 0 | 0 | 0 | 0 | 0 | 0 | 0 | 0 | 0
2016-01-26 05:00 | 0 | 0 | 0 | 0 | 79897.1016 | 0 | 424224 | 0 | 0 | 0 | 1548880.0239 | 0 | 0 | 0 | 0 | 0 | 0 | 0 | 0 | 0 | 0 | 0 | 0 | 0 | -344326.8984 | 0 | 0 | 0 | 0 | 0 | 0 | 0 | 0 | 0 | 0 | 0
2016-01-26 06:00 | 0 | 0 | 0 | 0 | 66136.1016 | 0 | 410463 | 0 | 0 | 0 | 1204553.1255 | 0 | 0 | 0 | 0 | 0 | 0 | 0 | 0 | 0 | 0 | 0 | 0 | 0 | -344326.8984 | 0 | 0 | 0 | 0 | 0 | 0 | 0 | 0 | 0 | 0 | 0
2016-01-26 07:00 | 0 | 0 | 0 | 0 | 707176.0495 | 0 | 402333 | 0 | 0 | 0 | 1509396.175 | 0 | 0 | 0 | 0 | 0 | 0 | 0 | 0 | 0 | 0 | 0 | 0 | 0 | 304843.0495 | 0 | 0 | 0 | 0 | 0 | 0 | 0 | 0 | 0 | 0 | 0
2016-01-26 08:00 | 0 | 0 | 0 | 0 | 54568.1016 | 0 | 398895 | 0 | 0 | 0 | 1165069.2767 | 0 | 0 | 0 | 0 | 0 | 0 | 0 | 0 | 0 | 0 | 0 | 0 | 0 | -344326.8984 | 0 | 0 | 0 | 0 | 0 | 0 | 0 | 0 | 0 | 0 | 0
2016-01-26 09:00 | 0 | 0 | 0 | 0 | 57802.1016 | 0 | 402129 | 0 | 0 | 0 | 820742.3783 | 0 | 0 | 0 | 0 | 0 | 0 | 0 | 0 | 0 | 0 | 0 | 0 | 0 | -344326.8984 | 0 | 0 | 0 | 0 | 0 | 0 | 0 | 0 | 0 | 0 | 0
2016-01-26 10:00 | 0 | 0 | 0 | 0 | 70974.1016 | 0 | 415301 | 0 | 0 | 0 | 476415.4799 | 0 | 0 | 0 | 0 | 0 | 0 | 0 | 0 | 0 | 0 | 0 | 0 | 0 | -344326.8984 | 0 | 0 | 0 | 0 | 0 | 0 | 0 | 0 | 0 | 0 | 0
2016-01-26 11:00 | 0 | 0 | 0 | 0 | 677906.7973 | 0 | 445595 | 0 | 0 | 0 | 708727.2773 | 0 | 0 | 0 | 0 | 0 | 0 | 0 | 0 | 0 | 0 | 0 | 0 | 0 | 232311.7973 | 0 | 0 | 0 | 0 | 0 | 0 | 0 | 0 | 0 | 0 | 0
2016-01-26 12:00 | 0 | 0 | 0 | 0 | 130995.1016 | 0 | 475322 | 0 | 0 | 0 | 364400.3789 | 0 | 0 | 0 | 0 | 0 | 0 | 0 | 0 | 0 | 0 | 0 | 0 | 0 | -344326.8984 | 0 | 0 | 0 | 0 | 0 | 0 | 0 | 0 | 0 | 0 | 0
2016-01-26 13:00 | 0 | 0 | 0 | 0 | 381259.1449 | 6.4653 | 486896 | 0 | 0 | 0 | 258769.9891 | 0 | 0 | 0 | 0 | 0 | 0 | 0 | 0 | 0 | 0 | 0 | 0 | 0 | -105630.3898 | 0 | 0 | 0 | 0 | 0 | 0 | 0 | 0 | 0 | 0 | 0
2016-01-26 14:00 | 0 | 0 | 0 | 0 | 496634.8884 | 59348.3426 | 487445 | 0 | 0 | 0 | 327308.2201 | 0 | 0 | 0 | 0 | 0 | 0 | 0 | 0 | 0 | 0 | 0 | 0 | 0 | 68538.231 | 0 | 0 | 0 | 0 | 0 | 0 | 0 | 0 | 0 | 0 | 0
2016-01-26 15:00 | 0 | 0 | 0 | 0 | 141218.9861 | 689562.9123 | 486455 | 0 | 0 | 0 | 671635.1185 | 0 | 0 | 0 | 0 | 0 | 0 | 0 | 0 | 0 | 0 | 0 | 0 | 0 | 344326.8984 | 0 | 0 | 0 | 0 | 0 | 0 | 0 | 0 | 0 | 0 | 0
2016-01-26 16:00 | 0 | 0 | 0 | 0 | 0 | 825483.8984 | 481157 | 0 | 0 | 0 | 1015962.0169 | 0 | 0 | 0 | 0 | 0 | 0 | 0 | 0 | 0 | 0 | 0 | 0 | 0 | 344326.8984 | 0 | 0 | 0 | 0 | 0 | 0 | 0 | 0 | 0 | 0 | 0
2016-01-26 17:00 | 0 | 0 | 0 | 0 | 0 | 827642.7181 | 474019 | 0 | 0 | 0 | 1360288.9152 | 0 | 0 | 9296.8197 | 0 | 0 | 0 | 0 | 0 | 0 | 0 | 0 | 0 | 0 | 344326.8984 | 0 | 0 | 0 | 9296.8197 | 0 | 0 | 0 | 0 | 0 | 0 | 0
2016-01-26 18:00 | 0 | 0 | 0 | 0 | 0 | 812872.4558 | 468079 | 0 | 0 | 0 | 1704615.8136 | 0 | 0 | 9763.3772 | 0 | 0 | 0 | 0 | 0 | 0 | 0 | 0 | 0 | 0 | 344326.8984 | 0 | 0 | 0 | 466.5575 | 0 | 0 | 0 | 0 | 0 | 0 | 0
2016-01-26 19:00 | 0 | 0 | 0 | 0 | 0 | 798435.5212 | 463872 | 0 | 0 | 0 | 2048942.712 | 0 | 0 | 0 | 0 | 0 | 0 | 0 | 0 | 0 | 0 | 0 | 0 | 0 | 344326.8984 | 0 | 0 | 0 | -9763.3772 | 0 | 0 | 0 | 0 | 0 | 0 | 0
2016-01-26 20:00 | 0 | 0 | 0 | 0 | 0 | 805565.8984 | 461239 | 0 | 0 | 0 | 2393269.6103 | 0 | 0 | 0 | 0 | 0 | 0 | 0 | 0 | 0 | 0 | 0 | 0 | 0 | 344326.8984 | 0 | 0 | 0 | 0 | 0 | 0 | 0 | 0 | 0 | 0 | 0
2016-01-26 21:00 | 0 | 0 | 0 | 0 | 0 | 827209.1378 | 463887 | 0 | 0 | 0 | 2737596.5087 | 0 | 0 | 18995.2394 | 0 | 0 | 0 | 0 | 0 | 0 | 0 | 0 | 0 | 0 | 344326.8984 | 0 | 0 | 0 | 18995.2394 | 0 | 0 | 0 | 0 | 0 | 0 | 0
2016-01-26 22:00 | 0 | 0 | 0 | 0 | 0 | 820901.7358 | 477148 | 0 | 0 | 0 | 3081923.4071 | 0 | 0 | 18422.0769 | 0 | 0 | 0 | 0 | 0 | 0 | 0 | 0 | 0 | 0 | 344326.8984 | 0 | 0 | 0 | -573.1626 | 0 | 0 | 0 | 0 | 0 | 0 | 0
2016-01-26 23:00 | 0 | 0 | 0 | 0 | 0 | 428040.5358 | 492997 | 0 | 0 | 0 | 3035389.0197 | 0 | 0 | 0 | 0 | 0 | 0 | 0 | 0 | 0 | 0 | 0 | 0 | 0 | -46534.3873 | 0 | 0 | 0 | -18422.0769 | 0 | 0 | 0 | 0 | 0 | 0 | 0
2016-01-27 | 0 | 0 | 0 | 0 | 133936.0156 | 21986.086 | 500249 | 0 | 0 | 0 | 2691062.1214 | 0 | 0 | 0 | 0 | 0 | 0 | 0 | 0 | 0 | 0 | 0 | 0 | 0 | -344326.8984 | 0 | 0 | 0 | 0 | 0 | 0 | 0 | 0 | 0 | 0 | 0
2016-01-27 01:00 | 0 | 0 | 0 | 0 | 388932.764 | 0 | 499113 | 0 | 0 | 0 | 2580881.8854 | 0 | 0 | 0 | 0 | 0 | 0 | 0 | 0 | 0 | 0 | 0 | 0 | 0 | -110180.236 | 0 | 0 | 0 | 0 | 0 | 0 | 0 | 0 | 0 | 0 | 0
2016-01-27 02:00 | 0 | 0 | 0 | 0 | 144583.1016 | 0 | 488910 | 0 | 0 | 0 | 2236554.987 | 0 | 0 | 0 | 0 | 0 | 0 | 0 | 0 | 0 | 0 | 0 | 0 | 0 | -344326.8984 | 0 | 0 | 0 | 0 | 0 | 0 | 0 | 0 | 0 | 0 | 0
2016-01-27 03:00 | 0 | 0 | 0 | 0 | 124999.1016 | 0 | 469326 | 0 | 0 | 0 | 1892228.0887 | 0 | 0 | 0 | 0 | 0 | 0 | 0 | 0 | 0 | 0 | 0 | 0 | 0 | -344326.8984 | 0 | 0 | 0 | 0 | 0 | 0 | 0 | 0 | 0 | 0 | 0
2016-01-27 04:00 | 0 | 0 | 0 | 0 | 101207.1016 | 0 | 445534 | 0 | 0 | 0 | 1547901.1903 | 0 | 0 | 0 | 0 | 0 | 0 | 0 | 0 | 0 | 0 | 0 | 0 | 0 | -344326.8984 | 0 | 0 | 0 | 0 | 0 | 0 | 0 | 0 | 0 | 0 | 0
2016-01-27 05:00 | 0 | 0 | 0 | 0 | 599042.3015 | 0 | 425309 | 0 | 0 | 0 | 1721634.4918 | 0 | 0 | 0 | 0 | 0 | 0 | 0 | 0 | 0 | 0 | 0 | 0 | 0 | 173733.3015 | 0 | 0 | 0 | 0 | 0 | 0 | 0 | 0 | 0 | 0 | 0
2016-01-27 06:00 | 0 | 0 | 0 | 0 | 67392.1016 | 0 | 411719 | 0 | 0 | 0 | 1377307.5935 | 0 | 0 | 0 | 0 | 0 | 0 | 0 | 0 | 0 | 0 | 0 | 0 | 0 | -344326.8984 | 0 | 0 | 0 | 0 | 0 | 0 | 0 | 0 | 0 | 0 | 0
2016-01-27 07:00 | 0 | 0 | 0 | 0 | 58871.1016 | 0 | 403198 | 0 | 0 | 0 | 1032980.6951 | 0 | 0 | 0 | 0 | 0 | 0 | 0 | 0 | 0 | 0 | 0 | 0 | 0 | -344326.8984 | 0 | 0 | 0 | 0 | 0 | 0 | 0 | 0 | 0 | 0 | 0
2016-01-27 08:00 | 0 | 0 | 0 | 0 | 55077.1016 | 0 | 399404 | 0 | 0 | 0 | 688653.7967 | 0 | 0 | 0 | 0 | 0 | 0 | 0 | 0 | 0 | 0 | 0 | 0 | 0 | -344326.8984 | 0 | 0 | 0 | 0 | 0 | 0 | 0 | 0 | 0 | 0 | 0
2016-01-27 09:00 | 0 | 0 | 0 | 0 | 747707.8984 | 0 | 403381 | 0 | 0 | 0 | 1032980.6951 | 0 | 0 | 0 | 0 | 0 | 0 | 0 | 0 | 0 | 0 | 0 | 0 | 0 | 344326.8984 | 0 | 0 | 0 | 0 | 0 | 0 | 0 | 0 | 0 | 0 | 0
2016-01-27 10:00 | 0 | 0 | 0 | 0 | 74339.1016 | 0 | 418666 | 0 | 0 | 0 | 688653.7967 | 0 | 0 | 0 | 0 | 0 | 0 | 0 | 0 | 0 | 0 | 0 | 0 | 0 | -344326.8984 | 0 | 0 | 0 | 0 | 0 | 0 | 0 | 0 | 0 | 0 | 0
2016-01-27 11:00 | 0 | 0 | 0 | 0 | 105631.1016 | 0 | 449958 | 0 | 0 | 0 | 344326.8984 | 0 | 0 | 0 | 0 | 0 | 0 | 0 | 0 | 0 | 0 | 0 | 0 | 0 | -344326.8984 | 0 | 0 | 0 | 0 | 0 | 0 | 0 | 0 | 0 | 0 | 0
2016-01-27 12:00 | 0 | 0 | 0 | 0 | 137926.1016 | 0 | 482253 | 0 | 0 | 0 | 0 | 0 | 0 | 0 | 0 | 0 | 0 | 0 | 0 | 0 | 0 | 0 | 0 | 0 | -344326.8984 | 0 | 0 | 0 | 0 | 0 | 0 | 0 | 0 | 0 | 0 | 0
2016-01-27 13:00 | 0 | 0 | 0 | 0 | 824864.0047 | 41.2562 | 494454 | 0 | 0 | 0 | 330451.261 | 0 | 0 | 0 | 0 | 0 | 0 | 0 | 0 | 0 | 0 | 0 | 0 | 0 | 330451.261 | 0 | 0 | 0 | 0 | 0 | 0 | 0 | 0 | 0 | 0 | 0
2016-01-27 14:00 | 0 | 0 | 0 | 0 | 232044.8525 | 127505.2957 | 496472 | 0 | 0 | 0 | 193529.4091 | 0 | 0 | 0 | 0 | 0 | 0 | 0 | 0 | 0 | 0 | 0 | 0 | 0 | -136921.8519 | 0 | 0 | 0 | 0 | 0 | 0 | 0 | 0 | 0 | 0 | 0
2016-01-27 15:00 | 0 | 0 | 0 | 0 | 91702.7126 | 748034.1858 | 495410 | 0 | 0 | 0 | 537856.3075 | 0 | 0 | 0 | 0 | 0 | 0 | 0 | 0 | 0 | 0 | 0 | 0 | 0 | 344326.8984 | 0 | 0 | 0 | 0 | 0 | 0 | 0 | 0 | 0 | 0 | 0
2016-01-27 16:00 | 0 | 0 | 0 | 0 | 0 | 833080.8984 | 488754 | 0 | 0 | 0 | 882183.2058 | 0 | 0 | 0 | 0 | 0 | 0 | 0 | 0 | 0 | 0 | 0 | 0 | 0 | 344326.8984 | 0 | 0 | 0 | 0 | 0 | 0 | 0 | 0 | 0 | 0 | 0
2016-01-27 17:00 | 0 | 0 | 0 | 0 | 0 | 823648.8984 | 479322 | 0 | 0 | 0 | 1226510.1042 | 0 | 0 | 0 | 0 | 0 | 0 | 0 | 0 | 0 | 0 | 0 | 0 | 0 | 344326.8984 | 0 | 0 | 0 | 0 | 0 | 0 | 0 | 0 | 0 | 0 | 0
2016-01-27 18:00 | 0 | 0 | 0 | 0 | 0 | 822358.1797 | 469952 | 0 | 0 | 0 | 1570837.0026 | 0 | 0 | 8079.2813 | 0 | 0 | 0 | 0 | 0 | 0 | 0 | 0 | 0 | 0 | 344326.8984 | 0 | 0 | 0 | 8079.2813 | 0 | 0 | 0 | 0 | 0 | 0 | 0
2016-01-27 19:00 | 0 | 0 | 0 | 0 | 0 | 798954.6171 | 462707 | 0 | 0 | 0 | 1915163.9009 | 0 | 0 | 0 | 0 | 0 | 0 | 0 | 0 | 0 | 0 | 0 | 0 | 0 | 344326.8984 | 0 | 0 | 0 | -8079.2813 | 0 | 0 | 0 | 0 | 0 | 0 | 0
2016-01-27 20:00 | 0 | 0 | 0 | 0 | 0 | 802344.8984 | 458018 | 0 | 0 | 0 | 2259490.7993 | 0 | 0 | 0 | 0 | 0 | 0 | 0 | 0 | 0 | 0 | 0 | 0 | 0 | 344326.8984 | 0 | 0 | 0 | 0 | 0 | 0 | 0 | 0 | 0 | 0 | 0
2016-01-27 21:00 | 0 | 0 | 0 | 0 | 0 | 822306.1378 | 458984 | 0 | 0 | 0 | 2603817.6977 | 0 | 0 | 18995.2394 | 0 | 0 | 0 | 0 | 0 | 0 | 0 | 0 | 0 | 0 | 344326.8984 | 0 | 0 | 0 | 18995.2394 | 0 | 0 | 0 | 0 | 0 | 0 | 0
2016-01-27 22:00 | 0 | 0 | 0 | 0 | 0 | 773299.324 | 471783 | 0 | 0 | 0 | 2924329.2611 | 0 | 0 | 0 | 0 | 0 | 0 | 0 | 0 | 0 | 0 | 0 | 0 | 0 | 320511.5634 | 0 | 0 | 0 | -18995.2394 | 0 | 0 | 0 | 0 | 0 | 0 | 0
2016-01-27 23:00 | 0 | 0 | 0 | 0 | 0 | 322006.9258 | 491721 | 0 | 0 | 0 | 2754615.1869 | 0 | 0 | 0 | 0 | 0 | 0 | 0 | 0 | 0 | 0 | 0 | 0 | 0 | -169714.0742 | 0 | 0 | 0 | 0 | 0 | 0 | 0 | 0 | 0 | 0 | 0
2016-01-28 | 0 | 0 | 0 | 0 | 144824.0551 | 14644.0466 | 503795 | 0 | 0 | 0 | 2410288.2886 | 0 | 0 | 0 | 0 | 0 | 0 | 0 | 0 | 0 | 0 | 0 | 0 | 0 | -344326.8984 | 0 | 0 | 0 | 0 | 0 | 0 | 0 | 0 | 0 | 0 | 0
2016-01-28 01:00 | 0 | 0 | 0 | 0 | 161291.1016 | 0 | 505618 | 0 | 0 | 0 | 2065961.3902 | 0 | 0 | 0 | 0 | 0 | 0 | 0 | 0 | 0 | 0 | 0 | 0 | 0 | -344326.8984 | 0 | 0 | 0 | 0 | 0 | 0 | 0 | 0 | 0 | 0 | 0
2016-01-28 02:00 | 0 | 0 | 0 | 0 | 154206.1016 | 0 | 498533 | 0 | 0 | 0 | 1721634.4918 | 0 | 0 | 0 | 0 | 0 | 0 | 0 | 0 | 0 | 0 | 0 | 0 | 0 | -344326.8984 | 0 | 0 | 0 | 0 | 0 | 0 | 0 | 0 | 0 | 0 | 0
2016-01-28 03:00 | 0 | 0 | 0 | 0 | 825124.8984 | 0 | 480798 | 0 | 0 | 0 | 2065961.3902 | 0 | 0 | 0 | 0 | 0 | 0 | 0 | 0 | 0 | 0 | 0 | 0 | 0 | 344326.8984 | 0 | 0 | 0 | 0 | 0 | 0 | 0 | 0 | 0 | 0 | 0
2016-01-28 04:00 | 0 | 0 | 0 | 0 | 114001.1016 | 0 | 458328 | 0 | 0 | 0 | 1721634.4918 | 0 | 0 | 0 | 0 | 0 | 0 | 0 | 0 | 0 | 0 | 0 | 0 | 0 | -344326.8984 | 0 | 0 | 0 | 0 | 0 | 0 | 0 | 0 | 0 | 0 | 0
2016-01-28 05:00 | 0 | 0 | 0 | 0 | 95061.1016 | 0 | 439388 | 0 | 0 | 0 | 1377307.5935 | 0 | 0 | 0 | 0 | 0 | 0 | 0 | 0 | 0 | 0 | 0 | 0 | 0 | -344326.8984 | 0 | 0 | 0 | 0 | 0 | 0 | 0 | 0 | 0 | 0 | 0
2016-01-28 06:00 | 0 | 0 | 0 | 0 | 83222.1016 | 0 | 427549 | 0 | 0 | 0 | 1032980.6951 | 0 | 0 | 0 | 0 | 0 | 0 | 0 | 0 | 0 | 0 | 0 | 0 | 0 | -344326.8984 | 0 | 0 | 0 | 0 | 0 | 0 | 0 | 0 | 0 | 0 | 0
2016-01-28 07:00 | 0 | 0 | 0 | 0 | 764474.8984 | 0 | 420148 | 0 | 0 | 0 | 1377307.5935 | 0 | 0 | 0 | 0 | 0 | 0 | 0 | 0 | 0 | 0 | 0 | 0 | 0 | 344326.8984 | 0 | 0 | 0 | 0 | 0 | 0 | 0 | 0 | 0 | 0 | 0
2016-01-28 08:00 | 0 | 0 | 0 | 0 | 72735.1016 | 0 | 417062 | 0 | 0 | 0 | 1032980.6951 | 0 | 0 | 0 | 0 | 0 | 0 | 0 | 0 | 0 | 0 | 0 | 0 | 0 | -344326.8984 | 0 | 0 | 0 | 0 | 0 | 0 | 0 | 0 | 0 | 0 | 0
2016-01-28 09:00 | 0 | 0 | 0 | 0 | 76400.1016 | 0 | 420727 | 0 | 0 | 0 | 688653.7967 | 0 | 0 | 0 | 0 | 0 | 0 | 0 | 0 | 0 | 0 | 0 | 0 | 0 | -344326.8984 | 0 | 0 | 0 | 0 | 0 | 0 | 0 | 0 | 0 | 0 | 0
2016-01-28 10:00 | 0 | 0 | 0 | 0 | 92799.1016 | 0 | 437126 | 0 | 0 | 0 | 344326.8984 | 0 | 0 | 0 | 0 | 0 | 0 | 0 | 0 | 0 | 0 | 0 | 0 | 0 | -344326.8984 | 0 | 0 | 0 | 0 | 0 | 0 | 0 | 0 | 0 | 0 | 0
2016-01-28 11:00 | 0 | 0 | 0 | 0 | 815753.8984 | 0 | 471427 | 0 | 0 | 0 | 688653.7967 | 0 | 0 | 0 | 0 | 0 | 0 | 0 | 0 | 0 | 0 | 0 | 0 | 0 | 344326.8984 | 0 | 0 | 0 | 0 | 0 | 0 | 0 | 0 | 0 | 0 | 0
2016-01-28 12:00 | 0 | 0 | 0 | 0 | 159077.1016 | 0 | 503404 | 0 | 0 | 0 | 344326.8984 | 0 | 0 | 0 | 0 | 0 | 0 | 0 | 0 | 0 | 0 | 0 | 0 | 0 | -344326.8984 | 0 | 0 | 0 | 0 | 0 | 0 | 0 | 0 | 0 | 0 | 0
2016-01-28 13:00 | 0 | 0 | 0 | 0 | 167662.985 | 50.1167 | 512040 | 0 | 0 | 0 | 0 | 0 | 0 | 0 | 0 | 0 | 0 | 0 | 0 | 0 | 0 | 0 | 0 | 0 | -344326.8984 | 0 | 0 | 0 | 0 | 0 | 0 | 0 | 0 | 0 | 0 | 0
2016-01-28 14:00 | 0 | 0 | 0 | 0 | 380307.0244 | 127314.9756 | 507622 | 0 | 0 | 0 | 0 | 0 | 0 | 0 | 0 | 0 | 0 | 0 | 0 | 0 | 0 | 0 | 0 | 0 | 0 | 0 | 0 | 0 | 0 | 0 | 0 | 0 | 0 | 0 | 0 | 0
2016-01-28 15:00 | 0 | 0 | 0 | 0 | 86378.9044 | 756776.994 | 498829 | 0 | 0 | 0 | 344326.8984 | 0 | 0 | 0 | 0 | 0 | 0 | 0 | 0 | 0 | 0 | 0 | 0 | 0 | 344326.8984 | 0 | 0 | 0 | 0 | 0 | 0 | 0 | 0 | 0 | 0 | 0
2016-01-28 16:00 | 0 | 0 | 0 | 0 | 0 | 830865.8984 | 486539 | 0 | 0 | 0 | 688653.7967 | 0 | 0 | 0 | 0 | 0 | 0 | 0 | 0 | 0 | 0 | 0 | 0 | 0 | 344326.8984 | 0 | 0 | 0 | 0 | 0 | 0 | 0 | 0 | 0 | 0 | 0
2016-01-28 17:00 | 0 | 0 | 0 | 0 | 0 | 817539.8984 | 473213 | 0 | 0 | 0 | 1032980.6951 | 0 | 0 | 0 | 0 | 0 | 0 | 0 | 0 | 0 | 0 | 0 | 0 | 0 | 344326.8984 | 0 | 0 | 0 | 0 | 0 | 0 | 0 | 0 | 0 | 0 | 0
2016-01-28 18:00 | 0 | 0 | 0 | 0 | 0 | 807427.8984 | 463101 | 0 | 0 | 0 | 1377307.5935 | 0 | 0 | 0 | 0 | 0 | 0 | 0 | 0 | 0 | 0 | 0 | 0 | 0 | 344326.8984 | 0 | 0 | 0 | 0 | 0 | 0 | 0 | 0 | 0 | 0 | 0
2016-01-28 19:00 | 0 | 0 | 0 | 0 | 0 | 799413.8984 | 455087 | 0 | 0 | 0 | 1721634.4918 | 0 | 0 | 0 | 0 | 0 | 0 | 0 | 0 | 0 | 0 | 0 | 0 | 0 | 344326.8984 | 0 | 0 | 0 | 0 | 0 | 0 | 0 | 0 | 0 | 0 | 0
2016-01-28 20:00 | 0 | 0 | 0 | 0 | 0 | 794622.8984 | 450296 | 0 | 0 | 0 | 2065961.3902 | 0 | 0 | 0 | 0 | 0 | 0 | 0 | 0 | 0 | 0 | 0 | 0 | 0 | 344326.8984 | 0 | 0 | 0 | 0 | 0 | 0 | 0 | 0 | 0 | 0 | 0
2016-01-28 21:00 | 0 | 0 | 0 | 0 | 0 | 796632.8984 | 452306 | 0 | 0 | 0 | 2410288.2886 | 0 | 0 | 0 | 0 | 0 | 0 | 0 | 0 | 0 | 0 | 0 | 0 | 0 | 344326.8984 | 0 | 0 | 0 | 0 | 0 | 0 | 0 | 0 | 0 | 0 | 0
2016-01-28 22:00 | 0 | 0 | 0 | 0 | 0 | 827215.1378 | 463893 | 0 | 0 | 0 | 2754615.1869 | 0 | 0 | 18995.2394 | 0 | 0 | 0 | 0 | 0 | 0 | 0 | 0 | 0 | 0 | 344326.8984 | 0 | 0 | 0 | 18995.2394 | 0 | 0 | 0 | 0 | 0 | 0 | 0
2016-01-28 23:00 | 0 | 0 | 0 | 0 | 0 | 370031.3669 | 479734 | 0 | 0 | 0 | 2663907.7933 | 0 | 0 | 0 | 0 | 0 | 0 | 0 | 0 | 0 | 0 | 0 | 0 | 0 | -90707.3937 | 0 | 0 | 0 | -18995.2394 | 0 | 0 | 0 | 0 | 0 | 0 | 0
2016-01-29 | 0 | 0 | 0 | 0 | 126235.2732 | 19425.8285 | 489988 | 0 | 0 | 0 | 2319580.8949 | 0 | 0 | 0 | 0 | 0 | 0 | 0 | 0 | 0 | 0 | 0 | 0 | 0 | -344326.8984 | 0 | 0 | 0 | 0 | 0 | 0 | 0 | 0 | 0 | 0 | 0
2016-01-29 01:00 | 0 | 0 | 0 | 0 | 147138.1016 | 0 | 491465 | 0 | 0 | 0 | 1975253.9965 | 0 | 0 | 0 | 0 | 0 | 0 | 0 | 0 | 0 | 0 | 0 | 0 | 0 | -344326.8984 | 0 | 0 | 0 | 0 | 0 | 0 | 0 | 0 | 0 | 0 | 0
2016-01-29 02:00 | 0 | 0 | 0 | 0 | 606566.9264 | 0 | 483885 | 0 | 0 | 0 | 2097935.923 | 0 | 0 | 0 | 0 | 0 | 0 | 0 | 0 | 0 | 0 | 0 | 0 | 0 | 122681.9264 | 0 | 0 | 0 | 0 | 0 | 0 | 0 | 0 | 0 | 0 | 0
2016-01-29 03:00 | 0 | 0 | 0 | 0 | 687950.821 | 0 | 466139 | 0 | 0 | 0 | 2319747.744 | 0 | 0 | 0 | 0 | 0 | 0 | 0 | 0 | 0 | 0 | 0 | 0 | 0 | 221811.821 | 0 | 0 | 0 | 0 | 0 | 0 | 0 | 0 | 0 | 0 | 0
2016-01-29 04:00 | 0 | 0 | 0 | 0 | 98660.1016 | 0 | 442987 | 0 | 0 | 0 | 1975420.8456 | 0 | 0 | 0 | 0 | 0 | 0 | 0 | 0 | 0 | 0 | 0 | 0 | 0 | -344326.8984 | 0 | 0 | 0 | 0 | 0 | 0 | 0 | 0 | 0 | 0 | 0
2016-01-29 05:00 | 0 | 0 | 0 | 0 | 80335.1016 | 0 | 424662 | 0 | 0 | 0 | 1631093.9472 | 0 | 0 | 0 | 0 | 0 | 0 | 0 | 0 | 0 | 0 | 0 | 0 | 0 | -344326.8984 | 0 | 0 | 0 | 0 | 0 | 0 | 0 | 0 | 0 | 0 | 0
2016-01-29 06:00 | 0 | 0 | 0 | 0 | 68946.1016 | 0 | 413273 | 0 | 0 | 0 | 1286767.0489 | 0 | 0 | 0 | 0 | 0 | 0 | 0 | 0 | 0 | 0 | 0 | 0 | 0 | -344326.8984 | 0 | 0 | 0 | 0 | 0 | 0 | 0 | 0 | 0 | 0 | 0
2016-01-29 07:00 | 0 | 0 | 0 | 0 | 750402.8984 | 0 | 406076 | 0 | 0 | 0 | 1631093.9472 | 0 | 0 | 0 | 0 | 0 | 0 | 0 | 0 | 0 | 0 | 0 | 0 | 0 | 344326.8984 | 0 | 0 | 0 | 0 | 0 | 0 | 0 | 0 | 0 | 0 | 0
2016-01-29 08:00 | 0 | 0 | 0 | 0 | 59503.1016 | 0 | 403830 | 0 | 0 | 0 | 1286767.0489 | 0 | 0 | 0 | 0 | 0 | 0 | 0 | 0 | 0 | 0 | 0 | 0 | 0 | -344326.8984 | 0 | 0 | 0 | 0 | 0 | 0 | 0 | 0 | 0 | 0 | 0
2016-01-29 09:00 | 0 | 0 | 0 | 0 | 64390.1016 | 0 | 408717 | 0 | 0 | 0 | 942440.1505 | 0 | 0 | 0 | 0 | 0 | 0 | 0 | 0 | 0 | 0 | 0 | 0 | 0 | -344326.8984 | 0 | 0 | 0 | 0 | 0 | 0 | 0 | 0 | 0 | 0 | 0
2016-01-29 10:00 | 0 | 0 | 0 | 0 | 79398.1016 | 0 | 423725 | 0 | 0 | 0 | 598113.2521 | 0 | 0 | 0 | 0 | 0 | 0 | 0 | 0 | 0 | 0 | 0 | 0 | 0 | -344326.8984 | 0 | 0 | 0 | 0 | 0 | 0 | 0 | 0 | 0 | 0 | 0
2016-01-29 11:00 | 0 | 0 | 0 | 0 | 802430.8984 | 0 | 458104 | 0 | 0 | 0 | 942440.1505 | 0 | 0 | 0 | 0 | 0 | 0 | 0 | 0 | 0 | 0 | 0 | 0 | 0 | 344326.8984 | 0 | 0 | 0 | 0 | 0 | 0 | 0 | 0 | 0 | 0 | 0
2016-01-29 12:00 | 0 | 0 | 0 | 0 | 145553.1016 | 0 | 489880 | 0 | 0 | 0 | 598113.2521 | 0 | 0 | 0 | 0 | 0 | 0 | 0 | 0 | 0 | 0 | 0 | 0 | 0 | -344326.8984 | 0 | 0 | 0 | 0 | 0 | 0 | 0 | 0 | 0 | 0 | 0
2016-01-29 13:00 | 0 | 0 | 0 | 0 | 153957.5548 | 54.5469 | 498339 | 0 | 0 | 0 | 253786.3538 | 0 | 0 | 0 | 0 | 0 | 0 | 0 | 0 | 0 | 0 | 0 | 0 | 0 | -344326.8984 | 0 | 0 | 0 | 0 | 0 | 0 | 0 | 0 | 0 | 0 | 0
2016-01-29 14:00 | 0 | 0 | 0 | 0 | 385795.3429 | 153597.0152 | 492284 | 0 | 0 | 0 | 300894.7119 | 0 | 0 | 0 | 0 | 0 | 0 | 0 | 0 | 0 | 0 | 0 | 0 | 0 | 47108.3581 | 0 | 0 | 0 | 0 | 0 | 0 | 0 | 0 | 0 | 0 | 0
2016-01-29 15:00 | 0 | 0 | 0 | 0 | 162318.3133 | 665995.585 | 483987 | 0 | 0 | 0 | 645221.6103 | 0 | 0 | 0 | 0 | 0 | 0 | 0 | 0 | 0 | 0 | 0 | 0 | 0 | 344326.8984 | 0 | 0 | 0 | 0 | 0 | 0 | 0 | 0 | 0 | 0 | 0
2016-01-29 16:00 | 0 | 0 | 0 | 0 | 25258.7936 | 791675.1048 | 472607 | 0 | 0 | 0 | 989548.5087 | 0 | 0 | 0 | 0 | 0 | 0 | 0 | 0 | 0 | 0 | 0 | 0 | 0 | 344326.8984 | 0 | 0 | 0 | 0 | 0 | 0 | 0 | 0 | 0 | 0 | 0
2016-01-29 17:00 | 0 | 0 | 0 | 0 | 18407.4736 | 787412.4248 | 461493 | 0 | 0 | 0 | 1333875.407 | 0 | 0 | 0 | 0 | 0 | 0 | 0 | 0 | 0 | 0 | 0 | 0 | 0 | 344326.8984 | 0 | 0 | 0 | 0 | 0 | 0 | 0 | 0 | 0 | 0 | 0
2016-01-29 18:00 | 0 | 0 | 0 | 0 | 0 | 762940.809 | 453063 | 0 | 0 | 0 | 1643753.216 | 0 | 0 | 0 | 0 | 0 | 0 | 0 | 0 | 0 | 0 | 0 | 0 | 0 | 309877.809 | 0 | 0 | 0 | 0 | 0 | 0 | 0 | 0 | 0 | 0 | 0
2016-01-29 19:00 | 0 | 0 | 0 | 0 | 37222.5578 | 753517.3406 | 446413 | 0 | 0 | 0 | 1988080.1144 | 0 | 0 | 0 | 0 | 0 | 0 | 0 | 0 | 0 | 0 | 0 | 0 | 0 | 344326.8984 | 0 | 0 | 0 | 0 | 0 | 0 | 0 | 0 | 0 | 0 | 0
2016-01-29 20:00 | 0 | 0 | 0 | 0 | 20037.9698 | 765356.9286 | 441068 | 0 | 0 | 0 | 2332407.0128 | 0 | 0 | 0 | 0 | 0 | 0 | 0 | 0 | 0 | 0 | 0 | 0 | 0 | 344326.8984 | 0 | 0 | 0 | 0 | 0 | 0 | 0 | 0 | 0 | 0 | 0
2016-01-29 21:00 | 0 | 0 | 0 | 0 | 0 | 780591.6566 | 441048 | 0 | 0 | 0 | 2671950.6694 | 0 | 0 | 0 | 0 | 0 | 0 | 0 | 0 | 0 | 0 | 0 | 0 | 0 | 339543.6566 | 0 | 0 | 0 | 0 | 0 | 0 | 0 | 0 | 0 | 0 | 0
2016-01-29 22:00 | 0 | 0 | 0 | 0 | 0 | 680870.3579 | 450733 | 0 | 0 | 0 | 2902088.0272 | 0 | 0 | 0 | 0 | 0 | 0 | 0 | 0 | 0 | 0 | 0 | 0 | 0 | 230137.3579 | 0 | 0 | 0 | 0 | 0 | 0 | 0 | 0 | 0 | 0 | 0
2016-01-29 23:00 | 0 | 0 | 0 | 0 | 0 | 318526.1597 | 465999 | 0 | 0 | 0 | 2754615.1869 | 0 | 0 | 0 | 0 | 0 | 0 | 0 | 0 | 0 | 0 | 0 | 0 | 0 | -147472.8403 | 0 | 0 | 0 | 0 | 0 | 0 | 0 | 0 | 0 | 0 | 0
2016-01-30 | 0 | 0 | 0 | 0 | 110613.0544 | 18778.0472 | 473718 | 0 | 0 | 0 | 2410288.2886 | 0 | 0 | 0 | 0 | 0 | 0 | 0 | 0 | 0 | 0 | 0 | 0 | 0 | -344326.8984 | 0 | 0 | 0 | 0 | 0 | 0 | 0 | 0 | 0 | 0 | 0
2016-01-30 01:00 | 0 | 0 | 0 | 0 | 128935.1016 | 0 | 473262 | 0 | 0 | 0 | 2065961.3902 | 0 | 0 | 0 | 0 | 0 | 0 | 0 | 0 | 0 | 0 | 0 | 0 | 0 | -344326.8984 | 0 | 0 | 0 | 0 | 0 | 0 | 0 | 0 | 0 | 0 | 0
2016-01-30 02:00 | 0 | 0 | 0 | 0 | 123750.1016 | 0 | 468077 | 0 | 0 | 0 | 1721634.4918 | 0 | 0 | 0 | 0 | 0 | 0 | 0 | 0 | 0 | 0 | 0 | 0 | 0 | -344326.8984 | 0 | 0 | 0 | 0 | 0 | 0 | 0 | 0 | 0 | 0 | 0
2016-01-30 03:00 | 0 | 0 | 0 | 0 | 799906.8984 | 0 | 455580 | 0 | 0 | 0 | 2065961.3902 | 0 | 0 | 0 | 0 | 0 | 0 | 0 | 0 | 0 | 0 | 0 | 0 | 0 | 344326.8984 | 0 | 0 | 0 | 0 | 0 | 0 | 0 | 0 | 0 | 0 | 0
2016-01-30 04:00 | 0 | 0 | 0 | 0 | 93295.1016 | 0 | 437622 | 0 | 0 | 0 | 1721634.4918 | 0 | 0 | 0 | 0 | 0 | 0 | 0 | 0 | 0 | 0 | 0 | 0 | 0 | -344326.8984 | 0 | 0 | 0 | 0 | 0 | 0 | 0 | 0 | 0 | 0 | 0
2016-01-30 05:00 | 0 | 0 | 0 | 0 | 77127.1016 | 0 | 421454 | 0 | 0 | 0 | 1377307.5935 | 0 | 0 | 0 | 0 | 0 | 0 | 0 | 0 | 0 | 0 | 0 | 0 | 0 | -344326.8984 | 0 | 0 | 0 | 0 | 0 | 0 | 0 | 0 | 0 | 0 | 0
2016-01-30 06:00 | 0 | 0 | 0 | 0 | 65334.1016 | 0 | 409661 | 0 | 0 | 0 | 1032980.6951 | 0 | 0 | 0 | 0 | 0 | 0 | 0 | 0 | 0 | 0 | 0 | 0 | 0 | -344326.8984 | 0 | 0 | 0 | 0 | 0 | 0 | 0 | 0 | 0 | 0 | 0
2016-01-30 07:00 | 0 | 0 | 0 | 0 | 746051.8984 | 0 | 401725 | 0 | 0 | 0 | 1377307.5935 | 0 | 0 | 0 | 0 | 0 | 0 | 0 | 0 | 0 | 0 | 0 | 0 | 0 | 344326.8984 | 0 | 0 | 0 | 0 | 0 | 0 | 0 | 0 | 0 | 0 | 0
2016-01-30 08:00 | 0 | 0 | 0 | 0 | 53119.1016 | 0 | 397446 | 0 | 0 | 0 | 1032980.6951 | 0 | 0 | 0 | 0 | 0 | 0 | 0 | 0 | 0 | 0 | 0 | 0 | 0 | -344326.8984 | 0 | 0 | 0 | 0 | 0 | 0 | 0 | 0 | 0 | 0 | 0
2016-01-30 09:00 | 0 | 0 | 0 | 0 | 54884.1016 | 0 | 399211 | 0 | 0 | 0 | 688653.7967 | 0 | 0 | 0 | 0 | 0 | 0 | 0 | 0 | 0 | 0 | 0 | 0 | 0 | -344326.8984 | 0 | 0 | 0 | 0 | 0 | 0 | 0 | 0 | 0 | 0 | 0
2016-01-30 10:00 | 0 | 0 | 0 | 0 | 62164.1016 | 0 | 406491 | 0 | 0 | 0 | 344326.8984 | 0 | 0 | 0 | 0 | 0 | 0 | 0 | 0 | 0 | 0 | 0 | 0 | 0 | -344326.8984 | 0 | 0 | 0 | 0 | 0 | 0 | 0 | 0 | 0 | 0 | 0
2016-01-30 11:00 | 0 | 0 | 0 | 0 | 764401.8984 | 0 | 420075 | 0 | 0 | 0 | 688653.7967 | 0 | 0 | 0 | 0 | 0 | 0 | 0 | 0 | 0 | 0 | 0 | 0 | 0 | 344326.8984 | 0 | 0 | 0 | 0 | 0 | 0 | 0 | 0 | 0 | 0 | 0
2016-01-30 12:00 | 0 | 0 | 0 | 0 | 92272.1016 | 0 | 436599 | 0 | 0 | 0 | 344326.8984 | 0 | 0 | 0 | 0 | 0 | 0 | 0 | 0 | 0 | 0 | 0 | 0 | 0 | -344326.8984 | 0 | 0 | 0 | 0 | 0 | 0 | 0 | 0 | 0 | 0 | 0
2016-01-30 13:00 | 0 | 0 | 0 | 0 | 103694.7401 | 60.3615 | 448082 | 0 | 0 | 0 | 0 | 0 | 0 | 0 | 0 | 0 | 0 | 0 | 0 | 0 | 0 | 0 | 0 | 0 | -344326.8984 | 0 | 0 | 0 | 0 | 0 | 0 | 0 | 0 | 0 | 0 | 0
2016-01-30 14:00 | 0 | 0 | 0 | 0 | 640859.6494 | 151390.249 | 447923 | 0 | 0 | 0 | 344326.8984 | 0 | 0 | 0 | 0 | 0 | 0 | 0 | 0 | 0 | 0 | 0 | 0 | 0 | 344326.8984 | 0 | 0 | 0 | 0 | 0 | 0 | 0 | 0 | 0 | 0 | 0
2016-01-30 15:00 | 0 | 0 | 0 | 0 | 200107.7792 | 585188.1192 | 440969 | 0 | 0 | 0 | 688653.7967 | 0 | 0 | 0 | 0 | 0 | 0 | 0 | 0 | 0 | 0 | 0 | 0 | 0 | 344326.8984 | 0 | 0 | 0 | 0 | 0 | 0 | 0 | 0 | 0 | 0 | 0
2016-01-30 16:00 | 0 | 0 | 0 | 0 | 57455.4347 | 718006.4637 | 431135 | 0 | 0 | 0 | 1032980.6951 | 0 | 0 | 0 | 0 | 0 | 0 | 0 | 0 | 0 | 0 | 0 | 0 | 0 | 344326.8984 | 0 | 0 | 0 | 0 | 0 | 0 | 0 | 0 | 0 | 0 | 0
2016-01-30 17:00 | 0 | 0 | 0 | 0 | 23061.437 | 741640.4614 | 420375 | 0 | 0 | 0 | 1377307.5935 | 0 | 0 | 0 | 0 | 0 | 0 | 0 | 0 | 0 | 0 | 0 | 0 | 0 | 344326.8984 | 0 | 0 | 0 | 0 | 0 | 0 | 0 | 0 | 0 | 0 | 0
2016-01-30 18:00 | 0 | 0 | 0 | 0 | 0 | 727718.4933 | 410136 | 0 | 0 | 0 | 1694890.0868 | 0 | 0 | 0 | 0 | 0 | 0 | 0 | 0 | 0 | 0 | 0 | 0 | 0 | 317582.4933 | 0 | 0 | 0 | 0 | 0 | 0 | 0 | 0 | 0 | 0 | 0
2016-01-30 19:00 | 0 | 0 | 0 | 0 | 26412.7411 | 720259.1573 | 402345 | 0 | 0 | 0 | 2039216.9851 | 0 | 0 | 0 | 0 | 0 | 0 | 0 | 0 | 0 | 0 | 0 | 0 | 0 | 344326.8984 | 0 | 0 | 0 | 0 | 0 | 0 | 0 | 0 | 0 | 0 | 0
2016-01-30 20:00 | 0 | 0 | 0 | 0 | 11518.7848 | 730927.1136 | 398119 | 0 | 0 | 0 | 2383543.8835 | 0 | 0 | 0 | 0 | 0 | 0 | 0 | 0 | 0 | 0 | 0 | 0 | 0 | 344326.8984 | 0 | 0 | 0 | 0 | 0 | 0 | 0 | 0 | 0 | 0 | 0
2016-01-30 21:00 | 0 | 0 | 0 | 0 | 0 | 744737.932 | 398211 | 0 | 0 | 0 | 2727870.7819 | 0 | 0 | 2200.0337 | 0 | 0 | 0 | 0 | 0 | 0 | 0 | 0 | 0 | 0 | 344326.8984 | 0 | 0 | 0 | 2200.0337 | 0 | 0 | 0 | 0 | 0 | 0 | 0
2016-01-30 22:00 | 0 | 0 | 0 | 0 | 0 | 659706.9616 | 407935 | 0 | 0 | 0 | 2981842.7771 | 0 | 0 | 0 | 0 | 0 | 0 | 0 | 0 | 0 | 0 | 0 | 0 | 0 | 253971.9952 | 0 | 0 | 0 | -2200.0337 | 0 | 0 | 0 | 0 | 0 | 0 | 0
2016-01-30 23:00 | 0 | 0 | 0 | 0 | 0 | 345823.7177 | 424712 | 0 | 0 | 0 | 2902954.4948 | 0 | 0 | 0 | 0 | 0 | 0 | 0 | 0 | 0 | 0 | 0 | 0 | 0 | -78888.2823 | 0 | 0 | 0 | 0 | 0 | 0 | 0 | 0 | 0 | 0 | 0
2016-01-31 | 0 | 0 | 0 | 0 | 65550.5589 | 22828.5428 | 432706 | 0 | 0 | 0 | 2558627.5964 | 0 | 0 | 0 | 0 | 0 | 0 | 0 | 0 | 0 | 0 | 0 | 0 | 0 | -344326.8984 | 0 | 0 | 0 | 0 | 0 | 0 | 0 | 0 | 0 | 0 | 0
2016-01-31 01:00 | 0 | 0 | 0 | 0 | 89239.1016 | 0 | 433566 | 0 | 0 | 0 | 2214300.6981 | 0 | 0 | 0 | 0 | 0 | 0 | 0 | 0 | 0 | 0 | 0 | 0 | 0 | -344326.8984 | 0 | 0 | 0 | 0 | 0 | 0 | 0 | 0 | 0 | 0 | 0
2016-01-31 02:00 | 0 | 0 | 0 | 0 | 84067.1016 | 0 | 428394 | 0 | 0 | 0 | 1869973.7997 | 0 | 0 | 0 | 0 | 0 | 0 | 0 | 0 | 0 | 0 | 0 | 0 | 0 | -344326.8984 | 0 | 0 | 0 | 0 | 0 | 0 | 0 | 0 | 0 | 0 | 0
2016-01-31 03:00 | 0 | 0 | 0 | 0 | 761738.8984 | 0 | 417412 | 0 | 0 | 0 | 2214300.6981 | 0 | 0 | 0 | 0 | 0 | 0 | 0 | 0 | 0 | 0 | 0 | 0 | 0 | 344326.8984 | 0 | 0 | 0 | 0 | 0 | 0 | 0 | 0 | 0 | 0 | 0
2016-01-31 04:00 | 0 | 0 | 0 | 0 | 57139.1016 | 0 | 401466 | 0 | 0 | 0 | 1869973.7997 | 0 | 0 | 0 | 0 | 0 | 0 | 0 | 0 | 0 | 0 | 0 | 0 | 0 | -344326.8984 | 0 | 0 | 0 | 0 | 0 | 0 | 0 | 0 | 0 | 0 | 0
2016-01-31 05:00 | 0 | 0 | 0 | 0 | 40704.1016 | 0 | 385031 | 0 | 0 | 0 | 1525646.9013 | 0 | 0 | 0 | 0 | 0 | 0 | 0 | 0 | 0 | 0 | 0 | 0 | 0 | -344326.8984 | 0 | 0 | 0 | 0 | 0 | 0 | 0 | 0 | 0 | 0 | 0
2016-01-31 06:00 | 0 | 0 | 0 | 0 | 28557.1016 | 0 | 372884 | 0 | 0 | 0 | 1181320.003 | 0 | 0 | 0 | 0 | 0 | 0 | 0 | 0 | 0 | 0 | 0 | 0 | 0 | -344326.8984 | 0 | 0 | 0 | 0 | 0 | 0 | 0 | 0 | 0 | 0 | 0
2016-01-31 07:00 | 0 | 0 | 0 | 0 | 708489.8984 | 0 | 364163 | 0 | 0 | 0 | 1525646.9013 | 0 | 0 | 0 | 0 | 0 | 0 | 0 | 0 | 0 | 0 | 0 | 0 | 0 | 344326.8984 | 0 | 0 | 0 | 0 | 0 | 0 | 0 | 0 | 0 | 0 | 0
2016-01-31 08:00 | 0 | 0 | 0 | 0 | 14873.1016 | 0 | 359200 | 0 | 0 | 0 | 1181320.003 | 0 | 0 | 0 | 0 | 0 | 0 | 0 | 0 | 0 | 0 | 0 | 0 | 0 | -344326.8984 | 0 | 0 | 0 | 0 | 0 | 0 | 0 | 0 | 0 | 0 | 0
2016-01-31 09:00 | 0 | 0 | 0 | 0 | 13713.1016 | 0 | 358040 | 0 | 0 | 0 | 836993.1046 | 0 | 0 | 0 | 0 | 0 | 0 | 0 | 0 | 0 | 0 | 0 | 0 | 0 | -344326.8984 | 0 | 0 | 0 | 0 | 0 | 0 | 0 | 0 | 0 | 0 | 0
2016-01-31 10:00 | 0 | 0 | 0 | 0 | 705224.8984 | 0 | 360898 | 0 | 0 | 0 | 1181320.003 | 0 | 0 | 0 | 0 | 0 | 0 | 0 | 0 | 0 | 0 | 0 | 0 | 0 | 344326.8984 | 0 | 0 | 0 | 0 | 0 | 0 | 0 | 0 | 0 | 0 | 0
2016-01-31 11:00 | 0 | 0 | 0 | 0 | 23868.1016 | 0 | 368195 | 0 | 0 | 0 | 836993.1046 | 0 | 0 | 0 | 0 | 0 | 0 | 0 | 0 | 0 | 0 | 0 | 0 | 0 | -344326.8984 | 0 | 0 | 0 | 0 | 0 | 0 | 0 | 0 | 0 | 0 | 0
2016-01-31 12:00 | 0 | 0 | 0 | 0 | 35830.1016 | 0 | 380157 | 0 | 0 | 0 | 492666.2062 | 0 | 0 | 0 | 0 | 0 | 0 | 0 | 0 | 0 | 0 | 0 | 0 | 0 | -344326.8984 | 0 | 0 | 0 | 0 | 0 | 0 | 0 | 0 | 0 | 0 | 0
2016-01-31 13:00 | 0 | 0 | 0 | 0 | 622105.3478 | 76.2825 | 391752 | 0 | 0 | 0 | 723095.8365 | 0 | 0 | 0 | 0 | 0 | 0 | 0 | 0 | 0 | 0 | 0 | 0 | 0 | 230429.6303 | 0 | 0 | 0 | 0 | 0 | 0 | 0 | 0 | 0 | 0 | 0
2016-01-31 14:00 | 0 | 0 | 0 | 0 | 0 | 162611.6827 | 399409 | 0 | 0 | 0 | 486298.5192 | 0 | 0 | 0 | 0 | 0 | 0 | 0 | 0 | 0 | 0 | 0 | 0 | 0 | -236797.3173 | 0 | 0 | 0 | 0 | 0 | 0 | 0 | 0 | 0 | 0 | 0
2016-01-31 15:00 | 0 | 0 | 0 | 0 | 234031.1435 | 510760.7549 | 400465 | 0 | 0 | 0 | 830625.4176 | 0 | 0 | 0 | 0 | 0 | 0 | 0 | 0 | 0 | 0 | 0 | 0 | 0 | 344326.8984 | 0 | 0 | 0 | 0 | 0 | 0 | 0 | 0 | 0 | 0 | 0
2016-01-31 16:00 | 0 | 0 | 0 | 0 | 107147.9792 | 635911.9192 | 398733 | 0 | 0 | 0 | 1174952.316 | 0 | 0 | 0 | 0 | 0 | 0 | 0 | 0 | 0 | 0 | 0 | 0 | 0 | 344326.8984 | 0 | 0 | 0 | 0 | 0 | 0 | 0 | 0 | 0 | 0 | 0
2016-01-31 17:00 | 0 | 0 | 0 | 0 | 0 | 662211.6672 | 397649 | 0 | 0 | 0 | 1439514.9831 | 0 | 0 | 0 | 0 | 0 | 0 | 0 | 0 | 0 | 0 | 0 | 0 | 0 | 264562.6672 | 0 | 0 | 0 | 0 | 0 | 0 | 0 | 0 | 0 | 0 | 0
2016-01-31 18:00 | 0 | 0 | 0 | 0 | 0 | 655529.1462 | 395805 | 0 | 0 | 0 | 1699239.1293 | 0 | 0 | 0 | 0 | 0 | 0 | 0 | 0 | 0 | 0 | 0 | 0 | 0 | 259724.1462 | 0 | 0 | 0 | 0 | 0 | 0 | 0 | 0 | 0 | 0 | 0
2016-01-31 19:00 | 0 | 0 | 0 | 0 | 93759.115 | 643633.7833 | 393066 | 0 | 0 | 0 | 2043566.0277 | 0 | 0 | 0 | 0 | 0 | 0 | 0 | 0 | 0 | 0 | 0 | 0 | 0 | 344326.8984 | 0 | 0 | 0 | 0 | 0 | 0 | 0 | 0 | 0 | 0 | 0
2016-01-31 20:00 | 0 | 0 | 0 | 0 | 0 | 616045.1888 | 391975 | 0 | 0 | 0 | 2267636.2165 | 0 | 0 | 0 | 0 | 0 | 0 | 0 | 0 | 0 | 0 | 0 | 0 | 0 | 224070.1888 | 0 | 0 | 0 | 0 | 0 | 0 | 0 | 0 | 0 | 0 | 0
2016-01-31 21:00 | 0 | 0 | 0 | 0 | 0 | 559158.2549 | 395107 | 0 | 0 | 0 | 2431687.4714 | 0 | 0 | 0 | 0 | 0 | 0 | 0 | 0 | 0 | 0 | 0 | 0 | 0 | 164051.2549 | 0 | 0 | 0 | 0 | 0 | 0 | 0 | 0 | 0 | 0 | 0
2016-01-31 22:00 | 0 | 0 | 0 | 0 | 0 | 448448.2007 | 407470 | 0 | 0 | 0 | 2453670.4326 | 0 | 0 | 18995.2394 | 0 | 0 | 0 | 0 | 0 | 0 | 0 | 0 | 0 | 0 | 21982.9613 | 0 | 0 | 0 | 18995.2394 | 0 | 0 | 0 | 0 | 0 | 0 | 0
2016-01-31 23:00 | 0 | 0 | 0 | 0 | 0 | 204948.2245 | 425236 | 0 | 0 | 0 | 2252377.8966 | 0 | 0 | 0 | 0 | 0 | 0 | 0 | 0 | 0 | 0 | 0 | 0 | 0 | -201292.5361 | 0 | 0 | 0 | -18995.2394 | 0 | 0 | 0 | 0 | 0 | 0 | 0
2016-02-01 | 0 | 0 | 0 | 0 | 449277.4528 | 16880.3969 | 434806 | 0 | 0 | 0 | 2283729.7463 | 0 | 0 | 0 | 0 | 0 | 0 | 0 | 0 | 0 | 0 | 0 | 0 | 0 | 31351.8497 | 0 | 0 | 0 | 0 | 0 | 0 | 0 | 0 | 0 | 0 | 0
2016-02-01 01:00 | 0 | 0 | 0 | 0 | 436705.9268 | 0 | 435064 | 0 | 0 | 0 | 2285371.673 | 0 | 0 | 0 | 0 | 0 | 0 | 0 | 0 | 0 | 0 | 0 | 0 | 0 | 1641.9268 | 0 | 0 | 0 | 0 | 0 | 0 | 0 | 0 | 0 | 0 | 0
2016-02-01 02:00 | 0 | 0 | 0 | 0 | 82492.1016 | 0 | 426819 | 0 | 0 | 0 | 1941044.7747 | 0 | 0 | 0 | 0 | 0 | 0 | 0 | 0 | 0 | 0 | 0 | 0 | 0 | -344326.8984 | 0 | 0 | 0 | 0 | 0 | 0 | 0 | 0 | 0 | 0 | 0
2016-02-01 03:00 | 0 | 0 | 0 | 0 | 397070.744 | 0 | 411759 | 0 | 0 | 0 | 1926356.5187 | 0 | 0 | 0 | 0 | 0 | 0 | 0 | 0 | 0 | 0 | 0 | 0 | 0 | -14688.256 | 0 | 0 | 0 | 0 | 0 | 0 | 0 | 0 | 0 | 0 | 0
2016-02-01 04:00 | 0 | 0 | 0 | 0 | 47056.1016 | 0 | 391383 | 0 | 0 | 0 | 1582029.6203 | 0 | 0 | 0 | 0 | 0 | 0 | 0 | 0 | 0 | 0 | 0 | 0 | 0 | -344326.8984 | 0 | 0 | 0 | 0 | 0 | 0 | 0 | 0 | 0 | 0 | 0
2016-02-01 05:00 | 0 | 0 | 0 | 0 | 364770.0119 | 0 | 372942 | 0 | 0 | 0 | 1573857.6323 | 0 | 0 | 0 | 0 | 0 | 0 | 0 | 0 | 0 | 0 | 0 | 0 | 0 | -8171.9881 | 0 | 0 | 0 | 0 | 0 | 0 | 0 | 0 | 0 | 0 | 0
2016-02-01 06:00 | 0 | 0 | 0 | 0 | 16674.1016 | 0 | 361001 | 0 | 0 | 0 | 1229530.7339 | 0 | 0 | 0 | 0 | 0 | 0 | 0 | 0 | 0 | 0 | 0 | 0 | 0 | -344326.8984 | 0 | 0 | 0 | 0 | 0 | 0 | 0 | 0 | 0 | 0 | 0
2016-02-01 07:00 | 0 | 0 | 0 | 0 | 342552.2778 | 0 | 353033 | 0 | 0 | 0 | 1219050.0118 | 0 | 0 | 0 | 0 | 0 | 0 | 0 | 0 | 0 | 0 | 0 | 0 | 0 | -10480.7222 | 0 | 0 | 0 | 0 | 0 | 0 | 0 | 0 | 0 | 0 | 0
2016-02-01 08:00 | 0 | 0 | 0 | 0 | 334144.5498 | 0 | 350045 | 0 | 0 | 0 | 1203149.5616 | 0 | 0 | 0 | 0 | 0 | 0 | 0 | 0 | 0 | 0 | 0 | 0 | 0 | -15900.4502 | 0 | 0 | 0 | 0 | 0 | 0 | 0 | 0 | 0 | 0 | 0
2016-02-01 09:00 | 0 | 0 | 0 | 0 | 318145.7792 | 0 | 353256 | 0 | 0 | 0 | 1168039.3408 | 0 | 0 | 0 | 0 | 0 | 0 | 0 | 0 | 0 | 0 | 0 | 0 | 0 | -35110.2208 | 0 | 0 | 0 | 0 | 0 | 0 | 0 | 0 | 0 | 0 | 0
2016-02-01 10:00 | 0 | 0 | 0 | 0 | 297963.1552 | 0 | 368542 | 0 | 0 | 0 | 1097460.496 | 0 | 0 | 0 | 0 | 0 | 0 | 0 | 0 | 0 | 0 | 0 | 0 | 0 | -70578.8448 | 0 | 0 | 0 | 0 | 0 | 0 | 0 | 0 | 0 | 0 | 0
2016-02-01 11:00 | 0 | 0 | 0 | 0 | 289887.0702 | 0 | 401550 | 0 | 0 | 0 | 985797.5662 | 0 | 0 | 0 | 0 | 0 | 0 | 0 | 0 | 0 | 0 | 0 | 0 | 0 | -111662.9298 | 0 | 0 | 0 | 0 | 0 | 0 | 0 | 0 | 0 | 0 | 0
2016-02-01 12:00 | 0 | 0 | 0 | 0 | 88864.1016 | 0 | 433191 | 0 | 0 | 0 | 641470.6678 | 0 | 0 | 0 | 0 | 0 | 0 | 0 | 0 | 0 | 0 | 0 | 0 | 0 | -344326.8984 | 0 | 0 | 0 | 0 | 0 | 0 | 0 | 0 | 0 | 0 | 0
2016-02-01 13:00 | 0 | 0 | 0 | 0 | 282677.1819 | 82.7894 | 444295 | 0 | 0 | 0 | 479935.6391 | 0 | 0 | 0 | 0 | 0 | 0 | 0 | 0 | 0 | 0 | 0 | 0 | 0 | -161535.0287 | 0 | 0 | 0 | 0 | 0 | 0 | 0 | 0 | 0 | 0 | 0
2016-02-01 14:00 | 0 | 0 | 0 | 0 | 0 | 128583.752 | 447894 | 0 | 0 | 0 | 160625.3911 | 0 | 0 | 0 | 0 | 0 | 0 | 0 | 0 | 0 | 0 | 0 | 0 | 0 | -319310.248 | 0 | 0 | 0 | 0 | 0 | 0 | 0 | 0 | 0 | 0 | 0
2016-02-01 15:00 | 0 | 0 | 0 | 0 | 0 | 439122.5691 | 450694 | 0 | 0 | 0 | 149053.9602 | 0 | 0 | 0 | 0 | 0 | 0 | 0 | 0 | 0 | 0 | 0 | 0 | 0 | -11571.4309 | 0 | 0 | 0 | 0 | 0 | 0 | 0 | 0 | 0 | 0 | 0
2016-02-01 16:00 | 0 | 0 | 0 | 0 | 166102.6158 | 627868.2826 | 449644 | 0 | 0 | 0 | 493380.8586 | 0 | 0 | 0 | 0 | 0 | 0 | 0 | 0 | 0 | 0 | 0 | 0 | 0 | 344326.8984 | 0 | 0 | 0 | 0 | 0 | 0 | 0 | 0 | 0 | 0 | 0
2016-02-01 17:00 | 0 | 0 | 0 | 0 | 99416.8267 | 691173.0717 | 446263 | 0 | 0 | 0 | 837707.7569 | 0 | 0 | 0 | 0 | 0 | 0 | 0 | 0 | 0 | 0 | 0 | 0 | 0 | 344326.8984 | 0 | 0 | 0 | 0 | 0 | 0 | 0 | 0 | 0 | 0 | 0
2016-02-01 18:00 | 0 | 0 | 0 | 0 | 0 | 701395.2611 | 442699 | 0 | 0 | 0 | 1096404.018 | 0 | 0 | 0 | 0 | 0 | 0 | 0 | 0 | 0 | 0 | 0 | 0 | 0 | 258696.2611 | 0 | 0 | 0 | 0 | 0 | 0 | 0 | 0 | 0 | 0 | 0
2016-02-01 19:00 | 0 | 0 | 0 | 0 | 0 | 691364.8136 | 439797 | 0 | 0 | 0 | 1347971.8316 | 0 | 0 | 0 | 0 | 0 | 0 | 0 | 0 | 0 | 0 | 0 | 0 | 0 | 251567.8136 | 0 | 0 | 0 | 0 | 0 | 0 | 0 | 0 | 0 | 0 | 0
2016-02-01 20:00 | 0 | 0 | 0 | 0 | 100691.5414 | 680764.357 | 437129 | 0 | 0 | 0 | 1692298.7299 | 0 | 0 | 0 | 0 | 0 | 0 | 0 | 0 | 0 | 0 | 0 | 0 | 0 | 344326.8984 | 0 | 0 | 0 | 0 | 0 | 0 | 0 | 0 | 0 | 0 | 0
2016-02-01 21:00 | 0 | 0 | 0 | 0 | 0 | 664869.4321 | 438025 | 0 | 0 | 0 | 1919143.162 | 0 | 0 | 0 | 0 | 0 | 0 | 0 | 0 | 0 | 0 | 0 | 0 | 0 | 226844.4321 | 0 | 0 | 0 | 0 | 0 | 0 | 0 | 0 | 0 | 0 | 0
2016-02-01 22:00 | 0 | 0 | 0 | 0 | 0 | 602430.7833 | 446188 | 0 | 0 | 0 | 2075385.9453 | 0 | 0 | 0 | 0 | 0 | 0 | 0 | 0 | 0 | 0 | 0 | 0 | 0 | 156242.7833 | 0 | 0 | 0 | 0 | 0 | 0 | 0 | 0 | 0 | 0 | 0
2016-02-01 23:00 | 0 | 0 | 0 | 0 | 0 | 361369.3974 | 461930 | 0 | 0 | 0 | 1974825.3427 | 0 | 0 | 0 | 0 | 0 | 0 | 0 | 0 | 0 | 0 | 0 | 0 | 0 | -100560.6026 | 0 | 0 | 0 | 0 | 0 | 0 | 0 | 0 | 0 | 0 | 0
2016-02-02 | 0 | 0 | 0 | 0 | 94004.1971 | 33474.9046 | 471806 | 0 | 0 | 0 | 1630498.4444 | 0 | 0 | 0 | 0 | 0 | 0 | 0 | 0 | 0 | 0 | 0 | 0 | 0 | -344326.8984 | 0 | 0 | 0 | 0 | 0 | 0 | 0 | 0 | 0 | 0 | 0
2016-02-02 01:00 | 0 | 0 | 0 | 0 | 697064.478 | 0 | 470709 | 0 | 0 | 0 | 1856853.9224 | 0 | 0 | 0 | 0 | 0 | 0 | 0 | 0 | 0 | 0 | 0 | 0 | 0 | 226355.478 | 0 | 0 | 0 | 0 | 0 | 0 | 0 | 0 | 0 | 0 | 0
2016-02-02 02:00 | 0 | 0 | 0 | 0 | 116752.1016 | 0 | 461079 | 0 | 0 | 0 | 1512527.024 | 0 | 0 | 0 | 0 | 0 | 0 | 0 | 0 | 0 | 0 | 0 | 0 | 0 | -344326.8984 | 0 | 0 | 0 | 0 | 0 | 0 | 0 | 0 | 0 | 0 | 0
2016-02-02 03:00 | 0 | 0 | 0 | 0 | 98343.1016 | 0 | 442670 | 0 | 0 | 0 | 1168200.1257 | 0 | 0 | 0 | 0 | 0 | 0 | 0 | 0 | 0 | 0 | 0 | 0 | 0 | -344326.8984 | 0 | 0 | 0 | 0 | 0 | 0 | 0 | 0 | 0 | 0 | 0
2016-02-02 04:00 | 0 | 0 | 0 | 0 | 639277.9445 | 0 | 418336 | 0 | 0 | 0 | 1389142.0702 | 0 | 0 | 0 | 0 | 0 | 0 | 0 | 0 | 0 | 0 | 0 | 0 | 0 | 220941.9445 | 0 | 0 | 0 | 0 | 0 | 0 | 0 | 0 | 0 | 0 | 0
2016-02-02 05:00 | 0 | 0 | 0 | 0 | 52298.1016 | 0 | 396625 | 0 | 0 | 0 | 1044815.1718 | 0 | 0 | 0 | 0 | 0 | 0 | 0 | 0 | 0 | 0 | 0 | 0 | 0 | -344326.8984 | 0 | 0 | 0 | 0 | 0 | 0 | 0 | 0 | 0 | 0 | 0
2016-02-02 06:00 | 0 | 0 | 0 | 0 | 37422.1016 | 0 | 381749 | 0 | 0 | 0 | 700488.2734 | 0 | 0 | 0 | 0 | 0 | 0 | 0 | 0 | 0 | 0 | 0 | 0 | 0 | -344326.8984 | 0 | 0 | 0 | 0 | 0 | 0 | 0 | 0 | 0 | 0 | 0
2016-02-02 07:00 | 0 | 0 | 0 | 0 | 644636.5225 | 0 | 371769 | 0 | 0 | 0 | 973355.796 | 0 | 0 | 0 | 0 | 0 | 0 | 0 | 0 | 0 | 0 | 0 | 0 | 0 | 272867.5225 | 0 | 0 | 0 | 0 | 0 | 0 | 0 | 0 | 0 | 0 | 0
2016-02-02 08:00 | 0 | 0 | 0 | 0 | 22445.1016 | 0 | 366772 | 0 | 0 | 0 | 629028.8976 | 0 | 0 | 0 | 0 | 0 | 0 | 0 | 0 | 0 | 0 | 0 | 0 | 0 | -344326.8984 | 0 | 0 | 0 | 0 | 0 | 0 | 0 | 0 | 0 | 0 | 0
2016-02-02 09:00 | 0 | 0 | 0 | 0 | 24264.1016 | 0 | 368591 | 0 | 0 | 0 | 284701.9992 | 0 | 0 | 0 | 0 | 0 | 0 | 0 | 0 | 0 | 0 | 0 | 0 | 0 | -344326.8984 | 0 | 0 | 0 | 0 | 0 | 0 | 0 | 0 | 0 | 0 | 0
2016-02-02 10:00 | 0 | 0 | 0 | 0 | 441645.8991 | 0 | 382021 | 0 | 0 | 0 | 344326.8984 | 0 | 0 | 0 | 0 | 0 | 0 | 0 | 0 | 0 | 0 | 0 | 0 | 0 | 59624.8991 | 0 | 0 | 0 | 0 | 0 | 0 | 0 | 0 | 0 | 0 | 0
2016-02-02 11:00 | 0 | 0 | 0 | 0 | 758972.8984 | 0 | 414646 | 0 | 0 | 0 | 688653.7967 | 0 | 0 | 0 | 0 | 0 | 0 | 0 | 0 | 0 | 0 | 0 | 0 | 0 | 344326.8984 | 0 | 0 | 0 | 0 | 0 | 0 | 0 | 0 | 0 | 0 | 0
2016-02-02 12:00 | 0 | 0 | 0 | 0 | 99498.1016 | 0 | 443825 | 0 | 0 | 0 | 344326.8984 | 0 | 0 | 0 | 0 | 0 | 0 | 0 | 0 | 0 | 0 | 0 | 0 | 0 | -344326.8984 | 0 | 0 | 0 | 0 | 0 | 0 | 0 | 0 | 0 | 0 | 0
2016-02-02 13:00 | 0 | 0 | 0 | 0 | 109516.8695 | 109.2321 | 453953 | 0 | 0 | 0 | 0 | 0 | 0 | 0 | 0 | 0 | 0 | 0 | 0 | 0 | 0 | 0 | 0 | 0 | -344326.8984 | 0 | 0 | 0 | 0 | 0 | 0 | 0 | 0 | 0 | 0 | 0
2016-02-02 14:00 | 0 | 0 | 0 | 0 | 637814.844 | 163665.0544 | 457153 | 0 | 0 | 0 | 344326.8984 | 0 | 0 | 0 | 0 | 0 | 0 | 0 | 0 | 0 | 0 | 0 | 0 | 0 | 344326.8984 | 0 | 0 | 0 | 0 | 0 | 0 | 0 | 0 | 0 | 0 | 0
2016-02-02 15:00 | 0 | 0 | 0 | 0 | 94370.4213 | 709034.4771 | 459078 | 0 | 0 | 0 | 688653.7967 | 0 | 0 | 0 | 0 | 0 | 0 | 0 | 0 | 0 | 0 | 0 | 0 | 0 | 344326.8984 | 0 | 0 | 0 | 0 | 0 | 0 | 0 | 0 | 0 | 0 | 0
2016-02-02 16:00 | 0 | 0 | 0 | 0 | 0 | 801405.8984 | 457079 | 0 | 0 | 0 | 1032980.6951 | 0 | 0 | 0 | 0 | 0 | 0 | 0 | 0 | 0 | 0 | 0 | 0 | 0 | 344326.8984 | 0 | 0 | 0 | 0 | 0 | 0 | 0 | 0 | 0 | 0 | 0
2016-02-02 17:00 | 0 | 0 | 0 | 0 | 0 | 794999.8984 | 450673 | 0 | 0 | 0 | 1377307.5935 | 0 | 0 | 0 | 0 | 0 | 0 | 0 | 0 | 0 | 0 | 0 | 0 | 0 | 344326.8984 | 0 | 0 | 0 | 0 | 0 | 0 | 0 | 0 | 0 | 0 | 0
2016-02-02 18:00 | 0 | 0 | 0 | 0 | 0 | 793094.8984 | 448768 | 0 | 0 | 0 | 1721634.4918 | 0 | 0 | 0 | 0 | 0 | 0 | 0 | 0 | 0 | 0 | 0 | 0 | 0 | 344326.8984 | 0 | 0 | 0 | 0 | 0 | 0 | 0 | 0 | 0 | 0 | 0
2016-02-02 19:00 | 0 | 0 | 0 | 0 | 0 | 788944.8984 | 444618 | 0 | 0 | 0 | 2065961.3902 | 0 | 0 | 0 | 0 | 0 | 0 | 0 | 0 | 0 | 0 | 0 | 0 | 0 | 344326.8984 | 0 | 0 | 0 | 0 | 0 | 0 | 0 | 0 | 0 | 0 | 0
2016-02-02 20:00 | 0 | 0 | 0 | 0 | 0 | 792894.1086 | 441273 | 0 | 0 | 0 | 2410288.2886 | 0 | 0 | 7294.2102 | 0 | 0 | 0 | 0 | 0 | 0 | 0 | 0 | 0 | 0 | 344326.8984 | 0 | 0 | 0 | 7294.2102 | 0 | 0 | 0 | 0 | 0 | 0 | 0
2016-02-02 21:00 | 0 | 0 | 0 | 0 | 0 | 798662.9276 | 442635 | 0 | 0 | 0 | 2754615.1869 | 0 | 0 | 18995.2394 | 0 | 0 | 0 | 0 | 0 | 0 | 0 | 0 | 0 | 0 | 344326.8984 | 0 | 0 | 0 | 11701.0292 | 0 | 0 | 0 | 0 | 0 | 0 | 0
2016-02-02 22:00 | 0 | 0 | 0 | 0 | 0 | 711329.0181 | 452450 | 0 | 0 | 0 | 3032489.4444 | 0 | 0 | 0 | 0 | 0 | 0 | 0 | 0 | 0 | 0 | 0 | 0 | 0 | 277874.2575 | 0 | 0 | 0 | -18995.2394 | 0 | 0 | 0 | 0 | 0 | 0 | 0
2016-02-02 23:00 | 0 | 0 | 0 | 0 | 0 | 427739.2295 | 466845 | 0 | 0 | 0 | 2993383.674 | 0 | 0 | 0 | 0 | 0 | 0 | 0 | 0 | 0 | 0 | 0 | 0 | 0 | -39105.7705 | 0 | 0 | 0 | 0 | 0 | 0 | 0 | 0 | 0 | 0 | 0
2016-02-03 | 0 | 0 | 0 | 0 | 91297.0531 | 39672.0485 | 475296 | 0 | 0 | 0 | 2649056.7756 | 0 | 0 | 0 | 0 | 0 | 0 | 0 | 0 | 0 | 0 | 0 | 0 | 0 | -344326.8984 | 0 | 0 | 0 | 0 | 0 | 0 | 0 | 0 | 0 | 0 | 0
2016-02-03 01:00 | 0 | 0 | 0 | 0 | 129741.1016 | 0 | 474068 | 0 | 0 | 0 | 2304729.8772 | 0 | 0 | 0 | 0 | 0 | 0 | 0 | 0 | 0 | 0 | 0 | 0 | 0 | -344326.8984 | 0 | 0 | 0 | 0 | 0 | 0 | 0 | 0 | 0 | 0 | 0
2016-02-03 02:00 | 0 | 0 | 0 | 0 | 119243.1016 | 0 | 463570 | 0 | 0 | 0 | 1960402.9789 | 0 | 0 | 0 | 0 | 0 | 0 | 0 | 0 | 0 | 0 | 0 | 0 | 0 | -344326.8984 | 0 | 0 | 0 | 0 | 0 | 0 | 0 | 0 | 0 | 0 | 0
2016-02-03 03:00 | 0 | 0 | 0 | 0 | 748893.5527 | 0 | 444152 | 0 | 0 | 0 | 2265144.5316 | 0 | 0 | 0 | 0 | 0 | 0 | 0 | 0 | 0 | 0 | 0 | 0 | 0 | 304741.5527 | 0 | 0 | 0 | 0 | 0 | 0 | 0 | 0 | 0 | 0 | 0
2016-02-03 04:00 | 0 | 0 | 0 | 0 | 75790.1016 | 0 | 420117 | 0 | 0 | 0 | 1920817.6332 | 0 | 0 | 0 | 0 | 0 | 0 | 0 | 0 | 0 | 0 | 0 | 0 | 0 | -344326.8984 | 0 | 0 | 0 | 0 | 0 | 0 | 0 | 0 | 0 | 0 | 0
2016-02-03 05:00 | 0 | 0 | 0 | 0 | 55213.1016 | 0 | 399540 | 0 | 0 | 0 | 1576490.7349 | 0 | 0 | 0 | 0 | 0 | 0 | 0 | 0 | 0 | 0 | 0 | 0 | 0 | -344326.8984 | 0 | 0 | 0 | 0 | 0 | 0 | 0 | 0 | 0 | 0 | 0
2016-02-03 06:00 | 0 | 0 | 0 | 0 | 81427.2302 | 0 | 384347 | 0 | 0 | 0 | 1273570.965 | 0 | 0 | 0 | 0 | 0 | 0 | 0 | 0 | 0 | 0 | 0 | 0 | 0 | -302919.7698 | 0 | 0 | 0 | 0 | 0 | 0 | 0 | 0 | 0 | 0 | 0
2016-02-03 07:00 | 0 | 0 | 0 | 0 | 722287.9097 | 0 | 374131 | 0 | 0 | 0 | 1617897.8634 | 0 | 0 | 3830.0113 | 0 | 0 | 0 | 0 | 0 | 0 | 0 | 0 | 0 | 0 | 344326.8984 | 0 | 0 | 0 | 3830.0113 | 0 | 0 | 0 | 0 | 0 | 0 | 0
2016-02-03 08:00 | 0 | 0 | 0 | 0 | 21054.0903 | 0 | 369211 | 0 | 0 | 0 | 1273570.965 | 0 | 0 | 0 | 0 | 0 | 0 | 0 | 0 | 0 | 0 | 0 | 0 | 0 | -344326.8984 | 0 | 0 | 0 | -3830.0113 | 0 | 0 | 0 | 0 | 0 | 0 | 0
2016-02-03 09:00 | 0 | 0 | 0 | 0 | 26888.1016 | 0 | 371215 | 0 | 0 | 0 | 929244.0667 | 0 | 0 | 0 | 0 | 0 | 0 | 0 | 0 | 0 | 0 | 0 | 0 | 0 | -344326.8984 | 0 | 0 | 0 | 0 | 0 | 0 | 0 | 0 | 0 | 0 | 0
2016-02-03 10:00 | 0 | 0 | 0 | 0 | 39454.1016 | 0 | 383781 | 0 | 0 | 0 | 584917.1683 | 0 | 0 | 0 | 0 | 0 | 0 | 0 | 0 | 0 | 0 | 0 | 0 | 0 | -344326.8984 | 0 | 0 | 0 | 0 | 0 | 0 | 0 | 0 | 0 | 0 | 0
2016-02-03 11:00 | 0 | 0 | 0 | 0 | 666278.6009 | 0 | 415255 | 0 | 0 | 0 | 835940.7692 | 0 | 0 | 0 | 0 | 0 | 0 | 0 | 0 | 0 | 0 | 0 | 0 | 0 | 251023.6009 | 0 | 0 | 0 | 0 | 0 | 0 | 0 | 0 | 0 | 0 | 0
2016-02-03 12:00 | 0 | 0 | 0 | 0 | 102367.1016 | 0 | 446694 | 0 | 0 | 0 | 491613.8708 | 0 | 0 | 0 | 0 | 0 | 0 | 0 | 0 | 0 | 0 | 0 | 0 | 0 | -344326.8984 | 0 | 0 | 0 | 0 | 0 | 0 | 0 | 0 | 0 | 0 | 0
2016-02-03 13:00 | 0 | 0 | 0 | 0 | 115424.5652 | 135.5365 | 459887 | 0 | 0 | 0 | 147286.9725 | 0 | 0 | 0 | 0 | 0 | 0 | 0 | 0 | 0 | 0 | 0 | 0 | 0 | -344326.8984 | 0 | 0 | 0 | 0 | 0 | 0 | 0 | 0 | 0 | 0 | 0
2016-02-03 14:00 | 0 | 0 | 0 | 0 | 0 | 318699.0275 | 465986 | 0 | 0 | 0 | 0 | 0 | 0 | 0 | 0 | 0 | 0 | 0 | 0 | 0 | 0 | 0 | 0 | 0 | -147286.9725 | 0 | 0 | 0 | 0 | 0 | 0 | 0 | 0 | 0 | 0 | 0
2016-02-03 15:00 | 0 | 0 | 0 | 0 | 0 | 813992.8984 | 469666 | 0 | 0 | 0 | 344326.8984 | 0 | 0 | 0 | 0 | 0 | 0 | 0 | 0 | 0 | 0 | 0 | 0 | 0 | 344326.8984 | 0 | 0 | 0 | 0 | 0 | 0 | 0 | 0 | 0 | 0 | 0
2016-02-03 16:00 | 0 | 0 | 0 | 0 | 0 | 812673.8984 | 468347 | 0 | 0 | 0 | 688653.7967 | 0 | 0 | 0 | 0 | 0 | 0 | 0 | 0 | 0 | 0 | 0 | 0 | 0 | 344326.8984 | 0 | 0 | 0 | 0 | 0 | 0 | 0 | 0 | 0 | 0 | 0
2016-02-03 17:00 | 0 | 0 | 0 | 0 | 0 | 807628.8984 | 463302 | 0 | 0 | 0 | 1032980.6951 | 0 | 0 | 0 | 0 | 0 | 0 | 0 | 0 | 0 | 0 | 0 | 0 | 0 | 344326.8984 | 0 | 0 | 0 | 0 | 0 | 0 | 0 | 0 | 0 | 0 | 0
2016-02-03 18:00 | 0 | 0 | 0 | 0 | 0 | 802858.8984 | 458532 | 0 | 0 | 0 | 1377307.5935 | 0 | 0 | 0 | 0 | 0 | 0 | 0 | 0 | 0 | 0 | 0 | 0 | 0 | 344326.8984 | 0 | 0 | 0 | 0 | 0 | 0 | 0 | 0 | 0 | 0 | 0
2016-02-03 19:00 | 0 | 0 | 0 | 0 | 0 | 798026.8984 | 453700 | 0 | 0 | 0 | 1721634.4918 | 0 | 0 | 0 | 0 | 0 | 0 | 0 | 0 | 0 | 0 | 0 | 0 | 0 | 344326.8984 | 0 | 0 | 0 | 0 | 0 | 0 | 0 | 0 | 0 | 0 | 0
2016-02-03 20:00 | 0 | 0 | 0 | 0 | 0 | 793858.8984 | 449532 | 0 | 0 | 0 | 2065961.3902 | 0 | 0 | 0 | 0 | 0 | 0 | 0 | 0 | 0 | 0 | 0 | 0 | 0 | 344326.8984 | 0 | 0 | 0 | 0 | 0 | 0 | 0 | 0 | 0 | 0 | 0
2016-02-03 21:00 | 0 | 0 | 0 | 0 | 0 | 794484.8984 | 450158 | 0 | 0 | 0 | 2410288.2886 | 0 | 0 | 0 | 0 | 0 | 0 | 0 | 0 | 0 | 0 | 0 | 0 | 0 | 344326.8984 | 0 | 0 | 0 | 0 | 0 | 0 | 0 | 0 | 0 | 0 | 0
2016-02-03 22:00 | 0 | 0 | 0 | 0 | 0 | 821541.1378 | 458219 | 0 | 0 | 0 | 2754615.1869 | 0 | 0 | 18995.2394 | 0 | 0 | 0 | 0 | 0 | 0 | 0 | 0 | 0 | 0 | 344326.8984 | 0 | 0 | 0 | 18995.2394 | 0 | 0 | 0 | 0 | 0 | 0 | 0
2016-02-03 23:00 | 0 | 0 | 0 | 0 | 266393.1105 | 531003.5485 | 472065 | 0 | 0 | 0 | 3098942.0853 | 0 | 0 | 0 | 0 | 0 | 0 | 0 | 0 | 0 | 0 | 0 | 0 | 0 | 344326.8984 | 0 | 0 | 0 | -18995.2394 | 0 | 0 | 0 | 0 | 0 | 0 | 0
2016-02-04 | 0 | 0 | 0 | 0 | 98189.9559 | 39811.1458 | 482328 | 0 | 0 | 0 | 2754615.1869 | 0 | 0 | 0 | 0 | 0 | 0 | 0 | 0 | 0 | 0 | 0 | 0 | 0 | -344326.8984 | 0 | 0 | 0 | 0 | 0 | 0 | 0 | 0 | 0 | 0 | 0
2016-02-04 01:00 | 0 | 0 | 0 | 0 | 138529.1016 | 0 | 482856 | 0 | 0 | 0 | 2410288.2886 | 0 | 0 | 0 | 0 | 0 | 0 | 0 | 0 | 0 | 0 | 0 | 0 | 0 | -344326.8984 | 0 | 0 | 0 | 0 | 0 | 0 | 0 | 0 | 0 | 0 | 0
2016-02-04 02:00 | 0 | 0 | 0 | 0 | 130040.1016 | 0 | 474367 | 0 | 0 | 0 | 2065961.3902 | 0 | 0 | 0 | 0 | 0 | 0 | 0 | 0 | 0 | 0 | 0 | 0 | 0 | -344326.8984 | 0 | 0 | 0 | 0 | 0 | 0 | 0 | 0 | 0 | 0 | 0
2016-02-04 03:00 | 0 | 0 | 0 | 0 | 525719.0659 | 0 | 456290 | 0 | 0 | 0 | 2135390.4561 | 0 | 0 | 0 | 0 | 0 | 0 | 0 | 0 | 0 | 0 | 0 | 0 | 0 | 69429.0659 | 0 | 0 | 0 | 0 | 0 | 0 | 0 | 0 | 0 | 0 | 0
2016-02-04 04:00 | 0 | 0 | 0 | 0 | 88498.1016 | 0 | 432825 | 0 | 0 | 0 | 1791063.5577 | 0 | 0 | 0 | 0 | 0 | 0 | 0 | 0 | 0 | 0 | 0 | 0 | 0 | -344326.8984 | 0 | 0 | 0 | 0 | 0 | 0 | 0 | 0 | 0 | 0 | 0
2016-02-04 05:00 | 0 | 0 | 0 | 0 | 68354.1016 | 0 | 412681 | 0 | 0 | 0 | 1446736.6594 | 0 | 0 | 0 | 0 | 0 | 0 | 0 | 0 | 0 | 0 | 0 | 0 | 0 | -344326.8984 | 0 | 0 | 0 | 0 | 0 | 0 | 0 | 0 | 0 | 0 | 0
2016-02-04 06:00 | 0 | 0 | 0 | 0 | 516222.3002 | 0 | 398724 | 0 | 0 | 0 | 1564234.9596 | 0 | 0 | 0 | 0 | 0 | 0 | 0 | 0 | 0 | 0 | 0 | 0 | 0 | 117498.3002 | 0 | 0 | 0 | 0 | 0 | 0 | 0 | 0 | 0 | 0 | 0
2016-02-04 07:00 | 0 | 0 | 0 | 0 | 45844.1016 | 0 | 390171 | 0 | 0 | 0 | 1219908.0612 | 0 | 0 | 0 | 0 | 0 | 0 | 0 | 0 | 0 | 0 | 0 | 0 | 0 | -344326.8984 | 0 | 0 | 0 | 0 | 0 | 0 | 0 | 0 | 0 | 0 | 0
2016-02-04 08:00 | 0 | 0 | 0 | 0 | 506758.7235 | 0 | 386439 | 0 | 0 | 0 | 1340227.7847 | 0 | 0 | 0 | 0 | 0 | 0 | 0 | 0 | 0 | 0 | 0 | 0 | 0 | 120319.7235 | 0 | 0 | 0 | 0 | 0 | 0 | 0 | 0 | 0 | 0 | 0
2016-02-04 09:00 | 0 | 0 | 0 | 0 | 494208.3333 | 0 | 389595 | 0 | 0 | 0 | 1444841.1181 | 0 | 0 | 0 | 0 | 0 | 0 | 0 | 0 | 0 | 0 | 0 | 0 | 0 | 104613.3333 | 0 | 0 | 0 | 0 | 0 | 0 | 0 | 0 | 0 | 0 | 0
2016-02-04 10:00 | 0 | 0 | 0 | 0 | 60646.1016 | 0 | 404973 | 0 | 0 | 0 | 1100514.2197 | 0 | 0 | 0 | 0 | 0 | 0 | 0 | 0 | 0 | 0 | 0 | 0 | 0 | -344326.8984 | 0 | 0 | 0 | 0 | 0 | 0 | 0 | 0 | 0 | 0 | 0
2016-02-04 11:00 | 0 | 0 | 0 | 0 | 93900.1016 | 0 | 438227 | 0 | 0 | 0 | 756187.3213 | 0 | 0 | 0 | 0 | 0 | 0 | 0 | 0 | 0 | 0 | 0 | 0 | 0 | -344326.8984 | 0 | 0 | 0 | 0 | 0 | 0 | 0 | 0 | 0 | 0 | 0
2016-02-04 12:00 | 0 | 0 | 0 | 0 | 470615.625 | 0 | 472199 | 0 | 0 | 0 | 754603.9463 | 0 | 0 | 0 | 0 | 0 | 0 | 0 | 0 | 0 | 0 | 0 | 0 | 0 | -1583.375 | 0 | 0 | 0 | 0 | 0 | 0 | 0 | 0 | 0 | 0 | 0
2016-02-04 13:00 | 0 | 0 | 0 | 0 | 140472.1781 | 149.9235 | 484949 | 0 | 0 | 0 | 410277.048 | 0 | 0 | 0 | 0 | 0 | 0 | 0 | 0 | 0 | 0 | 0 | 0 | 0 | -344326.8984 | 0 | 0 | 0 | 0 | 0 | 0 | 0 | 0 | 0 | 0 | 0
2016-02-04 14:00 | 0 | 0 | 0 | 0 | 0 | 199368.3446 | 487328 | 0 | 0 | 0 | 122317.3926 | 0 | 0 | 0 | 0 | 0 | 0 | 0 | 0 | 0 | 0 | 0 | 0 | 0 | -287959.6554 | 0 | 0 | 0 | 0 | 0 | 0 | 0 | 0 | 0 | 0 | 0
2016-02-04 15:00 | 0 | 0 | 0 | 0 | 83945.8422 | 746162.0562 | 485781 | 0 | 0 | 0 | 466644.2909 | 0 | 0 | 0 | 0 | 0 | 0 | 0 | 0 | 0 | 0 | 0 | 0 | 0 | 344326.8984 | 0 | 0 | 0 | 0 | 0 | 0 | 0 | 0 | 0 | 0 | 0
2016-02-04 16:00 | 0 | 0 | 0 | 0 | 0 | 823919.8984 | 479593 | 0 | 0 | 0 | 810971.1893 | 0 | 0 | 0 | 0 | 0 | 0 | 0 | 0 | 0 | 0 | 0 | 0 | 0 | 344326.8984 | 0 | 0 | 0 | 0 | 0 | 0 | 0 | 0 | 0 | 0 | 0
2016-02-04 17:00 | 0 | 0 | 0 | 0 | 0 | 815293.8984 | 470967 | 0 | 0 | 0 | 1155298.0877 | 0 | 0 | 0 | 0 | 0 | 0 | 0 | 0 | 0 | 0 | 0 | 0 | 0 | 344326.8984 | 0 | 0 | 0 | 0 | 0 | 0 | 0 | 0 | 0 | 0 | 0
2016-02-04 18:00 | 0 | 0 | 0 | 0 | 0 | 807244.8984 | 462918 | 0 | 0 | 0 | 1499624.986 | 0 | 0 | 0 | 0 | 0 | 0 | 0 | 0 | 0 | 0 | 0 | 0 | 0 | 344326.8984 | 0 | 0 | 0 | 0 | 0 | 0 | 0 | 0 | 0 | 0 | 0
2016-02-04 19:00 | 0 | 0 | 0 | 0 | 0 | 800625.8984 | 456299 | 0 | 0 | 0 | 1843951.8844 | 0 | 0 | 0 | 0 | 0 | 0 | 0 | 0 | 0 | 0 | 0 | 0 | 0 | 344326.8984 | 0 | 0 | 0 | 0 | 0 | 0 | 0 | 0 | 0 | 0 | 0
2016-02-04 20:00 | 0 | 0 | 0 | 0 | 0 | 795686.8984 | 451360 | 0 | 0 | 0 | 2188278.7828 | 0 | 0 | 0 | 0 | 0 | 0 | 0 | 0 | 0 | 0 | 0 | 0 | 0 | 344326.8984 | 0 | 0 | 0 | 0 | 0 | 0 | 0 | 0 | 0 | 0 | 0
2016-02-04 21:00 | 0 | 0 | 0 | 0 | 0 | 815038.1378 | 451716 | 0 | 0 | 0 | 2532605.6811 | 0 | 0 | 18995.2394 | 0 | 0 | 0 | 0 | 0 | 0 | 0 | 0 | 0 | 0 | 344326.8984 | 0 | 0 | 0 | 18995.2394 | 0 | 0 | 0 | 0 | 0 | 0 | 0
2016-02-04 22:00 | 0 | 0 | 0 | 0 | 0 | 735959.1215 | 461495 | 0 | 0 | 0 | 2826065.0421 | 0 | 0 | 0 | 0 | 0 | 0 | 0 | 0 | 0 | 0 | 0 | 0 | 0 | 293459.361 | 0 | 0 | 0 | -18995.2394 | 0 | 0 | 0 | 0 | 0 | 0 | 0
2016-02-04 23:00 | 0 | 0 | 0 | 0 | 298777.5446 | 460610.5302 | 477809 | 0 | 0 | 0 | 3088648.8776 | 0 | 0 | 18995.2394 | 0 | 0 | 0 | 0 | 0 | 0 | 0 | 0 | 0 | 0 | 262583.8355 | 0 | 0 | 0 | 18995.2394 | 0 | 0 | 0 | 0 | 0 | 0 | 0
2016-02-05 | 0 | 0 | 0 | 0 | 87481.5344 | 40632.3279 | 491436 | 0 | 0 | 0 | 2744321.9792 | 0 | 0 | 0 | 0 | 0 | 0 | 0 | 0 | 0 | 0 | 0 | 0 | 0 | -344326.8984 | 0 | 0 | 0 | -18995.2394 | 0 | 0 | 0 | 0 | 0 | 0 | 0
2016-02-05 01:00 | 0 | 0 | 0 | 0 | 150758.1016 | 0 | 495085 | 0 | 0 | 0 | 2399995.0808 | 0 | 0 | 0 | 0 | 0 | 0 | 0 | 0 | 0 | 0 | 0 | 0 | 0 | -344326.8984 | 0 | 0 | 0 | 0 | 0 | 0 | 0 | 0 | 0 | 0 | 0
2016-02-05 02:00 | 0 | 0 | 0 | 0 | 144663.1016 | 0 | 488990 | 0 | 0 | 0 | 2055668.1825 | 0 | 0 | 0 | 0 | 0 | 0 | 0 | 0 | 0 | 0 | 0 | 0 | 0 | -344326.8984 | 0 | 0 | 0 | 0 | 0 | 0 | 0 | 0 | 0 | 0 | 0
2016-02-05 03:00 | 0 | 0 | 0 | 0 | 128716.1016 | 0 | 473043 | 0 | 0 | 0 | 1711341.2841 | 0 | 0 | 0 | 0 | 0 | 0 | 0 | 0 | 0 | 0 | 0 | 0 | 0 | -344326.8984 | 0 | 0 | 0 | 0 | 0 | 0 | 0 | 0 | 0 | 0 | 0
2016-02-05 04:00 | 0 | 0 | 0 | 0 | 571150.176 | 0 | 452119 | 0 | 0 | 0 | 1830372.4601 | 0 | 0 | 0 | 0 | 0 | 0 | 0 | 0 | 0 | 0 | 0 | 0 | 0 | 119031.176 | 0 | 0 | 0 | 0 | 0 | 0 | 0 | 0 | 0 | 0 | 0
2016-02-05 05:00 | 0 | 0 | 0 | 0 | 88908.1016 | 0 | 433235 | 0 | 0 | 0 | 1486045.5618 | 0 | 0 | 0 | 0 | 0 | 0 | 0 | 0 | 0 | 0 | 0 | 0 | 0 | -344326.8984 | 0 | 0 | 0 | 0 | 0 | 0 | 0 | 0 | 0 | 0 | 0
2016-02-05 06:00 | 0 | 0 | 0 | 0 | 77487.1016 | 0 | 421814 | 0 | 0 | 0 | 1141718.6634 | 0 | 0 | 0 | 0 | 0 | 0 | 0 | 0 | 0 | 0 | 0 | 0 | 0 | -344326.8984 | 0 | 0 | 0 | 0 | 0 | 0 | 0 | 0 | 0 | 0 | 0
2016-02-05 07:00 | 0 | 0 | 0 | 0 | 587050.6173 | 0 | 416139 | 0 | 0 | 0 | 1312630.2807 | 0 | 0 | 0 | 0 | 0 | 0 | 0 | 0 | 0 | 0 | 0 | 0 | 0 | 170911.6173 | 0 | 0 | 0 | 0 | 0 | 0 | 0 | 0 | 0 | 0 | 0
2016-02-05 08:00 | 0 | 0 | 0 | 0 | 70136.1016 | 0 | 414463 | 0 | 0 | 0 | 968303.3823 | 0 | 0 | 0 | 0 | 0 | 0 | 0 | 0 | 0 | 0 | 0 | 0 | 0 | -344326.8984 | 0 | 0 | 0 | 0 | 0 | 0 | 0 | 0 | 0 | 0 | 0
2016-02-05 09:00 | 0 | 0 | 0 | 0 | 74210.1016 | 0 | 418537 | 0 | 0 | 0 | 623976.4839 | 0 | 0 | 0 | 0 | 0 | 0 | 0 | 0 | 0 | 0 | 0 | 0 | 0 | -344326.8984 | 0 | 0 | 0 | 0 | 0 | 0 | 0 | 0 | 0 | 0 | 0
2016-02-05 10:00 | 0 | 0 | 0 | 0 | 543729.0915 | 0 | 435319 | 0 | 0 | 0 | 732386.5755 | 0 | 0 | 0 | 0 | 0 | 0 | 0 | 0 | 0 | 0 | 0 | 0 | 0 | 108410.0915 | 0 | 0 | 0 | 0 | 0 | 0 | 0 | 0 | 0 | 0 | 0
2016-02-05 11:00 | 0 | 0 | 0 | 0 | 126051.1016 | 0 | 470378 | 0 | 0 | 0 | 388059.6771 | 0 | 0 | 0 | 0 | 0 | 0 | 0 | 0 | 0 | 0 | 0 | 0 | 0 | -344326.8984 | 0 | 0 | 0 | 0 | 0 | 0 | 0 | 0 | 0 | 0 | 0
2016-02-05 12:00 | 0 | 0 | 0 | 0 | 159505.1016 | 0 | 503832 | 0 | 0 | 0 | 43732.7787 | 0 | 0 | 0 | 0 | 0 | 0 | 0 | 0 | 0 | 0 | 0 | 0 | 0 | -344326.8984 | 0 | 0 | 0 | 0 | 0 | 0 | 0 | 0 | 0 | 0 | 0
2016-02-05 13:00 | 0 | 0 | 0 | 0 | 540685.2316 | 173.902 | 514139 | 0 | 0 | 0 | 70452.9124 | 0 | 0 | 0 | 0 | 0 | 0 | 0 | 0 | 0 | 0 | 0 | 0 | 0 | 26720.1337 | 0 | 0 | 0 | 0 | 0 | 0 | 0 | 0 | 0 | 0 | 0
2016-02-05 14:00 | 0 | 0 | 0 | 0 | 441765.0025 | 178419.1845 | 511370 | 0 | 0 | 0 | 179267.0994 | 0 | 0 | 0 | 0 | 0 | 0 | 0 | 0 | 0 | 0 | 0 | 0 | 0 | 108814.187 | 0 | 0 | 0 | 0 | 0 | 0 | 0 | 0 | 0 | 0 | 0
2016-02-05 15:00 | 0 | 0 | 0 | 0 | 16032.4366 | 832018.4617 | 503724 | 0 | 0 | 0 | 523593.9977 | 0 | 0 | 0 | 0 | 0 | 0 | 0 | 0 | 0 | 0 | 0 | 0 | 0 | 344326.8984 | 0 | 0 | 0 | 0 | 0 | 0 | 0 | 0 | 0 | 0 | 0
2016-02-05 16:00 | 0 | 0 | 0 | 0 | 0 | 834947.8984 | 490621 | 0 | 0 | 0 | 867920.8961 | 0 | 0 | 0 | 0 | 0 | 0 | 0 | 0 | 0 | 0 | 0 | 0 | 0 | 344326.8984 | 0 | 0 | 0 | 0 | 0 | 0 | 0 | 0 | 0 | 0 | 0
2016-02-05 17:00 | 0 | 0 | 0 | 0 | 0 | 819681.8984 | 475355 | 0 | 0 | 0 | 1212247.7945 | 0 | 0 | 0 | 0 | 0 | 0 | 0 | 0 | 0 | 0 | 0 | 0 | 0 | 344326.8984 | 0 | 0 | 0 | 0 | 0 | 0 | 0 | 0 | 0 | 0 | 0
2016-02-05 18:00 | 0 | 0 | 0 | 0 | 0 | 806348.8984 | 462022 | 0 | 0 | 0 | 1556574.6928 | 0 | 0 | 0 | 0 | 0 | 0 | 0 | 0 | 0 | 0 | 0 | 0 | 0 | 344326.8984 | 0 | 0 | 0 | 0 | 0 | 0 | 0 | 0 | 0 | 0 | 0
2016-02-05 19:00 | 0 | 0 | 0 | 0 | 0 | 796198.8984 | 451872 | 0 | 0 | 0 | 1900901.5912 | 0 | 0 | 0 | 0 | 0 | 0 | 0 | 0 | 0 | 0 | 0 | 0 | 0 | 344326.8984 | 0 | 0 | 0 | 0 | 0 | 0 | 0 | 0 | 0 | 0 | 0
2016-02-05 20:00 | 0 | 0 | 0 | 0 | 0 | 788011.8984 | 443685 | 0 | 0 | 0 | 2245228.4896 | 0 | 0 | 0 | 0 | 0 | 0 | 0 | 0 | 0 | 0 | 0 | 0 | 0 | 344326.8984 | 0 | 0 | 0 | 0 | 0 | 0 | 0 | 0 | 0 | 0 | 0
2016-02-05 21:00 | 0 | 0 | 0 | 0 | 0 | 786670.8984 | 442344 | 0 | 0 | 0 | 2589555.3879 | 0 | 0 | 0 | 0 | 0 | 0 | 0 | 0 | 0 | 0 | 0 | 0 | 0 | 344326.8984 | 0 | 0 | 0 | 0 | 0 | 0 | 0 | 0 | 0 | 0 | 0
2016-02-05 22:00 | 0 | 0 | 0 | 0 | 0 | 816064.1378 | 452742 | 0 | 0 | 0 | 2933882.2863 | 0 | 0 | 18995.2394 | 0 | 0 | 0 | 0 | 0 | 0 | 0 | 0 | 0 | 0 | 344326.8984 | 0 | 0 | 0 | 18995.2394 | 0 | 0 | 0 | 0 | 0 | 0 | 0
2016-02-05 23:00 | 0 | 0 | 0 | 0 | 0 | 495542.6816 | 471656 | 0 | 0 | 0 | 2976764.2074 | 0 | 0 | 0 | 0 | 0 | 0 | 0 | 0 | 0 | 0 | 0 | 0 | 0 | 42881.9211 | 0 | 0 | 0 | -18995.2394 | 0 | 0 | 0 | 0 | 0 | 0 | 0
2016-02-06 | 0 | 0 | 0 | 0 | 92100.0585 | 46990.0431 | 483417 | 0 | 0 | 0 | 2632437.309 | 0 | 0 | 0 | 0 | 0 | 0 | 0 | 0 | 0 | 0 | 0 | 0 | 0 | -344326.8984 | 0 | 0 | 0 | 0 | 0 | 0 | 0 | 0 | 0 | 0 | 0
2016-02-06 01:00 | 0 | 0 | 0 | 0 | 142173.1016 | 0 | 486500 | 0 | 0 | 0 | 2288110.4106 | 0 | 0 | 0 | 0 | 0 | 0 | 0 | 0 | 0 | 0 | 0 | 0 | 0 | -344326.8984 | 0 | 0 | 0 | 0 | 0 | 0 | 0 | 0 | 0 | 0 | 0
2016-02-06 02:00 | 0 | 0 | 0 | 0 | 139058.1016 | 0 | 483385 | 0 | 0 | 0 | 1943783.5123 | 0 | 0 | 0 | 0 | 0 | 0 | 0 | 0 | 0 | 0 | 0 | 0 | 0 | -344326.8984 | 0 | 0 | 0 | 0 | 0 | 0 | 0 | 0 | 0 | 0 | 0
2016-02-06 03:00 | 0 | 0 | 0 | 0 | 695436.7885 | 0 | 472460 | 0 | 0 | 0 | 2166760.3007 | 0 | 0 | 0 | 0 | 0 | 0 | 0 | 0 | 0 | 0 | 0 | 0 | 0 | 222976.7885 | 0 | 0 | 0 | 0 | 0 | 0 | 0 | 0 | 0 | 0 | 0
2016-02-06 04:00 | 0 | 0 | 0 | 0 | 109862.1016 | 0 | 454189 | 0 | 0 | 0 | 1822433.4024 | 0 | 0 | 0 | 0 | 0 | 0 | 0 | 0 | 0 | 0 | 0 | 0 | 0 | -344326.8984 | 0 | 0 | 0 | 0 | 0 | 0 | 0 | 0 | 0 | 0 | 0
2016-02-06 05:00 | 0 | 0 | 0 | 0 | 94356.1016 | 0 | 438683 | 0 | 0 | 0 | 1478106.504 | 0 | 0 | 0 | 0 | 0 | 0 | 0 | 0 | 0 | 0 | 0 | 0 | 0 | -344326.8984 | 0 | 0 | 0 | 0 | 0 | 0 | 0 | 0 | 0 | 0 | 0
2016-02-06 06:00 | 0 | 0 | 0 | 0 | 83037.1016 | 0 | 427364 | 0 | 0 | 0 | 1133779.6056 | 0 | 0 | 0 | 0 | 0 | 0 | 0 | 0 | 0 | 0 | 0 | 0 | 0 | -344326.8984 | 0 | 0 | 0 | 0 | 0 | 0 | 0 | 0 | 0 | 0 | 0
2016-02-06 07:00 | 0 | 0 | 0 | 0 | 75780.1016 | 0 | 420107 | 0 | 0 | 0 | 789452.7073 | 0 | 0 | 0 | 0 | 0 | 0 | 0 | 0 | 0 | 0 | 0 | 0 | 0 | -344326.8984 | 0 | 0 | 0 | 0 | 0 | 0 | 0 | 0 | 0 | 0 | 0
2016-02-06 08:00 | 0 | 0 | 0 | 0 | 760937.8984 | 0 | 416611 | 0 | 0 | 0 | 1133779.6056 | 0 | 0 | 0 | 0 | 0 | 0 | 0 | 0 | 0 | 0 | 0 | 0 | 0 | 344326.8984 | 0 | 0 | 0 | 0 | 0 | 0 | 0 | 0 | 0 | 0 | 0
2016-02-06 09:00 | 0 | 0 | 0 | 0 | 73253.1016 | 0 | 417580 | 0 | 0 | 0 | 789452.7073 | 0 | 0 | 0 | 0 | 0 | 0 | 0 | 0 | 0 | 0 | 0 | 0 | 0 | -344326.8984 | 0 | 0 | 0 | 0 | 0 | 0 | 0 | 0 | 0 | 0 | 0
2016-02-06 10:00 | 0 | 0 | 0 | 0 | 79994.1016 | 0 | 424321 | 0 | 0 | 0 | 445125.8089 | 0 | 0 | 0 | 0 | 0 | 0 | 0 | 0 | 0 | 0 | 0 | 0 | 0 | -344326.8984 | 0 | 0 | 0 | 0 | 0 | 0 | 0 | 0 | 0 | 0 | 0
2016-02-06 11:00 | 0 | 0 | 0 | 0 | 94184.1016 | 0 | 438511 | 0 | 0 | 0 | 100798.9105 | 0 | 0 | 0 | 0 | 0 | 0 | 0 | 0 | 0 | 0 | 0 | 0 | 0 | -344326.8984 | 0 | 0 | 0 | 0 | 0 | 0 | 0 | 0 | 0 | 0 | 0
2016-02-06 12:00 | 0 | 0 | 0 | 0 | 354712.0895 | 0 | 455511 | 0 | 0 | 0 | 0 | 0 | 0 | 0 | 0 | 0 | 0 | 0 | 0 | 0 | 0 | 0 | 0 | 0 | -100798.9105 | 0 | 0 | 0 | 0 | 0 | 0 | 0 | 0 | 0 | 0 | 0
2016-02-06 13:00 | 0 | 0 | 0 | 0 | 728592.9959 | 197.8486 | 468212 | 0 | 0 | 0 | 260578.8445 | 0 | 0 | 0 | 0 | 0 | 0 | 0 | 0 | 0 | 0 | 0 | 0 | 0 | 260578.8445 | 0 | 0 | 0 | 0 | 0 | 0 | 0 | 0 | 0 | 0 | 0
2016-02-06 14:00 | 0 | 0 | 0 | 0 | 0 | 228906.7842 | 470531 | 0 | 0 | 0 | 18954.6287 | 0 | 0 | 0 | 0 | 0 | 0 | 0 | 0 | 0 | 0 | 0 | 0 | 0 | -241624.2158 | 0 | 0 | 0 | 0 | 0 | 0 | 0 | 0 | 0 | 0 | 0
2016-02-06 15:00 | 0 | 0 | 0 | 0 | 0 | 808844.8984 | 464518 | 0 | 0 | 0 | 363281.5271 | 0 | 0 | 0 | 0 | 0 | 0 | 0 | 0 | 0 | 0 | 0 | 0 | 0 | 344326.8984 | 0 | 0 | 0 | 0 | 0 | 0 | 0 | 0 | 0 | 0 | 0
2016-02-06 16:00 | 0 | 0 | 0 | 0 | 0 | 798188.8984 | 453862 | 0 | 0 | 0 | 707608.4254 | 0 | 0 | 0 | 0 | 0 | 0 | 0 | 0 | 0 | 0 | 0 | 0 | 0 | 344326.8984 | 0 | 0 | 0 | 0 | 0 | 0 | 0 | 0 | 0 | 0 | 0
2016-02-06 17:00 | 0 | 0 | 0 | 0 | 0 | 785807.8984 | 441481 | 0 | 0 | 0 | 1051935.3238 | 0 | 0 | 0 | 0 | 0 | 0 | 0 | 0 | 0 | 0 | 0 | 0 | 0 | 344326.8984 | 0 | 0 | 0 | 0 | 0 | 0 | 0 | 0 | 0 | 0 | 0
2016-02-06 18:00 | 0 | 0 | 0 | 0 | 0 | 773714.8984 | 429388 | 0 | 0 | 0 | 1396262.2222 | 0 | 0 | 0 | 0 | 0 | 0 | 0 | 0 | 0 | 0 | 0 | 0 | 0 | 344326.8984 | 0 | 0 | 0 | 0 | 0 | 0 | 0 | 0 | 0 | 0 | 0
2016-02-06 19:00 | 0 | 0 | 0 | 0 | 0 | 763600.8984 | 419274 | 0 | 0 | 0 | 1740589.1205 | 0 | 0 | 0 | 0 | 0 | 0 | 0 | 0 | 0 | 0 | 0 | 0 | 0 | 344326.8984 | 0 | 0 | 0 | 0 | 0 | 0 | 0 | 0 | 0 | 0 | 0
2016-02-06 20:00 | 0 | 0 | 0 | 0 | 0 | 757782.8984 | 413456 | 0 | 0 | 0 | 2084916.0189 | 0 | 0 | 0 | 0 | 0 | 0 | 0 | 0 | 0 | 0 | 0 | 0 | 0 | 344326.8984 | 0 | 0 | 0 | 0 | 0 | 0 | 0 | 0 | 0 | 0 | 0
2016-02-06 21:00 | 0 | 0 | 0 | 0 | 0 | 757956.8984 | 413630 | 0 | 0 | 0 | 2429242.9173 | 0 | 0 | 0 | 0 | 0 | 0 | 0 | 0 | 0 | 0 | 0 | 0 | 0 | 344326.8984 | 0 | 0 | 0 | 0 | 0 | 0 | 0 | 0 | 0 | 0 | 0
2016-02-06 22:00 | 0 | 0 | 0 | 0 | 0 | 786550.1378 | 423228 | 0 | 0 | 0 | 2773569.8156 | 0 | 0 | 18995.2394 | 0 | 0 | 0 | 0 | 0 | 0 | 0 | 0 | 0 | 0 | 344326.8984 | 0 | 0 | 0 | 18995.2394 | 0 | 0 | 0 | 0 | 0 | 0 | 0
2016-02-06 23:00 | 0 | 0 | 0 | 0 | 0 | 519943.6523 | 441840 | 0 | 0 | 0 | 2870668.7074 | 0 | 0 | 0 | 0 | 0 | 0 | 0 | 0 | 0 | 0 | 0 | 0 | 0 | 97098.8917 | 0 | 0 | 0 | -18995.2394 | 0 | 0 | 0 | 0 | 0 | 0 | 0
2016-02-07 | 0 | 0 | 0 | 0 | 65698.5541 | 44470.5475 | 454496 | 0 | 0 | 0 | 2526341.809 | 0 | 0 | 0 | 0 | 0 | 0 | 0 | 0 | 0 | 0 | 0 | 0 | 0 | -344326.8984 | 0 | 0 | 0 | 0 | 0 | 0 | 0 | 0 | 0 | 0 | 0
2016-02-07 01:00 | 0 | 0 | 0 | 0 | 114557.1016 | 0 | 458884 | 0 | 0 | 0 | 2182014.9106 | 0 | 0 | 0 | 0 | 0 | 0 | 0 | 0 | 0 | 0 | 0 | 0 | 0 | -344326.8984 | 0 | 0 | 0 | 0 | 0 | 0 | 0 | 0 | 0 | 0 | 0
2016-02-07 02:00 | 0 | 0 | 0 | 0 | 112122.1016 | 0 | 456449 | 0 | 0 | 0 | 1837688.0123 | 0 | 0 | 0 | 0 | 0 | 0 | 0 | 0 | 0 | 0 | 0 | 0 | 0 | -344326.8984 | 0 | 0 | 0 | 0 | 0 | 0 | 0 | 0 | 0 | 0 | 0
2016-02-07 03:00 | 0 | 0 | 0 | 0 | 103926.1016 | 0 | 448253 | 0 | 0 | 0 | 1493361.1139 | 0 | 0 | 0 | 0 | 0 | 0 | 0 | 0 | 0 | 0 | 0 | 0 | 0 | -344326.8984 | 0 | 0 | 0 | 0 | 0 | 0 | 0 | 0 | 0 | 0 | 0
2016-02-07 04:00 | 0 | 0 | 0 | 0 | 779223.8984 | 0 | 434897 | 0 | 0 | 0 | 1837688.0123 | 0 | 0 | 0 | 0 | 0 | 0 | 0 | 0 | 0 | 0 | 0 | 0 | 0 | 344326.8984 | 0 | 0 | 0 | 0 | 0 | 0 | 0 | 0 | 0 | 0 | 0
2016-02-07 05:00 | 0 | 0 | 0 | 0 | 77452.1016 | 0 | 421779 | 0 | 0 | 0 | 1493361.1139 | 0 | 0 | 0 | 0 | 0 | 0 | 0 | 0 | 0 | 0 | 0 | 0 | 0 | -344326.8984 | 0 | 0 | 0 | 0 | 0 | 0 | 0 | 0 | 0 | 0 | 0
2016-02-07 06:00 | 0 | 0 | 0 | 0 | 67796.1016 | 0 | 412123 | 0 | 0 | 0 | 1149034.2155 | 0 | 0 | 0 | 0 | 0 | 0 | 0 | 0 | 0 | 0 | 0 | 0 | 0 | -344326.8984 | 0 | 0 | 0 | 0 | 0 | 0 | 0 | 0 | 0 | 0 | 0
2016-02-07 07:00 | 0 | 0 | 0 | 0 | 62205.1016 | 0 | 406532 | 0 | 0 | 0 | 804707.3172 | 0 | 0 | 0 | 0 | 0 | 0 | 0 | 0 | 0 | 0 | 0 | 0 | 0 | -344326.8984 | 0 | 0 | 0 | 0 | 0 | 0 | 0 | 0 | 0 | 0 | 0
2016-02-07 08:00 | 0 | 0 | 0 | 0 | 288119.4795 | 0 | 404173 | 0 | 0 | 0 | 688653.7967 | 0 | 0 | 0 | 0 | 0 | 0 | 0 | 0 | 0 | 0 | 0 | 0 | 0 | -116053.5205 | 0 | 0 | 0 | 0 | 0 | 0 | 0 | 0 | 0 | 0 | 0
2016-02-07 09:00 | 0 | 0 | 0 | 0 | 749955.8984 | 0 | 405629 | 0 | 0 | 0 | 1032980.6951 | 0 | 0 | 0 | 0 | 0 | 0 | 0 | 0 | 0 | 0 | 0 | 0 | 0 | 344326.8984 | 0 | 0 | 0 | 0 | 0 | 0 | 0 | 0 | 0 | 0 | 0
2016-02-07 10:00 | 0 | 0 | 0 | 0 | 66561.1016 | 0 | 410888 | 0 | 0 | 0 | 688653.7967 | 0 | 0 | 0 | 0 | 0 | 0 | 0 | 0 | 0 | 0 | 0 | 0 | 0 | -344326.8984 | 0 | 0 | 0 | 0 | 0 | 0 | 0 | 0 | 0 | 0 | 0
2016-02-07 11:00 | 0 | 0 | 0 | 0 | 77603.1016 | 0 | 421930 | 0 | 0 | 0 | 344326.8984 | 0 | 0 | 0 | 0 | 0 | 0 | 0 | 0 | 0 | 0 | 0 | 0 | 0 | -344326.8984 | 0 | 0 | 0 | 0 | 0 | 0 | 0 | 0 | 0 | 0 | 0
2016-02-07 12:00 | 0 | 0 | 0 | 0 | 91753.1016 | 0 | 436080 | 0 | 0 | 0 | 0 | 0 | 0 | 0 | 0 | 0 | 0 | 0 | 0 | 0 | 0 | 0 | 0 | 0 | -344326.8984 | 0 | 0 | 0 | 0 | 0 | 0 | 0 | 0 | 0 | 0 | 0
2016-02-07 13:00 | 0 | 0 | 0 | 0 | 449752.8452 | 242.1548 | 449995 | 0 | 0 | 0 | 0 | 0 | 0 | 0 | 0 | 0 | 0 | 0 | 0 | 0 | 0 | 0 | 0 | 0 | 0 | 0 | 0 | 0 | 0 | 0 | 0 | 0 | 0 | 0 | 0 | 0
2016-02-07 14:00 | 0 | 0 | 0 | 0 | 565729.5172 | 232899.3812 | 454302 | 0 | 0 | 0 | 344326.8984 | 0 | 0 | 0 | 0 | 0 | 0 | 0 | 0 | 0 | 0 | 0 | 0 | 0 | 344326.8984 | 0 | 0 | 0 | 0 | 0 | 0 | 0 | 0 | 0 | 0 | 0
2016-02-07 15:00 | 0 | 0 | 0 | 0 | 0 | 792379.8984 | 448053 | 0 | 0 | 0 | 688653.7967 | 0 | 0 | 0 | 0 | 0 | 0 | 0 | 0 | 0 | 0 | 0 | 0 | 0 | 344326.8984 | 0 | 0 | 0 | 0 | 0 | 0 | 0 | 0 | 0 | 0 | 0
2016-02-07 16:00 | 0 | 0 | 0 | 0 | 0 | 782666.8984 | 438340 | 0 | 0 | 0 | 1032980.6951 | 0 | 0 | 0 | 0 | 0 | 0 | 0 | 0 | 0 | 0 | 0 | 0 | 0 | 344326.8984 | 0 | 0 | 0 | 0 | 0 | 0 | 0 | 0 | 0 | 0 | 0
2016-02-07 17:00 | 0 | 0 | 0 | 0 | 0 | 774029.8984 | 429703 | 0 | 0 | 0 | 1377307.5935 | 0 | 0 | 0 | 0 | 0 | 0 | 0 | 0 | 0 | 0 | 0 | 0 | 0 | 344326.8984 | 0 | 0 | 0 | 0 | 0 | 0 | 0 | 0 | 0 | 0 | 0
2016-02-07 18:00 | 0 | 0 | 0 | 0 | 0 | 767027.8984 | 422701 | 0 | 0 | 0 | 1721634.4918 | 0 | 0 | 0 | 0 | 0 | 0 | 0 | 0 | 0 | 0 | 0 | 0 | 0 | 344326.8984 | 0 | 0 | 0 | 0 | 0 | 0 | 0 | 0 | 0 | 0 | 0
2016-02-07 19:00 | 0 | 0 | 0 | 0 | 0 | 760947.8984 | 416621 | 0 | 0 | 0 | 2065961.3902 | 0 | 0 | 0 | 0 | 0 | 0 | 0 | 0 | 0 | 0 | 0 | 0 | 0 | 344326.8984 | 0 | 0 | 0 | 0 | 0 | 0 | 0 | 0 | 0 | 0 | 0
2016-02-07 20:00 | 0 | 0 | 0 | 0 | 0 | 757532.8984 | 413206 | 0 | 0 | 0 | 2410288.2886 | 0 | 0 | 0 | 0 | 0 | 0 | 0 | 0 | 0 | 0 | 0 | 0 | 0 | 344326.8984 | 0 | 0 | 0 | 0 | 0 | 0 | 0 | 0 | 0 | 0 | 0
2016-02-07 21:00 | 0 | 0 | 0 | 0 | 0 | 759152.8984 | 414826 | 0 | 0 | 0 | 2754615.1869 | 0 | 0 | 0 | 0 | 0 | 0 | 0 | 0 | 0 | 0 | 0 | 0 | 0 | 344326.8984 | 0 | 0 | 0 | 0 | 0 | 0 | 0 | 0 | 0 | 0 | 0
2016-02-07 22:00 | 0 | 0 | 0 | 0 | 0 | 788474.1378 | 425152 | 0 | 0 | 0 | 3098942.0853 | 0 | 0 | 18995.2394 | 0 | 0 | 0 | 0 | 0 | 0 | 0 | 0 | 0 | 0 | 344326.8984 | 0 | 0 | 0 | 18995.2394 | 0 | 0 | 0 | 0 | 0 | 0 | 0
2016-02-07 23:00 | 0 | 0 | 0 | 0 | 0 | 533110.0274 | 437288 | 0 | 0 | 0 | 3213759.3521 | 0 | 0 | 0 | 0 | 0 | 0 | 0 | 0 | 0 | 0 | 0 | 0 | 0 | 114817.2668 | 0 | 0 | 0 | -18995.2394 | 0 | 0 | 0 | 0 | 0 | 0 | 0
2016-02-08 | 0 | 0 | 0 | 0 | 41059.5333 | 55911.5683 | 441298 | 0 | 0 | 0 | 2869432.4538 | 0 | 0 | 0 | 0 | 0 | 0 | 0 | 0 | 0 | 0 | 0 | 0 | 0 | -344326.8984 | 0 | 0 | 0 | 0 | 0 | 0 | 0 | 0 | 0 | 0 | 0
2016-02-08 01:00 | 0 | 0 | 0 | 0 | 100453.1016 | 0 | 444780 | 0 | 0 | 0 | 2525105.5554 | 0 | 0 | 0 | 0 | 0 | 0 | 0 | 0 | 0 | 0 | 0 | 0 | 0 | -344326.8984 | 0 | 0 | 0 | 0 | 0 | 0 | 0 | 0 | 0 | 0 | 0
2016-02-08 02:00 | 0 | 0 | 0 | 0 | 99977.1016 | 0 | 444304 | 0 | 0 | 0 | 2180778.657 | 0 | 0 | 0 | 0 | 0 | 0 | 0 | 0 | 0 | 0 | 0 | 0 | 0 | -344326.8984 | 0 | 0 | 0 | 0 | 0 | 0 | 0 | 0 | 0 | 0 | 0
2016-02-08 03:00 | 0 | 0 | 0 | 0 | 94032.1016 | 0 | 438359 | 0 | 0 | 0 | 1836451.7587 | 0 | 0 | 0 | 0 | 0 | 0 | 0 | 0 | 0 | 0 | 0 | 0 | 0 | -344326.8984 | 0 | 0 | 0 | 0 | 0 | 0 | 0 | 0 | 0 | 0 | 0
2016-02-08 04:00 | 0 | 0 | 0 | 0 | 774344.8984 | 0 | 430018 | 0 | 0 | 0 | 2180778.657 | 0 | 0 | 0 | 0 | 0 | 0 | 0 | 0 | 0 | 0 | 0 | 0 | 0 | 344326.8984 | 0 | 0 | 0 | 0 | 0 | 0 | 0 | 0 | 0 | 0 | 0
2016-02-08 05:00 | 0 | 0 | 0 | 0 | 69159.1016 | 0 | 413486 | 0 | 0 | 0 | 1836451.7587 | 0 | 0 | 0 | 0 | 0 | 0 | 0 | 0 | 0 | 0 | 0 | 0 | 0 | -344326.8984 | 0 | 0 | 0 | 0 | 0 | 0 | 0 | 0 | 0 | 0 | 0
2016-02-08 06:00 | 0 | 0 | 0 | 0 | 57908.1016 | 0 | 402235 | 0 | 0 | 0 | 1492124.8603 | 0 | 0 | 0 | 0 | 0 | 0 | 0 | 0 | 0 | 0 | 0 | 0 | 0 | -344326.8984 | 0 | 0 | 0 | 0 | 0 | 0 | 0 | 0 | 0 | 0 | 0
2016-02-08 07:00 | 0 | 0 | 0 | 0 | 52595.1016 | 0 | 396922 | 0 | 0 | 0 | 1147797.9619 | 0 | 0 | 0 | 0 | 0 | 0 | 0 | 0 | 0 | 0 | 0 | 0 | 0 | -344326.8984 | 0 | 0 | 0 | 0 | 0 | 0 | 0 | 0 | 0 | 0 | 0
2016-02-08 08:00 | 0 | 0 | 0 | 0 | 52233.1016 | 0 | 396560 | 0 | 0 | 0 | 803471.0636 | 0 | 0 | 0 | 0 | 0 | 0 | 0 | 0 | 0 | 0 | 0 | 0 | 0 | -344326.8984 | 0 | 0 | 0 | 0 | 0 | 0 | 0 | 0 | 0 | 0 | 0
2016-02-08 09:00 | 0 | 0 | 0 | 0 | 746856.8984 | 0 | 402530 | 0 | 0 | 0 | 1147797.9619 | 0 | 0 | 0 | 0 | 0 | 0 | 0 | 0 | 0 | 0 | 0 | 0 | 0 | 344326.8984 | 0 | 0 | 0 | 0 | 0 | 0 | 0 | 0 | 0 | 0 | 0
2016-02-08 10:00 | 0 | 0 | 0 | 0 | 76733.1016 | 0 | 421060 | 0 | 0 | 0 | 803471.0636 | 0 | 0 | 0 | 0 | 0 | 0 | 0 | 0 | 0 | 0 | 0 | 0 | 0 | -344326.8984 | 0 | 0 | 0 | 0 | 0 | 0 | 0 | 0 | 0 | 0 | 0
2016-02-08 11:00 | 0 | 0 | 0 | 0 | 113224.1016 | 0 | 457551 | 0 | 0 | 0 | 459144.1652 | 0 | 0 | 0 | 0 | 0 | 0 | 0 | 0 | 0 | 0 | 0 | 0 | 0 | -344326.8984 | 0 | 0 | 0 | 0 | 0 | 0 | 0 | 0 | 0 | 0 | 0
2016-02-08 12:00 | 0 | 0 | 0 | 0 | 146033.1016 | 0 | 490360 | 0 | 0 | 0 | 114817.2668 | 0 | 0 | 0 | 0 | 0 | 0 | 0 | 0 | 0 | 0 | 0 | 0 | 0 | -344326.8984 | 0 | 0 | 0 | 0 | 0 | 0 | 0 | 0 | 0 | 0 | 0
2016-02-08 13:00 | 0 | 0 | 0 | 0 | 383754.325 | 296.4081 | 498868 | 0 | 0 | 0 | 0 | 0 | 0 | 0 | 0 | 0 | 0 | 0 | 0 | 0 | 0 | 0 | 0 | 0 | -114817.2668 | 0 | 0 | 0 | 0 | 0 | 0 | 0 | 0 | 0 | 0 | 0
2016-02-08 14:00 | 0 | 0 | 0 | 0 | 626320.93 | 213901.9684 | 495896 | 0 | 0 | 0 | 344326.8984 | 0 | 0 | 0 | 0 | 0 | 0 | 0 | 0 | 0 | 0 | 0 | 0 | 0 | 344326.8984 | 0 | 0 | 0 | 0 | 0 | 0 | 0 | 0 | 0 | 0 | 0
2016-02-08 15:00 | 0 | 0 | 0 | 0 | 0 | 835518.8984 | 491192 | 0 | 0 | 0 | 688653.7967 | 0 | 0 | 0 | 0 | 0 | 0 | 0 | 0 | 0 | 0 | 0 | 0 | 0 | 344326.8984 | 0 | 0 | 0 | 0 | 0 | 0 | 0 | 0 | 0 | 0 | 0
2016-02-08 16:00 | 0 | 0 | 0 | 0 | 0 | 828151.8984 | 483825 | 0 | 0 | 0 | 1032980.6951 | 0 | 0 | 0 | 0 | 0 | 0 | 0 | 0 | 0 | 0 | 0 | 0 | 0 | 344326.8984 | 0 | 0 | 0 | 0 | 0 | 0 | 0 | 0 | 0 | 0 | 0
2016-02-08 17:00 | 0 | 0 | 0 | 0 | 0 | 820233.8984 | 475907 | 0 | 0 | 0 | 1377307.5935 | 0 | 0 | 0 | 0 | 0 | 0 | 0 | 0 | 0 | 0 | 0 | 0 | 0 | 344326.8984 | 0 | 0 | 0 | 0 | 0 | 0 | 0 | 0 | 0 | 0 | 0
2016-02-08 18:00 | 0 | 0 | 0 | 0 | 0 | 814288.8984 | 469962 | 0 | 0 | 0 | 1721634.4918 | 0 | 0 | 0 | 0 | 0 | 0 | 0 | 0 | 0 | 0 | 0 | 0 | 0 | 344326.8984 | 0 | 0 | 0 | 0 | 0 | 0 | 0 | 0 | 0 | 0 | 0
2016-02-08 19:00 | 0 | 0 | 0 | 0 | 0 | 808538.8984 | 464212 | 0 | 0 | 0 | 2065961.3902 | 0 | 0 | 0 | 0 | 0 | 0 | 0 | 0 | 0 | 0 | 0 | 0 | 0 | 344326.8984 | 0 | 0 | 0 | 0 | 0 | 0 | 0 | 0 | 0 | 0 | 0
2016-02-08 20:00 | 0 | 0 | 0 | 0 | 0 | 807257.8984 | 462931 | 0 | 0 | 0 | 2410288.2886 | 0 | 0 | 0 | 0 | 0 | 0 | 0 | 0 | 0 | 0 | 0 | 0 | 0 | 344326.8984 | 0 | 0 | 0 | 0 | 0 | 0 | 0 | 0 | 0 | 0 | 0
2016-02-08 21:00 | 0 | 0 | 0 | 0 | 0 | 810271.8984 | 465945 | 0 | 0 | 0 | 2754615.1869 | 0 | 0 | 0 | 0 | 0 | 0 | 0 | 0 | 0 | 0 | 0 | 0 | 0 | 344326.8984 | 0 | 0 | 0 | 0 | 0 | 0 | 0 | 0 | 0 | 0 | 0
2016-02-08 22:00 | 0 | 0 | 0 | 0 | 0 | 841134.1378 | 477812 | 0 | 0 | 0 | 3098942.0853 | 0 | 0 | 18995.2394 | 0 | 0 | 0 | 0 | 0 | 0 | 0 | 0 | 0 | 0 | 344326.8984 | 0 | 0 | 0 | 18995.2394 | 0 | 0 | 0 | 0 | 0 | 0 | 0
2016-02-08 23:00 | 0 | 0 | 0 | 0 | 0 | 525258.4719 | 496619 | 0 | 0 | 0 | 3146576.7966 | 0 | 0 | 0 | 0 | 0 | 0 | 0 | 0 | 0 | 0 | 0 | 0 | 0 | 47634.7113 | 0 | 0 | 0 | -18995.2394 | 0 | 0 | 0 | 0 | 0 | 0 | 0
2016-02-09 | 0 | 0 | 0 | 0 | 111566.7271 | 53732.3745 | 509626 | 0 | 0 | 0 | 2802249.8982 | 0 | 0 | 0 | 0 | 0 | 0 | 0 | 0 | 0 | 0 | 0 | 0 | 0 | -344326.8984 | 0 | 0 | 0 | 0 | 0 | 0 | 0 | 0 | 0 | 0 | 0
2016-02-09 01:00 | 0 | 0 | 0 | 0 | 165912.1016 | 0 | 510239 | 0 | 0 | 0 | 2457922.9999 | 0 | 0 | 0 | 0 | 0 | 0 | 0 | 0 | 0 | 0 | 0 | 0 | 0 | -344326.8984 | 0 | 0 | 0 | 0 | 0 | 0 | 0 | 0 | 0 | 0 | 0
2016-02-09 02:00 | 0 | 0 | 0 | 0 | 157175.1016 | 0 | 501502 | 0 | 0 | 0 | 2113596.1015 | 0 | 0 | 0 | 0 | 0 | 0 | 0 | 0 | 0 | 0 | 0 | 0 | 0 | -344326.8984 | 0 | 0 | 0 | 0 | 0 | 0 | 0 | 0 | 0 | 0 | 0
2016-02-09 03:00 | 0 | 0 | 0 | 0 | 138407.1016 | 0 | 482734 | 0 | 0 | 0 | 1769269.2031 | 0 | 0 | 0 | 0 | 0 | 0 | 0 | 0 | 0 | 0 | 0 | 0 | 0 | -344326.8984 | 0 | 0 | 0 | 0 | 0 | 0 | 0 | 0 | 0 | 0 | 0
2016-02-09 04:00 | 0 | 0 | 0 | 0 | 804481.8984 | 0 | 460155 | 0 | 0 | 0 | 2113596.1015 | 0 | 0 | 0 | 0 | 0 | 0 | 0 | 0 | 0 | 0 | 0 | 0 | 0 | 344326.8984 | 0 | 0 | 0 | 0 | 0 | 0 | 0 | 0 | 0 | 0 | 0
2016-02-09 05:00 | 0 | 0 | 0 | 0 | 96895.1016 | 0 | 441222 | 0 | 0 | 0 | 1769269.2031 | 0 | 0 | 0 | 0 | 0 | 0 | 0 | 0 | 0 | 0 | 0 | 0 | 0 | -344326.8984 | 0 | 0 | 0 | 0 | 0 | 0 | 0 | 0 | 0 | 0 | 0
2016-02-09 06:00 | 0 | 0 | 0 | 0 | 85767.1016 | 0 | 430094 | 0 | 0 | 0 | 1424942.3048 | 0 | 0 | 0 | 0 | 0 | 0 | 0 | 0 | 0 | 0 | 0 | 0 | 0 | -344326.8984 | 0 | 0 | 0 | 0 | 0 | 0 | 0 | 0 | 0 | 0 | 0
2016-02-09 07:00 | 0 | 0 | 0 | 0 | 78418.1016 | 0 | 422745 | 0 | 0 | 0 | 1080615.4064 | 0 | 0 | 0 | 0 | 0 | 0 | 0 | 0 | 0 | 0 | 0 | 0 | 0 | -344326.8984 | 0 | 0 | 0 | 0 | 0 | 0 | 0 | 0 | 0 | 0 | 0
2016-02-09 08:00 | 0 | 0 | 0 | 0 | 765248.8984 | 0 | 420922 | 0 | 0 | 0 | 1424942.3048 | 0 | 0 | 0 | 0 | 0 | 0 | 0 | 0 | 0 | 0 | 0 | 0 | 0 | 344326.8984 | 0 | 0 | 0 | 0 | 0 | 0 | 0 | 0 | 0 | 0 | 0
2016-02-09 09:00 | 0 | 0 | 0 | 0 | 81047.1016 | 0 | 425374 | 0 | 0 | 0 | 1080615.4064 | 0 | 0 | 0 | 0 | 0 | 0 | 0 | 0 | 0 | 0 | 0 | 0 | 0 | -344326.8984 | 0 | 0 | 0 | 0 | 0 | 0 | 0 | 0 | 0 | 0 | 0
2016-02-09 10:00 | 0 | 0 | 0 | 0 | 97300.1016 | 0 | 441627 | 0 | 0 | 0 | 736288.5081 | 0 | 0 | 0 | 0 | 0 | 0 | 0 | 0 | 0 | 0 | 0 | 0 | 0 | -344326.8984 | 0 | 0 | 0 | 0 | 0 | 0 | 0 | 0 | 0 | 0 | 0
2016-02-09 11:00 | 0 | 0 | 0 | 0 | 130638.1016 | 0 | 474965 | 0 | 0 | 0 | 391961.6097 | 0 | 0 | 0 | 0 | 0 | 0 | 0 | 0 | 0 | 0 | 0 | 0 | 0 | -344326.8984 | 0 | 0 | 0 | 0 | 0 | 0 | 0 | 0 | 0 | 0 | 0
2016-02-09 12:00 | 0 | 0 | 0 | 0 | 778294.9051 | 0 | 506389 | 0 | 0 | 0 | 663867.5148 | 0 | 0 | 0 | 0 | 0 | 0 | 0 | 0 | 0 | 0 | 0 | 0 | 0 | 271905.9051 | 0 | 0 | 0 | 0 | 0 | 0 | 0 | 0 | 0 | 0 | 0
2016-02-09 13:00 | 0 | 0 | 0 | 0 | 172237.5047 | 352.5969 | 516917 | 0 | 0 | 0 | 319540.6164 | 0 | 0 | 0 | 0 | 0 | 0 | 0 | 0 | 0 | 0 | 0 | 0 | 0 | -344326.8984 | 0 | 0 | 0 | 0 | 0 | 0 | 0 | 0 | 0 | 0 | 0
2016-02-09 14:00 | 0 | 0 | 0 | 0 | 0 | 248957.9868 | 517639 | 0 | 0 | 0 | 50859.6032 | 0 | 0 | 0 | 0 | 0 | 0 | 0 | 0 | 0 | 0 | 0 | 0 | 0 | -268681.0132 | 0 | 0 | 0 | 0 | 0 | 0 | 0 | 0 | 0 | 0 | 0
2016-02-09 15:00 | 0 | 0 | 0 | 0 | 0 | 859523.8984 | 515197 | 0 | 0 | 0 | 395186.5016 | 0 | 0 | 0 | 0 | 0 | 0 | 0 | 0 | 0 | 0 | 0 | 0 | 0 | 344326.8984 | 0 | 0 | 0 | 0 | 0 | 0 | 0 | 0 | 0 | 0 | 0
2016-02-09 16:00 | 0 | 0 | 0 | 0 | 0 | 851950.8984 | 507624 | 0 | 0 | 0 | 739513.4 | 0 | 0 | 0 | 0 | 0 | 0 | 0 | 0 | 0 | 0 | 0 | 0 | 0 | 344326.8984 | 0 | 0 | 0 | 0 | 0 | 0 | 0 | 0 | 0 | 0 | 0
2016-02-09 17:00 | 0 | 0 | 0 | 0 | 0 | 843671.8984 | 499345 | 0 | 0 | 0 | 1083840.2983 | 0 | 0 | 0 | 0 | 0 | 0 | 0 | 0 | 0 | 0 | 0 | 0 | 0 | 344326.8984 | 0 | 0 | 0 | 0 | 0 | 0 | 0 | 0 | 0 | 0 | 0
2016-02-09 18:00 | 0 | 0 | 0 | 0 | 0 | 837089.8984 | 492763 | 0 | 0 | 0 | 1428167.1967 | 0 | 0 | 0 | 0 | 0 | 0 | 0 | 0 | 0 | 0 | 0 | 0 | 0 | 344326.8984 | 0 | 0 | 0 | 0 | 0 | 0 | 0 | 0 | 0 | 0 | 0
2016-02-09 19:00 | 0 | 0 | 0 | 0 | 0 | 831613.8984 | 487287 | 0 | 0 | 0 | 1772494.0951 | 0 | 0 | 0 | 0 | 0 | 0 | 0 | 0 | 0 | 0 | 0 | 0 | 0 | 344326.8984 | 0 | 0 | 0 | 0 | 0 | 0 | 0 | 0 | 0 | 0 | 0
2016-02-09 20:00 | 0 | 0 | 0 | 0 | 0 | 828656.8984 | 484330 | 0 | 0 | 0 | 2116820.9934 | 0 | 0 | 0 | 0 | 0 | 0 | 0 | 0 | 0 | 0 | 0 | 0 | 0 | 344326.8984 | 0 | 0 | 0 | 0 | 0 | 0 | 0 | 0 | 0 | 0 | 0
2016-02-09 21:00 | 0 | 0 | 0 | 0 | 0 | 831559.8984 | 487233 | 0 | 0 | 0 | 2461147.8918 | 0 | 0 | 0 | 0 | 0 | 0 | 0 | 0 | 0 | 0 | 0 | 0 | 0 | 344326.8984 | 0 | 0 | 0 | 0 | 0 | 0 | 0 | 0 | 0 | 0 | 0
2016-02-09 22:00 | 0 | 0 | 0 | 0 | 0 | 862223.1378 | 498901 | 0 | 0 | 0 | 2805474.7902 | 0 | 0 | 18995.2394 | 0 | 0 | 0 | 0 | 0 | 0 | 0 | 0 | 0 | 0 | 344326.8984 | 0 | 0 | 0 | 18995.2394 | 0 | 0 | 0 | 0 | 0 | 0 | 0
2016-02-09 23:00 | 0 | 0 | 0 | 0 | 0 | 514697.2475 | 517753 | 0 | 0 | 0 | 2821414.2771 | 0 | 0 | 0 | 0 | 0 | 0 | 0 | 0 | 0 | 0 | 0 | 0 | 0 | 15939.4869 | 0 | 0 | 0 | -18995.2394 | 0 | 0 | 0 | 0 | 0 | 0 | 0
2016-02-10 | 0 | 0 | 0 | 0 | 524287.873 | 61634.0786 | 529194 | 0 | 0 | 0 | 2878142.2287 | 0 | 0 | 0 | 0 | 0 | 0 | 0 | 0 | 0 | 0 | 0 | 0 | 0 | 56727.9516 | 0 | 0 | 0 | 0 | 0 | 0 | 0 | 0 | 0 | 0 | 0
2016-02-10 01:00 | 0 | 0 | 0 | 0 | 186646.1016 | 0 | 530973 | 0 | 0 | 0 | 2533815.3303 | 0 | 0 | 0 | 0 | 0 | 0 | 0 | 0 | 0 | 0 | 0 | 0 | 0 | -344326.8984 | 0 | 0 | 0 | 0 | 0 | 0 | 0 | 0 | 0 | 0 | 0
2016-02-10 02:00 | 0 | 0 | 0 | 0 | 415923.4652 | 0 | 522241 | 0 | 0 | 0 | 2427497.7955 | 0 | 0 | 0 | 0 | 0 | 0 | 0 | 0 | 0 | 0 | 0 | 0 | 0 | -106317.5348 | 0 | 0 | 0 | 0 | 0 | 0 | 0 | 0 | 0 | 0 | 0
2016-02-10 03:00 | 0 | 0 | 0 | 0 | 396315.4473 | 0 | 503741 | 0 | 0 | 0 | 2320072.2429 | 0 | 0 | 0 | 0 | 0 | 0 | 0 | 0 | 0 | 0 | 0 | 0 | 0 | -107425.5527 | 0 | 0 | 0 | 0 | 0 | 0 | 0 | 0 | 0 | 0 | 0
2016-02-10 04:00 | 0 | 0 | 0 | 0 | 137820.1016 | 0 | 482147 | 0 | 0 | 0 | 1975745.3445 | 0 | 0 | 0 | 0 | 0 | 0 | 0 | 0 | 0 | 0 | 0 | 0 | 0 | -344326.8984 | 0 | 0 | 0 | 0 | 0 | 0 | 0 | 0 | 0 | 0 | 0
2016-02-10 05:00 | 0 | 0 | 0 | 0 | 120451.1016 | 0 | 464778 | 0 | 0 | 0 | 1631418.4461 | 0 | 0 | 0 | 0 | 0 | 0 | 0 | 0 | 0 | 0 | 0 | 0 | 0 | -344326.8984 | 0 | 0 | 0 | 0 | 0 | 0 | 0 | 0 | 0 | 0 | 0
2016-02-10 06:00 | 0 | 0 | 0 | 0 | 483715.011 | 0 | 452580 | 0 | 0 | 0 | 1662553.4571 | 0 | 0 | 0 | 0 | 0 | 0 | 0 | 0 | 0 | 0 | 0 | 0 | 0 | 31135.011 | 0 | 0 | 0 | 0 | 0 | 0 | 0 | 0 | 0 | 0 | 0
2016-02-10 07:00 | 0 | 0 | 0 | 0 | 101268.1016 | 0 | 445595 | 0 | 0 | 0 | 1318226.5587 | 0 | 0 | 0 | 0 | 0 | 0 | 0 | 0 | 0 | 0 | 0 | 0 | 0 | -344326.8984 | 0 | 0 | 0 | 0 | 0 | 0 | 0 | 0 | 0 | 0 | 0
2016-02-10 08:00 | 0 | 0 | 0 | 0 | 99873.1016 | 0 | 444200 | 0 | 0 | 0 | 973899.6604 | 0 | 0 | 0 | 0 | 0 | 0 | 0 | 0 | 0 | 0 | 0 | 0 | 0 | -344326.8984 | 0 | 0 | 0 | 0 | 0 | 0 | 0 | 0 | 0 | 0 | 0
2016-02-10 09:00 | 0 | 0 | 0 | 0 | 624319.8118 | 0 | 449544 | 0 | 0 | 0 | 1148675.4721 | 0 | 0 | 0 | 0 | 0 | 0 | 0 | 0 | 0 | 0 | 0 | 0 | 0 | 174775.8118 | 0 | 0 | 0 | 0 | 0 | 0 | 0 | 0 | 0 | 0 | 0
2016-02-10 10:00 | 0 | 0 | 0 | 0 | 122250.1016 | 0 | 466577 | 0 | 0 | 0 | 804348.5738 | 0 | 0 | 0 | 0 | 0 | 0 | 0 | 0 | 0 | 0 | 0 | 0 | 0 | -344326.8984 | 0 | 0 | 0 | 0 | 0 | 0 | 0 | 0 | 0 | 0 | 0
2016-02-10 11:00 | 0 | 0 | 0 | 0 | 156357.1016 | 0 | 500684 | 0 | 0 | 0 | 460021.6754 | 0 | 0 | 0 | 0 | 0 | 0 | 0 | 0 | 0 | 0 | 0 | 0 | 0 | -344326.8984 | 0 | 0 | 0 | 0 | 0 | 0 | 0 | 0 | 0 | 0 | 0
2016-02-10 12:00 | 0 | 0 | 0 | 0 | 187075.1016 | 0 | 531402 | 0 | 0 | 0 | 115694.777 | 0 | 0 | 0 | 0 | 0 | 0 | 0 | 0 | 0 | 0 | 0 | 0 | 0 | -344326.8984 | 0 | 0 | 0 | 0 | 0 | 0 | 0 | 0 | 0 | 0 | 0
2016-02-10 13:00 | 0 | 0 | 0 | 0 | 699048.2698 | 404.2849 | 537770 | 0 | 0 | 0 | 277377.3318 | 0 | 0 | 0 | 0 | 0 | 0 | 0 | 0 | 0 | 0 | 0 | 0 | 0 | 161682.5547 | 0 | 0 | 0 | 0 | 0 | 0 | 0 | 0 | 0 | 0 | 0
2016-02-10 14:00 | 0 | 0 | 0 | 0 | 0 | 266875.4924 | 531182 | 0 | 0 | 0 | 13070.8242 | 0 | 0 | 0 | 0 | 0 | 0 | 0 | 0 | 0 | 0 | 0 | 0 | 0 | -264306.5076 | 0 | 0 | 0 | 0 | 0 | 0 | 0 | 0 | 0 | 0 | 0
2016-02-10 15:00 | 0 | 0 | 0 | 0 | 0 | 868218.8984 | 523892 | 0 | 0 | 0 | 357397.7225 | 0 | 0 | 0 | 0 | 0 | 0 | 0 | 0 | 0 | 0 | 0 | 0 | 0 | 344326.8984 | 0 | 0 | 0 | 0 | 0 | 0 | 0 | 0 | 0 | 0 | 0
2016-02-10 16:00 | 0 | 0 | 0 | 0 | 0 | 856148.8984 | 511822 | 0 | 0 | 0 | 701724.6209 | 0 | 0 | 0 | 0 | 0 | 0 | 0 | 0 | 0 | 0 | 0 | 0 | 0 | 344326.8984 | 0 | 0 | 0 | 0 | 0 | 0 | 0 | 0 | 0 | 0 | 0
2016-02-10 17:00 | 0 | 0 | 0 | 0 | 0 | 843700.8984 | 499374 | 0 | 0 | 0 | 1046051.5193 | 0 | 0 | 0 | 0 | 0 | 0 | 0 | 0 | 0 | 0 | 0 | 0 | 0 | 344326.8984 | 0 | 0 | 0 | 0 | 0 | 0 | 0 | 0 | 0 | 0 | 0
2016-02-10 18:00 | 0 | 0 | 0 | 0 | 0 | 836459.8984 | 492133 | 0 | 0 | 0 | 1390378.4176 | 0 | 0 | 0 | 0 | 0 | 0 | 0 | 0 | 0 | 0 | 0 | 0 | 0 | 344326.8984 | 0 | 0 | 0 | 0 | 0 | 0 | 0 | 0 | 0 | 0 | 0
2016-02-10 19:00 | 0 | 0 | 0 | 0 | 0 | 830461.8984 | 486135 | 0 | 0 | 0 | 1734705.316 | 0 | 0 | 0 | 0 | 0 | 0 | 0 | 0 | 0 | 0 | 0 | 0 | 0 | 344326.8984 | 0 | 0 | 0 | 0 | 0 | 0 | 0 | 0 | 0 | 0 | 0
2016-02-10 20:00 | 0 | 0 | 0 | 0 | 0 | 828226.8984 | 483900 | 0 | 0 | 0 | 2079032.2144 | 0 | 0 | 0 | 0 | 0 | 0 | 0 | 0 | 0 | 0 | 0 | 0 | 0 | 344326.8984 | 0 | 0 | 0 | 0 | 0 | 0 | 0 | 0 | 0 | 0 | 0
2016-02-10 21:00 | 0 | 0 | 0 | 0 | 0 | 829849.8984 | 485523 | 0 | 0 | 0 | 2423359.1127 | 0 | 0 | 0 | 0 | 0 | 0 | 0 | 0 | 0 | 0 | 0 | 0 | 0 | 344326.8984 | 0 | 0 | 0 | 0 | 0 | 0 | 0 | 0 | 0 | 0 | 0
2016-02-10 22:00 | 0 | 0 | 0 | 0 | 0 | 860931.1378 | 497609 | 0 | 0 | 0 | 2767686.0111 | 0 | 0 | 18995.2394 | 0 | 0 | 0 | 0 | 0 | 0 | 0 | 0 | 0 | 0 | 344326.8984 | 0 | 0 | 0 | 18995.2394 | 0 | 0 | 0 | 0 | 0 | 0 | 0
2016-02-10 23:00 | 0 | 0 | 0 | 0 | 0 | 517528.5683 | 518119 | 0 | 0 | 0 | 2786090.8188 | 0 | 0 | 0 | 0 | 0 | 0 | 0 | 0 | 0 | 0 | 0 | 0 | 0 | 18404.8077 | 0 | 0 | 0 | -18995.2394 | 0 | 0 | 0 | 0 | 0 | 0 | 0
2016-02-11 | 0 | 0 | 0 | 0 | 117474.7424 | 69096.3592 | 530898 | 0 | 0 | 0 | 2441763.9205 | 0 | 0 | 0 | 0 | 0 | 0 | 0 | 0 | 0 | 0 | 0 | 0 | 0 | -344326.8984 | 0 | 0 | 0 | 0 | 0 | 0 | 0 | 0 | 0 | 0 | 0
2016-02-11 01:00 | 0 | 0 | 0 | 0 | 686306.2386 | 0 | 533120 | 0 | 0 | 0 | 2594950.1591 | 0 | 0 | 0 | 0 | 0 | 0 | 0 | 0 | 0 | 0 | 0 | 0 | 0 | 153186.2386 | 0 | 0 | 0 | 0 | 0 | 0 | 0 | 0 | 0 | 0 | 0
2016-02-11 02:00 | 0 | 0 | 0 | 0 | 181646.1016 | 0 | 525973 | 0 | 0 | 0 | 2250623.2607 | 0 | 0 | 0 | 0 | 0 | 0 | 0 | 0 | 0 | 0 | 0 | 0 | 0 | -344326.8984 | 0 | 0 | 0 | 0 | 0 | 0 | 0 | 0 | 0 | 0 | 0
2016-02-11 03:00 | 0 | 0 | 0 | 0 | 164548.1016 | 0 | 508875 | 0 | 0 | 0 | 1906296.3623 | 0 | 0 | 0 | 0 | 0 | 0 | 0 | 0 | 0 | 0 | 0 | 0 | 0 | -344326.8984 | 0 | 0 | 0 | 0 | 0 | 0 | 0 | 0 | 0 | 0 | 0
2016-02-11 04:00 | 0 | 0 | 0 | 0 | 623230.529 | 0 | 486593 | 0 | 0 | 0 | 2042933.8914 | 0 | 0 | 0 | 0 | 0 | 0 | 0 | 0 | 0 | 0 | 0 | 0 | 0 | 136637.529 | 0 | 0 | 0 | 0 | 0 | 0 | 0 | 0 | 0 | 0 | 0
2016-02-11 05:00 | 0 | 0 | 0 | 0 | 124273.1016 | 0 | 468600 | 0 | 0 | 0 | 1698606.993 | 0 | 0 | 0 | 0 | 0 | 0 | 0 | 0 | 0 | 0 | 0 | 0 | 0 | -344326.8984 | 0 | 0 | 0 | 0 | 0 | 0 | 0 | 0 | 0 | 0 | 0
2016-02-11 06:00 | 0 | 0 | 0 | 0 | 112965.1016 | 0 | 457292 | 0 | 0 | 0 | 1354280.0946 | 0 | 0 | 0 | 0 | 0 | 0 | 0 | 0 | 0 | 0 | 0 | 0 | 0 | -344326.8984 | 0 | 0 | 0 | 0 | 0 | 0 | 0 | 0 | 0 | 0 | 0
2016-02-11 07:00 | 0 | 0 | 0 | 0 | 537084.2242 | 0 | 449932 | 0 | 0 | 0 | 1441432.3188 | 0 | 0 | 0 | 0 | 0 | 0 | 0 | 0 | 0 | 0 | 0 | 0 | 0 | 87152.2242 | 0 | 0 | 0 | 0 | 0 | 0 | 0 | 0 | 0 | 0 | 0
2016-02-11 08:00 | 0 | 0 | 0 | 0 | 103219.1016 | 0 | 447546 | 0 | 0 | 0 | 1097105.4204 | 0 | 0 | 0 | 0 | 0 | 0 | 0 | 0 | 0 | 0 | 0 | 0 | 0 | -344326.8984 | 0 | 0 | 0 | 0 | 0 | 0 | 0 | 0 | 0 | 0 | 0
2016-02-11 09:00 | 0 | 0 | 0 | 0 | 490083.3883 | 0 | 451367 | 0 | 0 | 0 | 1135821.8087 | 0 | 0 | 0 | 0 | 0 | 0 | 0 | 0 | 0 | 0 | 0 | 0 | 0 | 38716.3883 | 0 | 0 | 0 | 0 | 0 | 0 | 0 | 0 | 0 | 0 | 0
2016-02-11 10:00 | 0 | 0 | 0 | 0 | 475579.4755 | 0 | 468521 | 0 | 0 | 0 | 1142880.2843 | 0 | 0 | 0 | 0 | 0 | 0 | 0 | 0 | 0 | 0 | 0 | 0 | 0 | 7058.4755 | 0 | 0 | 0 | 0 | 0 | 0 | 0 | 0 | 0 | 0 | 0
2016-02-11 11:00 | 0 | 0 | 0 | 0 | 158426.1016 | 0 | 502753 | 0 | 0 | 0 | 798553.3859 | 0 | 0 | 0 | 0 | 0 | 0 | 0 | 0 | 0 | 0 | 0 | 0 | 0 | -344326.8984 | 0 | 0 | 0 | 0 | 0 | 0 | 0 | 0 | 0 | 0 | 0
2016-02-11 12:00 | 0 | 0 | 0 | 0 | 186410.1016 | 0 | 530737 | 0 | 0 | 0 | 454226.4875 | 0 | 0 | 0 | 0 | 0 | 0 | 0 | 0 | 0 | 0 | 0 | 0 | 0 | -344326.8984 | 0 | 0 | 0 | 0 | 0 | 0 | 0 | 0 | 0 | 0 | 0
2016-02-11 13:00 | 0 | 0 | 0 | 0 | 430171.8319 | 482.7715 | 533208 | 0 | 0 | 0 | 351673.0909 | 0 | 0 | 0 | 0 | 0 | 0 | 0 | 0 | 0 | 0 | 0 | 0 | 0 | -102553.3966 | 0 | 0 | 0 | 0 | 0 | 0 | 0 | 0 | 0 | 0 | 0
2016-02-11 14:00 | 0 | 0 | 0 | 0 | 0 | 280712.0988 | 523308 | 0 | 0 | 0 | 109077.1897 | 0 | 0 | 0 | 0 | 0 | 0 | 0 | 0 | 0 | 0 | 0 | 0 | 0 | -242595.9012 | 0 | 0 | 0 | 0 | 0 | 0 | 0 | 0 | 0 | 0 | 0
2016-02-11 15:00 | 0 | 0 | 0 | 0 | 0 | 857043.8984 | 512717 | 0 | 0 | 0 | 453404.0881 | 0 | 0 | 0 | 0 | 0 | 0 | 0 | 0 | 0 | 0 | 0 | 0 | 0 | 344326.8984 | 0 | 0 | 0 | 0 | 0 | 0 | 0 | 0 | 0 | 0 | 0
2016-02-11 16:00 | 0 | 0 | 0 | 0 | 0 | 843896.8984 | 499570 | 0 | 0 | 0 | 797730.9864 | 0 | 0 | 0 | 0 | 0 | 0 | 0 | 0 | 0 | 0 | 0 | 0 | 0 | 344326.8984 | 0 | 0 | 0 | 0 | 0 | 0 | 0 | 0 | 0 | 0 | 0
2016-02-11 17:00 | 0 | 0 | 0 | 0 | 0 | 832233.8984 | 487907 | 0 | 0 | 0 | 1142057.8848 | 0 | 0 | 0 | 0 | 0 | 0 | 0 | 0 | 0 | 0 | 0 | 0 | 0 | 344326.8984 | 0 | 0 | 0 | 0 | 0 | 0 | 0 | 0 | 0 | 0 | 0
2016-02-11 18:00 | 0 | 0 | 0 | 0 | 0 | 823726.8984 | 479400 | 0 | 0 | 0 | 1486384.7832 | 0 | 0 | 0 | 0 | 0 | 0 | 0 | 0 | 0 | 0 | 0 | 0 | 0 | 344326.8984 | 0 | 0 | 0 | 0 | 0 | 0 | 0 | 0 | 0 | 0 | 0
2016-02-11 19:00 | 0 | 0 | 0 | 0 | 0 | 817468.8984 | 473142 | 0 | 0 | 0 | 1830711.6815 | 0 | 0 | 0 | 0 | 0 | 0 | 0 | 0 | 0 | 0 | 0 | 0 | 0 | 344326.8984 | 0 | 0 | 0 | 0 | 0 | 0 | 0 | 0 | 0 | 0 | 0
2016-02-11 20:00 | 0 | 0 | 0 | 0 | 0 | 813491.8984 | 469165 | 0 | 0 | 0 | 2175038.5799 | 0 | 0 | 0 | 0 | 0 | 0 | 0 | 0 | 0 | 0 | 0 | 0 | 0 | 344326.8984 | 0 | 0 | 0 | 0 | 0 | 0 | 0 | 0 | 0 | 0 | 0
2016-02-11 21:00 | 0 | 0 | 0 | 0 | 0 | 815466.8984 | 471140 | 0 | 0 | 0 | 2519365.4783 | 0 | 0 | 0 | 0 | 0 | 0 | 0 | 0 | 0 | 0 | 0 | 0 | 0 | 344326.8984 | 0 | 0 | 0 | 0 | 0 | 0 | 0 | 0 | 0 | 0 | 0
2016-02-11 22:00 | 0 | 0 | 0 | 0 | 0 | 845120.1378 | 481798 | 0 | 0 | 0 | 2863692.3766 | 0 | 0 | 18995.2394 | 0 | 0 | 0 | 0 | 0 | 0 | 0 | 0 | 0 | 0 | 344326.8984 | 0 | 0 | 0 | 18995.2394 | 0 | 0 | 0 | 0 | 0 | 0 | 0
2016-02-11 23:00 | 0 | 0 | 0 | 0 | 0 | 496893.3655 | 501780 | 0 | 0 | 0 | 2877800.9816 | 0 | 0 | 0 | 0 | 0 | 0 | 0 | 0 | 0 | 0 | 0 | 0 | 0 | 14108.6049 | 0 | 0 | 0 | -18995.2394 | 0 | 0 | 0 | 0 | 0 | 0 | 0
2016-02-12 | 0 | 0 | 0 | 0 | 360821.038 | 50853.5814 | 515314 | 0 | 0 | 0 | 2774161.6009 | 0 | 0 | 0 | 0 | 0 | 0 | 0 | 0 | 0 | 0 | 0 | 0 | 0 | -103639.3806 | 0 | 0 | 0 | 0 | 0 | 0 | 0 | 0 | 0 | 0 | 0
2016-02-12 01:00 | 0 | 0 | 0 | 0 | 362317.2735 | 0 | 517658 | 0 | 0 | 0 | 2618820.8744 | 0 | 0 | 0 | 0 | 0 | 0 | 0 | 0 | 0 | 0 | 0 | 0 | 0 | -155340.7265 | 0 | 0 | 0 | 0 | 0 | 0 | 0 | 0 | 0 | 0 | 0
2016-02-12 02:00 | 0 | 0 | 0 | 0 | 349183.8889 | 0 | 510551 | 0 | 0 | 0 | 2457453.7633 | 0 | 0 | 0 | 0 | 0 | 0 | 0 | 0 | 0 | 0 | 0 | 0 | 0 | -161367.1111 | 0 | 0 | 0 | 0 | 0 | 0 | 0 | 0 | 0 | 0 | 0
2016-02-12 03:00 | 0 | 0 | 0 | 0 | 326356.1193 | 0 | 492901 | 0 | 0 | 0 | 2290908.8827 | 0 | 0 | 0 | 0 | 0 | 0 | 0 | 0 | 0 | 0 | 0 | 0 | 0 | -166544.8807 | 0 | 0 | 0 | 0 | 0 | 0 | 0 | 0 | 0 | 0 | 0
2016-02-12 04:00 | 0 | 0 | 0 | 0 | 305764.2355 | 0 | 471644 | 0 | 0 | 0 | 2106033.8788 | 0 | 0 | 18995.2394 | 0 | 0 | 0 | 0 | 0 | 0 | 0 | 0 | 0 | 0 | -184875.0039 | 0 | 0 | 0 | 18995.2394 | 0 | 0 | 0 | 0 | 0 | 0 | 0
2016-02-12 05:00 | 0 | 0 | 0 | 0 | 88495.8622 | 0 | 451818 | 0 | 0 | 0 | 1761706.9804 | 0 | 0 | 0 | 0 | 0 | 0 | 0 | 0 | 0 | 0 | 0 | 0 | 0 | -344326.8984 | 0 | 0 | 0 | -18995.2394 | 0 | 0 | 0 | 0 | 0 | 0 | 0
2016-02-12 06:00 | 0 | 0 | 0 | 0 | 310796.6909 | 0 | 438740 | 0 | 0 | 0 | 1633763.6713 | 0 | 0 | 0 | 0 | 0 | 0 | 0 | 0 | 0 | 0 | 0 | 0 | 0 | -127943.3091 | 0 | 0 | 0 | 0 | 0 | 0 | 0 | 0 | 0 | 0 | 0
2016-02-12 07:00 | 0 | 0 | 0 | 0 | 86329.1016 | 0 | 430656 | 0 | 0 | 0 | 1289436.7729 | 0 | 0 | 0 | 0 | 0 | 0 | 0 | 0 | 0 | 0 | 0 | 0 | 0 | -344326.8984 | 0 | 0 | 0 | 0 | 0 | 0 | 0 | 0 | 0 | 0 | 0
2016-02-12 08:00 | 0 | 0 | 0 | 0 | 365675.4305 | 0 | 426606 | 0 | 0 | 0 | 1228506.2034 | 0 | 0 | 0 | 0 | 0 | 0 | 0 | 0 | 0 | 0 | 0 | 0 | 0 | -60930.5695 | 0 | 0 | 0 | 0 | 0 | 0 | 0 | 0 | 0 | 0 | 0
2016-02-12 09:00 | 0 | 0 | 0 | 0 | 85100.1016 | 0 | 429427 | 0 | 0 | 0 | 884179.3051 | 0 | 0 | 0 | 0 | 0 | 0 | 0 | 0 | 0 | 0 | 0 | 0 | 0 | -344326.8984 | 0 | 0 | 0 | 0 | 0 | 0 | 0 | 0 | 0 | 0 | 0
2016-02-12 10:00 | 0 | 0 | 0 | 0 | 99860.1016 | 0 | 444187 | 0 | 0 | 0 | 539852.4067 | 0 | 0 | 0 | 0 | 0 | 0 | 0 | 0 | 0 | 0 | 0 | 0 | 0 | -344326.8984 | 0 | 0 | 0 | 0 | 0 | 0 | 0 | 0 | 0 | 0 | 0
2016-02-12 11:00 | 0 | 0 | 0 | 0 | 472728.7989 | 0 | 475473 | 0 | 0 | 0 | 537108.2056 | 0 | 0 | 0 | 0 | 0 | 0 | 0 | 0 | 0 | 0 | 0 | 0 | 0 | -2744.2011 | 0 | 0 | 0 | 0 | 0 | 0 | 0 | 0 | 0 | 0 | 0
2016-02-12 12:00 | 0 | 0 | 0 | 0 | 158099.1016 | 0 | 502426 | 0 | 0 | 0 | 192781.3072 | 0 | 0 | 0 | 0 | 0 | 0 | 0 | 0 | 0 | 0 | 0 | 0 | 0 | -344326.8984 | 0 | 0 | 0 | 0 | 0 | 0 | 0 | 0 | 0 | 0 | 0
2016-02-12 13:00 | 0 | 0 | 0 | 0 | 315135.4973 | 606.1955 | 508523 | 0 | 0 | 0 | 0 | 0 | 0 | 0 | 0 | 0 | 0 | 0 | 0 | 0 | 0 | 0 | 0 | 0 | -192781.3072 | 0 | 0 | 0 | 0 | 0 | 0 | 0 | 0 | 0 | 0 | 0
2016-02-12 14:00 | 0 | 0 | 0 | 0 | 250376.1115 | 256126.8885 | 506503 | 0 | 0 | 0 | 0 | 0 | 0 | 0 | 0 | 0 | 0 | 0 | 0 | 0 | 0 | 0 | 0 | 0 | 0 | 0 | 0 | 0 | 0 | 0 | 0 | 0 | 0 | 0 | 0 | 0
2016-02-12 15:00 | 0 | 0 | 0 | 0 | 0 | 846892.8984 | 502566 | 0 | 0 | 0 | 344326.8984 | 0 | 0 | 0 | 0 | 0 | 0 | 0 | 0 | 0 | 0 | 0 | 0 | 0 | 344326.8984 | 0 | 0 | 0 | 0 | 0 | 0 | 0 | 0 | 0 | 0 | 0
2016-02-12 16:00 | 0 | 0 | 0 | 0 | 0 | 839862.8984 | 495536 | 0 | 0 | 0 | 688653.7967 | 0 | 0 | 0 | 0 | 0 | 0 | 0 | 0 | 0 | 0 | 0 | 0 | 0 | 344326.8984 | 0 | 0 | 0 | 0 | 0 | 0 | 0 | 0 | 0 | 0 | 0
2016-02-12 17:00 | 0 | 0 | 0 | 0 | 0 | 831076.8984 | 486750 | 0 | 0 | 0 | 1032980.6951 | 0 | 0 | 0 | 0 | 0 | 0 | 0 | 0 | 0 | 0 | 0 | 0 | 0 | 344326.8984 | 0 | 0 | 0 | 0 | 0 | 0 | 0 | 0 | 0 | 0 | 0
2016-02-12 18:00 | 0 | 0 | 0 | 0 | 0 | 825371.8984 | 481045 | 0 | 0 | 0 | 1377307.5935 | 0 | 0 | 0 | 0 | 0 | 0 | 0 | 0 | 0 | 0 | 0 | 0 | 0 | 344326.8984 | 0 | 0 | 0 | 0 | 0 | 0 | 0 | 0 | 0 | 0 | 0
2016-02-12 19:00 | 0 | 0 | 0 | 0 | 0 | 821833.8984 | 477507 | 0 | 0 | 0 | 1721634.4918 | 0 | 0 | 0 | 0 | 0 | 0 | 0 | 0 | 0 | 0 | 0 | 0 | 0 | 344326.8984 | 0 | 0 | 0 | 0 | 0 | 0 | 0 | 0 | 0 | 0 | 0
2016-02-12 20:00 | 0 | 0 | 0 | 0 | 0 | 819796.8984 | 475470 | 0 | 0 | 0 | 2065961.3902 | 0 | 0 | 0 | 0 | 0 | 0 | 0 | 0 | 0 | 0 | 0 | 0 | 0 | 344326.8984 | 0 | 0 | 0 | 0 | 0 | 0 | 0 | 0 | 0 | 0 | 0
2016-02-12 21:00 | 0 | 0 | 0 | 0 | 0 | 819837.8984 | 475511 | 0 | 0 | 0 | 2410288.2886 | 0 | 0 | 0 | 0 | 0 | 0 | 0 | 0 | 0 | 0 | 0 | 0 | 0 | 344326.8984 | 0 | 0 | 0 | 0 | 0 | 0 | 0 | 0 | 0 | 0 | 0
2016-02-12 22:00 | 0 | 0 | 0 | 0 | 0 | 843909.1378 | 480587 | 0 | 0 | 0 | 2754615.1869 | 0 | 0 | 18995.2394 | 0 | 0 | 0 | 0 | 0 | 0 | 0 | 0 | 0 | 0 | 344326.8984 | 0 | 0 | 0 | 18995.2394 | 0 | 0 | 0 | 0 | 0 | 0 | 0
2016-02-12 23:00 | 0 | 0 | 0 | 0 | 0 | 570557.0213 | 492585 | 0 | 0 | 0 | 2851582.4476 | 0 | 0 | 0 | 0 | 0 | 0 | 0 | 0 | 0 | 0 | 0 | 0 | 0 | 96967.2607 | 0 | 0 | 0 | -18995.2394 | 0 | 0 | 0 | 0 | 0 | 0 | 0
2016-02-13 | 0 | 0 | 0 | 0 | 66620.0967 | 88862.0049 | 499809 | 0 | 0 | 0 | 2507255.5492 | 0 | 0 | 0 | 0 | 0 | 0 | 0 | 0 | 0 | 0 | 0 | 0 | 0 | -344326.8984 | 0 | 0 | 0 | 0 | 0 | 0 | 0 | 0 | 0 | 0 | 0
2016-02-13 01:00 | 0 | 0 | 0 | 0 | 154404.0703 | 0.031288 | 498731 | 0 | 0 | 0 | 2162928.6509 | 0 | 0 | 0 | 0 | 0 | 0 | 0 | 0 | 0 | 0 | 0 | 0 | 0 | -344326.8984 | 0 | 0 | 0 | 0 | 0 | 0 | 0 | 0 | 0 | 0 | 0
2016-02-13 02:00 | 0 | 0 | 0 | 0 | 579080.3228 | 0 | 491920 | 0 | 0 | 0 | 2250088.9737 | 0 | 0 | 0 | 0 | 0 | 0 | 0 | 0 | 0 | 0 | 0 | 0 | 0 | 87160.3228 | 0 | 0 | 0 | 0 | 0 | 0 | 0 | 0 | 0 | 0 | 0
2016-02-13 03:00 | 0 | 0 | 0 | 0 | 134843.1016 | 0 | 479170 | 0 | 0 | 0 | 1905762.0753 | 0 | 0 | 0 | 0 | 0 | 0 | 0 | 0 | 0 | 0 | 0 | 0 | 0 | -344326.8984 | 0 | 0 | 0 | 0 | 0 | 0 | 0 | 0 | 0 | 0 | 0
2016-02-13 04:00 | 0 | 0 | 0 | 0 | 527442.5487 | 0 | 462280 | 0 | 0 | 0 | 1970924.6241 | 0 | 0 | 0 | 0 | 0 | 0 | 0 | 0 | 0 | 0 | 0 | 0 | 0 | 65162.5487 | 0 | 0 | 0 | 0 | 0 | 0 | 0 | 0 | 0 | 0 | 0
2016-02-13 05:00 | 0 | 0 | 0 | 0 | 101824.1016 | 0 | 446151 | 0 | 0 | 0 | 1626597.7257 | 0 | 0 | 0 | 0 | 0 | 0 | 0 | 0 | 0 | 0 | 0 | 0 | 0 | -344326.8984 | 0 | 0 | 0 | 0 | 0 | 0 | 0 | 0 | 0 | 0 | 0
2016-02-13 06:00 | 0 | 0 | 0 | 0 | 474351.8469 | 0 | 434017 | 0 | 0 | 0 | 1666932.5726 | 0 | 0 | 0 | 0 | 0 | 0 | 0 | 0 | 0 | 0 | 0 | 0 | 0 | 40334.8469 | 0 | 0 | 0 | 0 | 0 | 0 | 0 | 0 | 0 | 0 | 0
2016-02-13 07:00 | 0 | 0 | 0 | 0 | 82242.1016 | 0 | 426569 | 0 | 0 | 0 | 1322605.6742 | 0 | 0 | 0 | 0 | 0 | 0 | 0 | 0 | 0 | 0 | 0 | 0 | 0 | -344326.8984 | 0 | 0 | 0 | 0 | 0 | 0 | 0 | 0 | 0 | 0 | 0
2016-02-13 08:00 | 0 | 0 | 0 | 0 | 438881.9524 | 0 | 423312 | 0 | 0 | 0 | 1338175.6266 | 0 | 0 | 0 | 0 | 0 | 0 | 0 | 0 | 0 | 0 | 0 | 0 | 0 | 15569.9524 | 0 | 0 | 0 | 0 | 0 | 0 | 0 | 0 | 0 | 0 | 0
2016-02-13 09:00 | 0 | 0 | 0 | 0 | 80750.1016 | 0 | 425077 | 0 | 0 | 0 | 993848.7283 | 0 | 0 | 0 | 0 | 0 | 0 | 0 | 0 | 0 | 0 | 0 | 0 | 0 | -344326.8984 | 0 | 0 | 0 | 0 | 0 | 0 | 0 | 0 | 0 | 0 | 0
2016-02-13 10:00 | 0 | 0 | 0 | 0 | 437597.584 | 0 | 432371 | 0 | 0 | 0 | 999075.3123 | 0 | 0 | 0 | 0 | 0 | 0 | 0 | 0 | 0 | 0 | 0 | 0 | 0 | 5226.584 | 0 | 0 | 0 | 0 | 0 | 0 | 0 | 0 | 0 | 0 | 0
2016-02-13 11:00 | 0 | 0 | 0 | 0 | 101342.1016 | 0 | 445669 | 0 | 0 | 0 | 654748.4139 | 0 | 0 | 0 | 0 | 0 | 0 | 0 | 0 | 0 | 0 | 0 | 0 | 0 | -344326.8984 | 0 | 0 | 0 | 0 | 0 | 0 | 0 | 0 | 0 | 0 | 0
2016-02-13 12:00 | 0 | 0 | 0 | 0 | 117770.1016 | 0 | 462097 | 0 | 0 | 0 | 310421.5155 | 0 | 0 | 0 | 0 | 0 | 0 | 0 | 0 | 0 | 0 | 0 | 0 | 0 | -344326.8984 | 0 | 0 | 0 | 0 | 0 | 0 | 0 | 0 | 0 | 0 | 0
2016-02-13 13:00 | 0 | 0 | 0 | 0 | 478766.037 | 737.0567 | 476177 | 0 | 0 | 0 | 313747.6092 | 0 | 0 | 0 | 0 | 0 | 0 | 0 | 0 | 0 | 0 | 0 | 0 | 0 | 3326.0937 | 0 | 0 | 0 | 0 | 0 | 0 | 0 | 0 | 0 | 0 | 0
2016-02-13 14:00 | 0 | 0 | 0 | 0 | 0 | 203849.6952 | 484883 | 0 | 0 | 0 | 32714.3044 | 0 | 0 | 0 | 0 | 0 | 0 | 0 | 0 | 0 | 0 | 0 | 0 | 0 | -281033.3048 | 0 | 0 | 0 | 0 | 0 | 0 | 0 | 0 | 0 | 0 | 0
2016-02-13 15:00 | 0 | 0 | 0 | 0 | 70763.0454 | 759145.853 | 485582 | 0 | 0 | 0 | 377041.2028 | 0 | 0 | 0 | 0 | 0 | 0 | 0 | 0 | 0 | 0 | 0 | 0 | 0 | 344326.8984 | 0 | 0 | 0 | 0 | 0 | 0 | 0 | 0 | 0 | 0 | 0
2016-02-13 16:00 | 0 | 0 | 0 | 0 | 0 | 824756.8984 | 480430 | 0 | 0 | 0 | 721368.1012 | 0 | 0 | 0 | 0 | 0 | 0 | 0 | 0 | 0 | 0 | 0 | 0 | 0 | 344326.8984 | 0 | 0 | 0 | 0 | 0 | 0 | 0 | 0 | 0 | 0 | 0
2016-02-13 17:00 | 0 | 0 | 0 | 0 | 0 | 816180.8984 | 471854 | 0 | 0 | 0 | 1065694.9995 | 0 | 0 | 0 | 0 | 0 | 0 | 0 | 0 | 0 | 0 | 0 | 0 | 0 | 344326.8984 | 0 | 0 | 0 | 0 | 0 | 0 | 0 | 0 | 0 | 0 | 0
2016-02-13 18:00 | 0 | 0 | 0 | 0 | 0 | 806995.8984 | 462669 | 0 | 0 | 0 | 1410021.8979 | 0 | 0 | 0 | 0 | 0 | 0 | 0 | 0 | 0 | 0 | 0 | 0 | 0 | 344326.8984 | 0 | 0 | 0 | 0 | 0 | 0 | 0 | 0 | 0 | 0 | 0
2016-02-13 19:00 | 0 | 0 | 0 | 0 | 0 | 800493.8984 | 456167 | 0 | 0 | 0 | 1754348.7963 | 0 | 0 | 0 | 0 | 0 | 0 | 0 | 0 | 0 | 0 | 0 | 0 | 0 | 344326.8984 | 0 | 0 | 0 | 0 | 0 | 0 | 0 | 0 | 0 | 0 | 0
2016-02-13 20:00 | 0 | 0 | 0 | 0 | 0 | 796688.8984 | 452362 | 0 | 0 | 0 | 2098675.6946 | 0 | 0 | 0 | 0 | 0 | 0 | 0 | 0 | 0 | 0 | 0 | 0 | 0 | 344326.8984 | 0 | 0 | 0 | 0 | 0 | 0 | 0 | 0 | 0 | 0 | 0
2016-02-13 21:00 | 0 | 0 | 0 | 0 | 0 | 799463.8984 | 455137 | 0 | 0 | 0 | 2443002.593 | 0 | 0 | 0 | 0 | 0 | 0 | 0 | 0 | 0 | 0 | 0 | 0 | 0 | 344326.8984 | 0 | 0 | 0 | 0 | 0 | 0 | 0 | 0 | 0 | 0 | 0
2016-02-13 22:00 | 0 | 0 | 0 | 0 | 0 | 829879.1378 | 466557 | 0 | 0 | 0 | 2787329.4914 | 0 | 0 | 18995.2394 | 0 | 0 | 0 | 0 | 0 | 0 | 0 | 0 | 0 | 0 | 344326.8984 | 0 | 0 | 0 | 18995.2394 | 0 | 0 | 0 | 0 | 0 | 0 | 0
2016-02-13 23:00 | 0 | 0 | 0 | 0 | 0 | 579339.2582 | 487773 | 0 | 0 | 0 | 2897890.989 | 0 | 0 | 0 | 0 | 0 | 0 | 0 | 0 | 0 | 0 | 0 | 0 | 0 | 110561.4976 | 0 | 0 | 0 | -18995.2394 | 0 | 0 | 0 | 0 | 0 | 0 | 0
2016-02-14 | 0 | 0 | 0 | 0 | 36642.793 | 120227.3086 | 501197 | 0 | 0 | 0 | 2553564.0906 | 0 | 0 | 0 | 0 | 0 | 0 | 0 | 0 | 0 | 0 | 0 | 0 | 0 | -344326.8984 | 0 | 0 | 0 | 0 | 0 | 0 | 0 | 0 | 0 | 0 | 0
2016-02-14 01:00 | 0 | 0 | 0 | 0 | 160343.9622 | 4.1395 | 504675 | 0 | 0 | 0 | 2209237.1923 | 0 | 0 | 0 | 0 | 0 | 0 | 0 | 0 | 0 | 0 | 0 | 0 | 0 | -344326.8984 | 0 | 0 | 0 | 0 | 0 | 0 | 0 | 0 | 0 | 0 | 0
2016-02-14 02:00 | 0 | 0 | 0 | 0 | 157614.1016 | 0 | 501941 | 0 | 0 | 0 | 1864910.2939 | 0 | 0 | 0 | 0 | 0 | 0 | 0 | 0 | 0 | 0 | 0 | 0 | 0 | -344326.8984 | 0 | 0 | 0 | 0 | 0 | 0 | 0 | 0 | 0 | 0 | 0
2016-02-14 03:00 | 0 | 0 | 0 | 0 | 148888.1016 | 0 | 493215 | 0 | 0 | 0 | 1520583.3955 | 0 | 0 | 0 | 0 | 0 | 0 | 0 | 0 | 0 | 0 | 0 | 0 | 0 | -344326.8984 | 0 | 0 | 0 | 0 | 0 | 0 | 0 | 0 | 0 | 0 | 0
2016-02-14 04:00 | 0 | 0 | 0 | 0 | 823295.8984 | 0 | 478969 | 0 | 0 | 0 | 1864910.2939 | 0 | 0 | 0 | 0 | 0 | 0 | 0 | 0 | 0 | 0 | 0 | 0 | 0 | 344326.8984 | 0 | 0 | 0 | 0 | 0 | 0 | 0 | 0 | 0 | 0 | 0
2016-02-14 05:00 | 0 | 0 | 0 | 0 | 119821.1016 | 0 | 464148 | 0 | 0 | 0 | 1520583.3955 | 0 | 0 | 0 | 0 | 0 | 0 | 0 | 0 | 0 | 0 | 0 | 0 | 0 | -344326.8984 | 0 | 0 | 0 | 0 | 0 | 0 | 0 | 0 | 0 | 0 | 0
2016-02-14 06:00 | 0 | 0 | 0 | 0 | 109564.1016 | 0 | 453891 | 0 | 0 | 0 | 1176256.4972 | 0 | 0 | 0 | 0 | 0 | 0 | 0 | 0 | 0 | 0 | 0 | 0 | 0 | -344326.8984 | 0 | 0 | 0 | 0 | 0 | 0 | 0 | 0 | 0 | 0 | 0
2016-02-14 07:00 | 0 | 0 | 0 | 0 | 102915.1016 | 0 | 447242 | 0 | 0 | 0 | 831929.5988 | 0 | 0 | 0 | 0 | 0 | 0 | 0 | 0 | 0 | 0 | 0 | 0 | 0 | -344326.8984 | 0 | 0 | 0 | 0 | 0 | 0 | 0 | 0 | 0 | 0 | 0
2016-02-14 08:00 | 0 | 0 | 0 | 0 | 787762.8984 | 0 | 443436 | 0 | 0 | 0 | 1176256.4972 | 0 | 0 | 0 | 0 | 0 | 0 | 0 | 0 | 0 | 0 | 0 | 0 | 0 | 344326.8984 | 0 | 0 | 0 | 0 | 0 | 0 | 0 | 0 | 0 | 0 | 0
2016-02-14 09:00 | 0 | 0 | 0 | 0 | 98079.1016 | 0 | 442406 | 0 | 0 | 0 | 831929.5988 | 0 | 0 | 0 | 0 | 0 | 0 | 0 | 0 | 0 | 0 | 0 | 0 | 0 | -344326.8984 | 0 | 0 | 0 | 0 | 0 | 0 | 0 | 0 | 0 | 0 | 0
2016-02-14 10:00 | 0 | 0 | 0 | 0 | 102017.1016 | 0 | 446344 | 0 | 0 | 0 | 487602.7004 | 0 | 0 | 0 | 0 | 0 | 0 | 0 | 0 | 0 | 0 | 0 | 0 | 0 | -344326.8984 | 0 | 0 | 0 | 0 | 0 | 0 | 0 | 0 | 0 | 0 | 0
2016-02-14 11:00 | 0 | 0 | 0 | 0 | 111623.1016 | 0 | 455950 | 0 | 0 | 0 | 143275.8021 | 0 | 0 | 0 | 0 | 0 | 0 | 0 | 0 | 0 | 0 | 0 | 0 | 0 | -344326.8984 | 0 | 0 | 0 | 0 | 0 | 0 | 0 | 0 | 0 | 0 | 0
2016-02-14 12:00 | 0 | 0 | 0 | 0 | 324406.1979 | 0 | 467682 | 0 | 0 | 0 | 0 | 0 | 0 | 0 | 0 | 0 | 0 | 0 | 0 | 0 | 0 | 0 | 0 | 0 | -143275.8021 | 0 | 0 | 0 | 0 | 0 | 0 | 0 | 0 | 0 | 0 | 0
2016-02-14 13:00 | 0 | 0 | 0 | 0 | 708814.8652 | 915.9206 | 477822 | 0 | 0 | 0 | 231908.7858 | 0 | 0 | 0 | 0 | 0 | 0 | 0 | 0 | 0 | 0 | 0 | 0 | 0 | 231908.7858 | 0 | 0 | 0 | 0 | 0 | 0 | 0 | 0 | 0 | 0 | 0
2016-02-14 14:00 | 0 | 0 | 0 | 0 | 200711.3666 | 212729.3412 | 482732 | 0 | 0 | 0 | 162617.4936 | 0 | 0 | 0 | 0 | 0 | 0 | 0 | 0 | 0 | 0 | 0 | 0 | 0 | -69291.2922 | 0 | 0 | 0 | 0 | 0 | 0 | 0 | 0 | 0 | 0 | 0
2016-02-14 15:00 | 0 | 0 | 0 | 0 | 74010.0708 | 751110.8276 | 480794 | 0 | 0 | 0 | 506944.3919 | 0 | 0 | 0 | 0 | 0 | 0 | 0 | 0 | 0 | 0 | 0 | 0 | 0 | 344326.8984 | 0 | 0 | 0 | 0 | 0 | 0 | 0 | 0 | 0 | 0 | 0
2016-02-14 16:00 | 0 | 0 | 0 | 0 | 0 | 818626.8984 | 474300 | 0 | 0 | 0 | 851271.2903 | 0 | 0 | 0 | 0 | 0 | 0 | 0 | 0 | 0 | 0 | 0 | 0 | 0 | 344326.8984 | 0 | 0 | 0 | 0 | 0 | 0 | 0 | 0 | 0 | 0 | 0
2016-02-14 17:00 | 0 | 0 | 0 | 0 | 0 | 812361.8984 | 468035 | 0 | 0 | 0 | 1195598.1887 | 0 | 0 | 0 | 0 | 0 | 0 | 0 | 0 | 0 | 0 | 0 | 0 | 0 | 344326.8984 | 0 | 0 | 0 | 0 | 0 | 0 | 0 | 0 | 0 | 0 | 0
2016-02-14 18:00 | 0 | 0 | 0 | 0 | 0 | 805405.8984 | 461079 | 0 | 0 | 0 | 1539925.087 | 0 | 0 | 0 | 0 | 0 | 0 | 0 | 0 | 0 | 0 | 0 | 0 | 0 | 344326.8984 | 0 | 0 | 0 | 0 | 0 | 0 | 0 | 0 | 0 | 0 | 0
2016-02-14 19:00 | 0 | 0 | 0 | 0 | 0 | 799316.8984 | 454990 | 0 | 0 | 0 | 1884251.9854 | 0 | 0 | 0 | 0 | 0 | 0 | 0 | 0 | 0 | 0 | 0 | 0 | 0 | 344326.8984 | 0 | 0 | 0 | 0 | 0 | 0 | 0 | 0 | 0 | 0 | 0
2016-02-14 20:00 | 0 | 0 | 0 | 0 | 0 | 797830.8984 | 453504 | 0 | 0 | 0 | 2228578.8838 | 0 | 0 | 0 | 0 | 0 | 0 | 0 | 0 | 0 | 0 | 0 | 0 | 0 | 344326.8984 | 0 | 0 | 0 | 0 | 0 | 0 | 0 | 0 | 0 | 0 | 0
2016-02-14 21:00 | 0 | 0 | 0 | 0 | 0 | 820541.1378 | 457219 | 0 | 0 | 0 | 2572905.7821 | 0 | 0 | 18995.2394 | 0 | 0 | 0 | 0 | 0 | 0 | 0 | 0 | 0 | 0 | 344326.8984 | 0 | 0 | 0 | 18995.2394 | 0 | 0 | 0 | 0 | 0 | 0 | 0
2016-02-14 22:00 | 0 | 0 | 0 | 0 | 0 | 804666.6545 | 468996 | 0 | 0 | 0 | 2917232.6805 | 0 | 0 | 10338.9955 | 0 | 0 | 0 | 0 | 0 | 0 | 0 | 0 | 0 | 0 | 344326.8984 | 0 | 0 | 0 | -8656.2439 | 0 | 0 | 0 | 0 | 0 | 0 | 0
2016-02-14 23:00 | 0 | 0 | 0 | 0 | 0 | 515928.1346 | 487064 | 0 | 0 | 0 | 2956435.8107 | 0 | 0 | 0 | 0 | 0 | 0 | 0 | 0 | 0 | 0 | 0 | 0 | 0 | 39203.1301 | 0 | 0 | 0 | -10338.9955 | 0 | 0 | 0 | 0 | 0 | 0 | 0
2016-02-15 | 0 | 0 | 0 | 0 | 77928.6473 | 74989.4544 | 497245 | 0 | 0 | 0 | 2612108.9123 | 0 | 0 | 0 | 0 | 0 | 0 | 0 | 0 | 0 | 0 | 0 | 0 | 0 | -344326.8984 | 0 | 0 | 0 | 0 | 0 | 0 | 0 | 0 | 0 | 0 | 0
2016-02-15 01:00 | 0 | 0 | 0 | 0 | 152130.2487 | 6.853 | 496464 | 0 | 0 | 0 | 2267782.0139 | 0 | 0 | 0 | 0 | 0 | 0 | 0 | 0 | 0 | 0 | 0 | 0 | 0 | -344326.8984 | 0 | 0 | 0 | 0 | 0 | 0 | 0 | 0 | 0 | 0 | 0
2016-02-15 02:00 | 0 | 0 | 0 | 0 | 563459.4635 | 0 | 487759 | 0 | 0 | 0 | 2343482.4775 | 0 | 0 | 0 | 0 | 0 | 0 | 0 | 0 | 0 | 0 | 0 | 0 | 0 | 75700.4635 | 0 | 0 | 0 | 0 | 0 | 0 | 0 | 0 | 0 | 0 | 0
2016-02-15 03:00 | 0 | 0 | 0 | 0 | 129536.1016 | 0 | 473863 | 0 | 0 | 0 | 1999155.5791 | 0 | 0 | 0 | 0 | 0 | 0 | 0 | 0 | 0 | 0 | 0 | 0 | 0 | -344326.8984 | 0 | 0 | 0 | 0 | 0 | 0 | 0 | 0 | 0 | 0 | 0
2016-02-15 04:00 | 0 | 0 | 0 | 0 | 111920.1016 | 0 | 456247 | 0 | 0 | 0 | 1654828.6807 | 0 | 0 | 0 | 0 | 0 | 0 | 0 | 0 | 0 | 0 | 0 | 0 | 0 | -344326.8984 | 0 | 0 | 0 | 0 | 0 | 0 | 0 | 0 | 0 | 0 | 0
2016-02-15 05:00 | 0 | 0 | 0 | 0 | 94244.1016 | 0 | 438571 | 0 | 0 | 0 | 1310501.7824 | 0 | 0 | 0 | 0 | 0 | 0 | 0 | 0 | 0 | 0 | 0 | 0 | 0 | -344326.8984 | 0 | 0 | 0 | 0 | 0 | 0 | 0 | 0 | 0 | 0 | 0
2016-02-15 06:00 | 0 | 0 | 0 | 0 | 603391.4738 | 0 | 426178 | 0 | 0 | 0 | 1487715.2562 | 0 | 0 | 0 | 0 | 0 | 0 | 0 | 0 | 0 | 0 | 0 | 0 | 0 | 177213.4738 | 0 | 0 | 0 | 0 | 0 | 0 | 0 | 0 | 0 | 0 | 0
2016-02-15 07:00 | 0 | 0 | 0 | 0 | 73703.1016 | 0 | 418030 | 0 | 0 | 0 | 1143388.3578 | 0 | 0 | 0 | 0 | 0 | 0 | 0 | 0 | 0 | 0 | 0 | 0 | 0 | -344326.8984 | 0 | 0 | 0 | 0 | 0 | 0 | 0 | 0 | 0 | 0 | 0
2016-02-15 08:00 | 0 | 0 | 0 | 0 | 69475.1016 | 0 | 413802 | 0 | 0 | 0 | 799061.4594 | 0 | 0 | 0 | 0 | 0 | 0 | 0 | 0 | 0 | 0 | 0 | 0 | 0 | -344326.8984 | 0 | 0 | 0 | 0 | 0 | 0 | 0 | 0 | 0 | 0 | 0
2016-02-15 09:00 | 0 | 0 | 0 | 0 | 71693.1016 | 0 | 416020 | 0 | 0 | 0 | 454734.5611 | 0 | 0 | 0 | 0 | 0 | 0 | 0 | 0 | 0 | 0 | 0 | 0 | 0 | -344326.8984 | 0 | 0 | 0 | 0 | 0 | 0 | 0 | 0 | 0 | 0 | 0
2016-02-15 10:00 | 0 | 0 | 0 | 0 | 660160.2357 | 0 | 426241 | 0 | 0 | 0 | 688653.7967 | 0 | 0 | 0 | 0 | 0 | 0 | 0 | 0 | 0 | 0 | 0 | 0 | 0 | 233919.2357 | 0 | 0 | 0 | 0 | 0 | 0 | 0 | 0 | 0 | 0 | 0
2016-02-15 11:00 | 0 | 0 | 0 | 0 | 104497.1016 | 0 | 448824 | 0 | 0 | 0 | 344326.8984 | 0 | 0 | 0 | 0 | 0 | 0 | 0 | 0 | 0 | 0 | 0 | 0 | 0 | -344326.8984 | 0 | 0 | 0 | 0 | 0 | 0 | 0 | 0 | 0 | 0 | 0
2016-02-15 12:00 | 0 | 0 | 0 | 0 | 127923.1016 | 0 | 472250 | 0 | 0 | 0 | 0 | 0 | 0 | 0 | 0 | 0 | 0 | 0 | 0 | 0 | 0 | 0 | 0 | 0 | -344326.8984 | 0 | 0 | 0 | 0 | 0 | 0 | 0 | 0 | 0 | 0 | 0
2016-02-15 13:00 | 0 | 0 | 0 | 0 | 485486.5907 | 1151.4093 | 486638 | 0 | 0 | 0 | 0 | 0 | 0 | 0 | 0 | 0 | 0 | 0 | 0 | 0 | 0 | 0 | 0 | 0 | 0 | 0 | 0 | 0 | 0 | 0 | 0 | 0 | 0 | 0 | 0 | 0
2016-02-15 14:00 | 0 | 0 | 0 | 0 | 360896.5854 | 283128.4911 | 495412 | 0 | 0 | 0 | 148613.0764 | 0 | 0 | 0 | 0 | 0 | 0 | 0 | 0 | 0 | 0 | 0 | 0 | 0 | 148613.0764 | 0 | 0 | 0 | 0 | 0 | 0 | 0 | 0 | 0 | 0 | 0
2016-02-15 15:00 | 0 | 0 | 0 | 0 | 0 | 843564.7718 | 501301 | 0 | 0 | 0 | 490876.8482 | 0 | 0 | 0 | 0 | 0 | 0 | 0 | 0 | 0 | 0 | 0 | 0 | 0 | 342263.7718 | 0 | 0 | 0 | 0 | 0 | 0 | 0 | 0 | 0 | 0 | 0
2016-02-15 16:00 | 0 | 0 | 0 | 0 | 0 | 846547.8984 | 502221 | 0 | 0 | 0 | 835203.7466 | 0 | 0 | 0 | 0 | 0 | 0 | 0 | 0 | 0 | 0 | 0 | 0 | 0 | 344326.8984 | 0 | 0 | 0 | 0 | 0 | 0 | 0 | 0 | 0 | 0 | 0
2016-02-15 17:00 | 0 | 0 | 0 | 0 | 0 | 843688.8984 | 499362 | 0 | 0 | 0 | 1179530.645 | 0 | 0 | 0 | 0 | 0 | 0 | 0 | 0 | 0 | 0 | 0 | 0 | 0 | 344326.8984 | 0 | 0 | 0 | 0 | 0 | 0 | 0 | 0 | 0 | 0 | 0
2016-02-15 18:00 | 0 | 0 | 0 | 0 | 0 | 839512.8984 | 495186 | 0 | 0 | 0 | 1523857.5433 | 0 | 0 | 0 | 0 | 0 | 0 | 0 | 0 | 0 | 0 | 0 | 0 | 0 | 344326.8984 | 0 | 0 | 0 | 0 | 0 | 0 | 0 | 0 | 0 | 0 | 0
2016-02-15 19:00 | 0 | 0 | 0 | 0 | 0 | 834713.8984 | 490387 | 0 | 0 | 0 | 1868184.4417 | 0 | 0 | 0 | 0 | 0 | 0 | 0 | 0 | 0 | 0 | 0 | 0 | 0 | 344326.8984 | 0 | 0 | 0 | 0 | 0 | 0 | 0 | 0 | 0 | 0 | 0
2016-02-15 20:00 | 0 | 0 | 0 | 0 | 0 | 831021.8984 | 486695 | 0 | 0 | 0 | 2212511.3401 | 0 | 0 | 0 | 0 | 0 | 0 | 0 | 0 | 0 | 0 | 0 | 0 | 0 | 344326.8984 | 0 | 0 | 0 | 0 | 0 | 0 | 0 | 0 | 0 | 0 | 0
2016-02-15 21:00 | 0 | 0 | 0 | 0 | 0 | 831331.8984 | 487005 | 0 | 0 | 0 | 2556838.2384 | 0 | 0 | 0 | 0 | 0 | 0 | 0 | 0 | 0 | 0 | 0 | 0 | 0 | 344326.8984 | 0 | 0 | 0 | 0 | 0 | 0 | 0 | 0 | 0 | 0 | 0
2016-02-15 22:00 | 0 | 0 | 0 | 0 | 0 | 857552.1378 | 494230 | 0 | 0 | 0 | 2901165.1368 | 0 | 0 | 18995.2394 | 0 | 0 | 0 | 0 | 0 | 0 | 0 | 0 | 0 | 0 | 344326.8984 | 0 | 0 | 0 | 18995.2394 | 0 | 0 | 0 | 0 | 0 | 0 | 0
2016-02-15 23:00 | 0 | 0 | 0 | 0 | 0 | 641380.9997 | 505582 | 0 | 0 | 0 | 3055959.376 | 0 | 0 | 0 | 0 | 0 | 0 | 0 | 0 | 0 | 0 | 0 | 0 | 0 | 154794.2392 | 0 | 0 | 0 | -18995.2394 | 0 | 0 | 0 | 0 | 0 | 0 | 0
2016-02-16 | 0 | 0 | 0 | 0 | 75716.8468 | 90531.2549 | 510575 | 0 | 0 | 0 | 2711632.4776 | 0 | 0 | 0 | 0 | 0 | 0 | 0 | 0 | 0 | 0 | 0 | 0 | 0 | -344326.8984 | 0 | 0 | 0 | 0 | 0 | 0 | 0 | 0 | 0 | 0 | 0
2016-02-16 01:00 | 0 | 0 | 0 | 0 | 162341.6268 | 16.4748 | 506685 | 0 | 0 | 0 | 2367305.5792 | 0 | 0 | 0 | 0 | 0 | 0 | 0 | 0 | 0 | 0 | 0 | 0 | 0 | -344326.8984 | 0 | 0 | 0 | 0 | 0 | 0 | 0 | 0 | 0 | 0 | 0
2016-02-16 02:00 | 0 | 0 | 0 | 0 | 148293.1016 | 0 | 492620 | 0 | 0 | 0 | 2022978.6809 | 0 | 0 | 0 | 0 | 0 | 0 | 0 | 0 | 0 | 0 | 0 | 0 | 0 | -344326.8984 | 0 | 0 | 0 | 0 | 0 | 0 | 0 | 0 | 0 | 0 | 0
2016-02-16 03:00 | 0 | 0 | 0 | 0 | 127456.1016 | 0 | 471783 | 0 | 0 | 0 | 1678651.7825 | 0 | 0 | 0 | 0 | 0 | 0 | 0 | 0 | 0 | 0 | 0 | 0 | 0 | -344326.8984 | 0 | 0 | 0 | 0 | 0 | 0 | 0 | 0 | 0 | 0 | 0
2016-02-16 04:00 | 0 | 0 | 0 | 0 | 102206.1016 | 0 | 446533 | 0 | 0 | 0 | 1334324.8841 | 0 | 0 | 0 | 0 | 0 | 0 | 0 | 0 | 0 | 0 | 0 | 0 | 0 | -344326.8984 | 0 | 0 | 0 | 0 | 0 | 0 | 0 | 0 | 0 | 0 | 0
2016-02-16 05:00 | 0 | 0 | 0 | 0 | 769393.8984 | 0 | 425067 | 0 | 0 | 0 | 1678651.7825 | 0 | 0 | 0 | 0 | 0 | 0 | 0 | 0 | 0 | 0 | 0 | 0 | 0 | 344326.8984 | 0 | 0 | 0 | 0 | 0 | 0 | 0 | 0 | 0 | 0 | 0
2016-02-16 06:00 | 0 | 0 | 0 | 0 | 64642.1016 | 0 | 408969 | 0 | 0 | 0 | 1334324.8841 | 0 | 0 | 0 | 0 | 0 | 0 | 0 | 0 | 0 | 0 | 0 | 0 | 0 | -344326.8984 | 0 | 0 | 0 | 0 | 0 | 0 | 0 | 0 | 0 | 0 | 0
2016-02-16 07:00 | 0 | 0 | 0 | 0 | 54202.1016 | 0 | 398529 | 0 | 0 | 0 | 989997.9858 | 0 | 0 | 0 | 0 | 0 | 0 | 0 | 0 | 0 | 0 | 0 | 0 | 0 | -344326.8984 | 0 | 0 | 0 | 0 | 0 | 0 | 0 | 0 | 0 | 0 | 0
2016-02-16 08:00 | 0 | 0 | 0 | 0 | 48165.1016 | 0 | 392492 | 0 | 0 | 0 | 645671.0874 | 0 | 0 | 0 | 0 | 0 | 0 | 0 | 0 | 0 | 0 | 0 | 0 | 0 | -344326.8984 | 0 | 0 | 0 | 0 | 0 | 0 | 0 | 0 | 0 | 0 | 0
2016-02-16 09:00 | 0 | 0 | 0 | 0 | 436256.7093 | 0 | 393274 | 0 | 0 | 0 | 688653.7967 | 0 | 0 | 0 | 0 | 0 | 0 | 0 | 0 | 0 | 0 | 0 | 0 | 0 | 42982.7093 | 0 | 0 | 0 | 0 | 0 | 0 | 0 | 0 | 0 | 0 | 0
2016-02-16 10:00 | 0 | 0 | 0 | 0 | 748398.8984 | 0 | 404072 | 0 | 0 | 0 | 1032980.6951 | 0 | 0 | 0 | 0 | 0 | 0 | 0 | 0 | 0 | 0 | 0 | 0 | 0 | 344326.8984 | 0 | 0 | 0 | 0 | 0 | 0 | 0 | 0 | 0 | 0 | 0
2016-02-16 11:00 | 0 | 0 | 0 | 0 | 86012.1016 | 0 | 430339 | 0 | 0 | 0 | 688653.7967 | 0 | 0 | 0 | 0 | 0 | 0 | 0 | 0 | 0 | 0 | 0 | 0 | 0 | -344326.8984 | 0 | 0 | 0 | 0 | 0 | 0 | 0 | 0 | 0 | 0 | 0
2016-02-16 12:00 | 0 | 0 | 0 | 0 | 113684.1016 | 0 | 458011 | 0 | 0 | 0 | 344326.8984 | 0 | 0 | 0 | 0 | 0 | 0 | 0 | 0 | 0 | 0 | 0 | 0 | 0 | -344326.8984 | 0 | 0 | 0 | 0 | 0 | 0 | 0 | 0 | 0 | 0 | 0
2016-02-16 13:00 | 0 | 0 | 0 | 0 | 123963.1791 | 1460.9225 | 469751 | 0 | 0 | 0 | 0 | 0 | 0 | 0 | 0 | 0 | 0 | 0 | 0 | 0 | 0 | 0 | 0 | 0 | -344326.8984 | 0 | 0 | 0 | 0 | 0 | 0 | 0 | 0 | 0 | 0 | 0
2016-02-16 14:00 | 0 | 0 | 0 | 0 | 175083.5766 | 297005.4234 | 472089 | 0 | 0 | 0 | 0 | 0 | 0 | 0 | 0 | 0 | 0 | 0 | 0 | 0 | 0 | 0 | 0 | 0 | 0 | 0 | 0 | 0 | 0 | 0 | 0 | 0 | 0 | 0 | 0 | 0
2016-02-16 15:00 | 0 | 0 | 0 | 0 | 0 | 815842.8984 | 471516 | 0 | 0 | 0 | 344326.8984 | 0 | 0 | 0 | 0 | 0 | 0 | 0 | 0 | 0 | 0 | 0 | 0 | 0 | 344326.8984 | 0 | 0 | 0 | 0 | 0 | 0 | 0 | 0 | 0 | 0 | 0
2016-02-16 16:00 | 0 | 0 | 0 | 0 | 0 | 812106.8984 | 467780 | 0 | 0 | 0 | 688653.7967 | 0 | 0 | 0 | 0 | 0 | 0 | 0 | 0 | 0 | 0 | 0 | 0 | 0 | 344326.8984 | 0 | 0 | 0 | 0 | 0 | 0 | 0 | 0 | 0 | 0 | 0
2016-02-16 17:00 | 0 | 0 | 0 | 0 | 0 | 806421.8984 | 462095 | 0 | 0 | 0 | 1032980.6951 | 0 | 0 | 0 | 0 | 0 | 0 | 0 | 0 | 0 | 0 | 0 | 0 | 0 | 344326.8984 | 0 | 0 | 0 | 0 | 0 | 0 | 0 | 0 | 0 | 0 | 0
2016-02-16 18:00 | 0 | 0 | 0 | 0 | 0 | 802030.8984 | 457704 | 0 | 0 | 0 | 1377307.5935 | 0 | 0 | 0 | 0 | 0 | 0 | 0 | 0 | 0 | 0 | 0 | 0 | 0 | 344326.8984 | 0 | 0 | 0 | 0 | 0 | 0 | 0 | 0 | 0 | 0 | 0
2016-02-16 19:00 | 0 | 0 | 0 | 0 | 0 | 798672.8984 | 454346 | 0 | 0 | 0 | 1721634.4918 | 0 | 0 | 0 | 0 | 0 | 0 | 0 | 0 | 0 | 0 | 0 | 0 | 0 | 344326.8984 | 0 | 0 | 0 | 0 | 0 | 0 | 0 | 0 | 0 | 0 | 0
2016-02-16 20:00 | 0 | 0 | 0 | 0 | 0 | 796169.8984 | 451843 | 0 | 0 | 0 | 2065961.3902 | 0 | 0 | 0 | 0 | 0 | 0 | 0 | 0 | 0 | 0 | 0 | 0 | 0 | 344326.8984 | 0 | 0 | 0 | 0 | 0 | 0 | 0 | 0 | 0 | 0 | 0
2016-02-16 21:00 | 0 | 0 | 0 | 0 | 0 | 798201.8984 | 453875 | 0 | 0 | 0 | 2410288.2886 | 0 | 0 | 0 | 0 | 0 | 0 | 0 | 0 | 0 | 0 | 0 | 0 | 0 | 344326.8984 | 0 | 0 | 0 | 0 | 0 | 0 | 0 | 0 | 0 | 0 | 0
2016-02-16 22:00 | 0 | 0 | 0 | 0 | 0 | 825056.1378 | 461734 | 0 | 0 | 0 | 2754615.1869 | 0 | 0 | 18995.2394 | 0 | 0 | 0 | 0 | 0 | 0 | 0 | 0 | 0 | 0 | 344326.8984 | 0 | 0 | 0 | 18995.2394 | 0 | 0 | 0 | 0 | 0 | 0 | 0
2016-02-16 23:00 | 0 | 0 | 0 | 0 | 194568.8054 | 606757.8535 | 475995 | 0 | 0 | 0 | 3098942.0853 | 0 | 0 | 0 | 0 | 0 | 0 | 0 | 0 | 0 | 0 | 0 | 0 | 0 | 344326.8984 | 0 | 0 | 0 | -18995.2394 | 0 | 0 | 0 | 0 | 0 | 0 | 0
2016-02-17 | 0 | 0 | 0 | 0 | 43768.8891 | 96841.2125 | 484937 | 0 | 0 | 0 | 2754615.1869 | 0 | 0 | 0 | 0 | 0 | 0 | 0 | 0 | 0 | 0 | 0 | 0 | 0 | -344326.8984 | 0 | 0 | 0 | 0 | 0 | 0 | 0 | 0 | 0 | 0 | 0
2016-02-17 01:00 | 0 | 0 | 0 | 0 | 443753.8801 | 23.397 | 484039 | 0 | 0 | 0 | 2714353.4641 | 0 | 0 | 0 | 0 | 0 | 0 | 0 | 0 | 0 | 0 | 0 | 0 | 0 | -40261.7229 | 0 | 0 | 0 | 0 | 0 | 0 | 0 | 0 | 0 | 0 | 0
2016-02-17 02:00 | 0 | 0 | 0 | 0 | 440149.6 | 0 | 473447 | 0 | 0 | 0 | 2681056.0641 | 0 | 0 | 0 | 0 | 0 | 0 | 0 | 0 | 0 | 0 | 0 | 0 | 0 | -33297.4 | 0 | 0 | 0 | 0 | 0 | 0 | 0 | 0 | 0 | 0 | 0
2016-02-17 03:00 | 0 | 0 | 0 | 0 | 109110.1016 | 0 | 453437 | 0 | 0 | 0 | 2336729.1657 | 0 | 0 | 0 | 0 | 0 | 0 | 0 | 0 | 0 | 0 | 0 | 0 | 0 | -344326.8984 | 0 | 0 | 0 | 0 | 0 | 0 | 0 | 0 | 0 | 0 | 0
2016-02-17 04:00 | 0 | 0 | 0 | 0 | 85121.1016 | 0 | 429448 | 0 | 0 | 0 | 1992402.2674 | 0 | 0 | 0 | 0 | 0 | 0 | 0 | 0 | 0 | 0 | 0 | 0 | 0 | -344326.8984 | 0 | 0 | 0 | 0 | 0 | 0 | 0 | 0 | 0 | 0 | 0
2016-02-17 05:00 | 0 | 0 | 0 | 0 | 464315.1903 | 0 | 409782 | 0 | 0 | 0 | 2046935.4576 | 0 | 0 | 0 | 0 | 0 | 0 | 0 | 0 | 0 | 0 | 0 | 0 | 0 | 54533.1903 | 0 | 0 | 0 | 0 | 0 | 0 | 0 | 0 | 0 | 0 | 0
2016-02-17 06:00 | 0 | 0 | 0 | 0 | 51742.1016 | 0 | 396069 | 0 | 0 | 0 | 1702608.5593 | 0 | 0 | 0 | 0 | 0 | 0 | 0 | 0 | 0 | 0 | 0 | 0 | 0 | -344326.8984 | 0 | 0 | 0 | 0 | 0 | 0 | 0 | 0 | 0 | 0 | 0
2016-02-17 07:00 | 0 | 0 | 0 | 0 | 43519.1016 | 0 | 387846 | 0 | 0 | 0 | 1358281.6609 | 0 | 0 | 0 | 0 | 0 | 0 | 0 | 0 | 0 | 0 | 0 | 0 | 0 | -344326.8984 | 0 | 0 | 0 | 0 | 0 | 0 | 0 | 0 | 0 | 0 | 0
2016-02-17 08:00 | 0 | 0 | 0 | 0 | 527141.3804 | 0 | 384746 | 0 | 0 | 0 | 1500677.0413 | 0 | 0 | 0 | 0 | 0 | 0 | 0 | 0 | 0 | 0 | 0 | 0 | 0 | 142395.3804 | 0 | 0 | 0 | 0 | 0 | 0 | 0 | 0 | 0 | 0 | 0
2016-02-17 09:00 | 0 | 0 | 0 | 0 | 43581.1016 | 0 | 387908 | 0 | 0 | 0 | 1156350.143 | 0 | 0 | 0 | 0 | 0 | 0 | 0 | 0 | 0 | 0 | 0 | 0 | 0 | -344326.8984 | 0 | 0 | 0 | 0 | 0 | 0 | 0 | 0 | 0 | 0 | 0
2016-02-17 10:00 | 0 | 0 | 0 | 0 | 58638.1016 | 0 | 402965 | 0 | 0 | 0 | 812023.2446 | 0 | 0 | 0 | 0 | 0 | 0 | 0 | 0 | 0 | 0 | 0 | 0 | 0 | -344326.8984 | 0 | 0 | 0 | 0 | 0 | 0 | 0 | 0 | 0 | 0 | 0
2016-02-17 11:00 | 0 | 0 | 0 | 0 | 522412.6134 | 0 | 435062 | 0 | 0 | 0 | 899373.858 | 0 | 0 | 0 | 0 | 0 | 0 | 0 | 0 | 0 | 0 | 0 | 0 | 0 | 87350.6134 | 0 | 0 | 0 | 0 | 0 | 0 | 0 | 0 | 0 | 0 | 0
2016-02-17 12:00 | 0 | 0 | 0 | 0 | 120153.1016 | 0 | 464480 | 0 | 0 | 0 | 555046.9597 | 0 | 0 | 0 | 0 | 0 | 0 | 0 | 0 | 0 | 0 | 0 | 0 | 0 | -344326.8984 | 0 | 0 | 0 | 0 | 0 | 0 | 0 | 0 | 0 | 0 | 0
2016-02-17 13:00 | 0 | 0 | 0 | 0 | 126218.125 | 1717.9766 | 472263 | 0 | 0 | 0 | 210720.0613 | 0 | 0 | 0 | 0 | 0 | 0 | 0 | 0 | 0 | 0 | 0 | 0 | 0 | -344326.8984 | 0 | 0 | 0 | 0 | 0 | 0 | 0 | 0 | 0 | 0 | 0
2016-02-17 14:00 | 0 | 0 | 0 | 0 | 254103.0036 | 328455.8755 | 470126 | 0 | 0 | 0 | 323152.9404 | 0 | 0 | 0 | 0 | 0 | 0 | 0 | 0 | 0 | 0 | 0 | 0 | 0 | 112432.8791 | 0 | 0 | 0 | 0 | 0 | 0 | 0 | 0 | 0 | 0 | 0
2016-02-17 15:00 | 0 | 0 | 0 | 0 | 0 | 766747.2337 | 465928 | 0 | 0 | 0 | 623972.1741 | 0 | 0 | 0 | 0 | 0 | 0 | 0 | 0 | 0 | 0 | 0 | 0 | 0 | 300819.2337 | 0 | 0 | 0 | 0 | 0 | 0 | 0 | 0 | 0 | 0 | 0
2016-02-17 16:00 | 0 | 0 | 0 | 0 | 0 | 805070.8984 | 460744 | 0 | 0 | 0 | 968299.0725 | 0 | 0 | 0 | 0 | 0 | 0 | 0 | 0 | 0 | 0 | 0 | 0 | 0 | 344326.8984 | 0 | 0 | 0 | 0 | 0 | 0 | 0 | 0 | 0 | 0 | 0
2016-02-17 17:00 | 0 | 0 | 0 | 0 | 0 | 798455.8984 | 454129 | 0 | 0 | 0 | 1312625.9709 | 0 | 0 | 0 | 0 | 0 | 0 | 0 | 0 | 0 | 0 | 0 | 0 | 0 | 344326.8984 | 0 | 0 | 0 | 0 | 0 | 0 | 0 | 0 | 0 | 0 | 0
2016-02-17 18:00 | 0 | 0 | 0 | 0 | 0 | 794432.8984 | 450106 | 0 | 0 | 0 | 1656952.8692 | 0 | 0 | 0 | 0 | 0 | 0 | 0 | 0 | 0 | 0 | 0 | 0 | 0 | 344326.8984 | 0 | 0 | 0 | 0 | 0 | 0 | 0 | 0 | 0 | 0 | 0
2016-02-17 19:00 | 0 | 0 | 0 | 0 | 0 | 791001.8984 | 446675 | 0 | 0 | 0 | 2001279.7676 | 0 | 0 | 0 | 0 | 0 | 0 | 0 | 0 | 0 | 0 | 0 | 0 | 0 | 344326.8984 | 0 | 0 | 0 | 0 | 0 | 0 | 0 | 0 | 0 | 0 | 0
2016-02-17 20:00 | 0 | 0 | 0 | 0 | 0 | 789458.8984 | 445132 | 0 | 0 | 0 | 2345606.666 | 0 | 0 | 0 | 0 | 0 | 0 | 0 | 0 | 0 | 0 | 0 | 0 | 0 | 344326.8984 | 0 | 0 | 0 | 0 | 0 | 0 | 0 | 0 | 0 | 0 | 0
2016-02-17 21:00 | 0 | 0 | 0 | 0 | 0 | 810836.1378 | 447514 | 0 | 0 | 0 | 2689933.5643 | 0 | 0 | 18995.2394 | 0 | 0 | 0 | 0 | 0 | 0 | 0 | 0 | 0 | 0 | 344326.8984 | 0 | 0 | 0 | 18995.2394 | 0 | 0 | 0 | 0 | 0 | 0 | 0
2016-02-17 22:00 | 0 | 0 | 0 | 0 | 0 | 735544.4755 | 455731 | 0 | 0 | 0 | 2988742.2792 | 0 | 0 | 0 | 0 | 0 | 0 | 0 | 0 | 0 | 0 | 0 | 0 | 0 | 298808.7149 | 0 | 0 | 0 | -18995.2394 | 0 | 0 | 0 | 0 | 0 | 0 | 0
2016-02-17 23:00 | 0 | 0 | 0 | 0 | 0 | 434009.6684 | 471276 | 0 | 0 | 0 | 2951475.9476 | 0 | 0 | 0 | 0 | 0 | 0 | 0 | 0 | 0 | 0 | 0 | 0 | 0 | -37266.3316 | 0 | 0 | 0 | 0 | 0 | 0 | 0 | 0 | 0 | 0 | 0
2016-02-18 | 0 | 0 | 0 | 0 | 83534.516 | 55865.5856 | 483727 | 0 | 0 | 0 | 2607149.0493 | 0 | 0 | 0 | 0 | 0 | 0 | 0 | 0 | 0 | 0 | 0 | 0 | 0 | -344326.8984 | 0 | 0 | 0 | 0 | 0 | 0 | 0 | 0 | 0 | 0 | 0
2016-02-18 01:00 | 0 | 0 | 0 | 0 | 140828.1666 | 2.935 | 485158 | 0 | 0 | 0 | 2262822.1509 | 0 | 0 | 0 | 0 | 0 | 0 | 0 | 0 | 0 | 0 | 0 | 0 | 0 | -344326.8984 | 0 | 0 | 0 | 0 | 0 | 0 | 0 | 0 | 0 | 0 | 0
2016-02-18 02:00 | 0 | 0 | 0 | 0 | 132646.1016 | 0 | 476973 | 0 | 0 | 0 | 1918495.2525 | 0 | 0 | 0 | 0 | 0 | 0 | 0 | 0 | 0 | 0 | 0 | 0 | 0 | -344326.8984 | 0 | 0 | 0 | 0 | 0 | 0 | 0 | 0 | 0 | 0 | 0
2016-02-18 03:00 | 0 | 0 | 0 | 0 | 115246.1016 | 0 | 459573 | 0 | 0 | 0 | 1574168.3542 | 0 | 0 | 0 | 0 | 0 | 0 | 0 | 0 | 0 | 0 | 0 | 0 | 0 | -344326.8984 | 0 | 0 | 0 | 0 | 0 | 0 | 0 | 0 | 0 | 0 | 0
2016-02-18 04:00 | 0 | 0 | 0 | 0 | 781527.8984 | 0 | 437201 | 0 | 0 | 0 | 1918495.2525 | 0 | 0 | 0 | 0 | 0 | 0 | 0 | 0 | 0 | 0 | 0 | 0 | 0 | 344326.8984 | 0 | 0 | 0 | 0 | 0 | 0 | 0 | 0 | 0 | 0 | 0
2016-02-18 05:00 | 0 | 0 | 0 | 0 | 73958.1016 | 0 | 418285 | 0 | 0 | 0 | 1574168.3542 | 0 | 0 | 0 | 0 | 0 | 0 | 0 | 0 | 0 | 0 | 0 | 0 | 0 | -344326.8984 | 0 | 0 | 0 | 0 | 0 | 0 | 0 | 0 | 0 | 0 | 0
2016-02-18 06:00 | 0 | 0 | 0 | 0 | 61972.1016 | 0 | 406299 | 0 | 0 | 0 | 1229841.4558 | 0 | 0 | 0 | 0 | 0 | 0 | 0 | 0 | 0 | 0 | 0 | 0 | 0 | -344326.8984 | 0 | 0 | 0 | 0 | 0 | 0 | 0 | 0 | 0 | 0 | 0
2016-02-18 07:00 | 0 | 0 | 0 | 0 | 54988.1016 | 0 | 399315 | 0 | 0 | 0 | 885514.5574 | 0 | 0 | 0 | 0 | 0 | 0 | 0 | 0 | 0 | 0 | 0 | 0 | 0 | -344326.8984 | 0 | 0 | 0 | 0 | 0 | 0 | 0 | 0 | 0 | 0 | 0
2016-02-18 08:00 | 0 | 0 | 0 | 0 | 742007.8984 | 0 | 397681 | 0 | 0 | 0 | 1229841.4558 | 0 | 0 | 0 | 0 | 0 | 0 | 0 | 0 | 0 | 0 | 0 | 0 | 0 | 344326.8984 | 0 | 0 | 0 | 0 | 0 | 0 | 0 | 0 | 0 | 0 | 0
2016-02-18 09:00 | 0 | 0 | 0 | 0 | 56880.1016 | 0 | 401207 | 0 | 0 | 0 | 885514.5574 | 0 | 0 | 0 | 0 | 0 | 0 | 0 | 0 | 0 | 0 | 0 | 0 | 0 | -344326.8984 | 0 | 0 | 0 | 0 | 0 | 0 | 0 | 0 | 0 | 0 | 0
2016-02-18 10:00 | 0 | 0 | 0 | 0 | 72000.1016 | 0 | 416327 | 0 | 0 | 0 | 541187.6591 | 0 | 0 | 0 | 0 | 0 | 0 | 0 | 0 | 0 | 0 | 0 | 0 | 0 | -344326.8984 | 0 | 0 | 0 | 0 | 0 | 0 | 0 | 0 | 0 | 0 | 0
2016-02-18 11:00 | 0 | 0 | 0 | 0 | 106017.1016 | 0 | 450344 | 0 | 0 | 0 | 196860.7607 | 0 | 0 | 0 | 0 | 0 | 0 | 0 | 0 | 0 | 0 | 0 | 0 | 0 | -344326.8984 | 0 | 0 | 0 | 0 | 0 | 0 | 0 | 0 | 0 | 0 | 0
2016-02-18 12:00 | 0 | 0 | 0 | 0 | 281788.2393 | 0 | 478649 | 0 | 0 | 0 | 0 | 0 | 0 | 0 | 0 | 0 | 0 | 0 | 0 | 0 | 0 | 0 | 0 | 0 | -196860.7607 | 0 | 0 | 0 | 0 | 0 | 0 | 0 | 0 | 0 | 0 | 0
2016-02-18 13:00 | 0 | 0 | 0 | 0 | 824545.3369 | 2247.5615 | 482466 | 0 | 0 | 0 | 344326.8984 | 0 | 0 | 0 | 0 | 0 | 0 | 0 | 0 | 0 | 0 | 0 | 0 | 0 | 344326.8984 | 0 | 0 | 0 | 0 | 0 | 0 | 0 | 0 | 0 | 0 | 0
2016-02-18 14:00 | 0 | 0 | 0 | 0 | 0 | 292630.1692 | 475884 | 0 | 0 | 0 | 161073.0675 | 0 | 0 | 0 | 0 | 0 | 0 | 0 | 0 | 0 | 0 | 0 | 0 | 0 | -183253.8308 | 0 | 0 | 0 | 0 | 0 | 0 | 0 | 0 | 0 | 0 | 0
2016-02-18 15:00 | 0 | 0 | 0 | 0 | 145539.4817 | 667401.4166 | 468614 | 0 | 0 | 0 | 505399.9659 | 0 | 0 | 0 | 0 | 0 | 0 | 0 | 0 | 0 | 0 | 0 | 0 | 0 | 344326.8984 | 0 | 0 | 0 | 0 | 0 | 0 | 0 | 0 | 0 | 0 | 0
2016-02-18 16:00 | 0 | 0 | 0 | 0 | 0 | 804642.8984 | 460316 | 0 | 0 | 0 | 849726.8643 | 0 | 0 | 0 | 0 | 0 | 0 | 0 | 0 | 0 | 0 | 0 | 0 | 0 | 344326.8984 | 0 | 0 | 0 | 0 | 0 | 0 | 0 | 0 | 0 | 0 | 0
2016-02-18 17:00 | 0 | 0 | 0 | 0 | 0 | 796603.8984 | 452277 | 0 | 0 | 0 | 1194053.7626 | 0 | 0 | 0 | 0 | 0 | 0 | 0 | 0 | 0 | 0 | 0 | 0 | 0 | 344326.8984 | 0 | 0 | 0 | 0 | 0 | 0 | 0 | 0 | 0 | 0 | 0
2016-02-18 18:00 | 0 | 0 | 0 | 0 | 0 | 790907.8984 | 446581 | 0 | 0 | 0 | 1538380.661 | 0 | 0 | 0 | 0 | 0 | 0 | 0 | 0 | 0 | 0 | 0 | 0 | 0 | 344326.8984 | 0 | 0 | 0 | 0 | 0 | 0 | 0 | 0 | 0 | 0 | 0
2016-02-18 19:00 | 0 | 0 | 0 | 0 | 0 | 787015.8984 | 442689 | 0 | 0 | 0 | 1882707.5594 | 0 | 0 | 0 | 0 | 0 | 0 | 0 | 0 | 0 | 0 | 0 | 0 | 0 | 344326.8984 | 0 | 0 | 0 | 0 | 0 | 0 | 0 | 0 | 0 | 0 | 0
2016-02-18 20:00 | 0 | 0 | 0 | 0 | 0 | 784360.8984 | 440034 | 0 | 0 | 0 | 2227034.4577 | 0 | 0 | 0 | 0 | 0 | 0 | 0 | 0 | 0 | 0 | 0 | 0 | 0 | 344326.8984 | 0 | 0 | 0 | 0 | 0 | 0 | 0 | 0 | 0 | 0 | 0
2016-02-18 21:00 | 0 | 0 | 0 | 0 | 0 | 785962.8984 | 441636 | 0 | 0 | 0 | 2571361.3561 | 0 | 0 | 0 | 0 | 0 | 0 | 0 | 0 | 0 | 0 | 0 | 0 | 0 | 344326.8984 | 0 | 0 | 0 | 0 | 0 | 0 | 0 | 0 | 0 | 0 | 0
2016-02-18 22:00 | 0 | 0 | 0 | 0 | 0 | 813610.1378 | 450288 | 0 | 0 | 0 | 2915688.2545 | 0 | 0 | 18995.2394 | 0 | 0 | 0 | 0 | 0 | 0 | 0 | 0 | 0 | 0 | 344326.8984 | 0 | 0 | 0 | 18995.2394 | 0 | 0 | 0 | 0 | 0 | 0 | 0
2016-02-18 23:00 | 0 | 0 | 0 | 0 | 0 | 605838.0856 | 467437 | 0 | 0 | 0 | 3073084.5795 | 0 | 0 | 0 | 0 | 0 | 0 | 0 | 0 | 0 | 0 | 0 | 0 | 0 | 157396.325 | 0 | 0 | 0 | -18995.2394 | 0 | 0 | 0 | 0 | 0 | 0 | 0
2016-02-19 | 0 | 0 | 0 | 0 | 20037.4385 | 115745.6631 | 480110 | 0 | 0 | 0 | 2728757.6811 | 0 | 0 | 0 | 0 | 0 | 0 | 0 | 0 | 0 | 0 | 0 | 0 | 0 | -344326.8984 | 0 | 0 | 0 | 0 | 0 | 0 | 0 | 0 | 0 | 0 | 0
2016-02-19 01:00 | 0 | 0 | 0 | 0 | 137744.0754 | 35.0263 | 482106 | 0 | 0 | 0 | 2384430.7828 | 0 | 0 | 0 | 0 | 0 | 0 | 0 | 0 | 0 | 0 | 0 | 0 | 0 | -344326.8984 | 0 | 0 | 0 | 0 | 0 | 0 | 0 | 0 | 0 | 0 | 0
2016-02-19 02:00 | 0 | 0 | 0 | 0 | 130068.1016 | 0 | 474395 | 0 | 0 | 0 | 2040103.8844 | 0 | 0 | 0 | 0 | 0 | 0 | 0 | 0 | 0 | 0 | 0 | 0 | 0 | -344326.8984 | 0 | 0 | 0 | 0 | 0 | 0 | 0 | 0 | 0 | 0 | 0
2016-02-19 03:00 | 0 | 0 | 0 | 0 | 112955.1016 | 0 | 457282 | 0 | 0 | 0 | 1695776.986 | 0 | 0 | 0 | 0 | 0 | 0 | 0 | 0 | 0 | 0 | 0 | 0 | 0 | -344326.8984 | 0 | 0 | 0 | 0 | 0 | 0 | 0 | 0 | 0 | 0 | 0
2016-02-19 04:00 | 0 | 0 | 0 | 0 | 778448.8984 | 0 | 434122 | 0 | 0 | 0 | 2040103.8844 | 0 | 0 | 0 | 0 | 0 | 0 | 0 | 0 | 0 | 0 | 0 | 0 | 0 | 344326.8984 | 0 | 0 | 0 | 0 | 0 | 0 | 0 | 0 | 0 | 0 | 0
2016-02-19 05:00 | 0 | 0 | 0 | 0 | 70209.1016 | 0 | 414536 | 0 | 0 | 0 | 1695776.986 | 0 | 0 | 0 | 0 | 0 | 0 | 0 | 0 | 0 | 0 | 0 | 0 | 0 | -344326.8984 | 0 | 0 | 0 | 0 | 0 | 0 | 0 | 0 | 0 | 0 | 0
2016-02-19 06:00 | 0 | 0 | 0 | 0 | 57701.1016 | 0 | 402028 | 0 | 0 | 0 | 1351450.0877 | 0 | 0 | 0 | 0 | 0 | 0 | 0 | 0 | 0 | 0 | 0 | 0 | 0 | -344326.8984 | 0 | 0 | 0 | 0 | 0 | 0 | 0 | 0 | 0 | 0 | 0
2016-02-19 07:00 | 0 | 0 | 0 | 0 | 49070.1016 | 0 | 393397 | 0 | 0 | 0 | 1007123.1893 | 0 | 0 | 0 | 0 | 0 | 0 | 0 | 0 | 0 | 0 | 0 | 0 | 0 | -344326.8984 | 0 | 0 | 0 | 0 | 0 | 0 | 0 | 0 | 0 | 0 | 0
2016-02-19 08:00 | 0 | 0 | 0 | 0 | 70584.6074 | 0 | 389054 | 0 | 0 | 0 | 688653.7967 | 0 | 0 | 0 | 0 | 0 | 0 | 0 | 0 | 0 | 0 | 0 | 0 | 0 | -318469.3926 | 0 | 0 | 0 | 0 | 0 | 0 | 0 | 0 | 0 | 0 | 0
2016-02-19 09:00 | 0 | 0 | 0 | 0 | 736036.8984 | 0 | 391710 | 0 | 0 | 0 | 1032980.6951 | 0 | 0 | 0 | 0 | 0 | 0 | 0 | 0 | 0 | 0 | 0 | 0 | 0 | 344326.8984 | 0 | 0 | 0 | 0 | 0 | 0 | 0 | 0 | 0 | 0 | 0
2016-02-19 10:00 | 0 | 0 | 0 | 0 | 61093.1016 | 0 | 405420 | 0 | 0 | 0 | 688653.7967 | 0 | 0 | 0 | 0 | 0 | 0 | 0 | 0 | 0 | 0 | 0 | 0 | 0 | -344326.8984 | 0 | 0 | 0 | 0 | 0 | 0 | 0 | 0 | 0 | 0 | 0
2016-02-19 11:00 | 0 | 0 | 0 | 0 | 90843.1016 | 0 | 435170 | 0 | 0 | 0 | 344326.8984 | 0 | 0 | 0 | 0 | 0 | 0 | 0 | 0 | 0 | 0 | 0 | 0 | 0 | -344326.8984 | 0 | 0 | 0 | 0 | 0 | 0 | 0 | 0 | 0 | 0 | 0
2016-02-19 12:00 | 0 | 0 | 0 | 0 | 116204.1016 | 0 | 460531 | 0 | 0 | 0 | 0 | 0 | 0 | 0 | 0 | 0 | 0 | 0 | 0 | 0 | 0 | 0 | 0 | 0 | -344326.8984 | 0 | 0 | 0 | 0 | 0 | 0 | 0 | 0 | 0 | 0 | 0
2016-02-19 13:00 | 0 | 0 | 0 | 0 | 461294.1724 | 2672.8276 | 463967 | 0 | 0 | 0 | 0 | 0 | 0 | 0 | 0 | 0 | 0 | 0 | 0 | 0 | 0 | 0 | 0 | 0 | 0 | 0 | 0 | 0 | 0 | 0 | 0 | 0 | 0 | 0 | 0 | 0
2016-02-19 14:00 | 0 | 0 | 0 | 0 | 545033.4885 | 260124.4099 | 460831 | 0 | 0 | 0 | 344326.8984 | 0 | 0 | 0 | 0 | 0 | 0 | 0 | 0 | 0 | 0 | 0 | 0 | 0 | 344326.8984 | 0 | 0 | 0 | 0 | 0 | 0 | 0 | 0 | 0 | 0 | 0
2016-02-19 15:00 | 0 | 0 | 0 | 0 | 57549.7315 | 744177.1668 | 457400 | 0 | 0 | 0 | 688653.7967 | 0 | 0 | 0 | 0 | 0 | 0 | 0 | 0 | 0 | 0 | 0 | 0 | 0 | 344326.8984 | 0 | 0 | 0 | 0 | 0 | 0 | 0 | 0 | 0 | 0 | 0
2016-02-19 16:00 | 0 | 0 | 0 | 0 | 0 | 795297.8984 | 450971 | 0 | 0 | 0 | 1032980.6951 | 0 | 0 | 0 | 0 | 0 | 0 | 0 | 0 | 0 | 0 | 0 | 0 | 0 | 344326.8984 | 0 | 0 | 0 | 0 | 0 | 0 | 0 | 0 | 0 | 0 | 0
2016-02-19 17:00 | 0 | 0 | 0 | 0 | 0 | 789160.8984 | 444834 | 0 | 0 | 0 | 1377307.5935 | 0 | 0 | 0 | 0 | 0 | 0 | 0 | 0 | 0 | 0 | 0 | 0 | 0 | 344326.8984 | 0 | 0 | 0 | 0 | 0 | 0 | 0 | 0 | 0 | 0 | 0
2016-02-19 18:00 | 0 | 0 | 0 | 0 | 0 | 784003.8984 | 439677 | 0 | 0 | 0 | 1721634.4918 | 0 | 0 | 0 | 0 | 0 | 0 | 0 | 0 | 0 | 0 | 0 | 0 | 0 | 344326.8984 | 0 | 0 | 0 | 0 | 0 | 0 | 0 | 0 | 0 | 0 | 0
2016-02-19 19:00 | 0 | 0 | 0 | 0 | 0 | 781041.8984 | 436715 | 0 | 0 | 0 | 2065961.3902 | 0 | 0 | 0 | 0 | 0 | 0 | 0 | 0 | 0 | 0 | 0 | 0 | 0 | 344326.8984 | 0 | 0 | 0 | 0 | 0 | 0 | 0 | 0 | 0 | 0 | 0
2016-02-19 20:00 | 0 | 0 | 0 | 0 | 0 | 778638.8984 | 434312 | 0 | 0 | 0 | 2410288.2886 | 0 | 0 | 0 | 0 | 0 | 0 | 0 | 0 | 0 | 0 | 0 | 0 | 0 | 344326.8984 | 0 | 0 | 0 | 0 | 0 | 0 | 0 | 0 | 0 | 0 | 0
2016-02-19 21:00 | 0 | 0 | 0 | 0 | 0 | 797153.1378 | 433831 | 0 | 0 | 0 | 2754615.1869 | 0 | 0 | 18995.2394 | 0 | 0 | 0 | 0 | 0 | 0 | 0 | 0 | 0 | 0 | 344326.8984 | 0 | 0 | 0 | 18995.2394 | 0 | 0 | 0 | 0 | 0 | 0 | 0
2016-02-19 22:00 | 0 | 0 | 0 | 0 | 5282.4532 | 758902.2058 | 438853 | 0 | 0 | 0 | 3098942.0853 | 0 | 0 | 0 | 0 | 0 | 0 | 0 | 0 | 0 | 0 | 0 | 0 | 0 | 344326.8984 | 0 | 0 | 0 | -18995.2394 | 0 | 0 | 0 | 0 | 0 | 0 | 0
2016-02-19 23:00 | 0 | 0 | 0 | 0 | 0 | 553449.7109 | 448325 | 0 | 0 | 0 | 3204066.7962 | 0 | 0 | 0 | 0 | 0 | 0 | 0 | 0 | 0 | 0 | 0 | 0 | 0 | 105124.7109 | 0 | 0 | 0 | 0 | 0 | 0 | 0 | 0 | 0 | 0 | 0
2016-02-20 | 0 | 0 | 0 | 0 | 5555.7579 | 103820.3438 | 453703 | 0 | 0 | 0 | 2859739.8978 | 0 | 0 | 0 | 0 | 0 | 0 | 0 | 0 | 0 | 0 | 0 | 0 | 0 | -344326.8984 | 0 | 0 | 0 | 0 | 0 | 0 | 0 | 0 | 0 | 0 | 0
2016-02-20 01:00 | 0 | 0 | 0 | 0 | 106480.3362 | 29.7654 | 450837 | 0 | 0 | 0 | 2515412.9994 | 0 | 0 | 0 | 0 | 0 | 0 | 0 | 0 | 0 | 0 | 0 | 0 | 0 | -344326.8984 | 0 | 0 | 0 | 0 | 0 | 0 | 0 | 0 | 0 | 0 | 0
2016-02-20 02:00 | 0 | 0 | 0 | 0 | 97915.1016 | 0 | 442242 | 0 | 0 | 0 | 2171086.1011 | 0 | 0 | 0 | 0 | 0 | 0 | 0 | 0 | 0 | 0 | 0 | 0 | 0 | -344326.8984 | 0 | 0 | 0 | 0 | 0 | 0 | 0 | 0 | 0 | 0 | 0
2016-02-20 03:00 | 0 | 0 | 0 | 0 | 83519.1016 | 0 | 427846 | 0 | 0 | 0 | 1826759.2027 | 0 | 0 | 0 | 0 | 0 | 0 | 0 | 0 | 0 | 0 | 0 | 0 | 0 | -344326.8984 | 0 | 0 | 0 | 0 | 0 | 0 | 0 | 0 | 0 | 0 | 0
2016-02-20 04:00 | 0 | 0 | 0 | 0 | 752396.8984 | 0 | 408070 | 0 | 0 | 0 | 2171086.1011 | 0 | 0 | 0 | 0 | 0 | 0 | 0 | 0 | 0 | 0 | 0 | 0 | 0 | 344326.8984 | 0 | 0 | 0 | 0 | 0 | 0 | 0 | 0 | 0 | 0 | 0
2016-02-20 05:00 | 0 | 0 | 0 | 0 | 44250.1016 | 0 | 388577 | 0 | 0 | 0 | 1826759.2027 | 0 | 0 | 0 | 0 | 0 | 0 | 0 | 0 | 0 | 0 | 0 | 0 | 0 | -344326.8984 | 0 | 0 | 0 | 0 | 0 | 0 | 0 | 0 | 0 | 0 | 0
2016-02-20 06:00 | 0 | 0 | 0 | 0 | 29245.1016 | 0 | 373572 | 0 | 0 | 0 | 1482432.3043 | 0 | 0 | 0 | 0 | 0 | 0 | 0 | 0 | 0 | 0 | 0 | 0 | 0 | -344326.8984 | 0 | 0 | 0 | 0 | 0 | 0 | 0 | 0 | 0 | 0 | 0
2016-02-20 07:00 | 0 | 0 | 0 | 0 | 18300.1016 | 0 | 362627 | 0 | 0 | 0 | 1138105.406 | 0 | 0 | 0 | 0 | 0 | 0 | 0 | 0 | 0 | 0 | 0 | 0 | 0 | -344326.8984 | 0 | 0 | 0 | 0 | 0 | 0 | 0 | 0 | 0 | 0 | 0
2016-02-20 08:00 | 0 | 0 | 0 | 0 | 12225.1016 | 0 | 356552 | 0 | 0 | 0 | 793778.5076 | 0 | 0 | 0 | 0 | 0 | 0 | 0 | 0 | 0 | 0 | 0 | 0 | 0 | -344326.8984 | 0 | 0 | 0 | 0 | 0 | 0 | 0 | 0 | 0 | 0 | 0
2016-02-20 09:00 | 0 | 0 | 0 | 0 | 698344.8984 | 0 | 354018 | 0 | 0 | 0 | 1138105.406 | 0 | 0 | 0 | 0 | 0 | 0 | 0 | 0 | 0 | 0 | 0 | 0 | 0 | 344326.8984 | 0 | 0 | 0 | 0 | 0 | 0 | 0 | 0 | 0 | 0 | 0
2016-02-20 10:00 | 0 | 0 | 0 | 0 | 12024.1016 | 0 | 356351 | 0 | 0 | 0 | 793778.5076 | 0 | 0 | 0 | 0 | 0 | 0 | 0 | 0 | 0 | 0 | 0 | 0 | 0 | -344326.8984 | 0 | 0 | 0 | 0 | 0 | 0 | 0 | 0 | 0 | 0 | 0
2016-02-20 11:00 | 0 | 0 | 0 | 0 | 21592.1016 | 0 | 365919 | 0 | 0 | 0 | 449451.6092 | 0 | 0 | 0 | 0 | 0 | 0 | 0 | 0 | 0 | 0 | 0 | 0 | 0 | -344326.8984 | 0 | 0 | 0 | 0 | 0 | 0 | 0 | 0 | 0 | 0 | 0
2016-02-20 12:00 | 0 | 0 | 0 | 0 | 33398.1016 | 0 | 377725 | 0 | 0 | 0 | 105124.7109 | 0 | 0 | 0 | 0 | 0 | 0 | 0 | 0 | 0 | 0 | 0 | 0 | 0 | -344326.8984 | 0 | 0 | 0 | 0 | 0 | 0 | 0 | 0 | 0 | 0 | 0
2016-02-20 13:00 | 0 | 0 | 0 | 0 | 282613.9313 | 2222.3578 | 389961 | 0 | 0 | 0 | 0 | 0 | 0 | 0 | 0 | 0 | 0 | 0 | 0 | 0 | 0 | 0 | 0 | 0 | -105124.7109 | 0 | 0 | 0 | 0 | 0 | 0 | 0 | 0 | 0 | 0 | 0
2016-02-20 14:00 | 0 | 0 | 0 | 0 | 441314.0155 | 299555.1578 | 399954 | 0 | 0 | 0 | 340915.1733 | 0 | 0 | 0 | 0 | 0 | 0 | 0 | 0 | 0 | 0 | 0 | 0 | 0 | 340915.1733 | 0 | 0 | 0 | 0 | 0 | 0 | 0 | 0 | 0 | 0 | 0
2016-02-20 15:00 | 0 | 0 | 0 | 0 | 0 | 748065.8984 | 403739 | 0 | 0 | 0 | 685242.0717 | 0 | 0 | 0 | 0 | 0 | 0 | 0 | 0 | 0 | 0 | 0 | 0 | 0 | 344326.8984 | 0 | 0 | 0 | 0 | 0 | 0 | 0 | 0 | 0 | 0 | 0
2016-02-20 16:00 | 0 | 0 | 0 | 0 | 0 | 746942.8984 | 402616 | 0 | 0 | 0 | 1029568.9701 | 0 | 0 | 0 | 0 | 0 | 0 | 0 | 0 | 0 | 0 | 0 | 0 | 0 | 344326.8984 | 0 | 0 | 0 | 0 | 0 | 0 | 0 | 0 | 0 | 0 | 0
2016-02-20 17:00 | 0 | 0 | 0 | 0 | 0 | 743372.8984 | 399046 | 0 | 0 | 0 | 1373895.8684 | 0 | 0 | 0 | 0 | 0 | 0 | 0 | 0 | 0 | 0 | 0 | 0 | 0 | 344326.8984 | 0 | 0 | 0 | 0 | 0 | 0 | 0 | 0 | 0 | 0 | 0
2016-02-20 18:00 | 0 | 0 | 0 | 0 | 0 | 738630.8984 | 394304 | 0 | 0 | 0 | 1718222.7668 | 0 | 0 | 0 | 0 | 0 | 0 | 0 | 0 | 0 | 0 | 0 | 0 | 0 | 344326.8984 | 0 | 0 | 0 | 0 | 0 | 0 | 0 | 0 | 0 | 0 | 0
2016-02-20 19:00 | 0 | 0 | 0 | 0 | 0 | 733506.8984 | 389180 | 0 | 0 | 0 | 2062549.6652 | 0 | 0 | 0 | 0 | 0 | 0 | 0 | 0 | 0 | 0 | 0 | 0 | 0 | 344326.8984 | 0 | 0 | 0 | 0 | 0 | 0 | 0 | 0 | 0 | 0 | 0
2016-02-20 20:00 | 0 | 0 | 0 | 0 | 0 | 729599.8984 | 385273 | 0 | 0 | 0 | 2406876.5635 | 0 | 0 | 0 | 0 | 0 | 0 | 0 | 0 | 0 | 0 | 0 | 0 | 0 | 344326.8984 | 0 | 0 | 0 | 0 | 0 | 0 | 0 | 0 | 0 | 0 | 0
2016-02-20 21:00 | 0 | 0 | 0 | 0 | 0 | 729132.8984 | 384806 | 0 | 0 | 0 | 2751203.4619 | 0 | 0 | 0 | 0 | 0 | 0 | 0 | 0 | 0 | 0 | 0 | 0 | 0 | 344326.8984 | 0 | 0 | 0 | 0 | 0 | 0 | 0 | 0 | 0 | 0 | 0
2016-02-20 22:00 | 0 | 0 | 0 | 0 | 0 | 752963.1378 | 389641 | 0 | 0 | 0 | 3095530.3603 | 0 | 0 | 18995.2394 | 0 | 0 | 0 | 0 | 0 | 0 | 0 | 0 | 0 | 0 | 344326.8984 | 0 | 0 | 0 | 18995.2394 | 0 | 0 | 0 | 0 | 0 | 0 | 0
2016-02-20 23:00 | 0 | 0 | 0 | 0 | 0 | 604770.965 | 402422 | 0 | 0 | 0 | 3316874.5647 | 0 | 0 | 0 | 0 | 0 | 0 | 0 | 0 | 0 | 0 | 0 | 0 | 0 | 221344.2045 | 0 | 0 | 0 | -18995.2394 | 0 | 0 | 0 | 0 | 0 | 0 | 0
2016-02-21 | 0 | 0 | 0 | 0 | 0 | 114786.1743 | 410711 | 0 | 0 | 0 | 3020949.739 | 0 | 0 | 0 | 0 | 0 | 0 | 0 | 0 | 0 | 0 | 0 | 0 | 0 | -295924.8257 | 0 | 0 | 0 | 0 | 0 | 0 | 0 | 0 | 0 | 0 | 0
2016-02-21 01:00 | 0 | 0 | 0 | 0 | 65782.0754 | 35.0263 | 410144 | 0 | 0 | 0 | 2676622.8407 | 0 | 0 | 0 | 0 | 0 | 0 | 0 | 0 | 0 | 0 | 0 | 0 | 0 | -344326.8984 | 0 | 0 | 0 | 0 | 0 | 0 | 0 | 0 | 0 | 0 | 0
2016-02-21 02:00 | 0 | 0 | 0 | 0 | 60511.1016 | 0 | 404838 | 0 | 0 | 0 | 2332295.9423 | 0 | 0 | 0 | 0 | 0 | 0 | 0 | 0 | 0 | 0 | 0 | 0 | 0 | -344326.8984 | 0 | 0 | 0 | 0 | 0 | 0 | 0 | 0 | 0 | 0 | 0
2016-02-21 03:00 | 0 | 0 | 0 | 0 | 49562.1016 | 0 | 393889 | 0 | 0 | 0 | 1987969.0439 | 0 | 0 | 0 | 0 | 0 | 0 | 0 | 0 | 0 | 0 | 0 | 0 | 0 | -344326.8984 | 0 | 0 | 0 | 0 | 0 | 0 | 0 | 0 | 0 | 0 | 0
2016-02-21 04:00 | 0 | 0 | 0 | 0 | 612511.7788 | 0 | 378380 | 0 | 0 | 0 | 2222100.8227 | 0 | 0 | 0 | 0 | 0 | 0 | 0 | 0 | 0 | 0 | 0 | 0 | 0 | 234131.7788 | 0 | 0 | 0 | 0 | 0 | 0 | 0 | 0 | 0 | 0 | 0
2016-02-21 05:00 | 0 | 0 | 0 | 0 | 18041.1016 | 0 | 362368 | 0 | 0 | 0 | 1877773.9244 | 0 | 0 | 0 | 0 | 0 | 0 | 0 | 0 | 0 | 0 | 0 | 0 | 0 | -344326.8984 | 0 | 0 | 0 | 0 | 0 | 0 | 0 | 0 | 0 | 0 | 0
2016-02-21 06:00 | 0 | 0 | 0 | 0 | 5618.1016 | 0 | 349945 | 0 | 0 | 0 | 1533447.026 | 0 | 0 | 0 | 0 | 0 | 0 | 0 | 0 | 0 | 0 | 0 | 0 | 0 | -344326.8984 | 0 | 0 | 0 | 0 | 0 | 0 | 0 | 0 | 0 | 0 | 0
2016-02-21 07:00 | 0 | 0 | 0 | 0 | 0 | 0 | 340082 | 0 | 0 | 0 | 1193365.026 | 0 | 0 | 0 | 0 | 0 | 0 | 0 | 0 | 0 | 0 | 0 | 0 | 0 | -340082 | 0 | 0 | 0 | 0 | 0 | 0 | 0 | 0 | 0 | 0 | 0
2016-02-21 08:00 | 0 | 0 | 0 | 0 | 552829.1333 | 0 | 334957 | 0 | 0 | 0 | 1411237.1593 | 0 | 0 | 0 | 0 | 0 | 0 | 0 | 0 | 0 | 0 | 0 | 0 | 0 | 217872.1333 | 0 | 0 | 0 | 0 | 0 | 0 | 0 | 0 | 0 | 0 | 0
2016-02-21 09:00 | 0 | 0 | 0 | 0 | 0 | 0 | 332892 | 0 | 0 | 0 | 1078345.1593 | 0 | 0 | 0 | 0 | 0 | 0 | 0 | 0 | 0 | 0 | 0 | 0 | 0 | -332892 | 0 | 0 | 0 | 0 | 0 | 0 | 0 | 0 | 0 | 0 | 0
2016-02-21 10:00 | 0 | 0 | 0 | 0 | 0 | 0 | 334852 | 0 | 0 | 0 | 743493.1593 | 0 | 0 | 0 | 0 | 0 | 0 | 0 | 0 | 0 | 0 | 0 | 0 | 0 | -334852 | 0 | 0 | 0 | 0 | 0 | 0 | 0 | 0 | 0 | 0 | 0
2016-02-21 11:00 | 0 | 0 | 0 | 0 | 0 | 0 | 341609 | 0 | 0 | 0 | 401884.1593 | 0 | 0 | 0 | 0 | 0 | 0 | 0 | 0 | 0 | 0 | 0 | 0 | 0 | -341609 | 0 | 0 | 0 | 0 | 0 | 0 | 0 | 0 | 0 | 0 | 0
2016-02-21 12:00 | 0 | 0 | 0 | 0 | 490117.7805 | 0 | 351690 | 0 | 0 | 0 | 540311.9398 | 0 | 0 | 0 | 0 | 0 | 0 | 0 | 0 | 0 | 0 | 0 | 0 | 0 | 138427.7805 | 0 | 0 | 0 | 0 | 0 | 0 | 0 | 0 | 0 | 0 | 0
2016-02-21 13:00 | 0 | 0 | 0 | 0 | 18336.486 | 919.6156 | 363583 | 0 | 0 | 0 | 195985.0414 | 0 | 0 | 0 | 0 | 0 | 0 | 0 | 0 | 0 | 0 | 0 | 0 | 0 | -344326.8984 | 0 | 0 | 0 | 0 | 0 | 0 | 0 | 0 | 0 | 0 | 0
2016-02-21 14:00 | 0 | 0 | 0 | 0 | 311721.9927 | 238582.8627 | 376732 | 0 | 0 | 0 | 369557.8968 | 0 | 0 | 0 | 0 | 0 | 0 | 0 | 0 | 0 | 0 | 0 | 0 | 0 | 173572.8554 | 0 | 0 | 0 | 0 | 0 | 0 | 0 | 0 | 0 | 0 | 0
2016-02-21 15:00 | 0 | 0 | 0 | 0 | 0 | 728247.8984 | 383921 | 0 | 0 | 0 | 713884.7951 | 0 | 0 | 0 | 0 | 0 | 0 | 0 | 0 | 0 | 0 | 0 | 0 | 0 | 344326.8984 | 0 | 0 | 0 | 0 | 0 | 0 | 0 | 0 | 0 | 0 | 0
2016-02-21 16:00 | 0 | 0 | 0 | 0 | 0 | 731960.8984 | 387634 | 0 | 0 | 0 | 1058211.6935 | 0 | 0 | 0 | 0 | 0 | 0 | 0 | 0 | 0 | 0 | 0 | 0 | 0 | 344326.8984 | 0 | 0 | 0 | 0 | 0 | 0 | 0 | 0 | 0 | 0 | 0
2016-02-21 17:00 | 0 | 0 | 0 | 0 | 0 | 733761.8984 | 389435 | 0 | 0 | 0 | 1402538.5919 | 0 | 0 | 0 | 0 | 0 | 0 | 0 | 0 | 0 | 0 | 0 | 0 | 0 | 344326.8984 | 0 | 0 | 0 | 0 | 0 | 0 | 0 | 0 | 0 | 0 | 0
2016-02-21 18:00 | 0 | 0 | 0 | 0 | 0 | 732946.8984 | 388620 | 0 | 0 | 0 | 1746865.4902 | 0 | 0 | 0 | 0 | 0 | 0 | 0 | 0 | 0 | 0 | 0 | 0 | 0 | 344326.8984 | 0 | 0 | 0 | 0 | 0 | 0 | 0 | 0 | 0 | 0 | 0
2016-02-21 19:00 | 0 | 0 | 0 | 0 | 0 | 731073.8984 | 386747 | 0 | 0 | 0 | 2091192.3886 | 0 | 0 | 0 | 0 | 0 | 0 | 0 | 0 | 0 | 0 | 0 | 0 | 0 | 344326.8984 | 0 | 0 | 0 | 0 | 0 | 0 | 0 | 0 | 0 | 0 | 0
2016-02-21 20:00 | 0 | 0 | 0 | 0 | 0 | 730754.8984 | 386428 | 0 | 0 | 0 | 2435519.287 | 0 | 0 | 0 | 0 | 0 | 0 | 0 | 0 | 0 | 0 | 0 | 0 | 0 | 344326.8984 | 0 | 0 | 0 | 0 | 0 | 0 | 0 | 0 | 0 | 0 | 0
2016-02-21 21:00 | 0 | 0 | 0 | 0 | 0 | 733557.8984 | 389231 | 0 | 0 | 0 | 2779846.1853 | 0 | 0 | 0 | 0 | 0 | 0 | 0 | 0 | 0 | 0 | 0 | 0 | 0 | 344326.8984 | 0 | 0 | 0 | 0 | 0 | 0 | 0 | 0 | 0 | 0 | 0
2016-02-21 22:00 | 0 | 0 | 0 | 0 | 0 | 761159.1378 | 397837 | 0 | 0 | 0 | 3124173.0837 | 0 | 0 | 18995.2394 | 0 | 0 | 0 | 0 | 0 | 0 | 0 | 0 | 0 | 0 | 344326.8984 | 0 | 0 | 0 | 18995.2394 | 0 | 0 | 0 | 0 | 0 | 0 | 0
2016-02-21 23:00 | 0 | 0 | 0 | 0 | 76395.3121 | 661523.3468 | 412587 | 0 | 0 | 0 | 3468499.9821 | 0 | 0 | 0 | 0 | 0 | 0 | 0 | 0 | 0 | 0 | 0 | 0 | 0 | 344326.8984 | 0 | 0 | 0 | -18995.2394 | 0 | 0 | 0 | 0 | 0 | 0 | 0
2016-02-22 | 0 | 0 | 0 | 0 | 0 | 145380.3682 | 424634 | 0 | 0 | 0 | 3189246.3503 | 0 | 0 | 0 | 0 | 0 | 0 | 0 | 0 | 0 | 0 | 0 | 0 | 0 | -279253.6318 | 0 | 0 | 0 | 0 | 0 | 0 | 0 | 0 | 0 | 0 | 0
2016-02-22 01:00 | 0 | 0 | 0 | 0 | 80662.1097 | 62.9919 | 425052 | 0 | 0 | 0 | 2844919.4519 | 0 | 0 | 0 | 0 | 0 | 0 | 0 | 0 | 0 | 0 | 0 | 0 | 0 | -344326.8984 | 0 | 0 | 0 | 0 | 0 | 0 | 0 | 0 | 0 | 0 | 0
2016-02-22 02:00 | 0 | 0 | 0 | 0 | 73550.1016 | 0 | 417877 | 0 | 0 | 0 | 2500592.5536 | 0 | 0 | 0 | 0 | 0 | 0 | 0 | 0 | 0 | 0 | 0 | 0 | 0 | -344326.8984 | 0 | 0 | 0 | 0 | 0 | 0 | 0 | 0 | 0 | 0 | 0
2016-02-22 03:00 | 0 | 0 | 0 | 0 | 451150.8582 | 0 | 403748 | 0 | 0 | 0 | 2547995.4118 | 0 | 0 | 0 | 0 | 0 | 0 | 0 | 0 | 0 | 0 | 0 | 0 | 0 | 47402.8582 | 0 | 0 | 0 | 0 | 0 | 0 | 0 | 0 | 0 | 0 | 0
2016-02-22 04:00 | 0 | 0 | 0 | 0 | 39998.1016 | 0 | 384325 | 0 | 0 | 0 | 2203668.5134 | 0 | 0 | 0 | 0 | 0 | 0 | 0 | 0 | 0 | 0 | 0 | 0 | 0 | -344326.8984 | 0 | 0 | 0 | 0 | 0 | 0 | 0 | 0 | 0 | 0 | 0
2016-02-22 05:00 | 0 | 0 | 0 | 0 | 21683.1016 | 0 | 366010 | 0 | 0 | 0 | 1859341.6151 | 0 | 0 | 0 | 0 | 0 | 0 | 0 | 0 | 0 | 0 | 0 | 0 | 0 | -344326.8984 | 0 | 0 | 0 | 0 | 0 | 0 | 0 | 0 | 0 | 0 | 0
2016-02-22 06:00 | 0 | 0 | 0 | 0 | 429991.1401 | 0 | 353139 | 0 | 0 | 0 | 1935638.6535 | 0 | 0 | 555.1016 | 0 | 0 | 0 | 0 | 0 | 0 | 0 | 0 | 0 | 0 | 76297.0384 | 0 | 0 | 0 | 555.1016 | 0 | 0 | 0 | 0 | 0 | 0 | 0
2016-02-22 07:00 | 0 | 0 | 0 | 0 | 0 | 0 | 344882 | 0 | 0 | 0 | 1591311.7552 | 0 | 0 | 0 | 0 | 0 | 0 | 0 | 0 | 0 | 0 | 0 | 0 | 0 | -344326.8984 | 0 | 0 | 0 | -555.1016 | 0 | 0 | 0 | 0 | 0 | 0 | 0
2016-02-22 08:00 | 0 | 0 | 0 | 0 | 0 | 0 | 341726 | 0 | 0 | 0 | 1249585.7552 | 0 | 0 | 0 | 0 | 0 | 0 | 0 | 0 | 0 | 0 | 0 | 0 | 0 | -341726 | 0 | 0 | 0 | 0 | 0 | 0 | 0 | 0 | 0 | 0 | 0
2016-02-22 09:00 | 0 | 0 | 0 | 0 | 377927.4225 | 0 | 345837 | 0 | 0 | 0 | 1281676.1776 | 0 | 0 | 0 | 0 | 0 | 0 | 0 | 0 | 0 | 0 | 0 | 0 | 0 | 32090.4225 | 0 | 0 | 0 | 0 | 0 | 0 | 0 | 0 | 0 | 0 | 0
2016-02-22 10:00 | 0 | 0 | 0 | 0 | 16668.1016 | 0 | 360995 | 0 | 0 | 0 | 937349.2793 | 0 | 0 | 0 | 0 | 0 | 0 | 0 | 0 | 0 | 0 | 0 | 0 | 0 | -344326.8984 | 0 | 0 | 0 | 0 | 0 | 0 | 0 | 0 | 0 | 0 | 0
2016-02-22 11:00 | 0 | 0 | 0 | 0 | 48468.1016 | 0 | 392795 | 0 | 0 | 0 | 593022.3809 | 0 | 0 | 0 | 0 | 0 | 0 | 0 | 0 | 0 | 0 | 0 | 0 | 0 | -344326.8984 | 0 | 0 | 0 | 0 | 0 | 0 | 0 | 0 | 0 | 0 | 0
2016-02-22 12:00 | 0 | 0 | 0 | 0 | 311320.8562 | 0 | 421725 | 0 | 0 | 0 | 482618.237 | 0 | 0 | 0 | 0 | 0 | 0 | 0 | 0 | 0 | 0 | 0 | 0 | 0 | -110404.1438 | 0 | 0 | 0 | 0 | 0 | 0 | 0 | 0 | 0 | 0 | 0
2016-02-22 13:00 | 0 | 0 | 0 | 0 | 265906.7639 | 4035.1103 | 434072 | 0 | 0 | 0 | 299492.8718 | 0 | 0 | 18995.2394 | 0 | 0 | 0 | 0 | 0 | 0 | 0 | 0 | 0 | 0 | -183125.3653 | 0 | 0 | 0 | 18995.2394 | 0 | 0 | 0 | 0 | 0 | 0 | 0
2016-02-22 14:00 | 0 | 0 | 0 | 0 | 0 | 277210.1161 | 439407 | 0 | 0 | 0 | 156291.2273 | 0 | 0 | 0 | 0 | 0 | 0 | 0 | 0 | 0 | 0 | 0 | 0 | 0 | -143201.6444 | 0 | 0 | 0 | -18995.2394 | 0 | 0 | 0 | 0 | 0 | 0 | 0
2016-02-22 15:00 | 0 | 0 | 0 | 0 | 0 | 748339.9984 | 442540 | 0 | 0 | 0 | 462091.2258 | 0 | 0 | 0 | 0 | 0 | 0 | 0 | 0 | 0 | 0 | 0 | 0 | 0 | 305799.9984 | 0 | 0 | 0 | 0 | 0 | 0 | 0 | 0 | 0 | 0 | 0
2016-02-22 16:00 | 0 | 0 | 0 | 0 | 0 | 785676.8984 | 441350 | 0 | 0 | 0 | 806418.1241 | 0 | 0 | 0 | 0 | 0 | 0 | 0 | 0 | 0 | 0 | 0 | 0 | 0 | 344326.8984 | 0 | 0 | 0 | 0 | 0 | 0 | 0 | 0 | 0 | 0 | 0
2016-02-22 17:00 | 0 | 0 | 0 | 0 | 0 | 782441.8984 | 438115 | 0 | 0 | 0 | 1150745.0225 | 0 | 0 | 0 | 0 | 0 | 0 | 0 | 0 | 0 | 0 | 0 | 0 | 0 | 344326.8984 | 0 | 0 | 0 | 0 | 0 | 0 | 0 | 0 | 0 | 0 | 0
2016-02-22 18:00 | 0 | 0 | 0 | 0 | 0 | 779578.8984 | 435252 | 0 | 0 | 0 | 1495071.9209 | 0 | 0 | 0 | 0 | 0 | 0 | 0 | 0 | 0 | 0 | 0 | 0 | 0 | 344326.8984 | 0 | 0 | 0 | 0 | 0 | 0 | 0 | 0 | 0 | 0 | 0
2016-02-22 19:00 | 0 | 0 | 0 | 0 | 0 | 776785.8984 | 432459 | 0 | 0 | 0 | 1839398.8192 | 0 | 0 | 0 | 0 | 0 | 0 | 0 | 0 | 0 | 0 | 0 | 0 | 0 | 344326.8984 | 0 | 0 | 0 | 0 | 0 | 0 | 0 | 0 | 0 | 0 | 0
2016-02-22 20:00 | 0 | 0 | 0 | 0 | 0 | 774212.8984 | 429886 | 0 | 0 | 0 | 2183725.7176 | 0 | 0 | 0 | 0 | 0 | 0 | 0 | 0 | 0 | 0 | 0 | 0 | 0 | 344326.8984 | 0 | 0 | 0 | 0 | 0 | 0 | 0 | 0 | 0 | 0 | 0
2016-02-22 21:00 | 0 | 0 | 0 | 0 | 0 | 794990.1378 | 431668 | 0 | 0 | 0 | 2528052.616 | 0 | 0 | 18995.2394 | 0 | 0 | 0 | 0 | 0 | 0 | 0 | 0 | 0 | 0 | 344326.8984 | 0 | 0 | 0 | 18995.2394 | 0 | 0 | 0 | 0 | 0 | 0 | 0
2016-02-22 22:00 | 0 | 0 | 0 | 0 | 0 | 747413.9521 | 438908 | 0 | 0 | 0 | 2855553.8075 | 0 | 0 | 0 | 0 | 0 | 0 | 0 | 0 | 0 | 0 | 0 | 0 | 0 | 327501.1915 | 0 | 0 | 0 | -18995.2394 | 0 | 0 | 0 | 0 | 0 | 0 | 0
2016-02-22 23:00 | 0 | 0 | 0 | 0 | 0 | 558757.5889 | 455125 | 0 | 0 | 0 | 2959186.3964 | 0 | 0 | 0 | 0 | 0 | 0 | 0 | 0 | 0 | 0 | 0 | 0 | 0 | 103632.5889 | 0 | 0 | 0 | 0 | 0 | 0 | 0 | 0 | 0 | 0 | 0
2016-02-23 | 0 | 0 | 0 | 0 | 0 | 152084.8104 | 466325 | 0 | 0 | 0 | 2644946.2068 | 0 | 0 | 0 | 0 | 0 | 0 | 0 | 0 | 0 | 0 | 0 | 0 | 0 | -314240.1896 | 0 | 0 | 0 | 0 | 0 | 0 | 0 | 0 | 0 | 0 | 0
2016-02-23 01:00 | 0 | 0 | 0 | 0 | 120910.358 | 79.7436 | 465317 | 0 | 0 | 0 | 2300619.3084 | 0 | 0 | 0 | 0 | 0 | 0 | 0 | 0 | 0 | 0 | 0 | 0 | 0 | -344326.8984 | 0 | 0 | 0 | 0 | 0 | 0 | 0 | 0 | 0 | 0 | 0
2016-02-23 02:00 | 0 | 0 | 0 | 0 | 110904.1016 | 0 | 455231 | 0 | 0 | 0 | 1956292.41 | 0 | 0 | 0 | 0 | 0 | 0 | 0 | 0 | 0 | 0 | 0 | 0 | 0 | -344326.8984 | 0 | 0 | 0 | 0 | 0 | 0 | 0 | 0 | 0 | 0 | 0
2016-02-23 03:00 | 0 | 0 | 0 | 0 | 574469.2226 | 0 | 436595 | 0 | 0 | 0 | 2094166.6327 | 0 | 0 | 0 | 0 | 0 | 0 | 0 | 0 | 0 | 0 | 0 | 0 | 0 | 137874.2226 | 0 | 0 | 0 | 0 | 0 | 0 | 0 | 0 | 0 | 0 | 0
2016-02-23 04:00 | 0 | 0 | 0 | 0 | 67974.1016 | 0 | 412301 | 0 | 0 | 0 | 1749839.7343 | 0 | 0 | 0 | 0 | 0 | 0 | 0 | 0 | 0 | 0 | 0 | 0 | 0 | -344326.8984 | 0 | 0 | 0 | 0 | 0 | 0 | 0 | 0 | 0 | 0 | 0
2016-02-23 05:00 | 0 | 0 | 0 | 0 | 46962.1016 | 0 | 391289 | 0 | 0 | 0 | 1405512.8359 | 0 | 0 | 0 | 0 | 0 | 0 | 0 | 0 | 0 | 0 | 0 | 0 | 0 | -344326.8984 | 0 | 0 | 0 | 0 | 0 | 0 | 0 | 0 | 0 | 0 | 0
2016-02-23 06:00 | 0 | 0 | 0 | 0 | 32146.1016 | 0 | 376473 | 0 | 0 | 0 | 1061185.9376 | 0 | 0 | 0 | 0 | 0 | 0 | 0 | 0 | 0 | 0 | 0 | 0 | 0 | -344326.8984 | 0 | 0 | 0 | 0 | 0 | 0 | 0 | 0 | 0 | 0 | 0
2016-02-23 07:00 | 0 | 0 | 0 | 0 | 531332.9857 | 0 | 366921 | 0 | 0 | 0 | 1225597.9233 | 0 | 0 | 0 | 0 | 0 | 0 | 0 | 0 | 0 | 0 | 0 | 0 | 0 | 164411.9857 | 0 | 0 | 0 | 0 | 0 | 0 | 0 | 0 | 0 | 0 | 0
2016-02-23 08:00 | 0 | 0 | 0 | 0 | 17823.1016 | 0 | 362150 | 0 | 0 | 0 | 881271.0249 | 0 | 0 | 0 | 0 | 0 | 0 | 0 | 0 | 0 | 0 | 0 | 0 | 0 | -344326.8984 | 0 | 0 | 0 | 0 | 0 | 0 | 0 | 0 | 0 | 0 | 0
2016-02-23 09:00 | 0 | 0 | 0 | 0 | 19909.1016 | 0 | 364236 | 0 | 0 | 0 | 536944.1266 | 0 | 0 | 0 | 0 | 0 | 0 | 0 | 0 | 0 | 0 | 0 | 0 | 0 | -344326.8984 | 0 | 0 | 0 | 0 | 0 | 0 | 0 | 0 | 0 | 0 | 0
2016-02-23 10:00 | 0 | 0 | 0 | 0 | 421193.1654 | 0 | 377442 | 0 | 0 | 0 | 580695.292 | 0 | 0 | 0 | 0 | 0 | 0 | 0 | 0 | 0 | 0 | 0 | 0 | 0 | 43751.1654 | 0 | 0 | 0 | 0 | 0 | 0 | 0 | 0 | 0 | 0 | 0
2016-02-23 11:00 | 0 | 0 | 0 | 0 | 537977.1043 | 0 | 409522 | 0 | 0 | 0 | 709150.3963 | 0 | 0 | 0 | 0 | 0 | 0 | 0 | 0 | 0 | 0 | 0 | 0 | 0 | 128455.1043 | 0 | 0 | 0 | 0 | 0 | 0 | 0 | 0 | 0 | 0 | 0
2016-02-23 12:00 | 0 | 0 | 0 | 0 | 92890.1016 | 0 | 437217 | 0 | 0 | 0 | 364823.4979 | 0 | 0 | 0 | 0 | 0 | 0 | 0 | 0 | 0 | 0 | 0 | 0 | 0 | -344326.8984 | 0 | 0 | 0 | 0 | 0 | 0 | 0 | 0 | 0 | 0 | 0
2016-02-23 13:00 | 0 | 0 | 0 | 0 | 100850.4886 | 3612.6131 | 448790 | 0 | 0 | 0 | 20496.5996 | 0 | 0 | 0 | 0 | 0 | 0 | 0 | 0 | 0 | 0 | 0 | 0 | 0 | -344326.8984 | 0 | 0 | 0 | 0 | 0 | 0 | 0 | 0 | 0 | 0 | 0
2016-02-23 14:00 | 0 | 0 | 0 | 0 | 491344.1565 | 245996.0595 | 455082 | 0 | 0 | 0 | 302754.8156 | 0 | 0 | 0 | 0 | 0 | 0 | 0 | 0 | 0 | 0 | 0 | 0 | 0 | 282258.216 | 0 | 0 | 0 | 0 | 0 | 0 | 0 | 0 | 0 | 0 | 0
2016-02-23 15:00 | 0 | 0 | 0 | 0 | 46704.7168 | 756766.1815 | 459144 | 0 | 0 | 0 | 647081.714 | 0 | 0 | 0 | 0 | 0 | 0 | 0 | 0 | 0 | 0 | 0 | 0 | 0 | 344326.8984 | 0 | 0 | 0 | 0 | 0 | 0 | 0 | 0 | 0 | 0 | 0
2016-02-23 16:00 | 0 | 0 | 0 | 0 | 0 | 802440.8984 | 458114 | 0 | 0 | 0 | 991408.6123 | 0 | 0 | 0 | 0 | 0 | 0 | 0 | 0 | 0 | 0 | 0 | 0 | 0 | 344326.8984 | 0 | 0 | 0 | 0 | 0 | 0 | 0 | 0 | 0 | 0 | 0
2016-02-23 17:00 | 0 | 0 | 0 | 0 | 0 | 799873.8984 | 455547 | 0 | 0 | 0 | 1335735.5107 | 0 | 0 | 0 | 0 | 0 | 0 | 0 | 0 | 0 | 0 | 0 | 0 | 0 | 344326.8984 | 0 | 0 | 0 | 0 | 0 | 0 | 0 | 0 | 0 | 0 | 0
2016-02-23 18:00 | 0 | 0 | 0 | 0 | 0 | 797683.8984 | 453357 | 0 | 0 | 0 | 1680062.4091 | 0 | 0 | 0 | 0 | 0 | 0 | 0 | 0 | 0 | 0 | 0 | 0 | 0 | 344326.8984 | 0 | 0 | 0 | 0 | 0 | 0 | 0 | 0 | 0 | 0 | 0
2016-02-23 19:00 | 0 | 0 | 0 | 0 | 0 | 794678.8984 | 450352 | 0 | 0 | 0 | 2024389.3074 | 0 | 0 | 0 | 0 | 0 | 0 | 0 | 0 | 0 | 0 | 0 | 0 | 0 | 344326.8984 | 0 | 0 | 0 | 0 | 0 | 0 | 0 | 0 | 0 | 0 | 0
2016-02-23 20:00 | 0 | 0 | 0 | 0 | 0 | 792561.8984 | 448235 | 0 | 0 | 0 | 2368716.2058 | 0 | 0 | 0 | 0 | 0 | 0 | 0 | 0 | 0 | 0 | 0 | 0 | 0 | 344326.8984 | 0 | 0 | 0 | 0 | 0 | 0 | 0 | 0 | 0 | 0 | 0
2016-02-23 21:00 | 0 | 0 | 0 | 0 | 0 | 794526.8984 | 450200 | 0 | 0 | 0 | 2713043.1042 | 0 | 0 | 0 | 0 | 0 | 0 | 0 | 0 | 0 | 0 | 0 | 0 | 0 | 344326.8984 | 0 | 0 | 0 | 0 | 0 | 0 | 0 | 0 | 0 | 0 | 0
2016-02-23 22:00 | 0 | 0 | 0 | 0 | 0 | 821236.1378 | 457914 | 0 | 0 | 0 | 3057370.0025 | 0 | 0 | 18995.2394 | 0 | 0 | 0 | 0 | 0 | 0 | 0 | 0 | 0 | 0 | 344326.8984 | 0 | 0 | 0 | 18995.2394 | 0 | 0 | 0 | 0 | 0 | 0 | 0
2016-02-23 23:00 | 0 | 0 | 0 | 0 | 0 | 598046.6853 | 470990 | 0 | 0 | 0 | 3203421.9272 | 0 | 0 | 0 | 0 | 0 | 0 | 0 | 0 | 0 | 0 | 0 | 0 | 0 | 146051.9247 | 0 | 0 | 0 | -18995.2394 | 0 | 0 | 0 | 0 | 0 | 0 | 0
2016-02-24 | 0 | 0 | 0 | 0 | 1525.6865 | 134152.4152 | 480005 | 0 | 0 | 0 | 2859095.0289 | 0 | 0 | 0 | 0 | 0 | 0 | 0 | 0 | 0 | 0 | 0 | 0 | 0 | -344326.8984 | 0 | 0 | 0 | 0 | 0 | 0 | 0 | 0 | 0 | 0 | 0
2016-02-24 01:00 | 0 | 0 | 0 | 0 | 133620.4656 | 78.6361 | 478026 | 0 | 0 | 0 | 2514768.1305 | 0 | 0 | 0 | 0 | 0 | 0 | 0 | 0 | 0 | 0 | 0 | 0 | 0 | -344326.8984 | 0 | 0 | 0 | 0 | 0 | 0 | 0 | 0 | 0 | 0 | 0
2016-02-24 02:00 | 0 | 0 | 0 | 0 | 122850.1016 | 0 | 467177 | 0 | 0 | 0 | 2170441.2321 | 0 | 0 | 0 | 0 | 0 | 0 | 0 | 0 | 0 | 0 | 0 | 0 | 0 | -344326.8984 | 0 | 0 | 0 | 0 | 0 | 0 | 0 | 0 | 0 | 0 | 0
2016-02-24 03:00 | 0 | 0 | 0 | 0 | 102212.1016 | 0 | 446539 | 0 | 0 | 0 | 1826114.3338 | 0 | 0 | 0 | 0 | 0 | 0 | 0 | 0 | 0 | 0 | 0 | 0 | 0 | -344326.8984 | 0 | 0 | 0 | 0 | 0 | 0 | 0 | 0 | 0 | 0 | 0
2016-02-24 04:00 | 0 | 0 | 0 | 0 | 689101.3526 | 0 | 422370 | 0 | 0 | 0 | 2092845.6864 | 0 | 0 | 0 | 0 | 0 | 0 | 0 | 0 | 0 | 0 | 0 | 0 | 0 | 266731.3526 | 0 | 0 | 0 | 0 | 0 | 0 | 0 | 0 | 0 | 0 | 0
2016-02-24 05:00 | 0 | 0 | 0 | 0 | 56543.1016 | 0 | 400870 | 0 | 0 | 0 | 1748518.788 | 0 | 0 | 0 | 0 | 0 | 0 | 0 | 0 | 0 | 0 | 0 | 0 | 0 | -344326.8984 | 0 | 0 | 0 | 0 | 0 | 0 | 0 | 0 | 0 | 0 | 0
2016-02-24 06:00 | 0 | 0 | 0 | 0 | 41545.1016 | 0 | 385872 | 0 | 0 | 0 | 1404191.8897 | 0 | 0 | 0 | 0 | 0 | 0 | 0 | 0 | 0 | 0 | 0 | 0 | 0 | -344326.8984 | 0 | 0 | 0 | 0 | 0 | 0 | 0 | 0 | 0 | 0 | 0
2016-02-24 07:00 | 0 | 0 | 0 | 0 | 32208.1016 | 0 | 376535 | 0 | 0 | 0 | 1059864.9913 | 0 | 0 | 0 | 0 | 0 | 0 | 0 | 0 | 0 | 0 | 0 | 0 | 0 | -344326.8984 | 0 | 0 | 0 | 0 | 0 | 0 | 0 | 0 | 0 | 0 | 0
2016-02-24 08:00 | 0 | 0 | 0 | 0 | 27310.1016 | 0 | 371637 | 0 | 0 | 0 | 715538.0929 | 0 | 0 | 0 | 0 | 0 | 0 | 0 | 0 | 0 | 0 | 0 | 0 | 0 | -344326.8984 | 0 | 0 | 0 | 0 | 0 | 0 | 0 | 0 | 0 | 0 | 0
2016-02-24 09:00 | 0 | 0 | 0 | 0 | 690529.6022 | 0 | 373087 | 0 | 0 | 0 | 1032980.6951 | 0 | 0 | 0 | 0 | 0 | 0 | 0 | 0 | 0 | 0 | 0 | 0 | 0 | 317442.6022 | 0 | 0 | 0 | 0 | 0 | 0 | 0 | 0 | 0 | 0 | 0
2016-02-24 10:00 | 0 | 0 | 0 | 0 | 41524.1016 | 0 | 385851 | 0 | 0 | 0 | 688653.7967 | 0 | 0 | 0 | 0 | 0 | 0 | 0 | 0 | 0 | 0 | 0 | 0 | 0 | -344326.8984 | 0 | 0 | 0 | 0 | 0 | 0 | 0 | 0 | 0 | 0 | 0
2016-02-24 11:00 | 0 | 0 | 0 | 0 | 72876.1016 | 0 | 417203 | 0 | 0 | 0 | 344326.8984 | 0 | 0 | 0 | 0 | 0 | 0 | 0 | 0 | 0 | 0 | 0 | 0 | 0 | -344326.8984 | 0 | 0 | 0 | 0 | 0 | 0 | 0 | 0 | 0 | 0 | 0
2016-02-24 12:00 | 0 | 0 | 0 | 0 | 102670.1016 | 0 | 446997 | 0 | 0 | 0 | 0 | 0 | 0 | 0 | 0 | 0 | 0 | 0 | 0 | 0 | 0 | 0 | 0 | 0 | -344326.8984 | 0 | 0 | 0 | 0 | 0 | 0 | 0 | 0 | 0 | 0 | 0
2016-02-24 13:00 | 0 | 0 | 0 | 0 | 452252.684 | 6263.316 | 458516 | 0 | 0 | 0 | 0 | 0 | 0 | 0 | 0 | 0 | 0 | 0 | 0 | 0 | 0 | 0 | 0 | 0 | 0 | 0 | 0 | 0 | 0 | 0 | 0 | 0 | 0 | 0 | 0 | 0
2016-02-24 14:00 | 0 | 0 | 0 | 0 | 385757.3689 | 421737.5294 | 463168 | 0 | 0 | 0 | 344326.8984 | 0 | 0 | 0 | 0 | 0 | 0 | 0 | 0 | 0 | 0 | 0 | 0 | 0 | 344326.8984 | 0 | 0 | 0 | 0 | 0 | 0 | 0 | 0 | 0 | 0 | 0
2016-02-24 15:00 | 0 | 0 | 0 | 0 | 0 | 810701.8984 | 466375 | 0 | 0 | 0 | 688653.7967 | 0 | 0 | 0 | 0 | 0 | 0 | 0 | 0 | 0 | 0 | 0 | 0 | 0 | 344326.8984 | 0 | 0 | 0 | 0 | 0 | 0 | 0 | 0 | 0 | 0 | 0
2016-02-24 16:00 | 0 | 0 | 0 | 0 | 0 | 809717.8984 | 465391 | 0 | 0 | 0 | 1032980.6951 | 0 | 0 | 0 | 0 | 0 | 0 | 0 | 0 | 0 | 0 | 0 | 0 | 0 | 344326.8984 | 0 | 0 | 0 | 0 | 0 | 0 | 0 | 0 | 0 | 0 | 0
2016-02-24 17:00 | 0 | 0 | 0 | 0 | 0 | 805292.8984 | 460966 | 0 | 0 | 0 | 1377307.5935 | 0 | 0 | 0 | 0 | 0 | 0 | 0 | 0 | 0 | 0 | 0 | 0 | 0 | 344326.8984 | 0 | 0 | 0 | 0 | 0 | 0 | 0 | 0 | 0 | 0 | 0
2016-02-24 18:00 | 0 | 0 | 0 | 0 | 0 | 800830.8984 | 456504 | 0 | 0 | 0 | 1721634.4918 | 0 | 0 | 0 | 0 | 0 | 0 | 0 | 0 | 0 | 0 | 0 | 0 | 0 | 344326.8984 | 0 | 0 | 0 | 0 | 0 | 0 | 0 | 0 | 0 | 0 | 0
2016-02-24 19:00 | 0 | 0 | 0 | 0 | 0 | 796196.8984 | 451870 | 0 | 0 | 0 | 2065961.3902 | 0 | 0 | 0 | 0 | 0 | 0 | 0 | 0 | 0 | 0 | 0 | 0 | 0 | 344326.8984 | 0 | 0 | 0 | 0 | 0 | 0 | 0 | 0 | 0 | 0 | 0
2016-02-24 20:00 | 0 | 0 | 0 | 0 | 0 | 791748.8984 | 447422 | 0 | 0 | 0 | 2410288.2886 | 0 | 0 | 0 | 0 | 0 | 0 | 0 | 0 | 0 | 0 | 0 | 0 | 0 | 344326.8984 | 0 | 0 | 0 | 0 | 0 | 0 | 0 | 0 | 0 | 0 | 0
2016-02-24 21:00 | 0 | 0 | 0 | 0 | 0 | 791728.8984 | 447402 | 0 | 0 | 0 | 2754615.1869 | 0 | 0 | 0 | 0 | 0 | 0 | 0 | 0 | 0 | 0 | 0 | 0 | 0 | 344326.8984 | 0 | 0 | 0 | 0 | 0 | 0 | 0 | 0 | 0 | 0 | 0
2016-02-24 22:00 | 0 | 0 | 0 | 0 | 0 | 816597.1378 | 453275 | 0 | 0 | 0 | 3098942.0853 | 0 | 0 | 18995.2394 | 0 | 0 | 0 | 0 | 0 | 0 | 0 | 0 | 0 | 0 | 344326.8984 | 0 | 0 | 0 | 18995.2394 | 0 | 0 | 0 | 0 | 0 | 0 | 0
2016-02-24 23:00 | 0 | 0 | 0 | 0 | 0 | 697181.7425 | 464896 | 0 | 0 | 0 | 3350223.0672 | 0 | 0 | 0 | 0 | 0 | 0 | 0 | 0 | 0 | 0 | 0 | 0 | 0 | 251280.9819 | 0 | 0 | 0 | -18995.2394 | 0 | 0 | 0 | 0 | 0 | 0 | 0
2016-02-25 | 0 | 0 | 0 | 0 | 0 | 160947.3157 | 474305 | 0 | 0 | 0 | 3036865.3828 | 0 | 0 | 0 | 0 | 0 | 0 | 0 | 0 | 0 | 0 | 0 | 0 | 0 | -313357.6843 | 0 | 0 | 0 | 0 | 0 | 0 | 0 | 0 | 0 | 0 | 0
2016-02-25 01:00 | 0 | 0 | 0 | 0 | 129364.3935 | 116.7081 | 473808 | 0 | 0 | 0 | 2692538.4845 | 0 | 0 | 0 | 0 | 0 | 0 | 0 | 0 | 0 | 0 | 0 | 0 | 0 | -344326.8984 | 0 | 0 | 0 | 0 | 0 | 0 | 0 | 0 | 0 | 0 | 0
2016-02-25 02:00 | 0 | 0 | 0 | 0 | 120654.1016 | 0 | 464981 | 0 | 0 | 0 | 2348211.5861 | 0 | 0 | 0 | 0 | 0 | 0 | 0 | 0 | 0 | 0 | 0 | 0 | 0 | -344326.8984 | 0 | 0 | 0 | 0 | 0 | 0 | 0 | 0 | 0 | 0 | 0
2016-02-25 03:00 | 0 | 0 | 0 | 0 | 102678.1016 | 0 | 447005 | 0 | 0 | 0 | 2003884.6877 | 0 | 0 | 0 | 0 | 0 | 0 | 0 | 0 | 0 | 0 | 0 | 0 | 0 | -344326.8984 | 0 | 0 | 0 | 0 | 0 | 0 | 0 | 0 | 0 | 0 | 0
2016-02-25 04:00 | 0 | 0 | 0 | 0 | 79451.1016 | 0 | 423778 | 0 | 0 | 0 | 1659557.7894 | 0 | 0 | 0 | 0 | 0 | 0 | 0 | 0 | 0 | 0 | 0 | 0 | 0 | -344326.8984 | 0 | 0 | 0 | 0 | 0 | 0 | 0 | 0 | 0 | 0 | 0
2016-02-25 05:00 | 0 | 0 | 0 | 0 | 733757.221 | 0 | 403872 | 0 | 0 | 0 | 1989443.0103 | 0 | 0 | 0 | 0 | 0 | 0 | 0 | 0 | 0 | 0 | 0 | 0 | 0 | 329885.221 | 0 | 0 | 0 | 0 | 0 | 0 | 0 | 0 | 0 | 0 | 0
2016-02-25 06:00 | 0 | 0 | 0 | 0 | 46349.1016 | 0 | 390676 | 0 | 0 | 0 | 1645116.112 | 0 | 0 | 0 | 0 | 0 | 0 | 0 | 0 | 0 | 0 | 0 | 0 | 0 | -344326.8984 | 0 | 0 | 0 | 0 | 0 | 0 | 0 | 0 | 0 | 0 | 0
2016-02-25 07:00 | 0 | 0 | 0 | 0 | 37878.1016 | 0 | 382205 | 0 | 0 | 0 | 1300789.2136 | 0 | 0 | 0 | 0 | 0 | 0 | 0 | 0 | 0 | 0 | 0 | 0 | 0 | -344326.8984 | 0 | 0 | 0 | 0 | 0 | 0 | 0 | 0 | 0 | 0 | 0
2016-02-25 08:00 | 0 | 0 | 0 | 0 | 34647.1016 | 0 | 378974 | 0 | 0 | 0 | 956462.3152 | 0 | 0 | 0 | 0 | 0 | 0 | 0 | 0 | 0 | 0 | 0 | 0 | 0 | -344326.8984 | 0 | 0 | 0 | 0 | 0 | 0 | 0 | 0 | 0 | 0 | 0
2016-02-25 09:00 | 0 | 0 | 0 | 0 | 262917.953 | 0 | 382788 | 0 | 0 | 0 | 836592.2682 | 0 | 0 | 0 | 0 | 0 | 0 | 0 | 0 | 0 | 0 | 0 | 0 | 0 | -119870.047 | 0 | 0 | 0 | 0 | 0 | 0 | 0 | 0 | 0 | 0 | 0
2016-02-25 10:00 | 0 | 0 | 0 | 0 | 643562.797 | 0 | 397613 | 0 | 0 | 0 | 1082542.0652 | 0 | 0 | 0 | 0 | 0 | 0 | 0 | 0 | 0 | 0 | 0 | 0 | 0 | 245949.797 | 0 | 0 | 0 | 0 | 0 | 0 | 0 | 0 | 0 | 0 | 0
2016-02-25 11:00 | 0 | 0 | 0 | 0 | 86407.1016 | 0 | 430734 | 0 | 0 | 0 | 738215.1669 | 0 | 0 | 0 | 0 | 0 | 0 | 0 | 0 | 0 | 0 | 0 | 0 | 0 | -344326.8984 | 0 | 0 | 0 | 0 | 0 | 0 | 0 | 0 | 0 | 0 | 0
2016-02-25 12:00 | 0 | 0 | 0 | 0 | 115721.1016 | 0 | 460048 | 0 | 0 | 0 | 393888.2685 | 0 | 0 | 0 | 0 | 0 | 0 | 0 | 0 | 0 | 0 | 0 | 0 | 0 | -344326.8984 | 0 | 0 | 0 | 0 | 0 | 0 | 0 | 0 | 0 | 0 | 0
2016-02-25 13:00 | 0 | 0 | 0 | 0 | 118429.9748 | 6697.1268 | 469454 | 0 | 0 | 0 | 49561.3701 | 0 | 0 | 0 | 0 | 0 | 0 | 0 | 0 | 0 | 0 | 0 | 0 | 0 | -344326.8984 | 0 | 0 | 0 | 0 | 0 | 0 | 0 | 0 | 0 | 0 | 0
2016-02-25 14:00 | 0 | 0 | 0 | 0 | 396854.6468 | 417413.2516 | 469941 | 0 | 0 | 0 | 393888.2685 | 0 | 0 | 0 | 0 | 0 | 0 | 0 | 0 | 0 | 0 | 0 | 0 | 0 | 344326.8984 | 0 | 0 | 0 | 0 | 0 | 0 | 0 | 0 | 0 | 0 | 0
2016-02-25 15:00 | 0 | 0 | 0 | 0 | 0 | 813325.8984 | 468999 | 0 | 0 | 0 | 738215.1669 | 0 | 0 | 0 | 0 | 0 | 0 | 0 | 0 | 0 | 0 | 0 | 0 | 0 | 344326.8984 | 0 | 0 | 0 | 0 | 0 | 0 | 0 | 0 | 0 | 0 | 0
2016-02-25 16:00 | 0 | 0 | 0 | 0 | 0 | 808390.8984 | 464064 | 0 | 0 | 0 | 1082542.0652 | 0 | 0 | 0 | 0 | 0 | 0 | 0 | 0 | 0 | 0 | 0 | 0 | 0 | 344326.8984 | 0 | 0 | 0 | 0 | 0 | 0 | 0 | 0 | 0 | 0 | 0
2016-02-25 17:00 | 0 | 0 | 0 | 0 | 0 | 802116.8984 | 457790 | 0 | 0 | 0 | 1426868.9636 | 0 | 0 | 0 | 0 | 0 | 0 | 0 | 0 | 0 | 0 | 0 | 0 | 0 | 344326.8984 | 0 | 0 | 0 | 0 | 0 | 0 | 0 | 0 | 0 | 0 | 0
2016-02-25 18:00 | 0 | 0 | 0 | 0 | 0 | 797221.8984 | 452895 | 0 | 0 | 0 | 1771195.862 | 0 | 0 | 0 | 0 | 0 | 0 | 0 | 0 | 0 | 0 | 0 | 0 | 0 | 344326.8984 | 0 | 0 | 0 | 0 | 0 | 0 | 0 | 0 | 0 | 0 | 0
2016-02-25 19:00 | 0 | 0 | 0 | 0 | 0 | 793653.8984 | 449327 | 0 | 0 | 0 | 2115522.7603 | 0 | 0 | 0 | 0 | 0 | 0 | 0 | 0 | 0 | 0 | 0 | 0 | 0 | 344326.8984 | 0 | 0 | 0 | 0 | 0 | 0 | 0 | 0 | 0 | 0 | 0
2016-02-25 20:00 | 0 | 0 | 0 | 0 | 0 | 791749.8984 | 447423 | 0 | 0 | 0 | 2459849.6587 | 0 | 0 | 0 | 0 | 0 | 0 | 0 | 0 | 0 | 0 | 0 | 0 | 0 | 344326.8984 | 0 | 0 | 0 | 0 | 0 | 0 | 0 | 0 | 0 | 0 | 0
2016-02-25 21:00 | 0 | 0 | 0 | 0 | 0 | 793359.8984 | 449033 | 0 | 0 | 0 | 2804176.5571 | 0 | 0 | 0 | 0 | 0 | 0 | 0 | 0 | 0 | 0 | 0 | 0 | 0 | 344326.8984 | 0 | 0 | 0 | 0 | 0 | 0 | 0 | 0 | 0 | 0 | 0
2016-02-25 22:00 | 0 | 0 | 0 | 0 | 0 | 819839.1378 | 456517 | 0 | 0 | 0 | 3148503.4554 | 0 | 0 | 18995.2394 | 0 | 0 | 0 | 0 | 0 | 0 | 0 | 0 | 0 | 0 | 344326.8984 | 0 | 0 | 0 | 18995.2394 | 0 | 0 | 0 | 0 | 0 | 0 | 0
2016-02-25 23:00 | 0 | 0 | 0 | 0 | 68272.1895 | 729129.4694 | 472070 | 0 | 0 | 0 | 3492830.3538 | 0 | 0 | 0 | 0 | 0 | 0 | 0 | 0 | 0 | 0 | 0 | 0 | 0 | 344326.8984 | 0 | 0 | 0 | -18995.2394 | 0 | 0 | 0 | 0 | 0 | 0 | 0
2016-02-26 | 0 | 0 | 0 | 0 | 0 | 180491.7434 | 484445 | 0 | 0 | 0 | 3188877.0972 | 0 | 0 | 0 | 0 | 0 | 0 | 0 | 0 | 0 | 0 | 0 | 0 | 0 | -303953.2566 | 0 | 0 | 0 | 0 | 0 | 0 | 0 | 0 | 0 | 0 | 0
2016-02-26 01:00 | 0 | 0 | 0 | 0 | 142054.3181 | 143.7836 | 486525 | 0 | 0 | 0 | 2844550.1988 | 0 | 0 | 0 | 0 | 0 | 0 | 0 | 0 | 0 | 0 | 0 | 0 | 0 | -344326.8984 | 0 | 0 | 0 | 0 | 0 | 0 | 0 | 0 | 0 | 0 | 0
2016-02-26 02:00 | 0 | 0 | 0 | 0 | 393561.8896 | 0 | 478144 | 0 | 0 | 0 | 2759968.0884 | 0 | 0 | 0 | 0 | 0 | 0 | 0 | 0 | 0 | 0 | 0 | 0 | 0 | -84582.1104 | 0 | 0 | 0 | 0 | 0 | 0 | 0 | 0 | 0 | 0 | 0
2016-02-26 03:00 | 0 | 0 | 0 | 0 | 117906.1016 | 0 | 462233 | 0 | 0 | 0 | 2415641.19 | 0 | 0 | 0 | 0 | 0 | 0 | 0 | 0 | 0 | 0 | 0 | 0 | 0 | -344326.8984 | 0 | 0 | 0 | 0 | 0 | 0 | 0 | 0 | 0 | 0 | 0
2016-02-26 04:00 | 0 | 0 | 0 | 0 | 95967.1016 | 0 | 440294 | 0 | 0 | 0 | 2071314.2917 | 0 | 0 | 0 | 0 | 0 | 0 | 0 | 0 | 0 | 0 | 0 | 0 | 0 | -344326.8984 | 0 | 0 | 0 | 0 | 0 | 0 | 0 | 0 | 0 | 0 | 0
2016-02-26 05:00 | 0 | 0 | 0 | 0 | 76502.1016 | 0 | 420829 | 0 | 0 | 0 | 1726987.3933 | 0 | 0 | 0 | 0 | 0 | 0 | 0 | 0 | 0 | 0 | 0 | 0 | 0 | -344326.8984 | 0 | 0 | 0 | 0 | 0 | 0 | 0 | 0 | 0 | 0 | 0
2016-02-26 06:00 | 0 | 0 | 0 | 0 | 517233.3781 | 0 | 408908 | 0 | 0 | 0 | 1835312.7714 | 0 | 0 | 0 | 0 | 0 | 0 | 0 | 0 | 0 | 0 | 0 | 0 | 0 | 108325.3781 | 0 | 0 | 0 | 0 | 0 | 0 | 0 | 0 | 0 | 0 | 0
2016-02-26 07:00 | 0 | 0 | 0 | 0 | 57654.1016 | 0 | 401981 | 0 | 0 | 0 | 1490985.8731 | 0 | 0 | 0 | 0 | 0 | 0 | 0 | 0 | 0 | 0 | 0 | 0 | 0 | -344326.8984 | 0 | 0 | 0 | 0 | 0 | 0 | 0 | 0 | 0 | 0 | 0
2016-02-26 08:00 | 0 | 0 | 0 | 0 | 55717.1016 | 0 | 400044 | 0 | 0 | 0 | 1146658.9747 | 0 | 0 | 0 | 0 | 0 | 0 | 0 | 0 | 0 | 0 | 0 | 0 | 0 | -344326.8984 | 0 | 0 | 0 | 0 | 0 | 0 | 0 | 0 | 0 | 0 | 0
2016-02-26 09:00 | 0 | 0 | 0 | 0 | 59998.1016 | 0 | 404325 | 0 | 0 | 0 | 802332.0763 | 0 | 0 | 0 | 0 | 0 | 0 | 0 | 0 | 0 | 0 | 0 | 0 | 0 | -344326.8984 | 0 | 0 | 0 | 0 | 0 | 0 | 0 | 0 | 0 | 0 | 0
2016-02-26 10:00 | 0 | 0 | 0 | 0 | 650437.6188 | 0 | 419789 | 0 | 0 | 0 | 1032980.6951 | 0 | 0 | 0 | 0 | 0 | 0 | 0 | 0 | 0 | 0 | 0 | 0 | 0 | 230648.6188 | 0 | 0 | 0 | 0 | 0 | 0 | 0 | 0 | 0 | 0 | 0
2016-02-26 11:00 | 0 | 0 | 0 | 0 | 108820.1016 | 0 | 453147 | 0 | 0 | 0 | 688653.7967 | 0 | 0 | 0 | 0 | 0 | 0 | 0 | 0 | 0 | 0 | 0 | 0 | 0 | -344326.8984 | 0 | 0 | 0 | 0 | 0 | 0 | 0 | 0 | 0 | 0 | 0
2016-02-26 12:00 | 0 | 0 | 0 | 0 | 136639.1016 | 0 | 480966 | 0 | 0 | 0 | 344326.8984 | 0 | 0 | 0 | 0 | 0 | 0 | 0 | 0 | 0 | 0 | 0 | 0 | 0 | -344326.8984 | 0 | 0 | 0 | 0 | 0 | 0 | 0 | 0 | 0 | 0 | 0
2016-02-26 13:00 | 0 | 0 | 0 | 0 | 133261.4465 | 9668.6551 | 487257 | 0 | 0 | 0 | 0 | 0 | 0 | 0 | 0 | 0 | 0 | 0 | 0 | 0 | 0 | 0 | 0 | 0 | -344326.8984 | 0 | 0 | 0 | 0 | 0 | 0 | 0 | 0 | 0 | 0 | 0
2016-02-26 14:00 | 0 | 0 | 0 | 0 | 341576.4436 | 445765.048 | 482161 | 0 | 0 | 0 | 305180.4916 | 0 | 0 | 0 | 0 | 0 | 0 | 0 | 0 | 0 | 0 | 0 | 0 | 0 | 305180.4916 | 0 | 0 | 0 | 0 | 0 | 0 | 0 | 0 | 0 | 0 | 0
2016-02-26 15:00 | 0 | 0 | 0 | 0 | 0 | 818867.8984 | 474541 | 0 | 0 | 0 | 649507.39 | 0 | 0 | 0 | 0 | 0 | 0 | 0 | 0 | 0 | 0 | 0 | 0 | 0 | 344326.8984 | 0 | 0 | 0 | 0 | 0 | 0 | 0 | 0 | 0 | 0 | 0
2016-02-26 16:00 | 0 | 0 | 0 | 0 | 0 | 809510.8984 | 465184 | 0 | 0 | 0 | 993834.2884 | 0 | 0 | 0 | 0 | 0 | 0 | 0 | 0 | 0 | 0 | 0 | 0 | 0 | 344326.8984 | 0 | 0 | 0 | 0 | 0 | 0 | 0 | 0 | 0 | 0 | 0
2016-02-26 17:00 | 0 | 0 | 0 | 0 | 0 | 799292.8984 | 454966 | 0 | 0 | 0 | 1338161.1867 | 0 | 0 | 0 | 0 | 0 | 0 | 0 | 0 | 0 | 0 | 0 | 0 | 0 | 344326.8984 | 0 | 0 | 0 | 0 | 0 | 0 | 0 | 0 | 0 | 0 | 0
2016-02-26 18:00 | 0 | 0 | 0 | 0 | 0 | 790297.8984 | 445971 | 0 | 0 | 0 | 1682488.0851 | 0 | 0 | 0 | 0 | 0 | 0 | 0 | 0 | 0 | 0 | 0 | 0 | 0 | 344326.8984 | 0 | 0 | 0 | 0 | 0 | 0 | 0 | 0 | 0 | 0 | 0
2016-02-26 19:00 | 0 | 0 | 0 | 0 | 0 | 783452.8984 | 439126 | 0 | 0 | 0 | 2026814.9835 | 0 | 0 | 0 | 0 | 0 | 0 | 0 | 0 | 0 | 0 | 0 | 0 | 0 | 344326.8984 | 0 | 0 | 0 | 0 | 0 | 0 | 0 | 0 | 0 | 0 | 0
2016-02-26 20:00 | 0 | 0 | 0 | 0 | 0 | 778516.8984 | 434190 | 0 | 0 | 0 | 2371141.8818 | 0 | 0 | 0 | 0 | 0 | 0 | 0 | 0 | 0 | 0 | 0 | 0 | 0 | 344326.8984 | 0 | 0 | 0 | 0 | 0 | 0 | 0 | 0 | 0 | 0 | 0
2016-02-26 21:00 | 0 | 0 | 0 | 0 | 0 | 777600.8984 | 433274 | 0 | 0 | 0 | 2715468.7802 | 0 | 0 | 0 | 0 | 0 | 0 | 0 | 0 | 0 | 0 | 0 | 0 | 0 | 344326.8984 | 0 | 0 | 0 | 0 | 0 | 0 | 0 | 0 | 0 | 0 | 0
2016-02-26 22:00 | 0 | 0 | 0 | 0 | 0 | 803010.1378 | 439688 | 0 | 0 | 0 | 3059795.6786 | 0 | 0 | 18995.2394 | 0 | 0 | 0 | 0 | 0 | 0 | 0 | 0 | 0 | 0 | 344326.8984 | 0 | 0 | 0 | 18995.2394 | 0 | 0 | 0 | 0 | 0 | 0 | 0
2016-02-26 23:00 | 0 | 0 | 0 | 0 | 0 | 655029.9857 | 454068 | 0 | 0 | 0 | 3279752.9037 | 0 | 0 | 0 | 0 | 0 | 0 | 0 | 0 | 0 | 0 | 0 | 0 | 0 | 219957.2252 | 0 | 0 | 0 | -18995.2394 | 0 | 0 | 0 | 0 | 0 | 0 | 0
2016-02-27 | 0 | 0 | 0 | 0 | 0 | 136419.7783 | 467219 | 0 | 0 | 0 | 2948953.682 | 0 | 0 | 0 | 0 | 0 | 0 | 0 | 0 | 0 | 0 | 0 | 0 | 0 | -330799.2217 | 0 | 0 | 0 | 0 | 0 | 0 | 0 | 0 | 0 | 0 | 0
2016-02-27 01:00 | 0 | 0 | 0 | 0 | 125804.3015 | 143.8002 | 470275 | 0 | 0 | 0 | 2604626.7836 | 0 | 0 | 0 | 0 | 0 | 0 | 0 | 0 | 0 | 0 | 0 | 0 | 0 | -344326.8984 | 0 | 0 | 0 | 0 | 0 | 0 | 0 | 0 | 0 | 0 | 0
2016-02-27 02:00 | 0 | 0 | 0 | 0 | 121757.1016 | 0 | 466084 | 0 | 0 | 0 | 2260299.8853 | 0 | 0 | 0 | 0 | 0 | 0 | 0 | 0 | 0 | 0 | 0 | 0 | 0 | -344326.8984 | 0 | 0 | 0 | 0 | 0 | 0 | 0 | 0 | 0 | 0 | 0
2016-02-27 03:00 | 0 | 0 | 0 | 0 | 110367.1016 | 0 | 454694 | 0 | 0 | 0 | 1915972.9869 | 0 | 0 | 0 | 0 | 0 | 0 | 0 | 0 | 0 | 0 | 0 | 0 | 0 | -344326.8984 | 0 | 0 | 0 | 0 | 0 | 0 | 0 | 0 | 0 | 0 | 0
2016-02-27 04:00 | 0 | 0 | 0 | 0 | 93266.1016 | 0 | 437593 | 0 | 0 | 0 | 1571646.0885 | 0 | 0 | 0 | 0 | 0 | 0 | 0 | 0 | 0 | 0 | 0 | 0 | 0 | -344326.8984 | 0 | 0 | 0 | 0 | 0 | 0 | 0 | 0 | 0 | 0 | 0
2016-02-27 05:00 | 0 | 0 | 0 | 0 | 765231.8984 | 0 | 420905 | 0 | 0 | 0 | 1915972.9869 | 0 | 0 | 0 | 0 | 0 | 0 | 0 | 0 | 0 | 0 | 0 | 0 | 0 | 344326.8984 | 0 | 0 | 0 | 0 | 0 | 0 | 0 | 0 | 0 | 0 | 0
2016-02-27 06:00 | 0 | 0 | 0 | 0 | 65554.1016 | 0 | 409881 | 0 | 0 | 0 | 1571646.0885 | 0 | 0 | 0 | 0 | 0 | 0 | 0 | 0 | 0 | 0 | 0 | 0 | 0 | -344326.8984 | 0 | 0 | 0 | 0 | 0 | 0 | 0 | 0 | 0 | 0 | 0
2016-02-27 07:00 | 0 | 0 | 0 | 0 | 59112.1016 | 0 | 403439 | 0 | 0 | 0 | 1227319.1902 | 0 | 0 | 0 | 0 | 0 | 0 | 0 | 0 | 0 | 0 | 0 | 0 | 0 | -344326.8984 | 0 | 0 | 0 | 0 | 0 | 0 | 0 | 0 | 0 | 0 | 0
2016-02-27 08:00 | 0 | 0 | 0 | 0 | 55783.1016 | 0 | 400110 | 0 | 0 | 0 | 882992.2918 | 0 | 0 | 0 | 0 | 0 | 0 | 0 | 0 | 0 | 0 | 0 | 0 | 0 | -344326.8984 | 0 | 0 | 0 | 0 | 0 | 0 | 0 | 0 | 0 | 0 | 0
2016-02-27 09:00 | 0 | 0 | 0 | 0 | 57258.1016 | 0 | 401585 | 0 | 0 | 0 | 538665.3934 | 0 | 0 | 0 | 0 | 0 | 0 | 0 | 0 | 0 | 0 | 0 | 0 | 0 | -344326.8984 | 0 | 0 | 0 | 0 | 0 | 0 | 0 | 0 | 0 | 0 | 0
2016-02-27 10:00 | 0 | 0 | 0 | 0 | 751611.8984 | 0 | 407285 | 0 | 0 | 0 | 882992.2918 | 0 | 0 | 0 | 0 | 0 | 0 | 0 | 0 | 0 | 0 | 0 | 0 | 0 | 344326.8984 | 0 | 0 | 0 | 0 | 0 | 0 | 0 | 0 | 0 | 0 | 0
2016-02-27 11:00 | 0 | 0 | 0 | 0 | 77484.1016 | 0 | 421811 | 0 | 0 | 0 | 538665.3934 | 0 | 0 | 0 | 0 | 0 | 0 | 0 | 0 | 0 | 0 | 0 | 0 | 0 | -344326.8984 | 0 | 0 | 0 | 0 | 0 | 0 | 0 | 0 | 0 | 0 | 0
2016-02-27 12:00 | 0 | 0 | 0 | 0 | 92587.1016 | 0 | 436914 | 0 | 0 | 0 | 194338.4951 | 0 | 0 | 0 | 0 | 0 | 0 | 0 | 0 | 0 | 0 | 0 | 0 | 0 | -344326.8984 | 0 | 0 | 0 | 0 | 0 | 0 | 0 | 0 | 0 | 0 | 0
2016-02-27 13:00 | 0 | 0 | 0 | 0 | 239625.1664 | 9613.3385 | 443577 | 0 | 0 | 0 | 0 | 0 | 0 | 0 | 0 | 0 | 0 | 0 | 0 | 0 | 0 | 0 | 0 | 0 | -194338.4951 | 0 | 0 | 0 | 0 | 0 | 0 | 0 | 0 | 0 | 0 | 0
2016-02-27 14:00 | 0 | 0 | 0 | 0 | 381079.7458 | 403550.1526 | 440303 | 0 | 0 | 0 | 344326.8984 | 0 | 0 | 0 | 0 | 0 | 0 | 0 | 0 | 0 | 0 | 0 | 0 | 0 | 344326.8984 | 0 | 0 | 0 | 0 | 0 | 0 | 0 | 0 | 0 | 0 | 0
2016-02-27 15:00 | 0 | 0 | 0 | 0 | 0 | 776092.8984 | 431766 | 0 | 0 | 0 | 688653.7967 | 0 | 0 | 0 | 0 | 0 | 0 | 0 | 0 | 0 | 0 | 0 | 0 | 0 | 344326.8984 | 0 | 0 | 0 | 0 | 0 | 0 | 0 | 0 | 0 | 0 | 0
2016-02-27 16:00 | 0 | 0 | 0 | 0 | 0 | 765530.8984 | 421204 | 0 | 0 | 0 | 1032980.6951 | 0 | 0 | 0 | 0 | 0 | 0 | 0 | 0 | 0 | 0 | 0 | 0 | 0 | 344326.8984 | 0 | 0 | 0 | 0 | 0 | 0 | 0 | 0 | 0 | 0 | 0
2016-02-27 17:00 | 0 | 0 | 0 | 0 | 0 | 755297.8984 | 410971 | 0 | 0 | 0 | 1377307.5935 | 0 | 0 | 0 | 0 | 0 | 0 | 0 | 0 | 0 | 0 | 0 | 0 | 0 | 344326.8984 | 0 | 0 | 0 | 0 | 0 | 0 | 0 | 0 | 0 | 0 | 0
2016-02-27 18:00 | 0 | 0 | 0 | 0 | 0 | 745642.8984 | 401316 | 0 | 0 | 0 | 1721634.4918 | 0 | 0 | 0 | 0 | 0 | 0 | 0 | 0 | 0 | 0 | 0 | 0 | 0 | 344326.8984 | 0 | 0 | 0 | 0 | 0 | 0 | 0 | 0 | 0 | 0 | 0
2016-02-27 19:00 | 0 | 0 | 0 | 0 | 0 | 738358.8984 | 394032 | 0 | 0 | 0 | 2065961.3902 | 0 | 0 | 0 | 0 | 0 | 0 | 0 | 0 | 0 | 0 | 0 | 0 | 0 | 344326.8984 | 0 | 0 | 0 | 0 | 0 | 0 | 0 | 0 | 0 | 0 | 0
2016-02-27 20:00 | 0 | 0 | 0 | 0 | 0 | 733320.8984 | 388994 | 0 | 0 | 0 | 2410288.2886 | 0 | 0 | 0 | 0 | 0 | 0 | 0 | 0 | 0 | 0 | 0 | 0 | 0 | 344326.8984 | 0 | 0 | 0 | 0 | 0 | 0 | 0 | 0 | 0 | 0 | 0
2016-02-27 21:00 | 0 | 0 | 0 | 0 | 0 | 733052.8984 | 388726 | 0 | 0 | 0 | 2754615.1869 | 0 | 0 | 0 | 0 | 0 | 0 | 0 | 0 | 0 | 0 | 0 | 0 | 0 | 344326.8984 | 0 | 0 | 0 | 0 | 0 | 0 | 0 | 0 | 0 | 0 | 0
2016-02-27 22:00 | 0 | 0 | 0 | 0 | 0 | 757058.1378 | 393736 | 0 | 0 | 0 | 3098942.0853 | 0 | 0 | 18995.2394 | 0 | 0 | 0 | 0 | 0 | 0 | 0 | 0 | 0 | 0 | 344326.8984 | 0 | 0 | 0 | 18995.2394 | 0 | 0 | 0 | 0 | 0 | 0 | 0
2016-02-27 23:00 | 0 | 0 | 0 | 0 | 0 | 677477.4814 | 408718 | 0 | 0 | 0 | 3386696.8061 | 0 | 0 | 0 | 0 | 0 | 0 | 0 | 0 | 0 | 0 | 0 | 0 | 0 | 287754.7208 | 0 | 0 | 0 | -18995.2394 | 0 | 0 | 0 | 0 | 0 | 0 | 0
2016-02-28 | 0 | 0 | 0 | 0 | 0 | 177593.4739 | 423181 | 0 | 0 | 0 | 3141109.28 | 0 | 0 | 0 | 0 | 0 | 0 | 0 | 0 | 0 | 0 | 0 | 0 | 0 | -245587.5261 | 0 | 0 | 0 | 0 | 0 | 0 | 0 | 0 | 0 | 0 | 0
2016-02-28 01:00 | 0 | 0 | 0 | 0 | 82483.6556 | 225.446 | 427036 | 0 | 0 | 0 | 2796782.3817 | 0 | 0 | 0 | 0 | 0 | 0 | 0 | 0 | 0 | 0 | 0 | 0 | 0 | -344326.8984 | 0 | 0 | 0 | 0 | 0 | 0 | 0 | 0 | 0 | 0 | 0
2016-02-28 02:00 | 0 | 0 | 0 | 0 | 80732.1016 | 0 | 425059 | 0 | 0 | 0 | 2452455.4833 | 0 | 0 | 0 | 0 | 0 | 0 | 0 | 0 | 0 | 0 | 0 | 0 | 0 | -344326.8984 | 0 | 0 | 0 | 0 | 0 | 0 | 0 | 0 | 0 | 0 | 0
2016-02-28 03:00 | 0 | 0 | 0 | 0 | 72506.1016 | 0 | 416833 | 0 | 0 | 0 | 2108128.5849 | 0 | 0 | 0 | 0 | 0 | 0 | 0 | 0 | 0 | 0 | 0 | 0 | 0 | -344326.8984 | 0 | 0 | 0 | 0 | 0 | 0 | 0 | 0 | 0 | 0 | 0
2016-02-28 04:00 | 0 | 0 | 0 | 0 | 58610.1016 | 0 | 402937 | 0 | 0 | 0 | 1763801.6866 | 0 | 0 | 0 | 0 | 0 | 0 | 0 | 0 | 0 | 0 | 0 | 0 | 0 | -344326.8984 | 0 | 0 | 0 | 0 | 0 | 0 | 0 | 0 | 0 | 0 | 0
2016-02-28 05:00 | 0 | 0 | 0 | 0 | 45193.1016 | 0 | 389520 | 0 | 0 | 0 | 1419474.7882 | 0 | 0 | 0 | 0 | 0 | 0 | 0 | 0 | 0 | 0 | 0 | 0 | 0 | -344326.8984 | 0 | 0 | 0 | 0 | 0 | 0 | 0 | 0 | 0 | 0 | 0
2016-02-28 06:00 | 0 | 0 | 0 | 0 | 723341.8984 | 0 | 379015 | 0 | 0 | 0 | 1763801.6866 | 0 | 0 | 0 | 0 | 0 | 0 | 0 | 0 | 0 | 0 | 0 | 0 | 0 | 344326.8984 | 0 | 0 | 0 | 0 | 0 | 0 | 0 | 0 | 0 | 0 | 0
2016-02-28 07:00 | 0 | 0 | 0 | 0 | 27874.1016 | 0 | 372201 | 0 | 0 | 0 | 1419474.7882 | 0 | 0 | 0 | 0 | 0 | 0 | 0 | 0 | 0 | 0 | 0 | 0 | 0 | -344326.8984 | 0 | 0 | 0 | 0 | 0 | 0 | 0 | 0 | 0 | 0 | 0
2016-02-28 08:00 | 0 | 0 | 0 | 0 | 24259.1016 | 0 | 368586 | 0 | 0 | 0 | 1075147.8898 | 0 | 0 | 0 | 0 | 0 | 0 | 0 | 0 | 0 | 0 | 0 | 0 | 0 | -344326.8984 | 0 | 0 | 0 | 0 | 0 | 0 | 0 | 0 | 0 | 0 | 0
2016-02-28 09:00 | 0 | 0 | 0 | 0 | 24604.1016 | 0 | 368931 | 0 | 0 | 0 | 730820.9915 | 0 | 0 | 0 | 0 | 0 | 0 | 0 | 0 | 0 | 0 | 0 | 0 | 0 | -344326.8984 | 0 | 0 | 0 | 0 | 0 | 0 | 0 | 0 | 0 | 0 | 0
2016-02-28 10:00 | 0 | 0 | 0 | 0 | 28938.1016 | 0 | 373265 | 0 | 0 | 0 | 386494.0931 | 0 | 0 | 0 | 0 | 0 | 0 | 0 | 0 | 0 | 0 | 0 | 0 | 0 | -344326.8984 | 0 | 0 | 0 | 0 | 0 | 0 | 0 | 0 | 0 | 0 | 0
2016-02-28 11:00 | 0 | 0 | 0 | 0 | 37794.1016 | 0 | 382121 | 0 | 0 | 0 | 42167.1947 | 0 | 0 | 0 | 0 | 0 | 0 | 0 | 0 | 0 | 0 | 0 | 0 | 0 | -344326.8984 | 0 | 0 | 0 | 0 | 0 | 0 | 0 | 0 | 0 | 0 | 0
2016-02-28 12:00 | 0 | 0 | 0 | 0 | 736574.8984 | 0 | 392248 | 0 | 0 | 0 | 386494.0931 | 0 | 0 | 0 | 0 | 0 | 0 | 0 | 0 | 0 | 0 | 0 | 0 | 0 | 344326.8984 | 0 | 0 | 0 | 0 | 0 | 0 | 0 | 0 | 0 | 0 | 0
2016-02-28 13:00 | 0 | 0 | 0 | 0 | 41331.6411 | 11512.4606 | 397171 | 0 | 0 | 0 | 42167.1947 | 0 | 0 | 0 | 0 | 0 | 0 | 0 | 0 | 0 | 0 | 0 | 0 | 0 | -344326.8984 | 0 | 0 | 0 | 0 | 0 | 0 | 0 | 0 | 0 | 0 | 0
2016-02-28 14:00 | 0 | 0 | 0 | 0 | 0 | 431077.4083 | 396002 | 0 | 0 | 0 | 77242.603 | 0 | 0 | 0 | 0 | 0 | 0 | 0 | 0 | 0 | 0 | 0 | 0 | 0 | 35075.4083 | 0 | 0 | 0 | 0 | 0 | 0 | 0 | 0 | 0 | 0 | 0
2016-02-28 15:00 | 0 | 0 | 0 | 0 | 0 | 735202.8984 | 390876 | 0 | 0 | 0 | 421569.5014 | 0 | 0 | 0 | 0 | 0 | 0 | 0 | 0 | 0 | 0 | 0 | 0 | 0 | 344326.8984 | 0 | 0 | 0 | 0 | 0 | 0 | 0 | 0 | 0 | 0 | 0
2016-02-28 16:00 | 0 | 0 | 0 | 0 | 0 | 729968.8984 | 385642 | 0 | 0 | 0 | 765896.3997 | 0 | 0 | 0 | 0 | 0 | 0 | 0 | 0 | 0 | 0 | 0 | 0 | 0 | 344326.8984 | 0 | 0 | 0 | 0 | 0 | 0 | 0 | 0 | 0 | 0 | 0
2016-02-28 17:00 | 0 | 0 | 0 | 0 | 0 | 725291.8984 | 380965 | 0 | 0 | 0 | 1110223.2981 | 0 | 0 | 0 | 0 | 0 | 0 | 0 | 0 | 0 | 0 | 0 | 0 | 0 | 344326.8984 | 0 | 0 | 0 | 0 | 0 | 0 | 0 | 0 | 0 | 0 | 0
2016-02-28 18:00 | 0 | 0 | 0 | 0 | 0 | 721790.8984 | 377464 | 0 | 0 | 0 | 1454550.1965 | 0 | 0 | 0 | 0 | 0 | 0 | 0 | 0 | 0 | 0 | 0 | 0 | 0 | 344326.8984 | 0 | 0 | 0 | 0 | 0 | 0 | 0 | 0 | 0 | 0 | 0
2016-02-28 19:00 | 0 | 0 | 0 | 0 | 0 | 718510.8984 | 374184 | 0 | 0 | 0 | 1798877.0948 | 0 | 0 | 0 | 0 | 0 | 0 | 0 | 0 | 0 | 0 | 0 | 0 | 0 | 344326.8984 | 0 | 0 | 0 | 0 | 0 | 0 | 0 | 0 | 0 | 0 | 0
2016-02-28 20:00 | 0 | 0 | 0 | 0 | 0 | 717323.8984 | 372997 | 0 | 0 | 0 | 2143203.9932 | 0 | 0 | 0 | 0 | 0 | 0 | 0 | 0 | 0 | 0 | 0 | 0 | 0 | 344326.8984 | 0 | 0 | 0 | 0 | 0 | 0 | 0 | 0 | 0 | 0 | 0
2016-02-28 21:00 | 0 | 0 | 0 | 0 | 0 | 719926.8984 | 375600 | 0 | 0 | 0 | 2487530.8916 | 0 | 0 | 0 | 0 | 0 | 0 | 0 | 0 | 0 | 0 | 0 | 0 | 0 | 344326.8984 | 0 | 0 | 0 | 0 | 0 | 0 | 0 | 0 | 0 | 0 | 0
2016-02-28 22:00 | 0 | 0 | 0 | 0 | 0 | 747951.1378 | 384629 | 0 | 0 | 0 | 2831857.7899 | 0 | 0 | 18995.2394 | 0 | 0 | 0 | 0 | 0 | 0 | 0 | 0 | 0 | 0 | 344326.8984 | 0 | 0 | 0 | 18995.2394 | 0 | 0 | 0 | 0 | 0 | 0 | 0
2016-02-28 23:00 | 0 | 0 | 0 | 0 | 131370.8767 | 595381.7822 | 401421 | 0 | 0 | 0 | 3176184.6883 | 0 | 0 | 0 | 0 | 0 | 0 | 0 | 0 | 0 | 0 | 0 | 0 | 0 | 344326.8984 | 0 | 0 | 0 | -18995.2394 | 0 | 0 | 0 | 0 | 0 | 0 | 0
2016-02-29 | 0 | 0 | 0 | 0 | 0 | 122771.9538 | 416582 | 0 | 0 | 0 | 2882374.6421 | 0 | 0 | 0 | 0 | 0 | 0 | 0 | 0 | 0 | 0 | 0 | 0 | 0 | -293810.0462 | 0 | 0 | 0 | 0 | 0 | 0 | 0 | 0 | 0 | 0 | 0
2016-02-29 01:00 | 0 | 0 | 0 | 0 | 75084.8819 | 236.2197 | 419648 | 0 | 0 | 0 | 2538047.7438 | 0 | 0 | 0 | 0 | 0 | 0 | 0 | 0 | 0 | 0 | 0 | 0 | 0 | -344326.8984 | 0 | 0 | 0 | 0 | 0 | 0 | 0 | 0 | 0 | 0 | 0
2016-02-29 02:00 | 0 | 0 | 0 | 0 | 68462.1016 | 0 | 412789 | 0 | 0 | 0 | 2193720.8454 | 0 | 0 | 0 | 0 | 0 | 0 | 0 | 0 | 0 | 0 | 0 | 0 | 0 | -344326.8984 | 0 | 0 | 0 | 0 | 0 | 0 | 0 | 0 | 0 | 0 | 0
2016-02-29 03:00 | 0 | 0 | 0 | 0 | 54404.1016 | 0 | 398731 | 0 | 0 | 0 | 1849393.947 | 0 | 0 | 0 | 0 | 0 | 0 | 0 | 0 | 0 | 0 | 0 | 0 | 0 | -344326.8984 | 0 | 0 | 0 | 0 | 0 | 0 | 0 | 0 | 0 | 0 | 0
2016-02-29 04:00 | 0 | 0 | 0 | 0 | 35357.1016 | 0 | 379684 | 0 | 0 | 0 | 1505067.0487 | 0 | 0 | 0 | 0 | 0 | 0 | 0 | 0 | 0 | 0 | 0 | 0 | 0 | -344326.8984 | 0 | 0 | 0 | 0 | 0 | 0 | 0 | 0 | 0 | 0 | 0
2016-02-29 05:00 | 0 | 0 | 0 | 0 | 19365.1016 | 0 | 363692 | 0 | 0 | 0 | 1160740.1503 | 0 | 0 | 0 | 0 | 0 | 0 | 0 | 0 | 0 | 0 | 0 | 0 | 0 | -344326.8984 | 0 | 0 | 0 | 0 | 0 | 0 | 0 | 0 | 0 | 0 | 0
2016-02-29 06:00 | 0 | 0 | 0 | 0 | 695222.8984 | 0 | 350896 | 0 | 0 | 0 | 1505067.0487 | 0 | 0 | 0 | 0 | 0 | 0 | 0 | 0 | 0 | 0 | 0 | 0 | 0 | 344326.8984 | 0 | 0 | 0 | 0 | 0 | 0 | 0 | 0 | 0 | 0 | 0
2016-02-29 07:00 | 0 | 0 | 0 | 0 | 0 | 0 | 343233 | 0 | 0 | 0 | 1161834.0487 | 0 | 0 | 0 | 0 | 0 | 0 | 0 | 0 | 0 | 0 | 0 | 0 | 0 | -343233 | 0 | 0 | 0 | 0 | 0 | 0 | 0 | 0 | 0 | 0 | 0
2016-02-29 08:00 | 0 | 0 | 0 | 0 | 0 | 0 | 341224 | 0 | 0 | 0 | 820610.0487 | 0 | 0 | 0 | 0 | 0 | 0 | 0 | 0 | 0 | 0 | 0 | 0 | 0 | -341224 | 0 | 0 | 0 | 0 | 0 | 0 | 0 | 0 | 0 | 0 | 0
2016-02-29 09:00 | 0 | 0 | 0 | 0 | 1217.1016 | 0 | 345544 | 0 | 0 | 0 | 476283.1503 | 0 | 0 | 0 | 0 | 0 | 0 | 0 | 0 | 0 | 0 | 0 | 0 | 0 | -344326.8984 | 0 | 0 | 0 | 0 | 0 | 0 | 0 | 0 | 0 | 0 | 0
2016-02-29 10:00 | 0 | 0 | 0 | 0 | 17797.1016 | 0 | 362124 | 0 | 0 | 0 | 131956.2519 | 0 | 0 | 0 | 0 | 0 | 0 | 0 | 0 | 0 | 0 | 0 | 0 | 0 | -344326.8984 | 0 | 0 | 0 | 0 | 0 | 0 | 0 | 0 | 0 | 0 | 0
2016-02-29 11:00 | 0 | 0 | 0 | 0 | 263670.7481 | 0 | 395627 | 0 | 0 | 0 | 0 | 0 | 0 | 0 | 0 | 0 | 0 | 0 | 0 | 0 | 0 | 0 | 0 | 0 | -131956.2519 | 0 | 0 | 0 | 0 | 0 | 0 | 0 | 0 | 0 | 0 | 0
2016-02-29 12:00 | 0 | 0 | 0 | 0 | 768893.8984 | 0 | 424567 | 0 | 0 | 0 | 344326.8984 | 0 | 0 | 0 | 0 | 0 | 0 | 0 | 0 | 0 | 0 | 0 | 0 | 0 | 344326.8984 | 0 | 0 | 0 | 0 | 0 | 0 | 0 | 0 | 0 | 0 | 0
2016-02-29 13:00 | 0 | 0 | 0 | 0 | 73425.3912 | 15322.7105 | 433075 | 0 | 0 | 0 | 0 | 0 | 0 | 0 | 0 | 0 | 0 | 0 | 0 | 0 | 0 | 0 | 0 | 0 | -344326.8984 | 0 | 0 | 0 | 0 | 0 | 0 | 0 | 0 | 0 | 0 | 0
2016-02-29 14:00 | 0 | 0 | 0 | 0 | 349905.424 | 430036.4743 | 435615 | 0 | 0 | 0 | 344326.8984 | 0 | 0 | 0 | 0 | 0 | 0 | 0 | 0 | 0 | 0 | 0 | 0 | 0 | 344326.8984 | 0 | 0 | 0 | 0 | 0 | 0 | 0 | 0 | 0 | 0 | 0
2016-02-29 15:00 | 0 | 0 | 0 | 0 | 0 | 780678.8984 | 436352 | 0 | 0 | 0 | 688653.7967 | 0 | 0 | 0 | 0 | 0 | 0 | 0 | 0 | 0 | 0 | 0 | 0 | 0 | 344326.8984 | 0 | 0 | 0 | 0 | 0 | 0 | 0 | 0 | 0 | 0 | 0
2016-02-29 16:00 | 0 | 0 | 0 | 0 | 0 | 778596.8984 | 434270 | 0 | 0 | 0 | 1032980.6951 | 0 | 0 | 0 | 0 | 0 | 0 | 0 | 0 | 0 | 0 | 0 | 0 | 0 | 344326.8984 | 0 | 0 | 0 | 0 | 0 | 0 | 0 | 0 | 0 | 0 | 0
2016-02-29 17:00 | 0 | 0 | 0 | 0 | 0 | 774610.8984 | 430284 | 0 | 0 | 0 | 1377307.5935 | 0 | 0 | 0 | 0 | 0 | 0 | 0 | 0 | 0 | 0 | 0 | 0 | 0 | 344326.8984 | 0 | 0 | 0 | 0 | 0 | 0 | 0 | 0 | 0 | 0 | 0
2016-02-29 18:00 | 0 | 0 | 0 | 0 | 0 | 771197.8984 | 426871 | 0 | 0 | 0 | 1721634.4918 | 0 | 0 | 0 | 0 | 0 | 0 | 0 | 0 | 0 | 0 | 0 | 0 | 0 | 344326.8984 | 0 | 0 | 0 | 0 | 0 | 0 | 0 | 0 | 0 | 0 | 0
2016-02-29 19:00 | 0 | 0 | 0 | 0 | 0 | 768367.8984 | 424041 | 0 | 0 | 0 | 2065961.3902 | 0 | 0 | 0 | 0 | 0 | 0 | 0 | 0 | 0 | 0 | 0 | 0 | 0 | 344326.8984 | 0 | 0 | 0 | 0 | 0 | 0 | 0 | 0 | 0 | 0 | 0
2016-02-29 20:00 | 0 | 0 | 0 | 0 | 0 | 765903.8984 | 421577 | 0 | 0 | 0 | 2410288.2886 | 0 | 0 | 0 | 0 | 0 | 0 | 0 | 0 | 0 | 0 | 0 | 0 | 0 | 344326.8984 | 0 | 0 | 0 | 0 | 0 | 0 | 0 | 0 | 0 | 0 | 0
2016-02-29 21:00 | 0 | 0 | 0 | 0 | 0 | 766473.8984 | 422147 | 0 | 0 | 0 | 2754615.1869 | 0 | 0 | 0 | 0 | 0 | 0 | 0 | 0 | 0 | 0 | 0 | 0 | 0 | 344326.8984 | 0 | 0 | 0 | 0 | 0 | 0 | 0 | 0 | 0 | 0 | 0
2016-02-29 22:00 | 0 | 0 | 0 | 0 | 0 | 790728.1378 | 427406 | 0 | 0 | 0 | 3098942.0853 | 0 | 0 | 18995.2394 | 0 | 0 | 0 | 0 | 0 | 0 | 0 | 0 | 0 | 0 | 344326.8984 | 0 | 0 | 0 | 18995.2394 | 0 | 0 | 0 | 0 | 0 | 0 | 0
2016-02-29 23:00 | 0 | 0 | 0 | 0 | 78174.6007 | 687964.0582 | 440807 | 0 | 0 | 0 | 3443268.9837 | 0 | 0 | 0 | 0 | 0 | 0 | 0 | 0 | 0 | 0 | 0 | 0 | 0 | 344326.8984 | 0 | 0 | 0 | -18995.2394 | 0 | 0 | 0 | 0 | 0 | 0 | 0
2016-03-01 | 0 | 0 | 0 | 0 | 0 | 205369.6585 | 454975 | 0 | 0 | 0 | 3193663.6421 | 0 | 0 | 0 | 0 | 0 | 0 | 0 | 0 | 0 | 0 | 0 | 0 | 0 | -249605.3415 | 0 | 0 | 0 | 0 | 0 | 0 | 0 | 0 | 0 | 0 | 0
2016-03-01 01:00 | 0 | 0 | 0 | 0 | 110234.6503 | 378.4513 | 454940 | 0 | 0 | 0 | 2849336.7438 | 0 | 0 | 0 | 0 | 0 | 0 | 0 | 0 | 0 | 0 | 0 | 0 | 0 | -344326.8984 | 0 | 0 | 0 | 0 | 0 | 0 | 0 | 0 | 0 | 0 | 0
2016-03-01 02:00 | 0 | 0 | 0 | 0 | 99319.1016 | 0 | 443646 | 0 | 0 | 0 | 2505009.8454 | 0 | 0 | 0 | 0 | 0 | 0 | 0 | 0 | 0 | 0 | 0 | 0 | 0 | -344326.8984 | 0 | 0 | 0 | 0 | 0 | 0 | 0 | 0 | 0 | 0 | 0
2016-03-01 03:00 | 0 | 0 | 0 | 0 | 80613.1016 | 0 | 424940 | 0 | 0 | 0 | 2160682.947 | 0 | 0 | 0 | 0 | 0 | 0 | 0 | 0 | 0 | 0 | 0 | 0 | 0 | -344326.8984 | 0 | 0 | 0 | 0 | 0 | 0 | 0 | 0 | 0 | 0 | 0
2016-03-01 04:00 | 0 | 0 | 0 | 0 | 58121.1016 | 0 | 402448 | 0 | 0 | 0 | 1816356.0487 | 0 | 0 | 0 | 0 | 0 | 0 | 0 | 0 | 0 | 0 | 0 | 0 | 0 | -344326.8984 | 0 | 0 | 0 | 0 | 0 | 0 | 0 | 0 | 0 | 0 | 0
2016-03-01 05:00 | 0 | 0 | 0 | 0 | 646787.4614 | 0 | 382522 | 0 | 0 | 0 | 2080621.5101 | 0 | 0 | 0 | 0 | 0 | 0 | 0 | 0 | 0 | 0 | 0 | 0 | 0 | 264265.4614 | 0 | 0 | 0 | 0 | 0 | 0 | 0 | 0 | 0 | 0 | 0
2016-03-01 06:00 | 0 | 0 | 0 | 0 | 24813.1016 | 0 | 369140 | 0 | 0 | 0 | 1736294.6117 | 0 | 0 | 0 | 0 | 0 | 0 | 0 | 0 | 0 | 0 | 0 | 0 | 0 | -344326.8984 | 0 | 0 | 0 | 0 | 0 | 0 | 0 | 0 | 0 | 0 | 0
2016-03-01 07:00 | 0 | 0 | 0 | 0 | 15776.1016 | 0 | 360103 | 0 | 0 | 0 | 1391967.7133 | 0 | 0 | 0 | 0 | 0 | 0 | 0 | 0 | 0 | 0 | 0 | 0 | 0 | -344326.8984 | 0 | 0 | 0 | 0 | 0 | 0 | 0 | 0 | 0 | 0 | 0
2016-03-01 08:00 | 0 | 0 | 0 | 0 | 12649.1016 | 0 | 356976 | 0 | 0 | 0 | 1047640.815 | 0 | 0 | 0 | 0 | 0 | 0 | 0 | 0 | 0 | 0 | 0 | 0 | 0 | -344326.8984 | 0 | 0 | 0 | 0 | 0 | 0 | 0 | 0 | 0 | 0 | 0
2016-03-01 09:00 | 0 | 0 | 0 | 0 | 15101.1016 | 0 | 359428 | 0 | 0 | 0 | 703313.9166 | 0 | 0 | 0 | 0 | 0 | 0 | 0 | 0 | 0 | 0 | 0 | 0 | 0 | -344326.8984 | 0 | 0 | 0 | 0 | 0 | 0 | 0 | 0 | 0 | 0 | 0
2016-03-01 10:00 | 0 | 0 | 0 | 0 | 657599.064 | 0 | 373689 | 0 | 0 | 0 | 987223.9806 | 0 | 0 | 0 | 0 | 0 | 0 | 0 | 0 | 0 | 0 | 0 | 0 | 0 | 283910.064 | 0 | 0 | 0 | 0 | 0 | 0 | 0 | 0 | 0 | 0 | 0
2016-03-01 11:00 | 0 | 0 | 0 | 0 | 61068.1016 | 0 | 405395 | 0 | 0 | 0 | 642897.0822 | 0 | 0 | 0 | 0 | 0 | 0 | 0 | 0 | 0 | 0 | 0 | 0 | 0 | -344326.8984 | 0 | 0 | 0 | 0 | 0 | 0 | 0 | 0 | 0 | 0 | 0
2016-03-01 12:00 | 0 | 0 | 0 | 0 | 85999.1016 | 0 | 430326 | 0 | 0 | 0 | 298570.1839 | 0 | 0 | 0 | 0 | 0 | 0 | 0 | 0 | 0 | 0 | 0 | 0 | 0 | -344326.8984 | 0 | 0 | 0 | 0 | 0 | 0 | 0 | 0 | 0 | 0 | 0
2016-03-01 13:00 | 0 | 0 | 0 | 0 | 118352.7429 | 18804.0733 | 435727 | 0 | 0 | 0 | 0 | 0 | 0 | 0 | 0 | 0 | 0 | 0 | 0 | 0 | 0 | 0 | 0 | 0 | -298570.1839 | 0 | 0 | 0 | 0 | 0 | 0 | 0 | 0 | 0 | 0 | 0
2016-03-01 14:00 | 0 | 0 | 0 | 0 | 339987.9138 | 440659.9846 | 436321 | 0 | 0 | 0 | 344326.8984 | 0 | 0 | 0 | 0 | 0 | 0 | 0 | 0 | 0 | 0 | 0 | 0 | 0 | 344326.8984 | 0 | 0 | 0 | 0 | 0 | 0 | 0 | 0 | 0 | 0 | 0
2016-03-01 15:00 | 0 | 0 | 0 | 0 | 0 | 781357.8984 | 437031 | 0 | 0 | 0 | 688653.7967 | 0 | 0 | 0 | 0 | 0 | 0 | 0 | 0 | 0 | 0 | 0 | 0 | 0 | 344326.8984 | 0 | 0 | 0 | 0 | 0 | 0 | 0 | 0 | 0 | 0 | 0
2016-03-01 16:00 | 0 | 0 | 0 | 0 | 0 | 780364.8984 | 436038 | 0 | 0 | 0 | 1032980.6951 | 0 | 0 | 0 | 0 | 0 | 0 | 0 | 0 | 0 | 0 | 0 | 0 | 0 | 344326.8984 | 0 | 0 | 0 | 0 | 0 | 0 | 0 | 0 | 0 | 0 | 0
2016-03-01 17:00 | 0 | 0 | 0 | 0 | 0 | 778448.8984 | 434122 | 0 | 0 | 0 | 1377307.5935 | 0 | 0 | 0 | 0 | 0 | 0 | 0 | 0 | 0 | 0 | 0 | 0 | 0 | 344326.8984 | 0 | 0 | 0 | 0 | 0 | 0 | 0 | 0 | 0 | 0 | 0
2016-03-01 18:00 | 0 | 0 | 0 | 0 | 0 | 778367.8984 | 434041 | 0 | 0 | 0 | 1721634.4918 | 0 | 0 | 0 | 0 | 0 | 0 | 0 | 0 | 0 | 0 | 0 | 0 | 0 | 344326.8984 | 0 | 0 | 0 | 0 | 0 | 0 | 0 | 0 | 0 | 0 | 0
2016-03-01 19:00 | 0 | 0 | 0 | 0 | 0 | 777400.8984 | 433074 | 0 | 0 | 0 | 2065961.3902 | 0 | 0 | 0 | 0 | 0 | 0 | 0 | 0 | 0 | 0 | 0 | 0 | 0 | 344326.8984 | 0 | 0 | 0 | 0 | 0 | 0 | 0 | 0 | 0 | 0 | 0
2016-03-01 20:00 | 0 | 0 | 0 | 0 | 0 | 777187.8984 | 432861 | 0 | 0 | 0 | 2410288.2886 | 0 | 0 | 0 | 0 | 0 | 0 | 0 | 0 | 0 | 0 | 0 | 0 | 0 | 344326.8984 | 0 | 0 | 0 | 0 | 0 | 0 | 0 | 0 | 0 | 0 | 0
2016-03-01 21:00 | 0 | 0 | 0 | 0 | 0 | 779258.8984 | 434932 | 0 | 0 | 0 | 2754615.1869 | 0 | 0 | 0 | 0 | 0 | 0 | 0 | 0 | 0 | 0 | 0 | 0 | 0 | 344326.8984 | 0 | 0 | 0 | 0 | 0 | 0 | 0 | 0 | 0 | 0 | 0
2016-03-01 22:00 | 0 | 0 | 0 | 0 | 0 | 804529.1378 | 441207 | 0 | 0 | 0 | 3098942.0853 | 0 | 0 | 18995.2394 | 0 | 0 | 0 | 0 | 0 | 0 | 0 | 0 | 0 | 0 | 344326.8984 | 0 | 0 | 0 | 18995.2394 | 0 | 0 | 0 | 0 | 0 | 0 | 0
2016-03-01 23:00 | 0 | 0 | 0 | 0 | 0 | 692849.6689 | 453833 | 0 | 0 | 0 | 3356953.9936 | 0 | 0 | 0 | 0 | 0 | 0 | 0 | 0 | 0 | 0 | 0 | 0 | 0 | 258011.9083 | 0 | 0 | 0 | -18995.2394 | 0 | 0 | 0 | 0 | 0 | 0 | 0
2016-03-02 | 0 | 0 | 0 | 0 | 0 | 241638.5912 | 465032 | 0 | 0 | 0 | 3133560.5848 | 0 | 0 | 0 | 0 | 0 | 0 | 0 | 0 | 0 | 0 | 0 | 0 | 0 | -223393.4088 | 0 | 0 | 0 | 0 | 0 | 0 | 0 | 0 | 0 | 0 | 0
2016-03-02 01:00 | 0 | 0 | 0 | 0 | 120450.2608 | 504.8408 | 465282 | 0 | 0 | 0 | 2789233.6864 | 0 | 0 | 0 | 0 | 0 | 0 | 0 | 0 | 0 | 0 | 0 | 0 | 0 | -344326.8984 | 0 | 0 | 0 | 0 | 0 | 0 | 0 | 0 | 0 | 0 | 0
2016-03-02 02:00 | 0 | 0 | 0 | 0 | 335439.6706 | 0 | 454570 | 0 | 0 | 0 | 2670103.357 | 0 | 0 | 0 | 0 | 0 | 0 | 0 | 0 | 0 | 0 | 0 | 0 | 0 | -119130.3294 | 0 | 0 | 0 | 0 | 0 | 0 | 0 | 0 | 0 | 0 | 0
2016-03-02 03:00 | 0 | 0 | 0 | 0 | 92028.1016 | 0 | 436355 | 0 | 0 | 0 | 2325776.4586 | 0 | 0 | 0 | 0 | 0 | 0 | 0 | 0 | 0 | 0 | 0 | 0 | 0 | -344326.8984 | 0 | 0 | 0 | 0 | 0 | 0 | 0 | 0 | 0 | 0 | 0
2016-03-02 04:00 | 0 | 0 | 0 | 0 | 68107.1016 | 0 | 412434 | 0 | 0 | 0 | 1981449.5602 | 0 | 0 | 0 | 0 | 0 | 0 | 0 | 0 | 0 | 0 | 0 | 0 | 0 | -344326.8984 | 0 | 0 | 0 | 0 | 0 | 0 | 0 | 0 | 0 | 0 | 0
2016-03-02 05:00 | 0 | 0 | 0 | 0 | 47912.1016 | 0 | 392239 | 0 | 0 | 0 | 1637122.6619 | 0 | 0 | 0 | 0 | 0 | 0 | 0 | 0 | 0 | 0 | 0 | 0 | 0 | -344326.8984 | 0 | 0 | 0 | 0 | 0 | 0 | 0 | 0 | 0 | 0 | 0
2016-03-02 06:00 | 0 | 0 | 0 | 0 | 33361.1016 | 0 | 377688 | 0 | 0 | 0 | 1292795.7635 | 0 | 0 | 0 | 0 | 0 | 0 | 0 | 0 | 0 | 0 | 0 | 0 | 0 | -344326.8984 | 0 | 0 | 0 | 0 | 0 | 0 | 0 | 0 | 0 | 0 | 0
2016-03-02 07:00 | 0 | 0 | 0 | 0 | 581993.9329 | 0 | 367874 | 0 | 0 | 0 | 1506915.6964 | 0 | 0 | 0 | 0 | 0 | 0 | 0 | 0 | 0 | 0 | 0 | 0 | 0 | 214119.9329 | 0 | 0 | 0 | 0 | 0 | 0 | 0 | 0 | 0 | 0 | 0
2016-03-02 08:00 | 0 | 0 | 0 | 0 | 18720.1016 | 0 | 363047 | 0 | 0 | 0 | 1162588.7981 | 0 | 0 | 0 | 0 | 0 | 0 | 0 | 0 | 0 | 0 | 0 | 0 | 0 | -344326.8984 | 0 | 0 | 0 | 0 | 0 | 0 | 0 | 0 | 0 | 0 | 0
2016-03-02 09:00 | 0 | 0 | 0 | 0 | 22284.1016 | 0 | 366611 | 0 | 0 | 0 | 818261.8997 | 0 | 0 | 0 | 0 | 0 | 0 | 0 | 0 | 0 | 0 | 0 | 0 | 0 | -344326.8984 | 0 | 0 | 0 | 0 | 0 | 0 | 0 | 0 | 0 | 0 | 0
2016-03-02 10:00 | 0 | 0 | 0 | 0 | 104590.7142 | 0 | 380785 | 0 | 0 | 0 | 542067.6139 | 0 | 0 | 0 | 0 | 0 | 0 | 0 | 0 | 0 | 0 | 0 | 0 | 0 | -276194.2858 | 0 | 0 | 0 | 0 | 0 | 0 | 0 | 0 | 0 | 0 | 0
2016-03-02 11:00 | 0 | 0 | 0 | 0 | 560162.1828 | 0 | 413576 | 0 | 0 | 0 | 688653.7967 | 0 | 0 | 0 | 0 | 0 | 0 | 0 | 0 | 0 | 0 | 0 | 0 | 0 | 146586.1828 | 0 | 0 | 0 | 0 | 0 | 0 | 0 | 0 | 0 | 0 | 0
2016-03-02 12:00 | 0 | 0 | 0 | 0 | 98314.1016 | 0 | 442641 | 0 | 0 | 0 | 344326.8984 | 0 | 0 | 0 | 0 | 0 | 0 | 0 | 0 | 0 | 0 | 0 | 0 | 0 | -344326.8984 | 0 | 0 | 0 | 0 | 0 | 0 | 0 | 0 | 0 | 0 | 0
2016-03-02 13:00 | 0 | 0 | 0 | 0 | 88020.3712 | 21003.7305 | 453351 | 0 | 0 | 0 | 0 | 0 | 0 | 0 | 0 | 0 | 0 | 0 | 0 | 0 | 0 | 0 | 0 | 0 | -344326.8984 | 0 | 0 | 0 | 0 | 0 | 0 | 0 | 0 | 0 | 0 | 0
2016-03-02 14:00 | 0 | 0 | 0 | 0 | 356221.0772 | 444096.8211 | 455991 | 0 | 0 | 0 | 344326.8984 | 0 | 0 | 0 | 0 | 0 | 0 | 0 | 0 | 0 | 0 | 0 | 0 | 0 | 344326.8984 | 0 | 0 | 0 | 0 | 0 | 0 | 0 | 0 | 0 | 0 | 0
2016-03-02 15:00 | 0 | 0 | 0 | 0 | 0 | 800781.8984 | 456455 | 0 | 0 | 0 | 688653.7967 | 0 | 0 | 0 | 0 | 0 | 0 | 0 | 0 | 0 | 0 | 0 | 0 | 0 | 344326.8984 | 0 | 0 | 0 | 0 | 0 | 0 | 0 | 0 | 0 | 0 | 0
2016-03-02 16:00 | 0 | 0 | 0 | 0 | 0 | 797161.8984 | 452835 | 0 | 0 | 0 | 1032980.6951 | 0 | 0 | 0 | 0 | 0 | 0 | 0 | 0 | 0 | 0 | 0 | 0 | 0 | 344326.8984 | 0 | 0 | 0 | 0 | 0 | 0 | 0 | 0 | 0 | 0 | 0
2016-03-02 17:00 | 0 | 0 | 0 | 0 | 0 | 792108.8984 | 447782 | 0 | 0 | 0 | 1377307.5935 | 0 | 0 | 0 | 0 | 0 | 0 | 0 | 0 | 0 | 0 | 0 | 0 | 0 | 344326.8984 | 0 | 0 | 0 | 0 | 0 | 0 | 0 | 0 | 0 | 0 | 0
2016-03-02 18:00 | 0 | 0 | 0 | 0 | 0 | 788326.8984 | 444000 | 0 | 0 | 0 | 1721634.4918 | 0 | 0 | 0 | 0 | 0 | 0 | 0 | 0 | 0 | 0 | 0 | 0 | 0 | 344326.8984 | 0 | 0 | 0 | 0 | 0 | 0 | 0 | 0 | 0 | 0 | 0
2016-03-02 19:00 | 0 | 0 | 0 | 0 | 0 | 785215.8984 | 440889 | 0 | 0 | 0 | 2065961.3902 | 0 | 0 | 0 | 0 | 0 | 0 | 0 | 0 | 0 | 0 | 0 | 0 | 0 | 344326.8984 | 0 | 0 | 0 | 0 | 0 | 0 | 0 | 0 | 0 | 0 | 0
2016-03-02 20:00 | 0 | 0 | 0 | 0 | 0 | 784719.8984 | 440393 | 0 | 0 | 0 | 2410288.2886 | 0 | 0 | 0 | 0 | 0 | 0 | 0 | 0 | 0 | 0 | 0 | 0 | 0 | 344326.8984 | 0 | 0 | 0 | 0 | 0 | 0 | 0 | 0 | 0 | 0 | 0
2016-03-02 21:00 | 0 | 0 | 0 | 0 | 0 | 785938.8984 | 441612 | 0 | 0 | 0 | 2754615.1869 | 0 | 0 | 0 | 0 | 0 | 0 | 0 | 0 | 0 | 0 | 0 | 0 | 0 | 344326.8984 | 0 | 0 | 0 | 0 | 0 | 0 | 0 | 0 | 0 | 0 | 0
2016-03-02 22:00 | 0 | 0 | 0 | 0 | 0 | 812191.1378 | 448869 | 0 | 0 | 0 | 3098942.0853 | 0 | 0 | 18995.2394 | 0 | 0 | 0 | 0 | 0 | 0 | 0 | 0 | 0 | 0 | 344326.8984 | 0 | 0 | 0 | 18995.2394 | 0 | 0 | 0 | 0 | 0 | 0 | 0
2016-03-02 23:00 | 0 | 0 | 0 | 0 | 24168.0194 | 766143.6395 | 464980 | 0 | 0 | 0 | 3443268.9837 | 0 | 0 | 0 | 0 | 0 | 0 | 0 | 0 | 0 | 0 | 0 | 0 | 0 | 344326.8984 | 0 | 0 | 0 | -18995.2394 | 0 | 0 | 0 | 0 | 0 | 0 | 0
2016-03-03 | 0 | 0 | 0 | 0 | 0 | 210814.4241 | 480343 | 0 | 0 | 0 | 3173740.4078 | 0 | 0 | 0 | 0 | 0 | 0 | 0 | 0 | 0 | 0 | 0 | 0 | 0 | -269528.5759 | 0 | 0 | 0 | 0 | 0 | 0 | 0 | 0 | 0 | 0 | 0
2016-03-03 01:00 | 0 | 0 | 0 | 0 | 137350.4512 | 566.6504 | 482244 | 0 | 0 | 0 | 2829413.5094 | 0 | 0 | 0 | 0 | 0 | 0 | 0 | 0 | 0 | 0 | 0 | 0 | 0 | -344326.8984 | 0 | 0 | 0 | 0 | 0 | 0 | 0 | 0 | 0 | 0 | 0
2016-03-03 02:00 | 0 | 0 | 0 | 0 | 129617.1016 | 0 | 473944 | 0 | 0 | 0 | 2485086.6111 | 0 | 0 | 0 | 0 | 0 | 0 | 0 | 0 | 0 | 0 | 0 | 0 | 0 | -344326.8984 | 0 | 0 | 0 | 0 | 0 | 0 | 0 | 0 | 0 | 0 | 0
2016-03-03 03:00 | 0 | 0 | 0 | 0 | 111369.1016 | 0 | 455696 | 0 | 0 | 0 | 2140759.7127 | 0 | 0 | 0 | 0 | 0 | 0 | 0 | 0 | 0 | 0 | 0 | 0 | 0 | -344326.8984 | 0 | 0 | 0 | 0 | 0 | 0 | 0 | 0 | 0 | 0 | 0
2016-03-03 04:00 | 0 | 0 | 0 | 0 | 643651.5599 | 0 | 432467 | 0 | 0 | 0 | 2351944.2726 | 0 | 0 | 0 | 0 | 0 | 0 | 0 | 0 | 0 | 0 | 0 | 0 | 0 | 211184.5599 | 0 | 0 | 0 | 0 | 0 | 0 | 0 | 0 | 0 | 0 | 0
2016-03-03 05:00 | 0 | 0 | 0 | 0 | 68003.1016 | 0 | 412330 | 0 | 0 | 0 | 2007617.3742 | 0 | 0 | 0 | 0 | 0 | 0 | 0 | 0 | 0 | 0 | 0 | 0 | 0 | -344326.8984 | 0 | 0 | 0 | 0 | 0 | 0 | 0 | 0 | 0 | 0 | 0
2016-03-03 06:00 | 0 | 0 | 0 | 0 | 53730.1016 | 0 | 398057 | 0 | 0 | 0 | 1663290.4759 | 0 | 0 | 0 | 0 | 0 | 0 | 0 | 0 | 0 | 0 | 0 | 0 | 0 | -344326.8984 | 0 | 0 | 0 | 0 | 0 | 0 | 0 | 0 | 0 | 0 | 0
2016-03-03 07:00 | 0 | 0 | 0 | 0 | 45146.1016 | 0 | 389473 | 0 | 0 | 0 | 1318963.5775 | 0 | 0 | 0 | 0 | 0 | 0 | 0 | 0 | 0 | 0 | 0 | 0 | 0 | -344326.8984 | 0 | 0 | 0 | 0 | 0 | 0 | 0 | 0 | 0 | 0 | 0
2016-03-03 08:00 | 0 | 0 | 0 | 0 | 596224.6506 | 0 | 385904 | 0 | 0 | 0 | 1529284.228 | 0 | 0 | 0 | 0 | 0 | 0 | 0 | 0 | 0 | 0 | 0 | 0 | 0 | 210320.6506 | 0 | 0 | 0 | 0 | 0 | 0 | 0 | 0 | 0 | 0 | 0
2016-03-03 09:00 | 0 | 0 | 0 | 0 | 44861.1016 | 0 | 389188 | 0 | 0 | 0 | 1184957.3297 | 0 | 0 | 0 | 0 | 0 | 0 | 0 | 0 | 0 | 0 | 0 | 0 | 0 | -344326.8984 | 0 | 0 | 0 | 0 | 0 | 0 | 0 | 0 | 0 | 0 | 0
2016-03-03 10:00 | 0 | 0 | 0 | 0 | 58957.1016 | 0 | 403284 | 0 | 0 | 0 | 840630.4313 | 0 | 0 | 0 | 0 | 0 | 0 | 0 | 0 | 0 | 0 | 0 | 0 | 0 | -344326.8984 | 0 | 0 | 0 | 0 | 0 | 0 | 0 | 0 | 0 | 0 | 0
2016-03-03 11:00 | 0 | 0 | 0 | 0 | 90537.1016 | 0 | 434864 | 0 | 0 | 0 | 496303.5329 | 0 | 0 | 0 | 0 | 0 | 0 | 0 | 0 | 0 | 0 | 0 | 0 | 0 | -344326.8984 | 0 | 0 | 0 | 0 | 0 | 0 | 0 | 0 | 0 | 0 | 0
2016-03-03 12:00 | 0 | 0 | 0 | 0 | 617341.0821 | 0 | 459002 | 0 | 0 | 0 | 654642.615 | 0 | 0 | 0 | 0 | 0 | 0 | 0 | 0 | 0 | 0 | 0 | 0 | 0 | 158339.0821 | 0 | 0 | 0 | 0 | 0 | 0 | 0 | 0 | 0 | 0 | 0
2016-03-03 13:00 | 0 | 0 | 0 | 0 | 96684.9402 | 22642.1614 | 463654 | 0 | 0 | 0 | 310315.7167 | 0 | 0 | 0 | 0 | 0 | 0 | 0 | 0 | 0 | 0 | 0 | 0 | 0 | -344326.8984 | 0 | 0 | 0 | 0 | 0 | 0 | 0 | 0 | 0 | 0 | 0
2016-03-03 14:00 | 0 | 0 | 0 | 0 | 0 | 449943.3382 | 463675 | 0 | 0 | 0 | 296584.0549 | 0 | 0 | 0 | 0 | 0 | 0 | 0 | 0 | 0 | 0 | 0 | 0 | 0 | -13731.6618 | 0 | 0 | 0 | 0 | 0 | 0 | 0 | 0 | 0 | 0 | 0
2016-03-03 15:00 | 0 | 0 | 0 | 0 | 0 | 807099.8984 | 462773 | 0 | 0 | 0 | 640910.9533 | 0 | 0 | 0 | 0 | 0 | 0 | 0 | 0 | 0 | 0 | 0 | 0 | 0 | 344326.8984 | 0 | 0 | 0 | 0 | 0 | 0 | 0 | 0 | 0 | 0 | 0
2016-03-03 16:00 | 0 | 0 | 0 | 0 | 0 | 804292.8984 | 459966 | 0 | 0 | 0 | 985237.8516 | 0 | 0 | 0 | 0 | 0 | 0 | 0 | 0 | 0 | 0 | 0 | 0 | 0 | 344326.8984 | 0 | 0 | 0 | 0 | 0 | 0 | 0 | 0 | 0 | 0 | 0
2016-03-03 17:00 | 0 | 0 | 0 | 0 | 0 | 801115.8984 | 456789 | 0 | 0 | 0 | 1329564.75 | 0 | 0 | 0 | 0 | 0 | 0 | 0 | 0 | 0 | 0 | 0 | 0 | 0 | 344326.8984 | 0 | 0 | 0 | 0 | 0 | 0 | 0 | 0 | 0 | 0 | 0
2016-03-03 18:00 | 0 | 0 | 0 | 0 | 0 | 800138.8984 | 455812 | 0 | 0 | 0 | 1673891.6484 | 0 | 0 | 0 | 0 | 0 | 0 | 0 | 0 | 0 | 0 | 0 | 0 | 0 | 344326.8984 | 0 | 0 | 0 | 0 | 0 | 0 | 0 | 0 | 0 | 0 | 0
2016-03-03 19:00 | 0 | 0 | 0 | 0 | 0 | 799622.8984 | 455296 | 0 | 0 | 0 | 2018218.5467 | 0 | 0 | 0 | 0 | 0 | 0 | 0 | 0 | 0 | 0 | 0 | 0 | 0 | 344326.8984 | 0 | 0 | 0 | 0 | 0 | 0 | 0 | 0 | 0 | 0 | 0
2016-03-03 20:00 | 0 | 0 | 0 | 0 | 0 | 800306.8984 | 455980 | 0 | 0 | 0 | 2362545.4451 | 0 | 0 | 0 | 0 | 0 | 0 | 0 | 0 | 0 | 0 | 0 | 0 | 0 | 344326.8984 | 0 | 0 | 0 | 0 | 0 | 0 | 0 | 0 | 0 | 0 | 0
2016-03-03 21:00 | 0 | 0 | 0 | 0 | 0 | 823096.1378 | 459774 | 0 | 0 | 0 | 2706872.3435 | 0 | 0 | 18995.2394 | 0 | 0 | 0 | 0 | 0 | 0 | 0 | 0 | 0 | 0 | 344326.8984 | 0 | 0 | 0 | 18995.2394 | 0 | 0 | 0 | 0 | 0 | 0 | 0
2016-03-03 22:00 | 0 | 0 | 0 | 0 | 6218.0227 | 785615.6363 | 466502 | 0 | 0 | 0 | 3051199.2418 | 0 | 0 | 0 | 0 | 0 | 0 | 0 | 0 | 0 | 0 | 0 | 0 | 0 | 344326.8984 | 0 | 0 | 0 | -18995.2394 | 0 | 0 | 0 | 0 | 0 | 0 | 0
2016-03-03 23:00 | 0 | 0 | 0 | 0 | 0 | 546078.4681 | 478087 | 0 | 0 | 0 | 3119190.7099 | 0 | 0 | 0 | 0 | 0 | 0 | 0 | 0 | 0 | 0 | 0 | 0 | 0 | 67991.4681 | 0 | 0 | 0 | 0 | 0 | 0 | 0 | 0 | 0 | 0 | 0
2016-03-04 | 0 | 0 | 0 | 0 | 6521.3959 | 134397.7057 | 485246 | 0 | 0 | 0 | 2774863.8115 | 0 | 0 | 0 | 0 | 0 | 0 | 0 | 0 | 0 | 0 | 0 | 0 | 0 | -344326.8984 | 0 | 0 | 0 | 0 | 0 | 0 | 0 | 0 | 0 | 0 | 0
2016-03-04 01:00 | 0 | 0 | 0 | 0 | 139079.4976 | 447.604 | 483854 | 0 | 0 | 0 | 2430536.9132 | 0 | 0 | 0 | 0 | 0 | 0 | 0 | 0 | 0 | 0 | 0 | 0 | 0 | -344326.8984 | 0 | 0 | 0 | 0 | 0 | 0 | 0 | 0 | 0 | 0 | 0
2016-03-04 02:00 | 0 | 0 | 0 | 0 | 128323.1016 | 0 | 472650 | 0 | 0 | 0 | 2086210.0148 | 0 | 0 | 0 | 0 | 0 | 0 | 0 | 0 | 0 | 0 | 0 | 0 | 0 | -344326.8984 | 0 | 0 | 0 | 0 | 0 | 0 | 0 | 0 | 0 | 0 | 0
2016-03-04 03:00 | 0 | 0 | 0 | 0 | 612962.4786 | 0 | 453614 | 0 | 0 | 0 | 2245558.4934 | 0 | 0 | 0 | 0 | 0 | 0 | 0 | 0 | 0 | 0 | 0 | 0 | 0 | 159348.4786 | 0 | 0 | 0 | 0 | 0 | 0 | 0 | 0 | 0 | 0 | 0
2016-03-04 04:00 | 0 | 0 | 0 | 0 | 85191.1016 | 0 | 429518 | 0 | 0 | 0 | 1901231.595 | 0 | 0 | 0 | 0 | 0 | 0 | 0 | 0 | 0 | 0 | 0 | 0 | 0 | -344326.8984 | 0 | 0 | 0 | 0 | 0 | 0 | 0 | 0 | 0 | 0 | 0
2016-03-04 05:00 | 0 | 0 | 0 | 0 | 64770.1016 | 0 | 409097 | 0 | 0 | 0 | 1556904.6966 | 0 | 0 | 0 | 0 | 0 | 0 | 0 | 0 | 0 | 0 | 0 | 0 | 0 | -344326.8984 | 0 | 0 | 0 | 0 | 0 | 0 | 0 | 0 | 0 | 0 | 0
2016-03-04 06:00 | 0 | 0 | 0 | 0 | 51450.1016 | 0 | 395777 | 0 | 0 | 0 | 1212577.7983 | 0 | 0 | 0 | 0 | 0 | 0 | 0 | 0 | 0 | 0 | 0 | 0 | 0 | -344326.8984 | 0 | 0 | 0 | 0 | 0 | 0 | 0 | 0 | 0 | 0 | 0
2016-03-04 07:00 | 0 | 0 | 0 | 0 | 42636.1016 | 0 | 386963 | 0 | 0 | 0 | 868250.8999 | 0 | 0 | 0 | 0 | 0 | 0 | 0 | 0 | 0 | 0 | 0 | 0 | 0 | -344326.8984 | 0 | 0 | 0 | 0 | 0 | 0 | 0 | 0 | 0 | 0 | 0
2016-03-04 08:00 | 0 | 0 | 0 | 0 | 690531.1035 | 0 | 382446 | 0 | 0 | 0 | 1176336.0035 | 0 | 0 | 0 | 0 | 0 | 0 | 0 | 0 | 0 | 0 | 0 | 0 | 0 | 308085.1035 | 0 | 0 | 0 | 0 | 0 | 0 | 0 | 0 | 0 | 0 | 0
2016-03-04 09:00 | 0 | 0 | 0 | 0 | 39603.1016 | 0 | 383930 | 0 | 0 | 0 | 832009.1051 | 0 | 0 | 0 | 0 | 0 | 0 | 0 | 0 | 0 | 0 | 0 | 0 | 0 | -344326.8984 | 0 | 0 | 0 | 0 | 0 | 0 | 0 | 0 | 0 | 0 | 0
2016-03-04 10:00 | 0 | 0 | 0 | 0 | 52051.1016 | 0 | 396378 | 0 | 0 | 0 | 487682.2067 | 0 | 0 | 0 | 0 | 0 | 0 | 0 | 0 | 0 | 0 | 0 | 0 | 0 | -344326.8984 | 0 | 0 | 0 | 0 | 0 | 0 | 0 | 0 | 0 | 0 | 0
2016-03-04 11:00 | 0 | 0 | 0 | 0 | 81868.1016 | 0 | 426195 | 0 | 0 | 0 | 143355.3084 | 0 | 0 | 0 | 0 | 0 | 0 | 0 | 0 | 0 | 0 | 0 | 0 | 0 | -344326.8984 | 0 | 0 | 0 | 0 | 0 | 0 | 0 | 0 | 0 | 0 | 0
2016-03-04 12:00 | 0 | 0 | 0 | 0 | 309416.6916 | 0 | 452772 | 0 | 0 | 0 | 0 | 0 | 0 | 0 | 0 | 0 | 0 | 0 | 0 | 0 | 0 | 0 | 0 | 0 | -143355.3084 | 0 | 0 | 0 | 0 | 0 | 0 | 0 | 0 | 0 | 0 | 0
2016-03-04 13:00 | 0 | 0 | 0 | 0 | 664903.4459 | 24770.9866 | 463137 | 0 | 0 | 0 | 226537.4326 | 0 | 0 | 0 | 0 | 0 | 0 | 0 | 0 | 0 | 0 | 0 | 0 | 0 | 226537.4326 | 0 | 0 | 0 | 0 | 0 | 0 | 0 | 0 | 0 | 0 | 0
2016-03-04 14:00 | 0 | 0 | 0 | 0 | 0 | 360491.3856 | 466733 | 0 | 0 | 0 | 120295.8181 | 0 | 0 | 0 | 0 | 0 | 0 | 0 | 0 | 0 | 0 | 0 | 0 | 0 | -106241.6144 | 0 | 0 | 0 | 0 | 0 | 0 | 0 | 0 | 0 | 0 | 0
2016-03-04 15:00 | 0 | 0 | 0 | 0 | 0 | 811403.8984 | 467077 | 0 | 0 | 0 | 464622.7165 | 0 | 0 | 0 | 0 | 0 | 0 | 0 | 0 | 0 | 0 | 0 | 0 | 0 | 344326.8984 | 0 | 0 | 0 | 0 | 0 | 0 | 0 | 0 | 0 | 0 | 0
2016-03-04 16:00 | 0 | 0 | 0 | 0 | 0 | 808611.8984 | 464285 | 0 | 0 | 0 | 808949.6149 | 0 | 0 | 0 | 0 | 0 | 0 | 0 | 0 | 0 | 0 | 0 | 0 | 0 | 344326.8984 | 0 | 0 | 0 | 0 | 0 | 0 | 0 | 0 | 0 | 0 | 0
2016-03-04 17:00 | 0 | 0 | 0 | 0 | 0 | 800933.8984 | 456607 | 0 | 0 | 0 | 1153276.5132 | 0 | 0 | 0 | 0 | 0 | 0 | 0 | 0 | 0 | 0 | 0 | 0 | 0 | 344326.8984 | 0 | 0 | 0 | 0 | 0 | 0 | 0 | 0 | 0 | 0 | 0
2016-03-04 18:00 | 0 | 0 | 0 | 0 | 0 | 796491.8984 | 452165 | 0 | 0 | 0 | 1497603.4116 | 0 | 0 | 0 | 0 | 0 | 0 | 0 | 0 | 0 | 0 | 0 | 0 | 0 | 344326.8984 | 0 | 0 | 0 | 0 | 0 | 0 | 0 | 0 | 0 | 0 | 0
2016-03-04 19:00 | 0 | 0 | 0 | 0 | 0 | 792533.8984 | 448207 | 0 | 0 | 0 | 1841930.31 | 0 | 0 | 0 | 0 | 0 | 0 | 0 | 0 | 0 | 0 | 0 | 0 | 0 | 344326.8984 | 0 | 0 | 0 | 0 | 0 | 0 | 0 | 0 | 0 | 0 | 0
2016-03-04 20:00 | 0 | 0 | 0 | 0 | 0 | 789298.8984 | 444972 | 0 | 0 | 0 | 2186257.2083 | 0 | 0 | 0 | 0 | 0 | 0 | 0 | 0 | 0 | 0 | 0 | 0 | 0 | 344326.8984 | 0 | 0 | 0 | 0 | 0 | 0 | 0 | 0 | 0 | 0 | 0
2016-03-04 21:00 | 0 | 0 | 0 | 0 | 0 | 788823.8984 | 444497 | 0 | 0 | 0 | 2530584.1067 | 0 | 0 | 0 | 0 | 0 | 0 | 0 | 0 | 0 | 0 | 0 | 0 | 0 | 344326.8984 | 0 | 0 | 0 | 0 | 0 | 0 | 0 | 0 | 0 | 0 | 0
2016-03-04 22:00 | 0 | 0 | 0 | 0 | 0 | 810556.1378 | 447234 | 0 | 0 | 0 | 2874911.0051 | 0 | 0 | 18995.2394 | 0 | 0 | 0 | 0 | 0 | 0 | 0 | 0 | 0 | 0 | 344326.8984 | 0 | 0 | 0 | 18995.2394 | 0 | 0 | 0 | 0 | 0 | 0 | 0
2016-03-04 23:00 | 0 | 0 | 0 | 0 | 0 | 605477.1585 | 454889 | 0 | 0 | 0 | 3044494.403 | 0 | 0 | 0 | 0 | 0 | 0 | 0 | 0 | 0 | 0 | 0 | 0 | 0 | 169583.3979 | 0 | 0 | 0 | -18995.2394 | 0 | 0 | 0 | 0 | 0 | 0 | 0
2016-03-05 | 0 | 0 | 0 | 0 | 0 | 137863.2666 | 462545 | 0 | 0 | 0 | 2719812.6696 | 0 | 0 | 0 | 0 | 0 | 0 | 0 | 0 | 0 | 0 | 0 | 0 | 0 | -324681.7334 | 0 | 0 | 0 | 0 | 0 | 0 | 0 | 0 | 0 | 0 | 0
2016-03-05 01:00 | 0 | 0 | 0 | 0 | 114968.0164 | 443.0852 | 459738 | 0 | 0 | 0 | 2375485.7712 | 0 | 0 | 0 | 0 | 0 | 0 | 0 | 0 | 0 | 0 | 0 | 0 | 0 | -344326.8984 | 0 | 0 | 0 | 0 | 0 | 0 | 0 | 0 | 0 | 0 | 0
2016-03-05 02:00 | 0 | 0 | 0 | 0 | 109721.1016 | 0 | 454048 | 0 | 0 | 0 | 2031158.8728 | 0 | 0 | 0 | 0 | 0 | 0 | 0 | 0 | 0 | 0 | 0 | 0 | 0 | -344326.8984 | 0 | 0 | 0 | 0 | 0 | 0 | 0 | 0 | 0 | 0 | 0
2016-03-05 03:00 | 0 | 0 | 0 | 0 | 644133.3371 | 0 | 439985 | 0 | 0 | 0 | 2235307.21 | 0 | 0 | 0 | 0 | 0 | 0 | 0 | 0 | 0 | 0 | 0 | 0 | 0 | 204148.3371 | 0 | 0 | 0 | 0 | 0 | 0 | 0 | 0 | 0 | 0 | 0
2016-03-05 04:00 | 0 | 0 | 0 | 0 | 75589.1016 | 0 | 419916 | 0 | 0 | 0 | 1890980.3116 | 0 | 0 | 0 | 0 | 0 | 0 | 0 | 0 | 0 | 0 | 0 | 0 | 0 | -344326.8984 | 0 | 0 | 0 | 0 | 0 | 0 | 0 | 0 | 0 | 0 | 0
2016-03-05 05:00 | 0 | 0 | 0 | 0 | 57981.1016 | 0 | 402308 | 0 | 0 | 0 | 1546653.4132 | 0 | 0 | 0 | 0 | 0 | 0 | 0 | 0 | 0 | 0 | 0 | 0 | 0 | -344326.8984 | 0 | 0 | 0 | 0 | 0 | 0 | 0 | 0 | 0 | 0 | 0
2016-03-05 06:00 | 0 | 0 | 0 | 0 | 45462.1016 | 0 | 389789 | 0 | 0 | 0 | 1202326.5149 | 0 | 0 | 0 | 0 | 0 | 0 | 0 | 0 | 0 | 0 | 0 | 0 | 0 | -344326.8984 | 0 | 0 | 0 | 0 | 0 | 0 | 0 | 0 | 0 | 0 | 0
2016-03-05 07:00 | 0 | 0 | 0 | 0 | 615211.5922 | 0 | 381883 | 0 | 0 | 0 | 1435655.107 | 0 | 0 | 0 | 0 | 0 | 0 | 0 | 0 | 0 | 0 | 0 | 0 | 0 | 233328.5922 | 0 | 0 | 0 | 0 | 0 | 0 | 0 | 0 | 0 | 0 | 0
2016-03-05 08:00 | 0 | 0 | 0 | 0 | 34034.1016 | 0 | 378361 | 0 | 0 | 0 | 1091328.2087 | 0 | 0 | 0 | 0 | 0 | 0 | 0 | 0 | 0 | 0 | 0 | 0 | 0 | -344326.8984 | 0 | 0 | 0 | 0 | 0 | 0 | 0 | 0 | 0 | 0 | 0
2016-03-05 09:00 | 0 | 0 | 0 | 0 | 34477.1016 | 0 | 378804 | 0 | 0 | 0 | 747001.3103 | 0 | 0 | 0 | 0 | 0 | 0 | 0 | 0 | 0 | 0 | 0 | 0 | 0 | -344326.8984 | 0 | 0 | 0 | 0 | 0 | 0 | 0 | 0 | 0 | 0 | 0
2016-03-05 10:00 | 0 | 0 | 0 | 0 | 39295.1016 | 0 | 383622 | 0 | 0 | 0 | 402674.4119 | 0 | 0 | 0 | 0 | 0 | 0 | 0 | 0 | 0 | 0 | 0 | 0 | 0 | -344326.8984 | 0 | 0 | 0 | 0 | 0 | 0 | 0 | 0 | 0 | 0 | 0
2016-03-05 11:00 | 0 | 0 | 0 | 0 | 618543.8159 | 0 | 394733 | 0 | 0 | 0 | 626485.2278 | 0 | 0 | 0 | 0 | 0 | 0 | 0 | 0 | 0 | 0 | 0 | 0 | 0 | 223810.8159 | 0 | 0 | 0 | 0 | 0 | 0 | 0 | 0 | 0 | 0 | 0
2016-03-05 12:00 | 0 | 0 | 0 | 0 | 63440.1016 | 0 | 407767 | 0 | 0 | 0 | 282158.3294 | 0 | 0 | 0 | 0 | 0 | 0 | 0 | 0 | 0 | 0 | 0 | 0 | 0 | -344326.8984 | 0 | 0 | 0 | 0 | 0 | 0 | 0 | 0 | 0 | 0 | 0
2016-03-05 13:00 | 0 | 0 | 0 | 0 | 105588.534 | 29849.1365 | 417596 | 0 | 0 | 0 | 0 | 0 | 0 | 0 | 0 | 0 | 0 | 0 | 0 | 0 | 0 | 0 | 0 | 0 | -282158.3294 | 0 | 0 | 0 | 0 | 0 | 0 | 0 | 0 | 0 | 0 | 0
2016-03-05 14:00 | 0 | 0 | 0 | 0 | 307024.1559 | 334820.794 | 421215 | 0 | 0 | 0 | 220629.9499 | 0 | 0 | 0 | 0 | 0 | 0 | 0 | 0 | 0 | 0 | 0 | 0 | 0 | 220629.9499 | 0 | 0 | 0 | 0 | 0 | 0 | 0 | 0 | 0 | 0 | 0
2016-03-05 15:00 | 0 | 0 | 0 | 0 | 0 | 639682.7624 | 420620 | 0 | 0 | 0 | 439692.7123 | 0 | 0 | 0 | 0 | 0 | 0 | 0 | 0 | 0 | 0 | 0 | 0 | 0 | 219062.7624 | 0 | 0 | 0 | 0 | 0 | 0 | 0 | 0 | 0 | 0 | 0
2016-03-05 16:00 | 0 | 0 | 0 | 0 | 0 | 760447.8984 | 416121 | 0 | 0 | 0 | 784019.6106 | 0 | 0 | 0 | 0 | 0 | 0 | 0 | 0 | 0 | 0 | 0 | 0 | 0 | 344326.8984 | 0 | 0 | 0 | 0 | 0 | 0 | 0 | 0 | 0 | 0 | 0
2016-03-05 17:00 | 0 | 0 | 0 | 0 | 0 | 756219.8984 | 411893 | 0 | 0 | 0 | 1128346.509 | 0 | 0 | 0 | 0 | 0 | 0 | 0 | 0 | 0 | 0 | 0 | 0 | 0 | 344326.8984 | 0 | 0 | 0 | 0 | 0 | 0 | 0 | 0 | 0 | 0 | 0
2016-03-05 18:00 | 0 | 0 | 0 | 0 | 0 | 751461.8984 | 407135 | 0 | 0 | 0 | 1472673.4074 | 0 | 0 | 0 | 0 | 0 | 0 | 0 | 0 | 0 | 0 | 0 | 0 | 0 | 344326.8984 | 0 | 0 | 0 | 0 | 0 | 0 | 0 | 0 | 0 | 0 | 0
2016-03-05 19:00 | 0 | 0 | 0 | 0 | 0 | 748922.8984 | 404596 | 0 | 0 | 0 | 1817000.3057 | 0 | 0 | 0 | 0 | 0 | 0 | 0 | 0 | 0 | 0 | 0 | 0 | 0 | 344326.8984 | 0 | 0 | 0 | 0 | 0 | 0 | 0 | 0 | 0 | 0 | 0
2016-03-05 20:00 | 0 | 0 | 0 | 0 | 0 | 747070.8984 | 402744 | 0 | 0 | 0 | 2161327.2041 | 0 | 0 | 0 | 0 | 0 | 0 | 0 | 0 | 0 | 0 | 0 | 0 | 0 | 344326.8984 | 0 | 0 | 0 | 0 | 0 | 0 | 0 | 0 | 0 | 0 | 0
2016-03-05 21:00 | 0 | 0 | 0 | 0 | 0 | 766949.1378 | 403627 | 0 | 0 | 0 | 2505654.1025 | 0 | 0 | 18995.2394 | 0 | 0 | 0 | 0 | 0 | 0 | 0 | 0 | 0 | 0 | 344326.8984 | 0 | 0 | 0 | 18995.2394 | 0 | 0 | 0 | 0 | 0 | 0 | 0
2016-03-05 22:00 | 0 | 0 | 0 | 0 | 0 | 683467.3542 | 407156 | 0 | 0 | 0 | 2800960.6961 | 0 | 0 | 0 | 0 | 0 | 0 | 0 | 0 | 0 | 0 | 0 | 0 | 0 | 295306.5937 | 0 | 0 | 0 | -18995.2394 | 0 | 0 | 0 | 0 | 0 | 0 | 0
2016-03-05 23:00 | 0 | 0 | 0 | 0 | 0 | 479545.2308 | 417186 | 0 | 0 | 0 | 2863319.9269 | 0 | 0 | 0 | 0 | 0 | 0 | 0 | 0 | 0 | 0 | 0 | 0 | 0 | 62359.2308 | 0 | 0 | 0 | 0 | 0 | 0 | 0 | 0 | 0 | 0 | 0
2016-03-06 | 0 | 0 | 0 | 0 | 0 | 149702.9695 | 426981 | 0 | 0 | 0 | 2586041.8964 | 0 | 0 | 0 | 0 | 0 | 0 | 0 | 0 | 0 | 0 | 0 | 0 | 0 | -277278.0305 | 0 | 0 | 0 | 0 | 0 | 0 | 0 | 0 | 0 | 0 | 0
2016-03-06 01:00 | 0 | 0 | 0 | 0 | 83624.5365 | 606.5651 | 428558 | 0 | 0 | 0 | 2241714.998 | 0 | 0 | 0 | 0 | 0 | 0 | 0 | 0 | 0 | 0 | 0 | 0 | 0 | -344326.8984 | 0 | 0 | 0 | 0 | 0 | 0 | 0 | 0 | 0 | 0 | 0
2016-03-06 02:00 | 0 | 0 | 0 | 0 | 79130.1016 | 0 | 423457 | 0 | 0 | 0 | 1897388.0997 | 0 | 0 | 0 | 0 | 0 | 0 | 0 | 0 | 0 | 0 | 0 | 0 | 0 | -344326.8984 | 0 | 0 | 0 | 0 | 0 | 0 | 0 | 0 | 0 | 0 | 0
2016-03-06 03:00 | 0 | 0 | 0 | 0 | 67220.1016 | 0 | 411547 | 0 | 0 | 0 | 1553061.2013 | 0 | 0 | 0 | 0 | 0 | 0 | 0 | 0 | 0 | 0 | 0 | 0 | 0 | -344326.8984 | 0 | 0 | 0 | 0 | 0 | 0 | 0 | 0 | 0 | 0 | 0
2016-03-06 04:00 | 0 | 0 | 0 | 0 | 739173.8984 | 0 | 394847 | 0 | 0 | 0 | 1897388.0997 | 0 | 0 | 0 | 0 | 0 | 0 | 0 | 0 | 0 | 0 | 0 | 0 | 0 | 344326.8984 | 0 | 0 | 0 | 0 | 0 | 0 | 0 | 0 | 0 | 0 | 0
2016-03-06 05:00 | 0 | 0 | 0 | 0 | 34010.1016 | 0 | 378337 | 0 | 0 | 0 | 1553061.2013 | 0 | 0 | 0 | 0 | 0 | 0 | 0 | 0 | 0 | 0 | 0 | 0 | 0 | -344326.8984 | 0 | 0 | 0 | 0 | 0 | 0 | 0 | 0 | 0 | 0 | 0
2016-03-06 06:00 | 0 | 0 | 0 | 0 | 22477.1016 | 0 | 366804 | 0 | 0 | 0 | 1208734.3029 | 0 | 0 | 0 | 0 | 0 | 0 | 0 | 0 | 0 | 0 | 0 | 0 | 0 | -344326.8984 | 0 | 0 | 0 | 0 | 0 | 0 | 0 | 0 | 0 | 0 | 0
2016-03-06 07:00 | 0 | 0 | 0 | 0 | 15846.1016 | 0 | 360173 | 0 | 0 | 0 | 864407.4046 | 0 | 0 | 0 | 0 | 0 | 0 | 0 | 0 | 0 | 0 | 0 | 0 | 0 | -344326.8984 | 0 | 0 | 0 | 0 | 0 | 0 | 0 | 0 | 0 | 0 | 0
2016-03-06 08:00 | 0 | 0 | 0 | 0 | 180657.3922 | 0 | 356411 | 0 | 0 | 0 | 688653.7967 | 0 | 0 | 0 | 0 | 0 | 0 | 0 | 0 | 0 | 0 | 0 | 0 | 0 | -175753.6078 | 0 | 0 | 0 | 0 | 0 | 0 | 0 | 0 | 0 | 0 | 0
2016-03-06 09:00 | 0 | 0 | 0 | 0 | 700741.8984 | 0 | 356415 | 0 | 0 | 0 | 1032980.6951 | 0 | 0 | 0 | 0 | 0 | 0 | 0 | 0 | 0 | 0 | 0 | 0 | 0 | 344326.8984 | 0 | 0 | 0 | 0 | 0 | 0 | 0 | 0 | 0 | 0 | 0
2016-03-06 10:00 | 0 | 0 | 0 | 0 | 14721.1016 | 0 | 359048 | 0 | 0 | 0 | 688653.7967 | 0 | 0 | 0 | 0 | 0 | 0 | 0 | 0 | 0 | 0 | 0 | 0 | 0 | -344326.8984 | 0 | 0 | 0 | 0 | 0 | 0 | 0 | 0 | 0 | 0 | 0
2016-03-06 11:00 | 0 | 0 | 0 | 0 | 22319.1016 | 0 | 366646 | 0 | 0 | 0 | 344326.8984 | 0 | 0 | 0 | 0 | 0 | 0 | 0 | 0 | 0 | 0 | 0 | 0 | 0 | -344326.8984 | 0 | 0 | 0 | 0 | 0 | 0 | 0 | 0 | 0 | 0 | 0
2016-03-06 12:00 | 0 | 0 | 0 | 0 | 33273.1016 | 0 | 377600 | 0 | 0 | 0 | 0 | 0 | 0 | 0 | 0 | 0 | 0 | 0 | 0 | 0 | 0 | 0 | 0 | 0 | -344326.8984 | 0 | 0 | 0 | 0 | 0 | 0 | 0 | 0 | 0 | 0 | 0
2016-03-06 13:00 | 0 | 0 | 0 | 0 | 370225.2743 | 17393.7257 | 387619 | 0 | 0 | 0 | 0 | 0 | 0 | 0 | 0 | 0 | 0 | 0 | 0 | 0 | 0 | 0 | 0 | 0 | 0 | 0 | 0 | 0 | 0 | 0 | 0 | 0 | 0 | 0 | 0 | 0
2016-03-06 14:00 | 0 | 0 | 0 | 0 | 429440.1578 | 308722.7406 | 393836 | 0 | 0 | 0 | 344326.8984 | 0 | 0 | 0 | 0 | 0 | 0 | 0 | 0 | 0 | 0 | 0 | 0 | 0 | 344326.8984 | 0 | 0 | 0 | 0 | 0 | 0 | 0 | 0 | 0 | 0 | 0
2016-03-06 15:00 | 0 | 0 | 0 | 0 | 118647.5852 | 619730.3132 | 394051 | 0 | 0 | 0 | 688653.7967 | 0 | 0 | 0 | 0 | 0 | 0 | 0 | 0 | 0 | 0 | 0 | 0 | 0 | 344326.8984 | 0 | 0 | 0 | 0 | 0 | 0 | 0 | 0 | 0 | 0 | 0
2016-03-06 16:00 | 0 | 0 | 0 | 0 | 0 | 735853.8984 | 391527 | 0 | 0 | 0 | 1032980.6951 | 0 | 0 | 0 | 0 | 0 | 0 | 0 | 0 | 0 | 0 | 0 | 0 | 0 | 344326.8984 | 0 | 0 | 0 | 0 | 0 | 0 | 0 | 0 | 0 | 0 | 0
2016-03-06 17:00 | 0 | 0 | 0 | 0 | 0 | 734003.8984 | 389677 | 0 | 0 | 0 | 1377307.5935 | 0 | 0 | 0 | 0 | 0 | 0 | 0 | 0 | 0 | 0 | 0 | 0 | 0 | 344326.8984 | 0 | 0 | 0 | 0 | 0 | 0 | 0 | 0 | 0 | 0 | 0
2016-03-06 18:00 | 0 | 0 | 0 | 0 | 0 | 731556.8984 | 387230 | 0 | 0 | 0 | 1721634.4918 | 0 | 0 | 0 | 0 | 0 | 0 | 0 | 0 | 0 | 0 | 0 | 0 | 0 | 344326.8984 | 0 | 0 | 0 | 0 | 0 | 0 | 0 | 0 | 0 | 0 | 0
2016-03-06 19:00 | 0 | 0 | 0 | 0 | 0 | 729491.8984 | 385165 | 0 | 0 | 0 | 2065961.3902 | 0 | 0 | 0 | 0 | 0 | 0 | 0 | 0 | 0 | 0 | 0 | 0 | 0 | 344326.8984 | 0 | 0 | 0 | 0 | 0 | 0 | 0 | 0 | 0 | 0 | 0
2016-03-06 20:00 | 0 | 0 | 0 | 0 | 0 | 727837.8984 | 383511 | 0 | 0 | 0 | 2410288.2886 | 0 | 0 | 0 | 0 | 0 | 0 | 0 | 0 | 0 | 0 | 0 | 0 | 0 | 344326.8984 | 0 | 0 | 0 | 0 | 0 | 0 | 0 | 0 | 0 | 0 | 0
2016-03-06 21:00 | 0 | 0 | 0 | 0 | 0 | 749466.1378 | 386144 | 0 | 0 | 0 | 2754615.1869 | 0 | 0 | 18995.2394 | 0 | 0 | 0 | 0 | 0 | 0 | 0 | 0 | 0 | 0 | 344326.8984 | 0 | 0 | 0 | 18995.2394 | 0 | 0 | 0 | 0 | 0 | 0 | 0
2016-03-06 22:00 | 0 | 0 | 0 | 0 | 23326.7188 | 694612.9401 | 392608 | 0 | 0 | 0 | 3098942.0853 | 0 | 0 | 0 | 0 | 0 | 0 | 0 | 0 | 0 | 0 | 0 | 0 | 0 | 344326.8984 | 0 | 0 | 0 | -18995.2394 | 0 | 0 | 0 | 0 | 0 | 0 | 0
2016-03-06 23:00 | 0 | 0 | 0 | 0 | 0 | 533385.2814 | 408579 | 0 | 0 | 0 | 3223748.3667 | 0 | 0 | 0 | 0 | 0 | 0 | 0 | 0 | 0 | 0 | 0 | 0 | 0 | 124806.2814 | 0 | 0 | 0 | 0 | 0 | 0 | 0 | 0 | 0 | 0 | 0
2016-03-07 | 0 | 0 | 0 | 0 | 0 | 227904.6603 | 426425 | 0 | 0 | 0 | 3025228.0269 | 0 | 0 | 0 | 0 | 0 | 0 | 0 | 0 | 0 | 0 | 0 | 0 | 0 | -198520.3397 | 0 | 0 | 0 | 0 | 0 | 0 | 0 | 0 | 0 | 0 | 0
2016-03-07 01:00 | 0 | 0 | 0 | 0 | 85880.0338 | 1442.0679 | 431649 | 0 | 0 | 0 | 2680901.1285 | 0 | 0 | 0 | 0 | 0 | 0 | 0 | 0 | 0 | 0 | 0 | 0 | 0 | -344326.8984 | 0 | 0 | 0 | 0 | 0 | 0 | 0 | 0 | 0 | 0 | 0
2016-03-07 02:00 | 0 | 0 | 0 | 0 | 80108.1016 | 0 | 424435 | 0 | 0 | 0 | 2336574.2302 | 0 | 0 | 0 | 0 | 0 | 0 | 0 | 0 | 0 | 0 | 0 | 0 | 0 | -344326.8984 | 0 | 0 | 0 | 0 | 0 | 0 | 0 | 0 | 0 | 0 | 0
2016-03-07 03:00 | 0 | 0 | 0 | 0 | 66361.1016 | 0 | 410688 | 0 | 0 | 0 | 1992247.3318 | 0 | 0 | 0 | 0 | 0 | 0 | 0 | 0 | 0 | 0 | 0 | 0 | 0 | -344326.8984 | 0 | 0 | 0 | 0 | 0 | 0 | 0 | 0 | 0 | 0 | 0
2016-03-07 04:00 | 0 | 0 | 0 | 0 | 47404.1016 | 0 | 391731 | 0 | 0 | 0 | 1647920.4334 | 0 | 0 | 0 | 0 | 0 | 0 | 0 | 0 | 0 | 0 | 0 | 0 | 0 | -344326.8984 | 0 | 0 | 0 | 0 | 0 | 0 | 0 | 0 | 0 | 0 | 0
2016-03-07 05:00 | 0 | 0 | 0 | 0 | 720674.8984 | 0 | 376348 | 0 | 0 | 0 | 1992247.3318 | 0 | 0 | 0 | 0 | 0 | 0 | 0 | 0 | 0 | 0 | 0 | 0 | 0 | 344326.8984 | 0 | 0 | 0 | 0 | 0 | 0 | 0 | 0 | 0 | 0 | 0
2016-03-07 06:00 | 0 | 0 | 0 | 0 | 21833.1016 | 0 | 366160 | 0 | 0 | 0 | 1647920.4334 | 0 | 0 | 0 | 0 | 0 | 0 | 0 | 0 | 0 | 0 | 0 | 0 | 0 | -344326.8984 | 0 | 0 | 0 | 0 | 0 | 0 | 0 | 0 | 0 | 0 | 0
2016-03-07 07:00 | 0 | 0 | 0 | 0 | 15612.1016 | 0 | 359939 | 0 | 0 | 0 | 1303593.5351 | 0 | 0 | 0 | 0 | 0 | 0 | 0 | 0 | 0 | 0 | 0 | 0 | 0 | -344326.8984 | 0 | 0 | 0 | 0 | 0 | 0 | 0 | 0 | 0 | 0 | 0
2016-03-07 08:00 | 0 | 0 | 0 | 0 | 13633.1016 | 0 | 357960 | 0 | 0 | 0 | 959266.6367 | 0 | 0 | 0 | 0 | 0 | 0 | 0 | 0 | 0 | 0 | 0 | 0 | 0 | -344326.8984 | 0 | 0 | 0 | 0 | 0 | 0 | 0 | 0 | 0 | 0 | 0
2016-03-07 09:00 | 0 | 0 | 0 | 0 | 17209.1016 | 0 | 361536 | 0 | 0 | 0 | 614939.7383 | 0 | 0 | 0 | 0 | 0 | 0 | 0 | 0 | 0 | 0 | 0 | 0 | 0 | -344326.8984 | 0 | 0 | 0 | 0 | 0 | 0 | 0 | 0 | 0 | 0 | 0
2016-03-07 10:00 | 0 | 0 | 0 | 0 | 721037.8984 | 0 | 376711 | 0 | 0 | 0 | 959266.6367 | 0 | 0 | 0 | 0 | 0 | 0 | 0 | 0 | 0 | 0 | 0 | 0 | 0 | 344326.8984 | 0 | 0 | 0 | 0 | 0 | 0 | 0 | 0 | 0 | 0 | 0
2016-03-07 11:00 | 0 | 0 | 0 | 0 | 64017.1016 | 0 | 408344 | 0 | 0 | 0 | 614939.7383 | 0 | 0 | 0 | 0 | 0 | 0 | 0 | 0 | 0 | 0 | 0 | 0 | 0 | -344326.8984 | 0 | 0 | 0 | 0 | 0 | 0 | 0 | 0 | 0 | 0 | 0
2016-03-07 12:00 | 0 | 0 | 0 | 0 | 87124.1016 | 0 | 431451 | 0 | 0 | 0 | 270612.84 | 0 | 0 | 0 | 0 | 0 | 0 | 0 | 0 | 0 | 0 | 0 | 0 | 0 | -344326.8984 | 0 | 0 | 0 | 0 | 0 | 0 | 0 | 0 | 0 | 0 | 0
2016-03-07 13:00 | 0 | 0 | 0 | 0 | 138328.1652 | 27070.9948 | 436012 | 0 | 0 | 0 | 0 | 0 | 0 | 0 | 0 | 0 | 0 | 0 | 0 | 0 | 0 | 0 | 0 | 0 | -270612.84 | 0 | 0 | 0 | 0 | 0 | 0 | 0 | 0 | 0 | 0 | 0
2016-03-07 14:00 | 0 | 0 | 0 | 0 | 352256.6303 | 427279.268 | 435209 | 0 | 0 | 0 | 344326.8984 | 0 | 0 | 0 | 0 | 0 | 0 | 0 | 0 | 0 | 0 | 0 | 0 | 0 | 344326.8984 | 0 | 0 | 0 | 0 | 0 | 0 | 0 | 0 | 0 | 0 | 0
2016-03-07 15:00 | 0 | 0 | 0 | 0 | 0 | 760928.4483 | 434992 | 0 | 0 | 0 | 670263.3466 | 0 | 0 | 0 | 0 | 0 | 0 | 0 | 0 | 0 | 0 | 0 | 0 | 0 | 325936.4483 | 0 | 0 | 0 | 0 | 0 | 0 | 0 | 0 | 0 | 0 | 0
2016-03-07 16:00 | 0 | 0 | 0 | 0 | 0 | 777931.8984 | 433605 | 0 | 0 | 0 | 1014590.245 | 0 | 0 | 0 | 0 | 0 | 0 | 0 | 0 | 0 | 0 | 0 | 0 | 0 | 344326.8984 | 0 | 0 | 0 | 0 | 0 | 0 | 0 | 0 | 0 | 0 | 0
2016-03-07 17:00 | 0 | 0 | 0 | 0 | 0 | 774481.8984 | 430155 | 0 | 0 | 0 | 1358917.1434 | 0 | 0 | 0 | 0 | 0 | 0 | 0 | 0 | 0 | 0 | 0 | 0 | 0 | 344326.8984 | 0 | 0 | 0 | 0 | 0 | 0 | 0 | 0 | 0 | 0 | 0
2016-03-07 18:00 | 0 | 0 | 0 | 0 | 0 | 772686.8984 | 428360 | 0 | 0 | 0 | 1703244.0417 | 0 | 0 | 0 | 0 | 0 | 0 | 0 | 0 | 0 | 0 | 0 | 0 | 0 | 344326.8984 | 0 | 0 | 0 | 0 | 0 | 0 | 0 | 0 | 0 | 0 | 0
2016-03-07 19:00 | 0 | 0 | 0 | 0 | 0 | 770075.8984 | 425749 | 0 | 0 | 0 | 2047570.9401 | 0 | 0 | 0 | 0 | 0 | 0 | 0 | 0 | 0 | 0 | 0 | 0 | 0 | 344326.8984 | 0 | 0 | 0 | 0 | 0 | 0 | 0 | 0 | 0 | 0 | 0
2016-03-07 20:00 | 0 | 0 | 0 | 0 | 0 | 771277.9117 | 423283 | 0 | 0 | 0 | 2391897.8385 | 0 | 0 | 3668.0133 | 0 | 0 | 0 | 0 | 0 | 0 | 0 | 0 | 0 | 0 | 344326.8984 | 0 | 0 | 0 | 3668.0133 | 0 | 0 | 0 | 0 | 0 | 0 | 0
2016-03-07 21:00 | 0 | 0 | 0 | 0 | 0 | 782390.1245 | 422736 | 0 | 0 | 0 | 2736224.7368 | 0 | 0 | 18995.2394 | 0 | 0 | 0 | 0 | 0 | 0 | 0 | 0 | 0 | 0 | 344326.8984 | 0 | 0 | 0 | 15327.2261 | 0 | 0 | 0 | 0 | 0 | 0 | 0
2016-03-07 22:00 | 0 | 0 | 0 | 0 | 0 | 683778.2588 | 425027 | 0 | 0 | 0 | 3013971.2351 | 0 | 0 | 0 | 0 | 0 | 0 | 0 | 0 | 0 | 0 | 0 | 0 | 0 | 277746.4983 | 0 | 0 | 0 | -18995.2394 | 0 | 0 | 0 | 0 | 0 | 0 | 0
2016-03-07 23:00 | 0 | 0 | 0 | 0 | 0 | 471708.7033 | 436129 | 0 | 0 | 0 | 3049550.9384 | 0 | 0 | 0 | 0 | 0 | 0 | 0 | 0 | 0 | 0 | 0 | 0 | 0 | 35579.7033 | 0 | 0 | 0 | 0 | 0 | 0 | 0 | 0 | 0 | 0 | 0
2016-03-08 | 0 | 0 | 0 | 0 | 0 | 125309.0608 | 448796 | 0 | 0 | 0 | 2726063.9992 | 0 | 0 | 0 | 0 | 0 | 0 | 0 | 0 | 0 | 0 | 0 | 0 | 0 | -323486.9392 | 0 | 0 | 0 | 0 | 0 | 0 | 0 | 0 | 0 | 0 | 0
2016-03-08 01:00 | 0 | 0 | 0 | 0 | 101250.5685 | 1985.5331 | 447563 | 0 | 0 | 0 | 2381737.1009 | 0 | 0 | 0 | 0 | 0 | 0 | 0 | 0 | 0 | 0 | 0 | 0 | 0 | -344326.8984 | 0 | 0 | 0 | 0 | 0 | 0 | 0 | 0 | 0 | 0 | 0
2016-03-08 02:00 | 0 | 0 | 0 | 0 | 92350.1016 | 0 | 436677 | 0 | 0 | 0 | 2037410.2025 | 0 | 0 | 0 | 0 | 0 | 0 | 0 | 0 | 0 | 0 | 0 | 0 | 0 | -344326.8984 | 0 | 0 | 0 | 0 | 0 | 0 | 0 | 0 | 0 | 0 | 0
2016-03-08 03:00 | 0 | 0 | 0 | 0 | 74204.1016 | 0 | 418531 | 0 | 0 | 0 | 1693083.3041 | 0 | 0 | 0 | 0 | 0 | 0 | 0 | 0 | 0 | 0 | 0 | 0 | 0 | -344326.8984 | 0 | 0 | 0 | 0 | 0 | 0 | 0 | 0 | 0 | 0 | 0
2016-03-08 04:00 | 0 | 0 | 0 | 0 | 739793.8984 | 0 | 395467 | 0 | 0 | 0 | 2037410.2025 | 0 | 0 | 0 | 0 | 0 | 0 | 0 | 0 | 0 | 0 | 0 | 0 | 0 | 344326.8984 | 0 | 0 | 0 | 0 | 0 | 0 | 0 | 0 | 0 | 0 | 0
2016-03-08 05:00 | 0 | 0 | 0 | 0 | 29954.1016 | 0 | 374281 | 0 | 0 | 0 | 1693083.3041 | 0 | 0 | 0 | 0 | 0 | 0 | 0 | 0 | 0 | 0 | 0 | 0 | 0 | -344326.8984 | 0 | 0 | 0 | 0 | 0 | 0 | 0 | 0 | 0 | 0 | 0
2016-03-08 06:00 | 0 | 0 | 0 | 0 | 14742.1016 | 0 | 359069 | 0 | 0 | 0 | 1348756.4058 | 0 | 0 | 0 | 0 | 0 | 0 | 0 | 0 | 0 | 0 | 0 | 0 | 0 | -344326.8984 | 0 | 0 | 0 | 0 | 0 | 0 | 0 | 0 | 0 | 0 | 0
2016-03-08 07:00 | 0 | 0 | 0 | 0 | 4818.1016 | 0 | 349145 | 0 | 0 | 0 | 1004429.5074 | 0 | 0 | 0 | 0 | 0 | 0 | 0 | 0 | 0 | 0 | 0 | 0 | 0 | -344326.8984 | 0 | 0 | 0 | 0 | 0 | 0 | 0 | 0 | 0 | 0 | 0
2016-03-08 08:00 | 0 | 0 | 0 | 0 | 28491.2893 | 0 | 344267 | 0 | 0 | 0 | 688653.7967 | 0 | 0 | 0 | 0 | 0 | 0 | 0 | 0 | 0 | 0 | 0 | 0 | 0 | -315775.7107 | 0 | 0 | 0 | 0 | 0 | 0 | 0 | 0 | 0 | 0 | 0
2016-03-08 09:00 | 0 | 0 | 0 | 0 | 691250.8984 | 0 | 346924 | 0 | 0 | 0 | 1032980.6951 | 0 | 0 | 0 | 0 | 0 | 0 | 0 | 0 | 0 | 0 | 0 | 0 | 0 | 344326.8984 | 0 | 0 | 0 | 0 | 0 | 0 | 0 | 0 | 0 | 0 | 0
2016-03-08 10:00 | 0 | 0 | 0 | 0 | 14588.1016 | 0 | 358915 | 0 | 0 | 0 | 688653.7967 | 0 | 0 | 0 | 0 | 0 | 0 | 0 | 0 | 0 | 0 | 0 | 0 | 0 | -344326.8984 | 0 | 0 | 0 | 0 | 0 | 0 | 0 | 0 | 0 | 0 | 0
2016-03-08 11:00 | 0 | 0 | 0 | 0 | 43103.1016 | 0 | 387430 | 0 | 0 | 0 | 344326.8984 | 0 | 0 | 0 | 0 | 0 | 0 | 0 | 0 | 0 | 0 | 0 | 0 | 0 | -344326.8984 | 0 | 0 | 0 | 0 | 0 | 0 | 0 | 0 | 0 | 0 | 0
2016-03-08 12:00 | 0 | 0 | 0 | 0 | 66927.1016 | 0 | 411254 | 0 | 0 | 0 | 0 | 0 | 0 | 0 | 0 | 0 | 0 | 0 | 0 | 0 | 0 | 0 | 0 | 0 | -344326.8984 | 0 | 0 | 0 | 0 | 0 | 0 | 0 | 0 | 0 | 0 | 0
2016-03-08 13:00 | 0 | 0 | 0 | 0 | 401352.9564 | 17808.0436 | 419161 | 0 | 0 | 0 | 0 | 0 | 0 | 0 | 0 | 0 | 0 | 0 | 0 | 0 | 0 | 0 | 0 | 0 | 0 | 0 | 0 | 0 | 0 | 0 | 0 | 0 | 0 | 0 | 0 | 0
2016-03-08 14:00 | 0 | 0 | 0 | 0 | 370859.794 | 396803.1044 | 423336 | 0 | 0 | 0 | 344326.8984 | 0 | 0 | 0 | 0 | 0 | 0 | 0 | 0 | 0 | 0 | 0 | 0 | 0 | 344326.8984 | 0 | 0 | 0 | 0 | 0 | 0 | 0 | 0 | 0 | 0 | 0
2016-03-08 15:00 | 0 | 0 | 0 | 0 | 0 | 770203.8984 | 425877 | 0 | 0 | 0 | 688653.7967 | 0 | 0 | 0 | 0 | 0 | 0 | 0 | 0 | 0 | 0 | 0 | 0 | 0 | 344326.8984 | 0 | 0 | 0 | 0 | 0 | 0 | 0 | 0 | 0 | 0 | 0
2016-03-08 16:00 | 0 | 0 | 0 | 0 | 0 | 770735.8984 | 426409 | 0 | 0 | 0 | 1032980.6951 | 0 | 0 | 0 | 0 | 0 | 0 | 0 | 0 | 0 | 0 | 0 | 0 | 0 | 344326.8984 | 0 | 0 | 0 | 0 | 0 | 0 | 0 | 0 | 0 | 0 | 0
2016-03-08 17:00 | 0 | 0 | 0 | 0 | 0 | 769166.8984 | 424840 | 0 | 0 | 0 | 1377307.5935 | 0 | 0 | 0 | 0 | 0 | 0 | 0 | 0 | 0 | 0 | 0 | 0 | 0 | 344326.8984 | 0 | 0 | 0 | 0 | 0 | 0 | 0 | 0 | 0 | 0 | 0
2016-03-08 18:00 | 0 | 0 | 0 | 0 | 0 | 768434.8984 | 424108 | 0 | 0 | 0 | 1721634.4918 | 0 | 0 | 0 | 0 | 0 | 0 | 0 | 0 | 0 | 0 | 0 | 0 | 0 | 344326.8984 | 0 | 0 | 0 | 0 | 0 | 0 | 0 | 0 | 0 | 0 | 0
2016-03-08 19:00 | 0 | 0 | 0 | 0 | 0 | 768184.8984 | 423858 | 0 | 0 | 0 | 2065961.3902 | 0 | 0 | 0 | 0 | 0 | 0 | 0 | 0 | 0 | 0 | 0 | 0 | 0 | 344326.8984 | 0 | 0 | 0 | 0 | 0 | 0 | 0 | 0 | 0 | 0 | 0
2016-03-08 20:00 | 0 | 0 | 0 | 0 | 0 | 767062.8984 | 422736 | 0 | 0 | 0 | 2410288.2886 | 0 | 0 | 0 | 0 | 0 | 0 | 0 | 0 | 0 | 0 | 0 | 0 | 0 | 344326.8984 | 0 | 0 | 0 | 0 | 0 | 0 | 0 | 0 | 0 | 0 | 0
2016-03-08 21:00 | 0 | 0 | 0 | 0 | 0 | 783066.6767 | 422784 | 0 | 0 | 0 | 2754615.1869 | 0 | 0 | 15955.7783 | 0 | 0 | 0 | 0 | 0 | 0 | 0 | 0 | 0 | 0 | 344326.8984 | 0 | 0 | 0 | 15955.7783 | 0 | 0 | 0 | 0 | 0 | 0 | 0
2016-03-08 22:00 | 0 | 0 | 0 | 0 | 0 | 772179.3595 | 424813 | 0 | 0 | 0 | 3098942.0853 | 0 | 0 | 18995.2394 | 0 | 0 | 0 | 0 | 0 | 0 | 0 | 0 | 0 | 0 | 344326.8984 | 0 | 0 | 0 | 3039.4611 | 0 | 0 | 0 | 0 | 0 | 0 | 0
2016-03-08 23:00 | 0 | 0 | 0 | 0 | 218424.5319 | 559785.3665 | 433883 | 0 | 0 | 0 | 3443268.9837 | 0 | 0 | 18995.2394 | 0 | 0 | 0 | 0 | 0 | 0 | 0 | 0 | 0 | 0 | 344326.8984 | 0 | 0 | 0 | 0 | 0 | 0 | 0 | 0 | 0 | 0 | 0
2016-03-09 | 0 | 0 | 0 | 0 | 0 | 194548.2747 | 446635 | 0 | 0 | 0 | 3210177.4977 | 0 | 0 | 0 | 0 | 0 | 0 | 0 | 0 | 0 | 0 | 0 | 0 | 0 | -233091.4859 | 0 | 0 | 0 | -18995.2394 | 0 | 0 | 0 | 0 | 0 | 0 | 0
2016-03-09 01:00 | 0 | 0 | 0 | 0 | 98737.232 | 2042.8696 | 445107 | 0 | 0 | 0 | 2865850.5994 | 0 | 0 | 0 | 0 | 0 | 0 | 0 | 0 | 0 | 0 | 0 | 0 | 0 | -344326.8984 | 0 | 0 | 0 | 0 | 0 | 0 | 0 | 0 | 0 | 0 | 0
2016-03-09 02:00 | 0 | 0 | 0 | 0 | 88467.1016 | 0 | 432794 | 0 | 0 | 0 | 2521523.701 | 0 | 0 | 0 | 0 | 0 | 0 | 0 | 0 | 0 | 0 | 0 | 0 | 0 | -344326.8984 | 0 | 0 | 0 | 0 | 0 | 0 | 0 | 0 | 0 | 0 | 0
2016-03-09 03:00 | 0 | 0 | 0 | 0 | 350947.7187 | 0 | 413765 | 0 | 0 | 0 | 2458706.4197 | 0 | 0 | 0 | 0 | 0 | 0 | 0 | 0 | 0 | 0 | 0 | 0 | 0 | -62817.2813 | 0 | 0 | 0 | 0 | 0 | 0 | 0 | 0 | 0 | 0 | 0
2016-03-09 04:00 | 0 | 0 | 0 | 0 | 45420.1016 | 0 | 389747 | 0 | 0 | 0 | 2114379.5214 | 0 | 0 | 0 | 0 | 0 | 0 | 0 | 0 | 0 | 0 | 0 | 0 | 0 | -344326.8984 | 0 | 0 | 0 | 0 | 0 | 0 | 0 | 0 | 0 | 0 | 0
2016-03-09 05:00 | 0 | 0 | 0 | 0 | 23471.1016 | 0 | 367798 | 0 | 0 | 0 | 1770052.623 | 0 | 0 | 0 | 0 | 0 | 0 | 0 | 0 | 0 | 0 | 0 | 0 | 0 | -344326.8984 | 0 | 0 | 0 | 0 | 0 | 0 | 0 | 0 | 0 | 0 | 0
2016-03-09 06:00 | 0 | 0 | 0 | 0 | 295477.8317 | 0 | 350590 | 0 | 0 | 0 | 1714940.4547 | 0 | 0 | 0 | 0 | 0 | 0 | 0 | 0 | 0 | 0 | 0 | 0 | 0 | -55112.1683 | 0 | 0 | 0 | 0 | 0 | 0 | 0 | 0 | 0 | 0 | 0
2016-03-09 07:00 | 0 | 0 | 0 | 0 | 0 | 0 | 339505 | 0 | 0 | 0 | 1375435.4547 | 0 | 0 | 0 | 0 | 0 | 0 | 0 | 0 | 0 | 0 | 0 | 0 | 0 | -339505 | 0 | 0 | 0 | 0 | 0 | 0 | 0 | 0 | 0 | 0 | 0
2016-03-09 08:00 | 0 | 0 | 0 | 0 | 0 | 0 | 334541 | 0 | 0 | 0 | 1040894.4547 | 0 | 0 | 0 | 0 | 0 | 0 | 0 | 0 | 0 | 0 | 0 | 0 | 0 | -334541 | 0 | 0 | 0 | 0 | 0 | 0 | 0 | 0 | 0 | 0 | 0
2016-03-09 09:00 | 0 | 0 | 0 | 0 | 320337.0787 | 0 | 336101 | 0 | 0 | 0 | 1020178.4318 | 0 | 0 | 4952.1016 | 0 | 0 | 0 | 0 | 0 | 0 | 0 | 0 | 0 | 0 | -20716.023 | 0 | 0 | 0 | 4952.1016 | 0 | 0 | 0 | 0 | 0 | 0 | 0
2016-03-09 10:00 | 0 | 0 | 0 | 0 | 0 | 0 | 349279 | 0 | 0 | 0 | 675851.5334 | 0 | 0 | 0 | 0 | 0 | 0 | 0 | 0 | 0 | 0 | 0 | 0 | 0 | -344326.8984 | 0 | 0 | 0 | -4952.1016 | 0 | 0 | 0 | 0 | 0 | 0 | 0
2016-03-09 11:00 | 0 | 0 | 0 | 0 | 31035.1016 | 0 | 375362 | 0 | 0 | 0 | 331524.635 | 0 | 0 | 0 | 0 | 0 | 0 | 0 | 0 | 0 | 0 | 0 | 0 | 0 | -344326.8984 | 0 | 0 | 0 | 0 | 0 | 0 | 0 | 0 | 0 | 0 | 0
2016-03-09 12:00 | 0 | 0 | 0 | 0 | 288677.0189 | 0 | 399305 | 0 | 0 | 0 | 220896.6539 | 0 | 0 | 0 | 0 | 0 | 0 | 0 | 0 | 0 | 0 | 0 | 0 | 0 | -110627.9811 | 0 | 0 | 0 | 0 | 0 | 0 | 0 | 0 | 0 | 0 | 0
2016-03-09 13:00 | 0 | 0 | 0 | 0 | 250463.7323 | 15940.4356 | 409712 | 0 | 0 | 0 | 77588.8217 | 0 | 0 | 0 | 0 | 0 | 0 | 0 | 0 | 0 | 0 | 0 | 0 | 0 | -143307.8322 | 0 | 0 | 0 | 0 | 0 | 0 | 0 | 0 | 0 | 0 | 0
2016-03-09 14:00 | 0 | 0 | 0 | 0 | 0 | 395284.6238 | 415738 | 0 | 0 | 0 | 57135.4455 | 0 | 0 | 0 | 0 | 0 | 0 | 0 | 0 | 0 | 0 | 0 | 0 | 0 | -20453.3762 | 0 | 0 | 0 | 0 | 0 | 0 | 0 | 0 | 0 | 0 | 0
2016-03-09 15:00 | 0 | 0 | 0 | 0 | 0 | 765140.8984 | 420814 | 0 | 0 | 0 | 401462.3439 | 0 | 0 | 0 | 0 | 0 | 0 | 0 | 0 | 0 | 0 | 0 | 0 | 0 | 344326.8984 | 0 | 0 | 0 | 0 | 0 | 0 | 0 | 0 | 0 | 0 | 0
2016-03-09 16:00 | 0 | 0 | 0 | 0 | 0 | 768084.8984 | 423758 | 0 | 0 | 0 | 745789.2423 | 0 | 0 | 0 | 0 | 0 | 0 | 0 | 0 | 0 | 0 | 0 | 0 | 0 | 344326.8984 | 0 | 0 | 0 | 0 | 0 | 0 | 0 | 0 | 0 | 0 | 0
2016-03-09 17:00 | 0 | 0 | 0 | 0 | 0 | 768614.8984 | 424288 | 0 | 0 | 0 | 1090116.1406 | 0 | 0 | 0 | 0 | 0 | 0 | 0 | 0 | 0 | 0 | 0 | 0 | 0 | 344326.8984 | 0 | 0 | 0 | 0 | 0 | 0 | 0 | 0 | 0 | 0 | 0
2016-03-09 18:00 | 0 | 0 | 0 | 0 | 0 | 768892.8984 | 424566 | 0 | 0 | 0 | 1434443.039 | 0 | 0 | 0 | 0 | 0 | 0 | 0 | 0 | 0 | 0 | 0 | 0 | 0 | 344326.8984 | 0 | 0 | 0 | 0 | 0 | 0 | 0 | 0 | 0 | 0 | 0
2016-03-09 19:00 | 0 | 0 | 0 | 0 | 0 | 769045.8984 | 424719 | 0 | 0 | 0 | 1778769.9374 | 0 | 0 | 0 | 0 | 0 | 0 | 0 | 0 | 0 | 0 | 0 | 0 | 0 | 344326.8984 | 0 | 0 | 0 | 0 | 0 | 0 | 0 | 0 | 0 | 0 | 0
2016-03-09 20:00 | 0 | 0 | 0 | 0 | 0 | 768202.8984 | 423876 | 0 | 0 | 0 | 2123096.8357 | 0 | 0 | 0 | 0 | 0 | 0 | 0 | 0 | 0 | 0 | 0 | 0 | 0 | 344326.8984 | 0 | 0 | 0 | 0 | 0 | 0 | 0 | 0 | 0 | 0 | 0
2016-03-09 21:00 | 0 | 0 | 0 | 0 | 0 | 768819.8984 | 424493 | 0 | 0 | 0 | 2467423.7341 | 0 | 0 | 0 | 0 | 0 | 0 | 0 | 0 | 0 | 0 | 0 | 0 | 0 | 344326.8984 | 0 | 0 | 0 | 0 | 0 | 0 | 0 | 0 | 0 | 0 | 0
2016-03-09 22:00 | 0 | 0 | 0 | 0 | 0 | 790191.1378 | 426869 | 0 | 0 | 0 | 2811750.6325 | 0 | 0 | 18995.2394 | 0 | 0 | 0 | 0 | 0 | 0 | 0 | 0 | 0 | 0 | 344326.8984 | 0 | 0 | 0 | 18995.2394 | 0 | 0 | 0 | 0 | 0 | 0 | 0
2016-03-09 23:00 | 0 | 0 | 0 | 0 | 74728.4892 | 686911.1697 | 436308 | 0 | 0 | 0 | 3156077.5308 | 0 | 0 | 0 | 0 | 0 | 0 | 0 | 0 | 0 | 0 | 0 | 0 | 0 | 344326.8984 | 0 | 0 | 0 | -18995.2394 | 0 | 0 | 0 | 0 | 0 | 0 | 0
2016-03-10 | 0 | 0 | 0 | 0 | 220915.4304 | 209501.1118 | 446277 | 0 | 0 | 0 | 3140217.073 | 0 | 0 | 0 | 0 | 0 | 0 | 0 | 0 | 0 | 0 | 0 | 0 | 0 | -15860.4579 | 0 | 0 | 0 | 0 | 0 | 0 | 0 | 0 | 0 | 0 | 0
2016-03-10 01:00 | 0 | 0 | 0 | 0 | 95706.2692 | 3277.8325 | 443311 | 0 | 0 | 0 | 2795890.1746 | 0 | 0 | 0 | 0 | 0 | 0 | 0 | 0 | 0 | 0 | 0 | 0 | 0 | -344326.8984 | 0 | 0 | 0 | 0 | 0 | 0 | 0 | 0 | 0 | 0 | 0
2016-03-10 02:00 | 0 | 0 | 0 | 0 | 87475.1016 | 0 | 431802 | 0 | 0 | 0 | 2451563.2762 | 0 | 0 | 0 | 0 | 0 | 0 | 0 | 0 | 0 | 0 | 0 | 0 | 0 | -344326.8984 | 0 | 0 | 0 | 0 | 0 | 0 | 0 | 0 | 0 | 0 | 0
2016-03-10 03:00 | 0 | 0 | 0 | 0 | 68090.1016 | 0 | 412417 | 0 | 0 | 0 | 2107236.3779 | 0 | 0 | 0 | 0 | 0 | 0 | 0 | 0 | 0 | 0 | 0 | 0 | 0 | -344326.8984 | 0 | 0 | 0 | 0 | 0 | 0 | 0 | 0 | 0 | 0 | 0
2016-03-10 04:00 | 0 | 0 | 0 | 0 | 312762.9487 | 0 | 387558 | 0 | 0 | 0 | 2032441.3265 | 0 | 0 | 0 | 0 | 0 | 0 | 0 | 0 | 0 | 0 | 0 | 0 | 0 | -74795.0513 | 0 | 0 | 0 | 0 | 0 | 0 | 0 | 0 | 0 | 0 | 0
2016-03-10 05:00 | 0 | 0 | 0 | 0 | 20971.1016 | 0 | 365298 | 0 | 0 | 0 | 1688114.4282 | 0 | 0 | 0 | 0 | 0 | 0 | 0 | 0 | 0 | 0 | 0 | 0 | 0 | -344326.8984 | 0 | 0 | 0 | 0 | 0 | 0 | 0 | 0 | 0 | 0 | 0
2016-03-10 06:00 | 0 | 0 | 0 | 0 | 4448.1016 | 0 | 348775 | 0 | 0 | 0 | 1343787.5298 | 0 | 0 | 0 | 0 | 0 | 0 | 0 | 0 | 0 | 0 | 0 | 0 | 0 | -344326.8984 | 0 | 0 | 0 | 0 | 0 | 0 | 0 | 0 | 0 | 0 | 0
2016-03-10 07:00 | 0 | 0 | 0 | 0 | 310885.4884 | 0 | 337334 | 0 | 0 | 0 | 1317339.0182 | 0 | 0 | 0 | 0 | 0 | 0 | 0 | 0 | 0 | 0 | 0 | 0 | 0 | -26448.5116 | 0 | 0 | 0 | 0 | 0 | 0 | 0 | 0 | 0 | 0 | 0
2016-03-10 08:00 | 0 | 0 | 0 | 0 | 0 | 0 | 331475 | 0 | 0 | 0 | 985864.0182 | 0 | 0 | 0 | 0 | 0 | 0 | 0 | 0 | 0 | 0 | 0 | 0 | 0 | -331475 | 0 | 0 | 0 | 0 | 0 | 0 | 0 | 0 | 0 | 0 | 0
2016-03-10 09:00 | 0 | 0 | 0 | 0 | 0 | 0 | 332082 | 0 | 0 | 0 | 653782.0182 | 0 | 0 | 0 | 0 | 0 | 0 | 0 | 0 | 0 | 0 | 0 | 0 | 0 | -332082 | 0 | 0 | 0 | 0 | 0 | 0 | 0 | 0 | 0 | 0 | 0
2016-03-10 10:00 | 0 | 0 | 0 | 0 | 321297.7883 | 0 | 344103 | 0 | 0 | 0 | 630976.8065 | 0 | 0 | 0 | 0 | 0 | 0 | 0 | 0 | 0 | 0 | 0 | 0 | 0 | -22805.2117 | 0 | 0 | 0 | 0 | 0 | 0 | 0 | 0 | 0 | 0 | 0
2016-03-10 11:00 | 0 | 0 | 0 | 0 | 425871.9902 | 0 | 368195 | 0 | 0 | 0 | 688653.7967 | 0 | 0 | 0 | 0 | 0 | 0 | 0 | 0 | 0 | 0 | 0 | 0 | 0 | 57676.9902 | 0 | 0 | 0 | 0 | 0 | 0 | 0 | 0 | 0 | 0 | 0
2016-03-10 12:00 | 0 | 0 | 0 | 0 | 49078.1016 | 0 | 393405 | 0 | 0 | 0 | 344326.8984 | 0 | 0 | 0 | 0 | 0 | 0 | 0 | 0 | 0 | 0 | 0 | 0 | 0 | -344326.8984 | 0 | 0 | 0 | 0 | 0 | 0 | 0 | 0 | 0 | 0 | 0
2016-03-10 13:00 | 0 | 0 | 0 | 0 | 34396.2676 | 28163.834 | 406887 | 0 | 0 | 0 | 0 | 0 | 0 | 0 | 0 | 0 | 0 | 0 | 0 | 0 | 0 | 0 | 0 | 0 | -344326.8984 | 0 | 0 | 0 | 0 | 0 | 0 | 0 | 0 | 0 | 0 | 0
2016-03-10 14:00 | 0 | 0 | 0 | 0 | 251272.9967 | 509483.9017 | 416430 | 0 | 0 | 0 | 344326.8984 | 0 | 0 | 0 | 0 | 0 | 0 | 0 | 0 | 0 | 0 | 0 | 0 | 0 | 344326.8984 | 0 | 0 | 0 | 0 | 0 | 0 | 0 | 0 | 0 | 0 | 0
2016-03-10 15:00 | 0 | 0 | 0 | 0 | 0 | 768410.8984 | 424084 | 0 | 0 | 0 | 688653.7967 | 0 | 0 | 0 | 0 | 0 | 0 | 0 | 0 | 0 | 0 | 0 | 0 | 0 | 344326.8984 | 0 | 0 | 0 | 0 | 0 | 0 | 0 | 0 | 0 | 0 | 0
2016-03-10 16:00 | 0 | 0 | 0 | 0 | 0 | 771661.8984 | 427335 | 0 | 0 | 0 | 1032980.6951 | 0 | 0 | 0 | 0 | 0 | 0 | 0 | 0 | 0 | 0 | 0 | 0 | 0 | 344326.8984 | 0 | 0 | 0 | 0 | 0 | 0 | 0 | 0 | 0 | 0 | 0
2016-03-10 17:00 | 0 | 0 | 0 | 0 | 0 | 773192.8984 | 428866 | 0 | 0 | 0 | 1377307.5935 | 0 | 0 | 0 | 0 | 0 | 0 | 0 | 0 | 0 | 0 | 0 | 0 | 0 | 344326.8984 | 0 | 0 | 0 | 0 | 0 | 0 | 0 | 0 | 0 | 0 | 0
2016-03-10 18:00 | 0 | 0 | 0 | 0 | 0 | 774898.8984 | 430572 | 0 | 0 | 0 | 1721634.4918 | 0 | 0 | 0 | 0 | 0 | 0 | 0 | 0 | 0 | 0 | 0 | 0 | 0 | 344326.8984 | 0 | 0 | 0 | 0 | 0 | 0 | 0 | 0 | 0 | 0 | 0
2016-03-10 19:00 | 0 | 0 | 0 | 0 | 0 | 776027.8984 | 431701 | 0 | 0 | 0 | 2065961.3902 | 0 | 0 | 0 | 0 | 0 | 0 | 0 | 0 | 0 | 0 | 0 | 0 | 0 | 344326.8984 | 0 | 0 | 0 | 0 | 0 | 0 | 0 | 0 | 0 | 0 | 0
2016-03-10 20:00 | 0 | 0 | 0 | 0 | 0 | 776477.8984 | 432151 | 0 | 0 | 0 | 2410288.2886 | 0 | 0 | 0 | 0 | 0 | 0 | 0 | 0 | 0 | 0 | 0 | 0 | 0 | 344326.8984 | 0 | 0 | 0 | 0 | 0 | 0 | 0 | 0 | 0 | 0 | 0
2016-03-10 21:00 | 0 | 0 | 0 | 0 | 0 | 777342.8984 | 433016 | 0 | 0 | 0 | 2754615.1869 | 0 | 0 | 0 | 0 | 0 | 0 | 0 | 0 | 0 | 0 | 0 | 0 | 0 | 344326.8984 | 0 | 0 | 0 | 0 | 0 | 0 | 0 | 0 | 0 | 0 | 0
2016-03-10 22:00 | 0 | 0 | 0 | 0 | 0 | 797957.1378 | 434635 | 0 | 0 | 0 | 3098942.0853 | 0 | 0 | 18995.2394 | 0 | 0 | 0 | 0 | 0 | 0 | 0 | 0 | 0 | 0 | 344326.8984 | 0 | 0 | 0 | 18995.2394 | 0 | 0 | 0 | 0 | 0 | 0 | 0
2016-03-10 23:00 | 0 | 0 | 0 | 0 | 0 | 773522.4206 | 440543 | 0 | 0 | 0 | 3443268.9837 | 0 | 0 | 7647.7617 | 0 | 0 | 0 | 0 | 0 | 0 | 0 | 0 | 0 | 0 | 344326.8984 | 0 | 0 | 0 | -11347.4777 | 0 | 0 | 0 | 0 | 0 | 0 | 0
2016-03-11 | 0 | 0 | 0 | 0 | 0 | 246183.2674 | 448569 | 0 | 0 | 0 | 3248531.0127 | 0 | 0 | 0 | 0 | 0 | 0 | 0 | 0 | 0 | 0 | 0 | 0 | 0 | -194737.9709 | 0 | 0 | 0 | -7647.7617 | 0 | 0 | 0 | 0 | 0 | 0 | 0
2016-03-11 01:00 | 0 | 0 | 0 | 0 | 98700.6124 | 3982.4892 | 447010 | 0 | 0 | 0 | 2904204.1143 | 0 | 0 | 0 | 0 | 0 | 0 | 0 | 0 | 0 | 0 | 0 | 0 | 0 | -344326.8984 | 0 | 0 | 0 | 0 | 0 | 0 | 0 | 0 | 0 | 0 | 0
2016-03-11 02:00 | 0 | 0 | 0 | 0 | 91928.1016 | 0 | 436255 | 0 | 0 | 0 | 2559877.216 | 0 | 0 | 0 | 0 | 0 | 0 | 0 | 0 | 0 | 0 | 0 | 0 | 0 | -344326.8984 | 0 | 0 | 0 | 0 | 0 | 0 | 0 | 0 | 0 | 0 | 0
2016-03-11 03:00 | 0 | 0 | 0 | 0 | 72683.1016 | 0 | 417010 | 0 | 0 | 0 | 2215550.3176 | 0 | 0 | 0 | 0 | 0 | 0 | 0 | 0 | 0 | 0 | 0 | 0 | 0 | -344326.8984 | 0 | 0 | 0 | 0 | 0 | 0 | 0 | 0 | 0 | 0 | 0
2016-03-11 04:00 | 0 | 0 | 0 | 0 | 48369.1016 | 0 | 392696 | 0 | 0 | 0 | 1871223.4193 | 0 | 0 | 0 | 0 | 0 | 0 | 0 | 0 | 0 | 0 | 0 | 0 | 0 | -344326.8984 | 0 | 0 | 0 | 0 | 0 | 0 | 0 | 0 | 0 | 0 | 0
2016-03-11 05:00 | 0 | 0 | 0 | 0 | 27259.1016 | 0 | 371586 | 0 | 0 | 0 | 1526896.5209 | 0 | 0 | 0 | 0 | 0 | 0 | 0 | 0 | 0 | 0 | 0 | 0 | 0 | -344326.8984 | 0 | 0 | 0 | 0 | 0 | 0 | 0 | 0 | 0 | 0 | 0
2016-03-11 06:00 | 0 | 0 | 0 | 0 | 698989.8984 | 0 | 354663 | 0 | 0 | 0 | 1871223.4193 | 0 | 0 | 0 | 0 | 0 | 0 | 0 | 0 | 0 | 0 | 0 | 0 | 0 | 344326.8984 | 0 | 0 | 0 | 0 | 0 | 0 | 0 | 0 | 0 | 0 | 0
2016-03-11 07:00 | 0 | 0 | 0 | 0 | 0 | 0 | 342633 | 0 | 0 | 0 | 1528590.4193 | 0 | 0 | 0 | 0 | 0 | 0 | 0 | 0 | 0 | 0 | 0 | 0 | 0 | -342633 | 0 | 0 | 0 | 0 | 0 | 0 | 0 | 0 | 0 | 0 | 0
2016-03-11 08:00 | 0 | 0 | 0 | 0 | 0 | 0 | 336132 | 0 | 0 | 0 | 1192458.4193 | 0 | 0 | 0 | 0 | 0 | 0 | 0 | 0 | 0 | 0 | 0 | 0 | 0 | -336132 | 0 | 0 | 0 | 0 | 0 | 0 | 0 | 0 | 0 | 0 | 0
2016-03-11 09:00 | 0 | 0 | 0 | 0 | 0 | 0 | 336078 | 0 | 0 | 0 | 856380.4193 | 0 | 0 | 0 | 0 | 0 | 0 | 0 | 0 | 0 | 0 | 0 | 0 | 0 | -336078 | 0 | 0 | 0 | 0 | 0 | 0 | 0 | 0 | 0 | 0 | 0
2016-03-11 10:00 | 0 | 0 | 0 | 0 | 1169.1016 | 0 | 345496 | 0 | 0 | 0 | 512053.5209 | 0 | 0 | 0 | 0 | 0 | 0 | 0 | 0 | 0 | 0 | 0 | 0 | 0 | -344326.8984 | 0 | 0 | 0 | 0 | 0 | 0 | 0 | 0 | 0 | 0 | 0
2016-03-11 11:00 | 0 | 0 | 0 | 0 | 25925.1016 | 0 | 370252 | 0 | 0 | 0 | 167726.6225 | 0 | 0 | 0 | 0 | 0 | 0 | 0 | 0 | 0 | 0 | 0 | 0 | 0 | -344326.8984 | 0 | 0 | 0 | 0 | 0 | 0 | 0 | 0 | 0 | 0 | 0
2016-03-11 12:00 | 0 | 0 | 0 | 0 | 739655.8984 | 0 | 395329 | 0 | 0 | 0 | 512053.5209 | 0 | 0 | 0 | 0 | 0 | 0 | 0 | 0 | 0 | 0 | 0 | 0 | 0 | 344326.8984 | 0 | 0 | 0 | 0 | 0 | 0 | 0 | 0 | 0 | 0 | 0
2016-03-11 13:00 | 0 | 0 | 0 | 0 | 26564.6936 | 38123.408 | 409015 | 0 | 0 | 0 | 167726.6225 | 0 | 0 | 0 | 0 | 0 | 0 | 0 | 0 | 0 | 0 | 0 | 0 | 0 | -344326.8984 | 0 | 0 | 0 | 0 | 0 | 0 | 0 | 0 | 0 | 0 | 0
2016-03-11 14:00 | 0 | 0 | 0 | 0 | 0 | 488235.4594 | 417633 | 0 | 0 | 0 | 238329.0819 | 0 | 0 | 0 | 0 | 0 | 0 | 0 | 0 | 0 | 0 | 0 | 0 | 0 | 70602.4594 | 0 | 0 | 0 | 0 | 0 | 0 | 0 | 0 | 0 | 0 | 0
2016-03-11 15:00 | 0 | 0 | 0 | 0 | 11902.4379 | 757098.4605 | 424674 | 0 | 0 | 0 | 582655.9803 | 0 | 0 | 0 | 0 | 0 | 0 | 0 | 0 | 0 | 0 | 0 | 0 | 0 | 344326.8984 | 0 | 0 | 0 | 0 | 0 | 0 | 0 | 0 | 0 | 0 | 0
2016-03-11 16:00 | 0 | 0 | 0 | 0 | 0 | 773332.8984 | 429006 | 0 | 0 | 0 | 926982.8786 | 0 | 0 | 0 | 0 | 0 | 0 | 0 | 0 | 0 | 0 | 0 | 0 | 0 | 344326.8984 | 0 | 0 | 0 | 0 | 0 | 0 | 0 | 0 | 0 | 0 | 0
2016-03-11 17:00 | 0 | 0 | 0 | 0 | 0 | 773979.8984 | 429653 | 0 | 0 | 0 | 1271309.777 | 0 | 0 | 0 | 0 | 0 | 0 | 0 | 0 | 0 | 0 | 0 | 0 | 0 | 344326.8984 | 0 | 0 | 0 | 0 | 0 | 0 | 0 | 0 | 0 | 0 | 0
2016-03-11 18:00 | 0 | 0 | 0 | 0 | 0 | 774097.8984 | 429771 | 0 | 0 | 0 | 1615636.6754 | 0 | 0 | 0 | 0 | 0 | 0 | 0 | 0 | 0 | 0 | 0 | 0 | 0 | 344326.8984 | 0 | 0 | 0 | 0 | 0 | 0 | 0 | 0 | 0 | 0 | 0
2016-03-11 19:00 | 0 | 0 | 0 | 0 | 0 | 773439.8984 | 429113 | 0 | 0 | 0 | 1959963.5737 | 0 | 0 | 0 | 0 | 0 | 0 | 0 | 0 | 0 | 0 | 0 | 0 | 0 | 344326.8984 | 0 | 0 | 0 | 0 | 0 | 0 | 0 | 0 | 0 | 0 | 0
2016-03-11 20:00 | 0 | 0 | 0 | 0 | 0 | 771046.8984 | 426720 | 0 | 0 | 0 | 2304290.4721 | 0 | 0 | 0 | 0 | 0 | 0 | 0 | 0 | 0 | 0 | 0 | 0 | 0 | 344326.8984 | 0 | 0 | 0 | 0 | 0 | 0 | 0 | 0 | 0 | 0 | 0
2016-03-11 21:00 | 0 | 0 | 0 | 0 | 0 | 788256.1378 | 424934 | 0 | 0 | 0 | 2648617.3705 | 0 | 0 | 18995.2394 | 0 | 0 | 0 | 0 | 0 | 0 | 0 | 0 | 0 | 0 | 344326.8984 | 0 | 0 | 0 | 18995.2394 | 0 | 0 | 0 | 0 | 0 | 0 | 0
2016-03-11 22:00 | 0 | 0 | 0 | 0 | 0 | 722238.9464 | 422823 | 0 | 0 | 0 | 2967028.5563 | 0 | 0 | 0 | 0 | 0 | 0 | 0 | 0 | 0 | 0 | 0 | 0 | 0 | 318411.1858 | 0 | 0 | 0 | -18995.2394 | 0 | 0 | 0 | 0 | 0 | 0 | 0
2016-03-11 23:00 | 0 | 0 | 0 | 0 | 0 | 519170.351 | 424991 | 0 | 0 | 0 | 3061207.9073 | 0 | 0 | 0 | 0 | 0 | 0 | 0 | 0 | 0 | 0 | 0 | 0 | 0 | 94179.351 | 0 | 0 | 0 | 0 | 0 | 0 | 0 | 0 | 0 | 0 | 0
2016-03-12 | 0 | 0 | 0 | 0 | 0 | 154004.3944 | 430809 | 0 | 0 | 0 | 2784403.3017 | 0 | 0 | 0 | 0 | 0 | 0 | 0 | 0 | 0 | 0 | 0 | 0 | 0 | -276804.6056 | 0 | 0 | 0 | 0 | 0 | 0 | 0 | 0 | 0 | 0 | 0
2016-03-12 01:00 | 0 | 0 | 0 | 0 | 80837.2769 | 3479.8247 | 428644 | 0 | 0 | 0 | 2440076.4033 | 0 | 0 | 0 | 0 | 0 | 0 | 0 | 0 | 0 | 0 | 0 | 0 | 0 | -344326.8984 | 0 | 0 | 0 | 0 | 0 | 0 | 0 | 0 | 0 | 0 | 0
2016-03-12 02:00 | 0 | 0 | 0 | 0 | 73339.1016 | 0 | 417666 | 0 | 0 | 0 | 2095749.5049 | 0 | 0 | 0 | 0 | 0 | 0 | 0 | 0 | 0 | 0 | 0 | 0 | 0 | -344326.8984 | 0 | 0 | 0 | 0 | 0 | 0 | 0 | 0 | 0 | 0 | 0
2016-03-12 03:00 | 0 | 0 | 0 | 0 | 60630.1016 | 0 | 404957 | 0 | 0 | 0 | 1751422.6066 | 0 | 0 | 0 | 0 | 0 | 0 | 0 | 0 | 0 | 0 | 0 | 0 | 0 | -344326.8984 | 0 | 0 | 0 | 0 | 0 | 0 | 0 | 0 | 0 | 0 | 0
2016-03-12 04:00 | 0 | 0 | 0 | 0 | 37837.1016 | 0 | 382164 | 0 | 0 | 0 | 1407095.7082 | 0 | 0 | 0 | 0 | 0 | 0 | 0 | 0 | 0 | 0 | 0 | 0 | 0 | -344326.8984 | 0 | 0 | 0 | 0 | 0 | 0 | 0 | 0 | 0 | 0 | 0
2016-03-12 05:00 | 0 | 0 | 0 | 0 | 20631.1016 | 0 | 364958 | 0 | 0 | 0 | 1062768.8098 | 0 | 0 | 0 | 0 | 0 | 0 | 0 | 0 | 0 | 0 | 0 | 0 | 0 | -344326.8984 | 0 | 0 | 0 | 0 | 0 | 0 | 0 | 0 | 0 | 0 | 0
2016-03-12 06:00 | 0 | 0 | 0 | 0 | 694657.8984 | 0 | 350331 | 0 | 0 | 0 | 1407095.7082 | 0 | 0 | 0 | 0 | 0 | 0 | 0 | 0 | 0 | 0 | 0 | 0 | 0 | 344326.8984 | 0 | 0 | 0 | 0 | 0 | 0 | 0 | 0 | 0 | 0 | 0
2016-03-12 07:00 | 0 | 0 | 0 | 0 | 0 | 0 | 338382 | 0 | 0 | 0 | 1068713.7082 | 0 | 0 | 0 | 0 | 0 | 0 | 0 | 0 | 0 | 0 | 0 | 0 | 0 | -338382 | 0 | 0 | 0 | 0 | 0 | 0 | 0 | 0 | 0 | 0 | 0
2016-03-12 08:00 | 0 | 0 | 0 | 0 | 0 | 0 | 331415 | 0 | 0 | 0 | 737298.7082 | 0 | 0 | 0 | 0 | 0 | 0 | 0 | 0 | 0 | 0 | 0 | 0 | 0 | -331415 | 0 | 0 | 0 | 0 | 0 | 0 | 0 | 0 | 0 | 0 | 0
2016-03-12 09:00 | 0 | 0 | 0 | 0 | 0 | 0 | 328871 | 0 | 0 | 0 | 408427.7082 | 0 | 0 | 0 | 0 | 0 | 0 | 0 | 0 | 0 | 0 | 0 | 0 | 0 | -328871 | 0 | 0 | 0 | 0 | 0 | 0 | 0 | 0 | 0 | 0 | 0
2016-03-12 10:00 | 0 | 0 | 0 | 0 | 373738.5906 | 0 | 331181 | 0 | 0 | 0 | 450985.2988 | 0 | 0 | 0 | 0 | 0 | 0 | 0 | 0 | 0 | 0 | 0 | 0 | 0 | 42557.5906 | 0 | 0 | 0 | 0 | 0 | 0 | 0 | 0 | 0 | 0 | 0
2016-03-12 11:00 | 0 | 0 | 0 | 0 | 565531.7099 | 0 | 337640 | 0 | 0 | 0 | 674901.9071 | 0 | 0 | 3975.1016 | 0 | 0 | 0 | 0 | 0 | 0 | 0 | 0 | 0 | 0 | 223916.6083 | 0 | 0 | 0 | 3975.1016 | 0 | 0 | 0 | 0 | 0 | 0 | 0
2016-03-12 12:00 | 0 | 0 | 0 | 0 | 0 | 0 | 348302 | 0 | 0 | 0 | 330575.0087 | 0 | 0 | 0 | 0 | 0 | 0 | 0 | 0 | 0 | 0 | 0 | 0 | 0 | -344326.8984 | 0 | 0 | 0 | -3975.1016 | 0 | 0 | 0 | 0 | 0 | 0 | 0
2016-03-12 13:00 | 0 | 0 | 0 | 0 | 0 | 32176.9913 | 362752 | 0 | 0 | 0 | 0 | 0 | 0 | 0 | 0 | 0 | 0 | 0 | 0 | 0 | 0 | 0 | 0 | 0 | -330575.0087 | 0 | 0 | 0 | 0 | 0 | 0 | 0 | 0 | 0 | 0 | 0
2016-03-12 14:00 | 0 | 0 | 0 | 0 | 0 | 443145.0907 | 377676 | 0 | 0 | 0 | 65469.0907 | 0 | 0 | 0 | 0 | 0 | 0 | 0 | 0 | 0 | 0 | 0 | 0 | 0 | 65469.0907 | 0 | 0 | 0 | 0 | 0 | 0 | 0 | 0 | 0 | 0 | 0
2016-03-12 15:00 | 0 | 0 | 0 | 0 | 0 | 732581.8984 | 388255 | 0 | 0 | 0 | 409795.9891 | 0 | 0 | 0 | 0 | 0 | 0 | 0 | 0 | 0 | 0 | 0 | 0 | 0 | 344326.8984 | 0 | 0 | 0 | 0 | 0 | 0 | 0 | 0 | 0 | 0 | 0
2016-03-12 16:00 | 0 | 0 | 0 | 0 | 0 | 737801.8984 | 393475 | 0 | 0 | 0 | 754122.8874 | 0 | 0 | 0 | 0 | 0 | 0 | 0 | 0 | 0 | 0 | 0 | 0 | 0 | 344326.8984 | 0 | 0 | 0 | 0 | 0 | 0 | 0 | 0 | 0 | 0 | 0
2016-03-12 17:00 | 0 | 0 | 0 | 0 | 0 | 738784.8984 | 394458 | 0 | 0 | 0 | 1098449.7858 | 0 | 0 | 0 | 0 | 0 | 0 | 0 | 0 | 0 | 0 | 0 | 0 | 0 | 344326.8984 | 0 | 0 | 0 | 0 | 0 | 0 | 0 | 0 | 0 | 0 | 0
2016-03-12 18:00 | 0 | 0 | 0 | 0 | 0 | 737714.8984 | 393388 | 0 | 0 | 0 | 1442776.6842 | 0 | 0 | 0 | 0 | 0 | 0 | 0 | 0 | 0 | 0 | 0 | 0 | 0 | 344326.8984 | 0 | 0 | 0 | 0 | 0 | 0 | 0 | 0 | 0 | 0 | 0
2016-03-12 19:00 | 0 | 0 | 0 | 0 | 0 | 735691.8984 | 391365 | 0 | 0 | 0 | 1787103.5825 | 0 | 0 | 0 | 0 | 0 | 0 | 0 | 0 | 0 | 0 | 0 | 0 | 0 | 344326.8984 | 0 | 0 | 0 | 0 | 0 | 0 | 0 | 0 | 0 | 0 | 0
2016-03-12 20:00 | 0 | 0 | 0 | 0 | 0 | 734711.8984 | 390385 | 0 | 0 | 0 | 2131430.4809 | 0 | 0 | 0 | 0 | 0 | 0 | 0 | 0 | 0 | 0 | 0 | 0 | 0 | 344326.8984 | 0 | 0 | 0 | 0 | 0 | 0 | 0 | 0 | 0 | 0 | 0
2016-03-12 21:00 | 0 | 0 | 0 | 0 | 0 | 735101.8984 | 390775 | 0 | 0 | 0 | 2475757.3793 | 0 | 0 | 0 | 0 | 0 | 0 | 0 | 0 | 0 | 0 | 0 | 0 | 0 | 344326.8984 | 0 | 0 | 0 | 0 | 0 | 0 | 0 | 0 | 0 | 0 | 0
2016-03-12 22:00 | 0 | 0 | 0 | 0 | 0 | 749971.0519 | 392732 | 0 | 0 | 0 | 2820084.2776 | 0 | 0 | 12912.1535 | 0 | 0 | 0 | 0 | 0 | 0 | 0 | 0 | 0 | 0 | 344326.8984 | 0 | 0 | 0 | 12912.1535 | 0 | 0 | 0 | 0 | 0 | 0 | 0
2016-03-12 23:00 | 0 | 0 | 0 | 0 | 0 | 750128.9843 | 399719 | 0 | 0 | 0 | 3164411.176 | 0 | 0 | 18995.2394 | 0 | 0 | 0 | 0 | 0 | 0 | 0 | 0 | 0 | 0 | 344326.8984 | 0 | 0 | 0 | 6083.0859 | 0 | 0 | 0 | 0 | 0 | 0 | 0
2016-03-13 | 0 | 0 | 0 | 0 | 0 | 270657.0387 | 407436 | 0 | 0 | 0 | 3046627.4541 | 0 | 0 | 0 | 0 | 0 | 0 | 0 | 0 | 0 | 0 | 0 | 0 | 0 | -117783.7219 | 0 | 0 | 0 | -18995.2394 | 0 | 0 | 0 | 0 | 0 | 0 | 0
2016-03-13 01:00 | 0 | 0 | 0 | 0 | 57034.1099 | 5154.9918 | 406516 | 0 | 0 | 0 | 2702300.5558 | 0 | 0 | 0 | 0 | 0 | 0 | 0 | 0 | 0 | 0 | 0 | 0 | 0 | -344326.8984 | 0 | 0 | 0 | 0 | 0 | 0 | 0 | 0 | 0 | 0 | 0
2016-03-13 02:00 | 0 | 0 | 0 | 0 | 54549.1016 | 0 | 398876 | 0 | 0 | 0 | 2357973.6574 | 0 | 0 | 0 | 0 | 0 | 0 | 0 | 0 | 0 | 0 | 0 | 0 | 0 | -344326.8984 | 0 | 0 | 0 | 0 | 0 | 0 | 0 | 0 | 0 | 0 | 0
2016-03-13 03:00 | 0 | 0 | 0 | 0 | 41964.1016 | 0 | 386291 | 0 | 0 | 0 | 2013646.7591 | 0 | 0 | 0 | 0 | 0 | 0 | 0 | 0 | 0 | 0 | 0 | 0 | 0 | -344326.8984 | 0 | 0 | 0 | 0 | 0 | 0 | 0 | 0 | 0 | 0 | 0
2016-03-13 04:00 | 0 | 0 | 0 | 0 | 24062.1016 | 0 | 368389 | 0 | 0 | 0 | 1669319.8607 | 0 | 0 | 0 | 0 | 0 | 0 | 0 | 0 | 0 | 0 | 0 | 0 | 0 | -344326.8984 | 0 | 0 | 0 | 0 | 0 | 0 | 0 | 0 | 0 | 0 | 0
2016-03-13 05:00 | 0 | 0 | 0 | 0 | 695387.8984 | 0 | 351061 | 0 | 0 | 0 | 2013646.7591 | 0 | 0 | 0 | 0 | 0 | 0 | 0 | 0 | 0 | 0 | 0 | 0 | 0 | 344326.8984 | 0 | 0 | 0 | 0 | 0 | 0 | 0 | 0 | 0 | 0 | 0
2016-03-13 06:00 | 0 | 0 | 0 | 0 | 0 | 0 | 337314 | 0 | 0 | 0 | 1676332.7591 | 0 | 0 | 0 | 0 | 0 | 0 | 0 | 0 | 0 | 0 | 0 | 0 | 0 | -337314 | 0 | 0 | 0 | 0 | 0 | 0 | 0 | 0 | 0 | 0 | 0
2016-03-13 07:00 | 0 | 0 | 0 | 0 | 0 | 0 | 327141 | 0 | 0 | 0 | 1349191.7591 | 0 | 0 | 0 | 0 | 0 | 0 | 0 | 0 | 0 | 0 | 0 | 0 | 0 | -327141 | 0 | 0 | 0 | 0 | 0 | 0 | 0 | 0 | 0 | 0 | 0
2016-03-13 08:00 | 0 | 0 | 0 | 0 | 0 | 0 | 320515 | 0 | 0 | 0 | 1028676.7591 | 0 | 0 | 0 | 0 | 0 | 0 | 0 | 0 | 0 | 0 | 0 | 0 | 0 | -320515 | 0 | 0 | 0 | 0 | 0 | 0 | 0 | 0 | 0 | 0 | 0
2016-03-13 09:00 | 0 | 0 | 0 | 0 | 0 | 0 | 318901 | 0 | 0 | 0 | 709775.7591 | 0 | 0 | 0 | 0 | 0 | 0 | 0 | 0 | 0 | 0 | 0 | 0 | 0 | -318901 | 0 | 0 | 0 | 0 | 0 | 0 | 0 | 0 | 0 | 0 | 0
2016-03-13 10:00 | 0 | 0 | 0 | 0 | 0 | 0 | 322082 | 0 | 0 | 0 | 387693.7591 | 0 | 0 | 0 | 0 | 0 | 0 | 0 | 0 | 0 | 0 | 0 | 0 | 0 | -322082 | 0 | 0 | 0 | 0 | 0 | 0 | 0 | 0 | 0 | 0 | 0
2016-03-13 11:00 | 0 | 0 | 0 | 0 | 0 | 0 | 327898 | 0 | 0 | 0 | 59795.7591 | 0 | 0 | 0 | 0 | 0 | 0 | 0 | 0 | 0 | 0 | 0 | 0 | 0 | -327898 | 0 | 0 | 0 | 0 | 0 | 0 | 0 | 0 | 0 | 0 | 0
2016-03-13 12:00 | 0 | 0 | 0 | 0 | 689306.3316 | 0 | 336578 | 0 | 0 | 0 | 404122.6574 | 0 | 0 | 8401.4333 | 0 | 0 | 0 | 0 | 0 | 0 | 0 | 0 | 0 | 0 | 344326.8984 | 0 | 0 | 0 | 8401.4333 | 0 | 0 | 0 | 0 | 0 | 0 | 0
2016-03-13 13:00 | 0 | 0 | 0 | 0 | 0 | 53894.2486 | 349873 | 0 | 0 | 0 | 116545.3392 | 0 | 0 | 0 | 0 | 0 | 0 | 0 | 0 | 0 | 0 | 0 | 0 | 0 | -287577.3182 | 0 | 0 | 0 | -8401.4333 | 0 | 0 | 0 | 0 | 0 | 0 | 0
2016-03-13 14:00 | 0 | 0 | 0 | 0 | 0 | 533404.6483 | 364303 | 0 | 0 | 0 | 285646.9875 | 0 | 0 | 0 | 0 | 0 | 0 | 0 | 0 | 0 | 0 | 0 | 0 | 0 | 169101.6483 | 0 | 0 | 0 | 0 | 0 | 0 | 0 | 0 | 0 | 0 | 0
2016-03-13 15:00 | 0 | 0 | 0 | 0 | 0 | 719071.8984 | 374745 | 0 | 0 | 0 | 629973.8859 | 0 | 0 | 0 | 0 | 0 | 0 | 0 | 0 | 0 | 0 | 0 | 0 | 0 | 344326.8984 | 0 | 0 | 0 | 0 | 0 | 0 | 0 | 0 | 0 | 0 | 0
2016-03-13 16:00 | 0 | 0 | 0 | 0 | 0 | 727671.8984 | 383345 | 0 | 0 | 0 | 974300.7842 | 0 | 0 | 0 | 0 | 0 | 0 | 0 | 0 | 0 | 0 | 0 | 0 | 0 | 344326.8984 | 0 | 0 | 0 | 0 | 0 | 0 | 0 | 0 | 0 | 0 | 0
2016-03-13 17:00 | 0 | 0 | 0 | 0 | 0 | 733930.8984 | 389604 | 0 | 0 | 0 | 1318627.6826 | 0 | 0 | 0 | 0 | 0 | 0 | 0 | 0 | 0 | 0 | 0 | 0 | 0 | 344326.8984 | 0 | 0 | 0 | 0 | 0 | 0 | 0 | 0 | 0 | 0 | 0
2016-03-13 18:00 | 0 | 0 | 0 | 0 | 0 | 736359.8984 | 392033 | 0 | 0 | 0 | 1662954.581 | 0 | 0 | 0 | 0 | 0 | 0 | 0 | 0 | 0 | 0 | 0 | 0 | 0 | 344326.8984 | 0 | 0 | 0 | 0 | 0 | 0 | 0 | 0 | 0 | 0 | 0
2016-03-13 19:00 | 0 | 0 | 0 | 0 | 0 | 736926.8984 | 392600 | 0 | 0 | 0 | 2007281.4793 | 0 | 0 | 0 | 0 | 0 | 0 | 0 | 0 | 0 | 0 | 0 | 0 | 0 | 344326.8984 | 0 | 0 | 0 | 0 | 0 | 0 | 0 | 0 | 0 | 0 | 0
2016-03-13 20:00 | 0 | 0 | 0 | 0 | 0 | 738783.8984 | 394457 | 0 | 0 | 0 | 2351608.3777 | 0 | 0 | 0 | 0 | 0 | 0 | 0 | 0 | 0 | 0 | 0 | 0 | 0 | 344326.8984 | 0 | 0 | 0 | 0 | 0 | 0 | 0 | 0 | 0 | 0 | 0
2016-03-13 21:00 | 0 | 0 | 0 | 0 | 0 | 742824.8984 | 398498 | 0 | 0 | 0 | 2695935.2761 | 0 | 0 | 0 | 0 | 0 | 0 | 0 | 0 | 0 | 0 | 0 | 0 | 0 | 344326.8984 | 0 | 0 | 0 | 0 | 0 | 0 | 0 | 0 | 0 | 0 | 0
2016-03-13 22:00 | 0 | 0 | 0 | 0 | 0 | 765355.1378 | 402033 | 0 | 0 | 0 | 3040262.1744 | 0 | 0 | 18995.2394 | 0 | 0 | 0 | 0 | 0 | 0 | 0 | 0 | 0 | 0 | 344326.8984 | 0 | 0 | 0 | 18995.2394 | 0 | 0 | 0 | 0 | 0 | 0 | 0
2016-03-13 23:00 | 0 | 0 | 0 | 0 | 0 | 601546.8792 | 407399 | 0 | 0 | 0 | 3234410.0537 | 0 | 0 | 18995.2394 | 0 | 0 | 0 | 0 | 0 | 0 | 0 | 0 | 0 | 0 | 194147.8792 | 0 | 0 | 0 | 0 | 0 | 0 | 0 | 0 | 0 | 0 | 0
2016-03-14 | 0 | 0 | 0 | 0 | 0 | 204818.0749 | 415290 | 0 | 0 | 0 | 3042933.368 | 0 | 0 | 0 | 0 | 0 | 0 | 0 | 0 | 0 | 0 | 0 | 0 | 0 | -191476.6857 | 0 | 0 | 0 | -18995.2394 | 0 | 0 | 0 | 0 | 0 | 0 | 0
2016-03-14 01:00 | 0 | 0 | 0 | 0 | 68300.8763 | 3787.2253 | 416415 | 0 | 0 | 0 | 2698606.4696 | 0 | 0 | 0 | 0 | 0 | 0 | 0 | 0 | 0 | 0 | 0 | 0 | 0 | -344326.8984 | 0 | 0 | 0 | 0 | 0 | 0 | 0 | 0 | 0 | 0 | 0
2016-03-14 02:00 | 0 | 0 | 0 | 0 | 60397.1016 | 0 | 404724 | 0 | 0 | 0 | 2354279.5712 | 0 | 0 | 0 | 0 | 0 | 0 | 0 | 0 | 0 | 0 | 0 | 0 | 0 | -344326.8984 | 0 | 0 | 0 | 0 | 0 | 0 | 0 | 0 | 0 | 0 | 0
2016-03-14 03:00 | 0 | 0 | 0 | 0 | 40710.1016 | 0 | 385037 | 0 | 0 | 0 | 2009952.6729 | 0 | 0 | 0 | 0 | 0 | 0 | 0 | 0 | 0 | 0 | 0 | 0 | 0 | -344326.8984 | 0 | 0 | 0 | 0 | 0 | 0 | 0 | 0 | 0 | 0 | 0
2016-03-14 04:00 | 0 | 0 | 0 | 0 | 17662.1016 | 0 | 361989 | 0 | 0 | 0 | 1665625.7745 | 0 | 0 | 0 | 0 | 0 | 0 | 0 | 0 | 0 | 0 | 0 | 0 | 0 | -344326.8984 | 0 | 0 | 0 | 0 | 0 | 0 | 0 | 0 | 0 | 0 | 0
2016-03-14 05:00 | 0 | 0 | 0 | 0 | 0 | 0 | 343022 | 0 | 0 | 0 | 1322603.7745 | 0 | 0 | 0 | 0 | 0 | 0 | 0 | 0 | 0 | 0 | 0 | 0 | 0 | -343022 | 0 | 0 | 0 | 0 | 0 | 0 | 0 | 0 | 0 | 0 | 0
2016-03-14 06:00 | 0 | 0 | 0 | 0 | 519957.0739 | 0 | 331889 | 0 | 0 | 0 | 1510671.8484 | 0 | 0 | 0 | 0 | 0 | 0 | 0 | 0 | 0 | 0 | 0 | 0 | 0 | 188068.0739 | 0 | 0 | 0 | 0 | 0 | 0 | 0 | 0 | 0 | 0 | 0
2016-03-14 07:00 | 0 | 0 | 0 | 0 | 0 | 0 | 325049 | 0 | 0 | 0 | 1185622.8484 | 0 | 0 | 0 | 0 | 0 | 0 | 0 | 0 | 0 | 0 | 0 | 0 | 0 | -325049 | 0 | 0 | 0 | 0 | 0 | 0 | 0 | 0 | 0 | 0 | 0
2016-03-14 08:00 | 0 | 0 | 0 | 0 | 0 | 0 | 326183 | 0 | 0 | 0 | 859439.8484 | 0 | 0 | 0 | 0 | 0 | 0 | 0 | 0 | 0 | 0 | 0 | 0 | 0 | -326183 | 0 | 0 | 0 | 0 | 0 | 0 | 0 | 0 | 0 | 0 | 0
2016-03-14 09:00 | 0 | 0 | 0 | 0 | 0 | 0 | 338931 | 0 | 0 | 0 | 520508.8484 | 0 | 0 | 0 | 0 | 0 | 0 | 0 | 0 | 0 | 0 | 0 | 0 | 0 | -338931 | 0 | 0 | 0 | 0 | 0 | 0 | 0 | 0 | 0 | 0 | 0
2016-03-14 10:00 | 0 | 0 | 0 | 0 | 18029.1016 | 0 | 362356 | 0 | 0 | 0 | 176181.95 | 0 | 0 | 0 | 0 | 0 | 0 | 0 | 0 | 0 | 0 | 0 | 0 | 0 | -344326.8984 | 0 | 0 | 0 | 0 | 0 | 0 | 0 | 0 | 0 | 0 | 0
2016-03-14 11:00 | 0 | 0 | 0 | 0 | 384552.9483 | 0 | 391876 | 0 | 0 | 0 | 168858.8984 | 0 | 0 | 0 | 0 | 0 | 0 | 0 | 0 | 0 | 0 | 0 | 0 | 0 | -7323.0517 | 0 | 0 | 0 | 0 | 0 | 0 | 0 | 0 | 0 | 0 | 0
2016-03-14 12:00 | 0 | 0 | 0 | 0 | 586327.8982 | 0 | 409185 | 0 | 0 | 0 | 344326.8984 | 0 | 0 | 1674.8982 | 0 | 0 | 0 | 0 | 0 | 0 | 0 | 0 | 0 | 0 | 175468 | 0 | 0 | 0 | 1674.8982 | 0 | 0 | 0 | 0 | 0 | 0 | 0
2016-03-14 13:00 | 0 | 0 | 0 | 0 | 0 | 74453.2034 | 420455 | 0 | 0 | 0 | 0 | 0 | 0 | 0 | 0 | 0 | 0 | 0 | 0 | 0 | 0 | 0 | 0 | 0 | -344326.8984 | 0 | 0 | 0 | -1674.8982 | 0 | 0 | 0 | 0 | 0 | 0 | 0
2016-03-14 14:00 | 0 | 0 | 0 | 0 | 0 | 600249.69 | 429944 | 0 | 0 | 0 | 170305.69 | 0 | 0 | 0 | 0 | 0 | 0 | 0 | 0 | 0 | 0 | 0 | 0 | 0 | 170305.69 | 0 | 0 | 0 | 0 | 0 | 0 | 0 | 0 | 0 | 0 | 0
2016-03-14 15:00 | 0 | 0 | 0 | 0 | 0 | 781451.8984 | 437125 | 0 | 0 | 0 | 514632.5884 | 0 | 0 | 0 | 0 | 0 | 0 | 0 | 0 | 0 | 0 | 0 | 0 | 0 | 344326.8984 | 0 | 0 | 0 | 0 | 0 | 0 | 0 | 0 | 0 | 0 | 0
2016-03-14 16:00 | 0 | 0 | 0 | 0 | 0 | 784887.8984 | 440561 | 0 | 0 | 0 | 858959.4868 | 0 | 0 | 0 | 0 | 0 | 0 | 0 | 0 | 0 | 0 | 0 | 0 | 0 | 344326.8984 | 0 | 0 | 0 | 0 | 0 | 0 | 0 | 0 | 0 | 0 | 0
2016-03-14 17:00 | 0 | 0 | 0 | 0 | 0 | 787983.8984 | 443657 | 0 | 0 | 0 | 1203286.3851 | 0 | 0 | 0 | 0 | 0 | 0 | 0 | 0 | 0 | 0 | 0 | 0 | 0 | 344326.8984 | 0 | 0 | 0 | 0 | 0 | 0 | 0 | 0 | 0 | 0 | 0
2016-03-14 18:00 | 0 | 0 | 0 | 0 | 0 | 790929.8984 | 446603 | 0 | 0 | 0 | 1547613.2835 | 0 | 0 | 0 | 0 | 0 | 0 | 0 | 0 | 0 | 0 | 0 | 0 | 0 | 344326.8984 | 0 | 0 | 0 | 0 | 0 | 0 | 0 | 0 | 0 | 0 | 0
2016-03-14 19:00 | 0 | 0 | 0 | 0 | 0 | 793198.8984 | 448872 | 0 | 0 | 0 | 1891940.1819 | 0 | 0 | 0 | 0 | 0 | 0 | 0 | 0 | 0 | 0 | 0 | 0 | 0 | 344326.8984 | 0 | 0 | 0 | 0 | 0 | 0 | 0 | 0 | 0 | 0 | 0
2016-03-14 20:00 | 0 | 0 | 0 | 0 | 0 | 795063.8984 | 450737 | 0 | 0 | 0 | 2236267.0802 | 0 | 0 | 0 | 0 | 0 | 0 | 0 | 0 | 0 | 0 | 0 | 0 | 0 | 344326.8984 | 0 | 0 | 0 | 0 | 0 | 0 | 0 | 0 | 0 | 0 | 0
2016-03-14 21:00 | 0 | 0 | 0 | 0 | 0 | 796918.8984 | 452592 | 0 | 0 | 0 | 2580593.9786 | 0 | 0 | 0 | 0 | 0 | 0 | 0 | 0 | 0 | 0 | 0 | 0 | 0 | 344326.8984 | 0 | 0 | 0 | 0 | 0 | 0 | 0 | 0 | 0 | 0 | 0
2016-03-14 22:00 | 0 | 0 | 0 | 0 | 0 | 815851.1378 | 452529 | 0 | 0 | 0 | 2924920.877 | 0 | 0 | 18995.2394 | 0 | 0 | 0 | 0 | 0 | 0 | 0 | 0 | 0 | 0 | 344326.8984 | 0 | 0 | 0 | 18995.2394 | 0 | 0 | 0 | 0 | 0 | 0 | 0
2016-03-14 23:00 | 0 | 0 | 0 | 0 | 0 | 780993.5312 | 452786 | 0 | 0 | 0 | 3269247.7753 | 0 | 0 | 2875.8723 | 0 | 0 | 0 | 0 | 0 | 0 | 0 | 0 | 0 | 0 | 344326.8984 | 0 | 0 | 0 | -16119.3671 | 0 | 0 | 0 | 0 | 0 | 0 | 0
2016-03-15 | 0 | 0 | 0 | 0 | 0 | 343113.6128 | 455067 | 0 | 0 | 0 | 3160170.2604 | 0 | 0 | 0 | 0 | 0 | 0 | 0 | 0 | 0 | 0 | 0 | 0 | 0 | -109077.5149 | 0 | 0 | 0 | -2875.8723 | 0 | 0 | 0 | 0 | 0 | 0 | 0
2016-03-15 01:00 | 0 | 0 | 0 | 0 | 95157.8129 | 8498.2888 | 447983 | 0 | 0 | 0 | 2815843.362 | 0 | 0 | 0 | 0 | 0 | 0 | 0 | 0 | 0 | 0 | 0 | 0 | 0 | -344326.8984 | 0 | 0 | 0 | 0 | 0 | 0 | 0 | 0 | 0 | 0 | 0
2016-03-15 02:00 | 0 | 0 | 0 | 0 | 84639.1016 | 0 | 428966 | 0 | 0 | 0 | 2471516.4637 | 0 | 0 | 0 | 0 | 0 | 0 | 0 | 0 | 0 | 0 | 0 | 0 | 0 | -344326.8984 | 0 | 0 | 0 | 0 | 0 | 0 | 0 | 0 | 0 | 0 | 0
2016-03-15 03:00 | 0 | 0 | 0 | 0 | 62086.1016 | 0 | 406413 | 0 | 0 | 0 | 2127189.5653 | 0 | 0 | 0 | 0 | 0 | 0 | 0 | 0 | 0 | 0 | 0 | 0 | 0 | -344326.8984 | 0 | 0 | 0 | 0 | 0 | 0 | 0 | 0 | 0 | 0 | 0
2016-03-15 04:00 | 0 | 0 | 0 | 0 | 38026.1016 | 0 | 382353 | 0 | 0 | 0 | 1782862.6669 | 0 | 0 | 0 | 0 | 0 | 0 | 0 | 0 | 0 | 0 | 0 | 0 | 0 | -344326.8984 | 0 | 0 | 0 | 0 | 0 | 0 | 0 | 0 | 0 | 0 | 0
2016-03-15 05:00 | 0 | 0 | 0 | 0 | 17846.1016 | 0 | 362173 | 0 | 0 | 0 | 1438535.7686 | 0 | 0 | 0 | 0 | 0 | 0 | 0 | 0 | 0 | 0 | 0 | 0 | 0 | -344326.8984 | 0 | 0 | 0 | 0 | 0 | 0 | 0 | 0 | 0 | 0 | 0
2016-03-15 06:00 | 0 | 0 | 0 | 0 | 4258.1016 | 0 | 348585 | 0 | 0 | 0 | 1094208.8702 | 0 | 0 | 0 | 0 | 0 | 0 | 0 | 0 | 0 | 0 | 0 | 0 | 0 | -344326.8984 | 0 | 0 | 0 | 0 | 0 | 0 | 0 | 0 | 0 | 0 | 0
2016-03-15 07:00 | 0 | 0 | 0 | 0 | 684306.8984 | 0 | 339980 | 0 | 0 | 0 | 1438535.7686 | 0 | 0 | 0 | 0 | 0 | 0 | 0 | 0 | 0 | 0 | 0 | 0 | 0 | 344326.8984 | 0 | 0 | 0 | 0 | 0 | 0 | 0 | 0 | 0 | 0 | 0
2016-03-15 08:00 | 0 | 0 | 0 | 0 | 0 | 0 | 339086 | 0 | 0 | 0 | 1099449.7686 | 0 | 0 | 0 | 0 | 0 | 0 | 0 | 0 | 0 | 0 | 0 | 0 | 0 | -339086 | 0 | 0 | 0 | 0 | 0 | 0 | 0 | 0 | 0 | 0 | 0
2016-03-15 09:00 | 0 | 0 | 0 | 0 | 2932.1016 | 0 | 347259 | 0 | 0 | 0 | 755122.8702 | 0 | 0 | 0 | 0 | 0 | 0 | 0 | 0 | 0 | 0 | 0 | 0 | 0 | -344326.8984 | 0 | 0 | 0 | 0 | 0 | 0 | 0 | 0 | 0 | 0 | 0
2016-03-15 10:00 | 0 | 0 | 0 | 0 | 28805.1016 | 0 | 373132 | 0 | 0 | 0 | 410795.9718 | 0 | 0 | 0 | 0 | 0 | 0 | 0 | 0 | 0 | 0 | 0 | 0 | 0 | -344326.8984 | 0 | 0 | 0 | 0 | 0 | 0 | 0 | 0 | 0 | 0 | 0
2016-03-15 11:00 | 0 | 0 | 0 | 0 | 55926.1016 | 0 | 400253 | 0 | 0 | 0 | 66469.0735 | 0 | 0 | 0 | 0 | 0 | 0 | 0 | 0 | 0 | 0 | 0 | 0 | 0 | -344326.8984 | 0 | 0 | 0 | 0 | 0 | 0 | 0 | 0 | 0 | 0 | 0
2016-03-15 12:00 | 0 | 0 | 0 | 0 | 346581.9265 | 0 | 413051 | 0 | 0 | 0 | 0 | 0 | 0 | 0 | 0 | 0 | 0 | 0 | 0 | 0 | 0 | 0 | 0 | 0 | -66469.0735 | 0 | 0 | 0 | 0 | 0 | 0 | 0 | 0 | 0 | 0 | 0
2016-03-15 13:00 | 0 | 0 | 0 | 0 | 346991.9088 | 74088.0912 | 421080 | 0 | 0 | 0 | 0 | 0 | 0 | 0 | 0 | 0 | 0 | 0 | 0 | 0 | 0 | 0 | 0 | 0 | 0 | 0 | 0 | 0 | 0 | 0 | 0 | 0 | 0 | 0 | 0 | 0
2016-03-15 14:00 | 0 | 0 | 0 | 0 | 116470.4116 | 657654.4867 | 429798 | 0 | 0 | 0 | 344326.8984 | 0 | 0 | 0 | 0 | 0 | 0 | 0 | 0 | 0 | 0 | 0 | 0 | 0 | 344326.8984 | 0 | 0 | 0 | 0 | 0 | 0 | 0 | 0 | 0 | 0 | 0
2016-03-15 15:00 | 0 | 0 | 0 | 0 | 0 | 779073.8984 | 434747 | 0 | 0 | 0 | 688653.7967 | 0 | 0 | 0 | 0 | 0 | 0 | 0 | 0 | 0 | 0 | 0 | 0 | 0 | 344326.8984 | 0 | 0 | 0 | 0 | 0 | 0 | 0 | 0 | 0 | 0 | 0
2016-03-15 16:00 | 0 | 0 | 0 | 0 | 0 | 783070.8984 | 438744 | 0 | 0 | 0 | 1032980.6951 | 0 | 0 | 0 | 0 | 0 | 0 | 0 | 0 | 0 | 0 | 0 | 0 | 0 | 344326.8984 | 0 | 0 | 0 | 0 | 0 | 0 | 0 | 0 | 0 | 0 | 0
2016-03-15 17:00 | 0 | 0 | 0 | 0 | 0 | 786815.8984 | 442489 | 0 | 0 | 0 | 1377307.5935 | 0 | 0 | 0 | 0 | 0 | 0 | 0 | 0 | 0 | 0 | 0 | 0 | 0 | 344326.8984 | 0 | 0 | 0 | 0 | 0 | 0 | 0 | 0 | 0 | 0 | 0
2016-03-15 18:00 | 0 | 0 | 0 | 0 | 0 | 789598.8984 | 445272 | 0 | 0 | 0 | 1721634.4918 | 0 | 0 | 0 | 0 | 0 | 0 | 0 | 0 | 0 | 0 | 0 | 0 | 0 | 344326.8984 | 0 | 0 | 0 | 0 | 0 | 0 | 0 | 0 | 0 | 0 | 0
2016-03-15 19:00 | 0 | 0 | 0 | 0 | 0 | 791542.8984 | 447216 | 0 | 0 | 0 | 2065961.3902 | 0 | 0 | 0 | 0 | 0 | 0 | 0 | 0 | 0 | 0 | 0 | 0 | 0 | 344326.8984 | 0 | 0 | 0 | 0 | 0 | 0 | 0 | 0 | 0 | 0 | 0
2016-03-15 20:00 | 0 | 0 | 0 | 0 | 0 | 794681.8984 | 450355 | 0 | 0 | 0 | 2410288.2886 | 0 | 0 | 0 | 0 | 0 | 0 | 0 | 0 | 0 | 0 | 0 | 0 | 0 | 344326.8984 | 0 | 0 | 0 | 0 | 0 | 0 | 0 | 0 | 0 | 0 | 0
2016-03-15 21:00 | 0 | 0 | 0 | 0 | 0 | 797422.8984 | 453096 | 0 | 0 | 0 | 2754615.1869 | 0 | 0 | 0 | 0 | 0 | 0 | 0 | 0 | 0 | 0 | 0 | 0 | 0 | 344326.8984 | 0 | 0 | 0 | 0 | 0 | 0 | 0 | 0 | 0 | 0 | 0
2016-03-15 22:00 | 0 | 0 | 0 | 0 | 0 | 815149.1378 | 451827 | 0 | 0 | 0 | 3098942.0853 | 0 | 0 | 18995.2394 | 0 | 0 | 0 | 0 | 0 | 0 | 0 | 0 | 0 | 0 | 344326.8984 | 0 | 0 | 0 | 18995.2394 | 0 | 0 | 0 | 0 | 0 | 0 | 0
2016-03-15 23:00 | 0 | 0 | 0 | 0 | 0 | 775061.006 | 453300 | 0 | 0 | 0 | 3439698.3307 | 0 | 0 | 0 | 0 | 0 | 0 | 0 | 0 | 0 | 0 | 0 | 0 | 0 | 340756.2454 | 0 | 0 | 0 | -18995.2394 | 0 | 0 | 0 | 0 | 0 | 0 | 0
2016-03-16 | 0 | 0 | 0 | 0 | 0 | 337570.5963 | 457078 | 0 | 0 | 0 | 3320190.927 | 0 | 0 | 0 | 0 | 0 | 0 | 0 | 0 | 0 | 0 | 0 | 0 | 0 | -119507.4037 | 0 | 0 | 0 | 0 | 0 | 0 | 0 | 0 | 0 | 0 | 0
2016-03-16 01:00 | 0 | 0 | 0 | 0 | 93896.8619 | 11952.2397 | 450176 | 0 | 0 | 0 | 2975864.0286 | 0 | 0 | 0 | 0 | 0 | 0 | 0 | 0 | 0 | 0 | 0 | 0 | 0 | -344326.8984 | 0 | 0 | 0 | 0 | 0 | 0 | 0 | 0 | 0 | 0 | 0
2016-03-16 02:00 | 0 | 0 | 0 | 0 | 85568.1016 | 0 | 429895 | 0 | 0 | 0 | 2631537.1303 | 0 | 0 | 0 | 0 | 0 | 0 | 0 | 0 | 0 | 0 | 0 | 0 | 0 | -344326.8984 | 0 | 0 | 0 | 0 | 0 | 0 | 0 | 0 | 0 | 0 | 0
2016-03-16 03:00 | 0 | 0 | 0 | 0 | 61663.1016 | 0 | 405990 | 0 | 0 | 0 | 2287210.2319 | 0 | 0 | 0 | 0 | 0 | 0 | 0 | 0 | 0 | 0 | 0 | 0 | 0 | -344326.8984 | 0 | 0 | 0 | 0 | 0 | 0 | 0 | 0 | 0 | 0 | 0
2016-03-16 04:00 | 0 | 0 | 0 | 0 | 37209.1016 | 0 | 381536 | 0 | 0 | 0 | 1942883.3335 | 0 | 0 | 0 | 0 | 0 | 0 | 0 | 0 | 0 | 0 | 0 | 0 | 0 | -344326.8984 | 0 | 0 | 0 | 0 | 0 | 0 | 0 | 0 | 0 | 0 | 0
2016-03-16 05:00 | 0 | 0 | 0 | 0 | 18477.1016 | 0 | 362804 | 0 | 0 | 0 | 1598556.4352 | 0 | 0 | 0 | 0 | 0 | 0 | 0 | 0 | 0 | 0 | 0 | 0 | 0 | -344326.8984 | 0 | 0 | 0 | 0 | 0 | 0 | 0 | 0 | 0 | 0 | 0
2016-03-16 06:00 | 0 | 0 | 0 | 0 | 4136.1016 | 0 | 348463 | 0 | 0 | 0 | 1254229.5368 | 0 | 0 | 0 | 0 | 0 | 0 | 0 | 0 | 0 | 0 | 0 | 0 | 0 | -344326.8984 | 0 | 0 | 0 | 0 | 0 | 0 | 0 | 0 | 0 | 0 | 0
2016-03-16 07:00 | 0 | 0 | 0 | 0 | 118803.1583 | 0 | 340052 | 0 | 0 | 0 | 1032980.6951 | 0 | 0 | 0 | 0 | 0 | 0 | 0 | 0 | 0 | 0 | 0 | 0 | 0 | -221248.8417 | 0 | 0 | 0 | 0 | 0 | 0 | 0 | 0 | 0 | 0 | 0
2016-03-16 08:00 | 0 | 0 | 0 | 0 | 682809.8984 | 0 | 338483 | 0 | 0 | 0 | 1377307.5935 | 0 | 0 | 0 | 0 | 0 | 0 | 0 | 0 | 0 | 0 | 0 | 0 | 0 | 344326.8984 | 0 | 0 | 0 | 0 | 0 | 0 | 0 | 0 | 0 | 0 | 0
2016-03-16 09:00 | 0 | 0 | 0 | 0 | 3029.1016 | 0 | 347356 | 0 | 0 | 0 | 1032980.6951 | 0 | 0 | 0 | 0 | 0 | 0 | 0 | 0 | 0 | 0 | 0 | 0 | 0 | -344326.8984 | 0 | 0 | 0 | 0 | 0 | 0 | 0 | 0 | 0 | 0 | 0
2016-03-16 10:00 | 0 | 0 | 0 | 0 | 28803.1016 | 0 | 373130 | 0 | 0 | 0 | 688653.7967 | 0 | 0 | 0 | 0 | 0 | 0 | 0 | 0 | 0 | 0 | 0 | 0 | 0 | -344326.8984 | 0 | 0 | 0 | 0 | 0 | 0 | 0 | 0 | 0 | 0 | 0
2016-03-16 11:00 | 0 | 0 | 0 | 0 | 55310.1016 | 0 | 399637 | 0 | 0 | 0 | 344326.8984 | 0 | 0 | 0 | 0 | 0 | 0 | 0 | 0 | 0 | 0 | 0 | 0 | 0 | -344326.8984 | 0 | 0 | 0 | 0 | 0 | 0 | 0 | 0 | 0 | 0 | 0
2016-03-16 12:00 | 0 | 0 | 0 | 0 | 67014.1016 | 0 | 411341 | 0 | 0 | 0 | 0 | 0 | 0 | 0 | 0 | 0 | 0 | 0 | 0 | 0 | 0 | 0 | 0 | 0 | -344326.8984 | 0 | 0 | 0 | 0 | 0 | 0 | 0 | 0 | 0 | 0 | 0
2016-03-16 13:00 | 0 | 0 | 0 | 0 | 338877.4247 | 79549.5753 | 418427 | 0 | 0 | 0 | 0 | 0 | 0 | 0 | 0 | 0 | 0 | 0 | 0 | 0 | 0 | 0 | 0 | 0 | 0 | 0 | 0 | 0 | 0 | 0 | 0 | 0 | 0 | 0 | 0 | 0
2016-03-16 14:00 | 0 | 0 | 0 | 0 | 115817.9322 | 655293.9662 | 426785 | 0 | 0 | 0 | 344326.8984 | 0 | 0 | 0 | 0 | 0 | 0 | 0 | 0 | 0 | 0 | 0 | 0 | 0 | 344326.8984 | 0 | 0 | 0 | 0 | 0 | 0 | 0 | 0 | 0 | 0 | 0
2016-03-16 15:00 | 0 | 0 | 0 | 0 | 0 | 775276.8984 | 430950 | 0 | 0 | 0 | 688653.7967 | 0 | 0 | 0 | 0 | 0 | 0 | 0 | 0 | 0 | 0 | 0 | 0 | 0 | 344326.8984 | 0 | 0 | 0 | 0 | 0 | 0 | 0 | 0 | 0 | 0 | 0
2016-03-16 16:00 | 0 | 0 | 0 | 0 | 0 | 777573.8984 | 433247 | 0 | 0 | 0 | 1032980.6951 | 0 | 0 | 0 | 0 | 0 | 0 | 0 | 0 | 0 | 0 | 0 | 0 | 0 | 344326.8984 | 0 | 0 | 0 | 0 | 0 | 0 | 0 | 0 | 0 | 0 | 0
2016-03-16 17:00 | 0 | 0 | 0 | 0 | 0 | 780647.8984 | 436321 | 0 | 0 | 0 | 1377307.5935 | 0 | 0 | 0 | 0 | 0 | 0 | 0 | 0 | 0 | 0 | 0 | 0 | 0 | 344326.8984 | 0 | 0 | 0 | 0 | 0 | 0 | 0 | 0 | 0 | 0 | 0
2016-03-16 18:00 | 0 | 0 | 0 | 0 | 0 | 784359.8984 | 440033 | 0 | 0 | 0 | 1721634.4918 | 0 | 0 | 0 | 0 | 0 | 0 | 0 | 0 | 0 | 0 | 0 | 0 | 0 | 344326.8984 | 0 | 0 | 0 | 0 | 0 | 0 | 0 | 0 | 0 | 0 | 0
2016-03-16 19:00 | 0 | 0 | 0 | 0 | 0 | 785685.8984 | 441359 | 0 | 0 | 0 | 2065961.3902 | 0 | 0 | 0 | 0 | 0 | 0 | 0 | 0 | 0 | 0 | 0 | 0 | 0 | 344326.8984 | 0 | 0 | 0 | 0 | 0 | 0 | 0 | 0 | 0 | 0 | 0
2016-03-16 20:00 | 0 | 0 | 0 | 0 | 0 | 787227.8984 | 442901 | 0 | 0 | 0 | 2410288.2886 | 0 | 0 | 0 | 0 | 0 | 0 | 0 | 0 | 0 | 0 | 0 | 0 | 0 | 344326.8984 | 0 | 0 | 0 | 0 | 0 | 0 | 0 | 0 | 0 | 0 | 0
2016-03-16 21:00 | 0 | 0 | 0 | 0 | 0 | 789352.8984 | 445026 | 0 | 0 | 0 | 2754615.1869 | 0 | 0 | 0 | 0 | 0 | 0 | 0 | 0 | 0 | 0 | 0 | 0 | 0 | 344326.8984 | 0 | 0 | 0 | 0 | 0 | 0 | 0 | 0 | 0 | 0 | 0
2016-03-16 22:00 | 0 | 0 | 0 | 0 | 0 | 787355.8984 | 443029 | 0 | 0 | 0 | 3098942.0853 | 0 | 0 | 0 | 0 | 0 | 0 | 0 | 0 | 0 | 0 | 0 | 0 | 0 | 344326.8984 | 0 | 0 | 0 | 0 | 0 | 0 | 0 | 0 | 0 | 0 | 0
2016-03-16 23:00 | 0 | 0 | 0 | 0 | 0 | 807659.1378 | 444337 | 0 | 0 | 0 | 3443268.9837 | 0 | 0 | 18995.2394 | 0 | 0 | 0 | 0 | 0 | 0 | 0 | 0 | 0 | 0 | 344326.8984 | 0 | 0 | 0 | 18995.2394 | 0 | 0 | 0 | 0 | 0 | 0 | 0
2016-03-17 | 0 | 0 | 0 | 0 | 0 | 366049.7236 | 450102 | 0 | 0 | 0 | 3378211.9467 | 0 | 0 | 0 | 0 | 0 | 0 | 0 | 0 | 0 | 0 | 0 | 0 | 0 | -65057.037 | 0 | 0 | 0 | -18995.2394 | 0 | 0 | 0 | 0 | 0 | 0 | 0
2016-03-17 01:00 | 0 | 0 | 0 | 0 | 87573.5659 | 11851.5357 | 443752 | 0 | 0 | 0 | 3033885.0483 | 0 | 0 | 0 | 0 | 0 | 0 | 0 | 0 | 0 | 0 | 0 | 0 | 0 | -344326.8984 | 0 | 0 | 0 | 0 | 0 | 0 | 0 | 0 | 0 | 0 | 0
2016-03-17 02:00 | 0 | 0 | 0 | 0 | 80771.1016 | 0 | 425098 | 0 | 0 | 0 | 2689558.15 | 0 | 0 | 0 | 0 | 0 | 0 | 0 | 0 | 0 | 0 | 0 | 0 | 0 | -344326.8984 | 0 | 0 | 0 | 0 | 0 | 0 | 0 | 0 | 0 | 0 | 0
2016-03-17 03:00 | 0 | 0 | 0 | 0 | 57507.1016 | 0 | 401834 | 0 | 0 | 0 | 2345231.2516 | 0 | 0 | 0 | 0 | 0 | 0 | 0 | 0 | 0 | 0 | 0 | 0 | 0 | -344326.8984 | 0 | 0 | 0 | 0 | 0 | 0 | 0 | 0 | 0 | 0 | 0
2016-03-17 04:00 | 0 | 0 | 0 | 0 | 35440.1016 | 0 | 379767 | 0 | 0 | 0 | 2000904.3532 | 0 | 0 | 0 | 0 | 0 | 0 | 0 | 0 | 0 | 0 | 0 | 0 | 0 | -344326.8984 | 0 | 0 | 0 | 0 | 0 | 0 | 0 | 0 | 0 | 0 | 0
2016-03-17 05:00 | 0 | 0 | 0 | 0 | 16034.1016 | 0 | 360361 | 0 | 0 | 0 | 1656577.4549 | 0 | 0 | 0 | 0 | 0 | 0 | 0 | 0 | 0 | 0 | 0 | 0 | 0 | -344326.8984 | 0 | 0 | 0 | 0 | 0 | 0 | 0 | 0 | 0 | 0 | 0
2016-03-17 06:00 | 0 | 0 | 0 | 0 | 3084.1016 | 0 | 347411 | 0 | 0 | 0 | 1312250.5565 | 0 | 0 | 0 | 0 | 0 | 0 | 0 | 0 | 0 | 0 | 0 | 0 | 0 | -344326.8984 | 0 | 0 | 0 | 0 | 0 | 0 | 0 | 0 | 0 | 0 | 0
2016-03-17 07:00 | 0 | 0 | 0 | 0 | 78749.1266 | 0 | 339963 | 0 | 0 | 0 | 1051036.6831 | 0 | 0 | 0 | 0 | 0 | 0 | 0 | 0 | 0 | 0 | 0 | 0 | 0 | -261213.8734 | 0 | 0 | 0 | 0 | 0 | 0 | 0 | 0 | 0 | 0 | 0
2016-03-17 08:00 | 0 | 0 | 0 | 0 | 671362.012 | 0 | 339724 | 0 | 0 | 0 | 1377307.5935 | 0 | 0 | 5367.1016 | 0 | 0 | 0 | 0 | 0 | 0 | 0 | 0 | 0 | 0 | 326270.9104 | 0 | 0 | 0 | 5367.1016 | 0 | 0 | 0 | 0 | 0 | 0 | 0
2016-03-17 09:00 | 0 | 0 | 0 | 0 | 0 | 0 | 349694 | 0 | 0 | 0 | 1032980.6951 | 0 | 0 | 0 | 0 | 0 | 0 | 0 | 0 | 0 | 0 | 0 | 0 | 0 | -344326.8984 | 0 | 0 | 0 | -5367.1016 | 0 | 0 | 0 | 0 | 0 | 0 | 0
2016-03-17 10:00 | 0 | 0 | 0 | 0 | 32295.1016 | 0 | 376622 | 0 | 0 | 0 | 688653.7967 | 0 | 0 | 0 | 0 | 0 | 0 | 0 | 0 | 0 | 0 | 0 | 0 | 0 | -344326.8984 | 0 | 0 | 0 | 0 | 0 | 0 | 0 | 0 | 0 | 0 | 0
2016-03-17 11:00 | 0 | 0 | 0 | 0 | 60535.1016 | 0 | 404862 | 0 | 0 | 0 | 344326.8984 | 0 | 0 | 0 | 0 | 0 | 0 | 0 | 0 | 0 | 0 | 0 | 0 | 0 | -344326.8984 | 0 | 0 | 0 | 0 | 0 | 0 | 0 | 0 | 0 | 0 | 0
2016-03-17 12:00 | 0 | 0 | 0 | 0 | 71866.1016 | 0 | 416193 | 0 | 0 | 0 | 0 | 0 | 0 | 0 | 0 | 0 | 0 | 0 | 0 | 0 | 0 | 0 | 0 | 0 | -344326.8984 | 0 | 0 | 0 | 0 | 0 | 0 | 0 | 0 | 0 | 0 | 0
2016-03-17 13:00 | 0 | 0 | 0 | 0 | 284455.029 | 138070.971 | 422526 | 0 | 0 | 0 | 0 | 0 | 0 | 0 | 0 | 0 | 0 | 0 | 0 | 0 | 0 | 0 | 0 | 0 | 0 | 0 | 0 | 0 | 0 | 0 | 0 | 0 | 0 | 0 | 0 | 0
2016-03-17 14:00 | 0 | 0 | 0 | 0 | 109727.3787 | 662794.5197 | 428195 | 0 | 0 | 0 | 344326.8984 | 0 | 0 | 0 | 0 | 0 | 0 | 0 | 0 | 0 | 0 | 0 | 0 | 0 | 344326.8984 | 0 | 0 | 0 | 0 | 0 | 0 | 0 | 0 | 0 | 0 | 0
2016-03-17 15:00 | 0 | 0 | 0 | 0 | 0 | 775397.8984 | 431071 | 0 | 0 | 0 | 688653.7967 | 0 | 0 | 0 | 0 | 0 | 0 | 0 | 0 | 0 | 0 | 0 | 0 | 0 | 344326.8984 | 0 | 0 | 0 | 0 | 0 | 0 | 0 | 0 | 0 | 0 | 0
2016-03-17 16:00 | 0 | 0 | 0 | 0 | 0 | 776254.8984 | 431928 | 0 | 0 | 0 | 1032980.6951 | 0 | 0 | 0 | 0 | 0 | 0 | 0 | 0 | 0 | 0 | 0 | 0 | 0 | 344326.8984 | 0 | 0 | 0 | 0 | 0 | 0 | 0 | 0 | 0 | 0 | 0
2016-03-17 17:00 | 0 | 0 | 0 | 0 | 0 | 777799.8984 | 433473 | 0 | 0 | 0 | 1377307.5935 | 0 | 0 | 0 | 0 | 0 | 0 | 0 | 0 | 0 | 0 | 0 | 0 | 0 | 344326.8984 | 0 | 0 | 0 | 0 | 0 | 0 | 0 | 0 | 0 | 0 | 0
2016-03-17 18:00 | 0 | 0 | 0 | 0 | 0 | 778217.8984 | 433891 | 0 | 0 | 0 | 1721634.4918 | 0 | 0 | 0 | 0 | 0 | 0 | 0 | 0 | 0 | 0 | 0 | 0 | 0 | 344326.8984 | 0 | 0 | 0 | 0 | 0 | 0 | 0 | 0 | 0 | 0 | 0
2016-03-17 19:00 | 0 | 0 | 0 | 0 | 0 | 777384.8984 | 433058 | 0 | 0 | 0 | 2065961.3902 | 0 | 0 | 0 | 0 | 0 | 0 | 0 | 0 | 0 | 0 | 0 | 0 | 0 | 344326.8984 | 0 | 0 | 0 | 0 | 0 | 0 | 0 | 0 | 0 | 0 | 0
2016-03-17 20:00 | 0 | 0 | 0 | 0 | 0 | 777295.8984 | 432969 | 0 | 0 | 0 | 2410288.2886 | 0 | 0 | 0 | 0 | 0 | 0 | 0 | 0 | 0 | 0 | 0 | 0 | 0 | 344326.8984 | 0 | 0 | 0 | 0 | 0 | 0 | 0 | 0 | 0 | 0 | 0
2016-03-17 21:00 | 0 | 0 | 0 | 0 | 0 | 777342.8984 | 433016 | 0 | 0 | 0 | 2754615.1869 | 0 | 0 | 0 | 0 | 0 | 0 | 0 | 0 | 0 | 0 | 0 | 0 | 0 | 344326.8984 | 0 | 0 | 0 | 0 | 0 | 0 | 0 | 0 | 0 | 0 | 0
2016-03-17 22:00 | 0 | 0 | 0 | 0 | 0 | 775854.8984 | 431528 | 0 | 0 | 0 | 3098942.0853 | 0 | 0 | 0 | 0 | 0 | 0 | 0 | 0 | 0 | 0 | 0 | 0 | 0 | 344326.8984 | 0 | 0 | 0 | 0 | 0 | 0 | 0 | 0 | 0 | 0 | 0
2016-03-17 23:00 | 0 | 0 | 0 | 0 | 0 | 797957.1378 | 434635 | 0 | 0 | 0 | 3443268.9837 | 0 | 0 | 18995.2394 | 0 | 0 | 0 | 0 | 0 | 0 | 0 | 0 | 0 | 0 | 344326.8984 | 0 | 0 | 0 | 18995.2394 | 0 | 0 | 0 | 0 | 0 | 0 | 0
2016-03-18 | 0 | 0 | 0 | 0 | 0 | 379628.0894 | 442171 | 0 | 0 | 0 | 3399721.3125 | 0 | 0 | 0 | 0 | 0 | 0 | 0 | 0 | 0 | 0 | 0 | 0 | 0 | -43547.6711 | 0 | 0 | 0 | -18995.2394 | 0 | 0 | 0 | 0 | 0 | 0 | 0
2016-03-18 01:00 | 0 | 0 | 0 | 0 | 76016.9468 | 15666.1549 | 436010 | 0 | 0 | 0 | 3055394.4141 | 0 | 0 | 0 | 0 | 0 | 0 | 0 | 0 | 0 | 0 | 0 | 0 | 0 | -344326.8984 | 0 | 0 | 0 | 0 | 0 | 0 | 0 | 0 | 0 | 0 | 0
2016-03-18 02:00 | 0 | 0 | 0 | 0 | 75406.1016 | 0 | 419733 | 0 | 0 | 0 | 2711067.5158 | 0 | 0 | 0 | 0 | 0 | 0 | 0 | 0 | 0 | 0 | 0 | 0 | 0 | -344326.8984 | 0 | 0 | 0 | 0 | 0 | 0 | 0 | 0 | 0 | 0 | 0
2016-03-18 03:00 | 0 | 0 | 0 | 0 | 54822.1016 | 0 | 399149 | 0 | 0 | 0 | 2366740.6174 | 0 | 0 | 0 | 0 | 0 | 0 | 0 | 0 | 0 | 0 | 0 | 0 | 0 | -344326.8984 | 0 | 0 | 0 | 0 | 0 | 0 | 0 | 0 | 0 | 0 | 0
2016-03-18 04:00 | 0 | 0 | 0 | 0 | 34247.1016 | 0 | 378574 | 0 | 0 | 0 | 2022413.7191 | 0 | 0 | 0 | 0 | 0 | 0 | 0 | 0 | 0 | 0 | 0 | 0 | 0 | -344326.8984 | 0 | 0 | 0 | 0 | 0 | 0 | 0 | 0 | 0 | 0 | 0
2016-03-18 05:00 | 0 | 0 | 0 | 0 | 16845.1016 | 0 | 361172 | 0 | 0 | 0 | 1678086.8207 | 0 | 0 | 0 | 0 | 0 | 0 | 0 | 0 | 0 | 0 | 0 | 0 | 0 | -344326.8984 | 0 | 0 | 0 | 0 | 0 | 0 | 0 | 0 | 0 | 0 | 0
2016-03-18 06:00 | 0 | 0 | 0 | 0 | 504085.9377 | 0 | 348755 | 0 | 0 | 0 | 1833417.7584 | 0 | 0 | 0 | 0 | 0 | 0 | 0 | 0 | 0 | 0 | 0 | 0 | 0 | 155330.9377 | 0 | 0 | 0 | 0 | 0 | 0 | 0 | 0 | 0 | 0 | 0
2016-03-18 07:00 | 0 | 0 | 0 | 0 | 0 | 0 | 341577 | 0 | 0 | 0 | 1491840.7584 | 0 | 0 | 0 | 0 | 0 | 0 | 0 | 0 | 0 | 0 | 0 | 0 | 0 | -341577 | 0 | 0 | 0 | 0 | 0 | 0 | 0 | 0 | 0 | 0 | 0
2016-03-18 08:00 | 0 | 0 | 0 | 0 | 0 | 0 | 341671 | 0 | 0 | 0 | 1150169.7584 | 0 | 0 | 0 | 0 | 0 | 0 | 0 | 0 | 0 | 0 | 0 | 0 | 0 | -341671 | 0 | 0 | 0 | 0 | 0 | 0 | 0 | 0 | 0 | 0 | 0
2016-03-18 09:00 | 0 | 0 | 0 | 0 | 7714.1016 | 0 | 352041 | 0 | 0 | 0 | 805842.86 | 0 | 0 | 0 | 0 | 0 | 0 | 0 | 0 | 0 | 0 | 0 | 0 | 0 | -344326.8984 | 0 | 0 | 0 | 0 | 0 | 0 | 0 | 0 | 0 | 0 | 0
2016-03-18 10:00 | 0 | 0 | 0 | 0 | 33804.1016 | 0 | 378131 | 0 | 0 | 0 | 461515.9616 | 0 | 0 | 0 | 0 | 0 | 0 | 0 | 0 | 0 | 0 | 0 | 0 | 0 | -344326.8984 | 0 | 0 | 0 | 0 | 0 | 0 | 0 | 0 | 0 | 0 | 0
2016-03-18 11:00 | 0 | 0 | 0 | 0 | 432883.779 | 0 | 405393 | 0 | 0 | 0 | 489006.7406 | 0 | 0 | 0 | 0 | 0 | 0 | 0 | 0 | 0 | 0 | 0 | 0 | 0 | 27490.779 | 0 | 0 | 0 | 0 | 0 | 0 | 0 | 0 | 0 | 0 | 0
2016-03-18 12:00 | 0 | 0 | 0 | 0 | 72437.1016 | 0 | 416764 | 0 | 0 | 0 | 144679.8422 | 0 | 0 | 0 | 0 | 0 | 0 | 0 | 0 | 0 | 0 | 0 | 0 | 0 | -344326.8984 | 0 | 0 | 0 | 0 | 0 | 0 | 0 | 0 | 0 | 0 | 0
2016-03-18 13:00 | 0 | 0 | 0 | 0 | 177346.8373 | 100872.3204 | 422899 | 0 | 0 | 0 | 0 | 0 | 0 | 0 | 0 | 0 | 0 | 0 | 0 | 0 | 0 | 0 | 0 | 0 | -144679.8422 | 0 | 0 | 0 | 0 | 0 | 0 | 0 | 0 | 0 | 0 | 0
2016-03-18 14:00 | 0 | 0 | 0 | 0 | 170338.368 | 602483.5304 | 428495 | 0 | 0 | 0 | 344326.8984 | 0 | 0 | 0 | 0 | 0 | 0 | 0 | 0 | 0 | 0 | 0 | 0 | 0 | 344326.8984 | 0 | 0 | 0 | 0 | 0 | 0 | 0 | 0 | 0 | 0 | 0
2016-03-18 15:00 | 0 | 0 | 0 | 0 | 0 | 775061.8984 | 430735 | 0 | 0 | 0 | 688653.7967 | 0 | 0 | 0 | 0 | 0 | 0 | 0 | 0 | 0 | 0 | 0 | 0 | 0 | 344326.8984 | 0 | 0 | 0 | 0 | 0 | 0 | 0 | 0 | 0 | 0 | 0
2016-03-18 16:00 | 0 | 0 | 0 | 0 | 0 | 774681.8984 | 430355 | 0 | 0 | 0 | 1032980.6951 | 0 | 0 | 0 | 0 | 0 | 0 | 0 | 0 | 0 | 0 | 0 | 0 | 0 | 344326.8984 | 0 | 0 | 0 | 0 | 0 | 0 | 0 | 0 | 0 | 0 | 0
2016-03-18 17:00 | 0 | 0 | 0 | 0 | 0 | 775304.8984 | 430978 | 0 | 0 | 0 | 1377307.5935 | 0 | 0 | 0 | 0 | 0 | 0 | 0 | 0 | 0 | 0 | 0 | 0 | 0 | 344326.8984 | 0 | 0 | 0 | 0 | 0 | 0 | 0 | 0 | 0 | 0 | 0
2016-03-18 18:00 | 0 | 0 | 0 | 0 | 0 | 775102.8984 | 430776 | 0 | 0 | 0 | 1721634.4918 | 0 | 0 | 0 | 0 | 0 | 0 | 0 | 0 | 0 | 0 | 0 | 0 | 0 | 344326.8984 | 0 | 0 | 0 | 0 | 0 | 0 | 0 | 0 | 0 | 0 | 0
2016-03-18 19:00 | 0 | 0 | 0 | 0 | 0 | 774195.8984 | 429869 | 0 | 0 | 0 | 2065961.3902 | 0 | 0 | 0 | 0 | 0 | 0 | 0 | 0 | 0 | 0 | 0 | 0 | 0 | 344326.8984 | 0 | 0 | 0 | 0 | 0 | 0 | 0 | 0 | 0 | 0 | 0
2016-03-18 20:00 | 0 | 0 | 0 | 0 | 0 | 772205.8984 | 427879 | 0 | 0 | 0 | 2410288.2886 | 0 | 0 | 0 | 0 | 0 | 0 | 0 | 0 | 0 | 0 | 0 | 0 | 0 | 344326.8984 | 0 | 0 | 0 | 0 | 0 | 0 | 0 | 0 | 0 | 0 | 0
2016-03-18 21:00 | 0 | 0 | 0 | 0 | 0 | 770341.8984 | 426015 | 0 | 0 | 0 | 2754615.1869 | 0 | 0 | 0 | 0 | 0 | 0 | 0 | 0 | 0 | 0 | 0 | 0 | 0 | 344326.8984 | 0 | 0 | 0 | 0 | 0 | 0 | 0 | 0 | 0 | 0 | 0
2016-03-18 22:00 | 0 | 0 | 0 | 0 | 0 | 767769.8984 | 423443 | 0 | 0 | 0 | 3098942.0853 | 0 | 0 | 0 | 0 | 0 | 0 | 0 | 0 | 0 | 0 | 0 | 0 | 0 | 344326.8984 | 0 | 0 | 0 | 0 | 0 | 0 | 0 | 0 | 0 | 0 | 0
2016-03-18 23:00 | 0 | 0 | 0 | 0 | 0 | 789714.1378 | 426392 | 0 | 0 | 0 | 3443268.9837 | 0 | 0 | 18995.2394 | 0 | 0 | 0 | 0 | 0 | 0 | 0 | 0 | 0 | 0 | 344326.8984 | 0 | 0 | 0 | 18995.2394 | 0 | 0 | 0 | 0 | 0 | 0 | 0
2016-03-19 | 0 | 0 | 0 | 0 | 0 | 382877.6378 | 431619 | 0 | 0 | 0 | 3413522.8609 | 0 | 0 | 0 | 0 | 0 | 0 | 0 | 0 | 0 | 0 | 0 | 0 | 0 | -29746.1227 | 0 | 0 | 0 | -18995.2394 | 0 | 0 | 0 | 0 | 0 | 0 | 0
2016-03-19 01:00 | 0 | 0 | 0 | 0 | 65215.9202 | 17279.1814 | 426822 | 0 | 0 | 0 | 3069195.9625 | 0 | 0 | 0 | 0 | 0 | 0 | 0 | 0 | 0 | 0 | 0 | 0 | 0 | -344326.8984 | 0 | 0 | 0 | 0 | 0 | 0 | 0 | 0 | 0 | 0 | 0
2016-03-19 02:00 | 0 | 0 | 0 | 0 | 70704.1016 | 0 | 415031 | 0 | 0 | 0 | 2724869.0642 | 0 | 0 | 0 | 0 | 0 | 0 | 0 | 0 | 0 | 0 | 0 | 0 | 0 | -344326.8984 | 0 | 0 | 0 | 0 | 0 | 0 | 0 | 0 | 0 | 0 | 0
2016-03-19 03:00 | 0 | 0 | 0 | 0 | 53030.1016 | 0 | 397357 | 0 | 0 | 0 | 2380542.1658 | 0 | 0 | 0 | 0 | 0 | 0 | 0 | 0 | 0 | 0 | 0 | 0 | 0 | -344326.8984 | 0 | 0 | 0 | 0 | 0 | 0 | 0 | 0 | 0 | 0 | 0
2016-03-19 04:00 | 0 | 0 | 0 | 0 | 33826.1016 | 0 | 378153 | 0 | 0 | 0 | 2036215.2674 | 0 | 0 | 0 | 0 | 0 | 0 | 0 | 0 | 0 | 0 | 0 | 0 | 0 | -344326.8984 | 0 | 0 | 0 | 0 | 0 | 0 | 0 | 0 | 0 | 0 | 0
2016-03-19 05:00 | 0 | 0 | 0 | 0 | 18358.1016 | 0 | 362685 | 0 | 0 | 0 | 1691888.3691 | 0 | 0 | 0 | 0 | 0 | 0 | 0 | 0 | 0 | 0 | 0 | 0 | 0 | -344326.8984 | 0 | 0 | 0 | 0 | 0 | 0 | 0 | 0 | 0 | 0 | 0
2016-03-19 06:00 | 0 | 0 | 0 | 0 | 417809.4363 | 0 | 350609 | 0 | 0 | 0 | 1759088.8054 | 0 | 0 | 0 | 0 | 0 | 0 | 0 | 0 | 0 | 0 | 0 | 0 | 0 | 67200.4363 | 0 | 0 | 0 | 0 | 0 | 0 | 0 | 0 | 0 | 0 | 0
2016-03-19 07:00 | 0 | 0 | 0 | 0 | 0 | 0 | 342841 | 0 | 0 | 0 | 1416247.8054 | 0 | 0 | 0 | 0 | 0 | 0 | 0 | 0 | 0 | 0 | 0 | 0 | 0 | -342841 | 0 | 0 | 0 | 0 | 0 | 0 | 0 | 0 | 0 | 0 | 0
2016-03-19 08:00 | 0 | 0 | 0 | 0 | 0 | 0 | 340170 | 0 | 0 | 0 | 1076077.8054 | 0 | 0 | 0 | 0 | 0 | 0 | 0 | 0 | 0 | 0 | 0 | 0 | 0 | -340170 | 0 | 0 | 0 | 0 | 0 | 0 | 0 | 0 | 0 | 0 | 0
2016-03-19 09:00 | 0 | 0 | 0 | 0 | 0 | 0 | 342388 | 0 | 0 | 0 | 733689.8054 | 0 | 0 | 0 | 0 | 0 | 0 | 0 | 0 | 0 | 0 | 0 | 0 | 0 | -342388 | 0 | 0 | 0 | 0 | 0 | 0 | 0 | 0 | 0 | 0 | 0
2016-03-19 10:00 | 0 | 0 | 0 | 0 | 6991.1016 | 0 | 351318 | 0 | 0 | 0 | 389362.907 | 0 | 0 | 0 | 0 | 0 | 0 | 0 | 0 | 0 | 0 | 0 | 0 | 0 | -344326.8984 | 0 | 0 | 0 | 0 | 0 | 0 | 0 | 0 | 0 | 0 | 0
2016-03-19 11:00 | 0 | 0 | 0 | 0 | 387340.0706 | 0 | 364242 | 0 | 0 | 0 | 412460.9776 | 0 | 0 | 0 | 0 | 0 | 0 | 0 | 0 | 0 | 0 | 0 | 0 | 0 | 23098.0706 | 0 | 0 | 0 | 0 | 0 | 0 | 0 | 0 | 0 | 0 | 0
2016-03-19 12:00 | 0 | 0 | 0 | 0 | 34745.1016 | 0 | 379072 | 0 | 0 | 0 | 68134.0792 | 0 | 0 | 0 | 0 | 0 | 0 | 0 | 0 | 0 | 0 | 0 | 0 | 0 | -344326.8984 | 0 | 0 | 0 | 0 | 0 | 0 | 0 | 0 | 0 | 0 | 0
2016-03-19 13:00 | 0 | 0 | 0 | 0 | 166536.4684 | 159328.4523 | 393999 | 0 | 0 | 0 | 0 | 0 | 0 | 0 | 0 | 0 | 0 | 0 | 0 | 0 | 0 | 0 | 0 | 0 | -68134.0792 | 0 | 0 | 0 | 0 | 0 | 0 | 0 | 0 | 0 | 0 | 0
2016-03-19 14:00 | 0 | 0 | 0 | 0 | 73725.0713 | 675045.827 | 404444 | 0 | 0 | 0 | 344326.8984 | 0 | 0 | 0 | 0 | 0 | 0 | 0 | 0 | 0 | 0 | 0 | 0 | 0 | 344326.8984 | 0 | 0 | 0 | 0 | 0 | 0 | 0 | 0 | 0 | 0 | 0
2016-03-19 15:00 | 0 | 0 | 0 | 0 | 0 | 751917.8984 | 407591 | 0 | 0 | 0 | 688653.7967 | 0 | 0 | 0 | 0 | 0 | 0 | 0 | 0 | 0 | 0 | 0 | 0 | 0 | 344326.8984 | 0 | 0 | 0 | 0 | 0 | 0 | 0 | 0 | 0 | 0 | 0
2016-03-19 16:00 | 0 | 0 | 0 | 0 | 0 | 750426.8984 | 406100 | 0 | 0 | 0 | 1032980.6951 | 0 | 0 | 0 | 0 | 0 | 0 | 0 | 0 | 0 | 0 | 0 | 0 | 0 | 344326.8984 | 0 | 0 | 0 | 0 | 0 | 0 | 0 | 0 | 0 | 0 | 0
2016-03-19 17:00 | 0 | 0 | 0 | 0 | 0 | 746279.8984 | 401953 | 0 | 0 | 0 | 1377307.5935 | 0 | 0 | 0 | 0 | 0 | 0 | 0 | 0 | 0 | 0 | 0 | 0 | 0 | 344326.8984 | 0 | 0 | 0 | 0 | 0 | 0 | 0 | 0 | 0 | 0 | 0
2016-03-19 18:00 | 0 | 0 | 0 | 0 | 0 | 741069.8984 | 396743 | 0 | 0 | 0 | 1721634.4918 | 0 | 0 | 0 | 0 | 0 | 0 | 0 | 0 | 0 | 0 | 0 | 0 | 0 | 344326.8984 | 0 | 0 | 0 | 0 | 0 | 0 | 0 | 0 | 0 | 0 | 0
2016-03-19 19:00 | 0 | 0 | 0 | 0 | 0 | 736426.8984 | 392100 | 0 | 0 | 0 | 2065961.3902 | 0 | 0 | 0 | 0 | 0 | 0 | 0 | 0 | 0 | 0 | 0 | 0 | 0 | 344326.8984 | 0 | 0 | 0 | 0 | 0 | 0 | 0 | 0 | 0 | 0 | 0
2016-03-19 20:00 | 0 | 0 | 0 | 0 | 0 | 735141.8984 | 390815 | 0 | 0 | 0 | 2410288.2886 | 0 | 0 | 0 | 0 | 0 | 0 | 0 | 0 | 0 | 0 | 0 | 0 | 0 | 344326.8984 | 0 | 0 | 0 | 0 | 0 | 0 | 0 | 0 | 0 | 0 | 0
2016-03-19 21:00 | 0 | 0 | 0 | 0 | 0 | 736727.8984 | 392401 | 0 | 0 | 0 | 2754615.1869 | 0 | 0 | 0 | 0 | 0 | 0 | 0 | 0 | 0 | 0 | 0 | 0 | 0 | 344326.8984 | 0 | 0 | 0 | 0 | 0 | 0 | 0 | 0 | 0 | 0 | 0
2016-03-19 22:00 | 0 | 0 | 0 | 0 | 0 | 738800.8984 | 394474 | 0 | 0 | 0 | 3098942.0853 | 0 | 0 | 0 | 0 | 0 | 0 | 0 | 0 | 0 | 0 | 0 | 0 | 0 | 344326.8984 | 0 | 0 | 0 | 0 | 0 | 0 | 0 | 0 | 0 | 0 | 0
2016-03-19 23:00 | 0 | 0 | 0 | 0 | 0 | 764326.1378 | 401004 | 0 | 0 | 0 | 3443268.9837 | 0 | 0 | 18995.2394 | 0 | 0 | 0 | 0 | 0 | 0 | 0 | 0 | 0 | 0 | 344326.8984 | 0 | 0 | 0 | 18995.2394 | 0 | 0 | 0 | 0 | 0 | 0 | 0
2016-03-20 | 0 | 0 | 0 | 0 | 0 | 349637.2072 | 411271 | 0 | 0 | 0 | 3400630.4303 | 0 | 0 | 0 | 0 | 0 | 0 | 0 | 0 | 0 | 0 | 0 | 0 | 0 | -42638.5534 | 0 | 0 | 0 | -18995.2394 | 0 | 0 | 0 | 0 | 0 | 0 | 0
2016-03-20 01:00 | 0 | 0 | 0 | 0 | 48349.8625 | 18919.2391 | 411596 | 0 | 0 | 0 | 3056303.5319 | 0 | 0 | 0 | 0 | 0 | 0 | 0 | 0 | 0 | 0 | 0 | 0 | 0 | -344326.8984 | 0 | 0 | 0 | 0 | 0 | 0 | 0 | 0 | 0 | 0 | 0
2016-03-20 02:00 | 0 | 0 | 0 | 0 | 58957.1016 | 0 | 403284 | 0 | 0 | 0 | 2711976.6336 | 0 | 0 | 0 | 0 | 0 | 0 | 0 | 0 | 0 | 0 | 0 | 0 | 0 | -344326.8984 | 0 | 0 | 0 | 0 | 0 | 0 | 0 | 0 | 0 | 0 | 0
2016-03-20 03:00 | 0 | 0 | 0 | 0 | 45756.1016 | 0 | 390083 | 0 | 0 | 0 | 2367649.7352 | 0 | 0 | 0 | 0 | 0 | 0 | 0 | 0 | 0 | 0 | 0 | 0 | 0 | -344326.8984 | 0 | 0 | 0 | 0 | 0 | 0 | 0 | 0 | 0 | 0 | 0
2016-03-20 04:00 | 0 | 0 | 0 | 0 | 30982.1016 | 0 | 375309 | 0 | 0 | 0 | 2023322.8368 | 0 | 0 | 0 | 0 | 0 | 0 | 0 | 0 | 0 | 0 | 0 | 0 | 0 | -344326.8984 | 0 | 0 | 0 | 0 | 0 | 0 | 0 | 0 | 0 | 0 | 0
2016-03-20 05:00 | 0 | 0 | 0 | 0 | 192541.177 | 0 | 362490 | 0 | 0 | 0 | 1853374.0138 | 0 | 0 | 0 | 0 | 0 | 0 | 0 | 0 | 0 | 0 | 0 | 0 | 0 | -169948.823 | 0 | 0 | 0 | 0 | 0 | 0 | 0 | 0 | 0 | 0 | 0
2016-03-20 06:00 | 0 | 0 | 0 | 0 | 439519.966 | 0 | 352719 | 0 | 0 | 0 | 1937569.8782 | 0 | 0 | 2605.1016 | 0 | 0 | 0 | 0 | 0 | 0 | 0 | 0 | 0 | 0 | 84195.8644 | 0 | 0 | 0 | 2605.1016 | 0 | 0 | 0 | 0 | 0 | 0 | 0
2016-03-20 07:00 | 0 | 0 | 0 | 0 | 0 | 0 | 346932 | 0 | 0 | 0 | 1593242.9798 | 0 | 0 | 0 | 0 | 0 | 0 | 0 | 0 | 0 | 0 | 0 | 0 | 0 | -344326.8984 | 0 | 0 | 0 | -2605.1016 | 0 | 0 | 0 | 0 | 0 | 0 | 0
2016-03-20 08:00 | 0 | 0 | 0 | 0 | 55.1016 | 0 | 344382 | 0 | 0 | 0 | 1248916.0814 | 0 | 0 | 0 | 0 | 0 | 0 | 0 | 0 | 0 | 0 | 0 | 0 | 0 | -344326.8984 | 0 | 0 | 0 | 0 | 0 | 0 | 0 | 0 | 0 | 0 | 0
2016-03-20 09:00 | 0 | 0 | 0 | 0 | 2914.1016 | 0 | 347241 | 0 | 0 | 0 | 904589.1831 | 0 | 0 | 0 | 0 | 0 | 0 | 0 | 0 | 0 | 0 | 0 | 0 | 0 | -344326.8984 | 0 | 0 | 0 | 0 | 0 | 0 | 0 | 0 | 0 | 0 | 0
2016-03-20 10:00 | 0 | 0 | 0 | 0 | 10040.1016 | 0 | 354367 | 0 | 0 | 0 | 560262.2847 | 0 | 0 | 0 | 0 | 0 | 0 | 0 | 0 | 0 | 0 | 0 | 0 | 0 | -344326.8984 | 0 | 0 | 0 | 0 | 0 | 0 | 0 | 0 | 0 | 0 | 0
2016-03-20 11:00 | 0 | 0 | 0 | 0 | 378277.0896 | 0 | 366569 | 0 | 0 | 0 | 571970.3743 | 0 | 0 | 0 | 0 | 0 | 0 | 0 | 0 | 0 | 0 | 0 | 0 | 0 | 11708.0896 | 0 | 0 | 0 | 0 | 0 | 0 | 0 | 0 | 0 | 0 | 0
2016-03-20 12:00 | 0 | 0 | 0 | 0 | 55030.3411 | 0 | 380362 | 0 | 0 | 0 | 227643.4759 | 0 | 0 | 18995.2394 | 0 | 0 | 0 | 0 | 0 | 0 | 0 | 0 | 0 | 0 | -344326.8984 | 0 | 0 | 0 | 18995.2394 | 0 | 0 | 0 | 0 | 0 | 0 | 0
2016-03-20 13:00 | 0 | 0 | 0 | 0 | 0 | 146261.2846 | 392900 | 0 | 0 | 0 | 0 | 0 | 0 | 0 | 0 | 0 | 0 | 0 | 0 | 0 | 0 | 0 | 0 | 0 | -227643.4759 | 0 | 0 | 0 | -18995.2394 | 0 | 0 | 0 | 0 | 0 | 0 | 0
2016-03-20 14:00 | 0 | 0 | 0 | 0 | 0 | 657354.9096 | 399596 | 0 | 0 | 0 | 257758.9096 | 0 | 0 | 0 | 0 | 0 | 0 | 0 | 0 | 0 | 0 | 0 | 0 | 0 | 257758.9096 | 0 | 0 | 0 | 0 | 0 | 0 | 0 | 0 | 0 | 0 | 0
2016-03-20 15:00 | 0 | 0 | 0 | 0 | 0 | 744860.8984 | 400534 | 0 | 0 | 0 | 602085.808 | 0 | 0 | 0 | 0 | 0 | 0 | 0 | 0 | 0 | 0 | 0 | 0 | 0 | 344326.8984 | 0 | 0 | 0 | 0 | 0 | 0 | 0 | 0 | 0 | 0 | 0
2016-03-20 16:00 | 0 | 0 | 0 | 0 | 0 | 745136.8984 | 400810 | 0 | 0 | 0 | 946412.7064 | 0 | 0 | 0 | 0 | 0 | 0 | 0 | 0 | 0 | 0 | 0 | 0 | 0 | 344326.8984 | 0 | 0 | 0 | 0 | 0 | 0 | 0 | 0 | 0 | 0 | 0
2016-03-20 17:00 | 0 | 0 | 0 | 0 | 0 | 744428.8984 | 400102 | 0 | 0 | 0 | 1290739.6047 | 0 | 0 | 0 | 0 | 0 | 0 | 0 | 0 | 0 | 0 | 0 | 0 | 0 | 344326.8984 | 0 | 0 | 0 | 0 | 0 | 0 | 0 | 0 | 0 | 0 | 0
2016-03-20 18:00 | 0 | 0 | 0 | 0 | 0 | 741770.8984 | 397444 | 0 | 0 | 0 | 1635066.5031 | 0 | 0 | 0 | 0 | 0 | 0 | 0 | 0 | 0 | 0 | 0 | 0 | 0 | 344326.8984 | 0 | 0 | 0 | 0 | 0 | 0 | 0 | 0 | 0 | 0 | 0
2016-03-20 19:00 | 0 | 0 | 0 | 0 | 0 | 739804.8984 | 395478 | 0 | 0 | 0 | 1979393.4014 | 0 | 0 | 0 | 0 | 0 | 0 | 0 | 0 | 0 | 0 | 0 | 0 | 0 | 344326.8984 | 0 | 0 | 0 | 0 | 0 | 0 | 0 | 0 | 0 | 0 | 0
2016-03-20 20:00 | 0 | 0 | 0 | 0 | 0 | 740203.8984 | 395877 | 0 | 0 | 0 | 2323720.2998 | 0 | 0 | 0 | 0 | 0 | 0 | 0 | 0 | 0 | 0 | 0 | 0 | 0 | 344326.8984 | 0 | 0 | 0 | 0 | 0 | 0 | 0 | 0 | 0 | 0 | 0
2016-03-20 21:00 | 0 | 0 | 0 | 0 | 0 | 743988.8984 | 399662 | 0 | 0 | 0 | 2668047.1982 | 0 | 0 | 0 | 0 | 0 | 0 | 0 | 0 | 0 | 0 | 0 | 0 | 0 | 344326.8984 | 0 | 0 | 0 | 0 | 0 | 0 | 0 | 0 | 0 | 0 | 0
2016-03-20 22:00 | 0 | 0 | 0 | 0 | 0 | 749898.8984 | 405572 | 0 | 0 | 0 | 3012374.0965 | 0 | 0 | 0 | 0 | 0 | 0 | 0 | 0 | 0 | 0 | 0 | 0 | 0 | 344326.8984 | 0 | 0 | 0 | 0 | 0 | 0 | 0 | 0 | 0 | 0 | 0
2016-03-20 23:00 | 0 | 0 | 0 | 0 | 0 | 779404.1378 | 416082 | 0 | 0 | 0 | 3356700.9949 | 0 | 0 | 18995.2394 | 0 | 0 | 0 | 0 | 0 | 0 | 0 | 0 | 0 | 0 | 344326.8984 | 0 | 0 | 0 | 18995.2394 | 0 | 0 | 0 | 0 | 0 | 0 | 0
2016-03-21 | 0 | 0 | 0 | 0 | 0 | 399167.3394 | 427870 | 0 | 0 | 0 | 3346993.5737 | 0 | 0 | 0 | 0 | 0 | 0 | 0 | 0 | 0 | 0 | 0 | 0 | 0 | -9707.4212 | 0 | 0 | 0 | -18995.2394 | 0 | 0 | 0 | 0 | 0 | 0 | 0
2016-03-21 01:00 | 0 | 0 | 0 | 0 | 67154.9009 | 18286.2008 | 429768 | 0 | 0 | 0 | 3002666.6753 | 0 | 0 | 0 | 0 | 0 | 0 | 0 | 0 | 0 | 0 | 0 | 0 | 0 | -344326.8984 | 0 | 0 | 0 | 0 | 0 | 0 | 0 | 0 | 0 | 0 | 0
2016-03-21 02:00 | 0 | 0 | 0 | 0 | 74897.1016 | 0 | 419224 | 0 | 0 | 0 | 2658339.777 | 0 | 0 | 0 | 0 | 0 | 0 | 0 | 0 | 0 | 0 | 0 | 0 | 0 | -344326.8984 | 0 | 0 | 0 | 0 | 0 | 0 | 0 | 0 | 0 | 0 | 0
2016-03-21 03:00 | 0 | 0 | 0 | 0 | 59773.1016 | 0 | 404100 | 0 | 0 | 0 | 2314012.8786 | 0 | 0 | 0 | 0 | 0 | 0 | 0 | 0 | 0 | 0 | 0 | 0 | 0 | -344326.8984 | 0 | 0 | 0 | 0 | 0 | 0 | 0 | 0 | 0 | 0 | 0
2016-03-21 04:00 | 0 | 0 | 0 | 0 | 42599.1016 | 0 | 386926 | 0 | 0 | 0 | 1969685.9802 | 0 | 0 | 0 | 0 | 0 | 0 | 0 | 0 | 0 | 0 | 0 | 0 | 0 | -344326.8984 | 0 | 0 | 0 | 0 | 0 | 0 | 0 | 0 | 0 | 0 | 0
2016-03-21 05:00 | 0 | 0 | 0 | 0 | 30112.1016 | 0 | 374439 | 0 | 0 | 0 | 1625359.0819 | 0 | 0 | 0 | 0 | 0 | 0 | 0 | 0 | 0 | 0 | 0 | 0 | 0 | -344326.8984 | 0 | 0 | 0 | 0 | 0 | 0 | 0 | 0 | 0 | 0 | 0
2016-03-21 06:00 | 0 | 0 | 0 | 0 | 22257.1016 | 0 | 366584 | 0 | 0 | 0 | 1281032.1835 | 0 | 0 | 0 | 0 | 0 | 0 | 0 | 0 | 0 | 0 | 0 | 0 | 0 | -344326.8984 | 0 | 0 | 0 | 0 | 0 | 0 | 0 | 0 | 0 | 0 | 0
2016-03-21 07:00 | 0 | 0 | 0 | 0 | 115513.5116 | 0 | 363565 | 0 | 0 | 0 | 1032980.6951 | 0 | 0 | 0 | 0 | 0 | 0 | 0 | 0 | 0 | 0 | 0 | 0 | 0 | -248051.4884 | 0 | 0 | 0 | 0 | 0 | 0 | 0 | 0 | 0 | 0 | 0
2016-03-21 08:00 | 0 | 0 | 0 | 0 | 711660.8984 | 0 | 367334 | 0 | 0 | 0 | 1377307.5935 | 0 | 0 | 0 | 0 | 0 | 0 | 0 | 0 | 0 | 0 | 0 | 0 | 0 | 344326.8984 | 0 | 0 | 0 | 0 | 0 | 0 | 0 | 0 | 0 | 0 | 0
2016-03-21 09:00 | 0 | 0 | 0 | 0 | 37734.1016 | 0 | 382061 | 0 | 0 | 0 | 1032980.6951 | 0 | 0 | 0 | 0 | 0 | 0 | 0 | 0 | 0 | 0 | 0 | 0 | 0 | -344326.8984 | 0 | 0 | 0 | 0 | 0 | 0 | 0 | 0 | 0 | 0 | 0
2016-03-21 10:00 | 0 | 0 | 0 | 0 | 69790.1016 | 0 | 414117 | 0 | 0 | 0 | 688653.7967 | 0 | 0 | 0 | 0 | 0 | 0 | 0 | 0 | 0 | 0 | 0 | 0 | 0 | -344326.8984 | 0 | 0 | 0 | 0 | 0 | 0 | 0 | 0 | 0 | 0 | 0
2016-03-21 11:00 | 0 | 0 | 0 | 0 | 101915.1016 | 0 | 446242 | 0 | 0 | 0 | 344326.8984 | 0 | 0 | 0 | 0 | 0 | 0 | 0 | 0 | 0 | 0 | 0 | 0 | 0 | -344326.8984 | 0 | 0 | 0 | 0 | 0 | 0 | 0 | 0 | 0 | 0 | 0
2016-03-21 12:00 | 0 | 0 | 0 | 0 | 114866.1016 | 0 | 459193 | 0 | 0 | 0 | 0 | 0 | 0 | 0 | 0 | 0 | 0 | 0 | 0 | 0 | 0 | 0 | 0 | 0 | -344326.8984 | 0 | 0 | 0 | 0 | 0 | 0 | 0 | 0 | 0 | 0 | 0
2016-03-21 13:00 | 0 | 0 | 0 | 0 | 341670.7113 | 117128.2887 | 458799 | 0 | 0 | 0 | 0 | 0 | 0 | 0 | 0 | 0 | 0 | 0 | 0 | 0 | 0 | 0 | 0 | 0 | 0 | 0 | 0 | 0 | 0 | 0 | 0 | 0 | 0 | 0 | 0 | 0
2016-03-21 14:00 | 0 | 0 | 0 | 0 | 141011.1084 | 657711.79 | 454396 | 0 | 0 | 0 | 344326.8984 | 0 | 0 | 0 | 0 | 0 | 0 | 0 | 0 | 0 | 0 | 0 | 0 | 0 | 344326.8984 | 0 | 0 | 0 | 0 | 0 | 0 | 0 | 0 | 0 | 0 | 0
2016-03-21 15:00 | 0 | 0 | 0 | 0 | 0 | 792484.8984 | 448158 | 0 | 0 | 0 | 688653.7967 | 0 | 0 | 0 | 0 | 0 | 0 | 0 | 0 | 0 | 0 | 0 | 0 | 0 | 344326.8984 | 0 | 0 | 0 | 0 | 0 | 0 | 0 | 0 | 0 | 0 | 0
2016-03-21 16:00 | 0 | 0 | 0 | 0 | 0 | 784798.8984 | 440472 | 0 | 0 | 0 | 1032980.6951 | 0 | 0 | 0 | 0 | 0 | 0 | 0 | 0 | 0 | 0 | 0 | 0 | 0 | 344326.8984 | 0 | 0 | 0 | 0 | 0 | 0 | 0 | 0 | 0 | 0 | 0
2016-03-21 17:00 | 0 | 0 | 0 | 0 | 0 | 777527.8984 | 433201 | 0 | 0 | 0 | 1377307.5935 | 0 | 0 | 0 | 0 | 0 | 0 | 0 | 0 | 0 | 0 | 0 | 0 | 0 | 344326.8984 | 0 | 0 | 0 | 0 | 0 | 0 | 0 | 0 | 0 | 0 | 0
2016-03-21 18:00 | 0 | 0 | 0 | 0 | 0 | 770496.8984 | 426170 | 0 | 0 | 0 | 1721634.4918 | 0 | 0 | 0 | 0 | 0 | 0 | 0 | 0 | 0 | 0 | 0 | 0 | 0 | 344326.8984 | 0 | 0 | 0 | 0 | 0 | 0 | 0 | 0 | 0 | 0 | 0
2016-03-21 19:00 | 0 | 0 | 0 | 0 | 0 | 764939.8984 | 420613 | 0 | 0 | 0 | 2065961.3902 | 0 | 0 | 0 | 0 | 0 | 0 | 0 | 0 | 0 | 0 | 0 | 0 | 0 | 344326.8984 | 0 | 0 | 0 | 0 | 0 | 0 | 0 | 0 | 0 | 0 | 0
2016-03-21 20:00 | 0 | 0 | 0 | 0 | 0 | 761456.8984 | 417130 | 0 | 0 | 0 | 2410288.2886 | 0 | 0 | 0 | 0 | 0 | 0 | 0 | 0 | 0 | 0 | 0 | 0 | 0 | 344326.8984 | 0 | 0 | 0 | 0 | 0 | 0 | 0 | 0 | 0 | 0 | 0
2016-03-21 21:00 | 0 | 0 | 0 | 0 | 0 | 761466.8984 | 417140 | 0 | 0 | 0 | 2754615.1869 | 0 | 0 | 0 | 0 | 0 | 0 | 0 | 0 | 0 | 0 | 0 | 0 | 0 | 344326.8984 | 0 | 0 | 0 | 0 | 0 | 0 | 0 | 0 | 0 | 0 | 0
2016-03-21 22:00 | 0 | 0 | 0 | 0 | 0 | 782795.1378 | 419473 | 0 | 0 | 0 | 3098942.0853 | 0 | 0 | 18995.2394 | 0 | 0 | 0 | 0 | 0 | 0 | 0 | 0 | 0 | 0 | 344326.8984 | 0 | 0 | 0 | 18995.2394 | 0 | 0 | 0 | 0 | 0 | 0 | 0
2016-03-21 23:00 | 0 | 0 | 0 | 0 | 0 | 666519.7401 | 429597 | 0 | 0 | 0 | 3354860.0649 | 0 | 0 | 0 | 0 | 0 | 0 | 0 | 0 | 0 | 0 | 0 | 0 | 0 | 255917.9796 | 0 | 0 | 0 | -18995.2394 | 0 | 0 | 0 | 0 | 0 | 0 | 0
2016-03-22 | 0 | 0 | 0 | 0 | 0 | 284661.7519 | 443841 | 0 | 0 | 0 | 3195680.8167 | 0 | 0 | 0 | 0 | 0 | 0 | 0 | 0 | 0 | 0 | 0 | 0 | 0 | -159179.2481 | 0 | 0 | 0 | 0 | 0 | 0 | 0 | 0 | 0 | 0 | 0
2016-03-22 01:00 | 0 | 0 | 0 | 0 | 80127.9022 | 19061.1994 | 443516 | 0 | 0 | 0 | 2851353.9184 | 0 | 0 | 0 | 0 | 0 | 0 | 0 | 0 | 0 | 0 | 0 | 0 | 0 | -344326.8984 | 0 | 0 | 0 | 0 | 0 | 0 | 0 | 0 | 0 | 0 | 0
2016-03-22 02:00 | 0 | 0 | 0 | 0 | 85016.1016 | 0 | 429343 | 0 | 0 | 0 | 2507027.02 | 0 | 0 | 0 | 0 | 0 | 0 | 0 | 0 | 0 | 0 | 0 | 0 | 0 | -344326.8984 | 0 | 0 | 0 | 0 | 0 | 0 | 0 | 0 | 0 | 0 | 0
2016-03-22 03:00 | 0 | 0 | 0 | 0 | 65575.1016 | 0 | 409902 | 0 | 0 | 0 | 2162700.1216 | 0 | 0 | 0 | 0 | 0 | 0 | 0 | 0 | 0 | 0 | 0 | 0 | 0 | -344326.8984 | 0 | 0 | 0 | 0 | 0 | 0 | 0 | 0 | 0 | 0 | 0
2016-03-22 04:00 | 0 | 0 | 0 | 0 | 46820.1016 | 0 | 391147 | 0 | 0 | 0 | 1818373.2233 | 0 | 0 | 0 | 0 | 0 | 0 | 0 | 0 | 0 | 0 | 0 | 0 | 0 | -344326.8984 | 0 | 0 | 0 | 0 | 0 | 0 | 0 | 0 | 0 | 0 | 0
2016-03-22 05:00 | 0 | 0 | 0 | 0 | 33878.1016 | 0 | 378205 | 0 | 0 | 0 | 1474046.3249 | 0 | 0 | 0 | 0 | 0 | 0 | 0 | 0 | 0 | 0 | 0 | 0 | 0 | -344326.8984 | 0 | 0 | 0 | 0 | 0 | 0 | 0 | 0 | 0 | 0 | 0
2016-03-22 06:00 | 0 | 0 | 0 | 0 | 25631.1016 | 0 | 369958 | 0 | 0 | 0 | 1129719.4265 | 0 | 0 | 0 | 0 | 0 | 0 | 0 | 0 | 0 | 0 | 0 | 0 | 0 | -344326.8984 | 0 | 0 | 0 | 0 | 0 | 0 | 0 | 0 | 0 | 0 | 0
2016-03-22 07:00 | 0 | 0 | 0 | 0 | 711575.8984 | 0 | 367249 | 0 | 0 | 0 | 1474046.3249 | 0 | 0 | 0 | 0 | 0 | 0 | 0 | 0 | 0 | 0 | 0 | 0 | 0 | 344326.8984 | 0 | 0 | 0 | 0 | 0 | 0 | 0 | 0 | 0 | 0 | 0
2016-03-22 08:00 | 0 | 0 | 0 | 0 | 25821.1016 | 0 | 370148 | 0 | 0 | 0 | 1129719.4265 | 0 | 0 | 0 | 0 | 0 | 0 | 0 | 0 | 0 | 0 | 0 | 0 | 0 | -344326.8984 | 0 | 0 | 0 | 0 | 0 | 0 | 0 | 0 | 0 | 0 | 0
2016-03-22 09:00 | 0 | 0 | 0 | 0 | 39761.1016 | 0 | 384088 | 0 | 0 | 0 | 785392.5282 | 0 | 0 | 0 | 0 | 0 | 0 | 0 | 0 | 0 | 0 | 0 | 0 | 0 | -344326.8984 | 0 | 0 | 0 | 0 | 0 | 0 | 0 | 0 | 0 | 0 | 0
2016-03-22 10:00 | 0 | 0 | 0 | 0 | 71117.1016 | 0 | 415444 | 0 | 0 | 0 | 441065.6298 | 0 | 0 | 0 | 0 | 0 | 0 | 0 | 0 | 0 | 0 | 0 | 0 | 0 | -344326.8984 | 0 | 0 | 0 | 0 | 0 | 0 | 0 | 0 | 0 | 0 | 0
2016-03-22 11:00 | 0 | 0 | 0 | 0 | 100639.1016 | 0 | 444966 | 0 | 0 | 0 | 96738.7314 | 0 | 0 | 0 | 0 | 0 | 0 | 0 | 0 | 0 | 0 | 0 | 0 | 0 | -344326.8984 | 0 | 0 | 0 | 0 | 0 | 0 | 0 | 0 | 0 | 0 | 0
2016-03-22 12:00 | 0 | 0 | 0 | 0 | 355758.2686 | 0 | 452497 | 0 | 0 | 0 | 0 | 0 | 0 | 0 | 0 | 0 | 0 | 0 | 0 | 0 | 0 | 0 | 0 | 0 | -96738.7314 | 0 | 0 | 0 | 0 | 0 | 0 | 0 | 0 | 0 | 0 | 0
2016-03-22 13:00 | 0 | 0 | 0 | 0 | 351226.8988 | 95845.1012 | 447072 | 0 | 0 | 0 | 0 | 0 | 0 | 0 | 0 | 0 | 0 | 0 | 0 | 0 | 0 | 0 | 0 | 0 | 0 | 0 | 0 | 0 | 0 | 0 | 0 | 0 | 0 | 0 | 0 | 0
2016-03-22 14:00 | 0 | 0 | 0 | 0 | 234767.1348 | 549723.7636 | 440164 | 0 | 0 | 0 | 344326.8984 | 0 | 0 | 0 | 0 | 0 | 0 | 0 | 0 | 0 | 0 | 0 | 0 | 0 | 344326.8984 | 0 | 0 | 0 | 0 | 0 | 0 | 0 | 0 | 0 | 0 | 0
2016-03-22 15:00 | 0 | 0 | 0 | 0 | 0 | 777702.8984 | 433376 | 0 | 0 | 0 | 688653.7967 | 0 | 0 | 0 | 0 | 0 | 0 | 0 | 0 | 0 | 0 | 0 | 0 | 0 | 344326.8984 | 0 | 0 | 0 | 0 | 0 | 0 | 0 | 0 | 0 | 0 | 0
2016-03-22 16:00 | 0 | 0 | 0 | 0 | 0 | 770600.8984 | 426274 | 0 | 0 | 0 | 1032980.6951 | 0 | 0 | 0 | 0 | 0 | 0 | 0 | 0 | 0 | 0 | 0 | 0 | 0 | 344326.8984 | 0 | 0 | 0 | 0 | 0 | 0 | 0 | 0 | 0 | 0 | 0
2016-03-22 17:00 | 0 | 0 | 0 | 0 | 0 | 764288.8984 | 419962 | 0 | 0 | 0 | 1377307.5935 | 0 | 0 | 0 | 0 | 0 | 0 | 0 | 0 | 0 | 0 | 0 | 0 | 0 | 344326.8984 | 0 | 0 | 0 | 0 | 0 | 0 | 0 | 0 | 0 | 0 | 0
2016-03-22 18:00 | 0 | 0 | 0 | 0 | 0 | 759816.8984 | 415490 | 0 | 0 | 0 | 1721634.4918 | 0 | 0 | 0 | 0 | 0 | 0 | 0 | 0 | 0 | 0 | 0 | 0 | 0 | 344326.8984 | 0 | 0 | 0 | 0 | 0 | 0 | 0 | 0 | 0 | 0 | 0
2016-03-22 19:00 | 0 | 0 | 0 | 0 | 0 | 755312.8984 | 410986 | 0 | 0 | 0 | 2065961.3902 | 0 | 0 | 0 | 0 | 0 | 0 | 0 | 0 | 0 | 0 | 0 | 0 | 0 | 344326.8984 | 0 | 0 | 0 | 0 | 0 | 0 | 0 | 0 | 0 | 0 | 0
2016-03-22 20:00 | 0 | 0 | 0 | 0 | 0 | 753272.8984 | 408946 | 0 | 0 | 0 | 2410288.2886 | 0 | 0 | 0 | 0 | 0 | 0 | 0 | 0 | 0 | 0 | 0 | 0 | 0 | 344326.8984 | 0 | 0 | 0 | 0 | 0 | 0 | 0 | 0 | 0 | 0 | 0
2016-03-22 21:00 | 0 | 0 | 0 | 0 | 0 | 753987.8984 | 409661 | 0 | 0 | 0 | 2754615.1869 | 0 | 0 | 0 | 0 | 0 | 0 | 0 | 0 | 0 | 0 | 0 | 0 | 0 | 344326.8984 | 0 | 0 | 0 | 0 | 0 | 0 | 0 | 0 | 0 | 0 | 0
2016-03-22 22:00 | 0 | 0 | 0 | 0 | 0 | 774355.1378 | 411033 | 0 | 0 | 0 | 3098942.0853 | 0 | 0 | 18995.2394 | 0 | 0 | 0 | 0 | 0 | 0 | 0 | 0 | 0 | 0 | 344326.8984 | 0 | 0 | 0 | 18995.2394 | 0 | 0 | 0 | 0 | 0 | 0 | 0
2016-03-22 23:00 | 0 | 0 | 0 | 0 | 0 | 750713.9591 | 417740 | 0 | 0 | 0 | 3443268.9837 | 0 | 0 | 7642.3002 | 0 | 0 | 0 | 0 | 0 | 0 | 0 | 0 | 0 | 0 | 344326.8984 | 0 | 0 | 0 | -11352.9392 | 0 | 0 | 0 | 0 | 0 | 0 | 0
2016-03-23 | 0 | 0 | 0 | 0 | 0 | 384435.489 | 429407 | 0 | 0 | 0 | 3405939.7728 | 0 | 0 | 0 | 0 | 0 | 0 | 0 | 0 | 0 | 0 | 0 | 0 | 0 | -37329.2108 | 0 | 0 | 0 | -7642.3002 | 0 | 0 | 0 | 0 | 0 | 0 | 0
2016-03-23 01:00 | 0 | 0 | 0 | 0 | 49457.2601 | 33625.8415 | 427410 | 0 | 0 | 0 | 3061612.8745 | 0 | 0 | 0 | 0 | 0 | 0 | 0 | 0 | 0 | 0 | 0 | 0 | 0 | -344326.8984 | 0 | 0 | 0 | 0 | 0 | 0 | 0 | 0 | 0 | 0 | 0
2016-03-23 02:00 | 0 | 0 | 0 | 0 | 67842.1016 | 0 | 412169 | 0 | 0 | 0 | 2717285.9761 | 0 | 0 | 0 | 0 | 0 | 0 | 0 | 0 | 0 | 0 | 0 | 0 | 0 | -344326.8984 | 0 | 0 | 0 | 0 | 0 | 0 | 0 | 0 | 0 | 0 | 0
2016-03-23 03:00 | 0 | 0 | 0 | 0 | 47750.1016 | 0 | 392077 | 0 | 0 | 0 | 2372959.0777 | 0 | 0 | 0 | 0 | 0 | 0 | 0 | 0 | 0 | 0 | 0 | 0 | 0 | -344326.8984 | 0 | 0 | 0 | 0 | 0 | 0 | 0 | 0 | 0 | 0 | 0
2016-03-23 04:00 | 0 | 0 | 0 | 0 | 27108.1016 | 0 | 371435 | 0 | 0 | 0 | 2028632.1794 | 0 | 0 | 0 | 0 | 0 | 0 | 0 | 0 | 0 | 0 | 0 | 0 | 0 | -344326.8984 | 0 | 0 | 0 | 0 | 0 | 0 | 0 | 0 | 0 | 0 | 0
2016-03-23 05:00 | 0 | 0 | 0 | 0 | 10948.1016 | 0 | 355275 | 0 | 0 | 0 | 1684305.281 | 0 | 0 | 0 | 0 | 0 | 0 | 0 | 0 | 0 | 0 | 0 | 0 | 0 | -344326.8984 | 0 | 0 | 0 | 0 | 0 | 0 | 0 | 0 | 0 | 0 | 0
2016-03-23 06:00 | 0 | 0 | 0 | 0 | 416.1016 | 0 | 344743 | 0 | 0 | 0 | 1339978.3826 | 0 | 0 | 0 | 0 | 0 | 0 | 0 | 0 | 0 | 0 | 0 | 0 | 0 | -344326.8984 | 0 | 0 | 0 | 0 | 0 | 0 | 0 | 0 | 0 | 0 | 0
2016-03-23 07:00 | 0 | 0 | 0 | 0 | 31509.3125 | 0 | 338507 | 0 | 0 | 0 | 1032980.6951 | 0 | 0 | 0 | 0 | 0 | 0 | 0 | 0 | 0 | 0 | 0 | 0 | 0 | -306997.6875 | 0 | 0 | 0 | 0 | 0 | 0 | 0 | 0 | 0 | 0 | 0
2016-03-23 08:00 | 0 | 0 | 0 | 0 | 684610.8984 | 0 | 340284 | 0 | 0 | 0 | 1377307.5935 | 0 | 0 | 0 | 0 | 0 | 0 | 0 | 0 | 0 | 0 | 0 | 0 | 0 | 344326.8984 | 0 | 0 | 0 | 0 | 0 | 0 | 0 | 0 | 0 | 0 | 0
2016-03-23 09:00 | 0 | 0 | 0 | 0 | 7408.1016 | 0 | 351735 | 0 | 0 | 0 | 1032980.6951 | 0 | 0 | 0 | 0 | 0 | 0 | 0 | 0 | 0 | 0 | 0 | 0 | 0 | -344326.8984 | 0 | 0 | 0 | 0 | 0 | 0 | 0 | 0 | 0 | 0 | 0
2016-03-23 10:00 | 0 | 0 | 0 | 0 | 35230.1016 | 0 | 379557 | 0 | 0 | 0 | 688653.7967 | 0 | 0 | 0 | 0 | 0 | 0 | 0 | 0 | 0 | 0 | 0 | 0 | 0 | -344326.8984 | 0 | 0 | 0 | 0 | 0 | 0 | 0 | 0 | 0 | 0 | 0
2016-03-23 11:00 | 0 | 0 | 0 | 0 | 62246.1016 | 0 | 406573 | 0 | 0 | 0 | 344326.8984 | 0 | 0 | 0 | 0 | 0 | 0 | 0 | 0 | 0 | 0 | 0 | 0 | 0 | -344326.8984 | 0 | 0 | 0 | 0 | 0 | 0 | 0 | 0 | 0 | 0 | 0
2016-03-23 12:00 | 0 | 0 | 0 | 0 | 73244.9678 | 0.13388 | 417572 | 0 | 0 | 0 | 0 | 0 | 0 | 0 | 0 | 0 | 0 | 0 | 0 | 0 | 0 | 0 | 0 | 0 | -344326.8984 | 0 | 0 | 0 | 0 | 0 | 0 | 0 | 0 | 0 | 0 | 0
2016-03-23 13:00 | 0 | 0 | 0 | 0 | 285321.1602 | 135201.8398 | 420523 | 0 | 0 | 0 | 0 | 0 | 0 | 0 | 0 | 0 | 0 | 0 | 0 | 0 | 0 | 0 | 0 | 0 | 0 | 0 | 0 | 0 | 0 | 0 | 0 | 0 | 0 | 0 | 0 | 0
2016-03-23 14:00 | 0 | 0 | 0 | 0 | 162742.8085 | 605174.0898 | 423590 | 0 | 0 | 0 | 344326.8984 | 0 | 0 | 0 | 0 | 0 | 0 | 0 | 0 | 0 | 0 | 0 | 0 | 0 | 344326.8984 | 0 | 0 | 0 | 0 | 0 | 0 | 0 | 0 | 0 | 0 | 0
2016-03-23 15:00 | 0 | 0 | 0 | 0 | 0 | 768273.8984 | 423947 | 0 | 0 | 0 | 688653.7967 | 0 | 0 | 0 | 0 | 0 | 0 | 0 | 0 | 0 | 0 | 0 | 0 | 0 | 344326.8984 | 0 | 0 | 0 | 0 | 0 | 0 | 0 | 0 | 0 | 0 | 0
2016-03-23 16:00 | 0 | 0 | 0 | 0 | 0 | 766286.8984 | 421960 | 0 | 0 | 0 | 1032980.6951 | 0 | 0 | 0 | 0 | 0 | 0 | 0 | 0 | 0 | 0 | 0 | 0 | 0 | 344326.8984 | 0 | 0 | 0 | 0 | 0 | 0 | 0 | 0 | 0 | 0 | 0
2016-03-23 17:00 | 0 | 0 | 0 | 0 | 0 | 765411.8984 | 421085 | 0 | 0 | 0 | 1377307.5935 | 0 | 0 | 0 | 0 | 0 | 0 | 0 | 0 | 0 | 0 | 0 | 0 | 0 | 344326.8984 | 0 | 0 | 0 | 0 | 0 | 0 | 0 | 0 | 0 | 0 | 0
2016-03-23 18:00 | 0 | 0 | 0 | 0 | 0 | 765153.8984 | 420827 | 0 | 0 | 0 | 1721634.4918 | 0 | 0 | 0 | 0 | 0 | 0 | 0 | 0 | 0 | 0 | 0 | 0 | 0 | 344326.8984 | 0 | 0 | 0 | 0 | 0 | 0 | 0 | 0 | 0 | 0 | 0
2016-03-23 19:00 | 0 | 0 | 0 | 0 | 0 | 764783.8984 | 420457 | 0 | 0 | 0 | 2065961.3902 | 0 | 0 | 0 | 0 | 0 | 0 | 0 | 0 | 0 | 0 | 0 | 0 | 0 | 344326.8984 | 0 | 0 | 0 | 0 | 0 | 0 | 0 | 0 | 0 | 0 | 0
2016-03-23 20:00 | 0 | 0 | 0 | 0 | 0 | 765885.8984 | 421559 | 0 | 0 | 0 | 2410288.2886 | 0 | 0 | 0 | 0 | 0 | 0 | 0 | 0 | 0 | 0 | 0 | 0 | 0 | 344326.8984 | 0 | 0 | 0 | 0 | 0 | 0 | 0 | 0 | 0 | 0 | 0
2016-03-23 21:00 | 0 | 0 | 0 | 0 | 0 | 768076.8984 | 423750 | 0 | 0 | 0 | 2754615.1869 | 0 | 0 | 0 | 0 | 0 | 0 | 0 | 0 | 0 | 0 | 0 | 0 | 0 | 344326.8984 | 0 | 0 | 0 | 0 | 0 | 0 | 0 | 0 | 0 | 0 | 0
2016-03-23 22:00 | 0 | 0 | 0 | 0 | 0 | 768470.8984 | 424144 | 0 | 0 | 0 | 3098942.0853 | 0 | 0 | 0 | 0 | 0 | 0 | 0 | 0 | 0 | 0 | 0 | 0 | 0 | 344326.8984 | 0 | 0 | 0 | 0 | 0 | 0 | 0 | 0 | 0 | 0 | 0
2016-03-23 23:00 | 0 | 0 | 0 | 0 | 0 | 791775.1378 | 428453 | 0 | 0 | 0 | 3443268.9837 | 0 | 0 | 18995.2394 | 0 | 0 | 0 | 0 | 0 | 0 | 0 | 0 | 0 | 0 | 344326.8984 | 0 | 0 | 0 | 18995.2394 | 0 | 0 | 0 | 0 | 0 | 0 | 0
2016-03-24 | 0 | 0 | 0 | 0 | 0 | 490218.9227 | 436285 | 0 | 0 | 0 | 3516198.1458 | 0 | 0 | 0 | 0 | 0 | 0 | 0 | 0 | 0 | 0 | 0 | 0 | 0 | 72929.1622 | 0 | 0 | 0 | -18995.2394 | 0 | 0 | 0 | 0 | 0 | 0 | 0
2016-03-24 01:00 | 0 | 0 | 0 | 0 | 49123.615 | 38362.4866 | 431813 | 0 | 0 | 0 | 3171871.2475 | 0 | 0 | 0 | 0 | 0 | 0 | 0 | 0 | 0 | 0 | 0 | 0 | 0 | -344326.8984 | 0 | 0 | 0 | 0 | 0 | 0 | 0 | 0 | 0 | 0 | 0
2016-03-24 02:00 | 0 | 0 | 0 | 0 | 70857.1016 | 0 | 415184 | 0 | 0 | 0 | 2827544.3491 | 0 | 0 | 0 | 0 | 0 | 0 | 0 | 0 | 0 | 0 | 0 | 0 | 0 | -344326.8984 | 0 | 0 | 0 | 0 | 0 | 0 | 0 | 0 | 0 | 0 | 0
2016-03-24 03:00 | 0 | 0 | 0 | 0 | 48921.1016 | 0 | 393248 | 0 | 0 | 0 | 2483217.4507 | 0 | 0 | 0 | 0 | 0 | 0 | 0 | 0 | 0 | 0 | 0 | 0 | 0 | -344326.8984 | 0 | 0 | 0 | 0 | 0 | 0 | 0 | 0 | 0 | 0 | 0
2016-03-24 04:00 | 0 | 0 | 0 | 0 | 26453.1016 | 0 | 370780 | 0 | 0 | 0 | 2138890.5524 | 0 | 0 | 0 | 0 | 0 | 0 | 0 | 0 | 0 | 0 | 0 | 0 | 0 | -344326.8984 | 0 | 0 | 0 | 0 | 0 | 0 | 0 | 0 | 0 | 0 | 0
2016-03-24 05:00 | 0 | 0 | 0 | 0 | 9438.1016 | 0 | 353765 | 0 | 0 | 0 | 1794563.654 | 0 | 0 | 0 | 0 | 0 | 0 | 0 | 0 | 0 | 0 | 0 | 0 | 0 | -344326.8984 | 0 | 0 | 0 | 0 | 0 | 0 | 0 | 0 | 0 | 0 | 0
2016-03-24 06:00 | 0 | 0 | 0 | 0 | 0 | 0 | 342199 | 0 | 0 | 0 | 1452364.654 | 0 | 0 | 0 | 0 | 0 | 0 | 0 | 0 | 0 | 0 | 0 | 0 | 0 | -342199 | 0 | 0 | 0 | 0 | 0 | 0 | 0 | 0 | 0 | 0 | 0
2016-03-24 07:00 | 0 | 0 | 0 | 0 | 0 | 0 | 335265 | 0 | 0 | 0 | 1117099.654 | 0 | 0 | 0 | 0 | 0 | 0 | 0 | 0 | 0 | 0 | 0 | 0 | 0 | -335265 | 0 | 0 | 0 | 0 | 0 | 0 | 0 | 0 | 0 | 0 | 0
2016-03-24 08:00 | 0 | 0 | 0 | 0 | 0 | 0 | 334414 | 0 | 0 | 0 | 782685.654 | 0 | 0 | 0 | 0 | 0 | 0 | 0 | 0 | 0 | 0 | 0 | 0 | 0 | -334414 | 0 | 0 | 0 | 0 | 0 | 0 | 0 | 0 | 0 | 0 | 0
2016-03-24 09:00 | 0 | 0 | 0 | 0 | 688896.8984 | 0 | 344570 | 0 | 0 | 0 | 1127012.5524 | 0 | 0 | 0 | 0 | 0 | 0 | 0 | 0 | 0 | 0 | 0 | 0 | 0 | 344326.8984 | 0 | 0 | 0 | 0 | 0 | 0 | 0 | 0 | 0 | 0 | 0
2016-03-24 10:00 | 0 | 0 | 0 | 0 | 25658.1016 | 0 | 369985 | 0 | 0 | 0 | 782685.654 | 0 | 0 | 0 | 0 | 0 | 0 | 0 | 0 | 0 | 0 | 0 | 0 | 0 | -344326.8984 | 0 | 0 | 0 | 0 | 0 | 0 | 0 | 0 | 0 | 0 | 0
2016-03-24 11:00 | 0 | 0 | 0 | 0 | 52725.1016 | 0 | 397052 | 0 | 0 | 0 | 438358.7556 | 0 | 0 | 0 | 0 | 0 | 0 | 0 | 0 | 0 | 0 | 0 | 0 | 0 | -344326.8984 | 0 | 0 | 0 | 0 | 0 | 0 | 0 | 0 | 0 | 0 | 0
2016-03-24 12:00 | 0 | 0 | 0 | 0 | 66346.9728 | 3.1288 | 410677 | 0 | 0 | 0 | 94031.8573 | 0 | 0 | 0 | 0 | 0 | 0 | 0 | 0 | 0 | 0 | 0 | 0 | 0 | -344326.8984 | 0 | 0 | 0 | 0 | 0 | 0 | 0 | 0 | 0 | 0 | 0
2016-03-24 13:00 | 0 | 0 | 0 | 0 | 157326.092 | 166332.0507 | 417690 | 0 | 0 | 0 | 0 | 0 | 0 | 0 | 0 | 0 | 0 | 0 | 0 | 0 | 0 | 0 | 0 | 0 | -94031.8573 | 0 | 0 | 0 | 0 | 0 | 0 | 0 | 0 | 0 | 0 | 0
2016-03-24 14:00 | 0 | 0 | 0 | 0 | 55131.9098 | 713635.9886 | 424441 | 0 | 0 | 0 | 344326.8984 | 0 | 0 | 0 | 0 | 0 | 0 | 0 | 0 | 0 | 0 | 0 | 0 | 0 | 344326.8984 | 0 | 0 | 0 | 0 | 0 | 0 | 0 | 0 | 0 | 0 | 0
2016-03-24 15:00 | 0 | 0 | 0 | 0 | 0 | 771104.8984 | 426778 | 0 | 0 | 0 | 688653.7967 | 0 | 0 | 0 | 0 | 0 | 0 | 0 | 0 | 0 | 0 | 0 | 0 | 0 | 344326.8984 | 0 | 0 | 0 | 0 | 0 | 0 | 0 | 0 | 0 | 0 | 0
2016-03-24 16:00 | 0 | 0 | 0 | 0 | 0 | 770702.8984 | 426376 | 0 | 0 | 0 | 1032980.6951 | 0 | 0 | 0 | 0 | 0 | 0 | 0 | 0 | 0 | 0 | 0 | 0 | 0 | 344326.8984 | 0 | 0 | 0 | 0 | 0 | 0 | 0 | 0 | 0 | 0 | 0
2016-03-24 17:00 | 0 | 0 | 0 | 0 | 0 | 770101.8984 | 425775 | 0 | 0 | 0 | 1377307.5935 | 0 | 0 | 0 | 0 | 0 | 0 | 0 | 0 | 0 | 0 | 0 | 0 | 0 | 344326.8984 | 0 | 0 | 0 | 0 | 0 | 0 | 0 | 0 | 0 | 0 | 0
2016-03-24 18:00 | 0 | 0 | 0 | 0 | 0 | 768488.8984 | 424162 | 0 | 0 | 0 | 1721634.4918 | 0 | 0 | 0 | 0 | 0 | 0 | 0 | 0 | 0 | 0 | 0 | 0 | 0 | 344326.8984 | 0 | 0 | 0 | 0 | 0 | 0 | 0 | 0 | 0 | 0 | 0
2016-03-24 19:00 | 0 | 0 | 0 | 0 | 0 | 766456.8984 | 422130 | 0 | 0 | 0 | 2065961.3902 | 0 | 0 | 0 | 0 | 0 | 0 | 0 | 0 | 0 | 0 | 0 | 0 | 0 | 344326.8984 | 0 | 0 | 0 | 0 | 0 | 0 | 0 | 0 | 0 | 0 | 0
2016-03-24 20:00 | 0 | 0 | 0 | 0 | 0 | 765961.8984 | 421635 | 0 | 0 | 0 | 2410288.2886 | 0 | 0 | 0 | 0 | 0 | 0 | 0 | 0 | 0 | 0 | 0 | 0 | 0 | 344326.8984 | 0 | 0 | 0 | 0 | 0 | 0 | 0 | 0 | 0 | 0 | 0
2016-03-24 21:00 | 0 | 0 | 0 | 0 | 0 | 766362.8984 | 422036 | 0 | 0 | 0 | 2754615.1869 | 0 | 0 | 0 | 0 | 0 | 0 | 0 | 0 | 0 | 0 | 0 | 0 | 0 | 344326.8984 | 0 | 0 | 0 | 0 | 0 | 0 | 0 | 0 | 0 | 0 | 0
2016-03-24 22:00 | 0 | 0 | 0 | 0 | 0 | 765888.8984 | 421562 | 0 | 0 | 0 | 3098942.0853 | 0 | 0 | 0 | 0 | 0 | 0 | 0 | 0 | 0 | 0 | 0 | 0 | 0 | 344326.8984 | 0 | 0 | 0 | 0 | 0 | 0 | 0 | 0 | 0 | 0 | 0
2016-03-24 23:00 | 0 | 0 | 0 | 0 | 0 | 787370.1378 | 424048 | 0 | 0 | 0 | 3443268.9837 | 0 | 0 | 18995.2394 | 0 | 0 | 0 | 0 | 0 | 0 | 0 | 0 | 0 | 0 | 344326.8984 | 0 | 0 | 0 | 18995.2394 | 0 | 0 | 0 | 0 | 0 | 0 | 0
2016-03-25 | 0 | 0 | 0 | 0 | 0 | 469121.8064 | 429148 | 0 | 0 | 0 | 3502238.0295 | 0 | 0 | 0 | 0 | 0 | 0 | 0 | 0 | 0 | 0 | 0 | 0 | 0 | 58969.0458 | 0 | 0 | 0 | -18995.2394 | 0 | 0 | 0 | 0 | 0 | 0 | 0
2016-03-25 01:00 | 0 | 0 | 0 | 0 | 42343.8064 | 40151.2952 | 426822 | 0 | 0 | 0 | 3157911.1311 | 0 | 0 | 0 | 0 | 0 | 0 | 0 | 0 | 0 | 0 | 0 | 0 | 0 | -344326.8984 | 0 | 0 | 0 | 0 | 0 | 0 | 0 | 0 | 0 | 0 | 0
2016-03-25 02:00 | 0 | 0 | 0 | 0 | 67066.1016 | 0 | 411393 | 0 | 0 | 0 | 2813584.2328 | 0 | 0 | 0 | 0 | 0 | 0 | 0 | 0 | 0 | 0 | 0 | 0 | 0 | -344326.8984 | 0 | 0 | 0 | 0 | 0 | 0 | 0 | 0 | 0 | 0 | 0
2016-03-25 03:00 | 0 | 0 | 0 | 0 | 47021.1016 | 0 | 391348 | 0 | 0 | 0 | 2469257.3344 | 0 | 0 | 0 | 0 | 0 | 0 | 0 | 0 | 0 | 0 | 0 | 0 | 0 | -344326.8984 | 0 | 0 | 0 | 0 | 0 | 0 | 0 | 0 | 0 | 0 | 0
2016-03-25 04:00 | 0 | 0 | 0 | 0 | 26291.1016 | 0 | 370618 | 0 | 0 | 0 | 2124930.436 | 0 | 0 | 0 | 0 | 0 | 0 | 0 | 0 | 0 | 0 | 0 | 0 | 0 | -344326.8984 | 0 | 0 | 0 | 0 | 0 | 0 | 0 | 0 | 0 | 0 | 0
2016-03-25 05:00 | 0 | 0 | 0 | 0 | 9438.1016 | 0 | 353765 | 0 | 0 | 0 | 1780603.5377 | 0 | 0 | 0 | 0 | 0 | 0 | 0 | 0 | 0 | 0 | 0 | 0 | 0 | -344326.8984 | 0 | 0 | 0 | 0 | 0 | 0 | 0 | 0 | 0 | 0 | 0
2016-03-25 06:00 | 0 | 0 | 0 | 0 | 0 | 0 | 342034 | 0 | 0 | 0 | 1438569.5377 | 0 | 0 | 0 | 0 | 0 | 0 | 0 | 0 | 0 | 0 | 0 | 0 | 0 | -342034 | 0 | 0 | 0 | 0 | 0 | 0 | 0 | 0 | 0 | 0 | 0
2016-03-25 07:00 | 0 | 0 | 0 | 0 | 0 | 0 | 335251 | 0 | 0 | 0 | 1103318.5377 | 0 | 0 | 0 | 0 | 0 | 0 | 0 | 0 | 0 | 0 | 0 | 0 | 0 | -335251 | 0 | 0 | 0 | 0 | 0 | 0 | 0 | 0 | 0 | 0 | 0
2016-03-25 08:00 | 0 | 0 | 0 | 0 | 0 | 0 | 334299 | 0 | 0 | 0 | 769019.5377 | 0 | 0 | 0 | 0 | 0 | 0 | 0 | 0 | 0 | 0 | 0 | 0 | 0 | -334299 | 0 | 0 | 0 | 0 | 0 | 0 | 0 | 0 | 0 | 0 | 0
2016-03-25 09:00 | 0 | 0 | 0 | 0 | 634917.5137 | 0 | 340714 | 0 | 0 | 0 | 1063223.0513 | 0 | 0 | 0 | 0 | 0 | 0 | 0 | 0 | 0 | 0 | 0 | 0 | 0 | 294203.5137 | 0 | 0 | 0 | 0 | 0 | 0 | 0 | 0 | 0 | 0 | 0
2016-03-25 10:00 | 0 | 0 | 0 | 0 | 14053.1016 | 0 | 358380 | 0 | 0 | 0 | 718896.153 | 0 | 0 | 0 | 0 | 0 | 0 | 0 | 0 | 0 | 0 | 0 | 0 | 0 | -344326.8984 | 0 | 0 | 0 | 0 | 0 | 0 | 0 | 0 | 0 | 0 | 0
2016-03-25 11:00 | 0 | 0 | 0 | 0 | 36469.1016 | 0 | 380796 | 0 | 0 | 0 | 374569.2546 | 0 | 0 | 0 | 0 | 0 | 0 | 0 | 0 | 0 | 0 | 0 | 0 | 0 | -344326.8984 | 0 | 0 | 0 | 0 | 0 | 0 | 0 | 0 | 0 | 0 | 0
2016-03-25 12:00 | 0 | 0 | 0 | 0 | 52872.1486 | 5.9531 | 397205 | 0 | 0 | 0 | 30242.3562 | 0 | 0 | 0 | 0 | 0 | 0 | 0 | 0 | 0 | 0 | 0 | 0 | 0 | -344326.8984 | 0 | 0 | 0 | 0 | 0 | 0 | 0 | 0 | 0 | 0 | 0
2016-03-25 13:00 | 0 | 0 | 0 | 0 | 231843.0864 | 148421.5573 | 410507 | 0 | 0 | 0 | 0 | 0 | 0 | 0 | 0 | 0 | 0 | 0 | 0 | 0 | 0 | 0 | 0 | 0 | -30242.3562 | 0 | 0 | 0 | 0 | 0 | 0 | 0 | 0 | 0 | 0 | 0
2016-03-25 14:00 | 0 | 0 | 0 | 0 | 57473.8804 | 705882.0179 | 419029 | 0 | 0 | 0 | 344326.8984 | 0 | 0 | 0 | 0 | 0 | 0 | 0 | 0 | 0 | 0 | 0 | 0 | 0 | 344326.8984 | 0 | 0 | 0 | 0 | 0 | 0 | 0 | 0 | 0 | 0 | 0
2016-03-25 15:00 | 0 | 0 | 0 | 0 | 0 | 764676.8984 | 420350 | 0 | 0 | 0 | 688653.7967 | 0 | 0 | 0 | 0 | 0 | 0 | 0 | 0 | 0 | 0 | 0 | 0 | 0 | 344326.8984 | 0 | 0 | 0 | 0 | 0 | 0 | 0 | 0 | 0 | 0 | 0
2016-03-25 16:00 | 0 | 0 | 0 | 0 | 0 | 761750.8984 | 417424 | 0 | 0 | 0 | 1032980.6951 | 0 | 0 | 0 | 0 | 0 | 0 | 0 | 0 | 0 | 0 | 0 | 0 | 0 | 344326.8984 | 0 | 0 | 0 | 0 | 0 | 0 | 0 | 0 | 0 | 0 | 0
2016-03-25 17:00 | 0 | 0 | 0 | 0 | 0 | 757477.8984 | 413151 | 0 | 0 | 0 | 1377307.5935 | 0 | 0 | 0 | 0 | 0 | 0 | 0 | 0 | 0 | 0 | 0 | 0 | 0 | 344326.8984 | 0 | 0 | 0 | 0 | 0 | 0 | 0 | 0 | 0 | 0 | 0
2016-03-25 18:00 | 0 | 0 | 0 | 0 | 0 | 753584.8984 | 409258 | 0 | 0 | 0 | 1721634.4918 | 0 | 0 | 0 | 0 | 0 | 0 | 0 | 0 | 0 | 0 | 0 | 0 | 0 | 344326.8984 | 0 | 0 | 0 | 0 | 0 | 0 | 0 | 0 | 0 | 0 | 0
2016-03-25 19:00 | 0 | 0 | 0 | 0 | 0 | 749617.8984 | 405291 | 0 | 0 | 0 | 2065961.3902 | 0 | 0 | 0 | 0 | 0 | 0 | 0 | 0 | 0 | 0 | 0 | 0 | 0 | 344326.8984 | 0 | 0 | 0 | 0 | 0 | 0 | 0 | 0 | 0 | 0 | 0
2016-03-25 20:00 | 0 | 0 | 0 | 0 | 0 | 746787.8984 | 402461 | 0 | 0 | 0 | 2410288.2886 | 0 | 0 | 0 | 0 | 0 | 0 | 0 | 0 | 0 | 0 | 0 | 0 | 0 | 344326.8984 | 0 | 0 | 0 | 0 | 0 | 0 | 0 | 0 | 0 | 0 | 0
2016-03-25 21:00 | 0 | 0 | 0 | 0 | 0 | 745966.8984 | 401640 | 0 | 0 | 0 | 2754615.1869 | 0 | 0 | 0 | 0 | 0 | 0 | 0 | 0 | 0 | 0 | 0 | 0 | 0 | 344326.8984 | 0 | 0 | 0 | 0 | 0 | 0 | 0 | 0 | 0 | 0 | 0
2016-03-25 22:00 | 0 | 0 | 0 | 0 | 0 | 743945.8984 | 399619 | 0 | 0 | 0 | 3098942.0853 | 0 | 0 | 0 | 0 | 0 | 0 | 0 | 0 | 0 | 0 | 0 | 0 | 0 | 344326.8984 | 0 | 0 | 0 | 0 | 0 | 0 | 0 | 0 | 0 | 0 | 0
2016-03-25 23:00 | 0 | 0 | 0 | 0 | 0 | 763980.1378 | 400658 | 0 | 0 | 0 | 3443268.9837 | 0 | 0 | 18995.2394 | 0 | 0 | 0 | 0 | 0 | 0 | 0 | 0 | 0 | 0 | 344326.8984 | 0 | 0 | 0 | 18995.2394 | 0 | 0 | 0 | 0 | 0 | 0 | 0
2016-03-26 | 0 | 0 | 0 | 0 | 0 | 445635.1033 | 407842 | 0 | 0 | 0 | 3500057.3264 | 0 | 0 | 0 | 0 | 0 | 0 | 0 | 0 | 0 | 0 | 0 | 0 | 0 | 56788.3427 | 0 | 0 | 0 | -18995.2394 | 0 | 0 | 0 | 0 | 0 | 0 | 0
2016-03-26 01:00 | 0 | 0 | 0 | 0 | 19541.1079 | 42560.9938 | 406429 | 0 | 0 | 0 | 3155730.428 | 0 | 0 | 0 | 0 | 0 | 0 | 0 | 0 | 0 | 0 | 0 | 0 | 0 | -344326.8984 | 0 | 0 | 0 | 0 | 0 | 0 | 0 | 0 | 0 | 0 | 0
2016-03-26 02:00 | 0 | 0 | 0 | 0 | 52000.1016 | 0 | 396327 | 0 | 0 | 0 | 2811403.5296 | 0 | 0 | 0 | 0 | 0 | 0 | 0 | 0 | 0 | 0 | 0 | 0 | 0 | -344326.8984 | 0 | 0 | 0 | 0 | 0 | 0 | 0 | 0 | 0 | 0 | 0
2016-03-26 03:00 | 0 | 0 | 0 | 0 | 37262.1016 | 0 | 381589 | 0 | 0 | 0 | 2467076.6313 | 0 | 0 | 0 | 0 | 0 | 0 | 0 | 0 | 0 | 0 | 0 | 0 | 0 | -344326.8984 | 0 | 0 | 0 | 0 | 0 | 0 | 0 | 0 | 0 | 0 | 0
2016-03-26 04:00 | 0 | 0 | 0 | 0 | 20891.1016 | 0 | 365218 | 0 | 0 | 0 | 2122749.7329 | 0 | 0 | 0 | 0 | 0 | 0 | 0 | 0 | 0 | 0 | 0 | 0 | 0 | -344326.8984 | 0 | 0 | 0 | 0 | 0 | 0 | 0 | 0 | 0 | 0 | 0
2016-03-26 05:00 | 0 | 0 | 0 | 0 | 6364.1016 | 0 | 350691 | 0 | 0 | 0 | 1778422.8345 | 0 | 0 | 0 | 0 | 0 | 0 | 0 | 0 | 0 | 0 | 0 | 0 | 0 | -344326.8984 | 0 | 0 | 0 | 0 | 0 | 0 | 0 | 0 | 0 | 0 | 0
2016-03-26 06:00 | 0 | 0 | 0 | 0 | 0 | 0 | 340886 | 0 | 0 | 0 | 1437536.8345 | 0 | 0 | 0 | 0 | 0 | 0 | 0 | 0 | 0 | 0 | 0 | 0 | 0 | -340886 | 0 | 0 | 0 | 0 | 0 | 0 | 0 | 0 | 0 | 0 | 0
2016-03-26 07:00 | 0 | 0 | 0 | 0 | 0 | 0 | 333906 | 0 | 0 | 0 | 1103630.8345 | 0 | 0 | 0 | 0 | 0 | 0 | 0 | 0 | 0 | 0 | 0 | 0 | 0 | -333906 | 0 | 0 | 0 | 0 | 0 | 0 | 0 | 0 | 0 | 0 | 0
2016-03-26 08:00 | 0 | 0 | 0 | 0 | 12329.4771 | 0 | 331611 | 0 | 0 | 0 | 784349.3116 | 0 | 0 | 0 | 0 | 0 | 0 | 0 | 0 | 0 | 0 | 0 | 0 | 0 | -319281.5229 | 0 | 0 | 0 | 0 | 0 | 0 | 0 | 0 | 0 | 0 | 0
2016-03-26 09:00 | 0 | 0 | 0 | 0 | 580948.4851 | 0 | 334220 | 0 | 0 | 0 | 1031077.7967 | 0 | 0 | 0 | 0 | 0 | 0 | 0 | 0 | 0 | 0 | 0 | 0 | 0 | 246728.4851 | 0 | 0 | 0 | 0 | 0 | 0 | 0 | 0 | 0 | 0 | 0
2016-03-26 10:00 | 0 | 0 | 0 | 0 | 0 | 0 | 342424 | 0 | 0 | 0 | 688653.7967 | 0 | 0 | 0 | 0 | 0 | 0 | 0 | 0 | 0 | 0 | 0 | 0 | 0 | -342424 | 0 | 0 | 0 | 0 | 0 | 0 | 0 | 0 | 0 | 0 | 0
2016-03-26 11:00 | 0 | 0 | 0 | 0 | 10337.1016 | 0 | 354664 | 0 | 0 | 0 | 344326.8984 | 0 | 0 | 0 | 0 | 0 | 0 | 0 | 0 | 0 | 0 | 0 | 0 | 0 | -344326.8984 | 0 | 0 | 0 | 0 | 0 | 0 | 0 | 0 | 0 | 0 | 0
2016-03-26 12:00 | 0 | 0 | 0 | 0 | 25081.1497 | 14.9519 | 369423 | 0 | 0 | 0 | 0 | 0 | 0 | 0 | 0 | 0 | 0 | 0 | 0 | 0 | 0 | 0 | 0 | 0 | -344326.8984 | 0 | 0 | 0 | 0 | 0 | 0 | 0 | 0 | 0 | 0 | 0
2016-03-26 13:00 | 0 | 0 | 0 | 0 | 245082.7809 | 137162.2191 | 382245 | 0 | 0 | 0 | 0 | 0 | 0 | 0 | 0 | 0 | 0 | 0 | 0 | 0 | 0 | 0 | 0 | 0 | 0 | 0 | 0 | 0 | 0 | 0 | 0 | 0 | 0 | 0 | 0 | 0
2016-03-26 14:00 | 0 | 0 | 0 | 0 | 67294.6704 | 666719.2279 | 389687 | 0 | 0 | 0 | 344326.8984 | 0 | 0 | 0 | 0 | 0 | 0 | 0 | 0 | 0 | 0 | 0 | 0 | 0 | 344326.8984 | 0 | 0 | 0 | 0 | 0 | 0 | 0 | 0 | 0 | 0 | 0
2016-03-26 15:00 | 0 | 0 | 0 | 0 | 0 | 735705.8984 | 391379 | 0 | 0 | 0 | 688653.7967 | 0 | 0 | 0 | 0 | 0 | 0 | 0 | 0 | 0 | 0 | 0 | 0 | 0 | 344326.8984 | 0 | 0 | 0 | 0 | 0 | 0 | 0 | 0 | 0 | 0 | 0
2016-03-26 16:00 | 0 | 0 | 0 | 0 | 0 | 734120.8984 | 389794 | 0 | 0 | 0 | 1032980.6951 | 0 | 0 | 0 | 0 | 0 | 0 | 0 | 0 | 0 | 0 | 0 | 0 | 0 | 344326.8984 | 0 | 0 | 0 | 0 | 0 | 0 | 0 | 0 | 0 | 0 | 0
2016-03-26 17:00 | 0 | 0 | 0 | 0 | 0 | 730007.8984 | 385681 | 0 | 0 | 0 | 1377307.5935 | 0 | 0 | 0 | 0 | 0 | 0 | 0 | 0 | 0 | 0 | 0 | 0 | 0 | 344326.8984 | 0 | 0 | 0 | 0 | 0 | 0 | 0 | 0 | 0 | 0 | 0
2016-03-26 18:00 | 0 | 0 | 0 | 0 | 0 | 725371.8984 | 381045 | 0 | 0 | 0 | 1721634.4918 | 0 | 0 | 0 | 0 | 0 | 0 | 0 | 0 | 0 | 0 | 0 | 0 | 0 | 344326.8984 | 0 | 0 | 0 | 0 | 0 | 0 | 0 | 0 | 0 | 0 | 0
2016-03-26 19:00 | 0 | 0 | 0 | 0 | 0 | 723015.8984 | 378689 | 0 | 0 | 0 | 2065961.3902 | 0 | 0 | 0 | 0 | 0 | 0 | 0 | 0 | 0 | 0 | 0 | 0 | 0 | 344326.8984 | 0 | 0 | 0 | 0 | 0 | 0 | 0 | 0 | 0 | 0 | 0
2016-03-26 20:00 | 0 | 0 | 0 | 0 | 0 | 722939.8984 | 378613 | 0 | 0 | 0 | 2410288.2886 | 0 | 0 | 0 | 0 | 0 | 0 | 0 | 0 | 0 | 0 | 0 | 0 | 0 | 344326.8984 | 0 | 0 | 0 | 0 | 0 | 0 | 0 | 0 | 0 | 0 | 0
2016-03-26 21:00 | 0 | 0 | 0 | 0 | 0 | 724341.8984 | 380015 | 0 | 0 | 0 | 2754615.1869 | 0 | 0 | 0 | 0 | 0 | 0 | 0 | 0 | 0 | 0 | 0 | 0 | 0 | 344326.8984 | 0 | 0 | 0 | 0 | 0 | 0 | 0 | 0 | 0 | 0 | 0
2016-03-26 22:00 | 0 | 0 | 0 | 0 | 0 | 726501.8984 | 382175 | 0 | 0 | 0 | 3098942.0853 | 0 | 0 | 0 | 0 | 0 | 0 | 0 | 0 | 0 | 0 | 0 | 0 | 0 | 344326.8984 | 0 | 0 | 0 | 0 | 0 | 0 | 0 | 0 | 0 | 0 | 0
2016-03-26 23:00 | 0 | 0 | 0 | 0 | 0 | 750724.1378 | 387402 | 0 | 0 | 0 | 3443268.9837 | 0 | 0 | 18995.2394 | 0 | 0 | 0 | 0 | 0 | 0 | 0 | 0 | 0 | 0 | 344326.8984 | 0 | 0 | 0 | 18995.2394 | 0 | 0 | 0 | 0 | 0 | 0 | 0
2016-03-27 | 0 | 0 | 0 | 0 | 0 | 482762.4235 | 397354 | 0 | 0 | 0 | 3547672.6466 | 0 | 0 | 0 | 0 | 0 | 0 | 0 | 0 | 0 | 0 | 0 | 0 | 0 | 104403.6629 | 0 | 0 | 0 | -18995.2394 | 0 | 0 | 0 | 0 | 0 | 0 | 0
2016-03-27 01:00 | 0 | 0 | 0 | 0 | 8564.1476 | 44862.954 | 397754 | 0 | 0 | 0 | 3203345.7482 | 0 | 0 | 0 | 0 | 0 | 0 | 0 | 0 | 0 | 0 | 0 | 0 | 0 | -344326.8984 | 0 | 0 | 0 | 0 | 0 | 0 | 0 | 0 | 0 | 0 | 0
2016-03-27 02:00 | 0 | 0 | 0 | 0 | 44891.1016 | 0 | 389218 | 0 | 0 | 0 | 2859018.8498 | 0 | 0 | 0 | 0 | 0 | 0 | 0 | 0 | 0 | 0 | 0 | 0 | 0 | -344326.8984 | 0 | 0 | 0 | 0 | 0 | 0 | 0 | 0 | 0 | 0 | 0
2016-03-27 03:00 | 0 | 0 | 0 | 0 | 31356.1016 | 0 | 375683 | 0 | 0 | 0 | 2514691.9515 | 0 | 0 | 0 | 0 | 0 | 0 | 0 | 0 | 0 | 0 | 0 | 0 | 0 | -344326.8984 | 0 | 0 | 0 | 0 | 0 | 0 | 0 | 0 | 0 | 0 | 0
2016-03-27 04:00 | 0 | 0 | 0 | 0 | 14876.1016 | 0 | 359203 | 0 | 0 | 0 | 2170365.0531 | 0 | 0 | 0 | 0 | 0 | 0 | 0 | 0 | 0 | 0 | 0 | 0 | 0 | -344326.8984 | 0 | 0 | 0 | 0 | 0 | 0 | 0 | 0 | 0 | 0 | 0
2016-03-27 05:00 | 0 | 0 | 0 | 0 | 0 | 0 | 343173 | 0 | 0 | 0 | 1827192.0531 | 0 | 0 | 0 | 0 | 0 | 0 | 0 | 0 | 0 | 0 | 0 | 0 | 0 | -343173 | 0 | 0 | 0 | 0 | 0 | 0 | 0 | 0 | 0 | 0 | 0
2016-03-27 06:00 | 0 | 0 | 0 | 0 | 0 | 0 | 331201 | 0 | 0 | 0 | 1495991.0531 | 0 | 0 | 0 | 0 | 0 | 0 | 0 | 0 | 0 | 0 | 0 | 0 | 0 | -331201 | 0 | 0 | 0 | 0 | 0 | 0 | 0 | 0 | 0 | 0 | 0
2016-03-27 07:00 | 0 | 0 | 0 | 0 | 0 | 0 | 323577 | 0 | 0 | 0 | 1172414.0531 | 0 | 0 | 0 | 0 | 0 | 0 | 0 | 0 | 0 | 0 | 0 | 0 | 0 | -323577 | 0 | 0 | 0 | 0 | 0 | 0 | 0 | 0 | 0 | 0 | 0
2016-03-27 08:00 | 0 | 0 | 0 | 0 | 0 | 0 | 320006 | 0 | 0 | 0 | 852408.0531 | 0 | 0 | 0 | 0 | 0 | 0 | 0 | 0 | 0 | 0 | 0 | 0 | 0 | -320006 | 0 | 0 | 0 | 0 | 0 | 0 | 0 | 0 | 0 | 0 | 0
2016-03-27 09:00 | 0 | 0 | 0 | 0 | 0 | 0 | 321002 | 0 | 0 | 0 | 531406.0531 | 0 | 0 | 0 | 0 | 0 | 0 | 0 | 0 | 0 | 0 | 0 | 0 | 0 | -321002 | 0 | 0 | 0 | 0 | 0 | 0 | 0 | 0 | 0 | 0 | 0
2016-03-27 10:00 | 0 | 0 | 0 | 0 | 66324.8223 | 0 | 326695 | 0 | 0 | 0 | 271035.8754 | 0 | 0 | 0 | 0 | 0 | 0 | 0 | 0 | 0 | 0 | 0 | 0 | 0 | -260370.1777 | 0 | 0 | 0 | 0 | 0 | 0 | 0 | 0 | 0 | 0 | 0
2016-03-27 11:00 | 0 | 0 | 0 | 0 | 597367.3311 | 0 | 335550 | 0 | 0 | 0 | 527169.2399 | 0 | 0 | 5683.9667 | 0 | 0 | 0 | 0 | 0 | 0 | 0 | 0 | 0 | 0 | 256133.3645 | 0 | 0 | 0 | 5683.9667 | 0 | 0 | 0 | 0 | 0 | 0 | 0
2016-03-27 12:00 | 0 | 0 | 0 | 0 | 0 | 27.135 | 350038 | 0 | 0 | 0 | 182842.3415 | 0 | 0 | 0 | 0 | 0 | 0 | 0 | 0 | 0 | 0 | 0 | 0 | 0 | -344326.8984 | 0 | 0 | 0 | -5683.9667 | 0 | 0 | 0 | 0 | 0 | 0 | 0
2016-03-27 13:00 | 0 | 0 | 0 | 0 | 0 | 241177.1733 | 364893 | 0 | 0 | 0 | 59126.5148 | 0 | 0 | 0 | 0 | 0 | 0 | 0 | 0 | 0 | 0 | 0 | 0 | 0 | -123715.8267 | 0 | 0 | 0 | 0 | 0 | 0 | 0 | 0 | 0 | 0 | 0
2016-03-27 14:00 | 0 | 0 | 0 | 0 | 0 | 717852.8984 | 373526 | 0 | 0 | 0 | 403453.4132 | 0 | 0 | 0 | 0 | 0 | 0 | 0 | 0 | 0 | 0 | 0 | 0 | 0 | 344326.8984 | 0 | 0 | 0 | 0 | 0 | 0 | 0 | 0 | 0 | 0 | 0
2016-03-27 15:00 | 0 | 0 | 0 | 0 | 0 | 720444.8984 | 376118 | 0 | 0 | 0 | 747780.3116 | 0 | 0 | 0 | 0 | 0 | 0 | 0 | 0 | 0 | 0 | 0 | 0 | 0 | 344326.8984 | 0 | 0 | 0 | 0 | 0 | 0 | 0 | 0 | 0 | 0 | 0
2016-03-27 16:00 | 0 | 0 | 0 | 0 | 0 | 721022.8984 | 376696 | 0 | 0 | 0 | 1092107.2099 | 0 | 0 | 0 | 0 | 0 | 0 | 0 | 0 | 0 | 0 | 0 | 0 | 0 | 344326.8984 | 0 | 0 | 0 | 0 | 0 | 0 | 0 | 0 | 0 | 0 | 0
2016-03-27 17:00 | 0 | 0 | 0 | 0 | 0 | 718376.8984 | 374050 | 0 | 0 | 0 | 1436434.1083 | 0 | 0 | 0 | 0 | 0 | 0 | 0 | 0 | 0 | 0 | 0 | 0 | 0 | 344326.8984 | 0 | 0 | 0 | 0 | 0 | 0 | 0 | 0 | 0 | 0 | 0
2016-03-27 18:00 | 0 | 0 | 0 | 0 | 0 | 713750.8984 | 369424 | 0 | 0 | 0 | 1780761.0067 | 0 | 0 | 0 | 0 | 0 | 0 | 0 | 0 | 0 | 0 | 0 | 0 | 0 | 344326.8984 | 0 | 0 | 0 | 0 | 0 | 0 | 0 | 0 | 0 | 0 | 0
2016-03-27 19:00 | 0 | 0 | 0 | 0 | 0 | 710919.8984 | 366593 | 0 | 0 | 0 | 2125087.905 | 0 | 0 | 0 | 0 | 0 | 0 | 0 | 0 | 0 | 0 | 0 | 0 | 0 | 344326.8984 | 0 | 0 | 0 | 0 | 0 | 0 | 0 | 0 | 0 | 0 | 0
2016-03-27 20:00 | 0 | 0 | 0 | 0 | 0 | 710243.8984 | 365917 | 0 | 0 | 0 | 2469414.8034 | 0 | 0 | 0 | 0 | 0 | 0 | 0 | 0 | 0 | 0 | 0 | 0 | 0 | 344326.8984 | 0 | 0 | 0 | 0 | 0 | 0 | 0 | 0 | 0 | 0 | 0
2016-03-27 21:00 | 0 | 0 | 0 | 0 | 0 | 710520.8984 | 366194 | 0 | 0 | 0 | 2813741.7018 | 0 | 0 | 0 | 0 | 0 | 0 | 0 | 0 | 0 | 0 | 0 | 0 | 0 | 344326.8984 | 0 | 0 | 0 | 0 | 0 | 0 | 0 | 0 | 0 | 0 | 0
2016-03-27 22:00 | 0 | 0 | 0 | 0 | 0 | 714064.8984 | 369738 | 0 | 0 | 0 | 3158068.6001 | 0 | 0 | 0 | 0 | 0 | 0 | 0 | 0 | 0 | 0 | 0 | 0 | 0 | 344326.8984 | 0 | 0 | 0 | 0 | 0 | 0 | 0 | 0 | 0 | 0 | 0
2016-03-27 23:00 | 0 | 0 | 0 | 0 | 0 | 741871.1378 | 378549 | 0 | 0 | 0 | 3502395.4985 | 0 | 0 | 18995.2394 | 0 | 0 | 0 | 0 | 0 | 0 | 0 | 0 | 0 | 0 | 344326.8984 | 0 | 0 | 0 | 18995.2394 | 0 | 0 | 0 | 0 | 0 | 0 | 0
2016-03-28 | 0 | 0 | 0 | 0 | 0 | 460925.9924 | 389831 | 0 | 0 | 0 | 3592485.7303 | 0 | 0 | 0 | 0 | 0 | 0 | 0 | 0 | 0 | 0 | 0 | 0 | 0 | 90090.2318 | 0 | 0 | 0 | -18995.2394 | 0 | 0 | 0 | 0 | 0 | 0 | 0
2016-03-28 01:00 | 0 | 0 | 0 | 0 | 9700.2039 | 37784.8977 | 391812 | 0 | 0 | 0 | 3248158.832 | 0 | 0 | 0 | 0 | 0 | 0 | 0 | 0 | 0 | 0 | 0 | 0 | 0 | -344326.8984 | 0 | 0 | 0 | 0 | 0 | 0 | 0 | 0 | 0 | 0 | 0
2016-03-28 02:00 | 0 | 0 | 0 | 0 | 38603.1016 | 0 | 382930 | 0 | 0 | 0 | 2903831.9336 | 0 | 0 | 0 | 0 | 0 | 0 | 0 | 0 | 0 | 0 | 0 | 0 | 0 | -344326.8984 | 0 | 0 | 0 | 0 | 0 | 0 | 0 | 0 | 0 | 0 | 0
2016-03-28 03:00 | 0 | 0 | 0 | 0 | 23738.1016 | 0 | 368065 | 0 | 0 | 0 | 2559505.0352 | 0 | 0 | 0 | 0 | 0 | 0 | 0 | 0 | 0 | 0 | 0 | 0 | 0 | -344326.8984 | 0 | 0 | 0 | 0 | 0 | 0 | 0 | 0 | 0 | 0 | 0
2016-03-28 04:00 | 0 | 0 | 0 | 0 | 6158.1016 | 0 | 350485 | 0 | 0 | 0 | 2215178.1369 | 0 | 0 | 0 | 0 | 0 | 0 | 0 | 0 | 0 | 0 | 0 | 0 | 0 | -344326.8984 | 0 | 0 | 0 | 0 | 0 | 0 | 0 | 0 | 0 | 0 | 0
2016-03-28 05:00 | 0 | 0 | 0 | 0 | 0 | 0 | 337077 | 0 | 0 | 0 | 1878101.1369 | 0 | 0 | 0 | 0 | 0 | 0 | 0 | 0 | 0 | 0 | 0 | 0 | 0 | -337077 | 0 | 0 | 0 | 0 | 0 | 0 | 0 | 0 | 0 | 0 | 0
2016-03-28 06:00 | 0 | 0 | 0 | 0 | 0 | 0 | 328173 | 0 | 0 | 0 | 1549928.1369 | 0 | 0 | 0 | 0 | 0 | 0 | 0 | 0 | 0 | 0 | 0 | 0 | 0 | -328173 | 0 | 0 | 0 | 0 | 0 | 0 | 0 | 0 | 0 | 0 | 0
2016-03-28 07:00 | 0 | 0 | 0 | 0 | 0 | 0 | 323301 | 0 | 0 | 0 | 1226627.1369 | 0 | 0 | 0 | 0 | 0 | 0 | 0 | 0 | 0 | 0 | 0 | 0 | 0 | -323301 | 0 | 0 | 0 | 0 | 0 | 0 | 0 | 0 | 0 | 0 | 0
2016-03-28 08:00 | 0 | 0 | 0 | 0 | 668817.8984 | 0 | 324491 | 0 | 0 | 0 | 1570954.0352 | 0 | 0 | 0 | 0 | 0 | 0 | 0 | 0 | 0 | 0 | 0 | 0 | 0 | 344326.8984 | 0 | 0 | 0 | 0 | 0 | 0 | 0 | 0 | 0 | 0 | 0
2016-03-28 09:00 | 0 | 0 | 0 | 0 | 0 | 0 | 337024 | 0 | 0 | 0 | 1233930.0352 | 0 | 0 | 0 | 0 | 0 | 0 | 0 | 0 | 0 | 0 | 0 | 0 | 0 | -337024 | 0 | 0 | 0 | 0 | 0 | 0 | 0 | 0 | 0 | 0 | 0
2016-03-28 10:00 | 0 | 0 | 0 | 0 | 19016.1016 | 0 | 363343 | 0 | 0 | 0 | 889603.1369 | 0 | 0 | 0 | 0 | 0 | 0 | 0 | 0 | 0 | 0 | 0 | 0 | 0 | -344326.8984 | 0 | 0 | 0 | 0 | 0 | 0 | 0 | 0 | 0 | 0 | 0
2016-03-28 11:00 | 0 | 0 | 0 | 0 | 48443.1016 | 0 | 392770 | 0 | 0 | 0 | 545276.2385 | 0 | 0 | 0 | 0 | 0 | 0 | 0 | 0 | 0 | 0 | 0 | 0 | 0 | -344326.8984 | 0 | 0 | 0 | 0 | 0 | 0 | 0 | 0 | 0 | 0 | 0
2016-03-28 12:00 | 0 | 0 | 0 | 0 | 66515.4003 | 49.7013 | 410892 | 0 | 0 | 0 | 200949.3401 | 0 | 0 | 0 | 0 | 0 | 0 | 0 | 0 | 0 | 0 | 0 | 0 | 0 | -344326.8984 | 0 | 0 | 0 | 0 | 0 | 0 | 0 | 0 | 0 | 0 | 0
2016-03-28 13:00 | 0 | 0 | 0 | 0 | 0 | 220593.6599 | 421543 | 0 | 0 | 0 | 0 | 0 | 0 | 0 | 0 | 0 | 0 | 0 | 0 | 0 | 0 | 0 | 0 | 0 | -200949.3401 | 0 | 0 | 0 | 0 | 0 | 0 | 0 | 0 | 0 | 0 | 0
2016-03-28 14:00 | 0 | 0 | 0 | 0 | 149335.0075 | 624592.8909 | 429601 | 0 | 0 | 0 | 344326.8984 | 0 | 0 | 0 | 0 | 0 | 0 | 0 | 0 | 0 | 0 | 0 | 0 | 0 | 344326.8984 | 0 | 0 | 0 | 0 | 0 | 0 | 0 | 0 | 0 | 0 | 0
2016-03-28 15:00 | 0 | 0 | 0 | 0 | 0 | 777087.8984 | 432761 | 0 | 0 | 0 | 688653.7967 | 0 | 0 | 0 | 0 | 0 | 0 | 0 | 0 | 0 | 0 | 0 | 0 | 0 | 344326.8984 | 0 | 0 | 0 | 0 | 0 | 0 | 0 | 0 | 0 | 0 | 0
2016-03-28 16:00 | 0 | 0 | 0 | 0 | 0 | 776976.8984 | 432650 | 0 | 0 | 0 | 1032980.6951 | 0 | 0 | 0 | 0 | 0 | 0 | 0 | 0 | 0 | 0 | 0 | 0 | 0 | 344326.8984 | 0 | 0 | 0 | 0 | 0 | 0 | 0 | 0 | 0 | 0 | 0
2016-03-28 17:00 | 0 | 0 | 0 | 0 | 0 | 776575.8984 | 432249 | 0 | 0 | 0 | 1377307.5935 | 0 | 0 | 0 | 0 | 0 | 0 | 0 | 0 | 0 | 0 | 0 | 0 | 0 | 344326.8984 | 0 | 0 | 0 | 0 | 0 | 0 | 0 | 0 | 0 | 0 | 0
2016-03-28 18:00 | 0 | 0 | 0 | 0 | 0 | 775690.8984 | 431364 | 0 | 0 | 0 | 1721634.4918 | 0 | 0 | 0 | 0 | 0 | 0 | 0 | 0 | 0 | 0 | 0 | 0 | 0 | 344326.8984 | 0 | 0 | 0 | 0 | 0 | 0 | 0 | 0 | 0 | 0 | 0
2016-03-28 19:00 | 0 | 0 | 0 | 0 | 0 | 774157.8984 | 429831 | 0 | 0 | 0 | 2065961.3902 | 0 | 0 | 0 | 0 | 0 | 0 | 0 | 0 | 0 | 0 | 0 | 0 | 0 | 344326.8984 | 0 | 0 | 0 | 0 | 0 | 0 | 0 | 0 | 0 | 0 | 0
2016-03-28 20:00 | 0 | 0 | 0 | 0 | 0 | 772816.8984 | 428490 | 0 | 0 | 0 | 2410288.2886 | 0 | 0 | 0 | 0 | 0 | 0 | 0 | 0 | 0 | 0 | 0 | 0 | 0 | 344326.8984 | 0 | 0 | 0 | 0 | 0 | 0 | 0 | 0 | 0 | 0 | 0
2016-03-28 21:00 | 0 | 0 | 0 | 0 | 0 | 773542.8984 | 429216 | 0 | 0 | 0 | 2754615.1869 | 0 | 0 | 0 | 0 | 0 | 0 | 0 | 0 | 0 | 0 | 0 | 0 | 0 | 344326.8984 | 0 | 0 | 0 | 0 | 0 | 0 | 0 | 0 | 0 | 0 | 0
2016-03-28 22:00 | 0 | 0 | 0 | 0 | 0 | 791961.1378 | 428639 | 0 | 0 | 0 | 3098942.0853 | 0 | 0 | 18995.2394 | 0 | 0 | 0 | 0 | 0 | 0 | 0 | 0 | 0 | 0 | 344326.8984 | 0 | 0 | 0 | 18995.2394 | 0 | 0 | 0 | 0 | 0 | 0 | 0
2016-03-28 23:00 | 0 | 0 | 0 | 0 | 0 | 626384.6954 | 430926 | 0 | 0 | 0 | 3313396.0202 | 0 | 0 | 0 | 0 | 0 | 0 | 0 | 0 | 0 | 0 | 0 | 0 | 0 | 214453.9349 | 0 | 0 | 0 | -18995.2394 | 0 | 0 | 0 | 0 | 0 | 0 | 0
2016-03-29 | 0 | 0 | 0 | 0 | 0 | 306819.8211 | 437328 | 0 | 0 | 0 | 3182887.8412 | 0 | 0 | 0 | 0 | 0 | 0 | 0 | 0 | 0 | 0 | 0 | 0 | 0 | -130508.1789 | 0 | 0 | 0 | 0 | 0 | 0 | 0 | 0 | 0 | 0 | 0
2016-03-29 01:00 | 0 | 0 | 0 | 0 | 54140.3554 | 35438.7463 | 433906 | 0 | 0 | 0 | 2838560.9429 | 0 | 0 | 0 | 0 | 0 | 0 | 0 | 0 | 0 | 0 | 0 | 0 | 0 | -344326.8984 | 0 | 0 | 0 | 0 | 0 | 0 | 0 | 0 | 0 | 0 | 0
2016-03-29 02:00 | 0 | 0 | 0 | 0 | 73493.1016 | 0 | 417820 | 0 | 0 | 0 | 2494234.0445 | 0 | 0 | 0 | 0 | 0 | 0 | 0 | 0 | 0 | 0 | 0 | 0 | 0 | -344326.8984 | 0 | 0 | 0 | 0 | 0 | 0 | 0 | 0 | 0 | 0 | 0
2016-03-29 03:00 | 0 | 0 | 0 | 0 | 52583.1016 | 0 | 396910 | 0 | 0 | 0 | 2149907.1461 | 0 | 0 | 0 | 0 | 0 | 0 | 0 | 0 | 0 | 0 | 0 | 0 | 0 | -344326.8984 | 0 | 0 | 0 | 0 | 0 | 0 | 0 | 0 | 0 | 0 | 0
2016-03-29 04:00 | 0 | 0 | 0 | 0 | 30742.1016 | 0 | 375069 | 0 | 0 | 0 | 1805580.2478 | 0 | 0 | 0 | 0 | 0 | 0 | 0 | 0 | 0 | 0 | 0 | 0 | 0 | -344326.8984 | 0 | 0 | 0 | 0 | 0 | 0 | 0 | 0 | 0 | 0 | 0
2016-03-29 05:00 | 0 | 0 | 0 | 0 | 14679.1016 | 0 | 359006 | 0 | 0 | 0 | 1461253.3494 | 0 | 0 | 0 | 0 | 0 | 0 | 0 | 0 | 0 | 0 | 0 | 0 | 0 | -344326.8984 | 0 | 0 | 0 | 0 | 0 | 0 | 0 | 0 | 0 | 0 | 0
2016-03-29 06:00 | 0 | 0 | 0 | 0 | 262299.3457 | 0 | 348076 | 0 | 0 | 0 | 1375476.6951 | 0 | 0 | 0 | 0 | 0 | 0 | 0 | 0 | 0 | 0 | 0 | 0 | 0 | -85776.6543 | 0 | 0 | 0 | 0 | 0 | 0 | 0 | 0 | 0 | 0 | 0
2016-03-29 07:00 | 0 | 0 | 0 | 0 | 686835.8984 | 0 | 342509 | 0 | 0 | 0 | 1719803.5935 | 0 | 0 | 0 | 0 | 0 | 0 | 0 | 0 | 0 | 0 | 0 | 0 | 0 | 344326.8984 | 0 | 0 | 0 | 0 | 0 | 0 | 0 | 0 | 0 | 0 | 0
2016-03-29 08:00 | 0 | 0 | 0 | 0 | 0 | 0 | 342496 | 0 | 0 | 0 | 1377307.5935 | 0 | 0 | 0 | 0 | 0 | 0 | 0 | 0 | 0 | 0 | 0 | 0 | 0 | -342496 | 0 | 0 | 0 | 0 | 0 | 0 | 0 | 0 | 0 | 0 | 0
2016-03-29 09:00 | 0 | 0 | 0 | 0 | 9267.1016 | 0 | 353594 | 0 | 0 | 0 | 1032980.6951 | 0 | 0 | 0 | 0 | 0 | 0 | 0 | 0 | 0 | 0 | 0 | 0 | 0 | -344326.8984 | 0 | 0 | 0 | 0 | 0 | 0 | 0 | 0 | 0 | 0 | 0
2016-03-29 10:00 | 0 | 0 | 0 | 0 | 36730.1016 | 0 | 381057 | 0 | 0 | 0 | 688653.7967 | 0 | 0 | 0 | 0 | 0 | 0 | 0 | 0 | 0 | 0 | 0 | 0 | 0 | -344326.8984 | 0 | 0 | 0 | 0 | 0 | 0 | 0 | 0 | 0 | 0 | 0
2016-03-29 11:00 | 0 | 0 | 0 | 0 | 64689.1016 | 0 | 409016 | 0 | 0 | 0 | 344326.8984 | 0 | 0 | 0 | 0 | 0 | 0 | 0 | 0 | 0 | 0 | 0 | 0 | 0 | -344326.8984 | 0 | 0 | 0 | 0 | 0 | 0 | 0 | 0 | 0 | 0 | 0
2016-03-29 12:00 | 0 | 0 | 0 | 0 | 76916.152 | 32.9496 | 421276 | 0 | 0 | 0 | 0 | 0 | 0 | 0 | 0 | 0 | 0 | 0 | 0 | 0 | 0 | 0 | 0 | 0 | -344326.8984 | 0 | 0 | 0 | 0 | 0 | 0 | 0 | 0 | 0 | 0 | 0
2016-03-29 13:00 | 0 | 0 | 0 | 0 | 266328.9734 | 159787.0266 | 426116 | 0 | 0 | 0 | 0 | 0 | 0 | 0 | 0 | 0 | 0 | 0 | 0 | 0 | 0 | 0 | 0 | 0 | 0 | 0 | 0 | 0 | 0 | 0 | 0 | 0 | 0 | 0 | 0 | 0
2016-03-29 14:00 | 0 | 0 | 0 | 0 | 190925.9781 | 583512.9203 | 430112 | 0 | 0 | 0 | 344326.8984 | 0 | 0 | 0 | 0 | 0 | 0 | 0 | 0 | 0 | 0 | 0 | 0 | 0 | 344326.8984 | 0 | 0 | 0 | 0 | 0 | 0 | 0 | 0 | 0 | 0 | 0
2016-03-29 15:00 | 0 | 0 | 0 | 0 | 0 | 774208.8984 | 429882 | 0 | 0 | 0 | 688653.7967 | 0 | 0 | 0 | 0 | 0 | 0 | 0 | 0 | 0 | 0 | 0 | 0 | 0 | 344326.8984 | 0 | 0 | 0 | 0 | 0 | 0 | 0 | 0 | 0 | 0 | 0
2016-03-29 16:00 | 0 | 0 | 0 | 0 | 0 | 770771.8984 | 426445 | 0 | 0 | 0 | 1032980.6951 | 0 | 0 | 0 | 0 | 0 | 0 | 0 | 0 | 0 | 0 | 0 | 0 | 0 | 344326.8984 | 0 | 0 | 0 | 0 | 0 | 0 | 0 | 0 | 0 | 0 | 0
2016-03-29 17:00 | 0 | 0 | 0 | 0 | 0 | 767856.8984 | 423530 | 0 | 0 | 0 | 1377307.5935 | 0 | 0 | 0 | 0 | 0 | 0 | 0 | 0 | 0 | 0 | 0 | 0 | 0 | 344326.8984 | 0 | 0 | 0 | 0 | 0 | 0 | 0 | 0 | 0 | 0 | 0
2016-03-29 18:00 | 0 | 0 | 0 | 0 | 0 | 764033.8984 | 419707 | 0 | 0 | 0 | 1721634.4918 | 0 | 0 | 0 | 0 | 0 | 0 | 0 | 0 | 0 | 0 | 0 | 0 | 0 | 344326.8984 | 0 | 0 | 0 | 0 | 0 | 0 | 0 | 0 | 0 | 0 | 0
2016-03-29 19:00 | 0 | 0 | 0 | 0 | 0 | 758994.8984 | 414668 | 0 | 0 | 0 | 2065961.3902 | 0 | 0 | 0 | 0 | 0 | 0 | 0 | 0 | 0 | 0 | 0 | 0 | 0 | 344326.8984 | 0 | 0 | 0 | 0 | 0 | 0 | 0 | 0 | 0 | 0 | 0
2016-03-29 20:00 | 0 | 0 | 0 | 0 | 0 | 755944.8984 | 411618 | 0 | 0 | 0 | 2410288.2886 | 0 | 0 | 0 | 0 | 0 | 0 | 0 | 0 | 0 | 0 | 0 | 0 | 0 | 344326.8984 | 0 | 0 | 0 | 0 | 0 | 0 | 0 | 0 | 0 | 0 | 0
2016-03-29 21:00 | 0 | 0 | 0 | 0 | 0 | 762954.6943 | 410978 | 0 | 0 | 0 | 2754615.1869 | 0 | 0 | 7649.7959 | 0 | 0 | 0 | 0 | 0 | 0 | 0 | 0 | 0 | 0 | 344326.8984 | 0 | 0 | 0 | 7649.7959 | 0 | 0 | 0 | 0 | 0 | 0 | 0
2016-03-29 22:00 | 0 | 0 | 0 | 0 | 0 | 767331.3419 | 411659 | 0 | 0 | 0 | 3098942.0853 | 0 | 0 | 18995.2394 | 0 | 0 | 0 | 0 | 0 | 0 | 0 | 0 | 0 | 0 | 344326.8984 | 0 | 0 | 0 | 11345.4435 | 0 | 0 | 0 | 0 | 0 | 0 | 0
2016-03-29 23:00 | 0 | 0 | 0 | 0 | 0 | 558893.6957 | 416763 | 0 | 0 | 0 | 3260068.0205 | 0 | 0 | 0 | 0 | 0 | 0 | 0 | 0 | 0 | 0 | 0 | 0 | 0 | 161125.9352 | 0 | 0 | 0 | -18995.2394 | 0 | 0 | 0 | 0 | 0 | 0 | 0
2016-03-30 | 0 | 0 | 0 | 0 | 0 | 299220.2554 | 428876 | 0 | 0 | 0 | 3130412.2758 | 0 | 0 | 0 | 0 | 0 | 0 | 0 | 0 | 0 | 0 | 0 | 0 | 0 | -129655.7446 | 0 | 0 | 0 | 0 | 0 | 0 | 0 | 0 | 0 | 0 | 0
2016-03-30 01:00 | 0 | 0 | 0 | 0 | 43507.7778 | 39034.3238 | 426869 | 0 | 0 | 0 | 2786085.3775 | 0 | 0 | 0 | 0 | 0 | 0 | 0 | 0 | 0 | 0 | 0 | 0 | 0 | -344326.8984 | 0 | 0 | 0 | 0 | 0 | 0 | 0 | 0 | 0 | 0 | 0
2016-03-30 02:00 | 0 | 0 | 0 | 0 | 66902.1016 | 0 | 411229 | 0 | 0 | 0 | 2441758.4791 | 0 | 0 | 0 | 0 | 0 | 0 | 0 | 0 | 0 | 0 | 0 | 0 | 0 | -344326.8984 | 0 | 0 | 0 | 0 | 0 | 0 | 0 | 0 | 0 | 0 | 0
2016-03-30 03:00 | 0 | 0 | 0 | 0 | 47616.1016 | 0 | 391943 | 0 | 0 | 0 | 2097431.5807 | 0 | 0 | 0 | 0 | 0 | 0 | 0 | 0 | 0 | 0 | 0 | 0 | 0 | -344326.8984 | 0 | 0 | 0 | 0 | 0 | 0 | 0 | 0 | 0 | 0 | 0
2016-03-30 04:00 | 0 | 0 | 0 | 0 | 28972.1016 | 0 | 373299 | 0 | 0 | 0 | 1753104.6824 | 0 | 0 | 0 | 0 | 0 | 0 | 0 | 0 | 0 | 0 | 0 | 0 | 0 | -344326.8984 | 0 | 0 | 0 | 0 | 0 | 0 | 0 | 0 | 0 | 0 | 0
2016-03-30 05:00 | 0 | 0 | 0 | 0 | 14576.1016 | 0 | 358903 | 0 | 0 | 0 | 1408777.784 | 0 | 0 | 0 | 0 | 0 | 0 | 0 | 0 | 0 | 0 | 0 | 0 | 0 | -344326.8984 | 0 | 0 | 0 | 0 | 0 | 0 | 0 | 0 | 0 | 0 | 0
2016-03-30 06:00 | 0 | 0 | 0 | 0 | 4365.1016 | 0 | 348692 | 0 | 0 | 0 | 1064450.8856 | 0 | 0 | 0 | 0 | 0 | 0 | 0 | 0 | 0 | 0 | 0 | 0 | 0 | -344326.8984 | 0 | 0 | 0 | 0 | 0 | 0 | 0 | 0 | 0 | 0 | 0
2016-03-30 07:00 | 0 | 0 | 0 | 0 | 688311.8984 | 0 | 343985 | 0 | 0 | 0 | 1408777.784 | 0 | 0 | 0 | 0 | 0 | 0 | 0 | 0 | 0 | 0 | 0 | 0 | 0 | 344326.8984 | 0 | 0 | 0 | 0 | 0 | 0 | 0 | 0 | 0 | 0 | 0
2016-03-30 08:00 | 0 | 0 | 0 | 0 | 997.1016 | 0 | 345324 | 0 | 0 | 0 | 1064450.8856 | 0 | 0 | 0 | 0 | 0 | 0 | 0 | 0 | 0 | 0 | 0 | 0 | 0 | -344326.8984 | 0 | 0 | 0 | 0 | 0 | 0 | 0 | 0 | 0 | 0 | 0
2016-03-30 09:00 | 0 | 0 | 0 | 0 | 10635.1016 | 0 | 354962 | 0 | 0 | 0 | 720123.9873 | 0 | 0 | 0 | 0 | 0 | 0 | 0 | 0 | 0 | 0 | 0 | 0 | 0 | -344326.8984 | 0 | 0 | 0 | 0 | 0 | 0 | 0 | 0 | 0 | 0 | 0
2016-03-30 10:00 | 0 | 0 | 0 | 0 | 38352.1016 | 0 | 382679 | 0 | 0 | 0 | 375797.0889 | 0 | 0 | 0 | 0 | 0 | 0 | 0 | 0 | 0 | 0 | 0 | 0 | 0 | -344326.8984 | 0 | 0 | 0 | 0 | 0 | 0 | 0 | 0 | 0 | 0 | 0
2016-03-30 11:00 | 0 | 0 | 0 | 0 | 65046.1016 | 0 | 409373 | 0 | 0 | 0 | 31470.1905 | 0 | 0 | 0 | 0 | 0 | 0 | 0 | 0 | 0 | 0 | 0 | 0 | 0 | -344326.8984 | 0 | 0 | 0 | 0 | 0 | 0 | 0 | 0 | 0 | 0 | 0
2016-03-30 12:00 | 0 | 0 | 0 | 0 | 388478.6596 | 31.1499 | 419980 | 0 | 0 | 0 | 0 | 0 | 0 | 0 | 0 | 0 | 0 | 0 | 0 | 0 | 0 | 0 | 0 | 0 | -31470.1905 | 0 | 0 | 0 | 0 | 0 | 0 | 0 | 0 | 0 | 0 | 0
2016-03-30 13:00 | 0 | 0 | 0 | 0 | 262265.1785 | 161130.8215 | 423396 | 0 | 0 | 0 | 0 | 0 | 0 | 0 | 0 | 0 | 0 | 0 | 0 | 0 | 0 | 0 | 0 | 0 | 0 | 0 | 0 | 0 | 0 | 0 | 0 | 0 | 0 | 0 | 0 | 0
2016-03-30 14:00 | 0 | 0 | 0 | 0 | 133608.0437 | 636707.8547 | 425989 | 0 | 0 | 0 | 344326.8984 | 0 | 0 | 0 | 0 | 0 | 0 | 0 | 0 | 0 | 0 | 0 | 0 | 0 | 344326.8984 | 0 | 0 | 0 | 0 | 0 | 0 | 0 | 0 | 0 | 0 | 0
2016-03-30 15:00 | 0 | 0 | 0 | 0 | 0 | 770204.8984 | 425878 | 0 | 0 | 0 | 688653.7967 | 0 | 0 | 0 | 0 | 0 | 0 | 0 | 0 | 0 | 0 | 0 | 0 | 0 | 344326.8984 | 0 | 0 | 0 | 0 | 0 | 0 | 0 | 0 | 0 | 0 | 0
2016-03-30 16:00 | 0 | 0 | 0 | 0 | 0 | 767967.8984 | 423641 | 0 | 0 | 0 | 1032980.6951 | 0 | 0 | 0 | 0 | 0 | 0 | 0 | 0 | 0 | 0 | 0 | 0 | 0 | 344326.8984 | 0 | 0 | 0 | 0 | 0 | 0 | 0 | 0 | 0 | 0 | 0
2016-03-30 17:00 | 0 | 0 | 0 | 0 | 0 | 766349.8984 | 422023 | 0 | 0 | 0 | 1377307.5935 | 0 | 0 | 0 | 0 | 0 | 0 | 0 | 0 | 0 | 0 | 0 | 0 | 0 | 344326.8984 | 0 | 0 | 0 | 0 | 0 | 0 | 0 | 0 | 0 | 0 | 0
2016-03-30 18:00 | 0 | 0 | 0 | 0 | 0 | 764121.8984 | 419795 | 0 | 0 | 0 | 1721634.4918 | 0 | 0 | 0 | 0 | 0 | 0 | 0 | 0 | 0 | 0 | 0 | 0 | 0 | 344326.8984 | 0 | 0 | 0 | 0 | 0 | 0 | 0 | 0 | 0 | 0 | 0
2016-03-30 19:00 | 0 | 0 | 0 | 0 | 0 | 764422.8984 | 420096 | 0 | 0 | 0 | 2065961.3902 | 0 | 0 | 0 | 0 | 0 | 0 | 0 | 0 | 0 | 0 | 0 | 0 | 0 | 344326.8984 | 0 | 0 | 0 | 0 | 0 | 0 | 0 | 0 | 0 | 0 | 0
2016-03-30 20:00 | 0 | 0 | 0 | 0 | 0 | 763688.8984 | 419362 | 0 | 0 | 0 | 2410288.2886 | 0 | 0 | 0 | 0 | 0 | 0 | 0 | 0 | 0 | 0 | 0 | 0 | 0 | 344326.8984 | 0 | 0 | 0 | 0 | 0 | 0 | 0 | 0 | 0 | 0 | 0
2016-03-30 21:00 | 0 | 0 | 0 | 0 | 0 | 764556.8984 | 420230 | 0 | 0 | 0 | 2754615.1869 | 0 | 0 | 0 | 0 | 0 | 0 | 0 | 0 | 0 | 0 | 0 | 0 | 0 | 344326.8984 | 0 | 0 | 0 | 0 | 0 | 0 | 0 | 0 | 0 | 0 | 0
2016-03-30 22:00 | 0 | 0 | 0 | 0 | 0 | 765457.8984 | 421131 | 0 | 0 | 0 | 3098942.0853 | 0 | 0 | 0 | 0 | 0 | 0 | 0 | 0 | 0 | 0 | 0 | 0 | 0 | 344326.8984 | 0 | 0 | 0 | 0 | 0 | 0 | 0 | 0 | 0 | 0 | 0
2016-03-30 23:00 | 0 | 0 | 0 | 0 | 0 | 788933.1378 | 425611 | 0 | 0 | 0 | 3443268.9837 | 0 | 0 | 18995.2394 | 0 | 0 | 0 | 0 | 0 | 0 | 0 | 0 | 0 | 0 | 344326.8984 | 0 | 0 | 0 | 18995.2394 | 0 | 0 | 0 | 0 | 0 | 0 | 0
2016-03-31 | 0 | 0 | 0 | 0 | 0 | 467071.9205 | 434380 | 0 | 0 | 0 | 3494956.1436 | 0 | 0 | 0 | 0 | 0 | 0 | 0 | 0 | 0 | 0 | 0 | 0 | 0 | 51687.1599 | 0 | 0 | 0 | -18995.2394 | 0 | 0 | 0 | 0 | 0 | 0 | 0
2016-03-31 01:00 | 0 | 0 | 0 | 0 | 18090.0171 | 67039.0846 | 429456 | 0 | 0 | 0 | 3150629.2452 | 0 | 0 | 0 | 0 | 0 | 0 | 0 | 0 | 0 | 0 | 0 | 0 | 0 | -344326.8984 | 0 | 0 | 0 | 0 | 0 | 0 | 0 | 0 | 0 | 0 | 0
2016-03-31 02:00 | 0 | 0 | 0 | 0 | 67985.1016 | 0 | 412312 | 0 | 0 | 0 | 2806302.3469 | 0 | 0 | 0 | 0 | 0 | 0 | 0 | 0 | 0 | 0 | 0 | 0 | 0 | -344326.8984 | 0 | 0 | 0 | 0 | 0 | 0 | 0 | 0 | 0 | 0 | 0
2016-03-31 03:00 | 0 | 0 | 0 | 0 | 47735.1016 | 0 | 392062 | 0 | 0 | 0 | 2461975.4485 | 0 | 0 | 0 | 0 | 0 | 0 | 0 | 0 | 0 | 0 | 0 | 0 | 0 | -344326.8984 | 0 | 0 | 0 | 0 | 0 | 0 | 0 | 0 | 0 | 0 | 0
2016-03-31 04:00 | 0 | 0 | 0 | 0 | 26281.1016 | 0 | 370608 | 0 | 0 | 0 | 2117648.5501 | 0 | 0 | 0 | 0 | 0 | 0 | 0 | 0 | 0 | 0 | 0 | 0 | 0 | -344326.8984 | 0 | 0 | 0 | 0 | 0 | 0 | 0 | 0 | 0 | 0 | 0
2016-03-31 05:00 | 0 | 0 | 0 | 0 | 9686.1016 | 0 | 354013 | 0 | 0 | 0 | 1773321.6518 | 0 | 0 | 0 | 0 | 0 | 0 | 0 | 0 | 0 | 0 | 0 | 0 | 0 | -344326.8984 | 0 | 0 | 0 | 0 | 0 | 0 | 0 | 0 | 0 | 0 | 0
2016-03-31 06:00 | 0 | 0 | 0 | 0 | 0 | 0 | 341985 | 0 | 0 | 0 | 1431336.6518 | 0 | 0 | 0 | 0 | 0 | 0 | 0 | 0 | 0 | 0 | 0 | 0 | 0 | -341985 | 0 | 0 | 0 | 0 | 0 | 0 | 0 | 0 | 0 | 0 | 0
2016-03-31 07:00 | 0 | 0 | 0 | 0 | 0 | 0 | 334931 | 0 | 0 | 0 | 1096405.6518 | 0 | 0 | 0 | 0 | 0 | 0 | 0 | 0 | 0 | 0 | 0 | 0 | 0 | -334931 | 0 | 0 | 0 | 0 | 0 | 0 | 0 | 0 | 0 | 0 | 0
2016-03-31 08:00 | 0 | 0 | 0 | 0 | 0 | 0 | 334585 | 0 | 0 | 0 | 761820.6518 | 0 | 0 | 0 | 0 | 0 | 0 | 0 | 0 | 0 | 0 | 0 | 0 | 0 | -334585 | 0 | 0 | 0 | 0 | 0 | 0 | 0 | 0 | 0 | 0 | 0
2016-03-31 09:00 | 0 | 0 | 0 | 0 | 0 | 0 | 343135 | 0 | 0 | 0 | 418685.6518 | 0 | 0 | 0 | 0 | 0 | 0 | 0 | 0 | 0 | 0 | 0 | 0 | 0 | -343135 | 0 | 0 | 0 | 0 | 0 | 0 | 0 | 0 | 0 | 0 | 0
2016-03-31 10:00 | 0 | 0 | 0 | 0 | 718928.4344 | 0 | 366257 | 0 | 0 | 0 | 763012.5501 | 0 | 0 | 8344.5361 | 0 | 0 | 0 | 0 | 0 | 0 | 0 | 0 | 0 | 0 | 344326.8984 | 0 | 0 | 0 | 8344.5361 | 0 | 0 | 0 | 0 | 0 | 0 | 0
2016-03-31 11:00 | 0 | 0 | 0 | 0 | 39578.5656 | 0 | 392250 | 0 | 0 | 0 | 418685.6518 | 0 | 0 | 0 | 0 | 0 | 0 | 0 | 0 | 0 | 0 | 0 | 0 | 0 | -344326.8984 | 0 | 0 | 0 | -8344.5361 | 0 | 0 | 0 | 0 | 0 | 0 | 0
2016-03-31 12:00 | 0 | 0 | 0 | 0 | 61489.4553 | 118.6463 | 405935 | 0 | 0 | 0 | 74358.7534 | 0 | 0 | 0 | 0 | 0 | 0 | 0 | 0 | 0 | 0 | 0 | 0 | 0 | -344326.8984 | 0 | 0 | 0 | 0 | 0 | 0 | 0 | 0 | 0 | 0 | 0
2016-03-31 13:00 | 0 | 0 | 0 | 0 | 101749.4186 | 244782.3256 | 415097 | 0 | 0 | 0 | 5793.4976 | 0 | 0 | 0 | 0 | 0 | 0 | 0 | 0 | 0 | 0 | 0 | 0 | 0 | -68565.2558 | 0 | 0 | 0 | 0 | 0 | 0 | 0 | 0 | 0 | 0 | 0
2016-03-31 14:00 | 0 | 0 | 0 | 0 | 51166.0442 | 717466.8541 | 424306 | 0 | 0 | 0 | 350120.396 | 0 | 0 | 0 | 0 | 0 | 0 | 0 | 0 | 0 | 0 | 0 | 0 | 0 | 344326.8984 | 0 | 0 | 0 | 0 | 0 | 0 | 0 | 0 | 0 | 0 | 0
2016-03-31 15:00 | 0 | 0 | 0 | 0 | 0 | 773503.8984 | 429177 | 0 | 0 | 0 | 694447.2943 | 0 | 0 | 0 | 0 | 0 | 0 | 0 | 0 | 0 | 0 | 0 | 0 | 0 | 344326.8984 | 0 | 0 | 0 | 0 | 0 | 0 | 0 | 0 | 0 | 0 | 0
2016-03-31 16:00 | 0 | 0 | 0 | 0 | 0 | 775004.8984 | 430678 | 0 | 0 | 0 | 1038774.1927 | 0 | 0 | 0 | 0 | 0 | 0 | 0 | 0 | 0 | 0 | 0 | 0 | 0 | 344326.8984 | 0 | 0 | 0 | 0 | 0 | 0 | 0 | 0 | 0 | 0 | 0
2016-03-31 17:00 | 0 | 0 | 0 | 0 | 0 | 776587.8984 | 432261 | 0 | 0 | 0 | 1383101.0911 | 0 | 0 | 0 | 0 | 0 | 0 | 0 | 0 | 0 | 0 | 0 | 0 | 0 | 344326.8984 | 0 | 0 | 0 | 0 | 0 | 0 | 0 | 0 | 0 | 0 | 0
2016-03-31 18:00 | 0 | 0 | 0 | 0 | 0 | 777839.8984 | 433513 | 0 | 0 | 0 | 1727427.9894 | 0 | 0 | 0 | 0 | 0 | 0 | 0 | 0 | 0 | 0 | 0 | 0 | 0 | 344326.8984 | 0 | 0 | 0 | 0 | 0 | 0 | 0 | 0 | 0 | 0 | 0
2016-03-31 19:00 | 0 | 0 | 0 | 0 | 0 | 777345.8984 | 433019 | 0 | 0 | 0 | 2071754.8878 | 0 | 0 | 0 | 0 | 0 | 0 | 0 | 0 | 0 | 0 | 0 | 0 | 0 | 344326.8984 | 0 | 0 | 0 | 0 | 0 | 0 | 0 | 0 | 0 | 0 | 0
2016-03-31 20:00 | 0 | 0 | 0 | 0 | 0 | 778273.8984 | 433947 | 0 | 0 | 0 | 2416081.7862 | 0 | 0 | 0 | 0 | 0 | 0 | 0 | 0 | 0 | 0 | 0 | 0 | 0 | 344326.8984 | 0 | 0 | 0 | 0 | 0 | 0 | 0 | 0 | 0 | 0 | 0
2016-03-31 21:00 | 0 | 0 | 0 | 0 | 0 | 779899.8984 | 435573 | 0 | 0 | 0 | 2760408.6845 | 0 | 0 | 0 | 0 | 0 | 0 | 0 | 0 | 0 | 0 | 0 | 0 | 0 | 344326.8984 | 0 | 0 | 0 | 0 | 0 | 0 | 0 | 0 | 0 | 0 | 0
2016-03-31 22:00 | 0 | 0 | 0 | 0 | 0 | 797659.1378 | 434337 | 0 | 0 | 0 | 3104735.5829 | 0 | 0 | 18995.2394 | 0 | 0 | 0 | 0 | 0 | 0 | 0 | 0 | 0 | 0 | 344326.8984 | 0 | 0 | 0 | 18995.2394 | 0 | 0 | 0 | 0 | 0 | 0 | 0
2016-03-31 23:00 | 0 | 0 | 0 | 0 | 0 | 746541.6594 | 435426 | 0 | 0 | 0 | 3434846.4817 | 0 | 0 | 0 | 0 | 0 | 0 | 0 | 0 | 0 | 0 | 0 | 0 | 0 | 330110.8988 | 0 | 0 | 0 | -18995.2394 | 0 | 0 | 0 | 0 | 0 | 0 | 0
2016-04-01 | 0 | 0 | 0 | 0 | 0 | 439065.0471 | 439296 | 0 | 0 | 0 | 3434615.5288 | 0 | 0 | 0 | 0 | 0 | 0 | 0 | 0 | 0 | 0 | 0 | 0 | 0 | -230.9529 | 0 | 0 | 0 | 0 | 0 | 0 | 0 | 0 | 0 | 0 | 0
2016-04-01 01:00 | 0 | 0 | 0 | 0 | 19655.4651 | 70607.6365 | 434590 | 0 | 0 | 0 | 3090288.6304 | 0 | 0 | 0 | 0 | 0 | 0 | 0 | 0 | 0 | 0 | 0 | 0 | 0 | -344326.8984 | 0 | 0 | 0 | 0 | 0 | 0 | 0 | 0 | 0 | 0 | 0
2016-04-01 02:00 | 0 | 0 | 0 | 0 | 72892.8635 | 0.23812 | 417220 | 0 | 0 | 0 | 2745961.7321 | 0 | 0 | 0 | 0 | 0 | 0 | 0 | 0 | 0 | 0 | 0 | 0 | 0 | -344326.8984 | 0 | 0 | 0 | 0 | 0 | 0 | 0 | 0 | 0 | 0 | 0
2016-04-01 03:00 | 0 | 0 | 0 | 0 | 52034.1016 | 0 | 396361 | 0 | 0 | 0 | 2401634.8337 | 0 | 0 | 0 | 0 | 0 | 0 | 0 | 0 | 0 | 0 | 0 | 0 | 0 | -344326.8984 | 0 | 0 | 0 | 0 | 0 | 0 | 0 | 0 | 0 | 0 | 0
2016-04-01 04:00 | 0 | 0 | 0 | 0 | 29438.1016 | 0 | 373765 | 0 | 0 | 0 | 2057307.9353 | 0 | 0 | 0 | 0 | 0 | 0 | 0 | 0 | 0 | 0 | 0 | 0 | 0 | -344326.8984 | 0 | 0 | 0 | 0 | 0 | 0 | 0 | 0 | 0 | 0 | 0
2016-04-01 05:00 | 0 | 0 | 0 | 0 | 11279.1016 | 0 | 355606 | 0 | 0 | 0 | 1712981.037 | 0 | 0 | 0 | 0 | 0 | 0 | 0 | 0 | 0 | 0 | 0 | 0 | 0 | -344326.8984 | 0 | 0 | 0 | 0 | 0 | 0 | 0 | 0 | 0 | 0 | 0
2016-04-01 06:00 | 0 | 0 | 0 | 0 | 0 | 0 | 342598 | 0 | 0 | 0 | 1370383.037 | 0 | 0 | 0 | 0 | 0 | 0 | 0 | 0 | 0 | 0 | 0 | 0 | 0 | -342598 | 0 | 0 | 0 | 0 | 0 | 0 | 0 | 0 | 0 | 0 | 0
2016-04-01 07:00 | 0 | 0 | 0 | 0 | 0 | 0 | 334101 | 0 | 0 | 0 | 1036282.037 | 0 | 0 | 0 | 0 | 0 | 0 | 0 | 0 | 0 | 0 | 0 | 0 | 0 | -334101 | 0 | 0 | 0 | 0 | 0 | 0 | 0 | 0 | 0 | 0 | 0
2016-04-01 08:00 | 0 | 0 | 0 | 0 | 0 | 0 | 332912 | 0 | 0 | 0 | 703370.037 | 0 | 0 | 0 | 0 | 0 | 0 | 0 | 0 | 0 | 0 | 0 | 0 | 0 | -332912 | 0 | 0 | 0 | 0 | 0 | 0 | 0 | 0 | 0 | 0 | 0
2016-04-01 09:00 | 0 | 0 | 0 | 0 | 670399.6581 | 0 | 340789 | 0 | 0 | 0 | 1032980.6951 | 0 | 0 | 0 | 0 | 0 | 0 | 0 | 0 | 0 | 0 | 0 | 0 | 0 | 329610.6581 | 0 | 0 | 0 | 0 | 0 | 0 | 0 | 0 | 0 | 0 | 0
2016-04-01 10:00 | 0 | 0 | 0 | 0 | 18695.1016 | 0 | 363022 | 0 | 0 | 0 | 688653.7967 | 0 | 0 | 0 | 0 | 0 | 0 | 0 | 0 | 0 | 0 | 0 | 0 | 0 | -344326.8984 | 0 | 0 | 0 | 0 | 0 | 0 | 0 | 0 | 0 | 0 | 0
2016-04-01 11:00 | 0 | 0 | 0 | 0 | 45192.1016 | 0 | 389519 | 0 | 0 | 0 | 344326.8984 | 0 | 0 | 0 | 0 | 0 | 0 | 0 | 0 | 0 | 0 | 0 | 0 | 0 | -344326.8984 | 0 | 0 | 0 | 0 | 0 | 0 | 0 | 0 | 0 | 0 | 0
2016-04-01 12:00 | 0 | 0 | 0 | 0 | 60614.2298 | 39.8718 | 404981 | 0 | 0 | 0 | 0 | 0 | 0 | 0 | 0 | 0 | 0 | 0 | 0 | 0 | 0 | 0 | 0 | 0 | -344326.8984 | 0 | 0 | 0 | 0 | 0 | 0 | 0 | 0 | 0 | 0 | 0
2016-04-01 13:00 | 0 | 0 | 0 | 0 | 252172.5425 | 164036.4575 | 416209 | 0 | 0 | 0 | 0 | 0 | 0 | 0 | 0 | 0 | 0 | 0 | 0 | 0 | 0 | 0 | 0 | 0 | 0 | 0 | 0 | 0 | 0 | 0 | 0 | 0 | 0 | 0 | 0 | 0
2016-04-01 14:00 | 0 | 0 | 0 | 0 | 68892.0385 | 701117.8599 | 425683 | 0 | 0 | 0 | 344326.8984 | 0 | 0 | 0 | 0 | 0 | 0 | 0 | 0 | 0 | 0 | 0 | 0 | 0 | 344326.8984 | 0 | 0 | 0 | 0 | 0 | 0 | 0 | 0 | 0 | 0 | 0
2016-04-01 15:00 | 0 | 0 | 0 | 0 | 0 | 774465.8984 | 430139 | 0 | 0 | 0 | 688653.7967 | 0 | 0 | 0 | 0 | 0 | 0 | 0 | 0 | 0 | 0 | 0 | 0 | 0 | 344326.8984 | 0 | 0 | 0 | 0 | 0 | 0 | 0 | 0 | 0 | 0 | 0
2016-04-01 16:00 | 0 | 0 | 0 | 0 | 0 | 774779.8984 | 430453 | 0 | 0 | 0 | 1032980.6951 | 0 | 0 | 0 | 0 | 0 | 0 | 0 | 0 | 0 | 0 | 0 | 0 | 0 | 344326.8984 | 0 | 0 | 0 | 0 | 0 | 0 | 0 | 0 | 0 | 0 | 0
2016-04-01 17:00 | 0 | 0 | 0 | 0 | 0 | 774092.8984 | 429766 | 0 | 0 | 0 | 1377307.5935 | 0 | 0 | 0 | 0 | 0 | 0 | 0 | 0 | 0 | 0 | 0 | 0 | 0 | 344326.8984 | 0 | 0 | 0 | 0 | 0 | 0 | 0 | 0 | 0 | 0 | 0
2016-04-01 18:00 | 0 | 0 | 0 | 0 | 0 | 771876.8984 | 427550 | 0 | 0 | 0 | 1721634.4918 | 0 | 0 | 0 | 0 | 0 | 0 | 0 | 0 | 0 | 0 | 0 | 0 | 0 | 344326.8984 | 0 | 0 | 0 | 0 | 0 | 0 | 0 | 0 | 0 | 0 | 0
2016-04-01 19:00 | 0 | 0 | 0 | 0 | 0 | 768899.8984 | 424573 | 0 | 0 | 0 | 2065961.3902 | 0 | 0 | 0 | 0 | 0 | 0 | 0 | 0 | 0 | 0 | 0 | 0 | 0 | 344326.8984 | 0 | 0 | 0 | 0 | 0 | 0 | 0 | 0 | 0 | 0 | 0
2016-04-01 20:00 | 0 | 0 | 0 | 0 | 0 | 766133.8984 | 421807 | 0 | 0 | 0 | 2410288.2886 | 0 | 0 | 0 | 0 | 0 | 0 | 0 | 0 | 0 | 0 | 0 | 0 | 0 | 344326.8984 | 0 | 0 | 0 | 0 | 0 | 0 | 0 | 0 | 0 | 0 | 0
2016-04-01 21:00 | 0 | 0 | 0 | 0 | 0 | 763666.8984 | 419340 | 0 | 0 | 0 | 2754615.1869 | 0 | 0 | 0 | 0 | 0 | 0 | 0 | 0 | 0 | 0 | 0 | 0 | 0 | 344326.8984 | 0 | 0 | 0 | 0 | 0 | 0 | 0 | 0 | 0 | 0 | 0
2016-04-01 22:00 | 0 | 0 | 0 | 0 | 0 | 759950.8984 | 415624 | 0 | 0 | 0 | 3098942.0853 | 0 | 0 | 0 | 0 | 0 | 0 | 0 | 0 | 0 | 0 | 0 | 0 | 0 | 344326.8984 | 0 | 0 | 0 | 0 | 0 | 0 | 0 | 0 | 0 | 0 | 0
2016-04-01 23:00 | 0 | 0 | 0 | 0 | 0 | 777933.1378 | 414611 | 0 | 0 | 0 | 3443268.9837 | 0 | 0 | 18995.2394 | 0 | 0 | 0 | 0 | 0 | 0 | 0 | 0 | 0 | 0 | 344326.8984 | 0 | 0 | 0 | 18995.2394 | 0 | 0 | 0 | 0 | 0 | 0 | 0
2016-04-02 | 0 | 0 | 0 | 0 | 0 | 595330.169 | 419217 | 0 | 0 | 0 | 3638377.3921 | 0 | 0 | 0 | 0 | 0 | 0 | 0 | 0 | 0 | 0 | 0 | 0 | 0 | 195108.4084 | 0 | 0 | 0 | -18995.2394 | 0 | 0 | 0 | 0 | 0 | 0 | 0
2016-04-02 01:00 | 0 | 0 | 0 | 0 | 0 | 79296.4516 | 416423 | 0 | 0 | 0 | 3301250.8437 | 0 | 0 | 0 | 0 | 0 | 0 | 0 | 0 | 0 | 0 | 0 | 0 | 0 | -337126.5484 | 0 | 0 | 0 | 0 | 0 | 0 | 0 | 0 | 0 | 0 | 0
2016-04-02 02:00 | 0 | 0 | 0 | 0 | 60600.5091 | 0.59254 | 404928 | 0 | 0 | 0 | 2956923.9453 | 0 | 0 | 0 | 0 | 0 | 0 | 0 | 0 | 0 | 0 | 0 | 0 | 0 | -344326.8984 | 0 | 0 | 0 | 0 | 0 | 0 | 0 | 0 | 0 | 0 | 0
2016-04-02 03:00 | 0 | 0 | 0 | 0 | 43683.1016 | 0 | 388010 | 0 | 0 | 0 | 2612597.047 | 0 | 0 | 0 | 0 | 0 | 0 | 0 | 0 | 0 | 0 | 0 | 0 | 0 | -344326.8984 | 0 | 0 | 0 | 0 | 0 | 0 | 0 | 0 | 0 | 0 | 0
2016-04-02 04:00 | 0 | 0 | 0 | 0 | 23944.1016 | 0 | 368271 | 0 | 0 | 0 | 2268270.1486 | 0 | 0 | 0 | 0 | 0 | 0 | 0 | 0 | 0 | 0 | 0 | 0 | 0 | -344326.8984 | 0 | 0 | 0 | 0 | 0 | 0 | 0 | 0 | 0 | 0 | 0
2016-04-02 05:00 | 0 | 0 | 0 | 0 | 8694.1016 | 0 | 353021 | 0 | 0 | 0 | 1923943.2502 | 0 | 0 | 0 | 0 | 0 | 0 | 0 | 0 | 0 | 0 | 0 | 0 | 0 | -344326.8984 | 0 | 0 | 0 | 0 | 0 | 0 | 0 | 0 | 0 | 0 | 0
2016-04-02 06:00 | 0 | 0 | 0 | 0 | 0 | 0 | 341050 | 0 | 0 | 0 | 1582893.2502 | 0 | 0 | 0 | 0 | 0 | 0 | 0 | 0 | 0 | 0 | 0 | 0 | 0 | -341050 | 0 | 0 | 0 | 0 | 0 | 0 | 0 | 0 | 0 | 0 | 0
2016-04-02 07:00 | 0 | 0 | 0 | 0 | 0 | 0 | 332783 | 0 | 0 | 0 | 1250110.2502 | 0 | 0 | 0 | 0 | 0 | 0 | 0 | 0 | 0 | 0 | 0 | 0 | 0 | -332783 | 0 | 0 | 0 | 0 | 0 | 0 | 0 | 0 | 0 | 0 | 0
2016-04-02 08:00 | 0 | 0 | 0 | 0 | 0 | 0 | 329988 | 0 | 0 | 0 | 920122.2502 | 0 | 0 | 0 | 0 | 0 | 0 | 0 | 0 | 0 | 0 | 0 | 0 | 0 | -329988 | 0 | 0 | 0 | 0 | 0 | 0 | 0 | 0 | 0 | 0 | 0
2016-04-02 09:00 | 0 | 0 | 0 | 0 | 0 | 0 | 333243 | 0 | 0 | 0 | 586879.2502 | 0 | 0 | 0 | 0 | 0 | 0 | 0 | 0 | 0 | 0 | 0 | 0 | 0 | -333243 | 0 | 0 | 0 | 0 | 0 | 0 | 0 | 0 | 0 | 0 | 0
2016-04-02 10:00 | 0 | 0 | 0 | 0 | 0 | 0 | 342208 | 0 | 0 | 0 | 244671.2502 | 0 | 0 | 0 | 0 | 0 | 0 | 0 | 0 | 0 | 0 | 0 | 0 | 0 | -342208 | 0 | 0 | 0 | 0 | 0 | 0 | 0 | 0 | 0 | 0 | 0
2016-04-02 11:00 | 0 | 0 | 0 | 0 | 110564.7498 | 0 | 355236 | 0 | 0 | 0 | 0 | 0 | 0 | 0 | 0 | 0 | 0 | 0 | 0 | 0 | 0 | 0 | 0 | 0 | -244671.2502 | 0 | 0 | 0 | 0 | 0 | 0 | 0 | 0 | 0 | 0 | 0
2016-04-02 12:00 | 0 | 0 | 0 | 0 | 369819.1233 | 139.8767 | 369959 | 0 | 0 | 0 | 0 | 0 | 0 | 0 | 0 | 0 | 0 | 0 | 0 | 0 | 0 | 0 | 0 | 0 | 0 | 0 | 0 | 0 | 0 | 0 | 0 | 0 | 0 | 0 | 0 | 0
2016-04-02 13:00 | 0 | 0 | 0 | 0 | 141302.8062 | 243293.1938 | 384596 | 0 | 0 | 0 | 0 | 0 | 0 | 0 | 0 | 0 | 0 | 0 | 0 | 0 | 0 | 0 | 0 | 0 | 0 | 0 | 0 | 0 | 0 | 0 | 0 | 0 | 0 | 0 | 0 | 0
2016-04-02 14:00 | 0 | 0 | 0 | 0 | 0 | 738050.8984 | 393724 | 0 | 0 | 0 | 344326.8984 | 0 | 0 | 0 | 0 | 0 | 0 | 0 | 0 | 0 | 0 | 0 | 0 | 0 | 344326.8984 | 0 | 0 | 0 | 0 | 0 | 0 | 0 | 0 | 0 | 0 | 0
2016-04-02 15:00 | 0 | 0 | 0 | 0 | 0 | 741080.8984 | 396754 | 0 | 0 | 0 | 688653.7967 | 0 | 0 | 0 | 0 | 0 | 0 | 0 | 0 | 0 | 0 | 0 | 0 | 0 | 344326.8984 | 0 | 0 | 0 | 0 | 0 | 0 | 0 | 0 | 0 | 0 | 0
2016-04-02 16:00 | 0 | 0 | 0 | 0 | 0 | 738327.8984 | 394001 | 0 | 0 | 0 | 1032980.6951 | 0 | 0 | 0 | 0 | 0 | 0 | 0 | 0 | 0 | 0 | 0 | 0 | 0 | 344326.8984 | 0 | 0 | 0 | 0 | 0 | 0 | 0 | 0 | 0 | 0 | 0
2016-04-02 17:00 | 0 | 0 | 0 | 0 | 0 | 734221.8984 | 389895 | 0 | 0 | 0 | 1377307.5935 | 0 | 0 | 0 | 0 | 0 | 0 | 0 | 0 | 0 | 0 | 0 | 0 | 0 | 344326.8984 | 0 | 0 | 0 | 0 | 0 | 0 | 0 | 0 | 0 | 0 | 0
2016-04-02 18:00 | 0 | 0 | 0 | 0 | 0 | 729837.8984 | 385511 | 0 | 0 | 0 | 1721634.4918 | 0 | 0 | 0 | 0 | 0 | 0 | 0 | 0 | 0 | 0 | 0 | 0 | 0 | 344326.8984 | 0 | 0 | 0 | 0 | 0 | 0 | 0 | 0 | 0 | 0 | 0
2016-04-02 19:00 | 0 | 0 | 0 | 0 | 0 | 726043.8984 | 381717 | 0 | 0 | 0 | 2065961.3902 | 0 | 0 | 0 | 0 | 0 | 0 | 0 | 0 | 0 | 0 | 0 | 0 | 0 | 344326.8984 | 0 | 0 | 0 | 0 | 0 | 0 | 0 | 0 | 0 | 0 | 0
2016-04-02 20:00 | 0 | 0 | 0 | 0 | 0 | 725253.8984 | 380927 | 0 | 0 | 0 | 2410288.2886 | 0 | 0 | 0 | 0 | 0 | 0 | 0 | 0 | 0 | 0 | 0 | 0 | 0 | 344326.8984 | 0 | 0 | 0 | 0 | 0 | 0 | 0 | 0 | 0 | 0 | 0
2016-04-02 21:00 | 0 | 0 | 0 | 0 | 0 | 726328.8984 | 382002 | 0 | 0 | 0 | 2754615.1869 | 0 | 0 | 0 | 0 | 0 | 0 | 0 | 0 | 0 | 0 | 0 | 0 | 0 | 344326.8984 | 0 | 0 | 0 | 0 | 0 | 0 | 0 | 0 | 0 | 0 | 0
2016-04-02 22:00 | 0 | 0 | 0 | 0 | 0 | 727917.8984 | 383591 | 0 | 0 | 0 | 3098942.0853 | 0 | 0 | 0 | 0 | 0 | 0 | 0 | 0 | 0 | 0 | 0 | 0 | 0 | 344326.8984 | 0 | 0 | 0 | 0 | 0 | 0 | 0 | 0 | 0 | 0 | 0
2016-04-02 23:00 | 0 | 0 | 0 | 0 | 0 | 751378.1378 | 388056 | 0 | 0 | 0 | 3443268.9837 | 0 | 0 | 18995.2394 | 0 | 0 | 0 | 0 | 0 | 0 | 0 | 0 | 0 | 0 | 344326.8984 | 0 | 0 | 0 | 18995.2394 | 0 | 0 | 0 | 0 | 0 | 0 | 0
2016-04-03 | 0 | 0 | 0 | 0 | 0 | 588885.6897 | 397214 | 0 | 0 | 0 | 3653935.9127 | 0 | 0 | 0 | 0 | 0 | 0 | 0 | 0 | 0 | 0 | 0 | 0 | 0 | 210666.9291 | 0 | 0 | 0 | -18995.2394 | 0 | 0 | 0 | 0 | 0 | 0 | 0
2016-04-03 01:00 | 0 | 0 | 0 | 0 | 0 | 77377.1223 | 399248 | 0 | 0 | 0 | 3332065.0351 | 0 | 0 | 0 | 0 | 0 | 0 | 0 | 0 | 0 | 0 | 0 | 0 | 0 | -321870.8777 | 0 | 0 | 0 | 0 | 0 | 0 | 0 | 0 | 0 | 0 | 0
2016-04-03 02:00 | 0 | 0 | 0 | 0 | 46119.0003 | 0.10134 | 390446 | 0 | 0 | 0 | 2987738.1367 | 0 | 0 | 0 | 0 | 0 | 0 | 0 | 0 | 0 | 0 | 0 | 0 | 0 | -344326.8984 | 0 | 0 | 0 | 0 | 0 | 0 | 0 | 0 | 0 | 0 | 0
2016-04-03 03:00 | 0 | 0 | 0 | 0 | 32823.1016 | 0 | 377150 | 0 | 0 | 0 | 2643411.2384 | 0 | 0 | 0 | 0 | 0 | 0 | 0 | 0 | 0 | 0 | 0 | 0 | 0 | -344326.8984 | 0 | 0 | 0 | 0 | 0 | 0 | 0 | 0 | 0 | 0 | 0
2016-04-03 04:00 | 0 | 0 | 0 | 0 | 16953.1016 | 0 | 361280 | 0 | 0 | 0 | 2299084.34 | 0 | 0 | 0 | 0 | 0 | 0 | 0 | 0 | 0 | 0 | 0 | 0 | 0 | -344326.8984 | 0 | 0 | 0 | 0 | 0 | 0 | 0 | 0 | 0 | 0 | 0
2016-04-03 05:00 | 0 | 0 | 0 | 0 | 3517.1016 | 0 | 347844 | 0 | 0 | 0 | 1954757.4416 | 0 | 0 | 0 | 0 | 0 | 0 | 0 | 0 | 0 | 0 | 0 | 0 | 0 | -344326.8984 | 0 | 0 | 0 | 0 | 0 | 0 | 0 | 0 | 0 | 0 | 0
2016-04-03 06:00 | 0 | 0 | 0 | 0 | 0 | 0 | 338151 | 0 | 0 | 0 | 1616606.4416 | 0 | 0 | 0 | 0 | 0 | 0 | 0 | 0 | 0 | 0 | 0 | 0 | 0 | -338151 | 0 | 0 | 0 | 0 | 0 | 0 | 0 | 0 | 0 | 0 | 0
2016-04-03 07:00 | 0 | 0 | 0 | 0 | 0 | 0 | 332824 | 0 | 0 | 0 | 1283782.4416 | 0 | 0 | 0 | 0 | 0 | 0 | 0 | 0 | 0 | 0 | 0 | 0 | 0 | -332824 | 0 | 0 | 0 | 0 | 0 | 0 | 0 | 0 | 0 | 0 | 0
2016-04-03 08:00 | 0 | 0 | 0 | 0 | 0 | 0 | 331348 | 0 | 0 | 0 | 952434.4416 | 0 | 0 | 0 | 0 | 0 | 0 | 0 | 0 | 0 | 0 | 0 | 0 | 0 | -331348 | 0 | 0 | 0 | 0 | 0 | 0 | 0 | 0 | 0 | 0 | 0
2016-04-03 09:00 | 0 | 0 | 0 | 0 | 0 | 0 | 333588 | 0 | 0 | 0 | 618846.4416 | 0 | 0 | 0 | 0 | 0 | 0 | 0 | 0 | 0 | 0 | 0 | 0 | 0 | -333588 | 0 | 0 | 0 | 0 | 0 | 0 | 0 | 0 | 0 | 0 | 0
2016-04-03 10:00 | 0 | 0 | 0 | 0 | 0 | 0 | 341431 | 0 | 0 | 0 | 277415.4416 | 0 | 0 | 0 | 0 | 0 | 0 | 0 | 0 | 0 | 0 | 0 | 0 | 0 | -341431 | 0 | 0 | 0 | 0 | 0 | 0 | 0 | 0 | 0 | 0 | 0
2016-04-03 11:00 | 0 | 0 | 0 | 0 | 74567.5584 | 0 | 351983 | 0 | 0 | 0 | 0 | 0 | 0 | 0 | 0 | 0 | 0 | 0 | 0 | 0 | 0 | 0 | 0 | 0 | -277415.4416 | 0 | 0 | 0 | 0 | 0 | 0 | 0 | 0 | 0 | 0 | 0
2016-04-03 12:00 | 0 | 0 | 0 | 0 | 364494.8331 | 138.1669 | 364633 | 0 | 0 | 0 | 0 | 0 | 0 | 0 | 0 | 0 | 0 | 0 | 0 | 0 | 0 | 0 | 0 | 0 | 0 | 0 | 0 | 0 | 0 | 0 | 0 | 0 | 0 | 0 | 0 | 0
2016-04-03 13:00 | 0 | 0 | 0 | 0 | 126500.9207 | 247885.0793 | 374386 | 0 | 0 | 0 | 0 | 0 | 0 | 0 | 0 | 0 | 0 | 0 | 0 | 0 | 0 | 0 | 0 | 0 | 0 | 0 | 0 | 0 | 0 | 0 | 0 | 0 | 0 | 0 | 0 | 0
2016-04-03 14:00 | 0 | 0 | 0 | 0 | 0 | 723194.8984 | 378868 | 0 | 0 | 0 | 344326.8984 | 0 | 0 | 0 | 0 | 0 | 0 | 0 | 0 | 0 | 0 | 0 | 0 | 0 | 344326.8984 | 0 | 0 | 0 | 0 | 0 | 0 | 0 | 0 | 0 | 0 | 0
2016-04-03 15:00 | 0 | 0 | 0 | 0 | 0 | 722522.8984 | 378196 | 0 | 0 | 0 | 688653.7967 | 0 | 0 | 0 | 0 | 0 | 0 | 0 | 0 | 0 | 0 | 0 | 0 | 0 | 344326.8984 | 0 | 0 | 0 | 0 | 0 | 0 | 0 | 0 | 0 | 0 | 0
2016-04-03 16:00 | 0 | 0 | 0 | 0 | 0 | 721593.8984 | 377267 | 0 | 0 | 0 | 1032980.6951 | 0 | 0 | 0 | 0 | 0 | 0 | 0 | 0 | 0 | 0 | 0 | 0 | 0 | 344326.8984 | 0 | 0 | 0 | 0 | 0 | 0 | 0 | 0 | 0 | 0 | 0
2016-04-03 17:00 | 0 | 0 | 0 | 0 | 0 | 719964.8984 | 375638 | 0 | 0 | 0 | 1377307.5935 | 0 | 0 | 0 | 0 | 0 | 0 | 0 | 0 | 0 | 0 | 0 | 0 | 0 | 344326.8984 | 0 | 0 | 0 | 0 | 0 | 0 | 0 | 0 | 0 | 0 | 0
2016-04-03 18:00 | 0 | 0 | 0 | 0 | 0 | 718018.8984 | 373692 | 0 | 0 | 0 | 1721634.4918 | 0 | 0 | 0 | 0 | 0 | 0 | 0 | 0 | 0 | 0 | 0 | 0 | 0 | 344326.8984 | 0 | 0 | 0 | 0 | 0 | 0 | 0 | 0 | 0 | 0 | 0
2016-04-03 19:00 | 0 | 0 | 0 | 0 | 0 | 716464.8984 | 372138 | 0 | 0 | 0 | 2065961.3902 | 0 | 0 | 0 | 0 | 0 | 0 | 0 | 0 | 0 | 0 | 0 | 0 | 0 | 344326.8984 | 0 | 0 | 0 | 0 | 0 | 0 | 0 | 0 | 0 | 0 | 0
2016-04-03 20:00 | 0 | 0 | 0 | 0 | 0 | 719219.8984 | 374893 | 0 | 0 | 0 | 2410288.2886 | 0 | 0 | 0 | 0 | 0 | 0 | 0 | 0 | 0 | 0 | 0 | 0 | 0 | 344326.8984 | 0 | 0 | 0 | 0 | 0 | 0 | 0 | 0 | 0 | 0 | 0
2016-04-03 21:00 | 0 | 0 | 0 | 0 | 0 | 724423.8984 | 380097 | 0 | 0 | 0 | 2754615.1869 | 0 | 0 | 0 | 0 | 0 | 0 | 0 | 0 | 0 | 0 | 0 | 0 | 0 | 344326.8984 | 0 | 0 | 0 | 0 | 0 | 0 | 0 | 0 | 0 | 0 | 0
2016-04-03 22:00 | 0 | 0 | 0 | 0 | 0 | 730626.8984 | 386300 | 0 | 0 | 0 | 3098942.0853 | 0 | 0 | 0 | 0 | 0 | 0 | 0 | 0 | 0 | 0 | 0 | 0 | 0 | 344326.8984 | 0 | 0 | 0 | 0 | 0 | 0 | 0 | 0 | 0 | 0 | 0
2016-04-03 23:00 | 0 | 0 | 0 | 0 | 0 | 757285.1378 | 393963 | 0 | 0 | 0 | 3443268.9837 | 0 | 0 | 18995.2394 | 0 | 0 | 0 | 0 | 0 | 0 | 0 | 0 | 0 | 0 | 344326.8984 | 0 | 0 | 0 | 18995.2394 | 0 | 0 | 0 | 0 | 0 | 0 | 0
2016-04-04 | 0 | 0 | 0 | 0 | 0 | 528813.6239 | 405691 | 0 | 0 | 0 | 3585386.847 | 0 | 0 | 0 | 0 | 0 | 0 | 0 | 0 | 0 | 0 | 0 | 0 | 0 | 142117.8633 | 0 | 0 | 0 | -18995.2394 | 0 | 0 | 0 | 0 | 0 | 0 | 0
2016-04-04 01:00 | 0 | 0 | 0 | 0 | 0 | 67205.0994 | 406544 | 0 | 0 | 0 | 3246047.9464 | 0 | 0 | 0 | 0 | 0 | 0 | 0 | 0 | 0 | 0 | 0 | 0 | 0 | -339338.9006 | 0 | 0 | 0 | 0 | 0 | 0 | 0 | 0 | 0 | 0 | 0
2016-04-04 02:00 | 0 | 0 | 0 | 0 | 49279.7374 | 3.3642 | 393610 | 0 | 0 | 0 | 2901721.048 | 0 | 0 | 0 | 0 | 0 | 0 | 0 | 0 | 0 | 0 | 0 | 0 | 0 | -344326.8984 | 0 | 0 | 0 | 0 | 0 | 0 | 0 | 0 | 0 | 0 | 0
2016-04-04 03:00 | 0 | 0 | 0 | 0 | 32119.1016 | 0 | 376446 | 0 | 0 | 0 | 2557394.1497 | 0 | 0 | 0 | 0 | 0 | 0 | 0 | 0 | 0 | 0 | 0 | 0 | 0 | -344326.8984 | 0 | 0 | 0 | 0 | 0 | 0 | 0 | 0 | 0 | 0 | 0
2016-04-04 04:00 | 0 | 0 | 0 | 0 | 12863.1016 | 0 | 357190 | 0 | 0 | 0 | 2213067.2513 | 0 | 0 | 0 | 0 | 0 | 0 | 0 | 0 | 0 | 0 | 0 | 0 | 0 | -344326.8984 | 0 | 0 | 0 | 0 | 0 | 0 | 0 | 0 | 0 | 0 | 0
2016-04-04 05:00 | 0 | 0 | 0 | 0 | 0 | 0 | 342504 | 0 | 0 | 0 | 1870563.2513 | 0 | 0 | 0 | 0 | 0 | 0 | 0 | 0 | 0 | 0 | 0 | 0 | 0 | -342504 | 0 | 0 | 0 | 0 | 0 | 0 | 0 | 0 | 0 | 0 | 0
2016-04-04 06:00 | 0 | 0 | 0 | 0 | 0 | 0 | 332944 | 0 | 0 | 0 | 1537619.2513 | 0 | 0 | 0 | 0 | 0 | 0 | 0 | 0 | 0 | 0 | 0 | 0 | 0 | -332944 | 0 | 0 | 0 | 0 | 0 | 0 | 0 | 0 | 0 | 0 | 0
2016-04-04 07:00 | 0 | 0 | 0 | 0 | 0 | 0 | 327624 | 0 | 0 | 0 | 1209995.2513 | 0 | 0 | 0 | 0 | 0 | 0 | 0 | 0 | 0 | 0 | 0 | 0 | 0 | -327624 | 0 | 0 | 0 | 0 | 0 | 0 | 0 | 0 | 0 | 0 | 0
2016-04-04 08:00 | 0 | 0 | 0 | 0 | 561828.2823 | 0 | 328757 | 0 | 0 | 0 | 1443066.5336 | 0 | 0 | 0 | 0 | 0 | 0 | 0 | 0 | 0 | 0 | 0 | 0 | 0 | 233071.2823 | 0 | 0 | 0 | 0 | 0 | 0 | 0 | 0 | 0 | 0 | 0
2016-04-04 09:00 | 0 | 0 | 0 | 0 | 0 | 0 | 342155 | 0 | 0 | 0 | 1100911.5336 | 0 | 0 | 0 | 0 | 0 | 0 | 0 | 0 | 0 | 0 | 0 | 0 | 0 | -342155 | 0 | 0 | 0 | 0 | 0 | 0 | 0 | 0 | 0 | 0 | 0
2016-04-04 10:00 | 0 | 0 | 0 | 0 | 27455.1016 | 0 | 371782 | 0 | 0 | 0 | 756584.6352 | 0 | 0 | 0 | 0 | 0 | 0 | 0 | 0 | 0 | 0 | 0 | 0 | 0 | -344326.8984 | 0 | 0 | 0 | 0 | 0 | 0 | 0 | 0 | 0 | 0 | 0
2016-04-04 11:00 | 0 | 0 | 0 | 0 | 55668.1016 | 0 | 399995 | 0 | 0 | 0 | 412257.7368 | 0 | 0 | 0 | 0 | 0 | 0 | 0 | 0 | 0 | 0 | 0 | 0 | 0 | -344326.8984 | 0 | 0 | 0 | 0 | 0 | 0 | 0 | 0 | 0 | 0 | 0
2016-04-04 12:00 | 0 | 0 | 0 | 0 | 86477.7434 | 147.5977 | 411957 | 0 | 0 | 0 | 67930.8385 | 0 | 0 | 18995.2394 | 0 | 0 | 0 | 0 | 0 | 0 | 0 | 0 | 0 | 0 | -344326.8984 | 0 | 0 | 0 | 18995.2394 | 0 | 0 | 0 | 0 | 0 | 0 | 0
2016-04-04 13:00 | 0 | 0 | 0 | 0 | 44793.5865 | 304671.575 | 417396 | 0 | 0 | 0 | 0 | 0 | 0 | 18995.2394 | 0 | 0 | 0 | 0 | 0 | 0 | 0 | 0 | 0 | 0 | -67930.8385 | 0 | 0 | 0 | 0 | 0 | 0 | 0 | 0 | 0 | 0 | 0
2016-04-04 14:00 | 0 | 0 | 0 | 0 | 39394.7942 | 708262.8648 | 422326 | 0 | 0 | 0 | 344326.8984 | 0 | 0 | 0 | 0 | 0 | 0 | 0 | 0 | 0 | 0 | 0 | 0 | 0 | 344326.8984 | 0 | 0 | 0 | -18995.2394 | 0 | 0 | 0 | 0 | 0 | 0 | 0
2016-04-04 15:00 | 0 | 0 | 0 | 0 | 0 | 769287.8984 | 424961 | 0 | 0 | 0 | 688653.7967 | 0 | 0 | 0 | 0 | 0 | 0 | 0 | 0 | 0 | 0 | 0 | 0 | 0 | 344326.8984 | 0 | 0 | 0 | 0 | 0 | 0 | 0 | 0 | 0 | 0 | 0
2016-04-04 16:00 | 0 | 0 | 0 | 0 | 0 | 770643.8984 | 426317 | 0 | 0 | 0 | 1032980.6951 | 0 | 0 | 0 | 0 | 0 | 0 | 0 | 0 | 0 | 0 | 0 | 0 | 0 | 344326.8984 | 0 | 0 | 0 | 0 | 0 | 0 | 0 | 0 | 0 | 0 | 0
2016-04-04 17:00 | 0 | 0 | 0 | 0 | 0 | 772853.8984 | 428527 | 0 | 0 | 0 | 1377307.5935 | 0 | 0 | 0 | 0 | 0 | 0 | 0 | 0 | 0 | 0 | 0 | 0 | 0 | 344326.8984 | 0 | 0 | 0 | 0 | 0 | 0 | 0 | 0 | 0 | 0 | 0
2016-04-04 18:00 | 0 | 0 | 0 | 0 | 0 | 774950.8984 | 430624 | 0 | 0 | 0 | 1721634.4918 | 0 | 0 | 0 | 0 | 0 | 0 | 0 | 0 | 0 | 0 | 0 | 0 | 0 | 344326.8984 | 0 | 0 | 0 | 0 | 0 | 0 | 0 | 0 | 0 | 0 | 0
2016-04-04 19:00 | 0 | 0 | 0 | 0 | 0 | 777112.8984 | 432786 | 0 | 0 | 0 | 2065961.3902 | 0 | 0 | 0 | 0 | 0 | 0 | 0 | 0 | 0 | 0 | 0 | 0 | 0 | 344326.8984 | 0 | 0 | 0 | 0 | 0 | 0 | 0 | 0 | 0 | 0 | 0
2016-04-04 20:00 | 0 | 0 | 0 | 0 | 0 | 781244.8984 | 436918 | 0 | 0 | 0 | 2410288.2886 | 0 | 0 | 0 | 0 | 0 | 0 | 0 | 0 | 0 | 0 | 0 | 0 | 0 | 344326.8984 | 0 | 0 | 0 | 0 | 0 | 0 | 0 | 0 | 0 | 0 | 0
2016-04-04 21:00 | 0 | 0 | 0 | 0 | 0 | 785829.8984 | 441503 | 0 | 0 | 0 | 2754615.1869 | 0 | 0 | 0 | 0 | 0 | 0 | 0 | 0 | 0 | 0 | 0 | 0 | 0 | 344326.8984 | 0 | 0 | 0 | 0 | 0 | 0 | 0 | 0 | 0 | 0 | 0
2016-04-04 22:00 | 0 | 0 | 0 | 0 | 0 | 788368.8984 | 444042 | 0 | 0 | 0 | 3098942.0853 | 0 | 0 | 0 | 0 | 0 | 0 | 0 | 0 | 0 | 0 | 0 | 0 | 0 | 344326.8984 | 0 | 0 | 0 | 0 | 0 | 0 | 0 | 0 | 0 | 0 | 0
2016-04-04 23:00 | 0 | 0 | 0 | 0 | 0 | 809138.1378 | 445816 | 0 | 0 | 0 | 3443268.9837 | 0 | 0 | 18995.2394 | 0 | 0 | 0 | 0 | 0 | 0 | 0 | 0 | 0 | 0 | 344326.8984 | 0 | 0 | 0 | 18995.2394 | 0 | 0 | 0 | 0 | 0 | 0 | 0
2016-04-05 | 0 | 0 | 0 | 0 | 0 | 490590.3536 | 451312 | 0 | 0 | 0 | 3501542.5767 | 0 | 0 | 0 | 0 | 0 | 0 | 0 | 0 | 0 | 0 | 0 | 0 | 0 | 58273.593 | 0 | 0 | 0 | -18995.2394 | 0 | 0 | 0 | 0 | 0 | 0 | 0
2016-04-05 01:00 | 0 | 0 | 0 | 0 | 21363.075 | 80722.0267 | 446412 | 0 | 0 | 0 | 3157215.6783 | 0 | 0 | 0 | 0 | 0 | 0 | 0 | 0 | 0 | 0 | 0 | 0 | 0 | -344326.8984 | 0 | 0 | 0 | 0 | 0 | 0 | 0 | 0 | 0 | 0 | 0
2016-04-05 02:00 | 0 | 0 | 0 | 0 | 83241.5671 | 6.5345 | 427575 | 0 | 0 | 0 | 2812888.7799 | 0 | 0 | 0 | 0 | 0 | 0 | 0 | 0 | 0 | 0 | 0 | 0 | 0 | -344326.8984 | 0 | 0 | 0 | 0 | 0 | 0 | 0 | 0 | 0 | 0 | 0
2016-04-05 03:00 | 0 | 0 | 0 | 0 | 59894.1016 | 0 | 404221 | 0 | 0 | 0 | 2468561.8816 | 0 | 0 | 0 | 0 | 0 | 0 | 0 | 0 | 0 | 0 | 0 | 0 | 0 | -344326.8984 | 0 | 0 | 0 | 0 | 0 | 0 | 0 | 0 | 0 | 0 | 0
2016-04-05 04:00 | 0 | 0 | 0 | 0 | 37724.1016 | 0 | 382051 | 0 | 0 | 0 | 2124234.9832 | 0 | 0 | 0 | 0 | 0 | 0 | 0 | 0 | 0 | 0 | 0 | 0 | 0 | -344326.8984 | 0 | 0 | 0 | 0 | 0 | 0 | 0 | 0 | 0 | 0 | 0
2016-04-05 05:00 | 0 | 0 | 0 | 0 | 20007.1016 | 0 | 364334 | 0 | 0 | 0 | 1779908.0848 | 0 | 0 | 0 | 0 | 0 | 0 | 0 | 0 | 0 | 0 | 0 | 0 | 0 | -344326.8984 | 0 | 0 | 0 | 0 | 0 | 0 | 0 | 0 | 0 | 0 | 0
2016-04-05 06:00 | 0 | 0 | 0 | 0 | 8324.1016 | 0 | 352651 | 0 | 0 | 0 | 1435581.1865 | 0 | 0 | 0 | 0 | 0 | 0 | 0 | 0 | 0 | 0 | 0 | 0 | 0 | -344326.8984 | 0 | 0 | 0 | 0 | 0 | 0 | 0 | 0 | 0 | 0 | 0
2016-04-05 07:00 | 0 | 0 | 0 | 0 | 1655.1016 | 0 | 345982 | 0 | 0 | 0 | 1091254.2881 | 0 | 0 | 0 | 0 | 0 | 0 | 0 | 0 | 0 | 0 | 0 | 0 | 0 | -344326.8984 | 0 | 0 | 0 | 0 | 0 | 0 | 0 | 0 | 0 | 0 | 0
2016-04-05 08:00 | 0 | 0 | 0 | 0 | 1904.1016 | 0 | 346231 | 0 | 0 | 0 | 746927.3897 | 0 | 0 | 0 | 0 | 0 | 0 | 0 | 0 | 0 | 0 | 0 | 0 | 0 | -344326.8984 | 0 | 0 | 0 | 0 | 0 | 0 | 0 | 0 | 0 | 0 | 0
2016-04-05 09:00 | 0 | 0 | 0 | 0 | 14738.1016 | 0 | 359065 | 0 | 0 | 0 | 402600.4914 | 0 | 0 | 0 | 0 | 0 | 0 | 0 | 0 | 0 | 0 | 0 | 0 | 0 | -344326.8984 | 0 | 0 | 0 | 0 | 0 | 0 | 0 | 0 | 0 | 0 | 0
2016-04-05 10:00 | 0 | 0 | 0 | 0 | 43716.1016 | 0 | 388043 | 0 | 0 | 0 | 58273.593 | 0 | 0 | 0 | 0 | 0 | 0 | 0 | 0 | 0 | 0 | 0 | 0 | 0 | -344326.8984 | 0 | 0 | 0 | 0 | 0 | 0 | 0 | 0 | 0 | 0 | 0
2016-04-05 11:00 | 0 | 0 | 0 | 0 | 357056.407 | 0 | 415330 | 0 | 0 | 0 | 0 | 0 | 0 | 0 | 0 | 0 | 0 | 0 | 0 | 0 | 0 | 0 | 0 | 0 | -58273.593 | 0 | 0 | 0 | 0 | 0 | 0 | 0 | 0 | 0 | 0 | 0
2016-04-05 12:00 | 0 | 0 | 0 | 0 | 425164.9585 | 178.0415 | 425343 | 0 | 0 | 0 | 0 | 0 | 0 | 0 | 0 | 0 | 0 | 0 | 0 | 0 | 0 | 0 | 0 | 0 | 0 | 0 | 0 | 0 | 0 | 0 | 0 | 0 | 0 | 0 | 0 | 0
2016-04-05 13:00 | 0 | 0 | 0 | 0 | 150376.4382 | 279205.5618 | 429582 | 0 | 0 | 0 | 0 | 0 | 0 | 0 | 0 | 0 | 0 | 0 | 0 | 0 | 0 | 0 | 0 | 0 | 0 | 0 | 0 | 0 | 0 | 0 | 0 | 0 | 0 | 0 | 0 | 0
2016-04-05 14:00 | 0 | 0 | 0 | 0 | 14156.6956 | 763956.2028 | 433786 | 0 | 0 | 0 | 344326.8984 | 0 | 0 | 0 | 0 | 0 | 0 | 0 | 0 | 0 | 0 | 0 | 0 | 0 | 344326.8984 | 0 | 0 | 0 | 0 | 0 | 0 | 0 | 0 | 0 | 0 | 0
2016-04-05 15:00 | 0 | 0 | 0 | 0 | 0 | 778978.8984 | 434652 | 0 | 0 | 0 | 688653.7967 | 0 | 0 | 0 | 0 | 0 | 0 | 0 | 0 | 0 | 0 | 0 | 0 | 0 | 344326.8984 | 0 | 0 | 0 | 0 | 0 | 0 | 0 | 0 | 0 | 0 | 0
2016-04-05 16:00 | 0 | 0 | 0 | 0 | 0 | 777932.8984 | 433606 | 0 | 0 | 0 | 1032980.6951 | 0 | 0 | 0 | 0 | 0 | 0 | 0 | 0 | 0 | 0 | 0 | 0 | 0 | 344326.8984 | 0 | 0 | 0 | 0 | 0 | 0 | 0 | 0 | 0 | 0 | 0
2016-04-05 17:00 | 0 | 0 | 0 | 0 | 0 | 778025.8984 | 433699 | 0 | 0 | 0 | 1377307.5935 | 0 | 0 | 0 | 0 | 0 | 0 | 0 | 0 | 0 | 0 | 0 | 0 | 0 | 344326.8984 | 0 | 0 | 0 | 0 | 0 | 0 | 0 | 0 | 0 | 0 | 0
2016-04-05 18:00 | 0 | 0 | 0 | 0 | 0 | 778200.8984 | 433874 | 0 | 0 | 0 | 1721634.4918 | 0 | 0 | 0 | 0 | 0 | 0 | 0 | 0 | 0 | 0 | 0 | 0 | 0 | 344326.8984 | 0 | 0 | 0 | 0 | 0 | 0 | 0 | 0 | 0 | 0 | 0
2016-04-05 19:00 | 0 | 0 | 0 | 0 | 0 | 778789.8984 | 434463 | 0 | 0 | 0 | 2065961.3902 | 0 | 0 | 0 | 0 | 0 | 0 | 0 | 0 | 0 | 0 | 0 | 0 | 0 | 344326.8984 | 0 | 0 | 0 | 0 | 0 | 0 | 0 | 0 | 0 | 0 | 0
2016-04-05 20:00 | 0 | 0 | 0 | 0 | 0 | 780822.8984 | 436496 | 0 | 0 | 0 | 2410288.2886 | 0 | 0 | 0 | 0 | 0 | 0 | 0 | 0 | 0 | 0 | 0 | 0 | 0 | 344326.8984 | 0 | 0 | 0 | 0 | 0 | 0 | 0 | 0 | 0 | 0 | 0
2016-04-05 21:00 | 0 | 0 | 0 | 0 | 0 | 784414.8984 | 440088 | 0 | 0 | 0 | 2754615.1869 | 0 | 0 | 0 | 0 | 0 | 0 | 0 | 0 | 0 | 0 | 0 | 0 | 0 | 344326.8984 | 0 | 0 | 0 | 0 | 0 | 0 | 0 | 0 | 0 | 0 | 0
2016-04-05 22:00 | 0 | 0 | 0 | 0 | 0 | 787064.8984 | 442738 | 0 | 0 | 0 | 3098942.0853 | 0 | 0 | 0 | 0 | 0 | 0 | 0 | 0 | 0 | 0 | 0 | 0 | 0 | 344326.8984 | 0 | 0 | 0 | 0 | 0 | 0 | 0 | 0 | 0 | 0 | 0
2016-04-05 23:00 | 0 | 0 | 0 | 0 | 0 | 810154.1378 | 446832 | 0 | 0 | 0 | 3443268.9837 | 0 | 0 | 18995.2394 | 0 | 0 | 0 | 0 | 0 | 0 | 0 | 0 | 0 | 0 | 344326.8984 | 0 | 0 | 0 | 18995.2394 | 0 | 0 | 0 | 0 | 0 | 0 | 0
2016-04-06 | 0 | 0 | 0 | 0 | 0 | 545605.2021 | 457670 | 0 | 0 | 0 | 3550199.4252 | 0 | 0 | 0 | 0 | 0 | 0 | 0 | 0 | 0 | 0 | 0 | 0 | 0 | 106930.4416 | 0 | 0 | 0 | -18995.2394 | 0 | 0 | 0 | 0 | 0 | 0 | 0
2016-04-06 01:00 | 0 | 0 | 0 | 0 | 24956.4648 | 85986.6368 | 455270 | 0 | 0 | 0 | 3205872.5269 | 0 | 0 | 0 | 0 | 0 | 0 | 0 | 0 | 0 | 0 | 0 | 0 | 0 | -344326.8984 | 0 | 0 | 0 | 0 | 0 | 0 | 0 | 0 | 0 | 0 | 0
2016-04-06 02:00 | 0 | 0 | 0 | 0 | 93205.7524 | 12.3492 | 437545 | 0 | 0 | 0 | 2861545.6285 | 0 | 0 | 0 | 0 | 0 | 0 | 0 | 0 | 0 | 0 | 0 | 0 | 0 | -344326.8984 | 0 | 0 | 0 | 0 | 0 | 0 | 0 | 0 | 0 | 0 | 0
2016-04-06 03:00 | 0 | 0 | 0 | 0 | 70360.1016 | 0 | 414687 | 0 | 0 | 0 | 2517218.7301 | 0 | 0 | 0 | 0 | 0 | 0 | 0 | 0 | 0 | 0 | 0 | 0 | 0 | -344326.8984 | 0 | 0 | 0 | 0 | 0 | 0 | 0 | 0 | 0 | 0 | 0
2016-04-06 04:00 | 0 | 0 | 0 | 0 | 50009.1016 | 0 | 394336 | 0 | 0 | 0 | 2172891.8318 | 0 | 0 | 0 | 0 | 0 | 0 | 0 | 0 | 0 | 0 | 0 | 0 | 0 | -344326.8984 | 0 | 0 | 0 | 0 | 0 | 0 | 0 | 0 | 0 | 0 | 0
2016-04-06 05:00 | 0 | 0 | 0 | 0 | 33072.1016 | 0 | 377399 | 0 | 0 | 0 | 1828564.9334 | 0 | 0 | 0 | 0 | 0 | 0 | 0 | 0 | 0 | 0 | 0 | 0 | 0 | -344326.8984 | 0 | 0 | 0 | 0 | 0 | 0 | 0 | 0 | 0 | 0 | 0
2016-04-06 06:00 | 0 | 0 | 0 | 0 | 21400.1016 | 0 | 365727 | 0 | 0 | 0 | 1484238.035 | 0 | 0 | 0 | 0 | 0 | 0 | 0 | 0 | 0 | 0 | 0 | 0 | 0 | -344326.8984 | 0 | 0 | 0 | 0 | 0 | 0 | 0 | 0 | 0 | 0 | 0
2016-04-06 07:00 | 0 | 0 | 0 | 0 | 15338.1016 | 0 | 359665 | 0 | 0 | 0 | 1139911.1367 | 0 | 0 | 0 | 0 | 0 | 0 | 0 | 0 | 0 | 0 | 0 | 0 | 0 | -344326.8984 | 0 | 0 | 0 | 0 | 0 | 0 | 0 | 0 | 0 | 0 | 0
2016-04-06 08:00 | 0 | 0 | 0 | 0 | 15413.1016 | 0 | 359740 | 0 | 0 | 0 | 795584.2383 | 0 | 0 | 0 | 0 | 0 | 0 | 0 | 0 | 0 | 0 | 0 | 0 | 0 | -344326.8984 | 0 | 0 | 0 | 0 | 0 | 0 | 0 | 0 | 0 | 0 | 0
2016-04-06 09:00 | 0 | 0 | 0 | 0 | 26219.1016 | 0 | 370546 | 0 | 0 | 0 | 451257.3399 | 0 | 0 | 0 | 0 | 0 | 0 | 0 | 0 | 0 | 0 | 0 | 0 | 0 | -344326.8984 | 0 | 0 | 0 | 0 | 0 | 0 | 0 | 0 | 0 | 0 | 0
2016-04-06 10:00 | 0 | 0 | 0 | 0 | 54351.1016 | 0 | 398678 | 0 | 0 | 0 | 106930.4416 | 0 | 0 | 0 | 0 | 0 | 0 | 0 | 0 | 0 | 0 | 0 | 0 | 0 | -344326.8984 | 0 | 0 | 0 | 0 | 0 | 0 | 0 | 0 | 0 | 0 | 0
2016-04-06 11:00 | 0 | 0 | 0 | 0 | 316546.5584 | 0 | 423477 | 0 | 0 | 0 | 0 | 0 | 0 | 0 | 0 | 0 | 0 | 0 | 0 | 0 | 0 | 0 | 0 | 0 | -106930.4416 | 0 | 0 | 0 | 0 | 0 | 0 | 0 | 0 | 0 | 0 | 0
2016-04-06 12:00 | 0 | 0 | 0 | 0 | 429434.0671 | 207.9329 | 429642 | 0 | 0 | 0 | 0 | 0 | 0 | 0 | 0 | 0 | 0 | 0 | 0 | 0 | 0 | 0 | 0 | 0 | 0 | 0 | 0 | 0 | 0 | 0 | 0 | 0 | 0 | 0 | 0 | 0
2016-04-06 13:00 | 0 | 0 | 0 | 0 | 136958.7369 | 293971.2631 | 430930 | 0 | 0 | 0 | 0 | 0 | 0 | 0 | 0 | 0 | 0 | 0 | 0 | 0 | 0 | 0 | 0 | 0 | 0 | 0 | 0 | 0 | 0 | 0 | 0 | 0 | 0 | 0 | 0 | 0
2016-04-06 14:00 | 0 | 0 | 0 | 0 | 0 | 777216.8984 | 432890 | 0 | 0 | 0 | 344326.8984 | 0 | 0 | 0 | 0 | 0 | 0 | 0 | 0 | 0 | 0 | 0 | 0 | 0 | 344326.8984 | 0 | 0 | 0 | 0 | 0 | 0 | 0 | 0 | 0 | 0 | 0
2016-04-06 15:00 | 0 | 0 | 0 | 0 | 0 | 776664.8984 | 432338 | 0 | 0 | 0 | 688653.7967 | 0 | 0 | 0 | 0 | 0 | 0 | 0 | 0 | 0 | 0 | 0 | 0 | 0 | 344326.8984 | 0 | 0 | 0 | 0 | 0 | 0 | 0 | 0 | 0 | 0 | 0
2016-04-06 16:00 | 0 | 0 | 0 | 0 | 0 | 774460.8984 | 430134 | 0 | 0 | 0 | 1032980.6951 | 0 | 0 | 0 | 0 | 0 | 0 | 0 | 0 | 0 | 0 | 0 | 0 | 0 | 344326.8984 | 0 | 0 | 0 | 0 | 0 | 0 | 0 | 0 | 0 | 0 | 0
2016-04-06 17:00 | 0 | 0 | 0 | 0 | 0 | 773681.8984 | 429355 | 0 | 0 | 0 | 1377307.5935 | 0 | 0 | 0 | 0 | 0 | 0 | 0 | 0 | 0 | 0 | 0 | 0 | 0 | 344326.8984 | 0 | 0 | 0 | 0 | 0 | 0 | 0 | 0 | 0 | 0 | 0
2016-04-06 18:00 | 0 | 0 | 0 | 0 | 0 | 774040.8984 | 429714 | 0 | 0 | 0 | 1721634.4918 | 0 | 0 | 0 | 0 | 0 | 0 | 0 | 0 | 0 | 0 | 0 | 0 | 0 | 344326.8984 | 0 | 0 | 0 | 0 | 0 | 0 | 0 | 0 | 0 | 0 | 0
2016-04-06 19:00 | 0 | 0 | 0 | 0 | 0 | 773958.8984 | 429632 | 0 | 0 | 0 | 2065961.3902 | 0 | 0 | 0 | 0 | 0 | 0 | 0 | 0 | 0 | 0 | 0 | 0 | 0 | 344326.8984 | 0 | 0 | 0 | 0 | 0 | 0 | 0 | 0 | 0 | 0 | 0
2016-04-06 20:00 | 0 | 0 | 0 | 0 | 0 | 776577.8984 | 432251 | 0 | 0 | 0 | 2410288.2886 | 0 | 0 | 0 | 0 | 0 | 0 | 0 | 0 | 0 | 0 | 0 | 0 | 0 | 344326.8984 | 0 | 0 | 0 | 0 | 0 | 0 | 0 | 0 | 0 | 0 | 0
2016-04-06 21:00 | 0 | 0 | 0 | 0 | 0 | 779692.8984 | 435366 | 0 | 0 | 0 | 2754615.1869 | 0 | 0 | 0 | 0 | 0 | 0 | 0 | 0 | 0 | 0 | 0 | 0 | 0 | 344326.8984 | 0 | 0 | 0 | 0 | 0 | 0 | 0 | 0 | 0 | 0 | 0
2016-04-06 22:00 | 0 | 0 | 0 | 0 | 0 | 782670.8984 | 438344 | 0 | 0 | 0 | 3098942.0853 | 0 | 0 | 0 | 0 | 0 | 0 | 0 | 0 | 0 | 0 | 0 | 0 | 0 | 344326.8984 | 0 | 0 | 0 | 0 | 0 | 0 | 0 | 0 | 0 | 0 | 0
2016-04-06 23:00 | 0 | 0 | 0 | 0 | 0 | 806504.1378 | 443182 | 0 | 0 | 0 | 3443268.9837 | 0 | 0 | 18995.2394 | 0 | 0 | 0 | 0 | 0 | 0 | 0 | 0 | 0 | 0 | 344326.8984 | 0 | 0 | 0 | 18995.2394 | 0 | 0 | 0 | 0 | 0 | 0 | 0
2016-04-07 | 0 | 0 | 0 | 0 | 0 | 578563.7626 | 448526 | 0 | 0 | 0 | 3592301.9857 | 0 | 0 | 0 | 0 | 0 | 0 | 0 | 0 | 0 | 0 | 0 | 0 | 0 | 149033.002 | 0 | 0 | 0 | -18995.2394 | 0 | 0 | 0 | 0 | 0 | 0 | 0
2016-04-07 01:00 | 0 | 0 | 0 | 0 | 18033.5287 | 80663.5729 | 443024 | 0 | 0 | 0 | 3247975.0873 | 0 | 0 | 0 | 0 | 0 | 0 | 0 | 0 | 0 | 0 | 0 | 0 | 0 | -344326.8984 | 0 | 0 | 0 | 0 | 0 | 0 | 0 | 0 | 0 | 0 | 0
2016-04-07 02:00 | 0 | 0 | 0 | 0 | 80410.3371 | 12.7645 | 424750 | 0 | 0 | 0 | 2903648.1889 | 0 | 0 | 0 | 0 | 0 | 0 | 0 | 0 | 0 | 0 | 0 | 0 | 0 | -344326.8984 | 0 | 0 | 0 | 0 | 0 | 0 | 0 | 0 | 0 | 0 | 0
2016-04-07 03:00 | 0 | 0 | 0 | 0 | 57292.1016 | 0 | 401619 | 0 | 0 | 0 | 2559321.2906 | 0 | 0 | 0 | 0 | 0 | 0 | 0 | 0 | 0 | 0 | 0 | 0 | 0 | -344326.8984 | 0 | 0 | 0 | 0 | 0 | 0 | 0 | 0 | 0 | 0 | 0
2016-04-07 04:00 | 0 | 0 | 0 | 0 | 34331.1016 | 0 | 378658 | 0 | 0 | 0 | 2214994.3922 | 0 | 0 | 0 | 0 | 0 | 0 | 0 | 0 | 0 | 0 | 0 | 0 | 0 | -344326.8984 | 0 | 0 | 0 | 0 | 0 | 0 | 0 | 0 | 0 | 0 | 0
2016-04-07 05:00 | 0 | 0 | 0 | 0 | 16767.1016 | 0 | 361094 | 0 | 0 | 0 | 1870667.4938 | 0 | 0 | 0 | 0 | 0 | 0 | 0 | 0 | 0 | 0 | 0 | 0 | 0 | -344326.8984 | 0 | 0 | 0 | 0 | 0 | 0 | 0 | 0 | 0 | 0 | 0
2016-04-07 06:00 | 0 | 0 | 0 | 0 | 4622.1016 | 0 | 348949 | 0 | 0 | 0 | 1526340.5955 | 0 | 0 | 0 | 0 | 0 | 0 | 0 | 0 | 0 | 0 | 0 | 0 | 0 | -344326.8984 | 0 | 0 | 0 | 0 | 0 | 0 | 0 | 0 | 0 | 0 | 0
2016-04-07 07:00 | 0 | 0 | 0 | 0 | 0 | 0 | 342122 | 0 | 0 | 0 | 1184218.5955 | 0 | 0 | 0 | 0 | 0 | 0 | 0 | 0 | 0 | 0 | 0 | 0 | 0 | -342122 | 0 | 0 | 0 | 0 | 0 | 0 | 0 | 0 | 0 | 0 | 0
2016-04-07 08:00 | 0 | 0 | 0 | 0 | 686212.8984 | 0 | 341886 | 0 | 0 | 0 | 1528545.4938 | 0 | 0 | 0 | 0 | 0 | 0 | 0 | 0 | 0 | 0 | 0 | 0 | 0 | 344326.8984 | 0 | 0 | 0 | 0 | 0 | 0 | 0 | 0 | 0 | 0 | 0
2016-04-07 09:00 | 0 | 0 | 0 | 0 | 5790.1016 | 0 | 350117 | 0 | 0 | 0 | 1184218.5955 | 0 | 0 | 0 | 0 | 0 | 0 | 0 | 0 | 0 | 0 | 0 | 0 | 0 | -344326.8984 | 0 | 0 | 0 | 0 | 0 | 0 | 0 | 0 | 0 | 0 | 0
2016-04-07 10:00 | 0 | 0 | 0 | 0 | 32664.1016 | 0 | 376991 | 0 | 0 | 0 | 839891.6971 | 0 | 0 | 0 | 0 | 0 | 0 | 0 | 0 | 0 | 0 | 0 | 0 | 0 | -344326.8984 | 0 | 0 | 0 | 0 | 0 | 0 | 0 | 0 | 0 | 0 | 0
2016-04-07 11:00 | 0 | 0 | 0 | 0 | 59065.1016 | 0 | 403392 | 0 | 0 | 0 | 495564.7987 | 0 | 0 | 0 | 0 | 0 | 0 | 0 | 0 | 0 | 0 | 0 | 0 | 0 | -344326.8984 | 0 | 0 | 0 | 0 | 0 | 0 | 0 | 0 | 0 | 0 | 0
2016-04-07 12:00 | 0 | 0 | 0 | 0 | 70263.8382 | 250.2634 | 414841 | 0 | 0 | 0 | 151237.9004 | 0 | 0 | 0 | 0 | 0 | 0 | 0 | 0 | 0 | 0 | 0 | 0 | 0 | -344326.8984 | 0 | 0 | 0 | 0 | 0 | 0 | 0 | 0 | 0 | 0 | 0
2016-04-07 13:00 | 0 | 0 | 0 | 0 | 15037.829 | 255498.2706 | 421774 | 0 | 0 | 0 | 0 | 0 | 0 | 0 | 0 | 0 | 0 | 0 | 0 | 0 | 0 | 0 | 0 | 0 | -151237.9004 | 0 | 0 | 0 | 0 | 0 | 0 | 0 | 0 | 0 | 0 | 0
2016-04-07 14:00 | 0 | 0 | 0 | 0 | 146049.6871 | 626707.2113 | 428430 | 0 | 0 | 0 | 344326.8984 | 0 | 0 | 0 | 0 | 0 | 0 | 0 | 0 | 0 | 0 | 0 | 0 | 0 | 344326.8984 | 0 | 0 | 0 | 0 | 0 | 0 | 0 | 0 | 0 | 0 | 0
2016-04-07 15:00 | 0 | 0 | 0 | 0 | 0 | 776217.8984 | 431891 | 0 | 0 | 0 | 688653.7967 | 0 | 0 | 0 | 0 | 0 | 0 | 0 | 0 | 0 | 0 | 0 | 0 | 0 | 344326.8984 | 0 | 0 | 0 | 0 | 0 | 0 | 0 | 0 | 0 | 0 | 0
2016-04-07 16:00 | 0 | 0 | 0 | 0 | 0 | 777840.8984 | 433514 | 0 | 0 | 0 | 1032980.6951 | 0 | 0 | 0 | 0 | 0 | 0 | 0 | 0 | 0 | 0 | 0 | 0 | 0 | 344326.8984 | 0 | 0 | 0 | 0 | 0 | 0 | 0 | 0 | 0 | 0 | 0
2016-04-07 17:00 | 0 | 0 | 0 | 0 | 0 | 779431.8984 | 435105 | 0 | 0 | 0 | 1377307.5935 | 0 | 0 | 0 | 0 | 0 | 0 | 0 | 0 | 0 | 0 | 0 | 0 | 0 | 344326.8984 | 0 | 0 | 0 | 0 | 0 | 0 | 0 | 0 | 0 | 0 | 0
2016-04-07 18:00 | 0 | 0 | 0 | 0 | 0 | 780909.8984 | 436583 | 0 | 0 | 0 | 1721634.4918 | 0 | 0 | 0 | 0 | 0 | 0 | 0 | 0 | 0 | 0 | 0 | 0 | 0 | 344326.8984 | 0 | 0 | 0 | 0 | 0 | 0 | 0 | 0 | 0 | 0 | 0
2016-04-07 19:00 | 0 | 0 | 0 | 0 | 0 | 782684.8984 | 438358 | 0 | 0 | 0 | 2065961.3902 | 0 | 0 | 0 | 0 | 0 | 0 | 0 | 0 | 0 | 0 | 0 | 0 | 0 | 344326.8984 | 0 | 0 | 0 | 0 | 0 | 0 | 0 | 0 | 0 | 0 | 0
2016-04-07 20:00 | 0 | 0 | 0 | 0 | 0 | 785910.8984 | 441584 | 0 | 0 | 0 | 2410288.2886 | 0 | 0 | 0 | 0 | 0 | 0 | 0 | 0 | 0 | 0 | 0 | 0 | 0 | 344326.8984 | 0 | 0 | 0 | 0 | 0 | 0 | 0 | 0 | 0 | 0 | 0
2016-04-07 21:00 | 0 | 0 | 0 | 0 | 0 | 788672.8984 | 444346 | 0 | 0 | 0 | 2754615.1869 | 0 | 0 | 0 | 0 | 0 | 0 | 0 | 0 | 0 | 0 | 0 | 0 | 0 | 344326.8984 | 0 | 0 | 0 | 0 | 0 | 0 | 0 | 0 | 0 | 0 | 0
2016-04-07 22:00 | 0 | 0 | 0 | 0 | 0 | 807180.1378 | 443858 | 0 | 0 | 0 | 3098942.0853 | 0 | 0 | 18995.2394 | 0 | 0 | 0 | 0 | 0 | 0 | 0 | 0 | 0 | 0 | 344326.8984 | 0 | 0 | 0 | 18995.2394 | 0 | 0 | 0 | 0 | 0 | 0 | 0
2016-04-07 23:00 | 0 | 0 | 0 | 0 | 0 | 643469.056 | 443415 | 0 | 0 | 0 | 3317991.3807 | 0 | 0 | 0 | 0 | 0 | 0 | 0 | 0 | 0 | 0 | 0 | 0 | 0 | 219049.2954 | 0 | 0 | 0 | -18995.2394 | 0 | 0 | 0 | 0 | 0 | 0 | 0
2016-04-08 | 0 | 0 | 0 | 0 | 0 | 364030.8242 | 447159 | 0 | 0 | 0 | 3234863.2049 | 0 | 0 | 0 | 0 | 0 | 0 | 0 | 0 | 0 | 0 | 0 | 0 | 0 | -83128.1758 | 0 | 0 | 0 | 0 | 0 | 0 | 0 | 0 | 0 | 0 | 0
2016-04-08 01:00 | 0 | 0 | 0 | 0 | 50585.9073 | 47491.1944 | 442404 | 0 | 0 | 0 | 2890536.3065 | 0 | 0 | 0 | 0 | 0 | 0 | 0 | 0 | 0 | 0 | 0 | 0 | 0 | -344326.8984 | 0 | 0 | 0 | 0 | 0 | 0 | 0 | 0 | 0 | 0 | 0
2016-04-08 02:00 | 0 | 0 | 0 | 0 | 80532.5597 | 8.542 | 424868 | 0 | 0 | 0 | 2546209.4082 | 0 | 0 | 0 | 0 | 0 | 0 | 0 | 0 | 0 | 0 | 0 | 0 | 0 | -344326.8984 | 0 | 0 | 0 | 0 | 0 | 0 | 0 | 0 | 0 | 0 | 0
2016-04-08 03:00 | 0 | 0 | 0 | 0 | 58422.1016 | 0 | 402749 | 0 | 0 | 0 | 2201882.5098 | 0 | 0 | 0 | 0 | 0 | 0 | 0 | 0 | 0 | 0 | 0 | 0 | 0 | -344326.8984 | 0 | 0 | 0 | 0 | 0 | 0 | 0 | 0 | 0 | 0 | 0
2016-04-08 04:00 | 0 | 0 | 0 | 0 | 36638.1016 | 0 | 380965 | 0 | 0 | 0 | 1857555.6114 | 0 | 0 | 0 | 0 | 0 | 0 | 0 | 0 | 0 | 0 | 0 | 0 | 0 | -344326.8984 | 0 | 0 | 0 | 0 | 0 | 0 | 0 | 0 | 0 | 0 | 0
2016-04-08 05:00 | 0 | 0 | 0 | 0 | 19298.1016 | 0 | 363625 | 0 | 0 | 0 | 1513228.7131 | 0 | 0 | 0 | 0 | 0 | 0 | 0 | 0 | 0 | 0 | 0 | 0 | 0 | -344326.8984 | 0 | 0 | 0 | 0 | 0 | 0 | 0 | 0 | 0 | 0 | 0
2016-04-08 06:00 | 0 | 0 | 0 | 0 | 7548.1016 | 0 | 351875 | 0 | 0 | 0 | 1168901.8147 | 0 | 0 | 0 | 0 | 0 | 0 | 0 | 0 | 0 | 0 | 0 | 0 | 0 | -344326.8984 | 0 | 0 | 0 | 0 | 0 | 0 | 0 | 0 | 0 | 0 | 0
2016-04-08 07:00 | 0 | 0 | 0 | 0 | 560034.6313 | 0 | 345250 | 0 | 0 | 0 | 1382615.3444 | 0 | 0 | 1071.1016 | 0 | 0 | 0 | 0 | 0 | 0 | 0 | 0 | 0 | 0 | 213713.5297 | 0 | 0 | 0 | 1071.1016 | 0 | 0 | 0 | 0 | 0 | 0 | 0
2016-04-08 08:00 | 0 | 0 | 0 | 0 | 0 | 0 | 345398 | 0 | 0 | 0 | 1038288.446 | 0 | 0 | 0 | 0 | 0 | 0 | 0 | 0 | 0 | 0 | 0 | 0 | 0 | -344326.8984 | 0 | 0 | 0 | -1071.1016 | 0 | 0 | 0 | 0 | 0 | 0 | 0
2016-04-08 09:00 | 0 | 0 | 0 | 0 | 10994.1016 | 0 | 355321 | 0 | 0 | 0 | 693961.5477 | 0 | 0 | 0 | 0 | 0 | 0 | 0 | 0 | 0 | 0 | 0 | 0 | 0 | -344326.8984 | 0 | 0 | 0 | 0 | 0 | 0 | 0 | 0 | 0 | 0 | 0
2016-04-08 10:00 | 0 | 0 | 0 | 0 | 36106.1016 | 0 | 380433 | 0 | 0 | 0 | 349634.6493 | 0 | 0 | 0 | 0 | 0 | 0 | 0 | 0 | 0 | 0 | 0 | 0 | 0 | -344326.8984 | 0 | 0 | 0 | 0 | 0 | 0 | 0 | 0 | 0 | 0 | 0
2016-04-08 11:00 | 0 | 0 | 0 | 0 | 247265.6023 | 0 | 404672 | 0 | 0 | 0 | 192228.2516 | 0 | 0 | 0 | 0 | 0 | 0 | 0 | 0 | 0 | 0 | 0 | 0 | 0 | -157406.3977 | 0 | 0 | 0 | 0 | 0 | 0 | 0 | 0 | 0 | 0 | 0
2016-04-08 12:00 | 0 | 0 | 0 | 0 | 462256.1086 | 271.6378 | 414752 | 0 | 0 | 0 | 240003.998 | 0 | 0 | 0 | 0 | 0 | 0 | 0 | 0 | 0 | 0 | 0 | 0 | 0 | 47775.7464 | 0 | 0 | 0 | 0 | 0 | 0 | 0 | 0 | 0 | 0 | 0
2016-04-08 13:00 | 0 | 0 | 0 | 0 | 0 | 180572.002 | 420576 | 0 | 0 | 0 | 0 | 0 | 0 | 0 | 0 | 0 | 0 | 0 | 0 | 0 | 0 | 0 | 0 | 0 | -240003.998 | 0 | 0 | 0 | 0 | 0 | 0 | 0 | 0 | 0 | 0 | 0
2016-04-08 14:00 | 0 | 0 | 0 | 0 | 0 | 455386.7998 | 426123 | 0 | 0 | 0 | 29263.7998 | 0 | 0 | 0 | 0 | 0 | 0 | 0 | 0 | 0 | 0 | 0 | 0 | 0 | 29263.7998 | 0 | 0 | 0 | 0 | 0 | 0 | 0 | 0 | 0 | 0 | 0
2016-04-08 15:00 | 0 | 0 | 0 | 0 | 109892.6097 | 663467.2886 | 429033 | 0 | 0 | 0 | 373590.6981 | 0 | 0 | 0 | 0 | 0 | 0 | 0 | 0 | 0 | 0 | 0 | 0 | 0 | 344326.8984 | 0 | 0 | 0 | 0 | 0 | 0 | 0 | 0 | 0 | 0 | 0
2016-04-08 16:00 | 0 | 0 | 0 | 0 | 0 | 773068.8984 | 428742 | 0 | 0 | 0 | 717917.5965 | 0 | 0 | 0 | 0 | 0 | 0 | 0 | 0 | 0 | 0 | 0 | 0 | 0 | 344326.8984 | 0 | 0 | 0 | 0 | 0 | 0 | 0 | 0 | 0 | 0 | 0
2016-04-08 17:00 | 0 | 0 | 0 | 0 | 0 | 772775.8984 | 428449 | 0 | 0 | 0 | 1062244.4949 | 0 | 0 | 0 | 0 | 0 | 0 | 0 | 0 | 0 | 0 | 0 | 0 | 0 | 344326.8984 | 0 | 0 | 0 | 0 | 0 | 0 | 0 | 0 | 0 | 0 | 0
2016-04-08 18:00 | 0 | 0 | 0 | 0 | 0 | 772628.8984 | 428302 | 0 | 0 | 0 | 1406571.3932 | 0 | 0 | 0 | 0 | 0 | 0 | 0 | 0 | 0 | 0 | 0 | 0 | 0 | 344326.8984 | 0 | 0 | 0 | 0 | 0 | 0 | 0 | 0 | 0 | 0 | 0
2016-04-08 19:00 | 0 | 0 | 0 | 0 | 0 | 771151.8984 | 426825 | 0 | 0 | 0 | 1750898.2916 | 0 | 0 | 0 | 0 | 0 | 0 | 0 | 0 | 0 | 0 | 0 | 0 | 0 | 344326.8984 | 0 | 0 | 0 | 0 | 0 | 0 | 0 | 0 | 0 | 0 | 0
2016-04-08 20:00 | 0 | 0 | 0 | 0 | 0 | 790038.1378 | 426716 | 0 | 0 | 0 | 2095225.19 | 0 | 0 | 18995.2394 | 0 | 0 | 0 | 0 | 0 | 0 | 0 | 0 | 0 | 0 | 344326.8984 | 0 | 0 | 0 | 18995.2394 | 0 | 0 | 0 | 0 | 0 | 0 | 0
2016-04-08 21:00 | 0 | 0 | 0 | 0 | 566.2665 | 750895.3925 | 426130 | 0 | 0 | 0 | 2439552.0883 | 0 | 0 | 0 | 0 | 0 | 0 | 0 | 0 | 0 | 0 | 0 | 0 | 0 | 344326.8984 | 0 | 0 | 0 | -18995.2394 | 0 | 0 | 0 | 0 | 0 | 0 | 0
2016-04-08 22:00 | 0 | 0 | 0 | 0 | 0 | 652107.2159 | 423852 | 0 | 0 | 0 | 2667807.3042 | 0 | 0 | 0 | 0 | 0 | 0 | 0 | 0 | 0 | 0 | 0 | 0 | 0 | 228255.2159 | 0 | 0 | 0 | 0 | 0 | 0 | 0 | 0 | 0 | 0 | 0
2016-04-08 23:00 | 0 | 0 | 0 | 0 | 0 | 479892.8354 | 422141 | 0 | 0 | 0 | 2725559.1397 | 0 | 0 | 0 | 0 | 0 | 0 | 0 | 0 | 0 | 0 | 0 | 0 | 0 | 57751.8354 | 0 | 0 | 0 | 0 | 0 | 0 | 0 | 0 | 0 | 0 | 0
2016-04-09 | 0 | 0 | 0 | 0 | 0 | 249378.0543 | 427867 | 0 | 0 | 0 | 2547070.194 | 0 | 0 | 0 | 0 | 0 | 0 | 0 | 0 | 0 | 0 | 0 | 0 | 0 | -178488.9457 | 0 | 0 | 0 | 0 | 0 | 0 | 0 | 0 | 0 | 0 | 0
2016-04-09 01:00 | 0 | 0 | 0 | 0 | 58413.4705 | 23883.6312 | 426624 | 0 | 0 | 0 | 2202743.2956 | 0 | 0 | 0 | 0 | 0 | 0 | 0 | 0 | 0 | 0 | 0 | 0 | 0 | -344326.8984 | 0 | 0 | 0 | 0 | 0 | 0 | 0 | 0 | 0 | 0 | 0
2016-04-09 02:00 | 0 | 0 | 0 | 0 | 70946.9745 | 0.12709 | 415274 | 0 | 0 | 0 | 1858416.3973 | 0 | 0 | 0 | 0 | 0 | 0 | 0 | 0 | 0 | 0 | 0 | 0 | 0 | -344326.8984 | 0 | 0 | 0 | 0 | 0 | 0 | 0 | 0 | 0 | 0 | 0
2016-04-09 03:00 | 0 | 0 | 0 | 0 | 54816.1016 | 0 | 399143 | 0 | 0 | 0 | 1514089.4989 | 0 | 0 | 0 | 0 | 0 | 0 | 0 | 0 | 0 | 0 | 0 | 0 | 0 | -344326.8984 | 0 | 0 | 0 | 0 | 0 | 0 | 0 | 0 | 0 | 0 | 0
2016-04-09 04:00 | 0 | 0 | 0 | 0 | 36734.1016 | 0 | 381061 | 0 | 0 | 0 | 1169762.6005 | 0 | 0 | 0 | 0 | 0 | 0 | 0 | 0 | 0 | 0 | 0 | 0 | 0 | -344326.8984 | 0 | 0 | 0 | 0 | 0 | 0 | 0 | 0 | 0 | 0 | 0
2016-04-09 05:00 | 0 | 0 | 0 | 0 | 22721.1016 | 0 | 367048 | 0 | 0 | 0 | 825435.7022 | 0 | 0 | 0 | 0 | 0 | 0 | 0 | 0 | 0 | 0 | 0 | 0 | 0 | -344326.8984 | 0 | 0 | 0 | 0 | 0 | 0 | 0 | 0 | 0 | 0 | 0
2016-04-09 06:00 | 0 | 0 | 0 | 0 | 700513.8984 | 0 | 356187 | 0 | 0 | 0 | 1169762.6005 | 0 | 0 | 0 | 0 | 0 | 0 | 0 | 0 | 0 | 0 | 0 | 0 | 0 | 344326.8984 | 0 | 0 | 0 | 0 | 0 | 0 | 0 | 0 | 0 | 0 | 0
2016-04-09 07:00 | 0 | 0 | 0 | 0 | 5517.1016 | 0 | 349844 | 0 | 0 | 0 | 825435.7022 | 0 | 0 | 0 | 0 | 0 | 0 | 0 | 0 | 0 | 0 | 0 | 0 | 0 | -344326.8984 | 0 | 0 | 0 | 0 | 0 | 0 | 0 | 0 | 0 | 0 | 0
2016-04-09 08:00 | 0 | 0 | 0 | 0 | 3036.1016 | 0 | 347363 | 0 | 0 | 0 | 481108.8038 | 0 | 0 | 0 | 0 | 0 | 0 | 0 | 0 | 0 | 0 | 0 | 0 | 0 | -344326.8984 | 0 | 0 | 0 | 0 | 0 | 0 | 0 | 0 | 0 | 0 | 0
2016-04-09 09:00 | 0 | 0 | 0 | 0 | 6843.1016 | 0 | 351170 | 0 | 0 | 0 | 136781.9054 | 0 | 0 | 0 | 0 | 0 | 0 | 0 | 0 | 0 | 0 | 0 | 0 | 0 | -344326.8984 | 0 | 0 | 0 | 0 | 0 | 0 | 0 | 0 | 0 | 0 | 0
2016-04-09 10:00 | 0 | 0 | 0 | 0 | 293238.5976 | 0 | 359217 | 0 | 0 | 0 | 70803.503 | 0 | 0 | 0 | 0 | 0 | 0 | 0 | 0 | 0 | 0 | 0 | 0 | 0 | -65978.4024 | 0 | 0 | 0 | 0 | 0 | 0 | 0 | 0 | 0 | 0 | 0
2016-04-09 11:00 | 0 | 0 | 0 | 0 | 643483.3953 | 0 | 369960 | 0 | 0 | 0 | 344326.8984 | 0 | 0 | 0 | 0 | 0 | 0 | 0 | 0 | 0 | 0 | 0 | 0 | 0 | 273523.3953 | 0 | 0 | 0 | 0 | 0 | 0 | 0 | 0 | 0 | 0 | 0
2016-04-09 12:00 | 0 | 0 | 0 | 0 | 38607.1155 | 304.9861 | 383239 | 0 | 0 | 0 | 0 | 0 | 0 | 0 | 0 | 0 | 0 | 0 | 0 | 0 | 0 | 0 | 0 | 0 | -344326.8984 | 0 | 0 | 0 | 0 | 0 | 0 | 0 | 0 | 0 | 0 | 0
2016-04-09 13:00 | 0 | 0 | 0 | 0 | 163749.0365 | 230753.9635 | 394503 | 0 | 0 | 0 | 0 | 0 | 0 | 0 | 0 | 0 | 0 | 0 | 0 | 0 | 0 | 0 | 0 | 0 | 0 | 0 | 0 | 0 | 0 | 0 | 0 | 0 | 0 | 0 | 0 | 0
2016-04-09 14:00 | 0 | 0 | 0 | 0 | 0 | 602945.7762 | 402159 | 0 | 0 | 0 | 200786.7762 | 0 | 0 | 0 | 0 | 0 | 0 | 0 | 0 | 0 | 0 | 0 | 0 | 0 | 200786.7762 | 0 | 0 | 0 | 0 | 0 | 0 | 0 | 0 | 0 | 0 | 0
2016-04-09 15:00 | 0 | 0 | 0 | 0 | 0 | 748861.8984 | 404535 | 0 | 0 | 0 | 545113.6745 | 0 | 0 | 0 | 0 | 0 | 0 | 0 | 0 | 0 | 0 | 0 | 0 | 0 | 344326.8984 | 0 | 0 | 0 | 0 | 0 | 0 | 0 | 0 | 0 | 0 | 0
2016-04-09 16:00 | 0 | 0 | 0 | 0 | 0 | 747751.8984 | 403425 | 0 | 0 | 0 | 889440.5729 | 0 | 0 | 0 | 0 | 0 | 0 | 0 | 0 | 0 | 0 | 0 | 0 | 0 | 344326.8984 | 0 | 0 | 0 | 0 | 0 | 0 | 0 | 0 | 0 | 0 | 0
2016-04-09 17:00 | 0 | 0 | 0 | 0 | 0 | 746090.8984 | 401764 | 0 | 0 | 0 | 1233767.4713 | 0 | 0 | 0 | 0 | 0 | 0 | 0 | 0 | 0 | 0 | 0 | 0 | 0 | 344326.8984 | 0 | 0 | 0 | 0 | 0 | 0 | 0 | 0 | 0 | 0 | 0
2016-04-09 18:00 | 0 | 0 | 0 | 0 | 0 | 743537.8984 | 399211 | 0 | 0 | 0 | 1578094.3696 | 0 | 0 | 0 | 0 | 0 | 0 | 0 | 0 | 0 | 0 | 0 | 0 | 0 | 344326.8984 | 0 | 0 | 0 | 0 | 0 | 0 | 0 | 0 | 0 | 0 | 0
2016-04-09 19:00 | 0 | 0 | 0 | 0 | 0 | 740902.8984 | 396576 | 0 | 0 | 0 | 1922421.268 | 0 | 0 | 0 | 0 | 0 | 0 | 0 | 0 | 0 | 0 | 0 | 0 | 0 | 344326.8984 | 0 | 0 | 0 | 0 | 0 | 0 | 0 | 0 | 0 | 0 | 0
2016-04-09 20:00 | 0 | 0 | 0 | 0 | 0 | 740806.8984 | 396480 | 0 | 0 | 0 | 2266748.1664 | 0 | 0 | 0 | 0 | 0 | 0 | 0 | 0 | 0 | 0 | 0 | 0 | 0 | 344326.8984 | 0 | 0 | 0 | 0 | 0 | 0 | 0 | 0 | 0 | 0 | 0
2016-04-09 21:00 | 0 | 0 | 0 | 0 | 0 | 740926.8984 | 396600 | 0 | 0 | 0 | 2611075.0647 | 0 | 0 | 0 | 0 | 0 | 0 | 0 | 0 | 0 | 0 | 0 | 0 | 0 | 344326.8984 | 0 | 0 | 0 | 0 | 0 | 0 | 0 | 0 | 0 | 0 | 0
2016-04-09 22:00 | 0 | 0 | 0 | 0 | 0 | 760656.1378 | 397334 | 0 | 0 | 0 | 2955401.9631 | 0 | 0 | 18995.2394 | 0 | 0 | 0 | 0 | 0 | 0 | 0 | 0 | 0 | 0 | 344326.8984 | 0 | 0 | 0 | 18995.2394 | 0 | 0 | 0 | 0 | 0 | 0 | 0
2016-04-09 23:00 | 0 | 0 | 0 | 0 | 85683.7875 | 639832.8715 | 400185 | 0 | 0 | 0 | 3299728.8615 | 0 | 0 | 0 | 0 | 0 | 0 | 0 | 0 | 0 | 0 | 0 | 0 | 0 | 344326.8984 | 0 | 0 | 0 | -18995.2394 | 0 | 0 | 0 | 0 | 0 | 0 | 0
2016-04-10 | 0 | 0 | 0 | 0 | 0 | 366611.1644 | 410290 | 0 | 0 | 0 | 3256050.0258 | 0 | 0 | 0 | 0 | 0 | 0 | 0 | 0 | 0 | 0 | 0 | 0 | 0 | -43678.8356 | 0 | 0 | 0 | 0 | 0 | 0 | 0 | 0 | 0 | 0 | 0
2016-04-10 01:00 | 0 | 0 | 0 | 0 | 32968.8048 | 35567.2969 | 412863 | 0 | 0 | 0 | 2911723.1275 | 0 | 0 | 0 | 0 | 0 | 0 | 0 | 0 | 0 | 0 | 0 | 0 | 0 | -344326.8984 | 0 | 0 | 0 | 0 | 0 | 0 | 0 | 0 | 0 | 0 | 0
2016-04-10 02:00 | 0 | 0 | 0 | 0 | 59977.93 | 0.17167 | 404305 | 0 | 0 | 0 | 2567396.2291 | 0 | 0 | 0 | 0 | 0 | 0 | 0 | 0 | 0 | 0 | 0 | 0 | 0 | -344326.8984 | 0 | 0 | 0 | 0 | 0 | 0 | 0 | 0 | 0 | 0 | 0
2016-04-10 03:00 | 0 | 0 | 0 | 0 | 46741.1016 | 0 | 391068 | 0 | 0 | 0 | 2223069.3308 | 0 | 0 | 0 | 0 | 0 | 0 | 0 | 0 | 0 | 0 | 0 | 0 | 0 | -344326.8984 | 0 | 0 | 0 | 0 | 0 | 0 | 0 | 0 | 0 | 0 | 0
2016-04-10 04:00 | 0 | 0 | 0 | 0 | 31724.1016 | 0 | 376051 | 0 | 0 | 0 | 1878742.4324 | 0 | 0 | 0 | 0 | 0 | 0 | 0 | 0 | 0 | 0 | 0 | 0 | 0 | -344326.8984 | 0 | 0 | 0 | 0 | 0 | 0 | 0 | 0 | 0 | 0 | 0
2016-04-10 05:00 | 0 | 0 | 0 | 0 | 19599.1016 | 0 | 363926 | 0 | 0 | 0 | 1534415.534 | 0 | 0 | 0 | 0 | 0 | 0 | 0 | 0 | 0 | 0 | 0 | 0 | 0 | -344326.8984 | 0 | 0 | 0 | 0 | 0 | 0 | 0 | 0 | 0 | 0 | 0
2016-04-10 06:00 | 0 | 0 | 0 | 0 | 10294.1016 | 0 | 354621 | 0 | 0 | 0 | 1190088.6357 | 0 | 0 | 0 | 0 | 0 | 0 | 0 | 0 | 0 | 0 | 0 | 0 | 0 | -344326.8984 | 0 | 0 | 0 | 0 | 0 | 0 | 0 | 0 | 0 | 0 | 0
2016-04-10 07:00 | 0 | 0 | 0 | 0 | 4588.1016 | 0 | 348915 | 0 | 0 | 0 | 845761.7373 | 0 | 0 | 0 | 0 | 0 | 0 | 0 | 0 | 0 | 0 | 0 | 0 | 0 | -344326.8984 | 0 | 0 | 0 | 0 | 0 | 0 | 0 | 0 | 0 | 0 | 0
2016-04-10 08:00 | 0 | 0 | 0 | 0 | 691641.8984 | 0 | 347315 | 0 | 0 | 0 | 1190088.6357 | 0 | 0 | 0 | 0 | 0 | 0 | 0 | 0 | 0 | 0 | 0 | 0 | 0 | 344326.8984 | 0 | 0 | 0 | 0 | 0 | 0 | 0 | 0 | 0 | 0 | 0
2016-04-10 09:00 | 0 | 0 | 0 | 0 | 4627.1016 | 0 | 348954 | 0 | 0 | 0 | 845761.7373 | 0 | 0 | 0 | 0 | 0 | 0 | 0 | 0 | 0 | 0 | 0 | 0 | 0 | -344326.8984 | 0 | 0 | 0 | 0 | 0 | 0 | 0 | 0 | 0 | 0 | 0
2016-04-10 10:00 | 0 | 0 | 0 | 0 | 10558.1016 | 0 | 354885 | 0 | 0 | 0 | 501434.8389 | 0 | 0 | 0 | 0 | 0 | 0 | 0 | 0 | 0 | 0 | 0 | 0 | 0 | -344326.8984 | 0 | 0 | 0 | 0 | 0 | 0 | 0 | 0 | 0 | 0 | 0
2016-04-10 11:00 | 0 | 0 | 0 | 0 | 18150.1016 | 0 | 362477 | 0 | 0 | 0 | 157107.9406 | 0 | 0 | 0 | 0 | 0 | 0 | 0 | 0 | 0 | 0 | 0 | 0 | 0 | -344326.8984 | 0 | 0 | 0 | 0 | 0 | 0 | 0 | 0 | 0 | 0 | 0
2016-04-10 12:00 | 0 | 0 | 0 | 0 | 213367.4064 | 633.6531 | 371109 | 0 | 0 | 0 | 0 | 0 | 0 | 0 | 0 | 0 | 0 | 0 | 0 | 0 | 0 | 0 | 0 | 0 | -157107.9406 | 0 | 0 | 0 | 0 | 0 | 0 | 0 | 0 | 0 | 0 | 0
2016-04-10 13:00 | 0 | 0 | 0 | 0 | 80393.813 | 299272.187 | 379666 | 0 | 0 | 0 | 0 | 0 | 0 | 0 | 0 | 0 | 0 | 0 | 0 | 0 | 0 | 0 | 0 | 0 | 0 | 0 | 0 | 0 | 0 | 0 | 0 | 0 | 0 | 0 | 0 | 0
2016-04-10 14:00 | 0 | 0 | 0 | 0 | 77940.8892 | 651495.0092 | 385109 | 0 | 0 | 0 | 344326.8984 | 0 | 0 | 0 | 0 | 0 | 0 | 0 | 0 | 0 | 0 | 0 | 0 | 0 | 344326.8984 | 0 | 0 | 0 | 0 | 0 | 0 | 0 | 0 | 0 | 0 | 0
2016-04-10 15:00 | 0 | 0 | 0 | 0 | 0 | 731132.8984 | 386806 | 0 | 0 | 0 | 688653.7967 | 0 | 0 | 0 | 0 | 0 | 0 | 0 | 0 | 0 | 0 | 0 | 0 | 0 | 344326.8984 | 0 | 0 | 0 | 0 | 0 | 0 | 0 | 0 | 0 | 0 | 0
2016-04-10 16:00 | 0 | 0 | 0 | 0 | 0 | 733128.8984 | 388802 | 0 | 0 | 0 | 1032980.6951 | 0 | 0 | 0 | 0 | 0 | 0 | 0 | 0 | 0 | 0 | 0 | 0 | 0 | 344326.8984 | 0 | 0 | 0 | 0 | 0 | 0 | 0 | 0 | 0 | 0 | 0
2016-04-10 17:00 | 0 | 0 | 0 | 0 | 0 | 733208.8984 | 388882 | 0 | 0 | 0 | 1377307.5935 | 0 | 0 | 0 | 0 | 0 | 0 | 0 | 0 | 0 | 0 | 0 | 0 | 0 | 344326.8984 | 0 | 0 | 0 | 0 | 0 | 0 | 0 | 0 | 0 | 0 | 0
2016-04-10 18:00 | 0 | 0 | 0 | 0 | 0 | 733111.8984 | 388785 | 0 | 0 | 0 | 1721634.4918 | 0 | 0 | 0 | 0 | 0 | 0 | 0 | 0 | 0 | 0 | 0 | 0 | 0 | 344326.8984 | 0 | 0 | 0 | 0 | 0 | 0 | 0 | 0 | 0 | 0 | 0
2016-04-10 19:00 | 0 | 0 | 0 | 0 | 0 | 732942.8984 | 388616 | 0 | 0 | 0 | 2065961.3902 | 0 | 0 | 0 | 0 | 0 | 0 | 0 | 0 | 0 | 0 | 0 | 0 | 0 | 344326.8984 | 0 | 0 | 0 | 0 | 0 | 0 | 0 | 0 | 0 | 0 | 0
2016-04-10 20:00 | 0 | 0 | 0 | 0 | 0 | 735404.8984 | 391078 | 0 | 0 | 0 | 2410288.2886 | 0 | 0 | 0 | 0 | 0 | 0 | 0 | 0 | 0 | 0 | 0 | 0 | 0 | 344326.8984 | 0 | 0 | 0 | 0 | 0 | 0 | 0 | 0 | 0 | 0 | 0
2016-04-10 21:00 | 0 | 0 | 0 | 0 | 0 | 758635.1378 | 395313 | 0 | 0 | 0 | 2754615.1869 | 0 | 0 | 18995.2394 | 0 | 0 | 0 | 0 | 0 | 0 | 0 | 0 | 0 | 0 | 344326.8984 | 0 | 0 | 0 | 18995.2394 | 0 | 0 | 0 | 0 | 0 | 0 | 0
2016-04-10 22:00 | 0 | 0 | 0 | 0 | 0 | 689538.9034 | 399719 | 0 | 0 | 0 | 3063430.3297 | 0 | 0 | 0 | 0 | 0 | 0 | 0 | 0 | 0 | 0 | 0 | 0 | 0 | 308815.1428 | 0 | 0 | 0 | -18995.2394 | 0 | 0 | 0 | 0 | 0 | 0 | 0
2016-04-10 23:00 | 0 | 0 | 0 | 0 | 0 | 523123.108 | 405711 | 0 | 0 | 0 | 3180842.4378 | 0 | 0 | 0 | 0 | 0 | 0 | 0 | 0 | 0 | 0 | 0 | 0 | 0 | 117412.108 | 0 | 0 | 0 | 0 | 0 | 0 | 0 | 0 | 0 | 0 | 0
2016-04-11 | 0 | 0 | 0 | 0 | 0 | 282544.927 | 416358 | 0 | 0 | 0 | 3047029.3648 | 0 | 0 | 0 | 0 | 0 | 0 | 0 | 0 | 0 | 0 | 0 | 0 | 0 | -133813.073 | 0 | 0 | 0 | 0 | 0 | 0 | 0 | 0 | 0 | 0 | 0
2016-04-11 01:00 | 0 | 0 | 0 | 0 | 14108.8392 | 56940.2624 | 415376 | 0 | 0 | 0 | 2702702.4664 | 0 | 0 | 0 | 0 | 0 | 0 | 0 | 0 | 0 | 0 | 0 | 0 | 0 | -344326.8984 | 0 | 0 | 0 | 0 | 0 | 0 | 0 | 0 | 0 | 0 | 0
2016-04-11 02:00 | 0 | 0 | 0 | 0 | 57180.6235 | 2.4781 | 401510 | 0 | 0 | 0 | 2358375.568 | 0 | 0 | 0 | 0 | 0 | 0 | 0 | 0 | 0 | 0 | 0 | 0 | 0 | -344326.8984 | 0 | 0 | 0 | 0 | 0 | 0 | 0 | 0 | 0 | 0 | 0
2016-04-11 03:00 | 0 | 0 | 0 | 0 | 39467.1016 | 0 | 383794 | 0 | 0 | 0 | 2014048.6697 | 0 | 0 | 0 | 0 | 0 | 0 | 0 | 0 | 0 | 0 | 0 | 0 | 0 | -344326.8984 | 0 | 0 | 0 | 0 | 0 | 0 | 0 | 0 | 0 | 0 | 0
2016-04-11 04:00 | 0 | 0 | 0 | 0 | 20907.1016 | 0 | 365234 | 0 | 0 | 0 | 1669721.7713 | 0 | 0 | 0 | 0 | 0 | 0 | 0 | 0 | 0 | 0 | 0 | 0 | 0 | -344326.8984 | 0 | 0 | 0 | 0 | 0 | 0 | 0 | 0 | 0 | 0 | 0
2016-04-11 05:00 | 0 | 0 | 0 | 0 | 6097.1016 | 0 | 350424 | 0 | 0 | 0 | 1325394.8729 | 0 | 0 | 0 | 0 | 0 | 0 | 0 | 0 | 0 | 0 | 0 | 0 | 0 | -344326.8984 | 0 | 0 | 0 | 0 | 0 | 0 | 0 | 0 | 0 | 0 | 0
2016-04-11 06:00 | 0 | 0 | 0 | 0 | 40924.9238 | 0 | 340447 | 0 | 0 | 0 | 1025872.7967 | 0 | 0 | 0 | 0 | 0 | 0 | 0 | 0 | 0 | 0 | 0 | 0 | 0 | -299522.0762 | 0 | 0 | 0 | 0 | 0 | 0 | 0 | 0 | 0 | 0 | 0
2016-04-11 07:00 | 0 | 0 | 0 | 0 | 679509.8984 | 0 | 335183 | 0 | 0 | 0 | 1370199.6951 | 0 | 0 | 0 | 0 | 0 | 0 | 0 | 0 | 0 | 0 | 0 | 0 | 0 | 344326.8984 | 0 | 0 | 0 | 0 | 0 | 0 | 0 | 0 | 0 | 0 | 0
2016-04-11 08:00 | 0 | 0 | 0 | 0 | 0 | 0 | 337219 | 0 | 0 | 0 | 1032980.6951 | 0 | 0 | 0 | 0 | 0 | 0 | 0 | 0 | 0 | 0 | 0 | 0 | 0 | -337219 | 0 | 0 | 0 | 0 | 0 | 0 | 0 | 0 | 0 | 0 | 0
2016-04-11 09:00 | 0 | 0 | 0 | 0 | 4401.1016 | 0 | 348728 | 0 | 0 | 0 | 688653.7967 | 0 | 0 | 0 | 0 | 0 | 0 | 0 | 0 | 0 | 0 | 0 | 0 | 0 | -344326.8984 | 0 | 0 | 0 | 0 | 0 | 0 | 0 | 0 | 0 | 0 | 0
2016-04-11 10:00 | 0 | 0 | 0 | 0 | 32005.1016 | 0 | 376332 | 0 | 0 | 0 | 344326.8984 | 0 | 0 | 0 | 0 | 0 | 0 | 0 | 0 | 0 | 0 | 0 | 0 | 0 | -344326.8984 | 0 | 0 | 0 | 0 | 0 | 0 | 0 | 0 | 0 | 0 | 0
2016-04-11 11:00 | 0 | 0 | 0 | 0 | 57933.1016 | 0 | 402260 | 0 | 0 | 0 | 0 | 0 | 0 | 0 | 0 | 0 | 0 | 0 | 0 | 0 | 0 | 0 | 0 | 0 | -344326.8984 | 0 | 0 | 0 | 0 | 0 | 0 | 0 | 0 | 0 | 0 | 0
2016-04-11 12:00 | 0 | 0 | 0 | 0 | 413508.3531 | 517.6469 | 414026 | 0 | 0 | 0 | 0 | 0 | 0 | 0 | 0 | 0 | 0 | 0 | 0 | 0 | 0 | 0 | 0 | 0 | 0 | 0 | 0 | 0 | 0 | 0 | 0 | 0 | 0 | 0 | 0 | 0
2016-04-11 13:00 | 0 | 0 | 0 | 0 | 139813.2176 | 281402.7824 | 421216 | 0 | 0 | 0 | 0 | 0 | 0 | 0 | 0 | 0 | 0 | 0 | 0 | 0 | 0 | 0 | 0 | 0 | 0 | 0 | 0 | 0 | 0 | 0 | 0 | 0 | 0 | 0 | 0 | 0
2016-04-11 14:00 | 0 | 0 | 0 | 0 | 105505.9144 | 666309.984 | 427489 | 0 | 0 | 0 | 344326.8984 | 0 | 0 | 0 | 0 | 0 | 0 | 0 | 0 | 0 | 0 | 0 | 0 | 0 | 344326.8984 | 0 | 0 | 0 | 0 | 0 | 0 | 0 | 0 | 0 | 0 | 0
2016-04-11 15:00 | 0 | 0 | 0 | 0 | 0 | 774818.8984 | 430492 | 0 | 0 | 0 | 688653.7967 | 0 | 0 | 0 | 0 | 0 | 0 | 0 | 0 | 0 | 0 | 0 | 0 | 0 | 344326.8984 | 0 | 0 | 0 | 0 | 0 | 0 | 0 | 0 | 0 | 0 | 0
2016-04-11 16:00 | 0 | 0 | 0 | 0 | 0 | 775047.8984 | 430721 | 0 | 0 | 0 | 1032980.6951 | 0 | 0 | 0 | 0 | 0 | 0 | 0 | 0 | 0 | 0 | 0 | 0 | 0 | 344326.8984 | 0 | 0 | 0 | 0 | 0 | 0 | 0 | 0 | 0 | 0 | 0
2016-04-11 17:00 | 0 | 0 | 0 | 0 | 0 | 775460.8984 | 431134 | 0 | 0 | 0 | 1377307.5935 | 0 | 0 | 0 | 0 | 0 | 0 | 0 | 0 | 0 | 0 | 0 | 0 | 0 | 344326.8984 | 0 | 0 | 0 | 0 | 0 | 0 | 0 | 0 | 0 | 0 | 0
2016-04-11 18:00 | 0 | 0 | 0 | 0 | 0 | 775807.8984 | 431481 | 0 | 0 | 0 | 1721634.4918 | 0 | 0 | 0 | 0 | 0 | 0 | 0 | 0 | 0 | 0 | 0 | 0 | 0 | 344326.8984 | 0 | 0 | 0 | 0 | 0 | 0 | 0 | 0 | 0 | 0 | 0
2016-04-11 19:00 | 0 | 0 | 0 | 0 | 0 | 776168.8984 | 431842 | 0 | 0 | 0 | 2065961.3902 | 0 | 0 | 0 | 0 | 0 | 0 | 0 | 0 | 0 | 0 | 0 | 0 | 0 | 344326.8984 | 0 | 0 | 0 | 0 | 0 | 0 | 0 | 0 | 0 | 0 | 0
2016-04-11 20:00 | 0 | 0 | 0 | 0 | 0 | 777181.8984 | 432855 | 0 | 0 | 0 | 2410288.2886 | 0 | 0 | 0 | 0 | 0 | 0 | 0 | 0 | 0 | 0 | 0 | 0 | 0 | 344326.8984 | 0 | 0 | 0 | 0 | 0 | 0 | 0 | 0 | 0 | 0 | 0
2016-04-11 21:00 | 0 | 0 | 0 | 0 | 0 | 779121.8984 | 434795 | 0 | 0 | 0 | 2754615.1869 | 0 | 0 | 0 | 0 | 0 | 0 | 0 | 0 | 0 | 0 | 0 | 0 | 0 | 344326.8984 | 0 | 0 | 0 | 0 | 0 | 0 | 0 | 0 | 0 | 0 | 0
2016-04-11 22:00 | 0 | 0 | 0 | 0 | 0 | 798201.1378 | 434879 | 0 | 0 | 0 | 3098942.0853 | 0 | 0 | 18995.2394 | 0 | 0 | 0 | 0 | 0 | 0 | 0 | 0 | 0 | 0 | 344326.8984 | 0 | 0 | 0 | 18995.2394 | 0 | 0 | 0 | 0 | 0 | 0 | 0
2016-04-11 23:00 | 0 | 0 | 0 | 0 | 0 | 757497.5953 | 435622 | 0 | 0 | 0 | 3439812.92 | 0 | 0 | 0 | 0 | 0 | 0 | 0 | 0 | 0 | 0 | 0 | 0 | 0 | 340870.8347 | 0 | 0 | 0 | -18995.2394 | 0 | 0 | 0 | 0 | 0 | 0 | 0
2016-04-12 | 0 | 0 | 0 | 0 | 0 | 475232.5365 | 440493 | 0 | 0 | 0 | 3474552.4565 | 0 | 0 | 0 | 0 | 0 | 0 | 0 | 0 | 0 | 0 | 0 | 0 | 0 | 34739.5365 | 0 | 0 | 0 | 0 | 0 | 0 | 0 | 0 | 0 | 0 | 0
2016-04-12 01:00 | 0 | 0 | 0 | 0 | 0 | 97286.0684 | 436390 | 0 | 0 | 0 | 3135448.525 | 0 | 0 | 0 | 0 | 0 | 0 | 0 | 0 | 0 | 0 | 0 | 0 | 0 | -339103.9316 | 0 | 0 | 0 | 0 | 0 | 0 | 0 | 0 | 0 | 0 | 0
2016-04-12 02:00 | 0 | 0 | 0 | 0 | 74813.5513 | 27.5503 | 419168 | 0 | 0 | 0 | 2791121.6266 | 0 | 0 | 0 | 0 | 0 | 0 | 0 | 0 | 0 | 0 | 0 | 0 | 0 | -344326.8984 | 0 | 0 | 0 | 0 | 0 | 0 | 0 | 0 | 0 | 0 | 0
2016-04-12 03:00 | 0 | 0 | 0 | 0 | 52070.1016 | 0 | 396397 | 0 | 0 | 0 | 2446794.7282 | 0 | 0 | 0 | 0 | 0 | 0 | 0 | 0 | 0 | 0 | 0 | 0 | 0 | -344326.8984 | 0 | 0 | 0 | 0 | 0 | 0 | 0 | 0 | 0 | 0 | 0
2016-04-12 04:00 | 0 | 0 | 0 | 0 | 31037.1016 | 0 | 375364 | 0 | 0 | 0 | 2102467.8299 | 0 | 0 | 0 | 0 | 0 | 0 | 0 | 0 | 0 | 0 | 0 | 0 | 0 | -344326.8984 | 0 | 0 | 0 | 0 | 0 | 0 | 0 | 0 | 0 | 0 | 0
2016-04-12 05:00 | 0 | 0 | 0 | 0 | 13346.1016 | 0 | 357673 | 0 | 0 | 0 | 1758140.9315 | 0 | 0 | 0 | 0 | 0 | 0 | 0 | 0 | 0 | 0 | 0 | 0 | 0 | -344326.8984 | 0 | 0 | 0 | 0 | 0 | 0 | 0 | 0 | 0 | 0 | 0
2016-04-12 06:00 | 0 | 0 | 0 | 0 | 1355.1016 | 0 | 345682 | 0 | 0 | 0 | 1413814.0331 | 0 | 0 | 0 | 0 | 0 | 0 | 0 | 0 | 0 | 0 | 0 | 0 | 0 | -344326.8984 | 0 | 0 | 0 | 0 | 0 | 0 | 0 | 0 | 0 | 0 | 0
2016-04-12 07:00 | 0 | 0 | 0 | 0 | 130396.2955 | 0 | 339401 | 0 | 0 | 0 | 1204809.3287 | 0 | 0 | 0 | 0 | 0 | 0 | 0 | 0 | 0 | 0 | 0 | 0 | 0 | -209004.7045 | 0 | 0 | 0 | 0 | 0 | 0 | 0 | 0 | 0 | 0 | 0
2016-04-12 08:00 | 0 | 0 | 0 | 0 | 517601.3664 | 0 | 339616 | 0 | 0 | 0 | 1377307.5935 | 0 | 0 | 5487.1016 | 0 | 0 | 0 | 0 | 0 | 0 | 0 | 0 | 0 | 0 | 172498.2648 | 0 | 0 | 0 | 5487.1016 | 0 | 0 | 0 | 0 | 0 | 0 | 0
2016-04-12 09:00 | 0 | 0 | 0 | 0 | 0 | 0 | 349814 | 0 | 0 | 0 | 1032980.6951 | 0 | 0 | 0 | 0 | 0 | 0 | 0 | 0 | 0 | 0 | 0 | 0 | 0 | -344326.8984 | 0 | 0 | 0 | -5487.1016 | 0 | 0 | 0 | 0 | 0 | 0 | 0
2016-04-12 10:00 | 0 | 0 | 0 | 0 | 32542.1016 | 0 | 376869 | 0 | 0 | 0 | 688653.7967 | 0 | 0 | 0 | 0 | 0 | 0 | 0 | 0 | 0 | 0 | 0 | 0 | 0 | -344326.8984 | 0 | 0 | 0 | 0 | 0 | 0 | 0 | 0 | 0 | 0 | 0
2016-04-12 11:00 | 0 | 0 | 0 | 0 | 58456.1016 | 0 | 402783 | 0 | 0 | 0 | 344326.8984 | 0 | 0 | 0 | 0 | 0 | 0 | 0 | 0 | 0 | 0 | 0 | 0 | 0 | -344326.8984 | 0 | 0 | 0 | 0 | 0 | 0 | 0 | 0 | 0 | 0 | 0
2016-04-12 12:00 | 0 | 0 | 0 | 0 | 68543.8531 | 1237.2486 | 414108 | 0 | 0 | 0 | 0 | 0 | 0 | 0 | 0 | 0 | 0 | 0 | 0 | 0 | 0 | 0 | 0 | 0 | -344326.8984 | 0 | 0 | 0 | 0 | 0 | 0 | 0 | 0 | 0 | 0 | 0
2016-04-12 13:00 | 0 | 0 | 0 | 0 | 172885.3505 | 247320.6495 | 420206 | 0 | 0 | 0 | 0 | 0 | 0 | 0 | 0 | 0 | 0 | 0 | 0 | 0 | 0 | 0 | 0 | 0 | 0 | 0 | 0 | 0 | 0 | 0 | 0 | 0 | 0 | 0 | 0 | 0
2016-04-12 14:00 | 0 | 0 | 0 | 0 | 82376.0968 | 688428.8016 | 426478 | 0 | 0 | 0 | 344326.8984 | 0 | 0 | 0 | 0 | 0 | 0 | 0 | 0 | 0 | 0 | 0 | 0 | 0 | 344326.8984 | 0 | 0 | 0 | 0 | 0 | 0 | 0 | 0 | 0 | 0 | 0
2016-04-12 15:00 | 0 | 0 | 0 | 0 | 0 | 772953.8984 | 428627 | 0 | 0 | 0 | 688653.7967 | 0 | 0 | 0 | 0 | 0 | 0 | 0 | 0 | 0 | 0 | 0 | 0 | 0 | 344326.8984 | 0 | 0 | 0 | 0 | 0 | 0 | 0 | 0 | 0 | 0 | 0
2016-04-12 16:00 | 0 | 0 | 0 | 0 | 0 | 773127.8984 | 428801 | 0 | 0 | 0 | 1032980.6951 | 0 | 0 | 0 | 0 | 0 | 0 | 0 | 0 | 0 | 0 | 0 | 0 | 0 | 344326.8984 | 0 | 0 | 0 | 0 | 0 | 0 | 0 | 0 | 0 | 0 | 0
2016-04-12 17:00 | 0 | 0 | 0 | 0 | 0 | 773405.8984 | 429079 | 0 | 0 | 0 | 1377307.5935 | 0 | 0 | 0 | 0 | 0 | 0 | 0 | 0 | 0 | 0 | 0 | 0 | 0 | 344326.8984 | 0 | 0 | 0 | 0 | 0 | 0 | 0 | 0 | 0 | 0 | 0
2016-04-12 18:00 | 0 | 0 | 0 | 0 | 0 | 772342.8984 | 428016 | 0 | 0 | 0 | 1721634.4918 | 0 | 0 | 0 | 0 | 0 | 0 | 0 | 0 | 0 | 0 | 0 | 0 | 0 | 344326.8984 | 0 | 0 | 0 | 0 | 0 | 0 | 0 | 0 | 0 | 0 | 0
2016-04-12 19:00 | 0 | 0 | 0 | 0 | 0 | 770985.8984 | 426659 | 0 | 0 | 0 | 2065961.3902 | 0 | 0 | 0 | 0 | 0 | 0 | 0 | 0 | 0 | 0 | 0 | 0 | 0 | 344326.8984 | 0 | 0 | 0 | 0 | 0 | 0 | 0 | 0 | 0 | 0 | 0
2016-04-12 20:00 | 0 | 0 | 0 | 0 | 0 | 770733.8984 | 426407 | 0 | 0 | 0 | 2410288.2886 | 0 | 0 | 0 | 0 | 0 | 0 | 0 | 0 | 0 | 0 | 0 | 0 | 0 | 344326.8984 | 0 | 0 | 0 | 0 | 0 | 0 | 0 | 0 | 0 | 0 | 0
2016-04-12 21:00 | 0 | 0 | 0 | 0 | 0 | 771115.8984 | 426789 | 0 | 0 | 0 | 2754615.1869 | 0 | 0 | 0 | 0 | 0 | 0 | 0 | 0 | 0 | 0 | 0 | 0 | 0 | 344326.8984 | 0 | 0 | 0 | 0 | 0 | 0 | 0 | 0 | 0 | 0 | 0
2016-04-12 22:00 | 0 | 0 | 0 | 0 | 0 | 788636.1378 | 425314 | 0 | 0 | 0 | 3098942.0853 | 0 | 0 | 18995.2394 | 0 | 0 | 0 | 0 | 0 | 0 | 0 | 0 | 0 | 0 | 344326.8984 | 0 | 0 | 0 | 18995.2394 | 0 | 0 | 0 | 0 | 0 | 0 | 0
2016-04-12 23:00 | 0 | 0 | 0 | 0 | 0 | 690683.2631 | 426837 | 0 | 0 | 0 | 3381783.5878 | 0 | 0 | 0 | 0 | 0 | 0 | 0 | 0 | 0 | 0 | 0 | 0 | 0 | 282841.5025 | 0 | 0 | 0 | -18995.2394 | 0 | 0 | 0 | 0 | 0 | 0 | 0
2016-04-13 | 0 | 0 | 0 | 0 | 0 | 468280.8504 | 437655 | 0 | 0 | 0 | 3412409.4382 | 0 | 0 | 0 | 0 | 0 | 0 | 0 | 0 | 0 | 0 | 0 | 0 | 0 | 30625.8504 | 0 | 0 | 0 | 0 | 0 | 0 | 0 | 0 | 0 | 0 | 0
2016-04-13 01:00 | 0 | 0 | 0 | 0 | 0 | 118614.9133 | 436961 | 0 | 0 | 0 | 3094063.3516 | 0 | 0 | 0 | 0 | 0 | 0 | 0 | 0 | 0 | 0 | 0 | 0 | 0 | -318346.0867 | 0 | 0 | 0 | 0 | 0 | 0 | 0 | 0 | 0 | 0 | 0
2016-04-13 02:00 | 0 | 0 | 0 | 0 | 75639.8591 | 28.2425 | 419995 | 0 | 0 | 0 | 2749736.4532 | 0 | 0 | 0 | 0 | 0 | 0 | 0 | 0 | 0 | 0 | 0 | 0 | 0 | -344326.8984 | 0 | 0 | 0 | 0 | 0 | 0 | 0 | 0 | 0 | 0 | 0
2016-04-13 03:00 | 0 | 0 | 0 | 0 | 52911.1016 | 0 | 397238 | 0 | 0 | 0 | 2405409.5548 | 0 | 0 | 0 | 0 | 0 | 0 | 0 | 0 | 0 | 0 | 0 | 0 | 0 | -344326.8984 | 0 | 0 | 0 | 0 | 0 | 0 | 0 | 0 | 0 | 0 | 0
2016-04-13 04:00 | 0 | 0 | 0 | 0 | 31868.1016 | 0 | 376195 | 0 | 0 | 0 | 2061082.6565 | 0 | 0 | 0 | 0 | 0 | 0 | 0 | 0 | 0 | 0 | 0 | 0 | 0 | -344326.8984 | 0 | 0 | 0 | 0 | 0 | 0 | 0 | 0 | 0 | 0 | 0
2016-04-13 05:00 | 0 | 0 | 0 | 0 | 16292.1016 | 0 | 360619 | 0 | 0 | 0 | 1716755.7581 | 0 | 0 | 0 | 0 | 0 | 0 | 0 | 0 | 0 | 0 | 0 | 0 | 0 | -344326.8984 | 0 | 0 | 0 | 0 | 0 | 0 | 0 | 0 | 0 | 0 | 0
2016-04-13 06:00 | 0 | 0 | 0 | 0 | 5431.1016 | 0 | 349758 | 0 | 0 | 0 | 1372428.8597 | 0 | 0 | 0 | 0 | 0 | 0 | 0 | 0 | 0 | 0 | 0 | 0 | 0 | -344326.8984 | 0 | 0 | 0 | 0 | 0 | 0 | 0 | 0 | 0 | 0 | 0
2016-04-13 07:00 | 0 | 0 | 0 | 0 | 0 | 0 | 344004 | 0 | 0 | 0 | 1028424.8597 | 0 | 0 | 0 | 0 | 0 | 0 | 0 | 0 | 0 | 0 | 0 | 0 | 0 | -344004 | 0 | 0 | 0 | 0 | 0 | 0 | 0 | 0 | 0 | 0 | 0
2016-04-13 08:00 | 0 | 0 | 0 | 0 | 0 | 0 | 343734 | 0 | 0 | 0 | 684690.8597 | 0 | 0 | 0 | 0 | 0 | 0 | 0 | 0 | 0 | 0 | 0 | 0 | 0 | -343734 | 0 | 0 | 0 | 0 | 0 | 0 | 0 | 0 | 0 | 0 | 0
2016-04-13 09:00 | 0 | 0 | 0 | 0 | 557268.1935 | 0 | 355247 | 0 | 0 | 0 | 886712.0533 | 0 | 0 | 0 | 0 | 0 | 0 | 0 | 0 | 0 | 0 | 0 | 0 | 0 | 202021.1935 | 0 | 0 | 0 | 0 | 0 | 0 | 0 | 0 | 0 | 0 | 0
2016-04-13 10:00 | 0 | 0 | 0 | 0 | 39518.1016 | 0 | 383845 | 0 | 0 | 0 | 542385.1549 | 0 | 0 | 0 | 0 | 0 | 0 | 0 | 0 | 0 | 0 | 0 | 0 | 0 | -344326.8984 | 0 | 0 | 0 | 0 | 0 | 0 | 0 | 0 | 0 | 0 | 0
2016-04-13 11:00 | 0 | 0 | 0 | 0 | 63982.1016 | 0 | 408309 | 0 | 0 | 0 | 198058.2565 | 0 | 0 | 0 | 0 | 0 | 0 | 0 | 0 | 0 | 0 | 0 | 0 | 0 | -344326.8984 | 0 | 0 | 0 | 0 | 0 | 0 | 0 | 0 | 0 | 0 | 0
2016-04-13 12:00 | 0 | 0 | 0 | 0 | 234159.4637 | 2795.5192 | 416018 | 0 | 0 | 0 | 0 | 0 | 0 | 18995.2394 | 0 | 0 | 0 | 0 | 0 | 0 | 0 | 0 | 0 | 0 | -198058.2565 | 0 | 0 | 0 | 18995.2394 | 0 | 0 | 0 | 0 | 0 | 0 | 0
2016-04-13 13:00 | 0 | 0 | 0 | 0 | 93615.6453 | 306885.1153 | 419496 | 0 | 0 | 0 | 0 | 0 | 0 | 0 | 0 | 0 | 0 | 0 | 0 | 0 | 0 | 0 | 0 | 0 | 0 | 0 | 0 | 0 | -18995.2394 | 0 | 0 | 0 | 0 | 0 | 0 | 0
2016-04-13 14:00 | 0 | 0 | 0 | 0 | 0 | 766348.8984 | 422022 | 0 | 0 | 0 | 344326.8984 | 0 | 0 | 0 | 0 | 0 | 0 | 0 | 0 | 0 | 0 | 0 | 0 | 0 | 344326.8984 | 0 | 0 | 0 | 0 | 0 | 0 | 0 | 0 | 0 | 0 | 0
2016-04-13 15:00 | 0 | 0 | 0 | 0 | 0 | 767003.8984 | 422677 | 0 | 0 | 0 | 688653.7967 | 0 | 0 | 0 | 0 | 0 | 0 | 0 | 0 | 0 | 0 | 0 | 0 | 0 | 344326.8984 | 0 | 0 | 0 | 0 | 0 | 0 | 0 | 0 | 0 | 0 | 0
2016-04-13 16:00 | 0 | 0 | 0 | 0 | 0 | 765961.8984 | 421635 | 0 | 0 | 0 | 1032980.6951 | 0 | 0 | 0 | 0 | 0 | 0 | 0 | 0 | 0 | 0 | 0 | 0 | 0 | 344326.8984 | 0 | 0 | 0 | 0 | 0 | 0 | 0 | 0 | 0 | 0 | 0
2016-04-13 17:00 | 0 | 0 | 0 | 0 | 0 | 765747.8984 | 421421 | 0 | 0 | 0 | 1377307.5935 | 0 | 0 | 0 | 0 | 0 | 0 | 0 | 0 | 0 | 0 | 0 | 0 | 0 | 344326.8984 | 0 | 0 | 0 | 0 | 0 | 0 | 0 | 0 | 0 | 0 | 0
2016-04-13 18:00 | 0 | 0 | 0 | 0 | 0 | 764644.8984 | 420318 | 0 | 0 | 0 | 1721634.4918 | 0 | 0 | 0 | 0 | 0 | 0 | 0 | 0 | 0 | 0 | 0 | 0 | 0 | 344326.8984 | 0 | 0 | 0 | 0 | 0 | 0 | 0 | 0 | 0 | 0 | 0
2016-04-13 19:00 | 0 | 0 | 0 | 0 | 0 | 763473.8984 | 419147 | 0 | 0 | 0 | 2065961.3902 | 0 | 0 | 0 | 0 | 0 | 0 | 0 | 0 | 0 | 0 | 0 | 0 | 0 | 344326.8984 | 0 | 0 | 0 | 0 | 0 | 0 | 0 | 0 | 0 | 0 | 0
2016-04-13 20:00 | 0 | 0 | 0 | 0 | 0 | 763906.8984 | 419580 | 0 | 0 | 0 | 2410288.2886 | 0 | 0 | 0 | 0 | 0 | 0 | 0 | 0 | 0 | 0 | 0 | 0 | 0 | 344326.8984 | 0 | 0 | 0 | 0 | 0 | 0 | 0 | 0 | 0 | 0 | 0
2016-04-13 21:00 | 0 | 0 | 0 | 0 | 0 | 764776.8984 | 420450 | 0 | 0 | 0 | 2754615.1869 | 0 | 0 | 0 | 0 | 0 | 0 | 0 | 0 | 0 | 0 | 0 | 0 | 0 | 344326.8984 | 0 | 0 | 0 | 0 | 0 | 0 | 0 | 0 | 0 | 0 | 0
2016-04-13 22:00 | 0 | 0 | 0 | 0 | 0 | 765040.8984 | 420714 | 0 | 0 | 0 | 3098942.0853 | 0 | 0 | 0 | 0 | 0 | 0 | 0 | 0 | 0 | 0 | 0 | 0 | 0 | 344326.8984 | 0 | 0 | 0 | 0 | 0 | 0 | 0 | 0 | 0 | 0 | 0
2016-04-13 23:00 | 0 | 0 | 0 | 0 | 0 | 786788.1378 | 423466 | 0 | 0 | 0 | 3443268.9837 | 0 | 0 | 18995.2394 | 0 | 0 | 0 | 0 | 0 | 0 | 0 | 0 | 0 | 0 | 344326.8984 | 0 | 0 | 0 | 18995.2394 | 0 | 0 | 0 | 0 | 0 | 0 | 0
2016-04-14 | 0 | 0 | 0 | 0 | 0 | 591535.4926 | 433333 | 0 | 0 | 0 | 3620466.7157 | 0 | 0 | 0 | 0 | 0 | 0 | 0 | 0 | 0 | 0 | 0 | 0 | 0 | 177197.7321 | 0 | 0 | 0 | -18995.2394 | 0 | 0 | 0 | 0 | 0 | 0 | 0
2016-04-14 01:00 | 0 | 0 | 0 | 0 | 0 | 139236.5999 | 431857 | 0 | 0 | 0 | 3327846.3156 | 0 | 0 | 0 | 0 | 0 | 0 | 0 | 0 | 0 | 0 | 0 | 0 | 0 | -292620.4001 | 0 | 0 | 0 | 0 | 0 | 0 | 0 | 0 | 0 | 0 | 0
2016-04-14 02:00 | 0 | 0 | 0 | 0 | 70826.6509 | 84.4507 | 415238 | 0 | 0 | 0 | 2983519.4172 | 0 | 0 | 0 | 0 | 0 | 0 | 0 | 0 | 0 | 0 | 0 | 0 | 0 | -344326.8984 | 0 | 0 | 0 | 0 | 0 | 0 | 0 | 0 | 0 | 0 | 0
2016-04-14 03:00 | 0 | 0 | 0 | 0 | 48775.1016 | 0 | 393102 | 0 | 0 | 0 | 2639192.5189 | 0 | 0 | 0 | 0 | 0 | 0 | 0 | 0 | 0 | 0 | 0 | 0 | 0 | -344326.8984 | 0 | 0 | 0 | 0 | 0 | 0 | 0 | 0 | 0 | 0 | 0
2016-04-14 04:00 | 0 | 0 | 0 | 0 | 28679.1016 | 0 | 373006 | 0 | 0 | 0 | 2294865.6205 | 0 | 0 | 0 | 0 | 0 | 0 | 0 | 0 | 0 | 0 | 0 | 0 | 0 | -344326.8984 | 0 | 0 | 0 | 0 | 0 | 0 | 0 | 0 | 0 | 0 | 0
2016-04-14 05:00 | 0 | 0 | 0 | 0 | 13896.1016 | 0 | 358223 | 0 | 0 | 0 | 1950538.7221 | 0 | 0 | 0 | 0 | 0 | 0 | 0 | 0 | 0 | 0 | 0 | 0 | 0 | -344326.8984 | 0 | 0 | 0 | 0 | 0 | 0 | 0 | 0 | 0 | 0 | 0
2016-04-14 06:00 | 0 | 0 | 0 | 0 | 3016.1016 | 0 | 347343 | 0 | 0 | 0 | 1606211.8238 | 0 | 0 | 0 | 0 | 0 | 0 | 0 | 0 | 0 | 0 | 0 | 0 | 0 | -344326.8984 | 0 | 0 | 0 | 0 | 0 | 0 | 0 | 0 | 0 | 0 | 0
2016-04-14 07:00 | 0 | 0 | 0 | 0 | 0 | 0 | 341993 | 0 | 0 | 0 | 1264218.8238 | 0 | 0 | 0 | 0 | 0 | 0 | 0 | 0 | 0 | 0 | 0 | 0 | 0 | -341993 | 0 | 0 | 0 | 0 | 0 | 0 | 0 | 0 | 0 | 0 | 0
2016-04-14 08:00 | 0 | 0 | 0 | 0 | 0 | 0 | 341746 | 0 | 0 | 0 | 922472.8238 | 0 | 0 | 0 | 0 | 0 | 0 | 0 | 0 | 0 | 0 | 0 | 0 | 0 | -341746 | 0 | 0 | 0 | 0 | 0 | 0 | 0 | 0 | 0 | 0 | 0
2016-04-14 09:00 | 0 | 0 | 0 | 0 | 8415.1016 | 0 | 352742 | 0 | 0 | 0 | 578145.9254 | 0 | 0 | 0 | 0 | 0 | 0 | 0 | 0 | 0 | 0 | 0 | 0 | 0 | -344326.8984 | 0 | 0 | 0 | 0 | 0 | 0 | 0 | 0 | 0 | 0 | 0
2016-04-14 10:00 | 0 | 0 | 0 | 0 | 105890.2406 | 0 | 380747 | 0 | 0 | 0 | 303289.166 | 0 | 0 | 0 | 0 | 0 | 0 | 0 | 0 | 0 | 0 | 0 | 0 | 0 | -274856.7594 | 0 | 0 | 0 | 0 | 0 | 0 | 0 | 0 | 0 | 0 | 0
2016-04-14 11:00 | 0 | 0 | 0 | 0 | 487045.9177 | 0 | 404590 | 0 | 0 | 0 | 385745.0837 | 0 | 0 | 0 | 0 | 0 | 0 | 0 | 0 | 0 | 0 | 0 | 0 | 0 | 82455.9177 | 0 | 0 | 0 | 0 | 0 | 0 | 0 | 0 | 0 | 0 | 0
2016-04-14 12:00 | 0 | 0 | 0 | 0 | 67150.6911 | 1542.4105 | 413020 | 0 | 0 | 0 | 41418.1853 | 0 | 0 | 0 | 0 | 0 | 0 | 0 | 0 | 0 | 0 | 0 | 0 | 0 | -344326.8984 | 0 | 0 | 0 | 0 | 0 | 0 | 0 | 0 | 0 | 0 | 0
2016-04-14 13:00 | 0 | 0 | 0 | 0 | 0 | 375153.8147 | 416572 | 0 | 0 | 0 | 0 | 0 | 0 | 0 | 0 | 0 | 0 | 0 | 0 | 0 | 0 | 0 | 0 | 0 | -41418.1853 | 0 | 0 | 0 | 0 | 0 | 0 | 0 | 0 | 0 | 0 | 0
2016-04-14 14:00 | 0 | 0 | 0 | 0 | 0 | 764888.8984 | 420562 | 0 | 0 | 0 | 344326.8984 | 0 | 0 | 0 | 0 | 0 | 0 | 0 | 0 | 0 | 0 | 0 | 0 | 0 | 344326.8984 | 0 | 0 | 0 | 0 | 0 | 0 | 0 | 0 | 0 | 0 | 0
2016-04-14 15:00 | 0 | 0 | 0 | 0 | 0 | 766828.8984 | 422502 | 0 | 0 | 0 | 688653.7967 | 0 | 0 | 0 | 0 | 0 | 0 | 0 | 0 | 0 | 0 | 0 | 0 | 0 | 344326.8984 | 0 | 0 | 0 | 0 | 0 | 0 | 0 | 0 | 0 | 0 | 0
2016-04-14 16:00 | 0 | 0 | 0 | 0 | 0 | 767332.8984 | 423006 | 0 | 0 | 0 | 1032980.6951 | 0 | 0 | 0 | 0 | 0 | 0 | 0 | 0 | 0 | 0 | 0 | 0 | 0 | 344326.8984 | 0 | 0 | 0 | 0 | 0 | 0 | 0 | 0 | 0 | 0 | 0
2016-04-14 17:00 | 0 | 0 | 0 | 0 | 0 | 768882.8984 | 424556 | 0 | 0 | 0 | 1377307.5935 | 0 | 0 | 0 | 0 | 0 | 0 | 0 | 0 | 0 | 0 | 0 | 0 | 0 | 344326.8984 | 0 | 0 | 0 | 0 | 0 | 0 | 0 | 0 | 0 | 0 | 0
2016-04-14 18:00 | 0 | 0 | 0 | 0 | 0 | 769653.8984 | 425327 | 0 | 0 | 0 | 1721634.4918 | 0 | 0 | 0 | 0 | 0 | 0 | 0 | 0 | 0 | 0 | 0 | 0 | 0 | 344326.8984 | 0 | 0 | 0 | 0 | 0 | 0 | 0 | 0 | 0 | 0 | 0
2016-04-14 19:00 | 0 | 0 | 0 | 0 | 0 | 769428.8984 | 425102 | 0 | 0 | 0 | 2065961.3902 | 0 | 0 | 0 | 0 | 0 | 0 | 0 | 0 | 0 | 0 | 0 | 0 | 0 | 344326.8984 | 0 | 0 | 0 | 0 | 0 | 0 | 0 | 0 | 0 | 0 | 0
2016-04-14 20:00 | 0 | 0 | 0 | 0 | 0 | 770145.8984 | 425819 | 0 | 0 | 0 | 2410288.2886 | 0 | 0 | 0 | 0 | 0 | 0 | 0 | 0 | 0 | 0 | 0 | 0 | 0 | 344326.8984 | 0 | 0 | 0 | 0 | 0 | 0 | 0 | 0 | 0 | 0 | 0
2016-04-14 21:00 | 0 | 0 | 0 | 0 | 0 | 770705.8984 | 426379 | 0 | 0 | 0 | 2754615.1869 | 0 | 0 | 0 | 0 | 0 | 0 | 0 | 0 | 0 | 0 | 0 | 0 | 0 | 344326.8984 | 0 | 0 | 0 | 0 | 0 | 0 | 0 | 0 | 0 | 0 | 0
2016-04-14 22:00 | 0 | 0 | 0 | 0 | 0 | 769441.8984 | 425115 | 0 | 0 | 0 | 3098942.0853 | 0 | 0 | 0 | 0 | 0 | 0 | 0 | 0 | 0 | 0 | 0 | 0 | 0 | 344326.8984 | 0 | 0 | 0 | 0 | 0 | 0 | 0 | 0 | 0 | 0 | 0
2016-04-14 23:00 | 0 | 0 | 0 | 0 | 0 | 789455.1378 | 426133 | 0 | 0 | 0 | 3443268.9837 | 0 | 0 | 18995.2394 | 0 | 0 | 0 | 0 | 0 | 0 | 0 | 0 | 0 | 0 | 344326.8984 | 0 | 0 | 0 | 18995.2394 | 0 | 0 | 0 | 0 | 0 | 0 | 0
2016-04-15 | 0 | 0 | 0 | 0 | 0 | 605087.8144 | 434114 | 0 | 0 | 0 | 3633238.0375 | 0 | 0 | 0 | 0 | 0 | 0 | 0 | 0 | 0 | 0 | 0 | 0 | 0 | 189969.0538 | 0 | 0 | 0 | -18995.2394 | 0 | 0 | 0 | 0 | 0 | 0 | 0
2016-04-15 01:00 | 0 | 0 | 0 | 0 | 0 | 153670.8792 | 432498 | 0 | 0 | 0 | 3354410.9167 | 0 | 0 | 0 | 0 | 0 | 0 | 0 | 0 | 0 | 0 | 0 | 0 | 0 | -278827.1208 | 0 | 0 | 0 | 0 | 0 | 0 | 0 | 0 | 0 | 0 | 0
2016-04-15 02:00 | 0 | 0 | 0 | 0 | 71218.2997 | 104.8019 | 415650 | 0 | 0 | 0 | 3010084.0183 | 0 | 0 | 0 | 0 | 0 | 0 | 0 | 0 | 0 | 0 | 0 | 0 | 0 | -344326.8984 | 0 | 0 | 0 | 0 | 0 | 0 | 0 | 0 | 0 | 0 | 0
2016-04-15 03:00 | 0 | 0 | 0 | 0 | 50397.1016 | 0 | 394724 | 0 | 0 | 0 | 2665757.1199 | 0 | 0 | 0 | 0 | 0 | 0 | 0 | 0 | 0 | 0 | 0 | 0 | 0 | -344326.8984 | 0 | 0 | 0 | 0 | 0 | 0 | 0 | 0 | 0 | 0 | 0
2016-04-15 04:00 | 0 | 0 | 0 | 0 | 28628.1016 | 0 | 372955 | 0 | 0 | 0 | 2321430.2216 | 0 | 0 | 0 | 0 | 0 | 0 | 0 | 0 | 0 | 0 | 0 | 0 | 0 | -344326.8984 | 0 | 0 | 0 | 0 | 0 | 0 | 0 | 0 | 0 | 0 | 0
2016-04-15 05:00 | 0 | 0 | 0 | 0 | 10515.1016 | 0 | 354842 | 0 | 0 | 0 | 1977103.3232 | 0 | 0 | 0 | 0 | 0 | 0 | 0 | 0 | 0 | 0 | 0 | 0 | 0 | -344326.8984 | 0 | 0 | 0 | 0 | 0 | 0 | 0 | 0 | 0 | 0 | 0
2016-04-15 06:00 | 0 | 0 | 0 | 0 | 0 | 0 | 343301 | 0 | 0 | 0 | 1633802.3232 | 0 | 0 | 0 | 0 | 0 | 0 | 0 | 0 | 0 | 0 | 0 | 0 | 0 | -343301 | 0 | 0 | 0 | 0 | 0 | 0 | 0 | 0 | 0 | 0 | 0
2016-04-15 07:00 | 0 | 0 | 0 | 0 | 0 | 0 | 337169 | 0 | 0 | 0 | 1296633.3232 | 0 | 0 | 0 | 0 | 0 | 0 | 0 | 0 | 0 | 0 | 0 | 0 | 0 | -337169 | 0 | 0 | 0 | 0 | 0 | 0 | 0 | 0 | 0 | 0 | 0
2016-04-15 08:00 | 0 | 0 | 0 | 0 | 0 | 0 | 336380 | 0 | 0 | 0 | 960253.3232 | 0 | 0 | 0 | 0 | 0 | 0 | 0 | 0 | 0 | 0 | 0 | 0 | 0 | -336380 | 0 | 0 | 0 | 0 | 0 | 0 | 0 | 0 | 0 | 0 | 0
2016-04-15 09:00 | 0 | 0 | 0 | 0 | 2831.1016 | 0 | 347158 | 0 | 0 | 0 | 615926.4248 | 0 | 0 | 0 | 0 | 0 | 0 | 0 | 0 | 0 | 0 | 0 | 0 | 0 | -344326.8984 | 0 | 0 | 0 | 0 | 0 | 0 | 0 | 0 | 0 | 0 | 0
2016-04-15 10:00 | 0 | 0 | 0 | 0 | 29212.1016 | 0 | 373539 | 0 | 0 | 0 | 271599.5265 | 0 | 0 | 0 | 0 | 0 | 0 | 0 | 0 | 0 | 0 | 0 | 0 | 0 | -344326.8984 | 0 | 0 | 0 | 0 | 0 | 0 | 0 | 0 | 0 | 0 | 0
2016-04-15 11:00 | 0 | 0 | 0 | 0 | 124902.4735 | 0 | 396502 | 0 | 0 | 0 | 0 | 0 | 0 | 0 | 0 | 0 | 0 | 0 | 0 | 0 | 0 | 0 | 0 | 0 | -271599.5265 | 0 | 0 | 0 | 0 | 0 | 0 | 0 | 0 | 0 | 0 | 0
2016-04-15 12:00 | 0 | 0 | 0 | 0 | 400975.8401 | 4712.1599 | 405688 | 0 | 0 | 0 | 0 | 0 | 0 | 0 | 0 | 0 | 0 | 0 | 0 | 0 | 0 | 0 | 0 | 0 | 0 | 0 | 0 | 0 | 0 | 0 | 0 | 0 | 0 | 0 | 0 | 0
2016-04-15 13:00 | 0 | 0 | 0 | 0 | 189787.2597 | 222254.7403 | 412042 | 0 | 0 | 0 | 0 | 0 | 0 | 0 | 0 | 0 | 0 | 0 | 0 | 0 | 0 | 0 | 0 | 0 | 0 | 0 | 0 | 0 | 0 | 0 | 0 | 0 | 0 | 0 | 0 | 0
2016-04-15 14:00 | 0 | 0 | 0 | 0 | 76921.6009 | 684150.2974 | 416745 | 0 | 0 | 0 | 344326.8984 | 0 | 0 | 0 | 0 | 0 | 0 | 0 | 0 | 0 | 0 | 0 | 0 | 0 | 344326.8984 | 0 | 0 | 0 | 0 | 0 | 0 | 0 | 0 | 0 | 0 | 0
2016-04-15 15:00 | 0 | 0 | 0 | 0 | 0 | 763159.8984 | 418833 | 0 | 0 | 0 | 688653.7967 | 0 | 0 | 0 | 0 | 0 | 0 | 0 | 0 | 0 | 0 | 0 | 0 | 0 | 344326.8984 | 0 | 0 | 0 | 0 | 0 | 0 | 0 | 0 | 0 | 0 | 0
2016-04-15 16:00 | 0 | 0 | 0 | 0 | 0 | 762849.8984 | 418523 | 0 | 0 | 0 | 1032980.6951 | 0 | 0 | 0 | 0 | 0 | 0 | 0 | 0 | 0 | 0 | 0 | 0 | 0 | 344326.8984 | 0 | 0 | 0 | 0 | 0 | 0 | 0 | 0 | 0 | 0 | 0
2016-04-15 17:00 | 0 | 0 | 0 | 0 | 0 | 762449.8984 | 418123 | 0 | 0 | 0 | 1377307.5935 | 0 | 0 | 0 | 0 | 0 | 0 | 0 | 0 | 0 | 0 | 0 | 0 | 0 | 344326.8984 | 0 | 0 | 0 | 0 | 0 | 0 | 0 | 0 | 0 | 0 | 0
2016-04-15 18:00 | 0 | 0 | 0 | 0 | 0 | 762684.8984 | 418358 | 0 | 0 | 0 | 1721634.4918 | 0 | 0 | 0 | 0 | 0 | 0 | 0 | 0 | 0 | 0 | 0 | 0 | 0 | 344326.8984 | 0 | 0 | 0 | 0 | 0 | 0 | 0 | 0 | 0 | 0 | 0
2016-04-15 19:00 | 0 | 0 | 0 | 0 | 0 | 762427.8984 | 418101 | 0 | 0 | 0 | 2065961.3902 | 0 | 0 | 0 | 0 | 0 | 0 | 0 | 0 | 0 | 0 | 0 | 0 | 0 | 344326.8984 | 0 | 0 | 0 | 0 | 0 | 0 | 0 | 0 | 0 | 0 | 0
2016-04-15 20:00 | 0 | 0 | 0 | 0 | 0 | 761684.8984 | 417358 | 0 | 0 | 0 | 2410288.2886 | 0 | 0 | 0 | 0 | 0 | 0 | 0 | 0 | 0 | 0 | 0 | 0 | 0 | 344326.8984 | 0 | 0 | 0 | 0 | 0 | 0 | 0 | 0 | 0 | 0 | 0
2016-04-15 21:00 | 0 | 0 | 0 | 0 | 0 | 760922.8984 | 416596 | 0 | 0 | 0 | 2754615.1869 | 0 | 0 | 0 | 0 | 0 | 0 | 0 | 0 | 0 | 0 | 0 | 0 | 0 | 344326.8984 | 0 | 0 | 0 | 0 | 0 | 0 | 0 | 0 | 0 | 0 | 0
2016-04-15 22:00 | 0 | 0 | 0 | 0 | 0 | 776598.1378 | 413276 | 0 | 0 | 0 | 3098942.0853 | 0 | 0 | 18995.2394 | 0 | 0 | 0 | 0 | 0 | 0 | 0 | 0 | 0 | 0 | 344326.8984 | 0 | 0 | 0 | 18995.2394 | 0 | 0 | 0 | 0 | 0 | 0 | 0
2016-04-15 23:00 | 0 | 0 | 0 | 0 | 0 | 739244.6764 | 410671 | 0 | 0 | 0 | 3443268.9837 | 0 | 0 | 3242.0175 | 0 | 0 | 0 | 0 | 0 | 0 | 0 | 0 | 0 | 0 | 344326.8984 | 0 | 0 | 0 | -15753.222 | 0 | 0 | 0 | 0 | 0 | 0 | 0
2016-04-16 | 0 | 0 | 0 | 0 | 0 | 522618.1994 | 414985 | 0 | 0 | 0 | 3554144.2005 | 0 | 0 | 0 | 0 | 0 | 0 | 0 | 0 | 0 | 0 | 0 | 0 | 0 | 110875.2168 | 0 | 0 | 0 | -3242.0175 | 0 | 0 | 0 | 0 | 0 | 0 | 0
2016-04-16 01:00 | 0 | 0 | 0 | 0 | 0 | 169324.4924 | 414242 | 0 | 0 | 0 | 3309226.6929 | 0 | 0 | 0 | 0 | 0 | 0 | 0 | 0 | 0 | 0 | 0 | 0 | 0 | -244917.5076 | 0 | 0 | 0 | 0 | 0 | 0 | 0 | 0 | 0 | 0 | 0
2016-04-16 02:00 | 0 | 0 | 0 | 0 | 56182.1945 | 139.9071 | 400649 | 0 | 0 | 0 | 2964899.7945 | 0 | 0 | 0 | 0 | 0 | 0 | 0 | 0 | 0 | 0 | 0 | 0 | 0 | -344326.8984 | 0 | 0 | 0 | 0 | 0 | 0 | 0 | 0 | 0 | 0 | 0
2016-04-16 03:00 | 0 | 0 | 0 | 0 | 38568.1016 | 0 | 382895 | 0 | 0 | 0 | 2620572.8962 | 0 | 0 | 0 | 0 | 0 | 0 | 0 | 0 | 0 | 0 | 0 | 0 | 0 | -344326.8984 | 0 | 0 | 0 | 0 | 0 | 0 | 0 | 0 | 0 | 0 | 0
2016-04-16 04:00 | 0 | 0 | 0 | 0 | 19528.1016 | 0 | 363855 | 0 | 0 | 0 | 2276245.9978 | 0 | 0 | 0 | 0 | 0 | 0 | 0 | 0 | 0 | 0 | 0 | 0 | 0 | -344326.8984 | 0 | 0 | 0 | 0 | 0 | 0 | 0 | 0 | 0 | 0 | 0
2016-04-16 05:00 | 0 | 0 | 0 | 0 | 3169.1016 | 0 | 347496 | 0 | 0 | 0 | 1931919.0994 | 0 | 0 | 0 | 0 | 0 | 0 | 0 | 0 | 0 | 0 | 0 | 0 | 0 | -344326.8984 | 0 | 0 | 0 | 0 | 0 | 0 | 0 | 0 | 0 | 0 | 0
2016-04-16 06:00 | 0 | 0 | 0 | 0 | 0 | 0 | 335417 | 0 | 0 | 0 | 1596502.0994 | 0 | 0 | 0 | 0 | 0 | 0 | 0 | 0 | 0 | 0 | 0 | 0 | 0 | -335417 | 0 | 0 | 0 | 0 | 0 | 0 | 0 | 0 | 0 | 0 | 0
2016-04-16 07:00 | 0 | 0 | 0 | 0 | 0 | 0 | 327825 | 0 | 0 | 0 | 1268677.0994 | 0 | 0 | 0 | 0 | 0 | 0 | 0 | 0 | 0 | 0 | 0 | 0 | 0 | -327825 | 0 | 0 | 0 | 0 | 0 | 0 | 0 | 0 | 0 | 0 | 0
2016-04-16 08:00 | 0 | 0 | 0 | 0 | 0 | 0 | 325337 | 0 | 0 | 0 | 943340.0994 | 0 | 0 | 0 | 0 | 0 | 0 | 0 | 0 | 0 | 0 | 0 | 0 | 0 | -325337 | 0 | 0 | 0 | 0 | 0 | 0 | 0 | 0 | 0 | 0 | 0
2016-04-16 09:00 | 0 | 0 | 0 | 0 | 0 | 0 | 327933 | 0 | 0 | 0 | 615407.0994 | 0 | 0 | 0 | 0 | 0 | 0 | 0 | 0 | 0 | 0 | 0 | 0 | 0 | -327933 | 0 | 0 | 0 | 0 | 0 | 0 | 0 | 0 | 0 | 0 | 0
2016-04-16 10:00 | 0 | 0 | 0 | 0 | 0 | 0 | 334746 | 0 | 0 | 0 | 280661.0994 | 0 | 0 | 0 | 0 | 0 | 0 | 0 | 0 | 0 | 0 | 0 | 0 | 0 | -334746 | 0 | 0 | 0 | 0 | 0 | 0 | 0 | 0 | 0 | 0 | 0
2016-04-16 11:00 | 0 | 0 | 0 | 0 | 63645.9006 | 0 | 344307 | 0 | 0 | 0 | 0 | 0 | 0 | 0 | 0 | 0 | 0 | 0 | 0 | 0 | 0 | 0 | 0 | 0 | -280661.0994 | 0 | 0 | 0 | 0 | 0 | 0 | 0 | 0 | 0 | 0 | 0
2016-04-16 12:00 | 0 | 0 | 0 | 0 | 354522.1277 | 2579.8723 | 357102 | 0 | 0 | 0 | 0 | 0 | 0 | 0 | 0 | 0 | 0 | 0 | 0 | 0 | 0 | 0 | 0 | 0 | 0 | 0 | 0 | 0 | 0 | 0 | 0 | 0 | 0 | 0 | 0 | 0
2016-04-16 13:00 | 0 | 0 | 0 | 0 | 137277.8662 | 232053.1338 | 369331 | 0 | 0 | 0 | 0 | 0 | 0 | 0 | 0 | 0 | 0 | 0 | 0 | 0 | 0 | 0 | 0 | 0 | 0 | 0 | 0 | 0 | 0 | 0 | 0 | 0 | 0 | 0 | 0 | 0
2016-04-16 14:00 | 0 | 0 | 0 | 0 | 30647.2219 | 691796.6765 | 378117 | 0 | 0 | 0 | 344326.8984 | 0 | 0 | 0 | 0 | 0 | 0 | 0 | 0 | 0 | 0 | 0 | 0 | 0 | 344326.8984 | 0 | 0 | 0 | 0 | 0 | 0 | 0 | 0 | 0 | 0 | 0
2016-04-16 15:00 | 0 | 0 | 0 | 0 | 0 | 727187.8984 | 382861 | 0 | 0 | 0 | 688653.7967 | 0 | 0 | 0 | 0 | 0 | 0 | 0 | 0 | 0 | 0 | 0 | 0 | 0 | 344326.8984 | 0 | 0 | 0 | 0 | 0 | 0 | 0 | 0 | 0 | 0 | 0
2016-04-16 16:00 | 0 | 0 | 0 | 0 | 0 | 729467.8984 | 385141 | 0 | 0 | 0 | 1032980.6951 | 0 | 0 | 0 | 0 | 0 | 0 | 0 | 0 | 0 | 0 | 0 | 0 | 0 | 344326.8984 | 0 | 0 | 0 | 0 | 0 | 0 | 0 | 0 | 0 | 0 | 0
2016-04-16 17:00 | 0 | 0 | 0 | 0 | 0 | 728667.8984 | 384341 | 0 | 0 | 0 | 1377307.5935 | 0 | 0 | 0 | 0 | 0 | 0 | 0 | 0 | 0 | 0 | 0 | 0 | 0 | 344326.8984 | 0 | 0 | 0 | 0 | 0 | 0 | 0 | 0 | 0 | 0 | 0
2016-04-16 18:00 | 0 | 0 | 0 | 0 | 0 | 728096.8984 | 383770 | 0 | 0 | 0 | 1721634.4918 | 0 | 0 | 0 | 0 | 0 | 0 | 0 | 0 | 0 | 0 | 0 | 0 | 0 | 344326.8984 | 0 | 0 | 0 | 0 | 0 | 0 | 0 | 0 | 0 | 0 | 0
2016-04-16 19:00 | 0 | 0 | 0 | 0 | 0 | 728427.8984 | 384101 | 0 | 0 | 0 | 2065961.3902 | 0 | 0 | 0 | 0 | 0 | 0 | 0 | 0 | 0 | 0 | 0 | 0 | 0 | 344326.8984 | 0 | 0 | 0 | 0 | 0 | 0 | 0 | 0 | 0 | 0 | 0
2016-04-16 20:00 | 0 | 0 | 0 | 0 | 0 | 729788.8984 | 385462 | 0 | 0 | 0 | 2410288.2886 | 0 | 0 | 0 | 0 | 0 | 0 | 0 | 0 | 0 | 0 | 0 | 0 | 0 | 344326.8984 | 0 | 0 | 0 | 0 | 0 | 0 | 0 | 0 | 0 | 0 | 0
2016-04-16 21:00 | 0 | 0 | 0 | 0 | 0 | 731411.8984 | 387085 | 0 | 0 | 0 | 2754615.1869 | 0 | 0 | 0 | 0 | 0 | 0 | 0 | 0 | 0 | 0 | 0 | 0 | 0 | 344326.8984 | 0 | 0 | 0 | 0 | 0 | 0 | 0 | 0 | 0 | 0 | 0
2016-04-16 22:00 | 0 | 0 | 0 | 0 | 0 | 732428.8984 | 388102 | 0 | 0 | 0 | 3098942.0853 | 0 | 0 | 0 | 0 | 0 | 0 | 0 | 0 | 0 | 0 | 0 | 0 | 0 | 344326.8984 | 0 | 0 | 0 | 0 | 0 | 0 | 0 | 0 | 0 | 0 | 0
2016-04-16 23:00 | 0 | 0 | 0 | 0 | 0 | 751359.1378 | 388037 | 0 | 0 | 0 | 3443268.9837 | 0 | 0 | 18995.2394 | 0 | 0 | 0 | 0 | 0 | 0 | 0 | 0 | 0 | 0 | 344326.8984 | 0 | 0 | 0 | 18995.2394 | 0 | 0 | 0 | 0 | 0 | 0 | 0
2016-04-17 | 0 | 0 | 0 | 0 | 0 | 569182.3354 | 394464 | 0 | 0 | 0 | 3636982.5585 | 0 | 0 | 0 | 0 | 0 | 0 | 0 | 0 | 0 | 0 | 0 | 0 | 0 | 193713.5748 | 0 | 0 | 0 | -18995.2394 | 0 | 0 | 0 | 0 | 0 | 0 | 0
2016-04-17 01:00 | 0 | 0 | 0 | 0 | 0 | 179536.5726 | 395190 | 0 | 0 | 0 | 3421329.1311 | 0 | 0 | 0 | 0 | 0 | 0 | 0 | 0 | 0 | 0 | 0 | 0 | 0 | -215653.4274 | 0 | 0 | 0 | 0 | 0 | 0 | 0 | 0 | 0 | 0 | 0
2016-04-17 02:00 | 0 | 0 | 0 | 0 | 40299.3768 | 173.7248 | 384800 | 0 | 0 | 0 | 3077002.2327 | 0 | 0 | 0 | 0 | 0 | 0 | 0 | 0 | 0 | 0 | 0 | 0 | 0 | -344326.8984 | 0 | 0 | 0 | 0 | 0 | 0 | 0 | 0 | 0 | 0 | 0
2016-04-17 03:00 | 0 | 0 | 0 | 0 | 25020.1016 | 0 | 369347 | 0 | 0 | 0 | 2732675.3344 | 0 | 0 | 0 | 0 | 0 | 0 | 0 | 0 | 0 | 0 | 0 | 0 | 0 | -344326.8984 | 0 | 0 | 0 | 0 | 0 | 0 | 0 | 0 | 0 | 0 | 0
2016-04-17 04:00 | 0 | 0 | 0 | 0 | 7426.1016 | 0 | 351753 | 0 | 0 | 0 | 2388348.436 | 0 | 0 | 0 | 0 | 0 | 0 | 0 | 0 | 0 | 0 | 0 | 0 | 0 | -344326.8984 | 0 | 0 | 0 | 0 | 0 | 0 | 0 | 0 | 0 | 0 | 0
2016-04-17 05:00 | 0 | 0 | 0 | 0 | 0 | 0 | 335850 | 0 | 0 | 0 | 2052498.436 | 0 | 0 | 0 | 0 | 0 | 0 | 0 | 0 | 0 | 0 | 0 | 0 | 0 | -335850 | 0 | 0 | 0 | 0 | 0 | 0 | 0 | 0 | 0 | 0 | 0
2016-04-17 06:00 | 0 | 0 | 0 | 0 | 0 | 0 | 324047 | 0 | 0 | 0 | 1728451.436 | 0 | 0 | 0 | 0 | 0 | 0 | 0 | 0 | 0 | 0 | 0 | 0 | 0 | -324047 | 0 | 0 | 0 | 0 | 0 | 0 | 0 | 0 | 0 | 0 | 0
2016-04-17 07:00 | 0 | 0 | 0 | 0 | 0 | 0 | 316631 | 0 | 0 | 0 | 1411820.436 | 0 | 0 | 0 | 0 | 0 | 0 | 0 | 0 | 0 | 0 | 0 | 0 | 0 | -316631 | 0 | 0 | 0 | 0 | 0 | 0 | 0 | 0 | 0 | 0 | 0
2016-04-17 08:00 | 0 | 0 | 0 | 0 | 0 | 0 | 313590 | 0 | 0 | 0 | 1098230.436 | 0 | 0 | 0 | 0 | 0 | 0 | 0 | 0 | 0 | 0 | 0 | 0 | 0 | -313590 | 0 | 0 | 0 | 0 | 0 | 0 | 0 | 0 | 0 | 0 | 0
2016-04-17 09:00 | 0 | 0 | 0 | 0 | 0 | 0 | 314738 | 0 | 0 | 0 | 783492.436 | 0 | 0 | 0 | 0 | 0 | 0 | 0 | 0 | 0 | 0 | 0 | 0 | 0 | -314738 | 0 | 0 | 0 | 0 | 0 | 0 | 0 | 0 | 0 | 0 | 0
2016-04-17 10:00 | 0 | 0 | 0 | 0 | 0 | 0 | 318416 | 0 | 0 | 0 | 465076.436 | 0 | 0 | 0 | 0 | 0 | 0 | 0 | 0 | 0 | 0 | 0 | 0 | 0 | -318416 | 0 | 0 | 0 | 0 | 0 | 0 | 0 | 0 | 0 | 0 | 0
2016-04-17 11:00 | 0 | 0 | 0 | 0 | 0 | 0 | 324666 | 0 | 0 | 0 | 140410.436 | 0 | 0 | 0 | 0 | 0 | 0 | 0 | 0 | 0 | 0 | 0 | 0 | 0 | -324666 | 0 | 0 | 0 | 0 | 0 | 0 | 0 | 0 | 0 | 0 | 0
2016-04-17 12:00 | 0 | 0 | 0 | 0 | 192709.725 | 3278.839 | 336399 | 0 | 0 | 0 | 0 | 0 | 0 | 0 | 0 | 0 | 0 | 0 | 0 | 0 | 0 | 0 | 0 | 0 | -140410.436 | 0 | 0 | 0 | 0 | 0 | 0 | 0 | 0 | 0 | 0 | 0
2016-04-17 13:00 | 0 | 0 | 0 | 0 | 73396.049 | 275520.951 | 348917 | 0 | 0 | 0 | 0 | 0 | 0 | 0 | 0 | 0 | 0 | 0 | 0 | 0 | 0 | 0 | 0 | 0 | 0 | 0 | 0 | 0 | 0 | 0 | 0 | 0 | 0 | 0 | 0 | 0
2016-04-17 14:00 | 0 | 0 | 0 | 0 | 0 | 702190.8984 | 357864 | 0 | 0 | 0 | 344326.8984 | 0 | 0 | 0 | 0 | 0 | 0 | 0 | 0 | 0 | 0 | 0 | 0 | 0 | 344326.8984 | 0 | 0 | 0 | 0 | 0 | 0 | 0 | 0 | 0 | 0 | 0
2016-04-17 15:00 | 0 | 0 | 0 | 0 | 0 | 708311.8984 | 363985 | 0 | 0 | 0 | 688653.7967 | 0 | 0 | 0 | 0 | 0 | 0 | 0 | 0 | 0 | 0 | 0 | 0 | 0 | 344326.8984 | 0 | 0 | 0 | 0 | 0 | 0 | 0 | 0 | 0 | 0 | 0
2016-04-17 16:00 | 0 | 0 | 0 | 0 | 0 | 713985.8984 | 369659 | 0 | 0 | 0 | 1032980.6951 | 0 | 0 | 0 | 0 | 0 | 0 | 0 | 0 | 0 | 0 | 0 | 0 | 0 | 344326.8984 | 0 | 0 | 0 | 0 | 0 | 0 | 0 | 0 | 0 | 0 | 0
2016-04-17 17:00 | 0 | 0 | 0 | 0 | 0 | 718187.8984 | 373861 | 0 | 0 | 0 | 1377307.5935 | 0 | 0 | 0 | 0 | 0 | 0 | 0 | 0 | 0 | 0 | 0 | 0 | 0 | 344326.8984 | 0 | 0 | 0 | 0 | 0 | 0 | 0 | 0 | 0 | 0 | 0
2016-04-17 18:00 | 0 | 0 | 0 | 0 | 0 | 721538.8984 | 377212 | 0 | 0 | 0 | 1721634.4918 | 0 | 0 | 0 | 0 | 0 | 0 | 0 | 0 | 0 | 0 | 0 | 0 | 0 | 344326.8984 | 0 | 0 | 0 | 0 | 0 | 0 | 0 | 0 | 0 | 0 | 0
2016-04-17 19:00 | 0 | 0 | 0 | 0 | 0 | 724544.8984 | 380218 | 0 | 0 | 0 | 2065961.3902 | 0 | 0 | 0 | 0 | 0 | 0 | 0 | 0 | 0 | 0 | 0 | 0 | 0 | 344326.8984 | 0 | 0 | 0 | 0 | 0 | 0 | 0 | 0 | 0 | 0 | 0
2016-04-17 20:00 | 0 | 0 | 0 | 0 | 0 | 729371.8984 | 385045 | 0 | 0 | 0 | 2410288.2886 | 0 | 0 | 0 | 0 | 0 | 0 | 0 | 0 | 0 | 0 | 0 | 0 | 0 | 344326.8984 | 0 | 0 | 0 | 0 | 0 | 0 | 0 | 0 | 0 | 0 | 0
2016-04-17 21:00 | 0 | 0 | 0 | 0 | 0 | 735507.8984 | 391181 | 0 | 0 | 0 | 2754615.1869 | 0 | 0 | 0 | 0 | 0 | 0 | 0 | 0 | 0 | 0 | 0 | 0 | 0 | 344326.8984 | 0 | 0 | 0 | 0 | 0 | 0 | 0 | 0 | 0 | 0 | 0
2016-04-17 22:00 | 0 | 0 | 0 | 0 | 0 | 740441.8984 | 396115 | 0 | 0 | 0 | 3098942.0853 | 0 | 0 | 0 | 0 | 0 | 0 | 0 | 0 | 0 | 0 | 0 | 0 | 0 | 344326.8984 | 0 | 0 | 0 | 0 | 0 | 0 | 0 | 0 | 0 | 0 | 0
2016-04-17 23:00 | 0 | 0 | 0 | 0 | 0 | 763172.1378 | 399850 | 0 | 0 | 0 | 3443268.9837 | 0 | 0 | 18995.2394 | 0 | 0 | 0 | 0 | 0 | 0 | 0 | 0 | 0 | 0 | 344326.8984 | 0 | 0 | 0 | 18995.2394 | 0 | 0 | 0 | 0 | 0 | 0 | 0
2016-04-18 | 0 | 0 | 0 | 0 | 0 | 606868.8287 | 409894 | 0 | 0 | 0 | 3659239.0517 | 0 | 0 | 0 | 0 | 0 | 0 | 0 | 0 | 0 | 0 | 0 | 0 | 0 | 215970.0681 | 0 | 0 | 0 | -18995.2394 | 0 | 0 | 0 | 0 | 0 | 0 | 0
2016-04-18 01:00 | 0 | 0 | 0 | 0 | 0 | 181011.1651 | 410275 | 0 | 0 | 0 | 3429975.2168 | 0 | 0 | 0 | 0 | 0 | 0 | 0 | 0 | 0 | 0 | 0 | 0 | 0 | -229263.8349 | 0 | 0 | 0 | 0 | 0 | 0 | 0 | 0 | 0 | 0 | 0
2016-04-18 02:00 | 0 | 0 | 0 | 0 | 49880.1342 | 223.9674 | 394431 | 0 | 0 | 0 | 3085648.3185 | 0 | 0 | 0 | 0 | 0 | 0 | 0 | 0 | 0 | 0 | 0 | 0 | 0 | -344326.8984 | 0 | 0 | 0 | 0 | 0 | 0 | 0 | 0 | 0 | 0 | 0
2016-04-18 03:00 | 0 | 0 | 0 | 0 | 29566.1016 | 0 | 373893 | 0 | 0 | 0 | 2741321.4201 | 0 | 0 | 0 | 0 | 0 | 0 | 0 | 0 | 0 | 0 | 0 | 0 | 0 | -344326.8984 | 0 | 0 | 0 | 0 | 0 | 0 | 0 | 0 | 0 | 0 | 0
2016-04-18 04:00 | 0 | 0 | 0 | 0 | 8485.1016 | 0 | 352812 | 0 | 0 | 0 | 2396994.5217 | 0 | 0 | 0 | 0 | 0 | 0 | 0 | 0 | 0 | 0 | 0 | 0 | 0 | -344326.8984 | 0 | 0 | 0 | 0 | 0 | 0 | 0 | 0 | 0 | 0 | 0
2016-04-18 05:00 | 0 | 0 | 0 | 0 | 0 | 0 | 335936 | 0 | 0 | 0 | 2061058.5217 | 0 | 0 | 0 | 0 | 0 | 0 | 0 | 0 | 0 | 0 | 0 | 0 | 0 | -335936 | 0 | 0 | 0 | 0 | 0 | 0 | 0 | 0 | 0 | 0 | 0
2016-04-18 06:00 | 0 | 0 | 0 | 0 | 0 | 0 | 324461 | 0 | 0 | 0 | 1736597.5217 | 0 | 0 | 0 | 0 | 0 | 0 | 0 | 0 | 0 | 0 | 0 | 0 | 0 | -324461 | 0 | 0 | 0 | 0 | 0 | 0 | 0 | 0 | 0 | 0 | 0
2016-04-18 07:00 | 0 | 0 | 0 | 0 | 0 | 0 | 317564 | 0 | 0 | 0 | 1419033.5217 | 0 | 0 | 0 | 0 | 0 | 0 | 0 | 0 | 0 | 0 | 0 | 0 | 0 | -317564 | 0 | 0 | 0 | 0 | 0 | 0 | 0 | 0 | 0 | 0 | 0
2016-04-18 08:00 | 0 | 0 | 0 | 0 | 0 | 0 | 318785 | 0 | 0 | 0 | 1100248.5217 | 0 | 0 | 0 | 0 | 0 | 0 | 0 | 0 | 0 | 0 | 0 | 0 | 0 | -318785 | 0 | 0 | 0 | 0 | 0 | 0 | 0 | 0 | 0 | 0 | 0
2016-04-18 09:00 | 0 | 0 | 0 | 0 | 353322.3725 | 0 | 330821 | 0 | 0 | 0 | 1122749.8942 | 0 | 0 | 0 | 0 | 0 | 0 | 0 | 0 | 0 | 0 | 0 | 0 | 0 | 22501.3725 | 0 | 0 | 0 | 0 | 0 | 0 | 0 | 0 | 0 | 0 | 0
2016-04-18 10:00 | 0 | 0 | 0 | 0 | 11341.1016 | 0 | 355668 | 0 | 0 | 0 | 778422.9958 | 0 | 0 | 0 | 0 | 0 | 0 | 0 | 0 | 0 | 0 | 0 | 0 | 0 | -344326.8984 | 0 | 0 | 0 | 0 | 0 | 0 | 0 | 0 | 0 | 0 | 0
2016-04-18 11:00 | 0 | 0 | 0 | 0 | 35275.1016 | 0 | 379602 | 0 | 0 | 0 | 434096.0975 | 0 | 0 | 0 | 0 | 0 | 0 | 0 | 0 | 0 | 0 | 0 | 0 | 0 | -344326.8984 | 0 | 0 | 0 | 0 | 0 | 0 | 0 | 0 | 0 | 0 | 0
2016-04-18 12:00 | 0 | 0 | 0 | 0 | 43198.1178 | 5528.9838 | 393054 | 0 | 0 | 0 | 89769.1991 | 0 | 0 | 0 | 0 | 0 | 0 | 0 | 0 | 0 | 0 | 0 | 0 | 0 | -344326.8984 | 0 | 0 | 0 | 0 | 0 | 0 | 0 | 0 | 0 | 0 | 0
2016-04-18 13:00 | 0 | 0 | 0 | 0 | 27859.5526 | 284711.2483 | 402340 | 0 | 0 | 0 | 0 | 0 | 0 | 0 | 0 | 0 | 0 | 0 | 0 | 0 | 0 | 0 | 0 | 0 | -89769.1991 | 0 | 0 | 0 | 0 | 0 | 0 | 0 | 0 | 0 | 0 | 0
2016-04-18 14:00 | 0 | 0 | 0 | 0 | 0 | 755840.8984 | 411514 | 0 | 0 | 0 | 344326.8984 | 0 | 0 | 0 | 0 | 0 | 0 | 0 | 0 | 0 | 0 | 0 | 0 | 0 | 344326.8984 | 0 | 0 | 0 | 0 | 0 | 0 | 0 | 0 | 0 | 0 | 0
2016-04-18 15:00 | 0 | 0 | 0 | 0 | 0 | 762901.8984 | 418575 | 0 | 0 | 0 | 688653.7967 | 0 | 0 | 0 | 0 | 0 | 0 | 0 | 0 | 0 | 0 | 0 | 0 | 0 | 344326.8984 | 0 | 0 | 0 | 0 | 0 | 0 | 0 | 0 | 0 | 0 | 0
2016-04-18 16:00 | 0 | 0 | 0 | 0 | 0 | 768252.8984 | 423926 | 0 | 0 | 0 | 1032980.6951 | 0 | 0 | 0 | 0 | 0 | 0 | 0 | 0 | 0 | 0 | 0 | 0 | 0 | 344326.8984 | 0 | 0 | 0 | 0 | 0 | 0 | 0 | 0 | 0 | 0 | 0
2016-04-18 17:00 | 0 | 0 | 0 | 0 | 0 | 774434.8984 | 430108 | 0 | 0 | 0 | 1377307.5935 | 0 | 0 | 0 | 0 | 0 | 0 | 0 | 0 | 0 | 0 | 0 | 0 | 0 | 344326.8984 | 0 | 0 | 0 | 0 | 0 | 0 | 0 | 0 | 0 | 0 | 0
2016-04-18 18:00 | 0 | 0 | 0 | 0 | 0 | 779976.8984 | 435650 | 0 | 0 | 0 | 1721634.4918 | 0 | 0 | 0 | 0 | 0 | 0 | 0 | 0 | 0 | 0 | 0 | 0 | 0 | 344326.8984 | 0 | 0 | 0 | 0 | 0 | 0 | 0 | 0 | 0 | 0 | 0
2016-04-18 19:00 | 0 | 0 | 0 | 0 | 0 | 785220.8984 | 440894 | 0 | 0 | 0 | 2065961.3902 | 0 | 0 | 0 | 0 | 0 | 0 | 0 | 0 | 0 | 0 | 0 | 0 | 0 | 344326.8984 | 0 | 0 | 0 | 0 | 0 | 0 | 0 | 0 | 0 | 0 | 0
2016-04-18 20:00 | 0 | 0 | 0 | 0 | 0 | 790449.8984 | 446123 | 0 | 0 | 0 | 2410288.2886 | 0 | 0 | 0 | 0 | 0 | 0 | 0 | 0 | 0 | 0 | 0 | 0 | 0 | 344326.8984 | 0 | 0 | 0 | 0 | 0 | 0 | 0 | 0 | 0 | 0 | 0
2016-04-18 21:00 | 0 | 0 | 0 | 0 | 0 | 794034.8984 | 449708 | 0 | 0 | 0 | 2754615.1869 | 0 | 0 | 0 | 0 | 0 | 0 | 0 | 0 | 0 | 0 | 0 | 0 | 0 | 344326.8984 | 0 | 0 | 0 | 0 | 0 | 0 | 0 | 0 | 0 | 0 | 0
2016-04-18 22:00 | 0 | 0 | 0 | 0 | 0 | 793933.8984 | 449607 | 0 | 0 | 0 | 3098942.0853 | 0 | 0 | 0 | 0 | 0 | 0 | 0 | 0 | 0 | 0 | 0 | 0 | 0 | 344326.8984 | 0 | 0 | 0 | 0 | 0 | 0 | 0 | 0 | 0 | 0 | 0
2016-04-18 23:00 | 0 | 0 | 0 | 0 | 0 | 810804.1378 | 447482 | 0 | 0 | 0 | 3443268.9837 | 0 | 0 | 18995.2394 | 0 | 0 | 0 | 0 | 0 | 0 | 0 | 0 | 0 | 0 | 344326.8984 | 0 | 0 | 0 | 18995.2394 | 0 | 0 | 0 | 0 | 0 | 0 | 0
2016-04-19 | 0 | 0 | 0 | 0 | 0 | 633196.8275 | 451741 | 0 | 0 | 0 | 3643720.0506 | 0 | 0 | 0 | 0 | 0 | 0 | 0 | 0 | 0 | 0 | 0 | 0 | 0 | 200451.0669 | 0 | 0 | 0 | -18995.2394 | 0 | 0 | 0 | 0 | 0 | 0 | 0
2016-04-19 01:00 | 0 | 0 | 0 | 0 | 0 | 188220.7305 | 445831 | 0 | 0 | 0 | 3386109.781 | 0 | 0 | 0 | 0 | 0 | 0 | 0 | 0 | 0 | 0 | 0 | 0 | 0 | -257610.2695 | 0 | 0 | 0 | 0 | 0 | 0 | 0 | 0 | 0 | 0 | 0
2016-04-19 02:00 | 0 | 0 | 0 | 0 | 78420.4228 | 272.6789 | 423020 | 0 | 0 | 0 | 3041782.8827 | 0 | 0 | 0 | 0 | 0 | 0 | 0 | 0 | 0 | 0 | 0 | 0 | 0 | -344326.8984 | 0 | 0 | 0 | 0 | 0 | 0 | 0 | 0 | 0 | 0 | 0
2016-04-19 03:00 | 0 | 0 | 0 | 0 | 51578.1016 | 0 | 395905 | 0 | 0 | 0 | 2697455.9843 | 0 | 0 | 0 | 0 | 0 | 0 | 0 | 0 | 0 | 0 | 0 | 0 | 0 | -344326.8984 | 0 | 0 | 0 | 0 | 0 | 0 | 0 | 0 | 0 | 0 | 0
2016-04-19 04:00 | 0 | 0 | 0 | 0 | 26290.1016 | 0 | 370617 | 0 | 0 | 0 | 2353129.0859 | 0 | 0 | 0 | 0 | 0 | 0 | 0 | 0 | 0 | 0 | 0 | 0 | 0 | -344326.8984 | 0 | 0 | 0 | 0 | 0 | 0 | 0 | 0 | 0 | 0 | 0
2016-04-19 05:00 | 0 | 0 | 0 | 0 | 6754.1016 | 0 | 351081 | 0 | 0 | 0 | 2008802.1876 | 0 | 0 | 0 | 0 | 0 | 0 | 0 | 0 | 0 | 0 | 0 | 0 | 0 | -344326.8984 | 0 | 0 | 0 | 0 | 0 | 0 | 0 | 0 | 0 | 0 | 0
2016-04-19 06:00 | 0 | 0 | 0 | 0 | 317749.9972 | 0 | 335723 | 0 | 0 | 0 | 1971833.9453 | 0 | 0 | 18995.2394 | 0 | 0 | 0 | 0 | 0 | 0 | 0 | 0 | 0 | 0 | -36968.2423 | 0 | 0 | 0 | 18995.2394 | 0 | 0 | 0 | 0 | 0 | 0 | 0
2016-04-19 07:00 | 0 | 0 | 0 | 0 | 0 | 0 | 326292 | 0 | 0 | 0 | 1664537.1847 | 0 | 0 | 0 | 0 | 0 | 0 | 0 | 0 | 0 | 0 | 0 | 0 | 0 | -307296.7606 | 0 | 0 | 0 | -18995.2394 | 0 | 0 | 0 | 0 | 0 | 0 | 0
2016-04-19 08:00 | 0 | 0 | 0 | 0 | 0 | 0 | 324772 | 0 | 0 | 0 | 1339765.1847 | 0 | 0 | 0 | 0 | 0 | 0 | 0 | 0 | 0 | 0 | 0 | 0 | 0 | -324772 | 0 | 0 | 0 | 0 | 0 | 0 | 0 | 0 | 0 | 0 | 0
2016-04-19 09:00 | 0 | 0 | 0 | 0 | 0 | 0 | 334201 | 0 | 0 | 0 | 1005564.1847 | 0 | 0 | 0 | 0 | 0 | 0 | 0 | 0 | 0 | 0 | 0 | 0 | 0 | -334201 | 0 | 0 | 0 | 0 | 0 | 0 | 0 | 0 | 0 | 0 | 0
2016-04-19 10:00 | 0 | 0 | 0 | 0 | 13654.1016 | 0 | 357981 | 0 | 0 | 0 | 661237.2864 | 0 | 0 | 0 | 0 | 0 | 0 | 0 | 0 | 0 | 0 | 0 | 0 | 0 | -344326.8984 | 0 | 0 | 0 | 0 | 0 | 0 | 0 | 0 | 0 | 0 | 0
2016-04-19 11:00 | 0 | 0 | 0 | 0 | 201358.9277 | 0 | 381298 | 0 | 0 | 0 | 481298.2141 | 0 | 0 | 0 | 0 | 0 | 0 | 0 | 0 | 0 | 0 | 0 | 0 | 0 | -179939.0723 | 0 | 0 | 0 | 0 | 0 | 0 | 0 | 0 | 0 | 0 | 0
2016-04-19 12:00 | 0 | 0 | 0 | 0 | 65549.6382 | 3530.7028 | 394412 | 0 | 0 | 0 | 136971.3157 | 0 | 0 | 18995.2394 | 0 | 0 | 0 | 0 | 0 | 0 | 0 | 0 | 0 | 0 | -344326.8984 | 0 | 0 | 0 | 18995.2394 | 0 | 0 | 0 | 0 | 0 | 0 | 0
2016-04-19 13:00 | 0 | 0 | 0 | 0 | 0 | 276435.8347 | 403745 | 0 | 0 | 0 | 9662.1504 | 0 | 0 | 18995.2394 | 0 | 0 | 0 | 0 | 0 | 0 | 0 | 0 | 0 | 0 | -127309.1653 | 0 | 0 | 0 | 0 | 0 | 0 | 0 | 0 | 0 | 0 | 0
2016-04-19 14:00 | 0 | 0 | 0 | 0 | 0 | 715631.779 | 412923 | 0 | 0 | 0 | 331366.1688 | 0 | 0 | 0 | 0 | 0 | 0 | 0 | 0 | 0 | 0 | 0 | 0 | 0 | 321704.0184 | 0 | 0 | 0 | -18995.2394 | 0 | 0 | 0 | 0 | 0 | 0 | 0
2016-04-19 15:00 | 0 | 0 | 0 | 0 | 0 | 764566.8984 | 420240 | 0 | 0 | 0 | 675693.0671 | 0 | 0 | 0 | 0 | 0 | 0 | 0 | 0 | 0 | 0 | 0 | 0 | 0 | 344326.8984 | 0 | 0 | 0 | 0 | 0 | 0 | 0 | 0 | 0 | 0 | 0
2016-04-19 16:00 | 0 | 0 | 0 | 0 | 0 | 770813.8984 | 426487 | 0 | 0 | 0 | 1020019.9655 | 0 | 0 | 0 | 0 | 0 | 0 | 0 | 0 | 0 | 0 | 0 | 0 | 0 | 344326.8984 | 0 | 0 | 0 | 0 | 0 | 0 | 0 | 0 | 0 | 0 | 0
2016-04-19 17:00 | 0 | 0 | 0 | 0 | 0 | 777418.8984 | 433092 | 0 | 0 | 0 | 1364346.8639 | 0 | 0 | 0 | 0 | 0 | 0 | 0 | 0 | 0 | 0 | 0 | 0 | 0 | 344326.8984 | 0 | 0 | 0 | 0 | 0 | 0 | 0 | 0 | 0 | 0 | 0
2016-04-19 18:00 | 0 | 0 | 0 | 0 | 0 | 784137.8984 | 439811 | 0 | 0 | 0 | 1708673.7622 | 0 | 0 | 0 | 0 | 0 | 0 | 0 | 0 | 0 | 0 | 0 | 0 | 0 | 344326.8984 | 0 | 0 | 0 | 0 | 0 | 0 | 0 | 0 | 0 | 0 | 0
2016-04-19 19:00 | 0 | 0 | 0 | 0 | 0 | 788774.8984 | 444448 | 0 | 0 | 0 | 2053000.6606 | 0 | 0 | 0 | 0 | 0 | 0 | 0 | 0 | 0 | 0 | 0 | 0 | 0 | 344326.8984 | 0 | 0 | 0 | 0 | 0 | 0 | 0 | 0 | 0 | 0 | 0
2016-04-19 20:00 | 0 | 0 | 0 | 0 | 0 | 793336.8984 | 449010 | 0 | 0 | 0 | 2397327.559 | 0 | 0 | 0 | 0 | 0 | 0 | 0 | 0 | 0 | 0 | 0 | 0 | 0 | 344326.8984 | 0 | 0 | 0 | 0 | 0 | 0 | 0 | 0 | 0 | 0 | 0
2016-04-19 21:00 | 0 | 0 | 0 | 0 | 0 | 796019.8984 | 451693 | 0 | 0 | 0 | 2741654.4573 | 0 | 0 | 0 | 0 | 0 | 0 | 0 | 0 | 0 | 0 | 0 | 0 | 0 | 344326.8984 | 0 | 0 | 0 | 0 | 0 | 0 | 0 | 0 | 0 | 0 | 0
2016-04-19 22:00 | 0 | 0 | 0 | 0 | 0 | 795263.8984 | 450937 | 0 | 0 | 0 | 3085981.3557 | 0 | 0 | 0 | 0 | 0 | 0 | 0 | 0 | 0 | 0 | 0 | 0 | 0 | 344326.8984 | 0 | 0 | 0 | 0 | 0 | 0 | 0 | 0 | 0 | 0 | 0
2016-04-19 23:00 | 0 | 0 | 0 | 0 | 0 | 812308.1378 | 448986 | 0 | 0 | 0 | 3430308.2541 | 0 | 0 | 18995.2394 | 0 | 0 | 0 | 0 | 0 | 0 | 0 | 0 | 0 | 0 | 344326.8984 | 0 | 0 | 0 | 18995.2394 | 0 | 0 | 0 | 0 | 0 | 0 | 0
2016-04-20 | 0 | 0 | 0 | 0 | 64459.9941 | 640644.7917 | 453335 | 0 | 0 | 0 | 3701073.2793 | 0 | 0 | 0 | 0 | 0 | 0 | 0 | 0 | 0 | 0 | 0 | 0 | 0 | 270765.0252 | 0 | 0 | 0 | -18995.2394 | 0 | 0 | 0 | 0 | 0 | 0 | 0
2016-04-20 01:00 | 0 | 0 | 0 | 0 | 0 | 168575.7552 | 447800 | 0 | 0 | 0 | 3421849.0344 | 0 | 0 | 0 | 0 | 0 | 0 | 0 | 0 | 0 | 0 | 0 | 0 | 0 | -279224.2448 | 0 | 0 | 0 | 0 | 0 | 0 | 0 | 0 | 0 | 0 | 0
2016-04-20 02:00 | 0 | 0 | 0 | 0 | 80593.9688 | 286.1328 | 425207 | 0 | 0 | 0 | 3077522.1361 | 0 | 0 | 0 | 0 | 0 | 0 | 0 | 0 | 0 | 0 | 0 | 0 | 0 | -344326.8984 | 0 | 0 | 0 | 0 | 0 | 0 | 0 | 0 | 0 | 0 | 0
2016-04-20 03:00 | 0 | 0 | 0 | 0 | 54014.1016 | 0 | 398341 | 0 | 0 | 0 | 2733195.2377 | 0 | 0 | 0 | 0 | 0 | 0 | 0 | 0 | 0 | 0 | 0 | 0 | 0 | -344326.8984 | 0 | 0 | 0 | 0 | 0 | 0 | 0 | 0 | 0 | 0 | 0
2016-04-20 04:00 | 0 | 0 | 0 | 0 | 29463.1016 | 0 | 373790 | 0 | 0 | 0 | 2388868.3393 | 0 | 0 | 0 | 0 | 0 | 0 | 0 | 0 | 0 | 0 | 0 | 0 | 0 | -344326.8984 | 0 | 0 | 0 | 0 | 0 | 0 | 0 | 0 | 0 | 0 | 0
2016-04-20 05:00 | 0 | 0 | 0 | 0 | 10014.1016 | 0 | 354341 | 0 | 0 | 0 | 2044541.441 | 0 | 0 | 0 | 0 | 0 | 0 | 0 | 0 | 0 | 0 | 0 | 0 | 0 | -344326.8984 | 0 | 0 | 0 | 0 | 0 | 0 | 0 | 0 | 0 | 0 | 0
2016-04-20 06:00 | 0 | 0 | 0 | 0 | 0 | 0 | 338967 | 0 | 0 | 0 | 1705574.441 | 0 | 0 | 0 | 0 | 0 | 0 | 0 | 0 | 0 | 0 | 0 | 0 | 0 | -338967 | 0 | 0 | 0 | 0 | 0 | 0 | 0 | 0 | 0 | 0 | 0
2016-04-20 07:00 | 0 | 0 | 0 | 0 | 0 | 0 | 329453 | 0 | 0 | 0 | 1376121.441 | 0 | 0 | 0 | 0 | 0 | 0 | 0 | 0 | 0 | 0 | 0 | 0 | 0 | -329453 | 0 | 0 | 0 | 0 | 0 | 0 | 0 | 0 | 0 | 0 | 0
2016-04-20 08:00 | 0 | 0 | 0 | 0 | 218801.6438 | 0 | 327697 | 0 | 0 | 0 | 1267226.0848 | 0 | 0 | 0 | 0 | 0 | 0 | 0 | 0 | 0 | 0 | 0 | 0 | 0 | -108895.3562 | 0 | 0 | 0 | 0 | 0 | 0 | 0 | 0 | 0 | 0 | 0
2016-04-20 09:00 | 0 | 0 | 0 | 0 | 0 | 0 | 335851 | 0 | 0 | 0 | 931375.0848 | 0 | 0 | 0 | 0 | 0 | 0 | 0 | 0 | 0 | 0 | 0 | 0 | 0 | -335851 | 0 | 0 | 0 | 0 | 0 | 0 | 0 | 0 | 0 | 0 | 0
2016-04-20 10:00 | 0 | 0 | 0 | 0 | 14950.1016 | 0 | 359277 | 0 | 0 | 0 | 587048.1864 | 0 | 0 | 0 | 0 | 0 | 0 | 0 | 0 | 0 | 0 | 0 | 0 | 0 | -344326.8984 | 0 | 0 | 0 | 0 | 0 | 0 | 0 | 0 | 0 | 0 | 0
2016-04-20 11:00 | 0 | 0 | 0 | 0 | 37093.1016 | 0 | 381420 | 0 | 0 | 0 | 242721.288 | 0 | 0 | 0 | 0 | 0 | 0 | 0 | 0 | 0 | 0 | 0 | 0 | 0 | -344326.8984 | 0 | 0 | 0 | 0 | 0 | 0 | 0 | 0 | 0 | 0 | 0
2016-04-20 12:00 | 0 | 0 | 0 | 0 | 159295.0931 | 10590.8583 | 393612 | 0 | 0 | 0 | 0 | 0 | 0 | 18995.2394 | 0 | 0 | 0 | 0 | 0 | 0 | 0 | 0 | 0 | 0 | -242721.288 | 0 | 0 | 0 | 18995.2394 | 0 | 0 | 0 | 0 | 0 | 0 | 0
2016-04-20 13:00 | 0 | 0 | 0 | 0 | 32205.4675 | 350844.293 | 402045 | 0 | 0 | 0 | 0 | 0 | 0 | 0 | 0 | 0 | 0 | 0 | 0 | 0 | 0 | 0 | 0 | 0 | 0 | 0 | 0 | 0 | -18995.2394 | 0 | 0 | 0 | 0 | 0 | 0 | 0
2016-04-20 14:00 | 0 | 0 | 0 | 0 | 0 | 755815.8984 | 411489 | 0 | 0 | 0 | 344326.8984 | 0 | 0 | 0 | 0 | 0 | 0 | 0 | 0 | 0 | 0 | 0 | 0 | 0 | 344326.8984 | 0 | 0 | 0 | 0 | 0 | 0 | 0 | 0 | 0 | 0 | 0
2016-04-20 15:00 | 0 | 0 | 0 | 0 | 0 | 762587.8984 | 418261 | 0 | 0 | 0 | 688653.7967 | 0 | 0 | 0 | 0 | 0 | 0 | 0 | 0 | 0 | 0 | 0 | 0 | 0 | 344326.8984 | 0 | 0 | 0 | 0 | 0 | 0 | 0 | 0 | 0 | 0 | 0
2016-04-20 16:00 | 0 | 0 | 0 | 0 | 0 | 767921.8984 | 423595 | 0 | 0 | 0 | 1032980.6951 | 0 | 0 | 0 | 0 | 0 | 0 | 0 | 0 | 0 | 0 | 0 | 0 | 0 | 344326.8984 | 0 | 0 | 0 | 0 | 0 | 0 | 0 | 0 | 0 | 0 | 0
2016-04-20 17:00 | 0 | 0 | 0 | 0 | 0 | 774191.8984 | 429865 | 0 | 0 | 0 | 1377307.5935 | 0 | 0 | 0 | 0 | 0 | 0 | 0 | 0 | 0 | 0 | 0 | 0 | 0 | 344326.8984 | 0 | 0 | 0 | 0 | 0 | 0 | 0 | 0 | 0 | 0 | 0
2016-04-20 18:00 | 0 | 0 | 0 | 0 | 0 | 780386.8984 | 436060 | 0 | 0 | 0 | 1721634.4918 | 0 | 0 | 0 | 0 | 0 | 0 | 0 | 0 | 0 | 0 | 0 | 0 | 0 | 344326.8984 | 0 | 0 | 0 | 0 | 0 | 0 | 0 | 0 | 0 | 0 | 0
2016-04-20 19:00 | 0 | 0 | 0 | 0 | 0 | 786132.8984 | 441806 | 0 | 0 | 0 | 2065961.3902 | 0 | 0 | 0 | 0 | 0 | 0 | 0 | 0 | 0 | 0 | 0 | 0 | 0 | 344326.8984 | 0 | 0 | 0 | 0 | 0 | 0 | 0 | 0 | 0 | 0 | 0
2016-04-20 20:00 | 0 | 0 | 0 | 0 | 0 | 791162.8984 | 446836 | 0 | 0 | 0 | 2410288.2886 | 0 | 0 | 0 | 0 | 0 | 0 | 0 | 0 | 0 | 0 | 0 | 0 | 0 | 344326.8984 | 0 | 0 | 0 | 0 | 0 | 0 | 0 | 0 | 0 | 0 | 0
2016-04-20 21:00 | 0 | 0 | 0 | 0 | 0 | 794368.8984 | 450042 | 0 | 0 | 0 | 2754615.1869 | 0 | 0 | 0 | 0 | 0 | 0 | 0 | 0 | 0 | 0 | 0 | 0 | 0 | 344326.8984 | 0 | 0 | 0 | 0 | 0 | 0 | 0 | 0 | 0 | 0 | 0
2016-04-20 22:00 | 0 | 0 | 0 | 0 | 0 | 793900.8984 | 449574 | 0 | 0 | 0 | 3098942.0853 | 0 | 0 | 0 | 0 | 0 | 0 | 0 | 0 | 0 | 0 | 0 | 0 | 0 | 344326.8984 | 0 | 0 | 0 | 0 | 0 | 0 | 0 | 0 | 0 | 0 | 0
2016-04-20 23:00 | 0 | 0 | 0 | 0 | 0 | 811137.1378 | 447815 | 0 | 0 | 0 | 3443268.9837 | 0 | 0 | 18995.2394 | 0 | 0 | 0 | 0 | 0 | 0 | 0 | 0 | 0 | 0 | 344326.8984 | 0 | 0 | 0 | 18995.2394 | 0 | 0 | 0 | 0 | 0 | 0 | 0
2016-04-21 | 0 | 0 | 0 | 0 | 0 | 718222.0581 | 452475 | 0 | 0 | 0 | 3728011.2811 | 0 | 0 | 0 | 0 | 0 | 0 | 0 | 0 | 0 | 0 | 0 | 0 | 0 | 284742.2975 | 0 | 0 | 0 | -18995.2394 | 0 | 0 | 0 | 0 | 0 | 0 | 0
2016-04-21 01:00 | 0 | 0 | 0 | 0 | 0 | 207208.4148 | 446707 | 0 | 0 | 0 | 3488512.696 | 0 | 0 | 0 | 0 | 0 | 0 | 0 | 0 | 0 | 0 | 0 | 0 | 0 | -239498.5852 | 0 | 0 | 0 | 0 | 0 | 0 | 0 | 0 | 0 | 0 | 0
2016-04-21 02:00 | 0 | 0 | 0 | 0 | 79975.884 | 498.2177 | 424801 | 0 | 0 | 0 | 3144185.7976 | 0 | 0 | 0 | 0 | 0 | 0 | 0 | 0 | 0 | 0 | 0 | 0 | 0 | -344326.8984 | 0 | 0 | 0 | 0 | 0 | 0 | 0 | 0 | 0 | 0 | 0
2016-04-21 03:00 | 0 | 0 | 0 | 0 | 53122.1016 | 0 | 397449 | 0 | 0 | 0 | 2799858.8992 | 0 | 0 | 0 | 0 | 0 | 0 | 0 | 0 | 0 | 0 | 0 | 0 | 0 | -344326.8984 | 0 | 0 | 0 | 0 | 0 | 0 | 0 | 0 | 0 | 0 | 0
2016-04-21 04:00 | 0 | 0 | 0 | 0 | 28625.1016 | 0 | 372952 | 0 | 0 | 0 | 2455532.0009 | 0 | 0 | 0 | 0 | 0 | 0 | 0 | 0 | 0 | 0 | 0 | 0 | 0 | -344326.8984 | 0 | 0 | 0 | 0 | 0 | 0 | 0 | 0 | 0 | 0 | 0
2016-04-21 05:00 | 0 | 0 | 0 | 0 | 9123.1016 | 0 | 353450 | 0 | 0 | 0 | 2111205.1025 | 0 | 0 | 0 | 0 | 0 | 0 | 0 | 0 | 0 | 0 | 0 | 0 | 0 | -344326.8984 | 0 | 0 | 0 | 0 | 0 | 0 | 0 | 0 | 0 | 0 | 0
2016-04-21 06:00 | 0 | 0 | 0 | 0 | 0 | 0 | 339040 | 0 | 0 | 0 | 1772165.1025 | 0 | 0 | 0 | 0 | 0 | 0 | 0 | 0 | 0 | 0 | 0 | 0 | 0 | -339040 | 0 | 0 | 0 | 0 | 0 | 0 | 0 | 0 | 0 | 0 | 0
2016-04-21 07:00 | 0 | 0 | 0 | 0 | 0 | 0 | 329104 | 0 | 0 | 0 | 1443061.1025 | 0 | 0 | 0 | 0 | 0 | 0 | 0 | 0 | 0 | 0 | 0 | 0 | 0 | -329104 | 0 | 0 | 0 | 0 | 0 | 0 | 0 | 0 | 0 | 0 | 0
2016-04-21 08:00 | 0 | 0 | 0 | 0 | 0 | 0 | 328157 | 0 | 0 | 0 | 1114904.1025 | 0 | 0 | 0 | 0 | 0 | 0 | 0 | 0 | 0 | 0 | 0 | 0 | 0 | -328157 | 0 | 0 | 0 | 0 | 0 | 0 | 0 | 0 | 0 | 0 | 0
2016-04-21 09:00 | 0 | 0 | 0 | 0 | 0 | 0 | 338269 | 0 | 0 | 0 | 776635.1025 | 0 | 0 | 0 | 0 | 0 | 0 | 0 | 0 | 0 | 0 | 0 | 0 | 0 | -338269 | 0 | 0 | 0 | 0 | 0 | 0 | 0 | 0 | 0 | 0 | 0
2016-04-21 10:00 | 0 | 0 | 0 | 0 | 16882.1016 | 0 | 361209 | 0 | 0 | 0 | 432308.2041 | 0 | 0 | 0 | 0 | 0 | 0 | 0 | 0 | 0 | 0 | 0 | 0 | 0 | -344326.8984 | 0 | 0 | 0 | 0 | 0 | 0 | 0 | 0 | 0 | 0 | 0
2016-04-21 11:00 | 0 | 0 | 0 | 0 | 39443.1016 | 0 | 383770 | 0 | 0 | 0 | 87981.3058 | 0 | 0 | 0 | 0 | 0 | 0 | 0 | 0 | 0 | 0 | 0 | 0 | 0 | -344326.8984 | 0 | 0 | 0 | 0 | 0 | 0 | 0 | 0 | 0 | 0 | 0
2016-04-21 12:00 | 0 | 0 | 0 | 0 | 300428.4769 | 7979.2173 | 396389 | 0 | 0 | 0 | 0 | 0 | 0 | 0 | 0 | 0 | 0 | 0 | 0 | 0 | 0 | 0 | 0 | 0 | -87981.3058 | 0 | 0 | 0 | 0 | 0 | 0 | 0 | 0 | 0 | 0 | 0
2016-04-21 13:00 | 0 | 0 | 0 | 0 | 4194.9517 | 402795.0483 | 406990 | 0 | 0 | 0 | 0 | 0 | 0 | 0 | 0 | 0 | 0 | 0 | 0 | 0 | 0 | 0 | 0 | 0 | 0 | 0 | 0 | 0 | 0 | 0 | 0 | 0 | 0 | 0 | 0 | 0
2016-04-21 14:00 | 0 | 0 | 0 | 0 | 0 | 760782.8984 | 416456 | 0 | 0 | 0 | 344326.8984 | 0 | 0 | 0 | 0 | 0 | 0 | 0 | 0 | 0 | 0 | 0 | 0 | 0 | 344326.8984 | 0 | 0 | 0 | 0 | 0 | 0 | 0 | 0 | 0 | 0 | 0
2016-04-21 15:00 | 0 | 0 | 0 | 0 | 0 | 767036.8984 | 422710 | 0 | 0 | 0 | 688653.7967 | 0 | 0 | 0 | 0 | 0 | 0 | 0 | 0 | 0 | 0 | 0 | 0 | 0 | 344326.8984 | 0 | 0 | 0 | 0 | 0 | 0 | 0 | 0 | 0 | 0 | 0
2016-04-21 16:00 | 0 | 0 | 0 | 0 | 0 | 771543.8984 | 427217 | 0 | 0 | 0 | 1032980.6951 | 0 | 0 | 0 | 0 | 0 | 0 | 0 | 0 | 0 | 0 | 0 | 0 | 0 | 344326.8984 | 0 | 0 | 0 | 0 | 0 | 0 | 0 | 0 | 0 | 0 | 0
2016-04-21 17:00 | 0 | 0 | 0 | 0 | 0 | 777042.8984 | 432716 | 0 | 0 | 0 | 1377307.5935 | 0 | 0 | 0 | 0 | 0 | 0 | 0 | 0 | 0 | 0 | 0 | 0 | 0 | 344326.8984 | 0 | 0 | 0 | 0 | 0 | 0 | 0 | 0 | 0 | 0 | 0
2016-04-21 18:00 | 0 | 0 | 0 | 0 | 0 | 782417.8984 | 438091 | 0 | 0 | 0 | 1721634.4918 | 0 | 0 | 0 | 0 | 0 | 0 | 0 | 0 | 0 | 0 | 0 | 0 | 0 | 344326.8984 | 0 | 0 | 0 | 0 | 0 | 0 | 0 | 0 | 0 | 0 | 0
2016-04-21 19:00 | 0 | 0 | 0 | 0 | 0 | 785820.8984 | 441494 | 0 | 0 | 0 | 2065961.3902 | 0 | 0 | 0 | 0 | 0 | 0 | 0 | 0 | 0 | 0 | 0 | 0 | 0 | 344326.8984 | 0 | 0 | 0 | 0 | 0 | 0 | 0 | 0 | 0 | 0 | 0
2016-04-21 20:00 | 0 | 0 | 0 | 0 | 0 | 789525.8984 | 445199 | 0 | 0 | 0 | 2410288.2886 | 0 | 0 | 0 | 0 | 0 | 0 | 0 | 0 | 0 | 0 | 0 | 0 | 0 | 344326.8984 | 0 | 0 | 0 | 0 | 0 | 0 | 0 | 0 | 0 | 0 | 0
2016-04-21 21:00 | 0 | 0 | 0 | 0 | 0 | 791269.8984 | 446943 | 0 | 0 | 0 | 2754615.1869 | 0 | 0 | 0 | 0 | 0 | 0 | 0 | 0 | 0 | 0 | 0 | 0 | 0 | 344326.8984 | 0 | 0 | 0 | 0 | 0 | 0 | 0 | 0 | 0 | 0 | 0
2016-04-21 22:00 | 0 | 0 | 0 | 0 | 0 | 788853.8984 | 444527 | 0 | 0 | 0 | 3098942.0853 | 0 | 0 | 0 | 0 | 0 | 0 | 0 | 0 | 0 | 0 | 0 | 0 | 0 | 344326.8984 | 0 | 0 | 0 | 0 | 0 | 0 | 0 | 0 | 0 | 0 | 0
2016-04-21 23:00 | 0 | 0 | 0 | 0 | 0 | 806181.1378 | 442859 | 0 | 0 | 0 | 3443268.9837 | 0 | 0 | 18995.2394 | 0 | 0 | 0 | 0 | 0 | 0 | 0 | 0 | 0 | 0 | 344326.8984 | 0 | 0 | 0 | 18995.2394 | 0 | 0 | 0 | 0 | 0 | 0 | 0
2016-04-22 | 0 | 0 | 0 | 0 | 0 | 737904.6361 | 447196 | 0 | 0 | 0 | 3752972.8592 | 0 | 0 | 0 | 0 | 0 | 0 | 0 | 0 | 0 | 0 | 0 | 0 | 0 | 309703.8755 | 0 | 0 | 0 | -18995.2394 | 0 | 0 | 0 | 0 | 0 | 0 | 0
2016-04-22 01:00 | 0 | 0 | 0 | 0 | 0 | 203565.6058 | 441770 | 0 | 0 | 0 | 3514768.4649 | 0 | 0 | 0 | 0 | 0 | 0 | 0 | 0 | 0 | 0 | 0 | 0 | 0 | -238204.3942 | 0 | 0 | 0 | 0 | 0 | 0 | 0 | 0 | 0 | 0 | 0
2016-04-22 02:00 | 0 | 0 | 0 | 0 | 77658.3575 | 586.7441 | 422572 | 0 | 0 | 0 | 3170441.5666 | 0 | 0 | 0 | 0 | 0 | 0 | 0 | 0 | 0 | 0 | 0 | 0 | 0 | -344326.8984 | 0 | 0 | 0 | 0 | 0 | 0 | 0 | 0 | 0 | 0 | 0
2016-04-22 03:00 | 0 | 0 | 0 | 0 | 53340.1016 | 0 | 397667 | 0 | 0 | 0 | 2826114.6682 | 0 | 0 | 0 | 0 | 0 | 0 | 0 | 0 | 0 | 0 | 0 | 0 | 0 | -344326.8984 | 0 | 0 | 0 | 0 | 0 | 0 | 0 | 0 | 0 | 0 | 0
2016-04-22 04:00 | 0 | 0 | 0 | 0 | 27997.1016 | 0 | 372324 | 0 | 0 | 0 | 2481787.7698 | 0 | 0 | 0 | 0 | 0 | 0 | 0 | 0 | 0 | 0 | 0 | 0 | 0 | -344326.8984 | 0 | 0 | 0 | 0 | 0 | 0 | 0 | 0 | 0 | 0 | 0
2016-04-22 05:00 | 0 | 0 | 0 | 0 | 7645.1016 | 0 | 351972 | 0 | 0 | 0 | 2137460.8715 | 0 | 0 | 0 | 0 | 0 | 0 | 0 | 0 | 0 | 0 | 0 | 0 | 0 | -344326.8984 | 0 | 0 | 0 | 0 | 0 | 0 | 0 | 0 | 0 | 0 | 0
2016-04-22 06:00 | 0 | 0 | 0 | 0 | 0 | 0 | 337193 | 0 | 0 | 0 | 1800267.8715 | 0 | 0 | 0 | 0 | 0 | 0 | 0 | 0 | 0 | 0 | 0 | 0 | 0 | -337193 | 0 | 0 | 0 | 0 | 0 | 0 | 0 | 0 | 0 | 0 | 0
2016-04-22 07:00 | 0 | 0 | 0 | 0 | 0 | 0 | 328530 | 0 | 0 | 0 | 1471737.8715 | 0 | 0 | 0 | 0 | 0 | 0 | 0 | 0 | 0 | 0 | 0 | 0 | 0 | -328530 | 0 | 0 | 0 | 0 | 0 | 0 | 0 | 0 | 0 | 0 | 0
2016-04-22 08:00 | 0 | 0 | 0 | 0 | 0 | 0 | 326530 | 0 | 0 | 0 | 1145207.8715 | 0 | 0 | 0 | 0 | 0 | 0 | 0 | 0 | 0 | 0 | 0 | 0 | 0 | -326530 | 0 | 0 | 0 | 0 | 0 | 0 | 0 | 0 | 0 | 0 | 0
2016-04-22 09:00 | 0 | 0 | 0 | 0 | 0 | 0 | 334964 | 0 | 0 | 0 | 810243.8715 | 0 | 0 | 0 | 0 | 0 | 0 | 0 | 0 | 0 | 0 | 0 | 0 | 0 | -334964 | 0 | 0 | 0 | 0 | 0 | 0 | 0 | 0 | 0 | 0 | 0
2016-04-22 10:00 | 0 | 0 | 0 | 0 | 13292.1016 | 0 | 357619 | 0 | 0 | 0 | 465916.9731 | 0 | 0 | 0 | 0 | 0 | 0 | 0 | 0 | 0 | 0 | 0 | 0 | 0 | -344326.8984 | 0 | 0 | 0 | 0 | 0 | 0 | 0 | 0 | 0 | 0 | 0
2016-04-22 11:00 | 0 | 0 | 0 | 0 | 35573.1016 | 0 | 379900 | 0 | 0 | 0 | 121590.0747 | 0 | 0 | 0 | 0 | 0 | 0 | 0 | 0 | 0 | 0 | 0 | 0 | 0 | -344326.8984 | 0 | 0 | 0 | 0 | 0 | 0 | 0 | 0 | 0 | 0 | 0
2016-04-22 12:00 | 0 | 0 | 0 | 0 | 263117.0091 | 9965.9161 | 394673 | 0 | 0 | 0 | 0 | 0 | 0 | 0 | 0 | 0 | 0 | 0 | 0 | 0 | 0 | 0 | 0 | 0 | -121590.0747 | 0 | 0 | 0 | 0 | 0 | 0 | 0 | 0 | 0 | 0 | 0
2016-04-22 13:00 | 0 | 0 | 0 | 0 | 0 | 441082.8542 | 406988 | 0 | 0 | 0 | 34094.8542 | 0 | 0 | 0 | 0 | 0 | 0 | 0 | 0 | 0 | 0 | 0 | 0 | 0 | 34094.8542 | 0 | 0 | 0 | 0 | 0 | 0 | 0 | 0 | 0 | 0 | 0
2016-04-22 14:00 | 0 | 0 | 0 | 0 | 0 | 762786.8984 | 418460 | 0 | 0 | 0 | 378421.7526 | 0 | 0 | 0 | 0 | 0 | 0 | 0 | 0 | 0 | 0 | 0 | 0 | 0 | 344326.8984 | 0 | 0 | 0 | 0 | 0 | 0 | 0 | 0 | 0 | 0 | 0
2016-04-22 15:00 | 0 | 0 | 0 | 0 | 0 | 771983.8984 | 427657 | 0 | 0 | 0 | 722748.6509 | 0 | 0 | 0 | 0 | 0 | 0 | 0 | 0 | 0 | 0 | 0 | 0 | 0 | 344326.8984 | 0 | 0 | 0 | 0 | 0 | 0 | 0 | 0 | 0 | 0 | 0
2016-04-22 16:00 | 0 | 0 | 0 | 0 | 0 | 777984.8984 | 433658 | 0 | 0 | 0 | 1067075.5493 | 0 | 0 | 0 | 0 | 0 | 0 | 0 | 0 | 0 | 0 | 0 | 0 | 0 | 344326.8984 | 0 | 0 | 0 | 0 | 0 | 0 | 0 | 0 | 0 | 0 | 0
2016-04-22 17:00 | 0 | 0 | 0 | 0 | 0 | 783358.8984 | 439032 | 0 | 0 | 0 | 1411402.4477 | 0 | 0 | 0 | 0 | 0 | 0 | 0 | 0 | 0 | 0 | 0 | 0 | 0 | 344326.8984 | 0 | 0 | 0 | 0 | 0 | 0 | 0 | 0 | 0 | 0 | 0
2016-04-22 18:00 | 0 | 0 | 0 | 0 | 0 | 786542.8984 | 442216 | 0 | 0 | 0 | 1755729.346 | 0 | 0 | 0 | 0 | 0 | 0 | 0 | 0 | 0 | 0 | 0 | 0 | 0 | 344326.8984 | 0 | 0 | 0 | 0 | 0 | 0 | 0 | 0 | 0 | 0 | 0
2016-04-22 19:00 | 0 | 0 | 0 | 0 | 0 | 789210.8984 | 444884 | 0 | 0 | 0 | 2100056.2444 | 0 | 0 | 0 | 0 | 0 | 0 | 0 | 0 | 0 | 0 | 0 | 0 | 0 | 344326.8984 | 0 | 0 | 0 | 0 | 0 | 0 | 0 | 0 | 0 | 0 | 0
2016-04-22 20:00 | 0 | 0 | 0 | 0 | 0 | 790637.8984 | 446311 | 0 | 0 | 0 | 2444383.1428 | 0 | 0 | 0 | 0 | 0 | 0 | 0 | 0 | 0 | 0 | 0 | 0 | 0 | 344326.8984 | 0 | 0 | 0 | 0 | 0 | 0 | 0 | 0 | 0 | 0 | 0
2016-04-22 21:00 | 0 | 0 | 0 | 0 | 0 | 789136.8984 | 444810 | 0 | 0 | 0 | 2788710.0411 | 0 | 0 | 0 | 0 | 0 | 0 | 0 | 0 | 0 | 0 | 0 | 0 | 0 | 344326.8984 | 0 | 0 | 0 | 0 | 0 | 0 | 0 | 0 | 0 | 0 | 0
2016-04-22 22:00 | 0 | 0 | 0 | 0 | 0 | 783255.8984 | 438929 | 0 | 0 | 0 | 3133036.9395 | 0 | 0 | 0 | 0 | 0 | 0 | 0 | 0 | 0 | 0 | 0 | 0 | 0 | 344326.8984 | 0 | 0 | 0 | 0 | 0 | 0 | 0 | 0 | 0 | 0 | 0
2016-04-22 23:00 | 0 | 0 | 0 | 0 | 0 | 795880.1378 | 432558 | 0 | 0 | 0 | 3477363.8379 | 0 | 0 | 18995.2394 | 0 | 0 | 0 | 0 | 0 | 0 | 0 | 0 | 0 | 0 | 344326.8984 | 0 | 0 | 0 | 18995.2394 | 0 | 0 | 0 | 0 | 0 | 0 | 0
2016-04-23 | 0 | 0 | 0 | 0 | 0 | 551870.2071 | 430109 | 0 | 0 | 0 | 3618120.2844 | 0 | 0 | 0 | 0 | 0 | 0 | 0 | 0 | 0 | 0 | 0 | 0 | 0 | 140756.4465 | 0 | 0 | 0 | -18995.2394 | 0 | 0 | 0 | 0 | 0 | 0 | 0
2016-04-23 01:00 | 0 | 0 | 0 | 0 | 0 | 144751.7808 | 425116 | 0 | 0 | 0 | 3337756.0652 | 0 | 0 | 0 | 0 | 0 | 0 | 0 | 0 | 0 | 0 | 0 | 0 | 0 | -280364.2192 | 0 | 0 | 0 | 0 | 0 | 0 | 0 | 0 | 0 | 0 | 0
2016-04-23 02:00 | 0 | 0 | 0 | 0 | 64909.6606 | 681.4411 | 409918 | 0 | 0 | 0 | 2993429.1669 | 0 | 0 | 0 | 0 | 0 | 0 | 0 | 0 | 0 | 0 | 0 | 0 | 0 | -344326.8984 | 0 | 0 | 0 | 0 | 0 | 0 | 0 | 0 | 0 | 0 | 0
2016-04-23 03:00 | 0 | 0 | 0 | 0 | 44788.1016 | 0 | 389115 | 0 | 0 | 0 | 2649102.2685 | 0 | 0 | 0 | 0 | 0 | 0 | 0 | 0 | 0 | 0 | 0 | 0 | 0 | -344326.8984 | 0 | 0 | 0 | 0 | 0 | 0 | 0 | 0 | 0 | 0 | 0
2016-04-23 04:00 | 0 | 0 | 0 | 0 | 22794.1016 | 0 | 367121 | 0 | 0 | 0 | 2304775.3701 | 0 | 0 | 0 | 0 | 0 | 0 | 0 | 0 | 0 | 0 | 0 | 0 | 0 | -344326.8984 | 0 | 0 | 0 | 0 | 0 | 0 | 0 | 0 | 0 | 0 | 0
2016-04-23 05:00 | 0 | 0 | 0 | 0 | 4768.1016 | 0 | 349095 | 0 | 0 | 0 | 1960448.4718 | 0 | 0 | 0 | 0 | 0 | 0 | 0 | 0 | 0 | 0 | 0 | 0 | 0 | -344326.8984 | 0 | 0 | 0 | 0 | 0 | 0 | 0 | 0 | 0 | 0 | 0
2016-04-23 06:00 | 0 | 0 | 0 | 0 | 0 | 0 | 334518 | 0 | 0 | 0 | 1625930.4718 | 0 | 0 | 0 | 0 | 0 | 0 | 0 | 0 | 0 | 0 | 0 | 0 | 0 | -334518 | 0 | 0 | 0 | 0 | 0 | 0 | 0 | 0 | 0 | 0 | 0
2016-04-23 07:00 | 0 | 0 | 0 | 0 | 0 | 0 | 324061 | 0 | 0 | 0 | 1301869.4718 | 0 | 0 | 0 | 0 | 0 | 0 | 0 | 0 | 0 | 0 | 0 | 0 | 0 | -324061 | 0 | 0 | 0 | 0 | 0 | 0 | 0 | 0 | 0 | 0 | 0
2016-04-23 08:00 | 0 | 0 | 0 | 0 | 0 | 0 | 319655 | 0 | 0 | 0 | 982214.4718 | 0 | 0 | 0 | 0 | 0 | 0 | 0 | 0 | 0 | 0 | 0 | 0 | 0 | -319655 | 0 | 0 | 0 | 0 | 0 | 0 | 0 | 0 | 0 | 0 | 0
2016-04-23 09:00 | 0 | 0 | 0 | 0 | 0 | 0 | 319973 | 0 | 0 | 0 | 662241.4718 | 0 | 0 | 0 | 0 | 0 | 0 | 0 | 0 | 0 | 0 | 0 | 0 | 0 | -319973 | 0 | 0 | 0 | 0 | 0 | 0 | 0 | 0 | 0 | 0 | 0
2016-04-23 10:00 | 0 | 0 | 0 | 0 | 0 | 0 | 324738 | 0 | 0 | 0 | 337503.4718 | 0 | 0 | 0 | 0 | 0 | 0 | 0 | 0 | 0 | 0 | 0 | 0 | 0 | -324738 | 0 | 0 | 0 | 0 | 0 | 0 | 0 | 0 | 0 | 0 | 0
2016-04-23 11:00 | 0 | 0 | 0 | 0 | 0 | 0 | 331488 | 0 | 0 | 0 | 6015.4718 | 0 | 0 | 0 | 0 | 0 | 0 | 0 | 0 | 0 | 0 | 0 | 0 | 0 | -331488 | 0 | 0 | 0 | 0 | 0 | 0 | 0 | 0 | 0 | 0 | 0
2016-04-23 12:00 | 0 | 0 | 0 | 0 | 328359.4865 | 13359.0418 | 347734 | 0 | 0 | 0 | 0 | 0 | 0 | 0 | 0 | 0 | 0 | 0 | 0 | 0 | 0 | 0 | 0 | 0 | -6015.4718 | 0 | 0 | 0 | 0 | 0 | 0 | 0 | 0 | 0 | 0 | 0
2016-04-23 13:00 | 0 | 0 | 0 | 0 | 17945.7823 | 346983.2177 | 364929 | 0 | 0 | 0 | 0 | 0 | 0 | 0 | 0 | 0 | 0 | 0 | 0 | 0 | 0 | 0 | 0 | 0 | 0 | 0 | 0 | 0 | 0 | 0 | 0 | 0 | 0 | 0 | 0 | 0
2016-04-23 14:00 | 0 | 0 | 0 | 0 | 0 | 722935.8984 | 378609 | 0 | 0 | 0 | 344326.8984 | 0 | 0 | 0 | 0 | 0 | 0 | 0 | 0 | 0 | 0 | 0 | 0 | 0 | 344326.8984 | 0 | 0 | 0 | 0 | 0 | 0 | 0 | 0 | 0 | 0 | 0
2016-04-23 15:00 | 0 | 0 | 0 | 0 | 0 | 732164.8984 | 387838 | 0 | 0 | 0 | 688653.7967 | 0 | 0 | 0 | 0 | 0 | 0 | 0 | 0 | 0 | 0 | 0 | 0 | 0 | 344326.8984 | 0 | 0 | 0 | 0 | 0 | 0 | 0 | 0 | 0 | 0 | 0
2016-04-23 16:00 | 0 | 0 | 0 | 0 | 0 | 737784.8984 | 393458 | 0 | 0 | 0 | 1032980.6951 | 0 | 0 | 0 | 0 | 0 | 0 | 0 | 0 | 0 | 0 | 0 | 0 | 0 | 344326.8984 | 0 | 0 | 0 | 0 | 0 | 0 | 0 | 0 | 0 | 0 | 0
2016-04-23 17:00 | 0 | 0 | 0 | 0 | 0 | 740778.8984 | 396452 | 0 | 0 | 0 | 1377307.5935 | 0 | 0 | 0 | 0 | 0 | 0 | 0 | 0 | 0 | 0 | 0 | 0 | 0 | 344326.8984 | 0 | 0 | 0 | 0 | 0 | 0 | 0 | 0 | 0 | 0 | 0
2016-04-23 18:00 | 0 | 0 | 0 | 0 | 0 | 743559.8984 | 399233 | 0 | 0 | 0 | 1721634.4918 | 0 | 0 | 0 | 0 | 0 | 0 | 0 | 0 | 0 | 0 | 0 | 0 | 0 | 344326.8984 | 0 | 0 | 0 | 0 | 0 | 0 | 0 | 0 | 0 | 0 | 0
2016-04-23 19:00 | 0 | 0 | 0 | 0 | 0 | 747162.8984 | 402836 | 0 | 0 | 0 | 2065961.3902 | 0 | 0 | 0 | 0 | 0 | 0 | 0 | 0 | 0 | 0 | 0 | 0 | 0 | 344326.8984 | 0 | 0 | 0 | 0 | 0 | 0 | 0 | 0 | 0 | 0 | 0
2016-04-23 20:00 | 0 | 0 | 0 | 0 | 0 | 751524.8984 | 407198 | 0 | 0 | 0 | 2410288.2886 | 0 | 0 | 0 | 0 | 0 | 0 | 0 | 0 | 0 | 0 | 0 | 0 | 0 | 344326.8984 | 0 | 0 | 0 | 0 | 0 | 0 | 0 | 0 | 0 | 0 | 0
2016-04-23 21:00 | 0 | 0 | 0 | 0 | 0 | 754856.8984 | 410530 | 0 | 0 | 0 | 2754615.1869 | 0 | 0 | 0 | 0 | 0 | 0 | 0 | 0 | 0 | 0 | 0 | 0 | 0 | 344326.8984 | 0 | 0 | 0 | 0 | 0 | 0 | 0 | 0 | 0 | 0 | 0
2016-04-23 22:00 | 0 | 0 | 0 | 0 | 0 | 754905.8984 | 410579 | 0 | 0 | 0 | 3098942.0853 | 0 | 0 | 0 | 0 | 0 | 0 | 0 | 0 | 0 | 0 | 0 | 0 | 0 | 344326.8984 | 0 | 0 | 0 | 0 | 0 | 0 | 0 | 0 | 0 | 0 | 0
2016-04-23 23:00 | 0 | 0 | 0 | 0 | 0 | 769730.1378 | 406408 | 0 | 0 | 0 | 3443268.9837 | 0 | 0 | 18995.2394 | 0 | 0 | 0 | 0 | 0 | 0 | 0 | 0 | 0 | 0 | 344326.8984 | 0 | 0 | 0 | 18995.2394 | 0 | 0 | 0 | 0 | 0 | 0 | 0
2016-04-24 | 0 | 0 | 0 | 0 | 0 | 660942.3868 | 406739 | 0 | 0 | 0 | 3716467.6099 | 0 | 0 | 0 | 0 | 0 | 0 | 0 | 0 | 0 | 0 | 0 | 0 | 0 | 273198.6263 | 0 | 0 | 0 | -18995.2394 | 0 | 0 | 0 | 0 | 0 | 0 | 0
2016-04-24 01:00 | 0 | 0 | 0 | 0 | 0 | 243551.912 | 404663 | 0 | 0 | 0 | 3555356.5219 | 0 | 0 | 0 | 0 | 0 | 0 | 0 | 0 | 0 | 0 | 0 | 0 | 0 | -161111.088 | 0 | 0 | 0 | 0 | 0 | 0 | 0 | 0 | 0 | 0 | 0
2016-04-24 02:00 | 0 | 0 | 0 | 0 | 46115.4577 | 1032.6439 | 391475 | 0 | 0 | 0 | 3211029.6236 | 0 | 0 | 0 | 0 | 0 | 0 | 0 | 0 | 0 | 0 | 0 | 0 | 0 | -344326.8984 | 0 | 0 | 0 | 0 | 0 | 0 | 0 | 0 | 0 | 0 | 0
2016-04-24 03:00 | 0 | 0 | 0 | 0 | 29446.1016 | 0 | 373773 | 0 | 0 | 0 | 2866702.7252 | 0 | 0 | 0 | 0 | 0 | 0 | 0 | 0 | 0 | 0 | 0 | 0 | 0 | -344326.8984 | 0 | 0 | 0 | 0 | 0 | 0 | 0 | 0 | 0 | 0 | 0
2016-04-24 04:00 | 0 | 0 | 0 | 0 | 10359.1016 | 0 | 354686 | 0 | 0 | 0 | 2522375.8268 | 0 | 0 | 0 | 0 | 0 | 0 | 0 | 0 | 0 | 0 | 0 | 0 | 0 | -344326.8984 | 0 | 0 | 0 | 0 | 0 | 0 | 0 | 0 | 0 | 0 | 0
2016-04-24 05:00 | 0 | 0 | 0 | 0 | 0 | 0 | 337640 | 0 | 0 | 0 | 2184735.8268 | 0 | 0 | 0 | 0 | 0 | 0 | 0 | 0 | 0 | 0 | 0 | 0 | 0 | -337640 | 0 | 0 | 0 | 0 | 0 | 0 | 0 | 0 | 0 | 0 | 0
2016-04-24 06:00 | 0 | 0 | 0 | 0 | 0 | 0 | 324491 | 0 | 0 | 0 | 1860244.8268 | 0 | 0 | 0 | 0 | 0 | 0 | 0 | 0 | 0 | 0 | 0 | 0 | 0 | -324491 | 0 | 0 | 0 | 0 | 0 | 0 | 0 | 0 | 0 | 0 | 0
2016-04-24 07:00 | 0 | 0 | 0 | 0 | 0 | 0 | 315498 | 0 | 0 | 0 | 1544746.8268 | 0 | 0 | 0 | 0 | 0 | 0 | 0 | 0 | 0 | 0 | 0 | 0 | 0 | -315498 | 0 | 0 | 0 | 0 | 0 | 0 | 0 | 0 | 0 | 0 | 0
2016-04-24 08:00 | 0 | 0 | 0 | 0 | 0 | 0 | 310594 | 0 | 0 | 0 | 1234152.8268 | 0 | 0 | 0 | 0 | 0 | 0 | 0 | 0 | 0 | 0 | 0 | 0 | 0 | -310594 | 0 | 0 | 0 | 0 | 0 | 0 | 0 | 0 | 0 | 0 | 0
2016-04-24 09:00 | 0 | 0 | 0 | 0 | 0 | 0 | 310897 | 0 | 0 | 0 | 923255.8268 | 0 | 0 | 0 | 0 | 0 | 0 | 0 | 0 | 0 | 0 | 0 | 0 | 0 | -310897 | 0 | 0 | 0 | 0 | 0 | 0 | 0 | 0 | 0 | 0 | 0
2016-04-24 10:00 | 0 | 0 | 0 | 0 | 0 | 0 | 313017 | 0 | 0 | 0 | 610238.8268 | 0 | 0 | 0 | 0 | 0 | 0 | 0 | 0 | 0 | 0 | 0 | 0 | 0 | -313017 | 0 | 0 | 0 | 0 | 0 | 0 | 0 | 0 | 0 | 0 | 0
2016-04-24 11:00 | 0 | 0 | 0 | 0 | 0 | 0 | 318226 | 0 | 0 | 0 | 292012.8268 | 0 | 0 | 0 | 0 | 0 | 0 | 0 | 0 | 0 | 0 | 0 | 0 | 0 | -318226 | 0 | 0 | 0 | 0 | 0 | 0 | 0 | 0 | 0 | 0 | 0
2016-04-24 12:00 | 0 | 0 | 0 | 0 | 22015.3924 | 15237.7807 | 329266 | 0 | 0 | 0 | 0 | 0 | 0 | 0 | 0 | 0 | 0 | 0 | 0 | 0 | 0 | 0 | 0 | 0 | -292012.8268 | 0 | 0 | 0 | 0 | 0 | 0 | 0 | 0 | 0 | 0 | 0
2016-04-24 13:00 | 0 | 0 | 0 | 0 | 0 | 413356.569 | 344458 | 0 | 0 | 0 | 68898.569 | 0 | 0 | 0 | 0 | 0 | 0 | 0 | 0 | 0 | 0 | 0 | 0 | 0 | 68898.569 | 0 | 0 | 0 | 0 | 0 | 0 | 0 | 0 | 0 | 0 | 0
2016-04-24 14:00 | 0 | 0 | 0 | 0 | 0 | 701113.8984 | 356787 | 0 | 0 | 0 | 413225.4674 | 0 | 0 | 0 | 0 | 0 | 0 | 0 | 0 | 0 | 0 | 0 | 0 | 0 | 344326.8984 | 0 | 0 | 0 | 0 | 0 | 0 | 0 | 0 | 0 | 0 | 0
2016-04-24 15:00 | 0 | 0 | 0 | 0 | 0 | 710670.8984 | 366344 | 0 | 0 | 0 | 757552.3657 | 0 | 0 | 0 | 0 | 0 | 0 | 0 | 0 | 0 | 0 | 0 | 0 | 0 | 344326.8984 | 0 | 0 | 0 | 0 | 0 | 0 | 0 | 0 | 0 | 0 | 0
2016-04-24 16:00 | 0 | 0 | 0 | 0 | 0 | 719534.8984 | 375208 | 0 | 0 | 0 | 1101879.2641 | 0 | 0 | 0 | 0 | 0 | 0 | 0 | 0 | 0 | 0 | 0 | 0 | 0 | 344326.8984 | 0 | 0 | 0 | 0 | 0 | 0 | 0 | 0 | 0 | 0 | 0
2016-04-24 17:00 | 0 | 0 | 0 | 0 | 0 | 727027.8984 | 382701 | 0 | 0 | 0 | 1446206.1625 | 0 | 0 | 0 | 0 | 0 | 0 | 0 | 0 | 0 | 0 | 0 | 0 | 0 | 344326.8984 | 0 | 0 | 0 | 0 | 0 | 0 | 0 | 0 | 0 | 0 | 0
2016-04-24 18:00 | 0 | 0 | 0 | 0 | 0 | 733653.8984 | 389327 | 0 | 0 | 0 | 1790533.0608 | 0 | 0 | 0 | 0 | 0 | 0 | 0 | 0 | 0 | 0 | 0 | 0 | 0 | 344326.8984 | 0 | 0 | 0 | 0 | 0 | 0 | 0 | 0 | 0 | 0 | 0
2016-04-24 19:00 | 0 | 0 | 0 | 0 | 0 | 739546.8984 | 395220 | 0 | 0 | 0 | 2134859.9592 | 0 | 0 | 0 | 0 | 0 | 0 | 0 | 0 | 0 | 0 | 0 | 0 | 0 | 344326.8984 | 0 | 0 | 0 | 0 | 0 | 0 | 0 | 0 | 0 | 0 | 0
2016-04-24 20:00 | 0 | 0 | 0 | 0 | 0 | 747049.8984 | 402723 | 0 | 0 | 0 | 2479186.8576 | 0 | 0 | 0 | 0 | 0 | 0 | 0 | 0 | 0 | 0 | 0 | 0 | 0 | 344326.8984 | 0 | 0 | 0 | 0 | 0 | 0 | 0 | 0 | 0 | 0 | 0
2016-04-24 21:00 | 0 | 0 | 0 | 0 | 0 | 754575.8984 | 410249 | 0 | 0 | 0 | 2823513.7559 | 0 | 0 | 0 | 0 | 0 | 0 | 0 | 0 | 0 | 0 | 0 | 0 | 0 | 344326.8984 | 0 | 0 | 0 | 0 | 0 | 0 | 0 | 0 | 0 | 0 | 0
2016-04-24 22:00 | 0 | 0 | 0 | 0 | 0 | 758262.8984 | 413936 | 0 | 0 | 0 | 3167840.6543 | 0 | 0 | 0 | 0 | 0 | 0 | 0 | 0 | 0 | 0 | 0 | 0 | 0 | 344326.8984 | 0 | 0 | 0 | 0 | 0 | 0 | 0 | 0 | 0 | 0 | 0
2016-04-24 23:00 | 0 | 0 | 0 | 0 | 0 | 777483.1378 | 414161 | 0 | 0 | 0 | 3512167.5527 | 0 | 0 | 18995.2394 | 0 | 0 | 0 | 0 | 0 | 0 | 0 | 0 | 0 | 0 | 344326.8984 | 0 | 0 | 0 | 18995.2394 | 0 | 0 | 0 | 0 | 0 | 0 | 0
2016-04-25 | 0 | 0 | 0 | 0 | 0 | 600792.6347 | 419221 | 0 | 0 | 0 | 3712734.4268 | 0 | 0 | 0 | 0 | 0 | 0 | 0 | 0 | 0 | 0 | 0 | 0 | 0 | 200566.8741 | 0 | 0 | 0 | -18995.2394 | 0 | 0 | 0 | 0 | 0 | 0 | 0
2016-04-25 01:00 | 0 | 0 | 0 | 0 | 0 | 134622.8901 | 417903 | 0 | 0 | 0 | 3429454.3169 | 0 | 0 | 0 | 0 | 0 | 0 | 0 | 0 | 0 | 0 | 0 | 0 | 0 | -283280.1099 | 0 | 0 | 0 | 0 | 0 | 0 | 0 | 0 | 0 | 0 | 0
2016-04-25 02:00 | 0 | 0 | 0 | 0 | 56802.9687 | 956.1329 | 402086 | 0 | 0 | 0 | 3085127.4185 | 0 | 0 | 0 | 0 | 0 | 0 | 0 | 0 | 0 | 0 | 0 | 0 | 0 | -344326.8984 | 0 | 0 | 0 | 0 | 0 | 0 | 0 | 0 | 0 | 0 | 0
2016-04-25 03:00 | 0 | 0 | 0 | 0 | 35524.1016 | 0 | 379851 | 0 | 0 | 0 | 2740800.5201 | 0 | 0 | 0 | 0 | 0 | 0 | 0 | 0 | 0 | 0 | 0 | 0 | 0 | -344326.8984 | 0 | 0 | 0 | 0 | 0 | 0 | 0 | 0 | 0 | 0 | 0
2016-04-25 04:00 | 0 | 0 | 0 | 0 | 13964.1016 | 0 | 358291 | 0 | 0 | 0 | 2396473.6218 | 0 | 0 | 0 | 0 | 0 | 0 | 0 | 0 | 0 | 0 | 0 | 0 | 0 | -344326.8984 | 0 | 0 | 0 | 0 | 0 | 0 | 0 | 0 | 0 | 0 | 0
2016-04-25 05:00 | 0 | 0 | 0 | 0 | 0 | 0 | 340422 | 0 | 0 | 0 | 2056051.6218 | 0 | 0 | 0 | 0 | 0 | 0 | 0 | 0 | 0 | 0 | 0 | 0 | 0 | -340422 | 0 | 0 | 0 | 0 | 0 | 0 | 0 | 0 | 0 | 0 | 0
2016-04-25 06:00 | 0 | 0 | 0 | 0 | 0 | 0 | 327914 | 0 | 0 | 0 | 1728137.6218 | 0 | 0 | 0 | 0 | 0 | 0 | 0 | 0 | 0 | 0 | 0 | 0 | 0 | -327914 | 0 | 0 | 0 | 0 | 0 | 0 | 0 | 0 | 0 | 0 | 0
2016-04-25 07:00 | 0 | 0 | 0 | 0 | 0 | 0 | 321046 | 0 | 0 | 0 | 1407091.6218 | 0 | 0 | 0 | 0 | 0 | 0 | 0 | 0 | 0 | 0 | 0 | 0 | 0 | -321046 | 0 | 0 | 0 | 0 | 0 | 0 | 0 | 0 | 0 | 0 | 0
2016-04-25 08:00 | 0 | 0 | 0 | 0 | 0 | 0 | 320265 | 0 | 0 | 0 | 1086826.6218 | 0 | 0 | 0 | 0 | 0 | 0 | 0 | 0 | 0 | 0 | 0 | 0 | 0 | -320265 | 0 | 0 | 0 | 0 | 0 | 0 | 0 | 0 | 0 | 0 | 0
2016-04-25 09:00 | 0 | 0 | 0 | 0 | 0 | 0 | 331202 | 0 | 0 | 0 | 755624.6218 | 0 | 0 | 0 | 0 | 0 | 0 | 0 | 0 | 0 | 0 | 0 | 0 | 0 | -331202 | 0 | 0 | 0 | 0 | 0 | 0 | 0 | 0 | 0 | 0 | 0
2016-04-25 10:00 | 0 | 0 | 0 | 0 | 11347.1016 | 0 | 355674 | 0 | 0 | 0 | 411297.7234 | 0 | 0 | 0 | 0 | 0 | 0 | 0 | 0 | 0 | 0 | 0 | 0 | 0 | -344326.8984 | 0 | 0 | 0 | 0 | 0 | 0 | 0 | 0 | 0 | 0 | 0
2016-04-25 11:00 | 0 | 0 | 0 | 0 | 36089.1016 | 0 | 380416 | 0 | 0 | 0 | 66970.825 | 0 | 0 | 0 | 0 | 0 | 0 | 0 | 0 | 0 | 0 | 0 | 0 | 0 | -344326.8984 | 0 | 0 | 0 | 0 | 0 | 0 | 0 | 0 | 0 | 0 | 0
2016-04-25 12:00 | 0 | 0 | 0 | 0 | 449667.9521 | 24421.812 | 396610 | 0 | 0 | 0 | 144450.5892 | 0 | 0 | 0 | 0 | 0 | 0 | 0 | 0 | 0 | 0 | 0 | 0 | 0 | 77479.7641 | 0 | 0 | 0 | 0 | 0 | 0 | 0 | 0 | 0 | 0 | 0
2016-04-25 13:00 | 0 | 0 | 0 | 0 | 0 | 410220.7411 | 410489 | 0 | 0 | 0 | 144182.3303 | 0 | 0 | 0 | 0 | 0 | 0 | 0 | 0 | 0 | 0 | 0 | 0 | 0 | -268.2589 | 0 | 0 | 0 | 0 | 0 | 0 | 0 | 0 | 0 | 0 | 0
2016-04-25 14:00 | 0 | 0 | 0 | 0 | 0 | 768043.8984 | 423717 | 0 | 0 | 0 | 488509.2286 | 0 | 0 | 0 | 0 | 0 | 0 | 0 | 0 | 0 | 0 | 0 | 0 | 0 | 344326.8984 | 0 | 0 | 0 | 0 | 0 | 0 | 0 | 0 | 0 | 0 | 0
2016-04-25 15:00 | 0 | 0 | 0 | 0 | 0 | 778881.8984 | 434555 | 0 | 0 | 0 | 832836.127 | 0 | 0 | 0 | 0 | 0 | 0 | 0 | 0 | 0 | 0 | 0 | 0 | 0 | 344326.8984 | 0 | 0 | 0 | 0 | 0 | 0 | 0 | 0 | 0 | 0 | 0
2016-04-25 16:00 | 0 | 0 | 0 | 0 | 0 | 788213.8984 | 443887 | 0 | 0 | 0 | 1177163.0254 | 0 | 0 | 0 | 0 | 0 | 0 | 0 | 0 | 0 | 0 | 0 | 0 | 0 | 344326.8984 | 0 | 0 | 0 | 0 | 0 | 0 | 0 | 0 | 0 | 0 | 0
2016-04-25 17:00 | 0 | 0 | 0 | 0 | 0 | 797364.8984 | 453038 | 0 | 0 | 0 | 1521489.9237 | 0 | 0 | 0 | 0 | 0 | 0 | 0 | 0 | 0 | 0 | 0 | 0 | 0 | 344326.8984 | 0 | 0 | 0 | 0 | 0 | 0 | 0 | 0 | 0 | 0 | 0
2016-04-25 18:00 | 0 | 0 | 0 | 0 | 0 | 804993.8984 | 460667 | 0 | 0 | 0 | 1865816.8221 | 0 | 0 | 0 | 0 | 0 | 0 | 0 | 0 | 0 | 0 | 0 | 0 | 0 | 344326.8984 | 0 | 0 | 0 | 0 | 0 | 0 | 0 | 0 | 0 | 0 | 0
2016-04-25 19:00 | 0 | 0 | 0 | 0 | 0 | 810540.8984 | 466214 | 0 | 0 | 0 | 2210143.7205 | 0 | 0 | 0 | 0 | 0 | 0 | 0 | 0 | 0 | 0 | 0 | 0 | 0 | 344326.8984 | 0 | 0 | 0 | 0 | 0 | 0 | 0 | 0 | 0 | 0 | 0
2016-04-25 20:00 | 0 | 0 | 0 | 0 | 0 | 814782.8984 | 470456 | 0 | 0 | 0 | 2554470.6188 | 0 | 0 | 0 | 0 | 0 | 0 | 0 | 0 | 0 | 0 | 0 | 0 | 0 | 344326.8984 | 0 | 0 | 0 | 0 | 0 | 0 | 0 | 0 | 0 | 0 | 0
2016-04-25 21:00 | 0 | 0 | 0 | 0 | 0 | 817067.8984 | 472741 | 0 | 0 | 0 | 2898797.5172 | 0 | 0 | 0 | 0 | 0 | 0 | 0 | 0 | 0 | 0 | 0 | 0 | 0 | 344326.8984 | 0 | 0 | 0 | 0 | 0 | 0 | 0 | 0 | 0 | 0 | 0
2016-04-25 22:00 | 0 | 0 | 0 | 0 | 0 | 833476.1378 | 470154 | 0 | 0 | 0 | 3243124.4156 | 0 | 0 | 18995.2394 | 0 | 0 | 0 | 0 | 0 | 0 | 0 | 0 | 0 | 0 | 344326.8984 | 0 | 0 | 0 | 18995.2394 | 0 | 0 | 0 | 0 | 0 | 0 | 0
2016-04-25 23:00 | 0 | 0 | 0 | 0 | 0 | 800070.7223 | 464938 | 0 | 0 | 0 | 3587451.3139 | 0 | 0 | 9801.0633 | 0 | 0 | 0 | 0 | 0 | 0 | 0 | 0 | 0 | 0 | 344326.8984 | 0 | 0 | 0 | -9194.1761 | 0 | 0 | 0 | 0 | 0 | 0 | 0
2016-04-26 | 0 | 0 | 0 | 0 | 0 | 572859.1615 | 465175 | 0 | 0 | 0 | 3704936.5387 | 0 | 0 | 0 | 0 | 0 | 0 | 0 | 0 | 0 | 0 | 0 | 0 | 0 | 117485.2248 | 0 | 0 | 0 | -9801.0633 | 0 | 0 | 0 | 0 | 0 | 0 | 0
2016-04-26 01:00 | 0 | 0 | 0 | 0 | 0 | 172961.1767 | 459454 | 0 | 0 | 0 | 3418443.7154 | 0 | 0 | 0 | 0 | 0 | 0 | 0 | 0 | 0 | 0 | 0 | 0 | 0 | -286492.8233 | 0 | 0 | 0 | 0 | 0 | 0 | 0 | 0 | 0 | 0 | 0
2016-04-26 02:00 | 0 | 0 | 0 | 0 | 91194.5887 | 1755.5129 | 437277 | 0 | 0 | 0 | 3074116.817 | 0 | 0 | 0 | 0 | 0 | 0 | 0 | 0 | 0 | 0 | 0 | 0 | 0 | -344326.8984 | 0 | 0 | 0 | 0 | 0 | 0 | 0 | 0 | 0 | 0 | 0
2016-04-26 03:00 | 0 | 0 | 0 | 0 | 65667.1016 | 0 | 409994 | 0 | 0 | 0 | 2729789.9187 | 0 | 0 | 0 | 0 | 0 | 0 | 0 | 0 | 0 | 0 | 0 | 0 | 0 | -344326.8984 | 0 | 0 | 0 | 0 | 0 | 0 | 0 | 0 | 0 | 0 | 0
2016-04-26 04:00 | 0 | 0 | 0 | 0 | 39722.1016 | 0 | 384049 | 0 | 0 | 0 | 2385463.0203 | 0 | 0 | 0 | 0 | 0 | 0 | 0 | 0 | 0 | 0 | 0 | 0 | 0 | -344326.8984 | 0 | 0 | 0 | 0 | 0 | 0 | 0 | 0 | 0 | 0 | 0
2016-04-26 05:00 | 0 | 0 | 0 | 0 | 19506.1016 | 0 | 363833 | 0 | 0 | 0 | 2041136.1219 | 0 | 0 | 0 | 0 | 0 | 0 | 0 | 0 | 0 | 0 | 0 | 0 | 0 | -344326.8984 | 0 | 0 | 0 | 0 | 0 | 0 | 0 | 0 | 0 | 0 | 0
2016-04-26 06:00 | 0 | 0 | 0 | 0 | 3296.1016 | 0 | 347623 | 0 | 0 | 0 | 1696809.2236 | 0 | 0 | 0 | 0 | 0 | 0 | 0 | 0 | 0 | 0 | 0 | 0 | 0 | -344326.8984 | 0 | 0 | 0 | 0 | 0 | 0 | 0 | 0 | 0 | 0 | 0
2016-04-26 07:00 | 0 | 0 | 0 | 0 | 0 | 0 | 337973 | 0 | 0 | 0 | 1358836.2236 | 0 | 0 | 0 | 0 | 0 | 0 | 0 | 0 | 0 | 0 | 0 | 0 | 0 | -337973 | 0 | 0 | 0 | 0 | 0 | 0 | 0 | 0 | 0 | 0 | 0
2016-04-26 08:00 | 0 | 0 | 0 | 0 | 0 | 0 | 335367 | 0 | 0 | 0 | 1023469.2236 | 0 | 0 | 0 | 0 | 0 | 0 | 0 | 0 | 0 | 0 | 0 | 0 | 0 | -335367 | 0 | 0 | 0 | 0 | 0 | 0 | 0 | 0 | 0 | 0 | 0
2016-04-26 09:00 | 0 | 0 | 0 | 0 | 105.1016 | 0 | 344432 | 0 | 0 | 0 | 679142.3252 | 0 | 0 | 0 | 0 | 0 | 0 | 0 | 0 | 0 | 0 | 0 | 0 | 0 | -344326.8984 | 0 | 0 | 0 | 0 | 0 | 0 | 0 | 0 | 0 | 0 | 0
2016-04-26 10:00 | 0 | 0 | 0 | 0 | 23560.1016 | 0 | 367887 | 0 | 0 | 0 | 334815.4269 | 0 | 0 | 0 | 0 | 0 | 0 | 0 | 0 | 0 | 0 | 0 | 0 | 0 | -344326.8984 | 0 | 0 | 0 | 0 | 0 | 0 | 0 | 0 | 0 | 0 | 0
2016-04-26 11:00 | 0 | 0 | 0 | 0 | 64667.696 | 0 | 391180 | 0 | 0 | 0 | 8303.1229 | 0 | 0 | 0 | 0 | 0 | 0 | 0 | 0 | 0 | 0 | 0 | 0 | 0 | -326512.304 | 0 | 0 | 0 | 0 | 0 | 0 | 0 | 0 | 0 | 0 | 0
2016-04-26 12:00 | 0 | 0 | 0 | 0 | 431407.2943 | 19761.1642 | 407178 | 0 | 0 | 0 | 52293.5814 | 0 | 0 | 0 | 0 | 0 | 0 | 0 | 0 | 0 | 0 | 0 | 0 | 0 | 43990.4585 | 0 | 0 | 0 | 0 | 0 | 0 | 0 | 0 | 0 | 0 | 0
2016-04-26 13:00 | 0 | 0 | 0 | 0 | 0 | 369941.4186 | 422235 | 0 | 0 | 0 | 0 | 0 | 0 | 0 | 0 | 0 | 0 | 0 | 0 | 0 | 0 | 0 | 0 | 0 | -52293.5814 | 0 | 0 | 0 | 0 | 0 | 0 | 0 | 0 | 0 | 0 | 0
2016-04-26 14:00 | 0 | 0 | 0 | 0 | 0 | 780660.8984 | 436334 | 0 | 0 | 0 | 344326.8984 | 0 | 0 | 0 | 0 | 0 | 0 | 0 | 0 | 0 | 0 | 0 | 0 | 0 | 344326.8984 | 0 | 0 | 0 | 0 | 0 | 0 | 0 | 0 | 0 | 0 | 0
2016-04-26 15:00 | 0 | 0 | 0 | 0 | 0 | 790945.8984 | 446619 | 0 | 0 | 0 | 688653.7967 | 0 | 0 | 0 | 0 | 0 | 0 | 0 | 0 | 0 | 0 | 0 | 0 | 0 | 344326.8984 | 0 | 0 | 0 | 0 | 0 | 0 | 0 | 0 | 0 | 0 | 0
2016-04-26 16:00 | 0 | 0 | 0 | 0 | 0 | 799557.8984 | 455231 | 0 | 0 | 0 | 1032980.6951 | 0 | 0 | 0 | 0 | 0 | 0 | 0 | 0 | 0 | 0 | 0 | 0 | 0 | 344326.8984 | 0 | 0 | 0 | 0 | 0 | 0 | 0 | 0 | 0 | 0 | 0
2016-04-26 17:00 | 0 | 0 | 0 | 0 | 0 | 807879.8984 | 463553 | 0 | 0 | 0 | 1377307.5935 | 0 | 0 | 0 | 0 | 0 | 0 | 0 | 0 | 0 | 0 | 0 | 0 | 0 | 344326.8984 | 0 | 0 | 0 | 0 | 0 | 0 | 0 | 0 | 0 | 0 | 0
2016-04-26 18:00 | 0 | 0 | 0 | 0 | 0 | 814033.8984 | 469707 | 0 | 0 | 0 | 1721634.4918 | 0 | 0 | 0 | 0 | 0 | 0 | 0 | 0 | 0 | 0 | 0 | 0 | 0 | 344326.8984 | 0 | 0 | 0 | 0 | 0 | 0 | 0 | 0 | 0 | 0 | 0
2016-04-26 19:00 | 0 | 0 | 0 | 0 | 0 | 819700.8984 | 475374 | 0 | 0 | 0 | 2065961.3902 | 0 | 0 | 0 | 0 | 0 | 0 | 0 | 0 | 0 | 0 | 0 | 0 | 0 | 344326.8984 | 0 | 0 | 0 | 0 | 0 | 0 | 0 | 0 | 0 | 0 | 0
2016-04-26 20:00 | 0 | 0 | 0 | 0 | 0 | 824786.8984 | 480460 | 0 | 0 | 0 | 2410288.2886 | 0 | 0 | 0 | 0 | 0 | 0 | 0 | 0 | 0 | 0 | 0 | 0 | 0 | 344326.8984 | 0 | 0 | 0 | 0 | 0 | 0 | 0 | 0 | 0 | 0 | 0
2016-04-26 21:00 | 0 | 0 | 0 | 0 | 0 | 825931.8984 | 481605 | 0 | 0 | 0 | 2754615.1869 | 0 | 0 | 0 | 0 | 0 | 0 | 0 | 0 | 0 | 0 | 0 | 0 | 0 | 344326.8984 | 0 | 0 | 0 | 0 | 0 | 0 | 0 | 0 | 0 | 0 | 0
2016-04-26 22:00 | 0 | 0 | 0 | 0 | 0 | 838212.9946 | 476490 | 0 | 0 | 0 | 3098942.0853 | 0 | 0 | 17396.0962 | 0 | 0 | 0 | 0 | 0 | 0 | 0 | 0 | 0 | 0 | 344326.8984 | 0 | 0 | 0 | 17396.0962 | 0 | 0 | 0 | 0 | 0 | 0 | 0
2016-04-26 23:00 | 0 | 0 | 0 | 0 | 0 | 816211.0416 | 470285 | 0 | 0 | 0 | 3443268.9837 | 0 | 0 | 18995.2394 | 0 | 0 | 0 | 0 | 0 | 0 | 0 | 0 | 0 | 0 | 344326.8984 | 0 | 0 | 0 | 1599.1432 | 0 | 0 | 0 | 0 | 0 | 0 | 0
2016-04-27 | 0 | 0 | 0 | 0 | 0 | 593161.8098 | 469467 | 0 | 0 | 0 | 3585959.0329 | 0 | 0 | 0 | 0 | 0 | 0 | 0 | 0 | 0 | 0 | 0 | 0 | 0 | 142690.0492 | 0 | 0 | 0 | -18995.2394 | 0 | 0 | 0 | 0 | 0 | 0 | 0
2016-04-27 01:00 | 0 | 0 | 0 | 0 | 0 | 196331.0305 | 461997 | 0 | 0 | 0 | 3320293.0634 | 0 | 0 | 0 | 0 | 0 | 0 | 0 | 0 | 0 | 0 | 0 | 0 | 0 | -265665.9695 | 0 | 0 | 0 | 0 | 0 | 0 | 0 | 0 | 0 | 0 | 0
2016-04-27 02:00 | 0 | 0 | 0 | 0 | 92951.0009 | 1789.1007 | 439067 | 0 | 0 | 0 | 2975966.165 | 0 | 0 | 0 | 0 | 0 | 0 | 0 | 0 | 0 | 0 | 0 | 0 | 0 | -344326.8984 | 0 | 0 | 0 | 0 | 0 | 0 | 0 | 0 | 0 | 0 | 0
2016-04-27 03:00 | 0 | 0 | 0 | 0 | 66515.1016 | 0 | 410842 | 0 | 0 | 0 | 2631639.2667 | 0 | 0 | 0 | 0 | 0 | 0 | 0 | 0 | 0 | 0 | 0 | 0 | 0 | -344326.8984 | 0 | 0 | 0 | 0 | 0 | 0 | 0 | 0 | 0 | 0 | 0
2016-04-27 04:00 | 0 | 0 | 0 | 0 | 41649.1016 | 0 | 385976 | 0 | 0 | 0 | 2287312.3683 | 0 | 0 | 0 | 0 | 0 | 0 | 0 | 0 | 0 | 0 | 0 | 0 | 0 | -344326.8984 | 0 | 0 | 0 | 0 | 0 | 0 | 0 | 0 | 0 | 0 | 0
2016-04-27 05:00 | 0 | 0 | 0 | 0 | 21486.1016 | 0 | 365813 | 0 | 0 | 0 | 1942985.47 | 0 | 0 | 0 | 0 | 0 | 0 | 0 | 0 | 0 | 0 | 0 | 0 | 0 | -344326.8984 | 0 | 0 | 0 | 0 | 0 | 0 | 0 | 0 | 0 | 0 | 0
2016-04-27 06:00 | 0 | 0 | 0 | 0 | 6292.1016 | 0 | 350619 | 0 | 0 | 0 | 1598658.5716 | 0 | 0 | 0 | 0 | 0 | 0 | 0 | 0 | 0 | 0 | 0 | 0 | 0 | -344326.8984 | 0 | 0 | 0 | 0 | 0 | 0 | 0 | 0 | 0 | 0 | 0
2016-04-27 07:00 | 0 | 0 | 0 | 0 | 0 | 0 | 340552 | 0 | 0 | 0 | 1258106.5716 | 0 | 0 | 0 | 0 | 0 | 0 | 0 | 0 | 0 | 0 | 0 | 0 | 0 | -340552 | 0 | 0 | 0 | 0 | 0 | 0 | 0 | 0 | 0 | 0 | 0
2016-04-27 08:00 | 0 | 0 | 0 | 0 | 0 | 0 | 338420 | 0 | 0 | 0 | 919686.5716 | 0 | 0 | 0 | 0 | 0 | 0 | 0 | 0 | 0 | 0 | 0 | 0 | 0 | -338420 | 0 | 0 | 0 | 0 | 0 | 0 | 0 | 0 | 0 | 0 | 0
2016-04-27 09:00 | 0 | 0 | 0 | 0 | 2240.1016 | 0 | 346567 | 0 | 0 | 0 | 575359.6732 | 0 | 0 | 0 | 0 | 0 | 0 | 0 | 0 | 0 | 0 | 0 | 0 | 0 | -344326.8984 | 0 | 0 | 0 | 0 | 0 | 0 | 0 | 0 | 0 | 0 | 0
2016-04-27 10:00 | 0 | 0 | 0 | 0 | 22587.1016 | 0 | 366914 | 0 | 0 | 0 | 231032.7749 | 0 | 0 | 0 | 0 | 0 | 0 | 0 | 0 | 0 | 0 | 0 | 0 | 0 | -344326.8984 | 0 | 0 | 0 | 0 | 0 | 0 | 0 | 0 | 0 | 0 | 0
2016-04-27 11:00 | 0 | 0 | 0 | 0 | 158227.2251 | 0 | 389260 | 0 | 0 | 0 | 0 | 0 | 0 | 0 | 0 | 0 | 0 | 0 | 0 | 0 | 0 | 0 | 0 | 0 | -231032.7749 | 0 | 0 | 0 | 0 | 0 | 0 | 0 | 0 | 0 | 0 | 0
2016-04-27 12:00 | 0 | 0 | 0 | 0 | 371804.9838 | 32247.0162 | 404052 | 0 | 0 | 0 | 0 | 0 | 0 | 0 | 0 | 0 | 0 | 0 | 0 | 0 | 0 | 0 | 0 | 0 | 0 | 0 | 0 | 0 | 0 | 0 | 0 | 0 | 0 | 0 | 0 | 0
2016-04-27 13:00 | 0 | 0 | 0 | 0 | 0 | 438082.5019 | 416117 | 0 | 0 | 0 | 21965.5019 | 0 | 0 | 0 | 0 | 0 | 0 | 0 | 0 | 0 | 0 | 0 | 0 | 0 | 21965.5019 | 0 | 0 | 0 | 0 | 0 | 0 | 0 | 0 | 0 | 0 | 0
2016-04-27 14:00 | 0 | 0 | 0 | 0 | 25481.6686 | 746796.2298 | 427951 | 0 | 0 | 0 | 366292.4002 | 0 | 0 | 0 | 0 | 0 | 0 | 0 | 0 | 0 | 0 | 0 | 0 | 0 | 344326.8984 | 0 | 0 | 0 | 0 | 0 | 0 | 0 | 0 | 0 | 0 | 0
2016-04-27 15:00 | 0 | 0 | 0 | 0 | 0 | 781627.8984 | 437301 | 0 | 0 | 0 | 710619.2986 | 0 | 0 | 0 | 0 | 0 | 0 | 0 | 0 | 0 | 0 | 0 | 0 | 0 | 344326.8984 | 0 | 0 | 0 | 0 | 0 | 0 | 0 | 0 | 0 | 0 | 0
2016-04-27 16:00 | 0 | 0 | 0 | 0 | 0 | 789331.8984 | 445005 | 0 | 0 | 0 | 1054946.197 | 0 | 0 | 0 | 0 | 0 | 0 | 0 | 0 | 0 | 0 | 0 | 0 | 0 | 344326.8984 | 0 | 0 | 0 | 0 | 0 | 0 | 0 | 0 | 0 | 0 | 0
2016-04-27 17:00 | 0 | 0 | 0 | 0 | 0 | 796293.8984 | 451967 | 0 | 0 | 0 | 1399273.0953 | 0 | 0 | 0 | 0 | 0 | 0 | 0 | 0 | 0 | 0 | 0 | 0 | 0 | 344326.8984 | 0 | 0 | 0 | 0 | 0 | 0 | 0 | 0 | 0 | 0 | 0
2016-04-27 18:00 | 0 | 0 | 0 | 0 | 0 | 801783.8984 | 457457 | 0 | 0 | 0 | 1743599.9937 | 0 | 0 | 0 | 0 | 0 | 0 | 0 | 0 | 0 | 0 | 0 | 0 | 0 | 344326.8984 | 0 | 0 | 0 | 0 | 0 | 0 | 0 | 0 | 0 | 0 | 0
2016-04-27 19:00 | 0 | 0 | 0 | 0 | 0 | 805580.8984 | 461254 | 0 | 0 | 0 | 2087926.8921 | 0 | 0 | 0 | 0 | 0 | 0 | 0 | 0 | 0 | 0 | 0 | 0 | 0 | 344326.8984 | 0 | 0 | 0 | 0 | 0 | 0 | 0 | 0 | 0 | 0 | 0
2016-04-27 20:00 | 0 | 0 | 0 | 0 | 0 | 808650.8984 | 464324 | 0 | 0 | 0 | 2432253.7904 | 0 | 0 | 0 | 0 | 0 | 0 | 0 | 0 | 0 | 0 | 0 | 0 | 0 | 344326.8984 | 0 | 0 | 0 | 0 | 0 | 0 | 0 | 0 | 0 | 0 | 0
2016-04-27 21:00 | 0 | 0 | 0 | 0 | 0 | 810241.8984 | 465915 | 0 | 0 | 0 | 2776580.6888 | 0 | 0 | 0 | 0 | 0 | 0 | 0 | 0 | 0 | 0 | 0 | 0 | 0 | 344326.8984 | 0 | 0 | 0 | 0 | 0 | 0 | 0 | 0 | 0 | 0 | 0
2016-04-27 22:00 | 0 | 0 | 0 | 0 | 0 | 827615.1378 | 464293 | 0 | 0 | 0 | 3120907.5872 | 0 | 0 | 18995.2394 | 0 | 0 | 0 | 0 | 0 | 0 | 0 | 0 | 0 | 0 | 344326.8984 | 0 | 0 | 0 | 18995.2394 | 0 | 0 | 0 | 0 | 0 | 0 | 0
2016-04-27 23:00 | 0 | 0 | 0 | 0 | 0 | 721078.2115 | 459867 | 0 | 0 | 0 | 3401114.0381 | 0 | 0 | 0 | 0 | 0 | 0 | 0 | 0 | 0 | 0 | 0 | 0 | 0 | 280206.4509 | 0 | 0 | 0 | -18995.2394 | 0 | 0 | 0 | 0 | 0 | 0 | 0
2016-04-28 | 0 | 0 | 0 | 0 | 0 | 487225.9148 | 460658 | 0 | 0 | 0 | 3427681.9529 | 0 | 0 | 0 | 0 | 0 | 0 | 0 | 0 | 0 | 0 | 0 | 0 | 0 | 26567.9148 | 0 | 0 | 0 | 0 | 0 | 0 | 0 | 0 | 0 | 0 | 0
2016-04-28 01:00 | 0 | 0 | 0 | 0 | 0 | 132385.525 | 453142 | 0 | 0 | 0 | 3106925.4779 | 0 | 0 | 0 | 0 | 0 | 0 | 0 | 0 | 0 | 0 | 0 | 0 | 0 | -320756.475 | 0 | 0 | 0 | 0 | 0 | 0 | 0 | 0 | 0 | 0 | 0
2016-04-28 02:00 | 0 | 0 | 0 | 0 | 86290.4469 | 1922.6547 | 432540 | 0 | 0 | 0 | 2762598.5795 | 0 | 0 | 0 | 0 | 0 | 0 | 0 | 0 | 0 | 0 | 0 | 0 | 0 | -344326.8984 | 0 | 0 | 0 | 0 | 0 | 0 | 0 | 0 | 0 | 0 | 0
2016-04-28 03:00 | 0 | 0 | 0 | 0 | 62115.1016 | 0 | 406442 | 0 | 0 | 0 | 2418271.6812 | 0 | 0 | 0 | 0 | 0 | 0 | 0 | 0 | 0 | 0 | 0 | 0 | 0 | -344326.8984 | 0 | 0 | 0 | 0 | 0 | 0 | 0 | 0 | 0 | 0 | 0
2016-04-28 04:00 | 0 | 0 | 0 | 0 | 37894.1016 | 0 | 382221 | 0 | 0 | 0 | 2073944.7828 | 0 | 0 | 0 | 0 | 0 | 0 | 0 | 0 | 0 | 0 | 0 | 0 | 0 | -344326.8984 | 0 | 0 | 0 | 0 | 0 | 0 | 0 | 0 | 0 | 0 | 0
2016-04-28 05:00 | 0 | 0 | 0 | 0 | 17711.1016 | 0 | 362038 | 0 | 0 | 0 | 1729617.8844 | 0 | 0 | 0 | 0 | 0 | 0 | 0 | 0 | 0 | 0 | 0 | 0 | 0 | -344326.8984 | 0 | 0 | 0 | 0 | 0 | 0 | 0 | 0 | 0 | 0 | 0
2016-04-28 06:00 | 0 | 0 | 0 | 0 | 2447.1016 | 0 | 346774 | 0 | 0 | 0 | 1385290.9861 | 0 | 0 | 0 | 0 | 0 | 0 | 0 | 0 | 0 | 0 | 0 | 0 | 0 | -344326.8984 | 0 | 0 | 0 | 0 | 0 | 0 | 0 | 0 | 0 | 0 | 0
2016-04-28 07:00 | 0 | 0 | 0 | 0 | 0 | 0 | 337582 | 0 | 0 | 0 | 1047708.9861 | 0 | 0 | 0 | 0 | 0 | 0 | 0 | 0 | 0 | 0 | 0 | 0 | 0 | -337582 | 0 | 0 | 0 | 0 | 0 | 0 | 0 | 0 | 0 | 0 | 0
2016-04-28 08:00 | 0 | 0 | 0 | 0 | 24559.6493 | 0 | 336250 | 0 | 0 | 0 | 736018.6354 | 0 | 0 | 0 | 0 | 0 | 0 | 0 | 0 | 0 | 0 | 0 | 0 | 0 | -311690.3507 | 0 | 0 | 0 | 0 | 0 | 0 | 0 | 0 | 0 | 0 | 0
2016-04-28 09:00 | 0 | 0 | 0 | 0 | 494043.2471 | 0 | 345488 | 0 | 0 | 0 | 884573.8824 | 0 | 0 | 0 | 0 | 0 | 0 | 0 | 0 | 0 | 0 | 0 | 0 | 0 | 148555.2471 | 0 | 0 | 0 | 0 | 0 | 0 | 0 | 0 | 0 | 0 | 0
2016-04-28 10:00 | 0 | 0 | 0 | 0 | 23708.1016 | 0 | 368035 | 0 | 0 | 0 | 540246.984 | 0 | 0 | 0 | 0 | 0 | 0 | 0 | 0 | 0 | 0 | 0 | 0 | 0 | -344326.8984 | 0 | 0 | 0 | 0 | 0 | 0 | 0 | 0 | 0 | 0 | 0
2016-04-28 11:00 | 0 | 0 | 0 | 0 | 47519.1016 | 0 | 391846 | 0 | 0 | 0 | 195920.0857 | 0 | 0 | 0 | 0 | 0 | 0 | 0 | 0 | 0 | 0 | 0 | 0 | 0 | -344326.8984 | 0 | 0 | 0 | 0 | 0 | 0 | 0 | 0 | 0 | 0 | 0
2016-04-28 12:00 | 0 | 0 | 0 | 0 | 358935.6301 | 19620.9539 | 406902 | 0 | 0 | 0 | 167574.6697 | 0 | 0 | 0 | 0 | 0 | 0 | 0 | 0 | 0 | 0 | 0 | 0 | 0 | -28345.416 | 0 | 0 | 0 | 0 | 0 | 0 | 0 | 0 | 0 | 0 | 0
2016-04-28 13:00 | 0 | 0 | 0 | 0 | 0 | 335047.929 | 419282 | 0 | 0 | 0 | 83340.5987 | 0 | 0 | 0 | 0 | 0 | 0 | 0 | 0 | 0 | 0 | 0 | 0 | 0 | -84234.071 | 0 | 0 | 0 | 0 | 0 | 0 | 0 | 0 | 0 | 0 | 0
2016-04-28 14:00 | 0 | 0 | 0 | 0 | 0 | 698344.1151 | 433056 | 0 | 0 | 0 | 348628.7138 | 0 | 0 | 0 | 0 | 0 | 0 | 0 | 0 | 0 | 0 | 0 | 0 | 0 | 265288.1151 | 0 | 0 | 0 | 0 | 0 | 0 | 0 | 0 | 0 | 0 | 0
2016-04-28 15:00 | 0 | 0 | 0 | 0 | 0 | 786010.8984 | 441684 | 0 | 0 | 0 | 692955.6122 | 0 | 0 | 0 | 0 | 0 | 0 | 0 | 0 | 0 | 0 | 0 | 0 | 0 | 344326.8984 | 0 | 0 | 0 | 0 | 0 | 0 | 0 | 0 | 0 | 0 | 0
2016-04-28 16:00 | 0 | 0 | 0 | 0 | 0 | 795160.8984 | 450834 | 0 | 0 | 0 | 1037282.5105 | 0 | 0 | 0 | 0 | 0 | 0 | 0 | 0 | 0 | 0 | 0 | 0 | 0 | 344326.8984 | 0 | 0 | 0 | 0 | 0 | 0 | 0 | 0 | 0 | 0 | 0
2016-04-28 17:00 | 0 | 0 | 0 | 0 | 0 | 803098.8984 | 458772 | 0 | 0 | 0 | 1381609.4089 | 0 | 0 | 0 | 0 | 0 | 0 | 0 | 0 | 0 | 0 | 0 | 0 | 0 | 344326.8984 | 0 | 0 | 0 | 0 | 0 | 0 | 0 | 0 | 0 | 0 | 0
2016-04-28 18:00 | 0 | 0 | 0 | 0 | 0 | 809746.8984 | 465420 | 0 | 0 | 0 | 1725936.3073 | 0 | 0 | 0 | 0 | 0 | 0 | 0 | 0 | 0 | 0 | 0 | 0 | 0 | 344326.8984 | 0 | 0 | 0 | 0 | 0 | 0 | 0 | 0 | 0 | 0 | 0
2016-04-28 19:00 | 0 | 0 | 0 | 0 | 0 | 813672.8984 | 469346 | 0 | 0 | 0 | 2070263.2056 | 0 | 0 | 0 | 0 | 0 | 0 | 0 | 0 | 0 | 0 | 0 | 0 | 0 | 344326.8984 | 0 | 0 | 0 | 0 | 0 | 0 | 0 | 0 | 0 | 0 | 0
2016-04-28 20:00 | 0 | 0 | 0 | 0 | 0 | 816491.8984 | 472165 | 0 | 0 | 0 | 2414590.104 | 0 | 0 | 0 | 0 | 0 | 0 | 0 | 0 | 0 | 0 | 0 | 0 | 0 | 344326.8984 | 0 | 0 | 0 | 0 | 0 | 0 | 0 | 0 | 0 | 0 | 0
2016-04-28 21:00 | 0 | 0 | 0 | 0 | 0 | 818521.8984 | 474195 | 0 | 0 | 0 | 2758917.0024 | 0 | 0 | 0 | 0 | 0 | 0 | 0 | 0 | 0 | 0 | 0 | 0 | 0 | 344326.8984 | 0 | 0 | 0 | 0 | 0 | 0 | 0 | 0 | 0 | 0 | 0
2016-04-28 22:00 | 0 | 0 | 0 | 0 | 0 | 834841.1378 | 471519 | 0 | 0 | 0 | 3103243.9007 | 0 | 0 | 18995.2394 | 0 | 0 | 0 | 0 | 0 | 0 | 0 | 0 | 0 | 0 | 344326.8984 | 0 | 0 | 0 | 18995.2394 | 0 | 0 | 0 | 0 | 0 | 0 | 0
2016-04-28 23:00 | 0 | 0 | 0 | 0 | 0 | 723735.5791 | 466295 | 0 | 0 | 0 | 3379679.7192 | 0 | 0 | 0 | 0 | 0 | 0 | 0 | 0 | 0 | 0 | 0 | 0 | 0 | 276435.8185 | 0 | 0 | 0 | -18995.2394 | 0 | 0 | 0 | 0 | 0 | 0 | 0
2016-04-29 | 0 | 0 | 0 | 0 | 0 | 499892.5203 | 464614 | 0 | 0 | 0 | 3414958.2396 | 0 | 0 | 0 | 0 | 0 | 0 | 0 | 0 | 0 | 0 | 0 | 0 | 0 | 35278.5203 | 0 | 0 | 0 | 0 | 0 | 0 | 0 | 0 | 0 | 0 | 0
2016-04-29 01:00 | 0 | 0 | 0 | 0 | 0 | 168837.4112 | 457563 | 0 | 0 | 0 | 3126232.6507 | 0 | 0 | 0 | 0 | 0 | 0 | 0 | 0 | 0 | 0 | 0 | 0 | 0 | -288725.5888 | 0 | 0 | 0 | 0 | 0 | 0 | 0 | 0 | 0 | 0 | 0
2016-04-29 02:00 | 0 | 0 | 0 | 0 | 89320.0754 | 3456.0262 | 437103 | 0 | 0 | 0 | 2781905.7524 | 0 | 0 | 0 | 0 | 0 | 0 | 0 | 0 | 0 | 0 | 0 | 0 | 0 | -344326.8984 | 0 | 0 | 0 | 0 | 0 | 0 | 0 | 0 | 0 | 0 | 0
2016-04-29 03:00 | 0 | 0 | 0 | 0 | 67664.1016 | 0 | 411991 | 0 | 0 | 0 | 2437578.854 | 0 | 0 | 0 | 0 | 0 | 0 | 0 | 0 | 0 | 0 | 0 | 0 | 0 | -344326.8984 | 0 | 0 | 0 | 0 | 0 | 0 | 0 | 0 | 0 | 0 | 0
2016-04-29 04:00 | 0 | 0 | 0 | 0 | 43615.1016 | 0 | 387942 | 0 | 0 | 0 | 2093251.9556 | 0 | 0 | 0 | 0 | 0 | 0 | 0 | 0 | 0 | 0 | 0 | 0 | 0 | -344326.8984 | 0 | 0 | 0 | 0 | 0 | 0 | 0 | 0 | 0 | 0 | 0
2016-04-29 05:00 | 0 | 0 | 0 | 0 | 23196.1016 | 0 | 367523 | 0 | 0 | 0 | 1748925.0573 | 0 | 0 | 0 | 0 | 0 | 0 | 0 | 0 | 0 | 0 | 0 | 0 | 0 | -344326.8984 | 0 | 0 | 0 | 0 | 0 | 0 | 0 | 0 | 0 | 0 | 0
2016-04-29 06:00 | 0 | 0 | 0 | 0 | 8071.1016 | 0 | 352398 | 0 | 0 | 0 | 1404598.1589 | 0 | 0 | 0 | 0 | 0 | 0 | 0 | 0 | 0 | 0 | 0 | 0 | 0 | -344326.8984 | 0 | 0 | 0 | 0 | 0 | 0 | 0 | 0 | 0 | 0 | 0
2016-04-29 07:00 | 0 | 0 | 0 | 0 | 392082.1397 | 0 | 343479 | 0 | 0 | 0 | 1453201.2986 | 0 | 0 | 0 | 0 | 0 | 0 | 0 | 0 | 0 | 0 | 0 | 0 | 0 | 48603.1397 | 0 | 0 | 0 | 0 | 0 | 0 | 0 | 0 | 0 | 0 | 0
2016-04-29 08:00 | 0 | 0 | 0 | 0 | 0 | 0 | 341591 | 0 | 0 | 0 | 1111610.2986 | 0 | 0 | 0 | 0 | 0 | 0 | 0 | 0 | 0 | 0 | 0 | 0 | 0 | -341591 | 0 | 0 | 0 | 0 | 0 | 0 | 0 | 0 | 0 | 0 | 0
2016-04-29 09:00 | 0 | 0 | 0 | 0 | 3790.1016 | 0 | 348117 | 0 | 0 | 0 | 767283.4003 | 0 | 0 | 0 | 0 | 0 | 0 | 0 | 0 | 0 | 0 | 0 | 0 | 0 | -344326.8984 | 0 | 0 | 0 | 0 | 0 | 0 | 0 | 0 | 0 | 0 | 0
2016-04-29 10:00 | 0 | 0 | 0 | 0 | 27027.1016 | 0 | 371354 | 0 | 0 | 0 | 422956.5019 | 0 | 0 | 0 | 0 | 0 | 0 | 0 | 0 | 0 | 0 | 0 | 0 | 0 | -344326.8984 | 0 | 0 | 0 | 0 | 0 | 0 | 0 | 0 | 0 | 0 | 0
2016-04-29 11:00 | 0 | 0 | 0 | 0 | 49486.1016 | 0 | 393813 | 0 | 0 | 0 | 78629.6035 | 0 | 0 | 0 | 0 | 0 | 0 | 0 | 0 | 0 | 0 | 0 | 0 | 0 | -344326.8984 | 0 | 0 | 0 | 0 | 0 | 0 | 0 | 0 | 0 | 0 | 0
2016-04-29 12:00 | 0 | 0 | 0 | 0 | 317363.5837 | 13210.8128 | 409204 | 0 | 0 | 0 | 0 | 0 | 0 | 0 | 0 | 0 | 0 | 0 | 0 | 0 | 0 | 0 | 0 | 0 | -78629.6035 | 0 | 0 | 0 | 0 | 0 | 0 | 0 | 0 | 0 | 0 | 0
2016-04-29 13:00 | 0 | 0 | 0 | 0 | 74838.4106 | 347226.5894 | 422065 | 0 | 0 | 0 | 0 | 0 | 0 | 0 | 0 | 0 | 0 | 0 | 0 | 0 | 0 | 0 | 0 | 0 | 0 | 0 | 0 | 0 | 0 | 0 | 0 | 0 | 0 | 0 | 0 | 0
2016-04-29 14:00 | 0 | 0 | 0 | 0 | 45596.5922 | 734122.3061 | 435392 | 0 | 0 | 0 | 344326.8984 | 0 | 0 | 0 | 0 | 0 | 0 | 0 | 0 | 0 | 0 | 0 | 0 | 0 | 344326.8984 | 0 | 0 | 0 | 0 | 0 | 0 | 0 | 0 | 0 | 0 | 0
2016-04-29 15:00 | 0 | 0 | 0 | 0 | 0 | 789151.8984 | 444825 | 0 | 0 | 0 | 688653.7967 | 0 | 0 | 0 | 0 | 0 | 0 | 0 | 0 | 0 | 0 | 0 | 0 | 0 | 344326.8984 | 0 | 0 | 0 | 0 | 0 | 0 | 0 | 0 | 0 | 0 | 0
2016-04-29 16:00 | 0 | 0 | 0 | 0 | 0 | 796139.8984 | 451813 | 0 | 0 | 0 | 1032980.6951 | 0 | 0 | 0 | 0 | 0 | 0 | 0 | 0 | 0 | 0 | 0 | 0 | 0 | 344326.8984 | 0 | 0 | 0 | 0 | 0 | 0 | 0 | 0 | 0 | 0 | 0
2016-04-29 17:00 | 0 | 0 | 0 | 0 | 0 | 802440.8984 | 458114 | 0 | 0 | 0 | 1377307.5935 | 0 | 0 | 0 | 0 | 0 | 0 | 0 | 0 | 0 | 0 | 0 | 0 | 0 | 344326.8984 | 0 | 0 | 0 | 0 | 0 | 0 | 0 | 0 | 0 | 0 | 0
2016-04-29 18:00 | 0 | 0 | 0 | 0 | 0 | 806566.8984 | 462240 | 0 | 0 | 0 | 1721634.4918 | 0 | 0 | 0 | 0 | 0 | 0 | 0 | 0 | 0 | 0 | 0 | 0 | 0 | 344326.8984 | 0 | 0 | 0 | 0 | 0 | 0 | 0 | 0 | 0 | 0 | 0
2016-04-29 19:00 | 0 | 0 | 0 | 0 | 0 | 808127.8984 | 463801 | 0 | 0 | 0 | 2065961.3902 | 0 | 0 | 0 | 0 | 0 | 0 | 0 | 0 | 0 | 0 | 0 | 0 | 0 | 344326.8984 | 0 | 0 | 0 | 0 | 0 | 0 | 0 | 0 | 0 | 0 | 0
2016-04-29 20:00 | 0 | 0 | 0 | 0 | 0 | 807952.8984 | 463626 | 0 | 0 | 0 | 2410288.2886 | 0 | 0 | 0 | 0 | 0 | 0 | 0 | 0 | 0 | 0 | 0 | 0 | 0 | 344326.8984 | 0 | 0 | 0 | 0 | 0 | 0 | 0 | 0 | 0 | 0 | 0
2016-04-29 21:00 | 0 | 0 | 0 | 0 | 0 | 805114.8984 | 460788 | 0 | 0 | 0 | 2754615.1869 | 0 | 0 | 0 | 0 | 0 | 0 | 0 | 0 | 0 | 0 | 0 | 0 | 0 | 344326.8984 | 0 | 0 | 0 | 0 | 0 | 0 | 0 | 0 | 0 | 0 | 0
2016-04-29 22:00 | 0 | 0 | 0 | 0 | 0 | 817188.1378 | 453866 | 0 | 0 | 0 | 3098942.0853 | 0 | 0 | 18995.2394 | 0 | 0 | 0 | 0 | 0 | 0 | 0 | 0 | 0 | 0 | 344326.8984 | 0 | 0 | 0 | 18995.2394 | 0 | 0 | 0 | 0 | 0 | 0 | 0
2016-04-29 23:00 | 0 | 0 | 0 | 0 | 0 | 731085.4683 | 445437 | 0 | 0 | 0 | 3403585.793 | 0 | 0 | 0 | 0 | 0 | 0 | 0 | 0 | 0 | 0 | 0 | 0 | 0 | 304643.7077 | 0 | 0 | 0 | -18995.2394 | 0 | 0 | 0 | 0 | 0 | 0 | 0
2016-04-30 | 0 | 0 | 0 | 0 | 0 | 502049.2073 | 444156 | 0 | 0 | 0 | 3461479.0004 | 0 | 0 | 0 | 0 | 0 | 0 | 0 | 0 | 0 | 0 | 0 | 0 | 0 | 57893.2073 | 0 | 0 | 0 | 0 | 0 | 0 | 0 | 0 | 0 | 0 | 0
2016-04-30 01:00 | 0 | 0 | 0 | 0 | 0 | 173097.8636 | 438874 | 0 | 0 | 0 | 3195702.864 | 0 | 0 | 0 | 0 | 0 | 0 | 0 | 0 | 0 | 0 | 0 | 0 | 0 | -265776.1364 | 0 | 0 | 0 | 0 | 0 | 0 | 0 | 0 | 0 | 0 | 0
2016-04-30 02:00 | 0 | 0 | 0 | 0 | 74437.6912 | 3899.4105 | 422664 | 0 | 0 | 0 | 2851375.9656 | 0 | 0 | 0 | 0 | 0 | 0 | 0 | 0 | 0 | 0 | 0 | 0 | 0 | -344326.8984 | 0 | 0 | 0 | 0 | 0 | 0 | 0 | 0 | 0 | 0 | 0
2016-04-30 03:00 | 0 | 0 | 0 | 0 | 58243.1016 | 0 | 402570 | 0 | 0 | 0 | 2507049.0673 | 0 | 0 | 0 | 0 | 0 | 0 | 0 | 0 | 0 | 0 | 0 | 0 | 0 | -344326.8984 | 0 | 0 | 0 | 0 | 0 | 0 | 0 | 0 | 0 | 0 | 0
2016-04-30 04:00 | 0 | 0 | 0 | 0 | 36864.1016 | 0 | 381191 | 0 | 0 | 0 | 2162722.1689 | 0 | 0 | 0 | 0 | 0 | 0 | 0 | 0 | 0 | 0 | 0 | 0 | 0 | -344326.8984 | 0 | 0 | 0 | 0 | 0 | 0 | 0 | 0 | 0 | 0 | 0
2016-04-30 05:00 | 0 | 0 | 0 | 0 | 17811.1016 | 0 | 362138 | 0 | 0 | 0 | 1818395.2705 | 0 | 0 | 0 | 0 | 0 | 0 | 0 | 0 | 0 | 0 | 0 | 0 | 0 | -344326.8984 | 0 | 0 | 0 | 0 | 0 | 0 | 0 | 0 | 0 | 0 | 0
2016-04-30 06:00 | 0 | 0 | 0 | 0 | 3200.1016 | 0 | 347527 | 0 | 0 | 0 | 1474068.3722 | 0 | 0 | 0 | 0 | 0 | 0 | 0 | 0 | 0 | 0 | 0 | 0 | 0 | -344326.8984 | 0 | 0 | 0 | 0 | 0 | 0 | 0 | 0 | 0 | 0 | 0
2016-04-30 07:00 | 0 | 0 | 0 | 0 | 0 | 0 | 338012 | 0 | 0 | 0 | 1136056.3722 | 0 | 0 | 0 | 0 | 0 | 0 | 0 | 0 | 0 | 0 | 0 | 0 | 0 | -338012 | 0 | 0 | 0 | 0 | 0 | 0 | 0 | 0 | 0 | 0 | 0
2016-04-30 08:00 | 0 | 0 | 0 | 0 | 0 | 0 | 332576 | 0 | 0 | 0 | 803480.3722 | 0 | 0 | 0 | 0 | 0 | 0 | 0 | 0 | 0 | 0 | 0 | 0 | 0 | -332576 | 0 | 0 | 0 | 0 | 0 | 0 | 0 | 0 | 0 | 0 | 0
2016-04-30 09:00 | 0 | 0 | 0 | 0 | 0 | 0 | 332710 | 0 | 0 | 0 | 470770.3722 | 0 | 0 | 0 | 0 | 0 | 0 | 0 | 0 | 0 | 0 | 0 | 0 | 0 | -332710 | 0 | 0 | 0 | 0 | 0 | 0 | 0 | 0 | 0 | 0 | 0
2016-04-30 10:00 | 0 | 0 | 0 | 0 | 59741.461 | 0 | 336162 | 0 | 0 | 0 | 194349.8332 | 0 | 0 | 0 | 0 | 0 | 0 | 0 | 0 | 0 | 0 | 0 | 0 | 0 | -276420.539 | 0 | 0 | 0 | 0 | 0 | 0 | 0 | 0 | 0 | 0 | 0
2016-04-30 11:00 | 0 | 0 | 0 | 0 | 485168.2655 | 0 | 344325 | 0 | 0 | 0 | 335193.0987 | 0 | 0 | 0 | 0 | 0 | 0 | 0 | 0 | 0 | 0 | 0 | 0 | 0 | 140843.2655 | 0 | 0 | 0 | 0 | 0 | 0 | 0 | 0 | 0 | 0 | 0
2016-04-30 12:00 | 0 | 0 | 0 | 0 | 0 | 24572.9013 | 359766 | 0 | 0 | 0 | 0 | 0 | 0 | 0 | 0 | 0 | 0 | 0 | 0 | 0 | 0 | 0 | 0 | 0 | -335193.0987 | 0 | 0 | 0 | 0 | 0 | 0 | 0 | 0 | 0 | 0 | 0
2016-04-30 13:00 | 0 | 0 | 0 | 0 | 4795.2743 | 422519.2772 | 376422 | 0 | 0 | 0 | 50892.5515 | 0 | 0 | 0 | 0 | 0 | 0 | 0 | 0 | 0 | 0 | 0 | 0 | 0 | 50892.5515 | 0 | 0 | 0 | 0 | 0 | 0 | 0 | 0 | 0 | 0 | 0
2016-04-30 14:00 | 0 | 0 | 0 | 0 | 0 | 734148.8984 | 389822 | 0 | 0 | 0 | 395219.4499 | 0 | 0 | 0 | 0 | 0 | 0 | 0 | 0 | 0 | 0 | 0 | 0 | 0 | 344326.8984 | 0 | 0 | 0 | 0 | 0 | 0 | 0 | 0 | 0 | 0 | 0
2016-04-30 15:00 | 0 | 0 | 0 | 0 | 0 | 744425.8984 | 400099 | 0 | 0 | 0 | 739546.3482 | 0 | 0 | 0 | 0 | 0 | 0 | 0 | 0 | 0 | 0 | 0 | 0 | 0 | 344326.8984 | 0 | 0 | 0 | 0 | 0 | 0 | 0 | 0 | 0 | 0 | 0
2016-04-30 16:00 | 0 | 0 | 0 | 0 | 0 | 750445.8984 | 406119 | 0 | 0 | 0 | 1083873.2466 | 0 | 0 | 0 | 0 | 0 | 0 | 0 | 0 | 0 | 0 | 0 | 0 | 0 | 344326.8984 | 0 | 0 | 0 | 0 | 0 | 0 | 0 | 0 | 0 | 0 | 0
2016-04-30 17:00 | 0 | 0 | 0 | 0 | 0 | 753849.8984 | 409523 | 0 | 0 | 0 | 1428200.145 | 0 | 0 | 0 | 0 | 0 | 0 | 0 | 0 | 0 | 0 | 0 | 0 | 0 | 344326.8984 | 0 | 0 | 0 | 0 | 0 | 0 | 0 | 0 | 0 | 0 | 0
2016-04-30 18:00 | 0 | 0 | 0 | 0 | 0 | 755782.8984 | 411456 | 0 | 0 | 0 | 1772527.0433 | 0 | 0 | 0 | 0 | 0 | 0 | 0 | 0 | 0 | 0 | 0 | 0 | 0 | 344326.8984 | 0 | 0 | 0 | 0 | 0 | 0 | 0 | 0 | 0 | 0 | 0
2016-04-30 19:00 | 0 | 0 | 0 | 0 | 0 | 757795.8984 | 413469 | 0 | 0 | 0 | 2116853.9417 | 0 | 0 | 0 | 0 | 0 | 0 | 0 | 0 | 0 | 0 | 0 | 0 | 0 | 344326.8984 | 0 | 0 | 0 | 0 | 0 | 0 | 0 | 0 | 0 | 0 | 0
2016-04-30 20:00 | 0 | 0 | 0 | 0 | 0 | 761083.8984 | 416757 | 0 | 0 | 0 | 2461180.8401 | 0 | 0 | 0 | 0 | 0 | 0 | 0 | 0 | 0 | 0 | 0 | 0 | 0 | 344326.8984 | 0 | 0 | 0 | 0 | 0 | 0 | 0 | 0 | 0 | 0 | 0
2016-04-30 21:00 | 0 | 0 | 0 | 0 | 0 | 762620.8984 | 418294 | 0 | 0 | 0 | 2805507.7384 | 0 | 0 | 0 | 0 | 0 | 0 | 0 | 0 | 0 | 0 | 0 | 0 | 0 | 344326.8984 | 0 | 0 | 0 | 0 | 0 | 0 | 0 | 0 | 0 | 0 | 0
2016-04-30 22:00 | 0 | 0 | 0 | 0 | 0 | 780338.1378 | 417016 | 0 | 0 | 0 | 3149834.6368 | 0 | 0 | 18995.2394 | 0 | 0 | 0 | 0 | 0 | 0 | 0 | 0 | 0 | 0 | 344326.8984 | 0 | 0 | 0 | 18995.2394 | 0 | 0 | 0 | 0 | 0 | 0 | 0
2016-04-30 23:00 | 0 | 0 | 0 | 0 | 43125.1044 | 697755.5546 | 415549 | 0 | 0 | 0 | 3494161.5352 | 0 | 0 | 0 | 0 | 0 | 0 | 0 | 0 | 0 | 0 | 0 | 0 | 0 | 344326.8984 | 0 | 0 | 0 | -18995.2394 | 0 | 0 | 0 | 0 | 0 | 0 | 0
2016-05-01 | 0 | 0 | 0 | 0 | 0 | 482657.5343 | 416916 | 0 | 0 | 0 | 3559903.0695 | 0 | 0 | 0 | 0 | 0 | 0 | 0 | 0 | 0 | 0 | 0 | 0 | 0 | 65741.5343 | 0 | 0 | 0 | 0 | 0 | 0 | 0 | 0 | 0 | 0 | 0
2016-05-01 01:00 | 0 | 0 | 0 | 0 | 0 | 184536.524 | 412798 | 0 | 0 | 0 | 3331641.5935 | 0 | 0 | 0 | 0 | 0 | 0 | 0 | 0 | 0 | 0 | 0 | 0 | 0 | -228261.476 | 0 | 0 | 0 | 0 | 0 | 0 | 0 | 0 | 0 | 0 | 0
2016-05-01 02:00 | 0 | 0 | 0 | 0 | 52468.7845 | 4707.3172 | 401503 | 0 | 0 | 0 | 2987314.6951 | 0 | 0 | 0 | 0 | 0 | 0 | 0 | 0 | 0 | 0 | 0 | 0 | 0 | -344326.8984 | 0 | 0 | 0 | 0 | 0 | 0 | 0 | 0 | 0 | 0 | 0
2016-05-01 03:00 | 0 | 0 | 0 | 0 | 41033.1016 | 0 | 385360 | 0 | 0 | 0 | 2642987.7967 | 0 | 0 | 0 | 0 | 0 | 0 | 0 | 0 | 0 | 0 | 0 | 0 | 0 | -344326.8984 | 0 | 0 | 0 | 0 | 0 | 0 | 0 | 0 | 0 | 0 | 0
2016-05-01 04:00 | 0 | 0 | 0 | 0 | 21438.1016 | 0 | 365765 | 0 | 0 | 0 | 2298660.8984 | 0 | 0 | 0 | 0 | 0 | 0 | 0 | 0 | 0 | 0 | 0 | 0 | 0 | -344326.8984 | 0 | 0 | 0 | 0 | 0 | 0 | 0 | 0 | 0 | 0 | 0
2016-05-01 05:00 | 0 | 0 | 0 | 0 | 3722.1016 | 0 | 348049 | 0 | 0 | 0 | 1954334 | 0 | 0 | 0 | 0 | 0 | 0 | 0 | 0 | 0 | 0 | 0 | 0 | 0 | -344326.8984 | 0 | 0 | 0 | 0 | 0 | 0 | 0 | 0 | 0 | 0 | 0
2016-05-01 06:00 | 0 | 0 | 0 | 0 | 0 | 0 | 335251 | 0 | 0 | 0 | 1619083 | 0 | 0 | 0 | 0 | 0 | 0 | 0 | 0 | 0 | 0 | 0 | 0 | 0 | -335251 | 0 | 0 | 0 | 0 | 0 | 0 | 0 | 0 | 0 | 0 | 0
2016-05-01 07:00 | 0 | 0 | 0 | 0 | 0 | 0 | 326397 | 0 | 0 | 0 | 1292686 | 0 | 0 | 0 | 0 | 0 | 0 | 0 | 0 | 0 | 0 | 0 | 0 | 0 | -326397 | 0 | 0 | 0 | 0 | 0 | 0 | 0 | 0 | 0 | 0 | 0
2016-05-01 08:00 | 0 | 0 | 0 | 0 | 0 | 0 | 321535 | 0 | 0 | 0 | 971151 | 0 | 0 | 0 | 0 | 0 | 0 | 0 | 0 | 0 | 0 | 0 | 0 | 0 | -321535 | 0 | 0 | 0 | 0 | 0 | 0 | 0 | 0 | 0 | 0 | 0
2016-05-01 09:00 | 0 | 0 | 0 | 0 | 0 | 0 | 319199 | 0 | 0 | 0 | 651952 | 0 | 0 | 0 | 0 | 0 | 0 | 0 | 0 | 0 | 0 | 0 | 0 | 0 | -319199 | 0 | 0 | 0 | 0 | 0 | 0 | 0 | 0 | 0 | 0 | 0
2016-05-01 10:00 | 0 | 0 | 0 | 0 | 0 | 0 | 323091 | 0 | 0 | 0 | 328861 | 0 | 0 | 0 | 0 | 0 | 0 | 0 | 0 | 0 | 0 | 0 | 0 | 0 | -323091 | 0 | 0 | 0 | 0 | 0 | 0 | 0 | 0 | 0 | 0 | 0
2016-05-01 11:00 | 0 | 0 | 0 | 0 | 0 | 0 | 328861 | 0 | 0 | 0 | 0 | 0 | 0 | 0 | 0 | 0 | 0 | 0 | 0 | 0 | 0 | 0 | 0 | 0 | -328861 | 0 | 0 | 0 | 0 | 0 | 0 | 0 | 0 | 0 | 0 | 0
2016-05-01 12:00 | 0 | 0 | 0 | 0 | 305839.0195 | 37918.9805 | 343758 | 0 | 0 | 0 | 0 | 0 | 0 | 0 | 0 | 0 | 0 | 0 | 0 | 0 | 0 | 0 | 0 | 0 | 0 | 0 | 0 | 0 | 0 | 0 | 0 | 0 | 0 | 0 | 0 | 0
2016-05-01 13:00 | 0 | 0 | 0 | 0 | 0 | 393689.7847 | 362462 | 0 | 0 | 0 | 31227.7847 | 0 | 0 | 0 | 0 | 0 | 0 | 0 | 0 | 0 | 0 | 0 | 0 | 0 | 31227.7847 | 0 | 0 | 0 | 0 | 0 | 0 | 0 | 0 | 0 | 0 | 0
2016-05-01 14:00 | 0 | 0 | 0 | 0 | 0 | 722577.8984 | 378251 | 0 | 0 | 0 | 375554.683 | 0 | 0 | 0 | 0 | 0 | 0 | 0 | 0 | 0 | 0 | 0 | 0 | 0 | 344326.8984 | 0 | 0 | 0 | 0 | 0 | 0 | 0 | 0 | 0 | 0 | 0
2016-05-01 15:00 | 0 | 0 | 0 | 0 | 0 | 734449.8984 | 390123 | 0 | 0 | 0 | 719881.5814 | 0 | 0 | 0 | 0 | 0 | 0 | 0 | 0 | 0 | 0 | 0 | 0 | 0 | 344326.8984 | 0 | 0 | 0 | 0 | 0 | 0 | 0 | 0 | 0 | 0 | 0
2016-05-01 16:00 | 0 | 0 | 0 | 0 | 0 | 744819.8984 | 400493 | 0 | 0 | 0 | 1064208.4798 | 0 | 0 | 0 | 0 | 0 | 0 | 0 | 0 | 0 | 0 | 0 | 0 | 0 | 344326.8984 | 0 | 0 | 0 | 0 | 0 | 0 | 0 | 0 | 0 | 0 | 0
2016-05-01 17:00 | 0 | 0 | 0 | 0 | 0 | 751680.8984 | 407354 | 0 | 0 | 0 | 1408535.3781 | 0 | 0 | 0 | 0 | 0 | 0 | 0 | 0 | 0 | 0 | 0 | 0 | 0 | 344326.8984 | 0 | 0 | 0 | 0 | 0 | 0 | 0 | 0 | 0 | 0 | 0
2016-05-01 18:00 | 0 | 0 | 0 | 0 | 0 | 756253.8984 | 411927 | 0 | 0 | 0 | 1752862.2765 | 0 | 0 | 0 | 0 | 0 | 0 | 0 | 0 | 0 | 0 | 0 | 0 | 0 | 344326.8984 | 0 | 0 | 0 | 0 | 0 | 0 | 0 | 0 | 0 | 0 | 0
2016-05-01 19:00 | 0 | 0 | 0 | 0 | 0 | 758535.8984 | 414209 | 0 | 0 | 0 | 2097189.1749 | 0 | 0 | 0 | 0 | 0 | 0 | 0 | 0 | 0 | 0 | 0 | 0 | 0 | 344326.8984 | 0 | 0 | 0 | 0 | 0 | 0 | 0 | 0 | 0 | 0 | 0
2016-05-01 20:00 | 0 | 0 | 0 | 0 | 0 | 765525.8984 | 421199 | 0 | 0 | 0 | 2441516.0732 | 0 | 0 | 0 | 0 | 0 | 0 | 0 | 0 | 0 | 0 | 0 | 0 | 0 | 344326.8984 | 0 | 0 | 0 | 0 | 0 | 0 | 0 | 0 | 0 | 0 | 0
2016-05-01 21:00 | 0 | 0 | 0 | 0 | 0 | 768800.8984 | 424474 | 0 | 0 | 0 | 2785842.9716 | 0 | 0 | 0 | 0 | 0 | 0 | 0 | 0 | 0 | 0 | 0 | 0 | 0 | 344326.8984 | 0 | 0 | 0 | 0 | 0 | 0 | 0 | 0 | 0 | 0 | 0
2016-05-01 22:00 | 0 | 0 | 0 | 0 | 0 | 770143.8984 | 425817 | 0 | 0 | 0 | 3130169.8699 | 0 | 0 | 0 | 0 | 0 | 0 | 0 | 0 | 0 | 0 | 0 | 0 | 0 | 344326.8984 | 0 | 0 | 0 | 0 | 0 | 0 | 0 | 0 | 0 | 0 | 0
2016-05-01 23:00 | 0 | 0 | 0 | 0 | 0 | 789437.1378 | 426115 | 0 | 0 | 0 | 3474496.7683 | 0 | 0 | 18995.2394 | 0 | 0 | 0 | 0 | 0 | 0 | 0 | 0 | 0 | 0 | 344326.8984 | 0 | 0 | 0 | 18995.2394 | 0 | 0 | 0 | 0 | 0 | 0 | 0
2016-05-02 | 0 | 0 | 0 | 0 | 0 | 572899.6784 | 429974 | 0 | 0 | 0 | 3636417.6861 | 0 | 0 | 0 | 0 | 0 | 0 | 0 | 0 | 0 | 0 | 0 | 0 | 0 | 161920.9178 | 0 | 0 | 0 | -18995.2394 | 0 | 0 | 0 | 0 | 0 | 0 | 0
2016-05-02 01:00 | 0 | 0 | 0 | 0 | 0 | 234863.6548 | 426880 | 0 | 0 | 0 | 3444401.341 | 0 | 0 | 0 | 0 | 0 | 0 | 0 | 0 | 0 | 0 | 0 | 0 | 0 | -192016.3452 | 0 | 0 | 0 | 0 | 0 | 0 | 0 | 0 | 0 | 0 | 0
2016-05-02 02:00 | 0 | 0 | 0 | 0 | 61830.8337 | 5487.2679 | 411645 | 0 | 0 | 0 | 3100074.4426 | 0 | 0 | 0 | 0 | 0 | 0 | 0 | 0 | 0 | 0 | 0 | 0 | 0 | -344326.8984 | 0 | 0 | 0 | 0 | 0 | 0 | 0 | 0 | 0 | 0 | 0
2016-05-02 03:00 | 0 | 0 | 0 | 0 | 44649.1016 | 0 | 388976 | 0 | 0 | 0 | 2755747.5443 | 0 | 0 | 0 | 0 | 0 | 0 | 0 | 0 | 0 | 0 | 0 | 0 | 0 | -344326.8984 | 0 | 0 | 0 | 0 | 0 | 0 | 0 | 0 | 0 | 0 | 0
2016-05-02 04:00 | 0 | 0 | 0 | 0 | 23802.1016 | 0 | 368129 | 0 | 0 | 0 | 2411420.6459 | 0 | 0 | 0 | 0 | 0 | 0 | 0 | 0 | 0 | 0 | 0 | 0 | 0 | -344326.8984 | 0 | 0 | 0 | 0 | 0 | 0 | 0 | 0 | 0 | 0 | 0
2016-05-02 05:00 | 0 | 0 | 0 | 0 | 5233.1016 | 0 | 349560 | 0 | 0 | 0 | 2067093.7475 | 0 | 0 | 0 | 0 | 0 | 0 | 0 | 0 | 0 | 0 | 0 | 0 | 0 | -344326.8984 | 0 | 0 | 0 | 0 | 0 | 0 | 0 | 0 | 0 | 0 | 0
2016-05-02 06:00 | 0 | 0 | 0 | 0 | 0 | 0 | 337193 | 0 | 0 | 0 | 1729900.7475 | 0 | 0 | 0 | 0 | 0 | 0 | 0 | 0 | 0 | 0 | 0 | 0 | 0 | -337193 | 0 | 0 | 0 | 0 | 0 | 0 | 0 | 0 | 0 | 0 | 0
2016-05-02 07:00 | 0 | 0 | 0 | 0 | 0 | 0 | 329807 | 0 | 0 | 0 | 1400093.7475 | 0 | 0 | 0 | 0 | 0 | 0 | 0 | 0 | 0 | 0 | 0 | 0 | 0 | -329807 | 0 | 0 | 0 | 0 | 0 | 0 | 0 | 0 | 0 | 0 | 0
2016-05-02 08:00 | 0 | 0 | 0 | 0 | 0 | 0 | 329309 | 0 | 0 | 0 | 1070784.7475 | 0 | 0 | 0 | 0 | 0 | 0 | 0 | 0 | 0 | 0 | 0 | 0 | 0 | -329309 | 0 | 0 | 0 | 0 | 0 | 0 | 0 | 0 | 0 | 0 | 0
2016-05-02 09:00 | 0 | 0 | 0 | 0 | 0 | 0 | 339137 | 0 | 0 | 0 | 731647.7475 | 0 | 0 | 0 | 0 | 0 | 0 | 0 | 0 | 0 | 0 | 0 | 0 | 0 | -339137 | 0 | 0 | 0 | 0 | 0 | 0 | 0 | 0 | 0 | 0 | 0
2016-05-02 10:00 | 0 | 0 | 0 | 0 | 20266.1016 | 0 | 364593 | 0 | 0 | 0 | 387320.8492 | 0 | 0 | 0 | 0 | 0 | 0 | 0 | 0 | 0 | 0 | 0 | 0 | 0 | -344326.8984 | 0 | 0 | 0 | 0 | 0 | 0 | 0 | 0 | 0 | 0 | 0
2016-05-02 11:00 | 0 | 0 | 0 | 0 | 44148.1016 | 0 | 388475 | 0 | 0 | 0 | 42993.9508 | 0 | 0 | 0 | 0 | 0 | 0 | 0 | 0 | 0 | 0 | 0 | 0 | 0 | -344326.8984 | 0 | 0 | 0 | 0 | 0 | 0 | 0 | 0 | 0 | 0 | 0
2016-05-02 12:00 | 0 | 0 | 0 | 0 | 301354.2349 | 61064.8143 | 405413 | 0 | 0 | 0 | 0 | 0 | 0 | 0 | 0 | 0 | 0 | 0 | 0 | 0 | 0 | 0 | 0 | 0 | -42993.9508 | 0 | 0 | 0 | 0 | 0 | 0 | 0 | 0 | 0 | 0 | 0
2016-05-02 13:00 | 0 | 0 | 0 | 0 | 0 | 483319.7135 | 418102 | 0 | 0 | 0 | 65217.7135 | 0 | 0 | 0 | 0 | 0 | 0 | 0 | 0 | 0 | 0 | 0 | 0 | 0 | 65217.7135 | 0 | 0 | 0 | 0 | 0 | 0 | 0 | 0 | 0 | 0 | 0
2016-05-02 14:00 | 0 | 0 | 0 | 0 | 0 | 775457.8984 | 431131 | 0 | 0 | 0 | 409544.6118 | 0 | 0 | 0 | 0 | 0 | 0 | 0 | 0 | 0 | 0 | 0 | 0 | 0 | 344326.8984 | 0 | 0 | 0 | 0 | 0 | 0 | 0 | 0 | 0 | 0 | 0
2016-05-02 15:00 | 0 | 0 | 0 | 0 | 0 | 785131.8984 | 440805 | 0 | 0 | 0 | 753871.5102 | 0 | 0 | 0 | 0 | 0 | 0 | 0 | 0 | 0 | 0 | 0 | 0 | 0 | 344326.8984 | 0 | 0 | 0 | 0 | 0 | 0 | 0 | 0 | 0 | 0 | 0
2016-05-02 16:00 | 0 | 0 | 0 | 0 | 0 | 790471.8984 | 446145 | 0 | 0 | 0 | 1098198.4086 | 0 | 0 | 0 | 0 | 0 | 0 | 0 | 0 | 0 | 0 | 0 | 0 | 0 | 344326.8984 | 0 | 0 | 0 | 0 | 0 | 0 | 0 | 0 | 0 | 0 | 0
2016-05-02 17:00 | 0 | 0 | 0 | 0 | 0 | 795332.8984 | 451006 | 0 | 0 | 0 | 1442525.3069 | 0 | 0 | 0 | 0 | 0 | 0 | 0 | 0 | 0 | 0 | 0 | 0 | 0 | 344326.8984 | 0 | 0 | 0 | 0 | 0 | 0 | 0 | 0 | 0 | 0 | 0
2016-05-02 18:00 | 0 | 0 | 0 | 0 | 0 | 798947.8984 | 454621 | 0 | 0 | 0 | 1786852.2053 | 0 | 0 | 0 | 0 | 0 | 0 | 0 | 0 | 0 | 0 | 0 | 0 | 0 | 344326.8984 | 0 | 0 | 0 | 0 | 0 | 0 | 0 | 0 | 0 | 0 | 0
2016-05-02 19:00 | 0 | 0 | 0 | 0 | 0 | 799081.8984 | 454755 | 0 | 0 | 0 | 2131179.1037 | 0 | 0 | 0 | 0 | 0 | 0 | 0 | 0 | 0 | 0 | 0 | 0 | 0 | 344326.8984 | 0 | 0 | 0 | 0 | 0 | 0 | 0 | 0 | 0 | 0 | 0
2016-05-02 20:00 | 0 | 0 | 0 | 0 | 0 | 799131.8984 | 454805 | 0 | 0 | 0 | 2475506.002 | 0 | 0 | 0 | 0 | 0 | 0 | 0 | 0 | 0 | 0 | 0 | 0 | 0 | 344326.8984 | 0 | 0 | 0 | 0 | 0 | 0 | 0 | 0 | 0 | 0 | 0
2016-05-02 21:00 | 0 | 0 | 0 | 0 | 0 | 798581.8984 | 454255 | 0 | 0 | 0 | 2819832.9004 | 0 | 0 | 0 | 0 | 0 | 0 | 0 | 0 | 0 | 0 | 0 | 0 | 0 | 344326.8984 | 0 | 0 | 0 | 0 | 0 | 0 | 0 | 0 | 0 | 0 | 0
2016-05-02 22:00 | 0 | 0 | 0 | 0 | 0 | 796585.8984 | 452259 | 0 | 0 | 0 | 3164159.7988 | 0 | 0 | 0 | 0 | 0 | 0 | 0 | 0 | 0 | 0 | 0 | 0 | 0 | 344326.8984 | 0 | 0 | 0 | 0 | 0 | 0 | 0 | 0 | 0 | 0 | 0
2016-05-02 23:00 | 0 | 0 | 0 | 0 | 0 | 813878.1378 | 450556 | 0 | 0 | 0 | 3508486.6971 | 0 | 0 | 18995.2394 | 0 | 0 | 0 | 0 | 0 | 0 | 0 | 0 | 0 | 0 | 344326.8984 | 0 | 0 | 0 | 18995.2394 | 0 | 0 | 0 | 0 | 0 | 0 | 0
2016-05-03 | 0 | 0 | 0 | 0 | 0 | 738921.7037 | 452680 | 0 | 0 | 0 | 3794728.4008 | 0 | 0 | 18995.2394 | 0 | 0 | 0 | 0 | 0 | 0 | 0 | 0 | 0 | 0 | 286241.7037 | 0 | 0 | 0 | 0 | 0 | 0 | 0 | 0 | 0 | 0 | 0
2016-05-03 01:00 | 0 | 0 | 0 | 0 | 0 | 278398.4151 | 448063 | 0 | 0 | 0 | 3625063.8159 | 0 | 0 | 18995.2394 | 0 | 0 | 0 | 0 | 0 | 0 | 0 | 0 | 0 | 0 | -169664.5849 | 0 | 0 | 0 | 0 | 0 | 0 | 0 | 0 | 0 | 0 | 0
2016-05-03 02:00 | 0 | 0 | 0 | 0 | 59150.7656 | 5518.0966 | 427991 | 0 | 0 | 0 | 3280736.9176 | 0 | 0 | 0 | 0 | 0 | 0 | 0 | 0 | 0 | 0 | 0 | 0 | 0 | -344326.8984 | 0 | 0 | 0 | -18995.2394 | 0 | 0 | 0 | 0 | 0 | 0 | 0
2016-05-03 03:00 | 0 | 0 | 0 | 0 | 58053.1016 | 0 | 402380 | 0 | 0 | 0 | 2936410.0192 | 0 | 0 | 0 | 0 | 0 | 0 | 0 | 0 | 0 | 0 | 0 | 0 | 0 | -344326.8984 | 0 | 0 | 0 | 0 | 0 | 0 | 0 | 0 | 0 | 0 | 0
2016-05-03 04:00 | 0 | 0 | 0 | 0 | 33709.1016 | 0 | 378036 | 0 | 0 | 0 | 2592083.1208 | 0 | 0 | 0 | 0 | 0 | 0 | 0 | 0 | 0 | 0 | 0 | 0 | 0 | -344326.8984 | 0 | 0 | 0 | 0 | 0 | 0 | 0 | 0 | 0 | 0 | 0
2016-05-03 05:00 | 0 | 0 | 0 | 0 | 15066.1016 | 0 | 359393 | 0 | 0 | 0 | 2247756.2225 | 0 | 0 | 0 | 0 | 0 | 0 | 0 | 0 | 0 | 0 | 0 | 0 | 0 | -344326.8984 | 0 | 0 | 0 | 0 | 0 | 0 | 0 | 0 | 0 | 0 | 0
2016-05-03 06:00 | 0 | 0 | 0 | 0 | 169.1016 | 0 | 344496 | 0 | 0 | 0 | 1903429.3241 | 0 | 0 | 0 | 0 | 0 | 0 | 0 | 0 | 0 | 0 | 0 | 0 | 0 | -344326.8984 | 0 | 0 | 0 | 0 | 0 | 0 | 0 | 0 | 0 | 0 | 0
2016-05-03 07:00 | 0 | 0 | 0 | 0 | 0 | 0 | 336170 | 0 | 0 | 0 | 1567259.3241 | 0 | 0 | 0 | 0 | 0 | 0 | 0 | 0 | 0 | 0 | 0 | 0 | 0 | -336170 | 0 | 0 | 0 | 0 | 0 | 0 | 0 | 0 | 0 | 0 | 0
2016-05-03 08:00 | 0 | 0 | 0 | 0 | 0 | 0 | 334623 | 0 | 0 | 0 | 1232636.3241 | 0 | 0 | 0 | 0 | 0 | 0 | 0 | 0 | 0 | 0 | 0 | 0 | 0 | -334623 | 0 | 0 | 0 | 0 | 0 | 0 | 0 | 0 | 0 | 0 | 0
2016-05-03 09:00 | 0 | 0 | 0 | 0 | 0 | 0 | 343487 | 0 | 0 | 0 | 889149.3241 | 0 | 0 | 0 | 0 | 0 | 0 | 0 | 0 | 0 | 0 | 0 | 0 | 0 | -343487 | 0 | 0 | 0 | 0 | 0 | 0 | 0 | 0 | 0 | 0 | 0
2016-05-03 10:00 | 0 | 0 | 0 | 0 | 22430.1016 | 0 | 366757 | 0 | 0 | 0 | 544822.4257 | 0 | 0 | 0 | 0 | 0 | 0 | 0 | 0 | 0 | 0 | 0 | 0 | 0 | -344326.8984 | 0 | 0 | 0 | 0 | 0 | 0 | 0 | 0 | 0 | 0 | 0
2016-05-03 11:00 | 0 | 0 | 0 | 0 | 46033.1016 | 0 | 390360 | 0 | 0 | 0 | 200495.5274 | 0 | 0 | 0 | 0 | 0 | 0 | 0 | 0 | 0 | 0 | 0 | 0 | 0 | -344326.8984 | 0 | 0 | 0 | 0 | 0 | 0 | 0 | 0 | 0 | 0 | 0
2016-05-03 12:00 | 0 | 0 | 0 | 0 | 142644.3863 | 61902.0864 | 405042 | 0 | 0 | 0 | 0 | 0 | 0 | 0 | 0 | 0 | 0 | 0 | 0 | 0 | 0 | 0 | 0 | 0 | -200495.5274 | 0 | 0 | 0 | 0 | 0 | 0 | 0 | 0 | 0 | 0 | 0
2016-05-03 13:00 | 0 | 0 | 0 | 0 | 0 | 498972.3054 | 415297 | 0 | 0 | 0 | 83675.3054 | 0 | 0 | 0 | 0 | 0 | 0 | 0 | 0 | 0 | 0 | 0 | 0 | 0 | 83675.3054 | 0 | 0 | 0 | 0 | 0 | 0 | 0 | 0 | 0 | 0 | 0
2016-05-03 14:00 | 0 | 0 | 0 | 0 | 0 | 769807.8984 | 425481 | 0 | 0 | 0 | 428002.2037 | 0 | 0 | 0 | 0 | 0 | 0 | 0 | 0 | 0 | 0 | 0 | 0 | 0 | 344326.8984 | 0 | 0 | 0 | 0 | 0 | 0 | 0 | 0 | 0 | 0 | 0
2016-05-03 15:00 | 0 | 0 | 0 | 0 | 0 | 777426.8984 | 433100 | 0 | 0 | 0 | 772329.1021 | 0 | 0 | 0 | 0 | 0 | 0 | 0 | 0 | 0 | 0 | 0 | 0 | 0 | 344326.8984 | 0 | 0 | 0 | 0 | 0 | 0 | 0 | 0 | 0 | 0 | 0
2016-05-03 16:00 | 0 | 0 | 0 | 0 | 0 | 783127.8984 | 438801 | 0 | 0 | 0 | 1116656.0005 | 0 | 0 | 0 | 0 | 0 | 0 | 0 | 0 | 0 | 0 | 0 | 0 | 0 | 344326.8984 | 0 | 0 | 0 | 0 | 0 | 0 | 0 | 0 | 0 | 0 | 0
2016-05-03 17:00 | 0 | 0 | 0 | 0 | 0 | 788547.8984 | 444221 | 0 | 0 | 0 | 1460982.8988 | 0 | 0 | 0 | 0 | 0 | 0 | 0 | 0 | 0 | 0 | 0 | 0 | 0 | 344326.8984 | 0 | 0 | 0 | 0 | 0 | 0 | 0 | 0 | 0 | 0 | 0
2016-05-03 18:00 | 0 | 0 | 0 | 0 | 0 | 793271.8984 | 448945 | 0 | 0 | 0 | 1805309.7972 | 0 | 0 | 0 | 0 | 0 | 0 | 0 | 0 | 0 | 0 | 0 | 0 | 0 | 344326.8984 | 0 | 0 | 0 | 0 | 0 | 0 | 0 | 0 | 0 | 0 | 0
2016-05-03 19:00 | 0 | 0 | 0 | 0 | 0 | 796523.8984 | 452197 | 0 | 0 | 0 | 2149636.6956 | 0 | 0 | 0 | 0 | 0 | 0 | 0 | 0 | 0 | 0 | 0 | 0 | 0 | 344326.8984 | 0 | 0 | 0 | 0 | 0 | 0 | 0 | 0 | 0 | 0 | 0
2016-05-03 20:00 | 0 | 0 | 0 | 0 | 0 | 797937.8984 | 453611 | 0 | 0 | 0 | 2493963.5939 | 0 | 0 | 0 | 0 | 0 | 0 | 0 | 0 | 0 | 0 | 0 | 0 | 0 | 344326.8984 | 0 | 0 | 0 | 0 | 0 | 0 | 0 | 0 | 0 | 0 | 0
2016-05-03 21:00 | 0 | 0 | 0 | 0 | 0 | 800311.8984 | 455985 | 0 | 0 | 0 | 2838290.4923 | 0 | 0 | 0 | 0 | 0 | 0 | 0 | 0 | 0 | 0 | 0 | 0 | 0 | 344326.8984 | 0 | 0 | 0 | 0 | 0 | 0 | 0 | 0 | 0 | 0 | 0
2016-05-03 22:00 | 0 | 0 | 0 | 0 | 0 | 797979.8984 | 453653 | 0 | 0 | 0 | 3182617.3907 | 0 | 0 | 0 | 0 | 0 | 0 | 0 | 0 | 0 | 0 | 0 | 0 | 0 | 344326.8984 | 0 | 0 | 0 | 0 | 0 | 0 | 0 | 0 | 0 | 0 | 0
2016-05-03 23:00 | 0 | 0 | 0 | 0 | 0 | 813456.1378 | 450134 | 0 | 0 | 0 | 3526944.289 | 0 | 0 | 18995.2394 | 0 | 0 | 0 | 0 | 0 | 0 | 0 | 0 | 0 | 0 | 344326.8984 | 0 | 0 | 0 | 18995.2394 | 0 | 0 | 0 | 0 | 0 | 0 | 0
2016-05-04 | 0 | 0 | 0 | 0 | 0 | 718661.1118 | 450877 | 0 | 0 | 0 | 3794728.4008 | 0 | 0 | 18995.2394 | 0 | 0 | 0 | 0 | 0 | 0 | 0 | 0 | 0 | 0 | 267784.1118 | 0 | 0 | 0 | 0 | 0 | 0 | 0 | 0 | 0 | 0 | 0
2016-05-04 01:00 | 0 | 0 | 0 | 0 | 0 | 207439.3737 | 447810 | 0 | 0 | 0 | 3554357.7745 | 0 | 0 | 18995.2394 | 0 | 0 | 0 | 0 | 0 | 0 | 0 | 0 | 0 | 0 | -240370.6263 | 0 | 0 | 0 | 0 | 0 | 0 | 0 | 0 | 0 | 0 | 0
2016-05-04 02:00 | 0 | 0 | 0 | 0 | 61297.6037 | 3660.2585 | 428280 | 0 | 0 | 0 | 3210030.8761 | 0 | 0 | 0 | 0 | 0 | 0 | 0 | 0 | 0 | 0 | 0 | 0 | 0 | -344326.8984 | 0 | 0 | 0 | -18995.2394 | 0 | 0 | 0 | 0 | 0 | 0 | 0
2016-05-04 03:00 | 0 | 0 | 0 | 0 | 57688.1016 | 0 | 402015 | 0 | 0 | 0 | 2865703.9777 | 0 | 0 | 0 | 0 | 0 | 0 | 0 | 0 | 0 | 0 | 0 | 0 | 0 | -344326.8984 | 0 | 0 | 0 | 0 | 0 | 0 | 0 | 0 | 0 | 0 | 0
2016-05-04 04:00 | 0 | 0 | 0 | 0 | 33276.1016 | 0 | 377603 | 0 | 0 | 0 | 2521377.0794 | 0 | 0 | 0 | 0 | 0 | 0 | 0 | 0 | 0 | 0 | 0 | 0 | 0 | -344326.8984 | 0 | 0 | 0 | 0 | 0 | 0 | 0 | 0 | 0 | 0 | 0
2016-05-04 05:00 | 0 | 0 | 0 | 0 | 12545.1016 | 0 | 356872 | 0 | 0 | 0 | 2177050.181 | 0 | 0 | 0 | 0 | 0 | 0 | 0 | 0 | 0 | 0 | 0 | 0 | 0 | -344326.8984 | 0 | 0 | 0 | 0 | 0 | 0 | 0 | 0 | 0 | 0 | 0
2016-05-04 06:00 | 0 | 0 | 0 | 0 | 0 | 0 | 342224 | 0 | 0 | 0 | 1834826.181 | 0 | 0 | 0 | 0 | 0 | 0 | 0 | 0 | 0 | 0 | 0 | 0 | 0 | -342224 | 0 | 0 | 0 | 0 | 0 | 0 | 0 | 0 | 0 | 0 | 0
2016-05-04 07:00 | 0 | 0 | 0 | 0 | 0 | 0 | 333126 | 0 | 0 | 0 | 1501700.181 | 0 | 0 | 0 | 0 | 0 | 0 | 0 | 0 | 0 | 0 | 0 | 0 | 0 | -333126 | 0 | 0 | 0 | 0 | 0 | 0 | 0 | 0 | 0 | 0 | 0
2016-05-04 08:00 | 0 | 0 | 0 | 0 | 0 | 0 | 330907 | 0 | 0 | 0 | 1170793.181 | 0 | 0 | 0 | 0 | 0 | 0 | 0 | 0 | 0 | 0 | 0 | 0 | 0 | -330907 | 0 | 0 | 0 | 0 | 0 | 0 | 0 | 0 | 0 | 0 | 0
2016-05-04 09:00 | 0 | 0 | 0 | 0 | 0 | 0 | 339623 | 0 | 0 | 0 | 831170.181 | 0 | 0 | 0 | 0 | 0 | 0 | 0 | 0 | 0 | 0 | 0 | 0 | 0 | -339623 | 0 | 0 | 0 | 0 | 0 | 0 | 0 | 0 | 0 | 0 | 0
2016-05-04 10:00 | 0 | 0 | 0 | 0 | 18924.1016 | 0 | 363251 | 0 | 0 | 0 | 486843.2826 | 0 | 0 | 0 | 0 | 0 | 0 | 0 | 0 | 0 | 0 | 0 | 0 | 0 | -344326.8984 | 0 | 0 | 0 | 0 | 0 | 0 | 0 | 0 | 0 | 0 | 0
2016-05-04 11:00 | 0 | 0 | 0 | 0 | 40445.1016 | 0 | 384772 | 0 | 0 | 0 | 142516.3843 | 0 | 0 | 0 | 0 | 0 | 0 | 0 | 0 | 0 | 0 | 0 | 0 | 0 | -344326.8984 | 0 | 0 | 0 | 0 | 0 | 0 | 0 | 0 | 0 | 0 | 0
2016-05-04 12:00 | 0 | 0 | 0 | 0 | 194482.0261 | 60725.5897 | 397724 | 0 | 0 | 0 | 0 | 0 | 0 | 0 | 0 | 0 | 0 | 0 | 0 | 0 | 0 | 0 | 0 | 0 | -142516.3843 | 0 | 0 | 0 | 0 | 0 | 0 | 0 | 0 | 0 | 0 | 0
2016-05-04 13:00 | 0 | 0 | 0 | 0 | 0 | 481906.8259 | 408059 | 0 | 0 | 0 | 73847.8259 | 0 | 0 | 0 | 0 | 0 | 0 | 0 | 0 | 0 | 0 | 0 | 0 | 0 | 73847.8259 | 0 | 0 | 0 | 0 | 0 | 0 | 0 | 0 | 0 | 0 | 0
2016-05-04 14:00 | 0 | 0 | 0 | 0 | 0 | 761704.8984 | 417378 | 0 | 0 | 0 | 418174.7243 | 0 | 0 | 0 | 0 | 0 | 0 | 0 | 0 | 0 | 0 | 0 | 0 | 0 | 344326.8984 | 0 | 0 | 0 | 0 | 0 | 0 | 0 | 0 | 0 | 0 | 0
2016-05-04 15:00 | 0 | 0 | 0 | 0 | 0 | 768616.8984 | 424290 | 0 | 0 | 0 | 762501.6226 | 0 | 0 | 0 | 0 | 0 | 0 | 0 | 0 | 0 | 0 | 0 | 0 | 0 | 344326.8984 | 0 | 0 | 0 | 0 | 0 | 0 | 0 | 0 | 0 | 0 | 0
2016-05-04 16:00 | 0 | 0 | 0 | 0 | 0 | 772397.8984 | 428071 | 0 | 0 | 0 | 1106828.521 | 0 | 0 | 0 | 0 | 0 | 0 | 0 | 0 | 0 | 0 | 0 | 0 | 0 | 344326.8984 | 0 | 0 | 0 | 0 | 0 | 0 | 0 | 0 | 0 | 0 | 0
2016-05-04 17:00 | 0 | 0 | 0 | 0 | 0 | 775825.8984 | 431499 | 0 | 0 | 0 | 1451155.4194 | 0 | 0 | 0 | 0 | 0 | 0 | 0 | 0 | 0 | 0 | 0 | 0 | 0 | 344326.8984 | 0 | 0 | 0 | 0 | 0 | 0 | 0 | 0 | 0 | 0 | 0
2016-05-04 18:00 | 0 | 0 | 0 | 0 | 0 | 778740.8984 | 434414 | 0 | 0 | 0 | 1795482.3177 | 0 | 0 | 0 | 0 | 0 | 0 | 0 | 0 | 0 | 0 | 0 | 0 | 0 | 344326.8984 | 0 | 0 | 0 | 0 | 0 | 0 | 0 | 0 | 0 | 0 | 0
2016-05-04 19:00 | 0 | 0 | 0 | 0 | 0 | 781226.8984 | 436900 | 0 | 0 | 0 | 2139809.2161 | 0 | 0 | 0 | 0 | 0 | 0 | 0 | 0 | 0 | 0 | 0 | 0 | 0 | 344326.8984 | 0 | 0 | 0 | 0 | 0 | 0 | 0 | 0 | 0 | 0 | 0
2016-05-04 20:00 | 0 | 0 | 0 | 0 | 0 | 784706.8984 | 440380 | 0 | 0 | 0 | 2484136.1145 | 0 | 0 | 0 | 0 | 0 | 0 | 0 | 0 | 0 | 0 | 0 | 0 | 0 | 344326.8984 | 0 | 0 | 0 | 0 | 0 | 0 | 0 | 0 | 0 | 0 | 0
2016-05-04 21:00 | 0 | 0 | 0 | 0 | 0 | 788828.8984 | 444502 | 0 | 0 | 0 | 2828463.0128 | 0 | 0 | 0 | 0 | 0 | 0 | 0 | 0 | 0 | 0 | 0 | 0 | 0 | 344326.8984 | 0 | 0 | 0 | 0 | 0 | 0 | 0 | 0 | 0 | 0 | 0
2016-05-04 22:00 | 0 | 0 | 0 | 0 | 0 | 790141.8984 | 445815 | 0 | 0 | 0 | 3172789.9112 | 0 | 0 | 0 | 0 | 0 | 0 | 0 | 0 | 0 | 0 | 0 | 0 | 0 | 344326.8984 | 0 | 0 | 0 | 0 | 0 | 0 | 0 | 0 | 0 | 0 | 0
2016-05-04 23:00 | 0 | 0 | 0 | 0 | 0 | 808522.1378 | 445200 | 0 | 0 | 0 | 3517116.8096 | 0 | 0 | 18995.2394 | 0 | 0 | 0 | 0 | 0 | 0 | 0 | 0 | 0 | 0 | 344326.8984 | 0 | 0 | 0 | 18995.2394 | 0 | 0 | 0 | 0 | 0 | 0 | 0
2016-05-05 | 0 | 0 | 0 | 0 | 0 | 724155.5912 | 446544 | 0 | 0 | 0 | 3794728.4008 | 0 | 0 | 18995.2394 | 0 | 0 | 0 | 0 | 0 | 0 | 0 | 0 | 0 | 0 | 277611.5912 | 0 | 0 | 0 | 0 | 0 | 0 | 0 | 0 | 0 | 0 | 0
2016-05-05 01:00 | 0 | 0 | 0 | 0 | 0 | 229456.7314 | 441798 | 0 | 0 | 0 | 3582387.1322 | 0 | 0 | 18995.2394 | 0 | 0 | 0 | 0 | 0 | 0 | 0 | 0 | 0 | 0 | -212341.2686 | 0 | 0 | 0 | 0 | 0 | 0 | 0 | 0 | 0 | 0 | 0
2016-05-05 02:00 | 0 | 0 | 0 | 0 | 56595.7403 | 3335.1219 | 423253 | 0 | 0 | 0 | 3238060.2338 | 0 | 0 | 0 | 0 | 0 | 0 | 0 | 0 | 0 | 0 | 0 | 0 | 0 | -344326.8984 | 0 | 0 | 0 | -18995.2394 | 0 | 0 | 0 | 0 | 0 | 0 | 0
2016-05-05 03:00 | 0 | 0 | 0 | 0 | 52267.1016 | 0 | 396594 | 0 | 0 | 0 | 2893733.3354 | 0 | 0 | 0 | 0 | 0 | 0 | 0 | 0 | 0 | 0 | 0 | 0 | 0 | -344326.8984 | 0 | 0 | 0 | 0 | 0 | 0 | 0 | 0 | 0 | 0 | 0
2016-05-05 04:00 | 0 | 0 | 0 | 0 | 28738.1016 | 0 | 373065 | 0 | 0 | 0 | 2549406.4371 | 0 | 0 | 0 | 0 | 0 | 0 | 0 | 0 | 0 | 0 | 0 | 0 | 0 | -344326.8984 | 0 | 0 | 0 | 0 | 0 | 0 | 0 | 0 | 0 | 0 | 0
2016-05-05 05:00 | 0 | 0 | 0 | 0 | 8863.1016 | 0 | 353190 | 0 | 0 | 0 | 2205079.5387 | 0 | 0 | 0 | 0 | 0 | 0 | 0 | 0 | 0 | 0 | 0 | 0 | 0 | -344326.8984 | 0 | 0 | 0 | 0 | 0 | 0 | 0 | 0 | 0 | 0 | 0
2016-05-05 06:00 | 0 | 0 | 0 | 0 | 0 | 0 | 338476 | 0 | 0 | 0 | 1866603.5387 | 0 | 0 | 0 | 0 | 0 | 0 | 0 | 0 | 0 | 0 | 0 | 0 | 0 | -338476 | 0 | 0 | 0 | 0 | 0 | 0 | 0 | 0 | 0 | 0 | 0
2016-05-05 07:00 | 0 | 0 | 0 | 0 | 0 | 0 | 330208 | 0 | 0 | 0 | 1536395.5387 | 0 | 0 | 0 | 0 | 0 | 0 | 0 | 0 | 0 | 0 | 0 | 0 | 0 | -330208 | 0 | 0 | 0 | 0 | 0 | 0 | 0 | 0 | 0 | 0 | 0
2016-05-05 08:00 | 0 | 0 | 0 | 0 | 0 | 0 | 328324 | 0 | 0 | 0 | 1208071.5387 | 0 | 0 | 0 | 0 | 0 | 0 | 0 | 0 | 0 | 0 | 0 | 0 | 0 | -328324 | 0 | 0 | 0 | 0 | 0 | 0 | 0 | 0 | 0 | 0 | 0
2016-05-05 09:00 | 0 | 0 | 0 | 0 | 0 | 0 | 338000 | 0 | 0 | 0 | 870071.5387 | 0 | 0 | 0 | 0 | 0 | 0 | 0 | 0 | 0 | 0 | 0 | 0 | 0 | -338000 | 0 | 0 | 0 | 0 | 0 | 0 | 0 | 0 | 0 | 0 | 0
2016-05-05 10:00 | 0 | 0 | 0 | 0 | 16341.1016 | 0 | 360668 | 0 | 0 | 0 | 525744.6404 | 0 | 0 | 0 | 0 | 0 | 0 | 0 | 0 | 0 | 0 | 0 | 0 | 0 | -344326.8984 | 0 | 0 | 0 | 0 | 0 | 0 | 0 | 0 | 0 | 0 | 0
2016-05-05 11:00 | 0 | 0 | 0 | 0 | 39985.1016 | 0 | 384312 | 0 | 0 | 0 | 181417.742 | 0 | 0 | 0 | 0 | 0 | 0 | 0 | 0 | 0 | 0 | 0 | 0 | 0 | -344326.8984 | 0 | 0 | 0 | 0 | 0 | 0 | 0 | 0 | 0 | 0 | 0
2016-05-05 12:00 | 0 | 0 | 0 | 0 | 155237.2166 | 61211.0414 | 397866 | 0 | 0 | 0 | 0 | 0 | 0 | 0 | 0 | 0 | 0 | 0 | 0 | 0 | 0 | 0 | 0 | 0 | -181417.742 | 0 | 0 | 0 | 0 | 0 | 0 | 0 | 0 | 0 | 0 | 0
2016-05-05 13:00 | 0 | 0 | 0 | 0 | 0 | 534773.208 | 407841 | 0 | 0 | 0 | 126932.208 | 0 | 0 | 0 | 0 | 0 | 0 | 0 | 0 | 0 | 0 | 0 | 0 | 0 | 126932.208 | 0 | 0 | 0 | 0 | 0 | 0 | 0 | 0 | 0 | 0 | 0
2016-05-05 14:00 | 0 | 0 | 0 | 0 | 0 | 761438.8984 | 417112 | 0 | 0 | 0 | 471259.1064 | 0 | 0 | 0 | 0 | 0 | 0 | 0 | 0 | 0 | 0 | 0 | 0 | 0 | 344326.8984 | 0 | 0 | 0 | 0 | 0 | 0 | 0 | 0 | 0 | 0 | 0
2016-05-05 15:00 | 0 | 0 | 0 | 0 | 0 | 768010.8984 | 423684 | 0 | 0 | 0 | 815586.0047 | 0 | 0 | 0 | 0 | 0 | 0 | 0 | 0 | 0 | 0 | 0 | 0 | 0 | 344326.8984 | 0 | 0 | 0 | 0 | 0 | 0 | 0 | 0 | 0 | 0 | 0
2016-05-05 16:00 | 0 | 0 | 0 | 0 | 0 | 772372.8984 | 428046 | 0 | 0 | 0 | 1159912.9031 | 0 | 0 | 0 | 0 | 0 | 0 | 0 | 0 | 0 | 0 | 0 | 0 | 0 | 344326.8984 | 0 | 0 | 0 | 0 | 0 | 0 | 0 | 0 | 0 | 0 | 0
2016-05-05 17:00 | 0 | 0 | 0 | 0 | 0 | 776373.8984 | 432047 | 0 | 0 | 0 | 1504239.8015 | 0 | 0 | 0 | 0 | 0 | 0 | 0 | 0 | 0 | 0 | 0 | 0 | 0 | 344326.8984 | 0 | 0 | 0 | 0 | 0 | 0 | 0 | 0 | 0 | 0 | 0
2016-05-05 18:00 | 0 | 0 | 0 | 0 | 0 | 779487.8984 | 435161 | 0 | 0 | 0 | 1848566.6998 | 0 | 0 | 0 | 0 | 0 | 0 | 0 | 0 | 0 | 0 | 0 | 0 | 0 | 344326.8984 | 0 | 0 | 0 | 0 | 0 | 0 | 0 | 0 | 0 | 0 | 0
2016-05-05 19:00 | 0 | 0 | 0 | 0 | 0 | 783151.8984 | 438825 | 0 | 0 | 0 | 2192893.5982 | 0 | 0 | 0 | 0 | 0 | 0 | 0 | 0 | 0 | 0 | 0 | 0 | 0 | 344326.8984 | 0 | 0 | 0 | 0 | 0 | 0 | 0 | 0 | 0 | 0 | 0
2016-05-05 20:00 | 0 | 0 | 0 | 0 | 0 | 787045.8984 | 442719 | 0 | 0 | 0 | 2537220.4966 | 0 | 0 | 0 | 0 | 0 | 0 | 0 | 0 | 0 | 0 | 0 | 0 | 0 | 344326.8984 | 0 | 0 | 0 | 0 | 0 | 0 | 0 | 0 | 0 | 0 | 0
2016-05-05 21:00 | 0 | 0 | 0 | 0 | 0 | 789338.8984 | 445012 | 0 | 0 | 0 | 2881547.3949 | 0 | 0 | 0 | 0 | 0 | 0 | 0 | 0 | 0 | 0 | 0 | 0 | 0 | 344326.8984 | 0 | 0 | 0 | 0 | 0 | 0 | 0 | 0 | 0 | 0 | 0
2016-05-05 22:00 | 0 | 0 | 0 | 0 | 0 | 787853.8984 | 443527 | 0 | 0 | 0 | 3225874.2933 | 0 | 0 | 0 | 0 | 0 | 0 | 0 | 0 | 0 | 0 | 0 | 0 | 0 | 344326.8984 | 0 | 0 | 0 | 0 | 0 | 0 | 0 | 0 | 0 | 0 | 0
2016-05-05 23:00 | 0 | 0 | 0 | 0 | 0 | 803139.1378 | 439817 | 0 | 0 | 0 | 3570201.1917 | 0 | 0 | 18995.2394 | 0 | 0 | 0 | 0 | 0 | 0 | 0 | 0 | 0 | 0 | 344326.8984 | 0 | 0 | 0 | 18995.2394 | 0 | 0 | 0 | 0 | 0 | 0 | 0
2016-05-06 | 0 | 0 | 0 | 0 | 0 | 607023.9037 | 440439 | 0 | 0 | 0 | 3755781.3348 | 0 | 0 | 0 | 0 | 0 | 0 | 0 | 0 | 0 | 0 | 0 | 0 | 0 | 185580.1431 | 0 | 0 | 0 | -18995.2394 | 0 | 0 | 0 | 0 | 0 | 0 | 0
2016-05-06 01:00 | 0 | 0 | 0 | 0 | 0 | 183986.9077 | 437238 | 0 | 0 | 0 | 3502530.2425 | 0 | 0 | 0 | 0 | 0 | 0 | 0 | 0 | 0 | 0 | 0 | 0 | 0 | -253251.0923 | 0 | 0 | 0 | 0 | 0 | 0 | 0 | 0 | 0 | 0 | 0
2016-05-06 02:00 | 0 | 0 | 0 | 0 | 70041.4495 | 5120.6522 | 419489 | 0 | 0 | 0 | 3158203.3441 | 0 | 0 | 0 | 0 | 0 | 0 | 0 | 0 | 0 | 0 | 0 | 0 | 0 | -344326.8984 | 0 | 0 | 0 | 0 | 0 | 0 | 0 | 0 | 0 | 0 | 0
2016-05-06 03:00 | 0 | 0 | 0 | 0 | 51616.1016 | 0 | 395943 | 0 | 0 | 0 | 2813876.4457 | 0 | 0 | 0 | 0 | 0 | 0 | 0 | 0 | 0 | 0 | 0 | 0 | 0 | -344326.8984 | 0 | 0 | 0 | 0 | 0 | 0 | 0 | 0 | 0 | 0 | 0
2016-05-06 04:00 | 0 | 0 | 0 | 0 | 28731.1016 | 0 | 373058 | 0 | 0 | 0 | 2469549.5474 | 0 | 0 | 0 | 0 | 0 | 0 | 0 | 0 | 0 | 0 | 0 | 0 | 0 | -344326.8984 | 0 | 0 | 0 | 0 | 0 | 0 | 0 | 0 | 0 | 0 | 0
2016-05-06 05:00 | 0 | 0 | 0 | 0 | 10460.1016 | 0 | 354787 | 0 | 0 | 0 | 2125222.649 | 0 | 0 | 0 | 0 | 0 | 0 | 0 | 0 | 0 | 0 | 0 | 0 | 0 | -344326.8984 | 0 | 0 | 0 | 0 | 0 | 0 | 0 | 0 | 0 | 0 | 0
2016-05-06 06:00 | 0 | 0 | 0 | 0 | 0 | 0 | 340135 | 0 | 0 | 0 | 1785087.649 | 0 | 0 | 0 | 0 | 0 | 0 | 0 | 0 | 0 | 0 | 0 | 0 | 0 | -340135 | 0 | 0 | 0 | 0 | 0 | 0 | 0 | 0 | 0 | 0 | 0
2016-05-06 07:00 | 0 | 0 | 0 | 0 | 0 | 0 | 331931 | 0 | 0 | 0 | 1453156.649 | 0 | 0 | 0 | 0 | 0 | 0 | 0 | 0 | 0 | 0 | 0 | 0 | 0 | -331931 | 0 | 0 | 0 | 0 | 0 | 0 | 0 | 0 | 0 | 0 | 0
2016-05-06 08:00 | 0 | 0 | 0 | 0 | 0 | 0 | 330173 | 0 | 0 | 0 | 1122983.649 | 0 | 0 | 0 | 0 | 0 | 0 | 0 | 0 | 0 | 0 | 0 | 0 | 0 | -330173 | 0 | 0 | 0 | 0 | 0 | 0 | 0 | 0 | 0 | 0 | 0
2016-05-06 09:00 | 0 | 0 | 0 | 0 | 0 | 0 | 338097 | 0 | 0 | 0 | 784886.649 | 0 | 0 | 0 | 0 | 0 | 0 | 0 | 0 | 0 | 0 | 0 | 0 | 0 | -338097 | 0 | 0 | 0 | 0 | 0 | 0 | 0 | 0 | 0 | 0 | 0
2016-05-06 10:00 | 0 | 0 | 0 | 0 | 16160.1016 | 0 | 360487 | 0 | 0 | 0 | 440559.7506 | 0 | 0 | 0 | 0 | 0 | 0 | 0 | 0 | 0 | 0 | 0 | 0 | 0 | -344326.8984 | 0 | 0 | 0 | 0 | 0 | 0 | 0 | 0 | 0 | 0 | 0
2016-05-06 11:00 | 0 | 0 | 0 | 0 | 36350.1016 | 0 | 380677 | 0 | 0 | 0 | 96232.8523 | 0 | 0 | 0 | 0 | 0 | 0 | 0 | 0 | 0 | 0 | 0 | 0 | 0 | -344326.8984 | 0 | 0 | 0 | 0 | 0 | 0 | 0 | 0 | 0 | 0 | 0
2016-05-06 12:00 | 0 | 0 | 0 | 0 | 230403.87 | 66688.2777 | 393325 | 0 | 0 | 0 | 0 | 0 | 0 | 0 | 0 | 0 | 0 | 0 | 0 | 0 | 0 | 0 | 0 | 0 | -96232.8523 | 0 | 0 | 0 | 0 | 0 | 0 | 0 | 0 | 0 | 0 | 0
2016-05-06 13:00 | 0 | 0 | 0 | 0 | 30719.5254 | 475981.0772 | 404237 | 0 | 0 | 0 | 102463.6026 | 0 | 0 | 0 | 0 | 0 | 0 | 0 | 0 | 0 | 0 | 0 | 0 | 0 | 102463.6026 | 0 | 0 | 0 | 0 | 0 | 0 | 0 | 0 | 0 | 0 | 0
2016-05-06 14:00 | 0 | 0 | 0 | 0 | 0 | 758743.8984 | 414417 | 0 | 0 | 0 | 446790.501 | 0 | 0 | 0 | 0 | 0 | 0 | 0 | 0 | 0 | 0 | 0 | 0 | 0 | 344326.8984 | 0 | 0 | 0 | 0 | 0 | 0 | 0 | 0 | 0 | 0 | 0
2016-05-06 15:00 | 0 | 0 | 0 | 0 | 0 | 764753.8984 | 420427 | 0 | 0 | 0 | 791117.3993 | 0 | 0 | 0 | 0 | 0 | 0 | 0 | 0 | 0 | 0 | 0 | 0 | 0 | 344326.8984 | 0 | 0 | 0 | 0 | 0 | 0 | 0 | 0 | 0 | 0 | 0
2016-05-06 16:00 | 0 | 0 | 0 | 0 | 0 | 768279.8984 | 423953 | 0 | 0 | 0 | 1135444.2977 | 0 | 0 | 0 | 0 | 0 | 0 | 0 | 0 | 0 | 0 | 0 | 0 | 0 | 344326.8984 | 0 | 0 | 0 | 0 | 0 | 0 | 0 | 0 | 0 | 0 | 0
2016-05-06 17:00 | 0 | 0 | 0 | 0 | 0 | 773491.8984 | 429165 | 0 | 0 | 0 | 1479771.1961 | 0 | 0 | 0 | 0 | 0 | 0 | 0 | 0 | 0 | 0 | 0 | 0 | 0 | 344326.8984 | 0 | 0 | 0 | 0 | 0 | 0 | 0 | 0 | 0 | 0 | 0
2016-05-06 18:00 | 0 | 0 | 0 | 0 | 0 | 776846.8984 | 432520 | 0 | 0 | 0 | 1824098.0944 | 0 | 0 | 0 | 0 | 0 | 0 | 0 | 0 | 0 | 0 | 0 | 0 | 0 | 344326.8984 | 0 | 0 | 0 | 0 | 0 | 0 | 0 | 0 | 0 | 0 | 0
2016-05-06 19:00 | 0 | 0 | 0 | 0 | 0 | 779786.8984 | 435460 | 0 | 0 | 0 | 2168424.9928 | 0 | 0 | 0 | 0 | 0 | 0 | 0 | 0 | 0 | 0 | 0 | 0 | 0 | 344326.8984 | 0 | 0 | 0 | 0 | 0 | 0 | 0 | 0 | 0 | 0 | 0
2016-05-06 20:00 | 0 | 0 | 0 | 0 | 0 | 782583.8984 | 438257 | 0 | 0 | 0 | 2512751.8912 | 0 | 0 | 0 | 0 | 0 | 0 | 0 | 0 | 0 | 0 | 0 | 0 | 0 | 344326.8984 | 0 | 0 | 0 | 0 | 0 | 0 | 0 | 0 | 0 | 0 | 0
2016-05-06 21:00 | 0 | 0 | 0 | 0 | 0 | 784303.8984 | 439977 | 0 | 0 | 0 | 2857078.7895 | 0 | 0 | 0 | 0 | 0 | 0 | 0 | 0 | 0 | 0 | 0 | 0 | 0 | 344326.8984 | 0 | 0 | 0 | 0 | 0 | 0 | 0 | 0 | 0 | 0 | 0
2016-05-06 22:00 | 0 | 0 | 0 | 0 | 0 | 799931.1378 | 436609 | 0 | 0 | 0 | 3201405.6879 | 0 | 0 | 18995.2394 | 0 | 0 | 0 | 0 | 0 | 0 | 0 | 0 | 0 | 0 | 344326.8984 | 0 | 0 | 0 | 18995.2394 | 0 | 0 | 0 | 0 | 0 | 0 | 0
2016-05-06 23:00 | 0 | 0 | 0 | 0 | 17049.9586 | 738916.7003 | 430635 | 0 | 0 | 0 | 3545732.5863 | 0 | 0 | 0 | 0 | 0 | 0 | 0 | 0 | 0 | 0 | 0 | 0 | 0 | 344326.8984 | 0 | 0 | 0 | -18995.2394 | 0 | 0 | 0 | 0 | 0 | 0 | 0
2016-05-07 | 0 | 0 | 0 | 0 | 0 | 504381.1572 | 427574 | 0 | 0 | 0 | 3622539.7435 | 0 | 0 | 0 | 0 | 0 | 0 | 0 | 0 | 0 | 0 | 0 | 0 | 0 | 76807.1572 | 0 | 0 | 0 | 0 | 0 | 0 | 0 | 0 | 0 | 0 | 0
2016-05-07 01:00 | 0 | 0 | 0 | 0 | 0 | 128120.85 | 423353 | 0 | 0 | 0 | 3327307.5935 | 0 | 0 | 0 | 0 | 0 | 0 | 0 | 0 | 0 | 0 | 0 | 0 | 0 | -295232.15 | 0 | 0 | 0 | 0 | 0 | 0 | 0 | 0 | 0 | 0 | 0
2016-05-07 02:00 | 0 | 0 | 0 | 0 | 59901.032 | 4287.0697 | 408515 | 0 | 0 | 0 | 2982980.6951 | 0 | 0 | 0 | 0 | 0 | 0 | 0 | 0 | 0 | 0 | 0 | 0 | 0 | -344326.8984 | 0 | 0 | 0 | 0 | 0 | 0 | 0 | 0 | 0 | 0 | 0
2016-05-07 03:00 | 0 | 0 | 0 | 0 | 42971.1016 | 0 | 387298 | 0 | 0 | 0 | 2638653.7967 | 0 | 0 | 0 | 0 | 0 | 0 | 0 | 0 | 0 | 0 | 0 | 0 | 0 | -344326.8984 | 0 | 0 | 0 | 0 | 0 | 0 | 0 | 0 | 0 | 0 | 0
2016-05-07 04:00 | 0 | 0 | 0 | 0 | 21185.1016 | 0 | 365512 | 0 | 0 | 0 | 2294326.8984 | 0 | 0 | 0 | 0 | 0 | 0 | 0 | 0 | 0 | 0 | 0 | 0 | 0 | -344326.8984 | 0 | 0 | 0 | 0 | 0 | 0 | 0 | 0 | 0 | 0 | 0
2016-05-07 05:00 | 0 | 0 | 0 | 0 | 2288.1016 | 0 | 346615 | 0 | 0 | 0 | 1950000 | 0 | 0 | 0 | 0 | 0 | 0 | 0 | 0 | 0 | 0 | 0 | 0 | 0 | -344326.8984 | 0 | 0 | 0 | 0 | 0 | 0 | 0 | 0 | 0 | 0 | 0
2016-05-07 06:00 | 0 | 0 | 0 | 0 | 0 | 0 | 332451 | 0 | 0 | 0 | 1617549 | 0 | 0 | 0 | 0 | 0 | 0 | 0 | 0 | 0 | 0 | 0 | 0 | 0 | -332451 | 0 | 0 | 0 | 0 | 0 | 0 | 0 | 0 | 0 | 0 | 0
2016-05-07 07:00 | 0 | 0 | 0 | 0 | 0 | 0 | 322728 | 0 | 0 | 0 | 1294821 | 0 | 0 | 0 | 0 | 0 | 0 | 0 | 0 | 0 | 0 | 0 | 0 | 0 | -322728 | 0 | 0 | 0 | 0 | 0 | 0 | 0 | 0 | 0 | 0 | 0
2016-05-07 08:00 | 0 | 0 | 0 | 0 | 0 | 0 | 318790 | 0 | 0 | 0 | 976031 | 0 | 0 | 0 | 0 | 0 | 0 | 0 | 0 | 0 | 0 | 0 | 0 | 0 | -318790 | 0 | 0 | 0 | 0 | 0 | 0 | 0 | 0 | 0 | 0 | 0
2016-05-07 09:00 | 0 | 0 | 0 | 0 | 0 | 0 | 320006 | 0 | 0 | 0 | 656025 | 0 | 0 | 0 | 0 | 0 | 0 | 0 | 0 | 0 | 0 | 0 | 0 | 0 | -320006 | 0 | 0 | 0 | 0 | 0 | 0 | 0 | 0 | 0 | 0 | 0
2016-05-07 10:00 | 0 | 0 | 0 | 0 | 0 | 0 | 324047 | 0 | 0 | 0 | 331978 | 0 | 0 | 0 | 0 | 0 | 0 | 0 | 0 | 0 | 0 | 0 | 0 | 0 | -324047 | 0 | 0 | 0 | 0 | 0 | 0 | 0 | 0 | 0 | 0 | 0
2016-05-07 11:00 | 0 | 0 | 0 | 0 | 0 | 0 | 331978 | 0 | 0 | 0 | 0 | 0 | 0 | 0 | 0 | 0 | 0 | 0 | 0 | 0 | 0 | 0 | 0 | 0 | -331978 | 0 | 0 | 0 | 0 | 0 | 0 | 0 | 0 | 0 | 0 | 0
2016-05-07 12:00 | 0 | 0 | 0 | 0 | 275189.1104 | 70614.8896 | 345804 | 0 | 0 | 0 | 0 | 0 | 0 | 0 | 0 | 0 | 0 | 0 | 0 | 0 | 0 | 0 | 0 | 0 | 0 | 0 | 0 | 0 | 0 | 0 | 0 | 0 | 0 | 0 | 0 | 0
2016-05-07 13:00 | 0 | 0 | 0 | 0 | 0 | 470014.7121 | 360939 | 0 | 0 | 0 | 109075.7121 | 0 | 0 | 0 | 0 | 0 | 0 | 0 | 0 | 0 | 0 | 0 | 0 | 0 | 109075.7121 | 0 | 0 | 0 | 0 | 0 | 0 | 0 | 0 | 0 | 0 | 0
2016-05-07 14:00 | 0 | 0 | 0 | 0 | 0 | 717005.8984 | 372679 | 0 | 0 | 0 | 453402.6104 | 0 | 0 | 0 | 0 | 0 | 0 | 0 | 0 | 0 | 0 | 0 | 0 | 0 | 344326.8984 | 0 | 0 | 0 | 0 | 0 | 0 | 0 | 0 | 0 | 0 | 0
2016-05-07 15:00 | 0 | 0 | 0 | 0 | 0 | 726147.8984 | 381821 | 0 | 0 | 0 | 797729.5088 | 0 | 0 | 0 | 0 | 0 | 0 | 0 | 0 | 0 | 0 | 0 | 0 | 0 | 344326.8984 | 0 | 0 | 0 | 0 | 0 | 0 | 0 | 0 | 0 | 0 | 0
2016-05-07 16:00 | 0 | 0 | 0 | 0 | 0 | 731971.8984 | 387645 | 0 | 0 | 0 | 1142056.4072 | 0 | 0 | 0 | 0 | 0 | 0 | 0 | 0 | 0 | 0 | 0 | 0 | 0 | 344326.8984 | 0 | 0 | 0 | 0 | 0 | 0 | 0 | 0 | 0 | 0 | 0
2016-05-07 17:00 | 0 | 0 | 0 | 0 | 0 | 736707.8984 | 392381 | 0 | 0 | 0 | 1486383.3055 | 0 | 0 | 0 | 0 | 0 | 0 | 0 | 0 | 0 | 0 | 0 | 0 | 0 | 344326.8984 | 0 | 0 | 0 | 0 | 0 | 0 | 0 | 0 | 0 | 0 | 0
2016-05-07 18:00 | 0 | 0 | 0 | 0 | 0 | 741939.8984 | 397613 | 0 | 0 | 0 | 1830710.2039 | 0 | 0 | 0 | 0 | 0 | 0 | 0 | 0 | 0 | 0 | 0 | 0 | 0 | 344326.8984 | 0 | 0 | 0 | 0 | 0 | 0 | 0 | 0 | 0 | 0 | 0
2016-05-07 19:00 | 0 | 0 | 0 | 0 | 0 | 747353.8984 | 403027 | 0 | 0 | 0 | 2175037.1023 | 0 | 0 | 0 | 0 | 0 | 0 | 0 | 0 | 0 | 0 | 0 | 0 | 0 | 344326.8984 | 0 | 0 | 0 | 0 | 0 | 0 | 0 | 0 | 0 | 0 | 0
2016-05-07 20:00 | 0 | 0 | 0 | 0 | 0 | 752576.8984 | 408250 | 0 | 0 | 0 | 2519364.0006 | 0 | 0 | 0 | 0 | 0 | 0 | 0 | 0 | 0 | 0 | 0 | 0 | 0 | 344326.8984 | 0 | 0 | 0 | 0 | 0 | 0 | 0 | 0 | 0 | 0 | 0
2016-05-07 21:00 | 0 | 0 | 0 | 0 | 0 | 757194.8984 | 412868 | 0 | 0 | 0 | 2863690.899 | 0 | 0 | 0 | 0 | 0 | 0 | 0 | 0 | 0 | 0 | 0 | 0 | 0 | 344326.8984 | 0 | 0 | 0 | 0 | 0 | 0 | 0 | 0 | 0 | 0 | 0
2016-05-07 22:00 | 0 | 0 | 0 | 0 | 0 | 762294.5384 | 411596 | 0 | 0 | 0 | 3208017.7974 | 0 | 0 | 6371.64 | 0 | 0 | 0 | 0 | 0 | 0 | 0 | 0 | 0 | 0 | 344326.8984 | 0 | 0 | 0 | 6371.64 | 0 | 0 | 0 | 0 | 0 | 0 | 0
2016-05-07 23:00 | 0 | 0 | 0 | 0 | 0 | 765274.4978 | 408324 | 0 | 0 | 0 | 3552344.6957 | 0 | 0 | 18995.2394 | 0 | 0 | 0 | 0 | 0 | 0 | 0 | 0 | 0 | 0 | 344326.8984 | 0 | 0 | 0 | 12623.5994 | 0 | 0 | 0 | 0 | 0 | 0 | 0
2016-05-08 | 0 | 0 | 0 | 0 | 0 | 537348.8577 | 407114 | 0 | 0 | 0 | 3701574.7929 | 0 | 0 | 0 | 0 | 0 | 0 | 0 | 0 | 0 | 0 | 0 | 0 | 0 | 149230.0972 | 0 | 0 | 0 | -18995.2394 | 0 | 0 | 0 | 0 | 0 | 0 | 0
2016-05-08 01:00 | 0 | 0 | 0 | 0 | 0 | 163281.1359 | 405342 | 0 | 0 | 0 | 3459513.9288 | 0 | 0 | 0 | 0 | 0 | 0 | 0 | 0 | 0 | 0 | 0 | 0 | 0 | -242060.8641 | 0 | 0 | 0 | 0 | 0 | 0 | 0 | 0 | 0 | 0 | 0
2016-05-08 02:00 | 0 | 0 | 0 | 0 | 41583.2927 | 7149.8089 | 393060 | 0 | 0 | 0 | 3115187.0305 | 0 | 0 | 0 | 0 | 0 | 0 | 0 | 0 | 0 | 0 | 0 | 0 | 0 | -344326.8984 | 0 | 0 | 0 | 0 | 0 | 0 | 0 | 0 | 0 | 0 | 0
2016-05-08 03:00 | 0 | 0 | 0 | 0 | 29802.1016 | 0 | 374129 | 0 | 0 | 0 | 2770860.1321 | 0 | 0 | 0 | 0 | 0 | 0 | 0 | 0 | 0 | 0 | 0 | 0 | 0 | -344326.8984 | 0 | 0 | 0 | 0 | 0 | 0 | 0 | 0 | 0 | 0 | 0
2016-05-08 04:00 | 0 | 0 | 0 | 0 | 10842.1016 | 0 | 355169 | 0 | 0 | 0 | 2426533.2337 | 0 | 0 | 0 | 0 | 0 | 0 | 0 | 0 | 0 | 0 | 0 | 0 | 0 | -344326.8984 | 0 | 0 | 0 | 0 | 0 | 0 | 0 | 0 | 0 | 0 | 0
2016-05-08 05:00 | 0 | 0 | 0 | 0 | 0 | 0 | 338425 | 0 | 0 | 0 | 2088108.2337 | 0 | 0 | 0 | 0 | 0 | 0 | 0 | 0 | 0 | 0 | 0 | 0 | 0 | -338425 | 0 | 0 | 0 | 0 | 0 | 0 | 0 | 0 | 0 | 0 | 0
2016-05-08 06:00 | 0 | 0 | 0 | 0 | 0 | 0 | 323847 | 0 | 0 | 0 | 1764261.2337 | 0 | 0 | 0 | 0 | 0 | 0 | 0 | 0 | 0 | 0 | 0 | 0 | 0 | -323847 | 0 | 0 | 0 | 0 | 0 | 0 | 0 | 0 | 0 | 0 | 0
2016-05-08 07:00 | 0 | 0 | 0 | 0 | 0 | 0 | 314294 | 0 | 0 | 0 | 1449967.2337 | 0 | 0 | 0 | 0 | 0 | 0 | 0 | 0 | 0 | 0 | 0 | 0 | 0 | -314294 | 0 | 0 | 0 | 0 | 0 | 0 | 0 | 0 | 0 | 0 | 0
2016-05-08 08:00 | 0 | 0 | 0 | 0 | 0 | 0 | 309467 | 0 | 0 | 0 | 1140500.2337 | 0 | 0 | 0 | 0 | 0 | 0 | 0 | 0 | 0 | 0 | 0 | 0 | 0 | -309467 | 0 | 0 | 0 | 0 | 0 | 0 | 0 | 0 | 0 | 0 | 0
2016-05-08 09:00 | 0 | 0 | 0 | 0 | 0 | 0 | 309104 | 0 | 0 | 0 | 831396.2337 | 0 | 0 | 0 | 0 | 0 | 0 | 0 | 0 | 0 | 0 | 0 | 0 | 0 | -309104 | 0 | 0 | 0 | 0 | 0 | 0 | 0 | 0 | 0 | 0 | 0
2016-05-08 10:00 | 0 | 0 | 0 | 0 | 0 | 0 | 310431 | 0 | 0 | 0 | 520965.2337 | 0 | 0 | 0 | 0 | 0 | 0 | 0 | 0 | 0 | 0 | 0 | 0 | 0 | -310431 | 0 | 0 | 0 | 0 | 0 | 0 | 0 | 0 | 0 | 0 | 0
2016-05-08 11:00 | 0 | 0 | 0 | 0 | 0 | 0 | 316560 | 0 | 0 | 0 | 204405.2337 | 0 | 0 | 0 | 0 | 0 | 0 | 0 | 0 | 0 | 0 | 0 | 0 | 0 | -316560 | 0 | 0 | 0 | 0 | 0 | 0 | 0 | 0 | 0 | 0 | 0
2016-05-08 12:00 | 0 | 0 | 0 | 0 | 62072.9003 | 64106.8659 | 330585 | 0 | 0 | 0 | 0 | 0 | 0 | 0 | 0 | 0 | 0 | 0 | 0 | 0 | 0 | 0 | 0 | 0 | -204405.2337 | 0 | 0 | 0 | 0 | 0 | 0 | 0 | 0 | 0 | 0 | 0
2016-05-08 13:00 | 0 | 0 | 0 | 0 | 0 | 463981.1768 | 347778 | 0 | 0 | 0 | 116203.1768 | 0 | 0 | 0 | 0 | 0 | 0 | 0 | 0 | 0 | 0 | 0 | 0 | 0 | 116203.1768 | 0 | 0 | 0 | 0 | 0 | 0 | 0 | 0 | 0 | 0 | 0
2016-05-08 14:00 | 0 | 0 | 0 | 0 | 0 | 705840.8984 | 361514 | 0 | 0 | 0 | 460530.0752 | 0 | 0 | 0 | 0 | 0 | 0 | 0 | 0 | 0 | 0 | 0 | 0 | 0 | 344326.8984 | 0 | 0 | 0 | 0 | 0 | 0 | 0 | 0 | 0 | 0 | 0
2016-05-08 15:00 | 0 | 0 | 0 | 0 | 0 | 715418.8984 | 371092 | 0 | 0 | 0 | 804856.9735 | 0 | 0 | 0 | 0 | 0 | 0 | 0 | 0 | 0 | 0 | 0 | 0 | 0 | 344326.8984 | 0 | 0 | 0 | 0 | 0 | 0 | 0 | 0 | 0 | 0 | 0
2016-05-08 16:00 | 0 | 0 | 0 | 0 | 0 | 722536.8984 | 378210 | 0 | 0 | 0 | 1149183.8719 | 0 | 0 | 0 | 0 | 0 | 0 | 0 | 0 | 0 | 0 | 0 | 0 | 0 | 344326.8984 | 0 | 0 | 0 | 0 | 0 | 0 | 0 | 0 | 0 | 0 | 0
2016-05-08 17:00 | 0 | 0 | 0 | 0 | 0 | 729710.8984 | 385384 | 0 | 0 | 0 | 1493510.7703 | 0 | 0 | 0 | 0 | 0 | 0 | 0 | 0 | 0 | 0 | 0 | 0 | 0 | 344326.8984 | 0 | 0 | 0 | 0 | 0 | 0 | 0 | 0 | 0 | 0 | 0
2016-05-08 18:00 | 0 | 0 | 0 | 0 | 0 | 734786.8984 | 390460 | 0 | 0 | 0 | 1837837.6686 | 0 | 0 | 0 | 0 | 0 | 0 | 0 | 0 | 0 | 0 | 0 | 0 | 0 | 344326.8984 | 0 | 0 | 0 | 0 | 0 | 0 | 0 | 0 | 0 | 0 | 0
2016-05-08 19:00 | 0 | 0 | 0 | 0 | 0 | 739170.8984 | 394844 | 0 | 0 | 0 | 2182164.567 | 0 | 0 | 0 | 0 | 0 | 0 | 0 | 0 | 0 | 0 | 0 | 0 | 0 | 344326.8984 | 0 | 0 | 0 | 0 | 0 | 0 | 0 | 0 | 0 | 0 | 0
2016-05-08 20:00 | 0 | 0 | 0 | 0 | 0 | 744058.8984 | 399732 | 0 | 0 | 0 | 2526491.4654 | 0 | 0 | 0 | 0 | 0 | 0 | 0 | 0 | 0 | 0 | 0 | 0 | 0 | 344326.8984 | 0 | 0 | 0 | 0 | 0 | 0 | 0 | 0 | 0 | 0 | 0
2016-05-08 21:00 | 0 | 0 | 0 | 0 | 0 | 748182.8984 | 403856 | 0 | 0 | 0 | 2870818.3637 | 0 | 0 | 0 | 0 | 0 | 0 | 0 | 0 | 0 | 0 | 0 | 0 | 0 | 344326.8984 | 0 | 0 | 0 | 0 | 0 | 0 | 0 | 0 | 0 | 0 | 0
2016-05-08 22:00 | 0 | 0 | 0 | 0 | 0 | 768583.1378 | 405261 | 0 | 0 | 0 | 3215145.2621 | 0 | 0 | 18995.2394 | 0 | 0 | 0 | 0 | 0 | 0 | 0 | 0 | 0 | 0 | 344326.8984 | 0 | 0 | 0 | 18995.2394 | 0 | 0 | 0 | 0 | 0 | 0 | 0
2016-05-08 23:00 | 0 | 0 | 0 | 0 | 0 | 748512.7804 | 404452 | 0 | 0 | 0 | 3559472.1605 | 0 | 0 | 18729.1215 | 0 | 0 | 0 | 0 | 0 | 0 | 0 | 0 | 0 | 0 | 344326.8984 | 0 | 0 | 0 | -266.1179 | 0 | 0 | 0 | 0 | 0 | 0 | 0
2016-05-09 | 0 | 0 | 0 | 0 | 0 | 537966.6534 | 408354 | 0 | 0 | 0 | 3707813.9354 | 0 | 0 | 0 | 0 | 0 | 0 | 0 | 0 | 0 | 0 | 0 | 0 | 0 | 148341.7749 | 0 | 0 | 0 | -18729.1215 | 0 | 0 | 0 | 0 | 0 | 0 | 0
2016-05-09 01:00 | 0 | 0 | 0 | 0 | 0 | 200472.2594 | 410942 | 0 | 0 | 0 | 3497344.1948 | 0 | 0 | 0 | 0 | 0 | 0 | 0 | 0 | 0 | 0 | 0 | 0 | 0 | -210469.7406 | 0 | 0 | 0 | 0 | 0 | 0 | 0 | 0 | 0 | 0 | 0
2016-05-09 02:00 | 0 | 0 | 0 | 0 | 42752.6013 | 11192.5004 | 398272 | 0 | 0 | 0 | 3153017.2964 | 0 | 0 | 0 | 0 | 0 | 0 | 0 | 0 | 0 | 0 | 0 | 0 | 0 | -344326.8984 | 0 | 0 | 0 | 0 | 0 | 0 | 0 | 0 | 0 | 0 | 0
2016-05-09 03:00 | 0 | 0 | 0 | 0 | 32407.1016 | 0 | 376734 | 0 | 0 | 0 | 2808690.398 | 0 | 0 | 0 | 0 | 0 | 0 | 0 | 0 | 0 | 0 | 0 | 0 | 0 | -344326.8984 | 0 | 0 | 0 | 0 | 0 | 0 | 0 | 0 | 0 | 0 | 0
2016-05-09 04:00 | 0 | 0 | 0 | 0 | 11822.1016 | 0 | 356149 | 0 | 0 | 0 | 2464363.4997 | 0 | 0 | 0 | 0 | 0 | 0 | 0 | 0 | 0 | 0 | 0 | 0 | 0 | -344326.8984 | 0 | 0 | 0 | 0 | 0 | 0 | 0 | 0 | 0 | 0 | 0
2016-05-09 05:00 | 0 | 0 | 0 | 0 | 0 | 0 | 339213 | 0 | 0 | 0 | 2125150.4997 | 0 | 0 | 0 | 0 | 0 | 0 | 0 | 0 | 0 | 0 | 0 | 0 | 0 | -339213 | 0 | 0 | 0 | 0 | 0 | 0 | 0 | 0 | 0 | 0 | 0
2016-05-09 06:00 | 0 | 0 | 0 | 0 | 0 | 0 | 326866 | 0 | 0 | 0 | 1798284.4997 | 0 | 0 | 0 | 0 | 0 | 0 | 0 | 0 | 0 | 0 | 0 | 0 | 0 | -326866 | 0 | 0 | 0 | 0 | 0 | 0 | 0 | 0 | 0 | 0 | 0
2016-05-09 07:00 | 0 | 0 | 0 | 0 | 0 | 0 | 319749 | 0 | 0 | 0 | 1478535.4997 | 0 | 0 | 0 | 0 | 0 | 0 | 0 | 0 | 0 | 0 | 0 | 0 | 0 | -319749 | 0 | 0 | 0 | 0 | 0 | 0 | 0 | 0 | 0 | 0 | 0
2016-05-09 08:00 | 0 | 0 | 0 | 0 | 0 | 0 | 319811 | 0 | 0 | 0 | 1158724.4997 | 0 | 0 | 0 | 0 | 0 | 0 | 0 | 0 | 0 | 0 | 0 | 0 | 0 | -319811 | 0 | 0 | 0 | 0 | 0 | 0 | 0 | 0 | 0 | 0 | 0
2016-05-09 09:00 | 0 | 0 | 0 | 0 | 0 | 0 | 330336 | 0 | 0 | 0 | 828388.4997 | 0 | 0 | 0 | 0 | 0 | 0 | 0 | 0 | 0 | 0 | 0 | 0 | 0 | -330336 | 0 | 0 | 0 | 0 | 0 | 0 | 0 | 0 | 0 | 0 | 0
2016-05-09 10:00 | 0 | 0 | 0 | 0 | 10088.1016 | 0 | 354415 | 0 | 0 | 0 | 484061.6013 | 0 | 0 | 0 | 0 | 0 | 0 | 0 | 0 | 0 | 0 | 0 | 0 | 0 | -344326.8984 | 0 | 0 | 0 | 0 | 0 | 0 | 0 | 0 | 0 | 0 | 0
2016-05-09 11:00 | 0 | 0 | 0 | 0 | 34583.1016 | 0 | 378910 | 0 | 0 | 0 | 139734.7029 | 0 | 0 | 0 | 0 | 0 | 0 | 0 | 0 | 0 | 0 | 0 | 0 | 0 | -344326.8984 | 0 | 0 | 0 | 0 | 0 | 0 | 0 | 0 | 0 | 0 | 0
2016-05-09 12:00 | 0 | 0 | 0 | 0 | 179925.9916 | 75642.3054 | 395303 | 0 | 0 | 0 | 0 | 0 | 0 | 0 | 0 | 0 | 0 | 0 | 0 | 0 | 0 | 0 | 0 | 0 | -139734.7029 | 0 | 0 | 0 | 0 | 0 | 0 | 0 | 0 | 0 | 0 | 0
2016-05-09 13:00 | 0 | 0 | 0 | 0 | 0 | 427427.7532 | 408599 | 0 | 0 | 0 | 18828.7532 | 0 | 0 | 0 | 0 | 0 | 0 | 0 | 0 | 0 | 0 | 0 | 0 | 0 | 18828.7532 | 0 | 0 | 0 | 0 | 0 | 0 | 0 | 0 | 0 | 0 | 0
2016-05-09 14:00 | 0 | 0 | 0 | 0 | 0 | 766034.8984 | 421708 | 0 | 0 | 0 | 363155.6516 | 0 | 0 | 0 | 0 | 0 | 0 | 0 | 0 | 0 | 0 | 0 | 0 | 0 | 344326.8984 | 0 | 0 | 0 | 0 | 0 | 0 | 0 | 0 | 0 | 0 | 0
2016-05-09 15:00 | 0 | 0 | 0 | 0 | 0 | 777073.8984 | 432747 | 0 | 0 | 0 | 707482.55 | 0 | 0 | 0 | 0 | 0 | 0 | 0 | 0 | 0 | 0 | 0 | 0 | 0 | 344326.8984 | 0 | 0 | 0 | 0 | 0 | 0 | 0 | 0 | 0 | 0 | 0
2016-05-09 16:00 | 0 | 0 | 0 | 0 | 0 | 785465.8984 | 441139 | 0 | 0 | 0 | 1051809.4483 | 0 | 0 | 0 | 0 | 0 | 0 | 0 | 0 | 0 | 0 | 0 | 0 | 0 | 344326.8984 | 0 | 0 | 0 | 0 | 0 | 0 | 0 | 0 | 0 | 0 | 0
2016-05-09 17:00 | 0 | 0 | 0 | 0 | 0 | 793732.8984 | 449406 | 0 | 0 | 0 | 1396136.3467 | 0 | 0 | 0 | 0 | 0 | 0 | 0 | 0 | 0 | 0 | 0 | 0 | 0 | 344326.8984 | 0 | 0 | 0 | 0 | 0 | 0 | 0 | 0 | 0 | 0 | 0
2016-05-09 18:00 | 0 | 0 | 0 | 0 | 0 | 798940.8984 | 454614 | 0 | 0 | 0 | 1740463.2451 | 0 | 0 | 0 | 0 | 0 | 0 | 0 | 0 | 0 | 0 | 0 | 0 | 0 | 344326.8984 | 0 | 0 | 0 | 0 | 0 | 0 | 0 | 0 | 0 | 0 | 0
2016-05-09 19:00 | 0 | 0 | 0 | 0 | 0 | 802386.8984 | 458060 | 0 | 0 | 0 | 2084790.1434 | 0 | 0 | 0 | 0 | 0 | 0 | 0 | 0 | 0 | 0 | 0 | 0 | 0 | 344326.8984 | 0 | 0 | 0 | 0 | 0 | 0 | 0 | 0 | 0 | 0 | 0
2016-05-09 20:00 | 0 | 0 | 0 | 0 | 0 | 804807.8984 | 460481 | 0 | 0 | 0 | 2429117.0418 | 0 | 0 | 0 | 0 | 0 | 0 | 0 | 0 | 0 | 0 | 0 | 0 | 0 | 344326.8984 | 0 | 0 | 0 | 0 | 0 | 0 | 0 | 0 | 0 | 0 | 0
2016-05-09 21:00 | 0 | 0 | 0 | 0 | 0 | 806654.8984 | 462328 | 0 | 0 | 0 | 2773443.9402 | 0 | 0 | 0 | 0 | 0 | 0 | 0 | 0 | 0 | 0 | 0 | 0 | 0 | 344326.8984 | 0 | 0 | 0 | 0 | 0 | 0 | 0 | 0 | 0 | 0 | 0
2016-05-09 22:00 | 0 | 0 | 0 | 0 | 0 | 805749.8984 | 461423 | 0 | 0 | 0 | 3117770.8385 | 0 | 0 | 0 | 0 | 0 | 0 | 0 | 0 | 0 | 0 | 0 | 0 | 0 | 344326.8984 | 0 | 0 | 0 | 0 | 0 | 0 | 0 | 0 | 0 | 0 | 0
2016-05-09 23:00 | 0 | 0 | 0 | 0 | 0 | 803300.8984 | 458974 | 0 | 0 | 0 | 3462097.7369 | 0 | 0 | 0 | 0 | 0 | 0 | 0 | 0 | 0 | 0 | 0 | 0 | 0 | 344326.8984 | 0 | 0 | 0 | 0 | 0 | 0 | 0 | 0 | 0 | 0 | 0
2016-05-10 | 0 | 0 | 0 | 0 | 0 | 811750.9033 | 460125 | 0 | 0 | 0 | 3794728.4008 | 0 | 0 | 18995.2394 | 0 | 0 | 0 | 0 | 0 | 0 | 0 | 0 | 0 | 0 | 332630.6639 | 0 | 0 | 0 | 18995.2394 | 0 | 0 | 0 | 0 | 0 | 0 | 0
2016-05-10 01:00 | 0 | 0 | 0 | 0 | 0 | 365815.2165 | 454568 | 0 | 0 | 0 | 3705975.6172 | 0 | 0 | 18995.2394 | 0 | 0 | 0 | 0 | 0 | 0 | 0 | 0 | 0 | 0 | -88752.7835 | 0 | 0 | 0 | 0 | 0 | 0 | 0 | 0 | 0 | 0 | 0
2016-05-10 02:00 | 0 | 0 | 0 | 0 | 56339.3334 | 14157.5288 | 433819 | 0 | 0 | 0 | 3361648.7189 | 0 | 0 | 0 | 0 | 0 | 0 | 0 | 0 | 0 | 0 | 0 | 0 | 0 | -344326.8984 | 0 | 0 | 0 | -18995.2394 | 0 | 0 | 0 | 0 | 0 | 0 | 0
2016-05-10 03:00 | 0 | 0 | 0 | 0 | 62207.1016 | 0 | 406534 | 0 | 0 | 0 | 3017321.8205 | 0 | 0 | 0 | 0 | 0 | 0 | 0 | 0 | 0 | 0 | 0 | 0 | 0 | -344326.8984 | 0 | 0 | 0 | 0 | 0 | 0 | 0 | 0 | 0 | 0 | 0
2016-05-10 04:00 | 0 | 0 | 0 | 0 | 38757.1016 | 0 | 383084 | 0 | 0 | 0 | 2672994.9221 | 0 | 0 | 0 | 0 | 0 | 0 | 0 | 0 | 0 | 0 | 0 | 0 | 0 | -344326.8984 | 0 | 0 | 0 | 0 | 0 | 0 | 0 | 0 | 0 | 0 | 0
2016-05-10 05:00 | 0 | 0 | 0 | 0 | 18121.1016 | 0 | 362448 | 0 | 0 | 0 | 2328668.0238 | 0 | 0 | 0 | 0 | 0 | 0 | 0 | 0 | 0 | 0 | 0 | 0 | 0 | -344326.8984 | 0 | 0 | 0 | 0 | 0 | 0 | 0 | 0 | 0 | 0 | 0
2016-05-10 06:00 | 0 | 0 | 0 | 0 | 4007.1016 | 0 | 348334 | 0 | 0 | 0 | 1984341.1254 | 0 | 0 | 0 | 0 | 0 | 0 | 0 | 0 | 0 | 0 | 0 | 0 | 0 | -344326.8984 | 0 | 0 | 0 | 0 | 0 | 0 | 0 | 0 | 0 | 0 | 0
2016-05-10 07:00 | 0 | 0 | 0 | 0 | 0 | 0 | 339313 | 0 | 0 | 0 | 1645028.1254 | 0 | 0 | 0 | 0 | 0 | 0 | 0 | 0 | 0 | 0 | 0 | 0 | 0 | -339313 | 0 | 0 | 0 | 0 | 0 | 0 | 0 | 0 | 0 | 0 | 0
2016-05-10 08:00 | 0 | 0 | 0 | 0 | 0 | 0 | 337125 | 0 | 0 | 0 | 1307903.1254 | 0 | 0 | 0 | 0 | 0 | 0 | 0 | 0 | 0 | 0 | 0 | 0 | 0 | -337125 | 0 | 0 | 0 | 0 | 0 | 0 | 0 | 0 | 0 | 0 | 0
2016-05-10 09:00 | 0 | 0 | 0 | 0 | 589.1016 | 0 | 344916 | 0 | 0 | 0 | 963576.227 | 0 | 0 | 0 | 0 | 0 | 0 | 0 | 0 | 0 | 0 | 0 | 0 | 0 | -344326.8984 | 0 | 0 | 0 | 0 | 0 | 0 | 0 | 0 | 0 | 0 | 0
2016-05-10 10:00 | 0 | 0 | 0 | 0 | 22656.1016 | 0 | 366983 | 0 | 0 | 0 | 619249.3287 | 0 | 0 | 0 | 0 | 0 | 0 | 0 | 0 | 0 | 0 | 0 | 0 | 0 | -344326.8984 | 0 | 0 | 0 | 0 | 0 | 0 | 0 | 0 | 0 | 0 | 0
2016-05-10 11:00 | 0 | 0 | 0 | 0 | 45332.1016 | 0 | 389659 | 0 | 0 | 0 | 274922.4303 | 0 | 0 | 0 | 0 | 0 | 0 | 0 | 0 | 0 | 0 | 0 | 0 | 0 | -344326.8984 | 0 | 0 | 0 | 0 | 0 | 0 | 0 | 0 | 0 | 0 | 0
2016-05-10 12:00 | 0 | 0 | 0 | 0 | 63450.937 | 66045.6327 | 404419 | 0 | 0 | 0 | 0 | 0 | 0 | 0 | 0 | 0 | 0 | 0 | 0 | 0 | 0 | 0 | 0 | 0 | -274922.4303 | 0 | 0 | 0 | 0 | 0 | 0 | 0 | 0 | 0 | 0 | 0
2016-05-10 13:00 | 0 | 0 | 0 | 0 | 0 | 485982.6048 | 419261 | 0 | 0 | 0 | 66721.6048 | 0 | 0 | 0 | 0 | 0 | 0 | 0 | 0 | 0 | 0 | 0 | 0 | 0 | 66721.6048 | 0 | 0 | 0 | 0 | 0 | 0 | 0 | 0 | 0 | 0 | 0
2016-05-10 14:00 | 0 | 0 | 0 | 0 | 0 | 778392.8984 | 434066 | 0 | 0 | 0 | 411048.5031 | 0 | 0 | 0 | 0 | 0 | 0 | 0 | 0 | 0 | 0 | 0 | 0 | 0 | 344326.8984 | 0 | 0 | 0 | 0 | 0 | 0 | 0 | 0 | 0 | 0 | 0
2016-05-10 15:00 | 0 | 0 | 0 | 0 | 0 | 790867.8984 | 446541 | 0 | 0 | 0 | 755375.4015 | 0 | 0 | 0 | 0 | 0 | 0 | 0 | 0 | 0 | 0 | 0 | 0 | 0 | 344326.8984 | 0 | 0 | 0 | 0 | 0 | 0 | 0 | 0 | 0 | 0 | 0
2016-05-10 16:00 | 0 | 0 | 0 | 0 | 0 | 800634.8984 | 456308 | 0 | 0 | 0 | 1099702.2999 | 0 | 0 | 0 | 0 | 0 | 0 | 0 | 0 | 0 | 0 | 0 | 0 | 0 | 344326.8984 | 0 | 0 | 0 | 0 | 0 | 0 | 0 | 0 | 0 | 0 | 0
2016-05-10 17:00 | 0 | 0 | 0 | 0 | 0 | 810246.8984 | 465920 | 0 | 0 | 0 | 1444029.1982 | 0 | 0 | 0 | 0 | 0 | 0 | 0 | 0 | 0 | 0 | 0 | 0 | 0 | 344326.8984 | 0 | 0 | 0 | 0 | 0 | 0 | 0 | 0 | 0 | 0 | 0
2016-05-10 18:00 | 0 | 0 | 0 | 0 | 0 | 816829.8984 | 472503 | 0 | 0 | 0 | 1788356.0966 | 0 | 0 | 0 | 0 | 0 | 0 | 0 | 0 | 0 | 0 | 0 | 0 | 0 | 344326.8984 | 0 | 0 | 0 | 0 | 0 | 0 | 0 | 0 | 0 | 0 | 0
2016-05-10 19:00 | 0 | 0 | 0 | 0 | 0 | 826799.8984 | 482473 | 0 | 0 | 0 | 2132682.995 | 0 | 0 | 0 | 0 | 0 | 0 | 0 | 0 | 0 | 0 | 0 | 0 | 0 | 344326.8984 | 0 | 0 | 0 | 0 | 0 | 0 | 0 | 0 | 0 | 0 | 0
2016-05-10 20:00 | 0 | 0 | 0 | 0 | 0 | 831409.8984 | 487083 | 0 | 0 | 0 | 2477009.8933 | 0 | 0 | 0 | 0 | 0 | 0 | 0 | 0 | 0 | 0 | 0 | 0 | 0 | 344326.8984 | 0 | 0 | 0 | 0 | 0 | 0 | 0 | 0 | 0 | 0 | 0
2016-05-10 21:00 | 0 | 0 | 0 | 0 | 0 | 835488.8984 | 491162 | 0 | 0 | 0 | 2821336.7917 | 0 | 0 | 0 | 0 | 0 | 0 | 0 | 0 | 0 | 0 | 0 | 0 | 0 | 344326.8984 | 0 | 0 | 0 | 0 | 0 | 0 | 0 | 0 | 0 | 0 | 0
2016-05-10 22:00 | 0 | 0 | 0 | 0 | 0 | 833615.8984 | 489289 | 0 | 0 | 0 | 3165663.6901 | 0 | 0 | 0 | 0 | 0 | 0 | 0 | 0 | 0 | 0 | 0 | 0 | 0 | 344326.8984 | 0 | 0 | 0 | 0 | 0 | 0 | 0 | 0 | 0 | 0 | 0
2016-05-10 23:00 | 0 | 0 | 0 | 0 | 0 | 847362.1378 | 484040 | 0 | 0 | 0 | 3509990.5884 | 0 | 0 | 18995.2394 | 0 | 0 | 0 | 0 | 0 | 0 | 0 | 0 | 0 | 0 | 344326.8984 | 0 | 0 | 0 | 18995.2394 | 0 | 0 | 0 | 0 | 0 | 0 | 0
2016-05-11 | 0 | 0 | 0 | 0 | 0 | 766782.8124 | 482045 | 0 | 0 | 0 | 3794728.4008 | 0 | 0 | 18995.2394 | 0 | 0 | 0 | 0 | 0 | 0 | 0 | 0 | 0 | 0 | 284737.8124 | 0 | 0 | 0 | 0 | 0 | 0 | 0 | 0 | 0 | 0 | 0
2016-05-11 01:00 | 0 | 0 | 0 | 0 | 0 | 352615.1289 | 474763 | 0 | 0 | 0 | 3672580.5297 | 0 | 0 | 18995.2394 | 0 | 0 | 0 | 0 | 0 | 0 | 0 | 0 | 0 | 0 | -122147.8711 | 0 | 0 | 0 | 0 | 0 | 0 | 0 | 0 | 0 | 0 | 0
2016-05-11 02:00 | 0 | 0 | 0 | 0 | 72693.8498 | 15780.0124 | 451796 | 0 | 0 | 0 | 3328253.6313 | 0 | 0 | 0 | 0 | 0 | 0 | 0 | 0 | 0 | 0 | 0 | 0 | 0 | -344326.8984 | 0 | 0 | 0 | -18995.2394 | 0 | 0 | 0 | 0 | 0 | 0 | 0
2016-05-11 03:00 | 0 | 0 | 0 | 0 | 78141.1016 | 0 | 422468 | 0 | 0 | 0 | 2983926.733 | 0 | 0 | 0 | 0 | 0 | 0 | 0 | 0 | 0 | 0 | 0 | 0 | 0 | -344326.8984 | 0 | 0 | 0 | 0 | 0 | 0 | 0 | 0 | 0 | 0 | 0
2016-05-11 04:00 | 0 | 0 | 0 | 0 | 51154.1016 | 0 | 395481 | 0 | 0 | 0 | 2639599.8346 | 0 | 0 | 0 | 0 | 0 | 0 | 0 | 0 | 0 | 0 | 0 | 0 | 0 | -344326.8984 | 0 | 0 | 0 | 0 | 0 | 0 | 0 | 0 | 0 | 0 | 0
2016-05-11 05:00 | 0 | 0 | 0 | 0 | 29881.1016 | 0 | 374208 | 0 | 0 | 0 | 2295272.9362 | 0 | 0 | 0 | 0 | 0 | 0 | 0 | 0 | 0 | 0 | 0 | 0 | 0 | -344326.8984 | 0 | 0 | 0 | 0 | 0 | 0 | 0 | 0 | 0 | 0 | 0
2016-05-11 06:00 | 0 | 0 | 0 | 0 | 12637.1016 | 0 | 356964 | 0 | 0 | 0 | 1950946.0379 | 0 | 0 | 0 | 0 | 0 | 0 | 0 | 0 | 0 | 0 | 0 | 0 | 0 | -344326.8984 | 0 | 0 | 0 | 0 | 0 | 0 | 0 | 0 | 0 | 0 | 0
2016-05-11 07:00 | 0 | 0 | 0 | 0 | 2638.1016 | 0 | 346965 | 0 | 0 | 0 | 1606619.1395 | 0 | 0 | 0 | 0 | 0 | 0 | 0 | 0 | 0 | 0 | 0 | 0 | 0 | -344326.8984 | 0 | 0 | 0 | 0 | 0 | 0 | 0 | 0 | 0 | 0 | 0
2016-05-11 08:00 | 0 | 0 | 0 | 0 | 0 | 0 | 343361 | 0 | 0 | 0 | 1263258.1395 | 0 | 0 | 0 | 0 | 0 | 0 | 0 | 0 | 0 | 0 | 0 | 0 | 0 | -343361 | 0 | 0 | 0 | 0 | 0 | 0 | 0 | 0 | 0 | 0 | 0
2016-05-11 09:00 | 0 | 0 | 0 | 0 | 6159.1016 | 0 | 350486 | 0 | 0 | 0 | 918931.2411 | 0 | 0 | 0 | 0 | 0 | 0 | 0 | 0 | 0 | 0 | 0 | 0 | 0 | -344326.8984 | 0 | 0 | 0 | 0 | 0 | 0 | 0 | 0 | 0 | 0 | 0
2016-05-11 10:00 | 0 | 0 | 0 | 0 | 26951.1016 | 0 | 371278 | 0 | 0 | 0 | 574604.3428 | 0 | 0 | 0 | 0 | 0 | 0 | 0 | 0 | 0 | 0 | 0 | 0 | 0 | -344326.8984 | 0 | 0 | 0 | 0 | 0 | 0 | 0 | 0 | 0 | 0 | 0
2016-05-11 11:00 | 0 | 0 | 0 | 0 | 48880.1016 | 0 | 393207 | 0 | 0 | 0 | 230277.4444 | 0 | 0 | 0 | 0 | 0 | 0 | 0 | 0 | 0 | 0 | 0 | 0 | 0 | -344326.8984 | 0 | 0 | 0 | 0 | 0 | 0 | 0 | 0 | 0 | 0 | 0
2016-05-11 12:00 | 0 | 0 | 0 | 0 | 82326.0725 | 96071.4831 | 408675 | 0 | 0 | 0 | 0 | 0 | 0 | 0 | 0 | 0 | 0 | 0 | 0 | 0 | 0 | 0 | 0 | 0 | -230277.4444 | 0 | 0 | 0 | 0 | 0 | 0 | 0 | 0 | 0 | 0 | 0
2016-05-11 13:00 | 0 | 0 | 0 | 0 | 0 | 493133.637 | 423244 | 0 | 0 | 0 | 69889.637 | 0 | 0 | 0 | 0 | 0 | 0 | 0 | 0 | 0 | 0 | 0 | 0 | 0 | 69889.637 | 0 | 0 | 0 | 0 | 0 | 0 | 0 | 0 | 0 | 0 | 0
2016-05-11 14:00 | 0 | 0 | 0 | 0 | 0 | 783432.8984 | 439106 | 0 | 0 | 0 | 414216.5354 | 0 | 0 | 0 | 0 | 0 | 0 | 0 | 0 | 0 | 0 | 0 | 0 | 0 | 344326.8984 | 0 | 0 | 0 | 0 | 0 | 0 | 0 | 0 | 0 | 0 | 0
2016-05-11 15:00 | 0 | 0 | 0 | 0 | 0 | 798203.8984 | 453877 | 0 | 0 | 0 | 758543.4337 | 0 | 0 | 0 | 0 | 0 | 0 | 0 | 0 | 0 | 0 | 0 | 0 | 0 | 344326.8984 | 0 | 0 | 0 | 0 | 0 | 0 | 0 | 0 | 0 | 0 | 0
2016-05-11 16:00 | 0 | 0 | 0 | 0 | 0 | 810602.8984 | 466276 | 0 | 0 | 0 | 1102870.3321 | 0 | 0 | 0 | 0 | 0 | 0 | 0 | 0 | 0 | 0 | 0 | 0 | 0 | 344326.8984 | 0 | 0 | 0 | 0 | 0 | 0 | 0 | 0 | 0 | 0 | 0
2016-05-11 17:00 | 0 | 0 | 0 | 0 | 0 | 822879.8984 | 478553 | 0 | 0 | 0 | 1447197.2305 | 0 | 0 | 0 | 0 | 0 | 0 | 0 | 0 | 0 | 0 | 0 | 0 | 0 | 344326.8984 | 0 | 0 | 0 | 0 | 0 | 0 | 0 | 0 | 0 | 0 | 0
2016-05-11 18:00 | 0 | 0 | 0 | 0 | 0 | 832787.8984 | 488461 | 0 | 0 | 0 | 1791524.1288 | 0 | 0 | 0 | 0 | 0 | 0 | 0 | 0 | 0 | 0 | 0 | 0 | 0 | 344326.8984 | 0 | 0 | 0 | 0 | 0 | 0 | 0 | 0 | 0 | 0 | 0
2016-05-11 19:00 | 0 | 0 | 0 | 0 | 0 | 841010.8984 | 496684 | 0 | 0 | 0 | 2135851.0272 | 0 | 0 | 0 | 0 | 0 | 0 | 0 | 0 | 0 | 0 | 0 | 0 | 0 | 344326.8984 | 0 | 0 | 0 | 0 | 0 | 0 | 0 | 0 | 0 | 0 | 0
2016-05-11 20:00 | 0 | 0 | 0 | 0 | 0 | 847772.8984 | 503446 | 0 | 0 | 0 | 2480177.9256 | 0 | 0 | 0 | 0 | 0 | 0 | 0 | 0 | 0 | 0 | 0 | 0 | 0 | 344326.8984 | 0 | 0 | 0 | 0 | 0 | 0 | 0 | 0 | 0 | 0 | 0
2016-05-11 21:00 | 0 | 0 | 0 | 0 | 0 | 851582.8984 | 507256 | 0 | 0 | 0 | 2824504.8239 | 0 | 0 | 0 | 0 | 0 | 0 | 0 | 0 | 0 | 0 | 0 | 0 | 0 | 344326.8984 | 0 | 0 | 0 | 0 | 0 | 0 | 0 | 0 | 0 | 0 | 0
2016-05-11 22:00 | 0 | 0 | 0 | 0 | 0 | 849984.8984 | 505658 | 0 | 0 | 0 | 3168831.7223 | 0 | 0 | 0 | 0 | 0 | 0 | 0 | 0 | 0 | 0 | 0 | 0 | 0 | 344326.8984 | 0 | 0 | 0 | 0 | 0 | 0 | 0 | 0 | 0 | 0 | 0
2016-05-11 23:00 | 0 | 0 | 0 | 0 | 0 | 843508.8984 | 499182 | 0 | 0 | 0 | 3513158.6207 | 0 | 0 | 0 | 0 | 0 | 0 | 0 | 0 | 0 | 0 | 0 | 0 | 0 | 344326.8984 | 0 | 0 | 0 | 0 | 0 | 0 | 0 | 0 | 0 | 0 | 0
2016-05-12 | 0 | 0 | 0 | 0 | 0 | 795444.0195 | 494879 | 0 | 0 | 0 | 3794728.4008 | 0 | 0 | 18995.2394 | 0 | 0 | 0 | 0 | 0 | 0 | 0 | 0 | 0 | 0 | 281569.7801 | 0 | 0 | 0 | 18995.2394 | 0 | 0 | 0 | 0 | 0 | 0 | 0
2016-05-12 01:00 | 0 | 0 | 0 | 0 | 0 | 376051.1713 | 486960 | 0 | 0 | 0 | 3683819.5721 | 0 | 0 | 18995.2394 | 0 | 0 | 0 | 0 | 0 | 0 | 0 | 0 | 0 | 0 | -110908.8287 | 0 | 0 | 0 | 0 | 0 | 0 | 0 | 0 | 0 | 0 | 0
2016-05-12 02:00 | 0 | 0 | 0 | 0 | 70686.302 | 29147.5602 | 463156 | 0 | 0 | 0 | 3339492.6737 | 0 | 0 | 0 | 0 | 0 | 0 | 0 | 0 | 0 | 0 | 0 | 0 | 0 | -344326.8984 | 0 | 0 | 0 | -18995.2394 | 0 | 0 | 0 | 0 | 0 | 0 | 0
2016-05-12 03:00 | 0 | 0 | 0 | 0 | 87459.1016 | 0 | 431786 | 0 | 0 | 0 | 2995165.7754 | 0 | 0 | 0 | 0 | 0 | 0 | 0 | 0 | 0 | 0 | 0 | 0 | 0 | -344326.8984 | 0 | 0 | 0 | 0 | 0 | 0 | 0 | 0 | 0 | 0 | 0
2016-05-12 04:00 | 0 | 0 | 0 | 0 | 58618.1016 | 0 | 402945 | 0 | 0 | 0 | 2650838.877 | 0 | 0 | 0 | 0 | 0 | 0 | 0 | 0 | 0 | 0 | 0 | 0 | 0 | -344326.8984 | 0 | 0 | 0 | 0 | 0 | 0 | 0 | 0 | 0 | 0 | 0
2016-05-12 05:00 | 0 | 0 | 0 | 0 | 34467.1016 | 0 | 378794 | 0 | 0 | 0 | 2306511.9786 | 0 | 0 | 0 | 0 | 0 | 0 | 0 | 0 | 0 | 0 | 0 | 0 | 0 | -344326.8984 | 0 | 0 | 0 | 0 | 0 | 0 | 0 | 0 | 0 | 0 | 0
2016-05-12 06:00 | 0 | 0 | 0 | 0 | 16100.1016 | 0 | 360427 | 0 | 0 | 0 | 1962185.0803 | 0 | 0 | 0 | 0 | 0 | 0 | 0 | 0 | 0 | 0 | 0 | 0 | 0 | -344326.8984 | 0 | 0 | 0 | 0 | 0 | 0 | 0 | 0 | 0 | 0 | 0
2016-05-12 07:00 | 0 | 0 | 0 | 0 | 4051.1016 | 0 | 348378 | 0 | 0 | 0 | 1617858.1819 | 0 | 0 | 0 | 0 | 0 | 0 | 0 | 0 | 0 | 0 | 0 | 0 | 0 | -344326.8984 | 0 | 0 | 0 | 0 | 0 | 0 | 0 | 0 | 0 | 0 | 0
2016-05-12 08:00 | 0 | 0 | 0 | 0 | 128.1016 | 0 | 344455 | 0 | 0 | 0 | 1273531.2835 | 0 | 0 | 0 | 0 | 0 | 0 | 0 | 0 | 0 | 0 | 0 | 0 | 0 | -344326.8984 | 0 | 0 | 0 | 0 | 0 | 0 | 0 | 0 | 0 | 0 | 0
2016-05-12 09:00 | 0 | 0 | 0 | 0 | 7418.1016 | 0 | 351745 | 0 | 0 | 0 | 929204.3852 | 0 | 0 | 0 | 0 | 0 | 0 | 0 | 0 | 0 | 0 | 0 | 0 | 0 | -344326.8984 | 0 | 0 | 0 | 0 | 0 | 0 | 0 | 0 | 0 | 0 | 0
2016-05-12 10:00 | 0 | 0 | 0 | 0 | 27162.1016 | 0 | 371489 | 0 | 0 | 0 | 584877.4868 | 0 | 0 | 0 | 0 | 0 | 0 | 0 | 0 | 0 | 0 | 0 | 0 | 0 | -344326.8984 | 0 | 0 | 0 | 0 | 0 | 0 | 0 | 0 | 0 | 0 | 0
2016-05-12 11:00 | 0 | 0 | 0 | 0 | 49760.1016 | 0 | 394087 | 0 | 0 | 0 | 240550.5884 | 0 | 0 | 0 | 0 | 0 | 0 | 0 | 0 | 0 | 0 | 0 | 0 | 0 | -344326.8984 | 0 | 0 | 0 | 0 | 0 | 0 | 0 | 0 | 0 | 0 | 0
2016-05-12 12:00 | 0 | 0 | 0 | 0 | 76499.1582 | 93968.2534 | 411018 | 0 | 0 | 0 | 0 | 0 | 0 | 0 | 0 | 0 | 0 | 0 | 0 | 0 | 0 | 0 | 0 | 0 | -240550.5884 | 0 | 0 | 0 | 0 | 0 | 0 | 0 | 0 | 0 | 0 | 0
2016-05-12 13:00 | 0 | 0 | 0 | 0 | 0 | 486666.548 | 425972 | 0 | 0 | 0 | 60694.548 | 0 | 0 | 0 | 0 | 0 | 0 | 0 | 0 | 0 | 0 | 0 | 0 | 0 | 60694.548 | 0 | 0 | 0 | 0 | 0 | 0 | 0 | 0 | 0 | 0 | 0
2016-05-12 14:00 | 0 | 0 | 0 | 0 | 0 | 786055.8984 | 441729 | 0 | 0 | 0 | 405021.4463 | 0 | 0 | 0 | 0 | 0 | 0 | 0 | 0 | 0 | 0 | 0 | 0 | 0 | 344326.8984 | 0 | 0 | 0 | 0 | 0 | 0 | 0 | 0 | 0 | 0 | 0
2016-05-12 15:00 | 0 | 0 | 0 | 0 | 0 | 800560.8984 | 456234 | 0 | 0 | 0 | 749348.3447 | 0 | 0 | 0 | 0 | 0 | 0 | 0 | 0 | 0 | 0 | 0 | 0 | 0 | 344326.8984 | 0 | 0 | 0 | 0 | 0 | 0 | 0 | 0 | 0 | 0 | 0
2016-05-12 16:00 | 0 | 0 | 0 | 0 | 0 | 811675.8984 | 467349 | 0 | 0 | 0 | 1093675.243 | 0 | 0 | 0 | 0 | 0 | 0 | 0 | 0 | 0 | 0 | 0 | 0 | 0 | 344326.8984 | 0 | 0 | 0 | 0 | 0 | 0 | 0 | 0 | 0 | 0 | 0
2016-05-12 17:00 | 0 | 0 | 0 | 0 | 0 | 822506.8984 | 478180 | 0 | 0 | 0 | 1438002.1414 | 0 | 0 | 0 | 0 | 0 | 0 | 0 | 0 | 0 | 0 | 0 | 0 | 0 | 344326.8984 | 0 | 0 | 0 | 0 | 0 | 0 | 0 | 0 | 0 | 0 | 0
2016-05-12 18:00 | 0 | 0 | 0 | 0 | 0 | 830804.8984 | 486478 | 0 | 0 | 0 | 1782329.0398 | 0 | 0 | 0 | 0 | 0 | 0 | 0 | 0 | 0 | 0 | 0 | 0 | 0 | 344326.8984 | 0 | 0 | 0 | 0 | 0 | 0 | 0 | 0 | 0 | 0 | 0
2016-05-12 19:00 | 0 | 0 | 0 | 0 | 0 | 836367.8984 | 492041 | 0 | 0 | 0 | 2126655.9381 | 0 | 0 | 0 | 0 | 0 | 0 | 0 | 0 | 0 | 0 | 0 | 0 | 0 | 344326.8984 | 0 | 0 | 0 | 0 | 0 | 0 | 0 | 0 | 0 | 0 | 0
2016-05-12 20:00 | 0 | 0 | 0 | 0 | 0 | 840770.8984 | 496444 | 0 | 0 | 0 | 2470982.8365 | 0 | 0 | 0 | 0 | 0 | 0 | 0 | 0 | 0 | 0 | 0 | 0 | 0 | 344326.8984 | 0 | 0 | 0 | 0 | 0 | 0 | 0 | 0 | 0 | 0 | 0
2016-05-12 21:00 | 0 | 0 | 0 | 0 | 0 | 842888.8984 | 498562 | 0 | 0 | 0 | 2815309.7349 | 0 | 0 | 0 | 0 | 0 | 0 | 0 | 0 | 0 | 0 | 0 | 0 | 0 | 344326.8984 | 0 | 0 | 0 | 0 | 0 | 0 | 0 | 0 | 0 | 0 | 0
2016-05-12 22:00 | 0 | 0 | 0 | 0 | 0 | 839874.8984 | 495548 | 0 | 0 | 0 | 3159636.6332 | 0 | 0 | 0 | 0 | 0 | 0 | 0 | 0 | 0 | 0 | 0 | 0 | 0 | 344326.8984 | 0 | 0 | 0 | 0 | 0 | 0 | 0 | 0 | 0 | 0 | 0
2016-05-12 23:00 | 0 | 0 | 0 | 0 | 0 | 851703.1378 | 488381 | 0 | 0 | 0 | 3503963.5316 | 0 | 0 | 18995.2394 | 0 | 0 | 0 | 0 | 0 | 0 | 0 | 0 | 0 | 0 | 344326.8984 | 0 | 0 | 0 | 18995.2394 | 0 | 0 | 0 | 0 | 0 | 0 | 0
2016-05-13 | 0 | 0 | 0 | 0 | 0 | 775990.8692 | 485226 | 0 | 0 | 0 | 3794728.4008 | 0 | 0 | 18995.2394 | 0 | 0 | 0 | 0 | 0 | 0 | 0 | 0 | 0 | 0 | 290764.8692 | 0 | 0 | 0 | 0 | 0 | 0 | 0 | 0 | 0 | 0 | 0
2016-05-13 01:00 | 0 | 0 | 0 | 0 | 0 | 373578.8228 | 476994 | 0 | 0 | 0 | 3691313.2236 | 0 | 0 | 18995.2394 | 0 | 0 | 0 | 0 | 0 | 0 | 0 | 0 | 0 | 0 | -103415.1772 | 0 | 0 | 0 | 0 | 0 | 0 | 0 | 0 | 0 | 0 | 0
2016-05-13 02:00 | 0 | 0 | 0 | 0 | 59749.2039 | 31266.6583 | 454338 | 0 | 0 | 0 | 3346986.3252 | 0 | 0 | 0 | 0 | 0 | 0 | 0 | 0 | 0 | 0 | 0 | 0 | 0 | -344326.8984 | 0 | 0 | 0 | -18995.2394 | 0 | 0 | 0 | 0 | 0 | 0 | 0
2016-05-13 03:00 | 0 | 0 | 0 | 0 | 80914.1016 | 0 | 425241 | 0 | 0 | 0 | 3002659.4269 | 0 | 0 | 0 | 0 | 0 | 0 | 0 | 0 | 0 | 0 | 0 | 0 | 0 | -344326.8984 | 0 | 0 | 0 | 0 | 0 | 0 | 0 | 0 | 0 | 0 | 0
2016-05-13 04:00 | 0 | 0 | 0 | 0 | 52748.1016 | 0 | 397075 | 0 | 0 | 0 | 2658332.5285 | 0 | 0 | 0 | 0 | 0 | 0 | 0 | 0 | 0 | 0 | 0 | 0 | 0 | -344326.8984 | 0 | 0 | 0 | 0 | 0 | 0 | 0 | 0 | 0 | 0 | 0
2016-05-13 05:00 | 0 | 0 | 0 | 0 | 29413.1016 | 0 | 373740 | 0 | 0 | 0 | 2314005.6301 | 0 | 0 | 0 | 0 | 0 | 0 | 0 | 0 | 0 | 0 | 0 | 0 | 0 | -344326.8984 | 0 | 0 | 0 | 0 | 0 | 0 | 0 | 0 | 0 | 0 | 0
2016-05-13 06:00 | 0 | 0 | 0 | 0 | 11211.1016 | 0 | 355538 | 0 | 0 | 0 | 1969678.7318 | 0 | 0 | 0 | 0 | 0 | 0 | 0 | 0 | 0 | 0 | 0 | 0 | 0 | -344326.8984 | 0 | 0 | 0 | 0 | 0 | 0 | 0 | 0 | 0 | 0 | 0
2016-05-13 07:00 | 0 | 0 | 0 | 0 | 557.1016 | 0 | 344884 | 0 | 0 | 0 | 1625351.8334 | 0 | 0 | 0 | 0 | 0 | 0 | 0 | 0 | 0 | 0 | 0 | 0 | 0 | -344326.8984 | 0 | 0 | 0 | 0 | 0 | 0 | 0 | 0 | 0 | 0 | 0
2016-05-13 08:00 | 0 | 0 | 0 | 0 | 0 | 0 | 340706 | 0 | 0 | 0 | 1284645.8334 | 0 | 0 | 0 | 0 | 0 | 0 | 0 | 0 | 0 | 0 | 0 | 0 | 0 | -340706 | 0 | 0 | 0 | 0 | 0 | 0 | 0 | 0 | 0 | 0 | 0
2016-05-13 09:00 | 0 | 0 | 0 | 0 | 2810.1016 | 0 | 347137 | 0 | 0 | 0 | 940318.935 | 0 | 0 | 0 | 0 | 0 | 0 | 0 | 0 | 0 | 0 | 0 | 0 | 0 | -344326.8984 | 0 | 0 | 0 | 0 | 0 | 0 | 0 | 0 | 0 | 0 | 0
2016-05-13 10:00 | 0 | 0 | 0 | 0 | 21472.1016 | 0 | 365799 | 0 | 0 | 0 | 595992.0367 | 0 | 0 | 0 | 0 | 0 | 0 | 0 | 0 | 0 | 0 | 0 | 0 | 0 | -344326.8984 | 0 | 0 | 0 | 0 | 0 | 0 | 0 | 0 | 0 | 0 | 0
2016-05-13 11:00 | 0 | 0 | 0 | 0 | 42513.1016 | 0 | 386840 | 0 | 0 | 0 | 251665.1383 | 0 | 0 | 0 | 0 | 0 | 0 | 0 | 0 | 0 | 0 | 0 | 0 | 0 | -344326.8984 | 0 | 0 | 0 | 0 | 0 | 0 | 0 | 0 | 0 | 0 | 0
2016-05-13 12:00 | 0 | 0 | 0 | 0 | 37448.1379 | 115126.7238 | 404240 | 0 | 0 | 0 | 0 | 0 | 0 | 0 | 0 | 0 | 0 | 0 | 0 | 0 | 0 | 0 | 0 | 0 | -251665.1383 | 0 | 0 | 0 | 0 | 0 | 0 | 0 | 0 | 0 | 0 | 0
2016-05-13 13:00 | 0 | 0 | 0 | 0 | 0 | 489886.1525 | 420934 | 0 | 0 | 0 | 68952.1525 | 0 | 0 | 0 | 0 | 0 | 0 | 0 | 0 | 0 | 0 | 0 | 0 | 0 | 68952.1525 | 0 | 0 | 0 | 0 | 0 | 0 | 0 | 0 | 0 | 0 | 0
2016-05-13 14:00 | 0 | 0 | 0 | 0 | 0 | 781657.8984 | 437331 | 0 | 0 | 0 | 413279.0509 | 0 | 0 | 0 | 0 | 0 | 0 | 0 | 0 | 0 | 0 | 0 | 0 | 0 | 344326.8984 | 0 | 0 | 0 | 0 | 0 | 0 | 0 | 0 | 0 | 0 | 0
2016-05-13 15:00 | 0 | 0 | 0 | 0 | 0 | 795076.8984 | 450750 | 0 | 0 | 0 | 757605.9492 | 0 | 0 | 0 | 0 | 0 | 0 | 0 | 0 | 0 | 0 | 0 | 0 | 0 | 344326.8984 | 0 | 0 | 0 | 0 | 0 | 0 | 0 | 0 | 0 | 0 | 0
2016-05-13 16:00 | 0 | 0 | 0 | 0 | 0 | 805207.8984 | 460881 | 0 | 0 | 0 | 1101932.8476 | 0 | 0 | 0 | 0 | 0 | 0 | 0 | 0 | 0 | 0 | 0 | 0 | 0 | 344326.8984 | 0 | 0 | 0 | 0 | 0 | 0 | 0 | 0 | 0 | 0 | 0
2016-05-13 17:00 | 0 | 0 | 0 | 0 | 0 | 814389.8984 | 470063 | 0 | 0 | 0 | 1446259.746 | 0 | 0 | 0 | 0 | 0 | 0 | 0 | 0 | 0 | 0 | 0 | 0 | 0 | 344326.8984 | 0 | 0 | 0 | 0 | 0 | 0 | 0 | 0 | 0 | 0 | 0
2016-05-13 18:00 | 0 | 0 | 0 | 0 | 0 | 821721.8984 | 477395 | 0 | 0 | 0 | 1790586.6443 | 0 | 0 | 0 | 0 | 0 | 0 | 0 | 0 | 0 | 0 | 0 | 0 | 0 | 344326.8984 | 0 | 0 | 0 | 0 | 0 | 0 | 0 | 0 | 0 | 0 | 0
2016-05-13 19:00 | 0 | 0 | 0 | 0 | 0 | 826576.8984 | 482250 | 0 | 0 | 0 | 2134913.5427 | 0 | 0 | 0 | 0 | 0 | 0 | 0 | 0 | 0 | 0 | 0 | 0 | 0 | 344326.8984 | 0 | 0 | 0 | 0 | 0 | 0 | 0 | 0 | 0 | 0 | 0
2016-05-13 20:00 | 0 | 0 | 0 | 0 | 0 | 831456.8984 | 487130 | 0 | 0 | 0 | 2479240.4411 | 0 | 0 | 0 | 0 | 0 | 0 | 0 | 0 | 0 | 0 | 0 | 0 | 0 | 344326.8984 | 0 | 0 | 0 | 0 | 0 | 0 | 0 | 0 | 0 | 0 | 0
2016-05-13 21:00 | 0 | 0 | 0 | 0 | 0 | 833197.8984 | 488871 | 0 | 0 | 0 | 2823567.3394 | 0 | 0 | 0 | 0 | 0 | 0 | 0 | 0 | 0 | 0 | 0 | 0 | 0 | 344326.8984 | 0 | 0 | 0 | 0 | 0 | 0 | 0 | 0 | 0 | 0 | 0
2016-05-13 22:00 | 0 | 0 | 0 | 0 | 0 | 826965.8984 | 482639 | 0 | 0 | 0 | 3167894.2378 | 0 | 0 | 0 | 0 | 0 | 0 | 0 | 0 | 0 | 0 | 0 | 0 | 0 | 344326.8984 | 0 | 0 | 0 | 0 | 0 | 0 | 0 | 0 | 0 | 0 | 0
2016-05-13 23:00 | 0 | 0 | 0 | 0 | 0 | 816451.8984 | 472125 | 0 | 0 | 0 | 3512221.1362 | 0 | 0 | 0 | 0 | 0 | 0 | 0 | 0 | 0 | 0 | 0 | 0 | 0 | 344326.8984 | 0 | 0 | 0 | 0 | 0 | 0 | 0 | 0 | 0 | 0 | 0
2016-05-14 | 0 | 0 | 0 | 0 | 0 | 765898.5041 | 464396 | 0 | 0 | 0 | 3794728.4008 | 0 | 0 | 18995.2394 | 0 | 0 | 0 | 0 | 0 | 0 | 0 | 0 | 0 | 0 | 282507.2646 | 0 | 0 | 0 | 18995.2394 | 0 | 0 | 0 | 0 | 0 | 0 | 0
2016-05-14 01:00 | 0 | 0 | 0 | 0 | 0 | 359617.6558 | 456650 | 0 | 0 | 0 | 3697696.0566 | 0 | 0 | 18995.2394 | 0 | 0 | 0 | 0 | 0 | 0 | 0 | 0 | 0 | 0 | -97032.3442 | 0 | 0 | 0 | 0 | 0 | 0 | 0 | 0 | 0 | 0 | 0
2016-05-14 02:00 | 0 | 0 | 0 | 0 | 54303.0566 | 18947.8056 | 436573 | 0 | 0 | 0 | 3353369.1582 | 0 | 0 | 0 | 0 | 0 | 0 | 0 | 0 | 0 | 0 | 0 | 0 | 0 | -344326.8984 | 0 | 0 | 0 | -18995.2394 | 0 | 0 | 0 | 0 | 0 | 0 | 0
2016-05-14 03:00 | 0 | 0 | 0 | 0 | 66642.1016 | 0 | 410969 | 0 | 0 | 0 | 3009042.2598 | 0 | 0 | 0 | 0 | 0 | 0 | 0 | 0 | 0 | 0 | 0 | 0 | 0 | -344326.8984 | 0 | 0 | 0 | 0 | 0 | 0 | 0 | 0 | 0 | 0 | 0
2016-05-14 04:00 | 0 | 0 | 0 | 0 | 42221.1016 | 0 | 386548 | 0 | 0 | 0 | 2664715.3615 | 0 | 0 | 0 | 0 | 0 | 0 | 0 | 0 | 0 | 0 | 0 | 0 | 0 | -344326.8984 | 0 | 0 | 0 | 0 | 0 | 0 | 0 | 0 | 0 | 0 | 0
2016-05-14 05:00 | 0 | 0 | 0 | 0 | 20408.1016 | 0 | 364735 | 0 | 0 | 0 | 2320388.4631 | 0 | 0 | 0 | 0 | 0 | 0 | 0 | 0 | 0 | 0 | 0 | 0 | 0 | -344326.8984 | 0 | 0 | 0 | 0 | 0 | 0 | 0 | 0 | 0 | 0 | 0
2016-05-14 06:00 | 0 | 0 | 0 | 0 | 3623.1016 | 0 | 347950 | 0 | 0 | 0 | 1976061.5647 | 0 | 0 | 0 | 0 | 0 | 0 | 0 | 0 | 0 | 0 | 0 | 0 | 0 | -344326.8984 | 0 | 0 | 0 | 0 | 0 | 0 | 0 | 0 | 0 | 0 | 0
2016-05-14 07:00 | 0 | 0 | 0 | 0 | 0 | 0 | 336595 | 0 | 0 | 0 | 1639466.5647 | 0 | 0 | 0 | 0 | 0 | 0 | 0 | 0 | 0 | 0 | 0 | 0 | 0 | -336595 | 0 | 0 | 0 | 0 | 0 | 0 | 0 | 0 | 0 | 0 | 0
2016-05-14 08:00 | 0 | 0 | 0 | 0 | 0 | 0 | 329954 | 0 | 0 | 0 | 1309512.5647 | 0 | 0 | 0 | 0 | 0 | 0 | 0 | 0 | 0 | 0 | 0 | 0 | 0 | -329954 | 0 | 0 | 0 | 0 | 0 | 0 | 0 | 0 | 0 | 0 | 0
2016-05-14 09:00 | 0 | 0 | 0 | 0 | 0 | 0 | 329381 | 0 | 0 | 0 | 980131.5647 | 0 | 0 | 0 | 0 | 0 | 0 | 0 | 0 | 0 | 0 | 0 | 0 | 0 | -329381 | 0 | 0 | 0 | 0 | 0 | 0 | 0 | 0 | 0 | 0 | 0
2016-05-14 10:00 | 0 | 0 | 0 | 0 | 0 | 0 | 331966 | 0 | 0 | 0 | 648165.5647 | 0 | 0 | 0 | 0 | 0 | 0 | 0 | 0 | 0 | 0 | 0 | 0 | 0 | -331966 | 0 | 0 | 0 | 0 | 0 | 0 | 0 | 0 | 0 | 0 | 0
2016-05-14 11:00 | 0 | 0 | 0 | 0 | 0 | 0 | 339821 | 0 | 0 | 0 | 308344.5647 | 0 | 0 | 0 | 0 | 0 | 0 | 0 | 0 | 0 | 0 | 0 | 0 | 0 | -339821 | 0 | 0 | 0 | 0 | 0 | 0 | 0 | 0 | 0 | 0 | 0
2016-05-14 12:00 | 0 | 0 | 0 | 0 | 0 | 70601.0148 | 354790 | 0 | 0 | 0 | 24155.5795 | 0 | 0 | 0 | 0 | 0 | 0 | 0 | 0 | 0 | 0 | 0 | 0 | 0 | -284188.9852 | 0 | 0 | 0 | 0 | 0 | 0 | 0 | 0 | 0 | 0 | 0
2016-05-14 13:00 | 0 | 0 | 0 | 0 | 0 | 446716.2233 | 373261 | 0 | 0 | 0 | 97610.8027 | 0 | 0 | 0 | 0 | 0 | 0 | 0 | 0 | 0 | 0 | 0 | 0 | 0 | 73455.2233 | 0 | 0 | 0 | 0 | 0 | 0 | 0 | 0 | 0 | 0 | 0
2016-05-14 14:00 | 0 | 0 | 0 | 0 | 0 | 734015.8984 | 389689 | 0 | 0 | 0 | 441937.7011 | 0 | 0 | 0 | 0 | 0 | 0 | 0 | 0 | 0 | 0 | 0 | 0 | 0 | 344326.8984 | 0 | 0 | 0 | 0 | 0 | 0 | 0 | 0 | 0 | 0 | 0
2016-05-14 15:00 | 0 | 0 | 0 | 0 | 0 | 747300.8984 | 402974 | 0 | 0 | 0 | 786264.5995 | 0 | 0 | 0 | 0 | 0 | 0 | 0 | 0 | 0 | 0 | 0 | 0 | 0 | 344326.8984 | 0 | 0 | 0 | 0 | 0 | 0 | 0 | 0 | 0 | 0 | 0
2016-05-14 16:00 | 0 | 0 | 0 | 0 | 0 | 756892.8984 | 412566 | 0 | 0 | 0 | 1130591.4978 | 0 | 0 | 0 | 0 | 0 | 0 | 0 | 0 | 0 | 0 | 0 | 0 | 0 | 344326.8984 | 0 | 0 | 0 | 0 | 0 | 0 | 0 | 0 | 0 | 0 | 0
2016-05-14 17:00 | 0 | 0 | 0 | 0 | 0 | 763399.8984 | 419073 | 0 | 0 | 0 | 1474918.3962 | 0 | 0 | 0 | 0 | 0 | 0 | 0 | 0 | 0 | 0 | 0 | 0 | 0 | 344326.8984 | 0 | 0 | 0 | 0 | 0 | 0 | 0 | 0 | 0 | 0 | 0
2016-05-14 18:00 | 0 | 0 | 0 | 0 | 0 | 767726.8984 | 423400 | 0 | 0 | 0 | 1819245.2946 | 0 | 0 | 0 | 0 | 0 | 0 | 0 | 0 | 0 | 0 | 0 | 0 | 0 | 344326.8984 | 0 | 0 | 0 | 0 | 0 | 0 | 0 | 0 | 0 | 0 | 0
2016-05-14 19:00 | 0 | 0 | 0 | 0 | 0 | 770814.8984 | 426488 | 0 | 0 | 0 | 2163572.1929 | 0 | 0 | 0 | 0 | 0 | 0 | 0 | 0 | 0 | 0 | 0 | 0 | 0 | 344326.8984 | 0 | 0 | 0 | 0 | 0 | 0 | 0 | 0 | 0 | 0 | 0
2016-05-14 20:00 | 0 | 0 | 0 | 0 | 0 | 772723.8984 | 428397 | 0 | 0 | 0 | 2507899.0913 | 0 | 0 | 0 | 0 | 0 | 0 | 0 | 0 | 0 | 0 | 0 | 0 | 0 | 344326.8984 | 0 | 0 | 0 | 0 | 0 | 0 | 0 | 0 | 0 | 0 | 0
2016-05-14 21:00 | 0 | 0 | 0 | 0 | 0 | 773969.8984 | 429643 | 0 | 0 | 0 | 2852225.9897 | 0 | 0 | 0 | 0 | 0 | 0 | 0 | 0 | 0 | 0 | 0 | 0 | 0 | 344326.8984 | 0 | 0 | 0 | 0 | 0 | 0 | 0 | 0 | 0 | 0 | 0
2016-05-14 22:00 | 0 | 0 | 0 | 0 | 0 | 790321.1378 | 426999 | 0 | 0 | 0 | 3196552.888 | 0 | 0 | 18995.2394 | 0 | 0 | 0 | 0 | 0 | 0 | 0 | 0 | 0 | 0 | 344326.8984 | 0 | 0 | 0 | 18995.2394 | 0 | 0 | 0 | 0 | 0 | 0 | 0
2016-05-14 23:00 | 0 | 0 | 0 | 0 | 1497.8907 | 744954.7682 | 421121 | 0 | 0 | 0 | 3540879.7864 | 0 | 0 | 0 | 0 | 0 | 0 | 0 | 0 | 0 | 0 | 0 | 0 | 0 | 344326.8984 | 0 | 0 | 0 | -18995.2394 | 0 | 0 | 0 | 0 | 0 | 0 | 0
2016-05-15 | 0 | 0 | 0 | 0 | 0 | 535443.521 | 418122 | 0 | 0 | 0 | 3658201.3074 | 0 | 0 | 0 | 0 | 0 | 0 | 0 | 0 | 0 | 0 | 0 | 0 | 0 | 117321.521 | 0 | 0 | 0 | 0 | 0 | 0 | 0 | 0 | 0 | 0 | 0
2016-05-15 01:00 | 0 | 0 | 0 | 0 | 0 | 259933.5181 | 415781 | 0 | 0 | 0 | 3502353.8254 | 0 | 0 | 0 | 0 | 0 | 0 | 0 | 0 | 0 | 0 | 0 | 0 | 0 | -155847.4819 | 0 | 0 | 0 | 0 | 0 | 0 | 0 | 0 | 0 | 0 | 0
2016-05-15 02:00 | 0 | 0 | 0 | 0 | 36621.9883 | 21917.1133 | 402866 | 0 | 0 | 0 | 3158026.9271 | 0 | 0 | 0 | 0 | 0 | 0 | 0 | 0 | 0 | 0 | 0 | 0 | 0 | -344326.8984 | 0 | 0 | 0 | 0 | 0 | 0 | 0 | 0 | 0 | 0 | 0
2016-05-15 03:00 | 0 | 0 | 0 | 0 | 38905.1016 | 0 | 383232 | 0 | 0 | 0 | 2813700.0287 | 0 | 0 | 0 | 0 | 0 | 0 | 0 | 0 | 0 | 0 | 0 | 0 | 0 | -344326.8984 | 0 | 0 | 0 | 0 | 0 | 0 | 0 | 0 | 0 | 0 | 0
2016-05-15 04:00 | 0 | 0 | 0 | 0 | 18618.1016 | 0 | 362945 | 0 | 0 | 0 | 2469373.1304 | 0 | 0 | 0 | 0 | 0 | 0 | 0 | 0 | 0 | 0 | 0 | 0 | 0 | -344326.8984 | 0 | 0 | 0 | 0 | 0 | 0 | 0 | 0 | 0 | 0 | 0
2016-05-15 05:00 | 0 | 0 | 0 | 0 | 2396.1016 | 0 | 346723 | 0 | 0 | 0 | 2125046.232 | 0 | 0 | 0 | 0 | 0 | 0 | 0 | 0 | 0 | 0 | 0 | 0 | 0 | -344326.8984 | 0 | 0 | 0 | 0 | 0 | 0 | 0 | 0 | 0 | 0 | 0
2016-05-15 06:00 | 0 | 0 | 0 | 0 | 0 | 0 | 333578 | 0 | 0 | 0 | 1791468.232 | 0 | 0 | 0 | 0 | 0 | 0 | 0 | 0 | 0 | 0 | 0 | 0 | 0 | -333578 | 0 | 0 | 0 | 0 | 0 | 0 | 0 | 0 | 0 | 0 | 0
2016-05-15 07:00 | 0 | 0 | 0 | 0 | 0 | 0 | 324196 | 0 | 0 | 0 | 1467272.232 | 0 | 0 | 0 | 0 | 0 | 0 | 0 | 0 | 0 | 0 | 0 | 0 | 0 | -324196 | 0 | 0 | 0 | 0 | 0 | 0 | 0 | 0 | 0 | 0 | 0
2016-05-15 08:00 | 0 | 0 | 0 | 0 | 0 | 0 | 319701 | 0 | 0 | 0 | 1147571.232 | 0 | 0 | 0 | 0 | 0 | 0 | 0 | 0 | 0 | 0 | 0 | 0 | 0 | -319701 | 0 | 0 | 0 | 0 | 0 | 0 | 0 | 0 | 0 | 0 | 0
2016-05-15 09:00 | 0 | 0 | 0 | 0 | 0 | 0 | 318872 | 0 | 0 | 0 | 828699.232 | 0 | 0 | 0 | 0 | 0 | 0 | 0 | 0 | 0 | 0 | 0 | 0 | 0 | -318872 | 0 | 0 | 0 | 0 | 0 | 0 | 0 | 0 | 0 | 0 | 0
2016-05-15 10:00 | 0 | 0 | 0 | 0 | 0 | 0 | 318994 | 0 | 0 | 0 | 509705.232 | 0 | 0 | 0 | 0 | 0 | 0 | 0 | 0 | 0 | 0 | 0 | 0 | 0 | -318994 | 0 | 0 | 0 | 0 | 0 | 0 | 0 | 0 | 0 | 0 | 0
2016-05-15 11:00 | 0 | 0 | 0 | 0 | 0 | 0 | 323783 | 0 | 0 | 0 | 185922.232 | 0 | 0 | 0 | 0 | 0 | 0 | 0 | 0 | 0 | 0 | 0 | 0 | 0 | -323783 | 0 | 0 | 0 | 0 | 0 | 0 | 0 | 0 | 0 | 0 | 0
2016-05-15 12:00 | 0 | 0 | 0 | 0 | 213102.3761 | 20732.9358 | 337445 | 0 | 0 | 0 | 63317.3044 | 0 | 0 | 18995.2394 | 0 | 0 | 0 | 0 | 0 | 0 | 0 | 0 | 0 | 0 | -122604.9276 | 0 | 0 | 0 | 18995.2394 | 0 | 0 | 0 | 0 | 0 | 0 | 0
2016-05-15 13:00 | 0 | 0 | 0 | 0 | 152125.9157 | 295946.6538 | 352435 | 0 | 0 | 0 | 177950.1133 | 0 | 0 | 0 | 0 | 0 | 0 | 0 | 0 | 0 | 0 | 0 | 0 | 0 | 114632.8088 | 0 | 0 | 0 | -18995.2394 | 0 | 0 | 0 | 0 | 0 | 0 | 0
2016-05-15 14:00 | 0 | 0 | 0 | 0 | 0 | 566734.0955 | 363915 | 0 | 0 | 0 | 380769.2087 | 0 | 0 | 0 | 0 | 0 | 0 | 0 | 0 | 0 | 0 | 0 | 0 | 0 | 202819.0955 | 0 | 0 | 0 | 0 | 0 | 0 | 0 | 0 | 0 | 0 | 0
2016-05-15 15:00 | 0 | 0 | 0 | 0 | 0 | 717830.8984 | 373504 | 0 | 0 | 0 | 725096.1071 | 0 | 0 | 0 | 0 | 0 | 0 | 0 | 0 | 0 | 0 | 0 | 0 | 0 | 344326.8984 | 0 | 0 | 0 | 0 | 0 | 0 | 0 | 0 | 0 | 0 | 0
2016-05-15 16:00 | 0 | 0 | 0 | 0 | 0 | 726245.8984 | 381919 | 0 | 0 | 0 | 1069423.0055 | 0 | 0 | 0 | 0 | 0 | 0 | 0 | 0 | 0 | 0 | 0 | 0 | 0 | 344326.8984 | 0 | 0 | 0 | 0 | 0 | 0 | 0 | 0 | 0 | 0 | 0
2016-05-15 17:00 | 0 | 0 | 0 | 0 | 0 | 732409.8984 | 388083 | 0 | 0 | 0 | 1413749.9038 | 0 | 0 | 0 | 0 | 0 | 0 | 0 | 0 | 0 | 0 | 0 | 0 | 0 | 344326.8984 | 0 | 0 | 0 | 0 | 0 | 0 | 0 | 0 | 0 | 0 | 0
2016-05-15 18:00 | 0 | 0 | 0 | 0 | 0 | 737234.8984 | 392908 | 0 | 0 | 0 | 1758076.8022 | 0 | 0 | 0 | 0 | 0 | 0 | 0 | 0 | 0 | 0 | 0 | 0 | 0 | 344326.8984 | 0 | 0 | 0 | 0 | 0 | 0 | 0 | 0 | 0 | 0 | 0
2016-05-15 19:00 | 0 | 0 | 0 | 0 | 0 | 740858.8984 | 396532 | 0 | 0 | 0 | 2102403.7006 | 0 | 0 | 0 | 0 | 0 | 0 | 0 | 0 | 0 | 0 | 0 | 0 | 0 | 344326.8984 | 0 | 0 | 0 | 0 | 0 | 0 | 0 | 0 | 0 | 0 | 0
2016-05-15 20:00 | 0 | 0 | 0 | 0 | 0 | 745296.8984 | 400970 | 0 | 0 | 0 | 2446730.5989 | 0 | 0 | 0 | 0 | 0 | 0 | 0 | 0 | 0 | 0 | 0 | 0 | 0 | 344326.8984 | 0 | 0 | 0 | 0 | 0 | 0 | 0 | 0 | 0 | 0 | 0
2016-05-15 21:00 | 0 | 0 | 0 | 0 | 0 | 750920.8984 | 406594 | 0 | 0 | 0 | 2791057.4973 | 0 | 0 | 0 | 0 | 0 | 0 | 0 | 0 | 0 | 0 | 0 | 0 | 0 | 344326.8984 | 0 | 0 | 0 | 0 | 0 | 0 | 0 | 0 | 0 | 0 | 0
2016-05-15 22:00 | 0 | 0 | 0 | 0 | 0 | 773162.1378 | 409840 | 0 | 0 | 0 | 3135384.3957 | 0 | 0 | 18995.2394 | 0 | 0 | 0 | 0 | 0 | 0 | 0 | 0 | 0 | 0 | 344326.8984 | 0 | 0 | 0 | 18995.2394 | 0 | 0 | 0 | 0 | 0 | 0 | 0
2016-05-15 23:00 | 0 | 0 | 0 | 0 | 0 | 689292.1412 | 410874 | 0 | 0 | 0 | 3432797.7763 | 0 | 0 | 0 | 0 | 0 | 0 | 0 | 0 | 0 | 0 | 0 | 0 | 0 | 297413.3806 | 0 | 0 | 0 | -18995.2394 | 0 | 0 | 0 | 0 | 0 | 0 | 0
2016-05-16 | 0 | 0 | 0 | 0 | 0 | 539427.6106 | 415868 | 0 | 0 | 0 | 3556357.3868 | 0 | 0 | 0 | 0 | 0 | 0 | 0 | 0 | 0 | 0 | 0 | 0 | 0 | 123559.6106 | 0 | 0 | 0 | 0 | 0 | 0 | 0 | 0 | 0 | 0 | 0
2016-05-16 01:00 | 0 | 0 | 0 | 0 | 0 | 301609.3563 | 417754 | 0 | 0 | 0 | 3440212.7431 | 0 | 0 | 0 | 0 | 0 | 0 | 0 | 0 | 0 | 0 | 0 | 0 | 0 | -116144.6437 | 0 | 0 | 0 | 0 | 0 | 0 | 0 | 0 | 0 | 0 | 0
2016-05-16 02:00 | 0 | 0 | 0 | 0 | 33737.8371 | 26071.2645 | 404136 | 0 | 0 | 0 | 3095885.8448 | 0 | 0 | 0 | 0 | 0 | 0 | 0 | 0 | 0 | 0 | 0 | 0 | 0 | -344326.8984 | 0 | 0 | 0 | 0 | 0 | 0 | 0 | 0 | 0 | 0 | 0
2016-05-16 03:00 | 0 | 0 | 0 | 0 | 38998.1016 | 0 | 383325 | 0 | 0 | 0 | 2751558.9464 | 0 | 0 | 0 | 0 | 0 | 0 | 0 | 0 | 0 | 0 | 0 | 0 | 0 | -344326.8984 | 0 | 0 | 0 | 0 | 0 | 0 | 0 | 0 | 0 | 0 | 0
2016-05-16 04:00 | 0 | 0 | 0 | 0 | 19400.1016 | 0 | 363727 | 0 | 0 | 0 | 2407232.048 | 0 | 0 | 0 | 0 | 0 | 0 | 0 | 0 | 0 | 0 | 0 | 0 | 0 | -344326.8984 | 0 | 0 | 0 | 0 | 0 | 0 | 0 | 0 | 0 | 0 | 0
2016-05-16 05:00 | 0 | 0 | 0 | 0 | 2479.1016 | 0 | 346806 | 0 | 0 | 0 | 2062905.1497 | 0 | 0 | 0 | 0 | 0 | 0 | 0 | 0 | 0 | 0 | 0 | 0 | 0 | -344326.8984 | 0 | 0 | 0 | 0 | 0 | 0 | 0 | 0 | 0 | 0 | 0
2016-05-16 06:00 | 0 | 0 | 0 | 0 | 0 | 0 | 335215 | 0 | 0 | 0 | 1727690.1497 | 0 | 0 | 0 | 0 | 0 | 0 | 0 | 0 | 0 | 0 | 0 | 0 | 0 | -335215 | 0 | 0 | 0 | 0 | 0 | 0 | 0 | 0 | 0 | 0 | 0
2016-05-16 07:00 | 0 | 0 | 0 | 0 | 0 | 0 | 329279 | 0 | 0 | 0 | 1398411.1497 | 0 | 0 | 0 | 0 | 0 | 0 | 0 | 0 | 0 | 0 | 0 | 0 | 0 | -329279 | 0 | 0 | 0 | 0 | 0 | 0 | 0 | 0 | 0 | 0 | 0
2016-05-16 08:00 | 0 | 0 | 0 | 0 | 0 | 0 | 330265 | 0 | 0 | 0 | 1068146.1497 | 0 | 0 | 0 | 0 | 0 | 0 | 0 | 0 | 0 | 0 | 0 | 0 | 0 | -330265 | 0 | 0 | 0 | 0 | 0 | 0 | 0 | 0 | 0 | 0 | 0
2016-05-16 09:00 | 0 | 0 | 0 | 0 | 0 | 0 | 340929 | 0 | 0 | 0 | 727217.1497 | 0 | 0 | 0 | 0 | 0 | 0 | 0 | 0 | 0 | 0 | 0 | 0 | 0 | -340929 | 0 | 0 | 0 | 0 | 0 | 0 | 0 | 0 | 0 | 0 | 0
2016-05-16 10:00 | 0 | 0 | 0 | 0 | 20056.1016 | 0 | 364383 | 0 | 0 | 0 | 382890.2513 | 0 | 0 | 0 | 0 | 0 | 0 | 0 | 0 | 0 | 0 | 0 | 0 | 0 | -344326.8984 | 0 | 0 | 0 | 0 | 0 | 0 | 0 | 0 | 0 | 0 | 0
2016-05-16 11:00 | 0 | 0 | 0 | 0 | 292989.1415 | 0 | 388026 | 0 | 0 | 0 | 287853.3928 | 0 | 0 | 0 | 0 | 0 | 0 | 0 | 0 | 0 | 0 | 0 | 0 | 0 | -95036.8585 | 0 | 0 | 0 | 0 | 0 | 0 | 0 | 0 | 0 | 0 | 0
2016-05-16 12:00 | 0 | 0 | 0 | 0 | 54201.4476 | 60241.1596 | 402296 | 0 | 0 | 0 | 0 | 0 | 0 | 0 | 0 | 0 | 0 | 0 | 0 | 0 | 0 | 0 | 0 | 0 | -287853.3928 | 0 | 0 | 0 | 0 | 0 | 0 | 0 | 0 | 0 | 0 | 0
2016-05-16 13:00 | 0 | 0 | 0 | 0 | 0 | 515901.307 | 413477 | 0 | 0 | 0 | 102424.307 | 0 | 0 | 0 | 0 | 0 | 0 | 0 | 0 | 0 | 0 | 0 | 0 | 0 | 102424.307 | 0 | 0 | 0 | 0 | 0 | 0 | 0 | 0 | 0 | 0 | 0
2016-05-16 14:00 | 0 | 0 | 0 | 0 | 0 | 768595.8984 | 424269 | 0 | 0 | 0 | 446751.2053 | 0 | 0 | 0 | 0 | 0 | 0 | 0 | 0 | 0 | 0 | 0 | 0 | 0 | 344326.8984 | 0 | 0 | 0 | 0 | 0 | 0 | 0 | 0 | 0 | 0 | 0
2016-05-16 15:00 | 0 | 0 | 0 | 0 | 0 | 776311.8984 | 431985 | 0 | 0 | 0 | 791078.1037 | 0 | 0 | 0 | 0 | 0 | 0 | 0 | 0 | 0 | 0 | 0 | 0 | 0 | 344326.8984 | 0 | 0 | 0 | 0 | 0 | 0 | 0 | 0 | 0 | 0 | 0
2016-05-16 16:00 | 0 | 0 | 0 | 0 | 0 | 781653.8984 | 437327 | 0 | 0 | 0 | 1135405.0021 | 0 | 0 | 0 | 0 | 0 | 0 | 0 | 0 | 0 | 0 | 0 | 0 | 0 | 344326.8984 | 0 | 0 | 0 | 0 | 0 | 0 | 0 | 0 | 0 | 0 | 0
2016-05-16 17:00 | 0 | 0 | 0 | 0 | 0 | 786641.8984 | 442315 | 0 | 0 | 0 | 1479731.9004 | 0 | 0 | 0 | 0 | 0 | 0 | 0 | 0 | 0 | 0 | 0 | 0 | 0 | 344326.8984 | 0 | 0 | 0 | 0 | 0 | 0 | 0 | 0 | 0 | 0 | 0
2016-05-16 18:00 | 0 | 0 | 0 | 0 | 0 | 790377.8984 | 446051 | 0 | 0 | 0 | 1824058.7988 | 0 | 0 | 0 | 0 | 0 | 0 | 0 | 0 | 0 | 0 | 0 | 0 | 0 | 344326.8984 | 0 | 0 | 0 | 0 | 0 | 0 | 0 | 0 | 0 | 0 | 0
2016-05-16 19:00 | 0 | 0 | 0 | 0 | 0 | 792163.8984 | 447837 | 0 | 0 | 0 | 2168385.6972 | 0 | 0 | 0 | 0 | 0 | 0 | 0 | 0 | 0 | 0 | 0 | 0 | 0 | 344326.8984 | 0 | 0 | 0 | 0 | 0 | 0 | 0 | 0 | 0 | 0 | 0
2016-05-16 20:00 | 0 | 0 | 0 | 0 | 0 | 794435.8984 | 450109 | 0 | 0 | 0 | 2512712.5955 | 0 | 0 | 0 | 0 | 0 | 0 | 0 | 0 | 0 | 0 | 0 | 0 | 0 | 344326.8984 | 0 | 0 | 0 | 0 | 0 | 0 | 0 | 0 | 0 | 0 | 0
2016-05-16 21:00 | 0 | 0 | 0 | 0 | 0 | 796225.8984 | 451899 | 0 | 0 | 0 | 2857039.4939 | 0 | 0 | 0 | 0 | 0 | 0 | 0 | 0 | 0 | 0 | 0 | 0 | 0 | 344326.8984 | 0 | 0 | 0 | 0 | 0 | 0 | 0 | 0 | 0 | 0 | 0
2016-05-16 22:00 | 0 | 0 | 0 | 0 | 0 | 814389.1378 | 451067 | 0 | 0 | 0 | 3201366.3923 | 0 | 0 | 18995.2394 | 0 | 0 | 0 | 0 | 0 | 0 | 0 | 0 | 0 | 0 | 344326.8984 | 0 | 0 | 0 | 18995.2394 | 0 | 0 | 0 | 0 | 0 | 0 | 0
2016-05-16 23:00 | 0 | 0 | 0 | 0 | 0 | 783594.0399 | 449437 | 0 | 0 | 0 | 3545693.2906 | 0 | 0 | 8825.381 | 0 | 0 | 0 | 0 | 0 | 0 | 0 | 0 | 0 | 0 | 344326.8984 | 0 | 0 | 0 | -10169.8584 | 0 | 0 | 0 | 0 | 0 | 0 | 0
2016-05-17 | 0 | 0 | 0 | 0 | 0 | 574376.7227 | 452267 | 0 | 0 | 0 | 3676628.3943 | 0 | 0 | 0 | 0 | 0 | 0 | 0 | 0 | 0 | 0 | 0 | 0 | 0 | 130935.1037 | 0 | 0 | 0 | -8825.381 | 0 | 0 | 0 | 0 | 0 | 0 | 0
2016-05-17 01:00 | 0 | 0 | 0 | 0 | 0 | 264297.3091 | 449303 | 0 | 0 | 0 | 3491622.7035 | 0 | 0 | 0 | 0 | 0 | 0 | 0 | 0 | 0 | 0 | 0 | 0 | 0 | -185005.6909 | 0 | 0 | 0 | 0 | 0 | 0 | 0 | 0 | 0 | 0 | 0
2016-05-17 02:00 | 0 | 0 | 0 | 0 | 59969.9941 | 25780.1075 | 430077 | 0 | 0 | 0 | 3147295.8051 | 0 | 0 | 0 | 0 | 0 | 0 | 0 | 0 | 0 | 0 | 0 | 0 | 0 | -344326.8984 | 0 | 0 | 0 | 0 | 0 | 0 | 0 | 0 | 0 | 0 | 0
2016-05-17 03:00 | 0 | 0 | 0 | 0 | 59232.1016 | 0 | 403559 | 0 | 0 | 0 | 2802968.9067 | 0 | 0 | 0 | 0 | 0 | 0 | 0 | 0 | 0 | 0 | 0 | 0 | 0 | -344326.8984 | 0 | 0 | 0 | 0 | 0 | 0 | 0 | 0 | 0 | 0 | 0
2016-05-17 04:00 | 0 | 0 | 0 | 0 | 36602.1016 | 0 | 380929 | 0 | 0 | 0 | 2458642.0084 | 0 | 0 | 0 | 0 | 0 | 0 | 0 | 0 | 0 | 0 | 0 | 0 | 0 | -344326.8984 | 0 | 0 | 0 | 0 | 0 | 0 | 0 | 0 | 0 | 0 | 0
2016-05-17 05:00 | 0 | 0 | 0 | 0 | 18127.1016 | 0 | 362454 | 0 | 0 | 0 | 2114315.11 | 0 | 0 | 0 | 0 | 0 | 0 | 0 | 0 | 0 | 0 | 0 | 0 | 0 | -344326.8984 | 0 | 0 | 0 | 0 | 0 | 0 | 0 | 0 | 0 | 0 | 0
2016-05-17 06:00 | 0 | 0 | 0 | 0 | 3193.1016 | 0 | 347520 | 0 | 0 | 0 | 1769988.2116 | 0 | 0 | 0 | 0 | 0 | 0 | 0 | 0 | 0 | 0 | 0 | 0 | 0 | -344326.8984 | 0 | 0 | 0 | 0 | 0 | 0 | 0 | 0 | 0 | 0 | 0
2016-05-17 07:00 | 0 | 0 | 0 | 0 | 0 | 0 | 339506 | 0 | 0 | 0 | 1430482.2116 | 0 | 0 | 0 | 0 | 0 | 0 | 0 | 0 | 0 | 0 | 0 | 0 | 0 | -339506 | 0 | 0 | 0 | 0 | 0 | 0 | 0 | 0 | 0 | 0 | 0
2016-05-17 08:00 | 0 | 0 | 0 | 0 | 0 | 0 | 338388 | 0 | 0 | 0 | 1092094.2116 | 0 | 0 | 0 | 0 | 0 | 0 | 0 | 0 | 0 | 0 | 0 | 0 | 0 | -338388 | 0 | 0 | 0 | 0 | 0 | 0 | 0 | 0 | 0 | 0 | 0
2016-05-17 09:00 | 0 | 0 | 0 | 0 | 2862.1016 | 0 | 347189 | 0 | 0 | 0 | 747767.3133 | 0 | 0 | 0 | 0 | 0 | 0 | 0 | 0 | 0 | 0 | 0 | 0 | 0 | -344326.8984 | 0 | 0 | 0 | 0 | 0 | 0 | 0 | 0 | 0 | 0 | 0
2016-05-17 10:00 | 0 | 0 | 0 | 0 | 25735.1016 | 0 | 370062 | 0 | 0 | 0 | 403440.4149 | 0 | 0 | 0 | 0 | 0 | 0 | 0 | 0 | 0 | 0 | 0 | 0 | 0 | -344326.8984 | 0 | 0 | 0 | 0 | 0 | 0 | 0 | 0 | 0 | 0 | 0
2016-05-17 11:00 | 0 | 0 | 0 | 0 | 351901.3898 | 0 | 393054 | 0 | 0 | 0 | 362287.8047 | 0 | 0 | 0 | 0 | 0 | 0 | 0 | 0 | 0 | 0 | 0 | 0 | 0 | -41152.6102 | 0 | 0 | 0 | 0 | 0 | 0 | 0 | 0 | 0 | 0 | 0
2016-05-17 12:00 | 0 | 0 | 0 | 0 | 13509.6943 | 50690.4074 | 408527 | 0 | 0 | 0 | 17960.9063 | 0 | 0 | 0 | 0 | 0 | 0 | 0 | 0 | 0 | 0 | 0 | 0 | 0 | -344326.8984 | 0 | 0 | 0 | 0 | 0 | 0 | 0 | 0 | 0 | 0 | 0
2016-05-17 13:00 | 0 | 0 | 0 | 0 | 52436.5481 | 428207.2249 | 420490 | 0 | 0 | 0 | 78114.6793 | 0 | 0 | 0 | 0 | 0 | 0 | 0 | 0 | 0 | 0 | 0 | 0 | 0 | 60153.773 | 0 | 0 | 0 | 0 | 0 | 0 | 0 | 0 | 0 | 0 | 0
2016-05-17 14:00 | 0 | 0 | 0 | 0 | 11436.0989 | 765001.7995 | 432111 | 0 | 0 | 0 | 422441.5777 | 0 | 0 | 0 | 0 | 0 | 0 | 0 | 0 | 0 | 0 | 0 | 0 | 0 | 344326.8984 | 0 | 0 | 0 | 0 | 0 | 0 | 0 | 0 | 0 | 0 | 0
2016-05-17 15:00 | 0 | 0 | 0 | 0 | 0 | 783904.8984 | 439578 | 0 | 0 | 0 | 766768.476 | 0 | 0 | 0 | 0 | 0 | 0 | 0 | 0 | 0 | 0 | 0 | 0 | 0 | 344326.8984 | 0 | 0 | 0 | 0 | 0 | 0 | 0 | 0 | 0 | 0 | 0
2016-05-17 16:00 | 0 | 0 | 0 | 0 | 0 | 791917.8984 | 447591 | 0 | 0 | 0 | 1111095.3744 | 0 | 0 | 0 | 0 | 0 | 0 | 0 | 0 | 0 | 0 | 0 | 0 | 0 | 344326.8984 | 0 | 0 | 0 | 0 | 0 | 0 | 0 | 0 | 0 | 0 | 0
2016-05-17 17:00 | 0 | 0 | 0 | 0 | 0 | 796829.8984 | 452503 | 0 | 0 | 0 | 1455422.2728 | 0 | 0 | 0 | 0 | 0 | 0 | 0 | 0 | 0 | 0 | 0 | 0 | 0 | 344326.8984 | 0 | 0 | 0 | 0 | 0 | 0 | 0 | 0 | 0 | 0 | 0
2016-05-17 18:00 | 0 | 0 | 0 | 0 | 0 | 799787.8984 | 455461 | 0 | 0 | 0 | 1799749.1711 | 0 | 0 | 0 | 0 | 0 | 0 | 0 | 0 | 0 | 0 | 0 | 0 | 0 | 344326.8984 | 0 | 0 | 0 | 0 | 0 | 0 | 0 | 0 | 0 | 0 | 0
2016-05-17 19:00 | 0 | 0 | 0 | 0 | 0 | 802336.8984 | 458010 | 0 | 0 | 0 | 2144076.0695 | 0 | 0 | 0 | 0 | 0 | 0 | 0 | 0 | 0 | 0 | 0 | 0 | 0 | 344326.8984 | 0 | 0 | 0 | 0 | 0 | 0 | 0 | 0 | 0 | 0 | 0
2016-05-17 20:00 | 0 | 0 | 0 | 0 | 0 | 802668.8984 | 458342 | 0 | 0 | 0 | 2488402.9679 | 0 | 0 | 0 | 0 | 0 | 0 | 0 | 0 | 0 | 0 | 0 | 0 | 0 | 344326.8984 | 0 | 0 | 0 | 0 | 0 | 0 | 0 | 0 | 0 | 0 | 0
2016-05-17 21:00 | 0 | 0 | 0 | 0 | 0 | 823244.1378 | 459922 | 0 | 0 | 0 | 2832729.8662 | 0 | 0 | 18995.2394 | 0 | 0 | 0 | 0 | 0 | 0 | 0 | 0 | 0 | 0 | 344326.8984 | 0 | 0 | 0 | 18995.2394 | 0 | 0 | 0 | 0 | 0 | 0 | 0
2016-05-17 22:00 | 0 | 0 | 0 | 0 | 0 | 783605.6014 | 459064 | 0 | 0 | 0 | 3176266.707 | 0 | 0 | 0 | 0 | 0 | 0 | 0 | 0 | 0 | 0 | 0 | 0 | 0 | 343536.8408 | 0 | 0 | 0 | -18995.2394 | 0 | 0 | 0 | 0 | 0 | 0 | 0
2016-05-17 23:00 | 0 | 0 | 0 | 0 | 0 | 665686.6477 | 455928 | 0 | 0 | 0 | 3386025.3548 | 0 | 0 | 0 | 0 | 0 | 0 | 0 | 0 | 0 | 0 | 0 | 0 | 0 | 209758.6477 | 0 | 0 | 0 | 0 | 0 | 0 | 0 | 0 | 0 | 0 | 0
2016-05-18 | 0 | 0 | 0 | 0 | 0 | 498970.0375 | 456165 | 0 | 0 | 0 | 3428830.3923 | 0 | 0 | 0 | 0 | 0 | 0 | 0 | 0 | 0 | 0 | 0 | 0 | 0 | 42805.0375 | 0 | 0 | 0 | 0 | 0 | 0 | 0 | 0 | 0 | 0 | 0
2016-05-18 01:00 | 0 | 0 | 0 | 0 | 0 | 269178.909 | 453024 | 0 | 0 | 0 | 3244985.3013 | 0 | 0 | 0 | 0 | 0 | 0 | 0 | 0 | 0 | 0 | 0 | 0 | 0 | -183845.091 | 0 | 0 | 0 | 0 | 0 | 0 | 0 | 0 | 0 | 0 | 0
2016-05-18 02:00 | 0 | 0 | 0 | 0 | 38327.7203 | 52268.3813 | 434923 | 0 | 0 | 0 | 2900658.403 | 0 | 0 | 0 | 0 | 0 | 0 | 0 | 0 | 0 | 0 | 0 | 0 | 0 | -344326.8984 | 0 | 0 | 0 | 0 | 0 | 0 | 0 | 0 | 0 | 0 | 0
2016-05-18 03:00 | 0 | 0 | 0 | 0 | 64464.1016 | 0 | 408791 | 0 | 0 | 0 | 2556331.5046 | 0 | 0 | 0 | 0 | 0 | 0 | 0 | 0 | 0 | 0 | 0 | 0 | 0 | -344326.8984 | 0 | 0 | 0 | 0 | 0 | 0 | 0 | 0 | 0 | 0 | 0
2016-05-18 04:00 | 0 | 0 | 0 | 0 | 40769.1016 | 0 | 385096 | 0 | 0 | 0 | 2212004.6062 | 0 | 0 | 0 | 0 | 0 | 0 | 0 | 0 | 0 | 0 | 0 | 0 | 0 | -344326.8984 | 0 | 0 | 0 | 0 | 0 | 0 | 0 | 0 | 0 | 0 | 0
2016-05-18 05:00 | 0 | 0 | 0 | 0 | 20820.1016 | 0 | 365147 | 0 | 0 | 0 | 1867677.7079 | 0 | 0 | 0 | 0 | 0 | 0 | 0 | 0 | 0 | 0 | 0 | 0 | 0 | -344326.8984 | 0 | 0 | 0 | 0 | 0 | 0 | 0 | 0 | 0 | 0 | 0
2016-05-18 06:00 | 0 | 0 | 0 | 0 | 5520.1016 | 0 | 349847 | 0 | 0 | 0 | 1523350.8095 | 0 | 0 | 0 | 0 | 0 | 0 | 0 | 0 | 0 | 0 | 0 | 0 | 0 | -344326.8984 | 0 | 0 | 0 | 0 | 0 | 0 | 0 | 0 | 0 | 0 | 0
2016-05-18 07:00 | 0 | 0 | 0 | 0 | 0 | 0 | 340892 | 0 | 0 | 0 | 1182458.8095 | 0 | 0 | 0 | 0 | 0 | 0 | 0 | 0 | 0 | 0 | 0 | 0 | 0 | -340892 | 0 | 0 | 0 | 0 | 0 | 0 | 0 | 0 | 0 | 0 | 0
2016-05-18 08:00 | 0 | 0 | 0 | 0 | 0 | 0 | 339155 | 0 | 0 | 0 | 843303.8095 | 0 | 0 | 0 | 0 | 0 | 0 | 0 | 0 | 0 | 0 | 0 | 0 | 0 | -339155 | 0 | 0 | 0 | 0 | 0 | 0 | 0 | 0 | 0 | 0 | 0
2016-05-18 09:00 | 0 | 0 | 0 | 0 | 2984.1016 | 0 | 347311 | 0 | 0 | 0 | 498976.9111 | 0 | 0 | 0 | 0 | 0 | 0 | 0 | 0 | 0 | 0 | 0 | 0 | 0 | -344326.8984 | 0 | 0 | 0 | 0 | 0 | 0 | 0 | 0 | 0 | 0 | 0
2016-05-18 10:00 | 0 | 0 | 0 | 0 | 24814.1016 | 0 | 369141 | 0 | 0 | 0 | 154650.0128 | 0 | 0 | 0 | 0 | 0 | 0 | 0 | 0 | 0 | 0 | 0 | 0 | 0 | -344326.8984 | 0 | 0 | 0 | 0 | 0 | 0 | 0 | 0 | 0 | 0 | 0
2016-05-18 11:00 | 0 | 0 | 0 | 0 | 370152.538 | 0 | 391333 | 0 | 0 | 0 | 133469.5507 | 0 | 0 | 0 | 0 | 0 | 0 | 0 | 0 | 0 | 0 | 0 | 0 | 0 | -21180.462 | 0 | 0 | 0 | 0 | 0 | 0 | 0 | 0 | 0 | 0 | 0
2016-05-18 12:00 | 0 | 0 | 0 | 0 | 211287.8604 | 59885.5889 | 404643 | 0 | 0 | 0 | 0 | 0 | 0 | 0 | 0 | 0 | 0 | 0 | 0 | 0 | 0 | 0 | 0 | 0 | -133469.5507 | 0 | 0 | 0 | 0 | 0 | 0 | 0 | 0 | 0 | 0 | 0
2016-05-18 13:00 | 0 | 0 | 0 | 0 | 0 | 455596.7248 | 414696 | 0 | 0 | 0 | 40900.7248 | 0 | 0 | 0 | 0 | 0 | 0 | 0 | 0 | 0 | 0 | 0 | 0 | 0 | 40900.7248 | 0 | 0 | 0 | 0 | 0 | 0 | 0 | 0 | 0 | 0 | 0
2016-05-18 14:00 | 0 | 0 | 0 | 0 | 0 | 769635.8984 | 425309 | 0 | 0 | 0 | 385227.6232 | 0 | 0 | 0 | 0 | 0 | 0 | 0 | 0 | 0 | 0 | 0 | 0 | 0 | 344326.8984 | 0 | 0 | 0 | 0 | 0 | 0 | 0 | 0 | 0 | 0 | 0
2016-05-18 15:00 | 0 | 0 | 0 | 0 | 0 | 778282.8984 | 433956 | 0 | 0 | 0 | 729554.5216 | 0 | 0 | 0 | 0 | 0 | 0 | 0 | 0 | 0 | 0 | 0 | 0 | 0 | 344326.8984 | 0 | 0 | 0 | 0 | 0 | 0 | 0 | 0 | 0 | 0 | 0
2016-05-18 16:00 | 0 | 0 | 0 | 0 | 0 | 785506.8984 | 441180 | 0 | 0 | 0 | 1073881.4199 | 0 | 0 | 0 | 0 | 0 | 0 | 0 | 0 | 0 | 0 | 0 | 0 | 0 | 344326.8984 | 0 | 0 | 0 | 0 | 0 | 0 | 0 | 0 | 0 | 0 | 0
2016-05-18 17:00 | 0 | 0 | 0 | 0 | 0 | 791414.8984 | 447088 | 0 | 0 | 0 | 1418208.3183 | 0 | 0 | 0 | 0 | 0 | 0 | 0 | 0 | 0 | 0 | 0 | 0 | 0 | 344326.8984 | 0 | 0 | 0 | 0 | 0 | 0 | 0 | 0 | 0 | 0 | 0
2016-05-18 18:00 | 0 | 0 | 0 | 0 | 0 | 796748.8984 | 452422 | 0 | 0 | 0 | 1762535.2167 | 0 | 0 | 0 | 0 | 0 | 0 | 0 | 0 | 0 | 0 | 0 | 0 | 0 | 344326.8984 | 0 | 0 | 0 | 0 | 0 | 0 | 0 | 0 | 0 | 0 | 0
2016-05-18 19:00 | 0 | 0 | 0 | 0 | 0 | 800021.8984 | 455695 | 0 | 0 | 0 | 2106862.115 | 0 | 0 | 0 | 0 | 0 | 0 | 0 | 0 | 0 | 0 | 0 | 0 | 0 | 344326.8984 | 0 | 0 | 0 | 0 | 0 | 0 | 0 | 0 | 0 | 0 | 0
2016-05-18 20:00 | 0 | 0 | 0 | 0 | 0 | 802885.8984 | 458559 | 0 | 0 | 0 | 2451189.0134 | 0 | 0 | 0 | 0 | 0 | 0 | 0 | 0 | 0 | 0 | 0 | 0 | 0 | 344326.8984 | 0 | 0 | 0 | 0 | 0 | 0 | 0 | 0 | 0 | 0 | 0
2016-05-18 21:00 | 0 | 0 | 0 | 0 | 0 | 805138.8984 | 460812 | 0 | 0 | 0 | 2795515.9118 | 0 | 0 | 0 | 0 | 0 | 0 | 0 | 0 | 0 | 0 | 0 | 0 | 0 | 344326.8984 | 0 | 0 | 0 | 0 | 0 | 0 | 0 | 0 | 0 | 0 | 0
2016-05-18 22:00 | 0 | 0 | 0 | 0 | 0 | 822065.1378 | 458743 | 0 | 0 | 0 | 3139842.8101 | 0 | 0 | 18995.2394 | 0 | 0 | 0 | 0 | 0 | 0 | 0 | 0 | 0 | 0 | 344326.8984 | 0 | 0 | 0 | 18995.2394 | 0 | 0 | 0 | 0 | 0 | 0 | 0
2016-05-18 23:00 | 0 | 0 | 0 | 0 | 0 | 727401.3504 | 455111 | 0 | 0 | 0 | 3431128.4 | 0 | 0 | 0 | 0 | 0 | 0 | 0 | 0 | 0 | 0 | 0 | 0 | 0 | 291285.5898 | 0 | 0 | 0 | -18995.2394 | 0 | 0 | 0 | 0 | 0 | 0 | 0
2016-05-19 | 0 | 0 | 0 | 0 | 0 | 567798.5371 | 455162 | 0 | 0 | 0 | 3543764.9371 | 0 | 0 | 0 | 0 | 0 | 0 | 0 | 0 | 0 | 0 | 0 | 0 | 0 | 112636.5371 | 0 | 0 | 0 | 0 | 0 | 0 | 0 | 0 | 0 | 0 | 0
2016-05-19 01:00 | 0 | 0 | 0 | 0 | 0 | 328041.6462 | 452069 | 0 | 0 | 0 | 3419737.5833 | 0 | 0 | 0 | 0 | 0 | 0 | 0 | 0 | 0 | 0 | 0 | 0 | 0 | -124027.3538 | 0 | 0 | 0 | 0 | 0 | 0 | 0 | 0 | 0 | 0 | 0
2016-05-19 02:00 | 0 | 0 | 0 | 0 | 59869.1609 | 30237.9407 | 434434 | 0 | 0 | 0 | 3075410.6849 | 0 | 0 | 0 | 0 | 0 | 0 | 0 | 0 | 0 | 0 | 0 | 0 | 0 | -344326.8984 | 0 | 0 | 0 | 0 | 0 | 0 | 0 | 0 | 0 | 0 | 0
2016-05-19 03:00 | 0 | 0 | 0 | 0 | 63792.1016 | 0 | 408119 | 0 | 0 | 0 | 2731083.7866 | 0 | 0 | 0 | 0 | 0 | 0 | 0 | 0 | 0 | 0 | 0 | 0 | 0 | -344326.8984 | 0 | 0 | 0 | 0 | 0 | 0 | 0 | 0 | 0 | 0 | 0
2016-05-19 04:00 | 0 | 0 | 0 | 0 | 38815.1016 | 0 | 383142 | 0 | 0 | 0 | 2386756.8882 | 0 | 0 | 0 | 0 | 0 | 0 | 0 | 0 | 0 | 0 | 0 | 0 | 0 | -344326.8984 | 0 | 0 | 0 | 0 | 0 | 0 | 0 | 0 | 0 | 0 | 0
2016-05-19 05:00 | 0 | 0 | 0 | 0 | 18614.1016 | 0 | 362941 | 0 | 0 | 0 | 2042429.9898 | 0 | 0 | 0 | 0 | 0 | 0 | 0 | 0 | 0 | 0 | 0 | 0 | 0 | -344326.8984 | 0 | 0 | 0 | 0 | 0 | 0 | 0 | 0 | 0 | 0 | 0
2016-05-19 06:00 | 0 | 0 | 0 | 0 | 3443.1016 | 0 | 347770 | 0 | 0 | 0 | 1698103.0915 | 0 | 0 | 0 | 0 | 0 | 0 | 0 | 0 | 0 | 0 | 0 | 0 | 0 | -344326.8984 | 0 | 0 | 0 | 0 | 0 | 0 | 0 | 0 | 0 | 0 | 0
2016-05-19 07:00 | 0 | 0 | 0 | 0 | 0 | 0 | 337967 | 0 | 0 | 0 | 1360136.0915 | 0 | 0 | 0 | 0 | 0 | 0 | 0 | 0 | 0 | 0 | 0 | 0 | 0 | -337967 | 0 | 0 | 0 | 0 | 0 | 0 | 0 | 0 | 0 | 0 | 0
2016-05-19 08:00 | 0 | 0 | 0 | 0 | 0 | 0 | 336146 | 0 | 0 | 0 | 1023990.0915 | 0 | 0 | 0 | 0 | 0 | 0 | 0 | 0 | 0 | 0 | 0 | 0 | 0 | -336146 | 0 | 0 | 0 | 0 | 0 | 0 | 0 | 0 | 0 | 0 | 0
2016-05-19 09:00 | 0 | 0 | 0 | 0 | 754.1016 | 0 | 345081 | 0 | 0 | 0 | 679663.1931 | 0 | 0 | 0 | 0 | 0 | 0 | 0 | 0 | 0 | 0 | 0 | 0 | 0 | -344326.8984 | 0 | 0 | 0 | 0 | 0 | 0 | 0 | 0 | 0 | 0 | 0
2016-05-19 10:00 | 0 | 0 | 0 | 0 | 22791.1016 | 0 | 367118 | 0 | 0 | 0 | 335336.2947 | 0 | 0 | 0 | 0 | 0 | 0 | 0 | 0 | 0 | 0 | 0 | 0 | 0 | -344326.8984 | 0 | 0 | 0 | 0 | 0 | 0 | 0 | 0 | 0 | 0 | 0
2016-05-19 11:00 | 0 | 0 | 0 | 0 | 119019.7993 | 0 | 389239 | 0 | 0 | 0 | 46121.8546 | 0 | 0 | 18995.2394 | 0 | 0 | 0 | 0 | 0 | 0 | 0 | 0 | 0 | 0 | -289214.4401 | 0 | 0 | 0 | 18995.2394 | 0 | 0 | 0 | 0 | 0 | 0 | 0
2016-05-19 12:00 | 0 | 0 | 0 | 0 | 253344.8923 | 85081.0137 | 403543 | 0 | 0 | 0 | 0 | 0 | 0 | 0 | 0 | 0 | 0 | 0 | 0 | 0 | 0 | 0 | 0 | 0 | -46121.8546 | 0 | 0 | 0 | -18995.2394 | 0 | 0 | 0 | 0 | 0 | 0 | 0
2016-05-19 13:00 | 0 | 0 | 0 | 0 | 0 | 491886.6874 | 415692 | 0 | 0 | 0 | 76194.6874 | 0 | 0 | 0 | 0 | 0 | 0 | 0 | 0 | 0 | 0 | 0 | 0 | 0 | 76194.6874 | 0 | 0 | 0 | 0 | 0 | 0 | 0 | 0 | 0 | 0 | 0
2016-05-19 14:00 | 0 | 0 | 0 | 0 | 0 | 771632.8984 | 427306 | 0 | 0 | 0 | 420521.5857 | 0 | 0 | 0 | 0 | 0 | 0 | 0 | 0 | 0 | 0 | 0 | 0 | 0 | 344326.8984 | 0 | 0 | 0 | 0 | 0 | 0 | 0 | 0 | 0 | 0 | 0
2016-05-19 15:00 | 0 | 0 | 0 | 0 | 0 | 780928.8984 | 436602 | 0 | 0 | 0 | 764848.4841 | 0 | 0 | 0 | 0 | 0 | 0 | 0 | 0 | 0 | 0 | 0 | 0 | 0 | 344326.8984 | 0 | 0 | 0 | 0 | 0 | 0 | 0 | 0 | 0 | 0 | 0
2016-05-19 16:00 | 0 | 0 | 0 | 0 | 0 | 787991.8984 | 443665 | 0 | 0 | 0 | 1109175.3825 | 0 | 0 | 0 | 0 | 0 | 0 | 0 | 0 | 0 | 0 | 0 | 0 | 0 | 344326.8984 | 0 | 0 | 0 | 0 | 0 | 0 | 0 | 0 | 0 | 0 | 0
2016-05-19 17:00 | 0 | 0 | 0 | 0 | 0 | 793705.8984 | 449379 | 0 | 0 | 0 | 1453502.2808 | 0 | 0 | 0 | 0 | 0 | 0 | 0 | 0 | 0 | 0 | 0 | 0 | 0 | 344326.8984 | 0 | 0 | 0 | 0 | 0 | 0 | 0 | 0 | 0 | 0 | 0
2016-05-19 18:00 | 0 | 0 | 0 | 0 | 0 | 797571.8984 | 453245 | 0 | 0 | 0 | 1797829.1792 | 0 | 0 | 0 | 0 | 0 | 0 | 0 | 0 | 0 | 0 | 0 | 0 | 0 | 344326.8984 | 0 | 0 | 0 | 0 | 0 | 0 | 0 | 0 | 0 | 0 | 0
2016-05-19 19:00 | 0 | 0 | 0 | 0 | 0 | 799673.8984 | 455347 | 0 | 0 | 0 | 2142156.0775 | 0 | 0 | 0 | 0 | 0 | 0 | 0 | 0 | 0 | 0 | 0 | 0 | 0 | 344326.8984 | 0 | 0 | 0 | 0 | 0 | 0 | 0 | 0 | 0 | 0 | 0
2016-05-19 20:00 | 0 | 0 | 0 | 0 | 0 | 801031.8984 | 456705 | 0 | 0 | 0 | 2486482.9759 | 0 | 0 | 0 | 0 | 0 | 0 | 0 | 0 | 0 | 0 | 0 | 0 | 0 | 344326.8984 | 0 | 0 | 0 | 0 | 0 | 0 | 0 | 0 | 0 | 0 | 0
2016-05-19 21:00 | 0 | 0 | 0 | 0 | 0 | 802095.8984 | 457769 | 0 | 0 | 0 | 2830809.8743 | 0 | 0 | 0 | 0 | 0 | 0 | 0 | 0 | 0 | 0 | 0 | 0 | 0 | 344326.8984 | 0 | 0 | 0 | 0 | 0 | 0 | 0 | 0 | 0 | 0 | 0
2016-05-19 22:00 | 0 | 0 | 0 | 0 | 0 | 799070.8984 | 454744 | 0 | 0 | 0 | 3175136.7726 | 0 | 0 | 0 | 0 | 0 | 0 | 0 | 0 | 0 | 0 | 0 | 0 | 0 | 344326.8984 | 0 | 0 | 0 | 0 | 0 | 0 | 0 | 0 | 0 | 0 | 0
2016-05-19 23:00 | 0 | 0 | 0 | 0 | 0 | 813407.1378 | 450085 | 0 | 0 | 0 | 3519463.671 | 0 | 0 | 18995.2394 | 0 | 0 | 0 | 0 | 0 | 0 | 0 | 0 | 0 | 0 | 344326.8984 | 0 | 0 | 0 | 18995.2394 | 0 | 0 | 0 | 0 | 0 | 0 | 0
2016-05-20 | 0 | 0 | 0 | 0 | 0 | 725060.7298 | 449796 | 0 | 0 | 0 | 3794728.4008 | 0 | 0 | 18995.2394 | 0 | 0 | 0 | 0 | 0 | 0 | 0 | 0 | 0 | 0 | 275264.7298 | 0 | 0 | 0 | 0 | 0 | 0 | 0 | 0 | 0 | 0 | 0
2016-05-20 01:00 | 0 | 0 | 0 | 0 | 0 | 340770.0128 | 447542 | 0 | 0 | 0 | 3687956.4136 | 0 | 0 | 18995.2394 | 0 | 0 | 0 | 0 | 0 | 0 | 0 | 0 | 0 | 0 | -106771.9872 | 0 | 0 | 0 | 0 | 0 | 0 | 0 | 0 | 0 | 0 | 0
2016-05-20 02:00 | 0 | 0 | 0 | 0 | 50404.5627 | 16357.2995 | 430084 | 0 | 0 | 0 | 3343629.5153 | 0 | 0 | 0 | 0 | 0 | 0 | 0 | 0 | 0 | 0 | 0 | 0 | 0 | -344326.8984 | 0 | 0 | 0 | -18995.2394 | 0 | 0 | 0 | 0 | 0 | 0 | 0
2016-05-20 03:00 | 0 | 0 | 0 | 0 | 59036.1016 | 0 | 403363 | 0 | 0 | 0 | 2999302.6169 | 0 | 0 | 0 | 0 | 0 | 0 | 0 | 0 | 0 | 0 | 0 | 0 | 0 | -344326.8984 | 0 | 0 | 0 | 0 | 0 | 0 | 0 | 0 | 0 | 0 | 0
2016-05-20 04:00 | 0 | 0 | 0 | 0 | 33781.1016 | 0 | 378108 | 0 | 0 | 0 | 2654975.7185 | 0 | 0 | 0 | 0 | 0 | 0 | 0 | 0 | 0 | 0 | 0 | 0 | 0 | -344326.8984 | 0 | 0 | 0 | 0 | 0 | 0 | 0 | 0 | 0 | 0 | 0
2016-05-20 05:00 | 0 | 0 | 0 | 0 | 15309.1016 | 0 | 359636 | 0 | 0 | 0 | 2310648.8202 | 0 | 0 | 0 | 0 | 0 | 0 | 0 | 0 | 0 | 0 | 0 | 0 | 0 | -344326.8984 | 0 | 0 | 0 | 0 | 0 | 0 | 0 | 0 | 0 | 0 | 0
2016-05-20 06:00 | 0 | 0 | 0 | 0 | 561.1016 | 0 | 344888 | 0 | 0 | 0 | 1966321.9218 | 0 | 0 | 0 | 0 | 0 | 0 | 0 | 0 | 0 | 0 | 0 | 0 | 0 | -344326.8984 | 0 | 0 | 0 | 0 | 0 | 0 | 0 | 0 | 0 | 0 | 0
2016-05-20 07:00 | 0 | 0 | 0 | 0 | 0 | 0 | 335003 | 0 | 0 | 0 | 1631318.9218 | 0 | 0 | 0 | 0 | 0 | 0 | 0 | 0 | 0 | 0 | 0 | 0 | 0 | -335003 | 0 | 0 | 0 | 0 | 0 | 0 | 0 | 0 | 0 | 0 | 0
2016-05-20 08:00 | 0 | 0 | 0 | 0 | 0 | 0 | 332872 | 0 | 0 | 0 | 1298446.9218 | 0 | 0 | 0 | 0 | 0 | 0 | 0 | 0 | 0 | 0 | 0 | 0 | 0 | -332872 | 0 | 0 | 0 | 0 | 0 | 0 | 0 | 0 | 0 | 0 | 0
2016-05-20 09:00 | 0 | 0 | 0 | 0 | 0 | 0 | 341353 | 0 | 0 | 0 | 957093.9218 | 0 | 0 | 0 | 0 | 0 | 0 | 0 | 0 | 0 | 0 | 0 | 0 | 0 | -341353 | 0 | 0 | 0 | 0 | 0 | 0 | 0 | 0 | 0 | 0 | 0
2016-05-20 10:00 | 0 | 0 | 0 | 0 | 17542.1016 | 0 | 361869 | 0 | 0 | 0 | 612767.0234 | 0 | 0 | 0 | 0 | 0 | 0 | 0 | 0 | 0 | 0 | 0 | 0 | 0 | -344326.8984 | 0 | 0 | 0 | 0 | 0 | 0 | 0 | 0 | 0 | 0 | 0
2016-05-20 11:00 | 0 | 0 | 0 | 0 | 39316.1016 | 0 | 383643 | 0 | 0 | 0 | 268440.1251 | 0 | 0 | 0 | 0 | 0 | 0 | 0 | 0 | 0 | 0 | 0 | 0 | 0 | -344326.8984 | 0 | 0 | 0 | 0 | 0 | 0 | 0 | 0 | 0 | 0 | 0
2016-05-20 12:00 | 0 | 0 | 0 | 0 | 10852.7327 | 120199.1422 | 399492 | 0 | 0 | 0 | 0 | 0 | 0 | 0 | 0 | 0 | 0 | 0 | 0 | 0 | 0 | 0 | 0 | 0 | -268440.1251 | 0 | 0 | 0 | 0 | 0 | 0 | 0 | 0 | 0 | 0 | 0
2016-05-20 13:00 | 0 | 0 | 0 | 0 | 0 | 413654 | 413654 | 0 | 0 | 0 | 0 | 0 | 0 | 0 | 0 | 0 | 0 | 0 | 0 | 0 | 0 | 0 | 0 | 0 | 0 | 0 | 0 | 0 | 0 | 0 | 0 | 0 | 0 | 0 | 0 | 0
2016-05-20 14:00 | 0 | 0 | 0 | 0 | 0 | 771064.8984 | 426738 | 0 | 0 | 0 | 344326.8984 | 0 | 0 | 0 | 0 | 0 | 0 | 0 | 0 | 0 | 0 | 0 | 0 | 0 | 344326.8984 | 0 | 0 | 0 | 0 | 0 | 0 | 0 | 0 | 0 | 0 | 0
2016-05-20 15:00 | 0 | 0 | 0 | 0 | 0 | 780155.8984 | 435829 | 0 | 0 | 0 | 688653.7967 | 0 | 0 | 0 | 0 | 0 | 0 | 0 | 0 | 0 | 0 | 0 | 0 | 0 | 344326.8984 | 0 | 0 | 0 | 0 | 0 | 0 | 0 | 0 | 0 | 0 | 0
2016-05-20 16:00 | 0 | 0 | 0 | 0 | 0 | 786131.8984 | 441805 | 0 | 0 | 0 | 1032980.6951 | 0 | 0 | 0 | 0 | 0 | 0 | 0 | 0 | 0 | 0 | 0 | 0 | 0 | 344326.8984 | 0 | 0 | 0 | 0 | 0 | 0 | 0 | 0 | 0 | 0 | 0
2016-05-20 17:00 | 0 | 0 | 0 | 0 | 0 | 790399.8984 | 446073 | 0 | 0 | 0 | 1377307.5935 | 0 | 0 | 0 | 0 | 0 | 0 | 0 | 0 | 0 | 0 | 0 | 0 | 0 | 344326.8984 | 0 | 0 | 0 | 0 | 0 | 0 | 0 | 0 | 0 | 0 | 0
2016-05-20 18:00 | 0 | 0 | 0 | 0 | 0 | 793684.8984 | 449358 | 0 | 0 | 0 | 1721634.4918 | 0 | 0 | 0 | 0 | 0 | 0 | 0 | 0 | 0 | 0 | 0 | 0 | 0 | 344326.8984 | 0 | 0 | 0 | 0 | 0 | 0 | 0 | 0 | 0 | 0 | 0
2016-05-20 19:00 | 0 | 0 | 0 | 0 | 0 | 796052.8984 | 451726 | 0 | 0 | 0 | 2065961.3902 | 0 | 0 | 0 | 0 | 0 | 0 | 0 | 0 | 0 | 0 | 0 | 0 | 0 | 344326.8984 | 0 | 0 | 0 | 0 | 0 | 0 | 0 | 0 | 0 | 0 | 0
2016-05-20 20:00 | 0 | 0 | 0 | 0 | 0 | 798359.8984 | 454033 | 0 | 0 | 0 | 2410288.2886 | 0 | 0 | 0 | 0 | 0 | 0 | 0 | 0 | 0 | 0 | 0 | 0 | 0 | 344326.8984 | 0 | 0 | 0 | 0 | 0 | 0 | 0 | 0 | 0 | 0 | 0
2016-05-20 21:00 | 0 | 0 | 0 | 0 | 0 | 798725.8984 | 454399 | 0 | 0 | 0 | 2754615.1869 | 0 | 0 | 0 | 0 | 0 | 0 | 0 | 0 | 0 | 0 | 0 | 0 | 0 | 344326.8984 | 0 | 0 | 0 | 0 | 0 | 0 | 0 | 0 | 0 | 0 | 0
2016-05-20 22:00 | 0 | 0 | 0 | 0 | 0 | 793972.8984 | 449646 | 0 | 0 | 0 | 3098942.0853 | 0 | 0 | 0 | 0 | 0 | 0 | 0 | 0 | 0 | 0 | 0 | 0 | 0 | 344326.8984 | 0 | 0 | 0 | 0 | 0 | 0 | 0 | 0 | 0 | 0 | 0
2016-05-20 23:00 | 0 | 0 | 0 | 0 | 0 | 785951.8984 | 441625 | 0 | 0 | 0 | 3443268.9837 | 0 | 0 | 0 | 0 | 0 | 0 | 0 | 0 | 0 | 0 | 0 | 0 | 0 | 344326.8984 | 0 | 0 | 0 | 0 | 0 | 0 | 0 | 0 | 0 | 0 | 0
2016-05-21 | 0 | 0 | 0 | 0 | 0 | 741829.7265 | 438654 | 0 | 0 | 0 | 3746444.7101 | 0 | 0 | 0 | 0 | 0 | 0 | 0 | 0 | 0 | 0 | 0 | 0 | 0 | 303175.7265 | 0 | 0 | 0 | 0 | 0 | 0 | 0 | 0 | 0 | 0 | 0
2016-05-21 01:00 | 0 | 0 | 0 | 0 | 0 | 325528.4651 | 433474 | 0 | 0 | 0 | 3619503.9358 | 0 | 0 | 18995.2394 | 0 | 0 | 0 | 0 | 0 | 0 | 0 | 0 | 0 | 0 | -126940.7744 | 0 | 0 | 0 | 18995.2394 | 0 | 0 | 0 | 0 | 0 | 0 | 0
2016-05-21 02:00 | 0 | 0 | 0 | 0 | 17566.696 | 34123.1662 | 415012 | 0 | 0 | 0 | 3275177.0374 | 0 | 0 | 0 | 0 | 0 | 0 | 0 | 0 | 0 | 0 | 0 | 0 | 0 | -344326.8984 | 0 | 0 | 0 | -18995.2394 | 0 | 0 | 0 | 0 | 0 | 0 | 0
2016-05-21 03:00 | 0 | 0 | 0 | 0 | 52203.1016 | 0 | 396530 | 0 | 0 | 0 | 2930850.139 | 0 | 0 | 0 | 0 | 0 | 0 | 0 | 0 | 0 | 0 | 0 | 0 | 0 | -344326.8984 | 0 | 0 | 0 | 0 | 0 | 0 | 0 | 0 | 0 | 0 | 0
2016-05-21 04:00 | 0 | 0 | 0 | 0 | 30203.1016 | 0 | 374530 | 0 | 0 | 0 | 2586523.2407 | 0 | 0 | 0 | 0 | 0 | 0 | 0 | 0 | 0 | 0 | 0 | 0 | 0 | -344326.8984 | 0 | 0 | 0 | 0 | 0 | 0 | 0 | 0 | 0 | 0 | 0
2016-05-21 05:00 | 0 | 0 | 0 | 0 | 11495.1016 | 0 | 355822 | 0 | 0 | 0 | 2242196.3423 | 0 | 0 | 0 | 0 | 0 | 0 | 0 | 0 | 0 | 0 | 0 | 0 | 0 | -344326.8984 | 0 | 0 | 0 | 0 | 0 | 0 | 0 | 0 | 0 | 0 | 0
2016-05-21 06:00 | 0 | 0 | 0 | 0 | 0 | 0 | 340289 | 0 | 0 | 0 | 1901907.3423 | 0 | 0 | 0 | 0 | 0 | 0 | 0 | 0 | 0 | 0 | 0 | 0 | 0 | -340289 | 0 | 0 | 0 | 0 | 0 | 0 | 0 | 0 | 0 | 0 | 0
2016-05-21 07:00 | 0 | 0 | 0 | 0 | 0 | 0 | 330939 | 0 | 0 | 0 | 1557580.4439 | 0 | 0 | 13387.8984 | 0 | 0 | 0 | 0 | 0 | 0 | 0 | 0 | 0 | 0 | -344326.8984 | 0 | 0 | 0 | 13387.8984 | 0 | 0 | 0 | 0 | 0 | 0 | 0
2016-05-21 08:00 | 0 | 0 | 0 | 0 | 0 | 0 | 326053 | 0 | 0 | 0 | 1225920.1029 | 0 | 0 | 18995.2394 | 0 | 0 | 0 | 0 | 0 | 0 | 0 | 0 | 0 | 0 | -331660.3411 | 0 | 0 | 0 | 5607.3411 | 0 | 0 | 0 | 0 | 0 | 0 | 0
2016-05-21 09:00 | 0 | 0 | 0 | 0 | 0 | 0 | 325912 | 0 | 0 | 0 | 900008.1029 | 0 | 0 | 18995.2394 | 0 | 0 | 0 | 0 | 0 | 0 | 0 | 0 | 0 | 0 | -325912 | 0 | 0 | 0 | 0 | 0 | 0 | 0 | 0 | 0 | 0 | 0
2016-05-21 10:00 | 0 | 0 | 0 | 0 | 0 | 0 | 330394 | 0 | 0 | 0 | 569614.1029 | 0 | 0 | 18995.2394 | 0 | 0 | 0 | 0 | 0 | 0 | 0 | 0 | 0 | 0 | -330394 | 0 | 0 | 0 | 0 | 0 | 0 | 0 | 0 | 0 | 0 | 0
2016-05-21 11:00 | 0 | 0 | 0 | 0 | 0 | 0 | 338051 | 0 | 0 | 0 | 250558.3423 | 0 | 0 | 0 | 0 | 0 | 0 | 0 | 0 | 0 | 0 | 0 | 0 | 0 | -319055.7606 | 0 | 0 | 0 | -18995.2394 | 0 | 0 | 0 | 0 | 0 | 0 | 0
2016-05-21 12:00 | 0 | 0 | 0 | 0 | 0 | 104996.6577 | 355555 | 0 | 0 | 0 | 0 | 0 | 0 | 0 | 0 | 0 | 0 | 0 | 0 | 0 | 0 | 0 | 0 | 0 | -250558.3423 | 0 | 0 | 0 | 0 | 0 | 0 | 0 | 0 | 0 | 0 | 0
2016-05-21 13:00 | 0 | 0 | 0 | 0 | 0 | 595080.2267 | 375291 | 0 | 0 | 0 | 200793.9873 | 0 | 0 | 18995.2394 | 0 | 0 | 0 | 0 | 0 | 0 | 0 | 0 | 0 | 0 | 200793.9873 | 0 | 0 | 0 | 18995.2394 | 0 | 0 | 0 | 0 | 0 | 0 | 0
2016-05-21 14:00 | 0 | 0 | 0 | 0 | 0 | 465184.146 | 393987 | 0 | 0 | 0 | 290986.3728 | 0 | 0 | 0 | 0 | 0 | 0 | 0 | 0 | 0 | 0 | 0 | 0 | 0 | 90192.3854 | 0 | 0 | 0 | -18995.2394 | 0 | 0 | 0 | 0 | 0 | 0 | 0
2016-05-21 15:00 | 0 | 0 | 0 | 0 | 0 | 752835.8984 | 408509 | 0 | 0 | 0 | 635313.2711 | 0 | 0 | 0 | 0 | 0 | 0 | 0 | 0 | 0 | 0 | 0 | 0 | 0 | 344326.8984 | 0 | 0 | 0 | 0 | 0 | 0 | 0 | 0 | 0 | 0 | 0
2016-05-21 16:00 | 0 | 0 | 0 | 0 | 0 | 762448.8984 | 418122 | 0 | 0 | 0 | 979640.1695 | 0 | 0 | 0 | 0 | 0 | 0 | 0 | 0 | 0 | 0 | 0 | 0 | 0 | 344326.8984 | 0 | 0 | 0 | 0 | 0 | 0 | 0 | 0 | 0 | 0 | 0
2016-05-21 17:00 | 0 | 0 | 0 | 0 | 0 | 768845.8984 | 424519 | 0 | 0 | 0 | 1323967.0679 | 0 | 0 | 0 | 0 | 0 | 0 | 0 | 0 | 0 | 0 | 0 | 0 | 0 | 344326.8984 | 0 | 0 | 0 | 0 | 0 | 0 | 0 | 0 | 0 | 0 | 0
2016-05-21 18:00 | 0 | 0 | 0 | 0 | 0 | 773898.8984 | 429572 | 0 | 0 | 0 | 1668293.9662 | 0 | 0 | 0 | 0 | 0 | 0 | 0 | 0 | 0 | 0 | 0 | 0 | 0 | 344326.8984 | 0 | 0 | 0 | 0 | 0 | 0 | 0 | 0 | 0 | 0 | 0
2016-05-21 19:00 | 0 | 0 | 0 | 0 | 0 | 777744.8984 | 433418 | 0 | 0 | 0 | 2012620.8646 | 0 | 0 | 0 | 0 | 0 | 0 | 0 | 0 | 0 | 0 | 0 | 0 | 0 | 344326.8984 | 0 | 0 | 0 | 0 | 0 | 0 | 0 | 0 | 0 | 0 | 0
2016-05-21 20:00 | 0 | 0 | 0 | 0 | 0 | 781303.8984 | 436977 | 0 | 0 | 0 | 2356947.763 | 0 | 0 | 0 | 0 | 0 | 0 | 0 | 0 | 0 | 0 | 0 | 0 | 0 | 344326.8984 | 0 | 0 | 0 | 0 | 0 | 0 | 0 | 0 | 0 | 0 | 0
2016-05-21 21:00 | 0 | 0 | 0 | 0 | 0 | 783875.8984 | 439549 | 0 | 0 | 0 | 2701274.6613 | 0 | 0 | 0 | 0 | 0 | 0 | 0 | 0 | 0 | 0 | 0 | 0 | 0 | 344326.8984 | 0 | 0 | 0 | 0 | 0 | 0 | 0 | 0 | 0 | 0 | 0
2016-05-21 22:00 | 0 | 0 | 0 | 0 | 0 | 781188.8984 | 436862 | 0 | 0 | 0 | 3045601.5597 | 0 | 0 | 0 | 0 | 0 | 0 | 0 | 0 | 0 | 0 | 0 | 0 | 0 | 344326.8984 | 0 | 0 | 0 | 0 | 0 | 0 | 0 | 0 | 0 | 0 | 0
2016-05-21 23:00 | 0 | 0 | 0 | 0 | 0 | 775898.8984 | 431572 | 0 | 0 | 0 | 3389928.4581 | 0 | 0 | 0 | 0 | 0 | 0 | 0 | 0 | 0 | 0 | 0 | 0 | 0 | 344326.8984 | 0 | 0 | 0 | 0 | 0 | 0 | 0 | 0 | 0 | 0 | 0
2016-05-22 | 0 | 0 | 0 | 0 | 0 | 705529.9928 | 426922 | 0 | 0 | 0 | 3668536.4508 | 0 | 0 | 0 | 0 | 0 | 0 | 0 | 0 | 0 | 0 | 0 | 0 | 0 | 278607.9928 | 0 | 0 | 0 | 0 | 0 | 0 | 0 | 0 | 0 | 0 | 0
2016-05-22 01:00 | 0 | 0 | 0 | 0 | 0 | 324643.1863 | 422713 | 0 | 0 | 0 | 3551471.3976 | 0 | 0 | 18995.2394 | 0 | 0 | 0 | 0 | 0 | 0 | 0 | 0 | 0 | 0 | -117065.0532 | 0 | 0 | 0 | 18995.2394 | 0 | 0 | 0 | 0 | 0 | 0 | 0
2016-05-22 02:00 | 0 | 0 | 0 | 0 | 22949.2991 | 24414.5631 | 410686 | 0 | 0 | 0 | 3207144.4993 | 0 | 0 | 0 | 0 | 0 | 0 | 0 | 0 | 0 | 0 | 0 | 0 | 0 | -344326.8984 | 0 | 0 | 0 | -18995.2394 | 0 | 0 | 0 | 0 | 0 | 0 | 0
2016-05-22 03:00 | 0 | 0 | 0 | 0 | 47525.1016 | 0 | 391852 | 0 | 0 | 0 | 2862817.6009 | 0 | 0 | 0 | 0 | 0 | 0 | 0 | 0 | 0 | 0 | 0 | 0 | 0 | -344326.8984 | 0 | 0 | 0 | 0 | 0 | 0 | 0 | 0 | 0 | 0 | 0
2016-05-22 04:00 | 0 | 0 | 0 | 0 | 27348.1016 | 0 | 371675 | 0 | 0 | 0 | 2518490.7025 | 0 | 0 | 0 | 0 | 0 | 0 | 0 | 0 | 0 | 0 | 0 | 0 | 0 | -344326.8984 | 0 | 0 | 0 | 0 | 0 | 0 | 0 | 0 | 0 | 0 | 0
2016-05-22 05:00 | 0 | 0 | 0 | 0 | 8007.1016 | 0 | 352334 | 0 | 0 | 0 | 2174163.8042 | 0 | 0 | 0 | 0 | 0 | 0 | 0 | 0 | 0 | 0 | 0 | 0 | 0 | -344326.8984 | 0 | 0 | 0 | 0 | 0 | 0 | 0 | 0 | 0 | 0 | 0
2016-05-22 06:00 | 0 | 0 | 0 | 0 | 0 | 0 | 337141 | 0 | 0 | 0 | 1835704.4631 | 0 | 0 | 1318.3411 | 0 | 0 | 0 | 0 | 0 | 0 | 0 | 0 | 0 | 0 | -338459.3411 | 0 | 0 | 0 | 1318.3411 | 0 | 0 | 0 | 0 | 0 | 0 | 0
2016-05-22 07:00 | 0 | 0 | 0 | 0 | 0 | 0 | 326650 | 0 | 0 | 0 | 1491377.5648 | 0 | 0 | 18995.2394 | 0 | 0 | 0 | 0 | 0 | 0 | 0 | 0 | 0 | 0 | -344326.8984 | 0 | 0 | 0 | 17676.8984 | 0 | 0 | 0 | 0 | 0 | 0 | 0
2016-05-22 08:00 | 0 | 0 | 0 | 0 | 0 | 0 | 321017 | 0 | 0 | 0 | 1170360.5648 | 0 | 0 | 18995.2394 | 0 | 0 | 0 | 0 | 0 | 0 | 0 | 0 | 0 | 0 | -321017 | 0 | 0 | 0 | 0 | 0 | 0 | 0 | 0 | 0 | 0 | 0
2016-05-22 09:00 | 0 | 0 | 0 | 0 | 0 | 0 | 319360 | 0 | 0 | 0 | 851000.5648 | 0 | 0 | 18995.2394 | 0 | 0 | 0 | 0 | 0 | 0 | 0 | 0 | 0 | 0 | -319360 | 0 | 0 | 0 | 0 | 0 | 0 | 0 | 0 | 0 | 0 | 0
2016-05-22 10:00 | 0 | 0 | 0 | 0 | 0 | 0 | 319221 | 0 | 0 | 0 | 531779.5648 | 0 | 0 | 18995.2394 | 0 | 0 | 0 | 0 | 0 | 0 | 0 | 0 | 0 | 0 | -319221 | 0 | 0 | 0 | 0 | 0 | 0 | 0 | 0 | 0 | 0 | 0
2016-05-22 11:00 | 0 | 0 | 0 | 0 | 0 | 0 | 324076 | 0 | 0 | 0 | 207703.5648 | 0 | 0 | 18995.2394 | 0 | 0 | 0 | 0 | 0 | 0 | 0 | 0 | 0 | 0 | -324076 | 0 | 0 | 0 | 0 | 0 | 0 | 0 | 0 | 0 | 0 | 0
2016-05-22 12:00 | 0 | 0 | 0 | 0 | 0 | 113393.1958 | 340092 | 0 | 0 | 0 | 0 | 0 | 0 | 0 | 0 | 0 | 0 | 0 | 0 | 0 | 0 | 0 | 0 | 0 | -207703.5648 | 0 | 0 | 0 | -18995.2394 | 0 | 0 | 0 | 0 | 0 | 0 | 0
2016-05-22 13:00 | 0 | 0 | 0 | 0 | 0 | 621028.387 | 358790 | 0 | 0 | 0 | 262238.387 | 0 | 0 | 0 | 0 | 0 | 0 | 0 | 0 | 0 | 0 | 0 | 0 | 0 | 262238.387 | 0 | 0 | 0 | 0 | 0 | 0 | 0 | 0 | 0 | 0 | 0
2016-05-22 14:00 | 0 | 0 | 0 | 0 | 0 | 426705.2254 | 375530 | 0 | 0 | 0 | 313413.6125 | 0 | 0 | 0 | 0 | 0 | 0 | 0 | 0 | 0 | 0 | 0 | 0 | 0 | 51175.2254 | 0 | 0 | 0 | 0 | 0 | 0 | 0 | 0 | 0 | 0 | 0
2016-05-22 15:00 | 0 | 0 | 0 | 0 | 0 | 733366.8984 | 389040 | 0 | 0 | 0 | 657740.5108 | 0 | 0 | 0 | 0 | 0 | 0 | 0 | 0 | 0 | 0 | 0 | 0 | 0 | 344326.8984 | 0 | 0 | 0 | 0 | 0 | 0 | 0 | 0 | 0 | 0 | 0
2016-05-22 16:00 | 0 | 0 | 0 | 0 | 0 | 745432.8984 | 401106 | 0 | 0 | 0 | 1002067.4092 | 0 | 0 | 0 | 0 | 0 | 0 | 0 | 0 | 0 | 0 | 0 | 0 | 0 | 344326.8984 | 0 | 0 | 0 | 0 | 0 | 0 | 0 | 0 | 0 | 0 | 0
2016-05-22 17:00 | 0 | 0 | 0 | 0 | 0 | 754976.8984 | 410650 | 0 | 0 | 0 | 1346394.3076 | 0 | 0 | 0 | 0 | 0 | 0 | 0 | 0 | 0 | 0 | 0 | 0 | 0 | 344326.8984 | 0 | 0 | 0 | 0 | 0 | 0 | 0 | 0 | 0 | 0 | 0
2016-05-22 18:00 | 0 | 0 | 0 | 0 | 0 | 763336.8984 | 419010 | 0 | 0 | 0 | 1690721.2059 | 0 | 0 | 0 | 0 | 0 | 0 | 0 | 0 | 0 | 0 | 0 | 0 | 0 | 344326.8984 | 0 | 0 | 0 | 0 | 0 | 0 | 0 | 0 | 0 | 0 | 0
2016-05-22 19:00 | 0 | 0 | 0 | 0 | 0 | 770523.8984 | 426197 | 0 | 0 | 0 | 2035048.1043 | 0 | 0 | 0 | 0 | 0 | 0 | 0 | 0 | 0 | 0 | 0 | 0 | 0 | 344326.8984 | 0 | 0 | 0 | 0 | 0 | 0 | 0 | 0 | 0 | 0 | 0
2016-05-22 20:00 | 0 | 0 | 0 | 0 | 0 | 778675.8984 | 434349 | 0 | 0 | 0 | 2379375.0027 | 0 | 0 | 0 | 0 | 0 | 0 | 0 | 0 | 0 | 0 | 0 | 0 | 0 | 344326.8984 | 0 | 0 | 0 | 0 | 0 | 0 | 0 | 0 | 0 | 0 | 0
2016-05-22 21:00 | 0 | 0 | 0 | 0 | 0 | 785285.8984 | 440959 | 0 | 0 | 0 | 2723701.901 | 0 | 0 | 0 | 0 | 0 | 0 | 0 | 0 | 0 | 0 | 0 | 0 | 0 | 344326.8984 | 0 | 0 | 0 | 0 | 0 | 0 | 0 | 0 | 0 | 0 | 0
2016-05-22 22:00 | 0 | 0 | 0 | 0 | 0 | 788225.8984 | 443899 | 0 | 0 | 0 | 3068028.7994 | 0 | 0 | 0 | 0 | 0 | 0 | 0 | 0 | 0 | 0 | 0 | 0 | 0 | 344326.8984 | 0 | 0 | 0 | 0 | 0 | 0 | 0 | 0 | 0 | 0 | 0
2016-05-22 23:00 | 0 | 0 | 0 | 0 | 0 | 786582.8984 | 442256 | 0 | 0 | 0 | 3412355.6978 | 0 | 0 | 0 | 0 | 0 | 0 | 0 | 0 | 0 | 0 | 0 | 0 | 0 | 344326.8984 | 0 | 0 | 0 | 0 | 0 | 0 | 0 | 0 | 0 | 0 | 0
2016-05-23 | 0 | 0 | 0 | 0 | 0 | 789128.1282 | 440455 | 0 | 0 | 0 | 3742033.5865 | 0 | 0 | 18995.2394 | 0 | 0 | 0 | 0 | 0 | 0 | 0 | 0 | 0 | 0 | 329677.8887 | 0 | 0 | 0 | 18995.2394 | 0 | 0 | 0 | 0 | 0 | 0 | 0
2016-05-23 01:00 | 0 | 0 | 0 | 0 | 0 | 381191.6846 | 437320 | 0 | 0 | 0 | 3685905.2711 | 0 | 0 | 18995.2394 | 0 | 0 | 0 | 0 | 0 | 0 | 0 | 0 | 0 | 0 | -56128.3154 | 0 | 0 | 0 | 0 | 0 | 0 | 0 | 0 | 0 | 0 | 0
2016-05-23 02:00 | 0 | 0 | 0 | 0 | 21982.1247 | 36303.7375 | 421608 | 0 | 0 | 0 | 3341578.3728 | 0 | 0 | 0 | 0 | 0 | 0 | 0 | 0 | 0 | 0 | 0 | 0 | 0 | -344326.8984 | 0 | 0 | 0 | -18995.2394 | 0 | 0 | 0 | 0 | 0 | 0 | 0
2016-05-23 03:00 | 0 | 0 | 0 | 0 | 52872.1016 | 0 | 397199 | 0 | 0 | 0 | 2997251.4744 | 0 | 0 | 0 | 0 | 0 | 0 | 0 | 0 | 0 | 0 | 0 | 0 | 0 | -344326.8984 | 0 | 0 | 0 | 0 | 0 | 0 | 0 | 0 | 0 | 0 | 0
2016-05-23 04:00 | 0 | 0 | 0 | 0 | 28511.1016 | 0 | 372838 | 0 | 0 | 0 | 2652924.576 | 0 | 0 | 0 | 0 | 0 | 0 | 0 | 0 | 0 | 0 | 0 | 0 | 0 | -344326.8984 | 0 | 0 | 0 | 0 | 0 | 0 | 0 | 0 | 0 | 0 | 0
2016-05-23 05:00 | 0 | 0 | 0 | 0 | 8255.1016 | 0 | 352582 | 0 | 0 | 0 | 2308597.6777 | 0 | 0 | 0 | 0 | 0 | 0 | 0 | 0 | 0 | 0 | 0 | 0 | 0 | -344326.8984 | 0 | 0 | 0 | 0 | 0 | 0 | 0 | 0 | 0 | 0 | 0
2016-05-23 06:00 | 0 | 0 | 0 | 0 | 0 | 0 | 337779 | 0 | 0 | 0 | 1970818.6777 | 0 | 0 | 0 | 0 | 0 | 0 | 0 | 0 | 0 | 0 | 0 | 0 | 0 | -337779 | 0 | 0 | 0 | 0 | 0 | 0 | 0 | 0 | 0 | 0 | 0
2016-05-23 07:00 | 0 | 0 | 0 | 0 | 0 | 0 | 329066 | 0 | 0 | 0 | 1626491.7793 | 0 | 0 | 15260.8984 | 0 | 0 | 0 | 0 | 0 | 0 | 0 | 0 | 0 | 0 | -344326.8984 | 0 | 0 | 0 | 15260.8984 | 0 | 0 | 0 | 0 | 0 | 0 | 0
2016-05-23 08:00 | 0 | 0 | 0 | 0 | 0 | 0 | 326685 | 0 | 0 | 0 | 1296072.4382 | 0 | 0 | 18995.2394 | 0 | 0 | 0 | 0 | 0 | 0 | 0 | 0 | 0 | 0 | -330419.3411 | 0 | 0 | 0 | 3734.3411 | 0 | 0 | 0 | 0 | 0 | 0 | 0
2016-05-23 09:00 | 0 | 0 | 0 | 0 | 0 | 0 | 336393 | 0 | 0 | 0 | 959679.4382 | 0 | 0 | 18995.2394 | 0 | 0 | 0 | 0 | 0 | 0 | 0 | 0 | 0 | 0 | -336393 | 0 | 0 | 0 | 0 | 0 | 0 | 0 | 0 | 0 | 0 | 0
2016-05-23 10:00 | 0 | 0 | 0 | 0 | 0 | 0 | 358134 | 0 | 0 | 0 | 615352.5399 | 0 | 0 | 5188.1378 | 0 | 0 | 0 | 0 | 0 | 0 | 0 | 0 | 0 | 0 | -344326.8984 | 0 | 0 | 0 | -13807.1016 | 0 | 0 | 0 | 0 | 0 | 0 | 0
2016-05-23 11:00 | 0 | 0 | 0 | 0 | 31944.9638 | 0 | 381460 | 0 | 0 | 0 | 271025.6415 | 0 | 0 | 0 | 0 | 0 | 0 | 0 | 0 | 0 | 0 | 0 | 0 | 0 | -344326.8984 | 0 | 0 | 0 | -5188.1378 | 0 | 0 | 0 | 0 | 0 | 0 | 0
2016-05-23 12:00 | 0 | 0 | 0 | 0 | 0 | 128733.3585 | 399759 | 0 | 0 | 0 | 0 | 0 | 0 | 0 | 0 | 0 | 0 | 0 | 0 | 0 | 0 | 0 | 0 | 0 | -271025.6415 | 0 | 0 | 0 | 0 | 0 | 0 | 0 | 0 | 0 | 0 | 0
2016-05-23 13:00 | 0 | 0 | 0 | 0 | 0 | 640332.9277 | 416209 | 0 | 0 | 0 | 224123.9277 | 0 | 0 | 0 | 0 | 0 | 0 | 0 | 0 | 0 | 0 | 0 | 0 | 0 | 224123.9277 | 0 | 0 | 0 | 0 | 0 | 0 | 0 | 0 | 0 | 0 | 0
2016-05-23 14:00 | 0 | 0 | 0 | 0 | 0 | 645453.0918 | 432114 | 0 | 0 | 0 | 437463.0195 | 0 | 0 | 0 | 0 | 0 | 0 | 0 | 0 | 0 | 0 | 0 | 0 | 0 | 213339.0918 | 0 | 0 | 0 | 0 | 0 | 0 | 0 | 0 | 0 | 0 | 0
2016-05-23 15:00 | 0 | 0 | 0 | 0 | 0 | 790332.8984 | 446006 | 0 | 0 | 0 | 781789.9178 | 0 | 0 | 0 | 0 | 0 | 0 | 0 | 0 | 0 | 0 | 0 | 0 | 0 | 344326.8984 | 0 | 0 | 0 | 0 | 0 | 0 | 0 | 0 | 0 | 0 | 0
2016-05-23 16:00 | 0 | 0 | 0 | 0 | 0 | 802004.8984 | 457678 | 0 | 0 | 0 | 1126116.8162 | 0 | 0 | 0 | 0 | 0 | 0 | 0 | 0 | 0 | 0 | 0 | 0 | 0 | 344326.8984 | 0 | 0 | 0 | 0 | 0 | 0 | 0 | 0 | 0 | 0 | 0
2016-05-23 17:00 | 0 | 0 | 0 | 0 | 0 | 813332.8984 | 469006 | 0 | 0 | 0 | 1470443.7146 | 0 | 0 | 0 | 0 | 0 | 0 | 0 | 0 | 0 | 0 | 0 | 0 | 0 | 344326.8984 | 0 | 0 | 0 | 0 | 0 | 0 | 0 | 0 | 0 | 0 | 0
2016-05-23 18:00 | 0 | 0 | 0 | 0 | 0 | 822674.8984 | 478348 | 0 | 0 | 0 | 1814770.6129 | 0 | 0 | 0 | 0 | 0 | 0 | 0 | 0 | 0 | 0 | 0 | 0 | 0 | 344326.8984 | 0 | 0 | 0 | 0 | 0 | 0 | 0 | 0 | 0 | 0 | 0
2016-05-23 19:00 | 0 | 0 | 0 | 0 | 0 | 830415.8984 | 486089 | 0 | 0 | 0 | 2159097.5113 | 0 | 0 | 0 | 0 | 0 | 0 | 0 | 0 | 0 | 0 | 0 | 0 | 0 | 344326.8984 | 0 | 0 | 0 | 0 | 0 | 0 | 0 | 0 | 0 | 0 | 0
2016-05-23 20:00 | 0 | 0 | 0 | 0 | 0 | 835198.8984 | 490872 | 0 | 0 | 0 | 2503424.4097 | 0 | 0 | 0 | 0 | 0 | 0 | 0 | 0 | 0 | 0 | 0 | 0 | 0 | 344326.8984 | 0 | 0 | 0 | 0 | 0 | 0 | 0 | 0 | 0 | 0 | 0
2016-05-23 21:00 | 0 | 0 | 0 | 0 | 0 | 837436.8984 | 493110 | 0 | 0 | 0 | 2847751.308 | 0 | 0 | 0 | 0 | 0 | 0 | 0 | 0 | 0 | 0 | 0 | 0 | 0 | 344326.8984 | 0 | 0 | 0 | 0 | 0 | 0 | 0 | 0 | 0 | 0 | 0
2016-05-23 22:00 | 0 | 0 | 0 | 0 | 0 | 835067.8984 | 490741 | 0 | 0 | 0 | 3192078.2064 | 0 | 0 | 0 | 0 | 0 | 0 | 0 | 0 | 0 | 0 | 0 | 0 | 0 | 344326.8984 | 0 | 0 | 0 | 0 | 0 | 0 | 0 | 0 | 0 | 0 | 0
2016-05-23 23:00 | 0 | 0 | 0 | 0 | 0 | 828400.8984 | 484074 | 0 | 0 | 0 | 3536405.1048 | 0 | 0 | 0 | 0 | 0 | 0 | 0 | 0 | 0 | 0 | 0 | 0 | 0 | 344326.8984 | 0 | 0 | 0 | 0 | 0 | 0 | 0 | 0 | 0 | 0 | 0
2016-05-24 | 0 | 0 | 0 | 0 | 0 | 755125.5354 | 477807 | 0 | 0 | 0 | 3794728.4008 | 0 | 0 | 18995.2394 | 0 | 0 | 0 | 0 | 0 | 0 | 0 | 0 | 0 | 0 | 258323.296 | 0 | 0 | 0 | 18995.2394 | 0 | 0 | 0 | 0 | 0 | 0 | 0
2016-05-24 01:00 | 0 | 0 | 0 | 0 | 0 | 331464.5248 | 471053 | 0 | 0 | 0 | 3655139.9256 | 0 | 0 | 18995.2394 | 0 | 0 | 0 | 0 | 0 | 0 | 0 | 0 | 0 | 0 | -139588.4752 | 0 | 0 | 0 | 0 | 0 | 0 | 0 | 0 | 0 | 0 | 0
2016-05-24 02:00 | 0 | 0 | 0 | 0 | 62494.4742 | 23091.388 | 448908 | 0 | 0 | 0 | 3310813.0272 | 0 | 0 | 0 | 0 | 0 | 0 | 0 | 0 | 0 | 0 | 0 | 0 | 0 | -344326.8984 | 0 | 0 | 0 | -18995.2394 | 0 | 0 | 0 | 0 | 0 | 0 | 0
2016-05-24 03:00 | 0 | 0 | 0 | 0 | 75784.1016 | 0 | 420111 | 0 | 0 | 0 | 2966486.1289 | 0 | 0 | 0 | 0 | 0 | 0 | 0 | 0 | 0 | 0 | 0 | 0 | 0 | -344326.8984 | 0 | 0 | 0 | 0 | 0 | 0 | 0 | 0 | 0 | 0 | 0
2016-05-24 04:00 | 0 | 0 | 0 | 0 | 47907.1016 | 0 | 392234 | 0 | 0 | 0 | 2622159.2305 | 0 | 0 | 0 | 0 | 0 | 0 | 0 | 0 | 0 | 0 | 0 | 0 | 0 | -344326.8984 | 0 | 0 | 0 | 0 | 0 | 0 | 0 | 0 | 0 | 0 | 0
2016-05-24 05:00 | 0 | 0 | 0 | 0 | 26015.1016 | 0 | 370342 | 0 | 0 | 0 | 2277832.3321 | 0 | 0 | 0 | 0 | 0 | 0 | 0 | 0 | 0 | 0 | 0 | 0 | 0 | -344326.8984 | 0 | 0 | 0 | 0 | 0 | 0 | 0 | 0 | 0 | 0 | 0
2016-05-24 06:00 | 0 | 0 | 0 | 0 | 9770.1016 | 0 | 354097 | 0 | 0 | 0 | 1933505.4338 | 0 | 0 | 0 | 0 | 0 | 0 | 0 | 0 | 0 | 0 | 0 | 0 | 0 | -344326.8984 | 0 | 0 | 0 | 0 | 0 | 0 | 0 | 0 | 0 | 0 | 0
2016-05-24 07:00 | 0 | 0 | 0 | 0 | 0 | 0 | 344011 | 0 | 0 | 0 | 1589494.4338 | 0 | 0 | 0 | 0 | 0 | 0 | 0 | 0 | 0 | 0 | 0 | 0 | 0 | -344011 | 0 | 0 | 0 | 0 | 0 | 0 | 0 | 0 | 0 | 0 | 0
2016-05-24 08:00 | 0 | 0 | 0 | 0 | 0 | 0 | 341307 | 0 | 0 | 0 | 1248187.4338 | 0 | 0 | 0 | 0 | 0 | 0 | 0 | 0 | 0 | 0 | 0 | 0 | 0 | -341307 | 0 | 0 | 0 | 0 | 0 | 0 | 0 | 0 | 0 | 0 | 0
2016-05-24 09:00 | 0 | 0 | 0 | 0 | 4011.1016 | 0 | 348338 | 0 | 0 | 0 | 903860.5354 | 0 | 0 | 0 | 0 | 0 | 0 | 0 | 0 | 0 | 0 | 0 | 0 | 0 | -344326.8984 | 0 | 0 | 0 | 0 | 0 | 0 | 0 | 0 | 0 | 0 | 0
2016-05-24 10:00 | 0 | 0 | 0 | 0 | 22345.1016 | 0 | 366672 | 0 | 0 | 0 | 559533.637 | 0 | 0 | 0 | 0 | 0 | 0 | 0 | 0 | 0 | 0 | 0 | 0 | 0 | -344326.8984 | 0 | 0 | 0 | 0 | 0 | 0 | 0 | 0 | 0 | 0 | 0
2016-05-24 11:00 | 0 | 0 | 0 | 0 | 97240.3646 | 0 | 389826 | 0 | 0 | 0 | 247952.7622 | 0 | 0 | 18995.2394 | 0 | 0 | 0 | 0 | 0 | 0 | 0 | 0 | 0 | 0 | -311580.8748 | 0 | 0 | 0 | 18995.2394 | 0 | 0 | 0 | 0 | 0 | 0 | 0
2016-05-24 12:00 | 0 | 0 | 0 | 0 | 0 | 141714.9984 | 408663 | 0 | 0 | 0 | 0 | 0 | 0 | 0 | 0 | 0 | 0 | 0 | 0 | 0 | 0 | 0 | 0 | 0 | -247952.7622 | 0 | 0 | 0 | -18995.2394 | 0 | 0 | 0 | 0 | 0 | 0 | 0
2016-05-24 13:00 | 0 | 0 | 0 | 0 | 0 | 602350.2682 | 426934 | 0 | 0 | 0 | 175416.2682 | 0 | 0 | 0 | 0 | 0 | 0 | 0 | 0 | 0 | 0 | 0 | 0 | 0 | 175416.2682 | 0 | 0 | 0 | 0 | 0 | 0 | 0 | 0 | 0 | 0 | 0
2016-05-24 14:00 | 0 | 0 | 0 | 0 | 0 | 789759.8984 | 445433 | 0 | 0 | 0 | 519743.1666 | 0 | 0 | 0 | 0 | 0 | 0 | 0 | 0 | 0 | 0 | 0 | 0 | 0 | 344326.8984 | 0 | 0 | 0 | 0 | 0 | 0 | 0 | 0 | 0 | 0 | 0
2016-05-24 15:00 | 0 | 0 | 0 | 0 | 0 | 806707.8984 | 462381 | 0 | 0 | 0 | 864070.0649 | 0 | 0 | 0 | 0 | 0 | 0 | 0 | 0 | 0 | 0 | 0 | 0 | 0 | 344326.8984 | 0 | 0 | 0 | 0 | 0 | 0 | 0 | 0 | 0 | 0 | 0
2016-05-24 16:00 | 0 | 0 | 0 | 0 | 0 | 820726.8984 | 476400 | 0 | 0 | 0 | 1208396.9633 | 0 | 0 | 0 | 0 | 0 | 0 | 0 | 0 | 0 | 0 | 0 | 0 | 0 | 344326.8984 | 0 | 0 | 0 | 0 | 0 | 0 | 0 | 0 | 0 | 0 | 0
2016-05-24 17:00 | 0 | 0 | 0 | 0 | 0 | 833596.8984 | 489270 | 0 | 0 | 0 | 1552723.8617 | 0 | 0 | 0 | 0 | 0 | 0 | 0 | 0 | 0 | 0 | 0 | 0 | 0 | 344326.8984 | 0 | 0 | 0 | 0 | 0 | 0 | 0 | 0 | 0 | 0 | 0
2016-05-24 18:00 | 0 | 0 | 0 | 0 | 0 | 845233.8984 | 500907 | 0 | 0 | 0 | 1897050.76 | 0 | 0 | 0 | 0 | 0 | 0 | 0 | 0 | 0 | 0 | 0 | 0 | 0 | 344326.8984 | 0 | 0 | 0 | 0 | 0 | 0 | 0 | 0 | 0 | 0 | 0
2016-05-24 19:00 | 0 | 0 | 0 | 0 | 0 | 854108.8984 | 509782 | 0 | 0 | 0 | 2241377.6584 | 0 | 0 | 0 | 0 | 0 | 0 | 0 | 0 | 0 | 0 | 0 | 0 | 0 | 344326.8984 | 0 | 0 | 0 | 0 | 0 | 0 | 0 | 0 | 0 | 0 | 0
2016-05-24 20:00 | 0 | 0 | 0 | 0 | 0 | 861033.8984 | 516707 | 0 | 0 | 0 | 2585704.5568 | 0 | 0 | 0 | 0 | 0 | 0 | 0 | 0 | 0 | 0 | 0 | 0 | 0 | 344326.8984 | 0 | 0 | 0 | 0 | 0 | 0 | 0 | 0 | 0 | 0 | 0
2016-05-24 21:00 | 0 | 0 | 0 | 0 | 0 | 864459.8984 | 520133 | 0 | 0 | 0 | 2930031.4551 | 0 | 0 | 0 | 0 | 0 | 0 | 0 | 0 | 0 | 0 | 0 | 0 | 0 | 344326.8984 | 0 | 0 | 0 | 0 | 0 | 0 | 0 | 0 | 0 | 0 | 0
2016-05-24 22:00 | 0 | 0 | 0 | 0 | 0 | 862481.8984 | 518155 | 0 | 0 | 0 | 3274358.3535 | 0 | 0 | 0 | 0 | 0 | 0 | 0 | 0 | 0 | 0 | 0 | 0 | 0 | 344326.8984 | 0 | 0 | 0 | 0 | 0 | 0 | 0 | 0 | 0 | 0 | 0
2016-05-24 23:00 | 0 | 0 | 0 | 0 | 0 | 873240.1378 | 509918 | 0 | 0 | 0 | 3618685.2519 | 0 | 0 | 18995.2394 | 0 | 0 | 0 | 0 | 0 | 0 | 0 | 0 | 0 | 0 | 344326.8984 | 0 | 0 | 0 | 18995.2394 | 0 | 0 | 0 | 0 | 0 | 0 | 0
2016-05-25 | 0 | 0 | 0 | 0 | 0 | 677849.1489 | 501806 | 0 | 0 | 0 | 3794728.4008 | 0 | 0 | 18995.2394 | 0 | 0 | 0 | 0 | 0 | 0 | 0 | 0 | 0 | 0 | 176043.1489 | 0 | 0 | 0 | 0 | 0 | 0 | 0 | 0 | 0 | 0 | 0
2016-05-25 01:00 | 0 | 0 | 0 | 0 | 0 | 312485.3118 | 493666 | 0 | 0 | 0 | 3613547.7126 | 0 | 0 | 18995.2394 | 0 | 0 | 0 | 0 | 0 | 0 | 0 | 0 | 0 | 0 | -181180.6882 | 0 | 0 | 0 | 0 | 0 | 0 | 0 | 0 | 0 | 0 | 0
2016-05-25 02:00 | 0 | 0 | 0 | 0 | 85094.952 | 21464.9102 | 469882 | 0 | 0 | 0 | 3269220.8143 | 0 | 0 | 0 | 0 | 0 | 0 | 0 | 0 | 0 | 0 | 0 | 0 | 0 | -344326.8984 | 0 | 0 | 0 | -18995.2394 | 0 | 0 | 0 | 0 | 0 | 0 | 0
2016-05-25 03:00 | 0 | 0 | 0 | 0 | 95503.1016 | 0 | 439830 | 0 | 0 | 0 | 2924893.9159 | 0 | 0 | 0 | 0 | 0 | 0 | 0 | 0 | 0 | 0 | 0 | 0 | 0 | -344326.8984 | 0 | 0 | 0 | 0 | 0 | 0 | 0 | 0 | 0 | 0 | 0
2016-05-25 04:00 | 0 | 0 | 0 | 0 | 67777.1016 | 0 | 412104 | 0 | 0 | 0 | 2580567.0175 | 0 | 0 | 0 | 0 | 0 | 0 | 0 | 0 | 0 | 0 | 0 | 0 | 0 | -344326.8984 | 0 | 0 | 0 | 0 | 0 | 0 | 0 | 0 | 0 | 0 | 0
2016-05-25 05:00 | 0 | 0 | 0 | 0 | 43783.1016 | 0 | 388110 | 0 | 0 | 0 | 2236240.1192 | 0 | 0 | 0 | 0 | 0 | 0 | 0 | 0 | 0 | 0 | 0 | 0 | 0 | -344326.8984 | 0 | 0 | 0 | 0 | 0 | 0 | 0 | 0 | 0 | 0 | 0
2016-05-25 06:00 | 0 | 0 | 0 | 0 | 25022.1016 | 0 | 369349 | 0 | 0 | 0 | 1891913.2208 | 0 | 0 | 0 | 0 | 0 | 0 | 0 | 0 | 0 | 0 | 0 | 0 | 0 | -344326.8984 | 0 | 0 | 0 | 0 | 0 | 0 | 0 | 0 | 0 | 0 | 0
2016-05-25 07:00 | 0 | 0 | 0 | 0 | 13003.1016 | 0 | 357330 | 0 | 0 | 0 | 1547586.3224 | 0 | 0 | 0 | 0 | 0 | 0 | 0 | 0 | 0 | 0 | 0 | 0 | 0 | -344326.8984 | 0 | 0 | 0 | 0 | 0 | 0 | 0 | 0 | 0 | 0 | 0
2016-05-25 08:00 | 0 | 0 | 0 | 0 | 8869.1016 | 0 | 353196 | 0 | 0 | 0 | 1203259.4241 | 0 | 0 | 0 | 0 | 0 | 0 | 0 | 0 | 0 | 0 | 0 | 0 | 0 | -344326.8984 | 0 | 0 | 0 | 0 | 0 | 0 | 0 | 0 | 0 | 0 | 0
2016-05-25 09:00 | 0 | 0 | 0 | 0 | 16111.1016 | 0 | 360438 | 0 | 0 | 0 | 858932.5257 | 0 | 0 | 0 | 0 | 0 | 0 | 0 | 0 | 0 | 0 | 0 | 0 | 0 | -344326.8984 | 0 | 0 | 0 | 0 | 0 | 0 | 0 | 0 | 0 | 0 | 0
2016-05-25 10:00 | 0 | 0 | 0 | 0 | 33554.1016 | 0 | 377881 | 0 | 0 | 0 | 514605.6273 | 0 | 0 | 0 | 0 | 0 | 0 | 0 | 0 | 0 | 0 | 0 | 0 | 0 | -344326.8984 | 0 | 0 | 0 | 0 | 0 | 0 | 0 | 0 | 0 | 0 | 0
2016-05-25 11:00 | 0 | 0 | 0 | 0 | 55778.0813 | 1.0203 | 400106 | 0 | 0 | 0 | 170278.729 | 0 | 0 | 0 | 0 | 0 | 0 | 0 | 0 | 0 | 0 | 0 | 0 | 0 | -344326.8984 | 0 | 0 | 0 | 0 | 0 | 0 | 0 | 0 | 0 | 0 | 0
2016-05-25 12:00 | 0 | 0 | 0 | 0 | 99694.1345 | 150371.1366 | 420344 | 0 | 0 | 0 | 0 | 0 | 0 | 0 | 0 | 0 | 0 | 0 | 0 | 0 | 0 | 0 | 0 | 0 | -170278.729 | 0 | 0 | 0 | 0 | 0 | 0 | 0 | 0 | 0 | 0 | 0
2016-05-25 13:00 | 0 | 0 | 0 | 0 | 0 | 608185.2092 | 440803 | 0 | 0 | 0 | 167382.2092 | 0 | 0 | 0 | 0 | 0 | 0 | 0 | 0 | 0 | 0 | 0 | 0 | 0 | 167382.2092 | 0 | 0 | 0 | 0 | 0 | 0 | 0 | 0 | 0 | 0 | 0
2016-05-25 14:00 | 0 | 0 | 0 | 0 | 0 | 806259.8984 | 461933 | 0 | 0 | 0 | 511709.1076 | 0 | 0 | 0 | 0 | 0 | 0 | 0 | 0 | 0 | 0 | 0 | 0 | 0 | 344326.8984 | 0 | 0 | 0 | 0 | 0 | 0 | 0 | 0 | 0 | 0 | 0
2016-05-25 15:00 | 0 | 0 | 0 | 0 | 0 | 825740.8984 | 481414 | 0 | 0 | 0 | 856036.006 | 0 | 0 | 0 | 0 | 0 | 0 | 0 | 0 | 0 | 0 | 0 | 0 | 0 | 344326.8984 | 0 | 0 | 0 | 0 | 0 | 0 | 0 | 0 | 0 | 0 | 0
2016-05-25 16:00 | 0 | 0 | 0 | 0 | 0 | 842031.8984 | 497705 | 0 | 0 | 0 | 1200362.9043 | 0 | 0 | 0 | 0 | 0 | 0 | 0 | 0 | 0 | 0 | 0 | 0 | 0 | 344326.8984 | 0 | 0 | 0 | 0 | 0 | 0 | 0 | 0 | 0 | 0 | 0
2016-05-25 17:00 | 0 | 0 | 0 | 0 | 0 | 857553.8984 | 513227 | 0 | 0 | 0 | 1544689.8027 | 0 | 0 | 0 | 0 | 0 | 0 | 0 | 0 | 0 | 0 | 0 | 0 | 0 | 344326.8984 | 0 | 0 | 0 | 0 | 0 | 0 | 0 | 0 | 0 | 0 | 0
2016-05-25 18:00 | 0 | 0 | 0 | 0 | 0 | 871087.8984 | 526761 | 0 | 0 | 0 | 1889016.7011 | 0 | 0 | 0 | 0 | 0 | 0 | 0 | 0 | 0 | 0 | 0 | 0 | 0 | 344326.8984 | 0 | 0 | 0 | 0 | 0 | 0 | 0 | 0 | 0 | 0 | 0
2016-05-25 19:00 | 0 | 0 | 0 | 0 | 0 | 881617.8984 | 537291 | 0 | 0 | 0 | 2233343.5994 | 0 | 0 | 0 | 0 | 0 | 0 | 0 | 0 | 0 | 0 | 0 | 0 | 0 | 344326.8984 | 0 | 0 | 0 | 0 | 0 | 0 | 0 | 0 | 0 | 0 | 0
2016-05-25 20:00 | 0 | 0 | 0 | 0 | 0 | 888776.8984 | 544450 | 0 | 0 | 0 | 2577670.4978 | 0 | 0 | 0 | 0 | 0 | 0 | 0 | 0 | 0 | 0 | 0 | 0 | 0 | 344326.8984 | 0 | 0 | 0 | 0 | 0 | 0 | 0 | 0 | 0 | 0 | 0
2016-05-25 21:00 | 0 | 0 | 0 | 0 | 0 | 891757.8984 | 547431 | 0 | 0 | 0 | 2921997.3962 | 0 | 0 | 0 | 0 | 0 | 0 | 0 | 0 | 0 | 0 | 0 | 0 | 0 | 344326.8984 | 0 | 0 | 0 | 0 | 0 | 0 | 0 | 0 | 0 | 0 | 0
2016-05-25 22:00 | 0 | 0 | 0 | 0 | 0 | 886613.8984 | 542287 | 0 | 0 | 0 | 3266324.2945 | 0 | 0 | 0 | 0 | 0 | 0 | 0 | 0 | 0 | 0 | 0 | 0 | 0 | 344326.8984 | 0 | 0 | 0 | 0 | 0 | 0 | 0 | 0 | 0 | 0 | 0
2016-05-25 23:00 | 0 | 0 | 0 | 0 | 0 | 894703.1378 | 531381 | 0 | 0 | 0 | 3610651.1929 | 0 | 0 | 18995.2394 | 0 | 0 | 0 | 0 | 0 | 0 | 0 | 0 | 0 | 0 | 344326.8984 | 0 | 0 | 0 | 18995.2394 | 0 | 0 | 0 | 0 | 0 | 0 | 0
2016-05-26 | 0 | 0 | 0 | 0 | 0 | 705894.2079 | 521817 | 0 | 0 | 0 | 3794728.4008 | 0 | 0 | 18995.2394 | 0 | 0 | 0 | 0 | 0 | 0 | 0 | 0 | 0 | 0 | 184077.2079 | 0 | 0 | 0 | 0 | 0 | 0 | 0 | 0 | 0 | 0 | 0
2016-05-26 01:00 | 0 | 0 | 0 | 0 | 0 | 327469.4096 | 512256 | 0 | 0 | 0 | 3609941.8104 | 0 | 0 | 18995.2394 | 0 | 0 | 0 | 0 | 0 | 0 | 0 | 0 | 0 | 0 | -184786.5904 | 0 | 0 | 0 | 0 | 0 | 0 | 0 | 0 | 0 | 0 | 0
2016-05-26 02:00 | 0 | 0 | 0 | 0 | 97590.3299 | 27499.5323 | 488412 | 0 | 0 | 0 | 3265614.912 | 0 | 0 | 0 | 0 | 0 | 0 | 0 | 0 | 0 | 0 | 0 | 0 | 0 | -344326.8984 | 0 | 0 | 0 | -18995.2394 | 0 | 0 | 0 | 0 | 0 | 0 | 0
2016-05-26 03:00 | 0 | 0 | 0 | 0 | 111617.1016 | 0 | 455944 | 0 | 0 | 0 | 2921288.0136 | 0 | 0 | 0 | 0 | 0 | 0 | 0 | 0 | 0 | 0 | 0 | 0 | 0 | -344326.8984 | 0 | 0 | 0 | 0 | 0 | 0 | 0 | 0 | 0 | 0 | 0
2016-05-26 04:00 | 0 | 0 | 0 | 0 | 81308.1016 | 0 | 425635 | 0 | 0 | 0 | 2576961.1153 | 0 | 0 | 0 | 0 | 0 | 0 | 0 | 0 | 0 | 0 | 0 | 0 | 0 | -344326.8984 | 0 | 0 | 0 | 0 | 0 | 0 | 0 | 0 | 0 | 0 | 0
2016-05-26 05:00 | 0 | 0 | 0 | 0 | 56230.1016 | 0 | 400557 | 0 | 0 | 0 | 2232634.2169 | 0 | 0 | 0 | 0 | 0 | 0 | 0 | 0 | 0 | 0 | 0 | 0 | 0 | -344326.8984 | 0 | 0 | 0 | 0 | 0 | 0 | 0 | 0 | 0 | 0 | 0
2016-05-26 06:00 | 0 | 0 | 0 | 0 | 36640.1016 | 0 | 380967 | 0 | 0 | 0 | 1888307.3185 | 0 | 0 | 0 | 0 | 0 | 0 | 0 | 0 | 0 | 0 | 0 | 0 | 0 | -344326.8984 | 0 | 0 | 0 | 0 | 0 | 0 | 0 | 0 | 0 | 0 | 0
2016-05-26 07:00 | 0 | 0 | 0 | 0 | 22822.1016 | 0 | 367149 | 0 | 0 | 0 | 1543980.4202 | 0 | 0 | 0 | 0 | 0 | 0 | 0 | 0 | 0 | 0 | 0 | 0 | 0 | -344326.8984 | 0 | 0 | 0 | 0 | 0 | 0 | 0 | 0 | 0 | 0 | 0
2016-05-26 08:00 | 0 | 0 | 0 | 0 | 17652.1016 | 0 | 361979 | 0 | 0 | 0 | 1199653.5218 | 0 | 0 | 0 | 0 | 0 | 0 | 0 | 0 | 0 | 0 | 0 | 0 | 0 | -344326.8984 | 0 | 0 | 0 | 0 | 0 | 0 | 0 | 0 | 0 | 0 | 0
2016-05-26 09:00 | 0 | 0 | 0 | 0 | 23558.1016 | 0 | 367885 | 0 | 0 | 0 | 855326.6234 | 0 | 0 | 0 | 0 | 0 | 0 | 0 | 0 | 0 | 0 | 0 | 0 | 0 | -344326.8984 | 0 | 0 | 0 | 0 | 0 | 0 | 0 | 0 | 0 | 0 | 0
2016-05-26 10:00 | 0 | 0 | 0 | 0 | 42919.1016 | 0 | 387246 | 0 | 0 | 0 | 510999.7251 | 0 | 0 | 0 | 0 | 0 | 0 | 0 | 0 | 0 | 0 | 0 | 0 | 0 | -344326.8984 | 0 | 0 | 0 | 0 | 0 | 0 | 0 | 0 | 0 | 0 | 0
2016-05-26 11:00 | 0 | 0 | 0 | 0 | 66497.3189 | 2.7827 | 410827 | 0 | 0 | 0 | 166672.8267 | 0 | 0 | 0 | 0 | 0 | 0 | 0 | 0 | 0 | 0 | 0 | 0 | 0 | -344326.8984 | 0 | 0 | 0 | 0 | 0 | 0 | 0 | 0 | 0 | 0 | 0
2016-05-26 12:00 | 0 | 0 | 0 | 0 | 90596.7122 | 175418.4611 | 432688 | 0 | 0 | 0 | 0 | 0 | 0 | 0 | 0 | 0 | 0 | 0 | 0 | 0 | 0 | 0 | 0 | 0 | -166672.8267 | 0 | 0 | 0 | 0 | 0 | 0 | 0 | 0 | 0 | 0 | 0
2016-05-26 13:00 | 0 | 0 | 0 | 0 | 0 | 623454.1627 | 453714 | 0 | 0 | 0 | 169740.1627 | 0 | 0 | 0 | 0 | 0 | 0 | 0 | 0 | 0 | 0 | 0 | 0 | 0 | 169740.1627 | 0 | 0 | 0 | 0 | 0 | 0 | 0 | 0 | 0 | 0 | 0
2016-05-26 14:00 | 0 | 0 | 0 | 0 | 0 | 820604.8984 | 476278 | 0 | 0 | 0 | 514067.0611 | 0 | 0 | 0 | 0 | 0 | 0 | 0 | 0 | 0 | 0 | 0 | 0 | 0 | 344326.8984 | 0 | 0 | 0 | 0 | 0 | 0 | 0 | 0 | 0 | 0 | 0
2016-05-26 15:00 | 0 | 0 | 0 | 0 | 0 | 841428.8984 | 497102 | 0 | 0 | 0 | 858393.9595 | 0 | 0 | 0 | 0 | 0 | 0 | 0 | 0 | 0 | 0 | 0 | 0 | 0 | 344326.8984 | 0 | 0 | 0 | 0 | 0 | 0 | 0 | 0 | 0 | 0 | 0
2016-05-26 16:00 | 0 | 0 | 0 | 0 | 0 | 858941.8984 | 514615 | 0 | 0 | 0 | 1202720.8578 | 0 | 0 | 0 | 0 | 0 | 0 | 0 | 0 | 0 | 0 | 0 | 0 | 0 | 344326.8984 | 0 | 0 | 0 | 0 | 0 | 0 | 0 | 0 | 0 | 0 | 0
2016-05-26 17:00 | 0 | 0 | 0 | 0 | 0 | 874328.8984 | 530002 | 0 | 0 | 0 | 1547047.7562 | 0 | 0 | 0 | 0 | 0 | 0 | 0 | 0 | 0 | 0 | 0 | 0 | 0 | 344326.8984 | 0 | 0 | 0 | 0 | 0 | 0 | 0 | 0 | 0 | 0 | 0
2016-05-26 18:00 | 0 | 0 | 0 | 0 | 0 | 885086.8984 | 540760 | 0 | 0 | 0 | 1891374.6546 | 0 | 0 | 0 | 0 | 0 | 0 | 0 | 0 | 0 | 0 | 0 | 0 | 0 | 344326.8984 | 0 | 0 | 0 | 0 | 0 | 0 | 0 | 0 | 0 | 0 | 0
2016-05-26 19:00 | 0 | 0 | 0 | 0 | 0 | 894361.8984 | 550035 | 0 | 0 | 0 | 2235701.5529 | 0 | 0 | 0 | 0 | 0 | 0 | 0 | 0 | 0 | 0 | 0 | 0 | 0 | 344326.8984 | 0 | 0 | 0 | 0 | 0 | 0 | 0 | 0 | 0 | 0 | 0
2016-05-26 20:00 | 0 | 0 | 0 | 0 | 0 | 899010.8984 | 554684 | 0 | 0 | 0 | 2580028.4513 | 0 | 0 | 0 | 0 | 0 | 0 | 0 | 0 | 0 | 0 | 0 | 0 | 0 | 344326.8984 | 0 | 0 | 0 | 0 | 0 | 0 | 0 | 0 | 0 | 0 | 0
2016-05-26 21:00 | 0 | 0 | 0 | 0 | 0 | 897998.8984 | 553672 | 0 | 0 | 0 | 2924355.3497 | 0 | 0 | 0 | 0 | 0 | 0 | 0 | 0 | 0 | 0 | 0 | 0 | 0 | 344326.8984 | 0 | 0 | 0 | 0 | 0 | 0 | 0 | 0 | 0 | 0 | 0
2016-05-26 22:00 | 0 | 0 | 0 | 0 | 0 | 904438.7622 | 546361 | 0 | 0 | 0 | 3268682.248 | 0 | 0 | 13750.8638 | 0 | 0 | 0 | 0 | 0 | 0 | 0 | 0 | 0 | 0 | 344326.8984 | 0 | 0 | 0 | 13750.8638 | 0 | 0 | 0 | 0 | 0 | 0 | 0
2016-05-26 23:00 | 0 | 0 | 0 | 0 | 0 | 883365.274 | 533794 | 0 | 0 | 0 | 3613009.1464 | 0 | 0 | 18995.2394 | 0 | 0 | 0 | 0 | 0 | 0 | 0 | 0 | 0 | 0 | 344326.8984 | 0 | 0 | 0 | 5244.3756 | 0 | 0 | 0 | 0 | 0 | 0 | 0
2016-05-27 | 0 | 0 | 0 | 0 | 0 | 705079.2544 | 523360 | 0 | 0 | 0 | 3794728.4008 | 0 | 0 | 18995.2394 | 0 | 0 | 0 | 0 | 0 | 0 | 0 | 0 | 0 | 0 | 181719.2544 | 0 | 0 | 0 | 0 | 0 | 0 | 0 | 0 | 0 | 0 | 0
2016-05-27 01:00 | 0 | 0 | 0 | 0 | 0 | 364627.4601 | 514618 | 0 | 0 | 0 | 3644737.8609 | 0 | 0 | 18995.2394 | 0 | 0 | 0 | 0 | 0 | 0 | 0 | 0 | 0 | 0 | -149990.5399 | 0 | 0 | 0 | 0 | 0 | 0 | 0 | 0 | 0 | 0 | 0
2016-05-27 02:00 | 0 | 0 | 0 | 0 | 84331.6061 | 42156.2561 | 489810 | 0 | 0 | 0 | 3300410.9626 | 0 | 0 | 0 | 0 | 0 | 0 | 0 | 0 | 0 | 0 | 0 | 0 | 0 | -344326.8984 | 0 | 0 | 0 | -18995.2394 | 0 | 0 | 0 | 0 | 0 | 0 | 0
2016-05-27 03:00 | 0 | 0 | 0 | 0 | 115150.1016 | 0 | 459477 | 0 | 0 | 0 | 2956084.0642 | 0 | 0 | 0 | 0 | 0 | 0 | 0 | 0 | 0 | 0 | 0 | 0 | 0 | -344326.8984 | 0 | 0 | 0 | 0 | 0 | 0 | 0 | 0 | 0 | 0 | 0
2016-05-27 04:00 | 0 | 0 | 0 | 0 | 84448.1016 | 0 | 428775 | 0 | 0 | 0 | 2611757.1658 | 0 | 0 | 0 | 0 | 0 | 0 | 0 | 0 | 0 | 0 | 0 | 0 | 0 | -344326.8984 | 0 | 0 | 0 | 0 | 0 | 0 | 0 | 0 | 0 | 0 | 0
2016-05-27 05:00 | 0 | 0 | 0 | 0 | 58122.1016 | 0 | 402449 | 0 | 0 | 0 | 2267430.2675 | 0 | 0 | 0 | 0 | 0 | 0 | 0 | 0 | 0 | 0 | 0 | 0 | 0 | -344326.8984 | 0 | 0 | 0 | 0 | 0 | 0 | 0 | 0 | 0 | 0 | 0
2016-05-27 06:00 | 0 | 0 | 0 | 0 | 37665.1016 | 0 | 381992 | 0 | 0 | 0 | 1923103.3691 | 0 | 0 | 0 | 0 | 0 | 0 | 0 | 0 | 0 | 0 | 0 | 0 | 0 | -344326.8984 | 0 | 0 | 0 | 0 | 0 | 0 | 0 | 0 | 0 | 0 | 0
2016-05-27 07:00 | 0 | 0 | 0 | 0 | 24426.1016 | 0 | 368753 | 0 | 0 | 0 | 1578776.4707 | 0 | 0 | 0 | 0 | 0 | 0 | 0 | 0 | 0 | 0 | 0 | 0 | 0 | -344326.8984 | 0 | 0 | 0 | 0 | 0 | 0 | 0 | 0 | 0 | 0 | 0
2016-05-27 08:00 | 0 | 0 | 0 | 0 | 19653.1016 | 0 | 363980 | 0 | 0 | 0 | 1234449.5724 | 0 | 0 | 0 | 0 | 0 | 0 | 0 | 0 | 0 | 0 | 0 | 0 | 0 | -344326.8984 | 0 | 0 | 0 | 0 | 0 | 0 | 0 | 0 | 0 | 0 | 0
2016-05-27 09:00 | 0 | 0 | 0 | 0 | 24607.1016 | 0 | 368934 | 0 | 0 | 0 | 890122.674 | 0 | 0 | 0 | 0 | 0 | 0 | 0 | 0 | 0 | 0 | 0 | 0 | 0 | -344326.8984 | 0 | 0 | 0 | 0 | 0 | 0 | 0 | 0 | 0 | 0 | 0
2016-05-27 10:00 | 0 | 0 | 0 | 0 | 39858.1016 | 0 | 384185 | 0 | 0 | 0 | 545795.7756 | 0 | 0 | 0 | 0 | 0 | 0 | 0 | 0 | 0 | 0 | 0 | 0 | 0 | -344326.8984 | 0 | 0 | 0 | 0 | 0 | 0 | 0 | 0 | 0 | 0 | 0
2016-05-27 11:00 | 0 | 0 | 0 | 0 | 60774.2391 | 3.8626 | 405105 | 0 | 0 | 0 | 201468.8773 | 0 | 0 | 0 | 0 | 0 | 0 | 0 | 0 | 0 | 0 | 0 | 0 | 0 | -344326.8984 | 0 | 0 | 0 | 0 | 0 | 0 | 0 | 0 | 0 | 0 | 0
2016-05-27 12:00 | 0 | 0 | 0 | 0 | 72333.3161 | 155307.8066 | 429110 | 0 | 0 | 0 | 0 | 0 | 0 | 0 | 0 | 0 | 0 | 0 | 0 | 0 | 0 | 0 | 0 | 0 | -201468.8773 | 0 | 0 | 0 | 0 | 0 | 0 | 0 | 0 | 0 | 0 | 0
2016-05-27 13:00 | 0 | 0 | 0 | 0 | 0 | 509184.3457 | 452260 | 0 | 0 | 0 | 56924.3457 | 0 | 0 | 0 | 0 | 0 | 0 | 0 | 0 | 0 | 0 | 0 | 0 | 0 | 56924.3457 | 0 | 0 | 0 | 0 | 0 | 0 | 0 | 0 | 0 | 0 | 0
2016-05-27 14:00 | 0 | 0 | 0 | 0 | 0 | 820107.8984 | 475781 | 0 | 0 | 0 | 401251.2441 | 0 | 0 | 0 | 0 | 0 | 0 | 0 | 0 | 0 | 0 | 0 | 0 | 0 | 344326.8984 | 0 | 0 | 0 | 0 | 0 | 0 | 0 | 0 | 0 | 0 | 0
2016-05-27 15:00 | 0 | 0 | 0 | 0 | 0 | 840999.8984 | 496673 | 0 | 0 | 0 | 745578.1425 | 0 | 0 | 0 | 0 | 0 | 0 | 0 | 0 | 0 | 0 | 0 | 0 | 0 | 344326.8984 | 0 | 0 | 0 | 0 | 0 | 0 | 0 | 0 | 0 | 0 | 0
2016-05-27 16:00 | 0 | 0 | 0 | 0 | 0 | 858270.8984 | 513944 | 0 | 0 | 0 | 1089905.0408 | 0 | 0 | 0 | 0 | 0 | 0 | 0 | 0 | 0 | 0 | 0 | 0 | 0 | 344326.8984 | 0 | 0 | 0 | 0 | 0 | 0 | 0 | 0 | 0 | 0 | 0
2016-05-27 17:00 | 0 | 0 | 0 | 0 | 0 | 871652.8984 | 527326 | 0 | 0 | 0 | 1434231.9392 | 0 | 0 | 0 | 0 | 0 | 0 | 0 | 0 | 0 | 0 | 0 | 0 | 0 | 344326.8984 | 0 | 0 | 0 | 0 | 0 | 0 | 0 | 0 | 0 | 0 | 0
2016-05-27 18:00 | 0 | 0 | 0 | 0 | 0 | 881766.8984 | 537440 | 0 | 0 | 0 | 1778558.8376 | 0 | 0 | 0 | 0 | 0 | 0 | 0 | 0 | 0 | 0 | 0 | 0 | 0 | 344326.8984 | 0 | 0 | 0 | 0 | 0 | 0 | 0 | 0 | 0 | 0 | 0
2016-05-27 19:00 | 0 | 0 | 0 | 0 | 0 | 887984.8984 | 543658 | 0 | 0 | 0 | 2122885.7359 | 0 | 0 | 0 | 0 | 0 | 0 | 0 | 0 | 0 | 0 | 0 | 0 | 0 | 344326.8984 | 0 | 0 | 0 | 0 | 0 | 0 | 0 | 0 | 0 | 0 | 0
2016-05-27 20:00 | 0 | 0 | 0 | 0 | 0 | 890911.8984 | 546585 | 0 | 0 | 0 | 2467212.6343 | 0 | 0 | 0 | 0 | 0 | 0 | 0 | 0 | 0 | 0 | 0 | 0 | 0 | 344326.8984 | 0 | 0 | 0 | 0 | 0 | 0 | 0 | 0 | 0 | 0 | 0
2016-05-27 21:00 | 0 | 0 | 0 | 0 | 0 | 889320.8984 | 544994 | 0 | 0 | 0 | 2811539.5327 | 0 | 0 | 0 | 0 | 0 | 0 | 0 | 0 | 0 | 0 | 0 | 0 | 0 | 344326.8984 | 0 | 0 | 0 | 0 | 0 | 0 | 0 | 0 | 0 | 0 | 0
2016-05-27 22:00 | 0 | 0 | 0 | 0 | 0 | 879638.8984 | 535312 | 0 | 0 | 0 | 3155866.431 | 0 | 0 | 0 | 0 | 0 | 0 | 0 | 0 | 0 | 0 | 0 | 0 | 0 | 344326.8984 | 0 | 0 | 0 | 0 | 0 | 0 | 0 | 0 | 0 | 0 | 0
2016-05-27 23:00 | 0 | 0 | 0 | 0 | 0 | 864778.8984 | 520452 | 0 | 0 | 0 | 3500193.3294 | 0 | 0 | 0 | 0 | 0 | 0 | 0 | 0 | 0 | 0 | 0 | 0 | 0 | 344326.8984 | 0 | 0 | 0 | 0 | 0 | 0 | 0 | 0 | 0 | 0 | 0
2016-05-28 | 0 | 0 | 0 | 0 | 0 | 752535.5609 | 507956 | 0 | 0 | 0 | 3744772.8903 | 0 | 0 | 0 | 0 | 0 | 0 | 0 | 0 | 0 | 0 | 0 | 0 | 0 | 244579.5609 | 0 | 0 | 0 | 0 | 0 | 0 | 0 | 0 | 0 | 0 | 0
2016-05-28 01:00 | 0 | 0 | 0 | 0 | 0 | 391343.1639 | 498303 | 0 | 0 | 0 | 3618817.8148 | 0 | 0 | 18995.2394 | 0 | 0 | 0 | 0 | 0 | 0 | 0 | 0 | 0 | 0 | -125955.0756 | 0 | 0 | 0 | 18995.2394 | 0 | 0 | 0 | 0 | 0 | 0 | 0
2016-05-28 02:00 | 0 | 0 | 0 | 0 | 54251.7829 | 59482.0793 | 477056 | 0 | 0 | 0 | 3274490.9164 | 0 | 0 | 0 | 0 | 0 | 0 | 0 | 0 | 0 | 0 | 0 | 0 | 0 | -344326.8984 | 0 | 0 | 0 | -18995.2394 | 0 | 0 | 0 | 0 | 0 | 0 | 0
2016-05-28 03:00 | 0 | 0 | 0 | 0 | 103479.1016 | 0 | 447806 | 0 | 0 | 0 | 2930164.018 | 0 | 0 | 0 | 0 | 0 | 0 | 0 | 0 | 0 | 0 | 0 | 0 | 0 | -344326.8984 | 0 | 0 | 0 | 0 | 0 | 0 | 0 | 0 | 0 | 0 | 0
2016-05-28 04:00 | 0 | 0 | 0 | 0 | 73739.1016 | 0 | 418066 | 0 | 0 | 0 | 2585837.1197 | 0 | 0 | 0 | 0 | 0 | 0 | 0 | 0 | 0 | 0 | 0 | 0 | 0 | -344326.8984 | 0 | 0 | 0 | 0 | 0 | 0 | 0 | 0 | 0 | 0 | 0
2016-05-28 05:00 | 0 | 0 | 0 | 0 | 49854.1016 | 0 | 394181 | 0 | 0 | 0 | 2241510.2213 | 0 | 0 | 0 | 0 | 0 | 0 | 0 | 0 | 0 | 0 | 0 | 0 | 0 | -344326.8984 | 0 | 0 | 0 | 0 | 0 | 0 | 0 | 0 | 0 | 0 | 0
2016-05-28 06:00 | 0 | 0 | 0 | 0 | 31108.1016 | 0 | 375435 | 0 | 0 | 0 | 1897183.3229 | 0 | 0 | 0 | 0 | 0 | 0 | 0 | 0 | 0 | 0 | 0 | 0 | 0 | -344326.8984 | 0 | 0 | 0 | 0 | 0 | 0 | 0 | 0 | 0 | 0 | 0
2016-05-28 07:00 | 0 | 0 | 0 | 0 | 16533.1016 | 0 | 360860 | 0 | 0 | 0 | 1552856.4246 | 0 | 0 | 0 | 0 | 0 | 0 | 0 | 0 | 0 | 0 | 0 | 0 | 0 | -344326.8984 | 0 | 0 | 0 | 0 | 0 | 0 | 0 | 0 | 0 | 0 | 0
2016-05-28 08:00 | 0 | 0 | 0 | 0 | 7808.1016 | 0 | 352135 | 0 | 0 | 0 | 1208529.5262 | 0 | 0 | 0 | 0 | 0 | 0 | 0 | 0 | 0 | 0 | 0 | 0 | 0 | -344326.8984 | 0 | 0 | 0 | 0 | 0 | 0 | 0 | 0 | 0 | 0 | 0
2016-05-28 09:00 | 0 | 0 | 0 | 0 | 3805.1016 | 0 | 348132 | 0 | 0 | 0 | 864202.6278 | 0 | 0 | 0 | 0 | 0 | 0 | 0 | 0 | 0 | 0 | 0 | 0 | 0 | -344326.8984 | 0 | 0 | 0 | 0 | 0 | 0 | 0 | 0 | 0 | 0 | 0
2016-05-28 10:00 | 0 | 0 | 0 | 0 | 4994.1016 | 0 | 349321 | 0 | 0 | 0 | 519875.7295 | 0 | 0 | 0 | 0 | 0 | 0 | 0 | 0 | 0 | 0 | 0 | 0 | 0 | -344326.8984 | 0 | 0 | 0 | 0 | 0 | 0 | 0 | 0 | 0 | 0 | 0
2016-05-28 11:00 | 0 | 0 | 0 | 0 | 13377.9824 | 6.1192 | 357711 | 0 | 0 | 0 | 175548.8311 | 0 | 0 | 0 | 0 | 0 | 0 | 0 | 0 | 0 | 0 | 0 | 0 | 0 | -344326.8984 | 0 | 0 | 0 | 0 | 0 | 0 | 0 | 0 | 0 | 0 | 0
2016-05-28 12:00 | 0 | 0 | 0 | 0 | 0 | 202255.1689 | 377804 | 0 | 0 | 0 | 0 | 0 | 0 | 0 | 0 | 0 | 0 | 0 | 0 | 0 | 0 | 0 | 0 | 0 | -175548.8311 | 0 | 0 | 0 | 0 | 0 | 0 | 0 | 0 | 0 | 0 | 0
2016-05-28 13:00 | 0 | 0 | 0 | 0 | 0 | 560525.3985 | 404774 | 0 | 0 | 0 | 155751.3985 | 0 | 0 | 0 | 0 | 0 | 0 | 0 | 0 | 0 | 0 | 0 | 0 | 0 | 155751.3985 | 0 | 0 | 0 | 0 | 0 | 0 | 0 | 0 | 0 | 0 | 0
2016-05-28 14:00 | 0 | 0 | 0 | 0 | 0 | 776243.8984 | 431917 | 0 | 0 | 0 | 500078.2969 | 0 | 0 | 0 | 0 | 0 | 0 | 0 | 0 | 0 | 0 | 0 | 0 | 0 | 344326.8984 | 0 | 0 | 0 | 0 | 0 | 0 | 0 | 0 | 0 | 0 | 0
2016-05-28 15:00 | 0 | 0 | 0 | 0 | 0 | 801222.8984 | 456896 | 0 | 0 | 0 | 844405.1953 | 0 | 0 | 0 | 0 | 0 | 0 | 0 | 0 | 0 | 0 | 0 | 0 | 0 | 344326.8984 | 0 | 0 | 0 | 0 | 0 | 0 | 0 | 0 | 0 | 0 | 0
2016-05-28 16:00 | 0 | 0 | 0 | 0 | 0 | 821751.8984 | 477425 | 0 | 0 | 0 | 1188732.0936 | 0 | 0 | 0 | 0 | 0 | 0 | 0 | 0 | 0 | 0 | 0 | 0 | 0 | 344326.8984 | 0 | 0 | 0 | 0 | 0 | 0 | 0 | 0 | 0 | 0 | 0
2016-05-28 17:00 | 0 | 0 | 0 | 0 | 0 | 836808.8984 | 492482 | 0 | 0 | 0 | 1533058.992 | 0 | 0 | 0 | 0 | 0 | 0 | 0 | 0 | 0 | 0 | 0 | 0 | 0 | 344326.8984 | 0 | 0 | 0 | 0 | 0 | 0 | 0 | 0 | 0 | 0 | 0
2016-05-28 18:00 | 0 | 0 | 0 | 0 | 0 | 848692.8984 | 504366 | 0 | 0 | 0 | 1877385.8904 | 0 | 0 | 0 | 0 | 0 | 0 | 0 | 0 | 0 | 0 | 0 | 0 | 0 | 344326.8984 | 0 | 0 | 0 | 0 | 0 | 0 | 0 | 0 | 0 | 0 | 0
2016-05-28 19:00 | 0 | 0 | 0 | 0 | 0 | 858645.8984 | 514319 | 0 | 0 | 0 | 2221712.7887 | 0 | 0 | 0 | 0 | 0 | 0 | 0 | 0 | 0 | 0 | 0 | 0 | 0 | 344326.8984 | 0 | 0 | 0 | 0 | 0 | 0 | 0 | 0 | 0 | 0 | 0
2016-05-28 20:00 | 0 | 0 | 0 | 0 | 0 | 867204.8984 | 522878 | 0 | 0 | 0 | 2566039.6871 | 0 | 0 | 0 | 0 | 0 | 0 | 0 | 0 | 0 | 0 | 0 | 0 | 0 | 344326.8984 | 0 | 0 | 0 | 0 | 0 | 0 | 0 | 0 | 0 | 0 | 0
2016-05-28 21:00 | 0 | 0 | 0 | 0 | 0 | 871130.8984 | 526804 | 0 | 0 | 0 | 2910366.5855 | 0 | 0 | 0 | 0 | 0 | 0 | 0 | 0 | 0 | 0 | 0 | 0 | 0 | 344326.8984 | 0 | 0 | 0 | 0 | 0 | 0 | 0 | 0 | 0 | 0 | 0
2016-05-28 22:00 | 0 | 0 | 0 | 0 | 0 | 868445.8984 | 524119 | 0 | 0 | 0 | 3254693.4838 | 0 | 0 | 0 | 0 | 0 | 0 | 0 | 0 | 0 | 0 | 0 | 0 | 0 | 344326.8984 | 0 | 0 | 0 | 0 | 0 | 0 | 0 | 0 | 0 | 0 | 0
2016-05-28 23:00 | 0 | 0 | 0 | 0 | 0 | 857607.8984 | 513281 | 0 | 0 | 0 | 3599020.3822 | 0 | 0 | 0 | 0 | 0 | 0 | 0 | 0 | 0 | 0 | 0 | 0 | 0 | 344326.8984 | 0 | 0 | 0 | 0 | 0 | 0 | 0 | 0 | 0 | 0 | 0
2016-05-29 | 0 | 0 | 0 | 0 | 0 | 715975.258 | 501272 | 0 | 0 | 0 | 3794728.4008 | 0 | 0 | 18995.2394 | 0 | 0 | 0 | 0 | 0 | 0 | 0 | 0 | 0 | 0 | 195708.0186 | 0 | 0 | 0 | 18995.2394 | 0 | 0 | 0 | 0 | 0 | 0 | 0
2016-05-29 01:00 | 0 | 0 | 0 | 0 | 0 | 348146.5124 | 491484 | 0 | 0 | 0 | 3651390.9131 | 0 | 0 | 18995.2394 | 0 | 0 | 0 | 0 | 0 | 0 | 0 | 0 | 0 | 0 | -143337.4876 | 0 | 0 | 0 | 0 | 0 | 0 | 0 | 0 | 0 | 0 | 0
2016-05-29 02:00 | 0 | 0 | 0 | 0 | 71839.7117 | 37329.1505 | 472491 | 0 | 0 | 0 | 3307064.0148 | 0 | 0 | 0 | 0 | 0 | 0 | 0 | 0 | 0 | 0 | 0 | 0 | 0 | -344326.8984 | 0 | 0 | 0 | -18995.2394 | 0 | 0 | 0 | 0 | 0 | 0 | 0
2016-05-29 03:00 | 0 | 0 | 0 | 0 | 100265.1016 | 0 | 444592 | 0 | 0 | 0 | 2962737.1164 | 0 | 0 | 0 | 0 | 0 | 0 | 0 | 0 | 0 | 0 | 0 | 0 | 0 | -344326.8984 | 0 | 0 | 0 | 0 | 0 | 0 | 0 | 0 | 0 | 0 | 0
2016-05-29 04:00 | 0 | 0 | 0 | 0 | 73878.1016 | 0 | 418205 | 0 | 0 | 0 | 2618410.2181 | 0 | 0 | 0 | 0 | 0 | 0 | 0 | 0 | 0 | 0 | 0 | 0 | 0 | -344326.8984 | 0 | 0 | 0 | 0 | 0 | 0 | 0 | 0 | 0 | 0 | 0
2016-05-29 05:00 | 0 | 0 | 0 | 0 | 49747.1016 | 0 | 394074 | 0 | 0 | 0 | 2274083.3197 | 0 | 0 | 0 | 0 | 0 | 0 | 0 | 0 | 0 | 0 | 0 | 0 | 0 | -344326.8984 | 0 | 0 | 0 | 0 | 0 | 0 | 0 | 0 | 0 | 0 | 0
2016-05-29 06:00 | 0 | 0 | 0 | 0 | 29628.1016 | 0 | 373955 | 0 | 0 | 0 | 1929756.4213 | 0 | 0 | 0 | 0 | 0 | 0 | 0 | 0 | 0 | 0 | 0 | 0 | 0 | -344326.8984 | 0 | 0 | 0 | 0 | 0 | 0 | 0 | 0 | 0 | 0 | 0
2016-05-29 07:00 | 0 | 0 | 0 | 0 | 14680.1016 | 0 | 359007 | 0 | 0 | 0 | 1585429.523 | 0 | 0 | 0 | 0 | 0 | 0 | 0 | 0 | 0 | 0 | 0 | 0 | 0 | -344326.8984 | 0 | 0 | 0 | 0 | 0 | 0 | 0 | 0 | 0 | 0 | 0
2016-05-29 08:00 | 0 | 0 | 0 | 0 | 5042.1016 | 0 | 349369 | 0 | 0 | 0 | 1241102.6246 | 0 | 0 | 0 | 0 | 0 | 0 | 0 | 0 | 0 | 0 | 0 | 0 | 0 | -344326.8984 | 0 | 0 | 0 | 0 | 0 | 0 | 0 | 0 | 0 | 0 | 0
2016-05-29 09:00 | 0 | 0 | 0 | 0 | 241.1016 | 0 | 344568 | 0 | 0 | 0 | 896775.7262 | 0 | 0 | 0 | 0 | 0 | 0 | 0 | 0 | 0 | 0 | 0 | 0 | 0 | -344326.8984 | 0 | 0 | 0 | 0 | 0 | 0 | 0 | 0 | 0 | 0 | 0
2016-05-29 10:00 | 0 | 0 | 0 | 0 | 0 | 0 | 342370 | 0 | 0 | 0 | 552448.8279 | 0 | 0 | 1956.8984 | 0 | 0 | 0 | 0 | 0 | 0 | 0 | 0 | 0 | 0 | -344326.8984 | 0 | 0 | 0 | 1956.8984 | 0 | 0 | 0 | 0 | 0 | 0 | 0
2016-05-29 11:00 | 0 | 0 | 0 | 0 | 1323.1497 | 1.0536 | 347608 | 0 | 0 | 0 | 208121.9295 | 0 | 0 | 0 | 0 | 0 | 0 | 0 | 0 | 0 | 0 | 0 | 0 | 0 | -344326.8984 | 0 | 0 | 0 | -1956.8984 | 0 | 0 | 0 | 0 | 0 | 0 | 0
2016-05-29 12:00 | 0 | 0 | 0 | 0 | 1628.906 | 154706.1646 | 364457 | 0 | 0 | 0 | 0 | 0 | 0 | 0 | 0 | 0 | 0 | 0 | 0 | 0 | 0 | 0 | 0 | 0 | -208121.9295 | 0 | 0 | 0 | 0 | 0 | 0 | 0 | 0 | 0 | 0 | 0
2016-05-29 13:00 | 0 | 0 | 0 | 0 | 0 | 518467.8006 | 390643 | 0 | 0 | 0 | 127824.8006 | 0 | 0 | 0 | 0 | 0 | 0 | 0 | 0 | 0 | 0 | 0 | 0 | 0 | 127824.8006 | 0 | 0 | 0 | 0 | 0 | 0 | 0 | 0 | 0 | 0 | 0
2016-05-29 14:00 | 0 | 0 | 0 | 0 | 0 | 762110.8984 | 417784 | 0 | 0 | 0 | 472151.6989 | 0 | 0 | 0 | 0 | 0 | 0 | 0 | 0 | 0 | 0 | 0 | 0 | 0 | 344326.8984 | 0 | 0 | 0 | 0 | 0 | 0 | 0 | 0 | 0 | 0 | 0
2016-05-29 15:00 | 0 | 0 | 0 | 0 | 0 | 787076.8984 | 442750 | 0 | 0 | 0 | 816478.5973 | 0 | 0 | 0 | 0 | 0 | 0 | 0 | 0 | 0 | 0 | 0 | 0 | 0 | 344326.8984 | 0 | 0 | 0 | 0 | 0 | 0 | 0 | 0 | 0 | 0 | 0
2016-05-29 16:00 | 0 | 0 | 0 | 0 | 0 | 808331.8984 | 464005 | 0 | 0 | 0 | 1160805.4957 | 0 | 0 | 0 | 0 | 0 | 0 | 0 | 0 | 0 | 0 | 0 | 0 | 0 | 344326.8984 | 0 | 0 | 0 | 0 | 0 | 0 | 0 | 0 | 0 | 0 | 0
2016-05-29 17:00 | 0 | 0 | 0 | 0 | 0 | 824566.8984 | 480240 | 0 | 0 | 0 | 1505132.394 | 0 | 0 | 0 | 0 | 0 | 0 | 0 | 0 | 0 | 0 | 0 | 0 | 0 | 344326.8984 | 0 | 0 | 0 | 0 | 0 | 0 | 0 | 0 | 0 | 0 | 0
2016-05-29 18:00 | 0 | 0 | 0 | 0 | 0 | 836332.8984 | 492006 | 0 | 0 | 0 | 1849459.2924 | 0 | 0 | 0 | 0 | 0 | 0 | 0 | 0 | 0 | 0 | 0 | 0 | 0 | 344326.8984 | 0 | 0 | 0 | 0 | 0 | 0 | 0 | 0 | 0 | 0 | 0
2016-05-29 19:00 | 0 | 0 | 0 | 0 | 0 | 844791.8984 | 500465 | 0 | 0 | 0 | 2193786.1908 | 0 | 0 | 0 | 0 | 0 | 0 | 0 | 0 | 0 | 0 | 0 | 0 | 0 | 344326.8984 | 0 | 0 | 0 | 0 | 0 | 0 | 0 | 0 | 0 | 0 | 0
2016-05-29 20:00 | 0 | 0 | 0 | 0 | 0 | 850437.8984 | 506111 | 0 | 0 | 0 | 2538113.0891 | 0 | 0 | 0 | 0 | 0 | 0 | 0 | 0 | 0 | 0 | 0 | 0 | 0 | 344326.8984 | 0 | 0 | 0 | 0 | 0 | 0 | 0 | 0 | 0 | 0 | 0
2016-05-29 21:00 | 0 | 0 | 0 | 0 | 0 | 852574.8984 | 508248 | 0 | 0 | 0 | 2882439.9875 | 0 | 0 | 0 | 0 | 0 | 0 | 0 | 0 | 0 | 0 | 0 | 0 | 0 | 344326.8984 | 0 | 0 | 0 | 0 | 0 | 0 | 0 | 0 | 0 | 0 | 0
2016-05-29 22:00 | 0 | 0 | 0 | 0 | 0 | 849116.8984 | 504790 | 0 | 0 | 0 | 3226766.8859 | 0 | 0 | 0 | 0 | 0 | 0 | 0 | 0 | 0 | 0 | 0 | 0 | 0 | 344326.8984 | 0 | 0 | 0 | 0 | 0 | 0 | 0 | 0 | 0 | 0 | 0
2016-05-29 23:00 | 0 | 0 | 0 | 0 | 0 | 857820.1378 | 494498 | 0 | 0 | 0 | 3571093.7842 | 0 | 0 | 18995.2394 | 0 | 0 | 0 | 0 | 0 | 0 | 0 | 0 | 0 | 0 | 344326.8984 | 0 | 0 | 0 | 18995.2394 | 0 | 0 | 0 | 0 | 0 | 0 | 0
2016-05-30 | 0 | 0 | 0 | 0 | 0 | 680383.8595 | 483132 | 0 | 0 | 0 | 3768345.6437 | 0 | 0 | 18995.2394 | 0 | 0 | 0 | 0 | 0 | 0 | 0 | 0 | 0 | 0 | 197251.8595 | 0 | 0 | 0 | 0 | 0 | 0 | 0 | 0 | 0 | 0 | 0
2016-05-30 01:00 | 0 | 0 | 0 | 0 | 0 | 367224.5479 | 472908 | 0 | 0 | 0 | 3662662.1916 | 0 | 0 | 18995.2394 | 0 | 0 | 0 | 0 | 0 | 0 | 0 | 0 | 0 | 0 | -105683.4521 | 0 | 0 | 0 | 0 | 0 | 0 | 0 | 0 | 0 | 0 | 0
2016-05-30 02:00 | 0 | 0 | 0 | 0 | 43296.5218 | 49570.3404 | 456189 | 0 | 0 | 0 | 3318335.2932 | 0 | 0 | 0 | 0 | 0 | 0 | 0 | 0 | 0 | 0 | 0 | 0 | 0 | -344326.8984 | 0 | 0 | 0 | -18995.2394 | 0 | 0 | 0 | 0 | 0 | 0 | 0
2016-05-30 03:00 | 0 | 0 | 0 | 0 | 86701.1016 | 0 | 431028 | 0 | 0 | 0 | 2974008.3949 | 0 | 0 | 0 | 0 | 0 | 0 | 0 | 0 | 0 | 0 | 0 | 0 | 0 | -344326.8984 | 0 | 0 | 0 | 0 | 0 | 0 | 0 | 0 | 0 | 0 | 0
2016-05-30 04:00 | 0 | 0 | 0 | 0 | 60171.1016 | 0 | 404498 | 0 | 0 | 0 | 2629681.4965 | 0 | 0 | 0 | 0 | 0 | 0 | 0 | 0 | 0 | 0 | 0 | 0 | 0 | -344326.8984 | 0 | 0 | 0 | 0 | 0 | 0 | 0 | 0 | 0 | 0 | 0
2016-05-30 05:00 | 0 | 0 | 0 | 0 | 36095.1016 | 0 | 380422 | 0 | 0 | 0 | 2285354.5981 | 0 | 0 | 0 | 0 | 0 | 0 | 0 | 0 | 0 | 0 | 0 | 0 | 0 | -344326.8984 | 0 | 0 | 0 | 0 | 0 | 0 | 0 | 0 | 0 | 0 | 0
2016-05-30 06:00 | 0 | 0 | 0 | 0 | 18672.1016 | 0 | 362999 | 0 | 0 | 0 | 1941027.6998 | 0 | 0 | 0 | 0 | 0 | 0 | 0 | 0 | 0 | 0 | 0 | 0 | 0 | -344326.8984 | 0 | 0 | 0 | 0 | 0 | 0 | 0 | 0 | 0 | 0 | 0
2016-05-30 07:00 | 0 | 0 | 0 | 0 | 5335.1016 | 0 | 349662 | 0 | 0 | 0 | 1596700.8014 | 0 | 0 | 0 | 0 | 0 | 0 | 0 | 0 | 0 | 0 | 0 | 0 | 0 | -344326.8984 | 0 | 0 | 0 | 0 | 0 | 0 | 0 | 0 | 0 | 0 | 0
2016-05-30 08:00 | 0 | 0 | 0 | 0 | 0 | 0 | 342344 | 0 | 0 | 0 | 1254356.8014 | 0 | 0 | 0 | 0 | 0 | 0 | 0 | 0 | 0 | 0 | 0 | 0 | 0 | -342344 | 0 | 0 | 0 | 0 | 0 | 0 | 0 | 0 | 0 | 0 | 0
2016-05-30 09:00 | 0 | 0 | 0 | 0 | 0 | 0 | 340098 | 0 | 0 | 0 | 910029.903 | 0 | 0 | 4228.8984 | 0 | 0 | 0 | 0 | 0 | 0 | 0 | 0 | 0 | 0 | -344326.8984 | 0 | 0 | 0 | 4228.8984 | 0 | 0 | 0 | 0 | 0 | 0 | 0
2016-05-30 10:00 | 0 | 0 | 0 | 0 | 0 | 0 | 340563 | 0 | 0 | 0 | 565703.0047 | 0 | 0 | 7992.7967 | 0 | 0 | 0 | 0 | 0 | 0 | 0 | 0 | 0 | 0 | -344326.8984 | 0 | 0 | 0 | 3763.8984 | 0 | 0 | 0 | 0 | 0 | 0 | 0
2016-05-30 11:00 | 0 | 0 | 0 | 0 | 0 | 0 | 346582 | 0 | 0 | 0 | 221376.1063 | 0 | 0 | 5737.6951 | 0 | 0 | 0 | 0 | 0 | 0 | 0 | 0 | 0 | 0 | -344326.8984 | 0 | 0 | 0 | -2255.1016 | 0 | 0 | 0 | 0 | 0 | 0 | 0
2016-05-30 12:00 | 0 | 0 | 0 | 0 | 0 | 135786.1986 | 362900 | 0 | 0 | 0 | 0 | 0 | 0 | 0 | 0 | 0 | 0 | 0 | 0 | 0 | 0 | 0 | 0 | 0 | -221376.1063 | 0 | 0 | 0 | -5737.6951 | 0 | 0 | 0 | 0 | 0 | 0 | 0
2016-05-30 13:00 | 0 | 0 | 0 | 0 | 0 | 483986.1426 | 390192 | 0 | 0 | 0 | 93794.1426 | 0 | 0 | 0 | 0 | 0 | 0 | 0 | 0 | 0 | 0 | 0 | 0 | 0 | 93794.1426 | 0 | 0 | 0 | 0 | 0 | 0 | 0 | 0 | 0 | 0 | 0
2016-05-30 14:00 | 0 | 0 | 0 | 0 | 0 | 764578.8984 | 420252 | 0 | 0 | 0 | 438121.0409 | 0 | 0 | 0 | 0 | 0 | 0 | 0 | 0 | 0 | 0 | 0 | 0 | 0 | 344326.8984 | 0 | 0 | 0 | 0 | 0 | 0 | 0 | 0 | 0 | 0 | 0
2016-05-30 15:00 | 0 | 0 | 0 | 0 | 0 | 793248.8984 | 448922 | 0 | 0 | 0 | 782447.9393 | 0 | 0 | 0 | 0 | 0 | 0 | 0 | 0 | 0 | 0 | 0 | 0 | 0 | 344326.8984 | 0 | 0 | 0 | 0 | 0 | 0 | 0 | 0 | 0 | 0 | 0
2016-05-30 16:00 | 0 | 0 | 0 | 0 | 0 | 817038.8984 | 472712 | 0 | 0 | 0 | 1126774.8377 | 0 | 0 | 0 | 0 | 0 | 0 | 0 | 0 | 0 | 0 | 0 | 0 | 0 | 344326.8984 | 0 | 0 | 0 | 0 | 0 | 0 | 0 | 0 | 0 | 0 | 0
2016-05-30 17:00 | 0 | 0 | 0 | 0 | 0 | 834497.8984 | 490171 | 0 | 0 | 0 | 1471101.736 | 0 | 0 | 0 | 0 | 0 | 0 | 0 | 0 | 0 | 0 | 0 | 0 | 0 | 344326.8984 | 0 | 0 | 0 | 0 | 0 | 0 | 0 | 0 | 0 | 0 | 0
2016-05-30 18:00 | 0 | 0 | 0 | 0 | 0 | 847936.8984 | 503610 | 0 | 0 | 0 | 1815428.6344 | 0 | 0 | 0 | 0 | 0 | 0 | 0 | 0 | 0 | 0 | 0 | 0 | 0 | 344326.8984 | 0 | 0 | 0 | 0 | 0 | 0 | 0 | 0 | 0 | 0 | 0
2016-05-30 19:00 | 0 | 0 | 0 | 0 | 0 | 857918.8984 | 513592 | 0 | 0 | 0 | 2159755.5328 | 0 | 0 | 0 | 0 | 0 | 0 | 0 | 0 | 0 | 0 | 0 | 0 | 0 | 344326.8984 | 0 | 0 | 0 | 0 | 0 | 0 | 0 | 0 | 0 | 0 | 0
2016-05-30 20:00 | 0 | 0 | 0 | 0 | 0 | 865825.8984 | 521499 | 0 | 0 | 0 | 2504082.4311 | 0 | 0 | 0 | 0 | 0 | 0 | 0 | 0 | 0 | 0 | 0 | 0 | 0 | 344326.8984 | 0 | 0 | 0 | 0 | 0 | 0 | 0 | 0 | 0 | 0 | 0
2016-05-30 21:00 | 0 | 0 | 0 | 0 | 0 | 871024.8984 | 526698 | 0 | 0 | 0 | 2848409.3295 | 0 | 0 | 0 | 0 | 0 | 0 | 0 | 0 | 0 | 0 | 0 | 0 | 0 | 344326.8984 | 0 | 0 | 0 | 0 | 0 | 0 | 0 | 0 | 0 | 0 | 0
2016-05-30 22:00 | 0 | 0 | 0 | 0 | 0 | 870366.8984 | 526040 | 0 | 0 | 0 | 3192736.2279 | 0 | 0 | 0 | 0 | 0 | 0 | 0 | 0 | 0 | 0 | 0 | 0 | 0 | 344326.8984 | 0 | 0 | 0 | 0 | 0 | 0 | 0 | 0 | 0 | 0 | 0
2016-05-30 23:00 | 0 | 0 | 0 | 0 | 0 | 883206.1378 | 519884 | 0 | 0 | 0 | 3537063.1262 | 0 | 0 | 18995.2394 | 0 | 0 | 0 | 0 | 0 | 0 | 0 | 0 | 0 | 0 | 344326.8984 | 0 | 0 | 0 | 18995.2394 | 0 | 0 | 0 | 0 | 0 | 0 | 0
2016-05-31 | 0 | 0 | 0 | 0 | 0 | 766542.2012 | 510821 | 0 | 0 | 0 | 3792784.3274 | 0 | 0 | 18995.2394 | 0 | 0 | 0 | 0 | 0 | 0 | 0 | 0 | 0 | 0 | 255721.2012 | 0 | 0 | 0 | 0 | 0 | 0 | 0 | 0 | 0 | 0 | 0
2016-05-31 01:00 | 0 | 0 | 0 | 0 | 0 | 416539.4609 | 501289 | 0 | 0 | 0 | 3708034.7883 | 0 | 0 | 18995.2394 | 0 | 0 | 0 | 0 | 0 | 0 | 0 | 0 | 0 | 0 | -84749.5391 | 0 | 0 | 0 | 0 | 0 | 0 | 0 | 0 | 0 | 0 | 0
2016-05-31 02:00 | 0 | 0 | 0 | 0 | 55883.2761 | 59269.5861 | 478475 | 0 | 0 | 0 | 3363707.89 | 0 | 0 | 0 | 0 | 0 | 0 | 0 | 0 | 0 | 0 | 0 | 0 | 0 | -344326.8984 | 0 | 0 | 0 | -18995.2394 | 0 | 0 | 0 | 0 | 0 | 0 | 0
2016-05-31 03:00 | 0 | 0 | 0 | 0 | 102248.1016 | 0 | 446575 | 0 | 0 | 0 | 3019380.9916 | 0 | 0 | 0 | 0 | 0 | 0 | 0 | 0 | 0 | 0 | 0 | 0 | 0 | -344326.8984 | 0 | 0 | 0 | 0 | 0 | 0 | 0 | 0 | 0 | 0 | 0
2016-05-31 04:00 | 0 | 0 | 0 | 0 | 73099.1016 | 0 | 417426 | 0 | 0 | 0 | 2675054.0932 | 0 | 0 | 0 | 0 | 0 | 0 | 0 | 0 | 0 | 0 | 0 | 0 | 0 | -344326.8984 | 0 | 0 | 0 | 0 | 0 | 0 | 0 | 0 | 0 | 0 | 0
2016-05-31 05:00 | 0 | 0 | 0 | 0 | 47739.1016 | 0 | 392066 | 0 | 0 | 0 | 2330727.1949 | 0 | 0 | 0 | 0 | 0 | 0 | 0 | 0 | 0 | 0 | 0 | 0 | 0 | -344326.8984 | 0 | 0 | 0 | 0 | 0 | 0 | 0 | 0 | 0 | 0 | 0
2016-05-31 06:00 | 0 | 0 | 0 | 0 | 27947.1016 | 0 | 372274 | 0 | 0 | 0 | 1986400.2965 | 0 | 0 | 0 | 0 | 0 | 0 | 0 | 0 | 0 | 0 | 0 | 0 | 0 | -344326.8984 | 0 | 0 | 0 | 0 | 0 | 0 | 0 | 0 | 0 | 0 | 0
2016-05-31 07:00 | 0 | 0 | 0 | 0 | 14820.1016 | 0 | 359147 | 0 | 0 | 0 | 1642073.3981 | 0 | 0 | 0 | 0 | 0 | 0 | 0 | 0 | 0 | 0 | 0 | 0 | 0 | -344326.8984 | 0 | 0 | 0 | 0 | 0 | 0 | 0 | 0 | 0 | 0 | 0
2016-05-31 08:00 | 0 | 0 | 0 | 0 | 10775.1016 | 0 | 355102 | 0 | 0 | 0 | 1297746.4998 | 0 | 0 | 0 | 0 | 0 | 0 | 0 | 0 | 0 | 0 | 0 | 0 | 0 | -344326.8984 | 0 | 0 | 0 | 0 | 0 | 0 | 0 | 0 | 0 | 0 | 0
2016-05-31 09:00 | 0 | 0 | 0 | 0 | 18110.1016 | 0 | 362437 | 0 | 0 | 0 | 953419.6014 | 0 | 0 | 0 | 0 | 0 | 0 | 0 | 0 | 0 | 0 | 0 | 0 | 0 | -344326.8984 | 0 | 0 | 0 | 0 | 0 | 0 | 0 | 0 | 0 | 0 | 0
2016-05-31 10:00 | 0 | 0 | 0 | 0 | 36542.1016 | 0 | 380869 | 0 | 0 | 0 | 609092.703 | 0 | 0 | 0 | 0 | 0 | 0 | 0 | 0 | 0 | 0 | 0 | 0 | 0 | -344326.8984 | 0 | 0 | 0 | 0 | 0 | 0 | 0 | 0 | 0 | 0 | 0
2016-05-31 11:00 | 0 | 0 | 0 | 0 | 60106.5299 | 0.57177 | 404434 | 0 | 0 | 0 | 264765.8047 | 0 | 0 | 0 | 0 | 0 | 0 | 0 | 0 | 0 | 0 | 0 | 0 | 0 | -344326.8984 | 0 | 0 | 0 | 0 | 0 | 0 | 0 | 0 | 0 | 0 | 0
2016-05-31 12:00 | 0 | 0 | 0 | 0 | 0 | 165492.1953 | 430258 | 0 | 0 | 0 | 0 | 0 | 0 | 0 | 0 | 0 | 0 | 0 | 0 | 0 | 0 | 0 | 0 | 0 | -264765.8047 | 0 | 0 | 0 | 0 | 0 | 0 | 0 | 0 | 0 | 0 | 0
2016-05-31 13:00 | 0 | 0 | 0 | 0 | 0 | 655252.9434 | 457434 | 0 | 0 | 0 | 197818.9434 | 0 | 0 | 0 | 0 | 0 | 0 | 0 | 0 | 0 | 0 | 0 | 0 | 0 | 197818.9434 | 0 | 0 | 0 | 0 | 0 | 0 | 0 | 0 | 0 | 0 | 0
2016-05-31 14:00 | 0 | 0 | 0 | 0 | 0 | 829725.8984 | 485399 | 0 | 0 | 0 | 542145.8418 | 0 | 0 | 0 | 0 | 0 | 0 | 0 | 0 | 0 | 0 | 0 | 0 | 0 | 344326.8984 | 0 | 0 | 0 | 0 | 0 | 0 | 0 | 0 | 0 | 0 | 0
2016-05-31 15:00 | 0 | 0 | 0 | 0 | 0 | 855892.8984 | 511566 | 0 | 0 | 0 | 886472.7401 | 0 | 0 | 0 | 0 | 0 | 0 | 0 | 0 | 0 | 0 | 0 | 0 | 0 | 344326.8984 | 0 | 0 | 0 | 0 | 0 | 0 | 0 | 0 | 0 | 0 | 0
2016-05-31 16:00 | 0 | 0 | 0 | 0 | 0 | 878010.8984 | 533684 | 0 | 0 | 0 | 1230799.6385 | 0 | 0 | 0 | 0 | 0 | 0 | 0 | 0 | 0 | 0 | 0 | 0 | 0 | 344326.8984 | 0 | 0 | 0 | 0 | 0 | 0 | 0 | 0 | 0 | 0 | 0
2016-05-31 17:00 | 0 | 0 | 0 | 0 | 0 | 897222.8984 | 552896 | 0 | 0 | 0 | 1575126.5369 | 0 | 0 | 0 | 0 | 0 | 0 | 0 | 0 | 0 | 0 | 0 | 0 | 0 | 344326.8984 | 0 | 0 | 0 | 0 | 0 | 0 | 0 | 0 | 0 | 0 | 0
2016-05-31 18:00 | 0 | 0 | 0 | 0 | 0 | 911028.8984 | 566702 | 0 | 0 | 0 | 1919453.4352 | 0 | 0 | 0 | 0 | 0 | 0 | 0 | 0 | 0 | 0 | 0 | 0 | 0 | 344326.8984 | 0 | 0 | 0 | 0 | 0 | 0 | 0 | 0 | 0 | 0 | 0
2016-05-31 19:00 | 0 | 0 | 0 | 0 | 0 | 919802.8984 | 575476 | 0 | 0 | 0 | 2263780.3336 | 0 | 0 | 0 | 0 | 0 | 0 | 0 | 0 | 0 | 0 | 0 | 0 | 0 | 344326.8984 | 0 | 0 | 0 | 0 | 0 | 0 | 0 | 0 | 0 | 0 | 0
2016-05-31 20:00 | 0 | 0 | 0 | 0 | 0 | 923256.8984 | 578930 | 0 | 0 | 0 | 2608107.232 | 0 | 0 | 0 | 0 | 0 | 0 | 0 | 0 | 0 | 0 | 0 | 0 | 0 | 344326.8984 | 0 | 0 | 0 | 0 | 0 | 0 | 0 | 0 | 0 | 0 | 0
2016-05-31 21:00 | 0 | 0 | 0 | 0 | 0 | 922714.8984 | 578388 | 0 | 0 | 0 | 2952434.1303 | 0 | 0 | 0 | 0 | 0 | 0 | 0 | 0 | 0 | 0 | 0 | 0 | 0 | 344326.8984 | 0 | 0 | 0 | 0 | 0 | 0 | 0 | 0 | 0 | 0 | 0
2016-05-31 22:00 | 0 | 0 | 0 | 0 | 0 | 934474.1378 | 571152 | 0 | 0 | 0 | 3296761.0287 | 0 | 0 | 18995.2394 | 0 | 0 | 0 | 0 | 0 | 0 | 0 | 0 | 0 | 0 | 344326.8984 | 0 | 0 | 0 | 18995.2394 | 0 | 0 | 0 | 0 | 0 | 0 | 0
2016-05-31 23:00 | 0 | 0 | 0 | 0 | 0 | 889703.8521 | 558447 | 0 | 0 | 0 | 3628017.8808 | 0 | 0 | 18995.2394 | 0 | 0 | 0 | 0 | 0 | 0 | 0 | 0 | 0 | 0 | 331256.8521 | 0 | 0 | 0 | 0 | 0 | 0 | 0 | 0 | 0 | 0 | 0
2016-06-01 | 0 | 0 | 0 | 0 | 0 | 711861.52 | 545151 | 0 | 0 | 0 | 3794728.4008 | 0 | 0 | 18995.2394 | 0 | 0 | 0 | 0 | 0 | 0 | 0 | 0 | 0 | 0 | 166710.52 | 0 | 0 | 0 | 0 | 0 | 0 | 0 | 0 | 0 | 0 | 0
2016-06-01 01:00 | 0 | 0 | 0 | 0 | 0 | 427668.8447 | 533134 | 0 | 0 | 0 | 3689263.2455 | 0 | 0 | 18995.2394 | 0 | 0 | 0 | 0 | 0 | 0 | 0 | 0 | 0 | 0 | -105465.1553 | 0 | 0 | 0 | 0 | 0 | 0 | 0 | 0 | 0 | 0 | 0
2016-06-01 02:00 | 0 | 0 | 0 | 0 | 62687.1626 | 79626.6996 | 505636 | 0 | 0 | 0 | 3344936.3471 | 0 | 0 | 0 | 0 | 0 | 0 | 0 | 0 | 0 | 0 | 0 | 0 | 0 | -344326.8984 | 0 | 0 | 0 | -18995.2394 | 0 | 0 | 0 | 0 | 0 | 0 | 0
2016-06-01 03:00 | 0 | 0 | 0 | 0 | 125628.0752 | 0.026443 | 469955 | 0 | 0 | 0 | 3000609.4488 | 0 | 0 | 0 | 0 | 0 | 0 | 0 | 0 | 0 | 0 | 0 | 0 | 0 | -344326.8984 | 0 | 0 | 0 | 0 | 0 | 0 | 0 | 0 | 0 | 0 | 0
2016-06-01 04:00 | 0 | 0 | 0 | 0 | 92620.1016 | 0 | 436947 | 0 | 0 | 0 | 2656282.5504 | 0 | 0 | 0 | 0 | 0 | 0 | 0 | 0 | 0 | 0 | 0 | 0 | 0 | -344326.8984 | 0 | 0 | 0 | 0 | 0 | 0 | 0 | 0 | 0 | 0 | 0
2016-06-01 05:00 | 0 | 0 | 0 | 0 | 65201.1016 | 0 | 409528 | 0 | 0 | 0 | 2311955.652 | 0 | 0 | 0 | 0 | 0 | 0 | 0 | 0 | 0 | 0 | 0 | 0 | 0 | -344326.8984 | 0 | 0 | 0 | 0 | 0 | 0 | 0 | 0 | 0 | 0 | 0
2016-06-01 06:00 | 0 | 0 | 0 | 0 | 44135.1016 | 0 | 388462 | 0 | 0 | 0 | 1967628.7537 | 0 | 0 | 0 | 0 | 0 | 0 | 0 | 0 | 0 | 0 | 0 | 0 | 0 | -344326.8984 | 0 | 0 | 0 | 0 | 0 | 0 | 0 | 0 | 0 | 0 | 0
2016-06-01 07:00 | 0 | 0 | 0 | 0 | 29533.1016 | 0 | 373860 | 0 | 0 | 0 | 1623301.8553 | 0 | 0 | 0 | 0 | 0 | 0 | 0 | 0 | 0 | 0 | 0 | 0 | 0 | -344326.8984 | 0 | 0 | 0 | 0 | 0 | 0 | 0 | 0 | 0 | 0 | 0
2016-06-01 08:00 | 0 | 0 | 0 | 0 | 23300.1016 | 0 | 367627 | 0 | 0 | 0 | 1278974.9569 | 0 | 0 | 0 | 0 | 0 | 0 | 0 | 0 | 0 | 0 | 0 | 0 | 0 | -344326.8984 | 0 | 0 | 0 | 0 | 0 | 0 | 0 | 0 | 0 | 0 | 0
2016-06-01 09:00 | 0 | 0 | 0 | 0 | 28516.1016 | 0 | 372843 | 0 | 0 | 0 | 934648.0586 | 0 | 0 | 0 | 0 | 0 | 0 | 0 | 0 | 0 | 0 | 0 | 0 | 0 | -344326.8984 | 0 | 0 | 0 | 0 | 0 | 0 | 0 | 0 | 0 | 0 | 0
2016-06-01 10:00 | 0 | 0 | 0 | 0 | 44130.1016 | 0 | 388457 | 0 | 0 | 0 | 590321.1602 | 0 | 0 | 0 | 0 | 0 | 0 | 0 | 0 | 0 | 0 | 0 | 0 | 0 | -344326.8984 | 0 | 0 | 0 | 0 | 0 | 0 | 0 | 0 | 0 | 0 | 0
2016-06-01 11:00 | 0 | 0 | 0 | 0 | 66802.5938 | 10.5079 | 411140 | 0 | 0 | 0 | 245994.2618 | 0 | 0 | 0 | 0 | 0 | 0 | 0 | 0 | 0 | 0 | 0 | 0 | 0 | -344326.8984 | 0 | 0 | 0 | 0 | 0 | 0 | 0 | 0 | 0 | 0 | 0
2016-06-01 12:00 | 0 | 0 | 0 | 0 | 86443.4579 | 102727.2802 | 435165 | 0 | 0 | 0 | 0 | 0 | 0 | 0 | 0 | 0 | 0 | 0 | 0 | 0 | 0 | 0 | 0 | 0 | -245994.2618 | 0 | 0 | 0 | 0 | 0 | 0 | 0 | 0 | 0 | 0 | 0
2016-06-01 13:00 | 0 | 0 | 0 | 0 | 0 | 573895.218 | 458866 | 0 | 0 | 0 | 115029.218 | 0 | 0 | 0 | 0 | 0 | 0 | 0 | 0 | 0 | 0 | 0 | 0 | 0 | 115029.218 | 0 | 0 | 0 | 0 | 0 | 0 | 0 | 0 | 0 | 0 | 0
2016-06-01 14:00 | 0 | 0 | 0 | 0 | 0 | 829706.8984 | 485380 | 0 | 0 | 0 | 459356.1164 | 0 | 0 | 0 | 0 | 0 | 0 | 0 | 0 | 0 | 0 | 0 | 0 | 0 | 344326.8984 | 0 | 0 | 0 | 0 | 0 | 0 | 0 | 0 | 0 | 0 | 0
2016-06-01 15:00 | 0 | 0 | 0 | 0 | 0 | 854873.8984 | 510547 | 0 | 0 | 0 | 803683.0147 | 0 | 0 | 0 | 0 | 0 | 0 | 0 | 0 | 0 | 0 | 0 | 0 | 0 | 344326.8984 | 0 | 0 | 0 | 0 | 0 | 0 | 0 | 0 | 0 | 0 | 0
2016-06-01 16:00 | 0 | 0 | 0 | 0 | 0 | 875734.8984 | 531408 | 0 | 0 | 0 | 1148009.9131 | 0 | 0 | 0 | 0 | 0 | 0 | 0 | 0 | 0 | 0 | 0 | 0 | 0 | 344326.8984 | 0 | 0 | 0 | 0 | 0 | 0 | 0 | 0 | 0 | 0 | 0
2016-06-01 17:00 | 0 | 0 | 0 | 0 | 0 | 894436.8984 | 550110 | 0 | 0 | 0 | 1492336.8115 | 0 | 0 | 0 | 0 | 0 | 0 | 0 | 0 | 0 | 0 | 0 | 0 | 0 | 344326.8984 | 0 | 0 | 0 | 0 | 0 | 0 | 0 | 0 | 0 | 0 | 0
2016-06-01 18:00 | 0 | 0 | 0 | 0 | 0 | 909180.8984 | 564854 | 0 | 0 | 0 | 1836663.7098 | 0 | 0 | 0 | 0 | 0 | 0 | 0 | 0 | 0 | 0 | 0 | 0 | 0 | 344326.8984 | 0 | 0 | 0 | 0 | 0 | 0 | 0 | 0 | 0 | 0 | 0
2016-06-01 19:00 | 0 | 0 | 0 | 0 | 0 | 918954.8984 | 574628 | 0 | 0 | 0 | 2180990.6082 | 0 | 0 | 0 | 0 | 0 | 0 | 0 | 0 | 0 | 0 | 0 | 0 | 0 | 344326.8984 | 0 | 0 | 0 | 0 | 0 | 0 | 0 | 0 | 0 | 0 | 0
2016-06-01 20:00 | 0 | 0 | 0 | 0 | 0 | 924650.8984 | 580324 | 0 | 0 | 0 | 2525317.5065 | 0 | 0 | 0 | 0 | 0 | 0 | 0 | 0 | 0 | 0 | 0 | 0 | 0 | 344326.8984 | 0 | 0 | 0 | 0 | 0 | 0 | 0 | 0 | 0 | 0 | 0
2016-06-01 21:00 | 0 | 0 | 0 | 0 | 0 | 940296.8406 | 579092 | 0 | 0 | 0 | 2869644.4049 | 0 | 0 | 16877.9423 | 0 | 0 | 0 | 0 | 0 | 0 | 0 | 0 | 0 | 0 | 344326.8984 | 0 | 0 | 0 | 16877.9423 | 0 | 0 | 0 | 0 | 0 | 0 | 0
2016-06-01 22:00 | 0 | 0 | 0 | 0 | 0 | 916512.1955 | 570068 | 0 | 0 | 0 | 3213971.3033 | 0 | 0 | 18995.2394 | 0 | 0 | 0 | 0 | 0 | 0 | 0 | 0 | 0 | 0 | 344326.8984 | 0 | 0 | 0 | 2117.2972 | 0 | 0 | 0 | 0 | 0 | 0 | 0
2016-06-01 23:00 | 0 | 0 | 0 | 0 | 55750.5818 | 826138.0771 | 556557 | 0 | 0 | 0 | 3558298.2016 | 0 | 0 | 0 | 0 | 0 | 0 | 0 | 0 | 0 | 0 | 0 | 0 | 0 | 344326.8984 | 0 | 0 | 0 | -18995.2394 | 0 | 0 | 0 | 0 | 0 | 0 | 0
2016-06-02 | 0 | 0 | 0 | 0 | 0 | 657137.4352 | 544273 | 0 | 0 | 0 | 3652167.3974 | 0 | 0 | 18995.2394 | 0 | 0 | 0 | 0 | 0 | 0 | 0 | 0 | 0 | 0 | 93869.1958 | 0 | 0 | 0 | 18995.2394 | 0 | 0 | 0 | 0 | 0 | 0 | 0
2016-06-02 01:00 | 0 | 0 | 0 | 0 | 0 | 415375.0683 | 532348 | 0 | 0 | 0 | 3554189.7052 | 0 | 0 | 0 | 0 | 0 | 0 | 0 | 0 | 0 | 0 | 0 | 0 | 0 | -97977.6922 | 0 | 0 | 0 | -18995.2394 | 0 | 0 | 0 | 0 | 0 | 0 | 0
2016-06-02 02:00 | 0 | 0 | 0 | 0 | 83074.2407 | 80088.8609 | 507490 | 0 | 0 | 0 | 3209862.8068 | 0 | 0 | 0 | 0 | 0 | 0 | 0 | 0 | 0 | 0 | 0 | 0 | 0 | -344326.8984 | 0 | 0 | 0 | 0 | 0 | 0 | 0 | 0 | 0 | 0 | 0
2016-06-02 03:00 | 0 | 0 | 0 | 0 | 128261.8247 | 0.27689 | 472589 | 0 | 0 | 0 | 2865535.9084 | 0 | 0 | 0 | 0 | 0 | 0 | 0 | 0 | 0 | 0 | 0 | 0 | 0 | -344326.8984 | 0 | 0 | 0 | 0 | 0 | 0 | 0 | 0 | 0 | 0 | 0
2016-06-02 04:00 | 0 | 0 | 0 | 0 | 95363.1016 | 0 | 439690 | 0 | 0 | 0 | 2521209.0101 | 0 | 0 | 0 | 0 | 0 | 0 | 0 | 0 | 0 | 0 | 0 | 0 | 0 | -344326.8984 | 0 | 0 | 0 | 0 | 0 | 0 | 0 | 0 | 0 | 0 | 0
2016-06-02 05:00 | 0 | 0 | 0 | 0 | 67981.1016 | 0 | 412308 | 0 | 0 | 0 | 2176882.1117 | 0 | 0 | 0 | 0 | 0 | 0 | 0 | 0 | 0 | 0 | 0 | 0 | 0 | -344326.8984 | 0 | 0 | 0 | 0 | 0 | 0 | 0 | 0 | 0 | 0 | 0
2016-06-02 06:00 | 0 | 0 | 0 | 0 | 46031.1016 | 0 | 390358 | 0 | 0 | 0 | 1832555.2133 | 0 | 0 | 0 | 0 | 0 | 0 | 0 | 0 | 0 | 0 | 0 | 0 | 0 | -344326.8984 | 0 | 0 | 0 | 0 | 0 | 0 | 0 | 0 | 0 | 0 | 0
2016-06-02 07:00 | 0 | 0 | 0 | 0 | 31552.1016 | 0 | 375879 | 0 | 0 | 0 | 1488228.315 | 0 | 0 | 0 | 0 | 0 | 0 | 0 | 0 | 0 | 0 | 0 | 0 | 0 | -344326.8984 | 0 | 0 | 0 | 0 | 0 | 0 | 0 | 0 | 0 | 0 | 0
2016-06-02 08:00 | 0 | 0 | 0 | 0 | 25892.1016 | 0 | 370219 | 0 | 0 | 0 | 1143901.4166 | 0 | 0 | 0 | 0 | 0 | 0 | 0 | 0 | 0 | 0 | 0 | 0 | 0 | -344326.8984 | 0 | 0 | 0 | 0 | 0 | 0 | 0 | 0 | 0 | 0 | 0
2016-06-02 09:00 | 0 | 0 | 0 | 0 | 31471.1016 | 0 | 375798 | 0 | 0 | 0 | 799574.5182 | 0 | 0 | 0 | 0 | 0 | 0 | 0 | 0 | 0 | 0 | 0 | 0 | 0 | -344326.8984 | 0 | 0 | 0 | 0 | 0 | 0 | 0 | 0 | 0 | 0 | 0
2016-06-02 10:00 | 0 | 0 | 0 | 0 | 49018.1016 | 0 | 393345 | 0 | 0 | 0 | 455247.6199 | 0 | 0 | 0 | 0 | 0 | 0 | 0 | 0 | 0 | 0 | 0 | 0 | 0 | -344326.8984 | 0 | 0 | 0 | 0 | 0 | 0 | 0 | 0 | 0 | 0 | 0
2016-06-02 11:00 | 0 | 0 | 0 | 0 | 69876.7641 | 7.3375 | 414211 | 0 | 0 | 0 | 110920.7215 | 0 | 0 | 0 | 0 | 0 | 0 | 0 | 0 | 0 | 0 | 0 | 0 | 0 | -344326.8984 | 0 | 0 | 0 | 0 | 0 | 0 | 0 | 0 | 0 | 0 | 0
2016-06-02 12:00 | 0 | 0 | 0 | 0 | 179986.7938 | 145043.4846 | 435951 | 0 | 0 | 0 | 0 | 0 | 0 | 0 | 0 | 0 | 0 | 0 | 0 | 0 | 0 | 0 | 0 | 0 | -110920.7215 | 0 | 0 | 0 | 0 | 0 | 0 | 0 | 0 | 0 | 0 | 0
2016-06-02 13:00 | 0 | 0 | 0 | 0 | 0 | 546026.2734 | 457230 | 0 | 0 | 0 | 88796.2734 | 0 | 0 | 0 | 0 | 0 | 0 | 0 | 0 | 0 | 0 | 0 | 0 | 0 | 88796.2734 | 0 | 0 | 0 | 0 | 0 | 0 | 0 | 0 | 0 | 0 | 0
2016-06-02 14:00 | 0 | 0 | 0 | 0 | 0 | 823451.8984 | 479125 | 0 | 0 | 0 | 433123.1717 | 0 | 0 | 0 | 0 | 0 | 0 | 0 | 0 | 0 | 0 | 0 | 0 | 0 | 344326.8984 | 0 | 0 | 0 | 0 | 0 | 0 | 0 | 0 | 0 | 0 | 0
2016-06-02 15:00 | 0 | 0 | 0 | 0 | 0 | 844784.8984 | 500458 | 0 | 0 | 0 | 777450.0701 | 0 | 0 | 0 | 0 | 0 | 0 | 0 | 0 | 0 | 0 | 0 | 0 | 0 | 344326.8984 | 0 | 0 | 0 | 0 | 0 | 0 | 0 | 0 | 0 | 0 | 0
2016-06-02 16:00 | 0 | 0 | 0 | 0 | 0 | 863926.8984 | 519600 | 0 | 0 | 0 | 1121776.9685 | 0 | 0 | 0 | 0 | 0 | 0 | 0 | 0 | 0 | 0 | 0 | 0 | 0 | 344326.8984 | 0 | 0 | 0 | 0 | 0 | 0 | 0 | 0 | 0 | 0 | 0
2016-06-02 17:00 | 0 | 0 | 0 | 0 | 0 | 881983.8984 | 537657 | 0 | 0 | 0 | 1466103.8668 | 0 | 0 | 0 | 0 | 0 | 0 | 0 | 0 | 0 | 0 | 0 | 0 | 0 | 344326.8984 | 0 | 0 | 0 | 0 | 0 | 0 | 0 | 0 | 0 | 0 | 0
2016-06-02 18:00 | 0 | 0 | 0 | 0 | 0 | 896079.8984 | 551753 | 0 | 0 | 0 | 1810430.7652 | 0 | 0 | 0 | 0 | 0 | 0 | 0 | 0 | 0 | 0 | 0 | 0 | 0 | 344326.8984 | 0 | 0 | 0 | 0 | 0 | 0 | 0 | 0 | 0 | 0 | 0
2016-06-02 19:00 | 0 | 0 | 0 | 0 | 0 | 905911.8984 | 561585 | 0 | 0 | 0 | 2154757.6635 | 0 | 0 | 0 | 0 | 0 | 0 | 0 | 0 | 0 | 0 | 0 | 0 | 0 | 344326.8984 | 0 | 0 | 0 | 0 | 0 | 0 | 0 | 0 | 0 | 0 | 0
2016-06-02 20:00 | 0 | 0 | 0 | 0 | 0 | 911604.8984 | 567278 | 0 | 0 | 0 | 2499084.5619 | 0 | 0 | 0 | 0 | 0 | 0 | 0 | 0 | 0 | 0 | 0 | 0 | 0 | 344326.8984 | 0 | 0 | 0 | 0 | 0 | 0 | 0 | 0 | 0 | 0 | 0
2016-06-02 21:00 | 0 | 0 | 0 | 0 | 0 | 912878.8984 | 568552 | 0 | 0 | 0 | 2843411.4603 | 0 | 0 | 0 | 0 | 0 | 0 | 0 | 0 | 0 | 0 | 0 | 0 | 0 | 344326.8984 | 0 | 0 | 0 | 0 | 0 | 0 | 0 | 0 | 0 | 0 | 0
2016-06-02 22:00 | 0 | 0 | 0 | 0 | 0 | 906333.8984 | 562007 | 0 | 0 | 0 | 3187738.3586 | 0 | 0 | 0 | 0 | 0 | 0 | 0 | 0 | 0 | 0 | 0 | 0 | 0 | 344326.8984 | 0 | 0 | 0 | 0 | 0 | 0 | 0 | 0 | 0 | 0 | 0
2016-06-02 23:00 | 0 | 0 | 0 | 0 | 0 | 913863.1378 | 550541 | 0 | 0 | 0 | 3532065.257 | 0 | 0 | 18995.2394 | 0 | 0 | 0 | 0 | 0 | 0 | 0 | 0 | 0 | 0 | 344326.8984 | 0 | 0 | 0 | 18995.2394 | 0 | 0 | 0 | 0 | 0 | 0 | 0
2016-06-03 | 0 | 0 | 0 | 0 | 0 | 773820.9622 | 540859 | 0 | 0 | 0 | 3765027.2192 | 0 | 0 | 18995.2394 | 0 | 0 | 0 | 0 | 0 | 0 | 0 | 0 | 0 | 0 | 232961.9622 | 0 | 0 | 0 | 0 | 0 | 0 | 0 | 0 | 0 | 0 | 0
2016-06-03 01:00 | 0 | 0 | 0 | 0 | 0 | 471071.0036 | 528804 | 0 | 0 | 0 | 3707294.2228 | 0 | 0 | 18995.2394 | 0 | 0 | 0 | 0 | 0 | 0 | 0 | 0 | 0 | 0 | -57732.9964 | 0 | 0 | 0 | 0 | 0 | 0 | 0 | 0 | 0 | 0 | 0
2016-06-03 02:00 | 0 | 0 | 0 | 0 | 77063.2221 | 64262.6401 | 504648 | 0 | 0 | 0 | 3362967.3244 | 0 | 0 | 0 | 0 | 0 | 0 | 0 | 0 | 0 | 0 | 0 | 0 | 0 | -344326.8984 | 0 | 0 | 0 | -18995.2394 | 0 | 0 | 0 | 0 | 0 | 0 | 0
2016-06-03 03:00 | 0 | 0 | 0 | 0 | 127498.6351 | 0.46656 | 471826 | 0 | 0 | 0 | 3018640.426 | 0 | 0 | 0 | 0 | 0 | 0 | 0 | 0 | 0 | 0 | 0 | 0 | 0 | -344326.8984 | 0 | 0 | 0 | 0 | 0 | 0 | 0 | 0 | 0 | 0 | 0
2016-06-03 04:00 | 0 | 0 | 0 | 0 | 96285.1016 | 0 | 440612 | 0 | 0 | 0 | 2674313.5277 | 0 | 0 | 0 | 0 | 0 | 0 | 0 | 0 | 0 | 0 | 0 | 0 | 0 | -344326.8984 | 0 | 0 | 0 | 0 | 0 | 0 | 0 | 0 | 0 | 0 | 0
2016-06-03 05:00 | 0 | 0 | 0 | 0 | 68448.1016 | 0 | 412775 | 0 | 0 | 0 | 2329986.6293 | 0 | 0 | 0 | 0 | 0 | 0 | 0 | 0 | 0 | 0 | 0 | 0 | 0 | -344326.8984 | 0 | 0 | 0 | 0 | 0 | 0 | 0 | 0 | 0 | 0 | 0
2016-06-03 06:00 | 0 | 0 | 0 | 0 | 46692.1016 | 0 | 391019 | 0 | 0 | 0 | 1985659.7309 | 0 | 0 | 0 | 0 | 0 | 0 | 0 | 0 | 0 | 0 | 0 | 0 | 0 | -344326.8984 | 0 | 0 | 0 | 0 | 0 | 0 | 0 | 0 | 0 | 0 | 0
2016-06-03 07:00 | 0 | 0 | 0 | 0 | 32480.1016 | 0 | 376807 | 0 | 0 | 0 | 1641332.8326 | 0 | 0 | 0 | 0 | 0 | 0 | 0 | 0 | 0 | 0 | 0 | 0 | 0 | -344326.8984 | 0 | 0 | 0 | 0 | 0 | 0 | 0 | 0 | 0 | 0 | 0
2016-06-03 08:00 | 0 | 0 | 0 | 0 | 26421.1016 | 0 | 370748 | 0 | 0 | 0 | 1297005.9342 | 0 | 0 | 0 | 0 | 0 | 0 | 0 | 0 | 0 | 0 | 0 | 0 | 0 | -344326.8984 | 0 | 0 | 0 | 0 | 0 | 0 | 0 | 0 | 0 | 0 | 0
2016-06-03 09:00 | 0 | 0 | 0 | 0 | 31702.1016 | 0 | 376029 | 0 | 0 | 0 | 952679.0358 | 0 | 0 | 0 | 0 | 0 | 0 | 0 | 0 | 0 | 0 | 0 | 0 | 0 | -344326.8984 | 0 | 0 | 0 | 0 | 0 | 0 | 0 | 0 | 0 | 0 | 0
2016-06-03 10:00 | 0 | 0 | 0 | 0 | 46241.1016 | 0 | 390568 | 0 | 0 | 0 | 608352.1375 | 0 | 0 | 0 | 0 | 0 | 0 | 0 | 0 | 0 | 0 | 0 | 0 | 0 | -344326.8984 | 0 | 0 | 0 | 0 | 0 | 0 | 0 | 0 | 0 | 0 | 0
2016-06-03 11:00 | 0 | 0 | 0 | 0 | 66389.5 | 11.6016 | 410728 | 0 | 0 | 0 | 264025.2391 | 0 | 0 | 0 | 0 | 0 | 0 | 0 | 0 | 0 | 0 | 0 | 0 | 0 | -344326.8984 | 0 | 0 | 0 | 0 | 0 | 0 | 0 | 0 | 0 | 0 | 0
2016-06-03 12:00 | 0 | 0 | 0 | 0 | 0 | 169375.7609 | 433401 | 0 | 0 | 0 | 0 | 0 | 0 | 0 | 0 | 0 | 0 | 0 | 0 | 0 | 0 | 0 | 0 | 0 | -264025.2391 | 0 | 0 | 0 | 0 | 0 | 0 | 0 | 0 | 0 | 0 | 0
2016-06-03 13:00 | 0 | 0 | 0 | 0 | 0 | 456710 | 456710 | 0 | 0 | 0 | 0 | 0 | 0 | 0 | 0 | 0 | 0 | 0 | 0 | 0 | 0 | 0 | 0 | 0 | 0 | 0 | 0 | 0 | 0 | 0 | 0 | 0 | 0 | 0 | 0 | 0
2016-06-03 14:00 | 0 | 0 | 0 | 0 | 0 | 826678.8984 | 482352 | 0 | 0 | 0 | 344326.8984 | 0 | 0 | 0 | 0 | 0 | 0 | 0 | 0 | 0 | 0 | 0 | 0 | 0 | 344326.8984 | 0 | 0 | 0 | 0 | 0 | 0 | 0 | 0 | 0 | 0 | 0
2016-06-03 15:00 | 0 | 0 | 0 | 0 | 0 | 850764.8984 | 506438 | 0 | 0 | 0 | 688653.7967 | 0 | 0 | 0 | 0 | 0 | 0 | 0 | 0 | 0 | 0 | 0 | 0 | 0 | 344326.8984 | 0 | 0 | 0 | 0 | 0 | 0 | 0 | 0 | 0 | 0 | 0
2016-06-03 16:00 | 0 | 0 | 0 | 0 | 0 | 870545.8984 | 526219 | 0 | 0 | 0 | 1032980.6951 | 0 | 0 | 0 | 0 | 0 | 0 | 0 | 0 | 0 | 0 | 0 | 0 | 0 | 344326.8984 | 0 | 0 | 0 | 0 | 0 | 0 | 0 | 0 | 0 | 0 | 0
2016-06-03 17:00 | 0 | 0 | 0 | 0 | 0 | 888597.8984 | 544271 | 0 | 0 | 0 | 1377307.5935 | 0 | 0 | 0 | 0 | 0 | 0 | 0 | 0 | 0 | 0 | 0 | 0 | 0 | 344326.8984 | 0 | 0 | 0 | 0 | 0 | 0 | 0 | 0 | 0 | 0 | 0
2016-06-03 18:00 | 0 | 0 | 0 | 0 | 0 | 903483.8984 | 559157 | 0 | 0 | 0 | 1721634.4918 | 0 | 0 | 0 | 0 | 0 | 0 | 0 | 0 | 0 | 0 | 0 | 0 | 0 | 344326.8984 | 0 | 0 | 0 | 0 | 0 | 0 | 0 | 0 | 0 | 0 | 0
2016-06-03 19:00 | 0 | 0 | 0 | 0 | 0 | 913213.8984 | 568887 | 0 | 0 | 0 | 2065961.3902 | 0 | 0 | 0 | 0 | 0 | 0 | 0 | 0 | 0 | 0 | 0 | 0 | 0 | 344326.8984 | 0 | 0 | 0 | 0 | 0 | 0 | 0 | 0 | 0 | 0 | 0
2016-06-03 20:00 | 0 | 0 | 0 | 0 | 0 | 918907.8984 | 574581 | 0 | 0 | 0 | 2410288.2886 | 0 | 0 | 0 | 0 | 0 | 0 | 0 | 0 | 0 | 0 | 0 | 0 | 0 | 344326.8984 | 0 | 0 | 0 | 0 | 0 | 0 | 0 | 0 | 0 | 0 | 0
2016-06-03 21:00 | 0 | 0 | 0 | 0 | 0 | 886260.2917 | 574869 | 0 | 0 | 0 | 2721679.5803 | 0 | 0 | 0 | 0 | 0 | 0 | 0 | 0 | 0 | 0 | 0 | 0 | 0 | 311391.2917 | 0 | 0 | 0 | 0 | 0 | 0 | 0 | 0 | 0 | 0 | 0
2016-06-03 22:00 | 0 | 0 | 0 | 0 | 0 | 911847.8984 | 567521 | 0 | 0 | 0 | 3066006.4786 | 0 | 0 | 0 | 0 | 0 | 0 | 0 | 0 | 0 | 0 | 0 | 0 | 0 | 344326.8984 | 0 | 0 | 0 | 0 | 0 | 0 | 0 | 0 | 0 | 0 | 0
2016-06-03 23:00 | 0 | 0 | 0 | 0 | 0 | 898249.8984 | 553923 | 0 | 0 | 0 | 3410333.377 | 0 | 0 | 0 | 0 | 0 | 0 | 0 | 0 | 0 | 0 | 0 | 0 | 0 | 344326.8984 | 0 | 0 | 0 | 0 | 0 | 0 | 0 | 0 | 0 | 0 | 0
2016-06-04 | 0 | 0 | 0 | 0 | 0 | 817655.5045 | 541270 | 0 | 0 | 0 | 3686718.8815 | 0 | 0 | 0 | 0 | 0 | 0 | 0 | 0 | 0 | 0 | 0 | 0 | 0 | 276385.5045 | 0 | 0 | 0 | 0 | 0 | 0 | 0 | 0 | 0 | 0 | 0
2016-06-04 01:00 | 0 | 0 | 0 | 0 | 0 | 489386.996 | 530077 | 0 | 0 | 0 | 3627033.6381 | 0 | 0 | 18995.2394 | 0 | 0 | 0 | 0 | 0 | 0 | 0 | 0 | 0 | 0 | -59685.2434 | 0 | 0 | 0 | 18995.2394 | 0 | 0 | 0 | 0 | 0 | 0 | 0
2016-06-04 02:00 | 0 | 0 | 0 | 0 | 78605.253 | 65829.6092 | 507757 | 0 | 0 | 0 | 3282706.7398 | 0 | 0 | 0 | 0 | 0 | 0 | 0 | 0 | 0 | 0 | 0 | 0 | 0 | -344326.8984 | 0 | 0 | 0 | -18995.2394 | 0 | 0 | 0 | 0 | 0 | 0 | 0
2016-06-04 03:00 | 0 | 0 | 0 | 0 | 132423.5049 | 0.59669 | 476751 | 0 | 0 | 0 | 2938379.8414 | 0 | 0 | 0 | 0 | 0 | 0 | 0 | 0 | 0 | 0 | 0 | 0 | 0 | -344326.8984 | 0 | 0 | 0 | 0 | 0 | 0 | 0 | 0 | 0 | 0 | 0
2016-06-04 04:00 | 0 | 0 | 0 | 0 | 101239.1016 | 0 | 445566 | 0 | 0 | 0 | 2594052.943 | 0 | 0 | 0 | 0 | 0 | 0 | 0 | 0 | 0 | 0 | 0 | 0 | 0 | -344326.8984 | 0 | 0 | 0 | 0 | 0 | 0 | 0 | 0 | 0 | 0 | 0
2016-06-04 05:00 | 0 | 0 | 0 | 0 | 73554.1016 | 0 | 417881 | 0 | 0 | 0 | 2249726.0447 | 0 | 0 | 0 | 0 | 0 | 0 | 0 | 0 | 0 | 0 | 0 | 0 | 0 | -344326.8984 | 0 | 0 | 0 | 0 | 0 | 0 | 0 | 0 | 0 | 0 | 0
2016-06-04 06:00 | 0 | 0 | 0 | 0 | 51291.1016 | 0 | 395618 | 0 | 0 | 0 | 1905399.1463 | 0 | 0 | 0 | 0 | 0 | 0 | 0 | 0 | 0 | 0 | 0 | 0 | 0 | -344326.8984 | 0 | 0 | 0 | 0 | 0 | 0 | 0 | 0 | 0 | 0 | 0
2016-06-04 07:00 | 0 | 0 | 0 | 0 | 34123.1016 | 0 | 378450 | 0 | 0 | 0 | 1561072.2479 | 0 | 0 | 0 | 0 | 0 | 0 | 0 | 0 | 0 | 0 | 0 | 0 | 0 | -344326.8984 | 0 | 0 | 0 | 0 | 0 | 0 | 0 | 0 | 0 | 0 | 0
2016-06-04 08:00 | 0 | 0 | 0 | 0 | 23376.1016 | 0 | 367703 | 0 | 0 | 0 | 1216745.3496 | 0 | 0 | 0 | 0 | 0 | 0 | 0 | 0 | 0 | 0 | 0 | 0 | 0 | -344326.8984 | 0 | 0 | 0 | 0 | 0 | 0 | 0 | 0 | 0 | 0 | 0
2016-06-04 09:00 | 0 | 0 | 0 | 0 | 19787.1016 | 0 | 364114 | 0 | 0 | 0 | 872418.4512 | 0 | 0 | 0 | 0 | 0 | 0 | 0 | 0 | 0 | 0 | 0 | 0 | 0 | -344326.8984 | 0 | 0 | 0 | 0 | 0 | 0 | 0 | 0 | 0 | 0 | 0
2016-06-04 10:00 | 0 | 0 | 0 | 0 | 19943.1016 | 0 | 364270 | 0 | 0 | 0 | 528091.5528 | 0 | 0 | 0 | 0 | 0 | 0 | 0 | 0 | 0 | 0 | 0 | 0 | 0 | -344326.8984 | 0 | 0 | 0 | 0 | 0 | 0 | 0 | 0 | 0 | 0 | 0
2016-06-04 11:00 | 0 | 0 | 0 | 0 | 28163.368 | 13.7336 | 372504 | 0 | 0 | 0 | 183764.6545 | 0 | 0 | 0 | 0 | 0 | 0 | 0 | 0 | 0 | 0 | 0 | 0 | 0 | -344326.8984 | 0 | 0 | 0 | 0 | 0 | 0 | 0 | 0 | 0 | 0 | 0
2016-06-04 12:00 | 0 | 0 | 0 | 0 | 0 | 207818.3455 | 391583 | 0 | 0 | 0 | 0 | 0 | 0 | 0 | 0 | 0 | 0 | 0 | 0 | 0 | 0 | 0 | 0 | 0 | -183764.6545 | 0 | 0 | 0 | 0 | 0 | 0 | 0 | 0 | 0 | 0 | 0
2016-06-04 13:00 | 0 | 0 | 0 | 0 | 0 | 416910 | 416910 | 0 | 0 | 0 | 0 | 0 | 0 | 0 | 0 | 0 | 0 | 0 | 0 | 0 | 0 | 0 | 0 | 0 | 0 | 0 | 0 | 0 | 0 | 0 | 0 | 0 | 0 | 0 | 0 | 0
2016-06-04 14:00 | 0 | 0 | 0 | 0 | 0 | 788575.8984 | 444249 | 0 | 0 | 0 | 344326.8984 | 0 | 0 | 0 | 0 | 0 | 0 | 0 | 0 | 0 | 0 | 0 | 0 | 0 | 344326.8984 | 0 | 0 | 0 | 0 | 0 | 0 | 0 | 0 | 0 | 0 | 0
2016-06-04 15:00 | 0 | 0 | 0 | 0 | 0 | 814298.8984 | 469972 | 0 | 0 | 0 | 688653.7967 | 0 | 0 | 0 | 0 | 0 | 0 | 0 | 0 | 0 | 0 | 0 | 0 | 0 | 344326.8984 | 0 | 0 | 0 | 0 | 0 | 0 | 0 | 0 | 0 | 0 | 0
2016-06-04 16:00 | 0 | 0 | 0 | 0 | 0 | 835621.8984 | 491295 | 0 | 0 | 0 | 1032980.6951 | 0 | 0 | 0 | 0 | 0 | 0 | 0 | 0 | 0 | 0 | 0 | 0 | 0 | 344326.8984 | 0 | 0 | 0 | 0 | 0 | 0 | 0 | 0 | 0 | 0 | 0
2016-06-04 17:00 | 0 | 0 | 0 | 0 | 0 | 852205.8984 | 507879 | 0 | 0 | 0 | 1377307.5935 | 0 | 0 | 0 | 0 | 0 | 0 | 0 | 0 | 0 | 0 | 0 | 0 | 0 | 344326.8984 | 0 | 0 | 0 | 0 | 0 | 0 | 0 | 0 | 0 | 0 | 0
2016-06-04 18:00 | 0 | 0 | 0 | 0 | 0 | 865016.8984 | 520690 | 0 | 0 | 0 | 1721634.4918 | 0 | 0 | 0 | 0 | 0 | 0 | 0 | 0 | 0 | 0 | 0 | 0 | 0 | 344326.8984 | 0 | 0 | 0 | 0 | 0 | 0 | 0 | 0 | 0 | 0 | 0
2016-06-04 19:00 | 0 | 0 | 0 | 0 | 0 | 874449.8984 | 530123 | 0 | 0 | 0 | 2065961.3902 | 0 | 0 | 0 | 0 | 0 | 0 | 0 | 0 | 0 | 0 | 0 | 0 | 0 | 344326.8984 | 0 | 0 | 0 | 0 | 0 | 0 | 0 | 0 | 0 | 0 | 0
2016-06-04 20:00 | 0 | 0 | 0 | 0 | 0 | 880482.8984 | 536156 | 0 | 0 | 0 | 2410288.2886 | 0 | 0 | 0 | 0 | 0 | 0 | 0 | 0 | 0 | 0 | 0 | 0 | 0 | 344326.8984 | 0 | 0 | 0 | 0 | 0 | 0 | 0 | 0 | 0 | 0 | 0
2016-06-04 21:00 | 0 | 0 | 0 | 0 | 0 | 881149.4773 | 539077 | 0 | 0 | 0 | 2752360.7659 | 0 | 0 | 0 | 0 | 0 | 0 | 0 | 0 | 0 | 0 | 0 | 0 | 0 | 342072.4773 | 0 | 0 | 0 | 0 | 0 | 0 | 0 | 0 | 0 | 0 | 0
2016-06-04 22:00 | 0 | 0 | 0 | 0 | 0 | 879910.8984 | 535584 | 0 | 0 | 0 | 3096687.6643 | 0 | 0 | 0 | 0 | 0 | 0 | 0 | 0 | 0 | 0 | 0 | 0 | 0 | 344326.8984 | 0 | 0 | 0 | 0 | 0 | 0 | 0 | 0 | 0 | 0 | 0
2016-06-04 23:00 | 0 | 0 | 0 | 0 | 0 | 870683.8984 | 526357 | 0 | 0 | 0 | 3441014.5626 | 0 | 0 | 0 | 0 | 0 | 0 | 0 | 0 | 0 | 0 | 0 | 0 | 0 | 344326.8984 | 0 | 0 | 0 | 0 | 0 | 0 | 0 | 0 | 0 | 0 | 0
2016-06-05 | 0 | 0 | 0 | 0 | 0 | 785637.9063 | 517223 | 0 | 0 | 0 | 3709429.469 | 0 | 0 | 0 | 0 | 0 | 0 | 0 | 0 | 0 | 0 | 0 | 0 | 0 | 268414.9063 | 0 | 0 | 0 | 0 | 0 | 0 | 0 | 0 | 0 | 0 | 0
2016-06-05 01:00 | 0 | 0 | 0 | 0 | 0 | 426957.4984 | 507566 | 0 | 0 | 0 | 3609825.7279 | 0 | 0 | 18995.2394 | 0 | 0 | 0 | 0 | 0 | 0 | 0 | 0 | 0 | 0 | -99603.741 | 0 | 0 | 0 | 18995.2394 | 0 | 0 | 0 | 0 | 0 | 0 | 0
2016-06-05 02:00 | 0 | 0 | 0 | 0 | 82287.3575 | 43085.5047 | 488695 | 0 | 0 | 0 | 3265498.8296 | 0 | 0 | 0 | 0 | 0 | 0 | 0 | 0 | 0 | 0 | 0 | 0 | 0 | -344326.8984 | 0 | 0 | 0 | -18995.2394 | 0 | 0 | 0 | 0 | 0 | 0 | 0
2016-06-05 03:00 | 0 | 0 | 0 | 0 | 116882.1016 | 0 | 461209 | 0 | 0 | 0 | 2921171.9312 | 0 | 0 | 0 | 0 | 0 | 0 | 0 | 0 | 0 | 0 | 0 | 0 | 0 | -344326.8984 | 0 | 0 | 0 | 0 | 0 | 0 | 0 | 0 | 0 | 0 | 0
2016-06-05 04:00 | 0 | 0 | 0 | 0 | 87246.1016 | 0 | 431573 | 0 | 0 | 0 | 2576845.0328 | 0 | 0 | 0 | 0 | 0 | 0 | 0 | 0 | 0 | 0 | 0 | 0 | 0 | -344326.8984 | 0 | 0 | 0 | 0 | 0 | 0 | 0 | 0 | 0 | 0 | 0
2016-06-05 05:00 | 0 | 0 | 0 | 0 | 62454.1016 | 0 | 406781 | 0 | 0 | 0 | 2232518.1345 | 0 | 0 | 0 | 0 | 0 | 0 | 0 | 0 | 0 | 0 | 0 | 0 | 0 | -344326.8984 | 0 | 0 | 0 | 0 | 0 | 0 | 0 | 0 | 0 | 0 | 0
2016-06-05 06:00 | 0 | 0 | 0 | 0 | 42092.1016 | 0 | 386419 | 0 | 0 | 0 | 1888191.2361 | 0 | 0 | 0 | 0 | 0 | 0 | 0 | 0 | 0 | 0 | 0 | 0 | 0 | -344326.8984 | 0 | 0 | 0 | 0 | 0 | 0 | 0 | 0 | 0 | 0 | 0
2016-06-05 07:00 | 0 | 0 | 0 | 0 | 26102.1016 | 0 | 370429 | 0 | 0 | 0 | 1543864.3377 | 0 | 0 | 0 | 0 | 0 | 0 | 0 | 0 | 0 | 0 | 0 | 0 | 0 | -344326.8984 | 0 | 0 | 0 | 0 | 0 | 0 | 0 | 0 | 0 | 0 | 0
2016-06-05 08:00 | 0 | 0 | 0 | 0 | 15925.1016 | 0 | 360252 | 0 | 0 | 0 | 1199537.4394 | 0 | 0 | 0 | 0 | 0 | 0 | 0 | 0 | 0 | 0 | 0 | 0 | 0 | -344326.8984 | 0 | 0 | 0 | 0 | 0 | 0 | 0 | 0 | 0 | 0 | 0
2016-06-05 09:00 | 0 | 0 | 0 | 0 | 10954.1016 | 0 | 355281 | 0 | 0 | 0 | 855210.541 | 0 | 0 | 0 | 0 | 0 | 0 | 0 | 0 | 0 | 0 | 0 | 0 | 0 | -344326.8984 | 0 | 0 | 0 | 0 | 0 | 0 | 0 | 0 | 0 | 0 | 0
2016-06-05 10:00 | 0 | 0 | 0 | 0 | 8628.1016 | 0 | 352955 | 0 | 0 | 0 | 510883.6426 | 0 | 0 | 0 | 0 | 0 | 0 | 0 | 0 | 0 | 0 | 0 | 0 | 0 | -344326.8984 | 0 | 0 | 0 | 0 | 0 | 0 | 0 | 0 | 0 | 0 | 0
2016-06-05 11:00 | 0 | 0 | 0 | 0 | 12944.5502 | 18.5515 | 357290 | 0 | 0 | 0 | 166556.7443 | 0 | 0 | 0 | 0 | 0 | 0 | 0 | 0 | 0 | 0 | 0 | 0 | 0 | -344326.8984 | 0 | 0 | 0 | 0 | 0 | 0 | 0 | 0 | 0 | 0 | 0
2016-06-05 12:00 | 0 | 0 | 0 | 0 | 0 | 207465.2557 | 374022 | 0 | 0 | 0 | 0 | 0 | 0 | 0 | 0 | 0 | 0 | 0 | 0 | 0 | 0 | 0 | 0 | 0 | -166556.7443 | 0 | 0 | 0 | 0 | 0 | 0 | 0 | 0 | 0 | 0 | 0
2016-06-05 13:00 | 0 | 0 | 0 | 0 | 0 | 467965.3162 | 397413 | 0 | 0 | 0 | 70552.3162 | 0 | 0 | 0 | 0 | 0 | 0 | 0 | 0 | 0 | 0 | 0 | 0 | 0 | 70552.3162 | 0 | 0 | 0 | 0 | 0 | 0 | 0 | 0 | 0 | 0 | 0
2016-06-05 14:00 | 0 | 0 | 0 | 0 | 0 | 766611.8984 | 422285 | 0 | 0 | 0 | 414879.2146 | 0 | 0 | 0 | 0 | 0 | 0 | 0 | 0 | 0 | 0 | 0 | 0 | 0 | 344326.8984 | 0 | 0 | 0 | 0 | 0 | 0 | 0 | 0 | 0 | 0 | 0
2016-06-05 15:00 | 0 | 0 | 0 | 0 | 0 | 789849.8984 | 445523 | 0 | 0 | 0 | 759206.113 | 0 | 0 | 0 | 0 | 0 | 0 | 0 | 0 | 0 | 0 | 0 | 0 | 0 | 344326.8984 | 0 | 0 | 0 | 0 | 0 | 0 | 0 | 0 | 0 | 0 | 0
2016-06-05 16:00 | 0 | 0 | 0 | 0 | 0 | 810370.8984 | 466044 | 0 | 0 | 0 | 1103533.0113 | 0 | 0 | 0 | 0 | 0 | 0 | 0 | 0 | 0 | 0 | 0 | 0 | 0 | 344326.8984 | 0 | 0 | 0 | 0 | 0 | 0 | 0 | 0 | 0 | 0 | 0
2016-06-05 17:00 | 0 | 0 | 0 | 0 | 0 | 827630.8984 | 483304 | 0 | 0 | 0 | 1447859.9097 | 0 | 0 | 0 | 0 | 0 | 0 | 0 | 0 | 0 | 0 | 0 | 0 | 0 | 344326.8984 | 0 | 0 | 0 | 0 | 0 | 0 | 0 | 0 | 0 | 0 | 0
2016-06-05 18:00 | 0 | 0 | 0 | 0 | 0 | 841527.8984 | 497201 | 0 | 0 | 0 | 1792186.8081 | 0 | 0 | 0 | 0 | 0 | 0 | 0 | 0 | 0 | 0 | 0 | 0 | 0 | 344326.8984 | 0 | 0 | 0 | 0 | 0 | 0 | 0 | 0 | 0 | 0 | 0
2016-06-05 19:00 | 0 | 0 | 0 | 0 | 0 | 853316.8984 | 508990 | 0 | 0 | 0 | 2136513.7064 | 0 | 0 | 0 | 0 | 0 | 0 | 0 | 0 | 0 | 0 | 0 | 0 | 0 | 344326.8984 | 0 | 0 | 0 | 0 | 0 | 0 | 0 | 0 | 0 | 0 | 0
2016-06-05 20:00 | 0 | 0 | 0 | 0 | 0 | 863336.8984 | 519010 | 0 | 0 | 0 | 2480840.6048 | 0 | 0 | 0 | 0 | 0 | 0 | 0 | 0 | 0 | 0 | 0 | 0 | 0 | 344326.8984 | 0 | 0 | 0 | 0 | 0 | 0 | 0 | 0 | 0 | 0 | 0
2016-06-05 21:00 | 0 | 0 | 0 | 0 | 0 | 870094.8984 | 525768 | 0 | 0 | 0 | 2825167.5032 | 0 | 0 | 0 | 0 | 0 | 0 | 0 | 0 | 0 | 0 | 0 | 0 | 0 | 344326.8984 | 0 | 0 | 0 | 0 | 0 | 0 | 0 | 0 | 0 | 0 | 0
2016-06-05 22:00 | 0 | 0 | 0 | 0 | 0 | 871316.8984 | 526990 | 0 | 0 | 0 | 3169494.4015 | 0 | 0 | 0 | 0 | 0 | 0 | 0 | 0 | 0 | 0 | 0 | 0 | 0 | 344326.8984 | 0 | 0 | 0 | 0 | 0 | 0 | 0 | 0 | 0 | 0 | 0
2016-06-05 23:00 | 0 | 0 | 0 | 0 | 0 | 866256.8984 | 521930 | 0 | 0 | 0 | 3513821.2999 | 0 | 0 | 0 | 0 | 0 | 0 | 0 | 0 | 0 | 0 | 0 | 0 | 0 | 344326.8984 | 0 | 0 | 0 | 0 | 0 | 0 | 0 | 0 | 0 | 0 | 0
2016-06-06 | 0 | 0 | 0 | 0 | 0 | 800186.4807 | 513888 | 0 | 0 | 0 | 3781124.5411 | 0 | 0 | 18995.2394 | 0 | 0 | 0 | 0 | 0 | 0 | 0 | 0 | 0 | 0 | 267303.2412 | 0 | 0 | 0 | 18995.2394 | 0 | 0 | 0 | 0 | 0 | 0 | 0
2016-06-06 01:00 | 0 | 0 | 0 | 0 | 0 | 439725.7189 | 504098 | 0 | 0 | 0 | 3716752.26 | 0 | 0 | 18995.2394 | 0 | 0 | 0 | 0 | 0 | 0 | 0 | 0 | 0 | 0 | -64372.2811 | 0 | 0 | 0 | 0 | 0 | 0 | 0 | 0 | 0 | 0 | 0
2016-06-06 02:00 | 0 | 0 | 0 | 0 | 61652.5009 | 60636.3613 | 485611 | 0 | 0 | 0 | 3372425.3616 | 0 | 0 | 0 | 0 | 0 | 0 | 0 | 0 | 0 | 0 | 0 | 0 | 0 | -344326.8984 | 0 | 0 | 0 | -18995.2394 | 0 | 0 | 0 | 0 | 0 | 0 | 0
2016-06-06 03:00 | 0 | 0 | 0 | 0 | 112187.9456 | 1.156 | 456516 | 0 | 0 | 0 | 3028098.4633 | 0 | 0 | 0 | 0 | 0 | 0 | 0 | 0 | 0 | 0 | 0 | 0 | 0 | -344326.8984 | 0 | 0 | 0 | 0 | 0 | 0 | 0 | 0 | 0 | 0 | 0
2016-06-06 04:00 | 0 | 0 | 0 | 0 | 81913.1016 | 0 | 426240 | 0 | 0 | 0 | 2683771.5649 | 0 | 0 | 0 | 0 | 0 | 0 | 0 | 0 | 0 | 0 | 0 | 0 | 0 | -344326.8984 | 0 | 0 | 0 | 0 | 0 | 0 | 0 | 0 | 0 | 0 | 0
2016-06-06 05:00 | 0 | 0 | 0 | 0 | 58861.1016 | 0 | 403188 | 0 | 0 | 0 | 2339444.6665 | 0 | 0 | 0 | 0 | 0 | 0 | 0 | 0 | 0 | 0 | 0 | 0 | 0 | -344326.8984 | 0 | 0 | 0 | 0 | 0 | 0 | 0 | 0 | 0 | 0 | 0
2016-06-06 06:00 | 0 | 0 | 0 | 0 | 40057.1016 | 0 | 384384 | 0 | 0 | 0 | 1995117.7682 | 0 | 0 | 0 | 0 | 0 | 0 | 0 | 0 | 0 | 0 | 0 | 0 | 0 | -344326.8984 | 0 | 0 | 0 | 0 | 0 | 0 | 0 | 0 | 0 | 0 | 0
2016-06-06 07:00 | 0 | 0 | 0 | 0 | 26268.1016 | 0 | 370595 | 0 | 0 | 0 | 1650790.8698 | 0 | 0 | 0 | 0 | 0 | 0 | 0 | 0 | 0 | 0 | 0 | 0 | 0 | -344326.8984 | 0 | 0 | 0 | 0 | 0 | 0 | 0 | 0 | 0 | 0 | 0
2016-06-06 08:00 | 0 | 0 | 0 | 0 | 21688.1016 | 0 | 366015 | 0 | 0 | 0 | 1306463.9714 | 0 | 0 | 0 | 0 | 0 | 0 | 0 | 0 | 0 | 0 | 0 | 0 | 0 | -344326.8984 | 0 | 0 | 0 | 0 | 0 | 0 | 0 | 0 | 0 | 0 | 0
2016-06-06 09:00 | 0 | 0 | 0 | 0 | 27098.1016 | 0 | 371425 | 0 | 0 | 0 | 962137.0731 | 0 | 0 | 0 | 0 | 0 | 0 | 0 | 0 | 0 | 0 | 0 | 0 | 0 | -344326.8984 | 0 | 0 | 0 | 0 | 0 | 0 | 0 | 0 | 0 | 0 | 0
2016-06-06 10:00 | 0 | 0 | 0 | 0 | 43608.1016 | 0 | 387935 | 0 | 0 | 0 | 617810.1747 | 0 | 0 | 0 | 0 | 0 | 0 | 0 | 0 | 0 | 0 | 0 | 0 | 0 | -344326.8984 | 0 | 0 | 0 | 0 | 0 | 0 | 0 | 0 | 0 | 0 | 0
2016-06-06 11:00 | 0 | 0 | 0 | 0 | 67317.2115 | 16.8901 | 411661 | 0 | 0 | 0 | 273483.2763 | 0 | 0 | 0 | 0 | 0 | 0 | 0 | 0 | 0 | 0 | 0 | 0 | 0 | -344326.8984 | 0 | 0 | 0 | 0 | 0 | 0 | 0 | 0 | 0 | 0 | 0
2016-06-06 12:00 | 0 | 0 | 0 | 0 | 0 | 180673.9631 | 435162 | 0 | 0 | 0 | 0 | 0 | 0 | 18995.2394 | 0 | 0 | 0 | 0 | 0 | 0 | 0 | 0 | 0 | 0 | -273483.2763 | 0 | 0 | 0 | 18995.2394 | 0 | 0 | 0 | 0 | 0 | 0 | 0
2016-06-06 13:00 | 0 | 0 | 0 | 0 | 0 | 661235.6108 | 461328 | 0 | 0 | 0 | 218902.8502 | 0 | 0 | 0 | 0 | 0 | 0 | 0 | 0 | 0 | 0 | 0 | 0 | 0 | 218902.8502 | 0 | 0 | 0 | -18995.2394 | 0 | 0 | 0 | 0 | 0 | 0 | 0
2016-06-06 14:00 | 0 | 0 | 0 | 0 | 0 | 829606.8984 | 485280 | 0 | 0 | 0 | 563229.7486 | 0 | 0 | 0 | 0 | 0 | 0 | 0 | 0 | 0 | 0 | 0 | 0 | 0 | 344326.8984 | 0 | 0 | 0 | 0 | 0 | 0 | 0 | 0 | 0 | 0 | 0
2016-06-06 15:00 | 0 | 0 | 0 | 0 | 0 | 847474.1135 | 509087 | 0 | 0 | 0 | 901616.862 | 0 | 0 | 0 | 0 | 0 | 0 | 0 | 0 | 0 | 0 | 0 | 0 | 0 | 338387.1135 | 0 | 0 | 0 | 0 | 0 | 0 | 0 | 0 | 0 | 0 | 0
2016-06-06 16:00 | 0 | 0 | 0 | 0 | 0 | 871530.8984 | 527204 | 0 | 0 | 0 | 1245943.7604 | 0 | 0 | 0 | 0 | 0 | 0 | 0 | 0 | 0 | 0 | 0 | 0 | 0 | 344326.8984 | 0 | 0 | 0 | 0 | 0 | 0 | 0 | 0 | 0 | 0 | 0
2016-06-06 17:00 | 0 | 0 | 0 | 0 | 0 | 889711.8984 | 545385 | 0 | 0 | 0 | 1590270.6588 | 0 | 0 | 0 | 0 | 0 | 0 | 0 | 0 | 0 | 0 | 0 | 0 | 0 | 344326.8984 | 0 | 0 | 0 | 0 | 0 | 0 | 0 | 0 | 0 | 0 | 0
2016-06-06 18:00 | 0 | 0 | 0 | 0 | 0 | 904625.8984 | 560299 | 0 | 0 | 0 | 1934597.5571 | 0 | 0 | 0 | 0 | 0 | 0 | 0 | 0 | 0 | 0 | 0 | 0 | 0 | 344326.8984 | 0 | 0 | 0 | 0 | 0 | 0 | 0 | 0 | 0 | 0 | 0
2016-06-06 19:00 | 0 | 0 | 0 | 0 | 0 | 914570.8984 | 570244 | 0 | 0 | 0 | 2278924.4555 | 0 | 0 | 0 | 0 | 0 | 0 | 0 | 0 | 0 | 0 | 0 | 0 | 0 | 344326.8984 | 0 | 0 | 0 | 0 | 0 | 0 | 0 | 0 | 0 | 0 | 0
2016-06-06 20:00 | 0 | 0 | 0 | 0 | 0 | 922697.8984 | 578371 | 0 | 0 | 0 | 2623251.3539 | 0 | 0 | 0 | 0 | 0 | 0 | 0 | 0 | 0 | 0 | 0 | 0 | 0 | 344326.8984 | 0 | 0 | 0 | 0 | 0 | 0 | 0 | 0 | 0 | 0 | 0
2016-06-06 21:00 | 0 | 0 | 0 | 0 | 0 | 925558.8984 | 581232 | 0 | 0 | 0 | 2967578.2522 | 0 | 0 | 0 | 0 | 0 | 0 | 0 | 0 | 0 | 0 | 0 | 0 | 0 | 344326.8984 | 0 | 0 | 0 | 0 | 0 | 0 | 0 | 0 | 0 | 0 | 0
2016-06-06 22:00 | 0 | 0 | 0 | 0 | 0 | 942662.1378 | 579340 | 0 | 0 | 0 | 3311905.1506 | 0 | 0 | 18995.2394 | 0 | 0 | 0 | 0 | 0 | 0 | 0 | 0 | 0 | 0 | 344326.8984 | 0 | 0 | 0 | 18995.2394 | 0 | 0 | 0 | 0 | 0 | 0 | 0
2016-06-06 23:00 | 0 | 0 | 0 | 0 | 0 | 886984.6791 | 568858 | 0 | 0 | 0 | 3630031.8297 | 0 | 0 | 18995.2394 | 0 | 0 | 0 | 0 | 0 | 0 | 0 | 0 | 0 | 0 | 318126.6791 | 0 | 0 | 0 | 0 | 0 | 0 | 0 | 0 | 0 | 0 | 0
2016-06-07 | 0 | 0 | 0 | 0 | 0 | 722737.5711 | 558041 | 0 | 0 | 0 | 3794728.4008 | 0 | 0 | 18995.2394 | 0 | 0 | 0 | 0 | 0 | 0 | 0 | 0 | 0 | 0 | 164696.5711 | 0 | 0 | 0 | 0 | 0 | 0 | 0 | 0 | 0 | 0 | 0
2016-06-07 01:00 | 0 | 0 | 0 | 0 | 0 | 422916.8573 | 544630 | 0 | 0 | 0 | 3673015.2581 | 0 | 0 | 18995.2394 | 0 | 0 | 0 | 0 | 0 | 0 | 0 | 0 | 0 | 0 | -121713.1427 | 0 | 0 | 0 | 0 | 0 | 0 | 0 | 0 | 0 | 0 | 0
2016-06-07 02:00 | 0 | 0 | 0 | 0 | 99829.3537 | 54387.5085 | 517539 | 0 | 0 | 0 | 3328688.3597 | 0 | 0 | 0 | 0 | 0 | 0 | 0 | 0 | 0 | 0 | 0 | 0 | 0 | -344326.8984 | 0 | 0 | 0 | -18995.2394 | 0 | 0 | 0 | 0 | 0 | 0 | 0
2016-06-07 03:00 | 0 | 0 | 0 | 0 | 138887.1907 | 0.91096 | 483215 | 0 | 0 | 0 | 2984361.4613 | 0 | 0 | 0 | 0 | 0 | 0 | 0 | 0 | 0 | 0 | 0 | 0 | 0 | -344326.8984 | 0 | 0 | 0 | 0 | 0 | 0 | 0 | 0 | 0 | 0 | 0
2016-06-07 04:00 | 0 | 0 | 0 | 0 | 103716.1016 | 0 | 448043 | 0 | 0 | 0 | 2640034.563 | 0 | 0 | 0 | 0 | 0 | 0 | 0 | 0 | 0 | 0 | 0 | 0 | 0 | -344326.8984 | 0 | 0 | 0 | 0 | 0 | 0 | 0 | 0 | 0 | 0 | 0
2016-06-07 05:00 | 0 | 0 | 0 | 0 | 75038.1016 | 0 | 419365 | 0 | 0 | 0 | 2295707.6646 | 0 | 0 | 0 | 0 | 0 | 0 | 0 | 0 | 0 | 0 | 0 | 0 | 0 | -344326.8984 | 0 | 0 | 0 | 0 | 0 | 0 | 0 | 0 | 0 | 0 | 0
2016-06-07 06:00 | 0 | 0 | 0 | 0 | 52981.1016 | 0 | 397308 | 0 | 0 | 0 | 1951380.7662 | 0 | 0 | 0 | 0 | 0 | 0 | 0 | 0 | 0 | 0 | 0 | 0 | 0 | -344326.8984 | 0 | 0 | 0 | 0 | 0 | 0 | 0 | 0 | 0 | 0 | 0
2016-06-07 07:00 | 0 | 0 | 0 | 0 | 37491.1016 | 0 | 381818 | 0 | 0 | 0 | 1607053.8679 | 0 | 0 | 0 | 0 | 0 | 0 | 0 | 0 | 0 | 0 | 0 | 0 | 0 | -344326.8984 | 0 | 0 | 0 | 0 | 0 | 0 | 0 | 0 | 0 | 0 | 0
2016-06-07 08:00 | 0 | 0 | 0 | 0 | 30897.1016 | 0 | 375224 | 0 | 0 | 0 | 1262726.9695 | 0 | 0 | 0 | 0 | 0 | 0 | 0 | 0 | 0 | 0 | 0 | 0 | 0 | -344326.8984 | 0 | 0 | 0 | 0 | 0 | 0 | 0 | 0 | 0 | 0 | 0
2016-06-07 09:00 | 0 | 0 | 0 | 0 | 35591.1016 | 0 | 379918 | 0 | 0 | 0 | 918400.0711 | 0 | 0 | 0 | 0 | 0 | 0 | 0 | 0 | 0 | 0 | 0 | 0 | 0 | -344326.8984 | 0 | 0 | 0 | 0 | 0 | 0 | 0 | 0 | 0 | 0 | 0
2016-06-07 10:00 | 0 | 0 | 0 | 0 | 50088.1016 | 0 | 394415 | 0 | 0 | 0 | 574073.1728 | 0 | 0 | 0 | 0 | 0 | 0 | 0 | 0 | 0 | 0 | 0 | 0 | 0 | -344326.8984 | 0 | 0 | 0 | 0 | 0 | 0 | 0 | 0 | 0 | 0 | 0
2016-06-07 11:00 | 0 | 0 | 0 | 0 | 69699.1688 | 7.9328 | 414034 | 0 | 0 | 0 | 229746.2744 | 0 | 0 | 0 | 0 | 0 | 0 | 0 | 0 | 0 | 0 | 0 | 0 | 0 | -344326.8984 | 0 | 0 | 0 | 0 | 0 | 0 | 0 | 0 | 0 | 0 | 0
2016-06-07 12:00 | 0 | 0 | 0 | 0 | 69620.4075 | 155707.5575 | 436079 | 0 | 0 | 0 | 0 | 0 | 0 | 18995.2394 | 0 | 0 | 0 | 0 | 0 | 0 | 0 | 0 | 0 | 0 | -229746.2744 | 0 | 0 | 0 | 18995.2394 | 0 | 0 | 0 | 0 | 0 | 0 | 0
2016-06-07 13:00 | 0 | 0 | 0 | 0 | 0 | 639051.2234 | 460021 | 0 | 0 | 0 | 198025.4628 | 0 | 0 | 0 | 0 | 0 | 0 | 0 | 0 | 0 | 0 | 0 | 0 | 0 | 198025.4628 | 0 | 0 | 0 | -18995.2394 | 0 | 0 | 0 | 0 | 0 | 0 | 0
2016-06-07 14:00 | 0 | 0 | 0 | 0 | 0 | 829668.8984 | 485342 | 0 | 0 | 0 | 542352.3612 | 0 | 0 | 0 | 0 | 0 | 0 | 0 | 0 | 0 | 0 | 0 | 0 | 0 | 344326.8984 | 0 | 0 | 0 | 0 | 0 | 0 | 0 | 0 | 0 | 0 | 0
2016-06-07 15:00 | 0 | 0 | 0 | 0 | 0 | 853168.8984 | 508842 | 0 | 0 | 0 | 886679.2596 | 0 | 0 | 0 | 0 | 0 | 0 | 0 | 0 | 0 | 0 | 0 | 0 | 0 | 344326.8984 | 0 | 0 | 0 | 0 | 0 | 0 | 0 | 0 | 0 | 0 | 0
2016-06-07 16:00 | 0 | 0 | 0 | 0 | 0 | 872926.8984 | 528600 | 0 | 0 | 0 | 1231006.1579 | 0 | 0 | 0 | 0 | 0 | 0 | 0 | 0 | 0 | 0 | 0 | 0 | 0 | 344326.8984 | 0 | 0 | 0 | 0 | 0 | 0 | 0 | 0 | 0 | 0 | 0
2016-06-07 17:00 | 0 | 0 | 0 | 0 | 0 | 890570.8984 | 546244 | 0 | 0 | 0 | 1575333.0563 | 0 | 0 | 0 | 0 | 0 | 0 | 0 | 0 | 0 | 0 | 0 | 0 | 0 | 344326.8984 | 0 | 0 | 0 | 0 | 0 | 0 | 0 | 0 | 0 | 0 | 0
2016-06-07 18:00 | 0 | 0 | 0 | 0 | 0 | 903847.8984 | 559521 | 0 | 0 | 0 | 1919659.9547 | 0 | 0 | 0 | 0 | 0 | 0 | 0 | 0 | 0 | 0 | 0 | 0 | 0 | 344326.8984 | 0 | 0 | 0 | 0 | 0 | 0 | 0 | 0 | 0 | 0 | 0
2016-06-07 19:00 | 0 | 0 | 0 | 0 | 0 | 913759.8984 | 569433 | 0 | 0 | 0 | 2263986.853 | 0 | 0 | 0 | 0 | 0 | 0 | 0 | 0 | 0 | 0 | 0 | 0 | 0 | 344326.8984 | 0 | 0 | 0 | 0 | 0 | 0 | 0 | 0 | 0 | 0 | 0
2016-06-07 20:00 | 0 | 0 | 0 | 0 | 0 | 920083.8984 | 575757 | 0 | 0 | 0 | 2608313.7514 | 0 | 0 | 0 | 0 | 0 | 0 | 0 | 0 | 0 | 0 | 0 | 0 | 0 | 344326.8984 | 0 | 0 | 0 | 0 | 0 | 0 | 0 | 0 | 0 | 0 | 0
2016-06-07 21:00 | 0 | 0 | 0 | 0 | 0 | 923516.8984 | 579190 | 0 | 0 | 0 | 2952640.6498 | 0 | 0 | 0 | 0 | 0 | 0 | 0 | 0 | 0 | 0 | 0 | 0 | 0 | 344326.8984 | 0 | 0 | 0 | 0 | 0 | 0 | 0 | 0 | 0 | 0 | 0
2016-06-07 22:00 | 0 | 0 | 0 | 0 | 0 | 938685.1378 | 575363 | 0 | 0 | 0 | 3296967.5481 | 0 | 0 | 18995.2394 | 0 | 0 | 0 | 0 | 0 | 0 | 0 | 0 | 0 | 0 | 344326.8984 | 0 | 0 | 0 | 18995.2394 | 0 | 0 | 0 | 0 | 0 | 0 | 0
2016-06-07 23:00 | 0 | 0 | 0 | 0 | 0 | 881123.84 | 564201 | 0 | 0 | 0 | 3613890.3882 | 0 | 0 | 18995.2394 | 0 | 0 | 0 | 0 | 0 | 0 | 0 | 0 | 0 | 0 | 316922.84 | 0 | 0 | 0 | 0 | 0 | 0 | 0 | 0 | 0 | 0 | 0
2016-06-08 | 0 | 0 | 0 | 0 | 0 | 699266.8249 | 548515 | 0 | 0 | 0 | 3764642.2131 | 0 | 0 | 18995.2394 | 0 | 0 | 0 | 0 | 0 | 0 | 0 | 0 | 0 | 0 | 150751.8249 | 0 | 0 | 0 | 0 | 0 | 0 | 0 | 0 | 0 | 0 | 0
2016-06-08 01:00 | 0 | 0 | 0 | 0 | 0 | 387869.5705 | 533334 | 0 | 0 | 0 | 3638173.023 | 0 | 0 | 0 | 0 | 0 | 0 | 0 | 0 | 0 | 0 | 0 | 0 | 0 | -126469.1901 | 0 | 0 | 0 | -18995.2394 | 0 | 0 | 0 | 0 | 0 | 0 | 0
2016-06-08 02:00 | 0 | 0 | 0 | 0 | 109062.9551 | 53480.1466 | 506870 | 0 | 0 | 0 | 3293846.1246 | 0 | 0 | 0 | 0 | 0 | 0 | 0 | 0 | 0 | 0 | 0 | 0 | 0 | -344326.8984 | 0 | 0 | 0 | 0 | 0 | 0 | 0 | 0 | 0 | 0 | 0
2016-06-08 03:00 | 0 | 0 | 0 | 0 | 126648.4297 | 2.672 | 470978 | 0 | 0 | 0 | 2949519.2263 | 0 | 0 | 0 | 0 | 0 | 0 | 0 | 0 | 0 | 0 | 0 | 0 | 0 | -344326.8984 | 0 | 0 | 0 | 0 | 0 | 0 | 0 | 0 | 0 | 0 | 0
2016-06-08 04:00 | 0 | 0 | 0 | 0 | 93238.1016 | 0 | 437565 | 0 | 0 | 0 | 2605192.3279 | 0 | 0 | 0 | 0 | 0 | 0 | 0 | 0 | 0 | 0 | 0 | 0 | 0 | -344326.8984 | 0 | 0 | 0 | 0 | 0 | 0 | 0 | 0 | 0 | 0 | 0
2016-06-08 05:00 | 0 | 0 | 0 | 0 | 64523.1016 | 0 | 408850 | 0 | 0 | 0 | 2260865.4295 | 0 | 0 | 0 | 0 | 0 | 0 | 0 | 0 | 0 | 0 | 0 | 0 | 0 | -344326.8984 | 0 | 0 | 0 | 0 | 0 | 0 | 0 | 0 | 0 | 0 | 0
2016-06-08 06:00 | 0 | 0 | 0 | 0 | 41901.1016 | 0 | 386228 | 0 | 0 | 0 | 1916538.5312 | 0 | 0 | 0 | 0 | 0 | 0 | 0 | 0 | 0 | 0 | 0 | 0 | 0 | -344326.8984 | 0 | 0 | 0 | 0 | 0 | 0 | 0 | 0 | 0 | 0 | 0
2016-06-08 07:00 | 0 | 0 | 0 | 0 | 27159.1016 | 0 | 371486 | 0 | 0 | 0 | 1572211.6328 | 0 | 0 | 0 | 0 | 0 | 0 | 0 | 0 | 0 | 0 | 0 | 0 | 0 | -344326.8984 | 0 | 0 | 0 | 0 | 0 | 0 | 0 | 0 | 0 | 0 | 0
2016-06-08 08:00 | 0 | 0 | 0 | 0 | 20388.1016 | 0 | 364715 | 0 | 0 | 0 | 1227884.7344 | 0 | 0 | 0 | 0 | 0 | 0 | 0 | 0 | 0 | 0 | 0 | 0 | 0 | -344326.8984 | 0 | 0 | 0 | 0 | 0 | 0 | 0 | 0 | 0 | 0 | 0
2016-06-08 09:00 | 0 | 0 | 0 | 0 | 26145.1016 | 0 | 370472 | 0 | 0 | 0 | 883557.8361 | 0 | 0 | 0 | 0 | 0 | 0 | 0 | 0 | 0 | 0 | 0 | 0 | 0 | -344326.8984 | 0 | 0 | 0 | 0 | 0 | 0 | 0 | 0 | 0 | 0 | 0
2016-06-08 10:00 | 0 | 0 | 0 | 0 | 38078.1016 | 0 | 382405 | 0 | 0 | 0 | 539230.9377 | 0 | 0 | 0 | 0 | 0 | 0 | 0 | 0 | 0 | 0 | 0 | 0 | 0 | -344326.8984 | 0 | 0 | 0 | 0 | 0 | 0 | 0 | 0 | 0 | 0 | 0
2016-06-08 11:00 | 0 | 0 | 0 | 0 | 56099.1347 | 5.9669 | 400432 | 0 | 0 | 0 | 194904.0393 | 0 | 0 | 0 | 0 | 0 | 0 | 0 | 0 | 0 | 0 | 0 | 0 | 0 | -344326.8984 | 0 | 0 | 0 | 0 | 0 | 0 | 0 | 0 | 0 | 0 | 0
2016-06-08 12:00 | 0 | 0 | 0 | 0 | 63201.4713 | 162359.4893 | 420465 | 0 | 0 | 0 | 0 | 0 | 0 | 0 | 0 | 0 | 0 | 0 | 0 | 0 | 0 | 0 | 0 | 0 | -194904.0393 | 0 | 0 | 0 | 0 | 0 | 0 | 0 | 0 | 0 | 0 | 0
2016-06-08 13:00 | 0 | 0 | 0 | 0 | 0 | 611272.7823 | 442199 | 0 | 0 | 0 | 169073.7823 | 0 | 0 | 0 | 0 | 0 | 0 | 0 | 0 | 0 | 0 | 0 | 0 | 0 | 169073.7823 | 0 | 0 | 0 | 0 | 0 | 0 | 0 | 0 | 0 | 0 | 0
2016-06-08 14:00 | 0 | 0 | 0 | 0 | 0 | 809572.8984 | 465246 | 0 | 0 | 0 | 513400.6806 | 0 | 0 | 0 | 0 | 0 | 0 | 0 | 0 | 0 | 0 | 0 | 0 | 0 | 344326.8984 | 0 | 0 | 0 | 0 | 0 | 0 | 0 | 0 | 0 | 0 | 0
2016-06-08 15:00 | 0 | 0 | 0 | 0 | 0 | 830343.8984 | 486017 | 0 | 0 | 0 | 857727.579 | 0 | 0 | 0 | 0 | 0 | 0 | 0 | 0 | 0 | 0 | 0 | 0 | 0 | 344326.8984 | 0 | 0 | 0 | 0 | 0 | 0 | 0 | 0 | 0 | 0 | 0
2016-06-08 16:00 | 0 | 0 | 0 | 0 | 0 | 847189.8984 | 502863 | 0 | 0 | 0 | 1202054.4774 | 0 | 0 | 0 | 0 | 0 | 0 | 0 | 0 | 0 | 0 | 0 | 0 | 0 | 344326.8984 | 0 | 0 | 0 | 0 | 0 | 0 | 0 | 0 | 0 | 0 | 0
2016-06-08 17:00 | 0 | 0 | 0 | 0 | 0 | 863435.8984 | 519109 | 0 | 0 | 0 | 1546381.3757 | 0 | 0 | 0 | 0 | 0 | 0 | 0 | 0 | 0 | 0 | 0 | 0 | 0 | 344326.8984 | 0 | 0 | 0 | 0 | 0 | 0 | 0 | 0 | 0 | 0 | 0
2016-06-08 18:00 | 0 | 0 | 0 | 0 | 0 | 876377.8984 | 532051 | 0 | 0 | 0 | 1890708.2741 | 0 | 0 | 0 | 0 | 0 | 0 | 0 | 0 | 0 | 0 | 0 | 0 | 0 | 344326.8984 | 0 | 0 | 0 | 0 | 0 | 0 | 0 | 0 | 0 | 0 | 0
2016-06-08 19:00 | 0 | 0 | 0 | 0 | 0 | 887366.8984 | 543040 | 0 | 0 | 0 | 2235035.1725 | 0 | 0 | 0 | 0 | 0 | 0 | 0 | 0 | 0 | 0 | 0 | 0 | 0 | 344326.8984 | 0 | 0 | 0 | 0 | 0 | 0 | 0 | 0 | 0 | 0 | 0
2016-06-08 20:00 | 0 | 0 | 0 | 0 | 0 | 895649.8984 | 551323 | 0 | 0 | 0 | 2579362.0708 | 0 | 0 | 0 | 0 | 0 | 0 | 0 | 0 | 0 | 0 | 0 | 0 | 0 | 344326.8984 | 0 | 0 | 0 | 0 | 0 | 0 | 0 | 0 | 0 | 0 | 0
2016-06-08 21:00 | 0 | 0 | 0 | 0 | 0 | 900162.8984 | 555836 | 0 | 0 | 0 | 2923688.9692 | 0 | 0 | 0 | 0 | 0 | 0 | 0 | 0 | 0 | 0 | 0 | 0 | 0 | 344326.8984 | 0 | 0 | 0 | 0 | 0 | 0 | 0 | 0 | 0 | 0 | 0
2016-06-08 22:00 | 0 | 0 | 0 | 0 | 0 | 917073.1378 | 553751 | 0 | 0 | 0 | 3268015.8676 | 0 | 0 | 18995.2394 | 0 | 0 | 0 | 0 | 0 | 0 | 0 | 0 | 0 | 0 | 344326.8984 | 0 | 0 | 0 | 18995.2394 | 0 | 0 | 0 | 0 | 0 | 0 | 0
2016-06-08 23:00 | 0 | 0 | 0 | 0 | 11514.5825 | 857601.0764 | 543784 | 0 | 0 | 0 | 3612342.7659 | 0 | 0 | 0 | 0 | 0 | 0 | 0 | 0 | 0 | 0 | 0 | 0 | 0 | 344326.8984 | 0 | 0 | 0 | -18995.2394 | 0 | 0 | 0 | 0 | 0 | 0 | 0
2016-06-09 | 0 | 0 | 0 | 0 | 0 | 674438.9628 | 530422 | 0 | 0 | 0 | 3756359.7288 | 0 | 0 | 0 | 0 | 0 | 0 | 0 | 0 | 0 | 0 | 0 | 0 | 0 | 144016.9628 | 0 | 0 | 0 | 0 | 0 | 0 | 0 | 0 | 0 | 0 | 0
2016-06-09 01:00 | 0 | 0 | 0 | 0 | 0 | 367595.9663 | 517442 | 0 | 0 | 0 | 3606513.695 | 0 | 0 | 0 | 0 | 0 | 0 | 0 | 0 | 0 | 0 | 0 | 0 | 0 | -149846.0337 | 0 | 0 | 0 | 0 | 0 | 0 | 0 | 0 | 0 | 0 | 0
2016-06-09 02:00 | 0 | 0 | 0 | 0 | 101815.4616 | 48260.64 | 494403 | 0 | 0 | 0 | 3262186.7967 | 0 | 0 | 0 | 0 | 0 | 0 | 0 | 0 | 0 | 0 | 0 | 0 | 0 | -344326.8984 | 0 | 0 | 0 | 0 | 0 | 0 | 0 | 0 | 0 | 0 | 0
2016-06-09 03:00 | 0 | 0 | 0 | 0 | 117176.0388 | 2.0628 | 461505 | 0 | 0 | 0 | 2917859.8983 | 0 | 0 | 0 | 0 | 0 | 0 | 0 | 0 | 0 | 0 | 0 | 0 | 0 | -344326.8984 | 0 | 0 | 0 | 0 | 0 | 0 | 0 | 0 | 0 | 0 | 0
2016-06-09 04:00 | 0 | 0 | 0 | 0 | 85158.1016 | 0 | 429485 | 0 | 0 | 0 | 2573532.9999 | 0 | 0 | 0 | 0 | 0 | 0 | 0 | 0 | 0 | 0 | 0 | 0 | 0 | -344326.8984 | 0 | 0 | 0 | 0 | 0 | 0 | 0 | 0 | 0 | 0 | 0
2016-06-09 05:00 | 0 | 0 | 0 | 0 | 58522.1016 | 0 | 402849 | 0 | 0 | 0 | 2229206.1016 | 0 | 0 | 0 | 0 | 0 | 0 | 0 | 0 | 0 | 0 | 0 | 0 | 0 | -344326.8984 | 0 | 0 | 0 | 0 | 0 | 0 | 0 | 0 | 0 | 0 | 0
2016-06-09 06:00 | 0 | 0 | 0 | 0 | 38151.1016 | 0 | 382478 | 0 | 0 | 0 | 1884879.2032 | 0 | 0 | 0 | 0 | 0 | 0 | 0 | 0 | 0 | 0 | 0 | 0 | 0 | -344326.8984 | 0 | 0 | 0 | 0 | 0 | 0 | 0 | 0 | 0 | 0 | 0
2016-06-09 07:00 | 0 | 0 | 0 | 0 | 24494.1016 | 0 | 368821 | 0 | 0 | 0 | 1540552.3048 | 0 | 0 | 0 | 0 | 0 | 0 | 0 | 0 | 0 | 0 | 0 | 0 | 0 | -344326.8984 | 0 | 0 | 0 | 0 | 0 | 0 | 0 | 0 | 0 | 0 | 0
2016-06-09 08:00 | 0 | 0 | 0 | 0 | 18382.1016 | 0 | 362709 | 0 | 0 | 0 | 1196225.4065 | 0 | 0 | 0 | 0 | 0 | 0 | 0 | 0 | 0 | 0 | 0 | 0 | 0 | -344326.8984 | 0 | 0 | 0 | 0 | 0 | 0 | 0 | 0 | 0 | 0 | 0
2016-06-09 09:00 | 0 | 0 | 0 | 0 | 22289.1016 | 0 | 366616 | 0 | 0 | 0 | 851898.5081 | 0 | 0 | 0 | 0 | 0 | 0 | 0 | 0 | 0 | 0 | 0 | 0 | 0 | -344326.8984 | 0 | 0 | 0 | 0 | 0 | 0 | 0 | 0 | 0 | 0 | 0
2016-06-09 10:00 | 0 | 0 | 0 | 0 | 35988.1016 | 0 | 380315 | 0 | 0 | 0 | 507571.6097 | 0 | 0 | 0 | 0 | 0 | 0 | 0 | 0 | 0 | 0 | 0 | 0 | 0 | -344326.8984 | 0 | 0 | 0 | 0 | 0 | 0 | 0 | 0 | 0 | 0 | 0
2016-06-09 11:00 | 0 | 0 | 0 | 0 | 53967.0368 | 10.0649 | 398304 | 0 | 0 | 0 | 163244.7114 | 0 | 0 | 0 | 0 | 0 | 0 | 0 | 0 | 0 | 0 | 0 | 0 | 0 | -344326.8984 | 0 | 0 | 0 | 0 | 0 | 0 | 0 | 0 | 0 | 0 | 0
2016-06-09 12:00 | 0 | 0 | 0 | 0 | 96373.9754 | 159701.3133 | 419320 | 0 | 0 | 0 | 0 | 0 | 0 | 0 | 0 | 0 | 0 | 0 | 0 | 0 | 0 | 0 | 0 | 0 | -163244.7114 | 0 | 0 | 0 | 0 | 0 | 0 | 0 | 0 | 0 | 0 | 0
2016-06-09 13:00 | 0 | 0 | 0 | 0 | 0 | 586432.6649 | 441583 | 0 | 0 | 0 | 144849.6649 | 0 | 0 | 0 | 0 | 0 | 0 | 0 | 0 | 0 | 0 | 0 | 0 | 0 | 144849.6649 | 0 | 0 | 0 | 0 | 0 | 0 | 0 | 0 | 0 | 0 | 0
2016-06-09 14:00 | 0 | 0 | 0 | 0 | 0 | 808923.8984 | 464597 | 0 | 0 | 0 | 489176.5632 | 0 | 0 | 0 | 0 | 0 | 0 | 0 | 0 | 0 | 0 | 0 | 0 | 0 | 344326.8984 | 0 | 0 | 0 | 0 | 0 | 0 | 0 | 0 | 0 | 0 | 0
2016-06-09 15:00 | 0 | 0 | 0 | 0 | 0 | 830205.8984 | 485879 | 0 | 0 | 0 | 833503.4616 | 0 | 0 | 0 | 0 | 0 | 0 | 0 | 0 | 0 | 0 | 0 | 0 | 0 | 344326.8984 | 0 | 0 | 0 | 0 | 0 | 0 | 0 | 0 | 0 | 0 | 0
2016-06-09 16:00 | 0 | 0 | 0 | 0 | 0 | 850315.8984 | 505989 | 0 | 0 | 0 | 1177830.36 | 0 | 0 | 0 | 0 | 0 | 0 | 0 | 0 | 0 | 0 | 0 | 0 | 0 | 344326.8984 | 0 | 0 | 0 | 0 | 0 | 0 | 0 | 0 | 0 | 0 | 0
2016-06-09 17:00 | 0 | 0 | 0 | 0 | 0 | 869093.8984 | 524767 | 0 | 0 | 0 | 1522157.2583 | 0 | 0 | 0 | 0 | 0 | 0 | 0 | 0 | 0 | 0 | 0 | 0 | 0 | 344326.8984 | 0 | 0 | 0 | 0 | 0 | 0 | 0 | 0 | 0 | 0 | 0
2016-06-09 18:00 | 0 | 0 | 0 | 0 | 0 | 884325.8984 | 539999 | 0 | 0 | 0 | 1866484.1567 | 0 | 0 | 0 | 0 | 0 | 0 | 0 | 0 | 0 | 0 | 0 | 0 | 0 | 344326.8984 | 0 | 0 | 0 | 0 | 0 | 0 | 0 | 0 | 0 | 0 | 0
2016-06-09 19:00 | 0 | 0 | 0 | 0 | 0 | 897100.8984 | 552774 | 0 | 0 | 0 | 2210811.0551 | 0 | 0 | 0 | 0 | 0 | 0 | 0 | 0 | 0 | 0 | 0 | 0 | 0 | 344326.8984 | 0 | 0 | 0 | 0 | 0 | 0 | 0 | 0 | 0 | 0 | 0
2016-06-09 20:00 | 0 | 0 | 0 | 0 | 0 | 904920.8984 | 560594 | 0 | 0 | 0 | 2555137.9534 | 0 | 0 | 0 | 0 | 0 | 0 | 0 | 0 | 0 | 0 | 0 | 0 | 0 | 344326.8984 | 0 | 0 | 0 | 0 | 0 | 0 | 0 | 0 | 0 | 0 | 0
2016-06-09 21:00 | 0 | 0 | 0 | 0 | 0 | 911172.8984 | 566846 | 0 | 0 | 0 | 2899464.8518 | 0 | 0 | 0 | 0 | 0 | 0 | 0 | 0 | 0 | 0 | 0 | 0 | 0 | 344326.8984 | 0 | 0 | 0 | 0 | 0 | 0 | 0 | 0 | 0 | 0 | 0
2016-06-09 22:00 | 0 | 0 | 0 | 0 | 0 | 908697.8984 | 564371 | 0 | 0 | 0 | 3243791.7502 | 0 | 0 | 0 | 0 | 0 | 0 | 0 | 0 | 0 | 0 | 0 | 0 | 0 | 344326.8984 | 0 | 0 | 0 | 0 | 0 | 0 | 0 | 0 | 0 | 0 | 0
2016-06-09 23:00 | 0 | 0 | 0 | 0 | 0 | 917640.1378 | 554318 | 0 | 0 | 0 | 3588118.6485 | 0 | 0 | 18995.2394 | 0 | 0 | 0 | 0 | 0 | 0 | 0 | 0 | 0 | 0 | 344326.8984 | 0 | 0 | 0 | 18995.2394 | 0 | 0 | 0 | 0 | 0 | 0 | 0
2016-06-10 | 0 | 0 | 0 | 0 | 0 | 746925.7523 | 540316 | 0 | 0 | 0 | 3794728.4008 | 0 | 0 | 18995.2394 | 0 | 0 | 0 | 0 | 0 | 0 | 0 | 0 | 0 | 0 | 206609.7523 | 0 | 0 | 0 | 0 | 0 | 0 | 0 | 0 | 0 | 0 | 0
2016-06-10 01:00 | 0 | 0 | 0 | 0 | 0 | 433589.144 | 530398 | 0 | 0 | 0 | 3716914.7842 | 0 | 0 | 0 | 0 | 0 | 0 | 0 | 0 | 0 | 0 | 0 | 0 | 0 | -77813.6165 | 0 | 0 | 0 | -18995.2394 | 0 | 0 | 0 | 0 | 0 | 0 | 0
2016-06-10 02:00 | 0 | 0 | 0 | 0 | 88446.1244 | 72649.9773 | 505423 | 0 | 0 | 0 | 3372587.8859 | 0 | 0 | 0 | 0 | 0 | 0 | 0 | 0 | 0 | 0 | 0 | 0 | 0 | -344326.8984 | 0 | 0 | 0 | 0 | 0 | 0 | 0 | 0 | 0 | 0 | 0
2016-06-10 03:00 | 0 | 0 | 0 | 0 | 128768.2635 | 2.8381 | 473098 | 0 | 0 | 0 | 3028260.9875 | 0 | 0 | 0 | 0 | 0 | 0 | 0 | 0 | 0 | 0 | 0 | 0 | 0 | -344326.8984 | 0 | 0 | 0 | 0 | 0 | 0 | 0 | 0 | 0 | 0 | 0
2016-06-10 04:00 | 0 | 0 | 0 | 0 | 94066.1016 | 0 | 438393 | 0 | 0 | 0 | 2683934.0891 | 0 | 0 | 0 | 0 | 0 | 0 | 0 | 0 | 0 | 0 | 0 | 0 | 0 | -344326.8984 | 0 | 0 | 0 | 0 | 0 | 0 | 0 | 0 | 0 | 0 | 0
2016-06-10 05:00 | 0 | 0 | 0 | 0 | 67185.1016 | 0 | 411512 | 0 | 0 | 0 | 2339607.1908 | 0 | 0 | 0 | 0 | 0 | 0 | 0 | 0 | 0 | 0 | 0 | 0 | 0 | -344326.8984 | 0 | 0 | 0 | 0 | 0 | 0 | 0 | 0 | 0 | 0 | 0
2016-06-10 06:00 | 0 | 0 | 0 | 0 | 46899.1016 | 0 | 391226 | 0 | 0 | 0 | 1995280.2924 | 0 | 0 | 0 | 0 | 0 | 0 | 0 | 0 | 0 | 0 | 0 | 0 | 0 | -344326.8984 | 0 | 0 | 0 | 0 | 0 | 0 | 0 | 0 | 0 | 0 | 0
2016-06-10 07:00 | 0 | 0 | 0 | 0 | 32558.1016 | 0 | 376885 | 0 | 0 | 0 | 1650953.3941 | 0 | 0 | 0 | 0 | 0 | 0 | 0 | 0 | 0 | 0 | 0 | 0 | 0 | -344326.8984 | 0 | 0 | 0 | 0 | 0 | 0 | 0 | 0 | 0 | 0 | 0
2016-06-10 08:00 | 0 | 0 | 0 | 0 | 25219.1016 | 0 | 369546 | 0 | 0 | 0 | 1306626.4957 | 0 | 0 | 0 | 0 | 0 | 0 | 0 | 0 | 0 | 0 | 0 | 0 | 0 | -344326.8984 | 0 | 0 | 0 | 0 | 0 | 0 | 0 | 0 | 0 | 0 | 0
2016-06-10 09:00 | 0 | 0 | 0 | 0 | 28071.1016 | 0 | 372398 | 0 | 0 | 0 | 962299.5973 | 0 | 0 | 0 | 0 | 0 | 0 | 0 | 0 | 0 | 0 | 0 | 0 | 0 | -344326.8984 | 0 | 0 | 0 | 0 | 0 | 0 | 0 | 0 | 0 | 0 | 0
2016-06-10 10:00 | 0 | 0 | 0 | 0 | 39530.1016 | 0 | 383857 | 0 | 0 | 0 | 617972.699 | 0 | 0 | 0 | 0 | 0 | 0 | 0 | 0 | 0 | 0 | 0 | 0 | 0 | -344326.8984 | 0 | 0 | 0 | 0 | 0 | 0 | 0 | 0 | 0 | 0 | 0
2016-06-10 11:00 | 0 | 0 | 0 | 0 | 58408.4479 | 12.6538 | 402748 | 0 | 0 | 0 | 273645.8006 | 0 | 0 | 0 | 0 | 0 | 0 | 0 | 0 | 0 | 0 | 0 | 0 | 0 | -344326.8984 | 0 | 0 | 0 | 0 | 0 | 0 | 0 | 0 | 0 | 0 | 0
2016-06-10 12:00 | 0 | 0 | 0 | 0 | 225103.3546 | 175232.5381 | 426829 | 0 | 0 | 0 | 247152.6933 | 0 | 0 | 0 | 0 | 0 | 0 | 0 | 0 | 0 | 0 | 0 | 0 | 0 | -26493.1073 | 0 | 0 | 0 | 0 | 0 | 0 | 0 | 0 | 0 | 0 | 0
2016-06-10 13:00 | 0 | 0 | 0 | 0 | 0 | 592768.7097 | 454646 | 0 | 0 | 0 | 385275.403 | 0 | 0 | 0 | 0 | 0 | 0 | 0 | 0 | 0 | 0 | 0 | 0 | 0 | 138122.7097 | 0 | 0 | 0 | 0 | 0 | 0 | 0 | 0 | 0 | 0 | 0
2016-06-10 14:00 | 0 | 0 | 0 | 0 | 11390.7105 | 815237.1878 | 482301 | 0 | 0 | 0 | 729602.3014 | 0 | 0 | 0 | 0 | 0 | 0 | 0 | 0 | 0 | 0 | 0 | 0 | 0 | 344326.8984 | 0 | 0 | 0 | 0 | 0 | 0 | 0 | 0 | 0 | 0 | 0
2016-06-10 15:00 | 0 | 0 | 0 | 0 | 0 | 853199.8984 | 508873 | 0 | 0 | 0 | 1073929.1997 | 0 | 0 | 0 | 0 | 0 | 0 | 0 | 0 | 0 | 0 | 0 | 0 | 0 | 344326.8984 | 0 | 0 | 0 | 0 | 0 | 0 | 0 | 0 | 0 | 0 | 0
2016-06-10 16:00 | 0 | 0 | 0 | 0 | 0 | 876231.8984 | 531905 | 0 | 0 | 0 | 1418256.0981 | 0 | 0 | 0 | 0 | 0 | 0 | 0 | 0 | 0 | 0 | 0 | 0 | 0 | 344326.8984 | 0 | 0 | 0 | 0 | 0 | 0 | 0 | 0 | 0 | 0 | 0
2016-06-10 17:00 | 0 | 0 | 0 | 0 | 0 | 895348.8984 | 551022 | 0 | 0 | 0 | 1762582.9965 | 0 | 0 | 0 | 0 | 0 | 0 | 0 | 0 | 0 | 0 | 0 | 0 | 0 | 344326.8984 | 0 | 0 | 0 | 0 | 0 | 0 | 0 | 0 | 0 | 0 | 0
2016-06-10 18:00 | 0 | 0 | 0 | 0 | 0 | 911640.8984 | 567314 | 0 | 0 | 0 | 2106909.8948 | 0 | 0 | 0 | 0 | 0 | 0 | 0 | 0 | 0 | 0 | 0 | 0 | 0 | 344326.8984 | 0 | 0 | 0 | 0 | 0 | 0 | 0 | 0 | 0 | 0 | 0
2016-06-10 19:00 | 0 | 0 | 0 | 0 | 0 | 924194.8984 | 579868 | 0 | 0 | 0 | 2451236.7932 | 0 | 0 | 0 | 0 | 0 | 0 | 0 | 0 | 0 | 0 | 0 | 0 | 0 | 344326.8984 | 0 | 0 | 0 | 0 | 0 | 0 | 0 | 0 | 0 | 0 | 0
2016-06-10 20:00 | 0 | 0 | 0 | 0 | 0 | 944439.3475 | 589997 | 0 | 0 | 0 | 2795563.6916 | 0 | 0 | 10115.4491 | 0 | 0 | 0 | 0 | 0 | 0 | 0 | 0 | 0 | 0 | 344326.8984 | 0 | 0 | 0 | 10115.4491 | 0 | 0 | 0 | 0 | 0 | 0 | 0
2016-06-10 21:00 | 0 | 0 | 0 | 0 | 0 | 946626.6887 | 593420 | 0 | 0 | 0 | 3139890.5899 | 0 | 0 | 18995.2394 | 0 | 0 | 0 | 0 | 0 | 0 | 0 | 0 | 0 | 0 | 344326.8984 | 0 | 0 | 0 | 8879.7903 | 0 | 0 | 0 | 0 | 0 | 0 | 0
2016-06-10 22:00 | 0 | 0 | 0 | 0 | 0 | 871505.6241 | 587600 | 0 | 0 | 0 | 3442791.4535 | 0 | 0 | 0 | 0 | 0 | 0 | 0 | 0 | 0 | 0 | 0 | 0 | 0 | 302900.8635 | 0 | 0 | 0 | -18995.2394 | 0 | 0 | 0 | 0 | 0 | 0 | 0
2016-06-10 23:00 | 0 | 0 | 0 | 0 | 0 | 744030.4455 | 573688 | 0 | 0 | 0 | 3613133.899 | 0 | 0 | 0 | 0 | 0 | 0 | 0 | 0 | 0 | 0 | 0 | 0 | 0 | 170342.4455 | 0 | 0 | 0 | 0 | 0 | 0 | 0 | 0 | 0 | 0 | 0
2016-06-11 | 0 | 0 | 0 | 0 | 0 | 560823.8762 | 556480 | 0 | 0 | 0 | 3617477.7752 | 0 | 0 | 0 | 0 | 0 | 0 | 0 | 0 | 0 | 0 | 0 | 0 | 0 | 4343.8762 | 0 | 0 | 0 | 0 | 0 | 0 | 0 | 0 | 0 | 0 | 0
2016-06-11 01:00 | 0 | 0 | 0 | 0 | 0 | 296178.0806 | 540736 | 0 | 0 | 0 | 3372919.8558 | 0 | 0 | 0 | 0 | 0 | 0 | 0 | 0 | 0 | 0 | 0 | 0 | 0 | -244557.9194 | 0 | 0 | 0 | 0 | 0 | 0 | 0 | 0 | 0 | 0 | 0
2016-06-11 02:00 | 0 | 0 | 0 | 0 | 128246.261 | 45065.8406 | 517639 | 0 | 0 | 0 | 3028592.9574 | 0 | 0 | 0 | 0 | 0 | 0 | 0 | 0 | 0 | 0 | 0 | 0 | 0 | -344326.8984 | 0 | 0 | 0 | 0 | 0 | 0 | 0 | 0 | 0 | 0 | 0
2016-06-11 03:00 | 0 | 0 | 0 | 0 | 142309.4744 | 3.6272 | 486640 | 0 | 0 | 0 | 2684266.059 | 0 | 0 | 0 | 0 | 0 | 0 | 0 | 0 | 0 | 0 | 0 | 0 | 0 | -344326.8984 | 0 | 0 | 0 | 0 | 0 | 0 | 0 | 0 | 0 | 0 | 0
2016-06-11 04:00 | 0 | 0 | 0 | 0 | 110904.1016 | 0 | 455231 | 0 | 0 | 0 | 2339939.1607 | 0 | 0 | 0 | 0 | 0 | 0 | 0 | 0 | 0 | 0 | 0 | 0 | 0 | -344326.8984 | 0 | 0 | 0 | 0 | 0 | 0 | 0 | 0 | 0 | 0 | 0
2016-06-11 05:00 | 0 | 0 | 0 | 0 | 82126.1016 | 0 | 426453 | 0 | 0 | 0 | 1995612.2623 | 0 | 0 | 0 | 0 | 0 | 0 | 0 | 0 | 0 | 0 | 0 | 0 | 0 | -344326.8984 | 0 | 0 | 0 | 0 | 0 | 0 | 0 | 0 | 0 | 0 | 0
2016-06-11 06:00 | 0 | 0 | 0 | 0 | 61362.1016 | 0 | 405689 | 0 | 0 | 0 | 1651285.3639 | 0 | 0 | 0 | 0 | 0 | 0 | 0 | 0 | 0 | 0 | 0 | 0 | 0 | -344326.8984 | 0 | 0 | 0 | 0 | 0 | 0 | 0 | 0 | 0 | 0 | 0
2016-06-11 07:00 | 0 | 0 | 0 | 0 | 43918.1016 | 0 | 388245 | 0 | 0 | 0 | 1306958.4656 | 0 | 0 | 0 | 0 | 0 | 0 | 0 | 0 | 0 | 0 | 0 | 0 | 0 | -344326.8984 | 0 | 0 | 0 | 0 | 0 | 0 | 0 | 0 | 0 | 0 | 0
2016-06-11 08:00 | 0 | 0 | 0 | 0 | 31645.1016 | 0 | 375972 | 0 | 0 | 0 | 962631.5672 | 0 | 0 | 0 | 0 | 0 | 0 | 0 | 0 | 0 | 0 | 0 | 0 | 0 | -344326.8984 | 0 | 0 | 0 | 0 | 0 | 0 | 0 | 0 | 0 | 0 | 0
2016-06-11 09:00 | 0 | 0 | 0 | 0 | 27729.1016 | 0 | 372056 | 0 | 0 | 0 | 618304.6688 | 0 | 0 | 0 | 0 | 0 | 0 | 0 | 0 | 0 | 0 | 0 | 0 | 0 | -344326.8984 | 0 | 0 | 0 | 0 | 0 | 0 | 0 | 0 | 0 | 0 | 0
2016-06-11 10:00 | 0 | 0 | 0 | 0 | 565081.1933 | 0 | 372473 | 0 | 0 | 0 | 810912.8622 | 0 | 0 | 0 | 0 | 0 | 0 | 0 | 0 | 0 | 0 | 0 | 0 | 0 | 192608.1933 | 0 | 0 | 0 | 0 | 0 | 0 | 0 | 0 | 0 | 0 | 0
2016-06-11 11:00 | 0 | 0 | 0 | 0 | 38051.9846 | 11.117 | 382390 | 0 | 0 | 0 | 466585.9638 | 0 | 0 | 0 | 0 | 0 | 0 | 0 | 0 | 0 | 0 | 0 | 0 | 0 | -344326.8984 | 0 | 0 | 0 | 0 | 0 | 0 | 0 | 0 | 0 | 0 | 0
2016-06-11 12:00 | 0 | 0 | 0 | 0 | 0 | 127537.0311 | 405494 | 0 | 0 | 0 | 188628.995 | 0 | 0 | 0 | 0 | 0 | 0 | 0 | 0 | 0 | 0 | 0 | 0 | 0 | -277956.9689 | 0 | 0 | 0 | 0 | 0 | 0 | 0 | 0 | 0 | 0 | 0
2016-06-11 13:00 | 0 | 0 | 0 | 0 | 119449.6455 | 427232.9628 | 438077 | 0 | 0 | 0 | 297234.6032 | 0 | 0 | 0 | 0 | 0 | 0 | 0 | 0 | 0 | 0 | 0 | 0 | 0 | 108605.6083 | 0 | 0 | 0 | 0 | 0 | 0 | 0 | 0 | 0 | 0 | 0
2016-06-11 14:00 | 0 | 0 | 0 | 0 | 144147.277 | 673519.6213 | 473340 | 0 | 0 | 0 | 641561.5016 | 0 | 0 | 0 | 0 | 0 | 0 | 0 | 0 | 0 | 0 | 0 | 0 | 0 | 344326.8984 | 0 | 0 | 0 | 0 | 0 | 0 | 0 | 0 | 0 | 0 | 0
2016-06-11 15:00 | 0 | 0 | 0 | 0 | 20473.0117 | 830519.8866 | 506666 | 0 | 0 | 0 | 985888.4 | 0 | 0 | 0 | 0 | 0 | 0 | 0 | 0 | 0 | 0 | 0 | 0 | 0 | 344326.8984 | 0 | 0 | 0 | 0 | 0 | 0 | 0 | 0 | 0 | 0 | 0
2016-06-11 16:00 | 0 | 0 | 0 | 0 | 0 | 879078.8984 | 534752 | 0 | 0 | 0 | 1330215.2983 | 0 | 0 | 0 | 0 | 0 | 0 | 0 | 0 | 0 | 0 | 0 | 0 | 0 | 344326.8984 | 0 | 0 | 0 | 0 | 0 | 0 | 0 | 0 | 0 | 0 | 0
2016-06-11 17:00 | 0 | 0 | 0 | 0 | 0 | 899611.8984 | 555285 | 0 | 0 | 0 | 1674542.1967 | 0 | 0 | 0 | 0 | 0 | 0 | 0 | 0 | 0 | 0 | 0 | 0 | 0 | 344326.8984 | 0 | 0 | 0 | 0 | 0 | 0 | 0 | 0 | 0 | 0 | 0
2016-06-11 18:00 | 0 | 0 | 0 | 0 | 0 | 934328.1378 | 571006 | 0 | 0 | 0 | 2018869.0951 | 0 | 0 | 18995.2394 | 0 | 0 | 0 | 0 | 0 | 0 | 0 | 0 | 0 | 0 | 344326.8984 | 0 | 0 | 0 | 18995.2394 | 0 | 0 | 0 | 0 | 0 | 0 | 0
2016-06-11 19:00 | 0 | 0 | 0 | 0 | 0 | 919101.0459 | 582511 | 0 | 0 | 0 | 2363195.9934 | 0 | 0 | 11258.3869 | 0 | 0 | 0 | 0 | 0 | 0 | 0 | 0 | 0 | 0 | 344326.8984 | 0 | 0 | 0 | -7736.8525 | 0 | 0 | 0 | 0 | 0 | 0 | 0
2016-06-11 20:00 | 0 | 0 | 0 | 0 | 0 | 887383.3405 | 590597 | 0 | 0 | 0 | 2671240.7208 | 0 | 0 | 0 | 0 | 0 | 0 | 0 | 0 | 0 | 0 | 0 | 0 | 0 | 308044.7274 | 0 | 0 | 0 | -11258.3869 | 0 | 0 | 0 | 0 | 0 | 0 | 0
2016-06-11 21:00 | 0 | 0 | 0 | 0 | 0 | 837530.8738 | 595049 | 0 | 0 | 0 | 2913722.5946 | 0 | 0 | 0 | 0 | 0 | 0 | 0 | 0 | 0 | 0 | 0 | 0 | 0 | 242481.8738 | 0 | 0 | 0 | 0 | 0 | 0 | 0 | 0 | 0 | 0 | 0
2016-06-11 22:00 | 0 | 0 | 0 | 0 | 0 | 761403.9833 | 591829 | 0 | 0 | 0 | 3083297.5779 | 0 | 0 | 0 | 0 | 0 | 0 | 0 | 0 | 0 | 0 | 0 | 0 | 0 | 169574.9833 | 0 | 0 | 0 | 0 | 0 | 0 | 0 | 0 | 0 | 0 | 0
2016-06-11 23:00 | 0 | 0 | 0 | 0 | 0 | 653076.7723 | 580903 | 0 | 0 | 0 | 3155471.3503 | 0 | 0 | 0 | 0 | 0 | 0 | 0 | 0 | 0 | 0 | 0 | 0 | 0 | 72173.7723 | 0 | 0 | 0 | 0 | 0 | 0 | 0 | 0 | 0 | 0 | 0
2016-06-12 | 0 | 0 | 0 | 0 | 0 | 496664.8156 | 566512 | 0 | 0 | 0 | 3085624.1659 | 0 | 0 | 0 | 0 | 0 | 0 | 0 | 0 | 0 | 0 | 0 | 0 | 0 | -69847.1844 | 0 | 0 | 0 | 0 | 0 | 0 | 0 | 0 | 0 | 0 | 0
2016-06-12 01:00 | 0 | 0 | 0 | 0 | 0 | 281437.349 | 552841 | 0 | 0 | 0 | 2814220.5149 | 0 | 0 | 0 | 0 | 0 | 0 | 0 | 0 | 0 | 0 | 0 | 0 | 0 | -271403.651 | 0 | 0 | 0 | 0 | 0 | 0 | 0 | 0 | 0 | 0 | 0
2016-06-12 02:00 | 0 | 0 | 0 | 0 | 152676.3726 | 34296.729 | 531300 | 0 | 0 | 0 | 2469893.6165 | 0 | 0 | 0 | 0 | 0 | 0 | 0 | 0 | 0 | 0 | 0 | 0 | 0 | -344326.8984 | 0 | 0 | 0 | 0 | 0 | 0 | 0 | 0 | 0 | 0 | 0
2016-06-12 03:00 | 0 | 0 | 0 | 0 | 156913.8865 | 2.2151 | 501243 | 0 | 0 | 0 | 2125566.7182 | 0 | 0 | 0 | 0 | 0 | 0 | 0 | 0 | 0 | 0 | 0 | 0 | 0 | -344326.8984 | 0 | 0 | 0 | 0 | 0 | 0 | 0 | 0 | 0 | 0 | 0
2016-06-12 04:00 | 0 | 0 | 0 | 0 | 126360.1016 | 0 | 470687 | 0 | 0 | 0 | 1781239.8198 | 0 | 0 | 0 | 0 | 0 | 0 | 0 | 0 | 0 | 0 | 0 | 0 | 0 | -344326.8984 | 0 | 0 | 0 | 0 | 0 | 0 | 0 | 0 | 0 | 0 | 0
2016-06-12 05:00 | 0 | 0 | 0 | 0 | 97727.1016 | 0 | 442054 | 0 | 0 | 0 | 1436912.9214 | 0 | 0 | 0 | 0 | 0 | 0 | 0 | 0 | 0 | 0 | 0 | 0 | 0 | -344326.8984 | 0 | 0 | 0 | 0 | 0 | 0 | 0 | 0 | 0 | 0 | 0
2016-06-12 06:00 | 0 | 0 | 0 | 0 | 73884.1016 | 0 | 418211 | 0 | 0 | 0 | 1092586.0231 | 0 | 0 | 0 | 0 | 0 | 0 | 0 | 0 | 0 | 0 | 0 | 0 | 0 | -344326.8984 | 0 | 0 | 0 | 0 | 0 | 0 | 0 | 0 | 0 | 0 | 0
2016-06-12 07:00 | 0 | 0 | 0 | 0 | 56101.1016 | 0 | 400428 | 0 | 0 | 0 | 748259.1247 | 0 | 0 | 0 | 0 | 0 | 0 | 0 | 0 | 0 | 0 | 0 | 0 | 0 | -344326.8984 | 0 | 0 | 0 | 0 | 0 | 0 | 0 | 0 | 0 | 0 | 0
2016-06-12 08:00 | 0 | 0 | 0 | 0 | 43240.1016 | 0 | 387567 | 0 | 0 | 0 | 403932.2263 | 0 | 0 | 0 | 0 | 0 | 0 | 0 | 0 | 0 | 0 | 0 | 0 | 0 | -344326.8984 | 0 | 0 | 0 | 0 | 0 | 0 | 0 | 0 | 0 | 0 | 0
2016-06-12 09:00 | 0 | 0 | 0 | 0 | 664741.5704 | 0 | 380020 | 0 | 0 | 0 | 688653.7967 | 0 | 0 | 0 | 0 | 0 | 0 | 0 | 0 | 0 | 0 | 0 | 0 | 0 | 284721.5704 | 0 | 0 | 0 | 0 | 0 | 0 | 0 | 0 | 0 | 0 | 0
2016-06-12 10:00 | 0 | 0 | 0 | 0 | 31883.1016 | 0 | 376210 | 0 | 0 | 0 | 344326.8984 | 0 | 0 | 0 | 0 | 0 | 0 | 0 | 0 | 0 | 0 | 0 | 0 | 0 | -344326.8984 | 0 | 0 | 0 | 0 | 0 | 0 | 0 | 0 | 0 | 0 | 0
2016-06-12 11:00 | 0 | 0 | 0 | 0 | 39691.8823 | 5.2193 | 384024 | 0 | 0 | 0 | 0 | 0 | 0 | 0 | 0 | 0 | 0 | 0 | 0 | 0 | 0 | 0 | 0 | 0 | -344326.8984 | 0 | 0 | 0 | 0 | 0 | 0 | 0 | 0 | 0 | 0 | 0
2016-06-12 12:00 | 0 | 0 | 0 | 0 | 264014.5274 | 143943.4726 | 407958 | 0 | 0 | 0 | 0 | 0 | 0 | 0 | 0 | 0 | 0 | 0 | 0 | 0 | 0 | 0 | 0 | 0 | 0 | 0 | 0 | 0 | 0 | 0 | 0 | 0 | 0 | 0 | 0 | 0
2016-06-12 13:00 | 0 | 0 | 0 | 0 | 0 | 572838.0391 | 437678 | 0 | 0 | 0 | 135160.0391 | 0 | 0 | 0 | 0 | 0 | 0 | 0 | 0 | 0 | 0 | 0 | 0 | 0 | 135160.0391 | 0 | 0 | 0 | 0 | 0 | 0 | 0 | 0 | 0 | 0 | 0
2016-06-12 14:00 | 0 | 0 | 0 | 0 | 0 | 812338.8984 | 468012 | 0 | 0 | 0 | 479486.9374 | 0 | 0 | 0 | 0 | 0 | 0 | 0 | 0 | 0 | 0 | 0 | 0 | 0 | 344326.8984 | 0 | 0 | 0 | 0 | 0 | 0 | 0 | 0 | 0 | 0 | 0
2016-06-12 15:00 | 0 | 0 | 0 | 0 | 0 | 839013.8984 | 494687 | 0 | 0 | 0 | 823813.8358 | 0 | 0 | 0 | 0 | 0 | 0 | 0 | 0 | 0 | 0 | 0 | 0 | 0 | 344326.8984 | 0 | 0 | 0 | 0 | 0 | 0 | 0 | 0 | 0 | 0 | 0
2016-06-12 16:00 | 0 | 0 | 0 | 0 | 0 | 861748.8984 | 517422 | 0 | 0 | 0 | 1168140.7342 | 0 | 0 | 0 | 0 | 0 | 0 | 0 | 0 | 0 | 0 | 0 | 0 | 0 | 344326.8984 | 0 | 0 | 0 | 0 | 0 | 0 | 0 | 0 | 0 | 0 | 0
2016-06-12 17:00 | 0 | 0 | 0 | 0 | 0 | 878813.8984 | 534487 | 0 | 0 | 0 | 1512467.6325 | 0 | 0 | 0 | 0 | 0 | 0 | 0 | 0 | 0 | 0 | 0 | 0 | 0 | 344326.8984 | 0 | 0 | 0 | 0 | 0 | 0 | 0 | 0 | 0 | 0 | 0
2016-06-12 18:00 | 0 | 0 | 0 | 0 | 0 | 889947.8984 | 545621 | 0 | 0 | 0 | 1856794.5309 | 0 | 0 | 0 | 0 | 0 | 0 | 0 | 0 | 0 | 0 | 0 | 0 | 0 | 344326.8984 | 0 | 0 | 0 | 0 | 0 | 0 | 0 | 0 | 0 | 0 | 0
2016-06-12 19:00 | 0 | 0 | 0 | 0 | 0 | 897050.8984 | 552724 | 0 | 0 | 0 | 2201121.4293 | 0 | 0 | 0 | 0 | 0 | 0 | 0 | 0 | 0 | 0 | 0 | 0 | 0 | 344326.8984 | 0 | 0 | 0 | 0 | 0 | 0 | 0 | 0 | 0 | 0 | 0
2016-06-12 20:00 | 0 | 0 | 0 | 0 | 0 | 901273.8984 | 556947 | 0 | 0 | 0 | 2545448.3276 | 0 | 0 | 0 | 0 | 0 | 0 | 0 | 0 | 0 | 0 | 0 | 0 | 0 | 344326.8984 | 0 | 0 | 0 | 0 | 0 | 0 | 0 | 0 | 0 | 0 | 0
2016-06-12 21:00 | 0 | 0 | 0 | 0 | 0 | 903074.8984 | 558748 | 0 | 0 | 0 | 2889775.226 | 0 | 0 | 0 | 0 | 0 | 0 | 0 | 0 | 0 | 0 | 0 | 0 | 0 | 344326.8984 | 0 | 0 | 0 | 0 | 0 | 0 | 0 | 0 | 0 | 0 | 0
2016-06-12 22:00 | 0 | 0 | 0 | 0 | 0 | 917529.1378 | 554207 | 0 | 0 | 0 | 3234102.1244 | 0 | 0 | 18995.2394 | 0 | 0 | 0 | 0 | 0 | 0 | 0 | 0 | 0 | 0 | 344326.8984 | 0 | 0 | 0 | 18995.2394 | 0 | 0 | 0 | 0 | 0 | 0 | 0
2016-06-12 23:00 | 0 | 0 | 0 | 0 | 0 | 878364.229 | 543277 | 0 | 0 | 0 | 3569189.3533 | 0 | 0 | 18995.2394 | 0 | 0 | 0 | 0 | 0 | 0 | 0 | 0 | 0 | 0 | 335087.229 | 0 | 0 | 0 | 0 | 0 | 0 | 0 | 0 | 0 | 0 | 0
2016-06-13 | 0 | 0 | 0 | 0 | 0 | 729403.2033 | 530139 | 0 | 0 | 0 | 3768453.5566 | 0 | 0 | 18995.2394 | 0 | 0 | 0 | 0 | 0 | 0 | 0 | 0 | 0 | 0 | 199264.2033 | 0 | 0 | 0 | 0 | 0 | 0 | 0 | 0 | 0 | 0 | 0
2016-06-13 01:00 | 0 | 0 | 0 | 0 | 0 | 420240.714 | 519068 | 0 | 0 | 0 | 3669626.2706 | 0 | 0 | 18995.2394 | 0 | 0 | 0 | 0 | 0 | 0 | 0 | 0 | 0 | 0 | -98827.286 | 0 | 0 | 0 | 0 | 0 | 0 | 0 | 0 | 0 | 0 | 0
2016-06-13 02:00 | 0 | 0 | 0 | 0 | 85841.055 | 49652.8072 | 498816 | 0 | 0 | 0 | 3325299.3722 | 0 | 0 | 0 | 0 | 0 | 0 | 0 | 0 | 0 | 0 | 0 | 0 | 0 | -344326.8984 | 0 | 0 | 0 | -18995.2394 | 0 | 0 | 0 | 0 | 0 | 0 | 0
2016-06-13 03:00 | 0 | 0 | 0 | 0 | 124807.3083 | 3.7934 | 469138 | 0 | 0 | 0 | 2980972.4738 | 0 | 0 | 0 | 0 | 0 | 0 | 0 | 0 | 0 | 0 | 0 | 0 | 0 | -344326.8984 | 0 | 0 | 0 | 0 | 0 | 0 | 0 | 0 | 0 | 0 | 0
2016-06-13 04:00 | 0 | 0 | 0 | 0 | 95384.1016 | 0 | 439711 | 0 | 0 | 0 | 2636645.5755 | 0 | 0 | 0 | 0 | 0 | 0 | 0 | 0 | 0 | 0 | 0 | 0 | 0 | -344326.8984 | 0 | 0 | 0 | 0 | 0 | 0 | 0 | 0 | 0 | 0 | 0
2016-06-13 05:00 | 0 | 0 | 0 | 0 | 70880.1016 | 0 | 415207 | 0 | 0 | 0 | 2292318.6771 | 0 | 0 | 0 | 0 | 0 | 0 | 0 | 0 | 0 | 0 | 0 | 0 | 0 | -344326.8984 | 0 | 0 | 0 | 0 | 0 | 0 | 0 | 0 | 0 | 0 | 0
2016-06-13 06:00 | 0 | 0 | 0 | 0 | 50190.1016 | 0 | 394517 | 0 | 0 | 0 | 1947991.7787 | 0 | 0 | 0 | 0 | 0 | 0 | 0 | 0 | 0 | 0 | 0 | 0 | 0 | -344326.8984 | 0 | 0 | 0 | 0 | 0 | 0 | 0 | 0 | 0 | 0 | 0
2016-06-13 07:00 | 0 | 0 | 0 | 0 | 36312.1016 | 0 | 380639 | 0 | 0 | 0 | 1603664.8804 | 0 | 0 | 0 | 0 | 0 | 0 | 0 | 0 | 0 | 0 | 0 | 0 | 0 | -344326.8984 | 0 | 0 | 0 | 0 | 0 | 0 | 0 | 0 | 0 | 0 | 0
2016-06-13 08:00 | 0 | 0 | 0 | 0 | 30232.1016 | 0 | 374559 | 0 | 0 | 0 | 1259337.982 | 0 | 0 | 0 | 0 | 0 | 0 | 0 | 0 | 0 | 0 | 0 | 0 | 0 | -344326.8984 | 0 | 0 | 0 | 0 | 0 | 0 | 0 | 0 | 0 | 0 | 0
2016-06-13 09:00 | 0 | 0 | 0 | 0 | 35237.1016 | 0 | 379564 | 0 | 0 | 0 | 915011.0836 | 0 | 0 | 0 | 0 | 0 | 0 | 0 | 0 | 0 | 0 | 0 | 0 | 0 | -344326.8984 | 0 | 0 | 0 | 0 | 0 | 0 | 0 | 0 | 0 | 0 | 0
2016-06-13 10:00 | 0 | 0 | 0 | 0 | 49868.1016 | 0 | 394195 | 0 | 0 | 0 | 570684.1853 | 0 | 0 | 0 | 0 | 0 | 0 | 0 | 0 | 0 | 0 | 0 | 0 | 0 | -344326.8984 | 0 | 0 | 0 | 0 | 0 | 0 | 0 | 0 | 0 | 0 | 0
2016-06-13 11:00 | 0 | 0 | 0 | 0 | 71877.5639 | 5.5378 | 416210 | 0 | 0 | 0 | 226357.2869 | 0 | 0 | 0 | 0 | 0 | 0 | 0 | 0 | 0 | 0 | 0 | 0 | 0 | -344326.8984 | 0 | 0 | 0 | 0 | 0 | 0 | 0 | 0 | 0 | 0 | 0
2016-06-13 12:00 | 0 | 0 | 0 | 0 | 18373.5773 | 195810.1358 | 440541 | 0 | 0 | 0 | 0 | 0 | 0 | 0 | 0 | 0 | 0 | 0 | 0 | 0 | 0 | 0 | 0 | 0 | -226357.2869 | 0 | 0 | 0 | 0 | 0 | 0 | 0 | 0 | 0 | 0 | 0
2016-06-13 13:00 | 0 | 0 | 0 | 0 | 0 | 646447.6768 | 467299 | 0 | 0 | 0 | 179148.6768 | 0 | 0 | 0 | 0 | 0 | 0 | 0 | 0 | 0 | 0 | 0 | 0 | 0 | 179148.6768 | 0 | 0 | 0 | 0 | 0 | 0 | 0 | 0 | 0 | 0 | 0
2016-06-13 14:00 | 0 | 0 | 0 | 0 | 0 | 840038.8984 | 495712 | 0 | 0 | 0 | 523475.5752 | 0 | 0 | 0 | 0 | 0 | 0 | 0 | 0 | 0 | 0 | 0 | 0 | 0 | 344326.8984 | 0 | 0 | 0 | 0 | 0 | 0 | 0 | 0 | 0 | 0 | 0
2016-06-13 15:00 | 0 | 0 | 0 | 0 | 0 | 866896.8984 | 522570 | 0 | 0 | 0 | 867802.4736 | 0 | 0 | 0 | 0 | 0 | 0 | 0 | 0 | 0 | 0 | 0 | 0 | 0 | 344326.8984 | 0 | 0 | 0 | 0 | 0 | 0 | 0 | 0 | 0 | 0 | 0
2016-06-13 16:00 | 0 | 0 | 0 | 0 | 0 | 889910.8984 | 545584 | 0 | 0 | 0 | 1212129.3719 | 0 | 0 | 0 | 0 | 0 | 0 | 0 | 0 | 0 | 0 | 0 | 0 | 0 | 344326.8984 | 0 | 0 | 0 | 0 | 0 | 0 | 0 | 0 | 0 | 0 | 0
2016-06-13 17:00 | 0 | 0 | 0 | 0 | 0 | 909795.8984 | 565469 | 0 | 0 | 0 | 1556456.2703 | 0 | 0 | 0 | 0 | 0 | 0 | 0 | 0 | 0 | 0 | 0 | 0 | 0 | 344326.8984 | 0 | 0 | 0 | 0 | 0 | 0 | 0 | 0 | 0 | 0 | 0
2016-06-13 18:00 | 0 | 0 | 0 | 0 | 0 | 924669.8984 | 580343 | 0 | 0 | 0 | 1900783.1687 | 0 | 0 | 0 | 0 | 0 | 0 | 0 | 0 | 0 | 0 | 0 | 0 | 0 | 344326.8984 | 0 | 0 | 0 | 0 | 0 | 0 | 0 | 0 | 0 | 0 | 0
2016-06-13 19:00 | 0 | 0 | 0 | 0 | 0 | 933984.8984 | 589658 | 0 | 0 | 0 | 2245110.067 | 0 | 0 | 0 | 0 | 0 | 0 | 0 | 0 | 0 | 0 | 0 | 0 | 0 | 344326.8984 | 0 | 0 | 0 | 0 | 0 | 0 | 0 | 0 | 0 | 0 | 0
2016-06-13 20:00 | 0 | 0 | 0 | 0 | 0 | 939605.8984 | 595279 | 0 | 0 | 0 | 2589436.9654 | 0 | 0 | 0 | 0 | 0 | 0 | 0 | 0 | 0 | 0 | 0 | 0 | 0 | 344326.8984 | 0 | 0 | 0 | 0 | 0 | 0 | 0 | 0 | 0 | 0 | 0
2016-06-13 21:00 | 0 | 0 | 0 | 0 | 0 | 941293.8984 | 596967 | 0 | 0 | 0 | 2933763.8638 | 0 | 0 | 0 | 0 | 0 | 0 | 0 | 0 | 0 | 0 | 0 | 0 | 0 | 344326.8984 | 0 | 0 | 0 | 0 | 0 | 0 | 0 | 0 | 0 | 0 | 0
2016-06-13 22:00 | 0 | 0 | 0 | 0 | 0 | 954413.1378 | 591091 | 0 | 0 | 0 | 3278090.7621 | 0 | 0 | 18995.2394 | 0 | 0 | 0 | 0 | 0 | 0 | 0 | 0 | 0 | 0 | 344326.8984 | 0 | 0 | 0 | 18995.2394 | 0 | 0 | 0 | 0 | 0 | 0 | 0
2016-06-13 23:00 | 0 | 0 | 0 | 0 | 0 | 900666.3822 | 579889 | 0 | 0 | 0 | 3598868.1443 | 0 | 0 | 18995.2394 | 0 | 0 | 0 | 0 | 0 | 0 | 0 | 0 | 0 | 0 | 320777.3822 | 0 | 0 | 0 | 0 | 0 | 0 | 0 | 0 | 0 | 0 | 0
2016-06-14 | 0 | 0 | 0 | 0 | 0 | 745156.0295 | 565632 | 0 | 0 | 0 | 3778392.1738 | 0 | 0 | 18995.2394 | 0 | 0 | 0 | 0 | 0 | 0 | 0 | 0 | 0 | 0 | 179524.0295 | 0 | 0 | 0 | 0 | 0 | 0 | 0 | 0 | 0 | 0 | 0
2016-06-14 01:00 | 0 | 0 | 0 | 0 | 0 | 408126.6279 | 551948 | 0 | 0 | 0 | 3634570.8017 | 0 | 0 | 18995.2394 | 0 | 0 | 0 | 0 | 0 | 0 | 0 | 0 | 0 | 0 | -143821.3721 | 0 | 0 | 0 | 0 | 0 | 0 | 0 | 0 | 0 | 0 | 0
2016-06-14 02:00 | 0 | 0 | 0 | 0 | 106956.1672 | 56748.695 | 527027 | 0 | 0 | 0 | 3290243.9033 | 0 | 0 | 0 | 0 | 0 | 0 | 0 | 0 | 0 | 0 | 0 | 0 | 0 | -344326.8984 | 0 | 0 | 0 | -18995.2394 | 0 | 0 | 0 | 0 | 0 | 0 | 0
2016-06-14 03:00 | 0 | 0 | 0 | 0 | 147528.1016 | 0 | 491855 | 0 | 0 | 0 | 2945917.005 | 0 | 0 | 0 | 0 | 0 | 0 | 0 | 0 | 0 | 0 | 0 | 0 | 0 | -344326.8984 | 0 | 0 | 0 | 0 | 0 | 0 | 0 | 0 | 0 | 0 | 0
2016-06-14 04:00 | 0 | 0 | 0 | 0 | 113991.1016 | 0 | 458318 | 0 | 0 | 0 | 2601590.1066 | 0 | 0 | 0 | 0 | 0 | 0 | 0 | 0 | 0 | 0 | 0 | 0 | 0 | -344326.8984 | 0 | 0 | 0 | 0 | 0 | 0 | 0 | 0 | 0 | 0 | 0
2016-06-14 05:00 | 0 | 0 | 0 | 0 | 85367.1016 | 0 | 429694 | 0 | 0 | 0 | 2257263.2082 | 0 | 0 | 0 | 0 | 0 | 0 | 0 | 0 | 0 | 0 | 0 | 0 | 0 | -344326.8984 | 0 | 0 | 0 | 0 | 0 | 0 | 0 | 0 | 0 | 0 | 0
2016-06-14 06:00 | 0 | 0 | 0 | 0 | 64283.1016 | 0 | 408610 | 0 | 0 | 0 | 1912936.3099 | 0 | 0 | 0 | 0 | 0 | 0 | 0 | 0 | 0 | 0 | 0 | 0 | 0 | -344326.8984 | 0 | 0 | 0 | 0 | 0 | 0 | 0 | 0 | 0 | 0 | 0
2016-06-14 07:00 | 0 | 0 | 0 | 0 | 48679.1016 | 0 | 393006 | 0 | 0 | 0 | 1568609.4115 | 0 | 0 | 0 | 0 | 0 | 0 | 0 | 0 | 0 | 0 | 0 | 0 | 0 | -344326.8984 | 0 | 0 | 0 | 0 | 0 | 0 | 0 | 0 | 0 | 0 | 0
2016-06-14 08:00 | 0 | 0 | 0 | 0 | 41935.1016 | 0 | 386262 | 0 | 0 | 0 | 1224282.5131 | 0 | 0 | 0 | 0 | 0 | 0 | 0 | 0 | 0 | 0 | 0 | 0 | 0 | -344326.8984 | 0 | 0 | 0 | 0 | 0 | 0 | 0 | 0 | 0 | 0 | 0
2016-06-14 09:00 | 0 | 0 | 0 | 0 | 45935.1016 | 0 | 390262 | 0 | 0 | 0 | 879955.6148 | 0 | 0 | 0 | 0 | 0 | 0 | 0 | 0 | 0 | 0 | 0 | 0 | 0 | -344326.8984 | 0 | 0 | 0 | 0 | 0 | 0 | 0 | 0 | 0 | 0 | 0
2016-06-14 10:00 | 0 | 0 | 0 | 0 | 60683.1016 | 0 | 405010 | 0 | 0 | 0 | 535628.7164 | 0 | 0 | 0 | 0 | 0 | 0 | 0 | 0 | 0 | 0 | 0 | 0 | 0 | -344326.8984 | 0 | 0 | 0 | 0 | 0 | 0 | 0 | 0 | 0 | 0 | 0
2016-06-14 11:00 | 0 | 0 | 0 | 0 | 81253.8271 | 18.2746 | 425599 | 0 | 0 | 0 | 191301.818 | 0 | 0 | 0 | 0 | 0 | 0 | 0 | 0 | 0 | 0 | 0 | 0 | 0 | -344326.8984 | 0 | 0 | 0 | 0 | 0 | 0 | 0 | 0 | 0 | 0 | 0
2016-06-14 12:00 | 0 | 0 | 0 | 0 | 27865.0643 | 230521.1177 | 449688 | 0 | 0 | 0 | 0 | 0 | 0 | 0 | 0 | 0 | 0 | 0 | 0 | 0 | 0 | 0 | 0 | 0 | -191301.818 | 0 | 0 | 0 | 0 | 0 | 0 | 0 | 0 | 0 | 0 | 0
2016-06-14 13:00 | 0 | 0 | 0 | 0 | 0 | 631792.8853 | 476353 | 0 | 0 | 0 | 155439.8853 | 0 | 0 | 0 | 0 | 0 | 0 | 0 | 0 | 0 | 0 | 0 | 0 | 0 | 155439.8853 | 0 | 0 | 0 | 0 | 0 | 0 | 0 | 0 | 0 | 0 | 0
2016-06-14 14:00 | 0 | 0 | 0 | 0 | 0 | 848270.8984 | 503944 | 0 | 0 | 0 | 499766.7836 | 0 | 0 | 0 | 0 | 0 | 0 | 0 | 0 | 0 | 0 | 0 | 0 | 0 | 344326.8984 | 0 | 0 | 0 | 0 | 0 | 0 | 0 | 0 | 0 | 0 | 0
2016-06-14 15:00 | 0 | 0 | 0 | 0 | 0 | 875253.8984 | 530927 | 0 | 0 | 0 | 844093.682 | 0 | 0 | 0 | 0 | 0 | 0 | 0 | 0 | 0 | 0 | 0 | 0 | 0 | 344326.8984 | 0 | 0 | 0 | 0 | 0 | 0 | 0 | 0 | 0 | 0 | 0
2016-06-14 16:00 | 0 | 0 | 0 | 0 | 0 | 898278.8984 | 553952 | 0 | 0 | 0 | 1188420.5804 | 0 | 0 | 0 | 0 | 0 | 0 | 0 | 0 | 0 | 0 | 0 | 0 | 0 | 344326.8984 | 0 | 0 | 0 | 0 | 0 | 0 | 0 | 0 | 0 | 0 | 0
2016-06-14 17:00 | 0 | 0 | 0 | 0 | 0 | 917575.8984 | 573249 | 0 | 0 | 0 | 1532747.4787 | 0 | 0 | 0 | 0 | 0 | 0 | 0 | 0 | 0 | 0 | 0 | 0 | 0 | 344326.8984 | 0 | 0 | 0 | 0 | 0 | 0 | 0 | 0 | 0 | 0 | 0
2016-06-14 18:00 | 0 | 0 | 0 | 0 | 0 | 931407.8984 | 587081 | 0 | 0 | 0 | 1877074.3771 | 0 | 0 | 0 | 0 | 0 | 0 | 0 | 0 | 0 | 0 | 0 | 0 | 0 | 344326.8984 | 0 | 0 | 0 | 0 | 0 | 0 | 0 | 0 | 0 | 0 | 0
2016-06-14 19:00 | 0 | 0 | 0 | 0 | 0 | 940013.8984 | 595687 | 0 | 0 | 0 | 2221401.2755 | 0 | 0 | 0 | 0 | 0 | 0 | 0 | 0 | 0 | 0 | 0 | 0 | 0 | 344326.8984 | 0 | 0 | 0 | 0 | 0 | 0 | 0 | 0 | 0 | 0 | 0
2016-06-14 20:00 | 0 | 0 | 0 | 0 | 0 | 946148.8984 | 601822 | 0 | 0 | 0 | 2565728.1738 | 0 | 0 | 0 | 0 | 0 | 0 | 0 | 0 | 0 | 0 | 0 | 0 | 0 | 344326.8984 | 0 | 0 | 0 | 0 | 0 | 0 | 0 | 0 | 0 | 0 | 0
2016-06-14 21:00 | 0 | 0 | 0 | 0 | 0 | 948063.8984 | 603737 | 0 | 0 | 0 | 2910055.0722 | 0 | 0 | 0 | 0 | 0 | 0 | 0 | 0 | 0 | 0 | 0 | 0 | 0 | 344326.8984 | 0 | 0 | 0 | 0 | 0 | 0 | 0 | 0 | 0 | 0 | 0
2016-06-14 22:00 | 0 | 0 | 0 | 0 | 0 | 941926.8984 | 597600 | 0 | 0 | 0 | 3254381.9705 | 0 | 0 | 0 | 0 | 0 | 0 | 0 | 0 | 0 | 0 | 0 | 0 | 0 | 344326.8984 | 0 | 0 | 0 | 0 | 0 | 0 | 0 | 0 | 0 | 0 | 0
2016-06-14 23:00 | 0 | 0 | 0 | 0 | 0 | 948870.1378 | 585548 | 0 | 0 | 0 | 3598708.8689 | 0 | 0 | 18995.2394 | 0 | 0 | 0 | 0 | 0 | 0 | 0 | 0 | 0 | 0 | 344326.8984 | 0 | 0 | 0 | 18995.2394 | 0 | 0 | 0 | 0 | 0 | 0 | 0
2016-06-15 | 0 | 0 | 0 | 0 | 0 | 766984.5319 | 570965 | 0 | 0 | 0 | 3794728.4008 | 0 | 0 | 18995.2394 | 0 | 0 | 0 | 0 | 0 | 0 | 0 | 0 | 0 | 0 | 196019.5319 | 0 | 0 | 0 | 0 | 0 | 0 | 0 | 0 | 0 | 0 | 0
2016-06-15 01:00 | 0 | 0 | 0 | 0 | 0 | 417197.9452 | 557325 | 0 | 0 | 0 | 3654601.346 | 0 | 0 | 18995.2394 | 0 | 0 | 0 | 0 | 0 | 0 | 0 | 0 | 0 | 0 | -140127.0548 | 0 | 0 | 0 | 0 | 0 | 0 | 0 | 0 | 0 | 0 | 0
2016-06-15 02:00 | 0 | 0 | 0 | 0 | 117807.8784 | 51340.9838 | 532471 | 0 | 0 | 0 | 3310274.4476 | 0 | 0 | 0 | 0 | 0 | 0 | 0 | 0 | 0 | 0 | 0 | 0 | 0 | -344326.8984 | 0 | 0 | 0 | -18995.2394 | 0 | 0 | 0 | 0 | 0 | 0 | 0
2016-06-15 03:00 | 0 | 0 | 0 | 0 | 154359.4883 | 3.6134 | 498690 | 0 | 0 | 0 | 2965947.5493 | 0 | 0 | 0 | 0 | 0 | 0 | 0 | 0 | 0 | 0 | 0 | 0 | 0 | -344326.8984 | 0 | 0 | 0 | 0 | 0 | 0 | 0 | 0 | 0 | 0 | 0
2016-06-15 04:00 | 0 | 0 | 0 | 0 | 121884.1016 | 0 | 466211 | 0 | 0 | 0 | 2621620.6509 | 0 | 0 | 0 | 0 | 0 | 0 | 0 | 0 | 0 | 0 | 0 | 0 | 0 | -344326.8984 | 0 | 0 | 0 | 0 | 0 | 0 | 0 | 0 | 0 | 0 | 0
2016-06-15 05:00 | 0 | 0 | 0 | 0 | 93815.1016 | 0 | 438142 | 0 | 0 | 0 | 2277293.7525 | 0 | 0 | 0 | 0 | 0 | 0 | 0 | 0 | 0 | 0 | 0 | 0 | 0 | -344326.8984 | 0 | 0 | 0 | 0 | 0 | 0 | 0 | 0 | 0 | 0 | 0
2016-06-15 06:00 | 0 | 0 | 0 | 0 | 72773.1016 | 0 | 417100 | 0 | 0 | 0 | 1932966.8542 | 0 | 0 | 0 | 0 | 0 | 0 | 0 | 0 | 0 | 0 | 0 | 0 | 0 | -344326.8984 | 0 | 0 | 0 | 0 | 0 | 0 | 0 | 0 | 0 | 0 | 0
2016-06-15 07:00 | 0 | 0 | 0 | 0 | 57785.1016 | 0 | 402112 | 0 | 0 | 0 | 1588639.9558 | 0 | 0 | 0 | 0 | 0 | 0 | 0 | 0 | 0 | 0 | 0 | 0 | 0 | -344326.8984 | 0 | 0 | 0 | 0 | 0 | 0 | 0 | 0 | 0 | 0 | 0
2016-06-15 08:00 | 0 | 0 | 0 | 0 | 50432.1016 | 0 | 394759 | 0 | 0 | 0 | 1244313.0574 | 0 | 0 | 0 | 0 | 0 | 0 | 0 | 0 | 0 | 0 | 0 | 0 | 0 | -344326.8984 | 0 | 0 | 0 | 0 | 0 | 0 | 0 | 0 | 0 | 0 | 0
2016-06-15 09:00 | 0 | 0 | 0 | 0 | 54187.1016 | 0 | 398514 | 0 | 0 | 0 | 899986.1591 | 0 | 0 | 0 | 0 | 0 | 0 | 0 | 0 | 0 | 0 | 0 | 0 | 0 | -344326.8984 | 0 | 0 | 0 | 0 | 0 | 0 | 0 | 0 | 0 | 0 | 0
2016-06-15 10:00 | 0 | 0 | 0 | 0 | 69357.1016 | 0 | 413684 | 0 | 0 | 0 | 555659.2607 | 0 | 0 | 0 | 0 | 0 | 0 | 0 | 0 | 0 | 0 | 0 | 0 | 0 | -344326.8984 | 0 | 0 | 0 | 0 | 0 | 0 | 0 | 0 | 0 | 0 | 0
2016-06-15 11:00 | 0 | 0 | 0 | 0 | 89373.874 | 24.2277 | 433725 | 0 | 0 | 0 | 211332.3623 | 0 | 0 | 0 | 0 | 0 | 0 | 0 | 0 | 0 | 0 | 0 | 0 | 0 | -344326.8984 | 0 | 0 | 0 | 0 | 0 | 0 | 0 | 0 | 0 | 0 | 0
2016-06-15 12:00 | 0 | 0 | 0 | 0 | 38224.9413 | 208652.6964 | 458210 | 0 | 0 | 0 | 0 | 0 | 0 | 0 | 0 | 0 | 0 | 0 | 0 | 0 | 0 | 0 | 0 | 0 | -211332.3623 | 0 | 0 | 0 | 0 | 0 | 0 | 0 | 0 | 0 | 0 | 0
2016-06-15 13:00 | 0 | 0 | 0 | 0 | 0 | 611222.7847 | 486171 | 0 | 0 | 0 | 125051.7847 | 0 | 0 | 0 | 0 | 0 | 0 | 0 | 0 | 0 | 0 | 0 | 0 | 0 | 125051.7847 | 0 | 0 | 0 | 0 | 0 | 0 | 0 | 0 | 0 | 0 | 0
2016-06-15 14:00 | 0 | 0 | 0 | 0 | 0 | 860055.8984 | 515729 | 0 | 0 | 0 | 469378.6831 | 0 | 0 | 0 | 0 | 0 | 0 | 0 | 0 | 0 | 0 | 0 | 0 | 0 | 344326.8984 | 0 | 0 | 0 | 0 | 0 | 0 | 0 | 0 | 0 | 0 | 0
2016-06-15 15:00 | 0 | 0 | 0 | 0 | 0 | 888526.8984 | 544200 | 0 | 0 | 0 | 813705.5815 | 0 | 0 | 0 | 0 | 0 | 0 | 0 | 0 | 0 | 0 | 0 | 0 | 0 | 344326.8984 | 0 | 0 | 0 | 0 | 0 | 0 | 0 | 0 | 0 | 0 | 0
2016-06-15 16:00 | 0 | 0 | 0 | 0 | 0 | 913354.8984 | 569028 | 0 | 0 | 0 | 1158032.4798 | 0 | 0 | 0 | 0 | 0 | 0 | 0 | 0 | 0 | 0 | 0 | 0 | 0 | 344326.8984 | 0 | 0 | 0 | 0 | 0 | 0 | 0 | 0 | 0 | 0 | 0
2016-06-15 17:00 | 0 | 0 | 0 | 0 | 0 | 935275.8984 | 590949 | 0 | 0 | 0 | 1502359.3782 | 0 | 0 | 0 | 0 | 0 | 0 | 0 | 0 | 0 | 0 | 0 | 0 | 0 | 344326.8984 | 0 | 0 | 0 | 0 | 0 | 0 | 0 | 0 | 0 | 0 | 0
2016-06-15 18:00 | 0 | 0 | 0 | 0 | 0 | 953008.8984 | 608682 | 0 | 0 | 0 | 1846686.2766 | 0 | 0 | 0 | 0 | 0 | 0 | 0 | 0 | 0 | 0 | 0 | 0 | 0 | 344326.8984 | 0 | 0 | 0 | 0 | 0 | 0 | 0 | 0 | 0 | 0 | 0
2016-06-15 19:00 | 0 | 0 | 0 | 0 | 0 | 965426.8984 | 621100 | 0 | 0 | 0 | 2191013.1749 | 0 | 0 | 0 | 0 | 0 | 0 | 0 | 0 | 0 | 0 | 0 | 0 | 0 | 344326.8984 | 0 | 0 | 0 | 0 | 0 | 0 | 0 | 0 | 0 | 0 | 0
2016-06-15 20:00 | 0 | 0 | 0 | 0 | 0 | 974185.8984 | 629859 | 0 | 0 | 0 | 2535340.0733 | 0 | 0 | 0 | 0 | 0 | 0 | 0 | 0 | 0 | 0 | 0 | 0 | 0 | 344326.8984 | 0 | 0 | 0 | 0 | 0 | 0 | 0 | 0 | 0 | 0 | 0
2016-06-15 21:00 | 0 | 0 | 0 | 0 | 0 | 976350.8984 | 632024 | 0 | 0 | 0 | 2879666.9717 | 0 | 0 | 0 | 0 | 0 | 0 | 0 | 0 | 0 | 0 | 0 | 0 | 0 | 344326.8984 | 0 | 0 | 0 | 0 | 0 | 0 | 0 | 0 | 0 | 0 | 0
2016-06-15 22:00 | 0 | 0 | 0 | 0 | 0 | 971139.8984 | 626813 | 0 | 0 | 0 | 3223993.87 | 0 | 0 | 0 | 0 | 0 | 0 | 0 | 0 | 0 | 0 | 0 | 0 | 0 | 344326.8984 | 0 | 0 | 0 | 0 | 0 | 0 | 0 | 0 | 0 | 0 | 0
2016-06-15 23:00 | 0 | 0 | 0 | 0 | 0 | 976469.1378 | 613147 | 0 | 0 | 0 | 3568320.7684 | 0 | 0 | 18995.2394 | 0 | 0 | 0 | 0 | 0 | 0 | 0 | 0 | 0 | 0 | 344326.8984 | 0 | 0 | 0 | 18995.2394 | 0 | 0 | 0 | 0 | 0 | 0 | 0
2016-06-16 | 0 | 0 | 0 | 0 | 0 | 822990.6324 | 596583 | 0 | 0 | 0 | 3794728.4008 | 0 | 0 | 18995.2394 | 0 | 0 | 0 | 0 | 0 | 0 | 0 | 0 | 0 | 0 | 226407.6324 | 0 | 0 | 0 | 0 | 0 | 0 | 0 | 0 | 0 | 0 | 0
2016-06-16 01:00 | 0 | 0 | 0 | 0 | 0 | 471216.6035 | 579747 | 0 | 0 | 0 | 3686198.0043 | 0 | 0 | 18995.2394 | 0 | 0 | 0 | 0 | 0 | 0 | 0 | 0 | 0 | 0 | -108530.3965 | 0 | 0 | 0 | 0 | 0 | 0 | 0 | 0 | 0 | 0 | 0
2016-06-16 02:00 | 0 | 0 | 0 | 0 | 123653.187 | 65900.6752 | 552876 | 0 | 0 | 0 | 3341871.1059 | 0 | 0 | 0 | 0 | 0 | 0 | 0 | 0 | 0 | 0 | 0 | 0 | 0 | -344326.8984 | 0 | 0 | 0 | -18995.2394 | 0 | 0 | 0 | 0 | 0 | 0 | 0
2016-06-16 03:00 | 0 | 0 | 0 | 0 | 172479.2358 | 2.8658 | 516809 | 0 | 0 | 0 | 2997544.2076 | 0 | 0 | 0 | 0 | 0 | 0 | 0 | 0 | 0 | 0 | 0 | 0 | 0 | -344326.8984 | 0 | 0 | 0 | 0 | 0 | 0 | 0 | 0 | 0 | 0 | 0
2016-06-16 04:00 | 0 | 0 | 0 | 0 | 137967.1016 | 0 | 482294 | 0 | 0 | 0 | 2653217.3092 | 0 | 0 | 0 | 0 | 0 | 0 | 0 | 0 | 0 | 0 | 0 | 0 | 0 | -344326.8984 | 0 | 0 | 0 | 0 | 0 | 0 | 0 | 0 | 0 | 0 | 0
2016-06-16 05:00 | 0 | 0 | 0 | 0 | 108367.1016 | 0 | 452694 | 0 | 0 | 0 | 2308890.4108 | 0 | 0 | 0 | 0 | 0 | 0 | 0 | 0 | 0 | 0 | 0 | 0 | 0 | -344326.8984 | 0 | 0 | 0 | 0 | 0 | 0 | 0 | 0 | 0 | 0 | 0
2016-06-16 06:00 | 0 | 0 | 0 | 0 | 85252.1016 | 0 | 429579 | 0 | 0 | 0 | 1964563.5125 | 0 | 0 | 0 | 0 | 0 | 0 | 0 | 0 | 0 | 0 | 0 | 0 | 0 | -344326.8984 | 0 | 0 | 0 | 0 | 0 | 0 | 0 | 0 | 0 | 0 | 0
2016-06-16 07:00 | 0 | 0 | 0 | 0 | 68583.1016 | 0 | 412910 | 0 | 0 | 0 | 1620236.6141 | 0 | 0 | 0 | 0 | 0 | 0 | 0 | 0 | 0 | 0 | 0 | 0 | 0 | -344326.8984 | 0 | 0 | 0 | 0 | 0 | 0 | 0 | 0 | 0 | 0 | 0
2016-06-16 08:00 | 0 | 0 | 0 | 0 | 60646.1016 | 0 | 404973 | 0 | 0 | 0 | 1275909.7157 | 0 | 0 | 0 | 0 | 0 | 0 | 0 | 0 | 0 | 0 | 0 | 0 | 0 | -344326.8984 | 0 | 0 | 0 | 0 | 0 | 0 | 0 | 0 | 0 | 0 | 0
2016-06-16 09:00 | 0 | 0 | 0 | 0 | 64178.1016 | 0 | 408505 | 0 | 0 | 0 | 931582.8174 | 0 | 0 | 0 | 0 | 0 | 0 | 0 | 0 | 0 | 0 | 0 | 0 | 0 | -344326.8984 | 0 | 0 | 0 | 0 | 0 | 0 | 0 | 0 | 0 | 0 | 0
2016-06-16 10:00 | 0 | 0 | 0 | 0 | 77912.1016 | 0 | 422239 | 0 | 0 | 0 | 587255.919 | 0 | 0 | 0 | 0 | 0 | 0 | 0 | 0 | 0 | 0 | 0 | 0 | 0 | -344326.8984 | 0 | 0 | 0 | 0 | 0 | 0 | 0 | 0 | 0 | 0 | 0
2016-06-16 11:00 | 0 | 0 | 0 | 0 | 97966.9815 | 23.1201 | 442317 | 0 | 0 | 0 | 242929.0206 | 0 | 0 | 0 | 0 | 0 | 0 | 0 | 0 | 0 | 0 | 0 | 0 | 0 | -344326.8984 | 0 | 0 | 0 | 0 | 0 | 0 | 0 | 0 | 0 | 0 | 0
2016-06-16 12:00 | 0 | 0 | 0 | 0 | 1129.0271 | 223432.9523 | 467491 | 0 | 0 | 0 | 0 | 0 | 0 | 0 | 0 | 0 | 0 | 0 | 0 | 0 | 0 | 0 | 0 | 0 | -242929.0206 | 0 | 0 | 0 | 0 | 0 | 0 | 0 | 0 | 0 | 0 | 0
2016-06-16 13:00 | 0 | 0 | 0 | 0 | 0 | 594805.1048 | 494771 | 0 | 0 | 0 | 100034.1048 | 0 | 0 | 0 | 0 | 0 | 0 | 0 | 0 | 0 | 0 | 0 | 0 | 0 | 100034.1048 | 0 | 0 | 0 | 0 | 0 | 0 | 0 | 0 | 0 | 0 | 0
2016-06-16 14:00 | 0 | 0 | 0 | 0 | 0 | 867570.8984 | 523244 | 0 | 0 | 0 | 444361.0032 | 0 | 0 | 0 | 0 | 0 | 0 | 0 | 0 | 0 | 0 | 0 | 0 | 0 | 344326.8984 | 0 | 0 | 0 | 0 | 0 | 0 | 0 | 0 | 0 | 0 | 0
2016-06-16 15:00 | 0 | 0 | 0 | 0 | 0 | 894883.8984 | 550557 | 0 | 0 | 0 | 788687.9015 | 0 | 0 | 0 | 0 | 0 | 0 | 0 | 0 | 0 | 0 | 0 | 0 | 0 | 344326.8984 | 0 | 0 | 0 | 0 | 0 | 0 | 0 | 0 | 0 | 0 | 0
2016-06-16 16:00 | 0 | 0 | 0 | 0 | 0 | 917819.8984 | 573493 | 0 | 0 | 0 | 1133014.7999 | 0 | 0 | 0 | 0 | 0 | 0 | 0 | 0 | 0 | 0 | 0 | 0 | 0 | 344326.8984 | 0 | 0 | 0 | 0 | 0 | 0 | 0 | 0 | 0 | 0 | 0
2016-06-16 17:00 | 0 | 0 | 0 | 0 | 0 | 937640.8984 | 593314 | 0 | 0 | 0 | 1477341.6983 | 0 | 0 | 0 | 0 | 0 | 0 | 0 | 0 | 0 | 0 | 0 | 0 | 0 | 344326.8984 | 0 | 0 | 0 | 0 | 0 | 0 | 0 | 0 | 0 | 0 | 0
2016-06-16 18:00 | 0 | 0 | 0 | 0 | 0 | 952653.8984 | 608327 | 0 | 0 | 0 | 1821668.5966 | 0 | 0 | 0 | 0 | 0 | 0 | 0 | 0 | 0 | 0 | 0 | 0 | 0 | 344326.8984 | 0 | 0 | 0 | 0 | 0 | 0 | 0 | 0 | 0 | 0 | 0
2016-06-16 19:00 | 0 | 0 | 0 | 0 | 0 | 961467.8984 | 617141 | 0 | 0 | 0 | 2165995.495 | 0 | 0 | 0 | 0 | 0 | 0 | 0 | 0 | 0 | 0 | 0 | 0 | 0 | 344326.8984 | 0 | 0 | 0 | 0 | 0 | 0 | 0 | 0 | 0 | 0 | 0
2016-06-16 20:00 | 0 | 0 | 0 | 0 | 0 | 966670.8984 | 622344 | 0 | 0 | 0 | 2510322.3934 | 0 | 0 | 0 | 0 | 0 | 0 | 0 | 0 | 0 | 0 | 0 | 0 | 0 | 344326.8984 | 0 | 0 | 0 | 0 | 0 | 0 | 0 | 0 | 0 | 0 | 0
2016-06-16 21:00 | 0 | 0 | 0 | 0 | 0 | 967438.8984 | 623112 | 0 | 0 | 0 | 2854649.2917 | 0 | 0 | 0 | 0 | 0 | 0 | 0 | 0 | 0 | 0 | 0 | 0 | 0 | 344326.8984 | 0 | 0 | 0 | 0 | 0 | 0 | 0 | 0 | 0 | 0 | 0
2016-06-16 22:00 | 0 | 0 | 0 | 0 | 0 | 961529.8984 | 617203 | 0 | 0 | 0 | 3198976.1901 | 0 | 0 | 0 | 0 | 0 | 0 | 0 | 0 | 0 | 0 | 0 | 0 | 0 | 344326.8984 | 0 | 0 | 0 | 0 | 0 | 0 | 0 | 0 | 0 | 0 | 0
2016-06-16 23:00 | 0 | 0 | 0 | 0 | 0 | 949937.8984 | 605611 | 0 | 0 | 0 | 3543303.0885 | 0 | 0 | 0 | 0 | 0 | 0 | 0 | 0 | 0 | 0 | 0 | 0 | 0 | 344326.8984 | 0 | 0 | 0 | 0 | 0 | 0 | 0 | 0 | 0 | 0 | 0
2016-06-17 | 0 | 0 | 0 | 0 | 0 | 834419.3026 | 591553 | 0 | 0 | 0 | 3786169.3911 | 0 | 0 | 0 | 0 | 0 | 0 | 0 | 0 | 0 | 0 | 0 | 0 | 0 | 242866.3026 | 0 | 0 | 0 | 0 | 0 | 0 | 0 | 0 | 0 | 0 | 0
2016-06-17 01:00 | 0 | 0 | 0 | 0 | 0 | 493658.47 | 575723 | 0 | 0 | 0 | 3685109.6217 | 0 | 0 | 18995.2394 | 0 | 0 | 0 | 0 | 0 | 0 | 0 | 0 | 0 | 0 | -101059.7694 | 0 | 0 | 0 | 18995.2394 | 0 | 0 | 0 | 0 | 0 | 0 | 0
2016-06-17 02:00 | 0 | 0 | 0 | 0 | 117130.9145 | 69137.9478 | 549591 | 0 | 0 | 0 | 3340782.7233 | 0 | 0 | 0 | 0 | 0 | 0 | 0 | 0 | 0 | 0 | 0 | 0 | 0 | -344326.8984 | 0 | 0 | 0 | -18995.2394 | 0 | 0 | 0 | 0 | 0 | 0 | 0
2016-06-17 03:00 | 0 | 0 | 0 | 0 | 171387.6373 | 2.4643 | 515717 | 0 | 0 | 0 | 2996455.825 | 0 | 0 | 0 | 0 | 0 | 0 | 0 | 0 | 0 | 0 | 0 | 0 | 0 | -344326.8984 | 0 | 0 | 0 | 0 | 0 | 0 | 0 | 0 | 0 | 0 | 0
2016-06-17 04:00 | 0 | 0 | 0 | 0 | 139390.1016 | 0 | 483717 | 0 | 0 | 0 | 2652128.9266 | 0 | 0 | 0 | 0 | 0 | 0 | 0 | 0 | 0 | 0 | 0 | 0 | 0 | -344326.8984 | 0 | 0 | 0 | 0 | 0 | 0 | 0 | 0 | 0 | 0 | 0
2016-06-17 05:00 | 0 | 0 | 0 | 0 | 109952.1016 | 0 | 454279 | 0 | 0 | 0 | 2307802.0282 | 0 | 0 | 0 | 0 | 0 | 0 | 0 | 0 | 0 | 0 | 0 | 0 | 0 | -344326.8984 | 0 | 0 | 0 | 0 | 0 | 0 | 0 | 0 | 0 | 0 | 0
2016-06-17 06:00 | 0 | 0 | 0 | 0 | 83921.1016 | 0 | 428248 | 0 | 0 | 0 | 1963475.1299 | 0 | 0 | 0 | 0 | 0 | 0 | 0 | 0 | 0 | 0 | 0 | 0 | 0 | -344326.8984 | 0 | 0 | 0 | 0 | 0 | 0 | 0 | 0 | 0 | 0 | 0
2016-06-17 07:00 | 0 | 0 | 0 | 0 | 67425.1016 | 0 | 411752 | 0 | 0 | 0 | 1619148.2315 | 0 | 0 | 0 | 0 | 0 | 0 | 0 | 0 | 0 | 0 | 0 | 0 | 0 | -344326.8984 | 0 | 0 | 0 | 0 | 0 | 0 | 0 | 0 | 0 | 0 | 0
2016-06-17 08:00 | 0 | 0 | 0 | 0 | 59173.1016 | 0 | 403500 | 0 | 0 | 0 | 1274821.3331 | 0 | 0 | 0 | 0 | 0 | 0 | 0 | 0 | 0 | 0 | 0 | 0 | 0 | -344326.8984 | 0 | 0 | 0 | 0 | 0 | 0 | 0 | 0 | 0 | 0 | 0
2016-06-17 09:00 | 0 | 0 | 0 | 0 | 61186.1016 | 0 | 405513 | 0 | 0 | 0 | 930494.4348 | 0 | 0 | 0 | 0 | 0 | 0 | 0 | 0 | 0 | 0 | 0 | 0 | 0 | -344326.8984 | 0 | 0 | 0 | 0 | 0 | 0 | 0 | 0 | 0 | 0 | 0
2016-06-17 10:00 | 0 | 0 | 0 | 0 | 72317.1016 | 0 | 416644 | 0 | 0 | 0 | 586167.5364 | 0 | 0 | 0 | 0 | 0 | 0 | 0 | 0 | 0 | 0 | 0 | 0 | 0 | -344326.8984 | 0 | 0 | 0 | 0 | 0 | 0 | 0 | 0 | 0 | 0 | 0
2016-06-17 11:00 | 0 | 0 | 0 | 0 | 89951.12 | 22.9817 | 434301 | 0 | 0 | 0 | 241840.638 | 0 | 0 | 0 | 0 | 0 | 0 | 0 | 0 | 0 | 0 | 0 | 0 | 0 | -344326.8984 | 0 | 0 | 0 | 0 | 0 | 0 | 0 | 0 | 0 | 0 | 0
2016-06-17 12:00 | 0 | 0 | 0 | 0 | 0 | 217449.362 | 459290 | 0 | 0 | 0 | 0 | 0 | 0 | 0 | 0 | 0 | 0 | 0 | 0 | 0 | 0 | 0 | 0 | 0 | -241840.638 | 0 | 0 | 0 | 0 | 0 | 0 | 0 | 0 | 0 | 0 | 0
2016-06-17 13:00 | 0 | 0 | 0 | 0 | 0 | 547327.1083 | 488911 | 0 | 0 | 0 | 58416.1083 | 0 | 0 | 0 | 0 | 0 | 0 | 0 | 0 | 0 | 0 | 0 | 0 | 0 | 58416.1083 | 0 | 0 | 0 | 0 | 0 | 0 | 0 | 0 | 0 | 0 | 0
2016-06-17 14:00 | 0 | 0 | 0 | 0 | 0 | 862921.8984 | 518595 | 0 | 0 | 0 | 402743.0067 | 0 | 0 | 0 | 0 | 0 | 0 | 0 | 0 | 0 | 0 | 0 | 0 | 0 | 344326.8984 | 0 | 0 | 0 | 0 | 0 | 0 | 0 | 0 | 0 | 0 | 0
2016-06-17 15:00 | 0 | 0 | 0 | 0 | 0 | 890067.8984 | 545741 | 0 | 0 | 0 | 747069.905 | 0 | 0 | 0 | 0 | 0 | 0 | 0 | 0 | 0 | 0 | 0 | 0 | 0 | 344326.8984 | 0 | 0 | 0 | 0 | 0 | 0 | 0 | 0 | 0 | 0 | 0
2016-06-17 16:00 | 0 | 0 | 0 | 0 | 0 | 911816.8984 | 567490 | 0 | 0 | 0 | 1091396.8034 | 0 | 0 | 0 | 0 | 0 | 0 | 0 | 0 | 0 | 0 | 0 | 0 | 0 | 344326.8984 | 0 | 0 | 0 | 0 | 0 | 0 | 0 | 0 | 0 | 0 | 0
2016-06-17 17:00 | 0 | 0 | 0 | 0 | 0 | 928875.8984 | 584549 | 0 | 0 | 0 | 1435723.7018 | 0 | 0 | 0 | 0 | 0 | 0 | 0 | 0 | 0 | 0 | 0 | 0 | 0 | 344326.8984 | 0 | 0 | 0 | 0 | 0 | 0 | 0 | 0 | 0 | 0 | 0
2016-06-17 18:00 | 0 | 0 | 0 | 0 | 0 | 941617.8984 | 597291 | 0 | 0 | 0 | 1780050.6001 | 0 | 0 | 0 | 0 | 0 | 0 | 0 | 0 | 0 | 0 | 0 | 0 | 0 | 344326.8984 | 0 | 0 | 0 | 0 | 0 | 0 | 0 | 0 | 0 | 0 | 0
2016-06-17 19:00 | 0 | 0 | 0 | 0 | 0 | 950934.8984 | 606608 | 0 | 0 | 0 | 2124377.4985 | 0 | 0 | 0 | 0 | 0 | 0 | 0 | 0 | 0 | 0 | 0 | 0 | 0 | 344326.8984 | 0 | 0 | 0 | 0 | 0 | 0 | 0 | 0 | 0 | 0 | 0
2016-06-17 20:00 | 0 | 0 | 0 | 0 | 0 | 956507.8984 | 612181 | 0 | 0 | 0 | 2468704.3969 | 0 | 0 | 0 | 0 | 0 | 0 | 0 | 0 | 0 | 0 | 0 | 0 | 0 | 344326.8984 | 0 | 0 | 0 | 0 | 0 | 0 | 0 | 0 | 0 | 0 | 0
2016-06-17 21:00 | 0 | 0 | 0 | 0 | 0 | 956887.8984 | 612561 | 0 | 0 | 0 | 2813031.2952 | 0 | 0 | 0 | 0 | 0 | 0 | 0 | 0 | 0 | 0 | 0 | 0 | 0 | 344326.8984 | 0 | 0 | 0 | 0 | 0 | 0 | 0 | 0 | 0 | 0 | 0
2016-06-17 22:00 | 0 | 0 | 0 | 0 | 0 | 949068.8984 | 604742 | 0 | 0 | 0 | 3157358.1936 | 0 | 0 | 0 | 0 | 0 | 0 | 0 | 0 | 0 | 0 | 0 | 0 | 0 | 344326.8984 | 0 | 0 | 0 | 0 | 0 | 0 | 0 | 0 | 0 | 0 | 0
2016-06-17 23:00 | 0 | 0 | 0 | 0 | 0 | 934344.8984 | 590018 | 0 | 0 | 0 | 3501685.092 | 0 | 0 | 0 | 0 | 0 | 0 | 0 | 0 | 0 | 0 | 0 | 0 | 0 | 344326.8984 | 0 | 0 | 0 | 0 | 0 | 0 | 0 | 0 | 0 | 0 | 0
2016-06-18 | 0 | 0 | 0 | 0 | 0 | 813624.0838 | 571383 | 0 | 0 | 0 | 3743926.1757 | 0 | 0 | 0 | 0 | 0 | 0 | 0 | 0 | 0 | 0 | 0 | 0 | 0 | 242241.0838 | 0 | 0 | 0 | 0 | 0 | 0 | 0 | 0 | 0 | 0 | 0
2016-06-18 01:00 | 0 | 0 | 0 | 0 | 0 | 453015.0431 | 554508 | 0 | 0 | 0 | 3623437.9794 | 0 | 0 | 18995.2394 | 0 | 0 | 0 | 0 | 0 | 0 | 0 | 0 | 0 | 0 | -120488.1963 | 0 | 0 | 0 | 18995.2394 | 0 | 0 | 0 | 0 | 0 | 0 | 0
2016-06-18 02:00 | 0 | 0 | 0 | 0 | 100035.1467 | 66738.7156 | 530096 | 0 | 0 | 0 | 3279111.0811 | 0 | 0 | 0 | 0 | 0 | 0 | 0 | 0 | 0 | 0 | 0 | 0 | 0 | -344326.8984 | 0 | 0 | 0 | -18995.2394 | 0 | 0 | 0 | 0 | 0 | 0 | 0
2016-06-18 03:00 | 0 | 0 | 0 | 0 | 153155.9609 | 1.1408 | 497484 | 0 | 0 | 0 | 2934784.1827 | 0 | 0 | 0 | 0 | 0 | 0 | 0 | 0 | 0 | 0 | 0 | 0 | 0 | -344326.8984 | 0 | 0 | 0 | 0 | 0 | 0 | 0 | 0 | 0 | 0 | 0
2016-06-18 04:00 | 0 | 0 | 0 | 0 | 121432.1016 | 0 | 465759 | 0 | 0 | 0 | 2590457.2843 | 0 | 0 | 0 | 0 | 0 | 0 | 0 | 0 | 0 | 0 | 0 | 0 | 0 | -344326.8984 | 0 | 0 | 0 | 0 | 0 | 0 | 0 | 0 | 0 | 0 | 0
2016-06-18 05:00 | 0 | 0 | 0 | 0 | 91798.1016 | 0 | 436125 | 0 | 0 | 0 | 2246130.386 | 0 | 0 | 0 | 0 | 0 | 0 | 0 | 0 | 0 | 0 | 0 | 0 | 0 | -344326.8984 | 0 | 0 | 0 | 0 | 0 | 0 | 0 | 0 | 0 | 0 | 0
2016-06-18 06:00 | 0 | 0 | 0 | 0 | 66580.1016 | 0 | 410907 | 0 | 0 | 0 | 1901803.4876 | 0 | 0 | 0 | 0 | 0 | 0 | 0 | 0 | 0 | 0 | 0 | 0 | 0 | -344326.8984 | 0 | 0 | 0 | 0 | 0 | 0 | 0 | 0 | 0 | 0 | 0
2016-06-18 07:00 | 0 | 0 | 0 | 0 | 48841.1016 | 0 | 393168 | 0 | 0 | 0 | 1557476.5892 | 0 | 0 | 0 | 0 | 0 | 0 | 0 | 0 | 0 | 0 | 0 | 0 | 0 | -344326.8984 | 0 | 0 | 0 | 0 | 0 | 0 | 0 | 0 | 0 | 0 | 0
2016-06-18 08:00 | 0 | 0 | 0 | 0 | 37431.1016 | 0 | 381758 | 0 | 0 | 0 | 1213149.6909 | 0 | 0 | 0 | 0 | 0 | 0 | 0 | 0 | 0 | 0 | 0 | 0 | 0 | -344326.8984 | 0 | 0 | 0 | 0 | 0 | 0 | 0 | 0 | 0 | 0 | 0
2016-06-18 09:00 | 0 | 0 | 0 | 0 | 31900.1016 | 0 | 376227 | 0 | 0 | 0 | 868822.7925 | 0 | 0 | 0 | 0 | 0 | 0 | 0 | 0 | 0 | 0 | 0 | 0 | 0 | -344326.8984 | 0 | 0 | 0 | 0 | 0 | 0 | 0 | 0 | 0 | 0 | 0
2016-06-18 10:00 | 0 | 0 | 0 | 0 | 31503.1016 | 0 | 375830 | 0 | 0 | 0 | 524495.8941 | 0 | 0 | 0 | 0 | 0 | 0 | 0 | 0 | 0 | 0 | 0 | 0 | 0 | -344326.8984 | 0 | 0 | 0 | 0 | 0 | 0 | 0 | 0 | 0 | 0 | 0
2016-06-18 11:00 | 0 | 0 | 0 | 0 | 40398.974 | 12.1277 | 384738 | 0 | 0 | 0 | 180168.9958 | 0 | 0 | 0 | 0 | 0 | 0 | 0 | 0 | 0 | 0 | 0 | 0 | 0 | -344326.8984 | 0 | 0 | 0 | 0 | 0 | 0 | 0 | 0 | 0 | 0 | 0
2016-06-18 12:00 | 0 | 0 | 0 | 0 | 0 | 225156.0042 | 405325 | 0 | 0 | 0 | 0 | 0 | 0 | 0 | 0 | 0 | 0 | 0 | 0 | 0 | 0 | 0 | 0 | 0 | -180168.9958 | 0 | 0 | 0 | 0 | 0 | 0 | 0 | 0 | 0 | 0 | 0
2016-06-18 13:00 | 0 | 0 | 0 | 0 | 0 | 617010.5766 | 432021 | 0 | 0 | 0 | 184989.5766 | 0 | 0 | 0 | 0 | 0 | 0 | 0 | 0 | 0 | 0 | 0 | 0 | 0 | 184989.5766 | 0 | 0 | 0 | 0 | 0 | 0 | 0 | 0 | 0 | 0 | 0
2016-06-18 14:00 | 0 | 0 | 0 | 0 | 0 | 805147.8984 | 460821 | 0 | 0 | 0 | 529316.475 | 0 | 0 | 0 | 0 | 0 | 0 | 0 | 0 | 0 | 0 | 0 | 0 | 0 | 344326.8984 | 0 | 0 | 0 | 0 | 0 | 0 | 0 | 0 | 0 | 0 | 0
2016-06-18 15:00 | 0 | 0 | 0 | 0 | 0 | 833980.8984 | 489654 | 0 | 0 | 0 | 873643.3733 | 0 | 0 | 0 | 0 | 0 | 0 | 0 | 0 | 0 | 0 | 0 | 0 | 0 | 344326.8984 | 0 | 0 | 0 | 0 | 0 | 0 | 0 | 0 | 0 | 0 | 0
2016-06-18 16:00 | 0 | 0 | 0 | 0 | 0 | 858957.8984 | 514631 | 0 | 0 | 0 | 1217970.2717 | 0 | 0 | 0 | 0 | 0 | 0 | 0 | 0 | 0 | 0 | 0 | 0 | 0 | 344326.8984 | 0 | 0 | 0 | 0 | 0 | 0 | 0 | 0 | 0 | 0 | 0
2016-06-18 17:00 | 0 | 0 | 0 | 0 | 0 | 878932.8984 | 534606 | 0 | 0 | 0 | 1562297.1701 | 0 | 0 | 0 | 0 | 0 | 0 | 0 | 0 | 0 | 0 | 0 | 0 | 0 | 344326.8984 | 0 | 0 | 0 | 0 | 0 | 0 | 0 | 0 | 0 | 0 | 0
2016-06-18 18:00 | 0 | 0 | 0 | 0 | 0 | 895517.8984 | 551191 | 0 | 0 | 0 | 1906624.0684 | 0 | 0 | 0 | 0 | 0 | 0 | 0 | 0 | 0 | 0 | 0 | 0 | 0 | 344326.8984 | 0 | 0 | 0 | 0 | 0 | 0 | 0 | 0 | 0 | 0 | 0
2016-06-18 19:00 | 0 | 0 | 0 | 0 | 0 | 908871.8984 | 564545 | 0 | 0 | 0 | 2250950.9668 | 0 | 0 | 0 | 0 | 0 | 0 | 0 | 0 | 0 | 0 | 0 | 0 | 0 | 344326.8984 | 0 | 0 | 0 | 0 | 0 | 0 | 0 | 0 | 0 | 0 | 0
2016-06-18 20:00 | 0 | 0 | 0 | 0 | 0 | 918804.8984 | 574478 | 0 | 0 | 0 | 2595277.8652 | 0 | 0 | 0 | 0 | 0 | 0 | 0 | 0 | 0 | 0 | 0 | 0 | 0 | 344326.8984 | 0 | 0 | 0 | 0 | 0 | 0 | 0 | 0 | 0 | 0 | 0
2016-06-18 21:00 | 0 | 0 | 0 | 0 | 0 | 924011.8984 | 579685 | 0 | 0 | 0 | 2939604.7635 | 0 | 0 | 0 | 0 | 0 | 0 | 0 | 0 | 0 | 0 | 0 | 0 | 0 | 344326.8984 | 0 | 0 | 0 | 0 | 0 | 0 | 0 | 0 | 0 | 0 | 0
2016-06-18 22:00 | 0 | 0 | 0 | 0 | 0 | 920167.8984 | 575841 | 0 | 0 | 0 | 3283931.6619 | 0 | 0 | 0 | 0 | 0 | 0 | 0 | 0 | 0 | 0 | 0 | 0 | 0 | 344326.8984 | 0 | 0 | 0 | 0 | 0 | 0 | 0 | 0 | 0 | 0 | 0
2016-06-18 23:00 | 0 | 0 | 0 | 0 | 0 | 907034.8984 | 562708 | 0 | 0 | 0 | 3628258.5602 | 0 | 0 | 0 | 0 | 0 | 0 | 0 | 0 | 0 | 0 | 0 | 0 | 0 | 344326.8984 | 0 | 0 | 0 | 0 | 0 | 0 | 0 | 0 | 0 | 0 | 0
2016-06-19 | 0 | 0 | 0 | 0 | 0 | 715528.9623 | 545617 | 0 | 0 | 0 | 3779175.2831 | 0 | 0 | 18995.2394 | 0 | 0 | 0 | 0 | 0 | 0 | 0 | 0 | 0 | 0 | 150916.7229 | 0 | 0 | 0 | 18995.2394 | 0 | 0 | 0 | 0 | 0 | 0 | 0
2016-06-19 01:00 | 0 | 0 | 0 | 0 | 0 | 391700.3488 | 531539 | 0 | 0 | 0 | 3639336.632 | 0 | 0 | 18995.2394 | 0 | 0 | 0 | 0 | 0 | 0 | 0 | 0 | 0 | 0 | -139838.6512 | 0 | 0 | 0 | 0 | 0 | 0 | 0 | 0 | 0 | 0 | 0
2016-06-19 02:00 | 0 | 0 | 0 | 0 | 82199.9168 | 65785.9454 | 511308 | 0 | 0 | 0 | 3295009.7336 | 0 | 0 | 0 | 0 | 0 | 0 | 0 | 0 | 0 | 0 | 0 | 0 | 0 | -344326.8984 | 0 | 0 | 0 | -18995.2394 | 0 | 0 | 0 | 0 | 0 | 0 | 0
2016-06-19 03:00 | 0 | 0 | 0 | 0 | 137394.3977 | 5.7039 | 481727 | 0 | 0 | 0 | 2950682.8352 | 0 | 0 | 0 | 0 | 0 | 0 | 0 | 0 | 0 | 0 | 0 | 0 | 0 | -344326.8984 | 0 | 0 | 0 | 0 | 0 | 0 | 0 | 0 | 0 | 0 | 0
2016-06-19 04:00 | 0 | 0 | 0 | 0 | 106636.1016 | 0 | 450963 | 0 | 0 | 0 | 2606355.9369 | 0 | 0 | 0 | 0 | 0 | 0 | 0 | 0 | 0 | 0 | 0 | 0 | 0 | -344326.8984 | 0 | 0 | 0 | 0 | 0 | 0 | 0 | 0 | 0 | 0 | 0
2016-06-19 05:00 | 0 | 0 | 0 | 0 | 79453.1016 | 0 | 423780 | 0 | 0 | 0 | 2262029.0385 | 0 | 0 | 0 | 0 | 0 | 0 | 0 | 0 | 0 | 0 | 0 | 0 | 0 | -344326.8984 | 0 | 0 | 0 | 0 | 0 | 0 | 0 | 0 | 0 | 0 | 0
2016-06-19 06:00 | 0 | 0 | 0 | 0 | 56305.1016 | 0 | 400632 | 0 | 0 | 0 | 1917702.1401 | 0 | 0 | 0 | 0 | 0 | 0 | 0 | 0 | 0 | 0 | 0 | 0 | 0 | -344326.8984 | 0 | 0 | 0 | 0 | 0 | 0 | 0 | 0 | 0 | 0 | 0
2016-06-19 07:00 | 0 | 0 | 0 | 0 | 39417.1016 | 0 | 383744 | 0 | 0 | 0 | 1573375.2418 | 0 | 0 | 0 | 0 | 0 | 0 | 0 | 0 | 0 | 0 | 0 | 0 | 0 | -344326.8984 | 0 | 0 | 0 | 0 | 0 | 0 | 0 | 0 | 0 | 0 | 0
2016-06-19 08:00 | 0 | 0 | 0 | 0 | 27676.1016 | 0 | 372003 | 0 | 0 | 0 | 1229048.3434 | 0 | 0 | 0 | 0 | 0 | 0 | 0 | 0 | 0 | 0 | 0 | 0 | 0 | -344326.8984 | 0 | 0 | 0 | 0 | 0 | 0 | 0 | 0 | 0 | 0 | 0
2016-06-19 09:00 | 0 | 0 | 0 | 0 | 20301.1016 | 0 | 364628 | 0 | 0 | 0 | 884721.445 | 0 | 0 | 0 | 0 | 0 | 0 | 0 | 0 | 0 | 0 | 0 | 0 | 0 | -344326.8984 | 0 | 0 | 0 | 0 | 0 | 0 | 0 | 0 | 0 | 0 | 0
2016-06-19 10:00 | 0 | 0 | 0 | 0 | 17157.1016 | 0 | 361484 | 0 | 0 | 0 | 540394.5467 | 0 | 0 | 0 | 0 | 0 | 0 | 0 | 0 | 0 | 0 | 0 | 0 | 0 | -344326.8984 | 0 | 0 | 0 | 0 | 0 | 0 | 0 | 0 | 0 | 0 | 0
2016-06-19 11:00 | 0 | 0 | 0 | 0 | 22960.4735 | 20.6281 | 367308 | 0 | 0 | 0 | 196067.6483 | 0 | 0 | 0 | 0 | 0 | 0 | 0 | 0 | 0 | 0 | 0 | 0 | 0 | -344326.8984 | 0 | 0 | 0 | 0 | 0 | 0 | 0 | 0 | 0 | 0 | 0
2016-06-19 12:00 | 0 | 0 | 0 | 0 | 0 | 191106.3517 | 387174 | 0 | 0 | 0 | 0 | 0 | 0 | 0 | 0 | 0 | 0 | 0 | 0 | 0 | 0 | 0 | 0 | 0 | -196067.6483 | 0 | 0 | 0 | 0 | 0 | 0 | 0 | 0 | 0 | 0 | 0
2016-06-19 13:00 | 0 | 0 | 0 | 0 | 0 | 576863.8981 | 415881 | 0 | 0 | 0 | 160982.8981 | 0 | 0 | 0 | 0 | 0 | 0 | 0 | 0 | 0 | 0 | 0 | 0 | 0 | 160982.8981 | 0 | 0 | 0 | 0 | 0 | 0 | 0 | 0 | 0 | 0 | 0
2016-06-19 14:00 | 0 | 0 | 0 | 0 | 0 | 792314.8984 | 447988 | 0 | 0 | 0 | 505309.7965 | 0 | 0 | 0 | 0 | 0 | 0 | 0 | 0 | 0 | 0 | 0 | 0 | 0 | 344326.8984 | 0 | 0 | 0 | 0 | 0 | 0 | 0 | 0 | 0 | 0 | 0
2016-06-19 15:00 | 0 | 0 | 0 | 0 | 0 | 823361.8984 | 479035 | 0 | 0 | 0 | 849636.6949 | 0 | 0 | 0 | 0 | 0 | 0 | 0 | 0 | 0 | 0 | 0 | 0 | 0 | 344326.8984 | 0 | 0 | 0 | 0 | 0 | 0 | 0 | 0 | 0 | 0 | 0
2016-06-19 16:00 | 0 | 0 | 0 | 0 | 0 | 850973.8984 | 506647 | 0 | 0 | 0 | 1193963.5932 | 0 | 0 | 0 | 0 | 0 | 0 | 0 | 0 | 0 | 0 | 0 | 0 | 0 | 344326.8984 | 0 | 0 | 0 | 0 | 0 | 0 | 0 | 0 | 0 | 0 | 0
2016-06-19 17:00 | 0 | 0 | 0 | 0 | 0 | 875000.8984 | 530674 | 0 | 0 | 0 | 1538290.4916 | 0 | 0 | 0 | 0 | 0 | 0 | 0 | 0 | 0 | 0 | 0 | 0 | 0 | 344326.8984 | 0 | 0 | 0 | 0 | 0 | 0 | 0 | 0 | 0 | 0 | 0
2016-06-19 18:00 | 0 | 0 | 0 | 0 | 0 | 894572.8984 | 550246 | 0 | 0 | 0 | 1882617.39 | 0 | 0 | 0 | 0 | 0 | 0 | 0 | 0 | 0 | 0 | 0 | 0 | 0 | 344326.8984 | 0 | 0 | 0 | 0 | 0 | 0 | 0 | 0 | 0 | 0 | 0
2016-06-19 19:00 | 0 | 0 | 0 | 0 | 0 | 911335.8984 | 567009 | 0 | 0 | 0 | 2226944.2883 | 0 | 0 | 0 | 0 | 0 | 0 | 0 | 0 | 0 | 0 | 0 | 0 | 0 | 344326.8984 | 0 | 0 | 0 | 0 | 0 | 0 | 0 | 0 | 0 | 0 | 0
2016-06-19 20:00 | 0 | 0 | 0 | 0 | 0 | 925190.8984 | 580864 | 0 | 0 | 0 | 2571271.1867 | 0 | 0 | 0 | 0 | 0 | 0 | 0 | 0 | 0 | 0 | 0 | 0 | 0 | 344326.8984 | 0 | 0 | 0 | 0 | 0 | 0 | 0 | 0 | 0 | 0 | 0
2016-06-19 21:00 | 0 | 0 | 0 | 0 | 0 | 934713.8984 | 590387 | 0 | 0 | 0 | 2915598.0851 | 0 | 0 | 0 | 0 | 0 | 0 | 0 | 0 | 0 | 0 | 0 | 0 | 0 | 344326.8984 | 0 | 0 | 0 | 0 | 0 | 0 | 0 | 0 | 0 | 0 | 0
2016-06-19 22:00 | 0 | 0 | 0 | 0 | 0 | 935889.8984 | 591563 | 0 | 0 | 0 | 3259924.9834 | 0 | 0 | 0 | 0 | 0 | 0 | 0 | 0 | 0 | 0 | 0 | 0 | 0 | 344326.8984 | 0 | 0 | 0 | 0 | 0 | 0 | 0 | 0 | 0 | 0 | 0
2016-06-19 23:00 | 0 | 0 | 0 | 0 | 0 | 946292.7581 | 584623 | 0 | 0 | 0 | 3604251.8818 | 0 | 0 | 17342.8597 | 0 | 0 | 0 | 0 | 0 | 0 | 0 | 0 | 0 | 0 | 344326.8984 | 0 | 0 | 0 | 17342.8597 | 0 | 0 | 0 | 0 | 0 | 0 | 0
2016-06-20 | 0 | 0 | 0 | 0 | 0 | 748323.5444 | 571899 | 0 | 0 | 0 | 3779024.0465 | 0 | 0 | 18995.2394 | 0 | 0 | 0 | 0 | 0 | 0 | 0 | 0 | 0 | 0 | 174772.1647 | 0 | 0 | 0 | 1652.3797 | 0 | 0 | 0 | 0 | 0 | 0 | 0
2016-06-20 01:00 | 0 | 0 | 0 | 0 | 0 | 461522.5522 | 560612 | 0 | 0 | 0 | 3679934.5988 | 0 | 0 | 18995.2394 | 0 | 0 | 0 | 0 | 0 | 0 | 0 | 0 | 0 | 0 | -99089.4478 | 0 | 0 | 0 | 0 | 0 | 0 | 0 | 0 | 0 | 0 | 0
2016-06-20 02:00 | 0 | 0 | 0 | 0 | 112233.6896 | 63073.1726 | 538629 | 0 | 0 | 0 | 3335607.7004 | 0 | 0 | 0 | 0 | 0 | 0 | 0 | 0 | 0 | 0 | 0 | 0 | 0 | -344326.8984 | 0 | 0 | 0 | -18995.2394 | 0 | 0 | 0 | 0 | 0 | 0 | 0
2016-06-20 03:00 | 0 | 0 | 0 | 0 | 162075.0942 | 2.0074 | 506404 | 0 | 0 | 0 | 2991280.802 | 0 | 0 | 0 | 0 | 0 | 0 | 0 | 0 | 0 | 0 | 0 | 0 | 0 | -344326.8984 | 0 | 0 | 0 | 0 | 0 | 0 | 0 | 0 | 0 | 0 | 0
2016-06-20 04:00 | 0 | 0 | 0 | 0 | 128461.1016 | 0 | 472788 | 0 | 0 | 0 | 2646953.9037 | 0 | 0 | 0 | 0 | 0 | 0 | 0 | 0 | 0 | 0 | 0 | 0 | 0 | -344326.8984 | 0 | 0 | 0 | 0 | 0 | 0 | 0 | 0 | 0 | 0 | 0
2016-06-20 05:00 | 0 | 0 | 0 | 0 | 100053.1016 | 0 | 444380 | 0 | 0 | 0 | 2302627.0053 | 0 | 0 | 0 | 0 | 0 | 0 | 0 | 0 | 0 | 0 | 0 | 0 | 0 | -344326.8984 | 0 | 0 | 0 | 0 | 0 | 0 | 0 | 0 | 0 | 0 | 0
2016-06-20 06:00 | 0 | 0 | 0 | 0 | 75747.1016 | 0 | 420074 | 0 | 0 | 0 | 1958300.1069 | 0 | 0 | 0 | 0 | 0 | 0 | 0 | 0 | 0 | 0 | 0 | 0 | 0 | -344326.8984 | 0 | 0 | 0 | 0 | 0 | 0 | 0 | 0 | 0 | 0 | 0
2016-06-20 07:00 | 0 | 0 | 0 | 0 | 58941.1016 | 0 | 403268 | 0 | 0 | 0 | 1613973.2086 | 0 | 0 | 0 | 0 | 0 | 0 | 0 | 0 | 0 | 0 | 0 | 0 | 0 | -344326.8984 | 0 | 0 | 0 | 0 | 0 | 0 | 0 | 0 | 0 | 0 | 0
2016-06-20 08:00 | 0 | 0 | 0 | 0 | 50349.1016 | 0 | 394676 | 0 | 0 | 0 | 1269646.3102 | 0 | 0 | 0 | 0 | 0 | 0 | 0 | 0 | 0 | 0 | 0 | 0 | 0 | -344326.8984 | 0 | 0 | 0 | 0 | 0 | 0 | 0 | 0 | 0 | 0 | 0
2016-06-20 09:00 | 0 | 0 | 0 | 0 | 53004.1016 | 0 | 397331 | 0 | 0 | 0 | 925319.4118 | 0 | 0 | 0 | 0 | 0 | 0 | 0 | 0 | 0 | 0 | 0 | 0 | 0 | -344326.8984 | 0 | 0 | 0 | 0 | 0 | 0 | 0 | 0 | 0 | 0 | 0
2016-06-20 10:00 | 0 | 0 | 0 | 0 | 66352.1016 | 0 | 410679 | 0 | 0 | 0 | 580992.5135 | 0 | 0 | 0 | 0 | 0 | 0 | 0 | 0 | 0 | 0 | 0 | 0 | 0 | -344326.8984 | 0 | 0 | 0 | 0 | 0 | 0 | 0 | 0 | 0 | 0 | 0
2016-06-20 11:00 | 0 | 0 | 0 | 0 | 89029.12 | 22.9817 | 433379 | 0 | 0 | 0 | 236665.6151 | 0 | 0 | 0 | 0 | 0 | 0 | 0 | 0 | 0 | 0 | 0 | 0 | 0 | -344326.8984 | 0 | 0 | 0 | 0 | 0 | 0 | 0 | 0 | 0 | 0 | 0
2016-06-20 12:00 | 0 | 0 | 0 | 0 | 0 | 225118.3849 | 461784 | 0 | 0 | 0 | 0 | 0 | 0 | 0 | 0 | 0 | 0 | 0 | 0 | 0 | 0 | 0 | 0 | 0 | -236665.6151 | 0 | 0 | 0 | 0 | 0 | 0 | 0 | 0 | 0 | 0 | 0
2016-06-20 13:00 | 0 | 0 | 0 | 0 | 0 | 687568.1762 | 494530 | 0 | 0 | 0 | 193038.1762 | 0 | 0 | 0 | 0 | 0 | 0 | 0 | 0 | 0 | 0 | 0 | 0 | 0 | 193038.1762 | 0 | 0 | 0 | 0 | 0 | 0 | 0 | 0 | 0 | 0 | 0
2016-06-20 14:00 | 0 | 0 | 0 | 0 | 0 | 873604.8984 | 529278 | 0 | 0 | 0 | 537365.0746 | 0 | 0 | 0 | 0 | 0 | 0 | 0 | 0 | 0 | 0 | 0 | 0 | 0 | 344326.8984 | 0 | 0 | 0 | 0 | 0 | 0 | 0 | 0 | 0 | 0 | 0
2016-06-20 15:00 | 0 | 0 | 0 | 0 | 0 | 907450.8984 | 563124 | 0 | 0 | 0 | 881691.9729 | 0 | 0 | 0 | 0 | 0 | 0 | 0 | 0 | 0 | 0 | 0 | 0 | 0 | 344326.8984 | 0 | 0 | 0 | 0 | 0 | 0 | 0 | 0 | 0 | 0 | 0
2016-06-20 16:00 | 0 | 0 | 0 | 0 | 0 | 937054.8984 | 592728 | 0 | 0 | 0 | 1226018.8713 | 0 | 0 | 0 | 0 | 0 | 0 | 0 | 0 | 0 | 0 | 0 | 0 | 0 | 344326.8984 | 0 | 0 | 0 | 0 | 0 | 0 | 0 | 0 | 0 | 0 | 0
2016-06-20 17:00 | 0 | 0 | 0 | 0 | 0 | 962635.8984 | 618309 | 0 | 0 | 0 | 1570345.7697 | 0 | 0 | 0 | 0 | 0 | 0 | 0 | 0 | 0 | 0 | 0 | 0 | 0 | 344326.8984 | 0 | 0 | 0 | 0 | 0 | 0 | 0 | 0 | 0 | 0 | 0
2016-06-20 18:00 | 0 | 0 | 0 | 0 | 0 | 982278.8984 | 637952 | 0 | 0 | 0 | 1914672.668 | 0 | 0 | 0 | 0 | 0 | 0 | 0 | 0 | 0 | 0 | 0 | 0 | 0 | 344326.8984 | 0 | 0 | 0 | 0 | 0 | 0 | 0 | 0 | 0 | 0 | 0
2016-06-20 19:00 | 0 | 0 | 0 | 0 | 0 | 997571.8984 | 653245 | 0 | 0 | 0 | 2258999.5664 | 0 | 0 | 0 | 0 | 0 | 0 | 0 | 0 | 0 | 0 | 0 | 0 | 0 | 344326.8984 | 0 | 0 | 0 | 0 | 0 | 0 | 0 | 0 | 0 | 0 | 0
2016-06-20 20:00 | 0 | 0 | 0 | 0 | 0 | 1008628.8984 | 664302 | 0 | 0 | 0 | 2603326.4648 | 0 | 0 | 0 | 0 | 0 | 0 | 0 | 0 | 0 | 0 | 0 | 0 | 0 | 344326.8984 | 0 | 0 | 0 | 0 | 0 | 0 | 0 | 0 | 0 | 0 | 0
2016-06-20 21:00 | 0 | 0 | 0 | 0 | 0 | 1013241.8984 | 668915 | 0 | 0 | 0 | 2947653.3631 | 0 | 0 | 0 | 0 | 0 | 0 | 0 | 0 | 0 | 0 | 0 | 0 | 0 | 344326.8984 | 0 | 0 | 0 | 0 | 0 | 0 | 0 | 0 | 0 | 0 | 0
2016-06-20 22:00 | 0 | 0 | 0 | 0 | 0 | 1028228.1378 | 664906 | 0 | 0 | 0 | 3291980.2615 | 0 | 0 | 18995.2394 | 0 | 0 | 0 | 0 | 0 | 0 | 0 | 0 | 0 | 0 | 344326.8984 | 0 | 0 | 0 | 18995.2394 | 0 | 0 | 0 | 0 | 0 | 0 | 0
2016-06-20 23:00 | 0 | 0 | 0 | 0 | 0 | 983014.5335 | 651397 | 0 | 0 | 0 | 3623597.795 | 0 | 0 | 18995.2394 | 0 | 0 | 0 | 0 | 0 | 0 | 0 | 0 | 0 | 0 | 331617.5335 | 0 | 0 | 0 | 0 | 0 | 0 | 0 | 0 | 0 | 0 | 0
2016-06-21 | 0 | 0 | 0 | 0 | 0 | 802637.6057 | 631507 | 0 | 0 | 0 | 3794728.4008 | 0 | 0 | 18995.2394 | 0 | 0 | 0 | 0 | 0 | 0 | 0 | 0 | 0 | 0 | 171130.6057 | 0 | 0 | 0 | 0 | 0 | 0 | 0 | 0 | 0 | 0 | 0
2016-06-21 01:00 | 0 | 0 | 0 | 0 | 0 | 451539.123 | 612804 | 0 | 0 | 0 | 3633463.5238 | 0 | 0 | 18995.2394 | 0 | 0 | 0 | 0 | 0 | 0 | 0 | 0 | 0 | 0 | -161264.877 | 0 | 0 | 0 | 0 | 0 | 0 | 0 | 0 | 0 | 0 | 0
2016-06-21 02:00 | 0 | 0 | 0 | 0 | 151344.599 | 67328.2632 | 581995 | 0 | 0 | 0 | 3289136.6254 | 0 | 0 | 0 | 0 | 0 | 0 | 0 | 0 | 0 | 0 | 0 | 0 | 0 | -344326.8984 | 0 | 0 | 0 | -18995.2394 | 0 | 0 | 0 | 0 | 0 | 0 | 0
2016-06-21 03:00 | 0 | 0 | 0 | 0 | 195620.3572 | 1.7444 | 539949 | 0 | 0 | 0 | 2944809.727 | 0 | 0 | 0 | 0 | 0 | 0 | 0 | 0 | 0 | 0 | 0 | 0 | 0 | -344326.8984 | 0 | 0 | 0 | 0 | 0 | 0 | 0 | 0 | 0 | 0 | 0
2016-06-21 04:00 | 0 | 0 | 0 | 0 | 157035.1016 | 0 | 501362 | 0 | 0 | 0 | 2600482.8287 | 0 | 0 | 0 | 0 | 0 | 0 | 0 | 0 | 0 | 0 | 0 | 0 | 0 | -344326.8984 | 0 | 0 | 0 | 0 | 0 | 0 | 0 | 0 | 0 | 0 | 0
2016-06-21 05:00 | 0 | 0 | 0 | 0 | 124911.1016 | 0 | 469238 | 0 | 0 | 0 | 2256155.9303 | 0 | 0 | 0 | 0 | 0 | 0 | 0 | 0 | 0 | 0 | 0 | 0 | 0 | -344326.8984 | 0 | 0 | 0 | 0 | 0 | 0 | 0 | 0 | 0 | 0 | 0
2016-06-21 06:00 | 0 | 0 | 0 | 0 | 97631.1016 | 0 | 441958 | 0 | 0 | 0 | 1911829.0319 | 0 | 0 | 0 | 0 | 0 | 0 | 0 | 0 | 0 | 0 | 0 | 0 | 0 | -344326.8984 | 0 | 0 | 0 | 0 | 0 | 0 | 0 | 0 | 0 | 0 | 0
2016-06-21 07:00 | 0 | 0 | 0 | 0 | 78298.1016 | 0 | 422625 | 0 | 0 | 0 | 1567502.1336 | 0 | 0 | 0 | 0 | 0 | 0 | 0 | 0 | 0 | 0 | 0 | 0 | 0 | -344326.8984 | 0 | 0 | 0 | 0 | 0 | 0 | 0 | 0 | 0 | 0 | 0
2016-06-21 08:00 | 0 | 0 | 0 | 0 | 68378.1016 | 0 | 412705 | 0 | 0 | 0 | 1223175.2352 | 0 | 0 | 0 | 0 | 0 | 0 | 0 | 0 | 0 | 0 | 0 | 0 | 0 | -344326.8984 | 0 | 0 | 0 | 0 | 0 | 0 | 0 | 0 | 0 | 0 | 0
2016-06-21 09:00 | 0 | 0 | 0 | 0 | 69927.1016 | 0 | 414254 | 0 | 0 | 0 | 878848.3368 | 0 | 0 | 0 | 0 | 0 | 0 | 0 | 0 | 0 | 0 | 0 | 0 | 0 | -344326.8984 | 0 | 0 | 0 | 0 | 0 | 0 | 0 | 0 | 0 | 0 | 0
2016-06-21 10:00 | 0 | 0 | 0 | 0 | 83160.1016 | 0 | 427487 | 0 | 0 | 0 | 534521.4385 | 0 | 0 | 0 | 0 | 0 | 0 | 0 | 0 | 0 | 0 | 0 | 0 | 0 | -344326.8984 | 0 | 0 | 0 | 0 | 0 | 0 | 0 | 0 | 0 | 0 | 0
2016-06-21 11:00 | 0 | 0 | 0 | 0 | 102920.5811 | 19.5206 | 447267 | 0 | 0 | 0 | 190194.5401 | 0 | 0 | 0 | 0 | 0 | 0 | 0 | 0 | 0 | 0 | 0 | 0 | 0 | -344326.8984 | 0 | 0 | 0 | 0 | 0 | 0 | 0 | 0 | 0 | 0 | 0
2016-06-21 12:00 | 0 | 0 | 0 | 0 | 115067.8726 | 194524.0235 | 470193 | 0 | 0 | 0 | 29593.4361 | 0 | 0 | 0 | 0 | 0 | 0 | 0 | 0 | 0 | 0 | 0 | 0 | 0 | -160601.104 | 0 | 0 | 0 | 0 | 0 | 0 | 0 | 0 | 0 | 0 | 0
2016-06-21 13:00 | 0 | 0 | 0 | 0 | 0 | 616468.8489 | 498042 | 0 | 0 | 0 | 148020.2851 | 0 | 0 | 0 | 0 | 0 | 0 | 0 | 0 | 0 | 0 | 0 | 0 | 0 | 118426.8489 | 0 | 0 | 0 | 0 | 0 | 0 | 0 | 0 | 0 | 0 | 0
2016-06-21 14:00 | 0 | 0 | 0 | 0 | 0 | 873875.8984 | 529549 | 0 | 0 | 0 | 492347.1834 | 0 | 0 | 0 | 0 | 0 | 0 | 0 | 0 | 0 | 0 | 0 | 0 | 0 | 344326.8984 | 0 | 0 | 0 | 0 | 0 | 0 | 0 | 0 | 0 | 0 | 0
2016-06-21 15:00 | 0 | 0 | 0 | 0 | 0 | 905041.8984 | 560715 | 0 | 0 | 0 | 836674.0818 | 0 | 0 | 0 | 0 | 0 | 0 | 0 | 0 | 0 | 0 | 0 | 0 | 0 | 344326.8984 | 0 | 0 | 0 | 0 | 0 | 0 | 0 | 0 | 0 | 0 | 0
2016-06-21 16:00 | 0 | 0 | 0 | 0 | 0 | 931193.8984 | 586867 | 0 | 0 | 0 | 1181000.9802 | 0 | 0 | 0 | 0 | 0 | 0 | 0 | 0 | 0 | 0 | 0 | 0 | 0 | 344326.8984 | 0 | 0 | 0 | 0 | 0 | 0 | 0 | 0 | 0 | 0 | 0
2016-06-21 17:00 | 0 | 0 | 0 | 0 | 0 | 954265.8984 | 609939 | 0 | 0 | 0 | 1525327.8785 | 0 | 0 | 0 | 0 | 0 | 0 | 0 | 0 | 0 | 0 | 0 | 0 | 0 | 344326.8984 | 0 | 0 | 0 | 0 | 0 | 0 | 0 | 0 | 0 | 0 | 0
2016-06-21 18:00 | 0 | 0 | 0 | 0 | 0 | 971981.8984 | 627655 | 0 | 0 | 0 | 1869654.7769 | 0 | 0 | 0 | 0 | 0 | 0 | 0 | 0 | 0 | 0 | 0 | 0 | 0 | 344326.8984 | 0 | 0 | 0 | 0 | 0 | 0 | 0 | 0 | 0 | 0 | 0
2016-06-21 19:00 | 0 | 0 | 0 | 0 | 0 | 984617.8984 | 640291 | 0 | 0 | 0 | 2213981.6753 | 0 | 0 | 0 | 0 | 0 | 0 | 0 | 0 | 0 | 0 | 0 | 0 | 0 | 344326.8984 | 0 | 0 | 0 | 0 | 0 | 0 | 0 | 0 | 0 | 0 | 0
2016-06-21 20:00 | 0 | 0 | 0 | 0 | 0 | 994033.8984 | 649707 | 0 | 0 | 0 | 2558308.5736 | 0 | 0 | 0 | 0 | 0 | 0 | 0 | 0 | 0 | 0 | 0 | 0 | 0 | 344326.8984 | 0 | 0 | 0 | 0 | 0 | 0 | 0 | 0 | 0 | 0 | 0
2016-06-21 21:00 | 0 | 0 | 0 | 0 | 0 | 997760.8984 | 653434 | 0 | 0 | 0 | 2902635.472 | 0 | 0 | 0 | 0 | 0 | 0 | 0 | 0 | 0 | 0 | 0 | 0 | 0 | 344326.8984 | 0 | 0 | 0 | 0 | 0 | 0 | 0 | 0 | 0 | 0 | 0
2016-06-21 22:00 | 0 | 0 | 0 | 0 | 0 | 1011439.1378 | 648117 | 0 | 0 | 0 | 3246962.3704 | 0 | 0 | 18995.2394 | 0 | 0 | 0 | 0 | 0 | 0 | 0 | 0 | 0 | 0 | 344326.8984 | 0 | 0 | 0 | 18995.2394 | 0 | 0 | 0 | 0 | 0 | 0 | 0
2016-06-21 23:00 | 0 | 0 | 0 | 0 | 0 | 920030.4135 | 634951 | 0 | 0 | 0 | 3551037.0233 | 0 | 0 | 0 | 0 | 0 | 0 | 0 | 0 | 0 | 0 | 0 | 0 | 0 | 304074.6529 | 0 | 0 | 0 | -18995.2394 | 0 | 0 | 0 | 0 | 0 | 0 | 0
2016-06-22 | 0 | 0 | 0 | 0 | 0 | 724840.0698 | 617957 | 0 | 0 | 0 | 3657920.093 | 0 | 0 | 0 | 0 | 0 | 0 | 0 | 0 | 0 | 0 | 0 | 0 | 0 | 106883.0698 | 0 | 0 | 0 | 0 | 0 | 0 | 0 | 0 | 0 | 0 | 0
2016-06-22 01:00 | 0 | 0 | 0 | 0 | 0 | 385216.8906 | 599868 | 0 | 0 | 0 | 3443268.9837 | 0 | 0 | 0 | 0 | 0 | 0 | 0 | 0 | 0 | 0 | 0 | 0 | 0 | -214651.1094 | 0 | 0 | 0 | 0 | 0 | 0 | 0 | 0 | 0 | 0 | 0
2016-06-22 02:00 | 0 | 0 | 0 | 0 | 160936.3758 | 66635.7258 | 571899 | 0 | 0 | 0 | 3098942.0853 | 0 | 0 | 0 | 0 | 0 | 0 | 0 | 0 | 0 | 0 | 0 | 0 | 0 | -344326.8984 | 0 | 0 | 0 | 0 | 0 | 0 | 0 | 0 | 0 | 0 | 0
2016-06-22 03:00 | 0 | 0 | 0 | 0 | 188570.8131 | 5.2886 | 532903 | 0 | 0 | 0 | 2754615.1869 | 0 | 0 | 0 | 0 | 0 | 0 | 0 | 0 | 0 | 0 | 0 | 0 | 0 | -344326.8984 | 0 | 0 | 0 | 0 | 0 | 0 | 0 | 0 | 0 | 0 | 0
2016-06-22 04:00 | 0 | 0 | 0 | 0 | 151159.1016 | 0 | 495486 | 0 | 0 | 0 | 2410288.2886 | 0 | 0 | 0 | 0 | 0 | 0 | 0 | 0 | 0 | 0 | 0 | 0 | 0 | -344326.8984 | 0 | 0 | 0 | 0 | 0 | 0 | 0 | 0 | 0 | 0 | 0
2016-06-22 05:00 | 0 | 0 | 0 | 0 | 120454.1016 | 0 | 464781 | 0 | 0 | 0 | 2065961.3902 | 0 | 0 | 0 | 0 | 0 | 0 | 0 | 0 | 0 | 0 | 0 | 0 | 0 | -344326.8984 | 0 | 0 | 0 | 0 | 0 | 0 | 0 | 0 | 0 | 0 | 0
2016-06-22 06:00 | 0 | 0 | 0 | 0 | 95401.1016 | 0 | 439728 | 0 | 0 | 0 | 1721634.4918 | 0 | 0 | 0 | 0 | 0 | 0 | 0 | 0 | 0 | 0 | 0 | 0 | 0 | -344326.8984 | 0 | 0 | 0 | 0 | 0 | 0 | 0 | 0 | 0 | 0 | 0
2016-06-22 07:00 | 0 | 0 | 0 | 0 | 78000.1016 | 0 | 422327 | 0 | 0 | 0 | 1377307.5935 | 0 | 0 | 0 | 0 | 0 | 0 | 0 | 0 | 0 | 0 | 0 | 0 | 0 | -344326.8984 | 0 | 0 | 0 | 0 | 0 | 0 | 0 | 0 | 0 | 0 | 0
2016-06-22 08:00 | 0 | 0 | 0 | 0 | 66996.1016 | 0 | 411323 | 0 | 0 | 0 | 1032980.6951 | 0 | 0 | 0 | 0 | 0 | 0 | 0 | 0 | 0 | 0 | 0 | 0 | 0 | -344326.8984 | 0 | 0 | 0 | 0 | 0 | 0 | 0 | 0 | 0 | 0 | 0
2016-06-22 09:00 | 0 | 0 | 0 | 0 | 68298.1016 | 0 | 412625 | 0 | 0 | 0 | 688653.7967 | 0 | 0 | 0 | 0 | 0 | 0 | 0 | 0 | 0 | 0 | 0 | 0 | 0 | -344326.8984 | 0 | 0 | 0 | 0 | 0 | 0 | 0 | 0 | 0 | 0 | 0
2016-06-22 10:00 | 0 | 0 | 0 | 0 | 80336.1016 | 0 | 424663 | 0 | 0 | 0 | 344326.8984 | 0 | 0 | 0 | 0 | 0 | 0 | 0 | 0 | 0 | 0 | 0 | 0 | 0 | -344326.8984 | 0 | 0 | 0 | 0 | 0 | 0 | 0 | 0 | 0 | 0 | 0
2016-06-22 11:00 | 0 | 0 | 0 | 0 | 101097.5353 | 22.5663 | 445447 | 0 | 0 | 0 | 0 | 0 | 0 | 0 | 0 | 0 | 0 | 0 | 0 | 0 | 0 | 0 | 0 | 0 | -344326.8984 | 0 | 0 | 0 | 0 | 0 | 0 | 0 | 0 | 0 | 0 | 0
2016-06-22 12:00 | 0 | 0 | 0 | 0 | 277043.2621 | 192745.7379 | 469789 | 0 | 0 | 0 | 0 | 0 | 0 | 0 | 0 | 0 | 0 | 0 | 0 | 0 | 0 | 0 | 0 | 0 | 0 | 0 | 0 | 0 | 0 | 0 | 0 | 0 | 0 | 0 | 0 | 0
2016-06-22 13:00 | 0 | 0 | 0 | 0 | 0 | 612600.9635 | 498029 | 0 | 0 | 0 | 114571.9635 | 0 | 0 | 0 | 0 | 0 | 0 | 0 | 0 | 0 | 0 | 0 | 0 | 0 | 114571.9635 | 0 | 0 | 0 | 0 | 0 | 0 | 0 | 0 | 0 | 0 | 0
2016-06-22 14:00 | 0 | 0 | 0 | 0 | 0 | 872427.8984 | 528101 | 0 | 0 | 0 | 458898.8619 | 0 | 0 | 0 | 0 | 0 | 0 | 0 | 0 | 0 | 0 | 0 | 0 | 0 | 344326.8984 | 0 | 0 | 0 | 0 | 0 | 0 | 0 | 0 | 0 | 0 | 0
2016-06-22 15:00 | 0 | 0 | 0 | 0 | 0 | 901405.8984 | 557079 | 0 | 0 | 0 | 803225.7602 | 0 | 0 | 0 | 0 | 0 | 0 | 0 | 0 | 0 | 0 | 0 | 0 | 0 | 344326.8984 | 0 | 0 | 0 | 0 | 0 | 0 | 0 | 0 | 0 | 0 | 0
2016-06-22 16:00 | 0 | 0 | 0 | 0 | 0 | 926417.8984 | 582091 | 0 | 0 | 0 | 1147552.6586 | 0 | 0 | 0 | 0 | 0 | 0 | 0 | 0 | 0 | 0 | 0 | 0 | 0 | 344326.8984 | 0 | 0 | 0 | 0 | 0 | 0 | 0 | 0 | 0 | 0 | 0
2016-06-22 17:00 | 0 | 0 | 0 | 0 | 0 | 949251.8984 | 604925 | 0 | 0 | 0 | 1491879.557 | 0 | 0 | 0 | 0 | 0 | 0 | 0 | 0 | 0 | 0 | 0 | 0 | 0 | 344326.8984 | 0 | 0 | 0 | 0 | 0 | 0 | 0 | 0 | 0 | 0 | 0
2016-06-22 18:00 | 0 | 0 | 0 | 0 | 0 | 967523.8984 | 623197 | 0 | 0 | 0 | 1836206.4553 | 0 | 0 | 0 | 0 | 0 | 0 | 0 | 0 | 0 | 0 | 0 | 0 | 0 | 344326.8984 | 0 | 0 | 0 | 0 | 0 | 0 | 0 | 0 | 0 | 0 | 0
2016-06-22 19:00 | 0 | 0 | 0 | 0 | 0 | 981123.8984 | 636797 | 0 | 0 | 0 | 2180533.3537 | 0 | 0 | 0 | 0 | 0 | 0 | 0 | 0 | 0 | 0 | 0 | 0 | 0 | 344326.8984 | 0 | 0 | 0 | 0 | 0 | 0 | 0 | 0 | 0 | 0 | 0
2016-06-22 20:00 | 0 | 0 | 0 | 0 | 0 | 993068.8984 | 648742 | 0 | 0 | 0 | 2524860.2521 | 0 | 0 | 0 | 0 | 0 | 0 | 0 | 0 | 0 | 0 | 0 | 0 | 0 | 344326.8984 | 0 | 0 | 0 | 0 | 0 | 0 | 0 | 0 | 0 | 0 | 0
2016-06-22 21:00 | 0 | 0 | 0 | 0 | 0 | 1017255.1378 | 653933 | 0 | 0 | 0 | 2869187.1504 | 0 | 0 | 18995.2394 | 0 | 0 | 0 | 0 | 0 | 0 | 0 | 0 | 0 | 0 | 344326.8984 | 0 | 0 | 0 | 18995.2394 | 0 | 0 | 0 | 0 | 0 | 0 | 0
2016-06-22 22:00 | 0 | 0 | 0 | 0 | 0 | 984594.9026 | 651094 | 0 | 0 | 0 | 3213514.0488 | 0 | 0 | 8169.2437 | 0 | 0 | 0 | 0 | 0 | 0 | 0 | 0 | 0 | 0 | 344326.8984 | 0 | 0 | 0 | -10825.9958 | 0 | 0 | 0 | 0 | 0 | 0 | 0
2016-06-22 23:00 | 0 | 0 | 0 | 0 | 0 | 883804.3775 | 640266 | 0 | 0 | 0 | 3465221.67 | 0 | 0 | 0 | 0 | 0 | 0 | 0 | 0 | 0 | 0 | 0 | 0 | 0 | 251707.6212 | 0 | 0 | 0 | -8169.2437 | 0 | 0 | 0 | 0 | 0 | 0 | 0
2016-06-23 | 0 | 0 | 0 | 0 | 0 | 713045.656 | 623630 | 0 | 0 | 0 | 3554637.326 | 0 | 0 | 0 | 0 | 0 | 0 | 0 | 0 | 0 | 0 | 0 | 0 | 0 | 89415.656 | 0 | 0 | 0 | 0 | 0 | 0 | 0 | 0 | 0 | 0 | 0
2016-06-23 01:00 | 0 | 0 | 0 | 0 | 0 | 402845.7008 | 607473 | 0 | 0 | 0 | 3350010.0267 | 0 | 0 | 0 | 0 | 0 | 0 | 0 | 0 | 0 | 0 | 0 | 0 | 0 | -204627.2992 | 0 | 0 | 0 | 0 | 0 | 0 | 0 | 0 | 0 | 0 | 0
2016-06-23 02:00 | 0 | 0 | 0 | 0 | 165517.8437 | 69430.258 | 579275 | 0 | 0 | 0 | 3005683.1284 | 0 | 0 | 0 | 0 | 0 | 0 | 0 | 0 | 0 | 0 | 0 | 0 | 0 | -344326.8984 | 0 | 0 | 0 | 0 | 0 | 0 | 0 | 0 | 0 | 0 | 0
2016-06-23 03:00 | 0 | 0 | 0 | 0 | 196794.5223 | 5.5793 | 541127 | 0 | 0 | 0 | 2661356.23 | 0 | 0 | 0 | 0 | 0 | 0 | 0 | 0 | 0 | 0 | 0 | 0 | 0 | -344326.8984 | 0 | 0 | 0 | 0 | 0 | 0 | 0 | 0 | 0 | 0 | 0
2016-06-23 04:00 | 0 | 0 | 0 | 0 | 161038.1016 | 0 | 505365 | 0 | 0 | 0 | 2317029.3316 | 0 | 0 | 0 | 0 | 0 | 0 | 0 | 0 | 0 | 0 | 0 | 0 | 0 | -344326.8984 | 0 | 0 | 0 | 0 | 0 | 0 | 0 | 0 | 0 | 0 | 0
2016-06-23 05:00 | 0 | 0 | 0 | 0 | 130591.1016 | 0 | 474918 | 0 | 0 | 0 | 1972702.4333 | 0 | 0 | 0 | 0 | 0 | 0 | 0 | 0 | 0 | 0 | 0 | 0 | 0 | -344326.8984 | 0 | 0 | 0 | 0 | 0 | 0 | 0 | 0 | 0 | 0 | 0
2016-06-23 06:00 | 0 | 0 | 0 | 0 | 105287.1016 | 0 | 449614 | 0 | 0 | 0 | 1628375.5349 | 0 | 0 | 0 | 0 | 0 | 0 | 0 | 0 | 0 | 0 | 0 | 0 | 0 | -344326.8984 | 0 | 0 | 0 | 0 | 0 | 0 | 0 | 0 | 0 | 0 | 0
2016-06-23 07:00 | 0 | 0 | 0 | 0 | 86648.1016 | 0 | 430975 | 0 | 0 | 0 | 1284048.6365 | 0 | 0 | 0 | 0 | 0 | 0 | 0 | 0 | 0 | 0 | 0 | 0 | 0 | -344326.8984 | 0 | 0 | 0 | 0 | 0 | 0 | 0 | 0 | 0 | 0 | 0
2016-06-23 08:00 | 0 | 0 | 0 | 0 | 76593.1016 | 0 | 420920 | 0 | 0 | 0 | 939721.7382 | 0 | 0 | 0 | 0 | 0 | 0 | 0 | 0 | 0 | 0 | 0 | 0 | 0 | -344326.8984 | 0 | 0 | 0 | 0 | 0 | 0 | 0 | 0 | 0 | 0 | 0
2016-06-23 09:00 | 0 | 0 | 0 | 0 | 78309.1016 | 0 | 422636 | 0 | 0 | 0 | 595394.8398 | 0 | 0 | 0 | 0 | 0 | 0 | 0 | 0 | 0 | 0 | 0 | 0 | 0 | -344326.8984 | 0 | 0 | 0 | 0 | 0 | 0 | 0 | 0 | 0 | 0 | 0
2016-06-23 10:00 | 0 | 0 | 0 | 0 | 261528.267 | 0 | 435624 | 0 | 0 | 0 | 421299.1068 | 0 | 0 | 0 | 0 | 0 | 0 | 0 | 0 | 0 | 0 | 0 | 0 | 0 | -174095.733 | 0 | 0 | 0 | 0 | 0 | 0 | 0 | 0 | 0 | 0 | 0
2016-06-23 11:00 | 0 | 0 | 0 | 0 | 350199.7706 | 2.5612 | 453506 | 0 | 0 | 0 | 317995.4385 | 0 | 0 | 0 | 0 | 0 | 0 | 0 | 0 | 0 | 0 | 0 | 0 | 0 | -103303.6682 | 0 | 0 | 0 | 0 | 0 | 0 | 0 | 0 | 0 | 0 | 0
2016-06-23 12:00 | 0 | 0 | 0 | 0 | 0 | 158166.5615 | 476162 | 0 | 0 | 0 | 0 | 0 | 0 | 0 | 0 | 0 | 0 | 0 | 0 | 0 | 0 | 0 | 0 | 0 | -317995.4385 | 0 | 0 | 0 | 0 | 0 | 0 | 0 | 0 | 0 | 0 | 0
2016-06-23 13:00 | 0 | 0 | 0 | 0 | 131501.0496 | 598417.7312 | 503574 | 0 | 0 | 0 | 226344.7808 | 0 | 0 | 0 | 0 | 0 | 0 | 0 | 0 | 0 | 0 | 0 | 0 | 0 | 226344.7808 | 0 | 0 | 0 | 0 | 0 | 0 | 0 | 0 | 0 | 0 | 0
2016-06-23 14:00 | 0 | 0 | 0 | 0 | 20359.1715 | 857773.7269 | 533806 | 0 | 0 | 0 | 570671.6792 | 0 | 0 | 0 | 0 | 0 | 0 | 0 | 0 | 0 | 0 | 0 | 0 | 0 | 344326.8984 | 0 | 0 | 0 | 0 | 0 | 0 | 0 | 0 | 0 | 0 | 0
2016-06-23 15:00 | 0 | 0 | 0 | 0 | 0 | 906993.8984 | 562667 | 0 | 0 | 0 | 914998.5776 | 0 | 0 | 0 | 0 | 0 | 0 | 0 | 0 | 0 | 0 | 0 | 0 | 0 | 344326.8984 | 0 | 0 | 0 | 0 | 0 | 0 | 0 | 0 | 0 | 0 | 0
2016-06-23 16:00 | 0 | 0 | 0 | 0 | 0 | 931234.8984 | 586908 | 0 | 0 | 0 | 1259325.4759 | 0 | 0 | 0 | 0 | 0 | 0 | 0 | 0 | 0 | 0 | 0 | 0 | 0 | 344326.8984 | 0 | 0 | 0 | 0 | 0 | 0 | 0 | 0 | 0 | 0 | 0
2016-06-23 17:00 | 0 | 0 | 0 | 0 | 0 | 953869.8984 | 609543 | 0 | 0 | 0 | 1603652.3743 | 0 | 0 | 0 | 0 | 0 | 0 | 0 | 0 | 0 | 0 | 0 | 0 | 0 | 344326.8984 | 0 | 0 | 0 | 0 | 0 | 0 | 0 | 0 | 0 | 0 | 0
2016-06-23 18:00 | 0 | 0 | 0 | 0 | 0 | 970899.8984 | 626573 | 0 | 0 | 0 | 1947979.2727 | 0 | 0 | 0 | 0 | 0 | 0 | 0 | 0 | 0 | 0 | 0 | 0 | 0 | 344326.8984 | 0 | 0 | 0 | 0 | 0 | 0 | 0 | 0 | 0 | 0 | 0
2016-06-23 19:00 | 0 | 0 | 0 | 0 | 0 | 983532.8984 | 639206 | 0 | 0 | 0 | 2292306.171 | 0 | 0 | 0 | 0 | 0 | 0 | 0 | 0 | 0 | 0 | 0 | 0 | 0 | 344326.8984 | 0 | 0 | 0 | 0 | 0 | 0 | 0 | 0 | 0 | 0 | 0
2016-06-23 20:00 | 0 | 0 | 0 | 0 | 0 | 1009985.1378 | 646663 | 0 | 0 | 0 | 2636633.0694 | 0 | 0 | 18995.2394 | 0 | 0 | 0 | 0 | 0 | 0 | 0 | 0 | 0 | 0 | 344326.8984 | 0 | 0 | 0 | 18995.2394 | 0 | 0 | 0 | 0 | 0 | 0 | 0
2016-06-23 21:00 | 0 | 0 | 0 | 0 | 0 | 989933.8806 | 648522 | 0 | 0 | 0 | 2978044.95 | 0 | 0 | 18995.2394 | 0 | 0 | 0 | 0 | 0 | 0 | 0 | 0 | 0 | 0 | 341411.8806 | 0 | 0 | 0 | 0 | 0 | 0 | 0 | 0 | 0 | 0 | 0
2016-06-23 22:00 | 0 | 0 | 0 | 0 | 0 | 943486.0955 | 641842 | 0 | 0 | 0 | 3298684.285 | 0 | 0 | 0 | 0 | 0 | 0 | 0 | 0 | 0 | 0 | 0 | 0 | 0 | 320639.335 | 0 | 0 | 0 | -18995.2394 | 0 | 0 | 0 | 0 | 0 | 0 | 0
2016-06-23 23:00 | 0 | 0 | 0 | 0 | 0 | 844332.6447 | 627035 | 0 | 0 | 0 | 3515981.9297 | 0 | 0 | 0 | 0 | 0 | 0 | 0 | 0 | 0 | 0 | 0 | 0 | 0 | 217297.6447 | 0 | 0 | 0 | 0 | 0 | 0 | 0 | 0 | 0 | 0 | 0
2016-06-24 | 0 | 0 | 0 | 0 | 0 | 677025.7698 | 610069 | 0 | 0 | 0 | 3582938.6994 | 0 | 0 | 0 | 0 | 0 | 0 | 0 | 0 | 0 | 0 | 0 | 0 | 0 | 66956.7698 | 0 | 0 | 0 | 0 | 0 | 0 | 0 | 0 | 0 | 0 | 0
2016-06-24 01:00 | 0 | 0 | 0 | 0 | 0 | 411535.4961 | 593801 | 0 | 0 | 0 | 3400673.1955 | 0 | 0 | 0 | 0 | 0 | 0 | 0 | 0 | 0 | 0 | 0 | 0 | 0 | -182265.5039 | 0 | 0 | 0 | 0 | 0 | 0 | 0 | 0 | 0 | 0 | 0
2016-06-24 02:00 | 0 | 0 | 0 | 0 | 157937.5962 | 65635.5055 | 567900 | 0 | 0 | 0 | 3056346.2971 | 0 | 0 | 0 | 0 | 0 | 0 | 0 | 0 | 0 | 0 | 0 | 0 | 0 | -344326.8984 | 0 | 0 | 0 | 0 | 0 | 0 | 0 | 0 | 0 | 0 | 0
2016-06-24 03:00 | 0 | 0 | 0 | 0 | 186137.6331 | 5.4685 | 530470 | 0 | 0 | 0 | 2712019.3987 | 0 | 0 | 0 | 0 | 0 | 0 | 0 | 0 | 0 | 0 | 0 | 0 | 0 | -344326.8984 | 0 | 0 | 0 | 0 | 0 | 0 | 0 | 0 | 0 | 0 | 0
2016-06-24 04:00 | 0 | 0 | 0 | 0 | 151222.1016 | 0 | 495549 | 0 | 0 | 0 | 2367692.5004 | 0 | 0 | 0 | 0 | 0 | 0 | 0 | 0 | 0 | 0 | 0 | 0 | 0 | -344326.8984 | 0 | 0 | 0 | 0 | 0 | 0 | 0 | 0 | 0 | 0 | 0
2016-06-24 05:00 | 0 | 0 | 0 | 0 | 120612.1016 | 0 | 464939 | 0 | 0 | 0 | 2023365.602 | 0 | 0 | 0 | 0 | 0 | 0 | 0 | 0 | 0 | 0 | 0 | 0 | 0 | -344326.8984 | 0 | 0 | 0 | 0 | 0 | 0 | 0 | 0 | 0 | 0 | 0
2016-06-24 06:00 | 0 | 0 | 0 | 0 | 95198.1016 | 0 | 439525 | 0 | 0 | 0 | 1679038.7036 | 0 | 0 | 0 | 0 | 0 | 0 | 0 | 0 | 0 | 0 | 0 | 0 | 0 | -344326.8984 | 0 | 0 | 0 | 0 | 0 | 0 | 0 | 0 | 0 | 0 | 0
2016-06-24 07:00 | 0 | 0 | 0 | 0 | 77049.1016 | 0 | 421376 | 0 | 0 | 0 | 1334711.8053 | 0 | 0 | 0 | 0 | 0 | 0 | 0 | 0 | 0 | 0 | 0 | 0 | 0 | -344326.8984 | 0 | 0 | 0 | 0 | 0 | 0 | 0 | 0 | 0 | 0 | 0
2016-06-24 08:00 | 0 | 0 | 0 | 0 | 67758.1016 | 0 | 412085 | 0 | 0 | 0 | 990384.9069 | 0 | 0 | 0 | 0 | 0 | 0 | 0 | 0 | 0 | 0 | 0 | 0 | 0 | -344326.8984 | 0 | 0 | 0 | 0 | 0 | 0 | 0 | 0 | 0 | 0 | 0
2016-06-24 09:00 | 0 | 0 | 0 | 0 | 69108.1016 | 0 | 413435 | 0 | 0 | 0 | 646058.0085 | 0 | 0 | 0 | 0 | 0 | 0 | 0 | 0 | 0 | 0 | 0 | 0 | 0 | -344326.8984 | 0 | 0 | 0 | 0 | 0 | 0 | 0 | 0 | 0 | 0 | 0
2016-06-24 10:00 | 0 | 0 | 0 | 0 | 79917.1016 | 0 | 424244 | 0 | 0 | 0 | 301731.1102 | 0 | 0 | 0 | 0 | 0 | 0 | 0 | 0 | 0 | 0 | 0 | 0 | 0 | -344326.8984 | 0 | 0 | 0 | 0 | 0 | 0 | 0 | 0 | 0 | 0 | 0
2016-06-24 11:00 | 0 | 0 | 0 | 0 | 454122.53 | 3.5303 | 440458 | 0 | 0 | 0 | 315399.1705 | 0 | 0 | 0 | 0 | 0 | 0 | 0 | 0 | 0 | 0 | 0 | 0 | 0 | 13668.0603 | 0 | 0 | 0 | 0 | 0 | 0 | 0 | 0 | 0 | 0 | 0
2016-06-24 12:00 | 0 | 0 | 0 | 0 | 0 | 148308.8295 | 463708 | 0 | 0 | 0 | 0 | 0 | 0 | 0 | 0 | 0 | 0 | 0 | 0 | 0 | 0 | 0 | 0 | 0 | -315399.1705 | 0 | 0 | 0 | 0 | 0 | 0 | 0 | 0 | 0 | 0 | 0
2016-06-24 13:00 | 0 | 0 | 0 | 0 | 0 | 583552.781 | 493073 | 0 | 0 | 0 | 90479.781 | 0 | 0 | 0 | 0 | 0 | 0 | 0 | 0 | 0 | 0 | 0 | 0 | 0 | 90479.781 | 0 | 0 | 0 | 0 | 0 | 0 | 0 | 0 | 0 | 0 | 0
2016-06-24 14:00 | 0 | 0 | 0 | 0 | 25233.2719 | 844971.6265 | 525878 | 0 | 0 | 0 | 434806.6794 | 0 | 0 | 0 | 0 | 0 | 0 | 0 | 0 | 0 | 0 | 0 | 0 | 0 | 344326.8984 | 0 | 0 | 0 | 0 | 0 | 0 | 0 | 0 | 0 | 0 | 0
2016-06-24 15:00 | 0 | 0 | 0 | 0 | 0 | 899871.8984 | 555545 | 0 | 0 | 0 | 779133.5777 | 0 | 0 | 0 | 0 | 0 | 0 | 0 | 0 | 0 | 0 | 0 | 0 | 0 | 344326.8984 | 0 | 0 | 0 | 0 | 0 | 0 | 0 | 0 | 0 | 0 | 0
2016-06-24 16:00 | 0 | 0 | 0 | 0 | 0 | 925031.8984 | 580705 | 0 | 0 | 0 | 1123460.4761 | 0 | 0 | 0 | 0 | 0 | 0 | 0 | 0 | 0 | 0 | 0 | 0 | 0 | 344326.8984 | 0 | 0 | 0 | 0 | 0 | 0 | 0 | 0 | 0 | 0 | 0
2016-06-24 17:00 | 0 | 0 | 0 | 0 | 0 | 946761.8984 | 602435 | 0 | 0 | 0 | 1467787.3745 | 0 | 0 | 0 | 0 | 0 | 0 | 0 | 0 | 0 | 0 | 0 | 0 | 0 | 344326.8984 | 0 | 0 | 0 | 0 | 0 | 0 | 0 | 0 | 0 | 0 | 0
2016-06-24 18:00 | 0 | 0 | 0 | 0 | 0 | 964019.8984 | 619693 | 0 | 0 | 0 | 1812114.2728 | 0 | 0 | 0 | 0 | 0 | 0 | 0 | 0 | 0 | 0 | 0 | 0 | 0 | 344326.8984 | 0 | 0 | 0 | 0 | 0 | 0 | 0 | 0 | 0 | 0 | 0
2016-06-24 19:00 | 0 | 0 | 0 | 0 | 0 | 975035.8984 | 630709 | 0 | 0 | 0 | 2156441.1712 | 0 | 0 | 0 | 0 | 0 | 0 | 0 | 0 | 0 | 0 | 0 | 0 | 0 | 344326.8984 | 0 | 0 | 0 | 0 | 0 | 0 | 0 | 0 | 0 | 0 | 0
2016-06-24 20:00 | 0 | 0 | 0 | 0 | 0 | 982821.8984 | 638495 | 0 | 0 | 0 | 2500768.0696 | 0 | 0 | 0 | 0 | 0 | 0 | 0 | 0 | 0 | 0 | 0 | 0 | 0 | 344326.8984 | 0 | 0 | 0 | 0 | 0 | 0 | 0 | 0 | 0 | 0 | 0
2016-06-24 21:00 | 0 | 0 | 0 | 0 | 0 | 1004012.1378 | 640690 | 0 | 0 | 0 | 2845094.9679 | 0 | 0 | 18995.2394 | 0 | 0 | 0 | 0 | 0 | 0 | 0 | 0 | 0 | 0 | 344326.8984 | 0 | 0 | 0 | 18995.2394 | 0 | 0 | 0 | 0 | 0 | 0 | 0
2016-06-24 22:00 | 0 | 0 | 0 | 0 | 0 | 968252.2989 | 633972 | 0 | 0 | 0 | 3189421.8663 | 0 | 0 | 8948.64 | 0 | 0 | 0 | 0 | 0 | 0 | 0 | 0 | 0 | 0 | 344326.8984 | 0 | 0 | 0 | -10046.5994 | 0 | 0 | 0 | 0 | 0 | 0 | 0
2016-06-24 23:00 | 0 | 0 | 0 | 0 | 0 | 862192.3486 | 618931 | 0 | 0 | 0 | 3441631.8549 | 0 | 0 | 0 | 0 | 0 | 0 | 0 | 0 | 0 | 0 | 0 | 0 | 0 | 252209.9886 | 0 | 0 | 0 | -8948.64 | 0 | 0 | 0 | 0 | 0 | 0 | 0
2016-06-25 | 0 | 0 | 0 | 0 | 0 | 677284.0491 | 599867 | 0 | 0 | 0 | 3519048.904 | 0 | 0 | 0 | 0 | 0 | 0 | 0 | 0 | 0 | 0 | 0 | 0 | 0 | 77417.0491 | 0 | 0 | 0 | 0 | 0 | 0 | 0 | 0 | 0 | 0 | 0
2016-06-25 01:00 | 0 | 0 | 0 | 0 | 0 | 401290.8483 | 582333 | 0 | 0 | 0 | 3338006.7523 | 0 | 0 | 0 | 0 | 0 | 0 | 0 | 0 | 0 | 0 | 0 | 0 | 0 | -181042.1517 | 0 | 0 | 0 | 0 | 0 | 0 | 0 | 0 | 0 | 0 | 0
2016-06-25 02:00 | 0 | 0 | 0 | 0 | 156070.8921 | 56588.2096 | 556986 | 0 | 0 | 0 | 2993679.8539 | 0 | 0 | 0 | 0 | 0 | 0 | 0 | 0 | 0 | 0 | 0 | 0 | 0 | -344326.8984 | 0 | 0 | 0 | 0 | 0 | 0 | 0 | 0 | 0 | 0 | 0
2016-06-25 03:00 | 0 | 0 | 0 | 0 | 179115.9654 | 5.1363 | 523448 | 0 | 0 | 0 | 2649352.9556 | 0 | 0 | 0 | 0 | 0 | 0 | 0 | 0 | 0 | 0 | 0 | 0 | 0 | -344326.8984 | 0 | 0 | 0 | 0 | 0 | 0 | 0 | 0 | 0 | 0 | 0
2016-06-25 04:00 | 0 | 0 | 0 | 0 | 144412.1016 | 0 | 488739 | 0 | 0 | 0 | 2305026.0572 | 0 | 0 | 0 | 0 | 0 | 0 | 0 | 0 | 0 | 0 | 0 | 0 | 0 | -344326.8984 | 0 | 0 | 0 | 0 | 0 | 0 | 0 | 0 | 0 | 0 | 0
2016-06-25 05:00 | 0 | 0 | 0 | 0 | 114433.1016 | 0 | 458760 | 0 | 0 | 0 | 1960699.1588 | 0 | 0 | 0 | 0 | 0 | 0 | 0 | 0 | 0 | 0 | 0 | 0 | 0 | -344326.8984 | 0 | 0 | 0 | 0 | 0 | 0 | 0 | 0 | 0 | 0 | 0
2016-06-25 06:00 | 0 | 0 | 0 | 0 | 90039.1016 | 0 | 434366 | 0 | 0 | 0 | 1616372.2605 | 0 | 0 | 0 | 0 | 0 | 0 | 0 | 0 | 0 | 0 | 0 | 0 | 0 | -344326.8984 | 0 | 0 | 0 | 0 | 0 | 0 | 0 | 0 | 0 | 0 | 0
2016-06-25 07:00 | 0 | 0 | 0 | 0 | 71101.1016 | 0 | 415428 | 0 | 0 | 0 | 1272045.3621 | 0 | 0 | 0 | 0 | 0 | 0 | 0 | 0 | 0 | 0 | 0 | 0 | 0 | -344326.8984 | 0 | 0 | 0 | 0 | 0 | 0 | 0 | 0 | 0 | 0 | 0
2016-06-25 08:00 | 0 | 0 | 0 | 0 | 59147.1016 | 0 | 403474 | 0 | 0 | 0 | 927718.4637 | 0 | 0 | 0 | 0 | 0 | 0 | 0 | 0 | 0 | 0 | 0 | 0 | 0 | -344326.8984 | 0 | 0 | 0 | 0 | 0 | 0 | 0 | 0 | 0 | 0 | 0
2016-06-25 09:00 | 0 | 0 | 0 | 0 | 53879.1016 | 0 | 398206 | 0 | 0 | 0 | 583391.5654 | 0 | 0 | 0 | 0 | 0 | 0 | 0 | 0 | 0 | 0 | 0 | 0 | 0 | -344326.8984 | 0 | 0 | 0 | 0 | 0 | 0 | 0 | 0 | 0 | 0 | 0
2016-06-25 10:00 | 0 | 0 | 0 | 0 | 52110.1016 | 0 | 396437 | 0 | 0 | 0 | 239064.667 | 0 | 0 | 0 | 0 | 0 | 0 | 0 | 0 | 0 | 0 | 0 | 0 | 0 | -344326.8984 | 0 | 0 | 0 | 0 | 0 | 0 | 0 | 0 | 0 | 0 | 0
2016-06-25 11:00 | 0 | 0 | 0 | 0 | 167133.0839 | 13.2491 | 406211 | 0 | 0 | 0 | 0 | 0 | 0 | 0 | 0 | 0 | 0 | 0 | 0 | 0 | 0 | 0 | 0 | 0 | -239064.667 | 0 | 0 | 0 | 0 | 0 | 0 | 0 | 0 | 0 | 0 | 0
2016-06-25 12:00 | 0 | 0 | 0 | 0 | 282944.5435 | 146448.4565 | 429393 | 0 | 0 | 0 | 0 | 0 | 0 | 0 | 0 | 0 | 0 | 0 | 0 | 0 | 0 | 0 | 0 | 0 | 0 | 0 | 0 | 0 | 0 | 0 | 0 | 0 | 0 | 0 | 0 | 0
2016-06-25 13:00 | 0 | 0 | 0 | 0 | 0 | 582695.8112 | 460277 | 0 | 0 | 0 | 122418.8112 | 0 | 0 | 0 | 0 | 0 | 0 | 0 | 0 | 0 | 0 | 0 | 0 | 0 | 122418.8112 | 0 | 0 | 0 | 0 | 0 | 0 | 0 | 0 | 0 | 0 | 0
2016-06-25 14:00 | 0 | 0 | 0 | 0 | 0 | 840628.8984 | 496302 | 0 | 0 | 0 | 466745.7096 | 0 | 0 | 0 | 0 | 0 | 0 | 0 | 0 | 0 | 0 | 0 | 0 | 0 | 344326.8984 | 0 | 0 | 0 | 0 | 0 | 0 | 0 | 0 | 0 | 0 | 0
2016-06-25 15:00 | 0 | 0 | 0 | 0 | 0 | 873864.8984 | 529538 | 0 | 0 | 0 | 811072.6079 | 0 | 0 | 0 | 0 | 0 | 0 | 0 | 0 | 0 | 0 | 0 | 0 | 0 | 344326.8984 | 0 | 0 | 0 | 0 | 0 | 0 | 0 | 0 | 0 | 0 | 0
2016-06-25 16:00 | 0 | 0 | 0 | 0 | 0 | 900866.8984 | 556540 | 0 | 0 | 0 | 1155399.5063 | 0 | 0 | 0 | 0 | 0 | 0 | 0 | 0 | 0 | 0 | 0 | 0 | 0 | 344326.8984 | 0 | 0 | 0 | 0 | 0 | 0 | 0 | 0 | 0 | 0 | 0
2016-06-25 17:00 | 0 | 0 | 0 | 0 | 0 | 921765.8984 | 577439 | 0 | 0 | 0 | 1499726.4047 | 0 | 0 | 0 | 0 | 0 | 0 | 0 | 0 | 0 | 0 | 0 | 0 | 0 | 344326.8984 | 0 | 0 | 0 | 0 | 0 | 0 | 0 | 0 | 0 | 0 | 0
2016-06-25 18:00 | 0 | 0 | 0 | 0 | 0 | 938454.8984 | 594128 | 0 | 0 | 0 | 1844053.303 | 0 | 0 | 0 | 0 | 0 | 0 | 0 | 0 | 0 | 0 | 0 | 0 | 0 | 344326.8984 | 0 | 0 | 0 | 0 | 0 | 0 | 0 | 0 | 0 | 0 | 0
2016-06-25 19:00 | 0 | 0 | 0 | 0 | 0 | 951952.8984 | 607626 | 0 | 0 | 0 | 2188380.2014 | 0 | 0 | 0 | 0 | 0 | 0 | 0 | 0 | 0 | 0 | 0 | 0 | 0 | 344326.8984 | 0 | 0 | 0 | 0 | 0 | 0 | 0 | 0 | 0 | 0 | 0
2016-06-25 20:00 | 0 | 0 | 0 | 0 | 0 | 962295.8984 | 617969 | 0 | 0 | 0 | 2532707.0998 | 0 | 0 | 0 | 0 | 0 | 0 | 0 | 0 | 0 | 0 | 0 | 0 | 0 | 344326.8984 | 0 | 0 | 0 | 0 | 0 | 0 | 0 | 0 | 0 | 0 | 0
2016-06-25 21:00 | 0 | 0 | 0 | 0 | 0 | 985640.1378 | 622318 | 0 | 0 | 0 | 2877033.9981 | 0 | 0 | 18995.2394 | 0 | 0 | 0 | 0 | 0 | 0 | 0 | 0 | 0 | 0 | 344326.8984 | 0 | 0 | 0 | 18995.2394 | 0 | 0 | 0 | 0 | 0 | 0 | 0
2016-06-25 22:00 | 0 | 0 | 0 | 0 | 5739.5887 | 938392.0703 | 618800 | 0 | 0 | 0 | 3221360.8965 | 0 | 0 | 0 | 0 | 0 | 0 | 0 | 0 | 0 | 0 | 0 | 0 | 0 | 344326.8984 | 0 | 0 | 0 | -18995.2394 | 0 | 0 | 0 | 0 | 0 | 0 | 0
2016-06-25 23:00 | 0 | 0 | 0 | 0 | 0 | 826111.6648 | 606976 | 0 | 0 | 0 | 3440496.5613 | 0 | 0 | 0 | 0 | 0 | 0 | 0 | 0 | 0 | 0 | 0 | 0 | 0 | 219135.6648 | 0 | 0 | 0 | 0 | 0 | 0 | 0 | 0 | 0 | 0 | 0
2016-06-26 | 0 | 0 | 0 | 0 | 0 | 656221.9494 | 589083 | 0 | 0 | 0 | 3507635.5107 | 0 | 0 | 0 | 0 | 0 | 0 | 0 | 0 | 0 | 0 | 0 | 0 | 0 | 67138.9494 | 0 | 0 | 0 | 0 | 0 | 0 | 0 | 0 | 0 | 0 | 0
2016-06-26 01:00 | 0 | 0 | 0 | 0 | 0 | 398138.043 | 574644 | 0 | 0 | 0 | 3331129.5537 | 0 | 0 | 0 | 0 | 0 | 0 | 0 | 0 | 0 | 0 | 0 | 0 | 0 | -176505.957 | 0 | 0 | 0 | 0 | 0 | 0 | 0 | 0 | 0 | 0 | 0
2016-06-26 02:00 | 0 | 0 | 0 | 0 | 134060.7788 | 73188.3228 | 551576 | 0 | 0 | 0 | 2986802.6554 | 0 | 0 | 0 | 0 | 0 | 0 | 0 | 0 | 0 | 0 | 0 | 0 | 0 | -344326.8984 | 0 | 0 | 0 | 0 | 0 | 0 | 0 | 0 | 0 | 0 | 0
2016-06-26 03:00 | 0 | 0 | 0 | 0 | 174700.6299 | 4.4717 | 519032 | 0 | 0 | 0 | 2642475.757 | 0 | 0 | 0 | 0 | 0 | 0 | 0 | 0 | 0 | 0 | 0 | 0 | 0 | -344326.8984 | 0 | 0 | 0 | 0 | 0 | 0 | 0 | 0 | 0 | 0 | 0
2016-06-26 04:00 | 0 | 0 | 0 | 0 | 142063.1016 | 0 | 486390 | 0 | 0 | 0 | 2298148.8586 | 0 | 0 | 0 | 0 | 0 | 0 | 0 | 0 | 0 | 0 | 0 | 0 | 0 | -344326.8984 | 0 | 0 | 0 | 0 | 0 | 0 | 0 | 0 | 0 | 0 | 0
2016-06-26 05:00 | 0 | 0 | 0 | 0 | 114702.1016 | 0 | 459029 | 0 | 0 | 0 | 1953821.9603 | 0 | 0 | 0 | 0 | 0 | 0 | 0 | 0 | 0 | 0 | 0 | 0 | 0 | -344326.8984 | 0 | 0 | 0 | 0 | 0 | 0 | 0 | 0 | 0 | 0 | 0
2016-06-26 06:00 | 0 | 0 | 0 | 0 | 90188.1016 | 0 | 434515 | 0 | 0 | 0 | 1609495.0619 | 0 | 0 | 0 | 0 | 0 | 0 | 0 | 0 | 0 | 0 | 0 | 0 | 0 | -344326.8984 | 0 | 0 | 0 | 0 | 0 | 0 | 0 | 0 | 0 | 0 | 0
2016-06-26 07:00 | 0 | 0 | 0 | 0 | 71175.1016 | 0 | 415502 | 0 | 0 | 0 | 1265168.1635 | 0 | 0 | 0 | 0 | 0 | 0 | 0 | 0 | 0 | 0 | 0 | 0 | 0 | -344326.8984 | 0 | 0 | 0 | 0 | 0 | 0 | 0 | 0 | 0 | 0 | 0
2016-06-26 08:00 | 0 | 0 | 0 | 0 | 57791.1016 | 0 | 402118 | 0 | 0 | 0 | 920841.2652 | 0 | 0 | 0 | 0 | 0 | 0 | 0 | 0 | 0 | 0 | 0 | 0 | 0 | -344326.8984 | 0 | 0 | 0 | 0 | 0 | 0 | 0 | 0 | 0 | 0 | 0
2016-06-26 09:00 | 0 | 0 | 0 | 0 | 49665.1016 | 0 | 393992 | 0 | 0 | 0 | 576514.3668 | 0 | 0 | 0 | 0 | 0 | 0 | 0 | 0 | 0 | 0 | 0 | 0 | 0 | -344326.8984 | 0 | 0 | 0 | 0 | 0 | 0 | 0 | 0 | 0 | 0 | 0
2016-06-26 10:00 | 0 | 0 | 0 | 0 | 67014.4675 | 0 | 389269 | 0 | 0 | 0 | 254259.8343 | 0 | 0 | 0 | 0 | 0 | 0 | 0 | 0 | 0 | 0 | 0 | 0 | 0 | -322254.5325 | 0 | 0 | 0 | 0 | 0 | 0 | 0 | 0 | 0 | 0 | 0
2016-06-26 11:00 | 0 | 0 | 0 | 0 | 428817.3338 | 3.6826 | 395323 | 0 | 0 | 0 | 287757.8507 | 0 | 0 | 0 | 0 | 0 | 0 | 0 | 0 | 0 | 0 | 0 | 0 | 0 | 33498.0164 | 0 | 0 | 0 | 0 | 0 | 0 | 0 | 0 | 0 | 0 | 0
2016-06-26 12:00 | 0 | 0 | 0 | 0 | 0 | 129251.1493 | 417009 | 0 | 0 | 0 | 0 | 0 | 0 | 0 | 0 | 0 | 0 | 0 | 0 | 0 | 0 | 0 | 0 | 0 | -287757.8507 | 0 | 0 | 0 | 0 | 0 | 0 | 0 | 0 | 0 | 0 | 0
2016-06-26 13:00 | 0 | 0 | 0 | 0 | 0 | 573528.6811 | 448690 | 0 | 0 | 0 | 124838.6811 | 0 | 0 | 0 | 0 | 0 | 0 | 0 | 0 | 0 | 0 | 0 | 0 | 0 | 124838.6811 | 0 | 0 | 0 | 0 | 0 | 0 | 0 | 0 | 0 | 0 | 0
2016-06-26 14:00 | 0 | 0 | 0 | 0 | 27574.17 | 799262.7283 | 482510 | 0 | 0 | 0 | 469165.5795 | 0 | 0 | 0 | 0 | 0 | 0 | 0 | 0 | 0 | 0 | 0 | 0 | 0 | 344326.8984 | 0 | 0 | 0 | 0 | 0 | 0 | 0 | 0 | 0 | 0 | 0
2016-06-26 15:00 | 0 | 0 | 0 | 0 | 0 | 859932.8984 | 515606 | 0 | 0 | 0 | 813492.4779 | 0 | 0 | 0 | 0 | 0 | 0 | 0 | 0 | 0 | 0 | 0 | 0 | 0 | 344326.8984 | 0 | 0 | 0 | 0 | 0 | 0 | 0 | 0 | 0 | 0 | 0
2016-06-26 16:00 | 0 | 0 | 0 | 0 | 0 | 889478.8984 | 545152 | 0 | 0 | 0 | 1157819.3762 | 0 | 0 | 0 | 0 | 0 | 0 | 0 | 0 | 0 | 0 | 0 | 0 | 0 | 344326.8984 | 0 | 0 | 0 | 0 | 0 | 0 | 0 | 0 | 0 | 0 | 0
2016-06-26 17:00 | 0 | 0 | 0 | 0 | 0 | 913703.8984 | 569377 | 0 | 0 | 0 | 1502146.2746 | 0 | 0 | 0 | 0 | 0 | 0 | 0 | 0 | 0 | 0 | 0 | 0 | 0 | 344326.8984 | 0 | 0 | 0 | 0 | 0 | 0 | 0 | 0 | 0 | 0 | 0
2016-06-26 18:00 | 0 | 0 | 0 | 0 | 0 | 931956.8984 | 587630 | 0 | 0 | 0 | 1846473.173 | 0 | 0 | 0 | 0 | 0 | 0 | 0 | 0 | 0 | 0 | 0 | 0 | 0 | 344326.8984 | 0 | 0 | 0 | 0 | 0 | 0 | 0 | 0 | 0 | 0 | 0
2016-06-26 19:00 | 0 | 0 | 0 | 0 | 0 | 944877.8984 | 600551 | 0 | 0 | 0 | 2190800.0713 | 0 | 0 | 0 | 0 | 0 | 0 | 0 | 0 | 0 | 0 | 0 | 0 | 0 | 344326.8984 | 0 | 0 | 0 | 0 | 0 | 0 | 0 | 0 | 0 | 0 | 0
2016-06-26 20:00 | 0 | 0 | 0 | 0 | 0 | 974333.1378 | 611011 | 0 | 0 | 0 | 2535126.9697 | 0 | 0 | 18995.2394 | 0 | 0 | 0 | 0 | 0 | 0 | 0 | 0 | 0 | 0 | 344326.8984 | 0 | 0 | 0 | 18995.2394 | 0 | 0 | 0 | 0 | 0 | 0 | 0
2016-06-26 21:00 | 0 | 0 | 0 | 0 | 0 | 947265.5029 | 618377 | 0 | 0 | 0 | 2879453.8681 | 0 | 0 | 3556.844 | 0 | 0 | 0 | 0 | 0 | 0 | 0 | 0 | 0 | 0 | 344326.8984 | 0 | 0 | 0 | -15438.3955 | 0 | 0 | 0 | 0 | 0 | 0 | 0
2016-06-26 22:00 | 0 | 0 | 0 | 0 | 0 | 895368.7462 | 617665 | 0 | 0 | 0 | 3160714.4583 | 0 | 0 | 0 | 0 | 0 | 0 | 0 | 0 | 0 | 0 | 0 | 0 | 0 | 281260.5902 | 0 | 0 | 0 | -3556.844 | 0 | 0 | 0 | 0 | 0 | 0 | 0
2016-06-26 23:00 | 0 | 0 | 0 | 0 | 0 | 801419.6991 | 607496 | 0 | 0 | 0 | 3354638.1574 | 0 | 0 | 0 | 0 | 0 | 0 | 0 | 0 | 0 | 0 | 0 | 0 | 0 | 193923.6991 | 0 | 0 | 0 | 0 | 0 | 0 | 0 | 0 | 0 | 0 | 0
2016-06-27 | 0 | 0 | 0 | 0 | 0 | 620603.0462 | 592599 | 0 | 0 | 0 | 3382642.2036 | 0 | 0 | 0 | 0 | 0 | 0 | 0 | 0 | 0 | 0 | 0 | 0 | 0 | 28004.0462 | 0 | 0 | 0 | 0 | 0 | 0 | 0 | 0 | 0 | 0 | 0
2016-06-27 01:00 | 0 | 0 | 0 | 0 | 0 | 380585.5265 | 578817 | 0 | 0 | 0 | 3184410.7301 | 0 | 0 | 0 | 0 | 0 | 0 | 0 | 0 | 0 | 0 | 0 | 0 | 0 | -198231.4735 | 0 | 0 | 0 | 0 | 0 | 0 | 0 | 0 | 0 | 0 | 0
2016-06-27 02:00 | 0 | 0 | 0 | 0 | 139300.8116 | 70954.2901 | 554582 | 0 | 0 | 0 | 2840083.8317 | 0 | 0 | 0 | 0 | 0 | 0 | 0 | 0 | 0 | 0 | 0 | 0 | 0 | -344326.8984 | 0 | 0 | 0 | 0 | 0 | 0 | 0 | 0 | 0 | 0 | 0
2016-06-27 03:00 | 0 | 0 | 0 | 0 | 178026.9036 | 3.1981 | 522357 | 0 | 0 | 0 | 2495756.9334 | 0 | 0 | 0 | 0 | 0 | 0 | 0 | 0 | 0 | 0 | 0 | 0 | 0 | -344326.8984 | 0 | 0 | 0 | 0 | 0 | 0 | 0 | 0 | 0 | 0 | 0
2016-06-27 04:00 | 0 | 0 | 0 | 0 | 143053.1016 | 0 | 487380 | 0 | 0 | 0 | 2151430.035 | 0 | 0 | 0 | 0 | 0 | 0 | 0 | 0 | 0 | 0 | 0 | 0 | 0 | -344326.8984 | 0 | 0 | 0 | 0 | 0 | 0 | 0 | 0 | 0 | 0 | 0
2016-06-27 05:00 | 0 | 0 | 0 | 0 | 113562.1016 | 0 | 457889 | 0 | 0 | 0 | 1807103.1366 | 0 | 0 | 0 | 0 | 0 | 0 | 0 | 0 | 0 | 0 | 0 | 0 | 0 | -344326.8984 | 0 | 0 | 0 | 0 | 0 | 0 | 0 | 0 | 0 | 0 | 0
2016-06-27 06:00 | 0 | 0 | 0 | 0 | 89925.1016 | 0 | 434252 | 0 | 0 | 0 | 1462776.2383 | 0 | 0 | 0 | 0 | 0 | 0 | 0 | 0 | 0 | 0 | 0 | 0 | 0 | -344326.8984 | 0 | 0 | 0 | 0 | 0 | 0 | 0 | 0 | 0 | 0 | 0
2016-06-27 07:00 | 0 | 0 | 0 | 0 | 414341.3063 | 0 | 417528 | 0 | 0 | 0 | 1459589.5445 | 0 | 0 | 0 | 0 | 0 | 0 | 0 | 0 | 0 | 0 | 0 | 0 | 0 | -3186.6937 | 0 | 0 | 0 | 0 | 0 | 0 | 0 | 0 | 0 | 0 | 0
2016-06-27 08:00 | 0 | 0 | 0 | 0 | 65366.1016 | 0 | 409693 | 0 | 0 | 0 | 1115262.6462 | 0 | 0 | 0 | 0 | 0 | 0 | 0 | 0 | 0 | 0 | 0 | 0 | 0 | -344326.8984 | 0 | 0 | 0 | 0 | 0 | 0 | 0 | 0 | 0 | 0 | 0
2016-06-27 09:00 | 0 | 0 | 0 | 0 | 68158.1016 | 0 | 412485 | 0 | 0 | 0 | 770935.7478 | 0 | 0 | 0 | 0 | 0 | 0 | 0 | 0 | 0 | 0 | 0 | 0 | 0 | -344326.8984 | 0 | 0 | 0 | 0 | 0 | 0 | 0 | 0 | 0 | 0 | 0
2016-06-27 10:00 | 0 | 0 | 0 | 0 | 275140.2525 | 0 | 425260 | 0 | 0 | 0 | 620816.0003 | 0 | 0 | 0 | 0 | 0 | 0 | 0 | 0 | 0 | 0 | 0 | 0 | 0 | -150119.7475 | 0 | 0 | 0 | 0 | 0 | 0 | 0 | 0 | 0 | 0 | 0
2016-06-27 11:00 | 0 | 0 | 0 | 0 | 195518.1863 | 18.8284 | 445867 | 0 | 0 | 0 | 370486.015 | 0 | 0 | 0 | 0 | 0 | 0 | 0 | 0 | 0 | 0 | 0 | 0 | 0 | -250329.9854 | 0 | 0 | 0 | 0 | 0 | 0 | 0 | 0 | 0 | 0 | 0
2016-06-27 12:00 | 0 | 0 | 0 | 0 | 115252.5948 | 183105.0969 | 473347 | 0 | 0 | 0 | 176501.4672 | 0 | 0 | 18995.2394 | 0 | 0 | 0 | 0 | 0 | 0 | 0 | 0 | 0 | 0 | -193984.5478 | 0 | 0 | 0 | 18995.2394 | 0 | 0 | 0 | 0 | 0 | 0 | 0
2016-06-27 13:00 | 0 | 0 | 0 | 0 | 0 | 601410.5218 | 505702 | 0 | 0 | 0 | 272209.989 | 0 | 0 | 18995.2394 | 0 | 0 | 0 | 0 | 0 | 0 | 0 | 0 | 0 | 0 | 95708.5218 | 0 | 0 | 0 | 0 | 0 | 0 | 0 | 0 | 0 | 0 | 0
2016-06-27 14:00 | 0 | 0 | 0 | 0 | 0 | 838119.3707 | 541134 | 0 | 0 | 0 | 588190.5991 | 0 | 0 | 0 | 0 | 0 | 0 | 0 | 0 | 0 | 0 | 0 | 0 | 0 | 315980.6101 | 0 | 0 | 0 | -18995.2394 | 0 | 0 | 0 | 0 | 0 | 0 | 0
2016-06-27 15:00 | 0 | 0 | 0 | 0 | 0 | 919724.8984 | 575398 | 0 | 0 | 0 | 932517.4974 | 0 | 0 | 0 | 0 | 0 | 0 | 0 | 0 | 0 | 0 | 0 | 0 | 0 | 344326.8984 | 0 | 0 | 0 | 0 | 0 | 0 | 0 | 0 | 0 | 0 | 0
2016-06-27 16:00 | 0 | 0 | 0 | 0 | 0 | 949432.8984 | 605106 | 0 | 0 | 0 | 1276844.3958 | 0 | 0 | 0 | 0 | 0 | 0 | 0 | 0 | 0 | 0 | 0 | 0 | 0 | 344326.8984 | 0 | 0 | 0 | 0 | 0 | 0 | 0 | 0 | 0 | 0 | 0
2016-06-27 17:00 | 0 | 0 | 0 | 0 | 0 | 974542.8984 | 630216 | 0 | 0 | 0 | 1621171.2942 | 0 | 0 | 0 | 0 | 0 | 0 | 0 | 0 | 0 | 0 | 0 | 0 | 0 | 344326.8984 | 0 | 0 | 0 | 0 | 0 | 0 | 0 | 0 | 0 | 0 | 0
2016-06-27 18:00 | 0 | 0 | 0 | 0 | 0 | 993991.8984 | 649665 | 0 | 0 | 0 | 1965498.1925 | 0 | 0 | 0 | 0 | 0 | 0 | 0 | 0 | 0 | 0 | 0 | 0 | 0 | 344326.8984 | 0 | 0 | 0 | 0 | 0 | 0 | 0 | 0 | 0 | 0 | 0
2016-06-27 19:00 | 0 | 0 | 0 | 0 | 0 | 1013655.5774 | 662709 | 0 | 0 | 0 | 2309825.0909 | 0 | 0 | 6619.679 | 0 | 0 | 0 | 0 | 0 | 0 | 0 | 0 | 0 | 0 | 344326.8984 | 0 | 0 | 0 | 6619.679 | 0 | 0 | 0 | 0 | 0 | 0 | 0
2016-06-27 20:00 | 0 | 0 | 0 | 0 | 0 | 1026917.4588 | 670215 | 0 | 0 | 0 | 2654151.9893 | 0 | 0 | 18995.2394 | 0 | 0 | 0 | 0 | 0 | 0 | 0 | 0 | 0 | 0 | 344326.8984 | 0 | 0 | 0 | 12375.5604 | 0 | 0 | 0 | 0 | 0 | 0 | 0
2016-06-27 21:00 | 0 | 0 | 0 | 0 | 14938.5955 | 1000435.3028 | 671047 | 0 | 0 | 0 | 2998478.8876 | 0 | 0 | 18995.2394 | 0 | 0 | 0 | 0 | 0 | 0 | 0 | 0 | 0 | 0 | 344326.8984 | 0 | 0 | 0 | 0 | 0 | 0 | 0 | 0 | 0 | 0 | 0
2016-06-27 22:00 | 0 | 0 | 0 | 0 | 58452.5838 | 949282.3146 | 663408 | 0 | 0 | 0 | 3342805.786 | 0 | 0 | 18995.2394 | 0 | 0 | 0 | 0 | 0 | 0 | 0 | 0 | 0 | 0 | 344326.8984 | 0 | 0 | 0 | 0 | 0 | 0 | 0 | 0 | 0 | 0 | 0
2016-06-27 23:00 | 0 | 0 | 0 | 0 | 0 | 834677.564 | 649398 | 0 | 0 | 0 | 3528085.35 | 0 | 0 | 18995.2394 | 0 | 0 | 0 | 0 | 0 | 0 | 0 | 0 | 0 | 0 | 185279.564 | 0 | 0 | 0 | 0 | 0 | 0 | 0 | 0 | 0 | 0 | 0
2016-06-28 | 0 | 0 | 0 | 0 | 0 | 647351.7023 | 630972 | 0 | 0 | 0 | 3563460.2917 | 0 | 0 | 0 | 0 | 0 | 0 | 0 | 0 | 0 | 0 | 0 | 0 | 0 | 35374.9417 | 0 | 0 | 0 | -18995.2394 | 0 | 0 | 0 | 0 | 0 | 0 | 0
2016-06-28 01:00 | 0 | 0 | 0 | 0 | 0 | 362717.8344 | 611553 | 0 | 0 | 0 | 3314625.1261 | 0 | 0 | 0 | 0 | 0 | 0 | 0 | 0 | 0 | 0 | 0 | 0 | 0 | -248835.1656 | 0 | 0 | 0 | 0 | 0 | 0 | 0 | 0 | 0 | 0 | 0
2016-06-28 02:00 | 0 | 0 | 0 | 0 | 182958.3954 | 55150.7062 | 582436 | 0 | 0 | 0 | 2970298.2277 | 0 | 0 | 0 | 0 | 0 | 0 | 0 | 0 | 0 | 0 | 0 | 0 | 0 | -344326.8984 | 0 | 0 | 0 | 0 | 0 | 0 | 0 | 0 | 0 | 0 | 0
2016-06-28 03:00 | 0 | 0 | 0 | 0 | 198239.7098 | 3.3919 | 542570 | 0 | 0 | 0 | 2625971.3294 | 0 | 0 | 0 | 0 | 0 | 0 | 0 | 0 | 0 | 0 | 0 | 0 | 0 | -344326.8984 | 0 | 0 | 0 | 0 | 0 | 0 | 0 | 0 | 0 | 0 | 0
2016-06-28 04:00 | 0 | 0 | 0 | 0 | 160781.1016 | 0 | 505108 | 0 | 0 | 0 | 2281644.431 | 0 | 0 | 0 | 0 | 0 | 0 | 0 | 0 | 0 | 0 | 0 | 0 | 0 | -344326.8984 | 0 | 0 | 0 | 0 | 0 | 0 | 0 | 0 | 0 | 0 | 0
2016-06-28 05:00 | 0 | 0 | 0 | 0 | 128325.1016 | 0 | 472652 | 0 | 0 | 0 | 1937317.5326 | 0 | 0 | 0 | 0 | 0 | 0 | 0 | 0 | 0 | 0 | 0 | 0 | 0 | -344326.8984 | 0 | 0 | 0 | 0 | 0 | 0 | 0 | 0 | 0 | 0 | 0
2016-06-28 06:00 | 0 | 0 | 0 | 0 | 425861.1661 | 0 | 447155 | 0 | 0 | 0 | 1916023.6987 | 0 | 0 | 0 | 0 | 0 | 0 | 0 | 0 | 0 | 0 | 0 | 0 | 0 | -21293.8339 | 0 | 0 | 0 | 0 | 0 | 0 | 0 | 0 | 0 | 0 | 0
2016-06-28 07:00 | 0 | 0 | 0 | 0 | 83988.1016 | 0 | 428315 | 0 | 0 | 0 | 1571696.8003 | 0 | 0 | 0 | 0 | 0 | 0 | 0 | 0 | 0 | 0 | 0 | 0 | 0 | -344326.8984 | 0 | 0 | 0 | 0 | 0 | 0 | 0 | 0 | 0 | 0 | 0
2016-06-28 08:00 | 0 | 0 | 0 | 0 | 74639.1016 | 0 | 418966 | 0 | 0 | 0 | 1227369.902 | 0 | 0 | 0 | 0 | 0 | 0 | 0 | 0 | 0 | 0 | 0 | 0 | 0 | -344326.8984 | 0 | 0 | 0 | 0 | 0 | 0 | 0 | 0 | 0 | 0 | 0
2016-06-28 09:00 | 0 | 0 | 0 | 0 | 271634.8749 | 0 | 421131 | 0 | 0 | 0 | 1077873.7769 | 0 | 0 | 0 | 0 | 0 | 0 | 0 | 0 | 0 | 0 | 0 | 0 | 0 | -149496.1251 | 0 | 0 | 0 | 0 | 0 | 0 | 0 | 0 | 0 | 0 | 0
2016-06-28 10:00 | 0 | 0 | 0 | 0 | 88387.1016 | 0 | 432714 | 0 | 0 | 0 | 733546.8785 | 0 | 0 | 0 | 0 | 0 | 0 | 0 | 0 | 0 | 0 | 0 | 0 | 0 | -344326.8984 | 0 | 0 | 0 | 0 | 0 | 0 | 0 | 0 | 0 | 0 | 0
2016-06-28 11:00 | 0 | 0 | 0 | 0 | 192640.4697 | 6.9637 | 450973 | 0 | 0 | 0 | 475221.3119 | 0 | 0 | 0 | 0 | 0 | 0 | 0 | 0 | 0 | 0 | 0 | 0 | 0 | -258325.5666 | 0 | 0 | 0 | 0 | 0 | 0 | 0 | 0 | 0 | 0 | 0
2016-06-28 12:00 | 0 | 0 | 0 | 0 | 0 | 175141.215 | 473234 | 0 | 0 | 0 | 158133.2875 | 0 | 0 | 18995.2394 | 0 | 0 | 0 | 0 | 0 | 0 | 0 | 0 | 0 | 0 | -317088.0244 | 0 | 0 | 0 | 18995.2394 | 0 | 0 | 0 | 0 | 0 | 0 | 0
2016-06-28 13:00 | 0 | 0 | 0 | 0 | 58007.3211 | 552465.1471 | 500024 | 0 | 0 | 0 | 268581.7557 | 0 | 0 | 18995.2394 | 0 | 0 | 0 | 0 | 0 | 0 | 0 | 0 | 0 | 0 | 110448.4682 | 0 | 0 | 0 | 0 | 0 | 0 | 0 | 0 | 0 | 0 | 0
2016-06-28 14:00 | 0 | 0 | 0 | 0 | 0 | 799241.2502 | 529073 | 0 | 0 | 0 | 557745.2453 | 0 | 0 | 0 | 0 | 0 | 0 | 0 | 0 | 0 | 0 | 0 | 0 | 0 | 289163.4896 | 0 | 0 | 0 | -18995.2394 | 0 | 0 | 0 | 0 | 0 | 0 | 0
2016-06-28 15:00 | 0 | 0 | 0 | 0 | 0 | 901205.8984 | 556879 | 0 | 0 | 0 | 902072.1437 | 0 | 0 | 0 | 0 | 0 | 0 | 0 | 0 | 0 | 0 | 0 | 0 | 0 | 344326.8984 | 0 | 0 | 0 | 0 | 0 | 0 | 0 | 0 | 0 | 0 | 0
2016-06-28 16:00 | 0 | 0 | 0 | 0 | 0 | 925162.8984 | 580836 | 0 | 0 | 0 | 1246399.042 | 0 | 0 | 0 | 0 | 0 | 0 | 0 | 0 | 0 | 0 | 0 | 0 | 0 | 344326.8984 | 0 | 0 | 0 | 0 | 0 | 0 | 0 | 0 | 0 | 0 | 0
2016-06-28 17:00 | 0 | 0 | 0 | 0 | 0 | 945529.8984 | 601203 | 0 | 0 | 0 | 1590725.9404 | 0 | 0 | 0 | 0 | 0 | 0 | 0 | 0 | 0 | 0 | 0 | 0 | 0 | 344326.8984 | 0 | 0 | 0 | 0 | 0 | 0 | 0 | 0 | 0 | 0 | 0
2016-06-28 18:00 | 0 | 0 | 0 | 0 | 0 | 960602.8984 | 616276 | 0 | 0 | 0 | 1935052.8388 | 0 | 0 | 0 | 0 | 0 | 0 | 0 | 0 | 0 | 0 | 0 | 0 | 0 | 344326.8984 | 0 | 0 | 0 | 0 | 0 | 0 | 0 | 0 | 0 | 0 | 0
2016-06-28 19:00 | 0 | 0 | 0 | 0 | 0 | 968855.8984 | 624529 | 0 | 0 | 0 | 2279379.7371 | 0 | 0 | 0 | 0 | 0 | 0 | 0 | 0 | 0 | 0 | 0 | 0 | 0 | 344326.8984 | 0 | 0 | 0 | 0 | 0 | 0 | 0 | 0 | 0 | 0 | 0
2016-06-28 20:00 | 0 | 0 | 0 | 0 | 0 | 991842.1378 | 628520 | 0 | 0 | 0 | 2623706.6355 | 0 | 0 | 18995.2394 | 0 | 0 | 0 | 0 | 0 | 0 | 0 | 0 | 0 | 0 | 344326.8984 | 0 | 0 | 0 | 18995.2394 | 0 | 0 | 0 | 0 | 0 | 0 | 0
2016-06-28 21:00 | 0 | 0 | 0 | 0 | 14301.5523 | 958853.3461 | 628828 | 0 | 0 | 0 | 2968033.5339 | 0 | 0 | 18995.2394 | 0 | 0 | 0 | 0 | 0 | 0 | 0 | 0 | 0 | 0 | 344326.8984 | 0 | 0 | 0 | 0 | 0 | 0 | 0 | 0 | 0 | 0 | 0
2016-06-28 22:00 | 0 | 0 | 0 | 0 | 74976.2826 | 890887.6157 | 621537 | 0 | 0 | 0 | 3312360.4322 | 0 | 0 | 18995.2394 | 0 | 0 | 0 | 0 | 0 | 0 | 0 | 0 | 0 | 0 | 344326.8984 | 0 | 0 | 0 | 0 | 0 | 0 | 0 | 0 | 0 | 0 | 0
2016-06-28 23:00 | 0 | 0 | 0 | 0 | 0 | 775991.8286 | 607995 | 0 | 0 | 0 | 3480357.2608 | 0 | 0 | 18995.2394 | 0 | 0 | 0 | 0 | 0 | 0 | 0 | 0 | 0 | 0 | 167996.8286 | 0 | 0 | 0 | 0 | 0 | 0 | 0 | 0 | 0 | 0 | 0
2016-06-29 | 0 | 0 | 0 | 0 | 0 | 585647.7068 | 591546 | 0 | 0 | 0 | 3493454.2071 | 0 | 0 | 0 | 0 | 0 | 0 | 0 | 0 | 0 | 0 | 0 | 0 | 0 | 13096.9463 | 0 | 0 | 0 | -18995.2394 | 0 | 0 | 0 | 0 | 0 | 0 | 0
2016-06-29 01:00 | 0 | 0 | 0 | 0 | 0 | 309650.1312 | 574649 | 0 | 0 | 0 | 3228455.3383 | 0 | 0 | 0 | 0 | 0 | 0 | 0 | 0 | 0 | 0 | 0 | 0 | 0 | -264998.8688 | 0 | 0 | 0 | 0 | 0 | 0 | 0 | 0 | 0 | 0 | 0
2016-06-29 02:00 | 0 | 0 | 0 | 0 | 153358.6961 | 50259.4056 | 547945 | 0 | 0 | 0 | 2884128.44 | 0 | 0 | 0 | 0 | 0 | 0 | 0 | 0 | 0 | 0 | 0 | 0 | 0 | -344326.8984 | 0 | 0 | 0 | 0 | 0 | 0 | 0 | 0 | 0 | 0 | 0
2016-06-29 03:00 | 0 | 0 | 0 | 0 | 168889.0559 | 3.0458 | 513219 | 0 | 0 | 0 | 2539801.5416 | 0 | 0 | 0 | 0 | 0 | 0 | 0 | 0 | 0 | 0 | 0 | 0 | 0 | -344326.8984 | 0 | 0 | 0 | 0 | 0 | 0 | 0 | 0 | 0 | 0 | 0
2016-06-29 04:00 | 0 | 0 | 0 | 0 | 134371.1016 | 0 | 478698 | 0 | 0 | 0 | 2195474.6432 | 0 | 0 | 0 | 0 | 0 | 0 | 0 | 0 | 0 | 0 | 0 | 0 | 0 | -344326.8984 | 0 | 0 | 0 | 0 | 0 | 0 | 0 | 0 | 0 | 0 | 0
2016-06-29 05:00 | 0 | 0 | 0 | 0 | 409672.9007 | 0 | 449349 | 0 | 0 | 0 | 2155798.5439 | 0 | 0 | 0 | 0 | 0 | 0 | 0 | 0 | 0 | 0 | 0 | 0 | 0 | -39676.0993 | 0 | 0 | 0 | 0 | 0 | 0 | 0 | 0 | 0 | 0 | 0
2016-06-29 06:00 | 0 | 0 | 0 | 0 | 80470.1016 | 0 | 424797 | 0 | 0 | 0 | 1811471.6456 | 0 | 0 | 0 | 0 | 0 | 0 | 0 | 0 | 0 | 0 | 0 | 0 | 0 | -344326.8984 | 0 | 0 | 0 | 0 | 0 | 0 | 0 | 0 | 0 | 0 | 0
2016-06-29 07:00 | 0 | 0 | 0 | 0 | 63516.1016 | 0 | 407843 | 0 | 0 | 0 | 1467144.7472 | 0 | 0 | 0 | 0 | 0 | 0 | 0 | 0 | 0 | 0 | 0 | 0 | 0 | -344326.8984 | 0 | 0 | 0 | 0 | 0 | 0 | 0 | 0 | 0 | 0 | 0
2016-06-29 08:00 | 0 | 0 | 0 | 0 | 327472.4185 | 0 | 399379 | 0 | 0 | 0 | 1395238.1657 | 0 | 0 | 0 | 0 | 0 | 0 | 0 | 0 | 0 | 0 | 0 | 0 | 0 | -71906.5815 | 0 | 0 | 0 | 0 | 0 | 0 | 0 | 0 | 0 | 0 | 0
2016-06-29 09:00 | 0 | 0 | 0 | 0 | 56937.1016 | 0 | 401264 | 0 | 0 | 0 | 1050911.2673 | 0 | 0 | 0 | 0 | 0 | 0 | 0 | 0 | 0 | 0 | 0 | 0 | 0 | -344326.8984 | 0 | 0 | 0 | 0 | 0 | 0 | 0 | 0 | 0 | 0 | 0
2016-06-29 10:00 | 0 | 0 | 0 | 0 | 68896.1016 | 0 | 413223 | 0 | 0 | 0 | 706584.369 | 0 | 0 | 0 | 0 | 0 | 0 | 0 | 0 | 0 | 0 | 0 | 0 | 0 | -344326.8984 | 0 | 0 | 0 | 0 | 0 | 0 | 0 | 0 | 0 | 0 | 0
2016-06-29 11:00 | 0 | 0 | 0 | 0 | 194362.5217 | 5.3162 | 432696 | 0 | 0 | 0 | 468256.2069 | 0 | 0 | 0 | 0 | 0 | 0 | 0 | 0 | 0 | 0 | 0 | 0 | 0 | -238328.162 | 0 | 0 | 0 | 0 | 0 | 0 | 0 | 0 | 0 | 0 | 0
2016-06-29 12:00 | 0 | 0 | 0 | 0 | 86715.3782 | 149578.0198 | 456995 | 0 | 0 | 0 | 228559.3655 | 0 | 0 | 18995.2394 | 0 | 0 | 0 | 0 | 0 | 0 | 0 | 0 | 0 | 0 | -239696.8414 | 0 | 0 | 0 | 18995.2394 | 0 | 0 | 0 | 0 | 0 | 0 | 0
2016-06-29 13:00 | 0 | 0 | 0 | 0 | 67778.7623 | 508020.4609 | 482516 | 0 | 0 | 0 | 321842.5887 | 0 | 0 | 18995.2394 | 0 | 0 | 0 | 0 | 0 | 0 | 0 | 0 | 0 | 0 | 93283.2232 | 0 | 0 | 0 | 0 | 0 | 0 | 0 | 0 | 0 | 0 | 0
2016-06-29 14:00 | 0 | 0 | 0 | 0 | 77768.6926 | 742874.6725 | 511202 | 0 | 0 | 0 | 638168.3926 | 0 | 0 | 12110.8006 | 0 | 0 | 0 | 0 | 0 | 0 | 0 | 0 | 0 | 0 | 316325.8039 | 0 | 0 | 0 | -6884.4389 | 0 | 0 | 0 | 0 | 0 | 0 | 0
2016-06-29 15:00 | 0 | 0 | 0 | 0 | 0 | 872271.0978 | 540055 | 0 | 0 | 0 | 982495.291 | 0 | 0 | 0 | 0 | 0 | 0 | 0 | 0 | 0 | 0 | 0 | 0 | 0 | 344326.8984 | 0 | 0 | 0 | -12110.8006 | 0 | 0 | 0 | 0 | 0 | 0 | 0
2016-06-29 16:00 | 0 | 0 | 0 | 0 | 0 | 909799.8984 | 565473 | 0 | 0 | 0 | 1326822.1893 | 0 | 0 | 0 | 0 | 0 | 0 | 0 | 0 | 0 | 0 | 0 | 0 | 0 | 344326.8984 | 0 | 0 | 0 | 0 | 0 | 0 | 0 | 0 | 0 | 0 | 0
2016-06-29 17:00 | 0 | 0 | 0 | 0 | 0 | 932534.8984 | 588208 | 0 | 0 | 0 | 1671149.0877 | 0 | 0 | 0 | 0 | 0 | 0 | 0 | 0 | 0 | 0 | 0 | 0 | 0 | 344326.8984 | 0 | 0 | 0 | 0 | 0 | 0 | 0 | 0 | 0 | 0 | 0
2016-06-29 18:00 | 0 | 0 | 0 | 0 | 0 | 970697.1378 | 607375 | 0 | 0 | 0 | 2015475.986 | 0 | 0 | 18995.2394 | 0 | 0 | 0 | 0 | 0 | 0 | 0 | 0 | 0 | 0 | 344326.8984 | 0 | 0 | 0 | 18995.2394 | 0 | 0 | 0 | 0 | 0 | 0 | 0
2016-06-29 19:00 | 0 | 0 | 0 | 0 | 0 | 960012.8156 | 621004 | 0 | 0 | 0 | 2359802.8844 | 0 | 0 | 13677.1567 | 0 | 0 | 0 | 0 | 0 | 0 | 0 | 0 | 0 | 0 | 344326.8984 | 0 | 0 | 0 | -5318.0828 | 0 | 0 | 0 | 0 | 0 | 0 | 0
2016-06-29 20:00 | 0 | 0 | 0 | 0 | 35688.7729 | 944609.2083 | 630653 | 0 | 0 | 0 | 2704129.7828 | 0 | 0 | 18995.2394 | 0 | 0 | 0 | 0 | 0 | 0 | 0 | 0 | 0 | 0 | 344326.8984 | 0 | 0 | 0 | 5318.0828 | 0 | 0 | 0 | 0 | 0 | 0 | 0
2016-06-29 21:00 | 0 | 0 | 0 | 0 | 0 | 915864.4351 | 634465 | 0 | 0 | 0 | 3004524.4573 | 0 | 0 | 0 | 0 | 0 | 0 | 0 | 0 | 0 | 0 | 0 | 0 | 0 | 300394.6745 | 0 | 0 | 0 | -18995.2394 | 0 | 0 | 0 | 0 | 0 | 0 | 0
2016-06-29 22:00 | 0 | 0 | 0 | 0 | 59695.9068 | 857009.1794 | 629556 | 0 | 0 | 0 | 3272678.304 | 0 | 0 | 18995.2394 | 0 | 0 | 0 | 0 | 0 | 0 | 0 | 0 | 0 | 0 | 268153.8467 | 0 | 0 | 0 | 18995.2394 | 0 | 0 | 0 | 0 | 0 | 0 | 0
2016-06-29 23:00 | 0 | 0 | 0 | 0 | 0 | 743096.0925 | 616067 | 0 | 0 | 0 | 3418702.636 | 0 | 0 | 0 | 0 | 0 | 0 | 0 | 0 | 0 | 0 | 0 | 0 | 0 | 146024.332 | 0 | 0 | 0 | -18995.2394 | 0 | 0 | 0 | 0 | 0 | 0 | 0
2016-06-30 | 0 | 0 | 0 | 0 | 0 | 548103.4784 | 597182 | 0 | 0 | 0 | 3369624.1144 | 0 | 0 | 0 | 0 | 0 | 0 | 0 | 0 | 0 | 0 | 0 | 0 | 0 | -49078.5216 | 0 | 0 | 0 | 0 | 0 | 0 | 0 | 0 | 0 | 0 | 0
2016-06-30 01:00 | 0 | 0 | 0 | 0 | 0 | 273664.5002 | 580014 | 0 | 0 | 0 | 3063274.6145 | 0 | 0 | 0 | 0 | 0 | 0 | 0 | 0 | 0 | 0 | 0 | 0 | 0 | -306349.4998 | 0 | 0 | 0 | 0 | 0 | 0 | 0 | 0 | 0 | 0 | 0
2016-06-30 02:00 | 0 | 0 | 0 | 0 | 151599.484 | 57618.6176 | 553545 | 0 | 0 | 0 | 2718947.7162 | 0 | 0 | 0 | 0 | 0 | 0 | 0 | 0 | 0 | 0 | 0 | 0 | 0 | -344326.8984 | 0 | 0 | 0 | 0 | 0 | 0 | 0 | 0 | 0 | 0 | 0
2016-06-30 03:00 | 0 | 0 | 0 | 0 | 466099.6472 | 2.8658 | 516726 | 0 | 0 | 0 | 2668324.2292 | 0 | 0 | 0 | 0 | 0 | 0 | 0 | 0 | 0 | 0 | 0 | 0 | 0 | -50623.487 | 0 | 0 | 0 | 0 | 0 | 0 | 0 | 0 | 0 | 0 | 0
2016-06-30 04:00 | 0 | 0 | 0 | 0 | 135842.1016 | 0 | 480169 | 0 | 0 | 0 | 2323997.3308 | 0 | 0 | 0 | 0 | 0 | 0 | 0 | 0 | 0 | 0 | 0 | 0 | 0 | -344326.8984 | 0 | 0 | 0 | 0 | 0 | 0 | 0 | 0 | 0 | 0 | 0
2016-06-30 05:00 | 0 | 0 | 0 | 0 | 105184.1016 | 0 | 449511 | 0 | 0 | 0 | 1979670.4324 | 0 | 0 | 0 | 0 | 0 | 0 | 0 | 0 | 0 | 0 | 0 | 0 | 0 | -344326.8984 | 0 | 0 | 0 | 0 | 0 | 0 | 0 | 0 | 0 | 0 | 0
2016-06-30 06:00 | 0 | 0 | 0 | 0 | 380625.0945 | 0 | 424274 | 0 | 0 | 0 | 1936021.527 | 0 | 0 | 0 | 0 | 0 | 0 | 0 | 0 | 0 | 0 | 0 | 0 | 0 | -43648.9055 | 0 | 0 | 0 | 0 | 0 | 0 | 0 | 0 | 0 | 0 | 0
2016-06-30 07:00 | 0 | 0 | 0 | 0 | 62528.1016 | 0 | 406855 | 0 | 0 | 0 | 1591694.6286 | 0 | 0 | 0 | 0 | 0 | 0 | 0 | 0 | 0 | 0 | 0 | 0 | 0 | -344326.8984 | 0 | 0 | 0 | 0 | 0 | 0 | 0 | 0 | 0 | 0 | 0
2016-06-30 08:00 | 0 | 0 | 0 | 0 | 53699.1016 | 0 | 398026 | 0 | 0 | 0 | 1247367.7302 | 0 | 0 | 0 | 0 | 0 | 0 | 0 | 0 | 0 | 0 | 0 | 0 | 0 | -344326.8984 | 0 | 0 | 0 | 0 | 0 | 0 | 0 | 0 | 0 | 0 | 0
2016-06-30 09:00 | 0 | 0 | 0 | 0 | 309508.6662 | 0 | 399538 | 0 | 0 | 0 | 1157338.3964 | 0 | 0 | 0 | 0 | 0 | 0 | 0 | 0 | 0 | 0 | 0 | 0 | 0 | -90029.3338 | 0 | 0 | 0 | 0 | 0 | 0 | 0 | 0 | 0 | 0 | 0
2016-06-30 10:00 | 0 | 0 | 0 | 0 | 283526.9016 | 0 | 410455 | 0 | 0 | 0 | 1030410.2981 | 0 | 0 | 0 | 0 | 0 | 0 | 0 | 0 | 0 | 0 | 0 | 0 | 0 | -126928.0984 | 0 | 0 | 0 | 0 | 0 | 0 | 0 | 0 | 0 | 0 | 0
2016-06-30 11:00 | 0 | 0 | 0 | 0 | 235573.1424 | 2.7827 | 428603 | 0 | 0 | 0 | 837383.2231 | 0 | 0 | 0 | 0 | 0 | 0 | 0 | 0 | 0 | 0 | 0 | 0 | 0 | -193027.0749 | 0 | 0 | 0 | 0 | 0 | 0 | 0 | 0 | 0 | 0 | 0
2016-06-30 12:00 | 0 | 0 | 0 | 0 | 0 | 113545.4577 | 452042 | 0 | 0 | 0 | 498886.6808 | 0 | 0 | 0 | 0 | 0 | 0 | 0 | 0 | 0 | 0 | 0 | 0 | 0 | -338496.5423 | 0 | 0 | 0 | 0 | 0 | 0 | 0 | 0 | 0 | 0 | 0
2016-06-30 13:00 | 0 | 0 | 0 | 0 | 151673.9459 | 416712.4935 | 479897 | 0 | 0 | 0 | 587376.1202 | 0 | 0 | 0 | 0 | 0 | 0 | 0 | 0 | 0 | 0 | 0 | 0 | 0 | 88489.4394 | 0 | 0 | 0 | 0 | 0 | 0 | 0 | 0 | 0 | 0 | 0
2016-06-30 14:00 | 0 | 0 | 0 | 0 | 0 | 658535.5167 | 509011 | 0 | 0 | 0 | 736900.6369 | 0 | 0 | 0 | 0 | 0 | 0 | 0 | 0 | 0 | 0 | 0 | 0 | 0 | 149524.5167 | 0 | 0 | 0 | 0 | 0 | 0 | 0 | 0 | 0 | 0 | 0
2016-06-30 15:00 | 0 | 0 | 0 | 0 | 89333.4197 | 791964.4786 | 536971 | 0 | 0 | 0 | 1081227.5353 | 0 | 0 | 0 | 0 | 0 | 0 | 0 | 0 | 0 | 0 | 0 | 0 | 0 | 344326.8984 | 0 | 0 | 0 | 0 | 0 | 0 | 0 | 0 | 0 | 0 | 0
2016-06-30 16:00 | 0 | 0 | 0 | 0 | 39239.887 | 866193.0113 | 561106 | 0 | 0 | 0 | 1425554.4336 | 0 | 0 | 0 | 0 | 0 | 0 | 0 | 0 | 0 | 0 | 0 | 0 | 0 | 344326.8984 | 0 | 0 | 0 | 0 | 0 | 0 | 0 | 0 | 0 | 0 | 0
2016-06-30 17:00 | 0 | 0 | 0 | 0 | 0 | 891593.4991 | 582107 | 0 | 0 | 0 | 1735040.9327 | 0 | 0 | 0 | 0 | 0 | 0 | 0 | 0 | 0 | 0 | 0 | 0 | 0 | 309486.4991 | 0 | 0 | 0 | 0 | 0 | 0 | 0 | 0 | 0 | 0 | 0
2016-06-30 18:00 | 0 | 0 | 0 | 0 | 0 | 877174.0554 | 600446 | 0 | 0 | 0 | 2011768.9881 | 0 | 0 | 0 | 0 | 0 | 0 | 0 | 0 | 0 | 0 | 0 | 0 | 0 | 276728.0554 | 0 | 0 | 0 | 0 | 0 | 0 | 0 | 0 | 0 | 0 | 0
2016-06-30 19:00 | 0 | 0 | 0 | 0 | 0 | 847341.1694 | 614080 | 0 | 0 | 0 | 2245030.1575 | 0 | 0 | 0 | 0 | 0 | 0 | 0 | 0 | 0 | 0 | 0 | 0 | 0 | 233261.1694 | 0 | 0 | 0 | 0 | 0 | 0 | 0 | 0 | 0 | 0 | 0
2016-06-30 20:00 | 0 | 0 | 0 | 0 | 0 | 808891.3082 | 623589 | 0 | 0 | 0 | 2430332.4657 | 0 | 0 | 0 | 0 | 0 | 0 | 0 | 0 | 0 | 0 | 0 | 0 | 0 | 185302.3082 | 0 | 0 | 0 | 0 | 0 | 0 | 0 | 0 | 0 | 0 | 0
2016-06-30 21:00 | 0 | 0 | 0 | 0 | 0 | 748723.6289 | 626709 | 0 | 0 | 0 | 2552347.0946 | 0 | 0 | 0 | 0 | 0 | 0 | 0 | 0 | 0 | 0 | 0 | 0 | 0 | 122014.6289 | 0 | 0 | 0 | 0 | 0 | 0 | 0 | 0 | 0 | 0 | 0
2016-06-30 22:00 | 0 | 0 | 0 | 0 | 0 | 666924.1746 | 620594 | 0 | 0 | 0 | 2598677.2692 | 0 | 0 | 0 | 0 | 0 | 0 | 0 | 0 | 0 | 0 | 0 | 0 | 0 | 46330.1746 | 0 | 0 | 0 | 0 | 0 | 0 | 0 | 0 | 0 | 0 | 0
2016-06-30 23:00 | 0 | 0 | 0 | 0 | 276299.5276 | 558286.2418 | 607167 | 0 | 0 | 0 | 2826096.0386 | 0 | 0 | 0 | 0 | 0 | 0 | 0 | 0 | 0 | 0 | 0 | 0 | 0 | 227418.7694 | 0 | 0 | 0 | 0 | 0 | 0 | 0 | 0 | 0 | 0 | 0
2016-07-01 | 0 | 0 | 0 | 0 | 0 | 403879.473 | 590202 | 0 | 0 | 0 | 2639773.5116 | 0 | 0 | 0 | 0 | 0 | 0 | 0 | 0 | 0 | 0 | 0 | 0 | 0 | -186322.527 | 0 | 0 | 0 | 0 | 0 | 0 | 0 | 0 | 0 | 0 | 0
2016-07-01 01:00 | 0 | 0 | 0 | 0 | 10031.4501 | 220431.6516 | 574790 | 0 | 0 | 0 | 2295446.6132 | 0 | 0 | 0 | 0 | 0 | 0 | 0 | 0 | 0 | 0 | 0 | 0 | 0 | -344326.8984 | 0 | 0 | 0 | 0 | 0 | 0 | 0 | 0 | 0 | 0 | 0
2016-07-01 02:00 | 0 | 0 | 0 | 0 | 139710.9452 | 65915.1564 | 549953 | 0 | 0 | 0 | 1951119.7149 | 0 | 0 | 0 | 0 | 0 | 0 | 0 | 0 | 0 | 0 | 0 | 0 | 0 | -344326.8984 | 0 | 0 | 0 | 0 | 0 | 0 | 0 | 0 | 0 | 0 | 0
2016-07-01 03:00 | 0 | 0 | 0 | 0 | 672596.7194 | 3.2396 | 515518 | 0 | 0 | 0 | 2108201.6738 | 0 | 0 | 0 | 0 | 0 | 0 | 0 | 0 | 0 | 0 | 0 | 0 | 0 | 157081.9589 | 0 | 0 | 0 | 0 | 0 | 0 | 0 | 0 | 0 | 0 | 0
2016-07-01 04:00 | 0 | 0 | 0 | 0 | 136090.1016 | 0 | 480417 | 0 | 0 | 0 | 1763874.7754 | 0 | 0 | 0 | 0 | 0 | 0 | 0 | 0 | 0 | 0 | 0 | 0 | 0 | -344326.8984 | 0 | 0 | 0 | 0 | 0 | 0 | 0 | 0 | 0 | 0 | 0
2016-07-01 05:00 | 0 | 0 | 0 | 0 | 105863.1016 | 0 | 450190 | 0 | 0 | 0 | 1419547.8771 | 0 | 0 | 0 | 0 | 0 | 0 | 0 | 0 | 0 | 0 | 0 | 0 | 0 | -344326.8984 | 0 | 0 | 0 | 0 | 0 | 0 | 0 | 0 | 0 | 0 | 0
2016-07-01 06:00 | 0 | 0 | 0 | 0 | 533808.0359 | 0 | 426366 | 0 | 0 | 0 | 1526989.913 | 0 | 0 | 0 | 0 | 0 | 0 | 0 | 0 | 0 | 0 | 0 | 0 | 0 | 107442.0359 | 0 | 0 | 0 | 0 | 0 | 0 | 0 | 0 | 0 | 0 | 0
2016-07-01 07:00 | 0 | 0 | 0 | 0 | 64886.1016 | 0 | 409213 | 0 | 0 | 0 | 1182663.0146 | 0 | 0 | 0 | 0 | 0 | 0 | 0 | 0 | 0 | 0 | 0 | 0 | 0 | -344326.8984 | 0 | 0 | 0 | 0 | 0 | 0 | 0 | 0 | 0 | 0 | 0
2016-07-01 08:00 | 0 | 0 | 0 | 0 | 55923.1016 | 0 | 400250 | 0 | 0 | 0 | 838336.1163 | 0 | 0 | 0 | 0 | 0 | 0 | 0 | 0 | 0 | 0 | 0 | 0 | 0 | -344326.8984 | 0 | 0 | 0 | 0 | 0 | 0 | 0 | 0 | 0 | 0 | 0
2016-07-01 09:00 | 0 | 0 | 0 | 0 | 425073.6928 | 0 | 401487 | 0 | 0 | 0 | 861922.8091 | 0 | 0 | 0 | 0 | 0 | 0 | 0 | 0 | 0 | 0 | 0 | 0 | 0 | 23586.6928 | 0 | 0 | 0 | 0 | 0 | 0 | 0 | 0 | 0 | 0 | 0
2016-07-01 10:00 | 0 | 0 | 0 | 0 | 67960.1016 | 0 | 412287 | 0 | 0 | 0 | 517595.9107 | 0 | 0 | 0 | 0 | 0 | 0 | 0 | 0 | 0 | 0 | 0 | 0 | 0 | -344326.8984 | 0 | 0 | 0 | 0 | 0 | 0 | 0 | 0 | 0 | 0 | 0
2016-07-01 11:00 | 0 | 0 | 0 | 0 | 295053.4663 | 0 | 428746 | 0 | 0 | 0 | 364908.1376 | 0 | 0 | 18995.2394 | 0 | 0 | 0 | 0 | 0 | 0 | 0 | 0 | 0 | 0 | -152687.7731 | 0 | 0 | 0 | 18995.2394 | 0 | 0 | 0 | 0 | 0 | 0 | 0
2016-07-01 12:00 | 0 | 0 | 0 | 0 | 189544.6131 | 95098.0087 | 450070 | 0 | 0 | 0 | 218475.9989 | 0 | 0 | 0 | 0 | 0 | 0 | 0 | 0 | 0 | 0 | 0 | 0 | 0 | -146432.1388 | 0 | 0 | 0 | -18995.2394 | 0 | 0 | 0 | 0 | 0 | 0 | 0
2016-07-01 13:00 | 0 | 0 | 0 | 0 | 0 | 399580.7117 | 478324 | 0 | 0 | 0 | 139732.7106 | 0 | 0 | 0 | 0 | 0 | 0 | 0 | 0 | 0 | 0 | 0 | 0 | 0 | -78743.2883 | 0 | 0 | 0 | 0 | 0 | 0 | 0 | 0 | 0 | 0 | 0
2016-07-01 14:00 | 0 | 0 | 0 | 0 | 179856.4314 | 672482.4669 | 508012 | 0 | 0 | 0 | 484059.609 | 0 | 0 | 0 | 0 | 0 | 0 | 0 | 0 | 0 | 0 | 0 | 0 | 0 | 344326.8984 | 0 | 0 | 0 | 0 | 0 | 0 | 0 | 0 | 0 | 0 | 0
2016-07-01 15:00 | 0 | 0 | 0 | 0 | 69520.6454 | 829416.4924 | 535615 | 0 | 0 | 0 | 828386.5073 | 0 | 0 | 18995.2394 | 0 | 0 | 0 | 0 | 0 | 0 | 0 | 0 | 0 | 0 | 344326.8984 | 0 | 0 | 0 | 18995.2394 | 0 | 0 | 0 | 0 | 0 | 0 | 0
2016-07-01 16:00 | 0 | 0 | 0 | 0 | 0 | 896600.9001 | 559186 | 0 | 0 | 0 | 1172713.4057 | 0 | 0 | 12083.2411 | 0 | 0 | 0 | 0 | 0 | 0 | 0 | 0 | 0 | 0 | 344326.8984 | 0 | 0 | 0 | -6911.9983 | 0 | 0 | 0 | 0 | 0 | 0 | 0
2016-07-01 17:00 | 0 | 0 | 0 | 0 | 0 | 920985.7739 | 579245 | 0 | 0 | 0 | 1507542.1813 | 0 | 0 | 18995.2394 | 0 | 0 | 0 | 0 | 0 | 0 | 0 | 0 | 0 | 0 | 334828.7756 | 0 | 0 | 0 | 6911.9983 | 0 | 0 | 0 | 0 | 0 | 0 | 0
2016-07-01 18:00 | 0 | 0 | 0 | 0 | 0 | 907291.4282 | 595305 | 0 | 0 | 0 | 1838523.8489 | 0 | 0 | 0 | 0 | 0 | 0 | 0 | 0 | 0 | 0 | 0 | 0 | 0 | 330981.6676 | 0 | 0 | 0 | -18995.2394 | 0 | 0 | 0 | 0 | 0 | 0 | 0
2016-07-01 19:00 | 0 | 0 | 0 | 0 | 0 | 874676.7912 | 605699 | 0 | 0 | 0 | 2107501.6401 | 0 | 0 | 0 | 0 | 0 | 0 | 0 | 0 | 0 | 0 | 0 | 0 | 0 | 268977.7912 | 0 | 0 | 0 | 0 | 0 | 0 | 0 | 0 | 0 | 0 | 0
2016-07-01 20:00 | 0 | 0 | 0 | 0 | 0 | 826161.7178 | 611337 | 0 | 0 | 0 | 2322326.3579 | 0 | 0 | 0 | 0 | 0 | 0 | 0 | 0 | 0 | 0 | 0 | 0 | 0 | 214824.7178 | 0 | 0 | 0 | 0 | 0 | 0 | 0 | 0 | 0 | 0 | 0
2016-07-01 21:00 | 0 | 0 | 0 | 0 | 0 | 747092.7252 | 611951 | 0 | 0 | 0 | 2457468.083 | 0 | 0 | 0 | 0 | 0 | 0 | 0 | 0 | 0 | 0 | 0 | 0 | 0 | 135141.7252 | 0 | 0 | 0 | 0 | 0 | 0 | 0 | 0 | 0 | 0 | 0
2016-07-01 22:00 | 0 | 0 | 0 | 0 | 0 | 659094.1291 | 605031 | 0 | 0 | 0 | 2511531.2121 | 0 | 0 | 0 | 0 | 0 | 0 | 0 | 0 | 0 | 0 | 0 | 0 | 0 | 54063.1291 | 0 | 0 | 0 | 0 | 0 | 0 | 0 | 0 | 0 | 0 | 0
2016-07-01 23:00 | 0 | 0 | 0 | 0 | 0 | 544225.5572 | 590638 | 0 | 0 | 0 | 2465118.7693 | 0 | 0 | 0 | 0 | 0 | 0 | 0 | 0 | 0 | 0 | 0 | 0 | 0 | -46412.4428 | 0 | 0 | 0 | 0 | 0 | 0 | 0 | 0 | 0 | 0 | 0
2016-07-02 | 0 | 0 | 0 | 0 | 279350.2124 | 404007.006 | 571712 | 0 | 0 | 0 | 2576763.9877 | 0 | 0 | 0 | 0 | 0 | 0 | 0 | 0 | 0 | 0 | 0 | 0 | 0 | 111645.2185 | 0 | 0 | 0 | 0 | 0 | 0 | 0 | 0 | 0 | 0 | 0
2016-07-02 01:00 | 0 | 0 | 0 | 0 | 0 | 233195.3948 | 554807 | 0 | 0 | 0 | 2255152.3825 | 0 | 0 | 0 | 0 | 0 | 0 | 0 | 0 | 0 | 0 | 0 | 0 | 0 | -321611.6052 | 0 | 0 | 0 | 0 | 0 | 0 | 0 | 0 | 0 | 0 | 0
2016-07-02 02:00 | 0 | 0 | 0 | 0 | 135822.5179 | 51178.5837 | 531328 | 0 | 0 | 0 | 1910825.4841 | 0 | 0 | 0 | 0 | 0 | 0 | 0 | 0 | 0 | 0 | 0 | 0 | 0 | -344326.8984 | 0 | 0 | 0 | 0 | 0 | 0 | 0 | 0 | 0 | 0 | 0
2016-07-02 03:00 | 0 | 0 | 0 | 0 | 155046.3881 | 2.7135 | 499376 | 0 | 0 | 0 | 1566498.5858 | 0 | 0 | 0 | 0 | 0 | 0 | 0 | 0 | 0 | 0 | 0 | 0 | 0 | -344326.8984 | 0 | 0 | 0 | 0 | 0 | 0 | 0 | 0 | 0 | 0 | 0
2016-07-02 04:00 | 0 | 0 | 0 | 0 | 486149.0495 | 0 | 466635 | 0 | 0 | 0 | 1586012.6353 | 0 | 0 | 0 | 0 | 0 | 0 | 0 | 0 | 0 | 0 | 0 | 0 | 0 | 19514.0495 | 0 | 0 | 0 | 0 | 0 | 0 | 0 | 0 | 0 | 0 | 0
2016-07-02 05:00 | 0 | 0 | 0 | 0 | 95391.1016 | 0 | 439718 | 0 | 0 | 0 | 1241685.7369 | 0 | 0 | 0 | 0 | 0 | 0 | 0 | 0 | 0 | 0 | 0 | 0 | 0 | -344326.8984 | 0 | 0 | 0 | 0 | 0 | 0 | 0 | 0 | 0 | 0 | 0
2016-07-02 06:00 | 0 | 0 | 0 | 0 | 72639.1016 | 0 | 416966 | 0 | 0 | 0 | 897358.8386 | 0 | 0 | 0 | 0 | 0 | 0 | 0 | 0 | 0 | 0 | 0 | 0 | 0 | -344326.8984 | 0 | 0 | 0 | 0 | 0 | 0 | 0 | 0 | 0 | 0 | 0
2016-07-02 07:00 | 0 | 0 | 0 | 0 | 402848.4406 | 0 | 399240 | 0 | 0 | 0 | 900967.2792 | 0 | 0 | 0 | 0 | 0 | 0 | 0 | 0 | 0 | 0 | 0 | 0 | 0 | 3608.4406 | 0 | 0 | 0 | 0 | 0 | 0 | 0 | 0 | 0 | 0 | 0
2016-07-02 08:00 | 0 | 0 | 0 | 0 | 42843.1016 | 0 | 387170 | 0 | 0 | 0 | 556640.3808 | 0 | 0 | 0 | 0 | 0 | 0 | 0 | 0 | 0 | 0 | 0 | 0 | 0 | -344326.8984 | 0 | 0 | 0 | 0 | 0 | 0 | 0 | 0 | 0 | 0 | 0
2016-07-02 09:00 | 0 | 0 | 0 | 0 | 304303.8733 | 0 | 380581 | 0 | 0 | 0 | 480363.2541 | 0 | 0 | 0 | 0 | 0 | 0 | 0 | 0 | 0 | 0 | 0 | 0 | 0 | -76277.1267 | 0 | 0 | 0 | 0 | 0 | 0 | 0 | 0 | 0 | 0 | 0
2016-07-02 10:00 | 0 | 0 | 0 | 0 | 327870.4941 | 0 | 378094 | 0 | 0 | 0 | 430139.7482 | 0 | 0 | 0 | 0 | 0 | 0 | 0 | 0 | 0 | 0 | 0 | 0 | 0 | -50223.5059 | 0 | 0 | 0 | 0 | 0 | 0 | 0 | 0 | 0 | 0 | 0
2016-07-02 11:00 | 0 | 0 | 0 | 0 | 39326.2934 | 7.8082 | 383661 | 0 | 0 | 0 | 85812.8498 | 0 | 0 | 0 | 0 | 0 | 0 | 0 | 0 | 0 | 0 | 0 | 0 | 0 | -344326.8984 | 0 | 0 | 0 | 0 | 0 | 0 | 0 | 0 | 0 | 0 | 0
2016-07-02 12:00 | 0 | 0 | 0 | 0 | 178970.6352 | 135832.515 | 400616 | 0 | 0 | 0 | 0 | 0 | 0 | 0 | 0 | 0 | 0 | 0 | 0 | 0 | 0 | 0 | 0 | 0 | -85812.8498 | 0 | 0 | 0 | 0 | 0 | 0 | 0 | 0 | 0 | 0 | 0
2016-07-02 13:00 | 0 | 0 | 0 | 0 | 0 | 525428.5792 | 426470 | 0 | 0 | 0 | 98958.5792 | 0 | 0 | 0 | 0 | 0 | 0 | 0 | 0 | 0 | 0 | 0 | 0 | 0 | 98958.5792 | 0 | 0 | 0 | 0 | 0 | 0 | 0 | 0 | 0 | 0 | 0
2016-07-02 14:00 | 0 | 0 | 0 | 0 | 0 | 799853.8984 | 455527 | 0 | 0 | 0 | 443285.4775 | 0 | 0 | 0 | 0 | 0 | 0 | 0 | 0 | 0 | 0 | 0 | 0 | 0 | 344326.8984 | 0 | 0 | 0 | 0 | 0 | 0 | 0 | 0 | 0 | 0 | 0
2016-07-02 15:00 | 0 | 0 | 0 | 0 | 0 | 827421.8984 | 483095 | 0 | 0 | 0 | 787612.3759 | 0 | 0 | 0 | 0 | 0 | 0 | 0 | 0 | 0 | 0 | 0 | 0 | 0 | 344326.8984 | 0 | 0 | 0 | 0 | 0 | 0 | 0 | 0 | 0 | 0 | 0
2016-07-02 16:00 | 0 | 0 | 0 | 0 | 0 | 849614.8984 | 505288 | 0 | 0 | 0 | 1131939.2743 | 0 | 0 | 0 | 0 | 0 | 0 | 0 | 0 | 0 | 0 | 0 | 0 | 0 | 344326.8984 | 0 | 0 | 0 | 0 | 0 | 0 | 0 | 0 | 0 | 0 | 0
2016-07-02 17:00 | 0 | 0 | 0 | 0 | 0 | 865876.8984 | 521550 | 0 | 0 | 0 | 1476266.1726 | 0 | 0 | 0 | 0 | 0 | 0 | 0 | 0 | 0 | 0 | 0 | 0 | 0 | 344326.8984 | 0 | 0 | 0 | 0 | 0 | 0 | 0 | 0 | 0 | 0 | 0
2016-07-02 18:00 | 0 | 0 | 0 | 0 | 0 | 878473.8984 | 534147 | 0 | 0 | 0 | 1820593.071 | 0 | 0 | 0 | 0 | 0 | 0 | 0 | 0 | 0 | 0 | 0 | 0 | 0 | 344326.8984 | 0 | 0 | 0 | 0 | 0 | 0 | 0 | 0 | 0 | 0 | 0
2016-07-02 19:00 | 0 | 0 | 0 | 0 | 0 | 887644.8984 | 543318 | 0 | 0 | 0 | 2164919.9694 | 0 | 0 | 0 | 0 | 0 | 0 | 0 | 0 | 0 | 0 | 0 | 0 | 0 | 344326.8984 | 0 | 0 | 0 | 0 | 0 | 0 | 0 | 0 | 0 | 0 | 0
2016-07-02 20:00 | 0 | 0 | 0 | 0 | 0 | 901592.3886 | 550529 | 0 | 0 | 0 | 2509246.8677 | 0 | 0 | 6736.4902 | 0 | 0 | 0 | 0 | 0 | 0 | 0 | 0 | 0 | 0 | 344326.8984 | 0 | 0 | 0 | 6736.4902 | 0 | 0 | 0 | 0 | 0 | 0 | 0
2016-07-02 21:00 | 0 | 0 | 0 | 0 | 0 | 910253.6476 | 553668 | 0 | 0 | 0 | 2853573.7661 | 0 | 0 | 18995.2394 | 0 | 0 | 0 | 0 | 0 | 0 | 0 | 0 | 0 | 0 | 344326.8984 | 0 | 0 | 0 | 12258.7492 | 0 | 0 | 0 | 0 | 0 | 0 | 0
2016-07-02 22:00 | 0 | 0 | 0 | 0 | 26645.8046 | 849848.8543 | 551163 | 0 | 0 | 0 | 3197900.6645 | 0 | 0 | 0 | 0 | 0 | 0 | 0 | 0 | 0 | 0 | 0 | 0 | 0 | 344326.8984 | 0 | 0 | 0 | -18995.2394 | 0 | 0 | 0 | 0 | 0 | 0 | 0
2016-07-02 23:00 | 0 | 0 | 0 | 0 | 0 | 748081.5377 | 541555 | 0 | 0 | 0 | 3404427.2022 | 0 | 0 | 0 | 0 | 0 | 0 | 0 | 0 | 0 | 0 | 0 | 0 | 0 | 206526.5377 | 0 | 0 | 0 | 0 | 0 | 0 | 0 | 0 | 0 | 0 | 0
2016-07-03 | 0 | 0 | 0 | 0 | 0 | 595862.7692 | 529567 | 0 | 0 | 0 | 3470722.9714 | 0 | 0 | 0 | 0 | 0 | 0 | 0 | 0 | 0 | 0 | 0 | 0 | 0 | 66295.7692 | 0 | 0 | 0 | 0 | 0 | 0 | 0 | 0 | 0 | 0 | 0
2016-07-03 01:00 | 0 | 0 | 0 | 0 | 0 | 358615.5387 | 519482 | 0 | 0 | 0 | 3309856.5101 | 0 | 0 | 0 | 0 | 0 | 0 | 0 | 0 | 0 | 0 | 0 | 0 | 0 | -160866.4613 | 0 | 0 | 0 | 0 | 0 | 0 | 0 | 0 | 0 | 0 | 0
2016-07-03 02:00 | 0 | 0 | 0 | 0 | 102552.5641 | 54457.5376 | 501337 | 0 | 0 | 0 | 2965529.6117 | 0 | 0 | 0 | 0 | 0 | 0 | 0 | 0 | 0 | 0 | 0 | 0 | 0 | -344326.8984 | 0 | 0 | 0 | 0 | 0 | 0 | 0 | 0 | 0 | 0 | 0
2016-07-03 03:00 | 0 | 0 | 0 | 0 | 130712.8727 | 2.2289 | 475042 | 0 | 0 | 0 | 2621202.7133 | 0 | 0 | 0 | 0 | 0 | 0 | 0 | 0 | 0 | 0 | 0 | 0 | 0 | -344326.8984 | 0 | 0 | 0 | 0 | 0 | 0 | 0 | 0 | 0 | 0 | 0
2016-07-03 04:00 | 0 | 0 | 0 | 0 | 103315.1016 | 0 | 447642 | 0 | 0 | 0 | 2276875.815 | 0 | 0 | 0 | 0 | 0 | 0 | 0 | 0 | 0 | 0 | 0 | 0 | 0 | -344326.8984 | 0 | 0 | 0 | 0 | 0 | 0 | 0 | 0 | 0 | 0 | 0
2016-07-03 05:00 | 0 | 0 | 0 | 0 | 79325.1016 | 0 | 423652 | 0 | 0 | 0 | 1932548.9166 | 0 | 0 | 0 | 0 | 0 | 0 | 0 | 0 | 0 | 0 | 0 | 0 | 0 | -344326.8984 | 0 | 0 | 0 | 0 | 0 | 0 | 0 | 0 | 0 | 0 | 0
2016-07-03 06:00 | 0 | 0 | 0 | 0 | 60506.1016 | 0 | 404833 | 0 | 0 | 0 | 1588222.0182 | 0 | 0 | 0 | 0 | 0 | 0 | 0 | 0 | 0 | 0 | 0 | 0 | 0 | -344326.8984 | 0 | 0 | 0 | 0 | 0 | 0 | 0 | 0 | 0 | 0 | 0
2016-07-03 07:00 | 0 | 0 | 0 | 0 | 44888.1016 | 0 | 389215 | 0 | 0 | 0 | 1243895.1199 | 0 | 0 | 0 | 0 | 0 | 0 | 0 | 0 | 0 | 0 | 0 | 0 | 0 | -344326.8984 | 0 | 0 | 0 | 0 | 0 | 0 | 0 | 0 | 0 | 0 | 0
2016-07-03 08:00 | 0 | 0 | 0 | 0 | 33819.1016 | 0 | 378146 | 0 | 0 | 0 | 899568.2215 | 0 | 0 | 0 | 0 | 0 | 0 | 0 | 0 | 0 | 0 | 0 | 0 | 0 | -344326.8984 | 0 | 0 | 0 | 0 | 0 | 0 | 0 | 0 | 0 | 0 | 0
2016-07-03 09:00 | 0 | 0 | 0 | 0 | 28014.1016 | 0 | 372341 | 0 | 0 | 0 | 555241.3231 | 0 | 0 | 0 | 0 | 0 | 0 | 0 | 0 | 0 | 0 | 0 | 0 | 0 | -344326.8984 | 0 | 0 | 0 | 0 | 0 | 0 | 0 | 0 | 0 | 0 | 0
2016-07-03 10:00 | 0 | 0 | 0 | 0 | 24563.1016 | 0 | 368890 | 0 | 0 | 0 | 210914.4248 | 0 | 0 | 0 | 0 | 0 | 0 | 0 | 0 | 0 | 0 | 0 | 0 | 0 | -344326.8984 | 0 | 0 | 0 | 0 | 0 | 0 | 0 | 0 | 0 | 0 | 0
2016-07-03 11:00 | 0 | 0 | 0 | 0 | 160786.2313 | 5.3439 | 371706 | 0 | 0 | 0 | 0 | 0 | 0 | 0 | 0 | 0 | 0 | 0 | 0 | 0 | 0 | 0 | 0 | 0 | -210914.4248 | 0 | 0 | 0 | 0 | 0 | 0 | 0 | 0 | 0 | 0 | 0
2016-07-03 12:00 | 0 | 0 | 0 | 0 | 202688.6819 | 183922.3181 | 386611 | 0 | 0 | 0 | 0 | 0 | 0 | 0 | 0 | 0 | 0 | 0 | 0 | 0 | 0 | 0 | 0 | 0 | 0 | 0 | 0 | 0 | 0 | 0 | 0 | 0 | 0 | 0 | 0 | 0
2016-07-03 13:00 | 0 | 0 | 0 | 0 | 0 | 411545 | 411545 | 0 | 0 | 0 | 0 | 0 | 0 | 0 | 0 | 0 | 0 | 0 | 0 | 0 | 0 | 0 | 0 | 0 | 0 | 0 | 0 | 0 | 0 | 0 | 0 | 0 | 0 | 0 | 0 | 0
2016-07-03 14:00 | 0 | 0 | 0 | 0 | 0 | 783635.8984 | 439309 | 0 | 0 | 0 | 344326.8984 | 0 | 0 | 0 | 0 | 0 | 0 | 0 | 0 | 0 | 0 | 0 | 0 | 0 | 344326.8984 | 0 | 0 | 0 | 0 | 0 | 0 | 0 | 0 | 0 | 0 | 0
2016-07-03 15:00 | 0 | 0 | 0 | 0 | 0 | 809169.8984 | 464843 | 0 | 0 | 0 | 688653.7967 | 0 | 0 | 0 | 0 | 0 | 0 | 0 | 0 | 0 | 0 | 0 | 0 | 0 | 344326.8984 | 0 | 0 | 0 | 0 | 0 | 0 | 0 | 0 | 0 | 0 | 0
2016-07-03 16:00 | 0 | 0 | 0 | 0 | 0 | 832791.8984 | 488465 | 0 | 0 | 0 | 1032980.6951 | 0 | 0 | 0 | 0 | 0 | 0 | 0 | 0 | 0 | 0 | 0 | 0 | 0 | 344326.8984 | 0 | 0 | 0 | 0 | 0 | 0 | 0 | 0 | 0 | 0 | 0
2016-07-03 17:00 | 0 | 0 | 0 | 0 | 0 | 850869.8984 | 506543 | 0 | 0 | 0 | 1377307.5935 | 0 | 0 | 0 | 0 | 0 | 0 | 0 | 0 | 0 | 0 | 0 | 0 | 0 | 344326.8984 | 0 | 0 | 0 | 0 | 0 | 0 | 0 | 0 | 0 | 0 | 0
2016-07-03 18:00 | 0 | 0 | 0 | 0 | 0 | 865160.8984 | 520834 | 0 | 0 | 0 | 1721634.4918 | 0 | 0 | 0 | 0 | 0 | 0 | 0 | 0 | 0 | 0 | 0 | 0 | 0 | 344326.8984 | 0 | 0 | 0 | 0 | 0 | 0 | 0 | 0 | 0 | 0 | 0
2016-07-03 19:00 | 0 | 0 | 0 | 0 | 0 | 875416.8984 | 531090 | 0 | 0 | 0 | 2065961.3902 | 0 | 0 | 0 | 0 | 0 | 0 | 0 | 0 | 0 | 0 | 0 | 0 | 0 | 344326.8984 | 0 | 0 | 0 | 0 | 0 | 0 | 0 | 0 | 0 | 0 | 0
2016-07-03 20:00 | 0 | 0 | 0 | 0 | 0 | 882472.8984 | 538146 | 0 | 0 | 0 | 2410288.2886 | 0 | 0 | 0 | 0 | 0 | 0 | 0 | 0 | 0 | 0 | 0 | 0 | 0 | 344326.8984 | 0 | 0 | 0 | 0 | 0 | 0 | 0 | 0 | 0 | 0 | 0
2016-07-03 21:00 | 0 | 0 | 0 | 0 | 0 | 869631.1424 | 542328 | 0 | 0 | 0 | 2737591.431 | 0 | 0 | 0 | 0 | 0 | 0 | 0 | 0 | 0 | 0 | 0 | 0 | 0 | 327303.1424 | 0 | 0 | 0 | 0 | 0 | 0 | 0 | 0 | 0 | 0 | 0
2016-07-03 22:00 | 0 | 0 | 0 | 0 | 0 | 885055.8984 | 540729 | 0 | 0 | 0 | 3081918.3293 | 0 | 0 | 0 | 0 | 0 | 0 | 0 | 0 | 0 | 0 | 0 | 0 | 0 | 344326.8984 | 0 | 0 | 0 | 0 | 0 | 0 | 0 | 0 | 0 | 0 | 0
2016-07-03 23:00 | 0 | 0 | 0 | 0 | 0 | 876536.8984 | 532210 | 0 | 0 | 0 | 3426245.2277 | 0 | 0 | 0 | 0 | 0 | 0 | 0 | 0 | 0 | 0 | 0 | 0 | 0 | 344326.8984 | 0 | 0 | 0 | 0 | 0 | 0 | 0 | 0 | 0 | 0 | 0
2016-07-04 | 0 | 0 | 0 | 0 | 0 | 772997.3407 | 521496 | 0 | 0 | 0 | 3677746.5684 | 0 | 0 | 0 | 0 | 0 | 0 | 0 | 0 | 0 | 0 | 0 | 0 | 0 | 251501.3407 | 0 | 0 | 0 | 0 | 0 | 0 | 0 | 0 | 0 | 0 | 0
2016-07-04 01:00 | 0 | 0 | 0 | 0 | 0 | 450296.3491 | 511466 | 0 | 0 | 0 | 3597581.6781 | 0 | 0 | 18995.2394 | 0 | 0 | 0 | 0 | 0 | 0 | 0 | 0 | 0 | 0 | -80164.8903 | 0 | 0 | 0 | 18995.2394 | 0 | 0 | 0 | 0 | 0 | 0 | 0
2016-07-04 02:00 | 0 | 0 | 0 | 0 | 70515.2209 | 61588.6413 | 495426 | 0 | 0 | 0 | 3253254.7798 | 0 | 0 | 0 | 0 | 0 | 0 | 0 | 0 | 0 | 0 | 0 | 0 | 0 | -344326.8984 | 0 | 0 | 0 | -18995.2394 | 0 | 0 | 0 | 0 | 0 | 0 | 0
2016-07-04 03:00 | 0 | 0 | 0 | 0 | 127621.7236 | 3.378 | 471952 | 0 | 0 | 0 | 2908927.8814 | 0 | 0 | 0 | 0 | 0 | 0 | 0 | 0 | 0 | 0 | 0 | 0 | 0 | -344326.8984 | 0 | 0 | 0 | 0 | 0 | 0 | 0 | 0 | 0 | 0 | 0
2016-07-04 04:00 | 0 | 0 | 0 | 0 | 100359.1016 | 0 | 444686 | 0 | 0 | 0 | 2564600.983 | 0 | 0 | 0 | 0 | 0 | 0 | 0 | 0 | 0 | 0 | 0 | 0 | 0 | -344326.8984 | 0 | 0 | 0 | 0 | 0 | 0 | 0 | 0 | 0 | 0 | 0
2016-07-04 05:00 | 0 | 0 | 0 | 0 | 76623.1016 | 0 | 420950 | 0 | 0 | 0 | 2220274.0847 | 0 | 0 | 0 | 0 | 0 | 0 | 0 | 0 | 0 | 0 | 0 | 0 | 0 | -344326.8984 | 0 | 0 | 0 | 0 | 0 | 0 | 0 | 0 | 0 | 0 | 0
2016-07-04 06:00 | 0 | 0 | 0 | 0 | 56432.1016 | 0 | 400759 | 0 | 0 | 0 | 1875947.1863 | 0 | 0 | 0 | 0 | 0 | 0 | 0 | 0 | 0 | 0 | 0 | 0 | 0 | -344326.8984 | 0 | 0 | 0 | 0 | 0 | 0 | 0 | 0 | 0 | 0 | 0
2016-07-04 07:00 | 0 | 0 | 0 | 0 | 41496.1016 | 0 | 385823 | 0 | 0 | 0 | 1531620.2879 | 0 | 0 | 0 | 0 | 0 | 0 | 0 | 0 | 0 | 0 | 0 | 0 | 0 | -344326.8984 | 0 | 0 | 0 | 0 | 0 | 0 | 0 | 0 | 0 | 0 | 0
2016-07-04 08:00 | 0 | 0 | 0 | 0 | 33621.1016 | 0 | 377948 | 0 | 0 | 0 | 1187293.3896 | 0 | 0 | 0 | 0 | 0 | 0 | 0 | 0 | 0 | 0 | 0 | 0 | 0 | -344326.8984 | 0 | 0 | 0 | 0 | 0 | 0 | 0 | 0 | 0 | 0 | 0
2016-07-04 09:00 | 0 | 0 | 0 | 0 | 30696.1016 | 0 | 375023 | 0 | 0 | 0 | 842966.4912 | 0 | 0 | 0 | 0 | 0 | 0 | 0 | 0 | 0 | 0 | 0 | 0 | 0 | -344326.8984 | 0 | 0 | 0 | 0 | 0 | 0 | 0 | 0 | 0 | 0 | 0
2016-07-04 10:00 | 0 | 0 | 0 | 0 | 29299.1016 | 0 | 373626 | 0 | 0 | 0 | 498639.5928 | 0 | 0 | 0 | 0 | 0 | 0 | 0 | 0 | 0 | 0 | 0 | 0 | 0 | -344326.8984 | 0 | 0 | 0 | 0 | 0 | 0 | 0 | 0 | 0 | 0 | 0
2016-07-04 11:00 | 0 | 0 | 0 | 0 | 32322.7653 | 16.3364 | 376666 | 0 | 0 | 0 | 154312.6945 | 0 | 0 | 0 | 0 | 0 | 0 | 0 | 0 | 0 | 0 | 0 | 0 | 0 | -344326.8984 | 0 | 0 | 0 | 0 | 0 | 0 | 0 | 0 | 0 | 0 | 0
2016-07-04 12:00 | 0 | 0 | 0 | 0 | 0 | 237999.3055 | 392312 | 0 | 0 | 0 | 0 | 0 | 0 | 0 | 0 | 0 | 0 | 0 | 0 | 0 | 0 | 0 | 0 | 0 | -154312.6945 | 0 | 0 | 0 | 0 | 0 | 0 | 0 | 0 | 0 | 0 | 0
2016-07-04 13:00 | 0 | 0 | 0 | 0 | 0 | 532581.9894 | 418892 | 0 | 0 | 0 | 113689.9894 | 0 | 0 | 0 | 0 | 0 | 0 | 0 | 0 | 0 | 0 | 0 | 0 | 0 | 113689.9894 | 0 | 0 | 0 | 0 | 0 | 0 | 0 | 0 | 0 | 0 | 0
2016-07-04 14:00 | 0 | 0 | 0 | 0 | 0 | 794591.8984 | 450265 | 0 | 0 | 0 | 458016.8878 | 0 | 0 | 0 | 0 | 0 | 0 | 0 | 0 | 0 | 0 | 0 | 0 | 0 | 344326.8984 | 0 | 0 | 0 | 0 | 0 | 0 | 0 | 0 | 0 | 0 | 0
2016-07-04 15:00 | 0 | 0 | 0 | 0 | 0 | 824038.8984 | 479712 | 0 | 0 | 0 | 802343.7862 | 0 | 0 | 0 | 0 | 0 | 0 | 0 | 0 | 0 | 0 | 0 | 0 | 0 | 344326.8984 | 0 | 0 | 0 | 0 | 0 | 0 | 0 | 0 | 0 | 0 | 0
2016-07-04 16:00 | 0 | 0 | 0 | 0 | 0 | 849451.8984 | 505125 | 0 | 0 | 0 | 1146670.6845 | 0 | 0 | 0 | 0 | 0 | 0 | 0 | 0 | 0 | 0 | 0 | 0 | 0 | 344326.8984 | 0 | 0 | 0 | 0 | 0 | 0 | 0 | 0 | 0 | 0 | 0
2016-07-04 17:00 | 0 | 0 | 0 | 0 | 0 | 869042.8984 | 524716 | 0 | 0 | 0 | 1490997.5829 | 0 | 0 | 0 | 0 | 0 | 0 | 0 | 0 | 0 | 0 | 0 | 0 | 0 | 344326.8984 | 0 | 0 | 0 | 0 | 0 | 0 | 0 | 0 | 0 | 0 | 0
2016-07-04 18:00 | 0 | 0 | 0 | 0 | 0 | 884118.8984 | 539792 | 0 | 0 | 0 | 1835324.4813 | 0 | 0 | 0 | 0 | 0 | 0 | 0 | 0 | 0 | 0 | 0 | 0 | 0 | 344326.8984 | 0 | 0 | 0 | 0 | 0 | 0 | 0 | 0 | 0 | 0 | 0
2016-07-04 19:00 | 0 | 0 | 0 | 0 | 0 | 895128.8984 | 550802 | 0 | 0 | 0 | 2179651.3796 | 0 | 0 | 0 | 0 | 0 | 0 | 0 | 0 | 0 | 0 | 0 | 0 | 0 | 344326.8984 | 0 | 0 | 0 | 0 | 0 | 0 | 0 | 0 | 0 | 0 | 0
2016-07-04 20:00 | 0 | 0 | 0 | 0 | 0 | 903917.8984 | 559591 | 0 | 0 | 0 | 2523978.278 | 0 | 0 | 0 | 0 | 0 | 0 | 0 | 0 | 0 | 0 | 0 | 0 | 0 | 344326.8984 | 0 | 0 | 0 | 0 | 0 | 0 | 0 | 0 | 0 | 0 | 0
2016-07-04 21:00 | 0 | 0 | 0 | 0 | 0 | 908586.8984 | 564260 | 0 | 0 | 0 | 2868305.1764 | 0 | 0 | 0 | 0 | 0 | 0 | 0 | 0 | 0 | 0 | 0 | 0 | 0 | 344326.8984 | 0 | 0 | 0 | 0 | 0 | 0 | 0 | 0 | 0 | 0 | 0
2016-07-04 22:00 | 0 | 0 | 0 | 0 | 0 | 906673.8984 | 562347 | 0 | 0 | 0 | 3212632.0747 | 0 | 0 | 0 | 0 | 0 | 0 | 0 | 0 | 0 | 0 | 0 | 0 | 0 | 344326.8984 | 0 | 0 | 0 | 0 | 0 | 0 | 0 | 0 | 0 | 0 | 0
2016-07-04 23:00 | 0 | 0 | 0 | 0 | 0 | 897945.8984 | 553619 | 0 | 0 | 0 | 3556958.9731 | 0 | 0 | 0 | 0 | 0 | 0 | 0 | 0 | 0 | 0 | 0 | 0 | 0 | 344326.8984 | 0 | 0 | 0 | 0 | 0 | 0 | 0 | 0 | 0 | 0 | 0
2016-07-05 | 0 | 0 | 0 | 0 | 0 | 781698.9951 | 541829 | 0 | 0 | 0 | 3777833.7288 | 0 | 0 | 18995.2394 | 0 | 0 | 0 | 0 | 0 | 0 | 0 | 0 | 0 | 0 | 220874.7557 | 0 | 0 | 0 | 18995.2394 | 0 | 0 | 0 | 0 | 0 | 0 | 0
2016-07-05 01:00 | 0 | 0 | 0 | 0 | 0 | 449598.1896 | 528918 | 0 | 0 | 0 | 3698513.9183 | 0 | 0 | 18995.2394 | 0 | 0 | 0 | 0 | 0 | 0 | 0 | 0 | 0 | 0 | -79319.8104 | 0 | 0 | 0 | 0 | 0 | 0 | 0 | 0 | 0 | 0 | 0
2016-07-05 02:00 | 0 | 0 | 0 | 0 | 92251.5855 | 56669.2767 | 512243 | 0 | 0 | 0 | 3354187.02 | 0 | 0 | 0 | 0 | 0 | 0 | 0 | 0 | 0 | 0 | 0 | 0 | 0 | -344326.8984 | 0 | 0 | 0 | -18995.2394 | 0 | 0 | 0 | 0 | 0 | 0 | 0
2016-07-05 03:00 | 0 | 0 | 0 | 0 | 144685.108 | 1.9936 | 489014 | 0 | 0 | 0 | 3009860.1216 | 0 | 0 | 0 | 0 | 0 | 0 | 0 | 0 | 0 | 0 | 0 | 0 | 0 | -344326.8984 | 0 | 0 | 0 | 0 | 0 | 0 | 0 | 0 | 0 | 0 | 0
2016-07-05 04:00 | 0 | 0 | 0 | 0 | 119098.1016 | 0 | 463425 | 0 | 0 | 0 | 2665533.2232 | 0 | 0 | 0 | 0 | 0 | 0 | 0 | 0 | 0 | 0 | 0 | 0 | 0 | -344326.8984 | 0 | 0 | 0 | 0 | 0 | 0 | 0 | 0 | 0 | 0 | 0
2016-07-05 05:00 | 0 | 0 | 0 | 0 | 94690.1016 | 0 | 439017 | 0 | 0 | 0 | 2321206.3249 | 0 | 0 | 0 | 0 | 0 | 0 | 0 | 0 | 0 | 0 | 0 | 0 | 0 | -344326.8984 | 0 | 0 | 0 | 0 | 0 | 0 | 0 | 0 | 0 | 0 | 0
2016-07-05 06:00 | 0 | 0 | 0 | 0 | 76301.1016 | 0 | 420628 | 0 | 0 | 0 | 1976879.4265 | 0 | 0 | 0 | 0 | 0 | 0 | 0 | 0 | 0 | 0 | 0 | 0 | 0 | -344326.8984 | 0 | 0 | 0 | 0 | 0 | 0 | 0 | 0 | 0 | 0 | 0
2016-07-05 07:00 | 0 | 0 | 0 | 0 | 62877.1016 | 0 | 407204 | 0 | 0 | 0 | 1632552.5281 | 0 | 0 | 0 | 0 | 0 | 0 | 0 | 0 | 0 | 0 | 0 | 0 | 0 | -344326.8984 | 0 | 0 | 0 | 0 | 0 | 0 | 0 | 0 | 0 | 0 | 0
2016-07-05 08:00 | 0 | 0 | 0 | 0 | 56546.1016 | 0 | 400873 | 0 | 0 | 0 | 1288225.6298 | 0 | 0 | 0 | 0 | 0 | 0 | 0 | 0 | 0 | 0 | 0 | 0 | 0 | -344326.8984 | 0 | 0 | 0 | 0 | 0 | 0 | 0 | 0 | 0 | 0 | 0
2016-07-05 09:00 | 0 | 0 | 0 | 0 | 60401.1016 | 0 | 404728 | 0 | 0 | 0 | 943898.7314 | 0 | 0 | 0 | 0 | 0 | 0 | 0 | 0 | 0 | 0 | 0 | 0 | 0 | -344326.8984 | 0 | 0 | 0 | 0 | 0 | 0 | 0 | 0 | 0 | 0 | 0
2016-07-05 10:00 | 0 | 0 | 0 | 0 | 74268.1016 | 0 | 418595 | 0 | 0 | 0 | 599571.833 | 0 | 0 | 0 | 0 | 0 | 0 | 0 | 0 | 0 | 0 | 0 | 0 | 0 | -344326.8984 | 0 | 0 | 0 | 0 | 0 | 0 | 0 | 0 | 0 | 0 | 0
2016-07-05 11:00 | 0 | 0 | 0 | 0 | 94383.0272 | 7.0745 | 438717 | 0 | 0 | 0 | 255244.9347 | 0 | 0 | 0 | 0 | 0 | 0 | 0 | 0 | 0 | 0 | 0 | 0 | 0 | -344326.8984 | 0 | 0 | 0 | 0 | 0 | 0 | 0 | 0 | 0 | 0 | 0
2016-07-05 12:00 | 0 | 0 | 0 | 0 | 0 | 211237.0653 | 466482 | 0 | 0 | 0 | 0 | 0 | 0 | 0 | 0 | 0 | 0 | 0 | 0 | 0 | 0 | 0 | 0 | 0 | -255244.9347 | 0 | 0 | 0 | 0 | 0 | 0 | 0 | 0 | 0 | 0 | 0
2016-07-05 13:00 | 0 | 0 | 0 | 0 | 0 | 709155.6251 | 498721 | 0 | 0 | 0 | 210434.6251 | 0 | 0 | 0 | 0 | 0 | 0 | 0 | 0 | 0 | 0 | 0 | 0 | 0 | 210434.6251 | 0 | 0 | 0 | 0 | 0 | 0 | 0 | 0 | 0 | 0 | 0
2016-07-05 14:00 | 0 | 0 | 0 | 0 | 0 | 876457.8984 | 532131 | 0 | 0 | 0 | 554761.5234 | 0 | 0 | 0 | 0 | 0 | 0 | 0 | 0 | 0 | 0 | 0 | 0 | 0 | 344326.8984 | 0 | 0 | 0 | 0 | 0 | 0 | 0 | 0 | 0 | 0 | 0
2016-07-05 15:00 | 0 | 0 | 0 | 0 | 0 | 901035.7563 | 562591 | 0 | 0 | 0 | 893206.2797 | 0 | 0 | 0 | 0 | 0 | 0 | 0 | 0 | 0 | 0 | 0 | 0 | 0 | 338444.7563 | 0 | 0 | 0 | 0 | 0 | 0 | 0 | 0 | 0 | 0 | 0
2016-07-05 16:00 | 0 | 0 | 0 | 0 | 0 | 932943.8984 | 588617 | 0 | 0 | 0 | 1237533.1781 | 0 | 0 | 0 | 0 | 0 | 0 | 0 | 0 | 0 | 0 | 0 | 0 | 0 | 344326.8984 | 0 | 0 | 0 | 0 | 0 | 0 | 0 | 0 | 0 | 0 | 0
2016-07-05 17:00 | 0 | 0 | 0 | 0 | 0 | 955894.8984 | 611568 | 0 | 0 | 0 | 1581860.0765 | 0 | 0 | 0 | 0 | 0 | 0 | 0 | 0 | 0 | 0 | 0 | 0 | 0 | 344326.8984 | 0 | 0 | 0 | 0 | 0 | 0 | 0 | 0 | 0 | 0 | 0
2016-07-05 18:00 | 0 | 0 | 0 | 0 | 0 | 974816.8984 | 630490 | 0 | 0 | 0 | 1926186.9748 | 0 | 0 | 0 | 0 | 0 | 0 | 0 | 0 | 0 | 0 | 0 | 0 | 0 | 344326.8984 | 0 | 0 | 0 | 0 | 0 | 0 | 0 | 0 | 0 | 0 | 0
2016-07-05 19:00 | 0 | 0 | 0 | 0 | 0 | 989487.8984 | 645161 | 0 | 0 | 0 | 2270513.8732 | 0 | 0 | 0 | 0 | 0 | 0 | 0 | 0 | 0 | 0 | 0 | 0 | 0 | 344326.8984 | 0 | 0 | 0 | 0 | 0 | 0 | 0 | 0 | 0 | 0 | 0
2016-07-05 20:00 | 0 | 0 | 0 | 0 | 0 | 1000173.8984 | 655847 | 0 | 0 | 0 | 2614840.7716 | 0 | 0 | 0 | 0 | 0 | 0 | 0 | 0 | 0 | 0 | 0 | 0 | 0 | 344326.8984 | 0 | 0 | 0 | 0 | 0 | 0 | 0 | 0 | 0 | 0 | 0
2016-07-05 21:00 | 0 | 0 | 0 | 0 | 0 | 1005232.8984 | 660906 | 0 | 0 | 0 | 2959167.6699 | 0 | 0 | 0 | 0 | 0 | 0 | 0 | 0 | 0 | 0 | 0 | 0 | 0 | 344326.8984 | 0 | 0 | 0 | 0 | 0 | 0 | 0 | 0 | 0 | 0 | 0
2016-07-05 22:00 | 0 | 0 | 0 | 0 | 0 | 1022716.1378 | 659394 | 0 | 0 | 0 | 3303494.5683 | 0 | 0 | 18995.2394 | 0 | 0 | 0 | 0 | 0 | 0 | 0 | 0 | 0 | 0 | 344326.8984 | 0 | 0 | 0 | 18995.2394 | 0 | 0 | 0 | 0 | 0 | 0 | 0
2016-07-05 23:00 | 0 | 0 | 0 | 0 | 0 | 979478.5768 | 648330 | 0 | 0 | 0 | 3634643.1451 | 0 | 0 | 18995.2394 | 0 | 0 | 0 | 0 | 0 | 0 | 0 | 0 | 0 | 0 | 331148.5768 | 0 | 0 | 0 | 0 | 0 | 0 | 0 | 0 | 0 | 0 | 0
2016-07-06 | 0 | 0 | 0 | 0 | 0 | 791926.2557 | 631841 | 0 | 0 | 0 | 3794728.4008 | 0 | 0 | 18995.2394 | 0 | 0 | 0 | 0 | 0 | 0 | 0 | 0 | 0 | 0 | 160085.2557 | 0 | 0 | 0 | 0 | 0 | 0 | 0 | 0 | 0 | 0 | 0
2016-07-06 01:00 | 0 | 0 | 0 | 0 | 0 | 461161.4216 | 615342 | 0 | 0 | 0 | 3640547.8224 | 0 | 0 | 18995.2394 | 0 | 0 | 0 | 0 | 0 | 0 | 0 | 0 | 0 | 0 | -154180.5784 | 0 | 0 | 0 | 0 | 0 | 0 | 0 | 0 | 0 | 0 | 0
2016-07-06 02:00 | 0 | 0 | 0 | 0 | 171977.3801 | 53336.4821 | 588636 | 0 | 0 | 0 | 3296220.924 | 0 | 0 | 0 | 0 | 0 | 0 | 0 | 0 | 0 | 0 | 0 | 0 | 0 | -344326.8984 | 0 | 0 | 0 | -18995.2394 | 0 | 0 | 0 | 0 | 0 | 0 | 0
2016-07-06 03:00 | 0 | 0 | 0 | 0 | 206545.9004 | 2.2013 | 550875 | 0 | 0 | 0 | 2951894.0257 | 0 | 0 | 0 | 0 | 0 | 0 | 0 | 0 | 0 | 0 | 0 | 0 | 0 | -344326.8984 | 0 | 0 | 0 | 0 | 0 | 0 | 0 | 0 | 0 | 0 | 0
2016-07-06 04:00 | 0 | 0 | 0 | 0 | 168968.1016 | 0 | 513295 | 0 | 0 | 0 | 2607567.1273 | 0 | 0 | 0 | 0 | 0 | 0 | 0 | 0 | 0 | 0 | 0 | 0 | 0 | -344326.8984 | 0 | 0 | 0 | 0 | 0 | 0 | 0 | 0 | 0 | 0 | 0
2016-07-06 05:00 | 0 | 0 | 0 | 0 | 138453.1016 | 0 | 482780 | 0 | 0 | 0 | 2263240.2289 | 0 | 0 | 0 | 0 | 0 | 0 | 0 | 0 | 0 | 0 | 0 | 0 | 0 | -344326.8984 | 0 | 0 | 0 | 0 | 0 | 0 | 0 | 0 | 0 | 0 | 0
2016-07-06 06:00 | 0 | 0 | 0 | 0 | 112584.1016 | 0 | 456911 | 0 | 0 | 0 | 1918913.3306 | 0 | 0 | 0 | 0 | 0 | 0 | 0 | 0 | 0 | 0 | 0 | 0 | 0 | -344326.8984 | 0 | 0 | 0 | 0 | 0 | 0 | 0 | 0 | 0 | 0 | 0
2016-07-06 07:00 | 0 | 0 | 0 | 0 | 93686.1016 | 0 | 438013 | 0 | 0 | 0 | 1574586.4322 | 0 | 0 | 0 | 0 | 0 | 0 | 0 | 0 | 0 | 0 | 0 | 0 | 0 | -344326.8984 | 0 | 0 | 0 | 0 | 0 | 0 | 0 | 0 | 0 | 0 | 0
2016-07-06 08:00 | 0 | 0 | 0 | 0 | 84610.1016 | 0 | 428937 | 0 | 0 | 0 | 1230259.5338 | 0 | 0 | 0 | 0 | 0 | 0 | 0 | 0 | 0 | 0 | 0 | 0 | 0 | -344326.8984 | 0 | 0 | 0 | 0 | 0 | 0 | 0 | 0 | 0 | 0 | 0
2016-07-06 09:00 | 0 | 0 | 0 | 0 | 86381.1016 | 0 | 430708 | 0 | 0 | 0 | 885932.6355 | 0 | 0 | 0 | 0 | 0 | 0 | 0 | 0 | 0 | 0 | 0 | 0 | 0 | -344326.8984 | 0 | 0 | 0 | 0 | 0 | 0 | 0 | 0 | 0 | 0 | 0
2016-07-06 10:00 | 0 | 0 | 0 | 0 | 100829.1016 | 0 | 445156 | 0 | 0 | 0 | 541605.7371 | 0 | 0 | 0 | 0 | 0 | 0 | 0 | 0 | 0 | 0 | 0 | 0 | 0 | -344326.8984 | 0 | 0 | 0 | 0 | 0 | 0 | 0 | 0 | 0 | 0 | 0
2016-07-06 11:00 | 0 | 0 | 0 | 0 | 119430.1571 | 12.9445 | 463770 | 0 | 0 | 0 | 197278.8387 | 0 | 0 | 0 | 0 | 0 | 0 | 0 | 0 | 0 | 0 | 0 | 0 | 0 | -344326.8984 | 0 | 0 | 0 | 0 | 0 | 0 | 0 | 0 | 0 | 0 | 0
2016-07-06 12:00 | 0 | 0 | 0 | 0 | 82913.1817 | 208952.9796 | 489145 | 0 | 0 | 0 | 0 | 0 | 0 | 0 | 0 | 0 | 0 | 0 | 0 | 0 | 0 | 0 | 0 | 0 | -197278.8387 | 0 | 0 | 0 | 0 | 0 | 0 | 0 | 0 | 0 | 0 | 0
2016-07-06 13:00 | 0 | 0 | 0 | 0 | 0 | 717138.0875 | 520664 | 0 | 0 | 0 | 196474.0875 | 0 | 0 | 0 | 0 | 0 | 0 | 0 | 0 | 0 | 0 | 0 | 0 | 0 | 196474.0875 | 0 | 0 | 0 | 0 | 0 | 0 | 0 | 0 | 0 | 0 | 0
2016-07-06 14:00 | 0 | 0 | 0 | 0 | 0 | 899738.8984 | 555412 | 0 | 0 | 0 | 540800.9859 | 0 | 0 | 0 | 0 | 0 | 0 | 0 | 0 | 0 | 0 | 0 | 0 | 0 | 344326.8984 | 0 | 0 | 0 | 0 | 0 | 0 | 0 | 0 | 0 | 0 | 0
2016-07-06 15:00 | 0 | 0 | 0 | 0 | 0 | 932672.8984 | 588346 | 0 | 0 | 0 | 885127.8842 | 0 | 0 | 0 | 0 | 0 | 0 | 0 | 0 | 0 | 0 | 0 | 0 | 0 | 344326.8984 | 0 | 0 | 0 | 0 | 0 | 0 | 0 | 0 | 0 | 0 | 0
2016-07-06 16:00 | 0 | 0 | 0 | 0 | 0 | 960255.8984 | 615929 | 0 | 0 | 0 | 1229454.7826 | 0 | 0 | 0 | 0 | 0 | 0 | 0 | 0 | 0 | 0 | 0 | 0 | 0 | 344326.8984 | 0 | 0 | 0 | 0 | 0 | 0 | 0 | 0 | 0 | 0 | 0
2016-07-06 17:00 | 0 | 0 | 0 | 0 | 0 | 981464.8984 | 637138 | 0 | 0 | 0 | 1573781.681 | 0 | 0 | 0 | 0 | 0 | 0 | 0 | 0 | 0 | 0 | 0 | 0 | 0 | 344326.8984 | 0 | 0 | 0 | 0 | 0 | 0 | 0 | 0 | 0 | 0 | 0
2016-07-06 18:00 | 0 | 0 | 0 | 0 | 0 | 998136.8984 | 653810 | 0 | 0 | 0 | 1918108.5793 | 0 | 0 | 0 | 0 | 0 | 0 | 0 | 0 | 0 | 0 | 0 | 0 | 0 | 344326.8984 | 0 | 0 | 0 | 0 | 0 | 0 | 0 | 0 | 0 | 0 | 0
2016-07-06 19:00 | 0 | 0 | 0 | 0 | 0 | 1009334.8984 | 665008 | 0 | 0 | 0 | 2262435.4777 | 0 | 0 | 0 | 0 | 0 | 0 | 0 | 0 | 0 | 0 | 0 | 0 | 0 | 344326.8984 | 0 | 0 | 0 | 0 | 0 | 0 | 0 | 0 | 0 | 0 | 0
2016-07-06 20:00 | 0 | 0 | 0 | 0 | 0 | 1016698.8984 | 672372 | 0 | 0 | 0 | 2606762.3761 | 0 | 0 | 0 | 0 | 0 | 0 | 0 | 0 | 0 | 0 | 0 | 0 | 0 | 344326.8984 | 0 | 0 | 0 | 0 | 0 | 0 | 0 | 0 | 0 | 0 | 0
2016-07-06 21:00 | 0 | 0 | 0 | 0 | 0 | 1020674.8984 | 676348 | 0 | 0 | 0 | 2951089.2744 | 0 | 0 | 0 | 0 | 0 | 0 | 0 | 0 | 0 | 0 | 0 | 0 | 0 | 344326.8984 | 0 | 0 | 0 | 0 | 0 | 0 | 0 | 0 | 0 | 0 | 0
2016-07-06 22:00 | 0 | 0 | 0 | 0 | 0 | 1035863.1378 | 672541 | 0 | 0 | 0 | 3295416.1728 | 0 | 0 | 18995.2394 | 0 | 0 | 0 | 0 | 0 | 0 | 0 | 0 | 0 | 0 | 344326.8984 | 0 | 0 | 0 | 18995.2394 | 0 | 0 | 0 | 0 | 0 | 0 | 0
2016-07-06 23:00 | 0 | 0 | 0 | 0 | 13264.4594 | 971434.1995 | 659367 | 0 | 0 | 0 | 3639743.0712 | 0 | 0 | 0 | 0 | 0 | 0 | 0 | 0 | 0 | 0 | 0 | 0 | 0 | 344326.8984 | 0 | 0 | 0 | -18995.2394 | 0 | 0 | 0 | 0 | 0 | 0 | 0
2016-07-07 | 0 | 0 | 0 | 0 | 0 | 775675.4707 | 641094 | 0 | 0 | 0 | 3774324.5419 | 0 | 0 | 0 | 0 | 0 | 0 | 0 | 0 | 0 | 0 | 0 | 0 | 0 | 134581.4707 | 0 | 0 | 0 | 0 | 0 | 0 | 0 | 0 | 0 | 0 | 0
2016-07-07 01:00 | 0 | 0 | 0 | 0 | 0 | 431466.7233 | 623195 | 0 | 0 | 0 | 3582596.2651 | 0 | 0 | 0 | 0 | 0 | 0 | 0 | 0 | 0 | 0 | 0 | 0 | 0 | -191728.2767 | 0 | 0 | 0 | 0 | 0 | 0 | 0 | 0 | 0 | 0 | 0
2016-07-07 02:00 | 0 | 0 | 0 | 0 | 193055.8023 | 57640.2993 | 595023 | 0 | 0 | 0 | 3238269.3668 | 0 | 0 | 0 | 0 | 0 | 0 | 0 | 0 | 0 | 0 | 0 | 0 | 0 | -344326.8984 | 0 | 0 | 0 | 0 | 0 | 0 | 0 | 0 | 0 | 0 | 0
2016-07-07 03:00 | 0 | 0 | 0 | 0 | 211920.5372 | 1.5644 | 556249 | 0 | 0 | 0 | 2893942.4684 | 0 | 0 | 0 | 0 | 0 | 0 | 0 | 0 | 0 | 0 | 0 | 0 | 0 | -344326.8984 | 0 | 0 | 0 | 0 | 0 | 0 | 0 | 0 | 0 | 0 | 0
2016-07-07 04:00 | 0 | 0 | 0 | 0 | 174924.1016 | 0 | 519251 | 0 | 0 | 0 | 2549615.57 | 0 | 0 | 0 | 0 | 0 | 0 | 0 | 0 | 0 | 0 | 0 | 0 | 0 | -344326.8984 | 0 | 0 | 0 | 0 | 0 | 0 | 0 | 0 | 0 | 0 | 0
2016-07-07 05:00 | 0 | 0 | 0 | 0 | 142691.1016 | 0 | 487018 | 0 | 0 | 0 | 2205288.6717 | 0 | 0 | 0 | 0 | 0 | 0 | 0 | 0 | 0 | 0 | 0 | 0 | 0 | -344326.8984 | 0 | 0 | 0 | 0 | 0 | 0 | 0 | 0 | 0 | 0 | 0
2016-07-07 06:00 | 0 | 0 | 0 | 0 | 116202.1016 | 0 | 460529 | 0 | 0 | 0 | 1860961.7733 | 0 | 0 | 0 | 0 | 0 | 0 | 0 | 0 | 0 | 0 | 0 | 0 | 0 | -344326.8984 | 0 | 0 | 0 | 0 | 0 | 0 | 0 | 0 | 0 | 0 | 0
2016-07-07 07:00 | 0 | 0 | 0 | 0 | 97292.1016 | 0 | 441619 | 0 | 0 | 0 | 1516634.8749 | 0 | 0 | 0 | 0 | 0 | 0 | 0 | 0 | 0 | 0 | 0 | 0 | 0 | -344326.8984 | 0 | 0 | 0 | 0 | 0 | 0 | 0 | 0 | 0 | 0 | 0
2016-07-07 08:00 | 0 | 0 | 0 | 0 | 87943.1016 | 0 | 432270 | 0 | 0 | 0 | 1172307.9766 | 0 | 0 | 0 | 0 | 0 | 0 | 0 | 0 | 0 | 0 | 0 | 0 | 0 | -344326.8984 | 0 | 0 | 0 | 0 | 0 | 0 | 0 | 0 | 0 | 0 | 0
2016-07-07 09:00 | 0 | 0 | 0 | 0 | 90351.1016 | 0 | 434678 | 0 | 0 | 0 | 827981.0782 | 0 | 0 | 0 | 0 | 0 | 0 | 0 | 0 | 0 | 0 | 0 | 0 | 0 | -344326.8984 | 0 | 0 | 0 | 0 | 0 | 0 | 0 | 0 | 0 | 0 | 0
2016-07-07 10:00 | 0 | 0 | 0 | 0 | 103005.1016 | 0 | 447332 | 0 | 0 | 0 | 483654.1798 | 0 | 0 | 0 | 0 | 0 | 0 | 0 | 0 | 0 | 0 | 0 | 0 | 0 | -344326.8984 | 0 | 0 | 0 | 0 | 0 | 0 | 0 | 0 | 0 | 0 | 0
2016-07-07 11:00 | 0 | 0 | 0 | 0 | 122854.319 | 15.7826 | 467197 | 0 | 0 | 0 | 139327.2815 | 0 | 0 | 0 | 0 | 0 | 0 | 0 | 0 | 0 | 0 | 0 | 0 | 0 | -344326.8984 | 0 | 0 | 0 | 0 | 0 | 0 | 0 | 0 | 0 | 0 | 0
2016-07-07 12:00 | 0 | 0 | 0 | 0 | 171273.663 | 181040.0555 | 491641 | 0 | 0 | 0 | 0 | 0 | 0 | 0 | 0 | 0 | 0 | 0 | 0 | 0 | 0 | 0 | 0 | 0 | -139327.2815 | 0 | 0 | 0 | 0 | 0 | 0 | 0 | 0 | 0 | 0 | 0
2016-07-07 13:00 | 0 | 0 | 0 | 0 | 0 | 690057.3283 | 521731 | 0 | 0 | 0 | 168326.3283 | 0 | 0 | 0 | 0 | 0 | 0 | 0 | 0 | 0 | 0 | 0 | 0 | 0 | 168326.3283 | 0 | 0 | 0 | 0 | 0 | 0 | 0 | 0 | 0 | 0 | 0
2016-07-07 14:00 | 0 | 0 | 0 | 0 | 0 | 899490.8984 | 555164 | 0 | 0 | 0 | 512653.2267 | 0 | 0 | 0 | 0 | 0 | 0 | 0 | 0 | 0 | 0 | 0 | 0 | 0 | 344326.8984 | 0 | 0 | 0 | 0 | 0 | 0 | 0 | 0 | 0 | 0 | 0
2016-07-07 15:00 | 0 | 0 | 0 | 0 | 0 | 931943.8984 | 587617 | 0 | 0 | 0 | 856980.125 | 0 | 0 | 0 | 0 | 0 | 0 | 0 | 0 | 0 | 0 | 0 | 0 | 0 | 344326.8984 | 0 | 0 | 0 | 0 | 0 | 0 | 0 | 0 | 0 | 0 | 0
2016-07-07 16:00 | 0 | 0 | 0 | 0 | 0 | 958530.8984 | 614204 | 0 | 0 | 0 | 1201307.0234 | 0 | 0 | 0 | 0 | 0 | 0 | 0 | 0 | 0 | 0 | 0 | 0 | 0 | 344326.8984 | 0 | 0 | 0 | 0 | 0 | 0 | 0 | 0 | 0 | 0 | 0
2016-07-07 17:00 | 0 | 0 | 0 | 0 | 0 | 979494.8984 | 635168 | 0 | 0 | 0 | 1545633.9218 | 0 | 0 | 0 | 0 | 0 | 0 | 0 | 0 | 0 | 0 | 0 | 0 | 0 | 344326.8984 | 0 | 0 | 0 | 0 | 0 | 0 | 0 | 0 | 0 | 0 | 0
2016-07-07 18:00 | 0 | 0 | 0 | 0 | 0 | 998690.8984 | 654364 | 0 | 0 | 0 | 1889960.8201 | 0 | 0 | 0 | 0 | 0 | 0 | 0 | 0 | 0 | 0 | 0 | 0 | 0 | 344326.8984 | 0 | 0 | 0 | 0 | 0 | 0 | 0 | 0 | 0 | 0 | 0
2016-07-07 19:00 | 0 | 0 | 0 | 0 | 0 | 1008799.8984 | 664473 | 0 | 0 | 0 | 2234287.7185 | 0 | 0 | 0 | 0 | 0 | 0 | 0 | 0 | 0 | 0 | 0 | 0 | 0 | 344326.8984 | 0 | 0 | 0 | 0 | 0 | 0 | 0 | 0 | 0 | 0 | 0
2016-07-07 20:00 | 0 | 0 | 0 | 0 | 0 | 1015397.8984 | 671071 | 0 | 0 | 0 | 2578614.6169 | 0 | 0 | 0 | 0 | 0 | 0 | 0 | 0 | 0 | 0 | 0 | 0 | 0 | 344326.8984 | 0 | 0 | 0 | 0 | 0 | 0 | 0 | 0 | 0 | 0 | 0
2016-07-07 21:00 | 0 | 0 | 0 | 0 | 0 | 1018055.8984 | 673729 | 0 | 0 | 0 | 2922941.5152 | 0 | 0 | 0 | 0 | 0 | 0 | 0 | 0 | 0 | 0 | 0 | 0 | 0 | 344326.8984 | 0 | 0 | 0 | 0 | 0 | 0 | 0 | 0 | 0 | 0 | 0
2016-07-07 22:00 | 0 | 0 | 0 | 0 | 0 | 1031391.1378 | 668069 | 0 | 0 | 0 | 3267268.4136 | 0 | 0 | 18995.2394 | 0 | 0 | 0 | 0 | 0 | 0 | 0 | 0 | 0 | 0 | 344326.8984 | 0 | 0 | 0 | 18995.2394 | 0 | 0 | 0 | 0 | 0 | 0 | 0
2016-07-07 23:00 | 0 | 0 | 0 | 0 | 51511.1609 | 928466.4981 | 654646 | 0 | 0 | 0 | 3611595.312 | 0 | 0 | 0 | 0 | 0 | 0 | 0 | 0 | 0 | 0 | 0 | 0 | 0 | 344326.8984 | 0 | 0 | 0 | -18995.2394 | 0 | 0 | 0 | 0 | 0 | 0 | 0
2016-07-08 | 0 | 0 | 0 | 0 | 0 | 760172.53 | 638410 | 0 | 0 | 0 | 3733357.8419 | 0 | 0 | 0 | 0 | 0 | 0 | 0 | 0 | 0 | 0 | 0 | 0 | 0 | 121762.53 | 0 | 0 | 0 | 0 | 0 | 0 | 0 | 0 | 0 | 0 | 0
2016-07-08 01:00 | 0 | 0 | 0 | 0 | 0 | 431273.2398 | 621532 | 0 | 0 | 0 | 3543099.0817 | 0 | 0 | 0 | 0 | 0 | 0 | 0 | 0 | 0 | 0 | 0 | 0 | 0 | -190258.7602 | 0 | 0 | 0 | 0 | 0 | 0 | 0 | 0 | 0 | 0 | 0
2016-07-08 02:00 | 0 | 0 | 0 | 0 | 193961.6242 | 55316.4774 | 593605 | 0 | 0 | 0 | 3198772.1833 | 0 | 0 | 0 | 0 | 0 | 0 | 0 | 0 | 0 | 0 | 0 | 0 | 0 | -344326.8984 | 0 | 0 | 0 | 0 | 0 | 0 | 0 | 0 | 0 | 0 | 0
2016-07-08 03:00 | 0 | 0 | 0 | 0 | 211529.9789 | 1.1228 | 555858 | 0 | 0 | 0 | 2854445.285 | 0 | 0 | 0 | 0 | 0 | 0 | 0 | 0 | 0 | 0 | 0 | 0 | 0 | -344326.8984 | 0 | 0 | 0 | 0 | 0 | 0 | 0 | 0 | 0 | 0 | 0
2016-07-08 04:00 | 0 | 0 | 0 | 0 | 174277.1016 | 0 | 518604 | 0 | 0 | 0 | 2510118.3866 | 0 | 0 | 0 | 0 | 0 | 0 | 0 | 0 | 0 | 0 | 0 | 0 | 0 | -344326.8984 | 0 | 0 | 0 | 0 | 0 | 0 | 0 | 0 | 0 | 0 | 0
2016-07-08 05:00 | 0 | 0 | 0 | 0 | 143787.1016 | 0 | 488114 | 0 | 0 | 0 | 2165791.4882 | 0 | 0 | 0 | 0 | 0 | 0 | 0 | 0 | 0 | 0 | 0 | 0 | 0 | -344326.8984 | 0 | 0 | 0 | 0 | 0 | 0 | 0 | 0 | 0 | 0 | 0
2016-07-08 06:00 | 0 | 0 | 0 | 0 | 117547.1016 | 0 | 461874 | 0 | 0 | 0 | 1821464.5899 | 0 | 0 | 0 | 0 | 0 | 0 | 0 | 0 | 0 | 0 | 0 | 0 | 0 | -344326.8984 | 0 | 0 | 0 | 0 | 0 | 0 | 0 | 0 | 0 | 0 | 0
2016-07-08 07:00 | 0 | 0 | 0 | 0 | 98415.1016 | 0 | 442742 | 0 | 0 | 0 | 1477137.6915 | 0 | 0 | 0 | 0 | 0 | 0 | 0 | 0 | 0 | 0 | 0 | 0 | 0 | -344326.8984 | 0 | 0 | 0 | 0 | 0 | 0 | 0 | 0 | 0 | 0 | 0
2016-07-08 08:00 | 0 | 0 | 0 | 0 | 88451.1016 | 0 | 432778 | 0 | 0 | 0 | 1132810.7931 | 0 | 0 | 0 | 0 | 0 | 0 | 0 | 0 | 0 | 0 | 0 | 0 | 0 | -344326.8984 | 0 | 0 | 0 | 0 | 0 | 0 | 0 | 0 | 0 | 0 | 0
2016-07-08 09:00 | 0 | 0 | 0 | 0 | 90276.1016 | 0 | 434603 | 0 | 0 | 0 | 788483.8948 | 0 | 0 | 0 | 0 | 0 | 0 | 0 | 0 | 0 | 0 | 0 | 0 | 0 | -344326.8984 | 0 | 0 | 0 | 0 | 0 | 0 | 0 | 0 | 0 | 0 | 0
2016-07-08 10:00 | 0 | 0 | 0 | 0 | 103845.2425 | 0 | 446741 | 0 | 0 | 0 | 445588.1373 | 0 | 0 | 0 | 0 | 0 | 0 | 0 | 0 | 0 | 0 | 0 | 0 | 0 | -342895.7575 | 0 | 0 | 0 | 0 | 0 | 0 | 0 | 0 | 0 | 0 | 0
2016-07-08 11:00 | 0 | 0 | 0 | 0 | 363679.7477 | 0.013415 | 464941 | 0 | 0 | 0 | 344326.8984 | 0 | 0 | 0 | 0 | 0 | 0 | 0 | 0 | 0 | 0 | 0 | 0 | 0 | -101261.2389 | 0 | 0 | 0 | 0 | 0 | 0 | 0 | 0 | 0 | 0 | 0
2016-07-08 12:00 | 0 | 0 | 0 | 0 | 12935.8817 | 133774.22 | 491037 | 0 | 0 | 0 | 0 | 0 | 0 | 0 | 0 | 0 | 0 | 0 | 0 | 0 | 0 | 0 | 0 | 0 | -344326.8984 | 0 | 0 | 0 | 0 | 0 | 0 | 0 | 0 | 0 | 0 | 0
2016-07-08 13:00 | 0 | 0 | 0 | 0 | 0 | 604937.823 | 523699 | 0 | 0 | 0 | 81238.823 | 0 | 0 | 0 | 0 | 0 | 0 | 0 | 0 | 0 | 0 | 0 | 0 | 0 | 81238.823 | 0 | 0 | 0 | 0 | 0 | 0 | 0 | 0 | 0 | 0 | 0
2016-07-08 14:00 | 0 | 0 | 0 | 0 | 43419.1985 | 858845.6999 | 557938 | 0 | 0 | 0 | 425565.7214 | 0 | 0 | 0 | 0 | 0 | 0 | 0 | 0 | 0 | 0 | 0 | 0 | 0 | 344326.8984 | 0 | 0 | 0 | 0 | 0 | 0 | 0 | 0 | 0 | 0 | 0
2016-07-08 15:00 | 0 | 0 | 0 | 0 | 0 | 935466.8984 | 591140 | 0 | 0 | 0 | 769892.6198 | 0 | 0 | 0 | 0 | 0 | 0 | 0 | 0 | 0 | 0 | 0 | 0 | 0 | 344326.8984 | 0 | 0 | 0 | 0 | 0 | 0 | 0 | 0 | 0 | 0 | 0
2016-07-08 16:00 | 0 | 0 | 0 | 0 | 0 | 961014.8984 | 616688 | 0 | 0 | 0 | 1114219.5181 | 0 | 0 | 0 | 0 | 0 | 0 | 0 | 0 | 0 | 0 | 0 | 0 | 0 | 344326.8984 | 0 | 0 | 0 | 0 | 0 | 0 | 0 | 0 | 0 | 0 | 0
2016-07-08 17:00 | 0 | 0 | 0 | 0 | 0 | 981632.8984 | 637306 | 0 | 0 | 0 | 1458546.4165 | 0 | 0 | 0 | 0 | 0 | 0 | 0 | 0 | 0 | 0 | 0 | 0 | 0 | 344326.8984 | 0 | 0 | 0 | 0 | 0 | 0 | 0 | 0 | 0 | 0 | 0
2016-07-08 18:00 | 0 | 0 | 0 | 0 | 0 | 996482.8984 | 652156 | 0 | 0 | 0 | 1802873.3149 | 0 | 0 | 0 | 0 | 0 | 0 | 0 | 0 | 0 | 0 | 0 | 0 | 0 | 344326.8984 | 0 | 0 | 0 | 0 | 0 | 0 | 0 | 0 | 0 | 0 | 0
2016-07-08 19:00 | 0 | 0 | 0 | 0 | 0 | 1005438.8984 | 661112 | 0 | 0 | 0 | 2147200.2132 | 0 | 0 | 0 | 0 | 0 | 0 | 0 | 0 | 0 | 0 | 0 | 0 | 0 | 344326.8984 | 0 | 0 | 0 | 0 | 0 | 0 | 0 | 0 | 0 | 0 | 0
2016-07-08 20:00 | 0 | 0 | 0 | 0 | 0 | 1010603.8984 | 666277 | 0 | 0 | 0 | 2491527.1116 | 0 | 0 | 0 | 0 | 0 | 0 | 0 | 0 | 0 | 0 | 0 | 0 | 0 | 344326.8984 | 0 | 0 | 0 | 0 | 0 | 0 | 0 | 0 | 0 | 0 | 0
2016-07-08 21:00 | 0 | 0 | 0 | 0 | 0 | 1017432.042 | 666264 | 0 | 0 | 0 | 2835854.01 | 0 | 0 | 6841.1436 | 0 | 0 | 0 | 0 | 0 | 0 | 0 | 0 | 0 | 0 | 344326.8984 | 0 | 0 | 0 | 6841.1436 | 0 | 0 | 0 | 0 | 0 | 0 | 0
2016-07-08 22:00 | 0 | 0 | 0 | 0 | 0 | 1014130.9942 | 657650 | 0 | 0 | 0 | 3180180.9083 | 0 | 0 | 18995.2394 | 0 | 0 | 0 | 0 | 0 | 0 | 0 | 0 | 0 | 0 | 344326.8984 | 0 | 0 | 0 | 12154.0958 | 0 | 0 | 0 | 0 | 0 | 0 | 0
2016-07-08 23:00 | 0 | 0 | 0 | 0 | 0 | 897772.194 | 641615 | 0 | 0 | 0 | 3455333.3418 | 0 | 0 | 0 | 0 | 0 | 0 | 0 | 0 | 0 | 0 | 0 | 0 | 0 | 275152.4335 | 0 | 0 | 0 | -18995.2394 | 0 | 0 | 0 | 0 | 0 | 0 | 0
2016-07-09 | 0 | 0 | 0 | 0 | 0 | 748683.5439 | 621080 | 0 | 0 | 0 | 3582936.8857 | 0 | 0 | 0 | 0 | 0 | 0 | 0 | 0 | 0 | 0 | 0 | 0 | 0 | 127603.5439 | 0 | 0 | 0 | 0 | 0 | 0 | 0 | 0 | 0 | 0 | 0
2016-07-09 01:00 | 0 | 0 | 0 | 0 | 0 | 428960.2137 | 600655 | 0 | 0 | 0 | 3411242.0995 | 0 | 0 | 0 | 0 | 0 | 0 | 0 | 0 | 0 | 0 | 0 | 0 | 0 | -171694.7863 | 0 | 0 | 0 | 0 | 0 | 0 | 0 | 0 | 0 | 0 | 0
2016-07-09 02:00 | 0 | 0 | 0 | 0 | 173231.5157 | 55515.5859 | 573074 | 0 | 0 | 0 | 3066915.2011 | 0 | 0 | 0 | 0 | 0 | 0 | 0 | 0 | 0 | 0 | 0 | 0 | 0 | -344326.8984 | 0 | 0 | 0 | 0 | 0 | 0 | 0 | 0 | 0 | 0 | 0
2016-07-09 03:00 | 0 | 0 | 0 | 0 | 192698.7721 | 0.3295 | 537026 | 0 | 0 | 0 | 2722588.3027 | 0 | 0 | 0 | 0 | 0 | 0 | 0 | 0 | 0 | 0 | 0 | 0 | 0 | -344326.8984 | 0 | 0 | 0 | 0 | 0 | 0 | 0 | 0 | 0 | 0 | 0
2016-07-09 04:00 | 0 | 0 | 0 | 0 | 158731.1016 | 0 | 503058 | 0 | 0 | 0 | 2378261.4044 | 0 | 0 | 0 | 0 | 0 | 0 | 0 | 0 | 0 | 0 | 0 | 0 | 0 | -344326.8984 | 0 | 0 | 0 | 0 | 0 | 0 | 0 | 0 | 0 | 0 | 0
2016-07-09 05:00 | 0 | 0 | 0 | 0 | 127906.1016 | 0 | 472233 | 0 | 0 | 0 | 2033934.506 | 0 | 0 | 0 | 0 | 0 | 0 | 0 | 0 | 0 | 0 | 0 | 0 | 0 | -344326.8984 | 0 | 0 | 0 | 0 | 0 | 0 | 0 | 0 | 0 | 0 | 0
2016-07-09 06:00 | 0 | 0 | 0 | 0 | 102657.1016 | 0 | 446984 | 0 | 0 | 0 | 1689607.6076 | 0 | 0 | 0 | 0 | 0 | 0 | 0 | 0 | 0 | 0 | 0 | 0 | 0 | -344326.8984 | 0 | 0 | 0 | 0 | 0 | 0 | 0 | 0 | 0 | 0 | 0
2016-07-09 07:00 | 0 | 0 | 0 | 0 | 83484.1016 | 0 | 427811 | 0 | 0 | 0 | 1345280.7093 | 0 | 0 | 0 | 0 | 0 | 0 | 0 | 0 | 0 | 0 | 0 | 0 | 0 | -344326.8984 | 0 | 0 | 0 | 0 | 0 | 0 | 0 | 0 | 0 | 0 | 0
2016-07-09 08:00 | 0 | 0 | 0 | 0 | 70775.1016 | 0 | 415102 | 0 | 0 | 0 | 1000953.8109 | 0 | 0 | 0 | 0 | 0 | 0 | 0 | 0 | 0 | 0 | 0 | 0 | 0 | -344326.8984 | 0 | 0 | 0 | 0 | 0 | 0 | 0 | 0 | 0 | 0 | 0
2016-07-09 09:00 | 0 | 0 | 0 | 0 | 63976.1016 | 0 | 408303 | 0 | 0 | 0 | 656626.9125 | 0 | 0 | 0 | 0 | 0 | 0 | 0 | 0 | 0 | 0 | 0 | 0 | 0 | -344326.8984 | 0 | 0 | 0 | 0 | 0 | 0 | 0 | 0 | 0 | 0 | 0
2016-07-09 10:00 | 0 | 0 | 0 | 0 | 61485.1016 | 0 | 405812 | 0 | 0 | 0 | 312300.0142 | 0 | 0 | 0 | 0 | 0 | 0 | 0 | 0 | 0 | 0 | 0 | 0 | 0 | -344326.8984 | 0 | 0 | 0 | 0 | 0 | 0 | 0 | 0 | 0 | 0 | 0
2016-07-09 11:00 | 0 | 0 | 0 | 0 | 155357.3077 | 10.2033 | 412095 | 0 | 0 | 0 | 55572.5252 | 0 | 0 | 0 | 0 | 0 | 0 | 0 | 0 | 0 | 0 | 0 | 0 | 0 | -256727.4889 | 0 | 0 | 0 | 0 | 0 | 0 | 0 | 0 | 0 | 0 | 0
2016-07-09 12:00 | 0 | 0 | 0 | 0 | 207955.498 | 168000.9767 | 431529 | 0 | 0 | 0 | 0 | 0 | 0 | 0 | 0 | 0 | 0 | 0 | 0 | 0 | 0 | 0 | 0 | 0 | -55572.5252 | 0 | 0 | 0 | 0 | 0 | 0 | 0 | 0 | 0 | 0 | 0
2016-07-09 13:00 | 0 | 0 | 0 | 0 | 0 | 623293.2077 | 461399 | 0 | 0 | 0 | 161894.2077 | 0 | 0 | 0 | 0 | 0 | 0 | 0 | 0 | 0 | 0 | 0 | 0 | 0 | 161894.2077 | 0 | 0 | 0 | 0 | 0 | 0 | 0 | 0 | 0 | 0 | 0
2016-07-09 14:00 | 0 | 0 | 0 | 0 | 0 | 838815.8984 | 494489 | 0 | 0 | 0 | 506221.106 | 0 | 0 | 0 | 0 | 0 | 0 | 0 | 0 | 0 | 0 | 0 | 0 | 0 | 344326.8984 | 0 | 0 | 0 | 0 | 0 | 0 | 0 | 0 | 0 | 0 | 0
2016-07-09 15:00 | 0 | 0 | 0 | 0 | 0 | 869583.8984 | 525257 | 0 | 0 | 0 | 850548.0044 | 0 | 0 | 0 | 0 | 0 | 0 | 0 | 0 | 0 | 0 | 0 | 0 | 0 | 344326.8984 | 0 | 0 | 0 | 0 | 0 | 0 | 0 | 0 | 0 | 0 | 0
2016-07-09 16:00 | 0 | 0 | 0 | 0 | 0 | 894521.8984 | 550195 | 0 | 0 | 0 | 1194874.9028 | 0 | 0 | 0 | 0 | 0 | 0 | 0 | 0 | 0 | 0 | 0 | 0 | 0 | 344326.8984 | 0 | 0 | 0 | 0 | 0 | 0 | 0 | 0 | 0 | 0 | 0
2016-07-09 17:00 | 0 | 0 | 0 | 0 | 0 | 914048.8984 | 569722 | 0 | 0 | 0 | 1539201.8011 | 0 | 0 | 0 | 0 | 0 | 0 | 0 | 0 | 0 | 0 | 0 | 0 | 0 | 344326.8984 | 0 | 0 | 0 | 0 | 0 | 0 | 0 | 0 | 0 | 0 | 0
2016-07-09 18:00 | 0 | 0 | 0 | 0 | 0 | 928218.8984 | 583892 | 0 | 0 | 0 | 1883528.6995 | 0 | 0 | 0 | 0 | 0 | 0 | 0 | 0 | 0 | 0 | 0 | 0 | 0 | 344326.8984 | 0 | 0 | 0 | 0 | 0 | 0 | 0 | 0 | 0 | 0 | 0
2016-07-09 19:00 | 0 | 0 | 0 | 0 | 0 | 939719.8984 | 595393 | 0 | 0 | 0 | 2227855.5979 | 0 | 0 | 0 | 0 | 0 | 0 | 0 | 0 | 0 | 0 | 0 | 0 | 0 | 344326.8984 | 0 | 0 | 0 | 0 | 0 | 0 | 0 | 0 | 0 | 0 | 0
2016-07-09 20:00 | 0 | 0 | 0 | 0 | 0 | 947339.8984 | 603013 | 0 | 0 | 0 | 2572182.4962 | 0 | 0 | 0 | 0 | 0 | 0 | 0 | 0 | 0 | 0 | 0 | 0 | 0 | 344326.8984 | 0 | 0 | 0 | 0 | 0 | 0 | 0 | 0 | 0 | 0 | 0
2016-07-09 21:00 | 0 | 0 | 0 | 0 | 0 | 950106.8984 | 605780 | 0 | 0 | 0 | 2916509.3946 | 0 | 0 | 0 | 0 | 0 | 0 | 0 | 0 | 0 | 0 | 0 | 0 | 0 | 344326.8984 | 0 | 0 | 0 | 0 | 0 | 0 | 0 | 0 | 0 | 0 | 0
2016-07-09 22:00 | 0 | 0 | 0 | 0 | 0 | 944746.8984 | 600420 | 0 | 0 | 0 | 3260836.293 | 0 | 0 | 0 | 0 | 0 | 0 | 0 | 0 | 0 | 0 | 0 | 0 | 0 | 344326.8984 | 0 | 0 | 0 | 0 | 0 | 0 | 0 | 0 | 0 | 0 | 0
2016-07-09 23:00 | 0 | 0 | 0 | 0 | 0 | 946483.9061 | 588550 | 0 | 0 | 0 | 3605163.1913 | 0 | 0 | 13607.0077 | 0 | 0 | 0 | 0 | 0 | 0 | 0 | 0 | 0 | 0 | 344326.8984 | 0 | 0 | 0 | 13607.0077 | 0 | 0 | 0 | 0 | 0 | 0 | 0
2016-07-10 | 0 | 0 | 0 | 0 | 0 | 767335.4412 | 572382 | 0 | 0 | 0 | 3794728.4008 | 0 | 0 | 18995.2394 | 0 | 0 | 0 | 0 | 0 | 0 | 0 | 0 | 0 | 0 | 189565.2095 | 0 | 0 | 0 | 5388.2317 | 0 | 0 | 0 | 0 | 0 | 0 | 0
2016-07-10 01:00 | 0 | 0 | 0 | 0 | 0 | 410992.3797 | 557030 | 0 | 0 | 0 | 3648690.7805 | 0 | 0 | 18995.2394 | 0 | 0 | 0 | 0 | 0 | 0 | 0 | 0 | 0 | 0 | -146037.6203 | 0 | 0 | 0 | 0 | 0 | 0 | 0 | 0 | 0 | 0 | 0
2016-07-10 02:00 | 0 | 0 | 0 | 0 | 121604.7903 | 49808.0719 | 534735 | 0 | 0 | 0 | 3304363.8821 | 0 | 0 | 0 | 0 | 0 | 0 | 0 | 0 | 0 | 0 | 0 | 0 | 0 | -344326.8984 | 0 | 0 | 0 | -18995.2394 | 0 | 0 | 0 | 0 | 0 | 0 | 0
2016-07-10 03:00 | 0 | 0 | 0 | 0 | 160309.6835 | 0.4181 | 504637 | 0 | 0 | 0 | 2960036.9838 | 0 | 0 | 0 | 0 | 0 | 0 | 0 | 0 | 0 | 0 | 0 | 0 | 0 | -344326.8984 | 0 | 0 | 0 | 0 | 0 | 0 | 0 | 0 | 0 | 0 | 0
2016-07-10 04:00 | 0 | 0 | 0 | 0 | 128538.1016 | 0 | 472865 | 0 | 0 | 0 | 2615710.0854 | 0 | 0 | 0 | 0 | 0 | 0 | 0 | 0 | 0 | 0 | 0 | 0 | 0 | -344326.8984 | 0 | 0 | 0 | 0 | 0 | 0 | 0 | 0 | 0 | 0 | 0
2016-07-10 05:00 | 0 | 0 | 0 | 0 | 100841.1016 | 0 | 445168 | 0 | 0 | 0 | 2271383.187 | 0 | 0 | 0 | 0 | 0 | 0 | 0 | 0 | 0 | 0 | 0 | 0 | 0 | -344326.8984 | 0 | 0 | 0 | 0 | 0 | 0 | 0 | 0 | 0 | 0 | 0
2016-07-10 06:00 | 0 | 0 | 0 | 0 | 78715.1016 | 0 | 423042 | 0 | 0 | 0 | 1927056.2887 | 0 | 0 | 0 | 0 | 0 | 0 | 0 | 0 | 0 | 0 | 0 | 0 | 0 | -344326.8984 | 0 | 0 | 0 | 0 | 0 | 0 | 0 | 0 | 0 | 0 | 0
2016-07-10 07:00 | 0 | 0 | 0 | 0 | 61062.1016 | 0 | 405389 | 0 | 0 | 0 | 1582729.3903 | 0 | 0 | 0 | 0 | 0 | 0 | 0 | 0 | 0 | 0 | 0 | 0 | 0 | -344326.8984 | 0 | 0 | 0 | 0 | 0 | 0 | 0 | 0 | 0 | 0 | 0
2016-07-10 08:00 | 0 | 0 | 0 | 0 | 48668.1016 | 0 | 392995 | 0 | 0 | 0 | 1238402.4919 | 0 | 0 | 0 | 0 | 0 | 0 | 0 | 0 | 0 | 0 | 0 | 0 | 0 | -344326.8984 | 0 | 0 | 0 | 0 | 0 | 0 | 0 | 0 | 0 | 0 | 0
2016-07-10 09:00 | 0 | 0 | 0 | 0 | 41714.1016 | 0 | 386041 | 0 | 0 | 0 | 894075.5936 | 0 | 0 | 0 | 0 | 0 | 0 | 0 | 0 | 0 | 0 | 0 | 0 | 0 | -344326.8984 | 0 | 0 | 0 | 0 | 0 | 0 | 0 | 0 | 0 | 0 | 0
2016-07-10 10:00 | 0 | 0 | 0 | 0 | 38088.1016 | 0 | 382415 | 0 | 0 | 0 | 549748.6952 | 0 | 0 | 0 | 0 | 0 | 0 | 0 | 0 | 0 | 0 | 0 | 0 | 0 | -344326.8984 | 0 | 0 | 0 | 0 | 0 | 0 | 0 | 0 | 0 | 0 | 0
2016-07-10 11:00 | 0 | 0 | 0 | 0 | 43154.3105 | 8.7912 | 387490 | 0 | 0 | 0 | 205421.7968 | 0 | 0 | 0 | 0 | 0 | 0 | 0 | 0 | 0 | 0 | 0 | 0 | 0 | -344326.8984 | 0 | 0 | 0 | 0 | 0 | 0 | 0 | 0 | 0 | 0 | 0
2016-07-10 12:00 | 0 | 0 | 0 | 0 | 56759.5323 | 145521.6709 | 407703 | 0 | 0 | 0 | 0 | 0 | 0 | 0 | 0 | 0 | 0 | 0 | 0 | 0 | 0 | 0 | 0 | 0 | -205421.7968 | 0 | 0 | 0 | 0 | 0 | 0 | 0 | 0 | 0 | 0 | 0
2016-07-10 13:00 | 0 | 0 | 0 | 0 | 0 | 535295.6454 | 435099 | 0 | 0 | 0 | 100196.6454 | 0 | 0 | 0 | 0 | 0 | 0 | 0 | 0 | 0 | 0 | 0 | 0 | 0 | 100196.6454 | 0 | 0 | 0 | 0 | 0 | 0 | 0 | 0 | 0 | 0 | 0
2016-07-10 14:00 | 0 | 0 | 0 | 0 | 0 | 810465.8984 | 466139 | 0 | 0 | 0 | 444523.5438 | 0 | 0 | 0 | 0 | 0 | 0 | 0 | 0 | 0 | 0 | 0 | 0 | 0 | 344326.8984 | 0 | 0 | 0 | 0 | 0 | 0 | 0 | 0 | 0 | 0 | 0
2016-07-10 15:00 | 0 | 0 | 0 | 0 | 0 | 840873.8984 | 496547 | 0 | 0 | 0 | 788850.4421 | 0 | 0 | 0 | 0 | 0 | 0 | 0 | 0 | 0 | 0 | 0 | 0 | 0 | 344326.8984 | 0 | 0 | 0 | 0 | 0 | 0 | 0 | 0 | 0 | 0 | 0
2016-07-10 16:00 | 0 | 0 | 0 | 0 | 0 | 868528.8984 | 524202 | 0 | 0 | 0 | 1133177.3405 | 0 | 0 | 0 | 0 | 0 | 0 | 0 | 0 | 0 | 0 | 0 | 0 | 0 | 344326.8984 | 0 | 0 | 0 | 0 | 0 | 0 | 0 | 0 | 0 | 0 | 0
2016-07-10 17:00 | 0 | 0 | 0 | 0 | 0 | 891950.8984 | 547624 | 0 | 0 | 0 | 1477504.2389 | 0 | 0 | 0 | 0 | 0 | 0 | 0 | 0 | 0 | 0 | 0 | 0 | 0 | 344326.8984 | 0 | 0 | 0 | 0 | 0 | 0 | 0 | 0 | 0 | 0 | 0
2016-07-10 18:00 | 0 | 0 | 0 | 0 | 0 | 911124.8984 | 566798 | 0 | 0 | 0 | 1821831.1372 | 0 | 0 | 0 | 0 | 0 | 0 | 0 | 0 | 0 | 0 | 0 | 0 | 0 | 344326.8984 | 0 | 0 | 0 | 0 | 0 | 0 | 0 | 0 | 0 | 0 | 0
2016-07-10 19:00 | 0 | 0 | 0 | 0 | 0 | 926024.8984 | 581698 | 0 | 0 | 0 | 2166158.0356 | 0 | 0 | 0 | 0 | 0 | 0 | 0 | 0 | 0 | 0 | 0 | 0 | 0 | 344326.8984 | 0 | 0 | 0 | 0 | 0 | 0 | 0 | 0 | 0 | 0 | 0
2016-07-10 20:00 | 0 | 0 | 0 | 0 | 0 | 936921.8984 | 592595 | 0 | 0 | 0 | 2510484.934 | 0 | 0 | 0 | 0 | 0 | 0 | 0 | 0 | 0 | 0 | 0 | 0 | 0 | 344326.8984 | 0 | 0 | 0 | 0 | 0 | 0 | 0 | 0 | 0 | 0 | 0
2016-07-10 21:00 | 0 | 0 | 0 | 0 | 0 | 944109.8984 | 599783 | 0 | 0 | 0 | 2854811.8323 | 0 | 0 | 0 | 0 | 0 | 0 | 0 | 0 | 0 | 0 | 0 | 0 | 0 | 344326.8984 | 0 | 0 | 0 | 0 | 0 | 0 | 0 | 0 | 0 | 0 | 0
2016-07-10 22:00 | 0 | 0 | 0 | 0 | 0 | 944713.8984 | 600387 | 0 | 0 | 0 | 3199138.7307 | 0 | 0 | 0 | 0 | 0 | 0 | 0 | 0 | 0 | 0 | 0 | 0 | 0 | 344326.8984 | 0 | 0 | 0 | 0 | 0 | 0 | 0 | 0 | 0 | 0 | 0
2016-07-10 23:00 | 0 | 0 | 0 | 0 | 0 | 954555.1378 | 591233 | 0 | 0 | 0 | 3543465.6291 | 0 | 0 | 18995.2394 | 0 | 0 | 0 | 0 | 0 | 0 | 0 | 0 | 0 | 0 | 344326.8984 | 0 | 0 | 0 | 18995.2394 | 0 | 0 | 0 | 0 | 0 | 0 | 0
2016-07-11 | 0 | 0 | 0 | 0 | 0 | 828140.7717 | 576878 | 0 | 0 | 0 | 3794728.4008 | 0 | 0 | 18995.2394 | 0 | 0 | 0 | 0 | 0 | 0 | 0 | 0 | 0 | 0 | 251262.7717 | 0 | 0 | 0 | 0 | 0 | 0 | 0 | 0 | 0 | 0 | 0
2016-07-11 01:00 | 0 | 0 | 0 | 0 | 0 | 451090.363 | 564175 | 0 | 0 | 0 | 3681643.7638 | 0 | 0 | 18995.2394 | 0 | 0 | 0 | 0 | 0 | 0 | 0 | 0 | 0 | 0 | -113084.637 | 0 | 0 | 0 | 0 | 0 | 0 | 0 | 0 | 0 | 0 | 0
2016-07-11 02:00 | 0 | 0 | 0 | 0 | 109251.7846 | 69091.0776 | 541665 | 0 | 0 | 0 | 3337316.8654 | 0 | 0 | 0 | 0 | 0 | 0 | 0 | 0 | 0 | 0 | 0 | 0 | 0 | -344326.8984 | 0 | 0 | 0 | -18995.2394 | 0 | 0 | 0 | 0 | 0 | 0 | 0
2016-07-11 03:00 | 0 | 0 | 0 | 0 | 165433.8497 | 0.25197 | 509761 | 0 | 0 | 0 | 2992989.967 | 0 | 0 | 0 | 0 | 0 | 0 | 0 | 0 | 0 | 0 | 0 | 0 | 0 | -344326.8984 | 0 | 0 | 0 | 0 | 0 | 0 | 0 | 0 | 0 | 0 | 0
2016-07-11 04:00 | 0 | 0 | 0 | 0 | 133201.1016 | 0 | 477528 | 0 | 0 | 0 | 2648663.0687 | 0 | 0 | 0 | 0 | 0 | 0 | 0 | 0 | 0 | 0 | 0 | 0 | 0 | -344326.8984 | 0 | 0 | 0 | 0 | 0 | 0 | 0 | 0 | 0 | 0 | 0
2016-07-11 05:00 | 0 | 0 | 0 | 0 | 106215.1016 | 0 | 450542 | 0 | 0 | 0 | 2304336.1703 | 0 | 0 | 0 | 0 | 0 | 0 | 0 | 0 | 0 | 0 | 0 | 0 | 0 | -344326.8984 | 0 | 0 | 0 | 0 | 0 | 0 | 0 | 0 | 0 | 0 | 0
2016-07-11 06:00 | 0 | 0 | 0 | 0 | 84319.1016 | 0 | 428646 | 0 | 0 | 0 | 1960009.2719 | 0 | 0 | 0 | 0 | 0 | 0 | 0 | 0 | 0 | 0 | 0 | 0 | 0 | -344326.8984 | 0 | 0 | 0 | 0 | 0 | 0 | 0 | 0 | 0 | 0 | 0
2016-07-11 07:00 | 0 | 0 | 0 | 0 | 68523.1016 | 0 | 412850 | 0 | 0 | 0 | 1615682.3736 | 0 | 0 | 0 | 0 | 0 | 0 | 0 | 0 | 0 | 0 | 0 | 0 | 0 | -344326.8984 | 0 | 0 | 0 | 0 | 0 | 0 | 0 | 0 | 0 | 0 | 0
2016-07-11 08:00 | 0 | 0 | 0 | 0 | 61774.1016 | 0 | 406101 | 0 | 0 | 0 | 1271355.4752 | 0 | 0 | 0 | 0 | 0 | 0 | 0 | 0 | 0 | 0 | 0 | 0 | 0 | -344326.8984 | 0 | 0 | 0 | 0 | 0 | 0 | 0 | 0 | 0 | 0 | 0
2016-07-11 09:00 | 0 | 0 | 0 | 0 | 66649.1016 | 0 | 410976 | 0 | 0 | 0 | 927028.5768 | 0 | 0 | 0 | 0 | 0 | 0 | 0 | 0 | 0 | 0 | 0 | 0 | 0 | -344326.8984 | 0 | 0 | 0 | 0 | 0 | 0 | 0 | 0 | 0 | 0 | 0
2016-07-11 10:00 | 0 | 0 | 0 | 0 | 80415.1016 | 0 | 424742 | 0 | 0 | 0 | 582701.6785 | 0 | 0 | 0 | 0 | 0 | 0 | 0 | 0 | 0 | 0 | 0 | 0 | 0 | -344326.8984 | 0 | 0 | 0 | 0 | 0 | 0 | 0 | 0 | 0 | 0 | 0
2016-07-11 11:00 | 0 | 0 | 0 | 0 | 98804.2242 | 7.8775 | 443139 | 0 | 0 | 0 | 238374.7801 | 0 | 0 | 0 | 0 | 0 | 0 | 0 | 0 | 0 | 0 | 0 | 0 | 0 | -344326.8984 | 0 | 0 | 0 | 0 | 0 | 0 | 0 | 0 | 0 | 0 | 0
2016-07-11 12:00 | 0 | 0 | 0 | 0 | 59542.535 | 171865.6849 | 469783 | 0 | 0 | 0 | 0 | 0 | 0 | 0 | 0 | 0 | 0 | 0 | 0 | 0 | 0 | 0 | 0 | 0 | -238374.7801 | 0 | 0 | 0 | 0 | 0 | 0 | 0 | 0 | 0 | 0 | 0
2016-07-11 13:00 | 0 | 0 | 0 | 0 | 0 | 669038.5395 | 501025 | 0 | 0 | 0 | 168013.5395 | 0 | 0 | 0 | 0 | 0 | 0 | 0 | 0 | 0 | 0 | 0 | 0 | 0 | 168013.5395 | 0 | 0 | 0 | 0 | 0 | 0 | 0 | 0 | 0 | 0 | 0
2016-07-11 14:00 | 0 | 0 | 0 | 0 | 0 | 880144.8984 | 535818 | 0 | 0 | 0 | 512340.4379 | 0 | 0 | 0 | 0 | 0 | 0 | 0 | 0 | 0 | 0 | 0 | 0 | 0 | 344326.8984 | 0 | 0 | 0 | 0 | 0 | 0 | 0 | 0 | 0 | 0 | 0
2016-07-11 15:00 | 0 | 0 | 0 | 0 | 0 | 912750.8984 | 568424 | 0 | 0 | 0 | 856667.3363 | 0 | 0 | 0 | 0 | 0 | 0 | 0 | 0 | 0 | 0 | 0 | 0 | 0 | 344326.8984 | 0 | 0 | 0 | 0 | 0 | 0 | 0 | 0 | 0 | 0 | 0
2016-07-11 16:00 | 0 | 0 | 0 | 0 | 0 | 941149.8984 | 596823 | 0 | 0 | 0 | 1200994.2346 | 0 | 0 | 0 | 0 | 0 | 0 | 0 | 0 | 0 | 0 | 0 | 0 | 0 | 344326.8984 | 0 | 0 | 0 | 0 | 0 | 0 | 0 | 0 | 0 | 0 | 0
2016-07-11 17:00 | 0 | 0 | 0 | 0 | 0 | 965374.8984 | 621048 | 0 | 0 | 0 | 1545321.133 | 0 | 0 | 0 | 0 | 0 | 0 | 0 | 0 | 0 | 0 | 0 | 0 | 0 | 344326.8984 | 0 | 0 | 0 | 0 | 0 | 0 | 0 | 0 | 0 | 0 | 0
2016-07-11 18:00 | 0 | 0 | 0 | 0 | 0 | 984869.8984 | 640543 | 0 | 0 | 0 | 1889648.0314 | 0 | 0 | 0 | 0 | 0 | 0 | 0 | 0 | 0 | 0 | 0 | 0 | 0 | 344326.8984 | 0 | 0 | 0 | 0 | 0 | 0 | 0 | 0 | 0 | 0 | 0
2016-07-11 19:00 | 0 | 0 | 0 | 0 | 0 | 998762.8984 | 654436 | 0 | 0 | 0 | 2233974.9297 | 0 | 0 | 0 | 0 | 0 | 0 | 0 | 0 | 0 | 0 | 0 | 0 | 0 | 344326.8984 | 0 | 0 | 0 | 0 | 0 | 0 | 0 | 0 | 0 | 0 | 0
2016-07-11 20:00 | 0 | 0 | 0 | 0 | 0 | 1007941.8984 | 663615 | 0 | 0 | 0 | 2578301.8281 | 0 | 0 | 0 | 0 | 0 | 0 | 0 | 0 | 0 | 0 | 0 | 0 | 0 | 344326.8984 | 0 | 0 | 0 | 0 | 0 | 0 | 0 | 0 | 0 | 0 | 0
2016-07-11 21:00 | 0 | 0 | 0 | 0 | 0 | 1011108.8984 | 666782 | 0 | 0 | 0 | 2922628.7265 | 0 | 0 | 0 | 0 | 0 | 0 | 0 | 0 | 0 | 0 | 0 | 0 | 0 | 344326.8984 | 0 | 0 | 0 | 0 | 0 | 0 | 0 | 0 | 0 | 0 | 0
2016-07-11 22:00 | 0 | 0 | 0 | 0 | 0 | 1005666.8984 | 661340 | 0 | 0 | 0 | 3266955.6248 | 0 | 0 | 0 | 0 | 0 | 0 | 0 | 0 | 0 | 0 | 0 | 0 | 0 | 344326.8984 | 0 | 0 | 0 | 0 | 0 | 0 | 0 | 0 | 0 | 0 | 0
2016-07-11 23:00 | 0 | 0 | 0 | 0 | 0 | 1011160.1378 | 647838 | 0 | 0 | 0 | 3611282.5232 | 0 | 0 | 18995.2394 | 0 | 0 | 0 | 0 | 0 | 0 | 0 | 0 | 0 | 0 | 344326.8984 | 0 | 0 | 0 | 18995.2394 | 0 | 0 | 0 | 0 | 0 | 0 | 0
2016-07-12 | 0 | 0 | 0 | 0 | 0 | 813340.8776 | 629895 | 0 | 0 | 0 | 3794728.4008 | 0 | 0 | 18995.2394 | 0 | 0 | 0 | 0 | 0 | 0 | 0 | 0 | 0 | 0 | 183445.8776 | 0 | 0 | 0 | 0 | 0 | 0 | 0 | 0 | 0 | 0 | 0
2016-07-12 01:00 | 0 | 0 | 0 | 0 | 0 | 453372.1409 | 611767 | 0 | 0 | 0 | 3636333.5417 | 0 | 0 | 18995.2394 | 0 | 0 | 0 | 0 | 0 | 0 | 0 | 0 | 0 | 0 | -158394.8591 | 0 | 0 | 0 | 0 | 0 | 0 | 0 | 0 | 0 | 0 | 0
2016-07-12 02:00 | 0 | 0 | 0 | 0 | 170467.7563 | 49657.1059 | 583447 | 0 | 0 | 0 | 3292006.6433 | 0 | 0 | 0 | 0 | 0 | 0 | 0 | 0 | 0 | 0 | 0 | 0 | 0 | -344326.8984 | 0 | 0 | 0 | -18995.2394 | 0 | 0 | 0 | 0 | 0 | 0 | 0
2016-07-12 03:00 | 0 | 0 | 0 | 0 | 200565.0828 | 0.018828 | 544892 | 0 | 0 | 0 | 2947679.7449 | 0 | 0 | 0 | 0 | 0 | 0 | 0 | 0 | 0 | 0 | 0 | 0 | 0 | -344326.8984 | 0 | 0 | 0 | 0 | 0 | 0 | 0 | 0 | 0 | 0 | 0
2016-07-12 04:00 | 0 | 0 | 0 | 0 | 164695.1016 | 0 | 509022 | 0 | 0 | 0 | 2603352.8466 | 0 | 0 | 0 | 0 | 0 | 0 | 0 | 0 | 0 | 0 | 0 | 0 | 0 | -344326.8984 | 0 | 0 | 0 | 0 | 0 | 0 | 0 | 0 | 0 | 0 | 0
2016-07-12 05:00 | 0 | 0 | 0 | 0 | 132987.1016 | 0 | 477314 | 0 | 0 | 0 | 2259025.9482 | 0 | 0 | 0 | 0 | 0 | 0 | 0 | 0 | 0 | 0 | 0 | 0 | 0 | -344326.8984 | 0 | 0 | 0 | 0 | 0 | 0 | 0 | 0 | 0 | 0 | 0
2016-07-12 06:00 | 0 | 0 | 0 | 0 | 106171.1016 | 0 | 450498 | 0 | 0 | 0 | 1914699.0498 | 0 | 0 | 0 | 0 | 0 | 0 | 0 | 0 | 0 | 0 | 0 | 0 | 0 | -344326.8984 | 0 | 0 | 0 | 0 | 0 | 0 | 0 | 0 | 0 | 0 | 0
2016-07-12 07:00 | 0 | 0 | 0 | 0 | 87377.1016 | 0 | 431704 | 0 | 0 | 0 | 1570372.1515 | 0 | 0 | 0 | 0 | 0 | 0 | 0 | 0 | 0 | 0 | 0 | 0 | 0 | -344326.8984 | 0 | 0 | 0 | 0 | 0 | 0 | 0 | 0 | 0 | 0 | 0
2016-07-12 08:00 | 0 | 0 | 0 | 0 | 77672.1016 | 0 | 421999 | 0 | 0 | 0 | 1226045.2531 | 0 | 0 | 0 | 0 | 0 | 0 | 0 | 0 | 0 | 0 | 0 | 0 | 0 | -344326.8984 | 0 | 0 | 0 | 0 | 0 | 0 | 0 | 0 | 0 | 0 | 0
2016-07-12 09:00 | 0 | 0 | 0 | 0 | 78660.1016 | 0 | 422987 | 0 | 0 | 0 | 881718.3547 | 0 | 0 | 0 | 0 | 0 | 0 | 0 | 0 | 0 | 0 | 0 | 0 | 0 | -344326.8984 | 0 | 0 | 0 | 0 | 0 | 0 | 0 | 0 | 0 | 0 | 0
2016-07-12 10:00 | 0 | 0 | 0 | 0 | 91702.1016 | 0 | 436029 | 0 | 0 | 0 | 537391.4564 | 0 | 0 | 0 | 0 | 0 | 0 | 0 | 0 | 0 | 0 | 0 | 0 | 0 | -344326.8984 | 0 | 0 | 0 | 0 | 0 | 0 | 0 | 0 | 0 | 0 | 0
2016-07-12 11:00 | 0 | 0 | 0 | 0 | 112164.6363 | 6.4653 | 456498 | 0 | 0 | 0 | 193064.558 | 0 | 0 | 0 | 0 | 0 | 0 | 0 | 0 | 0 | 0 | 0 | 0 | 0 | -344326.8984 | 0 | 0 | 0 | 0 | 0 | 0 | 0 | 0 | 0 | 0 | 0
2016-07-12 12:00 | 0 | 0 | 0 | 0 | 115351.4622 | 174517.9798 | 482934 | 0 | 0 | 0 | 0 | 0 | 0 | 0 | 0 | 0 | 0 | 0 | 0 | 0 | 0 | 0 | 0 | 0 | -193064.558 | 0 | 0 | 0 | 0 | 0 | 0 | 0 | 0 | 0 | 0 | 0
2016-07-12 13:00 | 0 | 0 | 0 | 0 | 0 | 684013.5911 | 512658 | 0 | 0 | 0 | 171355.5911 | 0 | 0 | 0 | 0 | 0 | 0 | 0 | 0 | 0 | 0 | 0 | 0 | 0 | 171355.5911 | 0 | 0 | 0 | 0 | 0 | 0 | 0 | 0 | 0 | 0 | 0
2016-07-12 14:00 | 0 | 0 | 0 | 0 | 0 | 890815.8984 | 546489 | 0 | 0 | 0 | 515682.4895 | 0 | 0 | 0 | 0 | 0 | 0 | 0 | 0 | 0 | 0 | 0 | 0 | 0 | 344326.8984 | 0 | 0 | 0 | 0 | 0 | 0 | 0 | 0 | 0 | 0 | 0
2016-07-12 15:00 | 0 | 0 | 0 | 0 | 0 | 923044.8984 | 578718 | 0 | 0 | 0 | 860009.3878 | 0 | 0 | 0 | 0 | 0 | 0 | 0 | 0 | 0 | 0 | 0 | 0 | 0 | 344326.8984 | 0 | 0 | 0 | 0 | 0 | 0 | 0 | 0 | 0 | 0 | 0
2016-07-12 16:00 | 0 | 0 | 0 | 0 | 0 | 951640.8984 | 607314 | 0 | 0 | 0 | 1204336.2862 | 0 | 0 | 0 | 0 | 0 | 0 | 0 | 0 | 0 | 0 | 0 | 0 | 0 | 344326.8984 | 0 | 0 | 0 | 0 | 0 | 0 | 0 | 0 | 0 | 0 | 0
2016-07-12 17:00 | 0 | 0 | 0 | 0 | 0 | 975009.8984 | 630683 | 0 | 0 | 0 | 1548663.1846 | 0 | 0 | 0 | 0 | 0 | 0 | 0 | 0 | 0 | 0 | 0 | 0 | 0 | 344326.8984 | 0 | 0 | 0 | 0 | 0 | 0 | 0 | 0 | 0 | 0 | 0
2016-07-12 18:00 | 0 | 0 | 0 | 0 | 0 | 992952.8984 | 648626 | 0 | 0 | 0 | 1892990.0829 | 0 | 0 | 0 | 0 | 0 | 0 | 0 | 0 | 0 | 0 | 0 | 0 | 0 | 344326.8984 | 0 | 0 | 0 | 0 | 0 | 0 | 0 | 0 | 0 | 0 | 0
2016-07-12 19:00 | 0 | 0 | 0 | 0 | 0 | 1005970.8984 | 661644 | 0 | 0 | 0 | 2237316.9813 | 0 | 0 | 0 | 0 | 0 | 0 | 0 | 0 | 0 | 0 | 0 | 0 | 0 | 344326.8984 | 0 | 0 | 0 | 0 | 0 | 0 | 0 | 0 | 0 | 0 | 0
2016-07-12 20:00 | 0 | 0 | 0 | 0 | 0 | 1014737.8984 | 670411 | 0 | 0 | 0 | 2581643.8797 | 0 | 0 | 0 | 0 | 0 | 0 | 0 | 0 | 0 | 0 | 0 | 0 | 0 | 344326.8984 | 0 | 0 | 0 | 0 | 0 | 0 | 0 | 0 | 0 | 0 | 0
2016-07-12 21:00 | 0 | 0 | 0 | 0 | 0 | 1017772.8984 | 673446 | 0 | 0 | 0 | 2925970.778 | 0 | 0 | 0 | 0 | 0 | 0 | 0 | 0 | 0 | 0 | 0 | 0 | 0 | 344326.8984 | 0 | 0 | 0 | 0 | 0 | 0 | 0 | 0 | 0 | 0 | 0
2016-07-12 22:00 | 0 | 0 | 0 | 0 | 0 | 1013834.8984 | 669508 | 0 | 0 | 0 | 3270297.6764 | 0 | 0 | 0 | 0 | 0 | 0 | 0 | 0 | 0 | 0 | 0 | 0 | 0 | 344326.8984 | 0 | 0 | 0 | 0 | 0 | 0 | 0 | 0 | 0 | 0 | 0
2016-07-12 23:00 | 0 | 0 | 0 | 0 | 0 | 1019618.1378 | 656296 | 0 | 0 | 0 | 3614624.5748 | 0 | 0 | 18995.2394 | 0 | 0 | 0 | 0 | 0 | 0 | 0 | 0 | 0 | 0 | 344326.8984 | 0 | 0 | 0 | 18995.2394 | 0 | 0 | 0 | 0 | 0 | 0 | 0
2016-07-13 | 0 | 0 | 0 | 0 | 0 | 782575.3055 | 638843 | 0 | 0 | 0 | 3777352.1197 | 0 | 0 | 0 | 0 | 0 | 0 | 0 | 0 | 0 | 0 | 0 | 0 | 0 | 162727.5449 | 0 | 0 | 0 | -18995.2394 | 0 | 0 | 0 | 0 | 0 | 0 | 0
2016-07-13 01:00 | 0 | 0 | 0 | 0 | 0 | 409380.181 | 620660 | 0 | 0 | 0 | 3566072.3007 | 0 | 0 | 0 | 0 | 0 | 0 | 0 | 0 | 0 | 0 | 0 | 0 | 0 | -211279.819 | 0 | 0 | 0 | 0 | 0 | 0 | 0 | 0 | 0 | 0 | 0
2016-07-13 02:00 | 0 | 0 | 0 | 0 | 200471.8105 | 47898.2911 | 592697 | 0 | 0 | 0 | 3221745.4024 | 0 | 0 | 0 | 0 | 0 | 0 | 0 | 0 | 0 | 0 | 0 | 0 | 0 | -344326.8984 | 0 | 0 | 0 | 0 | 0 | 0 | 0 | 0 | 0 | 0 | 0
2016-07-13 03:00 | 0 | 0 | 0 | 0 | 210370.1016 | 0 | 554697 | 0 | 0 | 0 | 2877418.504 | 0 | 0 | 0 | 0 | 0 | 0 | 0 | 0 | 0 | 0 | 0 | 0 | 0 | -344326.8984 | 0 | 0 | 0 | 0 | 0 | 0 | 0 | 0 | 0 | 0 | 0
2016-07-13 04:00 | 0 | 0 | 0 | 0 | 173397.1016 | 0 | 517724 | 0 | 0 | 0 | 2533091.6056 | 0 | 0 | 0 | 0 | 0 | 0 | 0 | 0 | 0 | 0 | 0 | 0 | 0 | -344326.8984 | 0 | 0 | 0 | 0 | 0 | 0 | 0 | 0 | 0 | 0 | 0
2016-07-13 05:00 | 0 | 0 | 0 | 0 | 141052.1016 | 0 | 485379 | 0 | 0 | 0 | 2188764.7073 | 0 | 0 | 0 | 0 | 0 | 0 | 0 | 0 | 0 | 0 | 0 | 0 | 0 | -344326.8984 | 0 | 0 | 0 | 0 | 0 | 0 | 0 | 0 | 0 | 0 | 0
2016-07-13 06:00 | 0 | 0 | 0 | 0 | 115590.1016 | 0 | 459917 | 0 | 0 | 0 | 1844437.8089 | 0 | 0 | 0 | 0 | 0 | 0 | 0 | 0 | 0 | 0 | 0 | 0 | 0 | -344326.8984 | 0 | 0 | 0 | 0 | 0 | 0 | 0 | 0 | 0 | 0 | 0
2016-07-13 07:00 | 0 | 0 | 0 | 0 | 97607.1016 | 0 | 441934 | 0 | 0 | 0 | 1500110.9105 | 0 | 0 | 0 | 0 | 0 | 0 | 0 | 0 | 0 | 0 | 0 | 0 | 0 | -344326.8984 | 0 | 0 | 0 | 0 | 0 | 0 | 0 | 0 | 0 | 0 | 0
2016-07-13 08:00 | 0 | 0 | 0 | 0 | 88349.1016 | 0 | 432676 | 0 | 0 | 0 | 1155784.0122 | 0 | 0 | 0 | 0 | 0 | 0 | 0 | 0 | 0 | 0 | 0 | 0 | 0 | -344326.8984 | 0 | 0 | 0 | 0 | 0 | 0 | 0 | 0 | 0 | 0 | 0
2016-07-13 09:00 | 0 | 0 | 0 | 0 | 91506.1016 | 0 | 435833 | 0 | 0 | 0 | 811457.1138 | 0 | 0 | 0 | 0 | 0 | 0 | 0 | 0 | 0 | 0 | 0 | 0 | 0 | -344326.8984 | 0 | 0 | 0 | 0 | 0 | 0 | 0 | 0 | 0 | 0 | 0
2016-07-13 10:00 | 0 | 0 | 0 | 0 | 104624.1016 | 0 | 448951 | 0 | 0 | 0 | 467130.2154 | 0 | 0 | 0 | 0 | 0 | 0 | 0 | 0 | 0 | 0 | 0 | 0 | 0 | -344326.8984 | 0 | 0 | 0 | 0 | 0 | 0 | 0 | 0 | 0 | 0 | 0
2016-07-13 11:00 | 0 | 0 | 0 | 0 | 125216.9963 | 6.1054 | 469550 | 0 | 0 | 0 | 122803.3171 | 0 | 0 | 0 | 0 | 0 | 0 | 0 | 0 | 0 | 0 | 0 | 0 | 0 | -344326.8984 | 0 | 0 | 0 | 0 | 0 | 0 | 0 | 0 | 0 | 0 | 0
2016-07-13 12:00 | 0 | 0 | 0 | 0 | 199059.9316 | 174206.7513 | 496070 | 0 | 0 | 0 | 0 | 0 | 0 | 0 | 0 | 0 | 0 | 0 | 0 | 0 | 0 | 0 | 0 | 0 | -122803.3171 | 0 | 0 | 0 | 0 | 0 | 0 | 0 | 0 | 0 | 0 | 0
2016-07-13 13:00 | 0 | 0 | 0 | 0 | 0 | 674857.1295 | 525443 | 0 | 0 | 0 | 149414.1295 | 0 | 0 | 0 | 0 | 0 | 0 | 0 | 0 | 0 | 0 | 0 | 0 | 0 | 149414.1295 | 0 | 0 | 0 | 0 | 0 | 0 | 0 | 0 | 0 | 0 | 0
2016-07-13 14:00 | 0 | 0 | 0 | 0 | 0 | 904136.8984 | 559810 | 0 | 0 | 0 | 493741.0279 | 0 | 0 | 0 | 0 | 0 | 0 | 0 | 0 | 0 | 0 | 0 | 0 | 0 | 344326.8984 | 0 | 0 | 0 | 0 | 0 | 0 | 0 | 0 | 0 | 0 | 0
2016-07-13 15:00 | 0 | 0 | 0 | 0 | 0 | 939225.8984 | 594899 | 0 | 0 | 0 | 838067.9263 | 0 | 0 | 0 | 0 | 0 | 0 | 0 | 0 | 0 | 0 | 0 | 0 | 0 | 344326.8984 | 0 | 0 | 0 | 0 | 0 | 0 | 0 | 0 | 0 | 0 | 0
2016-07-13 16:00 | 0 | 0 | 0 | 0 | 0 | 969414.8984 | 625088 | 0 | 0 | 0 | 1182394.8246 | 0 | 0 | 0 | 0 | 0 | 0 | 0 | 0 | 0 | 0 | 0 | 0 | 0 | 344326.8984 | 0 | 0 | 0 | 0 | 0 | 0 | 0 | 0 | 0 | 0 | 0
2016-07-13 17:00 | 0 | 0 | 0 | 0 | 0 | 994154.8984 | 649828 | 0 | 0 | 0 | 1526721.723 | 0 | 0 | 0 | 0 | 0 | 0 | 0 | 0 | 0 | 0 | 0 | 0 | 0 | 344326.8984 | 0 | 0 | 0 | 0 | 0 | 0 | 0 | 0 | 0 | 0 | 0
2016-07-13 18:00 | 0 | 0 | 0 | 0 | 0 | 1012335.8984 | 668009 | 0 | 0 | 0 | 1871048.6214 | 0 | 0 | 0 | 0 | 0 | 0 | 0 | 0 | 0 | 0 | 0 | 0 | 0 | 344326.8984 | 0 | 0 | 0 | 0 | 0 | 0 | 0 | 0 | 0 | 0 | 0
2016-07-13 19:00 | 0 | 0 | 0 | 0 | 0 | 1023651.8984 | 679325 | 0 | 0 | 0 | 2215375.5197 | 0 | 0 | 0 | 0 | 0 | 0 | 0 | 0 | 0 | 0 | 0 | 0 | 0 | 344326.8984 | 0 | 0 | 0 | 0 | 0 | 0 | 0 | 0 | 0 | 0 | 0
2016-07-13 20:00 | 0 | 0 | 0 | 0 | 0 | 1028504.8984 | 684178 | 0 | 0 | 0 | 2559702.4181 | 0 | 0 | 0 | 0 | 0 | 0 | 0 | 0 | 0 | 0 | 0 | 0 | 0 | 344326.8984 | 0 | 0 | 0 | 0 | 0 | 0 | 0 | 0 | 0 | 0 | 0
2016-07-13 21:00 | 0 | 0 | 0 | 0 | 0 | 1029404.8984 | 685078 | 0 | 0 | 0 | 2904029.3165 | 0 | 0 | 0 | 0 | 0 | 0 | 0 | 0 | 0 | 0 | 0 | 0 | 0 | 344326.8984 | 0 | 0 | 0 | 0 | 0 | 0 | 0 | 0 | 0 | 0 | 0
2016-07-13 22:00 | 0 | 0 | 0 | 0 | 0 | 1029739.9636 | 679696 | 0 | 0 | 0 | 3248356.2148 | 0 | 0 | 5717.0652 | 0 | 0 | 0 | 0 | 0 | 0 | 0 | 0 | 0 | 0 | 344326.8984 | 0 | 0 | 0 | 5717.0652 | 0 | 0 | 0 | 0 | 0 | 0 | 0
2016-07-13 23:00 | 0 | 0 | 0 | 0 | 0 | 1024595.0726 | 666990 | 0 | 0 | 0 | 3592683.1132 | 0 | 0 | 18995.2394 | 0 | 0 | 0 | 0 | 0 | 0 | 0 | 0 | 0 | 0 | 344326.8984 | 0 | 0 | 0 | 13278.1742 | 0 | 0 | 0 | 0 | 0 | 0 | 0
2016-07-14 | 0 | 0 | 0 | 0 | 0 | 775925.5888 | 650042 | 0 | 0 | 0 | 3737561.9414 | 0 | 0 | 0 | 0 | 0 | 0 | 0 | 0 | 0 | 0 | 0 | 0 | 0 | 144878.8282 | 0 | 0 | 0 | -18995.2394 | 0 | 0 | 0 | 0 | 0 | 0 | 0
2016-07-14 01:00 | 0 | 0 | 0 | 0 | 0 | 412993.3396 | 631894 | 0 | 0 | 0 | 3518661.281 | 0 | 0 | 0 | 0 | 0 | 0 | 0 | 0 | 0 | 0 | 0 | 0 | 0 | -218900.6604 | 0 | 0 | 0 | 0 | 0 | 0 | 0 | 0 | 0 | 0 | 0
2016-07-14 02:00 | 0 | 0 | 0 | 0 | 207234.521 | 51239.5806 | 602801 | 0 | 0 | 0 | 3174334.3826 | 0 | 0 | 0 | 0 | 0 | 0 | 0 | 0 | 0 | 0 | 0 | 0 | 0 | -344326.8984 | 0 | 0 | 0 | 0 | 0 | 0 | 0 | 0 | 0 | 0 | 0
2016-07-14 03:00 | 0 | 0 | 0 | 0 | 220348.1016 | 0 | 564675 | 0 | 0 | 0 | 2830007.4842 | 0 | 0 | 0 | 0 | 0 | 0 | 0 | 0 | 0 | 0 | 0 | 0 | 0 | -344326.8984 | 0 | 0 | 0 | 0 | 0 | 0 | 0 | 0 | 0 | 0 | 0
2016-07-14 04:00 | 0 | 0 | 0 | 0 | 181726.1016 | 0 | 526053 | 0 | 0 | 0 | 2485680.5859 | 0 | 0 | 0 | 0 | 0 | 0 | 0 | 0 | 0 | 0 | 0 | 0 | 0 | -344326.8984 | 0 | 0 | 0 | 0 | 0 | 0 | 0 | 0 | 0 | 0 | 0
2016-07-14 05:00 | 0 | 0 | 0 | 0 | 149635.1016 | 0 | 493962 | 0 | 0 | 0 | 2141353.6875 | 0 | 0 | 0 | 0 | 0 | 0 | 0 | 0 | 0 | 0 | 0 | 0 | 0 | -344326.8984 | 0 | 0 | 0 | 0 | 0 | 0 | 0 | 0 | 0 | 0 | 0
2016-07-14 06:00 | 0 | 0 | 0 | 0 | 122726.1016 | 0 | 467053 | 0 | 0 | 0 | 1797026.7891 | 0 | 0 | 0 | 0 | 0 | 0 | 0 | 0 | 0 | 0 | 0 | 0 | 0 | -344326.8984 | 0 | 0 | 0 | 0 | 0 | 0 | 0 | 0 | 0 | 0 | 0
2016-07-14 07:00 | 0 | 0 | 0 | 0 | 103040.1016 | 0 | 447367 | 0 | 0 | 0 | 1452699.8908 | 0 | 0 | 0 | 0 | 0 | 0 | 0 | 0 | 0 | 0 | 0 | 0 | 0 | -344326.8984 | 0 | 0 | 0 | 0 | 0 | 0 | 0 | 0 | 0 | 0 | 0
2016-07-14 08:00 | 0 | 0 | 0 | 0 | 93419.1016 | 0 | 437746 | 0 | 0 | 0 | 1108372.9924 | 0 | 0 | 0 | 0 | 0 | 0 | 0 | 0 | 0 | 0 | 0 | 0 | 0 | -344326.8984 | 0 | 0 | 0 | 0 | 0 | 0 | 0 | 0 | 0 | 0 | 0
2016-07-14 09:00 | 0 | 0 | 0 | 0 | 95121.1016 | 0 | 439448 | 0 | 0 | 0 | 764046.094 | 0 | 0 | 0 | 0 | 0 | 0 | 0 | 0 | 0 | 0 | 0 | 0 | 0 | -344326.8984 | 0 | 0 | 0 | 0 | 0 | 0 | 0 | 0 | 0 | 0 | 0
2016-07-14 10:00 | 0 | 0 | 0 | 0 | 108819.1016 | 0 | 453146 | 0 | 0 | 0 | 419719.1957 | 0 | 0 | 0 | 0 | 0 | 0 | 0 | 0 | 0 | 0 | 0 | 0 | 0 | -344326.8984 | 0 | 0 | 0 | 0 | 0 | 0 | 0 | 0 | 0 | 0 | 0
2016-07-14 11:00 | 0 | 0 | 0 | 0 | 129110.1016 | 0 | 473437 | 0 | 0 | 0 | 75392.2973 | 0 | 0 | 0 | 0 | 0 | 0 | 0 | 0 | 0 | 0 | 0 | 0 | 0 | -344326.8984 | 0 | 0 | 0 | 0 | 0 | 0 | 0 | 0 | 0 | 0 | 0
2016-07-14 12:00 | 0 | 0 | 0 | 0 | 300202.2827 | 148439.8264 | 498162 | 0 | 0 | 0 | 25872.4063 | 0 | 0 | 0 | 0 | 0 | 0 | 0 | 0 | 0 | 0 | 0 | 0 | 0 | -49519.891 | 0 | 0 | 0 | 0 | 0 | 0 | 0 | 0 | 0 | 0 | 0
2016-07-14 13:00 | 0 | 0 | 0 | 0 | 0 | 673726.9589 | 527954 | 0 | 0 | 0 | 171645.3652 | 0 | 0 | 0 | 0 | 0 | 0 | 0 | 0 | 0 | 0 | 0 | 0 | 0 | 145772.9589 | 0 | 0 | 0 | 0 | 0 | 0 | 0 | 0 | 0 | 0 | 0
2016-07-14 14:00 | 0 | 0 | 0 | 0 | 0 | 907988.8984 | 563662 | 0 | 0 | 0 | 515972.2636 | 0 | 0 | 0 | 0 | 0 | 0 | 0 | 0 | 0 | 0 | 0 | 0 | 0 | 344326.8984 | 0 | 0 | 0 | 0 | 0 | 0 | 0 | 0 | 0 | 0 | 0
2016-07-14 15:00 | 0 | 0 | 0 | 0 | 0 | 941518.8984 | 597192 | 0 | 0 | 0 | 860299.162 | 0 | 0 | 0 | 0 | 0 | 0 | 0 | 0 | 0 | 0 | 0 | 0 | 0 | 344326.8984 | 0 | 0 | 0 | 0 | 0 | 0 | 0 | 0 | 0 | 0 | 0
2016-07-14 16:00 | 0 | 0 | 0 | 0 | 0 | 969093.8984 | 624767 | 0 | 0 | 0 | 1204626.0603 | 0 | 0 | 0 | 0 | 0 | 0 | 0 | 0 | 0 | 0 | 0 | 0 | 0 | 344326.8984 | 0 | 0 | 0 | 0 | 0 | 0 | 0 | 0 | 0 | 0 | 0
2016-07-14 17:00 | 0 | 0 | 0 | 0 | 0 | 990279.8984 | 645953 | 0 | 0 | 0 | 1548952.9587 | 0 | 0 | 0 | 0 | 0 | 0 | 0 | 0 | 0 | 0 | 0 | 0 | 0 | 344326.8984 | 0 | 0 | 0 | 0 | 0 | 0 | 0 | 0 | 0 | 0 | 0
2016-07-14 18:00 | 0 | 0 | 0 | 0 | 0 | 1005396.8984 | 661070 | 0 | 0 | 0 | 1893279.8571 | 0 | 0 | 0 | 0 | 0 | 0 | 0 | 0 | 0 | 0 | 0 | 0 | 0 | 344326.8984 | 0 | 0 | 0 | 0 | 0 | 0 | 0 | 0 | 0 | 0 | 0
2016-07-14 19:00 | 0 | 0 | 0 | 0 | 0 | 1015724.8984 | 671398 | 0 | 0 | 0 | 2237606.7554 | 0 | 0 | 0 | 0 | 0 | 0 | 0 | 0 | 0 | 0 | 0 | 0 | 0 | 344326.8984 | 0 | 0 | 0 | 0 | 0 | 0 | 0 | 0 | 0 | 0 | 0
2016-07-14 20:00 | 0 | 0 | 0 | 0 | 0 | 1020633.8984 | 676307 | 0 | 0 | 0 | 2581933.6538 | 0 | 0 | 0 | 0 | 0 | 0 | 0 | 0 | 0 | 0 | 0 | 0 | 0 | 344326.8984 | 0 | 0 | 0 | 0 | 0 | 0 | 0 | 0 | 0 | 0 | 0
2016-07-14 21:00 | 0 | 0 | 0 | 0 | 0 | 1022073.8984 | 677747 | 0 | 0 | 0 | 2926260.5522 | 0 | 0 | 0 | 0 | 0 | 0 | 0 | 0 | 0 | 0 | 0 | 0 | 0 | 344326.8984 | 0 | 0 | 0 | 0 | 0 | 0 | 0 | 0 | 0 | 0 | 0
2016-07-14 22:00 | 0 | 0 | 0 | 0 | 0 | 1036600.1378 | 673278 | 0 | 0 | 0 | 3270587.4505 | 0 | 0 | 18995.2394 | 0 | 0 | 0 | 0 | 0 | 0 | 0 | 0 | 0 | 0 | 344326.8984 | 0 | 0 | 0 | 18995.2394 | 0 | 0 | 0 | 0 | 0 | 0 | 0
2016-07-14 23:00 | 0 | 0 | 0 | 0 | 0 | 991287.8622 | 660714 | 0 | 0 | 0 | 3614914.3489 | 0 | 0 | 5242.2033 | 0 | 0 | 0 | 0 | 0 | 0 | 0 | 0 | 0 | 0 | 344326.8984 | 0 | 0 | 0 | -13753.0361 | 0 | 0 | 0 | 0 | 0 | 0 | 0
2016-07-15 | 0 | 0 | 0 | 0 | 0 | 775470.5628 | 643060 | 0 | 0 | 0 | 3752567.115 | 0 | 0 | 0 | 0 | 0 | 0 | 0 | 0 | 0 | 0 | 0 | 0 | 0 | 137652.7661 | 0 | 0 | 0 | -5242.2033 | 0 | 0 | 0 | 0 | 0 | 0 | 0
2016-07-15 01:00 | 0 | 0 | 0 | 0 | 0 | 396429.6052 | 626168 | 0 | 0 | 0 | 3522828.7202 | 0 | 0 | 0 | 0 | 0 | 0 | 0 | 0 | 0 | 0 | 0 | 0 | 0 | -229738.3948 | 0 | 0 | 0 | 0 | 0 | 0 | 0 | 0 | 0 | 0 | 0
2016-07-15 02:00 | 0 | 0 | 0 | 0 | 207367.9258 | 45237.1759 | 596932 | 0 | 0 | 0 | 3178501.8218 | 0 | 0 | 0 | 0 | 0 | 0 | 0 | 0 | 0 | 0 | 0 | 0 | 0 | -344326.8984 | 0 | 0 | 0 | 0 | 0 | 0 | 0 | 0 | 0 | 0 | 0
2016-07-15 03:00 | 0 | 0 | 0 | 0 | 213328.1016 | 0 | 557655 | 0 | 0 | 0 | 2834174.9235 | 0 | 0 | 0 | 0 | 0 | 0 | 0 | 0 | 0 | 0 | 0 | 0 | 0 | -344326.8984 | 0 | 0 | 0 | 0 | 0 | 0 | 0 | 0 | 0 | 0 | 0
2016-07-15 04:00 | 0 | 0 | 0 | 0 | 176641.1016 | 0 | 520968 | 0 | 0 | 0 | 2489848.0251 | 0 | 0 | 0 | 0 | 0 | 0 | 0 | 0 | 0 | 0 | 0 | 0 | 0 | -344326.8984 | 0 | 0 | 0 | 0 | 0 | 0 | 0 | 0 | 0 | 0 | 0
2016-07-15 05:00 | 0 | 0 | 0 | 0 | 144092.1016 | 0 | 488419 | 0 | 0 | 0 | 2145521.1267 | 0 | 0 | 0 | 0 | 0 | 0 | 0 | 0 | 0 | 0 | 0 | 0 | 0 | -344326.8984 | 0 | 0 | 0 | 0 | 0 | 0 | 0 | 0 | 0 | 0 | 0
2016-07-15 06:00 | 0 | 0 | 0 | 0 | 117426.1016 | 0 | 461753 | 0 | 0 | 0 | 1801194.2284 | 0 | 0 | 0 | 0 | 0 | 0 | 0 | 0 | 0 | 0 | 0 | 0 | 0 | -344326.8984 | 0 | 0 | 0 | 0 | 0 | 0 | 0 | 0 | 0 | 0 | 0
2016-07-15 07:00 | 0 | 0 | 0 | 0 | 97764.1016 | 0 | 442091 | 0 | 0 | 0 | 1456867.33 | 0 | 0 | 0 | 0 | 0 | 0 | 0 | 0 | 0 | 0 | 0 | 0 | 0 | -344326.8984 | 0 | 0 | 0 | 0 | 0 | 0 | 0 | 0 | 0 | 0 | 0
2016-07-15 08:00 | 0 | 0 | 0 | 0 | 87502.1016 | 0 | 431829 | 0 | 0 | 0 | 1112540.4316 | 0 | 0 | 0 | 0 | 0 | 0 | 0 | 0 | 0 | 0 | 0 | 0 | 0 | -344326.8984 | 0 | 0 | 0 | 0 | 0 | 0 | 0 | 0 | 0 | 0 | 0
2016-07-15 09:00 | 0 | 0 | 0 | 0 | 277230.8374 | 0 | 432607 | 0 | 0 | 0 | 957164.2691 | 0 | 0 | 0 | 0 | 0 | 0 | 0 | 0 | 0 | 0 | 0 | 0 | 0 | -155376.1626 | 0 | 0 | 0 | 0 | 0 | 0 | 0 | 0 | 0 | 0 | 0
2016-07-15 10:00 | 0 | 0 | 0 | 0 | 100079.1016 | 0 | 444406 | 0 | 0 | 0 | 612837.3707 | 0 | 0 | 0 | 0 | 0 | 0 | 0 | 0 | 0 | 0 | 0 | 0 | 0 | -344326.8984 | 0 | 0 | 0 | 0 | 0 | 0 | 0 | 0 | 0 | 0 | 0
2016-07-15 11:00 | 0 | 0 | 0 | 0 | 203713.2204 | 2.6166 | 462733 | 0 | 0 | 0 | 334824.9683 | 0 | 0 | 18995.2394 | 0 | 0 | 0 | 0 | 0 | 0 | 0 | 0 | 0 | 0 | -278012.4024 | 0 | 0 | 0 | 18995.2394 | 0 | 0 | 0 | 0 | 0 | 0 | 0
2016-07-15 12:00 | 0 | 0 | 0 | 0 | 0 | 145795.1555 | 487020 | 0 | 0 | 0 | 12595.3632 | 0 | 0 | 0 | 0 | 0 | 0 | 0 | 0 | 0 | 0 | 0 | 0 | 0 | -322229.6051 | 0 | 0 | 0 | -18995.2394 | 0 | 0 | 0 | 0 | 0 | 0 | 0
2016-07-15 13:00 | 0 | 0 | 0 | 0 | 0 | 638614.0165 | 517382 | 0 | 0 | 0 | 133827.3797 | 0 | 0 | 0 | 0 | 0 | 0 | 0 | 0 | 0 | 0 | 0 | 0 | 0 | 121232.0165 | 0 | 0 | 0 | 0 | 0 | 0 | 0 | 0 | 0 | 0 | 0
2016-07-15 14:00 | 0 | 0 | 0 | 0 | 0 | 893031.8984 | 548705 | 0 | 0 | 0 | 478154.2781 | 0 | 0 | 0 | 0 | 0 | 0 | 0 | 0 | 0 | 0 | 0 | 0 | 0 | 344326.8984 | 0 | 0 | 0 | 0 | 0 | 0 | 0 | 0 | 0 | 0 | 0
2016-07-15 15:00 | 0 | 0 | 0 | 0 | 0 | 921661.8984 | 577335 | 0 | 0 | 0 | 822481.1765 | 0 | 0 | 0 | 0 | 0 | 0 | 0 | 0 | 0 | 0 | 0 | 0 | 0 | 344326.8984 | 0 | 0 | 0 | 0 | 0 | 0 | 0 | 0 | 0 | 0 | 0
2016-07-15 16:00 | 0 | 0 | 0 | 0 | 0 | 945627.8984 | 601301 | 0 | 0 | 0 | 1166808.0748 | 0 | 0 | 0 | 0 | 0 | 0 | 0 | 0 | 0 | 0 | 0 | 0 | 0 | 344326.8984 | 0 | 0 | 0 | 0 | 0 | 0 | 0 | 0 | 0 | 0 | 0
2016-07-15 17:00 | 0 | 0 | 0 | 0 | 0 | 967662.8984 | 623336 | 0 | 0 | 0 | 1511134.9732 | 0 | 0 | 0 | 0 | 0 | 0 | 0 | 0 | 0 | 0 | 0 | 0 | 0 | 344326.8984 | 0 | 0 | 0 | 0 | 0 | 0 | 0 | 0 | 0 | 0 | 0
2016-07-15 18:00 | 0 | 0 | 0 | 0 | 0 | 984612.8984 | 640286 | 0 | 0 | 0 | 1855461.8716 | 0 | 0 | 0 | 0 | 0 | 0 | 0 | 0 | 0 | 0 | 0 | 0 | 0 | 344326.8984 | 0 | 0 | 0 | 0 | 0 | 0 | 0 | 0 | 0 | 0 | 0
2016-07-15 19:00 | 0 | 0 | 0 | 0 | 0 | 995030.8984 | 650704 | 0 | 0 | 0 | 2199788.7699 | 0 | 0 | 0 | 0 | 0 | 0 | 0 | 0 | 0 | 0 | 0 | 0 | 0 | 344326.8984 | 0 | 0 | 0 | 0 | 0 | 0 | 0 | 0 | 0 | 0 | 0
2016-07-15 20:00 | 0 | 0 | 0 | 0 | 0 | 1001491.8984 | 657165 | 0 | 0 | 0 | 2544115.6683 | 0 | 0 | 0 | 0 | 0 | 0 | 0 | 0 | 0 | 0 | 0 | 0 | 0 | 344326.8984 | 0 | 0 | 0 | 0 | 0 | 0 | 0 | 0 | 0 | 0 | 0
2016-07-15 21:00 | 0 | 0 | 0 | 0 | 0 | 1001913.8984 | 657587 | 0 | 0 | 0 | 2888442.5667 | 0 | 0 | 0 | 0 | 0 | 0 | 0 | 0 | 0 | 0 | 0 | 0 | 0 | 344326.8984 | 0 | 0 | 0 | 0 | 0 | 0 | 0 | 0 | 0 | 0 | 0
2016-07-15 22:00 | 0 | 0 | 0 | 0 | 0 | 1011514.1378 | 648192 | 0 | 0 | 0 | 3232769.465 | 0 | 0 | 18995.2394 | 0 | 0 | 0 | 0 | 0 | 0 | 0 | 0 | 0 | 0 | 344326.8984 | 0 | 0 | 0 | 18995.2394 | 0 | 0 | 0 | 0 | 0 | 0 | 0
2016-07-15 23:00 | 0 | 0 | 0 | 0 | 0 | 943562.259 | 630495 | 0 | 0 | 0 | 3545836.724 | 0 | 0 | 18995.2394 | 0 | 0 | 0 | 0 | 0 | 0 | 0 | 0 | 0 | 0 | 313067.259 | 0 | 0 | 0 | 0 | 0 | 0 | 0 | 0 | 0 | 0 | 0
2016-07-16 | 0 | 0 | 0 | 0 | 0 | 730895.3282 | 610563 | 0 | 0 | 0 | 3685164.2917 | 0 | 0 | 0 | 0 | 0 | 0 | 0 | 0 | 0 | 0 | 0 | 0 | 0 | 139327.5677 | 0 | 0 | 0 | -18995.2394 | 0 | 0 | 0 | 0 | 0 | 0 | 0
2016-07-16 01:00 | 0 | 0 | 0 | 0 | 0 | 356278.1369 | 593282 | 0 | 0 | 0 | 3448160.4286 | 0 | 0 | 0 | 0 | 0 | 0 | 0 | 0 | 0 | 0 | 0 | 0 | 0 | -237003.8631 | 0 | 0 | 0 | 0 | 0 | 0 | 0 | 0 | 0 | 0 | 0
2016-07-16 02:00 | 0 | 0 | 0 | 0 | 185131.3281 | 37475.7735 | 566934 | 0 | 0 | 0 | 3103833.5302 | 0 | 0 | 0 | 0 | 0 | 0 | 0 | 0 | 0 | 0 | 0 | 0 | 0 | -344326.8984 | 0 | 0 | 0 | 0 | 0 | 0 | 0 | 0 | 0 | 0 | 0
2016-07-16 03:00 | 0 | 0 | 0 | 0 | 187069.1016 | 0 | 531396 | 0 | 0 | 0 | 2759506.6319 | 0 | 0 | 0 | 0 | 0 | 0 | 0 | 0 | 0 | 0 | 0 | 0 | 0 | -344326.8984 | 0 | 0 | 0 | 0 | 0 | 0 | 0 | 0 | 0 | 0 | 0
2016-07-16 04:00 | 0 | 0 | 0 | 0 | 151603.1016 | 0 | 495930 | 0 | 0 | 0 | 2415179.7335 | 0 | 0 | 0 | 0 | 0 | 0 | 0 | 0 | 0 | 0 | 0 | 0 | 0 | -344326.8984 | 0 | 0 | 0 | 0 | 0 | 0 | 0 | 0 | 0 | 0 | 0
2016-07-16 05:00 | 0 | 0 | 0 | 0 | 121288.1016 | 0 | 465615 | 0 | 0 | 0 | 2070852.8351 | 0 | 0 | 0 | 0 | 0 | 0 | 0 | 0 | 0 | 0 | 0 | 0 | 0 | -344326.8984 | 0 | 0 | 0 | 0 | 0 | 0 | 0 | 0 | 0 | 0 | 0
2016-07-16 06:00 | 0 | 0 | 0 | 0 | 97243.1016 | 0 | 441570 | 0 | 0 | 0 | 1726525.9368 | 0 | 0 | 0 | 0 | 0 | 0 | 0 | 0 | 0 | 0 | 0 | 0 | 0 | -344326.8984 | 0 | 0 | 0 | 0 | 0 | 0 | 0 | 0 | 0 | 0 | 0
2016-07-16 07:00 | 0 | 0 | 0 | 0 | 78052.1016 | 0 | 422379 | 0 | 0 | 0 | 1382199.0384 | 0 | 0 | 0 | 0 | 0 | 0 | 0 | 0 | 0 | 0 | 0 | 0 | 0 | -344326.8984 | 0 | 0 | 0 | 0 | 0 | 0 | 0 | 0 | 0 | 0 | 0
2016-07-16 08:00 | 0 | 0 | 0 | 0 | 65860.1016 | 0 | 410187 | 0 | 0 | 0 | 1037872.14 | 0 | 0 | 0 | 0 | 0 | 0 | 0 | 0 | 0 | 0 | 0 | 0 | 0 | -344326.8984 | 0 | 0 | 0 | 0 | 0 | 0 | 0 | 0 | 0 | 0 | 0
2016-07-16 09:00 | 0 | 0 | 0 | 0 | 60106.1016 | 0 | 404433 | 0 | 0 | 0 | 693545.2417 | 0 | 0 | 0 | 0 | 0 | 0 | 0 | 0 | 0 | 0 | 0 | 0 | 0 | -344326.8984 | 0 | 0 | 0 | 0 | 0 | 0 | 0 | 0 | 0 | 0 | 0
2016-07-16 10:00 | 0 | 0 | 0 | 0 | 59629.1016 | 0 | 403956 | 0 | 0 | 0 | 349218.3433 | 0 | 0 | 0 | 0 | 0 | 0 | 0 | 0 | 0 | 0 | 0 | 0 | 0 | -344326.8984 | 0 | 0 | 0 | 0 | 0 | 0 | 0 | 0 | 0 | 0 | 0
2016-07-16 11:00 | 0 | 0 | 0 | 0 | 293582.8733 | 0 | 411897 | 0 | 0 | 0 | 211908.9772 | 0 | 0 | 18995.2394 | 0 | 0 | 0 | 0 | 0 | 0 | 0 | 0 | 0 | 0 | -137309.3661 | 0 | 0 | 0 | 18995.2394 | 0 | 0 | 0 | 0 | 0 | 0 | 0
2016-07-16 12:00 | 0 | 0 | 0 | 0 | 73973.0004 | 126530.7829 | 431408 | 0 | 0 | 0 | 0 | 0 | 0 | 0 | 0 | 0 | 0 | 0 | 0 | 0 | 0 | 0 | 0 | 0 | -211908.9772 | 0 | 0 | 0 | -18995.2394 | 0 | 0 | 0 | 0 | 0 | 0 | 0
2016-07-16 13:00 | 0 | 0 | 0 | 0 | 0 | 570166.5336 | 460733 | 0 | 0 | 0 | 109433.5336 | 0 | 0 | 0 | 0 | 0 | 0 | 0 | 0 | 0 | 0 | 0 | 0 | 0 | 109433.5336 | 0 | 0 | 0 | 0 | 0 | 0 | 0 | 0 | 0 | 0 | 0
2016-07-16 14:00 | 0 | 0 | 0 | 0 | 0 | 837326.8984 | 493000 | 0 | 0 | 0 | 453760.432 | 0 | 0 | 0 | 0 | 0 | 0 | 0 | 0 | 0 | 0 | 0 | 0 | 0 | 344326.8984 | 0 | 0 | 0 | 0 | 0 | 0 | 0 | 0 | 0 | 0 | 0
2016-07-16 15:00 | 0 | 0 | 0 | 0 | 0 | 868497.8984 | 524171 | 0 | 0 | 0 | 798087.3304 | 0 | 0 | 0 | 0 | 0 | 0 | 0 | 0 | 0 | 0 | 0 | 0 | 0 | 344326.8984 | 0 | 0 | 0 | 0 | 0 | 0 | 0 | 0 | 0 | 0 | 0
2016-07-16 16:00 | 0 | 0 | 0 | 0 | 0 | 894853.8984 | 550527 | 0 | 0 | 0 | 1142414.2287 | 0 | 0 | 0 | 0 | 0 | 0 | 0 | 0 | 0 | 0 | 0 | 0 | 0 | 344326.8984 | 0 | 0 | 0 | 0 | 0 | 0 | 0 | 0 | 0 | 0 | 0
2016-07-16 17:00 | 0 | 0 | 0 | 0 | 0 | 916743.8984 | 572417 | 0 | 0 | 0 | 1486741.1271 | 0 | 0 | 0 | 0 | 0 | 0 | 0 | 0 | 0 | 0 | 0 | 0 | 0 | 344326.8984 | 0 | 0 | 0 | 0 | 0 | 0 | 0 | 0 | 0 | 0 | 0
2016-07-16 18:00 | 0 | 0 | 0 | 0 | 0 | 933355.8984 | 589029 | 0 | 0 | 0 | 1831068.0255 | 0 | 0 | 0 | 0 | 0 | 0 | 0 | 0 | 0 | 0 | 0 | 0 | 0 | 344326.8984 | 0 | 0 | 0 | 0 | 0 | 0 | 0 | 0 | 0 | 0 | 0
2016-07-16 19:00 | 0 | 0 | 0 | 0 | 0 | 944332.8984 | 600006 | 0 | 0 | 0 | 2175394.9238 | 0 | 0 | 0 | 0 | 0 | 0 | 0 | 0 | 0 | 0 | 0 | 0 | 0 | 344326.8984 | 0 | 0 | 0 | 0 | 0 | 0 | 0 | 0 | 0 | 0 | 0
2016-07-16 20:00 | 0 | 0 | 0 | 0 | 0 | 950839.8984 | 606513 | 0 | 0 | 0 | 2519721.8222 | 0 | 0 | 0 | 0 | 0 | 0 | 0 | 0 | 0 | 0 | 0 | 0 | 0 | 344326.8984 | 0 | 0 | 0 | 0 | 0 | 0 | 0 | 0 | 0 | 0 | 0
2016-07-16 21:00 | 0 | 0 | 0 | 0 | 0 | 952982.8984 | 608656 | 0 | 0 | 0 | 2864048.7206 | 0 | 0 | 0 | 0 | 0 | 0 | 0 | 0 | 0 | 0 | 0 | 0 | 0 | 344326.8984 | 0 | 0 | 0 | 0 | 0 | 0 | 0 | 0 | 0 | 0 | 0
2016-07-16 22:00 | 0 | 0 | 0 | 0 | 0 | 947795.8984 | 603469 | 0 | 0 | 0 | 3208375.6189 | 0 | 0 | 0 | 0 | 0 | 0 | 0 | 0 | 0 | 0 | 0 | 0 | 0 | 344326.8984 | 0 | 0 | 0 | 0 | 0 | 0 | 0 | 0 | 0 | 0 | 0
2016-07-16 23:00 | 0 | 0 | 0 | 0 | 0 | 954399.1378 | 591077 | 0 | 0 | 0 | 3552702.5173 | 0 | 0 | 18995.2394 | 0 | 0 | 0 | 0 | 0 | 0 | 0 | 0 | 0 | 0 | 344326.8984 | 0 | 0 | 0 | 18995.2394 | 0 | 0 | 0 | 0 | 0 | 0 | 0
2016-07-17 | 0 | 0 | 0 | 0 | 0 | 745566.0598 | 575707 | 0 | 0 | 0 | 3741556.8166 | 0 | 0 | 0 | 0 | 0 | 0 | 0 | 0 | 0 | 0 | 0 | 0 | 0 | 188854.2993 | 0 | 0 | 0 | -18995.2394 | 0 | 0 | 0 | 0 | 0 | 0 | 0
2016-07-17 01:00 | 0 | 0 | 0 | 0 | 0 | 379024.685 | 560346 | 0 | 0 | 0 | 3560235.5015 | 0 | 0 | 0 | 0 | 0 | 0 | 0 | 0 | 0 | 0 | 0 | 0 | 0 | -181321.315 | 0 | 0 | 0 | 0 | 0 | 0 | 0 | 0 | 0 | 0 | 0
2016-07-17 02:00 | 0 | 0 | 0 | 0 | 159799.9385 | 34543.1631 | 538670 | 0 | 0 | 0 | 3215908.6031 | 0 | 0 | 0 | 0 | 0 | 0 | 0 | 0 | 0 | 0 | 0 | 0 | 0 | -344326.8984 | 0 | 0 | 0 | 0 | 0 | 0 | 0 | 0 | 0 | 0 | 0
2016-07-17 03:00 | 0 | 0 | 0 | 0 | 164165.1016 | 0 | 508492 | 0 | 0 | 0 | 2871581.7048 | 0 | 0 | 0 | 0 | 0 | 0 | 0 | 0 | 0 | 0 | 0 | 0 | 0 | -344326.8984 | 0 | 0 | 0 | 0 | 0 | 0 | 0 | 0 | 0 | 0 | 0
2016-07-17 04:00 | 0 | 0 | 0 | 0 | 133155.1016 | 0 | 477482 | 0 | 0 | 0 | 2527254.8064 | 0 | 0 | 0 | 0 | 0 | 0 | 0 | 0 | 0 | 0 | 0 | 0 | 0 | -344326.8984 | 0 | 0 | 0 | 0 | 0 | 0 | 0 | 0 | 0 | 0 | 0
2016-07-17 05:00 | 0 | 0 | 0 | 0 | 106708.1016 | 0 | 451035 | 0 | 0 | 0 | 2182927.908 | 0 | 0 | 0 | 0 | 0 | 0 | 0 | 0 | 0 | 0 | 0 | 0 | 0 | -344326.8984 | 0 | 0 | 0 | 0 | 0 | 0 | 0 | 0 | 0 | 0 | 0
2016-07-17 06:00 | 0 | 0 | 0 | 0 | 85316.1016 | 0 | 429643 | 0 | 0 | 0 | 1838601.0097 | 0 | 0 | 0 | 0 | 0 | 0 | 0 | 0 | 0 | 0 | 0 | 0 | 0 | -344326.8984 | 0 | 0 | 0 | 0 | 0 | 0 | 0 | 0 | 0 | 0 | 0
2016-07-17 07:00 | 0 | 0 | 0 | 0 | 67261.1016 | 0 | 411588 | 0 | 0 | 0 | 1494274.1113 | 0 | 0 | 0 | 0 | 0 | 0 | 0 | 0 | 0 | 0 | 0 | 0 | 0 | -344326.8984 | 0 | 0 | 0 | 0 | 0 | 0 | 0 | 0 | 0 | 0 | 0
2016-07-17 08:00 | 0 | 0 | 0 | 0 | 55491.1016 | 0 | 399818 | 0 | 0 | 0 | 1149947.213 | 0 | 0 | 0 | 0 | 0 | 0 | 0 | 0 | 0 | 0 | 0 | 0 | 0 | -344326.8984 | 0 | 0 | 0 | 0 | 0 | 0 | 0 | 0 | 0 | 0 | 0
2016-07-17 09:00 | 0 | 0 | 0 | 0 | 48295.1016 | 0 | 392622 | 0 | 0 | 0 | 805620.3146 | 0 | 0 | 0 | 0 | 0 | 0 | 0 | 0 | 0 | 0 | 0 | 0 | 0 | -344326.8984 | 0 | 0 | 0 | 0 | 0 | 0 | 0 | 0 | 0 | 0 | 0
2016-07-17 10:00 | 0 | 0 | 0 | 0 | 43200.1016 | 0 | 387527 | 0 | 0 | 0 | 461293.4162 | 0 | 0 | 0 | 0 | 0 | 0 | 0 | 0 | 0 | 0 | 0 | 0 | 0 | -344326.8984 | 0 | 0 | 0 | 0 | 0 | 0 | 0 | 0 | 0 | 0 | 0
2016-07-17 11:00 | 0 | 0 | 0 | 0 | 47313.0065 | 1.0951 | 391641 | 0 | 0 | 0 | 116966.5179 | 0 | 0 | 0 | 0 | 0 | 0 | 0 | 0 | 0 | 0 | 0 | 0 | 0 | -344326.8984 | 0 | 0 | 0 | 0 | 0 | 0 | 0 | 0 | 0 | 0 | 0
2016-07-17 12:00 | 0 | 0 | 0 | 0 | 147091.1329 | 147253.3493 | 411311 | 0 | 0 | 0 | 0 | 0 | 0 | 0 | 0 | 0 | 0 | 0 | 0 | 0 | 0 | 0 | 0 | 0 | -116966.5179 | 0 | 0 | 0 | 0 | 0 | 0 | 0 | 0 | 0 | 0 | 0
2016-07-17 13:00 | 0 | 0 | 0 | 0 | 0 | 600572.7444 | 444110 | 0 | 0 | 0 | 156462.7444 | 0 | 0 | 0 | 0 | 0 | 0 | 0 | 0 | 0 | 0 | 0 | 0 | 0 | 156462.7444 | 0 | 0 | 0 | 0 | 0 | 0 | 0 | 0 | 0 | 0 | 0
2016-07-17 14:00 | 0 | 0 | 0 | 0 | 0 | 823965.8984 | 479639 | 0 | 0 | 0 | 500789.6428 | 0 | 0 | 0 | 0 | 0 | 0 | 0 | 0 | 0 | 0 | 0 | 0 | 0 | 344326.8984 | 0 | 0 | 0 | 0 | 0 | 0 | 0 | 0 | 0 | 0 | 0
2016-07-17 15:00 | 0 | 0 | 0 | 0 | 0 | 858418.8984 | 514092 | 0 | 0 | 0 | 845116.5412 | 0 | 0 | 0 | 0 | 0 | 0 | 0 | 0 | 0 | 0 | 0 | 0 | 0 | 344326.8984 | 0 | 0 | 0 | 0 | 0 | 0 | 0 | 0 | 0 | 0 | 0
2016-07-17 16:00 | 0 | 0 | 0 | 0 | 0 | 890015.8984 | 545689 | 0 | 0 | 0 | 1189443.4395 | 0 | 0 | 0 | 0 | 0 | 0 | 0 | 0 | 0 | 0 | 0 | 0 | 0 | 344326.8984 | 0 | 0 | 0 | 0 | 0 | 0 | 0 | 0 | 0 | 0 | 0
2016-07-17 17:00 | 0 | 0 | 0 | 0 | 0 | 915701.8984 | 571375 | 0 | 0 | 0 | 1533770.3379 | 0 | 0 | 0 | 0 | 0 | 0 | 0 | 0 | 0 | 0 | 0 | 0 | 0 | 344326.8984 | 0 | 0 | 0 | 0 | 0 | 0 | 0 | 0 | 0 | 0 | 0
2016-07-17 18:00 | 0 | 0 | 0 | 0 | 0 | 936215.8984 | 591889 | 0 | 0 | 0 | 1878097.2363 | 0 | 0 | 0 | 0 | 0 | 0 | 0 | 0 | 0 | 0 | 0 | 0 | 0 | 344326.8984 | 0 | 0 | 0 | 0 | 0 | 0 | 0 | 0 | 0 | 0 | 0
2016-07-17 19:00 | 0 | 0 | 0 | 0 | 0 | 952198.8984 | 607872 | 0 | 0 | 0 | 2222424.1346 | 0 | 0 | 0 | 0 | 0 | 0 | 0 | 0 | 0 | 0 | 0 | 0 | 0 | 344326.8984 | 0 | 0 | 0 | 0 | 0 | 0 | 0 | 0 | 0 | 0 | 0
2016-07-17 20:00 | 0 | 0 | 0 | 0 | 0 | 964454.8984 | 620128 | 0 | 0 | 0 | 2566751.033 | 0 | 0 | 0 | 0 | 0 | 0 | 0 | 0 | 0 | 0 | 0 | 0 | 0 | 344326.8984 | 0 | 0 | 0 | 0 | 0 | 0 | 0 | 0 | 0 | 0 | 0
2016-07-17 21:00 | 0 | 0 | 0 | 0 | 0 | 973060.8984 | 628734 | 0 | 0 | 0 | 2911077.9314 | 0 | 0 | 0 | 0 | 0 | 0 | 0 | 0 | 0 | 0 | 0 | 0 | 0 | 344326.8984 | 0 | 0 | 0 | 0 | 0 | 0 | 0 | 0 | 0 | 0 | 0
2016-07-17 22:00 | 0 | 0 | 0 | 0 | 0 | 993410.1378 | 630088 | 0 | 0 | 0 | 3255404.8297 | 0 | 0 | 18995.2394 | 0 | 0 | 0 | 0 | 0 | 0 | 0 | 0 | 0 | 0 | 344326.8984 | 0 | 0 | 0 | 18995.2394 | 0 | 0 | 0 | 0 | 0 | 0 | 0
2016-07-17 23:00 | 0 | 0 | 0 | 0 | 42921.5879 | 904464.071 | 622054 | 0 | 0 | 0 | 3599731.7281 | 0 | 0 | 0 | 0 | 0 | 0 | 0 | 0 | 0 | 0 | 0 | 0 | 0 | 344326.8984 | 0 | 0 | 0 | -18995.2394 | 0 | 0 | 0 | 0 | 0 | 0 | 0
2016-07-18 | 0 | 0 | 0 | 0 | 0 | 702558.3453 | 608973 | 0 | 0 | 0 | 3693317.0734 | 0 | 0 | 0 | 0 | 0 | 0 | 0 | 0 | 0 | 0 | 0 | 0 | 0 | 93585.3453 | 0 | 0 | 0 | 0 | 0 | 0 | 0 | 0 | 0 | 0 | 0
2016-07-18 01:00 | 0 | 0 | 0 | 0 | 0 | 353924.2201 | 595724 | 0 | 0 | 0 | 3451517.2936 | 0 | 0 | 0 | 0 | 0 | 0 | 0 | 0 | 0 | 0 | 0 | 0 | 0 | -241799.7799 | 0 | 0 | 0 | 0 | 0 | 0 | 0 | 0 | 0 | 0 | 0
2016-07-18 02:00 | 0 | 0 | 0 | 0 | 187725.2611 | 40126.8405 | 572179 | 0 | 0 | 0 | 3107190.3952 | 0 | 0 | 0 | 0 | 0 | 0 | 0 | 0 | 0 | 0 | 0 | 0 | 0 | -344326.8984 | 0 | 0 | 0 | 0 | 0 | 0 | 0 | 0 | 0 | 0 | 0
2016-07-18 03:00 | 0 | 0 | 0 | 0 | 195675.1016 | 0 | 540002 | 0 | 0 | 0 | 2762863.4968 | 0 | 0 | 0 | 0 | 0 | 0 | 0 | 0 | 0 | 0 | 0 | 0 | 0 | -344326.8984 | 0 | 0 | 0 | 0 | 0 | 0 | 0 | 0 | 0 | 0 | 0
2016-07-18 04:00 | 0 | 0 | 0 | 0 | 162479.1016 | 0 | 506806 | 0 | 0 | 0 | 2418536.5985 | 0 | 0 | 0 | 0 | 0 | 0 | 0 | 0 | 0 | 0 | 0 | 0 | 0 | -344326.8984 | 0 | 0 | 0 | 0 | 0 | 0 | 0 | 0 | 0 | 0 | 0
2016-07-18 05:00 | 0 | 0 | 0 | 0 | 133609.1016 | 0 | 477936 | 0 | 0 | 0 | 2074209.7001 | 0 | 0 | 0 | 0 | 0 | 0 | 0 | 0 | 0 | 0 | 0 | 0 | 0 | -344326.8984 | 0 | 0 | 0 | 0 | 0 | 0 | 0 | 0 | 0 | 0 | 0
2016-07-18 06:00 | 0 | 0 | 0 | 0 | 110745.1016 | 0 | 455072 | 0 | 0 | 0 | 1729882.8017 | 0 | 0 | 0 | 0 | 0 | 0 | 0 | 0 | 0 | 0 | 0 | 0 | 0 | -344326.8984 | 0 | 0 | 0 | 0 | 0 | 0 | 0 | 0 | 0 | 0 | 0
2016-07-18 07:00 | 0 | 0 | 0 | 0 | 93948.1016 | 0 | 438275 | 0 | 0 | 0 | 1385555.9034 | 0 | 0 | 0 | 0 | 0 | 0 | 0 | 0 | 0 | 0 | 0 | 0 | 0 | -344326.8984 | 0 | 0 | 0 | 0 | 0 | 0 | 0 | 0 | 0 | 0 | 0
2016-07-18 08:00 | 0 | 0 | 0 | 0 | 518895.8881 | 0 | 430035 | 0 | 0 | 0 | 1474416.7915 | 0 | 0 | 0 | 0 | 0 | 0 | 0 | 0 | 0 | 0 | 0 | 0 | 0 | 88860.8881 | 0 | 0 | 0 | 0 | 0 | 0 | 0 | 0 | 0 | 0 | 0
2016-07-18 09:00 | 0 | 0 | 0 | 0 | 88453.1016 | 0 | 432780 | 0 | 0 | 0 | 1130089.8931 | 0 | 0 | 0 | 0 | 0 | 0 | 0 | 0 | 0 | 0 | 0 | 0 | 0 | -344326.8984 | 0 | 0 | 0 | 0 | 0 | 0 | 0 | 0 | 0 | 0 | 0
2016-07-18 10:00 | 0 | 0 | 0 | 0 | 101819.1016 | 0 | 446146 | 0 | 0 | 0 | 785762.9947 | 0 | 0 | 0 | 0 | 0 | 0 | 0 | 0 | 0 | 0 | 0 | 0 | 0 | -344326.8984 | 0 | 0 | 0 | 0 | 0 | 0 | 0 | 0 | 0 | 0 | 0
2016-07-18 11:00 | 0 | 0 | 0 | 0 | 122262.5049 | 0.59669 | 466590 | 0 | 0 | 0 | 441436.0964 | 0 | 0 | 0 | 0 | 0 | 0 | 0 | 0 | 0 | 0 | 0 | 0 | 0 | -344326.8984 | 0 | 0 | 0 | 0 | 0 | 0 | 0 | 0 | 0 | 0 | 0
2016-07-18 12:00 | 0 | 0 | 0 | 0 | 227010.136 | 105999.0946 | 495607 | 0 | 0 | 0 | 278838.3269 | 0 | 0 | 0 | 0 | 0 | 0 | 0 | 0 | 0 | 0 | 0 | 0 | 0 | -162597.7694 | 0 | 0 | 0 | 0 | 0 | 0 | 0 | 0 | 0 | 0 | 0
2016-07-18 13:00 | 0 | 0 | 0 | 0 | 0 | 500820.2626 | 530189 | 0 | 0 | 0 | 249469.5895 | 0 | 0 | 0 | 0 | 0 | 0 | 0 | 0 | 0 | 0 | 0 | 0 | 0 | -29368.7374 | 0 | 0 | 0 | 0 | 0 | 0 | 0 | 0 | 0 | 0 | 0
2016-07-18 14:00 | 0 | 0 | 0 | 0 | 133459.7084 | 778355.19 | 567488 | 0 | 0 | 0 | 593796.4879 | 0 | 0 | 0 | 0 | 0 | 0 | 0 | 0 | 0 | 0 | 0 | 0 | 0 | 344326.8984 | 0 | 0 | 0 | 0 | 0 | 0 | 0 | 0 | 0 | 0 | 0
2016-07-18 15:00 | 0 | 0 | 0 | 0 | 18411.5917 | 928578.3066 | 602663 | 0 | 0 | 0 | 938123.3863 | 0 | 0 | 0 | 0 | 0 | 0 | 0 | 0 | 0 | 0 | 0 | 0 | 0 | 344326.8984 | 0 | 0 | 0 | 0 | 0 | 0 | 0 | 0 | 0 | 0 | 0
2016-07-18 16:00 | 0 | 0 | 0 | 0 | 0 | 977131.8984 | 632805 | 0 | 0 | 0 | 1282450.2846 | 0 | 0 | 0 | 0 | 0 | 0 | 0 | 0 | 0 | 0 | 0 | 0 | 0 | 344326.8984 | 0 | 0 | 0 | 0 | 0 | 0 | 0 | 0 | 0 | 0 | 0
2016-07-18 17:00 | 0 | 0 | 0 | 0 | 0 | 1000025.8984 | 655699 | 0 | 0 | 0 | 1626777.183 | 0 | 0 | 0 | 0 | 0 | 0 | 0 | 0 | 0 | 0 | 0 | 0 | 0 | 344326.8984 | 0 | 0 | 0 | 0 | 0 | 0 | 0 | 0 | 0 | 0 | 0
2016-07-18 18:00 | 0 | 0 | 0 | 0 | 0 | 1035176.1378 | 671854 | 0 | 0 | 0 | 1971104.0814 | 0 | 0 | 18995.2394 | 0 | 0 | 0 | 0 | 0 | 0 | 0 | 0 | 0 | 0 | 344326.8984 | 0 | 0 | 0 | 18995.2394 | 0 | 0 | 0 | 0 | 0 | 0 | 0
2016-07-18 19:00 | 0 | 0 | 0 | 0 | 0 | 1020418.5087 | 678778 | 0 | 0 | 0 | 2312744.5901 | 0 | 0 | 18995.2394 | 0 | 0 | 0 | 0 | 0 | 0 | 0 | 0 | 0 | 0 | 341640.5087 | 0 | 0 | 0 | 0 | 0 | 0 | 0 | 0 | 0 | 0 | 0
2016-07-18 20:00 | 0 | 0 | 0 | 0 | 0 | 999718.7469 | 679882 | 0 | 0 | 0 | 2632581.337 | 0 | 0 | 18995.2394 | 0 | 0 | 0 | 0 | 0 | 0 | 0 | 0 | 0 | 0 | 319836.7469 | 0 | 0 | 0 | 0 | 0 | 0 | 0 | 0 | 0 | 0 | 0
2016-07-18 21:00 | 0 | 0 | 0 | 0 | 0 | 964023.9003 | 677977 | 0 | 0 | 0 | 2937623.4767 | 0 | 0 | 0 | 0 | 0 | 0 | 0 | 0 | 0 | 0 | 0 | 0 | 0 | 305042.1398 | 0 | 0 | 0 | -18995.2394 | 0 | 0 | 0 | 0 | 0 | 0 | 0
2016-07-18 22:00 | 0 | 0 | 0 | 0 | 0 | 910299.478 | 673385 | 0 | 0 | 0 | 3174537.9547 | 0 | 0 | 0 | 0 | 0 | 0 | 0 | 0 | 0 | 0 | 0 | 0 | 0 | 236914.478 | 0 | 0 | 0 | 0 | 0 | 0 | 0 | 0 | 0 | 0 | 0
2016-07-18 23:00 | 0 | 0 | 0 | 0 | 0 | 800256.5637 | 662839 | 0 | 0 | 0 | 3311955.5184 | 0 | 0 | 0 | 0 | 0 | 0 | 0 | 0 | 0 | 0 | 0 | 0 | 0 | 137417.5637 | 0 | 0 | 0 | 0 | 0 | 0 | 0 | 0 | 0 | 0 | 0
2016-07-19 | 0 | 0 | 0 | 0 | 0 | 605060.9563 | 645707 | 0 | 0 | 0 | 3271309.4747 | 0 | 0 | 0 | 0 | 0 | 0 | 0 | 0 | 0 | 0 | 0 | 0 | 0 | -40646.0437 | 0 | 0 | 0 | 0 | 0 | 0 | 0 | 0 | 0 | 0 | 0
2016-07-19 01:00 | 0 | 0 | 0 | 0 | 0 | 300218.3991 | 626926 | 0 | 0 | 0 | 2944601.8738 | 0 | 0 | 0 | 0 | 0 | 0 | 0 | 0 | 0 | 0 | 0 | 0 | 0 | -326707.6009 | 0 | 0 | 0 | 0 | 0 | 0 | 0 | 0 | 0 | 0 | 0
2016-07-19 02:00 | 0 | 0 | 0 | 0 | 204797.6172 | 48239.4844 | 597364 | 0 | 0 | 0 | 2600274.9755 | 0 | 0 | 0 | 0 | 0 | 0 | 0 | 0 | 0 | 0 | 0 | 0 | 0 | -344326.8984 | 0 | 0 | 0 | 0 | 0 | 0 | 0 | 0 | 0 | 0 | 0
2016-07-19 03:00 | 0 | 0 | 0 | 0 | 214407.1016 | 0 | 558734 | 0 | 0 | 0 | 2255948.0771 | 0 | 0 | 0 | 0 | 0 | 0 | 0 | 0 | 0 | 0 | 0 | 0 | 0 | -344326.8984 | 0 | 0 | 0 | 0 | 0 | 0 | 0 | 0 | 0 | 0 | 0
2016-07-19 04:00 | 0 | 0 | 0 | 0 | 176343.1016 | 0 | 520670 | 0 | 0 | 0 | 1911621.1787 | 0 | 0 | 0 | 0 | 0 | 0 | 0 | 0 | 0 | 0 | 0 | 0 | 0 | -344326.8984 | 0 | 0 | 0 | 0 | 0 | 0 | 0 | 0 | 0 | 0 | 0
2016-07-19 05:00 | 0 | 0 | 0 | 0 | 143971.1016 | 0 | 488298 | 0 | 0 | 0 | 1567294.2804 | 0 | 0 | 0 | 0 | 0 | 0 | 0 | 0 | 0 | 0 | 0 | 0 | 0 | -344326.8984 | 0 | 0 | 0 | 0 | 0 | 0 | 0 | 0 | 0 | 0 | 0
2016-07-19 06:00 | 0 | 0 | 0 | 0 | 643188.6237 | 0 | 461564 | 0 | 0 | 0 | 1748918.9041 | 0 | 0 | 0 | 0 | 0 | 0 | 0 | 0 | 0 | 0 | 0 | 0 | 0 | 181624.6237 | 0 | 0 | 0 | 0 | 0 | 0 | 0 | 0 | 0 | 0 | 0
2016-07-19 07:00 | 0 | 0 | 0 | 0 | 98521.1016 | 0 | 442848 | 0 | 0 | 0 | 1404592.0057 | 0 | 0 | 0 | 0 | 0 | 0 | 0 | 0 | 0 | 0 | 0 | 0 | 0 | -344326.8984 | 0 | 0 | 0 | 0 | 0 | 0 | 0 | 0 | 0 | 0 | 0
2016-07-19 08:00 | 0 | 0 | 0 | 0 | 88984.1016 | 0 | 433311 | 0 | 0 | 0 | 1060265.1073 | 0 | 0 | 0 | 0 | 0 | 0 | 0 | 0 | 0 | 0 | 0 | 0 | 0 | -344326.8984 | 0 | 0 | 0 | 0 | 0 | 0 | 0 | 0 | 0 | 0 | 0
2016-07-19 09:00 | 0 | 0 | 0 | 0 | 91161.1016 | 0 | 435488 | 0 | 0 | 0 | 715938.209 | 0 | 0 | 0 | 0 | 0 | 0 | 0 | 0 | 0 | 0 | 0 | 0 | 0 | -344326.8984 | 0 | 0 | 0 | 0 | 0 | 0 | 0 | 0 | 0 | 0 | 0
2016-07-19 10:00 | 0 | 0 | 0 | 0 | 104640.1016 | 0 | 448967 | 0 | 0 | 0 | 371611.3106 | 0 | 0 | 0 | 0 | 0 | 0 | 0 | 0 | 0 | 0 | 0 | 0 | 0 | -344326.8984 | 0 | 0 | 0 | 0 | 0 | 0 | 0 | 0 | 0 | 0 | 0
2016-07-19 11:00 | 0 | 0 | 0 | 0 | 456333.8613 | 0.10923 | 468631 | 0 | 0 | 0 | 359314.2811 | 0 | 0 | 0 | 0 | 0 | 0 | 0 | 0 | 0 | 0 | 0 | 0 | 0 | -12297.0295 | 0 | 0 | 0 | 0 | 0 | 0 | 0 | 0 | 0 | 0 | 0
2016-07-19 12:00 | 0 | 0 | 0 | 0 | 38128.2246 | 113053.877 | 495509 | 0 | 0 | 0 | 14987.3827 | 0 | 0 | 0 | 0 | 0 | 0 | 0 | 0 | 0 | 0 | 0 | 0 | 0 | -344326.8984 | 0 | 0 | 0 | 0 | 0 | 0 | 0 | 0 | 0 | 0 | 0
2016-07-19 13:00 | 0 | 0 | 0 | 0 | 221813.0721 | 559268.1765 | 525717 | 0 | 0 | 0 | 270351.6313 | 0 | 0 | 0 | 0 | 0 | 0 | 0 | 0 | 0 | 0 | 0 | 0 | 0 | 255364.2486 | 0 | 0 | 0 | 0 | 0 | 0 | 0 | 0 | 0 | 0 | 0
2016-07-19 14:00 | 0 | 0 | 0 | 0 | 50177.8167 | 855318.0816 | 561169 | 0 | 0 | 0 | 614678.5297 | 0 | 0 | 0 | 0 | 0 | 0 | 0 | 0 | 0 | 0 | 0 | 0 | 0 | 344326.8984 | 0 | 0 | 0 | 0 | 0 | 0 | 0 | 0 | 0 | 0 | 0
2016-07-19 15:00 | 0 | 0 | 0 | 0 | 0 | 939260.8984 | 594934 | 0 | 0 | 0 | 959005.4281 | 0 | 0 | 0 | 0 | 0 | 0 | 0 | 0 | 0 | 0 | 0 | 0 | 0 | 344326.8984 | 0 | 0 | 0 | 0 | 0 | 0 | 0 | 0 | 0 | 0 | 0
2016-07-19 16:00 | 0 | 0 | 0 | 0 | 0 | 967150.8984 | 622824 | 0 | 0 | 0 | 1303332.3264 | 0 | 0 | 0 | 0 | 0 | 0 | 0 | 0 | 0 | 0 | 0 | 0 | 0 | 344326.8984 | 0 | 0 | 0 | 0 | 0 | 0 | 0 | 0 | 0 | 0 | 0
2016-07-19 17:00 | 0 | 0 | 0 | 0 | 0 | 988647.8984 | 644321 | 0 | 0 | 0 | 1647659.2248 | 0 | 0 | 0 | 0 | 0 | 0 | 0 | 0 | 0 | 0 | 0 | 0 | 0 | 344326.8984 | 0 | 0 | 0 | 0 | 0 | 0 | 0 | 0 | 0 | 0 | 0
2016-07-19 18:00 | 0 | 0 | 0 | 0 | 0 | 1007111.3027 | 659831 | 0 | 0 | 0 | 1991986.1232 | 0 | 0 | 2953.4043 | 0 | 0 | 0 | 0 | 0 | 0 | 0 | 0 | 0 | 0 | 344326.8984 | 0 | 0 | 0 | 2953.4043 | 0 | 0 | 0 | 0 | 0 | 0 | 0
2016-07-19 19:00 | 0 | 0 | 0 | 0 | 0 | 1030073.7335 | 669705 | 0 | 0 | 0 | 2336313.0215 | 0 | 0 | 18995.2394 | 0 | 0 | 0 | 0 | 0 | 0 | 0 | 0 | 0 | 0 | 344326.8984 | 0 | 0 | 0 | 16041.8351 | 0 | 0 | 0 | 0 | 0 | 0 | 0
2016-07-19 20:00 | 0 | 0 | 0 | 0 | 0 | 1010414.2977 | 676736 | 0 | 0 | 0 | 2680639.9199 | 0 | 0 | 8346.6388 | 0 | 0 | 0 | 0 | 0 | 0 | 0 | 0 | 0 | 0 | 344326.8984 | 0 | 0 | 0 | -10648.6007 | 0 | 0 | 0 | 0 | 0 | 0 | 0
2016-07-19 21:00 | 0 | 0 | 0 | 0 | 0 | 974196.2984 | 678202 | 0 | 0 | 0 | 2984980.8571 | 0 | 0 | 0 | 0 | 0 | 0 | 0 | 0 | 0 | 0 | 0 | 0 | 0 | 304340.9372 | 0 | 0 | 0 | -8346.6388 | 0 | 0 | 0 | 0 | 0 | 0 | 0
2016-07-19 22:00 | 0 | 0 | 0 | 0 | 0 | 915000.3008 | 671340 | 0 | 0 | 0 | 3228641.1579 | 0 | 0 | 0 | 0 | 0 | 0 | 0 | 0 | 0 | 0 | 0 | 0 | 0 | 243660.3008 | 0 | 0 | 0 | 0 | 0 | 0 | 0 | 0 | 0 | 0 | 0
2016-07-19 23:00 | 0 | 0 | 0 | 0 | 0 | 796232.162 | 655422 | 0 | 0 | 0 | 3369451.3199 | 0 | 0 | 0 | 0 | 0 | 0 | 0 | 0 | 0 | 0 | 0 | 0 | 0 | 140810.162 | 0 | 0 | 0 | 0 | 0 | 0 | 0 | 0 | 0 | 0 | 0
2016-07-20 | 0 | 0 | 0 | 0 | 0 | 598492.5643 | 636565 | 0 | 0 | 0 | 3331378.8841 | 0 | 0 | 0 | 0 | 0 | 0 | 0 | 0 | 0 | 0 | 0 | 0 | 0 | -38072.4357 | 0 | 0 | 0 | 0 | 0 | 0 | 0 | 0 | 0 | 0 | 0
2016-07-20 01:00 | 0 | 0 | 0 | 0 | 0 | 312659.6167 | 618519 | 0 | 0 | 0 | 3025519.5009 | 0 | 0 | 0 | 0 | 0 | 0 | 0 | 0 | 0 | 0 | 0 | 0 | 0 | -305859.3833 | 0 | 0 | 0 | 0 | 0 | 0 | 0 | 0 | 0 | 0 | 0
2016-07-20 02:00 | 0 | 0 | 0 | 0 | 203071.5669 | 42330.5347 | 589729 | 0 | 0 | 0 | 2681192.6025 | 0 | 0 | 0 | 0 | 0 | 0 | 0 | 0 | 0 | 0 | 0 | 0 | 0 | -344326.8984 | 0 | 0 | 0 | 0 | 0 | 0 | 0 | 0 | 0 | 0 | 0
2016-07-20 03:00 | 0 | 0 | 0 | 0 | 207721.1016 | 0 | 552048 | 0 | 0 | 0 | 2336865.7041 | 0 | 0 | 0 | 0 | 0 | 0 | 0 | 0 | 0 | 0 | 0 | 0 | 0 | -344326.8984 | 0 | 0 | 0 | 0 | 0 | 0 | 0 | 0 | 0 | 0 | 0
2016-07-20 04:00 | 0 | 0 | 0 | 0 | 170078.1016 | 0 | 514405 | 0 | 0 | 0 | 1992538.8058 | 0 | 0 | 0 | 0 | 0 | 0 | 0 | 0 | 0 | 0 | 0 | 0 | 0 | -344326.8984 | 0 | 0 | 0 | 0 | 0 | 0 | 0 | 0 | 0 | 0 | 0
2016-07-20 05:00 | 0 | 0 | 0 | 0 | 138330.1016 | 0 | 482657 | 0 | 0 | 0 | 1648211.9074 | 0 | 0 | 0 | 0 | 0 | 0 | 0 | 0 | 0 | 0 | 0 | 0 | 0 | -344326.8984 | 0 | 0 | 0 | 0 | 0 | 0 | 0 | 0 | 0 | 0 | 0
2016-07-20 06:00 | 0 | 0 | 0 | 0 | 677320.9772 | 0 | 456339 | 0 | 0 | 0 | 1869193.8846 | 0 | 0 | 0 | 0 | 0 | 0 | 0 | 0 | 0 | 0 | 0 | 0 | 0 | 220981.9772 | 0 | 0 | 0 | 0 | 0 | 0 | 0 | 0 | 0 | 0 | 0
2016-07-20 07:00 | 0 | 0 | 0 | 0 | 92984.1016 | 0 | 437311 | 0 | 0 | 0 | 1524866.9862 | 0 | 0 | 0 | 0 | 0 | 0 | 0 | 0 | 0 | 0 | 0 | 0 | 0 | -344326.8984 | 0 | 0 | 0 | 0 | 0 | 0 | 0 | 0 | 0 | 0 | 0
2016-07-20 08:00 | 0 | 0 | 0 | 0 | 83079.1016 | 0 | 427406 | 0 | 0 | 0 | 1180540.0879 | 0 | 0 | 0 | 0 | 0 | 0 | 0 | 0 | 0 | 0 | 0 | 0 | 0 | -344326.8984 | 0 | 0 | 0 | 0 | 0 | 0 | 0 | 0 | 0 | 0 | 0
2016-07-20 09:00 | 0 | 0 | 0 | 0 | 85102.1016 | 0 | 429429 | 0 | 0 | 0 | 836213.1895 | 0 | 0 | 0 | 0 | 0 | 0 | 0 | 0 | 0 | 0 | 0 | 0 | 0 | -344326.8984 | 0 | 0 | 0 | 0 | 0 | 0 | 0 | 0 | 0 | 0 | 0
2016-07-20 10:00 | 0 | 0 | 0 | 0 | 97489.1016 | 0 | 441816 | 0 | 0 | 0 | 491886.2911 | 0 | 0 | 0 | 0 | 0 | 0 | 0 | 0 | 0 | 0 | 0 | 0 | 0 | -344326.8984 | 0 | 0 | 0 | 0 | 0 | 0 | 0 | 0 | 0 | 0 | 0
2016-07-20 11:00 | 0 | 0 | 0 | 0 | 491615.0829 | 0.047071 | 460581 | 0 | 0 | 0 | 522920.4211 | 0 | 0 | 0 | 0 | 0 | 0 | 0 | 0 | 0 | 0 | 0 | 0 | 0 | 31034.1299 | 0 | 0 | 0 | 0 | 0 | 0 | 0 | 0 | 0 | 0 | 0
2016-07-20 12:00 | 0 | 0 | 0 | 0 | 18799.1011 | 123748.0005 | 486874 | 0 | 0 | 0 | 178593.5227 | 0 | 0 | 0 | 0 | 0 | 0 | 0 | 0 | 0 | 0 | 0 | 0 | 0 | -344326.8984 | 0 | 0 | 0 | 0 | 0 | 0 | 0 | 0 | 0 | 0 | 0
2016-07-20 13:00 | 0 | 0 | 0 | 0 | 0 | 556712.0709 | 517655 | 0 | 0 | 0 | 217650.5936 | 0 | 0 | 0 | 0 | 0 | 0 | 0 | 0 | 0 | 0 | 0 | 0 | 0 | 39057.0709 | 0 | 0 | 0 | 0 | 0 | 0 | 0 | 0 | 0 | 0 | 0
2016-07-20 14:00 | 0 | 0 | 0 | 0 | 36704.7361 | 860323.1623 | 552701 | 0 | 0 | 0 | 561977.4919 | 0 | 0 | 0 | 0 | 0 | 0 | 0 | 0 | 0 | 0 | 0 | 0 | 0 | 344326.8984 | 0 | 0 | 0 | 0 | 0 | 0 | 0 | 0 | 0 | 0 | 0
2016-07-20 15:00 | 0 | 0 | 0 | 0 | 0 | 932161.8984 | 587835 | 0 | 0 | 0 | 906304.3903 | 0 | 0 | 0 | 0 | 0 | 0 | 0 | 0 | 0 | 0 | 0 | 0 | 0 | 344326.8984 | 0 | 0 | 0 | 0 | 0 | 0 | 0 | 0 | 0 | 0 | 0
2016-07-20 16:00 | 0 | 0 | 0 | 0 | 0 | 962798.8984 | 618472 | 0 | 0 | 0 | 1250631.2887 | 0 | 0 | 0 | 0 | 0 | 0 | 0 | 0 | 0 | 0 | 0 | 0 | 0 | 344326.8984 | 0 | 0 | 0 | 0 | 0 | 0 | 0 | 0 | 0 | 0 | 0
2016-07-20 17:00 | 0 | 0 | 0 | 0 | 0 | 989727.8984 | 645401 | 0 | 0 | 0 | 1594958.187 | 0 | 0 | 0 | 0 | 0 | 0 | 0 | 0 | 0 | 0 | 0 | 0 | 0 | 344326.8984 | 0 | 0 | 0 | 0 | 0 | 0 | 0 | 0 | 0 | 0 | 0
2016-07-20 18:00 | 0 | 0 | 0 | 0 | 0 | 1029742.1378 | 666420 | 0 | 0 | 0 | 1939285.0854 | 0 | 0 | 18995.2394 | 0 | 0 | 0 | 0 | 0 | 0 | 0 | 0 | 0 | 0 | 344326.8984 | 0 | 0 | 0 | 18995.2394 | 0 | 0 | 0 | 0 | 0 | 0 | 0
2016-07-20 19:00 | 0 | 0 | 0 | 0 | 0 | 1015394.5263 | 681326 | 0 | 0 | 0 | 2283611.9838 | 0 | 0 | 8736.8674 | 0 | 0 | 0 | 0 | 0 | 0 | 0 | 0 | 0 | 0 | 344326.8984 | 0 | 0 | 0 | -10258.372 | 0 | 0 | 0 | 0 | 0 | 0 | 0
2016-07-20 20:00 | 0 | 0 | 0 | 0 | 0 | 990840.1309 | 691916 | 0 | 0 | 0 | 2591272.982 | 0 | 0 | 0 | 0 | 0 | 0 | 0 | 0 | 0 | 0 | 0 | 0 | 0 | 307660.9983 | 0 | 0 | 0 | -8736.8674 | 0 | 0 | 0 | 0 | 0 | 0 | 0
2016-07-20 21:00 | 0 | 0 | 0 | 0 | 0 | 949090.8745 | 696978 | 0 | 0 | 0 | 2843385.8566 | 0 | 0 | 0 | 0 | 0 | 0 | 0 | 0 | 0 | 0 | 0 | 0 | 0 | 252112.8745 | 0 | 0 | 0 | 0 | 0 | 0 | 0 | 0 | 0 | 0 | 0
2016-07-20 22:00 | 0 | 0 | 0 | 0 | 0 | 878885.3937 | 691384 | 0 | 0 | 0 | 3030887.2503 | 0 | 0 | 0 | 0 | 0 | 0 | 0 | 0 | 0 | 0 | 0 | 0 | 0 | 187501.3937 | 0 | 0 | 0 | 0 | 0 | 0 | 0 | 0 | 0 | 0 | 0
2016-07-20 23:00 | 0 | 0 | 0 | 0 | 0 | 760193.3436 | 678219 | 0 | 0 | 0 | 3112861.5939 | 0 | 0 | 0 | 0 | 0 | 0 | 0 | 0 | 0 | 0 | 0 | 0 | 0 | 81974.3436 | 0 | 0 | 0 | 0 | 0 | 0 | 0 | 0 | 0 | 0 | 0
2016-07-21 | 0 | 0 | 0 | 0 | 0 | 574736.5824 | 659397 | 0 | 0 | 0 | 3028201.1763 | 0 | 0 | 0 | 0 | 0 | 0 | 0 | 0 | 0 | 0 | 0 | 0 | 0 | -84660.4176 | 0 | 0 | 0 | 0 | 0 | 0 | 0 | 0 | 0 | 0 | 0
2016-07-21 01:00 | 0 | 0 | 0 | 0 | 0 | 302181.5223 | 640391 | 0 | 0 | 0 | 2689991.6986 | 0 | 0 | 0 | 0 | 0 | 0 | 0 | 0 | 0 | 0 | 0 | 0 | 0 | -338209.4777 | 0 | 0 | 0 | 0 | 0 | 0 | 0 | 0 | 0 | 0 | 0
2016-07-21 02:00 | 0 | 0 | 0 | 0 | 237051.3173 | 29808.7843 | 611187 | 0 | 0 | 0 | 2345664.8002 | 0 | 0 | 0 | 0 | 0 | 0 | 0 | 0 | 0 | 0 | 0 | 0 | 0 | -344326.8984 | 0 | 0 | 0 | 0 | 0 | 0 | 0 | 0 | 0 | 0 | 0
2016-07-21 03:00 | 0 | 0 | 0 | 0 | 227700.1016 | 0 | 572027 | 0 | 0 | 0 | 2001337.9018 | 0 | 0 | 0 | 0 | 0 | 0 | 0 | 0 | 0 | 0 | 0 | 0 | 0 | -344326.8984 | 0 | 0 | 0 | 0 | 0 | 0 | 0 | 0 | 0 | 0 | 0
2016-07-21 04:00 | 0 | 0 | 0 | 0 | 188927.1016 | 0 | 533254 | 0 | 0 | 0 | 1657011.0035 | 0 | 0 | 0 | 0 | 0 | 0 | 0 | 0 | 0 | 0 | 0 | 0 | 0 | -344326.8984 | 0 | 0 | 0 | 0 | 0 | 0 | 0 | 0 | 0 | 0 | 0
2016-07-21 05:00 | 0 | 0 | 0 | 0 | 154413.1016 | 0 | 498740 | 0 | 0 | 0 | 1312684.1051 | 0 | 0 | 0 | 0 | 0 | 0 | 0 | 0 | 0 | 0 | 0 | 0 | 0 | -344326.8984 | 0 | 0 | 0 | 0 | 0 | 0 | 0 | 0 | 0 | 0 | 0
2016-07-21 06:00 | 0 | 0 | 0 | 0 | 756215.2508 | 0 | 470257 | 0 | 0 | 0 | 1598642.3559 | 0 | 0 | 0 | 0 | 0 | 0 | 0 | 0 | 0 | 0 | 0 | 0 | 0 | 285958.2508 | 0 | 0 | 0 | 0 | 0 | 0 | 0 | 0 | 0 | 0 | 0
2016-07-21 07:00 | 0 | 0 | 0 | 0 | 105422.1016 | 0 | 449749 | 0 | 0 | 0 | 1254315.4575 | 0 | 0 | 0 | 0 | 0 | 0 | 0 | 0 | 0 | 0 | 0 | 0 | 0 | -344326.8984 | 0 | 0 | 0 | 0 | 0 | 0 | 0 | 0 | 0 | 0 | 0
2016-07-21 08:00 | 0 | 0 | 0 | 0 | 94227.1016 | 0 | 438554 | 0 | 0 | 0 | 909988.5592 | 0 | 0 | 0 | 0 | 0 | 0 | 0 | 0 | 0 | 0 | 0 | 0 | 0 | -344326.8984 | 0 | 0 | 0 | 0 | 0 | 0 | 0 | 0 | 0 | 0 | 0
2016-07-21 09:00 | 0 | 0 | 0 | 0 | 96161.1016 | 0 | 440488 | 0 | 0 | 0 | 565661.6608 | 0 | 0 | 0 | 0 | 0 | 0 | 0 | 0 | 0 | 0 | 0 | 0 | 0 | -344326.8984 | 0 | 0 | 0 | 0 | 0 | 0 | 0 | 0 | 0 | 0 | 0
2016-07-21 10:00 | 0 | 0 | 0 | 0 | 109008.1016 | 0 | 453335 | 0 | 0 | 0 | 221334.7624 | 0 | 0 | 0 | 0 | 0 | 0 | 0 | 0 | 0 | 0 | 0 | 0 | 0 | -344326.8984 | 0 | 0 | 0 | 0 | 0 | 0 | 0 | 0 | 0 | 0 | 0
2016-07-21 11:00 | 0 | 0 | 0 | 0 | 454113.2469 | 0 | 472775 | 0 | 0 | 0 | 183677.7699 | 0 | 0 | 18995.2394 | 0 | 0 | 0 | 0 | 0 | 0 | 0 | 0 | 0 | 0 | -37656.9925 | 0 | 0 | 0 | 18995.2394 | 0 | 0 | 0 | 0 | 0 | 0 | 0
2016-07-21 12:00 | 0 | 0 | 0 | 0 | 251782.4198 | 129809.0072 | 499350 | 0 | 0 | 0 | 84914.4363 | 0 | 0 | 0 | 0 | 0 | 0 | 0 | 0 | 0 | 0 | 0 | 0 | 0 | -98763.3336 | 0 | 0 | 0 | -18995.2394 | 0 | 0 | 0 | 0 | 0 | 0 | 0
2016-07-21 13:00 | 0 | 0 | 0 | 0 | 0 | 568266.9631 | 533096 | 0 | 0 | 0 | 120085.3994 | 0 | 0 | 0 | 0 | 0 | 0 | 0 | 0 | 0 | 0 | 0 | 0 | 0 | 35170.9631 | 0 | 0 | 0 | 0 | 0 | 0 | 0 | 0 | 0 | 0 | 0
2016-07-21 14:00 | 0 | 0 | 0 | 0 | 30971.6279 | 884885.2705 | 571530 | 0 | 0 | 0 | 464412.2977 | 0 | 0 | 0 | 0 | 0 | 0 | 0 | 0 | 0 | 0 | 0 | 0 | 0 | 344326.8984 | 0 | 0 | 0 | 0 | 0 | 0 | 0 | 0 | 0 | 0 | 0
2016-07-21 15:00 | 0 | 0 | 0 | 0 | 0 | 953497.8984 | 609171 | 0 | 0 | 0 | 808739.1961 | 0 | 0 | 0 | 0 | 0 | 0 | 0 | 0 | 0 | 0 | 0 | 0 | 0 | 344326.8984 | 0 | 0 | 0 | 0 | 0 | 0 | 0 | 0 | 0 | 0 | 0
2016-07-21 16:00 | 0 | 0 | 0 | 0 | 0 | 985047.8984 | 640721 | 0 | 0 | 0 | 1153066.0945 | 0 | 0 | 0 | 0 | 0 | 0 | 0 | 0 | 0 | 0 | 0 | 0 | 0 | 344326.8984 | 0 | 0 | 0 | 0 | 0 | 0 | 0 | 0 | 0 | 0 | 0
2016-07-21 17:00 | 0 | 0 | 0 | 0 | 0 | 1012337.8984 | 668011 | 0 | 0 | 0 | 1497392.9928 | 0 | 0 | 0 | 0 | 0 | 0 | 0 | 0 | 0 | 0 | 0 | 0 | 0 | 344326.8984 | 0 | 0 | 0 | 0 | 0 | 0 | 0 | 0 | 0 | 0 | 0
2016-07-21 18:00 | 0 | 0 | 0 | 0 | 0 | 1047347.7098 | 687574 | 0 | 0 | 0 | 1841719.8912 | 0 | 0 | 15446.8114 | 0 | 0 | 0 | 0 | 0 | 0 | 0 | 0 | 0 | 0 | 344326.8984 | 0 | 0 | 0 | 15446.8114 | 0 | 0 | 0 | 0 | 0 | 0 | 0
2016-07-21 19:00 | 0 | 0 | 0 | 0 | 0 | 1046968.3264 | 699093 | 0 | 0 | 0 | 2186046.7896 | 0 | 0 | 18995.2394 | 0 | 0 | 0 | 0 | 0 | 0 | 0 | 0 | 0 | 0 | 344326.8984 | 0 | 0 | 0 | 3548.428 | 0 | 0 | 0 | 0 | 0 | 0 | 0
2016-07-21 20:00 | 0 | 0 | 0 | 0 | 0 | 1026225.0585 | 706996 | 0 | 0 | 0 | 2524271.0875 | 0 | 0 | 0 | 0 | 0 | 0 | 0 | 0 | 0 | 0 | 0 | 0 | 0 | 338224.2979 | 0 | 0 | 0 | -18995.2394 | 0 | 0 | 0 | 0 | 0 | 0 | 0
2016-07-21 21:00 | 0 | 0 | 0 | 0 | 0 | 992321.7217 | 708155 | 0 | 0 | 0 | 2808437.8091 | 0 | 0 | 0 | 0 | 0 | 0 | 0 | 0 | 0 | 0 | 0 | 0 | 0 | 284166.7217 | 0 | 0 | 0 | 0 | 0 | 0 | 0 | 0 | 0 | 0 | 0
2016-07-21 22:00 | 0 | 0 | 0 | 0 | 0 | 930913.5211 | 703672 | 0 | 0 | 0 | 3035679.3302 | 0 | 0 | 0 | 0 | 0 | 0 | 0 | 0 | 0 | 0 | 0 | 0 | 0 | 227241.5211 | 0 | 0 | 0 | 0 | 0 | 0 | 0 | 0 | 0 | 0 | 0
2016-07-21 23:00 | 0 | 0 | 0 | 0 | 0 | 814576.7833 | 690274 | 0 | 0 | 0 | 3159982.1135 | 0 | 0 | 0 | 0 | 0 | 0 | 0 | 0 | 0 | 0 | 0 | 0 | 0 | 124302.7833 | 0 | 0 | 0 | 0 | 0 | 0 | 0 | 0 | 0 | 0 | 0
2016-07-22 | 0 | 0 | 0 | 0 | 0 | 625073.3545 | 672875 | 0 | 0 | 0 | 3112180.468 | 0 | 0 | 0 | 0 | 0 | 0 | 0 | 0 | 0 | 0 | 0 | 0 | 0 | -47801.6455 | 0 | 0 | 0 | 0 | 0 | 0 | 0 | 0 | 0 | 0 | 0
2016-07-22 01:00 | 0 | 0 | 0 | 0 | 5009.5199 | 305329.5817 | 654666 | 0 | 0 | 0 | 2767853.5696 | 0 | 0 | 0 | 0 | 0 | 0 | 0 | 0 | 0 | 0 | 0 | 0 | 0 | -344326.8984 | 0 | 0 | 0 | 0 | 0 | 0 | 0 | 0 | 0 | 0 | 0
2016-07-22 02:00 | 0 | 0 | 0 | 0 | 248199.7256 | 30351.376 | 622878 | 0 | 0 | 0 | 2423526.6713 | 0 | 0 | 0 | 0 | 0 | 0 | 0 | 0 | 0 | 0 | 0 | 0 | 0 | -344326.8984 | 0 | 0 | 0 | 0 | 0 | 0 | 0 | 0 | 0 | 0 | 0
2016-07-22 03:00 | 0 | 0 | 0 | 0 | 240996.1016 | 0 | 585323 | 0 | 0 | 0 | 2079199.7729 | 0 | 0 | 0 | 0 | 0 | 0 | 0 | 0 | 0 | 0 | 0 | 0 | 0 | -344326.8984 | 0 | 0 | 0 | 0 | 0 | 0 | 0 | 0 | 0 | 0 | 0
2016-07-22 04:00 | 0 | 0 | 0 | 0 | 642322.8887 | 0 | 547793 | 0 | 0 | 0 | 2173729.6615 | 0 | 0 | 0 | 0 | 0 | 0 | 0 | 0 | 0 | 0 | 0 | 0 | 0 | 94529.8887 | 0 | 0 | 0 | 0 | 0 | 0 | 0 | 0 | 0 | 0 | 0
2016-07-22 05:00 | 0 | 0 | 0 | 0 | 168298.1016 | 0 | 512625 | 0 | 0 | 0 | 1829402.7632 | 0 | 0 | 0 | 0 | 0 | 0 | 0 | 0 | 0 | 0 | 0 | 0 | 0 | -344326.8984 | 0 | 0 | 0 | 0 | 0 | 0 | 0 | 0 | 0 | 0 | 0
2016-07-22 06:00 | 0 | 0 | 0 | 0 | 139003.1016 | 0 | 483330 | 0 | 0 | 0 | 1485075.8648 | 0 | 0 | 0 | 0 | 0 | 0 | 0 | 0 | 0 | 0 | 0 | 0 | 0 | -344326.8984 | 0 | 0 | 0 | 0 | 0 | 0 | 0 | 0 | 0 | 0 | 0
2016-07-22 07:00 | 0 | 0 | 0 | 0 | 118414.1016 | 0 | 462741 | 0 | 0 | 0 | 1140748.9665 | 0 | 0 | 0 | 0 | 0 | 0 | 0 | 0 | 0 | 0 | 0 | 0 | 0 | -344326.8984 | 0 | 0 | 0 | 0 | 0 | 0 | 0 | 0 | 0 | 0 | 0
2016-07-22 08:00 | 0 | 0 | 0 | 0 | 106906.1016 | 0 | 451233 | 0 | 0 | 0 | 796422.0681 | 0 | 0 | 0 | 0 | 0 | 0 | 0 | 0 | 0 | 0 | 0 | 0 | 0 | -344326.8984 | 0 | 0 | 0 | 0 | 0 | 0 | 0 | 0 | 0 | 0 | 0
2016-07-22 09:00 | 0 | 0 | 0 | 0 | 510570.5052 | 0 | 451810 | 0 | 0 | 0 | 855182.5733 | 0 | 0 | 0 | 0 | 0 | 0 | 0 | 0 | 0 | 0 | 0 | 0 | 0 | 58760.5052 | 0 | 0 | 0 | 0 | 0 | 0 | 0 | 0 | 0 | 0 | 0
2016-07-22 10:00 | 0 | 0 | 0 | 0 | 118730.1016 | 0 | 463057 | 0 | 0 | 0 | 510855.6749 | 0 | 0 | 0 | 0 | 0 | 0 | 0 | 0 | 0 | 0 | 0 | 0 | 0 | -344326.8984 | 0 | 0 | 0 | 0 | 0 | 0 | 0 | 0 | 0 | 0 | 0
2016-07-22 11:00 | 0 | 0 | 0 | 0 | 212012.4129 | 0 | 480339 | 0 | 0 | 0 | 223533.8483 | 0 | 0 | 18995.2394 | 0 | 0 | 0 | 0 | 0 | 0 | 0 | 0 | 0 | 0 | -287321.8266 | 0 | 0 | 0 | 18995.2394 | 0 | 0 | 0 | 0 | 0 | 0 | 0
2016-07-22 12:00 | 0 | 0 | 0 | 0 | 236713.5665 | 116752.7849 | 506206 | 0 | 0 | 0 | 89789.4391 | 0 | 0 | 0 | 0 | 0 | 0 | 0 | 0 | 0 | 0 | 0 | 0 | 0 | -133744.4092 | 0 | 0 | 0 | -18995.2394 | 0 | 0 | 0 | 0 | 0 | 0 | 0
2016-07-22 13:00 | 0 | 0 | 0 | 0 | 165549.3449 | 542929.0118 | 540344 | 0 | 0 | 0 | 238928.5563 | 0 | 0 | 18995.2394 | 0 | 0 | 0 | 0 | 0 | 0 | 0 | 0 | 0 | 0 | 149139.1172 | 0 | 0 | 0 | 18995.2394 | 0 | 0 | 0 | 0 | 0 | 0 | 0
2016-07-22 14:00 | 0 | 0 | 0 | 0 | 0 | 826058.699 | 574745 | 0 | 0 | 0 | 509237.4948 | 0 | 0 | 0 | 0 | 0 | 0 | 0 | 0 | 0 | 0 | 0 | 0 | 0 | 270308.9384 | 0 | 0 | 0 | -18995.2394 | 0 | 0 | 0 | 0 | 0 | 0 | 0
2016-07-22 15:00 | 0 | 0 | 0 | 0 | 0 | 955952.8984 | 611626 | 0 | 0 | 0 | 853564.3931 | 0 | 0 | 0 | 0 | 0 | 0 | 0 | 0 | 0 | 0 | 0 | 0 | 0 | 344326.8984 | 0 | 0 | 0 | 0 | 0 | 0 | 0 | 0 | 0 | 0 | 0
2016-07-22 16:00 | 0 | 0 | 0 | 0 | 0 | 988131.8984 | 643805 | 0 | 0 | 0 | 1197891.2915 | 0 | 0 | 0 | 0 | 0 | 0 | 0 | 0 | 0 | 0 | 0 | 0 | 0 | 344326.8984 | 0 | 0 | 0 | 0 | 0 | 0 | 0 | 0 | 0 | 0 | 0
2016-07-22 17:00 | 0 | 0 | 0 | 0 | 0 | 1013962.8984 | 669636 | 0 | 0 | 0 | 1542218.1898 | 0 | 0 | 0 | 0 | 0 | 0 | 0 | 0 | 0 | 0 | 0 | 0 | 0 | 344326.8984 | 0 | 0 | 0 | 0 | 0 | 0 | 0 | 0 | 0 | 0 | 0
2016-07-22 18:00 | 0 | 0 | 0 | 0 | 0 | 1052860.1378 | 689538 | 0 | 0 | 0 | 1886545.0882 | 0 | 0 | 18995.2394 | 0 | 0 | 0 | 0 | 0 | 0 | 0 | 0 | 0 | 0 | 344326.8984 | 0 | 0 | 0 | 18995.2394 | 0 | 0 | 0 | 0 | 0 | 0 | 0
2016-07-22 19:00 | 0 | 0 | 0 | 0 | 0 | 1043617.995 | 702510 | 0 | 0 | 0 | 2230871.9866 | 0 | 0 | 15776.3361 | 0 | 0 | 0 | 0 | 0 | 0 | 0 | 0 | 0 | 0 | 344326.8984 | 0 | 0 | 0 | -3218.9033 | 0 | 0 | 0 | 0 | 0 | 0 | 0
2016-07-22 20:00 | 0 | 0 | 0 | 0 | 0 | 1026325.7902 | 709819 | 0 | 0 | 0 | 2544159.8734 | 0 | 0 | 18995.2394 | 0 | 0 | 0 | 0 | 0 | 0 | 0 | 0 | 0 | 0 | 313287.8869 | 0 | 0 | 0 | 3218.9033 | 0 | 0 | 0 | 0 | 0 | 0 | 0
2016-07-22 21:00 | 0 | 0 | 0 | 0 | 0 | 996259.8631 | 711442 | 0 | 0 | 0 | 2847972.976 | 0 | 0 | 0 | 0 | 0 | 0 | 0 | 0 | 0 | 0 | 0 | 0 | 0 | 303813.1026 | 0 | 0 | 0 | -18995.2394 | 0 | 0 | 0 | 0 | 0 | 0 | 0
2016-07-22 22:00 | 0 | 0 | 0 | 0 | 0 | 946892.3291 | 706132 | 0 | 0 | 0 | 3088733.3051 | 0 | 0 | 0 | 0 | 0 | 0 | 0 | 0 | 0 | 0 | 0 | 0 | 0 | 240760.3291 | 0 | 0 | 0 | 0 | 0 | 0 | 0 | 0 | 0 | 0 | 0
2016-07-22 23:00 | 0 | 0 | 0 | 0 | 0 | 837274.9591 | 692225 | 0 | 0 | 0 | 3233783.2642 | 0 | 0 | 0 | 0 | 0 | 0 | 0 | 0 | 0 | 0 | 0 | 0 | 0 | 145049.9591 | 0 | 0 | 0 | 0 | 0 | 0 | 0 | 0 | 0 | 0 | 0
2016-07-23 | 0 | 0 | 0 | 0 | 0 | 647324.3749 | 671763 | 0 | 0 | 0 | 3209344.639 | 0 | 0 | 0 | 0 | 0 | 0 | 0 | 0 | 0 | 0 | 0 | 0 | 0 | -24438.6251 | 0 | 0 | 0 | 0 | 0 | 0 | 0 | 0 | 0 | 0 | 0
2016-07-23 01:00 | 0 | 0 | 0 | 0 | 7845.3447 | 299810.7569 | 651983 | 0 | 0 | 0 | 2865017.7407 | 0 | 0 | 0 | 0 | 0 | 0 | 0 | 0 | 0 | 0 | 0 | 0 | 0 | -344326.8984 | 0 | 0 | 0 | 0 | 0 | 0 | 0 | 0 | 0 | 0 | 0
2016-07-23 02:00 | 0 | 0 | 0 | 0 | 254796.4087 | 23611.693 | 622735 | 0 | 0 | 0 | 2520690.8423 | 0 | 0 | 0 | 0 | 0 | 0 | 0 | 0 | 0 | 0 | 0 | 0 | 0 | -344326.8984 | 0 | 0 | 0 | 0 | 0 | 0 | 0 | 0 | 0 | 0 | 0
2016-07-23 03:00 | 0 | 0 | 0 | 0 | 241108.1016 | 0 | 585435 | 0 | 0 | 0 | 2176363.9439 | 0 | 0 | 0 | 0 | 0 | 0 | 0 | 0 | 0 | 0 | 0 | 0 | 0 | -344326.8984 | 0 | 0 | 0 | 0 | 0 | 0 | 0 | 0 | 0 | 0 | 0
2016-07-23 04:00 | 0 | 0 | 0 | 0 | 203973.1016 | 0 | 548300 | 0 | 0 | 0 | 1832037.0456 | 0 | 0 | 0 | 0 | 0 | 0 | 0 | 0 | 0 | 0 | 0 | 0 | 0 | -344326.8984 | 0 | 0 | 0 | 0 | 0 | 0 | 0 | 0 | 0 | 0 | 0
2016-07-23 05:00 | 0 | 0 | 0 | 0 | 169448.1016 | 0 | 513775 | 0 | 0 | 0 | 1487710.1472 | 0 | 0 | 0 | 0 | 0 | 0 | 0 | 0 | 0 | 0 | 0 | 0 | 0 | -344326.8984 | 0 | 0 | 0 | 0 | 0 | 0 | 0 | 0 | 0 | 0 | 0
2016-07-23 06:00 | 0 | 0 | 0 | 0 | 140690.1016 | 0 | 485017 | 0 | 0 | 0 | 1143383.2488 | 0 | 0 | 0 | 0 | 0 | 0 | 0 | 0 | 0 | 0 | 0 | 0 | 0 | -344326.8984 | 0 | 0 | 0 | 0 | 0 | 0 | 0 | 0 | 0 | 0 | 0
2016-07-23 07:00 | 0 | 0 | 0 | 0 | 696320.3446 | 0 | 462396 | 0 | 0 | 0 | 1377307.5935 | 0 | 0 | 0 | 0 | 0 | 0 | 0 | 0 | 0 | 0 | 0 | 0 | 0 | 233924.3446 | 0 | 0 | 0 | 0 | 0 | 0 | 0 | 0 | 0 | 0 | 0
2016-07-23 08:00 | 0 | 0 | 0 | 0 | 102577.1016 | 0 | 446904 | 0 | 0 | 0 | 1032980.6951 | 0 | 0 | 0 | 0 | 0 | 0 | 0 | 0 | 0 | 0 | 0 | 0 | 0 | -344326.8984 | 0 | 0 | 0 | 0 | 0 | 0 | 0 | 0 | 0 | 0 | 0
2016-07-23 09:00 | 0 | 0 | 0 | 0 | 94425.1016 | 0 | 438752 | 0 | 0 | 0 | 688653.7967 | 0 | 0 | 0 | 0 | 0 | 0 | 0 | 0 | 0 | 0 | 0 | 0 | 0 | -344326.8984 | 0 | 0 | 0 | 0 | 0 | 0 | 0 | 0 | 0 | 0 | 0
2016-07-23 10:00 | 0 | 0 | 0 | 0 | 92411.1016 | 0 | 436738 | 0 | 0 | 0 | 344326.8984 | 0 | 0 | 0 | 0 | 0 | 0 | 0 | 0 | 0 | 0 | 0 | 0 | 0 | -344326.8984 | 0 | 0 | 0 | 0 | 0 | 0 | 0 | 0 | 0 | 0 | 0
2016-07-23 11:00 | 0 | 0 | 0 | 0 | 99814.1016 | 0 | 444141 | 0 | 0 | 0 | 0 | 0 | 0 | 0 | 0 | 0 | 0 | 0 | 0 | 0 | 0 | 0 | 0 | 0 | -344326.8984 | 0 | 0 | 0 | 0 | 0 | 0 | 0 | 0 | 0 | 0 | 0
2016-07-23 12:00 | 0 | 0 | 0 | 0 | 362781.5133 | 106986.4867 | 469768 | 0 | 0 | 0 | 0 | 0 | 0 | 0 | 0 | 0 | 0 | 0 | 0 | 0 | 0 | 0 | 0 | 0 | 0 | 0 | 0 | 0 | 0 | 0 | 0 | 0 | 0 | 0 | 0 | 0
2016-07-23 13:00 | 0 | 0 | 0 | 0 | 0 | 596552.1597 | 507074 | 0 | 0 | 0 | 89478.1597 | 0 | 0 | 0 | 0 | 0 | 0 | 0 | 0 | 0 | 0 | 0 | 0 | 0 | 89478.1597 | 0 | 0 | 0 | 0 | 0 | 0 | 0 | 0 | 0 | 0 | 0
2016-07-23 14:00 | 0 | 0 | 0 | 0 | 1275.8741 | 891253.0243 | 548202 | 0 | 0 | 0 | 433805.0581 | 0 | 0 | 0 | 0 | 0 | 0 | 0 | 0 | 0 | 0 | 0 | 0 | 0 | 344326.8984 | 0 | 0 | 0 | 0 | 0 | 0 | 0 | 0 | 0 | 0 | 0
2016-07-23 15:00 | 0 | 0 | 0 | 0 | 0 | 932111.8984 | 587785 | 0 | 0 | 0 | 778131.9564 | 0 | 0 | 0 | 0 | 0 | 0 | 0 | 0 | 0 | 0 | 0 | 0 | 0 | 344326.8984 | 0 | 0 | 0 | 0 | 0 | 0 | 0 | 0 | 0 | 0 | 0
2016-07-23 16:00 | 0 | 0 | 0 | 0 | 0 | 965466.8984 | 621140 | 0 | 0 | 0 | 1122458.8548 | 0 | 0 | 0 | 0 | 0 | 0 | 0 | 0 | 0 | 0 | 0 | 0 | 0 | 344326.8984 | 0 | 0 | 0 | 0 | 0 | 0 | 0 | 0 | 0 | 0 | 0
2016-07-23 17:00 | 0 | 0 | 0 | 0 | 0 | 988943.8984 | 644617 | 0 | 0 | 0 | 1466785.7532 | 0 | 0 | 0 | 0 | 0 | 0 | 0 | 0 | 0 | 0 | 0 | 0 | 0 | 344326.8984 | 0 | 0 | 0 | 0 | 0 | 0 | 0 | 0 | 0 | 0 | 0
2016-07-23 18:00 | 0 | 0 | 0 | 0 | 0 | 1006692.8984 | 662366 | 0 | 0 | 0 | 1811112.6515 | 0 | 0 | 0 | 0 | 0 | 0 | 0 | 0 | 0 | 0 | 0 | 0 | 0 | 344326.8984 | 0 | 0 | 0 | 0 | 0 | 0 | 0 | 0 | 0 | 0 | 0
2016-07-23 19:00 | 0 | 0 | 0 | 0 | 0 | 1017839.8984 | 673513 | 0 | 0 | 0 | 2155439.5499 | 0 | 0 | 0 | 0 | 0 | 0 | 0 | 0 | 0 | 0 | 0 | 0 | 0 | 344326.8984 | 0 | 0 | 0 | 0 | 0 | 0 | 0 | 0 | 0 | 0 | 0
2016-07-23 20:00 | 0 | 0 | 0 | 0 | 0 | 1025312.8984 | 680986 | 0 | 0 | 0 | 2499766.4483 | 0 | 0 | 0 | 0 | 0 | 0 | 0 | 0 | 0 | 0 | 0 | 0 | 0 | 344326.8984 | 0 | 0 | 0 | 0 | 0 | 0 | 0 | 0 | 0 | 0 | 0
2016-07-23 21:00 | 0 | 0 | 0 | 0 | 0 | 1027423.8984 | 683097 | 0 | 0 | 0 | 2844093.3466 | 0 | 0 | 0 | 0 | 0 | 0 | 0 | 0 | 0 | 0 | 0 | 0 | 0 | 344326.8984 | 0 | 0 | 0 | 0 | 0 | 0 | 0 | 0 | 0 | 0 | 0
2016-07-23 22:00 | 0 | 0 | 0 | 0 | 0 | 1040439.1378 | 677117 | 0 | 0 | 0 | 3188420.245 | 0 | 0 | 18995.2394 | 0 | 0 | 0 | 0 | 0 | 0 | 0 | 0 | 0 | 0 | 344326.8984 | 0 | 0 | 0 | 18995.2394 | 0 | 0 | 0 | 0 | 0 | 0 | 0
2016-07-23 23:00 | 0 | 0 | 0 | 0 | 0 | 936384.2796 | 661899 | 0 | 0 | 0 | 3481900.764 | 0 | 0 | 0 | 0 | 0 | 0 | 0 | 0 | 0 | 0 | 0 | 0 | 0 | 293480.519 | 0 | 0 | 0 | -18995.2394 | 0 | 0 | 0 | 0 | 0 | 0 | 0
2016-07-24 | 0 | 0 | 0 | 0 | 0 | 728145.3127 | 643422 | 0 | 0 | 0 | 3566624.0767 | 0 | 0 | 0 | 0 | 0 | 0 | 0 | 0 | 0 | 0 | 0 | 0 | 0 | 84723.3127 | 0 | 0 | 0 | 0 | 0 | 0 | 0 | 0 | 0 | 0 | 0
2016-07-24 01:00 | 0 | 0 | 0 | 0 | 0 | 362864.7399 | 626308 | 0 | 0 | 0 | 3303180.8165 | 0 | 0 | 0 | 0 | 0 | 0 | 0 | 0 | 0 | 0 | 0 | 0 | 0 | -263443.2601 | 0 | 0 | 0 | 0 | 0 | 0 | 0 | 0 | 0 | 0 | 0
2016-07-24 02:00 | 0 | 0 | 0 | 0 | 228139.0703 | 26768.0313 | 599234 | 0 | 0 | 0 | 2958853.9182 | 0 | 0 | 0 | 0 | 0 | 0 | 0 | 0 | 0 | 0 | 0 | 0 | 0 | -344326.8984 | 0 | 0 | 0 | 0 | 0 | 0 | 0 | 0 | 0 | 0 | 0
2016-07-24 03:00 | 0 | 0 | 0 | 0 | 221090.1016 | 0 | 565417 | 0 | 0 | 0 | 2614527.0198 | 0 | 0 | 0 | 0 | 0 | 0 | 0 | 0 | 0 | 0 | 0 | 0 | 0 | -344326.8984 | 0 | 0 | 0 | 0 | 0 | 0 | 0 | 0 | 0 | 0 | 0
2016-07-24 04:00 | 0 | 0 | 0 | 0 | 186719.1016 | 0 | 531046 | 0 | 0 | 0 | 2270200.1214 | 0 | 0 | 0 | 0 | 0 | 0 | 0 | 0 | 0 | 0 | 0 | 0 | 0 | -344326.8984 | 0 | 0 | 0 | 0 | 0 | 0 | 0 | 0 | 0 | 0 | 0
2016-07-24 05:00 | 0 | 0 | 0 | 0 | 155038.1016 | 0 | 499365 | 0 | 0 | 0 | 1925873.2231 | 0 | 0 | 0 | 0 | 0 | 0 | 0 | 0 | 0 | 0 | 0 | 0 | 0 | -344326.8984 | 0 | 0 | 0 | 0 | 0 | 0 | 0 | 0 | 0 | 0 | 0
2016-07-24 06:00 | 0 | 0 | 0 | 0 | 128371.1016 | 0 | 472698 | 0 | 0 | 0 | 1581546.3247 | 0 | 0 | 0 | 0 | 0 | 0 | 0 | 0 | 0 | 0 | 0 | 0 | 0 | -344326.8984 | 0 | 0 | 0 | 0 | 0 | 0 | 0 | 0 | 0 | 0 | 0
2016-07-24 07:00 | 0 | 0 | 0 | 0 | 107112.1016 | 0 | 451439 | 0 | 0 | 0 | 1237219.4263 | 0 | 0 | 0 | 0 | 0 | 0 | 0 | 0 | 0 | 0 | 0 | 0 | 0 | -344326.8984 | 0 | 0 | 0 | 0 | 0 | 0 | 0 | 0 | 0 | 0 | 0
2016-07-24 08:00 | 0 | 0 | 0 | 0 | 554612.1532 | 0 | 436259 | 0 | 0 | 0 | 1355572.5795 | 0 | 0 | 0 | 0 | 0 | 0 | 0 | 0 | 0 | 0 | 0 | 0 | 0 | 118353.1532 | 0 | 0 | 0 | 0 | 0 | 0 | 0 | 0 | 0 | 0 | 0
2016-07-24 09:00 | 0 | 0 | 0 | 0 | 82773.1016 | 0 | 427100 | 0 | 0 | 0 | 1011245.6812 | 0 | 0 | 0 | 0 | 0 | 0 | 0 | 0 | 0 | 0 | 0 | 0 | 0 | -344326.8984 | 0 | 0 | 0 | 0 | 0 | 0 | 0 | 0 | 0 | 0 | 0
2016-07-24 10:00 | 0 | 0 | 0 | 0 | 77955.1016 | 0 | 422282 | 0 | 0 | 0 | 666918.7828 | 0 | 0 | 0 | 0 | 0 | 0 | 0 | 0 | 0 | 0 | 0 | 0 | 0 | -344326.8984 | 0 | 0 | 0 | 0 | 0 | 0 | 0 | 0 | 0 | 0 | 0
2016-07-24 11:00 | 0 | 0 | 0 | 0 | 100729.3411 | 0 | 426061 | 0 | 0 | 0 | 322591.8844 | 0 | 0 | 18995.2394 | 0 | 0 | 0 | 0 | 0 | 0 | 0 | 0 | 0 | 0 | -344326.8984 | 0 | 0 | 0 | 18995.2394 | 0 | 0 | 0 | 0 | 0 | 0 | 0
2016-07-24 12:00 | 0 | 0 | 0 | 0 | 233598.3478 | 93953.8137 | 447059 | 0 | 0 | 0 | 222080.2854 | 0 | 0 | 0 | 0 | 0 | 0 | 0 | 0 | 0 | 0 | 0 | 0 | 0 | -100511.5991 | 0 | 0 | 0 | -18995.2394 | 0 | 0 | 0 | 0 | 0 | 0 | 0
2016-07-24 13:00 | 0 | 0 | 0 | 0 | 0 | 524983.6084 | 480914 | 0 | 0 | 0 | 266149.8937 | 0 | 0 | 0 | 0 | 0 | 0 | 0 | 0 | 0 | 0 | 0 | 0 | 0 | 44069.6084 | 0 | 0 | 0 | 0 | 0 | 0 | 0 | 0 | 0 | 0 | 0
2016-07-24 14:00 | 0 | 0 | 0 | 0 | 53265.1833 | 811194.7151 | 520133 | 0 | 0 | 0 | 610476.7921 | 0 | 0 | 0 | 0 | 0 | 0 | 0 | 0 | 0 | 0 | 0 | 0 | 0 | 344326.8984 | 0 | 0 | 0 | 0 | 0 | 0 | 0 | 0 | 0 | 0 | 0
2016-07-24 15:00 | 0 | 0 | 0 | 0 | 0 | 902341.8984 | 558015 | 0 | 0 | 0 | 954803.6905 | 0 | 0 | 0 | 0 | 0 | 0 | 0 | 0 | 0 | 0 | 0 | 0 | 0 | 344326.8984 | 0 | 0 | 0 | 0 | 0 | 0 | 0 | 0 | 0 | 0 | 0
2016-07-24 16:00 | 0 | 0 | 0 | 0 | 0 | 935569.8984 | 591243 | 0 | 0 | 0 | 1299130.5888 | 0 | 0 | 0 | 0 | 0 | 0 | 0 | 0 | 0 | 0 | 0 | 0 | 0 | 344326.8984 | 0 | 0 | 0 | 0 | 0 | 0 | 0 | 0 | 0 | 0 | 0
2016-07-24 17:00 | 0 | 0 | 0 | 0 | 0 | 962412.8984 | 618086 | 0 | 0 | 0 | 1643457.4872 | 0 | 0 | 0 | 0 | 0 | 0 | 0 | 0 | 0 | 0 | 0 | 0 | 0 | 344326.8984 | 0 | 0 | 0 | 0 | 0 | 0 | 0 | 0 | 0 | 0 | 0
2016-07-24 18:00 | 0 | 0 | 0 | 0 | 0 | 983626.8984 | 639300 | 0 | 0 | 0 | 1987784.3856 | 0 | 0 | 0 | 0 | 0 | 0 | 0 | 0 | 0 | 0 | 0 | 0 | 0 | 344326.8984 | 0 | 0 | 0 | 0 | 0 | 0 | 0 | 0 | 0 | 0 | 0
2016-07-24 19:00 | 0 | 0 | 0 | 0 | 0 | 1011120.1708 | 654798 | 0 | 0 | 0 | 2332111.2839 | 0 | 0 | 11995.2724 | 0 | 0 | 0 | 0 | 0 | 0 | 0 | 0 | 0 | 0 | 344326.8984 | 0 | 0 | 0 | 11995.2724 | 0 | 0 | 0 | 0 | 0 | 0 | 0
2016-07-24 20:00 | 0 | 0 | 0 | 0 | 0 | 1018053.8653 | 666727 | 0 | 0 | 0 | 2676438.1823 | 0 | 0 | 18995.2394 | 0 | 0 | 0 | 0 | 0 | 0 | 0 | 0 | 0 | 0 | 344326.8984 | 0 | 0 | 0 | 6999.967 | 0 | 0 | 0 | 0 | 0 | 0 | 0
2016-07-24 21:00 | 0 | 0 | 0 | 0 | 0 | 996463.3201 | 674628 | 0 | 0 | 0 | 3017268.7418 | 0 | 0 | 0 | 0 | 0 | 0 | 0 | 0 | 0 | 0 | 0 | 0 | 0 | 340830.5596 | 0 | 0 | 0 | -18995.2394 | 0 | 0 | 0 | 0 | 0 | 0 | 0
2016-07-24 22:00 | 0 | 0 | 0 | 0 | 0 | 947891.5582 | 674912 | 0 | 0 | 0 | 3290248.3 | 0 | 0 | 0 | 0 | 0 | 0 | 0 | 0 | 0 | 0 | 0 | 0 | 0 | 272979.5582 | 0 | 0 | 0 | 0 | 0 | 0 | 0 | 0 | 0 | 0 | 0
2016-07-24 23:00 | 0 | 0 | 0 | 0 | 0 | 841640.6842 | 664359 | 0 | 0 | 0 | 3467529.9842 | 0 | 0 | 0 | 0 | 0 | 0 | 0 | 0 | 0 | 0 | 0 | 0 | 0 | 177281.6842 | 0 | 0 | 0 | 0 | 0 | 0 | 0 | 0 | 0 | 0 | 0
2016-07-25 | 0 | 0 | 0 | 0 | 0 | 638972.4309 | 649454 | 0 | 0 | 0 | 3457048.4151 | 0 | 0 | 0 | 0 | 0 | 0 | 0 | 0 | 0 | 0 | 0 | 0 | 0 | -10481.5691 | 0 | 0 | 0 | 0 | 0 | 0 | 0 | 0 | 0 | 0 | 0
2016-07-25 01:00 | 0 | 0 | 0 | 0 | 0 | 320076.4657 | 634444 | 0 | 0 | 0 | 3142680.8808 | 0 | 0 | 0 | 0 | 0 | 0 | 0 | 0 | 0 | 0 | 0 | 0 | 0 | -314367.5343 | 0 | 0 | 0 | 0 | 0 | 0 | 0 | 0 | 0 | 0 | 0
2016-07-25 02:00 | 0 | 0 | 0 | 0 | 237346.0727 | 23521.0289 | 605194 | 0 | 0 | 0 | 2798353.9824 | 0 | 0 | 0 | 0 | 0 | 0 | 0 | 0 | 0 | 0 | 0 | 0 | 0 | -344326.8984 | 0 | 0 | 0 | 0 | 0 | 0 | 0 | 0 | 0 | 0 | 0
2016-07-25 03:00 | 0 | 0 | 0 | 0 | 533680.2121 | 0 | 570238 | 0 | 0 | 0 | 2761796.1946 | 0 | 0 | 0 | 0 | 0 | 0 | 0 | 0 | 0 | 0 | 0 | 0 | 0 | -36557.7879 | 0 | 0 | 0 | 0 | 0 | 0 | 0 | 0 | 0 | 0 | 0
2016-07-25 04:00 | 0 | 0 | 0 | 0 | 192478.1016 | 0 | 536805 | 0 | 0 | 0 | 2417469.2962 | 0 | 0 | 0 | 0 | 0 | 0 | 0 | 0 | 0 | 0 | 0 | 0 | 0 | -344326.8984 | 0 | 0 | 0 | 0 | 0 | 0 | 0 | 0 | 0 | 0 | 0
2016-07-25 05:00 | 0 | 0 | 0 | 0 | 161088.1016 | 0 | 505415 | 0 | 0 | 0 | 2073142.3978 | 0 | 0 | 0 | 0 | 0 | 0 | 0 | 0 | 0 | 0 | 0 | 0 | 0 | -344326.8984 | 0 | 0 | 0 | 0 | 0 | 0 | 0 | 0 | 0 | 0 | 0
2016-07-25 06:00 | 0 | 0 | 0 | 0 | 135031.1016 | 0 | 479358 | 0 | 0 | 0 | 1728815.4995 | 0 | 0 | 0 | 0 | 0 | 0 | 0 | 0 | 0 | 0 | 0 | 0 | 0 | -344326.8984 | 0 | 0 | 0 | 0 | 0 | 0 | 0 | 0 | 0 | 0 | 0
2016-07-25 07:00 | 0 | 0 | 0 | 0 | 495399.8976 | 0 | 460062 | 0 | 0 | 0 | 1764153.3971 | 0 | 0 | 0 | 0 | 0 | 0 | 0 | 0 | 0 | 0 | 0 | 0 | 0 | 35337.8976 | 0 | 0 | 0 | 0 | 0 | 0 | 0 | 0 | 0 | 0 | 0
2016-07-25 08:00 | 0 | 0 | 0 | 0 | 106084.1016 | 0 | 450411 | 0 | 0 | 0 | 1419826.4987 | 0 | 0 | 0 | 0 | 0 | 0 | 0 | 0 | 0 | 0 | 0 | 0 | 0 | -344326.8984 | 0 | 0 | 0 | 0 | 0 | 0 | 0 | 0 | 0 | 0 | 0
2016-07-25 09:00 | 0 | 0 | 0 | 0 | 107483.1016 | 0 | 451810 | 0 | 0 | 0 | 1075499.6004 | 0 | 0 | 0 | 0 | 0 | 0 | 0 | 0 | 0 | 0 | 0 | 0 | 0 | -344326.8984 | 0 | 0 | 0 | 0 | 0 | 0 | 0 | 0 | 0 | 0 | 0
2016-07-25 10:00 | 0 | 0 | 0 | 0 | 355752.293 | 0 | 464579 | 0 | 0 | 0 | 966672.8934 | 0 | 0 | 0 | 0 | 0 | 0 | 0 | 0 | 0 | 0 | 0 | 0 | 0 | -108826.707 | 0 | 0 | 0 | 0 | 0 | 0 | 0 | 0 | 0 | 0 | 0
2016-07-25 11:00 | 0 | 0 | 0 | 0 | 301448.9207 | 0 | 484904 | 0 | 0 | 0 | 783217.8141 | 0 | 0 | 0 | 0 | 0 | 0 | 0 | 0 | 0 | 0 | 0 | 0 | 0 | -183455.0793 | 0 | 0 | 0 | 0 | 0 | 0 | 0 | 0 | 0 | 0 | 0
2016-07-25 12:00 | 0 | 0 | 0 | 0 | 153166.613 | 88985.5162 | 513142 | 0 | 0 | 0 | 493232.7038 | 0 | 0 | 18995.2394 | 0 | 0 | 0 | 0 | 0 | 0 | 0 | 0 | 0 | 0 | -289985.1103 | 0 | 0 | 0 | 18995.2394 | 0 | 0 | 0 | 0 | 0 | 0 | 0
2016-07-25 13:00 | 0 | 0 | 0 | 0 | 105385.6796 | 465689.3862 | 546585 | 0 | 0 | 0 | 517722.7696 | 0 | 0 | 18995.2394 | 0 | 0 | 0 | 0 | 0 | 0 | 0 | 0 | 0 | 0 | 24490.0659 | 0 | 0 | 0 | 0 | 0 | 0 | 0 | 0 | 0 | 0 | 0
2016-07-25 14:00 | 0 | 0 | 0 | 0 | 0 | 786955.4302 | 584999 | 0 | 0 | 0 | 738674.4392 | 0 | 0 | 0 | 0 | 0 | 0 | 0 | 0 | 0 | 0 | 0 | 0 | 0 | 220951.6696 | 0 | 0 | 0 | -18995.2394 | 0 | 0 | 0 | 0 | 0 | 0 | 0
2016-07-25 15:00 | 0 | 0 | 0 | 0 | 0 | 950991.4461 | 623644 | 0 | 0 | 0 | 1066021.8853 | 0 | 0 | 0 | 0 | 0 | 0 | 0 | 0 | 0 | 0 | 0 | 0 | 0 | 327347.4461 | 0 | 0 | 0 | 0 | 0 | 0 | 0 | 0 | 0 | 0 | 0
2016-07-25 16:00 | 0 | 0 | 0 | 0 | 0 | 1014874.0414 | 655225 | 0 | 0 | 0 | 1410348.7836 | 0 | 0 | 15322.143 | 0 | 0 | 0 | 0 | 0 | 0 | 0 | 0 | 0 | 0 | 344326.8984 | 0 | 0 | 0 | 15322.143 | 0 | 0 | 0 | 0 | 0 | 0 | 0
2016-07-25 17:00 | 0 | 0 | 0 | 0 | 0 | 1028781.9948 | 680782 | 0 | 0 | 0 | 1754675.682 | 0 | 0 | 18995.2394 | 0 | 0 | 0 | 0 | 0 | 0 | 0 | 0 | 0 | 0 | 344326.8984 | 0 | 0 | 0 | 3673.0964 | 0 | 0 | 0 | 0 | 0 | 0 | 0
2016-07-25 18:00 | 0 | 0 | 0 | 0 | 20905.6633 | 1022850.2351 | 699429 | 0 | 0 | 0 | 2099002.5804 | 0 | 0 | 18995.2394 | 0 | 0 | 0 | 0 | 0 | 0 | 0 | 0 | 0 | 0 | 344326.8984 | 0 | 0 | 0 | 0 | 0 | 0 | 0 | 0 | 0 | 0 | 0
2016-07-25 19:00 | 0 | 0 | 0 | 0 | 58172.3737 | 997423.5247 | 711269 | 0 | 0 | 0 | 2443329.4787 | 0 | 0 | 18995.2394 | 0 | 0 | 0 | 0 | 0 | 0 | 0 | 0 | 0 | 0 | 344326.8984 | 0 | 0 | 0 | 0 | 0 | 0 | 0 | 0 | 0 | 0 | 0
2016-07-25 20:00 | 0 | 0 | 0 | 0 | 0 | 979672.2057 | 716310 | 0 | 0 | 0 | 2706691.6844 | 0 | 0 | 18995.2394 | 0 | 0 | 0 | 0 | 0 | 0 | 0 | 0 | 0 | 0 | 263362.2057 | 0 | 0 | 0 | 0 | 0 | 0 | 0 | 0 | 0 | 0 | 0
2016-07-25 21:00 | 0 | 0 | 0 | 0 | 0 | 940354.9636 | 716023 | 0 | 0 | 0 | 2931023.648 | 0 | 0 | 18995.2394 | 0 | 0 | 0 | 0 | 0 | 0 | 0 | 0 | 0 | 0 | 224331.9636 | 0 | 0 | 0 | 0 | 0 | 0 | 0 | 0 | 0 | 0 | 0
2016-07-25 22:00 | 0 | 0 | 0 | 0 | 0 | 875150.1346 | 709531 | 0 | 0 | 0 | 3115638.0221 | 0 | 0 | 0 | 0 | 0 | 0 | 0 | 0 | 0 | 0 | 0 | 0 | 0 | 184614.3741 | 0 | 0 | 0 | -18995.2394 | 0 | 0 | 0 | 0 | 0 | 0 | 0
2016-07-25 23:00 | 0 | 0 | 0 | 0 | 0 | 757241.8647 | 694428 | 0 | 0 | 0 | 3178451.8868 | 0 | 0 | 0 | 0 | 0 | 0 | 0 | 0 | 0 | 0 | 0 | 0 | 0 | 62813.8647 | 0 | 0 | 0 | 0 | 0 | 0 | 0 | 0 | 0 | 0 | 0
2016-07-26 | 0 | 0 | 0 | 0 | 0 | 567983.5174 | 676132 | 0 | 0 | 0 | 3051308.1648 | 0 | 0 | 18995.2394 | 0 | 0 | 0 | 0 | 0 | 0 | 0 | 0 | 0 | 0 | -127143.722 | 0 | 0 | 0 | 18995.2394 | 0 | 0 | 0 | 0 | 0 | 0 | 0
2016-07-26 01:00 | 0 | 0 | 0 | 0 | 9057.4015 | 283582.4607 | 655962 | 0 | 0 | 0 | 2706981.2664 | 0 | 0 | 0 | 0 | 0 | 0 | 0 | 0 | 0 | 0 | 0 | 0 | 0 | -344326.8984 | 0 | 0 | 0 | -18995.2394 | 0 | 0 | 0 | 0 | 0 | 0 | 0
2016-07-26 02:00 | 0 | 0 | 0 | 0 | 254597.0963 | 24080.0054 | 623004 | 0 | 0 | 0 | 2362654.368 | 0 | 0 | 0 | 0 | 0 | 0 | 0 | 0 | 0 | 0 | 0 | 0 | 0 | -344326.8984 | 0 | 0 | 0 | 0 | 0 | 0 | 0 | 0 | 0 | 0 | 0
2016-07-26 03:00 | 0 | 0 | 0 | 0 | 236934.1016 | 0 | 581261 | 0 | 0 | 0 | 2018327.4697 | 0 | 0 | 0 | 0 | 0 | 0 | 0 | 0 | 0 | 0 | 0 | 0 | 0 | -344326.8984 | 0 | 0 | 0 | 0 | 0 | 0 | 0 | 0 | 0 | 0 | 0
2016-07-26 04:00 | 0 | 0 | 0 | 0 | 599259.9502 | 0 | 543580 | 0 | 0 | 0 | 2074007.4198 | 0 | 0 | 0 | 0 | 0 | 0 | 0 | 0 | 0 | 0 | 0 | 0 | 0 | 55679.9502 | 0 | 0 | 0 | 0 | 0 | 0 | 0 | 0 | 0 | 0 | 0
2016-07-26 05:00 | 0 | 0 | 0 | 0 | 559080.8043 | 0 | 508876 | 0 | 0 | 0 | 2124212.2241 | 0 | 0 | 0 | 0 | 0 | 0 | 0 | 0 | 0 | 0 | 0 | 0 | 0 | 50204.8043 | 0 | 0 | 0 | 0 | 0 | 0 | 0 | 0 | 0 | 0 | 0
2016-07-26 06:00 | 0 | 0 | 0 | 0 | 136369.1016 | 0 | 480696 | 0 | 0 | 0 | 1779885.3258 | 0 | 0 | 0 | 0 | 0 | 0 | 0 | 0 | 0 | 0 | 0 | 0 | 0 | -344326.8984 | 0 | 0 | 0 | 0 | 0 | 0 | 0 | 0 | 0 | 0 | 0
2016-07-26 07:00 | 0 | 0 | 0 | 0 | 116064.1016 | 0 | 460391 | 0 | 0 | 0 | 1435558.4274 | 0 | 0 | 0 | 0 | 0 | 0 | 0 | 0 | 0 | 0 | 0 | 0 | 0 | -344326.8984 | 0 | 0 | 0 | 0 | 0 | 0 | 0 | 0 | 0 | 0 | 0
2016-07-26 08:00 | 0 | 0 | 0 | 0 | 431496.7181 | 0 | 449809 | 0 | 0 | 0 | 1417246.1455 | 0 | 0 | 0 | 0 | 0 | 0 | 0 | 0 | 0 | 0 | 0 | 0 | 0 | -18312.2819 | 0 | 0 | 0 | 0 | 0 | 0 | 0 | 0 | 0 | 0 | 0
2016-07-26 09:00 | 0 | 0 | 0 | 0 | 107311.1016 | 0 | 451638 | 0 | 0 | 0 | 1072919.2471 | 0 | 0 | 0 | 0 | 0 | 0 | 0 | 0 | 0 | 0 | 0 | 0 | 0 | -344326.8984 | 0 | 0 | 0 | 0 | 0 | 0 | 0 | 0 | 0 | 0 | 0
2016-07-26 10:00 | 0 | 0 | 0 | 0 | 354367.2286 | 0 | 465570 | 0 | 0 | 0 | 961716.4757 | 0 | 0 | 0 | 0 | 0 | 0 | 0 | 0 | 0 | 0 | 0 | 0 | 0 | -111202.7714 | 0 | 0 | 0 | 0 | 0 | 0 | 0 | 0 | 0 | 0 | 0
2016-07-26 11:00 | 0 | 0 | 0 | 0 | 307172.6092 | 0 | 484569 | 0 | 0 | 0 | 784320.085 | 0 | 0 | 0 | 0 | 0 | 0 | 0 | 0 | 0 | 0 | 0 | 0 | 0 | -177396.3908 | 0 | 0 | 0 | 0 | 0 | 0 | 0 | 0 | 0 | 0 | 0
2016-07-26 12:00 | 0 | 0 | 0 | 0 | 111945.7694 | 72633.5717 | 509911 | 0 | 0 | 0 | 439993.1866 | 0 | 0 | 18995.2394 | 0 | 0 | 0 | 0 | 0 | 0 | 0 | 0 | 0 | 0 | -344326.8984 | 0 | 0 | 0 | 18995.2394 | 0 | 0 | 0 | 0 | 0 | 0 | 0
2016-07-26 13:00 | 0 | 0 | 0 | 0 | 106133.6488 | 425884.7667 | 540417 | 0 | 0 | 0 | 431594.6022 | 0 | 0 | 18995.2394 | 0 | 0 | 0 | 0 | 0 | 0 | 0 | 0 | 0 | 0 | -8398.5845 | 0 | 0 | 0 | 0 | 0 | 0 | 0 | 0 | 0 | 0 | 0
2016-07-26 14:00 | 0 | 0 | 0 | 0 | 0 | 759311.2435 | 576926 | 0 | 0 | 0 | 613979.8456 | 0 | 0 | 18995.2394 | 0 | 0 | 0 | 0 | 0 | 0 | 0 | 0 | 0 | 0 | 182385.2435 | 0 | 0 | 0 | 0 | 0 | 0 | 0 | 0 | 0 | 0 | 0
2016-07-26 15:00 | 0 | 0 | 0 | 0 | 0 | 924223.1794 | 612758 | 0 | 0 | 0 | 944440.2645 | 0 | 0 | 0 | 0 | 0 | 0 | 0 | 0 | 0 | 0 | 0 | 0 | 0 | 330460.4188 | 0 | 0 | 0 | -18995.2394 | 0 | 0 | 0 | 0 | 0 | 0 | 0
2016-07-26 16:00 | 0 | 0 | 0 | 0 | 0 | 989224.6246 | 643650 | 0 | 0 | 0 | 1288767.1628 | 0 | 0 | 1247.7262 | 0 | 0 | 0 | 0 | 0 | 0 | 0 | 0 | 0 | 0 | 344326.8984 | 0 | 0 | 0 | 1247.7262 | 0 | 0 | 0 | 0 | 0 | 0 | 0
2016-07-26 17:00 | 0 | 0 | 0 | 0 | 0 | 1031396.4115 | 669322 | 0 | 0 | 0 | 1633094.0612 | 0 | 0 | 18995.2394 | 0 | 0 | 0 | 0 | 0 | 0 | 0 | 0 | 0 | 0 | 344326.8984 | 0 | 0 | 0 | 17747.5132 | 0 | 0 | 0 | 0 | 0 | 0 | 0
2016-07-26 18:00 | 0 | 0 | 0 | 0 | 0 | 1020100.0064 | 688128 | 0 | 0 | 0 | 1977420.9596 | 0 | 0 | 6640.3474 | 0 | 0 | 0 | 0 | 0 | 0 | 0 | 0 | 0 | 0 | 344326.8984 | 0 | 0 | 0 | -12354.892 | 0 | 0 | 0 | 0 | 0 | 0 | 0
2016-07-26 19:00 | 0 | 0 | 0 | 0 | 0 | 994447.5758 | 700540 | 0 | 0 | 0 | 2258973.6434 | 0 | 0 | 18995.2394 | 0 | 0 | 0 | 0 | 0 | 0 | 0 | 0 | 0 | 0 | 281552.6838 | 0 | 0 | 0 | 12354.892 | 0 | 0 | 0 | 0 | 0 | 0 | 0
2016-07-26 20:00 | 0 | 0 | 0 | 0 | 83781.9442 | 969223.9542 | 708679 | 0 | 0 | 0 | 2603300.5418 | 0 | 0 | 18995.2394 | 0 | 0 | 0 | 0 | 0 | 0 | 0 | 0 | 0 | 0 | 344326.8984 | 0 | 0 | 0 | 0 | 0 | 0 | 0 | 0 | 0 | 0 | 0
2016-07-26 21:00 | 0 | 0 | 0 | 0 | 0 | 927575.8075 | 711359 | 0 | 0 | 0 | 2819517.3492 | 0 | 0 | 18995.2394 | 0 | 0 | 0 | 0 | 0 | 0 | 0 | 0 | 0 | 0 | 216216.8075 | 0 | 0 | 0 | 0 | 0 | 0 | 0 | 0 | 0 | 0 | 0
2016-07-26 22:00 | 0 | 0 | 0 | 0 | 0 | 868051.406 | 706608 | 0 | 0 | 0 | 2999955.9946 | 0 | 0 | 0 | 0 | 0 | 0 | 0 | 0 | 0 | 0 | 0 | 0 | 0 | 180438.6454 | 0 | 0 | 0 | -18995.2394 | 0 | 0 | 0 | 0 | 0 | 0 | 0
2016-07-26 23:00 | 0 | 0 | 0 | 0 | 0 | 763347.4212 | 691752 | 0 | 0 | 0 | 3071551.4158 | 0 | 0 | 0 | 0 | 0 | 0 | 0 | 0 | 0 | 0 | 0 | 0 | 0 | 71595.4212 | 0 | 0 | 0 | 0 | 0 | 0 | 0 | 0 | 0 | 0 | 0
2016-07-27 | 0 | 0 | 0 | 0 | 0 | 581629.2527 | 673003 | 0 | 0 | 0 | 2980177.6685 | 0 | 0 | 0 | 0 | 0 | 0 | 0 | 0 | 0 | 0 | 0 | 0 | 0 | -91373.7473 | 0 | 0 | 0 | 0 | 0 | 0 | 0 | 0 | 0 | 0 | 0
2016-07-27 01:00 | 0 | 0 | 0 | 0 | 947.6099 | 308464.4917 | 653739 | 0 | 0 | 0 | 2635850.7702 | 0 | 0 | 0 | 0 | 0 | 0 | 0 | 0 | 0 | 0 | 0 | 0 | 0 | -344326.8984 | 0 | 0 | 0 | 0 | 0 | 0 | 0 | 0 | 0 | 0 | 0
2016-07-27 02:00 | 0 | 0 | 0 | 0 | 537056.7226 | 20021.7819 | 621186 | 0 | 0 | 0 | 2571743.2746 | 0 | 0 | 0 | 0 | 0 | 0 | 0 | 0 | 0 | 0 | 0 | 0 | 0 | -64107.4955 | 0 | 0 | 0 | 0 | 0 | 0 | 0 | 0 | 0 | 0 | 0
2016-07-27 03:00 | 0 | 0 | 0 | 0 | 236447.1016 | 0 | 580774 | 0 | 0 | 0 | 2227416.3763 | 0 | 0 | 0 | 0 | 0 | 0 | 0 | 0 | 0 | 0 | 0 | 0 | 0 | -344326.8984 | 0 | 0 | 0 | 0 | 0 | 0 | 0 | 0 | 0 | 0 | 0
2016-07-27 04:00 | 0 | 0 | 0 | 0 | 441006.37 | 0 | 542329 | 0 | 0 | 0 | 2126093.7463 | 0 | 0 | 0 | 0 | 0 | 0 | 0 | 0 | 0 | 0 | 0 | 0 | 0 | -101322.63 | 0 | 0 | 0 | 0 | 0 | 0 | 0 | 0 | 0 | 0 | 0
2016-07-27 05:00 | 0 | 0 | 0 | 0 | 162946.1016 | 0 | 507273 | 0 | 0 | 0 | 1781766.8479 | 0 | 0 | 0 | 0 | 0 | 0 | 0 | 0 | 0 | 0 | 0 | 0 | 0 | -344326.8984 | 0 | 0 | 0 | 0 | 0 | 0 | 0 | 0 | 0 | 0 | 0
2016-07-27 06:00 | 0 | 0 | 0 | 0 | 327021.2075 | 0 | 480502 | 0 | 0 | 0 | 1628286.0554 | 0 | 0 | 0 | 0 | 0 | 0 | 0 | 0 | 0 | 0 | 0 | 0 | 0 | -153480.7925 | 0 | 0 | 0 | 0 | 0 | 0 | 0 | 0 | 0 | 0 | 0
2016-07-27 07:00 | 0 | 0 | 0 | 0 | 275788.7053 | 0 | 460678 | 0 | 0 | 0 | 1443396.7607 | 0 | 0 | 0 | 0 | 0 | 0 | 0 | 0 | 0 | 0 | 0 | 0 | 0 | -184889.2947 | 0 | 0 | 0 | 0 | 0 | 0 | 0 | 0 | 0 | 0 | 0
2016-07-27 08:00 | 0 | 0 | 0 | 0 | 233393.0878 | 0 | 450024 | 0 | 0 | 0 | 1226765.8486 | 0 | 0 | 0 | 0 | 0 | 0 | 0 | 0 | 0 | 0 | 0 | 0 | 0 | -216630.9122 | 0 | 0 | 0 | 0 | 0 | 0 | 0 | 0 | 0 | 0 | 0
2016-07-27 09:00 | 0 | 0 | 0 | 0 | 199559.3739 | 0 | 451869 | 0 | 0 | 0 | 974456.2225 | 0 | 0 | 0 | 0 | 0 | 0 | 0 | 0 | 0 | 0 | 0 | 0 | 0 | -252309.6261 | 0 | 0 | 0 | 0 | 0 | 0 | 0 | 0 | 0 | 0 | 0
2016-07-27 10:00 | 0 | 0 | 0 | 0 | 181046.4488 | 0 | 463705 | 0 | 0 | 0 | 672802.4319 | 0 | 0 | 18995.2394 | 0 | 0 | 0 | 0 | 0 | 0 | 0 | 0 | 0 | 0 | -301653.7906 | 0 | 0 | 0 | 18995.2394 | 0 | 0 | 0 | 0 | 0 | 0 | 0
2016-07-27 11:00 | 0 | 0 | 0 | 0 | 159029.374 | 0 | 482751 | 0 | 0 | 0 | 349080.8059 | 0 | 0 | 18995.2394 | 0 | 0 | 0 | 0 | 0 | 0 | 0 | 0 | 0 | 0 | -323721.626 | 0 | 0 | 0 | 0 | 0 | 0 | 0 | 0 | 0 | 0 | 0
2016-07-27 12:00 | 0 | 0 | 0 | 0 | 85492.2933 | 78215.8577 | 506035 | 0 | 0 | 0 | 6753.957 | 0 | 0 | 18995.2394 | 0 | 0 | 0 | 0 | 0 | 0 | 0 | 0 | 0 | 0 | -342326.8489 | 0 | 0 | 0 | 0 | 0 | 0 | 0 | 0 | 0 | 0 | 0
2016-07-27 13:00 | 0 | 0 | 0 | 0 | 67699.6787 | 548843.4424 | 535215 | 0 | 0 | 0 | 107077.3175 | 0 | 0 | 0 | 0 | 0 | 0 | 0 | 0 | 0 | 0 | 0 | 0 | 0 | 100323.3605 | 0 | 0 | 0 | -18995.2394 | 0 | 0 | 0 | 0 | 0 | 0 | 0
2016-07-27 14:00 | 0 | 0 | 0 | 0 | 0 | 869467.8839 | 571253 | 0 | 0 | 0 | 405292.2014 | 0 | 0 | 0 | 0 | 0 | 0 | 0 | 0 | 0 | 0 | 0 | 0 | 0 | 298214.8839 | 0 | 0 | 0 | 0 | 0 | 0 | 0 | 0 | 0 | 0 | 0
2016-07-27 15:00 | 0 | 0 | 0 | 0 | 0 | 950476.8984 | 606150 | 0 | 0 | 0 | 749619.0997 | 0 | 0 | 0 | 0 | 0 | 0 | 0 | 0 | 0 | 0 | 0 | 0 | 0 | 344326.8984 | 0 | 0 | 0 | 0 | 0 | 0 | 0 | 0 | 0 | 0 | 0
2016-07-27 16:00 | 0 | 0 | 0 | 0 | 0 | 981258.8984 | 636932 | 0 | 0 | 0 | 1093945.9981 | 0 | 0 | 0 | 0 | 0 | 0 | 0 | 0 | 0 | 0 | 0 | 0 | 0 | 344326.8984 | 0 | 0 | 0 | 0 | 0 | 0 | 0 | 0 | 0 | 0 | 0
2016-07-27 17:00 | 0 | 0 | 0 | 0 | 0 | 1007557.8984 | 663231 | 0 | 0 | 0 | 1438272.8965 | 0 | 0 | 0 | 0 | 0 | 0 | 0 | 0 | 0 | 0 | 0 | 0 | 0 | 344326.8984 | 0 | 0 | 0 | 0 | 0 | 0 | 0 | 0 | 0 | 0 | 0
2016-07-27 18:00 | 0 | 0 | 0 | 0 | 0 | 1028298.8984 | 683972 | 0 | 0 | 0 | 1782599.7948 | 0 | 0 | 0 | 0 | 0 | 0 | 0 | 0 | 0 | 0 | 0 | 0 | 0 | 344326.8984 | 0 | 0 | 0 | 0 | 0 | 0 | 0 | 0 | 0 | 0 | 0
2016-07-27 19:00 | 0 | 0 | 0 | 0 | 0 | 1045985.108 | 697747 | 0 | 0 | 0 | 2126926.6932 | 0 | 0 | 3911.2097 | 0 | 0 | 0 | 0 | 0 | 0 | 0 | 0 | 0 | 0 | 344326.8984 | 0 | 0 | 0 | 3911.2097 | 0 | 0 | 0 | 0 | 0 | 0 | 0
2016-07-27 20:00 | 0 | 0 | 0 | 0 | 0 | 1066424.9281 | 707014 | 0 | 0 | 0 | 2471253.5916 | 0 | 0 | 18995.2394 | 0 | 0 | 0 | 0 | 0 | 0 | 0 | 0 | 0 | 0 | 344326.8984 | 0 | 0 | 0 | 15084.0297 | 0 | 0 | 0 | 0 | 0 | 0 | 0
2016-07-27 21:00 | 0 | 0 | 0 | 0 | 0 | 1050518.7339 | 710613 | 0 | 0 | 0 | 2815580.4899 | 0 | 0 | 14574.0749 | 0 | 0 | 0 | 0 | 0 | 0 | 0 | 0 | 0 | 0 | 344326.8984 | 0 | 0 | 0 | -4421.1645 | 0 | 0 | 0 | 0 | 0 | 0 | 0
2016-07-27 22:00 | 0 | 0 | 0 | 0 | 44203.2182 | 1010401.8447 | 705857 | 0 | 0 | 0 | 3159907.3883 | 0 | 0 | 18995.2394 | 0 | 0 | 0 | 0 | 0 | 0 | 0 | 0 | 0 | 0 | 344326.8984 | 0 | 0 | 0 | 4421.1645 | 0 | 0 | 0 | 0 | 0 | 0 | 0
2016-07-27 23:00 | 0 | 0 | 0 | 0 | 118024.8908 | 895966.8788 | 690397 | 0 | 0 | 0 | 3483502.1579 | 0 | 0 | 18995.2394 | 0 | 0 | 0 | 0 | 0 | 0 | 0 | 0 | 0 | 0 | 323594.7696 | 0 | 0 | 0 | 0 | 0 | 0 | 0 | 0 | 0 | 0 | 0
2016-07-28 | 0 | 0 | 0 | 0 | 0 | 704471.0362 | 671829 | 0 | 0 | 0 | 3535139.4335 | 0 | 0 | 0 | 0 | 0 | 0 | 0 | 0 | 0 | 0 | 0 | 0 | 0 | 51637.2757 | 0 | 0 | 0 | -18995.2394 | 0 | 0 | 0 | 0 | 0 | 0 | 0
2016-07-28 01:00 | 0 | 0 | 0 | 0 | 0 | 311067.9299 | 653940 | 0 | 0 | 0 | 3192267.3634 | 0 | 0 | 0 | 0 | 0 | 0 | 0 | 0 | 0 | 0 | 0 | 0 | 0 | -342872.0701 | 0 | 0 | 0 | 0 | 0 | 0 | 0 | 0 | 0 | 0 | 0
2016-07-28 02:00 | 0 | 0 | 0 | 0 | 395737.4944 | 17776.7013 | 622504 | 0 | 0 | 0 | 2983277.5591 | 0 | 0 | 0 | 0 | 0 | 0 | 0 | 0 | 0 | 0 | 0 | 0 | 0 | -208989.8043 | 0 | 0 | 0 | 0 | 0 | 0 | 0 | 0 | 0 | 0 | 0
2016-07-28 03:00 | 0 | 0 | 0 | 0 | 237382.1016 | 0 | 581709 | 0 | 0 | 0 | 2638950.6608 | 0 | 0 | 0 | 0 | 0 | 0 | 0 | 0 | 0 | 0 | 0 | 0 | 0 | -344326.8984 | 0 | 0 | 0 | 0 | 0 | 0 | 0 | 0 | 0 | 0 | 0
2016-07-28 04:00 | 0 | 0 | 0 | 0 | 343528.8696 | 0 | 544970 | 0 | 0 | 0 | 2437509.5303 | 0 | 0 | 0 | 0 | 0 | 0 | 0 | 0 | 0 | 0 | 0 | 0 | 0 | -201441.1304 | 0 | 0 | 0 | 0 | 0 | 0 | 0 | 0 | 0 | 0 | 0
2016-07-28 05:00 | 0 | 0 | 0 | 0 | 167366.1016 | 0 | 511693 | 0 | 0 | 0 | 2093182.632 | 0 | 0 | 0 | 0 | 0 | 0 | 0 | 0 | 0 | 0 | 0 | 0 | 0 | -344326.8984 | 0 | 0 | 0 | 0 | 0 | 0 | 0 | 0 | 0 | 0 | 0
2016-07-28 06:00 | 0 | 0 | 0 | 0 | 264756.0391 | 0 | 484090 | 0 | 0 | 0 | 1873848.6711 | 0 | 0 | 0 | 0 | 0 | 0 | 0 | 0 | 0 | 0 | 0 | 0 | 0 | -219333.9609 | 0 | 0 | 0 | 0 | 0 | 0 | 0 | 0 | 0 | 0 | 0
2016-07-28 07:00 | 0 | 0 | 0 | 0 | 119230.1016 | 0 | 463557 | 0 | 0 | 0 | 1529521.7728 | 0 | 0 | 0 | 0 | 0 | 0 | 0 | 0 | 0 | 0 | 0 | 0 | 0 | -344326.8984 | 0 | 0 | 0 | 0 | 0 | 0 | 0 | 0 | 0 | 0 | 0
2016-07-28 08:00 | 0 | 0 | 0 | 0 | 225188.3992 | 0 | 452595 | 0 | 0 | 0 | 1302115.172 | 0 | 0 | 0 | 0 | 0 | 0 | 0 | 0 | 0 | 0 | 0 | 0 | 0 | -227406.6008 | 0 | 0 | 0 | 0 | 0 | 0 | 0 | 0 | 0 | 0 | 0
2016-07-28 09:00 | 0 | 0 | 0 | 0 | 206486.149 | 0 | 454199 | 0 | 0 | 0 | 1054402.321 | 0 | 0 | 0 | 0 | 0 | 0 | 0 | 0 | 0 | 0 | 0 | 0 | 0 | -247712.851 | 0 | 0 | 0 | 0 | 0 | 0 | 0 | 0 | 0 | 0 | 0
2016-07-28 10:00 | 0 | 0 | 0 | 0 | 193278.4214 | 0 | 466476 | 0 | 0 | 0 | 762209.503 | 0 | 0 | 18995.2394 | 0 | 0 | 0 | 0 | 0 | 0 | 0 | 0 | 0 | 0 | -292192.818 | 0 | 0 | 0 | 18995.2394 | 0 | 0 | 0 | 0 | 0 | 0 | 0
2016-07-28 11:00 | 0 | 0 | 0 | 0 | 170996.7711 | 0 | 484847 | 0 | 0 | 0 | 448359.2741 | 0 | 0 | 18995.2394 | 0 | 0 | 0 | 0 | 0 | 0 | 0 | 0 | 0 | 0 | -313850.2289 | 0 | 0 | 0 | 0 | 0 | 0 | 0 | 0 | 0 | 0 | 0
2016-07-28 12:00 | 0 | 0 | 0 | 0 | 61691.7615 | 102507.3401 | 508526 | 0 | 0 | 0 | 104032.3757 | 0 | 0 | 18995.2394 | 0 | 0 | 0 | 0 | 0 | 0 | 0 | 0 | 0 | 0 | -344326.8984 | 0 | 0 | 0 | 0 | 0 | 0 | 0 | 0 | 0 | 0 | 0
2016-07-28 13:00 | 0 | 0 | 0 | 0 | 0 | 563728.0725 | 538216 | 0 | 0 | 0 | 148539.6876 | 0 | 0 | 0 | 0 | 0 | 0 | 0 | 0 | 0 | 0 | 0 | 0 | 0 | 44507.3119 | 0 | 0 | 0 | -18995.2394 | 0 | 0 | 0 | 0 | 0 | 0 | 0
2016-07-28 14:00 | 0 | 0 | 0 | 0 | 34530.8285 | 881305.0699 | 571509 | 0 | 0 | 0 | 492866.586 | 0 | 0 | 0 | 0 | 0 | 0 | 0 | 0 | 0 | 0 | 0 | 0 | 0 | 344326.8984 | 0 | 0 | 0 | 0 | 0 | 0 | 0 | 0 | 0 | 0 | 0
2016-07-28 15:00 | 0 | 0 | 0 | 0 | 0 | 948743.8984 | 604417 | 0 | 0 | 0 | 837193.4843 | 0 | 0 | 0 | 0 | 0 | 0 | 0 | 0 | 0 | 0 | 0 | 0 | 0 | 344326.8984 | 0 | 0 | 0 | 0 | 0 | 0 | 0 | 0 | 0 | 0 | 0
2016-07-28 16:00 | 0 | 0 | 0 | 0 | 0 | 976195.8984 | 631869 | 0 | 0 | 0 | 1181520.3827 | 0 | 0 | 0 | 0 | 0 | 0 | 0 | 0 | 0 | 0 | 0 | 0 | 0 | 344326.8984 | 0 | 0 | 0 | 0 | 0 | 0 | 0 | 0 | 0 | 0 | 0
2016-07-28 17:00 | 0 | 0 | 0 | 0 | 0 | 999677.8984 | 655351 | 0 | 0 | 0 | 1525847.2811 | 0 | 0 | 0 | 0 | 0 | 0 | 0 | 0 | 0 | 0 | 0 | 0 | 0 | 344326.8984 | 0 | 0 | 0 | 0 | 0 | 0 | 0 | 0 | 0 | 0 | 0
2016-07-28 18:00 | 0 | 0 | 0 | 0 | 0 | 1017170.8984 | 672844 | 0 | 0 | 0 | 1870174.1794 | 0 | 0 | 0 | 0 | 0 | 0 | 0 | 0 | 0 | 0 | 0 | 0 | 0 | 344326.8984 | 0 | 0 | 0 | 0 | 0 | 0 | 0 | 0 | 0 | 0 | 0
2016-07-28 19:00 | 0 | 0 | 0 | 0 | 0 | 1027210.8984 | 682884 | 0 | 0 | 0 | 2214501.0778 | 0 | 0 | 0 | 0 | 0 | 0 | 0 | 0 | 0 | 0 | 0 | 0 | 0 | 344326.8984 | 0 | 0 | 0 | 0 | 0 | 0 | 0 | 0 | 0 | 0 | 0
2016-07-28 20:00 | 0 | 0 | 0 | 0 | 0 | 1031756.8984 | 687430 | 0 | 0 | 0 | 2558827.9762 | 0 | 0 | 0 | 0 | 0 | 0 | 0 | 0 | 0 | 0 | 0 | 0 | 0 | 344326.8984 | 0 | 0 | 0 | 0 | 0 | 0 | 0 | 0 | 0 | 0 | 0
2016-07-28 21:00 | 0 | 0 | 0 | 0 | 0 | 1042033.8848 | 685827 | 0 | 0 | 0 | 2903154.8745 | 0 | 0 | 11879.9865 | 0 | 0 | 0 | 0 | 0 | 0 | 0 | 0 | 0 | 0 | 344326.8984 | 0 | 0 | 0 | 11879.9865 | 0 | 0 | 0 | 0 | 0 | 0 | 0
2016-07-28 22:00 | 0 | 0 | 0 | 0 | 0 | 1029020.1513 | 677578 | 0 | 0 | 0 | 3247481.7729 | 0 | 0 | 18995.2394 | 0 | 0 | 0 | 0 | 0 | 0 | 0 | 0 | 0 | 0 | 344326.8984 | 0 | 0 | 0 | 7115.253 | 0 | 0 | 0 | 0 | 0 | 0 | 0
2016-07-28 23:00 | 0 | 0 | 0 | 0 | 0 | 913976.88 | 662885 | 0 | 0 | 0 | 3498573.6529 | 0 | 0 | 18995.2394 | 0 | 0 | 0 | 0 | 0 | 0 | 0 | 0 | 0 | 0 | 251091.88 | 0 | 0 | 0 | 0 | 0 | 0 | 0 | 0 | 0 | 0 | 0
2016-07-29 | 0 | 0 | 0 | 0 | 0 | 711723.7836 | 647637 | 0 | 0 | 0 | 3581655.676 | 0 | 0 | 0 | 0 | 0 | 0 | 0 | 0 | 0 | 0 | 0 | 0 | 0 | 83082.023 | 0 | 0 | 0 | -18995.2394 | 0 | 0 | 0 | 0 | 0 | 0 | 0
2016-07-29 01:00 | 0 | 0 | 0 | 0 | 0 | 305546.8582 | 630930 | 0 | 0 | 0 | 3256272.5341 | 0 | 0 | 0 | 0 | 0 | 0 | 0 | 0 | 0 | 0 | 0 | 0 | 0 | -325383.1418 | 0 | 0 | 0 | 0 | 0 | 0 | 0 | 0 | 0 | 0 | 0
2016-07-29 02:00 | 0 | 0 | 0 | 0 | 416057.6213 | 16273.4344 | 601375 | 0 | 0 | 0 | 3087228.5898 | 0 | 0 | 0 | 0 | 0 | 0 | 0 | 0 | 0 | 0 | 0 | 0 | 0 | -169043.9443 | 0 | 0 | 0 | 0 | 0 | 0 | 0 | 0 | 0 | 0 | 0
2016-07-29 03:00 | 0 | 0 | 0 | 0 | 220931.1016 | 0 | 565258 | 0 | 0 | 0 | 2742901.6914 | 0 | 0 | 0 | 0 | 0 | 0 | 0 | 0 | 0 | 0 | 0 | 0 | 0 | -344326.8984 | 0 | 0 | 0 | 0 | 0 | 0 | 0 | 0 | 0 | 0 | 0
2016-07-29 04:00 | 0 | 0 | 0 | 0 | 186643.1016 | 0 | 530970 | 0 | 0 | 0 | 2398574.7931 | 0 | 0 | 0 | 0 | 0 | 0 | 0 | 0 | 0 | 0 | 0 | 0 | 0 | -344326.8984 | 0 | 0 | 0 | 0 | 0 | 0 | 0 | 0 | 0 | 0 | 0
2016-07-29 05:00 | 0 | 0 | 0 | 0 | 311439.2433 | 0 | 499706 | 0 | 0 | 0 | 2210308.0364 | 0 | 0 | 0 | 0 | 0 | 0 | 0 | 0 | 0 | 0 | 0 | 0 | 0 | -188266.7567 | 0 | 0 | 0 | 0 | 0 | 0 | 0 | 0 | 0 | 0 | 0
2016-07-29 06:00 | 0 | 0 | 0 | 0 | 129058.1016 | 0 | 473385 | 0 | 0 | 0 | 1865981.138 | 0 | 0 | 0 | 0 | 0 | 0 | 0 | 0 | 0 | 0 | 0 | 0 | 0 | -344326.8984 | 0 | 0 | 0 | 0 | 0 | 0 | 0 | 0 | 0 | 0 | 0
2016-07-29 07:00 | 0 | 0 | 0 | 0 | 228437.1181 | 0 | 453827 | 0 | 0 | 0 | 1640591.2561 | 0 | 0 | 0 | 0 | 0 | 0 | 0 | 0 | 0 | 0 | 0 | 0 | 0 | -225389.8819 | 0 | 0 | 0 | 0 | 0 | 0 | 0 | 0 | 0 | 0 | 0
2016-07-29 08:00 | 0 | 0 | 0 | 0 | 203375.6263 | 0 | 443185 | 0 | 0 | 0 | 1400781.8824 | 0 | 0 | 0 | 0 | 0 | 0 | 0 | 0 | 0 | 0 | 0 | 0 | 0 | -239809.3737 | 0 | 0 | 0 | 0 | 0 | 0 | 0 | 0 | 0 | 0 | 0
2016-07-29 09:00 | 0 | 0 | 0 | 0 | 177080.9311 | 0 | 444954 | 0 | 0 | 0 | 1132908.8135 | 0 | 0 | 0 | 0 | 0 | 0 | 0 | 0 | 0 | 0 | 0 | 0 | 0 | -267873.0689 | 0 | 0 | 0 | 0 | 0 | 0 | 0 | 0 | 0 | 0 | 0
2016-07-29 10:00 | 0 | 0 | 0 | 0 | 156980.8478 | 0 | 456762 | 0 | 0 | 0 | 814132.4219 | 0 | 0 | 18995.2394 | 0 | 0 | 0 | 0 | 0 | 0 | 0 | 0 | 0 | 0 | -318776.3916 | 0 | 0 | 0 | 18995.2394 | 0 | 0 | 0 | 0 | 0 | 0 | 0
2016-07-29 11:00 | 0 | 0 | 0 | 0 | 131983.0173 | 0 | 471010 | 0 | 0 | 0 | 475105.4393 | 0 | 0 | 18995.2394 | 0 | 0 | 0 | 0 | 0 | 0 | 0 | 0 | 0 | 0 | -339026.9827 | 0 | 0 | 0 | 0 | 0 | 0 | 0 | 0 | 0 | 0 | 0
2016-07-29 12:00 | 0 | 0 | 0 | 0 | 68723.5698 | 60416.2924 | 492462 | 0 | 0 | 0 | 130778.5409 | 0 | 0 | 0 | 0 | 0 | 0 | 0 | 0 | 0 | 0 | 0 | 0 | 0 | -344326.8984 | 0 | 0 | 0 | -18995.2394 | 0 | 0 | 0 | 0 | 0 | 0 | 0
2016-07-29 13:00 | 0 | 0 | 0 | 0 | 0 | 476795.4811 | 519661 | 0 | 0 | 0 | 87913.022 | 0 | 0 | 0 | 0 | 0 | 0 | 0 | 0 | 0 | 0 | 0 | 0 | 0 | -42865.5189 | 0 | 0 | 0 | 0 | 0 | 0 | 0 | 0 | 0 | 0 | 0
2016-07-29 14:00 | 0 | 0 | 0 | 0 | 46495.5983 | 799618.976 | 550570 | 0 | 0 | 0 | 383457.5963 | 0 | 0 | 0 | 0 | 0 | 0 | 0 | 0 | 0 | 0 | 0 | 0 | 0 | 295544.5743 | 0 | 0 | 0 | 0 | 0 | 0 | 0 | 0 | 0 | 0 | 0
2016-07-29 15:00 | 0 | 0 | 0 | 0 | 0 | 925640.8984 | 581314 | 0 | 0 | 0 | 727784.4946 | 0 | 0 | 0 | 0 | 0 | 0 | 0 | 0 | 0 | 0 | 0 | 0 | 0 | 344326.8984 | 0 | 0 | 0 | 0 | 0 | 0 | 0 | 0 | 0 | 0 | 0
2016-07-29 16:00 | 0 | 0 | 0 | 0 | 0 | 952192.8984 | 607866 | 0 | 0 | 0 | 1072111.393 | 0 | 0 | 0 | 0 | 0 | 0 | 0 | 0 | 0 | 0 | 0 | 0 | 0 | 344326.8984 | 0 | 0 | 0 | 0 | 0 | 0 | 0 | 0 | 0 | 0 | 0
2016-07-29 17:00 | 0 | 0 | 0 | 0 | 0 | 974524.8984 | 630198 | 0 | 0 | 0 | 1416438.2914 | 0 | 0 | 0 | 0 | 0 | 0 | 0 | 0 | 0 | 0 | 0 | 0 | 0 | 344326.8984 | 0 | 0 | 0 | 0 | 0 | 0 | 0 | 0 | 0 | 0 | 0
2016-07-29 18:00 | 0 | 0 | 0 | 0 | 0 | 992654.8984 | 648328 | 0 | 0 | 0 | 1760765.1897 | 0 | 0 | 0 | 0 | 0 | 0 | 0 | 0 | 0 | 0 | 0 | 0 | 0 | 344326.8984 | 0 | 0 | 0 | 0 | 0 | 0 | 0 | 0 | 0 | 0 | 0
2016-07-29 19:00 | 0 | 0 | 0 | 0 | 0 | 1017864.8445 | 661198 | 0 | 0 | 0 | 2105092.0881 | 0 | 0 | 12339.9461 | 0 | 0 | 0 | 0 | 0 | 0 | 0 | 0 | 0 | 0 | 344326.8984 | 0 | 0 | 0 | 12339.9461 | 0 | 0 | 0 | 0 | 0 | 0 | 0
2016-07-29 20:00 | 0 | 0 | 0 | 0 | 0 | 1021444.1917 | 670462 | 0 | 0 | 0 | 2449418.9865 | 0 | 0 | 18995.2394 | 0 | 0 | 0 | 0 | 0 | 0 | 0 | 0 | 0 | 0 | 344326.8984 | 0 | 0 | 0 | 6655.2933 | 0 | 0 | 0 | 0 | 0 | 0 | 0
2016-07-29 21:00 | 0 | 0 | 0 | 0 | 0 | 993170.5247 | 673061 | 0 | 0 | 0 | 2769528.5111 | 0 | 0 | 18995.2394 | 0 | 0 | 0 | 0 | 0 | 0 | 0 | 0 | 0 | 0 | 320109.5247 | 0 | 0 | 0 | 0 | 0 | 0 | 0 | 0 | 0 | 0 | 0
2016-07-29 22:00 | 0 | 0 | 0 | 0 | 65079.7906 | 944611.1077 | 665364 | 0 | 0 | 0 | 3113855.4095 | 0 | 0 | 18995.2394 | 0 | 0 | 0 | 0 | 0 | 0 | 0 | 0 | 0 | 0 | 344326.8984 | 0 | 0 | 0 | 0 | 0 | 0 | 0 | 0 | 0 | 0 | 0
2016-07-29 23:00 | 0 | 0 | 0 | 0 | 0 | 822926.2464 | 647298 | 0 | 0 | 0 | 3289483.6558 | 0 | 0 | 18995.2394 | 0 | 0 | 0 | 0 | 0 | 0 | 0 | 0 | 0 | 0 | 175628.2464 | 0 | 0 | 0 | 0 | 0 | 0 | 0 | 0 | 0 | 0 | 0
2016-07-30 | 0 | 0 | 0 | 0 | 0 | 620470.7825 | 628330 | 0 | 0 | 0 | 3300619.6778 | 0 | 0 | 0 | 0 | 0 | 0 | 0 | 0 | 0 | 0 | 0 | 0 | 0 | 11136.022 | 0 | 0 | 0 | -18995.2394 | 0 | 0 | 0 | 0 | 0 | 0 | 0
2016-07-30 01:00 | 0 | 0 | 0 | 0 | 0 | 274290.3976 | 610732 | 0 | 0 | 0 | 2964178.0754 | 0 | 0 | 0 | 0 | 0 | 0 | 0 | 0 | 0 | 0 | 0 | 0 | 0 | -336441.6024 | 0 | 0 | 0 | 0 | 0 | 0 | 0 | 0 | 0 | 0 | 0
2016-07-30 02:00 | 0 | 0 | 0 | 0 | 222477.4408 | 15582.6608 | 582387 | 0 | 0 | 0 | 2619851.177 | 0 | 0 | 0 | 0 | 0 | 0 | 0 | 0 | 0 | 0 | 0 | 0 | 0 | -344326.8984 | 0 | 0 | 0 | 0 | 0 | 0 | 0 | 0 | 0 | 0 | 0
2016-07-30 03:00 | 0 | 0 | 0 | 0 | 201751.1016 | 0 | 546078 | 0 | 0 | 0 | 2275524.2787 | 0 | 0 | 0 | 0 | 0 | 0 | 0 | 0 | 0 | 0 | 0 | 0 | 0 | -344326.8984 | 0 | 0 | 0 | 0 | 0 | 0 | 0 | 0 | 0 | 0 | 0
2016-07-30 04:00 | 0 | 0 | 0 | 0 | 448290.3897 | 0 | 511269 | 0 | 0 | 0 | 2212545.6684 | 0 | 0 | 0 | 0 | 0 | 0 | 0 | 0 | 0 | 0 | 0 | 0 | 0 | -62978.6103 | 0 | 0 | 0 | 0 | 0 | 0 | 0 | 0 | 0 | 0 | 0
2016-07-30 05:00 | 0 | 0 | 0 | 0 | 136804.1016 | 0 | 481131 | 0 | 0 | 0 | 1868218.77 | 0 | 0 | 0 | 0 | 0 | 0 | 0 | 0 | 0 | 0 | 0 | 0 | 0 | -344326.8984 | 0 | 0 | 0 | 0 | 0 | 0 | 0 | 0 | 0 | 0 | 0
2016-07-30 06:00 | 0 | 0 | 0 | 0 | 111037.1016 | 0 | 455364 | 0 | 0 | 0 | 1523891.8717 | 0 | 0 | 0 | 0 | 0 | 0 | 0 | 0 | 0 | 0 | 0 | 0 | 0 | -344326.8984 | 0 | 0 | 0 | 0 | 0 | 0 | 0 | 0 | 0 | 0 | 0
2016-07-30 07:00 | 0 | 0 | 0 | 0 | 92245.1016 | 0 | 436572 | 0 | 0 | 0 | 1179564.9733 | 0 | 0 | 0 | 0 | 0 | 0 | 0 | 0 | 0 | 0 | 0 | 0 | 0 | -344326.8984 | 0 | 0 | 0 | 0 | 0 | 0 | 0 | 0 | 0 | 0 | 0
2016-07-30 08:00 | 0 | 0 | 0 | 0 | 368647.2298 | 0 | 424111 | 0 | 0 | 0 | 1124101.2031 | 0 | 0 | 0 | 0 | 0 | 0 | 0 | 0 | 0 | 0 | 0 | 0 | 0 | -55463.7702 | 0 | 0 | 0 | 0 | 0 | 0 | 0 | 0 | 0 | 0 | 0
2016-07-30 09:00 | 0 | 0 | 0 | 0 | 73926.1016 | 0 | 418253 | 0 | 0 | 0 | 779774.3047 | 0 | 0 | 0 | 0 | 0 | 0 | 0 | 0 | 0 | 0 | 0 | 0 | 0 | -344326.8984 | 0 | 0 | 0 | 0 | 0 | 0 | 0 | 0 | 0 | 0 | 0
2016-07-30 10:00 | 0 | 0 | 0 | 0 | 73868.1016 | 0 | 418195 | 0 | 0 | 0 | 435447.4063 | 0 | 0 | 0 | 0 | 0 | 0 | 0 | 0 | 0 | 0 | 0 | 0 | 0 | -344326.8984 | 0 | 0 | 0 | 0 | 0 | 0 | 0 | 0 | 0 | 0 | 0
2016-07-30 11:00 | 0 | 0 | 0 | 0 | 236563.9026 | 0 | 424007 | 0 | 0 | 0 | 248004.3089 | 0 | 0 | 0 | 0 | 0 | 0 | 0 | 0 | 0 | 0 | 0 | 0 | 0 | -187443.0974 | 0 | 0 | 0 | 0 | 0 | 0 | 0 | 0 | 0 | 0 | 0
2016-07-30 12:00 | 0 | 0 | 0 | 0 | 141163.9189 | 81935.4103 | 444413 | 0 | 0 | 0 | 7695.3987 | 0 | 0 | 18995.2394 | 0 | 0 | 0 | 0 | 0 | 0 | 0 | 0 | 0 | 0 | -240308.9102 | 0 | 0 | 0 | 18995.2394 | 0 | 0 | 0 | 0 | 0 | 0 | 0
2016-07-30 13:00 | 0 | 0 | 0 | 0 | 140225.492 | 479413.1457 | 473661 | 0 | 0 | 0 | 172668.2759 | 0 | 0 | 0 | 0 | 0 | 0 | 0 | 0 | 0 | 0 | 0 | 0 | 0 | 164972.8771 | 0 | 0 | 0 | -18995.2394 | 0 | 0 | 0 | 0 | 0 | 0 | 0
2016-07-30 14:00 | 0 | 0 | 0 | 0 | 62292.2122 | 789220.6861 | 507186 | 0 | 0 | 0 | 516995.1742 | 0 | 0 | 0 | 0 | 0 | 0 | 0 | 0 | 0 | 0 | 0 | 0 | 0 | 344326.8984 | 0 | 0 | 0 | 0 | 0 | 0 | 0 | 0 | 0 | 0 | 0
2016-07-30 15:00 | 0 | 0 | 0 | 0 | 0 | 884092.8984 | 539766 | 0 | 0 | 0 | 861322.0726 | 0 | 0 | 0 | 0 | 0 | 0 | 0 | 0 | 0 | 0 | 0 | 0 | 0 | 344326.8984 | 0 | 0 | 0 | 0 | 0 | 0 | 0 | 0 | 0 | 0 | 0
2016-07-30 16:00 | 0 | 0 | 0 | 0 | 0 | 911338.8984 | 567012 | 0 | 0 | 0 | 1205648.971 | 0 | 0 | 0 | 0 | 0 | 0 | 0 | 0 | 0 | 0 | 0 | 0 | 0 | 344326.8984 | 0 | 0 | 0 | 0 | 0 | 0 | 0 | 0 | 0 | 0 | 0
2016-07-30 17:00 | 0 | 0 | 0 | 0 | 0 | 932157.8984 | 587831 | 0 | 0 | 0 | 1549975.8693 | 0 | 0 | 0 | 0 | 0 | 0 | 0 | 0 | 0 | 0 | 0 | 0 | 0 | 344326.8984 | 0 | 0 | 0 | 0 | 0 | 0 | 0 | 0 | 0 | 0 | 0
2016-07-30 18:00 | 0 | 0 | 0 | 0 | 0 | 947050.8984 | 602724 | 0 | 0 | 0 | 1894302.7677 | 0 | 0 | 0 | 0 | 0 | 0 | 0 | 0 | 0 | 0 | 0 | 0 | 0 | 344326.8984 | 0 | 0 | 0 | 0 | 0 | 0 | 0 | 0 | 0 | 0 | 0
2016-07-30 19:00 | 0 | 0 | 0 | 0 | 0 | 962539.2213 | 612872 | 0 | 0 | 0 | 2238629.6661 | 0 | 0 | 5340.3229 | 0 | 0 | 0 | 0 | 0 | 0 | 0 | 0 | 0 | 0 | 344326.8984 | 0 | 0 | 0 | 5340.3229 | 0 | 0 | 0 | 0 | 0 | 0 | 0
2016-07-30 20:00 | 0 | 0 | 0 | 0 | 0 | 978144.8149 | 620163 | 0 | 0 | 0 | 2582956.5644 | 0 | 0 | 18995.2394 | 0 | 0 | 0 | 0 | 0 | 0 | 0 | 0 | 0 | 0 | 344326.8984 | 0 | 0 | 0 | 13654.9165 | 0 | 0 | 0 | 0 | 0 | 0 | 0
2016-07-30 21:00 | 0 | 0 | 0 | 0 | 0 | 936722.5877 | 621612 | 0 | 0 | 0 | 2898067.1522 | 0 | 0 | 18995.2394 | 0 | 0 | 0 | 0 | 0 | 0 | 0 | 0 | 0 | 0 | 315110.5877 | 0 | 0 | 0 | 0 | 0 | 0 | 0 | 0 | 0 | 0 | 0
2016-07-30 22:00 | 0 | 0 | 0 | 0 | 0 | 870246.7797 | 615579 | 0 | 0 | 0 | 3171730.1713 | 0 | 0 | 0 | 0 | 0 | 0 | 0 | 0 | 0 | 0 | 0 | 0 | 0 | 273663.0191 | 0 | 0 | 0 | -18995.2394 | 0 | 0 | 0 | 0 | 0 | 0 | 0
2016-07-30 23:00 | 0 | 0 | 0 | 0 | 0 | 748151.1708 | 599767 | 0 | 0 | 0 | 3320114.3421 | 0 | 0 | 0 | 0 | 0 | 0 | 0 | 0 | 0 | 0 | 0 | 0 | 0 | 148384.1708 | 0 | 0 | 0 | 0 | 0 | 0 | 0 | 0 | 0 | 0 | 0
2016-07-31 | 0 | 0 | 0 | 0 | 0 | 551726.8956 | 586029 | 0 | 0 | 0 | 3285812.2377 | 0 | 0 | 0 | 0 | 0 | 0 | 0 | 0 | 0 | 0 | 0 | 0 | 0 | -34302.1044 | 0 | 0 | 0 | 0 | 0 | 0 | 0 | 0 | 0 | 0 | 0
2016-07-31 01:00 | 0 | 0 | 0 | 0 | 0 | 241412.5014 | 573461 | 0 | 0 | 0 | 2953763.7391 | 0 | 0 | 0 | 0 | 0 | 0 | 0 | 0 | 0 | 0 | 0 | 0 | 0 | -332048.4986 | 0 | 0 | 0 | 0 | 0 | 0 | 0 | 0 | 0 | 0 | 0
2016-07-31 02:00 | 0 | 0 | 0 | 0 | 191056.04 | 14981.0616 | 550364 | 0 | 0 | 0 | 2609436.8408 | 0 | 0 | 0 | 0 | 0 | 0 | 0 | 0 | 0 | 0 | 0 | 0 | 0 | -344326.8984 | 0 | 0 | 0 | 0 | 0 | 0 | 0 | 0 | 0 | 0 | 0
2016-07-31 03:00 | 0 | 0 | 0 | 0 | 178036.1016 | 0 | 522363 | 0 | 0 | 0 | 2265109.9424 | 0 | 0 | 0 | 0 | 0 | 0 | 0 | 0 | 0 | 0 | 0 | 0 | 0 | -344326.8984 | 0 | 0 | 0 | 0 | 0 | 0 | 0 | 0 | 0 | 0 | 0
2016-07-31 04:00 | 0 | 0 | 0 | 0 | 148150.1016 | 0 | 492477 | 0 | 0 | 0 | 1920783.044 | 0 | 0 | 0 | 0 | 0 | 0 | 0 | 0 | 0 | 0 | 0 | 0 | 0 | -344326.8984 | 0 | 0 | 0 | 0 | 0 | 0 | 0 | 0 | 0 | 0 | 0
2016-07-31 05:00 | 0 | 0 | 0 | 0 | 121244.1016 | 0 | 465571 | 0 | 0 | 0 | 1576456.1457 | 0 | 0 | 0 | 0 | 0 | 0 | 0 | 0 | 0 | 0 | 0 | 0 | 0 | -344326.8984 | 0 | 0 | 0 | 0 | 0 | 0 | 0 | 0 | 0 | 0 | 0
2016-07-31 06:00 | 0 | 0 | 0 | 0 | 655646.086 | 0 | 442492 | 0 | 0 | 0 | 1789610.2317 | 0 | 0 | 0 | 0 | 0 | 0 | 0 | 0 | 0 | 0 | 0 | 0 | 0 | 213154.086 | 0 | 0 | 0 | 0 | 0 | 0 | 0 | 0 | 0 | 0 | 0
2016-07-31 07:00 | 0 | 0 | 0 | 0 | 80355.1016 | 0 | 424682 | 0 | 0 | 0 | 1445283.3333 | 0 | 0 | 0 | 0 | 0 | 0 | 0 | 0 | 0 | 0 | 0 | 0 | 0 | -344326.8984 | 0 | 0 | 0 | 0 | 0 | 0 | 0 | 0 | 0 | 0 | 0
2016-07-31 08:00 | 0 | 0 | 0 | 0 | 67904.1016 | 0 | 412231 | 0 | 0 | 0 | 1100956.435 | 0 | 0 | 0 | 0 | 0 | 0 | 0 | 0 | 0 | 0 | 0 | 0 | 0 | -344326.8984 | 0 | 0 | 0 | 0 | 0 | 0 | 0 | 0 | 0 | 0 | 0
2016-07-31 09:00 | 0 | 0 | 0 | 0 | 61635.1016 | 0 | 405962 | 0 | 0 | 0 | 756629.5366 | 0 | 0 | 0 | 0 | 0 | 0 | 0 | 0 | 0 | 0 | 0 | 0 | 0 | -344326.8984 | 0 | 0 | 0 | 0 | 0 | 0 | 0 | 0 | 0 | 0 | 0
2016-07-31 10:00 | 0 | 0 | 0 | 0 | 59779.1016 | 0 | 404106 | 0 | 0 | 0 | 412302.6382 | 0 | 0 | 0 | 0 | 0 | 0 | 0 | 0 | 0 | 0 | 0 | 0 | 0 | -344326.8984 | 0 | 0 | 0 | 0 | 0 | 0 | 0 | 0 | 0 | 0 | 0
2016-07-31 11:00 | 0 | 0 | 0 | 0 | 485900.644 | 0 | 406223 | 0 | 0 | 0 | 491980.2823 | 0 | 0 | 0 | 0 | 0 | 0 | 0 | 0 | 0 | 0 | 0 | 0 | 0 | 79677.644 | 0 | 0 | 0 | 0 | 0 | 0 | 0 | 0 | 0 | 0 | 0
2016-07-31 12:00 | 0 | 0 | 0 | 0 | 0 | 83975.6204 | 424927 | 0 | 0 | 0 | 151028.9027 | 0 | 0 | 0 | 0 | 0 | 0 | 0 | 0 | 0 | 0 | 0 | 0 | 0 | -340951.3796 | 0 | 0 | 0 | 0 | 0 | 0 | 0 | 0 | 0 | 0 | 0
2016-07-31 13:00 | 0 | 0 | 0 | 0 | 268625.2611 | 424887.8759 | 454237 | 0 | 0 | 0 | 390305.0397 | 0 | 0 | 0 | 0 | 0 | 0 | 0 | 0 | 0 | 0 | 0 | 0 | 0 | 239276.137 | 0 | 0 | 0 | 0 | 0 | 0 | 0 | 0 | 0 | 0 | 0
2016-07-31 14:00 | 0 | 0 | 0 | 0 | 85704.6052 | 746873.2931 | 488251 | 0 | 0 | 0 | 734631.938 | 0 | 0 | 0 | 0 | 0 | 0 | 0 | 0 | 0 | 0 | 0 | 0 | 0 | 344326.8984 | 0 | 0 | 0 | 0 | 0 | 0 | 0 | 0 | 0 | 0 | 0
2016-07-31 15:00 | 0 | 0 | 0 | 0 | 0 | 865578.8984 | 521252 | 0 | 0 | 0 | 1078958.8364 | 0 | 0 | 0 | 0 | 0 | 0 | 0 | 0 | 0 | 0 | 0 | 0 | 0 | 344326.8984 | 0 | 0 | 0 | 0 | 0 | 0 | 0 | 0 | 0 | 0 | 0
2016-07-31 16:00 | 0 | 0 | 0 | 0 | 0 | 896478.8984 | 552152 | 0 | 0 | 0 | 1423285.7348 | 0 | 0 | 0 | 0 | 0 | 0 | 0 | 0 | 0 | 0 | 0 | 0 | 0 | 344326.8984 | 0 | 0 | 0 | 0 | 0 | 0 | 0 | 0 | 0 | 0 | 0
2016-07-31 17:00 | 0 | 0 | 0 | 0 | 0 | 922185.8984 | 577859 | 0 | 0 | 0 | 1767612.6331 | 0 | 0 | 0 | 0 | 0 | 0 | 0 | 0 | 0 | 0 | 0 | 0 | 0 | 344326.8984 | 0 | 0 | 0 | 0 | 0 | 0 | 0 | 0 | 0 | 0 | 0
2016-07-31 18:00 | 0 | 0 | 0 | 0 | 0 | 961457.1378 | 598135 | 0 | 0 | 0 | 2111939.5315 | 0 | 0 | 18995.2394 | 0 | 0 | 0 | 0 | 0 | 0 | 0 | 0 | 0 | 0 | 344326.8984 | 0 | 0 | 0 | 18995.2394 | 0 | 0 | 0 | 0 | 0 | 0 | 0
2016-07-31 19:00 | 0 | 0 | 0 | 0 | 0 | 944716.7168 | 611955 | 0 | 0 | 0 | 2456266.4299 | 0 | 0 | 7430.0579 | 0 | 0 | 0 | 0 | 0 | 0 | 0 | 0 | 0 | 0 | 344326.8984 | 0 | 0 | 0 | -11565.1816 | 0 | 0 | 0 | 0 | 0 | 0 | 0
2016-07-31 20:00 | 0 | 0 | 0 | 0 | 0 | 911738.8116 | 621525 | 0 | 0 | 0 | 2753910.2993 | 0 | 0 | 0 | 0 | 0 | 0 | 0 | 0 | 0 | 0 | 0 | 0 | 0 | 297643.8695 | 0 | 0 | 0 | -7430.0579 | 0 | 0 | 0 | 0 | 0 | 0 | 0
2016-07-31 21:00 | 0 | 0 | 0 | 0 | 0 | 863542.0136 | 625838 | 0 | 0 | 0 | 2991614.3129 | 0 | 0 | 0 | 0 | 0 | 0 | 0 | 0 | 0 | 0 | 0 | 0 | 0 | 237704.0136 | 0 | 0 | 0 | 0 | 0 | 0 | 0 | 0 | 0 | 0 | 0
2016-07-31 22:00 | 0 | 0 | 0 | 0 | 0 | 795422.1814 | 622856 | 0 | 0 | 0 | 3164180.4943 | 0 | 0 | 0 | 0 | 0 | 0 | 0 | 0 | 0 | 0 | 0 | 0 | 0 | 172566.1814 | 0 | 0 | 0 | 0 | 0 | 0 | 0 | 0 | 0 | 0 | 0
2016-07-31 23:00 | 0 | 0 | 0 | 0 | 0 | 685574.6279 | 612704 | 0 | 0 | 0 | 3237051.1222 | 0 | 0 | 0 | 0 | 0 | 0 | 0 | 0 | 0 | 0 | 0 | 0 | 0 | 72870.6279 | 0 | 0 | 0 | 0 | 0 | 0 | 0 | 0 | 0 | 0 | 0
2016-08-01 | 0 | 0 | 0 | 0 | 0 | 502556.0182 | 600594 | 0 | 0 | 0 | 3139013.1404 | 0 | 0 | 0 | 0 | 0 | 0 | 0 | 0 | 0 | 0 | 0 | 0 | 0 | -98037.9818 | 0 | 0 | 0 | 0 | 0 | 0 | 0 | 0 | 0 | 0 | 0
2016-08-01 01:00 | 0 | 0 | 0 | 0 | 7575.9839 | 234380.1178 | 586283 | 0 | 0 | 0 | 2794686.242 | 0 | 0 | 0 | 0 | 0 | 0 | 0 | 0 | 0 | 0 | 0 | 0 | 0 | -344326.8984 | 0 | 0 | 0 | 0 | 0 | 0 | 0 | 0 | 0 | 0 | 0
2016-08-01 02:00 | 0 | 0 | 0 | 0 | 205239.7865 | 12716.3151 | 562283 | 0 | 0 | 0 | 2450359.3436 | 0 | 0 | 0 | 0 | 0 | 0 | 0 | 0 | 0 | 0 | 0 | 0 | 0 | -344326.8984 | 0 | 0 | 0 | 0 | 0 | 0 | 0 | 0 | 0 | 0 | 0
2016-08-01 03:00 | 0 | 0 | 0 | 0 | 185635.1016 | 0 | 529962 | 0 | 0 | 0 | 2106032.4453 | 0 | 0 | 0 | 0 | 0 | 0 | 0 | 0 | 0 | 0 | 0 | 0 | 0 | -344326.8984 | 0 | 0 | 0 | 0 | 0 | 0 | 0 | 0 | 0 | 0 | 0
2016-08-01 04:00 | 0 | 0 | 0 | 0 | 798806.4861 | 0 | 496993 | 0 | 0 | 0 | 2407845.9314 | 0 | 0 | 0 | 0 | 0 | 0 | 0 | 0 | 0 | 0 | 0 | 0 | 0 | 301813.4861 | 0 | 0 | 0 | 0 | 0 | 0 | 0 | 0 | 0 | 0 | 0
2016-08-01 05:00 | 0 | 0 | 0 | 0 | 124131.1016 | 0 | 468458 | 0 | 0 | 0 | 2063519.033 | 0 | 0 | 0 | 0 | 0 | 0 | 0 | 0 | 0 | 0 | 0 | 0 | 0 | -344326.8984 | 0 | 0 | 0 | 0 | 0 | 0 | 0 | 0 | 0 | 0 | 0
2016-08-01 06:00 | 0 | 0 | 0 | 0 | 101837.1016 | 0 | 446164 | 0 | 0 | 0 | 1719192.1347 | 0 | 0 | 0 | 0 | 0 | 0 | 0 | 0 | 0 | 0 | 0 | 0 | 0 | -344326.8984 | 0 | 0 | 0 | 0 | 0 | 0 | 0 | 0 | 0 | 0 | 0
2016-08-01 07:00 | 0 | 0 | 0 | 0 | 85876.1016 | 0 | 430203 | 0 | 0 | 0 | 1374865.2363 | 0 | 0 | 0 | 0 | 0 | 0 | 0 | 0 | 0 | 0 | 0 | 0 | 0 | -344326.8984 | 0 | 0 | 0 | 0 | 0 | 0 | 0 | 0 | 0 | 0 | 0
2016-08-01 08:00 | 0 | 0 | 0 | 0 | 79125.1016 | 0 | 423452 | 0 | 0 | 0 | 1030538.3379 | 0 | 0 | 0 | 0 | 0 | 0 | 0 | 0 | 0 | 0 | 0 | 0 | 0 | -344326.8984 | 0 | 0 | 0 | 0 | 0 | 0 | 0 | 0 | 0 | 0 | 0
2016-08-01 09:00 | 0 | 0 | 0 | 0 | 547657.3047 | 0 | 426831 | 0 | 0 | 0 | 1151364.6426 | 0 | 0 | 0 | 0 | 0 | 0 | 0 | 0 | 0 | 0 | 0 | 0 | 0 | 120826.3047 | 0 | 0 | 0 | 0 | 0 | 0 | 0 | 0 | 0 | 0 | 0
2016-08-01 10:00 | 0 | 0 | 0 | 0 | 97648.1016 | 0 | 441975 | 0 | 0 | 0 | 807037.7443 | 0 | 0 | 0 | 0 | 0 | 0 | 0 | 0 | 0 | 0 | 0 | 0 | 0 | -344326.8984 | 0 | 0 | 0 | 0 | 0 | 0 | 0 | 0 | 0 | 0 | 0
2016-08-01 11:00 | 0 | 0 | 0 | 0 | 115743.1016 | 0 | 460070 | 0 | 0 | 0 | 462710.8459 | 0 | 0 | 0 | 0 | 0 | 0 | 0 | 0 | 0 | 0 | 0 | 0 | 0 | -344326.8984 | 0 | 0 | 0 | 0 | 0 | 0 | 0 | 0 | 0 | 0 | 0
2016-08-01 12:00 | 0 | 0 | 0 | 0 | 334853.5707 | 72413.489 | 483963 | 0 | 0 | 0 | 386014.9056 | 0 | 0 | 0 | 0 | 0 | 0 | 0 | 0 | 0 | 0 | 0 | 0 | 0 | -76695.9403 | 0 | 0 | 0 | 0 | 0 | 0 | 0 | 0 | 0 | 0 | 0
2016-08-01 13:00 | 0 | 0 | 0 | 0 | 0 | 421141.3988 | 514411 | 0 | 0 | 0 | 292745.3044 | 0 | 0 | 0 | 0 | 0 | 0 | 0 | 0 | 0 | 0 | 0 | 0 | 0 | -93269.6012 | 0 | 0 | 0 | 0 | 0 | 0 | 0 | 0 | 0 | 0 | 0
2016-08-01 14:00 | 0 | 0 | 0 | 0 | 145536.1106 | 746815.7877 | 548025 | 0 | 0 | 0 | 637072.2027 | 0 | 0 | 0 | 0 | 0 | 0 | 0 | 0 | 0 | 0 | 0 | 0 | 0 | 344326.8984 | 0 | 0 | 0 | 0 | 0 | 0 | 0 | 0 | 0 | 0 | 0
2016-08-01 15:00 | 0 | 0 | 0 | 0 | 16556.5188 | 908778.3795 | 581008 | 0 | 0 | 0 | 981399.1011 | 0 | 0 | 0 | 0 | 0 | 0 | 0 | 0 | 0 | 0 | 0 | 0 | 0 | 344326.8984 | 0 | 0 | 0 | 0 | 0 | 0 | 0 | 0 | 0 | 0 | 0
2016-08-01 16:00 | 0 | 0 | 0 | 0 | 0 | 953426.8984 | 609100 | 0 | 0 | 0 | 1325725.9995 | 0 | 0 | 0 | 0 | 0 | 0 | 0 | 0 | 0 | 0 | 0 | 0 | 0 | 344326.8984 | 0 | 0 | 0 | 0 | 0 | 0 | 0 | 0 | 0 | 0 | 0
2016-08-01 17:00 | 0 | 0 | 0 | 0 | 0 | 996817.1378 | 633495 | 0 | 0 | 0 | 1670052.8978 | 0 | 0 | 18995.2394 | 0 | 0 | 0 | 0 | 0 | 0 | 0 | 0 | 0 | 0 | 344326.8984 | 0 | 0 | 0 | 18995.2394 | 0 | 0 | 0 | 0 | 0 | 0 | 0
2016-08-01 18:00 | 0 | 0 | 0 | 0 | 0 | 994378.6668 | 652822 | 0 | 0 | 0 | 2011609.5647 | 0 | 0 | 18995.2394 | 0 | 0 | 0 | 0 | 0 | 0 | 0 | 0 | 0 | 0 | 341556.6668 | 0 | 0 | 0 | 0 | 0 | 0 | 0 | 0 | 0 | 0 | 0
2016-08-01 19:00 | 0 | 0 | 0 | 0 | 0 | 968865.7281 | 666006 | 0 | 0 | 0 | 2333464.5322 | 0 | 0 | 0 | 0 | 0 | 0 | 0 | 0 | 0 | 0 | 0 | 0 | 0 | 321854.9675 | 0 | 0 | 0 | -18995.2394 | 0 | 0 | 0 | 0 | 0 | 0 | 0
2016-08-01 20:00 | 0 | 0 | 0 | 0 | 0 | 938617.8056 | 674610 | 0 | 0 | 0 | 2597472.3378 | 0 | 0 | 0 | 0 | 0 | 0 | 0 | 0 | 0 | 0 | 0 | 0 | 0 | 264007.8056 | 0 | 0 | 0 | 0 | 0 | 0 | 0 | 0 | 0 | 0 | 0
2016-08-01 21:00 | 0 | 0 | 0 | 0 | 0 | 890421.8133 | 677045 | 0 | 0 | 0 | 2810849.1511 | 0 | 0 | 0 | 0 | 0 | 0 | 0 | 0 | 0 | 0 | 0 | 0 | 0 | 213376.8133 | 0 | 0 | 0 | 0 | 0 | 0 | 0 | 0 | 0 | 0 | 0
2016-08-01 22:00 | 0 | 0 | 0 | 0 | 0 | 820589.624 | 670787 | 0 | 0 | 0 | 2960651.7751 | 0 | 0 | 0 | 0 | 0 | 0 | 0 | 0 | 0 | 0 | 0 | 0 | 0 | 149802.624 | 0 | 0 | 0 | 0 | 0 | 0 | 0 | 0 | 0 | 0 | 0
2016-08-01 23:00 | 0 | 0 | 0 | 0 | 0 | 698134.3437 | 657844 | 0 | 0 | 0 | 3000942.1188 | 0 | 0 | 0 | 0 | 0 | 0 | 0 | 0 | 0 | 0 | 0 | 0 | 0 | 40290.3437 | 0 | 0 | 0 | 0 | 0 | 0 | 0 | 0 | 0 | 0 | 0
2016-08-02 | 0 | 0 | 0 | 0 | 0 | 505447.7475 | 641335 | 0 | 0 | 0 | 2846059.6269 | 0 | 0 | 18995.2394 | 0 | 0 | 0 | 0 | 0 | 0 | 0 | 0 | 0 | 0 | -154882.4919 | 0 | 0 | 0 | 18995.2394 | 0 | 0 | 0 | 0 | 0 | 0 | 0
2016-08-02 01:00 | 0 | 0 | 0 | 0 | 21828.2655 | 237566.5967 | 622717 | 0 | 0 | 0 | 2501732.7285 | 0 | 0 | 0 | 0 | 0 | 0 | 0 | 0 | 0 | 0 | 0 | 0 | 0 | -344326.8984 | 0 | 0 | 0 | -18995.2394 | 0 | 0 | 0 | 0 | 0 | 0 | 0
2016-08-02 02:00 | 0 | 0 | 0 | 0 | 237297.6623 | 11132.4393 | 592757 | 0 | 0 | 0 | 2157405.8302 | 0 | 0 | 0 | 0 | 0 | 0 | 0 | 0 | 0 | 0 | 0 | 0 | 0 | -344326.8984 | 0 | 0 | 0 | 0 | 0 | 0 | 0 | 0 | 0 | 0 | 0
2016-08-02 03:00 | 0 | 0 | 0 | 0 | 210210.1016 | 0 | 554537 | 0 | 0 | 0 | 1813078.9318 | 0 | 0 | 0 | 0 | 0 | 0 | 0 | 0 | 0 | 0 | 0 | 0 | 0 | -344326.8984 | 0 | 0 | 0 | 0 | 0 | 0 | 0 | 0 | 0 | 0 | 0
2016-08-02 04:00 | 0 | 0 | 0 | 0 | 634592.8776 | 0 | 516692 | 0 | 0 | 0 | 1930979.8094 | 0 | 0 | 0 | 0 | 0 | 0 | 0 | 0 | 0 | 0 | 0 | 0 | 0 | 117900.8776 | 0 | 0 | 0 | 0 | 0 | 0 | 0 | 0 | 0 | 0 | 0
2016-08-02 05:00 | 0 | 0 | 0 | 0 | 581242.1279 | 0 | 485217 | 0 | 0 | 0 | 2027004.9373 | 0 | 0 | 0 | 0 | 0 | 0 | 0 | 0 | 0 | 0 | 0 | 0 | 0 | 96025.1279 | 0 | 0 | 0 | 0 | 0 | 0 | 0 | 0 | 0 | 0 | 0
2016-08-02 06:00 | 0 | 0 | 0 | 0 | 115309.1016 | 0 | 459636 | 0 | 0 | 0 | 1682678.0389 | 0 | 0 | 0 | 0 | 0 | 0 | 0 | 0 | 0 | 0 | 0 | 0 | 0 | -344326.8984 | 0 | 0 | 0 | 0 | 0 | 0 | 0 | 0 | 0 | 0 | 0
2016-08-02 07:00 | 0 | 0 | 0 | 0 | 96798.1016 | 0 | 441125 | 0 | 0 | 0 | 1338351.1406 | 0 | 0 | 0 | 0 | 0 | 0 | 0 | 0 | 0 | 0 | 0 | 0 | 0 | -344326.8984 | 0 | 0 | 0 | 0 | 0 | 0 | 0 | 0 | 0 | 0 | 0
2016-08-02 08:00 | 0 | 0 | 0 | 0 | 504049.903 | 0 | 432409 | 0 | 0 | 0 | 1409992.0436 | 0 | 0 | 0 | 0 | 0 | 0 | 0 | 0 | 0 | 0 | 0 | 0 | 0 | 71640.903 | 0 | 0 | 0 | 0 | 0 | 0 | 0 | 0 | 0 | 0 | 0
2016-08-02 09:00 | 0 | 0 | 0 | 0 | 91663.1016 | 0 | 435990 | 0 | 0 | 0 | 1065665.1452 | 0 | 0 | 0 | 0 | 0 | 0 | 0 | 0 | 0 | 0 | 0 | 0 | 0 | -344326.8984 | 0 | 0 | 0 | 0 | 0 | 0 | 0 | 0 | 0 | 0 | 0
2016-08-02 10:00 | 0 | 0 | 0 | 0 | 106945.1016 | 0 | 451272 | 0 | 0 | 0 | 721338.2469 | 0 | 0 | 0 | 0 | 0 | 0 | 0 | 0 | 0 | 0 | 0 | 0 | 0 | -344326.8984 | 0 | 0 | 0 | 0 | 0 | 0 | 0 | 0 | 0 | 0 | 0
2016-08-02 11:00 | 0 | 0 | 0 | 0 | 345512.9374 | 0 | 468913 | 0 | 0 | 0 | 597938.1842 | 0 | 0 | 0 | 0 | 0 | 0 | 0 | 0 | 0 | 0 | 0 | 0 | 0 | -123400.0626 | 0 | 0 | 0 | 0 | 0 | 0 | 0 | 0 | 0 | 0 | 0
2016-08-02 12:00 | 0 | 0 | 0 | 0 | 199192.5454 | 66793.2846 | 489949 | 0 | 0 | 0 | 354979.7747 | 0 | 0 | 18995.2394 | 0 | 0 | 0 | 0 | 0 | 0 | 0 | 0 | 0 | 0 | -242958.4095 | 0 | 0 | 0 | 18995.2394 | 0 | 0 | 0 | 0 | 0 | 0 | 0
2016-08-02 13:00 | 0 | 0 | 0 | 0 | 149196.3868 | 443061.7185 | 517096 | 0 | 0 | 0 | 449137.1195 | 0 | 0 | 0 | 0 | 0 | 0 | 0 | 0 | 0 | 0 | 0 | 0 | 0 | 94157.3447 | 0 | 0 | 0 | -18995.2394 | 0 | 0 | 0 | 0 | 0 | 0 | 0
2016-08-02 14:00 | 0 | 0 | 0 | 0 | 129040.1675 | 764647.7309 | 549361 | 0 | 0 | 0 | 793464.0178 | 0 | 0 | 0 | 0 | 0 | 0 | 0 | 0 | 0 | 0 | 0 | 0 | 0 | 344326.8984 | 0 | 0 | 0 | 0 | 0 | 0 | 0 | 0 | 0 | 0 | 0
2016-08-02 15:00 | 0 | 0 | 0 | 0 | 0 | 925906.8984 | 581580 | 0 | 0 | 0 | 1137790.9162 | 0 | 0 | 0 | 0 | 0 | 0 | 0 | 0 | 0 | 0 | 0 | 0 | 0 | 344326.8984 | 0 | 0 | 0 | 0 | 0 | 0 | 0 | 0 | 0 | 0 | 0
2016-08-02 16:00 | 0 | 0 | 0 | 0 | 0 | 957259.041 | 609773 | 0 | 0 | 0 | 1482117.8146 | 0 | 0 | 3159.1426 | 0 | 0 | 0 | 0 | 0 | 0 | 0 | 0 | 0 | 0 | 344326.8984 | 0 | 0 | 0 | 3159.1426 | 0 | 0 | 0 | 0 | 0 | 0 | 0
2016-08-02 17:00 | 0 | 0 | 0 | 0 | 0 | 994260.9951 | 634098 | 0 | 0 | 0 | 1826444.7129 | 0 | 0 | 18995.2394 | 0 | 0 | 0 | 0 | 0 | 0 | 0 | 0 | 0 | 0 | 344326.8984 | 0 | 0 | 0 | 15836.0968 | 0 | 0 | 0 | 0 | 0 | 0 | 0
2016-08-02 18:00 | 0 | 0 | 0 | 0 | 0 | 969868.9098 | 653280 | 0 | 0 | 0 | 2143033.6227 | 0 | 0 | 18995.2394 | 0 | 0 | 0 | 0 | 0 | 0 | 0 | 0 | 0 | 0 | 316588.9098 | 0 | 0 | 0 | 0 | 0 | 0 | 0 | 0 | 0 | 0 | 0
2016-08-02 19:00 | 0 | 0 | 0 | 0 | 77825.8739 | 929867.0245 | 663366 | 0 | 0 | 0 | 2487360.5211 | 0 | 0 | 18995.2394 | 0 | 0 | 0 | 0 | 0 | 0 | 0 | 0 | 0 | 0 | 344326.8984 | 0 | 0 | 0 | 0 | 0 | 0 | 0 | 0 | 0 | 0 | 0
2016-08-02 20:00 | 0 | 0 | 0 | 0 | 0 | 885785.6023 | 670381 | 0 | 0 | 0 | 2702765.1233 | 0 | 0 | 18995.2394 | 0 | 0 | 0 | 0 | 0 | 0 | 0 | 0 | 0 | 0 | 215404.6023 | 0 | 0 | 0 | 0 | 0 | 0 | 0 | 0 | 0 | 0 | 0
2016-08-02 21:00 | 0 | 0 | 0 | 0 | 0 | 831738.2363 | 672154 | 0 | 0 | 0 | 2862349.3596 | 0 | 0 | 18995.2394 | 0 | 0 | 0 | 0 | 0 | 0 | 0 | 0 | 0 | 0 | 159584.2363 | 0 | 0 | 0 | 0 | 0 | 0 | 0 | 0 | 0 | 0 | 0
2016-08-02 22:00 | 0 | 0 | 0 | 0 | 0 | 760714.0515 | 666562 | 0 | 0 | 0 | 2975496.6505 | 0 | 0 | 0 | 0 | 0 | 0 | 0 | 0 | 0 | 0 | 0 | 0 | 0 | 113147.2909 | 0 | 0 | 0 | -18995.2394 | 0 | 0 | 0 | 0 | 0 | 0 | 0
2016-08-02 23:00 | 0 | 0 | 0 | 0 | 0 | 657713.4707 | 652378 | 0 | 0 | 0 | 2980832.1212 | 0 | 0 | 0 | 0 | 0 | 0 | 0 | 0 | 0 | 0 | 0 | 0 | 0 | 5335.4707 | 0 | 0 | 0 | 0 | 0 | 0 | 0 | 0 | 0 | 0 | 0
2016-08-03 | 0 | 0 | 0 | 0 | 0 | 489112.1464 | 635814 | 0 | 0 | 0 | 2834130.2676 | 0 | 0 | 0 | 0 | 0 | 0 | 0 | 0 | 0 | 0 | 0 | 0 | 0 | -146701.8536 | 0 | 0 | 0 | 0 | 0 | 0 | 0 | 0 | 0 | 0 | 0
2016-08-03 01:00 | 0 | 0 | 0 | 0 | 31430.5325 | 241571.5692 | 617329 | 0 | 0 | 0 | 2489803.3692 | 0 | 0 | 0 | 0 | 0 | 0 | 0 | 0 | 0 | 0 | 0 | 0 | 0 | -344326.8984 | 0 | 0 | 0 | 0 | 0 | 0 | 0 | 0 | 0 | 0 | 0
2016-08-03 02:00 | 0 | 0 | 0 | 0 | 558410.0894 | 11061.401 | 587534 | 0 | 0 | 0 | 2471740.8596 | 0 | 0 | 0 | 0 | 0 | 0 | 0 | 0 | 0 | 0 | 0 | 0 | 0 | -18062.5096 | 0 | 0 | 0 | 0 | 0 | 0 | 0 | 0 | 0 | 0 | 0
2016-08-03 03:00 | 0 | 0 | 0 | 0 | 204403.1016 | 0 | 548730 | 0 | 0 | 0 | 2127413.9612 | 0 | 0 | 0 | 0 | 0 | 0 | 0 | 0 | 0 | 0 | 0 | 0 | 0 | -344326.8984 | 0 | 0 | 0 | 0 | 0 | 0 | 0 | 0 | 0 | 0 | 0
2016-08-03 04:00 | 0 | 0 | 0 | 0 | 168033.1016 | 0 | 512360 | 0 | 0 | 0 | 1783087.0628 | 0 | 0 | 0 | 0 | 0 | 0 | 0 | 0 | 0 | 0 | 0 | 0 | 0 | -344326.8984 | 0 | 0 | 0 | 0 | 0 | 0 | 0 | 0 | 0 | 0 | 0
2016-08-03 05:00 | 0 | 0 | 0 | 0 | 537477.72 | 0 | 481561 | 0 | 0 | 0 | 1839003.7829 | 0 | 0 | 0 | 0 | 0 | 0 | 0 | 0 | 0 | 0 | 0 | 0 | 0 | 55916.72 | 0 | 0 | 0 | 0 | 0 | 0 | 0 | 0 | 0 | 0 | 0
2016-08-03 06:00 | 0 | 0 | 0 | 0 | 111984.1016 | 0 | 456311 | 0 | 0 | 0 | 1494676.8845 | 0 | 0 | 0 | 0 | 0 | 0 | 0 | 0 | 0 | 0 | 0 | 0 | 0 | -344326.8984 | 0 | 0 | 0 | 0 | 0 | 0 | 0 | 0 | 0 | 0 | 0
2016-08-03 07:00 | 0 | 0 | 0 | 0 | 94096.1016 | 0 | 438423 | 0 | 0 | 0 | 1150349.9861 | 0 | 0 | 0 | 0 | 0 | 0 | 0 | 0 | 0 | 0 | 0 | 0 | 0 | -344326.8984 | 0 | 0 | 0 | 0 | 0 | 0 | 0 | 0 | 0 | 0 | 0
2016-08-03 08:00 | 0 | 0 | 0 | 0 | 474910.1889 | 0 | 429382 | 0 | 0 | 0 | 1195878.1751 | 0 | 0 | 0 | 0 | 0 | 0 | 0 | 0 | 0 | 0 | 0 | 0 | 0 | 45528.1889 | 0 | 0 | 0 | 0 | 0 | 0 | 0 | 0 | 0 | 0 | 0
2016-08-03 09:00 | 0 | 0 | 0 | 0 | 87685.1016 | 0 | 432012 | 0 | 0 | 0 | 851551.2767 | 0 | 0 | 0 | 0 | 0 | 0 | 0 | 0 | 0 | 0 | 0 | 0 | 0 | -344326.8984 | 0 | 0 | 0 | 0 | 0 | 0 | 0 | 0 | 0 | 0 | 0
2016-08-03 10:00 | 0 | 0 | 0 | 0 | 117389.9459 | 0 | 446890 | 0 | 0 | 0 | 522051.2226 | 0 | 0 | 0 | 0 | 0 | 0 | 0 | 0 | 0 | 0 | 0 | 0 | 0 | -329500.0541 | 0 | 0 | 0 | 0 | 0 | 0 | 0 | 0 | 0 | 0 | 0
2016-08-03 11:00 | 0 | 0 | 0 | 0 | 411496.2503 | 0 | 465284 | 0 | 0 | 0 | 449268.2334 | 0 | 0 | 18995.2394 | 0 | 0 | 0 | 0 | 0 | 0 | 0 | 0 | 0 | 0 | -72782.9892 | 0 | 0 | 0 | 18995.2394 | 0 | 0 | 0 | 0 | 0 | 0 | 0
2016-08-03 12:00 | 0 | 0 | 0 | 0 | 288433.4109 | 54400.6053 | 486959 | 0 | 0 | 0 | 324138.4891 | 0 | 0 | 0 | 0 | 0 | 0 | 0 | 0 | 0 | 0 | 0 | 0 | 0 | -125129.7444 | 0 | 0 | 0 | -18995.2394 | 0 | 0 | 0 | 0 | 0 | 0 | 0
2016-08-03 13:00 | 0 | 0 | 0 | 0 | 0 | 383842.5869 | 514567 | 0 | 0 | 0 | 193414.0759 | 0 | 0 | 0 | 0 | 0 | 0 | 0 | 0 | 0 | 0 | 0 | 0 | 0 | -130724.4131 | 0 | 0 | 0 | 0 | 0 | 0 | 0 | 0 | 0 | 0 | 0
2016-08-03 14:00 | 0 | 0 | 0 | 0 | 212250.8728 | 679212.0256 | 547136 | 0 | 0 | 0 | 537740.9743 | 0 | 0 | 0 | 0 | 0 | 0 | 0 | 0 | 0 | 0 | 0 | 0 | 0 | 344326.8984 | 0 | 0 | 0 | 0 | 0 | 0 | 0 | 0 | 0 | 0 | 0
2016-08-03 15:00 | 0 | 0 | 0 | 0 | 57656.0644 | 867104.8339 | 580434 | 0 | 0 | 0 | 882067.8727 | 0 | 0 | 0 | 0 | 0 | 0 | 0 | 0 | 0 | 0 | 0 | 0 | 0 | 344326.8984 | 0 | 0 | 0 | 0 | 0 | 0 | 0 | 0 | 0 | 0 | 0
2016-08-03 16:00 | 0 | 0 | 0 | 0 | 0 | 953677.2154 | 610440 | 0 | 0 | 0 | 1225305.088 | 0 | 0 | 0 | 0 | 0 | 0 | 0 | 0 | 0 | 0 | 0 | 0 | 0 | 343237.2154 | 0 | 0 | 0 | 0 | 0 | 0 | 0 | 0 | 0 | 0 | 0
2016-08-03 17:00 | 0 | 0 | 0 | 0 | 0 | 964819.7597 | 636024 | 0 | 0 | 0 | 1554100.8477 | 0 | 0 | 0 | 0 | 0 | 0 | 0 | 0 | 0 | 0 | 0 | 0 | 0 | 328795.7597 | 0 | 0 | 0 | 0 | 0 | 0 | 0 | 0 | 0 | 0 | 0
2016-08-03 18:00 | 0 | 0 | 0 | 0 | 0 | 946344.172 | 656420 | 0 | 0 | 0 | 1844025.0197 | 0 | 0 | 0 | 0 | 0 | 0 | 0 | 0 | 0 | 0 | 0 | 0 | 0 | 289924.172 | 0 | 0 | 0 | 0 | 0 | 0 | 0 | 0 | 0 | 0 | 0
2016-08-03 19:00 | 0 | 0 | 0 | 0 | 0 | 913828.7258 | 671477 | 0 | 0 | 0 | 2086376.7455 | 0 | 0 | 0 | 0 | 0 | 0 | 0 | 0 | 0 | 0 | 0 | 0 | 0 | 242351.7258 | 0 | 0 | 0 | 0 | 0 | 0 | 0 | 0 | 0 | 0 | 0
2016-08-03 20:00 | 0 | 0 | 0 | 0 | 0 | 875171.1532 | 681036 | 0 | 0 | 0 | 2280511.8986 | 0 | 0 | 0 | 0 | 0 | 0 | 0 | 0 | 0 | 0 | 0 | 0 | 0 | 194135.1532 | 0 | 0 | 0 | 0 | 0 | 0 | 0 | 0 | 0 | 0 | 0
2016-08-03 21:00 | 0 | 0 | 0 | 0 | 0 | 824989.8451 | 683380 | 0 | 0 | 0 | 2422121.7438 | 0 | 0 | 0 | 0 | 0 | 0 | 0 | 0 | 0 | 0 | 0 | 0 | 0 | 141609.8451 | 0 | 0 | 0 | 0 | 0 | 0 | 0 | 0 | 0 | 0 | 0
2016-08-03 22:00 | 0 | 0 | 0 | 0 | 0 | 761246.9008 | 677806 | 0 | 0 | 0 | 2505562.6446 | 0 | 0 | 0 | 0 | 0 | 0 | 0 | 0 | 0 | 0 | 0 | 0 | 0 | 83440.9008 | 0 | 0 | 0 | 0 | 0 | 0 | 0 | 0 | 0 | 0 | 0
2016-08-03 23:00 | 0 | 0 | 0 | 0 | 0 | 640697.3242 | 663640 | 0 | 0 | 0 | 2482619.9688 | 0 | 0 | 0 | 0 | 0 | 0 | 0 | 0 | 0 | 0 | 0 | 0 | 0 | -22942.6758 | 0 | 0 | 0 | 0 | 0 | 0 | 0 | 0 | 0 | 0 | 0
2016-08-04 | 0 | 0 | 0 | 0 | 0 | 460296.3888 | 647265 | 0 | 0 | 0 | 2295651.3576 | 0 | 0 | 0 | 0 | 0 | 0 | 0 | 0 | 0 | 0 | 0 | 0 | 0 | -186968.6112 | 0 | 0 | 0 | 0 | 0 | 0 | 0 | 0 | 0 | 0 | 0
2016-08-04 01:00 | 0 | 0 | 0 | 0 | 70003.4981 | 214862.6035 | 629193 | 0 | 0 | 0 | 1951324.4592 | 0 | 0 | 0 | 0 | 0 | 0 | 0 | 0 | 0 | 0 | 0 | 0 | 0 | -344326.8984 | 0 | 0 | 0 | 0 | 0 | 0 | 0 | 0 | 0 | 0 | 0
2016-08-04 02:00 | 0 | 0 | 0 | 0 | 931074.0144 | 10439.8839 | 597187 | 0 | 0 | 0 | 2295651.3576 | 0 | 0 | 0 | 0 | 0 | 0 | 0 | 0 | 0 | 0 | 0 | 0 | 0 | 344326.8984 | 0 | 0 | 0 | 0 | 0 | 0 | 0 | 0 | 0 | 0 | 0
2016-08-04 03:00 | 0 | 0 | 0 | 0 | 214030.1016 | 0 | 558357 | 0 | 0 | 0 | 1951324.4592 | 0 | 0 | 0 | 0 | 0 | 0 | 0 | 0 | 0 | 0 | 0 | 0 | 0 | -344326.8984 | 0 | 0 | 0 | 0 | 0 | 0 | 0 | 0 | 0 | 0 | 0
2016-08-04 04:00 | 0 | 0 | 0 | 0 | 177000.1016 | 0 | 521327 | 0 | 0 | 0 | 1606997.5609 | 0 | 0 | 0 | 0 | 0 | 0 | 0 | 0 | 0 | 0 | 0 | 0 | 0 | -344326.8984 | 0 | 0 | 0 | 0 | 0 | 0 | 0 | 0 | 0 | 0 | 0
2016-08-04 05:00 | 0 | 0 | 0 | 0 | 146222.1016 | 0 | 490549 | 0 | 0 | 0 | 1262670.6625 | 0 | 0 | 0 | 0 | 0 | 0 | 0 | 0 | 0 | 0 | 0 | 0 | 0 | -344326.8984 | 0 | 0 | 0 | 0 | 0 | 0 | 0 | 0 | 0 | 0 | 0
2016-08-04 06:00 | 0 | 0 | 0 | 0 | 117728.1016 | 0 | 462055 | 0 | 0 | 0 | 918343.7641 | 0 | 0 | 0 | 0 | 0 | 0 | 0 | 0 | 0 | 0 | 0 | 0 | 0 | -344326.8984 | 0 | 0 | 0 | 0 | 0 | 0 | 0 | 0 | 0 | 0 | 0
2016-08-04 07:00 | 0 | 0 | 0 | 0 | 759807.9282 | 0 | 443032 | 0 | 0 | 0 | 1235119.6924 | 0 | 0 | 0 | 0 | 0 | 0 | 0 | 0 | 0 | 0 | 0 | 0 | 0 | 316775.9282 | 0 | 0 | 0 | 0 | 0 | 0 | 0 | 0 | 0 | 0 | 0
2016-08-04 08:00 | 0 | 0 | 0 | 0 | 89518.1016 | 0 | 433845 | 0 | 0 | 0 | 890792.794 | 0 | 0 | 0 | 0 | 0 | 0 | 0 | 0 | 0 | 0 | 0 | 0 | 0 | -344326.8984 | 0 | 0 | 0 | 0 | 0 | 0 | 0 | 0 | 0 | 0 | 0
2016-08-04 09:00 | 0 | 0 | 0 | 0 | 92669.1016 | 0 | 436996 | 0 | 0 | 0 | 546465.8956 | 0 | 0 | 0 | 0 | 0 | 0 | 0 | 0 | 0 | 0 | 0 | 0 | 0 | -344326.8984 | 0 | 0 | 0 | 0 | 0 | 0 | 0 | 0 | 0 | 0 | 0
2016-08-04 10:00 | 0 | 0 | 0 | 0 | 108625.1016 | 0 | 452952 | 0 | 0 | 0 | 202138.9973 | 0 | 0 | 0 | 0 | 0 | 0 | 0 | 0 | 0 | 0 | 0 | 0 | 0 | -344326.8984 | 0 | 0 | 0 | 0 | 0 | 0 | 0 | 0 | 0 | 0 | 0
2016-08-04 11:00 | 0 | 0 | 0 | 0 | 613219.9011 | 0 | 471032 | 0 | 0 | 0 | 344326.8984 | 0 | 0 | 0 | 0 | 0 | 0 | 0 | 0 | 0 | 0 | 0 | 0 | 0 | 142187.9011 | 0 | 0 | 0 | 0 | 0 | 0 | 0 | 0 | 0 | 0 | 0
2016-08-04 12:00 | 0 | 0 | 0 | 0 | 89867.7418 | 58562.3598 | 492757 | 0 | 0 | 0 | 0 | 0 | 0 | 0 | 0 | 0 | 0 | 0 | 0 | 0 | 0 | 0 | 0 | 0 | -344326.8984 | 0 | 0 | 0 | 0 | 0 | 0 | 0 | 0 | 0 | 0 | 0
2016-08-04 13:00 | 0 | 0 | 0 | 0 | 138954.1875 | 381822.8125 | 520777 | 0 | 0 | 0 | 0 | 0 | 0 | 0 | 0 | 0 | 0 | 0 | 0 | 0 | 0 | 0 | 0 | 0 | 0 | 0 | 0 | 0 | 0 | 0 | 0 | 0 | 0 | 0 | 0 | 0
2016-08-04 14:00 | 0 | 0 | 0 | 0 | 207426.6792 | 691867.2191 | 554967 | 0 | 0 | 0 | 344326.8984 | 0 | 0 | 0 | 0 | 0 | 0 | 0 | 0 | 0 | 0 | 0 | 0 | 0 | 344326.8984 | 0 | 0 | 0 | 0 | 0 | 0 | 0 | 0 | 0 | 0 | 0
2016-08-04 15:00 | 0 | 0 | 0 | 0 | 58697.7236 | 873816.1748 | 588187 | 0 | 0 | 0 | 688653.7967 | 0 | 0 | 0 | 0 | 0 | 0 | 0 | 0 | 0 | 0 | 0 | 0 | 0 | 344326.8984 | 0 | 0 | 0 | 0 | 0 | 0 | 0 | 0 | 0 | 0 | 0
2016-08-04 16:00 | 0 | 0 | 0 | 0 | 0 | 965940.1243 | 616495 | 0 | 0 | 0 | 1032980.6951 | 0 | 0 | 5118.226 | 0 | 0 | 0 | 0 | 0 | 0 | 0 | 0 | 0 | 0 | 344326.8984 | 0 | 0 | 0 | 5118.226 | 0 | 0 | 0 | 0 | 0 | 0 | 0
2016-08-04 17:00 | 0 | 0 | 0 | 0 | 0 | 985458.5025 | 640288 | 0 | 0 | 0 | 1364274.1841 | 0 | 0 | 18995.2394 | 0 | 0 | 0 | 0 | 0 | 0 | 0 | 0 | 0 | 0 | 331293.489 | 0 | 0 | 0 | 13877.0135 | 0 | 0 | 0 | 0 | 0 | 0 | 0
2016-08-04 18:00 | 0 | 0 | 0 | 0 | 0 | 968297.397 | 658458 | 0 | 0 | 0 | 1693108.8205 | 0 | 0 | 0 | 0 | 0 | 0 | 0 | 0 | 0 | 0 | 0 | 0 | 0 | 328834.6364 | 0 | 0 | 0 | -18995.2394 | 0 | 0 | 0 | 0 | 0 | 0 | 0
2016-08-04 19:00 | 0 | 0 | 0 | 0 | 0 | 937542.1375 | 670155 | 0 | 0 | 0 | 1960495.9581 | 0 | 0 | 0 | 0 | 0 | 0 | 0 | 0 | 0 | 0 | 0 | 0 | 0 | 267387.1375 | 0 | 0 | 0 | 0 | 0 | 0 | 0 | 0 | 0 | 0 | 0
2016-08-04 20:00 | 0 | 0 | 0 | 0 | 0 | 906508.0302 | 676999 | 0 | 0 | 0 | 2190004.9882 | 0 | 0 | 0 | 0 | 0 | 0 | 0 | 0 | 0 | 0 | 0 | 0 | 0 | 229509.0302 | 0 | 0 | 0 | 0 | 0 | 0 | 0 | 0 | 0 | 0 | 0
2016-08-04 21:00 | 0 | 0 | 0 | 0 | 0 | 859681.6539 | 678514 | 0 | 0 | 0 | 2371172.6422 | 0 | 0 | 0 | 0 | 0 | 0 | 0 | 0 | 0 | 0 | 0 | 0 | 0 | 181167.6539 | 0 | 0 | 0 | 0 | 0 | 0 | 0 | 0 | 0 | 0 | 0
2016-08-04 22:00 | 0 | 0 | 0 | 0 | 0 | 787242.4587 | 672659 | 0 | 0 | 0 | 2485756.1009 | 0 | 0 | 0 | 0 | 0 | 0 | 0 | 0 | 0 | 0 | 0 | 0 | 0 | 114583.4587 | 0 | 0 | 0 | 0 | 0 | 0 | 0 | 0 | 0 | 0 | 0
2016-08-04 23:00 | 0 | 0 | 0 | 0 | 0 | 657075.1507 | 657579 | 0 | 0 | 0 | 2485252.2516 | 0 | 0 | 0 | 0 | 0 | 0 | 0 | 0 | 0 | 0 | 0 | 0 | 0 | -503.8493 | 0 | 0 | 0 | 0 | 0 | 0 | 0 | 0 | 0 | 0 | 0
2016-08-05 | 0 | 0 | 0 | 0 | 411148.847 | 460458.076 | 641092 | 0 | 0 | 0 | 2696771.9351 | 0 | 0 | 18995.2394 | 0 | 0 | 0 | 0 | 0 | 0 | 0 | 0 | 0 | 0 | 211519.6835 | 0 | 0 | 0 | 18995.2394 | 0 | 0 | 0 | 0 | 0 | 0 | 0
2016-08-05 01:00 | 0 | 0 | 0 | 0 | 534201.34 | 194865.0839 | 623479 | 0 | 0 | 0 | 2821354.5984 | 0 | 0 | 0 | 0 | 0 | 0 | 0 | 0 | 0 | 0 | 0 | 0 | 0 | 124582.6633 | 0 | 0 | 0 | -18995.2394 | 0 | 0 | 0 | 0 | 0 | 0 | 0
2016-08-05 02:00 | 0 | 0 | 0 | 0 | 238560.0809 | 9440.0208 | 592327 | 0 | 0 | 0 | 2477027.7 | 0 | 0 | 0 | 0 | 0 | 0 | 0 | 0 | 0 | 0 | 0 | 0 | 0 | -344326.8984 | 0 | 0 | 0 | 0 | 0 | 0 | 0 | 0 | 0 | 0 | 0
2016-08-05 03:00 | 0 | 0 | 0 | 0 | 210605.1016 | 0 | 554932 | 0 | 0 | 0 | 2132700.8017 | 0 | 0 | 0 | 0 | 0 | 0 | 0 | 0 | 0 | 0 | 0 | 0 | 0 | -344326.8984 | 0 | 0 | 0 | 0 | 0 | 0 | 0 | 0 | 0 | 0 | 0
2016-08-05 04:00 | 0 | 0 | 0 | 0 | 595355.4449 | 0 | 518997 | 0 | 0 | 0 | 2190064.0071 | 0 | 0 | 18995.2394 | 0 | 0 | 0 | 0 | 0 | 0 | 0 | 0 | 0 | 0 | 57363.2055 | 0 | 0 | 0 | 18995.2394 | 0 | 0 | 0 | 0 | 0 | 0 | 0
2016-08-05 05:00 | 0 | 0 | 0 | 0 | 123832.8622 | 0 | 487155 | 0 | 0 | 0 | 1845737.1088 | 0 | 0 | 0 | 0 | 0 | 0 | 0 | 0 | 0 | 0 | 0 | 0 | 0 | -344326.8984 | 0 | 0 | 0 | -18995.2394 | 0 | 0 | 0 | 0 | 0 | 0 | 0
2016-08-05 06:00 | 0 | 0 | 0 | 0 | 117383.1016 | 0 | 461710 | 0 | 0 | 0 | 1501410.2104 | 0 | 0 | 0 | 0 | 0 | 0 | 0 | 0 | 0 | 0 | 0 | 0 | 0 | -344326.8984 | 0 | 0 | 0 | 0 | 0 | 0 | 0 | 0 | 0 | 0 | 0
2016-08-05 07:00 | 0 | 0 | 0 | 0 | 466424.5308 | 0 | 444178 | 0 | 0 | 0 | 1523656.7412 | 0 | 0 | 0 | 0 | 0 | 0 | 0 | 0 | 0 | 0 | 0 | 0 | 0 | 22246.5308 | 0 | 0 | 0 | 0 | 0 | 0 | 0 | 0 | 0 | 0 | 0
2016-08-05 08:00 | 0 | 0 | 0 | 0 | 90450.1016 | 0 | 434777 | 0 | 0 | 0 | 1179329.8429 | 0 | 0 | 0 | 0 | 0 | 0 | 0 | 0 | 0 | 0 | 0 | 0 | 0 | -344326.8984 | 0 | 0 | 0 | 0 | 0 | 0 | 0 | 0 | 0 | 0 | 0
2016-08-05 09:00 | 0 | 0 | 0 | 0 | 376534.2285 | 0 | 437450 | 0 | 0 | 0 | 1118414.0714 | 0 | 0 | 0 | 0 | 0 | 0 | 0 | 0 | 0 | 0 | 0 | 0 | 0 | -60915.7715 | 0 | 0 | 0 | 0 | 0 | 0 | 0 | 0 | 0 | 0 | 0
2016-08-05 10:00 | 0 | 0 | 0 | 0 | 106651.1016 | 0 | 450978 | 0 | 0 | 0 | 774087.173 | 0 | 0 | 0 | 0 | 0 | 0 | 0 | 0 | 0 | 0 | 0 | 0 | 0 | -344326.8984 | 0 | 0 | 0 | 0 | 0 | 0 | 0 | 0 | 0 | 0 | 0
2016-08-05 11:00 | 0 | 0 | 0 | 0 | 265650.9938 | 0 | 467665 | 0 | 0 | 0 | 572073.1668 | 0 | 0 | 0 | 0 | 0 | 0 | 0 | 0 | 0 | 0 | 0 | 0 | 0 | -202014.0062 | 0 | 0 | 0 | 0 | 0 | 0 | 0 | 0 | 0 | 0 | 0
2016-08-05 12:00 | 0 | 0 | 0 | 0 | 166482.8047 | 61511.7842 | 489571 | 0 | 0 | 0 | 310496.7557 | 0 | 0 | 0 | 0 | 0 | 0 | 0 | 0 | 0 | 0 | 0 | 0 | 0 | -261576.4111 | 0 | 0 | 0 | 0 | 0 | 0 | 0 | 0 | 0 | 0 | 0
2016-08-05 13:00 | 0 | 0 | 0 | 0 | 143277.1163 | 388585.4564 | 517694 | 0 | 0 | 0 | 305670.089 | 0 | 0 | 18995.2394 | 0 | 0 | 0 | 0 | 0 | 0 | 0 | 0 | 0 | 0 | -4826.6667 | 0 | 0 | 0 | 18995.2394 | 0 | 0 | 0 | 0 | 0 | 0 | 0
2016-08-05 14:00 | 0 | 0 | 0 | 0 | 152603.1788 | 720565.1208 | 548878 | 0 | 0 | 0 | 648955.6281 | 0 | 0 | 0 | 0 | 0 | 0 | 0 | 0 | 0 | 0 | 0 | 0 | 0 | 343285.5391 | 0 | 0 | 0 | -18995.2394 | 0 | 0 | 0 | 0 | 0 | 0 | 0
2016-08-05 15:00 | 0 | 0 | 0 | 0 | 27698.9991 | 896011.8993 | 579384 | 0 | 0 | 0 | 993282.5264 | 0 | 0 | 0 | 0 | 0 | 0 | 0 | 0 | 0 | 0 | 0 | 0 | 0 | 344326.8984 | 0 | 0 | 0 | 0 | 0 | 0 | 0 | 0 | 0 | 0 | 0
2016-08-05 16:00 | 0 | 0 | 0 | 0 | 0 | 965976.5894 | 605984 | 0 | 0 | 0 | 1337609.4248 | 0 | 0 | 15665.6911 | 0 | 0 | 0 | 0 | 0 | 0 | 0 | 0 | 0 | 0 | 344326.8984 | 0 | 0 | 0 | 15665.6911 | 0 | 0 | 0 | 0 | 0 | 0 | 0
2016-08-05 17:00 | 0 | 0 | 0 | 0 | 0 | 976886.4467 | 629230 | 0 | 0 | 0 | 1681936.3232 | 0 | 0 | 18995.2394 | 0 | 0 | 0 | 0 | 0 | 0 | 0 | 0 | 0 | 0 | 344326.8984 | 0 | 0 | 0 | 3329.5483 | 0 | 0 | 0 | 0 | 0 | 0 | 0
2016-08-05 18:00 | 0 | 0 | 0 | 0 | 0 | 955062.2098 | 646679 | 0 | 0 | 0 | 2009314.7724 | 0 | 0 | 0 | 0 | 0 | 0 | 0 | 0 | 0 | 0 | 0 | 0 | 0 | 327378.4492 | 0 | 0 | 0 | -18995.2394 | 0 | 0 | 0 | 0 | 0 | 0 | 0
2016-08-05 19:00 | 0 | 0 | 0 | 0 | 0 | 926206.9722 | 657913 | 0 | 0 | 0 | 2258613.5052 | 0 | 0 | 18995.2394 | 0 | 0 | 0 | 0 | 0 | 0 | 0 | 0 | 0 | 0 | 249298.7328 | 0 | 0 | 0 | 18995.2394 | 0 | 0 | 0 | 0 | 0 | 0 | 0
2016-08-05 20:00 | 0 | 0 | 0 | 0 | 0 | 895826.8955 | 662883 | 0 | 0 | 0 | 2491557.4007 | 0 | 0 | 18995.2394 | 0 | 0 | 0 | 0 | 0 | 0 | 0 | 0 | 0 | 0 | 232943.8955 | 0 | 0 | 0 | 0 | 0 | 0 | 0 | 0 | 0 | 0 | 0
2016-08-05 21:00 | 0 | 0 | 0 | 0 | 0 | 848097.3161 | 661113 | 0 | 0 | 0 | 2678541.7168 | 0 | 0 | 18995.2394 | 0 | 0 | 0 | 0 | 0 | 0 | 0 | 0 | 0 | 0 | 186984.3161 | 0 | 0 | 0 | 0 | 0 | 0 | 0 | 0 | 0 | 0 | 0
2016-08-05 22:00 | 0 | 0 | 0 | 0 | 0 | 778222.9831 | 651147 | 0 | 0 | 0 | 2824612.9393 | 0 | 0 | 0 | 0 | 0 | 0 | 0 | 0 | 0 | 0 | 0 | 0 | 0 | 146071.2225 | 0 | 0 | 0 | -18995.2394 | 0 | 0 | 0 | 0 | 0 | 0 | 0
2016-08-05 23:00 | 0 | 0 | 0 | 0 | 0 | 663396.5369 | 634076 | 0 | 0 | 0 | 2853933.4763 | 0 | 0 | 0 | 0 | 0 | 0 | 0 | 0 | 0 | 0 | 0 | 0 | 0 | 29320.5369 | 0 | 0 | 0 | 0 | 0 | 0 | 0 | 0 | 0 | 0 | 0
2016-08-06 | 0 | 0 | 0 | 0 | 0 | 482015.9 | 616767 | 0 | 0 | 0 | 2700187.1368 | 0 | 0 | 18995.2394 | 0 | 0 | 0 | 0 | 0 | 0 | 0 | 0 | 0 | 0 | -153746.3395 | 0 | 0 | 0 | 18995.2394 | 0 | 0 | 0 | 0 | 0 | 0 | 0
2016-08-06 01:00 | 0 | 0 | 0 | 0 | 20298.3275 | 216732.5347 | 600353 | 0 | 0 | 0 | 2355860.2384 | 0 | 0 | 0 | 0 | 0 | 0 | 0 | 0 | 0 | 0 | 0 | 0 | 0 | -344326.8984 | 0 | 0 | 0 | -18995.2394 | 0 | 0 | 0 | 0 | 0 | 0 | 0
2016-08-06 02:00 | 0 | 0 | 0 | 0 | 220899.0375 | 7892.0642 | 573118 | 0 | 0 | 0 | 2011533.3401 | 0 | 0 | 0 | 0 | 0 | 0 | 0 | 0 | 0 | 0 | 0 | 0 | 0 | -344326.8984 | 0 | 0 | 0 | 0 | 0 | 0 | 0 | 0 | 0 | 0 | 0
2016-08-06 03:00 | 0 | 0 | 0 | 0 | 195250.1016 | 0 | 539577 | 0 | 0 | 0 | 1667206.4417 | 0 | 0 | 0 | 0 | 0 | 0 | 0 | 0 | 0 | 0 | 0 | 0 | 0 | -344326.8984 | 0 | 0 | 0 | 0 | 0 | 0 | 0 | 0 | 0 | 0 | 0
2016-08-06 04:00 | 0 | 0 | 0 | 0 | 496923.5134 | 0 | 506865 | 0 | 0 | 0 | 1657264.9551 | 0 | 0 | 0 | 0 | 0 | 0 | 0 | 0 | 0 | 0 | 0 | 0 | 0 | -9941.4866 | 0 | 0 | 0 | 0 | 0 | 0 | 0 | 0 | 0 | 0 | 0
2016-08-06 05:00 | 0 | 0 | 0 | 0 | 133172.1016 | 0 | 477499 | 0 | 0 | 0 | 1312938.0567 | 0 | 0 | 0 | 0 | 0 | 0 | 0 | 0 | 0 | 0 | 0 | 0 | 0 | -344326.8984 | 0 | 0 | 0 | 0 | 0 | 0 | 0 | 0 | 0 | 0 | 0
2016-08-06 06:00 | 0 | 0 | 0 | 0 | 194339.7125 | 0 | 453173 | 0 | 0 | 0 | 1054104.7692 | 0 | 0 | 0 | 0 | 0 | 0 | 0 | 0 | 0 | 0 | 0 | 0 | 0 | -258833.2875 | 0 | 0 | 0 | 0 | 0 | 0 | 0 | 0 | 0 | 0 | 0
2016-08-06 07:00 | 0 | 0 | 0 | 0 | 427988.2807 | 0 | 435218 | 0 | 0 | 0 | 1046875.05 | 0 | 0 | 0 | 0 | 0 | 0 | 0 | 0 | 0 | 0 | 0 | 0 | 0 | -7229.7193 | 0 | 0 | 0 | 0 | 0 | 0 | 0 | 0 | 0 | 0 | 0
2016-08-06 08:00 | 0 | 0 | 0 | 0 | 78933.1016 | 0 | 423260 | 0 | 0 | 0 | 702548.1516 | 0 | 0 | 0 | 0 | 0 | 0 | 0 | 0 | 0 | 0 | 0 | 0 | 0 | -344326.8984 | 0 | 0 | 0 | 0 | 0 | 0 | 0 | 0 | 0 | 0 | 0
2016-08-06 09:00 | 0 | 0 | 0 | 0 | 371461.3507 | 0 | 418988 | 0 | 0 | 0 | 655021.5023 | 0 | 0 | 0 | 0 | 0 | 0 | 0 | 0 | 0 | 0 | 0 | 0 | 0 | -47526.6493 | 0 | 0 | 0 | 0 | 0 | 0 | 0 | 0 | 0 | 0 | 0
2016-08-06 10:00 | 0 | 0 | 0 | 0 | 333063.8905 | 0 | 419093 | 0 | 0 | 0 | 568992.3928 | 0 | 0 | 0 | 0 | 0 | 0 | 0 | 0 | 0 | 0 | 0 | 0 | 0 | -86029.1095 | 0 | 0 | 0 | 0 | 0 | 0 | 0 | 0 | 0 | 0 | 0
2016-08-06 11:00 | 0 | 0 | 0 | 0 | 80503.1016 | 0 | 424830 | 0 | 0 | 0 | 224665.4944 | 0 | 0 | 0 | 0 | 0 | 0 | 0 | 0 | 0 | 0 | 0 | 0 | 0 | -344326.8984 | 0 | 0 | 0 | 0 | 0 | 0 | 0 | 0 | 0 | 0 | 0
2016-08-06 12:00 | 0 | 0 | 0 | 0 | 176115.1202 | 42752.3854 | 443533 | 0 | 0 | 0 | 0 | 0 | 0 | 0 | 0 | 0 | 0 | 0 | 0 | 0 | 0 | 0 | 0 | 0 | -224665.4944 | 0 | 0 | 0 | 0 | 0 | 0 | 0 | 0 | 0 | 0 | 0
2016-08-06 13:00 | 0 | 0 | 0 | 0 | 148520.5166 | 425457.9058 | 472726 | 0 | 0 | 0 | 82257.1829 | 0 | 0 | 18995.2394 | 0 | 0 | 0 | 0 | 0 | 0 | 0 | 0 | 0 | 0 | 82257.1829 | 0 | 0 | 0 | 18995.2394 | 0 | 0 | 0 | 0 | 0 | 0 | 0
2016-08-06 14:00 | 0 | 0 | 0 | 0 | 0 | 774111.6623 | 507408 | 0 | 0 | 0 | 367956.0847 | 0 | 0 | 0 | 0 | 0 | 0 | 0 | 0 | 0 | 0 | 0 | 0 | 0 | 285698.9017 | 0 | 0 | 0 | -18995.2394 | 0 | 0 | 0 | 0 | 0 | 0 | 0
2016-08-06 15:00 | 0 | 0 | 0 | 0 | 0 | 885561.8984 | 541235 | 0 | 0 | 0 | 712282.983 | 0 | 0 | 0 | 0 | 0 | 0 | 0 | 0 | 0 | 0 | 0 | 0 | 0 | 344326.8984 | 0 | 0 | 0 | 0 | 0 | 0 | 0 | 0 | 0 | 0 | 0
2016-08-06 16:00 | 0 | 0 | 0 | 0 | 0 | 914140.8984 | 569814 | 0 | 0 | 0 | 1056609.8814 | 0 | 0 | 0 | 0 | 0 | 0 | 0 | 0 | 0 | 0 | 0 | 0 | 0 | 344326.8984 | 0 | 0 | 0 | 0 | 0 | 0 | 0 | 0 | 0 | 0 | 0
2016-08-06 17:00 | 0 | 0 | 0 | 0 | 0 | 936477.8984 | 592151 | 0 | 0 | 0 | 1400936.7798 | 0 | 0 | 0 | 0 | 0 | 0 | 0 | 0 | 0 | 0 | 0 | 0 | 0 | 344326.8984 | 0 | 0 | 0 | 0 | 0 | 0 | 0 | 0 | 0 | 0 | 0
2016-08-06 18:00 | 0 | 0 | 0 | 0 | 0 | 971375.1378 | 608053 | 0 | 0 | 0 | 1745263.6781 | 0 | 0 | 18995.2394 | 0 | 0 | 0 | 0 | 0 | 0 | 0 | 0 | 0 | 0 | 344326.8984 | 0 | 0 | 0 | 18995.2394 | 0 | 0 | 0 | 0 | 0 | 0 | 0
2016-08-06 19:00 | 0 | 0 | 0 | 0 | 0 | 957929.5356 | 619282 | 0 | 0 | 0 | 2089590.5765 | 0 | 0 | 13315.8767 | 0 | 0 | 0 | 0 | 0 | 0 | 0 | 0 | 0 | 0 | 344326.8984 | 0 | 0 | 0 | -5679.3627 | 0 | 0 | 0 | 0 | 0 | 0 | 0
2016-08-06 20:00 | 0 | 0 | 0 | 0 | 0 | 936022.4429 | 626743 | 0 | 0 | 0 | 2393190.6567 | 0 | 0 | 18995.2394 | 0 | 0 | 0 | 0 | 0 | 0 | 0 | 0 | 0 | 0 | 303600.0802 | 0 | 0 | 0 | 5679.3627 | 0 | 0 | 0 | 0 | 0 | 0 | 0
2016-08-06 21:00 | 0 | 0 | 0 | 0 | 0 | 900365.5826 | 629027 | 0 | 0 | 0 | 2683524.4786 | 0 | 0 | 0 | 0 | 0 | 0 | 0 | 0 | 0 | 0 | 0 | 0 | 0 | 290333.822 | 0 | 0 | 0 | -18995.2394 | 0 | 0 | 0 | 0 | 0 | 0 | 0
2016-08-06 22:00 | 0 | 0 | 0 | 0 | 0 | 847064.9824 | 623131 | 0 | 0 | 0 | 2907458.461 | 0 | 0 | 0 | 0 | 0 | 0 | 0 | 0 | 0 | 0 | 0 | 0 | 0 | 223933.9824 | 0 | 0 | 0 | 0 | 0 | 0 | 0 | 0 | 0 | 0 | 0
2016-08-06 23:00 | 0 | 0 | 0 | 0 | 0 | 741625.0567 | 609762 | 0 | 0 | 0 | 3039321.5177 | 0 | 0 | 0 | 0 | 0 | 0 | 0 | 0 | 0 | 0 | 0 | 0 | 0 | 131863.0567 | 0 | 0 | 0 | 0 | 0 | 0 | 0 | 0 | 0 | 0 | 0
2016-08-07 | 0 | 0 | 0 | 0 | 0 | 549570.9105 | 594637 | 0 | 0 | 0 | 2994255.4283 | 0 | 0 | 0 | 0 | 0 | 0 | 0 | 0 | 0 | 0 | 0 | 0 | 0 | -45066.0895 | 0 | 0 | 0 | 0 | 0 | 0 | 0 | 0 | 0 | 0 | 0
2016-08-07 01:00 | 0 | 0 | 0 | 0 | 0 | 256635.0298 | 579373 | 0 | 0 | 0 | 2671517.4581 | 0 | 0 | 0 | 0 | 0 | 0 | 0 | 0 | 0 | 0 | 0 | 0 | 0 | -322737.9702 | 0 | 0 | 0 | 0 | 0 | 0 | 0 | 0 | 0 | 0 | 0
2016-08-07 02:00 | 0 | 0 | 0 | 0 | 200544.0661 | 6757.0356 | 551628 | 0 | 0 | 0 | 2327190.5597 | 0 | 0 | 0 | 0 | 0 | 0 | 0 | 0 | 0 | 0 | 0 | 0 | 0 | -344326.8984 | 0 | 0 | 0 | 0 | 0 | 0 | 0 | 0 | 0 | 0 | 0
2016-08-07 03:00 | 0 | 0 | 0 | 0 | 174068.1016 | 0 | 518395 | 0 | 0 | 0 | 1982863.6613 | 0 | 0 | 0 | 0 | 0 | 0 | 0 | 0 | 0 | 0 | 0 | 0 | 0 | -344326.8984 | 0 | 0 | 0 | 0 | 0 | 0 | 0 | 0 | 0 | 0 | 0
2016-08-07 04:00 | 0 | 0 | 0 | 0 | 543474.2597 | 0 | 487018 | 0 | 0 | 0 | 2039319.921 | 0 | 0 | 0 | 0 | 0 | 0 | 0 | 0 | 0 | 0 | 0 | 0 | 0 | 56456.2597 | 0 | 0 | 0 | 0 | 0 | 0 | 0 | 0 | 0 | 0 | 0
2016-08-07 05:00 | 0 | 0 | 0 | 0 | 116009.1016 | 0 | 460336 | 0 | 0 | 0 | 1694993.0226 | 0 | 0 | 0 | 0 | 0 | 0 | 0 | 0 | 0 | 0 | 0 | 0 | 0 | -344326.8984 | 0 | 0 | 0 | 0 | 0 | 0 | 0 | 0 | 0 | 0 | 0
2016-08-07 06:00 | 0 | 0 | 0 | 0 | 92111.1016 | 0 | 436438 | 0 | 0 | 0 | 1350666.1242 | 0 | 0 | 0 | 0 | 0 | 0 | 0 | 0 | 0 | 0 | 0 | 0 | 0 | -344326.8984 | 0 | 0 | 0 | 0 | 0 | 0 | 0 | 0 | 0 | 0 | 0
2016-08-07 07:00 | 0 | 0 | 0 | 0 | 73849.1016 | 0 | 418176 | 0 | 0 | 0 | 1006339.2259 | 0 | 0 | 0 | 0 | 0 | 0 | 0 | 0 | 0 | 0 | 0 | 0 | 0 | -344326.8984 | 0 | 0 | 0 | 0 | 0 | 0 | 0 | 0 | 0 | 0 | 0
2016-08-07 08:00 | 0 | 0 | 0 | 0 | 60782.1016 | 0 | 405109 | 0 | 0 | 0 | 662012.3275 | 0 | 0 | 0 | 0 | 0 | 0 | 0 | 0 | 0 | 0 | 0 | 0 | 0 | -344326.8984 | 0 | 0 | 0 | 0 | 0 | 0 | 0 | 0 | 0 | 0 | 0
2016-08-07 09:00 | 0 | 0 | 0 | 0 | 385824.3988 | 0 | 398654 | 0 | 0 | 0 | 649182.7263 | 0 | 0 | 0 | 0 | 0 | 0 | 0 | 0 | 0 | 0 | 0 | 0 | 0 | -12829.6012 | 0 | 0 | 0 | 0 | 0 | 0 | 0 | 0 | 0 | 0 | 0
2016-08-07 10:00 | 0 | 0 | 0 | 0 | 52110.1016 | 0 | 396437 | 0 | 0 | 0 | 304855.8279 | 0 | 0 | 0 | 0 | 0 | 0 | 0 | 0 | 0 | 0 | 0 | 0 | 0 | -344326.8984 | 0 | 0 | 0 | 0 | 0 | 0 | 0 | 0 | 0 | 0 | 0
2016-08-07 11:00 | 0 | 0 | 0 | 0 | 295846.6403 | 0 | 400201 | 0 | 0 | 0 | 200501.4682 | 0 | 0 | 0 | 0 | 0 | 0 | 0 | 0 | 0 | 0 | 0 | 0 | 0 | -104354.3597 | 0 | 0 | 0 | 0 | 0 | 0 | 0 | 0 | 0 | 0 | 0
2016-08-07 12:00 | 0 | 0 | 0 | 0 | 180785.7574 | 36158.7744 | 417446 | 0 | 0 | 0 | 0 | 0 | 0 | 0 | 0 | 0 | 0 | 0 | 0 | 0 | 0 | 0 | 0 | 0 | -200501.4682 | 0 | 0 | 0 | 0 | 0 | 0 | 0 | 0 | 0 | 0 | 0
2016-08-07 13:00 | 0 | 0 | 0 | 0 | 141952.5693 | 457463.469 | 445771 | 0 | 0 | 0 | 153645.0383 | 0 | 0 | 0 | 0 | 0 | 0 | 0 | 0 | 0 | 0 | 0 | 0 | 0 | 153645.0383 | 0 | 0 | 0 | 0 | 0 | 0 | 0 | 0 | 0 | 0 | 0
2016-08-07 14:00 | 0 | 0 | 0 | 0 | 0 | 821019.8984 | 476693 | 0 | 0 | 0 | 497971.9366 | 0 | 0 | 0 | 0 | 0 | 0 | 0 | 0 | 0 | 0 | 0 | 0 | 0 | 344326.8984 | 0 | 0 | 0 | 0 | 0 | 0 | 0 | 0 | 0 | 0 | 0
2016-08-07 15:00 | 0 | 0 | 0 | 0 | 0 | 853063.8984 | 508737 | 0 | 0 | 0 | 842298.835 | 0 | 0 | 0 | 0 | 0 | 0 | 0 | 0 | 0 | 0 | 0 | 0 | 0 | 344326.8984 | 0 | 0 | 0 | 0 | 0 | 0 | 0 | 0 | 0 | 0 | 0
2016-08-07 16:00 | 0 | 0 | 0 | 0 | 0 | 882044.8984 | 537718 | 0 | 0 | 0 | 1186625.7334 | 0 | 0 | 0 | 0 | 0 | 0 | 0 | 0 | 0 | 0 | 0 | 0 | 0 | 344326.8984 | 0 | 0 | 0 | 0 | 0 | 0 | 0 | 0 | 0 | 0 | 0
2016-08-07 17:00 | 0 | 0 | 0 | 0 | 0 | 906222.8984 | 561896 | 0 | 0 | 0 | 1530952.6317 | 0 | 0 | 0 | 0 | 0 | 0 | 0 | 0 | 0 | 0 | 0 | 0 | 0 | 344326.8984 | 0 | 0 | 0 | 0 | 0 | 0 | 0 | 0 | 0 | 0 | 0
2016-08-07 18:00 | 0 | 0 | 0 | 0 | 0 | 924540.8984 | 580214 | 0 | 0 | 0 | 1875279.5301 | 0 | 0 | 0 | 0 | 0 | 0 | 0 | 0 | 0 | 0 | 0 | 0 | 0 | 344326.8984 | 0 | 0 | 0 | 0 | 0 | 0 | 0 | 0 | 0 | 0 | 0
2016-08-07 19:00 | 0 | 0 | 0 | 0 | 0 | 938849.8984 | 594523 | 0 | 0 | 0 | 2219606.4285 | 0 | 0 | 0 | 0 | 0 | 0 | 0 | 0 | 0 | 0 | 0 | 0 | 0 | 344326.8984 | 0 | 0 | 0 | 0 | 0 | 0 | 0 | 0 | 0 | 0 | 0
2016-08-07 20:00 | 0 | 0 | 0 | 0 | 0 | 952562.2819 | 604471 | 0 | 0 | 0 | 2563933.3268 | 0 | 0 | 3764.3835 | 0 | 0 | 0 | 0 | 0 | 0 | 0 | 0 | 0 | 0 | 344326.8984 | 0 | 0 | 0 | 3764.3835 | 0 | 0 | 0 | 0 | 0 | 0 | 0
2016-08-07 21:00 | 0 | 0 | 0 | 0 | 0 | 970282.7543 | 610725 | 0 | 0 | 0 | 2908260.2252 | 0 | 0 | 18995.2394 | 0 | 0 | 0 | 0 | 0 | 0 | 0 | 0 | 0 | 0 | 344326.8984 | 0 | 0 | 0 | 15230.8559 | 0 | 0 | 0 | 0 | 0 | 0 | 0
2016-08-07 22:00 | 0 | 0 | 0 | 0 | 0 | 918818.9542 | 609226 | 0 | 0 | 0 | 3236848.4188 | 0 | 0 | 0 | 0 | 0 | 0 | 0 | 0 | 0 | 0 | 0 | 0 | 0 | 328588.1936 | 0 | 0 | 0 | -18995.2394 | 0 | 0 | 0 | 0 | 0 | 0 | 0
2016-08-07 23:00 | 0 | 0 | 0 | 0 | 0 | 799980.0125 | 598850 | 0 | 0 | 0 | 3437978.4314 | 0 | 0 | 0 | 0 | 0 | 0 | 0 | 0 | 0 | 0 | 0 | 0 | 0 | 201130.0125 | 0 | 0 | 0 | 0 | 0 | 0 | 0 | 0 | 0 | 0 | 0
2016-08-08 | 0 | 0 | 0 | 0 | 0 | 588166.3967 | 586835 | 0 | 0 | 0 | 3439309.828 | 0 | 0 | 0 | 0 | 0 | 0 | 0 | 0 | 0 | 0 | 0 | 0 | 0 | 1331.3967 | 0 | 0 | 0 | 0 | 0 | 0 | 0 | 0 | 0 | 0 | 0
2016-08-08 01:00 | 0 | 0 | 0 | 0 | 0 | 269083.6652 | 573941 | 0 | 0 | 0 | 3134452.4933 | 0 | 0 | 0 | 0 | 0 | 0 | 0 | 0 | 0 | 0 | 0 | 0 | 0 | -304857.3348 | 0 | 0 | 0 | 0 | 0 | 0 | 0 | 0 | 0 | 0 | 0
2016-08-08 02:00 | 0 | 0 | 0 | 0 | 195680.011 | 7501.0906 | 547508 | 0 | 0 | 0 | 2790125.5949 | 0 | 0 | 0 | 0 | 0 | 0 | 0 | 0 | 0 | 0 | 0 | 0 | 0 | -344326.8984 | 0 | 0 | 0 | 0 | 0 | 0 | 0 | 0 | 0 | 0 | 0
2016-08-08 03:00 | 0 | 0 | 0 | 0 | 170275.1016 | 0 | 514602 | 0 | 0 | 0 | 2445798.6965 | 0 | 0 | 0 | 0 | 0 | 0 | 0 | 0 | 0 | 0 | 0 | 0 | 0 | -344326.8984 | 0 | 0 | 0 | 0 | 0 | 0 | 0 | 0 | 0 | 0 | 0
2016-08-08 04:00 | 0 | 0 | 0 | 0 | 140033.1016 | 0 | 484360 | 0 | 0 | 0 | 2101471.7982 | 0 | 0 | 0 | 0 | 0 | 0 | 0 | 0 | 0 | 0 | 0 | 0 | 0 | -344326.8984 | 0 | 0 | 0 | 0 | 0 | 0 | 0 | 0 | 0 | 0 | 0
2016-08-08 05:00 | 0 | 0 | 0 | 0 | 112287.1016 | 0 | 456614 | 0 | 0 | 0 | 1757144.8998 | 0 | 0 | 0 | 0 | 0 | 0 | 0 | 0 | 0 | 0 | 0 | 0 | 0 | -344326.8984 | 0 | 0 | 0 | 0 | 0 | 0 | 0 | 0 | 0 | 0 | 0
2016-08-08 06:00 | 0 | 0 | 0 | 0 | 502243.4327 | 0 | 434810 | 0 | 0 | 0 | 1824578.3325 | 0 | 0 | 0 | 0 | 0 | 0 | 0 | 0 | 0 | 0 | 0 | 0 | 0 | 67433.4327 | 0 | 0 | 0 | 0 | 0 | 0 | 0 | 0 | 0 | 0 | 0
2016-08-08 07:00 | 0 | 0 | 0 | 0 | 75722.1016 | 0 | 420049 | 0 | 0 | 0 | 1480251.4341 | 0 | 0 | 0 | 0 | 0 | 0 | 0 | 0 | 0 | 0 | 0 | 0 | 0 | -344326.8984 | 0 | 0 | 0 | 0 | 0 | 0 | 0 | 0 | 0 | 0 | 0
2016-08-08 08:00 | 0 | 0 | 0 | 0 | 69281.1016 | 0 | 413608 | 0 | 0 | 0 | 1135924.5358 | 0 | 0 | 0 | 0 | 0 | 0 | 0 | 0 | 0 | 0 | 0 | 0 | 0 | -344326.8984 | 0 | 0 | 0 | 0 | 0 | 0 | 0 | 0 | 0 | 0 | 0
2016-08-08 09:00 | 0 | 0 | 0 | 0 | 74284.1016 | 0 | 418611 | 0 | 0 | 0 | 791597.6374 | 0 | 0 | 0 | 0 | 0 | 0 | 0 | 0 | 0 | 0 | 0 | 0 | 0 | -344326.8984 | 0 | 0 | 0 | 0 | 0 | 0 | 0 | 0 | 0 | 0 | 0
2016-08-08 10:00 | 0 | 0 | 0 | 0 | 89227.1016 | 0 | 433554 | 0 | 0 | 0 | 447270.739 | 0 | 0 | 0 | 0 | 0 | 0 | 0 | 0 | 0 | 0 | 0 | 0 | 0 | -344326.8984 | 0 | 0 | 0 | 0 | 0 | 0 | 0 | 0 | 0 | 0 | 0
2016-08-08 11:00 | 0 | 0 | 0 | 0 | 372153.8303 | 0 | 451396 | 0 | 0 | 0 | 368028.5693 | 0 | 0 | 0 | 0 | 0 | 0 | 0 | 0 | 0 | 0 | 0 | 0 | 0 | -79242.1697 | 0 | 0 | 0 | 0 | 0 | 0 | 0 | 0 | 0 | 0 | 0
2016-08-08 12:00 | 0 | 0 | 0 | 0 | 98101.3306 | 30315.771 | 472744 | 0 | 0 | 0 | 23701.671 | 0 | 0 | 0 | 0 | 0 | 0 | 0 | 0 | 0 | 0 | 0 | 0 | 0 | -344326.8984 | 0 | 0 | 0 | 0 | 0 | 0 | 0 | 0 | 0 | 0 | 0
2016-08-08 13:00 | 0 | 0 | 0 | 0 | 32762.8099 | 444090.5192 | 500555 | 0 | 0 | 0 | 0 | 0 | 0 | 0 | 0 | 0 | 0 | 0 | 0 | 0 | 0 | 0 | 0 | 0 | -23701.671 | 0 | 0 | 0 | 0 | 0 | 0 | 0 | 0 | 0 | 0 | 0
2016-08-08 14:00 | 0 | 0 | 0 | 0 | 40418.8303 | 834865.0681 | 530957 | 0 | 0 | 0 | 344326.8984 | 0 | 0 | 0 | 0 | 0 | 0 | 0 | 0 | 0 | 0 | 0 | 0 | 0 | 344326.8984 | 0 | 0 | 0 | 0 | 0 | 0 | 0 | 0 | 0 | 0 | 0
2016-08-08 15:00 | 0 | 0 | 0 | 0 | 0 | 906977.8984 | 562651 | 0 | 0 | 0 | 688653.7967 | 0 | 0 | 0 | 0 | 0 | 0 | 0 | 0 | 0 | 0 | 0 | 0 | 0 | 344326.8984 | 0 | 0 | 0 | 0 | 0 | 0 | 0 | 0 | 0 | 0 | 0
2016-08-08 16:00 | 0 | 0 | 0 | 0 | 0 | 933158.8984 | 588832 | 0 | 0 | 0 | 1032980.6951 | 0 | 0 | 0 | 0 | 0 | 0 | 0 | 0 | 0 | 0 | 0 | 0 | 0 | 344326.8984 | 0 | 0 | 0 | 0 | 0 | 0 | 0 | 0 | 0 | 0 | 0
2016-08-08 17:00 | 0 | 0 | 0 | 0 | 0 | 955273.8984 | 610947 | 0 | 0 | 0 | 1377307.5935 | 0 | 0 | 0 | 0 | 0 | 0 | 0 | 0 | 0 | 0 | 0 | 0 | 0 | 344326.8984 | 0 | 0 | 0 | 0 | 0 | 0 | 0 | 0 | 0 | 0 | 0
2016-08-08 18:00 | 0 | 0 | 0 | 0 | 0 | 972540.8984 | 628214 | 0 | 0 | 0 | 1721634.4918 | 0 | 0 | 0 | 0 | 0 | 0 | 0 | 0 | 0 | 0 | 0 | 0 | 0 | 344326.8984 | 0 | 0 | 0 | 0 | 0 | 0 | 0 | 0 | 0 | 0 | 0
2016-08-08 19:00 | 0 | 0 | 0 | 0 | 0 | 984622.8984 | 640296 | 0 | 0 | 0 | 2065961.3902 | 0 | 0 | 0 | 0 | 0 | 0 | 0 | 0 | 0 | 0 | 0 | 0 | 0 | 344326.8984 | 0 | 0 | 0 | 0 | 0 | 0 | 0 | 0 | 0 | 0 | 0
2016-08-08 20:00 | 0 | 0 | 0 | 0 | 0 | 992892.8984 | 648566 | 0 | 0 | 0 | 2410288.2886 | 0 | 0 | 0 | 0 | 0 | 0 | 0 | 0 | 0 | 0 | 0 | 0 | 0 | 344326.8984 | 0 | 0 | 0 | 0 | 0 | 0 | 0 | 0 | 0 | 0 | 0
2016-08-08 21:00 | 0 | 0 | 0 | 0 | 0 | 1015077.1378 | 651755 | 0 | 0 | 0 | 2754615.1869 | 0 | 0 | 18995.2394 | 0 | 0 | 0 | 0 | 0 | 0 | 0 | 0 | 0 | 0 | 344326.8984 | 0 | 0 | 0 | 18995.2394 | 0 | 0 | 0 | 0 | 0 | 0 | 0
2016-08-08 22:00 | 0 | 0 | 0 | 0 | 0 | 973167.7968 | 647720 | 0 | 0 | 0 | 3098942.0853 | 0 | 0 | 116.1378 | 0 | 0 | 0 | 0 | 0 | 0 | 0 | 0 | 0 | 0 | 344326.8984 | 0 | 0 | 0 | -18879.1016 | 0 | 0 | 0 | 0 | 0 | 0 | 0
2016-08-08 23:00 | 0 | 0 | 0 | 0 | 0 | 860624.65 | 635421 | 0 | 0 | 0 | 3324261.8731 | 0 | 0 | 0 | 0 | 0 | 0 | 0 | 0 | 0 | 0 | 0 | 0 | 0 | 225319.7878 | 0 | 0 | 0 | -116.1378 | 0 | 0 | 0 | 0 | 0 | 0 | 0
2016-08-09 | 0 | 0 | 0 | 0 | 0 | 650666.7166 | 621949 | 0 | 0 | 0 | 3352979.5897 | 0 | 0 | 0 | 0 | 0 | 0 | 0 | 0 | 0 | 0 | 0 | 0 | 0 | 28717.7166 | 0 | 0 | 0 | 0 | 0 | 0 | 0 | 0 | 0 | 0 | 0
2016-08-09 01:00 | 0 | 0 | 0 | 0 | 0 | 279049.7156 | 604820 | 0 | 0 | 0 | 3027209.3053 | 0 | 0 | 0 | 0 | 0 | 0 | 0 | 0 | 0 | 0 | 0 | 0 | 0 | -325770.2844 | 0 | 0 | 0 | 0 | 0 | 0 | 0 | 0 | 0 | 0 | 0
2016-08-09 02:00 | 0 | 0 | 0 | 0 | 222803.088 | 5918.0136 | 573048 | 0 | 0 | 0 | 2682882.407 | 0 | 0 | 0 | 0 | 0 | 0 | 0 | 0 | 0 | 0 | 0 | 0 | 0 | -344326.8984 | 0 | 0 | 0 | 0 | 0 | 0 | 0 | 0 | 0 | 0 | 0
2016-08-09 03:00 | 0 | 0 | 0 | 0 | 190417.1016 | 0 | 534744 | 0 | 0 | 0 | 2338555.5086 | 0 | 0 | 0 | 0 | 0 | 0 | 0 | 0 | 0 | 0 | 0 | 0 | 0 | -344326.8984 | 0 | 0 | 0 | 0 | 0 | 0 | 0 | 0 | 0 | 0 | 0
2016-08-09 04:00 | 0 | 0 | 0 | 0 | 156325.1016 | 0 | 500652 | 0 | 0 | 0 | 1994228.6102 | 0 | 0 | 0 | 0 | 0 | 0 | 0 | 0 | 0 | 0 | 0 | 0 | 0 | -344326.8984 | 0 | 0 | 0 | 0 | 0 | 0 | 0 | 0 | 0 | 0 | 0
2016-08-09 05:00 | 0 | 0 | 0 | 0 | 536310.5258 | 0 | 471436 | 0 | 0 | 0 | 2059103.136 | 0 | 0 | 0 | 0 | 0 | 0 | 0 | 0 | 0 | 0 | 0 | 0 | 0 | 64874.5258 | 0 | 0 | 0 | 0 | 0 | 0 | 0 | 0 | 0 | 0 | 0
2016-08-09 06:00 | 0 | 0 | 0 | 0 | 103841.1016 | 0 | 448168 | 0 | 0 | 0 | 1714776.2377 | 0 | 0 | 0 | 0 | 0 | 0 | 0 | 0 | 0 | 0 | 0 | 0 | 0 | -344326.8984 | 0 | 0 | 0 | 0 | 0 | 0 | 0 | 0 | 0 | 0 | 0
2016-08-09 07:00 | 0 | 0 | 0 | 0 | 86688.1016 | 0 | 431015 | 0 | 0 | 0 | 1370449.3393 | 0 | 0 | 0 | 0 | 0 | 0 | 0 | 0 | 0 | 0 | 0 | 0 | 0 | -344326.8984 | 0 | 0 | 0 | 0 | 0 | 0 | 0 | 0 | 0 | 0 | 0
2016-08-09 08:00 | 0 | 0 | 0 | 0 | 79278.1016 | 0 | 423605 | 0 | 0 | 0 | 1026122.4409 | 0 | 0 | 0 | 0 | 0 | 0 | 0 | 0 | 0 | 0 | 0 | 0 | 0 | -344326.8984 | 0 | 0 | 0 | 0 | 0 | 0 | 0 | 0 | 0 | 0 | 0
2016-08-09 09:00 | 0 | 0 | 0 | 0 | 419327.5391 | 0 | 428396 | 0 | 0 | 0 | 1017053.98 | 0 | 0 | 0 | 0 | 0 | 0 | 0 | 0 | 0 | 0 | 0 | 0 | 0 | -9068.4609 | 0 | 0 | 0 | 0 | 0 | 0 | 0 | 0 | 0 | 0 | 0
2016-08-09 10:00 | 0 | 0 | 0 | 0 | 101618.1016 | 0 | 445945 | 0 | 0 | 0 | 672727.0817 | 0 | 0 | 0 | 0 | 0 | 0 | 0 | 0 | 0 | 0 | 0 | 0 | 0 | -344326.8984 | 0 | 0 | 0 | 0 | 0 | 0 | 0 | 0 | 0 | 0 | 0
2016-08-09 11:00 | 0 | 0 | 0 | 0 | 336876.2019 | 0 | 464137 | 0 | 0 | 0 | 545466.2835 | 0 | 0 | 0 | 0 | 0 | 0 | 0 | 0 | 0 | 0 | 0 | 0 | 0 | -127260.7981 | 0 | 0 | 0 | 0 | 0 | 0 | 0 | 0 | 0 | 0 | 0
2016-08-09 12:00 | 0 | 0 | 0 | 0 | 196772.1716 | 31543.8352 | 484561 | 0 | 0 | 0 | 289221.2904 | 0 | 0 | 0 | 0 | 0 | 0 | 0 | 0 | 0 | 0 | 0 | 0 | 0 | -256244.9931 | 0 | 0 | 0 | 0 | 0 | 0 | 0 | 0 | 0 | 0 | 0
2016-08-09 13:00 | 0 | 0 | 0 | 0 | 135211.9767 | 402985.8626 | 510825 | 0 | 0 | 0 | 297598.8903 | 0 | 0 | 18995.2394 | 0 | 0 | 0 | 0 | 0 | 0 | 0 | 0 | 0 | 0 | 8377.5999 | 0 | 0 | 0 | 18995.2394 | 0 | 0 | 0 | 0 | 0 | 0 | 0
2016-08-09 14:00 | 0 | 0 | 0 | 0 | 0 | 777829.9107 | 544130 | 0 | 0 | 0 | 550294.0405 | 0 | 0 | 0 | 0 | 0 | 0 | 0 | 0 | 0 | 0 | 0 | 0 | 0 | 252695.1502 | 0 | 0 | 0 | -18995.2394 | 0 | 0 | 0 | 0 | 0 | 0 | 0
2016-08-09 15:00 | 0 | 0 | 0 | 0 | 0 | 920653.8984 | 576327 | 0 | 0 | 0 | 894620.9388 | 0 | 0 | 0 | 0 | 0 | 0 | 0 | 0 | 0 | 0 | 0 | 0 | 0 | 344326.8984 | 0 | 0 | 0 | 0 | 0 | 0 | 0 | 0 | 0 | 0 | 0
2016-08-09 16:00 | 0 | 0 | 0 | 0 | 0 | 949265.8984 | 604939 | 0 | 0 | 0 | 1238947.8372 | 0 | 0 | 0 | 0 | 0 | 0 | 0 | 0 | 0 | 0 | 0 | 0 | 0 | 344326.8984 | 0 | 0 | 0 | 0 | 0 | 0 | 0 | 0 | 0 | 0 | 0
2016-08-09 17:00 | 0 | 0 | 0 | 0 | 0 | 974632.8984 | 630306 | 0 | 0 | 0 | 1583274.7356 | 0 | 0 | 0 | 0 | 0 | 0 | 0 | 0 | 0 | 0 | 0 | 0 | 0 | 344326.8984 | 0 | 0 | 0 | 0 | 0 | 0 | 0 | 0 | 0 | 0 | 0
2016-08-09 18:00 | 0 | 0 | 0 | 0 | 0 | 1007761.9434 | 650268 | 0 | 0 | 0 | 1927601.6339 | 0 | 0 | 13167.045 | 0 | 0 | 0 | 0 | 0 | 0 | 0 | 0 | 0 | 0 | 344326.8984 | 0 | 0 | 0 | 13167.045 | 0 | 0 | 0 | 0 | 0 | 0 | 0
2016-08-09 19:00 | 0 | 0 | 0 | 0 | 0 | 1012593.0928 | 662438 | 0 | 0 | 0 | 2271928.5323 | 0 | 0 | 18995.2394 | 0 | 0 | 0 | 0 | 0 | 0 | 0 | 0 | 0 | 0 | 344326.8984 | 0 | 0 | 0 | 5828.1944 | 0 | 0 | 0 | 0 | 0 | 0 | 0
2016-08-09 20:00 | 0 | 0 | 0 | 0 | 0 | 995851.9011 | 669236 | 0 | 0 | 0 | 2616255.4307 | 0 | 0 | 1284.2422 | 0 | 0 | 0 | 0 | 0 | 0 | 0 | 0 | 0 | 0 | 344326.8984 | 0 | 0 | 0 | -17710.9972 | 0 | 0 | 0 | 0 | 0 | 0 | 0
2016-08-09 21:00 | 0 | 0 | 0 | 0 | 0 | 963020.4459 | 670932 | 0 | 0 | 0 | 2909628.1188 | 0 | 0 | 0 | 0 | 0 | 0 | 0 | 0 | 0 | 0 | 0 | 0 | 0 | 293372.6881 | 0 | 0 | 0 | -1284.2422 | 0 | 0 | 0 | 0 | 0 | 0 | 0
2016-08-09 22:00 | 0 | 0 | 0 | 0 | 0 | 905199.274 | 664467 | 0 | 0 | 0 | 3150360.3928 | 0 | 0 | 0 | 0 | 0 | 0 | 0 | 0 | 0 | 0 | 0 | 0 | 0 | 240732.274 | 0 | 0 | 0 | 0 | 0 | 0 | 0 | 0 | 0 | 0 | 0
2016-08-09 23:00 | 0 | 0 | 0 | 0 | 0 | 773859.3983 | 651555 | 0 | 0 | 0 | 3272664.7911 | 0 | 0 | 0 | 0 | 0 | 0 | 0 | 0 | 0 | 0 | 0 | 0 | 0 | 122304.3983 | 0 | 0 | 0 | 0 | 0 | 0 | 0 | 0 | 0 | 0 | 0
2016-08-10 | 0 | 0 | 0 | 0 | 0 | 574465.6133 | 638816 | 0 | 0 | 0 | 3208314.4045 | 0 | 0 | 0 | 0 | 0 | 0 | 0 | 0 | 0 | 0 | 0 | 0 | 0 | -64350.3867 | 0 | 0 | 0 | 0 | 0 | 0 | 0 | 0 | 0 | 0 | 0
2016-08-10 01:00 | 0 | 0 | 0 | 0 | 12118.4417 | 265887.66 | 622333 | 0 | 0 | 0 | 2863987.5061 | 0 | 0 | 0 | 0 | 0 | 0 | 0 | 0 | 0 | 0 | 0 | 0 | 0 | -344326.8984 | 0 | 0 | 0 | 0 | 0 | 0 | 0 | 0 | 0 | 0 | 0
2016-08-10 02:00 | 0 | 0 | 0 | 0 | 243324.1921 | 5584.9096 | 593236 | 0 | 0 | 0 | 2519660.6077 | 0 | 0 | 0 | 0 | 0 | 0 | 0 | 0 | 0 | 0 | 0 | 0 | 0 | -344326.8984 | 0 | 0 | 0 | 0 | 0 | 0 | 0 | 0 | 0 | 0 | 0
2016-08-10 03:00 | 0 | 0 | 0 | 0 | 211391.1016 | 0 | 555718 | 0 | 0 | 0 | 2175333.7094 | 0 | 0 | 0 | 0 | 0 | 0 | 0 | 0 | 0 | 0 | 0 | 0 | 0 | -344326.8984 | 0 | 0 | 0 | 0 | 0 | 0 | 0 | 0 | 0 | 0 | 0
2016-08-10 04:00 | 0 | 0 | 0 | 0 | 712866.1467 | 0 | 522030 | 0 | 0 | 0 | 2366169.8561 | 0 | 0 | 0 | 0 | 0 | 0 | 0 | 0 | 0 | 0 | 0 | 0 | 0 | 190836.1467 | 0 | 0 | 0 | 0 | 0 | 0 | 0 | 0 | 0 | 0 | 0
2016-08-10 05:00 | 0 | 0 | 0 | 0 | 147253.1016 | 0 | 491580 | 0 | 0 | 0 | 2021842.9577 | 0 | 0 | 0 | 0 | 0 | 0 | 0 | 0 | 0 | 0 | 0 | 0 | 0 | -344326.8984 | 0 | 0 | 0 | 0 | 0 | 0 | 0 | 0 | 0 | 0 | 0
2016-08-10 06:00 | 0 | 0 | 0 | 0 | 122579.1016 | 0 | 466906 | 0 | 0 | 0 | 1677516.0594 | 0 | 0 | 0 | 0 | 0 | 0 | 0 | 0 | 0 | 0 | 0 | 0 | 0 | -344326.8984 | 0 | 0 | 0 | 0 | 0 | 0 | 0 | 0 | 0 | 0 | 0
2016-08-10 07:00 | 0 | 0 | 0 | 0 | 105553.1016 | 0 | 449880 | 0 | 0 | 0 | 1333189.161 | 0 | 0 | 0 | 0 | 0 | 0 | 0 | 0 | 0 | 0 | 0 | 0 | 0 | -344326.8984 | 0 | 0 | 0 | 0 | 0 | 0 | 0 | 0 | 0 | 0 | 0
2016-08-10 08:00 | 0 | 0 | 0 | 0 | 589739.4568 | 0 | 442094 | 0 | 0 | 0 | 1480834.6177 | 0 | 0 | 0 | 0 | 0 | 0 | 0 | 0 | 0 | 0 | 0 | 0 | 0 | 147645.4568 | 0 | 0 | 0 | 0 | 0 | 0 | 0 | 0 | 0 | 0 | 0
2016-08-10 09:00 | 0 | 0 | 0 | 0 | 102283.1016 | 0 | 446610 | 0 | 0 | 0 | 1136507.7194 | 0 | 0 | 0 | 0 | 0 | 0 | 0 | 0 | 0 | 0 | 0 | 0 | 0 | -344326.8984 | 0 | 0 | 0 | 0 | 0 | 0 | 0 | 0 | 0 | 0 | 0
2016-08-10 10:00 | 0 | 0 | 0 | 0 | 118996.1016 | 0 | 463323 | 0 | 0 | 0 | 792180.821 | 0 | 0 | 0 | 0 | 0 | 0 | 0 | 0 | 0 | 0 | 0 | 0 | 0 | -344326.8984 | 0 | 0 | 0 | 0 | 0 | 0 | 0 | 0 | 0 | 0 | 0
2016-08-10 11:00 | 0 | 0 | 0 | 0 | 138297.1016 | 0 | 482624 | 0 | 0 | 0 | 447853.9226 | 0 | 0 | 0 | 0 | 0 | 0 | 0 | 0 | 0 | 0 | 0 | 0 | 0 | -344326.8984 | 0 | 0 | 0 | 0 | 0 | 0 | 0 | 0 | 0 | 0 | 0
2016-08-10 12:00 | 0 | 0 | 0 | 0 | 323630.7093 | 34325.8839 | 504305 | 0 | 0 | 0 | 301505.5158 | 0 | 0 | 0 | 0 | 0 | 0 | 0 | 0 | 0 | 0 | 0 | 0 | 0 | -146348.4068 | 0 | 0 | 0 | 0 | 0 | 0 | 0 | 0 | 0 | 0 | 0
2016-08-10 13:00 | 0 | 0 | 0 | 0 | 0 | 386503.5207 | 532360 | 0 | 0 | 0 | 155649.0365 | 0 | 0 | 0 | 0 | 0 | 0 | 0 | 0 | 0 | 0 | 0 | 0 | 0 | -145856.4793 | 0 | 0 | 0 | 0 | 0 | 0 | 0 | 0 | 0 | 0 | 0
2016-08-10 14:00 | 0 | 0 | 0 | 0 | 147130.0266 | 763698.8718 | 566502 | 0 | 0 | 0 | 499975.9349 | 0 | 0 | 0 | 0 | 0 | 0 | 0 | 0 | 0 | 0 | 0 | 0 | 0 | 344326.8984 | 0 | 0 | 0 | 0 | 0 | 0 | 0 | 0 | 0 | 0 | 0
2016-08-10 15:00 | 0 | 0 | 0 | 0 | 0 | 945208.8984 | 600882 | 0 | 0 | 0 | 844302.8333 | 0 | 0 | 0 | 0 | 0 | 0 | 0 | 0 | 0 | 0 | 0 | 0 | 0 | 344326.8984 | 0 | 0 | 0 | 0 | 0 | 0 | 0 | 0 | 0 | 0 | 0
2016-08-10 16:00 | 0 | 0 | 0 | 0 | 0 | 974501.8984 | 630175 | 0 | 0 | 0 | 1188629.7316 | 0 | 0 | 0 | 0 | 0 | 0 | 0 | 0 | 0 | 0 | 0 | 0 | 0 | 344326.8984 | 0 | 0 | 0 | 0 | 0 | 0 | 0 | 0 | 0 | 0 | 0
2016-08-10 17:00 | 0 | 0 | 0 | 0 | 0 | 1009894.8652 | 654319 | 0 | 0 | 0 | 1532956.63 | 0 | 0 | 11248.9668 | 0 | 0 | 0 | 0 | 0 | 0 | 0 | 0 | 0 | 0 | 344326.8984 | 0 | 0 | 0 | 11248.9668 | 0 | 0 | 0 | 0 | 0 | 0 | 0
2016-08-10 18:00 | 0 | 0 | 0 | 0 | 0 | 1024436.171 | 672363 | 0 | 0 | 0 | 1877283.5284 | 0 | 0 | 18995.2394 | 0 | 0 | 0 | 0 | 0 | 0 | 0 | 0 | 0 | 0 | 344326.8984 | 0 | 0 | 0 | 7746.2726 | 0 | 0 | 0 | 0 | 0 | 0 | 0
2016-08-10 19:00 | 0 | 0 | 0 | 0 | 21931.2095 | 986863.4494 | 683463 | 0 | 0 | 0 | 2221610.4267 | 0 | 0 | 0 | 0 | 0 | 0 | 0 | 0 | 0 | 0 | 0 | 0 | 0 | 344326.8984 | 0 | 0 | 0 | -18995.2394 | 0 | 0 | 0 | 0 | 0 | 0 | 0
2016-08-10 20:00 | 0 | 0 | 0 | 0 | 0 | 947349.2005 | 692115 | 0 | 0 | 0 | 2476844.6272 | 0 | 0 | 0 | 0 | 0 | 0 | 0 | 0 | 0 | 0 | 0 | 0 | 0 | 255234.2005 | 0 | 0 | 0 | 0 | 0 | 0 | 0 | 0 | 0 | 0 | 0
2016-08-10 21:00 | 0 | 0 | 0 | 0 | 0 | 895796.6206 | 694043 | 0 | 0 | 0 | 2678598.2478 | 0 | 0 | 0 | 0 | 0 | 0 | 0 | 0 | 0 | 0 | 0 | 0 | 0 | 201753.6206 | 0 | 0 | 0 | 0 | 0 | 0 | 0 | 0 | 0 | 0 | 0
2016-08-10 22:00 | 0 | 0 | 0 | 0 | 0 | 823998.38 | 689634 | 0 | 0 | 0 | 2812962.6278 | 0 | 0 | 0 | 0 | 0 | 0 | 0 | 0 | 0 | 0 | 0 | 0 | 0 | 134364.38 | 0 | 0 | 0 | 0 | 0 | 0 | 0 | 0 | 0 | 0 | 0
2016-08-10 23:00 | 0 | 0 | 0 | 0 | 0 | 697900.7987 | 676888 | 0 | 0 | 0 | 2833975.4265 | 0 | 0 | 0 | 0 | 0 | 0 | 0 | 0 | 0 | 0 | 0 | 0 | 0 | 21012.7987 | 0 | 0 | 0 | 0 | 0 | 0 | 0 | 0 | 0 | 0 | 0
2016-08-11 | 0 | 0 | 0 | 0 | 0 | 517332.6357 | 663518 | 0 | 0 | 0 | 2687790.0622 | 0 | 0 | 0 | 0 | 0 | 0 | 0 | 0 | 0 | 0 | 0 | 0 | 0 | -146185.3643 | 0 | 0 | 0 | 0 | 0 | 0 | 0 | 0 | 0 | 0 | 0
2016-08-11 01:00 | 0 | 0 | 0 | 0 | 52146.8867 | 249305.2149 | 645779 | 0 | 0 | 0 | 2343463.1639 | 0 | 0 | 0 | 0 | 0 | 0 | 0 | 0 | 0 | 0 | 0 | 0 | 0 | -344326.8984 | 0 | 0 | 0 | 0 | 0 | 0 | 0 | 0 | 0 | 0 | 0
2016-08-11 02:00 | 0 | 0 | 0 | 0 | 774160.5569 | 8101.1309 | 613591 | 0 | 0 | 0 | 2512133.8517 | 0 | 0 | 0 | 0 | 0 | 0 | 0 | 0 | 0 | 0 | 0 | 0 | 0 | 168670.6878 | 0 | 0 | 0 | 0 | 0 | 0 | 0 | 0 | 0 | 0 | 0
2016-08-11 03:00 | 0 | 0 | 0 | 0 | 230553.1016 | 0 | 574880 | 0 | 0 | 0 | 2167806.9533 | 0 | 0 | 0 | 0 | 0 | 0 | 0 | 0 | 0 | 0 | 0 | 0 | 0 | -344326.8984 | 0 | 0 | 0 | 0 | 0 | 0 | 0 | 0 | 0 | 0 | 0
2016-08-11 04:00 | 0 | 0 | 0 | 0 | 194834.1016 | 0 | 539161 | 0 | 0 | 0 | 1823480.0549 | 0 | 0 | 0 | 0 | 0 | 0 | 0 | 0 | 0 | 0 | 0 | 0 | 0 | -344326.8984 | 0 | 0 | 0 | 0 | 0 | 0 | 0 | 0 | 0 | 0 | 0
2016-08-11 05:00 | 0 | 0 | 0 | 0 | 162558.1016 | 0 | 506885 | 0 | 0 | 0 | 1479153.1566 | 0 | 0 | 0 | 0 | 0 | 0 | 0 | 0 | 0 | 0 | 0 | 0 | 0 | -344326.8984 | 0 | 0 | 0 | 0 | 0 | 0 | 0 | 0 | 0 | 0 | 0
2016-08-11 06:00 | 0 | 0 | 0 | 0 | 561397.8742 | 0 | 480926 | 0 | 0 | 0 | 1559625.0307 | 0 | 0 | 0 | 0 | 0 | 0 | 0 | 0 | 0 | 0 | 0 | 0 | 0 | 80471.8742 | 0 | 0 | 0 | 0 | 0 | 0 | 0 | 0 | 0 | 0 | 0
2016-08-11 07:00 | 0 | 0 | 0 | 0 | 118940.1016 | 0 | 463267 | 0 | 0 | 0 | 1215298.1324 | 0 | 0 | 0 | 0 | 0 | 0 | 0 | 0 | 0 | 0 | 0 | 0 | 0 | -344326.8984 | 0 | 0 | 0 | 0 | 0 | 0 | 0 | 0 | 0 | 0 | 0
2016-08-11 08:00 | 0 | 0 | 0 | 0 | 159621.9309 | 0 | 454853 | 0 | 0 | 0 | 920067.0633 | 0 | 0 | 0 | 0 | 0 | 0 | 0 | 0 | 0 | 0 | 0 | 0 | 0 | -295231.0691 | 0 | 0 | 0 | 0 | 0 | 0 | 0 | 0 | 0 | 0 | 0
2016-08-11 09:00 | 0 | 0 | 0 | 0 | 450111.8109 | 0 | 459811 | 0 | 0 | 0 | 910367.8742 | 0 | 0 | 0 | 0 | 0 | 0 | 0 | 0 | 0 | 0 | 0 | 0 | 0 | -9699.1891 | 0 | 0 | 0 | 0 | 0 | 0 | 0 | 0 | 0 | 0 | 0
2016-08-11 10:00 | 0 | 0 | 0 | 0 | 133084.1016 | 0 | 477411 | 0 | 0 | 0 | 566040.9758 | 0 | 0 | 0 | 0 | 0 | 0 | 0 | 0 | 0 | 0 | 0 | 0 | 0 | -344326.8984 | 0 | 0 | 0 | 0 | 0 | 0 | 0 | 0 | 0 | 0 | 0
2016-08-11 11:00 | 0 | 0 | 0 | 0 | 411295.8423 | 0 | 496658 | 0 | 0 | 0 | 480678.8181 | 0 | 0 | 0 | 0 | 0 | 0 | 0 | 0 | 0 | 0 | 0 | 0 | 0 | -85362.1577 | 0 | 0 | 0 | 0 | 0 | 0 | 0 | 0 | 0 | 0 | 0
2016-08-11 12:00 | 0 | 0 | 0 | 0 | 304493.2175 | 32326.4787 | 520056 | 0 | 0 | 0 | 297442.5143 | 0 | 0 | 0 | 0 | 0 | 0 | 0 | 0 | 0 | 0 | 0 | 0 | 0 | -183236.3038 | 0 | 0 | 0 | 0 | 0 | 0 | 0 | 0 | 0 | 0 | 0
2016-08-11 13:00 | 0 | 0 | 0 | 0 | 0 | 389733.2191 | 548905 | 0 | 0 | 0 | 138270.7334 | 0 | 0 | 0 | 0 | 0 | 0 | 0 | 0 | 0 | 0 | 0 | 0 | 0 | -159171.7809 | 0 | 0 | 0 | 0 | 0 | 0 | 0 | 0 | 0 | 0 | 0
2016-08-11 14:00 | 0 | 0 | 0 | 0 | 201510.8889 | 727370.0095 | 584554 | 0 | 0 | 0 | 482597.6317 | 0 | 0 | 0 | 0 | 0 | 0 | 0 | 0 | 0 | 0 | 0 | 0 | 0 | 344326.8984 | 0 | 0 | 0 | 0 | 0 | 0 | 0 | 0 | 0 | 0 | 0
2016-08-11 15:00 | 0 | 0 | 0 | 0 | 49861.1893 | 915391.7091 | 620926 | 0 | 0 | 0 | 826924.5301 | 0 | 0 | 0 | 0 | 0 | 0 | 0 | 0 | 0 | 0 | 0 | 0 | 0 | 344326.8984 | 0 | 0 | 0 | 0 | 0 | 0 | 0 | 0 | 0 | 0 | 0
2016-08-11 16:00 | 0 | 0 | 0 | 0 | 0 | 1001056.0296 | 650476 | 0 | 0 | 0 | 1171251.4285 | 0 | 0 | 6253.1312 | 0 | 0 | 0 | 0 | 0 | 0 | 0 | 0 | 0 | 0 | 344326.8984 | 0 | 0 | 0 | 6253.1312 | 0 | 0 | 0 | 0 | 0 | 0 | 0
2016-08-11 17:00 | 0 | 0 | 0 | 0 | 0 | 1029908.0066 | 672839 | 0 | 0 | 0 | 1515578.3268 | 0 | 0 | 18995.2394 | 0 | 0 | 0 | 0 | 0 | 0 | 0 | 0 | 0 | 0 | 344326.8984 | 0 | 0 | 0 | 12742.1082 | 0 | 0 | 0 | 0 | 0 | 0 | 0
2016-08-11 18:00 | 0 | 0 | 0 | 0 | 0 | 1023900.4309 | 691270 | 0 | 0 | 0 | 1859905.2252 | 0 | 0 | 7298.7719 | 0 | 0 | 0 | 0 | 0 | 0 | 0 | 0 | 0 | 0 | 344326.8984 | 0 | 0 | 0 | -11696.4675 | 0 | 0 | 0 | 0 | 0 | 0 | 0
2016-08-11 19:00 | 0 | 0 | 0 | 0 | 0 | 1010827.1925 | 704348 | 0 | 0 | 0 | 2173683.1896 | 0 | 0 | 0 | 0 | 0 | 0 | 0 | 0 | 0 | 0 | 0 | 0 | 0 | 313777.9644 | 0 | 0 | 0 | -7298.7719 | 0 | 0 | 0 | 0 | 0 | 0 | 0
2016-08-11 20:00 | 0 | 0 | 0 | 0 | 0 | 1002633.3859 | 711228 | 0 | 0 | 0 | 2465088.5755 | 0 | 0 | 0 | 0 | 0 | 0 | 0 | 0 | 0 | 0 | 0 | 0 | 0 | 291405.3859 | 0 | 0 | 0 | 0 | 0 | 0 | 0 | 0 | 0 | 0 | 0
2016-08-11 21:00 | 0 | 0 | 0 | 0 | 0 | 984958.9544 | 712067 | 0 | 0 | 0 | 2737980.5299 | 0 | 0 | 0 | 0 | 0 | 0 | 0 | 0 | 0 | 0 | 0 | 0 | 0 | 272891.9544 | 0 | 0 | 0 | 0 | 0 | 0 | 0 | 0 | 0 | 0 | 0
2016-08-11 22:00 | 0 | 0 | 0 | 0 | 0 | 936924.7682 | 705532 | 0 | 0 | 0 | 2969373.2981 | 0 | 0 | 0 | 0 | 0 | 0 | 0 | 0 | 0 | 0 | 0 | 0 | 0 | 231392.7682 | 0 | 0 | 0 | 0 | 0 | 0 | 0 | 0 | 0 | 0 | 0
2016-08-11 23:00 | 0 | 0 | 0 | 0 | 0 | 809938.5565 | 693311 | 0 | 0 | 0 | 3086000.8546 | 0 | 0 | 0 | 0 | 0 | 0 | 0 | 0 | 0 | 0 | 0 | 0 | 0 | 116627.5565 | 0 | 0 | 0 | 0 | 0 | 0 | 0 | 0 | 0 | 0 | 0
2016-08-12 | 0 | 0 | 0 | 0 | 0 | 614722.3279 | 679786 | 0 | 0 | 0 | 3020937.1825 | 0 | 0 | 0 | 0 | 0 | 0 | 0 | 0 | 0 | 0 | 0 | 0 | 0 | -65063.6721 | 0 | 0 | 0 | 0 | 0 | 0 | 0 | 0 | 0 | 0 | 0
2016-08-12 01:00 | 0 | 0 | 0 | 0 | 36824.9387 | 279993.163 | 661145 | 0 | 0 | 0 | 2676610.2842 | 0 | 0 | 0 | 0 | 0 | 0 | 0 | 0 | 0 | 0 | 0 | 0 | 0 | -344326.8984 | 0 | 0 | 0 | 0 | 0 | 0 | 0 | 0 | 0 | 0 | 0
2016-08-12 02:00 | 0 | 0 | 0 | 0 | 454169.8183 | 3808.3823 | 627372 | 0 | 0 | 0 | 2507216.4848 | 0 | 0 | 0 | 0 | 0 | 0 | 0 | 0 | 0 | 0 | 0 | 0 | 0 | -169393.7994 | 0 | 0 | 0 | 0 | 0 | 0 | 0 | 0 | 0 | 0 | 0
2016-08-12 03:00 | 0 | 0 | 0 | 0 | 243502.1016 | 0 | 587829 | 0 | 0 | 0 | 2162889.5864 | 0 | 0 | 0 | 0 | 0 | 0 | 0 | 0 | 0 | 0 | 0 | 0 | 0 | -344326.8984 | 0 | 0 | 0 | 0 | 0 | 0 | 0 | 0 | 0 | 0 | 0
2016-08-12 04:00 | 0 | 0 | 0 | 0 | 393741.0194 | 0 | 552138 | 0 | 0 | 0 | 2004492.6058 | 0 | 0 | 0 | 0 | 0 | 0 | 0 | 0 | 0 | 0 | 0 | 0 | 0 | -158396.9806 | 0 | 0 | 0 | 0 | 0 | 0 | 0 | 0 | 0 | 0 | 0
2016-08-12 05:00 | 0 | 0 | 0 | 0 | 365319.587 | 0 | 518806 | 0 | 0 | 0 | 1851006.1928 | 0 | 0 | 0 | 0 | 0 | 0 | 0 | 0 | 0 | 0 | 0 | 0 | 0 | -153486.413 | 0 | 0 | 0 | 0 | 0 | 0 | 0 | 0 | 0 | 0 | 0
2016-08-12 06:00 | 0 | 0 | 0 | 0 | 147600.1016 | 0 | 491927 | 0 | 0 | 0 | 1506679.2944 | 0 | 0 | 0 | 0 | 0 | 0 | 0 | 0 | 0 | 0 | 0 | 0 | 0 | -344326.8984 | 0 | 0 | 0 | 0 | 0 | 0 | 0 | 0 | 0 | 0 | 0
2016-08-12 07:00 | 0 | 0 | 0 | 0 | 128481.1016 | 0 | 472808 | 0 | 0 | 0 | 1162352.396 | 0 | 0 | 0 | 0 | 0 | 0 | 0 | 0 | 0 | 0 | 0 | 0 | 0 | -344326.8984 | 0 | 0 | 0 | 0 | 0 | 0 | 0 | 0 | 0 | 0 | 0
2016-08-12 08:00 | 0 | 0 | 0 | 0 | 350039.9955 | 0 | 463193 | 0 | 0 | 0 | 1049199.3915 | 0 | 0 | 0 | 0 | 0 | 0 | 0 | 0 | 0 | 0 | 0 | 0 | 0 | -113153.0045 | 0 | 0 | 0 | 0 | 0 | 0 | 0 | 0 | 0 | 0 | 0
2016-08-12 09:00 | 0 | 0 | 0 | 0 | 121883.1016 | 0 | 466210 | 0 | 0 | 0 | 704872.4931 | 0 | 0 | 0 | 0 | 0 | 0 | 0 | 0 | 0 | 0 | 0 | 0 | 0 | -344326.8984 | 0 | 0 | 0 | 0 | 0 | 0 | 0 | 0 | 0 | 0 | 0
2016-08-12 10:00 | 0 | 0 | 0 | 0 | 137948.1016 | 0 | 482275 | 0 | 0 | 0 | 360545.5948 | 0 | 0 | 0 | 0 | 0 | 0 | 0 | 0 | 0 | 0 | 0 | 0 | 0 | -344326.8984 | 0 | 0 | 0 | 0 | 0 | 0 | 0 | 0 | 0 | 0 | 0
2016-08-12 11:00 | 0 | 0 | 0 | 0 | 375923.016 | 0 | 501898 | 0 | 0 | 0 | 234570.6107 | 0 | 0 | 0 | 0 | 0 | 0 | 0 | 0 | 0 | 0 | 0 | 0 | 0 | -125974.984 | 0 | 0 | 0 | 0 | 0 | 0 | 0 | 0 | 0 | 0 | 0
2016-08-12 12:00 | 0 | 0 | 0 | 0 | 276675.7965 | 40056.41 | 523776 | 0 | 0 | 0 | 27526.8172 | 0 | 0 | 0 | 0 | 0 | 0 | 0 | 0 | 0 | 0 | 0 | 0 | 0 | -207043.7935 | 0 | 0 | 0 | 0 | 0 | 0 | 0 | 0 | 0 | 0 | 0
2016-08-12 13:00 | 0 | 0 | 0 | 0 | 0 | 524997.1828 | 552524 | 0 | 0 | 0 | 0 | 0 | 0 | 0 | 0 | 0 | 0 | 0 | 0 | 0 | 0 | 0 | 0 | 0 | -27526.8172 | 0 | 0 | 0 | 0 | 0 | 0 | 0 | 0 | 0 | 0 | 0
2016-08-12 14:00 | 0 | 0 | 0 | 0 | 0 | 819917.4974 | 585241 | 0 | 0 | 0 | 234676.4974 | 0 | 0 | 0 | 0 | 0 | 0 | 0 | 0 | 0 | 0 | 0 | 0 | 0 | 234676.4974 | 0 | 0 | 0 | 0 | 0 | 0 | 0 | 0 | 0 | 0 | 0
2016-08-12 15:00 | 0 | 0 | 0 | 0 | 0 | 962428.8984 | 618102 | 0 | 0 | 0 | 579003.3958 | 0 | 0 | 0 | 0 | 0 | 0 | 0 | 0 | 0 | 0 | 0 | 0 | 0 | 344326.8984 | 0 | 0 | 0 | 0 | 0 | 0 | 0 | 0 | 0 | 0 | 0
2016-08-12 16:00 | 0 | 0 | 0 | 0 | 0 | 989386.8984 | 645060 | 0 | 0 | 0 | 923330.2941 | 0 | 0 | 0 | 0 | 0 | 0 | 0 | 0 | 0 | 0 | 0 | 0 | 0 | 344326.8984 | 0 | 0 | 0 | 0 | 0 | 0 | 0 | 0 | 0 | 0 | 0
2016-08-12 17:00 | 0 | 0 | 0 | 0 | 0 | 1011511.8984 | 667185 | 0 | 0 | 0 | 1267657.1925 | 0 | 0 | 0 | 0 | 0 | 0 | 0 | 0 | 0 | 0 | 0 | 0 | 0 | 344326.8984 | 0 | 0 | 0 | 0 | 0 | 0 | 0 | 0 | 0 | 0 | 0
2016-08-12 18:00 | 0 | 0 | 0 | 0 | 0 | 1027456.8984 | 683130 | 0 | 0 | 0 | 1611984.0909 | 0 | 0 | 0 | 0 | 0 | 0 | 0 | 0 | 0 | 0 | 0 | 0 | 0 | 344326.8984 | 0 | 0 | 0 | 0 | 0 | 0 | 0 | 0 | 0 | 0 | 0
2016-08-12 19:00 | 0 | 0 | 0 | 0 | 0 | 1035931.8984 | 691605 | 0 | 0 | 0 | 1956310.9892 | 0 | 0 | 0 | 0 | 0 | 0 | 0 | 0 | 0 | 0 | 0 | 0 | 0 | 344326.8984 | 0 | 0 | 0 | 0 | 0 | 0 | 0 | 0 | 0 | 0 | 0
2016-08-12 20:00 | 0 | 0 | 0 | 0 | 0 | 1049707.1385 | 693676 | 0 | 0 | 0 | 2300637.8876 | 0 | 0 | 11704.2401 | 0 | 0 | 0 | 0 | 0 | 0 | 0 | 0 | 0 | 0 | 344326.8984 | 0 | 0 | 0 | 11704.2401 | 0 | 0 | 0 | 0 | 0 | 0 | 0
2016-08-12 21:00 | 0 | 0 | 0 | 0 | 0 | 1043294.8977 | 691677 | 0 | 0 | 0 | 2644964.786 | 0 | 0 | 18995.2394 | 0 | 0 | 0 | 0 | 0 | 0 | 0 | 0 | 0 | 0 | 344326.8984 | 0 | 0 | 0 | 7290.9993 | 0 | 0 | 0 | 0 | 0 | 0 | 0
2016-08-12 22:00 | 0 | 0 | 0 | 0 | 13503.5849 | 992962.074 | 681134 | 0 | 0 | 0 | 2989291.6843 | 0 | 0 | 0 | 0 | 0 | 0 | 0 | 0 | 0 | 0 | 0 | 0 | 0 | 344326.8984 | 0 | 0 | 0 | -18995.2394 | 0 | 0 | 0 | 0 | 0 | 0 | 0
2016-08-12 23:00 | 0 | 0 | 0 | 0 | 0 | 856767.649 | 662811 | 0 | 0 | 0 | 3183248.3333 | 0 | 0 | 0 | 0 | 0 | 0 | 0 | 0 | 0 | 0 | 0 | 0 | 0 | 193956.649 | 0 | 0 | 0 | 0 | 0 | 0 | 0 | 0 | 0 | 0 | 0
2016-08-13 | 0 | 0 | 0 | 0 | 0 | 644426.9652 | 647312 | 0 | 0 | 0 | 3161368.059 | 0 | 0 | 18995.2394 | 0 | 0 | 0 | 0 | 0 | 0 | 0 | 0 | 0 | 0 | -21880.2743 | 0 | 0 | 0 | 18995.2394 | 0 | 0 | 0 | 0 | 0 | 0 | 0
2016-08-13 01:00 | 0 | 0 | 0 | 0 | 223660.951 | 244369.1471 | 628394 | 0 | 0 | 0 | 3019999.3965 | 0 | 0 | 0 | 0 | 0 | 0 | 0 | 0 | 0 | 0 | 0 | 0 | 0 | -141368.6625 | 0 | 0 | 0 | -18995.2394 | 0 | 0 | 0 | 0 | 0 | 0 | 0
2016-08-13 02:00 | 0 | 0 | 0 | 0 | 251245.778 | 3285.3237 | 598858 | 0 | 0 | 0 | 2675672.4982 | 0 | 0 | 0 | 0 | 0 | 0 | 0 | 0 | 0 | 0 | 0 | 0 | 0 | -344326.8984 | 0 | 0 | 0 | 0 | 0 | 0 | 0 | 0 | 0 | 0 | 0
2016-08-13 03:00 | 0 | 0 | 0 | 0 | 220083.1016 | 0 | 564410 | 0 | 0 | 0 | 2331345.5998 | 0 | 0 | 0 | 0 | 0 | 0 | 0 | 0 | 0 | 0 | 0 | 0 | 0 | -344326.8984 | 0 | 0 | 0 | 0 | 0 | 0 | 0 | 0 | 0 | 0 | 0
2016-08-13 04:00 | 0 | 0 | 0 | 0 | 371372.7054 | 0 | 530967 | 0 | 0 | 0 | 2171751.3053 | 0 | 0 | 0 | 0 | 0 | 0 | 0 | 0 | 0 | 0 | 0 | 0 | 0 | -159594.2946 | 0 | 0 | 0 | 0 | 0 | 0 | 0 | 0 | 0 | 0 | 0
2016-08-13 05:00 | 0 | 0 | 0 | 0 | 359519.174 | 0 | 500597 | 0 | 0 | 0 | 2030673.4792 | 0 | 0 | 0 | 0 | 0 | 0 | 0 | 0 | 0 | 0 | 0 | 0 | 0 | -141077.826 | 0 | 0 | 0 | 0 | 0 | 0 | 0 | 0 | 0 | 0 | 0
2016-08-13 06:00 | 0 | 0 | 0 | 0 | 130617.1016 | 0 | 474944 | 0 | 0 | 0 | 1686346.5809 | 0 | 0 | 0 | 0 | 0 | 0 | 0 | 0 | 0 | 0 | 0 | 0 | 0 | -344326.8984 | 0 | 0 | 0 | 0 | 0 | 0 | 0 | 0 | 0 | 0 | 0
2016-08-13 07:00 | 0 | 0 | 0 | 0 | 112278.1016 | 0 | 456605 | 0 | 0 | 0 | 1342019.6825 | 0 | 0 | 0 | 0 | 0 | 0 | 0 | 0 | 0 | 0 | 0 | 0 | 0 | -344326.8984 | 0 | 0 | 0 | 0 | 0 | 0 | 0 | 0 | 0 | 0 | 0
2016-08-13 08:00 | 0 | 0 | 0 | 0 | 349107.7747 | 0 | 444618 | 0 | 0 | 0 | 1246509.4572 | 0 | 0 | 0 | 0 | 0 | 0 | 0 | 0 | 0 | 0 | 0 | 0 | 0 | -95510.2253 | 0 | 0 | 0 | 0 | 0 | 0 | 0 | 0 | 0 | 0 | 0
2016-08-13 09:00 | 0 | 0 | 0 | 0 | 95364.1016 | 0 | 439691 | 0 | 0 | 0 | 902182.5588 | 0 | 0 | 0 | 0 | 0 | 0 | 0 | 0 | 0 | 0 | 0 | 0 | 0 | -344326.8984 | 0 | 0 | 0 | 0 | 0 | 0 | 0 | 0 | 0 | 0 | 0
2016-08-13 10:00 | 0 | 0 | 0 | 0 | 96573.1016 | 0 | 440900 | 0 | 0 | 0 | 557855.6604 | 0 | 0 | 0 | 0 | 0 | 0 | 0 | 0 | 0 | 0 | 0 | 0 | 0 | -344326.8984 | 0 | 0 | 0 | 0 | 0 | 0 | 0 | 0 | 0 | 0 | 0
2016-08-13 11:00 | 0 | 0 | 0 | 0 | 104484.1016 | 0 | 448811 | 0 | 0 | 0 | 213528.7621 | 0 | 0 | 0 | 0 | 0 | 0 | 0 | 0 | 0 | 0 | 0 | 0 | 0 | -344326.8984 | 0 | 0 | 0 | 0 | 0 | 0 | 0 | 0 | 0 | 0 | 0
2016-08-13 12:00 | 0 | 0 | 0 | 0 | 225414.4522 | 30818.7858 | 469762 | 0 | 0 | 0 | 0 | 0 | 0 | 0 | 0 | 0 | 0 | 0 | 0 | 0 | 0 | 0 | 0 | 0 | -213528.7621 | 0 | 0 | 0 | 0 | 0 | 0 | 0 | 0 | 0 | 0 | 0
2016-08-13 13:00 | 0 | 0 | 0 | 0 | 150504.6909 | 421082.3705 | 498958 | 0 | 0 | 0 | 72629.0614 | 0 | 0 | 0 | 0 | 0 | 0 | 0 | 0 | 0 | 0 | 0 | 0 | 0 | 72629.0614 | 0 | 0 | 0 | 0 | 0 | 0 | 0 | 0 | 0 | 0 | 0
2016-08-13 14:00 | 0 | 0 | 0 | 0 | 0 | 773546.8393 | 531719 | 0 | 0 | 0 | 314456.9007 | 0 | 0 | 0 | 0 | 0 | 0 | 0 | 0 | 0 | 0 | 0 | 0 | 0 | 241827.8393 | 0 | 0 | 0 | 0 | 0 | 0 | 0 | 0 | 0 | 0 | 0
2016-08-13 15:00 | 0 | 0 | 0 | 0 | 0 | 907843.8984 | 563517 | 0 | 0 | 0 | 658783.7991 | 0 | 0 | 0 | 0 | 0 | 0 | 0 | 0 | 0 | 0 | 0 | 0 | 0 | 344326.8984 | 0 | 0 | 0 | 0 | 0 | 0 | 0 | 0 | 0 | 0 | 0
2016-08-13 16:00 | 0 | 0 | 0 | 0 | 0 | 934903.8984 | 590577 | 0 | 0 | 0 | 1003110.6974 | 0 | 0 | 0 | 0 | 0 | 0 | 0 | 0 | 0 | 0 | 0 | 0 | 0 | 344326.8984 | 0 | 0 | 0 | 0 | 0 | 0 | 0 | 0 | 0 | 0 | 0
2016-08-13 17:00 | 0 | 0 | 0 | 0 | 0 | 954356.8984 | 610030 | 0 | 0 | 0 | 1347437.5958 | 0 | 0 | 0 | 0 | 0 | 0 | 0 | 0 | 0 | 0 | 0 | 0 | 0 | 344326.8984 | 0 | 0 | 0 | 0 | 0 | 0 | 0 | 0 | 0 | 0 | 0
2016-08-13 18:00 | 0 | 0 | 0 | 0 | 0 | 970246.8984 | 625920 | 0 | 0 | 0 | 1691764.4942 | 0 | 0 | 0 | 0 | 0 | 0 | 0 | 0 | 0 | 0 | 0 | 0 | 0 | 344326.8984 | 0 | 0 | 0 | 0 | 0 | 0 | 0 | 0 | 0 | 0 | 0
2016-08-13 19:00 | 0 | 0 | 0 | 0 | 0 | 982102.8984 | 637776 | 0 | 0 | 0 | 2036091.3925 | 0 | 0 | 0 | 0 | 0 | 0 | 0 | 0 | 0 | 0 | 0 | 0 | 0 | 344326.8984 | 0 | 0 | 0 | 0 | 0 | 0 | 0 | 0 | 0 | 0 | 0
2016-08-13 20:00 | 0 | 0 | 0 | 0 | 0 | 998573.0164 | 645466 | 0 | 0 | 0 | 2380418.2909 | 0 | 0 | 8780.118 | 0 | 0 | 0 | 0 | 0 | 0 | 0 | 0 | 0 | 0 | 344326.8984 | 0 | 0 | 0 | 8780.118 | 0 | 0 | 0 | 0 | 0 | 0 | 0
2016-08-13 21:00 | 0 | 0 | 0 | 0 | 0 | 1002482.0198 | 647940 | 0 | 0 | 0 | 2724745.1893 | 0 | 0 | 18995.2394 | 0 | 0 | 0 | 0 | 0 | 0 | 0 | 0 | 0 | 0 | 344326.8984 | 0 | 0 | 0 | 10215.1214 | 0 | 0 | 0 | 0 | 0 | 0 | 0
2016-08-13 22:00 | 0 | 0 | 0 | 0 | 0 | 955907.7967 | 643110 | 0 | 0 | 0 | 3056538.2254 | 0 | 0 | 0 | 0 | 0 | 0 | 0 | 0 | 0 | 0 | 0 | 0 | 0 | 331793.0362 | 0 | 0 | 0 | -18995.2394 | 0 | 0 | 0 | 0 | 0 | 0 | 0
2016-08-13 23:00 | 0 | 0 | 0 | 0 | 0 | 832753.086 | 628592 | 0 | 0 | 0 | 3260699.3114 | 0 | 0 | 0 | 0 | 0 | 0 | 0 | 0 | 0 | 0 | 0 | 0 | 0 | 204161.086 | 0 | 0 | 0 | 0 | 0 | 0 | 0 | 0 | 0 | 0 | 0
2016-08-14 | 0 | 0 | 0 | 0 | 0 | 624321.3029 | 615613 | 0 | 0 | 0 | 3269407.6143 | 0 | 0 | 0 | 0 | 0 | 0 | 0 | 0 | 0 | 0 | 0 | 0 | 0 | 8708.3029 | 0 | 0 | 0 | 0 | 0 | 0 | 0 | 0 | 0 | 0 | 0
2016-08-14 01:00 | 0 | 0 | 0 | 0 | 12610.4129 | 241951.6887 | 598889 | 0 | 0 | 0 | 2925080.716 | 0 | 0 | 0 | 0 | 0 | 0 | 0 | 0 | 0 | 0 | 0 | 0 | 0 | -344326.8984 | 0 | 0 | 0 | 0 | 0 | 0 | 0 | 0 | 0 | 0 | 0
2016-08-14 02:00 | 0 | 0 | 0 | 0 | 425958.1859 | 2667.2248 | 570370 | 0 | 0 | 0 | 2783336.1267 | 0 | 0 | 0 | 0 | 0 | 0 | 0 | 0 | 0 | 0 | 0 | 0 | 0 | -141744.5893 | 0 | 0 | 0 | 0 | 0 | 0 | 0 | 0 | 0 | 0 | 0
2016-08-14 03:00 | 0 | 0 | 0 | 0 | 194713.1016 | 0 | 539040 | 0 | 0 | 0 | 2439009.2283 | 0 | 0 | 0 | 0 | 0 | 0 | 0 | 0 | 0 | 0 | 0 | 0 | 0 | -344326.8984 | 0 | 0 | 0 | 0 | 0 | 0 | 0 | 0 | 0 | 0 | 0
2016-08-14 04:00 | 0 | 0 | 0 | 0 | 162246.1016 | 0 | 506573 | 0 | 0 | 0 | 2094682.33 | 0 | 0 | 0 | 0 | 0 | 0 | 0 | 0 | 0 | 0 | 0 | 0 | 0 | -344326.8984 | 0 | 0 | 0 | 0 | 0 | 0 | 0 | 0 | 0 | 0 | 0
2016-08-14 05:00 | 0 | 0 | 0 | 0 | 135041.1016 | 0 | 479368 | 0 | 0 | 0 | 1750355.4316 | 0 | 0 | 0 | 0 | 0 | 0 | 0 | 0 | 0 | 0 | 0 | 0 | 0 | -344326.8984 | 0 | 0 | 0 | 0 | 0 | 0 | 0 | 0 | 0 | 0 | 0
2016-08-14 06:00 | 0 | 0 | 0 | 0 | 312157.4236 | 0 | 454836 | 0 | 0 | 0 | 1607676.8552 | 0 | 0 | 0 | 0 | 0 | 0 | 0 | 0 | 0 | 0 | 0 | 0 | 0 | -142678.5764 | 0 | 0 | 0 | 0 | 0 | 0 | 0 | 0 | 0 | 0 | 0
2016-08-14 07:00 | 0 | 0 | 0 | 0 | 91841.1016 | 0 | 436168 | 0 | 0 | 0 | 1263349.9568 | 0 | 0 | 0 | 0 | 0 | 0 | 0 | 0 | 0 | 0 | 0 | 0 | 0 | -344326.8984 | 0 | 0 | 0 | 0 | 0 | 0 | 0 | 0 | 0 | 0 | 0
2016-08-14 08:00 | 0 | 0 | 0 | 0 | 78761.1016 | 0 | 423088 | 0 | 0 | 0 | 919023.0584 | 0 | 0 | 0 | 0 | 0 | 0 | 0 | 0 | 0 | 0 | 0 | 0 | 0 | -344326.8984 | 0 | 0 | 0 | 0 | 0 | 0 | 0 | 0 | 0 | 0 | 0
2016-08-14 09:00 | 0 | 0 | 0 | 0 | 204542.628 | 0 | 416755 | 0 | 0 | 0 | 706810.6865 | 0 | 0 | 0 | 0 | 0 | 0 | 0 | 0 | 0 | 0 | 0 | 0 | 0 | -212212.372 | 0 | 0 | 0 | 0 | 0 | 0 | 0 | 0 | 0 | 0 | 0
2016-08-14 10:00 | 0 | 0 | 0 | 0 | 320895.1063 | 0 | 413239 | 0 | 0 | 0 | 614466.7928 | 0 | 0 | 0 | 0 | 0 | 0 | 0 | 0 | 0 | 0 | 0 | 0 | 0 | -92343.8937 | 0 | 0 | 0 | 0 | 0 | 0 | 0 | 0 | 0 | 0 | 0
2016-08-14 11:00 | 0 | 0 | 0 | 0 | 73380.1016 | 0 | 417707 | 0 | 0 | 0 | 270139.8944 | 0 | 0 | 0 | 0 | 0 | 0 | 0 | 0 | 0 | 0 | 0 | 0 | 0 | -344326.8984 | 0 | 0 | 0 | 0 | 0 | 0 | 0 | 0 | 0 | 0 | 0
2016-08-14 12:00 | 0 | 0 | 0 | 0 | 227025.9557 | 18446.1172 | 437681 | 0 | 0 | 0 | 58935.7279 | 0 | 0 | 18995.2394 | 0 | 0 | 0 | 0 | 0 | 0 | 0 | 0 | 0 | 0 | -211204.1666 | 0 | 0 | 0 | 18995.2394 | 0 | 0 | 0 | 0 | 0 | 0 | 0
2016-08-14 13:00 | 0 | 0 | 0 | 0 | 0 | 389700.0327 | 467631 | 0 | 0 | 0 | 0 | 0 | 0 | 0 | 0 | 0 | 0 | 0 | 0 | 0 | 0 | 0 | 0 | 0 | -58935.7279 | 0 | 0 | 0 | -18995.2394 | 0 | 0 | 0 | 0 | 0 | 0 | 0
2016-08-14 14:00 | 0 | 0 | 0 | 0 | 0 | 771091.1525 | 499596 | 0 | 0 | 0 | 271495.1525 | 0 | 0 | 0 | 0 | 0 | 0 | 0 | 0 | 0 | 0 | 0 | 0 | 0 | 271495.1525 | 0 | 0 | 0 | 0 | 0 | 0 | 0 | 0 | 0 | 0 | 0
2016-08-14 15:00 | 0 | 0 | 0 | 0 | 0 | 875169.8984 | 530843 | 0 | 0 | 0 | 615822.0509 | 0 | 0 | 0 | 0 | 0 | 0 | 0 | 0 | 0 | 0 | 0 | 0 | 0 | 344326.8984 | 0 | 0 | 0 | 0 | 0 | 0 | 0 | 0 | 0 | 0 | 0
2016-08-14 16:00 | 0 | 0 | 0 | 0 | 0 | 903216.8984 | 558890 | 0 | 0 | 0 | 960148.9493 | 0 | 0 | 0 | 0 | 0 | 0 | 0 | 0 | 0 | 0 | 0 | 0 | 0 | 344326.8984 | 0 | 0 | 0 | 0 | 0 | 0 | 0 | 0 | 0 | 0 | 0
2016-08-14 17:00 | 0 | 0 | 0 | 0 | 0 | 925287.8984 | 580961 | 0 | 0 | 0 | 1304475.8476 | 0 | 0 | 0 | 0 | 0 | 0 | 0 | 0 | 0 | 0 | 0 | 0 | 0 | 344326.8984 | 0 | 0 | 0 | 0 | 0 | 0 | 0 | 0 | 0 | 0 | 0
2016-08-14 18:00 | 0 | 0 | 0 | 0 | 0 | 942245.8984 | 597919 | 0 | 0 | 0 | 1648802.746 | 0 | 0 | 0 | 0 | 0 | 0 | 0 | 0 | 0 | 0 | 0 | 0 | 0 | 344326.8984 | 0 | 0 | 0 | 0 | 0 | 0 | 0 | 0 | 0 | 0 | 0
2016-08-14 19:00 | 0 | 0 | 0 | 0 | 0 | 955260.8984 | 610934 | 0 | 0 | 0 | 1993129.6444 | 0 | 0 | 0 | 0 | 0 | 0 | 0 | 0 | 0 | 0 | 0 | 0 | 0 | 344326.8984 | 0 | 0 | 0 | 0 | 0 | 0 | 0 | 0 | 0 | 0 | 0
2016-08-14 20:00 | 0 | 0 | 0 | 0 | 0 | 965244.8984 | 620918 | 0 | 0 | 0 | 2337456.5427 | 0 | 0 | 0 | 0 | 0 | 0 | 0 | 0 | 0 | 0 | 0 | 0 | 0 | 344326.8984 | 0 | 0 | 0 | 0 | 0 | 0 | 0 | 0 | 0 | 0 | 0
2016-08-14 21:00 | 0 | 0 | 0 | 0 | 0 | 971562.8984 | 627236 | 0 | 0 | 0 | 2681783.4411 | 0 | 0 | 0 | 0 | 0 | 0 | 0 | 0 | 0 | 0 | 0 | 0 | 0 | 344326.8984 | 0 | 0 | 0 | 0 | 0 | 0 | 0 | 0 | 0 | 0 | 0
2016-08-14 22:00 | 0 | 0 | 0 | 0 | 0 | 988905.1378 | 625583 | 0 | 0 | 0 | 3026110.3395 | 0 | 0 | 18995.2394 | 0 | 0 | 0 | 0 | 0 | 0 | 0 | 0 | 0 | 0 | 344326.8984 | 0 | 0 | 0 | 18995.2394 | 0 | 0 | 0 | 0 | 0 | 0 | 0
2016-08-14 23:00 | 0 | 0 | 0 | 0 | 0 | 885668.9924 | 616316 | 0 | 0 | 0 | 3314458.5713 | 0 | 0 | 0 | 0 | 0 | 0 | 0 | 0 | 0 | 0 | 0 | 0 | 0 | 288348.2319 | 0 | 0 | 0 | -18995.2394 | 0 | 0 | 0 | 0 | 0 | 0 | 0
2016-08-15 | 0 | 0 | 0 | 0 | 0 | 681747.9641 | 607623 | 0 | 0 | 0 | 3388583.5354 | 0 | 0 | 0 | 0 | 0 | 0 | 0 | 0 | 0 | 0 | 0 | 0 | 0 | 74124.9641 | 0 | 0 | 0 | 0 | 0 | 0 | 0 | 0 | 0 | 0 | 0
2016-08-15 01:00 | 0 | 0 | 0 | 0 | 16094.2516 | 233621.8501 | 594043 | 0 | 0 | 0 | 3044256.6371 | 0 | 0 | 0 | 0 | 0 | 0 | 0 | 0 | 0 | 0 | 0 | 0 | 0 | -344326.8984 | 0 | 0 | 0 | 0 | 0 | 0 | 0 | 0 | 0 | 0 | 0
2016-08-15 02:00 | 0 | 0 | 0 | 0 | 218945.4603 | 2591.6414 | 565864 | 0 | 0 | 0 | 2699929.7387 | 0 | 0 | 0 | 0 | 0 | 0 | 0 | 0 | 0 | 0 | 0 | 0 | 0 | -344326.8984 | 0 | 0 | 0 | 0 | 0 | 0 | 0 | 0 | 0 | 0 | 0
2016-08-15 03:00 | 0 | 0 | 0 | 0 | 187476.1016 | 0 | 531803 | 0 | 0 | 0 | 2355602.8403 | 0 | 0 | 0 | 0 | 0 | 0 | 0 | 0 | 0 | 0 | 0 | 0 | 0 | -344326.8984 | 0 | 0 | 0 | 0 | 0 | 0 | 0 | 0 | 0 | 0 | 0
2016-08-15 04:00 | 0 | 0 | 0 | 0 | 154313.1016 | 0 | 498640 | 0 | 0 | 0 | 2011275.942 | 0 | 0 | 0 | 0 | 0 | 0 | 0 | 0 | 0 | 0 | 0 | 0 | 0 | -344326.8984 | 0 | 0 | 0 | 0 | 0 | 0 | 0 | 0 | 0 | 0 | 0
2016-08-15 05:00 | 0 | 0 | 0 | 0 | 517950.8504 | 0 | 471763 | 0 | 0 | 0 | 2057463.7923 | 0 | 0 | 0 | 0 | 0 | 0 | 0 | 0 | 0 | 0 | 0 | 0 | 0 | 46187.8504 | 0 | 0 | 0 | 0 | 0 | 0 | 0 | 0 | 0 | 0 | 0
2016-08-15 06:00 | 0 | 0 | 0 | 0 | 104364.1016 | 0 | 448691 | 0 | 0 | 0 | 1713136.894 | 0 | 0 | 0 | 0 | 0 | 0 | 0 | 0 | 0 | 0 | 0 | 0 | 0 | -344326.8984 | 0 | 0 | 0 | 0 | 0 | 0 | 0 | 0 | 0 | 0 | 0
2016-08-15 07:00 | 0 | 0 | 0 | 0 | 88914.1016 | 0 | 433241 | 0 | 0 | 0 | 1368809.9956 | 0 | 0 | 0 | 0 | 0 | 0 | 0 | 0 | 0 | 0 | 0 | 0 | 0 | -344326.8984 | 0 | 0 | 0 | 0 | 0 | 0 | 0 | 0 | 0 | 0 | 0
2016-08-15 08:00 | 0 | 0 | 0 | 0 | 82160.1016 | 0 | 426487 | 0 | 0 | 0 | 1024483.0972 | 0 | 0 | 0 | 0 | 0 | 0 | 0 | 0 | 0 | 0 | 0 | 0 | 0 | -344326.8984 | 0 | 0 | 0 | 0 | 0 | 0 | 0 | 0 | 0 | 0 | 0
2016-08-15 09:00 | 0 | 0 | 0 | 0 | 341238.9696 | 0 | 430827 | 0 | 0 | 0 | 934895.0668 | 0 | 0 | 0 | 0 | 0 | 0 | 0 | 0 | 0 | 0 | 0 | 0 | 0 | -89588.0304 | 0 | 0 | 0 | 0 | 0 | 0 | 0 | 0 | 0 | 0 | 0
2016-08-15 10:00 | 0 | 0 | 0 | 0 | 104385.1016 | 0 | 448712 | 0 | 0 | 0 | 590568.1685 | 0 | 0 | 0 | 0 | 0 | 0 | 0 | 0 | 0 | 0 | 0 | 0 | 0 | -344326.8984 | 0 | 0 | 0 | 0 | 0 | 0 | 0 | 0 | 0 | 0 | 0
2016-08-15 11:00 | 0 | 0 | 0 | 0 | 305123.8529 | 0 | 470395 | 0 | 0 | 0 | 425297.0213 | 0 | 0 | 0 | 0 | 0 | 0 | 0 | 0 | 0 | 0 | 0 | 0 | 0 | -165271.1471 | 0 | 0 | 0 | 0 | 0 | 0 | 0 | 0 | 0 | 0 | 0
2016-08-15 12:00 | 0 | 0 | 0 | 0 | 203424.4568 | 17102.1741 | 491924 | 0 | 0 | 0 | 134904.4129 | 0 | 0 | 18995.2394 | 0 | 0 | 0 | 0 | 0 | 0 | 0 | 0 | 0 | 0 | -290392.6085 | 0 | 0 | 0 | 18995.2394 | 0 | 0 | 0 | 0 | 0 | 0 | 0
2016-08-15 13:00 | 0 | 0 | 0 | 0 | 0 | 428306.946 | 518273 | 0 | 0 | 0 | 63933.5983 | 0 | 0 | 0 | 0 | 0 | 0 | 0 | 0 | 0 | 0 | 0 | 0 | 0 | -70970.8146 | 0 | 0 | 0 | -18995.2394 | 0 | 0 | 0 | 0 | 0 | 0 | 0
2016-08-15 14:00 | 0 | 0 | 0 | 0 | 0 | 820521.2826 | 549237 | 0 | 0 | 0 | 335217.8808 | 0 | 0 | 0 | 0 | 0 | 0 | 0 | 0 | 0 | 0 | 0 | 0 | 0 | 271284.2826 | 0 | 0 | 0 | 0 | 0 | 0 | 0 | 0 | 0 | 0 | 0
2016-08-15 15:00 | 0 | 0 | 0 | 0 | 0 | 923097.8984 | 578771 | 0 | 0 | 0 | 679544.7792 | 0 | 0 | 0 | 0 | 0 | 0 | 0 | 0 | 0 | 0 | 0 | 0 | 0 | 344326.8984 | 0 | 0 | 0 | 0 | 0 | 0 | 0 | 0 | 0 | 0 | 0
2016-08-15 16:00 | 0 | 0 | 0 | 0 | 0 | 948309.8984 | 603983 | 0 | 0 | 0 | 1023871.6776 | 0 | 0 | 0 | 0 | 0 | 0 | 0 | 0 | 0 | 0 | 0 | 0 | 0 | 344326.8984 | 0 | 0 | 0 | 0 | 0 | 0 | 0 | 0 | 0 | 0 | 0
2016-08-15 17:00 | 0 | 0 | 0 | 0 | 0 | 969515.8984 | 625189 | 0 | 0 | 0 | 1368198.5759 | 0 | 0 | 0 | 0 | 0 | 0 | 0 | 0 | 0 | 0 | 0 | 0 | 0 | 344326.8984 | 0 | 0 | 0 | 0 | 0 | 0 | 0 | 0 | 0 | 0 | 0
2016-08-15 18:00 | 0 | 0 | 0 | 0 | 0 | 984100.8984 | 639774 | 0 | 0 | 0 | 1712525.4743 | 0 | 0 | 0 | 0 | 0 | 0 | 0 | 0 | 0 | 0 | 0 | 0 | 0 | 344326.8984 | 0 | 0 | 0 | 0 | 0 | 0 | 0 | 0 | 0 | 0 | 0
2016-08-15 19:00 | 0 | 0 | 0 | 0 | 0 | 994380.8984 | 650054 | 0 | 0 | 0 | 2056852.3727 | 0 | 0 | 0 | 0 | 0 | 0 | 0 | 0 | 0 | 0 | 0 | 0 | 0 | 344326.8984 | 0 | 0 | 0 | 0 | 0 | 0 | 0 | 0 | 0 | 0 | 0
2016-08-15 20:00 | 0 | 0 | 0 | 0 | 0 | 1002253.8984 | 657927 | 0 | 0 | 0 | 2401179.271 | 0 | 0 | 0 | 0 | 0 | 0 | 0 | 0 | 0 | 0 | 0 | 0 | 0 | 344326.8984 | 0 | 0 | 0 | 0 | 0 | 0 | 0 | 0 | 0 | 0 | 0
2016-08-15 21:00 | 0 | 0 | 0 | 0 | 0 | 1004304.8984 | 659978 | 0 | 0 | 0 | 2745506.1694 | 0 | 0 | 0 | 0 | 0 | 0 | 0 | 0 | 0 | 0 | 0 | 0 | 0 | 344326.8984 | 0 | 0 | 0 | 0 | 0 | 0 | 0 | 0 | 0 | 0 | 0
2016-08-15 22:00 | 0 | 0 | 0 | 0 | 0 | 1017127.1378 | 653805 | 0 | 0 | 0 | 3089833.0678 | 0 | 0 | 18995.2394 | 0 | 0 | 0 | 0 | 0 | 0 | 0 | 0 | 0 | 0 | 344326.8984 | 0 | 0 | 0 | 18995.2394 | 0 | 0 | 0 | 0 | 0 | 0 | 0
2016-08-15 23:00 | 0 | 0 | 0 | 0 | 0 | 900059.4474 | 641039 | 0 | 0 | 0 | 3367848.7546 | 0 | 0 | 0 | 0 | 0 | 0 | 0 | 0 | 0 | 0 | 0 | 0 | 0 | 278015.6868 | 0 | 0 | 0 | -18995.2394 | 0 | 0 | 0 | 0 | 0 | 0 | 0
2016-08-16 | 0 | 0 | 0 | 0 | 0 | 622232.308 | 631686 | 0 | 0 | 0 | 3339399.8232 | 0 | 0 | 18995.2394 | 0 | 0 | 0 | 0 | 0 | 0 | 0 | 0 | 0 | 0 | -28448.9314 | 0 | 0 | 0 | 18995.2394 | 0 | 0 | 0 | 0 | 0 | 0 | 0
2016-08-16 01:00 | 0 | 0 | 0 | 0 | 44944.0421 | 206761.8201 | 615028 | 0 | 0 | 0 | 2995072.9248 | 0 | 0 | 0 | 0 | 0 | 0 | 0 | 0 | 0 | 0 | 0 | 0 | 0 | -344326.8984 | 0 | 0 | 0 | -18995.2394 | 0 | 0 | 0 | 0 | 0 | 0 | 0
2016-08-16 02:00 | 0 | 0 | 0 | 0 | 236532.013 | 1839.0886 | 582698 | 0 | 0 | 0 | 2650746.0264 | 0 | 0 | 0 | 0 | 0 | 0 | 0 | 0 | 0 | 0 | 0 | 0 | 0 | -344326.8984 | 0 | 0 | 0 | 0 | 0 | 0 | 0 | 0 | 0 | 0 | 0
2016-08-16 03:00 | 0 | 0 | 0 | 0 | 200870.1016 | 0 | 545197 | 0 | 0 | 0 | 2306419.1281 | 0 | 0 | 0 | 0 | 0 | 0 | 0 | 0 | 0 | 0 | 0 | 0 | 0 | -344326.8984 | 0 | 0 | 0 | 0 | 0 | 0 | 0 | 0 | 0 | 0 | 0
2016-08-16 04:00 | 0 | 0 | 0 | 0 | 165222.1016 | 0 | 509549 | 0 | 0 | 0 | 1962092.2297 | 0 | 0 | 0 | 0 | 0 | 0 | 0 | 0 | 0 | 0 | 0 | 0 | 0 | -344326.8984 | 0 | 0 | 0 | 0 | 0 | 0 | 0 | 0 | 0 | 0 | 0
2016-08-16 05:00 | 0 | 0 | 0 | 0 | 134165.1016 | 0 | 478492 | 0 | 0 | 0 | 1617765.3314 | 0 | 0 | 0 | 0 | 0 | 0 | 0 | 0 | 0 | 0 | 0 | 0 | 0 | -344326.8984 | 0 | 0 | 0 | 0 | 0 | 0 | 0 | 0 | 0 | 0 | 0
2016-08-16 06:00 | 0 | 0 | 0 | 0 | 412340.7479 | 0 | 454127 | 0 | 0 | 0 | 1575979.0793 | 0 | 0 | 0 | 0 | 0 | 0 | 0 | 0 | 0 | 0 | 0 | 0 | 0 | -41786.2521 | 0 | 0 | 0 | 0 | 0 | 0 | 0 | 0 | 0 | 0 | 0
2016-08-16 07:00 | 0 | 0 | 0 | 0 | 92921.1016 | 0 | 437248 | 0 | 0 | 0 | 1231652.1809 | 0 | 0 | 0 | 0 | 0 | 0 | 0 | 0 | 0 | 0 | 0 | 0 | 0 | -344326.8984 | 0 | 0 | 0 | 0 | 0 | 0 | 0 | 0 | 0 | 0 | 0
2016-08-16 08:00 | 0 | 0 | 0 | 0 | 357030.714 | 0 | 429944 | 0 | 0 | 0 | 1158738.8949 | 0 | 0 | 0 | 0 | 0 | 0 | 0 | 0 | 0 | 0 | 0 | 0 | 0 | -72913.286 | 0 | 0 | 0 | 0 | 0 | 0 | 0 | 0 | 0 | 0 | 0
2016-08-16 09:00 | 0 | 0 | 0 | 0 | 332550.0827 | 0 | 434927 | 0 | 0 | 0 | 1056361.9776 | 0 | 0 | 0 | 0 | 0 | 0 | 0 | 0 | 0 | 0 | 0 | 0 | 0 | -102376.9173 | 0 | 0 | 0 | 0 | 0 | 0 | 0 | 0 | 0 | 0 | 0
2016-08-16 10:00 | 0 | 0 | 0 | 0 | 108902.1016 | 0 | 453229 | 0 | 0 | 0 | 712035.0793 | 0 | 0 | 0 | 0 | 0 | 0 | 0 | 0 | 0 | 0 | 0 | 0 | 0 | -344326.8984 | 0 | 0 | 0 | 0 | 0 | 0 | 0 | 0 | 0 | 0 | 0
2016-08-16 11:00 | 0 | 0 | 0 | 0 | 284229.558 | 0 | 473966 | 0 | 0 | 0 | 503303.3979 | 0 | 0 | 18995.2394 | 0 | 0 | 0 | 0 | 0 | 0 | 0 | 0 | 0 | 0 | -208731.6814 | 0 | 0 | 0 | 18995.2394 | 0 | 0 | 0 | 0 | 0 | 0 | 0
2016-08-16 12:00 | 0 | 0 | 0 | 0 | 173974.2244 | 12785.9953 | 495516 | 0 | 0 | 0 | 194547.6175 | 0 | 0 | 18995.2394 | 0 | 0 | 0 | 0 | 0 | 0 | 0 | 0 | 0 | 0 | -308755.7803 | 0 | 0 | 0 | 0 | 0 | 0 | 0 | 0 | 0 | 0 | 0
2016-08-16 13:00 | 0 | 0 | 0 | 0 | 0 | 392227.0568 | 521078 | 0 | 0 | 0 | 65696.6744 | 0 | 0 | 18995.2394 | 0 | 0 | 0 | 0 | 0 | 0 | 0 | 0 | 0 | 0 | -128850.9432 | 0 | 0 | 0 | 0 | 0 | 0 | 0 | 0 | 0 | 0 | 0
2016-08-16 14:00 | 0 | 0 | 0 | 0 | 0 | 790773.0093 | 551975 | 0 | 0 | 0 | 323489.923 | 0 | 0 | 0 | 0 | 0 | 0 | 0 | 0 | 0 | 0 | 0 | 0 | 0 | 257793.2487 | 0 | 0 | 0 | -18995.2394 | 0 | 0 | 0 | 0 | 0 | 0 | 0
2016-08-16 15:00 | 0 | 0 | 0 | 0 | 0 | 926170.8984 | 581844 | 0 | 0 | 0 | 667816.8214 | 0 | 0 | 0 | 0 | 0 | 0 | 0 | 0 | 0 | 0 | 0 | 0 | 0 | 344326.8984 | 0 | 0 | 0 | 0 | 0 | 0 | 0 | 0 | 0 | 0 | 0
2016-08-16 16:00 | 0 | 0 | 0 | 0 | 0 | 952230.8984 | 607904 | 0 | 0 | 0 | 1012143.7198 | 0 | 0 | 0 | 0 | 0 | 0 | 0 | 0 | 0 | 0 | 0 | 0 | 0 | 344326.8984 | 0 | 0 | 0 | 0 | 0 | 0 | 0 | 0 | 0 | 0 | 0
2016-08-16 17:00 | 0 | 0 | 0 | 0 | 0 | 973732.8984 | 629406 | 0 | 0 | 0 | 1356470.6181 | 0 | 0 | 0 | 0 | 0 | 0 | 0 | 0 | 0 | 0 | 0 | 0 | 0 | 344326.8984 | 0 | 0 | 0 | 0 | 0 | 0 | 0 | 0 | 0 | 0 | 0
2016-08-16 18:00 | 0 | 0 | 0 | 0 | 0 | 990007.8984 | 645681 | 0 | 0 | 0 | 1700797.5165 | 0 | 0 | 0 | 0 | 0 | 0 | 0 | 0 | 0 | 0 | 0 | 0 | 0 | 344326.8984 | 0 | 0 | 0 | 0 | 0 | 0 | 0 | 0 | 0 | 0 | 0
2016-08-16 19:00 | 0 | 0 | 0 | 0 | 0 | 1000118.8984 | 655792 | 0 | 0 | 0 | 2045124.4149 | 0 | 0 | 0 | 0 | 0 | 0 | 0 | 0 | 0 | 0 | 0 | 0 | 0 | 344326.8984 | 0 | 0 | 0 | 0 | 0 | 0 | 0 | 0 | 0 | 0 | 0
2016-08-16 20:00 | 0 | 0 | 0 | 0 | 0 | 1007107.8984 | 662781 | 0 | 0 | 0 | 2389451.3132 | 0 | 0 | 0 | 0 | 0 | 0 | 0 | 0 | 0 | 0 | 0 | 0 | 0 | 344326.8984 | 0 | 0 | 0 | 0 | 0 | 0 | 0 | 0 | 0 | 0 | 0
2016-08-16 21:00 | 0 | 0 | 0 | 0 | 0 | 1029425.1378 | 666103 | 0 | 0 | 0 | 2733778.2116 | 0 | 0 | 18995.2394 | 0 | 0 | 0 | 0 | 0 | 0 | 0 | 0 | 0 | 0 | 344326.8984 | 0 | 0 | 0 | 18995.2394 | 0 | 0 | 0 | 0 | 0 | 0 | 0
2016-08-16 22:00 | 0 | 0 | 0 | 0 | 0 | 983111.8512 | 660448 | 0 | 0 | 0 | 3056442.0628 | 0 | 0 | 18995.2394 | 0 | 0 | 0 | 0 | 0 | 0 | 0 | 0 | 0 | 0 | 322663.8512 | 0 | 0 | 0 | 0 | 0 | 0 | 0 | 0 | 0 | 0 | 0
2016-08-16 23:00 | 0 | 0 | 0 | 0 | 0 | 840468.9071 | 649221 | 0 | 0 | 0 | 3247689.9699 | 0 | 0 | 18995.2394 | 0 | 0 | 0 | 0 | 0 | 0 | 0 | 0 | 0 | 0 | 191247.9071 | 0 | 0 | 0 | 0 | 0 | 0 | 0 | 0 | 0 | 0 | 0
2016-08-17 | 0 | 0 | 0 | 0 | 0 | 620152.0863 | 639748 | 0 | 0 | 0 | 3247089.2956 | 0 | 0 | 0 | 0 | 0 | 0 | 0 | 0 | 0 | 0 | 0 | 0 | 0 | -600.6743 | 0 | 0 | 0 | -18995.2394 | 0 | 0 | 0 | 0 | 0 | 0 | 0
2016-08-17 01:00 | 0 | 0 | 0 | 0 | 68122.2145 | 210028.8872 | 622478 | 0 | 0 | 0 | 2902762.3973 | 0 | 0 | 0 | 0 | 0 | 0 | 0 | 0 | 0 | 0 | 0 | 0 | 0 | -344326.8984 | 0 | 0 | 0 | 0 | 0 | 0 | 0 | 0 | 0 | 0 | 0
2016-08-17 02:00 | 0 | 0 | 0 | 0 | 244117.6402 | 1457.4614 | 589902 | 0 | 0 | 0 | 2558435.4989 | 0 | 0 | 0 | 0 | 0 | 0 | 0 | 0 | 0 | 0 | 0 | 0 | 0 | -344326.8984 | 0 | 0 | 0 | 0 | 0 | 0 | 0 | 0 | 0 | 0 | 0
2016-08-17 03:00 | 0 | 0 | 0 | 0 | 207369.1016 | 0 | 551696 | 0 | 0 | 0 | 2214108.6005 | 0 | 0 | 0 | 0 | 0 | 0 | 0 | 0 | 0 | 0 | 0 | 0 | 0 | -344326.8984 | 0 | 0 | 0 | 0 | 0 | 0 | 0 | 0 | 0 | 0 | 0
2016-08-17 04:00 | 0 | 0 | 0 | 0 | 172071.1016 | 0 | 516398 | 0 | 0 | 0 | 1869781.7022 | 0 | 0 | 0 | 0 | 0 | 0 | 0 | 0 | 0 | 0 | 0 | 0 | 0 | -344326.8984 | 0 | 0 | 0 | 0 | 0 | 0 | 0 | 0 | 0 | 0 | 0
2016-08-17 05:00 | 0 | 0 | 0 | 0 | 596947.8078 | 0 | 486058 | 0 | 0 | 0 | 1980671.51 | 0 | 0 | 0 | 0 | 0 | 0 | 0 | 0 | 0 | 0 | 0 | 0 | 0 | 110889.8078 | 0 | 0 | 0 | 0 | 0 | 0 | 0 | 0 | 0 | 0 | 0
2016-08-17 06:00 | 0 | 0 | 0 | 0 | 116421.1016 | 0 | 460748 | 0 | 0 | 0 | 1636344.6116 | 0 | 0 | 0 | 0 | 0 | 0 | 0 | 0 | 0 | 0 | 0 | 0 | 0 | -344326.8984 | 0 | 0 | 0 | 0 | 0 | 0 | 0 | 0 | 0 | 0 | 0
2016-08-17 07:00 | 0 | 0 | 0 | 0 | 98381.1016 | 0 | 442708 | 0 | 0 | 0 | 1292017.7132 | 0 | 0 | 0 | 0 | 0 | 0 | 0 | 0 | 0 | 0 | 0 | 0 | 0 | -344326.8984 | 0 | 0 | 0 | 0 | 0 | 0 | 0 | 0 | 0 | 0 | 0
2016-08-17 08:00 | 0 | 0 | 0 | 0 | 90933.1016 | 0 | 435260 | 0 | 0 | 0 | 947690.8149 | 0 | 0 | 0 | 0 | 0 | 0 | 0 | 0 | 0 | 0 | 0 | 0 | 0 | -344326.8984 | 0 | 0 | 0 | 0 | 0 | 0 | 0 | 0 | 0 | 0 | 0
2016-08-17 09:00 | 0 | 0 | 0 | 0 | 423708.4683 | 0 | 439205 | 0 | 0 | 0 | 932194.2832 | 0 | 0 | 0 | 0 | 0 | 0 | 0 | 0 | 0 | 0 | 0 | 0 | 0 | -15496.5317 | 0 | 0 | 0 | 0 | 0 | 0 | 0 | 0 | 0 | 0 | 0
2016-08-17 10:00 | 0 | 0 | 0 | 0 | 114079.1016 | 0 | 458406 | 0 | 0 | 0 | 587867.3848 | 0 | 0 | 0 | 0 | 0 | 0 | 0 | 0 | 0 | 0 | 0 | 0 | 0 | -344326.8984 | 0 | 0 | 0 | 0 | 0 | 0 | 0 | 0 | 0 | 0 | 0
2016-08-17 11:00 | 0 | 0 | 0 | 0 | 354687.7442 | 0 | 480095 | 0 | 0 | 0 | 462460.1291 | 0 | 0 | 0 | 0 | 0 | 0 | 0 | 0 | 0 | 0 | 0 | 0 | 0 | -125407.2558 | 0 | 0 | 0 | 0 | 0 | 0 | 0 | 0 | 0 | 0 | 0
2016-08-17 12:00 | 0 | 0 | 0 | 0 | 239914.5502 | 17398.0465 | 498402 | 0 | 0 | 0 | 202375.4864 | 0 | 0 | 18995.2394 | 0 | 0 | 0 | 0 | 0 | 0 | 0 | 0 | 0 | 0 | -260084.6427 | 0 | 0 | 0 | 18995.2394 | 0 | 0 | 0 | 0 | 0 | 0 | 0
2016-08-17 13:00 | 0 | 0 | 0 | 0 | 0 | 360881.1464 | 521282 | 0 | 0 | 0 | 60969.8721 | 0 | 0 | 0 | 0 | 0 | 0 | 0 | 0 | 0 | 0 | 0 | 0 | 0 | -141405.6142 | 0 | 0 | 0 | -18995.2394 | 0 | 0 | 0 | 0 | 0 | 0 | 0
2016-08-17 14:00 | 0 | 0 | 0 | 0 | 88044.6906 | 771534.4551 | 549024 | 0 | 0 | 0 | 371525.0178 | 0 | 0 | 0 | 0 | 0 | 0 | 0 | 0 | 0 | 0 | 0 | 0 | 0 | 310555.1457 | 0 | 0 | 0 | 0 | 0 | 0 | 0 | 0 | 0 | 0 | 0
2016-08-17 15:00 | 0 | 0 | 0 | 0 | 0 | 921209.8984 | 576883 | 0 | 0 | 0 | 715851.9162 | 0 | 0 | 0 | 0 | 0 | 0 | 0 | 0 | 0 | 0 | 0 | 0 | 0 | 344326.8984 | 0 | 0 | 0 | 0 | 0 | 0 | 0 | 0 | 0 | 0 | 0
2016-08-17 16:00 | 0 | 0 | 0 | 0 | 0 | 946807.8984 | 602481 | 0 | 0 | 0 | 1060178.8145 | 0 | 0 | 0 | 0 | 0 | 0 | 0 | 0 | 0 | 0 | 0 | 0 | 0 | 344326.8984 | 0 | 0 | 0 | 0 | 0 | 0 | 0 | 0 | 0 | 0 | 0
2016-08-17 17:00 | 0 | 0 | 0 | 0 | 0 | 969025.8984 | 624699 | 0 | 0 | 0 | 1404505.7129 | 0 | 0 | 0 | 0 | 0 | 0 | 0 | 0 | 0 | 0 | 0 | 0 | 0 | 344326.8984 | 0 | 0 | 0 | 0 | 0 | 0 | 0 | 0 | 0 | 0 | 0
2016-08-17 18:00 | 0 | 0 | 0 | 0 | 0 | 992398.0094 | 642586 | 0 | 0 | 0 | 1748832.6113 | 0 | 0 | 5485.1111 | 0 | 0 | 0 | 0 | 0 | 0 | 0 | 0 | 0 | 0 | 344326.8984 | 0 | 0 | 0 | 5485.1111 | 0 | 0 | 0 | 0 | 0 | 0 | 0
2016-08-17 19:00 | 0 | 0 | 0 | 0 | 0 | 1013329.0267 | 655492 | 0 | 0 | 0 | 2093159.5096 | 0 | 0 | 18995.2394 | 0 | 0 | 0 | 0 | 0 | 0 | 0 | 0 | 0 | 0 | 344326.8984 | 0 | 0 | 0 | 13510.1284 | 0 | 0 | 0 | 0 | 0 | 0 | 0
2016-08-17 20:00 | 0 | 0 | 0 | 0 | 19778.723 | 989855.1753 | 665307 | 0 | 0 | 0 | 2437486.408 | 0 | 0 | 18995.2394 | 0 | 0 | 0 | 0 | 0 | 0 | 0 | 0 | 0 | 0 | 344326.8984 | 0 | 0 | 0 | 0 | 0 | 0 | 0 | 0 | 0 | 0 | 0
2016-08-17 21:00 | 0 | 0 | 0 | 0 | 59300.7791 | 953456.1193 | 668430 | 0 | 0 | 0 | 2781813.3064 | 0 | 0 | 18995.2394 | 0 | 0 | 0 | 0 | 0 | 0 | 0 | 0 | 0 | 0 | 344326.8984 | 0 | 0 | 0 | 0 | 0 | 0 | 0 | 0 | 0 | 0 | 0
2016-08-17 22:00 | 0 | 0 | 0 | 0 | 96673.5986 | 889852.0604 | 661194 | 0 | 0 | 0 | 3126140.2047 | 0 | 0 | 0 | 0 | 0 | 0 | 0 | 0 | 0 | 0 | 0 | 0 | 0 | 344326.8984 | 0 | 0 | 0 | -18995.2394 | 0 | 0 | 0 | 0 | 0 | 0 | 0
2016-08-17 23:00 | 0 | 0 | 0 | 0 | 0 | 763255.5526 | 646276 | 0 | 0 | 0 | 3243119.7574 | 0 | 0 | 0 | 0 | 0 | 0 | 0 | 0 | 0 | 0 | 0 | 0 | 0 | 116979.5526 | 0 | 0 | 0 | 0 | 0 | 0 | 0 | 0 | 0 | 0 | 0
2016-08-18 | 0 | 0 | 0 | 0 | 0 | 544130.7537 | 634017 | 0 | 0 | 0 | 3153233.511 | 0 | 0 | 0 | 0 | 0 | 0 | 0 | 0 | 0 | 0 | 0 | 0 | 0 | -89886.2463 | 0 | 0 | 0 | 0 | 0 | 0 | 0 | 0 | 0 | 0 | 0
2016-08-18 01:00 | 0 | 0 | 0 | 0 | 80492.3445 | 190125.7571 | 614945 | 0 | 0 | 0 | 2808906.6127 | 0 | 0 | 0 | 0 | 0 | 0 | 0 | 0 | 0 | 0 | 0 | 0 | 0 | -344326.8984 | 0 | 0 | 0 | 0 | 0 | 0 | 0 | 0 | 0 | 0 | 0
2016-08-18 02:00 | 0 | 0 | 0 | 0 | 236757.2123 | 1209.8893 | 582294 | 0 | 0 | 0 | 2464579.7143 | 0 | 0 | 0 | 0 | 0 | 0 | 0 | 0 | 0 | 0 | 0 | 0 | 0 | -344326.8984 | 0 | 0 | 0 | 0 | 0 | 0 | 0 | 0 | 0 | 0 | 0
2016-08-18 03:00 | 0 | 0 | 0 | 0 | 199211.1016 | 0 | 543538 | 0 | 0 | 0 | 2120252.8159 | 0 | 0 | 0 | 0 | 0 | 0 | 0 | 0 | 0 | 0 | 0 | 0 | 0 | -344326.8984 | 0 | 0 | 0 | 0 | 0 | 0 | 0 | 0 | 0 | 0 | 0
2016-08-18 04:00 | 0 | 0 | 0 | 0 | 703408.6078 | 0 | 507707 | 0 | 0 | 0 | 2315954.4238 | 0 | 0 | 0 | 0 | 0 | 0 | 0 | 0 | 0 | 0 | 0 | 0 | 0 | 195701.6078 | 0 | 0 | 0 | 0 | 0 | 0 | 0 | 0 | 0 | 0 | 0
2016-08-18 05:00 | 0 | 0 | 0 | 0 | 132360.1016 | 0 | 476687 | 0 | 0 | 0 | 1971627.5254 | 0 | 0 | 0 | 0 | 0 | 0 | 0 | 0 | 0 | 0 | 0 | 0 | 0 | -344326.8984 | 0 | 0 | 0 | 0 | 0 | 0 | 0 | 0 | 0 | 0 | 0
2016-08-18 06:00 | 0 | 0 | 0 | 0 | 108612.1016 | 0 | 452939 | 0 | 0 | 0 | 1627300.627 | 0 | 0 | 0 | 0 | 0 | 0 | 0 | 0 | 0 | 0 | 0 | 0 | 0 | -344326.8984 | 0 | 0 | 0 | 0 | 0 | 0 | 0 | 0 | 0 | 0 | 0
2016-08-18 07:00 | 0 | 0 | 0 | 0 | 91392.1016 | 0 | 435719 | 0 | 0 | 0 | 1282973.7287 | 0 | 0 | 0 | 0 | 0 | 0 | 0 | 0 | 0 | 0 | 0 | 0 | 0 | -344326.8984 | 0 | 0 | 0 | 0 | 0 | 0 | 0 | 0 | 0 | 0 | 0
2016-08-18 08:00 | 0 | 0 | 0 | 0 | 488490.9202 | 0 | 427768 | 0 | 0 | 0 | 1343696.6488 | 0 | 0 | 0 | 0 | 0 | 0 | 0 | 0 | 0 | 0 | 0 | 0 | 0 | 60722.9202 | 0 | 0 | 0 | 0 | 0 | 0 | 0 | 0 | 0 | 0 | 0
2016-08-18 09:00 | 0 | 0 | 0 | 0 | 88713.1016 | 0 | 433040 | 0 | 0 | 0 | 999369.7505 | 0 | 0 | 0 | 0 | 0 | 0 | 0 | 0 | 0 | 0 | 0 | 0 | 0 | -344326.8984 | 0 | 0 | 0 | 0 | 0 | 0 | 0 | 0 | 0 | 0 | 0
2016-08-18 10:00 | 0 | 0 | 0 | 0 | 256556.463 | 0 | 452116 | 0 | 0 | 0 | 803810.2135 | 0 | 0 | 0 | 0 | 0 | 0 | 0 | 0 | 0 | 0 | 0 | 0 | 0 | -195559.537 | 0 | 0 | 0 | 0 | 0 | 0 | 0 | 0 | 0 | 0 | 0
2016-08-18 11:00 | 0 | 0 | 0 | 0 | 391613.0271 | 0 | 472052 | 0 | 0 | 0 | 723371.2406 | 0 | 0 | 0 | 0 | 0 | 0 | 0 | 0 | 0 | 0 | 0 | 0 | 0 | -80438.9729 | 0 | 0 | 0 | 0 | 0 | 0 | 0 | 0 | 0 | 0 | 0
2016-08-18 12:00 | 0 | 0 | 0 | 0 | 264640.1745 | 15592.6246 | 491223 | 0 | 0 | 0 | 493385.8003 | 0 | 0 | 18995.2394 | 0 | 0 | 0 | 0 | 0 | 0 | 0 | 0 | 0 | 0 | -229985.4403 | 0 | 0 | 0 | 18995.2394 | 0 | 0 | 0 | 0 | 0 | 0 | 0
2016-08-18 13:00 | 0 | 0 | 0 | 0 | 0 | 291743.9573 | 514763 | 0 | 0 | 0 | 289361.997 | 0 | 0 | 0 | 0 | 0 | 0 | 0 | 0 | 0 | 0 | 0 | 0 | 0 | -204023.8033 | 0 | 0 | 0 | -18995.2394 | 0 | 0 | 0 | 0 | 0 | 0 | 0
2016-08-18 14:00 | 0 | 0 | 0 | 0 | 178007.4385 | 707036.5754 | 543408 | 0 | 0 | 0 | 630998.0109 | 0 | 0 | 0 | 0 | 0 | 0 | 0 | 0 | 0 | 0 | 0 | 0 | 0 | 341636.0139 | 0 | 0 | 0 | 0 | 0 | 0 | 0 | 0 | 0 | 0 | 0
2016-08-18 15:00 | 0 | 0 | 0 | 0 | 11366.3693 | 906256.529 | 573296 | 0 | 0 | 0 | 975324.9093 | 0 | 0 | 0 | 0 | 0 | 0 | 0 | 0 | 0 | 0 | 0 | 0 | 0 | 344326.8984 | 0 | 0 | 0 | 0 | 0 | 0 | 0 | 0 | 0 | 0 | 0
2016-08-18 16:00 | 0 | 0 | 0 | 0 | 0 | 944520.8984 | 600194 | 0 | 0 | 0 | 1319651.8076 | 0 | 0 | 0 | 0 | 0 | 0 | 0 | 0 | 0 | 0 | 0 | 0 | 0 | 344326.8984 | 0 | 0 | 0 | 0 | 0 | 0 | 0 | 0 | 0 | 0 | 0
2016-08-18 17:00 | 0 | 0 | 0 | 0 | 0 | 987287.1378 | 623965 | 0 | 0 | 0 | 1663978.706 | 0 | 0 | 18995.2394 | 0 | 0 | 0 | 0 | 0 | 0 | 0 | 0 | 0 | 0 | 344326.8984 | 0 | 0 | 0 | 18995.2394 | 0 | 0 | 0 | 0 | 0 | 0 | 0
2016-08-18 18:00 | 0 | 0 | 0 | 0 | 0 | 976022.1117 | 642152 | 0 | 0 | 0 | 2008305.6044 | 0 | 0 | 8538.4528 | 0 | 0 | 0 | 0 | 0 | 0 | 0 | 0 | 0 | 0 | 344326.8984 | 0 | 0 | 0 | -10456.7867 | 0 | 0 | 0 | 0 | 0 | 0 | 0
2016-08-18 19:00 | 0 | 0 | 0 | 0 | 0 | 948458.0563 | 654155 | 0 | 0 | 0 | 2311147.1134 | 0 | 0 | 0 | 0 | 0 | 0 | 0 | 0 | 0 | 0 | 0 | 0 | 0 | 302841.5091 | 0 | 0 | 0 | -8538.4528 | 0 | 0 | 0 | 0 | 0 | 0 | 0
2016-08-18 20:00 | 0 | 0 | 0 | 0 | 0 | 921032.2467 | 661159 | 0 | 0 | 0 | 2571020.3601 | 0 | 0 | 0 | 0 | 0 | 0 | 0 | 0 | 0 | 0 | 0 | 0 | 0 | 259873.2467 | 0 | 0 | 0 | 0 | 0 | 0 | 0 | 0 | 0 | 0 | 0
2016-08-18 21:00 | 0 | 0 | 0 | 0 | 0 | 883977.8961 | 661487 | 0 | 0 | 0 | 2793511.2562 | 0 | 0 | 0 | 0 | 0 | 0 | 0 | 0 | 0 | 0 | 0 | 0 | 0 | 222490.8961 | 0 | 0 | 0 | 0 | 0 | 0 | 0 | 0 | 0 | 0 | 0
2016-08-18 22:00 | 0 | 0 | 0 | 0 | 0 | 825476.2535 | 652540 | 0 | 0 | 0 | 2966447.5097 | 0 | 0 | 0 | 0 | 0 | 0 | 0 | 0 | 0 | 0 | 0 | 0 | 0 | 172936.2535 | 0 | 0 | 0 | 0 | 0 | 0 | 0 | 0 | 0 | 0 | 0
2016-08-18 23:00 | 0 | 0 | 0 | 0 | 0 | 710513.2021 | 637120 | 0 | 0 | 0 | 3039840.7118 | 0 | 0 | 0 | 0 | 0 | 0 | 0 | 0 | 0 | 0 | 0 | 0 | 0 | 73393.2021 | 0 | 0 | 0 | 0 | 0 | 0 | 0 | 0 | 0 | 0 | 0
2016-08-19 | 0 | 0 | 0 | 0 | 0 | 509012.3234 | 625313 | 0 | 0 | 0 | 2923540.0352 | 0 | 0 | 0 | 0 | 0 | 0 | 0 | 0 | 0 | 0 | 0 | 0 | 0 | -116300.6766 | 0 | 0 | 0 | 0 | 0 | 0 | 0 | 0 | 0 | 0 | 0
2016-08-19 01:00 | 0 | 0 | 0 | 0 | 90402.9631 | 173741.1385 | 608471 | 0 | 0 | 0 | 2579213.1368 | 0 | 0 | 0 | 0 | 0 | 0 | 0 | 0 | 0 | 0 | 0 | 0 | 0 | -344326.8984 | 0 | 0 | 0 | 0 | 0 | 0 | 0 | 0 | 0 | 0 | 0
2016-08-19 02:00 | 0 | 0 | 0 | 0 | 599586.6595 | 1140.079 | 577238 | 0 | 0 | 0 | 2602701.8753 | 0 | 0 | 0 | 0 | 0 | 0 | 0 | 0 | 0 | 0 | 0 | 0 | 0 | 23488.7385 | 0 | 0 | 0 | 0 | 0 | 0 | 0 | 0 | 0 | 0 | 0
2016-08-19 03:00 | 0 | 0 | 0 | 0 | 194868.1016 | 0 | 539195 | 0 | 0 | 0 | 2258374.977 | 0 | 0 | 0 | 0 | 0 | 0 | 0 | 0 | 0 | 0 | 0 | 0 | 0 | -344326.8984 | 0 | 0 | 0 | 0 | 0 | 0 | 0 | 0 | 0 | 0 | 0
2016-08-19 04:00 | 0 | 0 | 0 | 0 | 159753.1016 | 0 | 504080 | 0 | 0 | 0 | 1914048.0786 | 0 | 0 | 0 | 0 | 0 | 0 | 0 | 0 | 0 | 0 | 0 | 0 | 0 | -344326.8984 | 0 | 0 | 0 | 0 | 0 | 0 | 0 | 0 | 0 | 0 | 0
2016-08-19 05:00 | 0 | 0 | 0 | 0 | 475296.3722 | 0 | 473150 | 0 | 0 | 0 | 1916194.4508 | 0 | 0 | 0 | 0 | 0 | 0 | 0 | 0 | 0 | 0 | 0 | 0 | 0 | 2146.3722 | 0 | 0 | 0 | 0 | 0 | 0 | 0 | 0 | 0 | 0 | 0
2016-08-19 06:00 | 0 | 0 | 0 | 0 | 104776.1016 | 0 | 449103 | 0 | 0 | 0 | 1571867.5524 | 0 | 0 | 0 | 0 | 0 | 0 | 0 | 0 | 0 | 0 | 0 | 0 | 0 | -344326.8984 | 0 | 0 | 0 | 0 | 0 | 0 | 0 | 0 | 0 | 0 | 0
2016-08-19 07:00 | 0 | 0 | 0 | 0 | 87666.1016 | 0 | 431993 | 0 | 0 | 0 | 1227540.6541 | 0 | 0 | 0 | 0 | 0 | 0 | 0 | 0 | 0 | 0 | 0 | 0 | 0 | -344326.8984 | 0 | 0 | 0 | 0 | 0 | 0 | 0 | 0 | 0 | 0 | 0
2016-08-19 08:00 | 0 | 0 | 0 | 0 | 368109.4988 | 0 | 424279 | 0 | 0 | 0 | 1171371.1528 | 0 | 0 | 0 | 0 | 0 | 0 | 0 | 0 | 0 | 0 | 0 | 0 | 0 | -56169.5012 | 0 | 0 | 0 | 0 | 0 | 0 | 0 | 0 | 0 | 0 | 0
2016-08-19 09:00 | 0 | 0 | 0 | 0 | 332759.7293 | 0 | 428643 | 0 | 0 | 0 | 1075487.8821 | 0 | 0 | 0 | 0 | 0 | 0 | 0 | 0 | 0 | 0 | 0 | 0 | 0 | -95883.2707 | 0 | 0 | 0 | 0 | 0 | 0 | 0 | 0 | 0 | 0 | 0
2016-08-19 10:00 | 0 | 0 | 0 | 0 | 311095.8132 | 0 | 445811 | 0 | 0 | 0 | 940772.6953 | 0 | 0 | 0 | 0 | 0 | 0 | 0 | 0 | 0 | 0 | 0 | 0 | 0 | -134715.1868 | 0 | 0 | 0 | 0 | 0 | 0 | 0 | 0 | 0 | 0 | 0
2016-08-19 11:00 | 0 | 0 | 0 | 0 | 121188.1016 | 0 | 465515 | 0 | 0 | 0 | 596445.7969 | 0 | 0 | 0 | 0 | 0 | 0 | 0 | 0 | 0 | 0 | 0 | 0 | 0 | -344326.8984 | 0 | 0 | 0 | 0 | 0 | 0 | 0 | 0 | 0 | 0 | 0
2016-08-19 12:00 | 0 | 0 | 0 | 0 | 212682.8738 | 7704.3926 | 485714 | 0 | 0 | 0 | 331119.0633 | 0 | 0 | 0 | 0 | 0 | 0 | 0 | 0 | 0 | 0 | 0 | 0 | 0 | -265326.7337 | 0 | 0 | 0 | 0 | 0 | 0 | 0 | 0 | 0 | 0 | 0
2016-08-19 13:00 | 0 | 0 | 0 | 0 | 0 | 297321.6608 | 509916 | 0 | 0 | 0 | 118524.7241 | 0 | 0 | 0 | 0 | 0 | 0 | 0 | 0 | 0 | 0 | 0 | 0 | 0 | -212594.3392 | 0 | 0 | 0 | 0 | 0 | 0 | 0 | 0 | 0 | 0 | 0
2016-08-19 14:00 | 0 | 0 | 0 | 0 | 173165.2358 | 711016.6626 | 539855 | 0 | 0 | 0 | 462851.6225 | 0 | 0 | 0 | 0 | 0 | 0 | 0 | 0 | 0 | 0 | 0 | 0 | 0 | 344326.8984 | 0 | 0 | 0 | 0 | 0 | 0 | 0 | 0 | 0 | 0 | 0
2016-08-19 15:00 | 0 | 0 | 0 | 0 | 8035.0484 | 904446.85 | 568155 | 0 | 0 | 0 | 807178.5208 | 0 | 0 | 0 | 0 | 0 | 0 | 0 | 0 | 0 | 0 | 0 | 0 | 0 | 344326.8984 | 0 | 0 | 0 | 0 | 0 | 0 | 0 | 0 | 0 | 0 | 0
2016-08-19 16:00 | 0 | 0 | 0 | 0 | 0 | 937640.8984 | 593314 | 0 | 0 | 0 | 1151505.4192 | 0 | 0 | 0 | 0 | 0 | 0 | 0 | 0 | 0 | 0 | 0 | 0 | 0 | 344326.8984 | 0 | 0 | 0 | 0 | 0 | 0 | 0 | 0 | 0 | 0 | 0
2016-08-19 17:00 | 0 | 0 | 0 | 0 | 0 | 962178.1032 | 615385 | 0 | 0 | 0 | 1495832.3176 | 0 | 0 | 2466.2049 | 0 | 0 | 0 | 0 | 0 | 0 | 0 | 0 | 0 | 0 | 344326.8984 | 0 | 0 | 0 | 2466.2049 | 0 | 0 | 0 | 0 | 0 | 0 | 0
2016-08-19 18:00 | 0 | 0 | 0 | 0 | 0 | 993110.9329 | 632255 | 0 | 0 | 0 | 1840159.2159 | 0 | 0 | 18995.2394 | 0 | 0 | 0 | 0 | 0 | 0 | 0 | 0 | 0 | 0 | 344326.8984 | 0 | 0 | 0 | 16529.0346 | 0 | 0 | 0 | 0 | 0 | 0 | 0
2016-08-19 19:00 | 0 | 0 | 0 | 0 | 0 | 968960.2575 | 642342 | 0 | 0 | 0 | 2184486.1143 | 0 | 0 | 1286.5986 | 0 | 0 | 0 | 0 | 0 | 0 | 0 | 0 | 0 | 0 | 344326.8984 | 0 | 0 | 0 | -17708.6408 | 0 | 0 | 0 | 0 | 0 | 0 | 0
2016-08-19 20:00 | 0 | 0 | 0 | 0 | 0 | 950360.2947 | 647445 | 0 | 0 | 0 | 2488688.0076 | 0 | 0 | 0 | 0 | 0 | 0 | 0 | 0 | 0 | 0 | 0 | 0 | 0 | 304201.8933 | 0 | 0 | 0 | -1286.5986 | 0 | 0 | 0 | 0 | 0 | 0 | 0
2016-08-19 21:00 | 0 | 0 | 0 | 0 | 0 | 913324.5758 | 645344 | 0 | 0 | 0 | 2756668.5834 | 0 | 0 | 0 | 0 | 0 | 0 | 0 | 0 | 0 | 0 | 0 | 0 | 0 | 267980.5758 | 0 | 0 | 0 | 0 | 0 | 0 | 0 | 0 | 0 | 0 | 0
2016-08-19 22:00 | 0 | 0 | 0 | 0 | 0 | 850343.777 | 633038 | 0 | 0 | 0 | 2973974.3604 | 0 | 0 | 0 | 0 | 0 | 0 | 0 | 0 | 0 | 0 | 0 | 0 | 0 | 217305.777 | 0 | 0 | 0 | 0 | 0 | 0 | 0 | 0 | 0 | 0 | 0
2016-08-19 23:00 | 0 | 0 | 0 | 0 | 0 | 728843.4252 | 613220 | 0 | 0 | 0 | 3089597.7856 | 0 | 0 | 0 | 0 | 0 | 0 | 0 | 0 | 0 | 0 | 0 | 0 | 0 | 115623.4252 | 0 | 0 | 0 | 0 | 0 | 0 | 0 | 0 | 0 | 0 | 0
2016-08-20 | 0 | 0 | 0 | 0 | 0 | 526189.4039 | 598060 | 0 | 0 | 0 | 3017727.1895 | 0 | 0 | 0 | 0 | 0 | 0 | 0 | 0 | 0 | 0 | 0 | 0 | 0 | -71870.5961 | 0 | 0 | 0 | 0 | 0 | 0 | 0 | 0 | 0 | 0 | 0
2016-08-20 01:00 | 0 | 0 | 0 | 0 | 68329.6175 | 167955.4841 | 580612 | 0 | 0 | 0 | 2673400.2911 | 0 | 0 | 0 | 0 | 0 | 0 | 0 | 0 | 0 | 0 | 0 | 0 | 0 | -344326.8984 | 0 | 0 | 0 | 0 | 0 | 0 | 0 | 0 | 0 | 0 | 0
2016-08-20 02:00 | 0 | 0 | 0 | 0 | 492369.8944 | 794.288 | 551582 | 0 | 0 | 0 | 2614982.4735 | 0 | 0 | 0 | 0 | 0 | 0 | 0 | 0 | 0 | 0 | 0 | 0 | 0 | -58417.8176 | 0 | 0 | 0 | 0 | 0 | 0 | 0 | 0 | 0 | 0 | 0
2016-08-20 03:00 | 0 | 0 | 0 | 0 | 173010.1016 | 0 | 517337 | 0 | 0 | 0 | 2270655.5751 | 0 | 0 | 0 | 0 | 0 | 0 | 0 | 0 | 0 | 0 | 0 | 0 | 0 | -344326.8984 | 0 | 0 | 0 | 0 | 0 | 0 | 0 | 0 | 0 | 0 | 0
2016-08-20 04:00 | 0 | 0 | 0 | 0 | 139954.1016 | 0 | 484281 | 0 | 0 | 0 | 1926328.6768 | 0 | 0 | 0 | 0 | 0 | 0 | 0 | 0 | 0 | 0 | 0 | 0 | 0 | -344326.8984 | 0 | 0 | 0 | 0 | 0 | 0 | 0 | 0 | 0 | 0 | 0
2016-08-20 05:00 | 0 | 0 | 0 | 0 | 112892.1016 | 0 | 457219 | 0 | 0 | 0 | 1582001.7784 | 0 | 0 | 0 | 0 | 0 | 0 | 0 | 0 | 0 | 0 | 0 | 0 | 0 | -344326.8984 | 0 | 0 | 0 | 0 | 0 | 0 | 0 | 0 | 0 | 0 | 0
2016-08-20 06:00 | 0 | 0 | 0 | 0 | 458166.791 | 0 | 434967 | 0 | 0 | 0 | 1605201.5694 | 0 | 0 | 0 | 0 | 0 | 0 | 0 | 0 | 0 | 0 | 0 | 0 | 0 | 23199.791 | 0 | 0 | 0 | 0 | 0 | 0 | 0 | 0 | 0 | 0 | 0
2016-08-20 07:00 | 0 | 0 | 0 | 0 | 73908.1016 | 0 | 418235 | 0 | 0 | 0 | 1260874.671 | 0 | 0 | 0 | 0 | 0 | 0 | 0 | 0 | 0 | 0 | 0 | 0 | 0 | -344326.8984 | 0 | 0 | 0 | 0 | 0 | 0 | 0 | 0 | 0 | 0 | 0
2016-08-20 08:00 | 0 | 0 | 0 | 0 | 63591.1016 | 0 | 407918 | 0 | 0 | 0 | 916547.7727 | 0 | 0 | 0 | 0 | 0 | 0 | 0 | 0 | 0 | 0 | 0 | 0 | 0 | -344326.8984 | 0 | 0 | 0 | 0 | 0 | 0 | 0 | 0 | 0 | 0 | 0
2016-08-20 09:00 | 0 | 0 | 0 | 0 | 59695.1016 | 0 | 404022 | 0 | 0 | 0 | 572220.8743 | 0 | 0 | 0 | 0 | 0 | 0 | 0 | 0 | 0 | 0 | 0 | 0 | 0 | -344326.8984 | 0 | 0 | 0 | 0 | 0 | 0 | 0 | 0 | 0 | 0 | 0
2016-08-20 10:00 | 0 | 0 | 0 | 0 | 522781.9224 | 0 | 406349 | 0 | 0 | 0 | 688653.7967 | 0 | 0 | 0 | 0 | 0 | 0 | 0 | 0 | 0 | 0 | 0 | 0 | 0 | 116432.9224 | 0 | 0 | 0 | 0 | 0 | 0 | 0 | 0 | 0 | 0 | 0
2016-08-20 11:00 | 0 | 0 | 0 | 0 | 69757.1016 | 0 | 414084 | 0 | 0 | 0 | 344326.8984 | 0 | 0 | 0 | 0 | 0 | 0 | 0 | 0 | 0 | 0 | 0 | 0 | 0 | -344326.8984 | 0 | 0 | 0 | 0 | 0 | 0 | 0 | 0 | 0 | 0 | 0
2016-08-20 12:00 | 0 | 0 | 0 | 0 | 83119.3265 | 6677.7751 | 434124 | 0 | 0 | 0 | 0 | 0 | 0 | 0 | 0 | 0 | 0 | 0 | 0 | 0 | 0 | 0 | 0 | 0 | -344326.8984 | 0 | 0 | 0 | 0 | 0 | 0 | 0 | 0 | 0 | 0 | 0
2016-08-20 13:00 | 0 | 0 | 0 | 0 | 156381.5341 | 305166.4659 | 461548 | 0 | 0 | 0 | 0 | 0 | 0 | 0 | 0 | 0 | 0 | 0 | 0 | 0 | 0 | 0 | 0 | 0 | 0 | 0 | 0 | 0 | 0 | 0 | 0 | 0 | 0 | 0 | 0 | 0
2016-08-20 14:00 | 0 | 0 | 0 | 0 | 126670.4542 | 709570.4442 | 491914 | 0 | 0 | 0 | 344326.8984 | 0 | 0 | 0 | 0 | 0 | 0 | 0 | 0 | 0 | 0 | 0 | 0 | 0 | 344326.8984 | 0 | 0 | 0 | 0 | 0 | 0 | 0 | 0 | 0 | 0 | 0
2016-08-20 15:00 | 0 | 0 | 0 | 0 | 0 | 865262.8984 | 520936 | 0 | 0 | 0 | 688653.7967 | 0 | 0 | 0 | 0 | 0 | 0 | 0 | 0 | 0 | 0 | 0 | 0 | 0 | 344326.8984 | 0 | 0 | 0 | 0 | 0 | 0 | 0 | 0 | 0 | 0 | 0
2016-08-20 16:00 | 0 | 0 | 0 | 0 | 0 | 887928.8984 | 543602 | 0 | 0 | 0 | 1032980.6951 | 0 | 0 | 0 | 0 | 0 | 0 | 0 | 0 | 0 | 0 | 0 | 0 | 0 | 344326.8984 | 0 | 0 | 0 | 0 | 0 | 0 | 0 | 0 | 0 | 0 | 0
2016-08-20 17:00 | 0 | 0 | 0 | 0 | 0 | 904559.8984 | 560233 | 0 | 0 | 0 | 1377307.5935 | 0 | 0 | 0 | 0 | 0 | 0 | 0 | 0 | 0 | 0 | 0 | 0 | 0 | 344326.8984 | 0 | 0 | 0 | 0 | 0 | 0 | 0 | 0 | 0 | 0 | 0
2016-08-20 18:00 | 0 | 0 | 0 | 0 | 0 | 916370.8984 | 572044 | 0 | 0 | 0 | 1721634.4918 | 0 | 0 | 0 | 0 | 0 | 0 | 0 | 0 | 0 | 0 | 0 | 0 | 0 | 344326.8984 | 0 | 0 | 0 | 0 | 0 | 0 | 0 | 0 | 0 | 0 | 0
2016-08-20 19:00 | 0 | 0 | 0 | 0 | 0 | 924326.8984 | 580000 | 0 | 0 | 0 | 2065961.3902 | 0 | 0 | 0 | 0 | 0 | 0 | 0 | 0 | 0 | 0 | 0 | 0 | 0 | 344326.8984 | 0 | 0 | 0 | 0 | 0 | 0 | 0 | 0 | 0 | 0 | 0
2016-08-20 20:00 | 0 | 0 | 0 | 0 | 0 | 935534.0686 | 587024 | 0 | 0 | 0 | 2410288.2886 | 0 | 0 | 4183.1702 | 0 | 0 | 0 | 0 | 0 | 0 | 0 | 0 | 0 | 0 | 344326.8984 | 0 | 0 | 0 | 4183.1702 | 0 | 0 | 0 | 0 | 0 | 0 | 0
2016-08-20 21:00 | 0 | 0 | 0 | 0 | 0 | 948686.9676 | 589548 | 0 | 0 | 0 | 2754615.1869 | 0 | 0 | 18995.2394 | 0 | 0 | 0 | 0 | 0 | 0 | 0 | 0 | 0 | 0 | 344326.8984 | 0 | 0 | 0 | 14812.0692 | 0 | 0 | 0 | 0 | 0 | 0 | 0
2016-08-20 22:00 | 0 | 0 | 0 | 0 | 0 | 894555.9095 | 583463 | 0 | 0 | 0 | 3084703.3359 | 0 | 0 | 0 | 0 | 0 | 0 | 0 | 0 | 0 | 0 | 0 | 0 | 0 | 330088.1489 | 0 | 0 | 0 | -18995.2394 | 0 | 0 | 0 | 0 | 0 | 0 | 0
2016-08-20 23:00 | 0 | 0 | 0 | 0 | 0 | 764547.6554 | 570525 | 0 | 0 | 0 | 3278725.9913 | 0 | 0 | 0 | 0 | 0 | 0 | 0 | 0 | 0 | 0 | 0 | 0 | 0 | 194022.6554 | 0 | 0 | 0 | 0 | 0 | 0 | 0 | 0 | 0 | 0 | 0
2016-08-21 | 0 | 0 | 0 | 0 | 0 | 546672.421 | 560708 | 0 | 0 | 0 | 3264690.4123 | 0 | 0 | 0 | 0 | 0 | 0 | 0 | 0 | 0 | 0 | 0 | 0 | 0 | -14035.579 | 0 | 0 | 0 | 0 | 0 | 0 | 0 | 0 | 0 | 0 | 0
2016-08-21 01:00 | 0 | 0 | 0 | 0 | 35063.5774 | 166929.5243 | 546320 | 0 | 0 | 0 | 2920363.5139 | 0 | 0 | 0 | 0 | 0 | 0 | 0 | 0 | 0 | 0 | 0 | 0 | 0 | -344326.8984 | 0 | 0 | 0 | 0 | 0 | 0 | 0 | 0 | 0 | 0 | 0
2016-08-21 02:00 | 0 | 0 | 0 | 0 | 349613.4207 | 623.9025 | 522016 | 0 | 0 | 0 | 2748584.8371 | 0 | 0 | 0 | 0 | 0 | 0 | 0 | 0 | 0 | 0 | 0 | 0 | 0 | -171778.6768 | 0 | 0 | 0 | 0 | 0 | 0 | 0 | 0 | 0 | 0 | 0
2016-08-21 03:00 | 0 | 0 | 0 | 0 | 148477.1016 | 0 | 492804 | 0 | 0 | 0 | 2404257.9387 | 0 | 0 | 0 | 0 | 0 | 0 | 0 | 0 | 0 | 0 | 0 | 0 | 0 | -344326.8984 | 0 | 0 | 0 | 0 | 0 | 0 | 0 | 0 | 0 | 0 | 0
2016-08-21 04:00 | 0 | 0 | 0 | 0 | 119337.1016 | 0 | 463664 | 0 | 0 | 0 | 2059931.0403 | 0 | 0 | 0 | 0 | 0 | 0 | 0 | 0 | 0 | 0 | 0 | 0 | 0 | -344326.8984 | 0 | 0 | 0 | 0 | 0 | 0 | 0 | 0 | 0 | 0 | 0
2016-08-21 05:00 | 0 | 0 | 0 | 0 | 95396.1016 | 0 | 439723 | 0 | 0 | 0 | 1715604.142 | 0 | 0 | 0 | 0 | 0 | 0 | 0 | 0 | 0 | 0 | 0 | 0 | 0 | -344326.8984 | 0 | 0 | 0 | 0 | 0 | 0 | 0 | 0 | 0 | 0 | 0
2016-08-21 06:00 | 0 | 0 | 0 | 0 | 361514.4385 | 0 | 419299 | 0 | 0 | 0 | 1657819.5804 | 0 | 0 | 0 | 0 | 0 | 0 | 0 | 0 | 0 | 0 | 0 | 0 | 0 | -57784.5615 | 0 | 0 | 0 | 0 | 0 | 0 | 0 | 0 | 0 | 0 | 0
2016-08-21 07:00 | 0 | 0 | 0 | 0 | 59606.1016 | 0 | 403933 | 0 | 0 | 0 | 1313492.6821 | 0 | 0 | 0 | 0 | 0 | 0 | 0 | 0 | 0 | 0 | 0 | 0 | 0 | -344326.8984 | 0 | 0 | 0 | 0 | 0 | 0 | 0 | 0 | 0 | 0 | 0
2016-08-21 08:00 | 0 | 0 | 0 | 0 | 49392.1016 | 0 | 393719 | 0 | 0 | 0 | 969165.7837 | 0 | 0 | 0 | 0 | 0 | 0 | 0 | 0 | 0 | 0 | 0 | 0 | 0 | -344326.8984 | 0 | 0 | 0 | 0 | 0 | 0 | 0 | 0 | 0 | 0 | 0
2016-08-21 09:00 | 0 | 0 | 0 | 0 | 106562.9025 | 0 | 388523 | 0 | 0 | 0 | 687205.6862 | 0 | 0 | 0 | 0 | 0 | 0 | 0 | 0 | 0 | 0 | 0 | 0 | 0 | -281960.0975 | 0 | 0 | 0 | 0 | 0 | 0 | 0 | 0 | 0 | 0 | 0
2016-08-21 10:00 | 0 | 0 | 0 | 0 | 448862.4894 | 0 | 389420 | 0 | 0 | 0 | 746648.1756 | 0 | 0 | 0 | 0 | 0 | 0 | 0 | 0 | 0 | 0 | 0 | 0 | 0 | 59442.4894 | 0 | 0 | 0 | 0 | 0 | 0 | 0 | 0 | 0 | 0 | 0
2016-08-21 11:00 | 0 | 0 | 0 | 0 | 49057.1016 | 0 | 393384 | 0 | 0 | 0 | 402321.2772 | 0 | 0 | 0 | 0 | 0 | 0 | 0 | 0 | 0 | 0 | 0 | 0 | 0 | -344326.8984 | 0 | 0 | 0 | 0 | 0 | 0 | 0 | 0 | 0 | 0 | 0
2016-08-21 12:00 | 0 | 0 | 0 | 0 | 362597.7763 | 7962.8879 | 409119 | 0 | 0 | 0 | 344767.702 | 0 | 0 | 18995.2394 | 0 | 0 | 0 | 0 | 0 | 0 | 0 | 0 | 0 | 0 | -57553.5753 | 0 | 0 | 0 | 18995.2394 | 0 | 0 | 0 | 0 | 0 | 0 | 0
2016-08-21 13:00 | 0 | 0 | 0 | 0 | 0 | 299623.0313 | 434233 | 0 | 0 | 0 | 229152.9727 | 0 | 0 | 0 | 0 | 0 | 0 | 0 | 0 | 0 | 0 | 0 | 0 | 0 | -115614.7293 | 0 | 0 | 0 | -18995.2394 | 0 | 0 | 0 | 0 | 0 | 0 | 0
2016-08-21 14:00 | 0 | 0 | 0 | 0 | 110610.205 | 693752.6934 | 460036 | 0 | 0 | 0 | 573479.871 | 0 | 0 | 0 | 0 | 0 | 0 | 0 | 0 | 0 | 0 | 0 | 0 | 0 | 344326.8984 | 0 | 0 | 0 | 0 | 0 | 0 | 0 | 0 | 0 | 0 | 0
2016-08-21 15:00 | 0 | 0 | 0 | 0 | 0 | 830878.8984 | 486552 | 0 | 0 | 0 | 917806.7694 | 0 | 0 | 0 | 0 | 0 | 0 | 0 | 0 | 0 | 0 | 0 | 0 | 0 | 344326.8984 | 0 | 0 | 0 | 0 | 0 | 0 | 0 | 0 | 0 | 0 | 0
2016-08-21 16:00 | 0 | 0 | 0 | 0 | 0 | 855254.8984 | 510928 | 0 | 0 | 0 | 1262133.6678 | 0 | 0 | 0 | 0 | 0 | 0 | 0 | 0 | 0 | 0 | 0 | 0 | 0 | 344326.8984 | 0 | 0 | 0 | 0 | 0 | 0 | 0 | 0 | 0 | 0 | 0
2016-08-21 17:00 | 0 | 0 | 0 | 0 | 0 | 874412.8984 | 530086 | 0 | 0 | 0 | 1606460.5661 | 0 | 0 | 0 | 0 | 0 | 0 | 0 | 0 | 0 | 0 | 0 | 0 | 0 | 344326.8984 | 0 | 0 | 0 | 0 | 0 | 0 | 0 | 0 | 0 | 0 | 0
2016-08-21 18:00 | 0 | 0 | 0 | 0 | 0 | 888805.8984 | 544479 | 0 | 0 | 0 | 1950787.4645 | 0 | 0 | 0 | 0 | 0 | 0 | 0 | 0 | 0 | 0 | 0 | 0 | 0 | 344326.8984 | 0 | 0 | 0 | 0 | 0 | 0 | 0 | 0 | 0 | 0 | 0
2016-08-21 19:00 | 0 | 0 | 0 | 0 | 0 | 899128.8984 | 554802 | 0 | 0 | 0 | 2295114.3629 | 0 | 0 | 0 | 0 | 0 | 0 | 0 | 0 | 0 | 0 | 0 | 0 | 0 | 344326.8984 | 0 | 0 | 0 | 0 | 0 | 0 | 0 | 0 | 0 | 0 | 0
2016-08-21 20:00 | 0 | 0 | 0 | 0 | 0 | 926032.1378 | 562710 | 0 | 0 | 0 | 2639441.2612 | 0 | 0 | 18995.2394 | 0 | 0 | 0 | 0 | 0 | 0 | 0 | 0 | 0 | 0 | 344326.8984 | 0 | 0 | 0 | 18995.2394 | 0 | 0 | 0 | 0 | 0 | 0 | 0
2016-08-21 21:00 | 0 | 0 | 0 | 0 | 0 | 880153.0071 | 569215 | 0 | 0 | 0 | 2950379.2684 | 0 | 0 | 18995.2394 | 0 | 0 | 0 | 0 | 0 | 0 | 0 | 0 | 0 | 0 | 310938.0071 | 0 | 0 | 0 | 0 | 0 | 0 | 0 | 0 | 0 | 0 | 0
2016-08-21 22:00 | 0 | 0 | 0 | 0 | 0 | 814926.4784 | 568881 | 0 | 0 | 0 | 3215419.9862 | 0 | 0 | 0 | 0 | 0 | 0 | 0 | 0 | 0 | 0 | 0 | 0 | 0 | 265040.7179 | 0 | 0 | 0 | -18995.2394 | 0 | 0 | 0 | 0 | 0 | 0 | 0
2016-08-21 23:00 | 0 | 0 | 0 | 0 | 0 | 673941.7821 | 561221 | 0 | 0 | 0 | 3309145.5289 | 0 | 0 | 18995.2394 | 0 | 0 | 0 | 0 | 0 | 0 | 0 | 0 | 0 | 0 | 93725.5427 | 0 | 0 | 0 | 18995.2394 | 0 | 0 | 0 | 0 | 0 | 0 | 0
2016-08-22 | 0 | 0 | 0 | 0 | 0 | 458799.0778 | 553368 | 0 | 0 | 0 | 3233571.8461 | 0 | 0 | 0 | 0 | 0 | 0 | 0 | 0 | 0 | 0 | 0 | 0 | 0 | -75573.6828 | 0 | 0 | 0 | -18995.2394 | 0 | 0 | 0 | 0 | 0 | 0 | 0
2016-08-22 01:00 | 0 | 0 | 0 | 0 | 51405.7256 | 144927.376 | 540660 | 0 | 0 | 0 | 2889244.9477 | 0 | 0 | 0 | 0 | 0 | 0 | 0 | 0 | 0 | 0 | 0 | 0 | 0 | -344326.8984 | 0 | 0 | 0 | 0 | 0 | 0 | 0 | 0 | 0 | 0 | 0
2016-08-22 02:00 | 0 | 0 | 0 | 0 | 169228.6281 | 416.4735 | 513972 | 0 | 0 | 0 | 2544918.0494 | 0 | 0 | 0 | 0 | 0 | 0 | 0 | 0 | 0 | 0 | 0 | 0 | 0 | -344326.8984 | 0 | 0 | 0 | 0 | 0 | 0 | 0 | 0 | 0 | 0 | 0
2016-08-22 03:00 | 0 | 0 | 0 | 0 | 136155.1016 | 0 | 480482 | 0 | 0 | 0 | 2200591.151 | 0 | 0 | 0 | 0 | 0 | 0 | 0 | 0 | 0 | 0 | 0 | 0 | 0 | -344326.8984 | 0 | 0 | 0 | 0 | 0 | 0 | 0 | 0 | 0 | 0 | 0
2016-08-22 04:00 | 0 | 0 | 0 | 0 | 106005.1016 | 0 | 450332 | 0 | 0 | 0 | 1856264.2526 | 0 | 0 | 0 | 0 | 0 | 0 | 0 | 0 | 0 | 0 | 0 | 0 | 0 | -344326.8984 | 0 | 0 | 0 | 0 | 0 | 0 | 0 | 0 | 0 | 0 | 0
2016-08-22 05:00 | 0 | 0 | 0 | 0 | 80437.1016 | 0 | 424764 | 0 | 0 | 0 | 1511937.3543 | 0 | 0 | 0 | 0 | 0 | 0 | 0 | 0 | 0 | 0 | 0 | 0 | 0 | -344326.8984 | 0 | 0 | 0 | 0 | 0 | 0 | 0 | 0 | 0 | 0 | 0
2016-08-22 06:00 | 0 | 0 | 0 | 0 | 749433.8984 | 0 | 405107 | 0 | 0 | 0 | 1856264.2526 | 0 | 0 | 0 | 0 | 0 | 0 | 0 | 0 | 0 | 0 | 0 | 0 | 0 | 344326.8984 | 0 | 0 | 0 | 0 | 0 | 0 | 0 | 0 | 0 | 0 | 0
2016-08-22 07:00 | 0 | 0 | 0 | 0 | 47475.1016 | 0 | 391802 | 0 | 0 | 0 | 1511937.3543 | 0 | 0 | 0 | 0 | 0 | 0 | 0 | 0 | 0 | 0 | 0 | 0 | 0 | -344326.8984 | 0 | 0 | 0 | 0 | 0 | 0 | 0 | 0 | 0 | 0 | 0
2016-08-22 08:00 | 0 | 0 | 0 | 0 | 42233.1016 | 0 | 386560 | 0 | 0 | 0 | 1167610.4559 | 0 | 0 | 0 | 0 | 0 | 0 | 0 | 0 | 0 | 0 | 0 | 0 | 0 | -344326.8984 | 0 | 0 | 0 | 0 | 0 | 0 | 0 | 0 | 0 | 0 | 0
2016-08-22 09:00 | 0 | 0 | 0 | 0 | 48211.1016 | 0 | 392538 | 0 | 0 | 0 | 823283.5575 | 0 | 0 | 0 | 0 | 0 | 0 | 0 | 0 | 0 | 0 | 0 | 0 | 0 | -344326.8984 | 0 | 0 | 0 | 0 | 0 | 0 | 0 | 0 | 0 | 0 | 0
2016-08-22 10:00 | 0 | 0 | 0 | 0 | 66710.1016 | 0 | 411037 | 0 | 0 | 0 | 478956.6592 | 0 | 0 | 0 | 0 | 0 | 0 | 0 | 0 | 0 | 0 | 0 | 0 | 0 | -344326.8984 | 0 | 0 | 0 | 0 | 0 | 0 | 0 | 0 | 0 | 0 | 0
2016-08-22 11:00 | 0 | 0 | 0 | 0 | 694563.221 | 0 | 432991 | 0 | 0 | 0 | 740528.8801 | 0 | 0 | 0 | 0 | 0 | 0 | 0 | 0 | 0 | 0 | 0 | 0 | 0 | 261572.221 | 0 | 0 | 0 | 0 | 0 | 0 | 0 | 0 | 0 | 0 | 0
2016-08-22 12:00 | 0 | 0 | 0 | 0 | 102473.8083 | 5775.2933 | 452576 | 0 | 0 | 0 | 396201.9818 | 0 | 0 | 0 | 0 | 0 | 0 | 0 | 0 | 0 | 0 | 0 | 0 | 0 | -344326.8984 | 0 | 0 | 0 | 0 | 0 | 0 | 0 | 0 | 0 | 0 | 0
2016-08-22 13:00 | 0 | 0 | 0 | 0 | 0 | 254388.3668 | 476225 | 0 | 0 | 0 | 174365.3486 | 0 | 0 | 0 | 0 | 0 | 0 | 0 | 0 | 0 | 0 | 0 | 0 | 0 | -221836.6332 | 0 | 0 | 0 | 0 | 0 | 0 | 0 | 0 | 0 | 0 | 0
2016-08-22 14:00 | 0 | 0 | 0 | 0 | 251971.9051 | 595278.9932 | 502924 | 0 | 0 | 0 | 518692.2469 | 0 | 0 | 0 | 0 | 0 | 0 | 0 | 0 | 0 | 0 | 0 | 0 | 0 | 344326.8984 | 0 | 0 | 0 | 0 | 0 | 0 | 0 | 0 | 0 | 0 | 0
2016-08-22 15:00 | 0 | 0 | 0 | 0 | 86220.3894 | 785329.5089 | 527223 | 0 | 0 | 0 | 863019.1453 | 0 | 0 | 0 | 0 | 0 | 0 | 0 | 0 | 0 | 0 | 0 | 0 | 0 | 344326.8984 | 0 | 0 | 0 | 0 | 0 | 0 | 0 | 0 | 0 | 0 | 0
2016-08-22 16:00 | 0 | 0 | 0 | 0 | 0 | 873242.8929 | 548113 | 0 | 0 | 0 | 1188149.0382 | 0 | 0 | 0 | 0 | 0 | 0 | 0 | 0 | 0 | 0 | 0 | 0 | 0 | 325129.8929 | 0 | 0 | 0 | 0 | 0 | 0 | 0 | 0 | 0 | 0 | 0
2016-08-22 17:00 | 0 | 0 | 0 | 0 | 0 | 888036.8201 | 567815 | 0 | 0 | 0 | 1508370.8582 | 0 | 0 | 0 | 0 | 0 | 0 | 0 | 0 | 0 | 0 | 0 | 0 | 0 | 320221.8201 | 0 | 0 | 0 | 0 | 0 | 0 | 0 | 0 | 0 | 0 | 0
2016-08-22 18:00 | 0 | 0 | 0 | 0 | 0 | 874782.81 | 584628 | 0 | 0 | 0 | 1798525.6683 | 0 | 0 | 0 | 0 | 0 | 0 | 0 | 0 | 0 | 0 | 0 | 0 | 0 | 290154.81 | 0 | 0 | 0 | 0 | 0 | 0 | 0 | 0 | 0 | 0 | 0
2016-08-22 19:00 | 0 | 0 | 0 | 0 | 0 | 851168.2098 | 597886 | 0 | 0 | 0 | 2051807.878 | 0 | 0 | 0 | 0 | 0 | 0 | 0 | 0 | 0 | 0 | 0 | 0 | 0 | 253282.2098 | 0 | 0 | 0 | 0 | 0 | 0 | 0 | 0 | 0 | 0 | 0
2016-08-22 20:00 | 0 | 0 | 0 | 0 | 0 | 830223.7609 | 606740 | 0 | 0 | 0 | 2275291.6389 | 0 | 0 | 0 | 0 | 0 | 0 | 0 | 0 | 0 | 0 | 0 | 0 | 0 | 223483.7609 | 0 | 0 | 0 | 0 | 0 | 0 | 0 | 0 | 0 | 0 | 0
2016-08-22 21:00 | 0 | 0 | 0 | 0 | 0 | 791152.6844 | 610780 | 0 | 0 | 0 | 2455664.3234 | 0 | 0 | 0 | 0 | 0 | 0 | 0 | 0 | 0 | 0 | 0 | 0 | 0 | 180372.6844 | 0 | 0 | 0 | 0 | 0 | 0 | 0 | 0 | 0 | 0 | 0
2016-08-22 22:00 | 0 | 0 | 0 | 0 | 0 | 724926.053 | 605164 | 0 | 0 | 0 | 2575426.3764 | 0 | 0 | 0 | 0 | 0 | 0 | 0 | 0 | 0 | 0 | 0 | 0 | 0 | 119762.053 | 0 | 0 | 0 | 0 | 0 | 0 | 0 | 0 | 0 | 0 | 0
2016-08-22 23:00 | 0 | 0 | 0 | 0 | 0 | 601837.6056 | 590472 | 0 | 0 | 0 | 2586791.9821 | 0 | 0 | 0 | 0 | 0 | 0 | 0 | 0 | 0 | 0 | 0 | 0 | 0 | 11365.6056 | 0 | 0 | 0 | 0 | 0 | 0 | 0 | 0 | 0 | 0 | 0
2016-08-23 | 0 | 0 | 0 | 0 | 0 | 401920.3065 | 578424 | 0 | 0 | 0 | 2410288.2886 | 0 | 0 | 0 | 0 | 0 | 0 | 0 | 0 | 0 | 0 | 0 | 0 | 0 | -176503.6935 | 0 | 0 | 0 | 0 | 0 | 0 | 0 | 0 | 0 | 0 | 0
2016-08-23 01:00 | 0 | 0 | 0 | 0 | 108186.079 | 109083.0227 | 561596 | 0 | 0 | 0 | 2065961.3902 | 0 | 0 | 0 | 0 | 0 | 0 | 0 | 0 | 0 | 0 | 0 | 0 | 0 | -344326.8984 | 0 | 0 | 0 | 0 | 0 | 0 | 0 | 0 | 0 | 0 | 0
2016-08-23 02:00 | 0 | 0 | 0 | 0 | 184107.8798 | 374.2219 | 528809 | 0 | 0 | 0 | 1721634.4918 | 0 | 0 | 0 | 0 | 0 | 0 | 0 | 0 | 0 | 0 | 0 | 0 | 0 | -344326.8984 | 0 | 0 | 0 | 0 | 0 | 0 | 0 | 0 | 0 | 0 | 0
2016-08-23 03:00 | 0 | 0 | 0 | 0 | 836477.8984 | 0 | 492151 | 0 | 0 | 0 | 2065961.3902 | 0 | 0 | 0 | 0 | 0 | 0 | 0 | 0 | 0 | 0 | 0 | 0 | 0 | 344326.8984 | 0 | 0 | 0 | 0 | 0 | 0 | 0 | 0 | 0 | 0 | 0
2016-08-23 04:00 | 0 | 0 | 0 | 0 | 114724.1016 | 0 | 459051 | 0 | 0 | 0 | 1721634.4918 | 0 | 0 | 0 | 0 | 0 | 0 | 0 | 0 | 0 | 0 | 0 | 0 | 0 | -344326.8984 | 0 | 0 | 0 | 0 | 0 | 0 | 0 | 0 | 0 | 0 | 0
2016-08-23 05:00 | 0 | 0 | 0 | 0 | 87484.1016 | 0 | 431811 | 0 | 0 | 0 | 1377307.5935 | 0 | 0 | 0 | 0 | 0 | 0 | 0 | 0 | 0 | 0 | 0 | 0 | 0 | -344326.8984 | 0 | 0 | 0 | 0 | 0 | 0 | 0 | 0 | 0 | 0 | 0
2016-08-23 06:00 | 0 | 0 | 0 | 0 | 66490.1016 | 0 | 410817 | 0 | 0 | 0 | 1032980.6951 | 0 | 0 | 0 | 0 | 0 | 0 | 0 | 0 | 0 | 0 | 0 | 0 | 0 | -344326.8984 | 0 | 0 | 0 | 0 | 0 | 0 | 0 | 0 | 0 | 0 | 0
2016-08-23 07:00 | 0 | 0 | 0 | 0 | 52666.1016 | 0 | 396993 | 0 | 0 | 0 | 688653.7967 | 0 | 0 | 0 | 0 | 0 | 0 | 0 | 0 | 0 | 0 | 0 | 0 | 0 | -344326.8984 | 0 | 0 | 0 | 0 | 0 | 0 | 0 | 0 | 0 | 0 | 0
2016-08-23 08:00 | 0 | 0 | 0 | 0 | 735072.8984 | 0 | 390746 | 0 | 0 | 0 | 1032980.6951 | 0 | 0 | 0 | 0 | 0 | 0 | 0 | 0 | 0 | 0 | 0 | 0 | 0 | 344326.8984 | 0 | 0 | 0 | 0 | 0 | 0 | 0 | 0 | 0 | 0 | 0
2016-08-23 09:00 | 0 | 0 | 0 | 0 | 52836.1016 | 0 | 397163 | 0 | 0 | 0 | 688653.7967 | 0 | 0 | 0 | 0 | 0 | 0 | 0 | 0 | 0 | 0 | 0 | 0 | 0 | -344326.8984 | 0 | 0 | 0 | 0 | 0 | 0 | 0 | 0 | 0 | 0 | 0
2016-08-23 10:00 | 0 | 0 | 0 | 0 | 72467.1016 | 0 | 416794 | 0 | 0 | 0 | 344326.8984 | 0 | 0 | 0 | 0 | 0 | 0 | 0 | 0 | 0 | 0 | 0 | 0 | 0 | -344326.8984 | 0 | 0 | 0 | 0 | 0 | 0 | 0 | 0 | 0 | 0 | 0
2016-08-23 11:00 | 0 | 0 | 0 | 0 | 93090.1016 | 0 | 437417 | 0 | 0 | 0 | 0 | 0 | 0 | 0 | 0 | 0 | 0 | 0 | 0 | 0 | 0 | 0 | 0 | 0 | -344326.8984 | 0 | 0 | 0 | 0 | 0 | 0 | 0 | 0 | 0 | 0 | 0
2016-08-23 12:00 | 0 | 0 | 0 | 0 | 446558.1799 | 8089.8201 | 454648 | 0 | 0 | 0 | 0 | 0 | 0 | 0 | 0 | 0 | 0 | 0 | 0 | 0 | 0 | 0 | 0 | 0 | 0 | 0 | 0 | 0 | 0 | 0 | 0 | 0 | 0 | 0 | 0 | 0
2016-08-23 13:00 | 0 | 0 | 0 | 0 | 557319.6182 | 264300.2801 | 477293 | 0 | 0 | 0 | 344326.8984 | 0 | 0 | 0 | 0 | 0 | 0 | 0 | 0 | 0 | 0 | 0 | 0 | 0 | 344326.8984 | 0 | 0 | 0 | 0 | 0 | 0 | 0 | 0 | 0 | 0 | 0
2016-08-23 14:00 | 0 | 0 | 0 | 0 | 0 | 648444.9361 | 505355 | 0 | 0 | 0 | 487416.8345 | 0 | 0 | 0 | 0 | 0 | 0 | 0 | 0 | 0 | 0 | 0 | 0 | 0 | 143089.9361 | 0 | 0 | 0 | 0 | 0 | 0 | 0 | 0 | 0 | 0 | 0
2016-08-23 15:00 | 0 | 0 | 0 | 0 | 17493.9258 | 859887.9726 | 533055 | 0 | 0 | 0 | 831743.7328 | 0 | 0 | 0 | 0 | 0 | 0 | 0 | 0 | 0 | 0 | 0 | 0 | 0 | 344326.8984 | 0 | 0 | 0 | 0 | 0 | 0 | 0 | 0 | 0 | 0 | 0
2016-08-23 16:00 | 0 | 0 | 0 | 0 | 0 | 902100.8984 | 557774 | 0 | 0 | 0 | 1176070.6312 | 0 | 0 | 0 | 0 | 0 | 0 | 0 | 0 | 0 | 0 | 0 | 0 | 0 | 344326.8984 | 0 | 0 | 0 | 0 | 0 | 0 | 0 | 0 | 0 | 0 | 0
2016-08-23 17:00 | 0 | 0 | 0 | 0 | 0 | 924315.8984 | 579989 | 0 | 0 | 0 | 1520397.5296 | 0 | 0 | 0 | 0 | 0 | 0 | 0 | 0 | 0 | 0 | 0 | 0 | 0 | 344326.8984 | 0 | 0 | 0 | 0 | 0 | 0 | 0 | 0 | 0 | 0 | 0
2016-08-23 18:00 | 0 | 0 | 0 | 0 | 0 | 962947.1378 | 599625 | 0 | 0 | 0 | 1864724.4279 | 0 | 0 | 18995.2394 | 0 | 0 | 0 | 0 | 0 | 0 | 0 | 0 | 0 | 0 | 344326.8984 | 0 | 0 | 0 | 18995.2394 | 0 | 0 | 0 | 0 | 0 | 0 | 0
2016-08-23 19:00 | 0 | 0 | 0 | 0 | 0 | 938068.2309 | 613462 | 0 | 0 | 0 | 2208325.8982 | 0 | 0 | 0 | 0 | 0 | 0 | 0 | 0 | 0 | 0 | 0 | 0 | 0 | 343601.4703 | 0 | 0 | 0 | -18995.2394 | 0 | 0 | 0 | 0 | 0 | 0 | 0
2016-08-23 20:00 | 0 | 0 | 0 | 0 | 0 | 905733.5424 | 623291 | 0 | 0 | 0 | 2490768.4406 | 0 | 0 | 0 | 0 | 0 | 0 | 0 | 0 | 0 | 0 | 0 | 0 | 0 | 282442.5424 | 0 | 0 | 0 | 0 | 0 | 0 | 0 | 0 | 0 | 0 | 0
2016-08-23 21:00 | 0 | 0 | 0 | 0 | 0 | 860064.685 | 628108 | 0 | 0 | 0 | 2722725.1256 | 0 | 0 | 0 | 0 | 0 | 0 | 0 | 0 | 0 | 0 | 0 | 0 | 0 | 231956.685 | 0 | 0 | 0 | 0 | 0 | 0 | 0 | 0 | 0 | 0 | 0
2016-08-23 22:00 | 0 | 0 | 0 | 0 | 0 | 795507.5251 | 622384 | 0 | 0 | 0 | 2895848.6507 | 0 | 0 | 0 | 0 | 0 | 0 | 0 | 0 | 0 | 0 | 0 | 0 | 0 | 173123.5251 | 0 | 0 | 0 | 0 | 0 | 0 | 0 | 0 | 0 | 0 | 0
2016-08-23 23:00 | 0 | 0 | 0 | 0 | 0 | 680214.0235 | 608385 | 0 | 0 | 0 | 2967677.6743 | 0 | 0 | 0 | 0 | 0 | 0 | 0 | 0 | 0 | 0 | 0 | 0 | 0 | 71829.0235 | 0 | 0 | 0 | 0 | 0 | 0 | 0 | 0 | 0 | 0 | 0
2016-08-24 | 0 | 0 | 0 | 0 | 0 | 492747.431 | 598766 | 0 | 0 | 0 | 2861659.1052 | 0 | 0 | 0 | 0 | 0 | 0 | 0 | 0 | 0 | 0 | 0 | 0 | 0 | -106018.569 | 0 | 0 | 0 | 0 | 0 | 0 | 0 | 0 | 0 | 0 | 0
2016-08-24 01:00 | 0 | 0 | 0 | 0 | 69254.2141 | 168357.8876 | 581939 | 0 | 0 | 0 | 2517332.2069 | 0 | 0 | 0 | 0 | 0 | 0 | 0 | 0 | 0 | 0 | 0 | 0 | 0 | -344326.8984 | 0 | 0 | 0 | 0 | 0 | 0 | 0 | 0 | 0 | 0 | 0
2016-08-24 02:00 | 0 | 0 | 0 | 0 | 204153.0154 | 250.0862 | 548730 | 0 | 0 | 0 | 2173005.3085 | 0 | 0 | 0 | 0 | 0 | 0 | 0 | 0 | 0 | 0 | 0 | 0 | 0 | -344326.8984 | 0 | 0 | 0 | 0 | 0 | 0 | 0 | 0 | 0 | 0 | 0
2016-08-24 03:00 | 0 | 0 | 0 | 0 | 166423.1016 | 0 | 510750 | 0 | 0 | 0 | 1828678.4101 | 0 | 0 | 0 | 0 | 0 | 0 | 0 | 0 | 0 | 0 | 0 | 0 | 0 | -344326.8984 | 0 | 0 | 0 | 0 | 0 | 0 | 0 | 0 | 0 | 0 | 0
2016-08-24 04:00 | 0 | 0 | 0 | 0 | 821382.8984 | 0 | 477056 | 0 | 0 | 0 | 2173005.3085 | 0 | 0 | 0 | 0 | 0 | 0 | 0 | 0 | 0 | 0 | 0 | 0 | 0 | 344326.8984 | 0 | 0 | 0 | 0 | 0 | 0 | 0 | 0 | 0 | 0 | 0
2016-08-24 05:00 | 0 | 0 | 0 | 0 | 103552.1016 | 0 | 447879 | 0 | 0 | 0 | 1828678.4101 | 0 | 0 | 0 | 0 | 0 | 0 | 0 | 0 | 0 | 0 | 0 | 0 | 0 | -344326.8984 | 0 | 0 | 0 | 0 | 0 | 0 | 0 | 0 | 0 | 0 | 0
2016-08-24 06:00 | 0 | 0 | 0 | 0 | 81576.1016 | 0 | 425903 | 0 | 0 | 0 | 1484351.5118 | 0 | 0 | 0 | 0 | 0 | 0 | 0 | 0 | 0 | 0 | 0 | 0 | 0 | -344326.8984 | 0 | 0 | 0 | 0 | 0 | 0 | 0 | 0 | 0 | 0 | 0
2016-08-24 07:00 | 0 | 0 | 0 | 0 | 66320.1016 | 0 | 410647 | 0 | 0 | 0 | 1140024.6134 | 0 | 0 | 0 | 0 | 0 | 0 | 0 | 0 | 0 | 0 | 0 | 0 | 0 | -344326.8984 | 0 | 0 | 0 | 0 | 0 | 0 | 0 | 0 | 0 | 0 | 0
2016-08-24 08:00 | 0 | 0 | 0 | 0 | 59435.1016 | 0 | 403762 | 0 | 0 | 0 | 795697.715 | 0 | 0 | 0 | 0 | 0 | 0 | 0 | 0 | 0 | 0 | 0 | 0 | 0 | -344326.8984 | 0 | 0 | 0 | 0 | 0 | 0 | 0 | 0 | 0 | 0 | 0
2016-08-24 09:00 | 0 | 0 | 0 | 0 | 697764.3136 | 0 | 409712 | 0 | 0 | 0 | 1083750.0286 | 0 | 0 | 0 | 0 | 0 | 0 | 0 | 0 | 0 | 0 | 0 | 0 | 0 | 288052.3136 | 0 | 0 | 0 | 0 | 0 | 0 | 0 | 0 | 0 | 0 | 0
2016-08-24 10:00 | 0 | 0 | 0 | 0 | 84455.1016 | 0 | 428782 | 0 | 0 | 0 | 739423.1303 | 0 | 0 | 0 | 0 | 0 | 0 | 0 | 0 | 0 | 0 | 0 | 0 | 0 | -344326.8984 | 0 | 0 | 0 | 0 | 0 | 0 | 0 | 0 | 0 | 0 | 0
2016-08-24 11:00 | 0 | 0 | 0 | 0 | 103659.1016 | 0 | 447986 | 0 | 0 | 0 | 395096.2319 | 0 | 0 | 0 | 0 | 0 | 0 | 0 | 0 | 0 | 0 | 0 | 0 | 0 | -344326.8984 | 0 | 0 | 0 | 0 | 0 | 0 | 0 | 0 | 0 | 0 | 0
2016-08-24 12:00 | 0 | 0 | 0 | 0 | 117482.9389 | 3670.1628 | 465480 | 0 | 0 | 0 | 50769.3335 | 0 | 0 | 0 | 0 | 0 | 0 | 0 | 0 | 0 | 0 | 0 | 0 | 0 | -344326.8984 | 0 | 0 | 0 | 0 | 0 | 0 | 0 | 0 | 0 | 0 | 0
2016-08-24 13:00 | 0 | 0 | 0 | 0 | 426403.2787 | 242206.6953 | 488202 | 0 | 0 | 0 | 231177.3075 | 0 | 0 | 0 | 0 | 0 | 0 | 0 | 0 | 0 | 0 | 0 | 0 | 0 | 180407.974 | 0 | 0 | 0 | 0 | 0 | 0 | 0 | 0 | 0 | 0 | 0
2016-08-24 14:00 | 0 | 0 | 0 | 0 | 168777.5636 | 691786.3347 | 516237 | 0 | 0 | 0 | 575504.2059 | 0 | 0 | 0 | 0 | 0 | 0 | 0 | 0 | 0 | 0 | 0 | 0 | 0 | 344326.8984 | 0 | 0 | 0 | 0 | 0 | 0 | 0 | 0 | 0 | 0 | 0
2016-08-24 15:00 | 0 | 0 | 0 | 0 | 0 | 888878.8984 | 544552 | 0 | 0 | 0 | 919831.1043 | 0 | 0 | 0 | 0 | 0 | 0 | 0 | 0 | 0 | 0 | 0 | 0 | 0 | 344326.8984 | 0 | 0 | 0 | 0 | 0 | 0 | 0 | 0 | 0 | 0 | 0
2016-08-24 16:00 | 0 | 0 | 0 | 0 | 0 | 913683.8984 | 569357 | 0 | 0 | 0 | 1264158.0026 | 0 | 0 | 0 | 0 | 0 | 0 | 0 | 0 | 0 | 0 | 0 | 0 | 0 | 344326.8984 | 0 | 0 | 0 | 0 | 0 | 0 | 0 | 0 | 0 | 0 | 0
2016-08-24 17:00 | 0 | 0 | 0 | 0 | 0 | 937507.8984 | 593181 | 0 | 0 | 0 | 1608484.901 | 0 | 0 | 0 | 0 | 0 | 0 | 0 | 0 | 0 | 0 | 0 | 0 | 0 | 344326.8984 | 0 | 0 | 0 | 0 | 0 | 0 | 0 | 0 | 0 | 0 | 0
2016-08-24 18:00 | 0 | 0 | 0 | 0 | 0 | 958368.8984 | 614042 | 0 | 0 | 0 | 1952811.7994 | 0 | 0 | 0 | 0 | 0 | 0 | 0 | 0 | 0 | 0 | 0 | 0 | 0 | 344326.8984 | 0 | 0 | 0 | 0 | 0 | 0 | 0 | 0 | 0 | 0 | 0
2016-08-24 19:00 | 0 | 0 | 0 | 0 | 0 | 992233.1378 | 628911 | 0 | 0 | 0 | 2297138.6977 | 0 | 0 | 18995.2394 | 0 | 0 | 0 | 0 | 0 | 0 | 0 | 0 | 0 | 0 | 344326.8984 | 0 | 0 | 0 | 18995.2394 | 0 | 0 | 0 | 0 | 0 | 0 | 0
2016-08-24 20:00 | 0 | 0 | 0 | 0 | 0 | 973359.1538 | 639660 | 0 | 0 | 0 | 2641465.5961 | 0 | 0 | 8367.4948 | 0 | 0 | 0 | 0 | 0 | 0 | 0 | 0 | 0 | 0 | 344326.8984 | 0 | 0 | 0 | -10627.7446 | 0 | 0 | 0 | 0 | 0 | 0 | 0
2016-08-24 21:00 | 0 | 0 | 0 | 0 | 0 | 936222.7198 | 644653 | 0 | 0 | 0 | 2941402.8107 | 0 | 0 | 0 | 0 | 0 | 0 | 0 | 0 | 0 | 0 | 0 | 0 | 0 | 299937.2146 | 0 | 0 | 0 | -8367.4948 | 0 | 0 | 0 | 0 | 0 | 0 | 0
2016-08-24 22:00 | 0 | 0 | 0 | 0 | 0 | 877714.8072 | 639097 | 0 | 0 | 0 | 3180020.6179 | 0 | 0 | 0 | 0 | 0 | 0 | 0 | 0 | 0 | 0 | 0 | 0 | 0 | 238617.8072 | 0 | 0 | 0 | 0 | 0 | 0 | 0 | 0 | 0 | 0 | 0
2016-08-24 23:00 | 0 | 0 | 0 | 0 | 0 | 752181.3802 | 626278 | 0 | 0 | 0 | 3305923.9981 | 0 | 0 | 0 | 0 | 0 | 0 | 0 | 0 | 0 | 0 | 0 | 0 | 0 | 125903.3802 | 0 | 0 | 0 | 0 | 0 | 0 | 0 | 0 | 0 | 0 | 0
2016-08-25 | 0 | 0 | 0 | 0 | 0 | 536282.3076 | 615389 | 0 | 0 | 0 | 3226817.3057 | 0 | 0 | 0 | 0 | 0 | 0 | 0 | 0 | 0 | 0 | 0 | 0 | 0 | -79106.6924 | 0 | 0 | 0 | 0 | 0 | 0 | 0 | 0 | 0 | 0 | 0
2016-08-25 01:00 | 0 | 0 | 0 | 0 | 89843.3656 | 162711.736 | 596882 | 0 | 0 | 0 | 2882490.4073 | 0 | 0 | 0 | 0 | 0 | 0 | 0 | 0 | 0 | 0 | 0 | 0 | 0 | -344326.8984 | 0 | 0 | 0 | 0 | 0 | 0 | 0 | 0 | 0 | 0 | 0
2016-08-25 02:00 | 0 | 0 | 0 | 0 | 549464.0523 | 199.8464 | 563679 | 0 | 0 | 0 | 2868475.3059 | 0 | 0 | 0 | 0 | 0 | 0 | 0 | 0 | 0 | 0 | 0 | 0 | 0 | -14015.1013 | 0 | 0 | 0 | 0 | 0 | 0 | 0 | 0 | 0 | 0 | 0
2016-08-25 03:00 | 0 | 0 | 0 | 0 | 180611.1016 | 0 | 524938 | 0 | 0 | 0 | 2524148.4076 | 0 | 0 | 0 | 0 | 0 | 0 | 0 | 0 | 0 | 0 | 0 | 0 | 0 | -344326.8984 | 0 | 0 | 0 | 0 | 0 | 0 | 0 | 0 | 0 | 0 | 0
2016-08-25 04:00 | 0 | 0 | 0 | 0 | 145287.1016 | 0 | 489614 | 0 | 0 | 0 | 2179821.5092 | 0 | 0 | 0 | 0 | 0 | 0 | 0 | 0 | 0 | 0 | 0 | 0 | 0 | -344326.8984 | 0 | 0 | 0 | 0 | 0 | 0 | 0 | 0 | 0 | 0 | 0
2016-08-25 05:00 | 0 | 0 | 0 | 0 | 476207.9473 | 0 | 461217 | 0 | 0 | 0 | 2194812.4565 | 0 | 0 | 0 | 0 | 0 | 0 | 0 | 0 | 0 | 0 | 0 | 0 | 0 | 14990.9473 | 0 | 0 | 0 | 0 | 0 | 0 | 0 | 0 | 0 | 0 | 0
2016-08-25 06:00 | 0 | 0 | 0 | 0 | 93626.1016 | 0 | 437953 | 0 | 0 | 0 | 1850485.5582 | 0 | 0 | 0 | 0 | 0 | 0 | 0 | 0 | 0 | 0 | 0 | 0 | 0 | -344326.8984 | 0 | 0 | 0 | 0 | 0 | 0 | 0 | 0 | 0 | 0 | 0
2016-08-25 07:00 | 0 | 0 | 0 | 0 | 77493.1016 | 0 | 421820 | 0 | 0 | 0 | 1506158.6598 | 0 | 0 | 0 | 0 | 0 | 0 | 0 | 0 | 0 | 0 | 0 | 0 | 0 | -344326.8984 | 0 | 0 | 0 | 0 | 0 | 0 | 0 | 0 | 0 | 0 | 0
2016-08-25 08:00 | 0 | 0 | 0 | 0 | 435300.9606 | 0 | 415450 | 0 | 0 | 0 | 1526009.6204 | 0 | 0 | 0 | 0 | 0 | 0 | 0 | 0 | 0 | 0 | 0 | 0 | 0 | 19850.9606 | 0 | 0 | 0 | 0 | 0 | 0 | 0 | 0 | 0 | 0 | 0
2016-08-25 09:00 | 0 | 0 | 0 | 0 | 75743.1016 | 0 | 420070 | 0 | 0 | 0 | 1181682.722 | 0 | 0 | 0 | 0 | 0 | 0 | 0 | 0 | 0 | 0 | 0 | 0 | 0 | -344326.8984 | 0 | 0 | 0 | 0 | 0 | 0 | 0 | 0 | 0 | 0 | 0
2016-08-25 10:00 | 0 | 0 | 0 | 0 | 398248.8552 | 0 | 439258 | 0 | 0 | 0 | 1140673.5772 | 0 | 0 | 0 | 0 | 0 | 0 | 0 | 0 | 0 | 0 | 0 | 0 | 0 | -41009.1448 | 0 | 0 | 0 | 0 | 0 | 0 | 0 | 0 | 0 | 0 | 0
2016-08-25 11:00 | 0 | 0 | 0 | 0 | 378233.7361 | 0 | 460850 | 0 | 0 | 0 | 1058057.3134 | 0 | 0 | 0 | 0 | 0 | 0 | 0 | 0 | 0 | 0 | 0 | 0 | 0 | -82616.2639 | 0 | 0 | 0 | 0 | 0 | 0 | 0 | 0 | 0 | 0 | 0
2016-08-25 12:00 | 0 | 0 | 0 | 0 | 133562.2198 | 2052.8818 | 479942 | 0 | 0 | 0 | 713730.415 | 0 | 0 | 0 | 0 | 0 | 0 | 0 | 0 | 0 | 0 | 0 | 0 | 0 | -344326.8984 | 0 | 0 | 0 | 0 | 0 | 0 | 0 | 0 | 0 | 0 | 0
2016-08-25 13:00 | 0 | 0 | 0 | 0 | 0 | 263385.0352 | 504835 | 0 | 0 | 0 | 472280.4502 | 0 | 0 | 0 | 0 | 0 | 0 | 0 | 0 | 0 | 0 | 0 | 0 | 0 | -241449.9648 | 0 | 0 | 0 | 0 | 0 | 0 | 0 | 0 | 0 | 0 | 0
2016-08-25 14:00 | 0 | 0 | 0 | 0 | 180609.7861 | 699205.1122 | 535488 | 0 | 0 | 0 | 816607.3486 | 0 | 0 | 0 | 0 | 0 | 0 | 0 | 0 | 0 | 0 | 0 | 0 | 0 | 344326.8984 | 0 | 0 | 0 | 0 | 0 | 0 | 0 | 0 | 0 | 0 | 0
2016-08-25 15:00 | 0 | 0 | 0 | 0 | 0 | 910151.8984 | 565825 | 0 | 0 | 0 | 1160934.2469 | 0 | 0 | 0 | 0 | 0 | 0 | 0 | 0 | 0 | 0 | 0 | 0 | 0 | 344326.8984 | 0 | 0 | 0 | 0 | 0 | 0 | 0 | 0 | 0 | 0 | 0
2016-08-25 16:00 | 0 | 0 | 0 | 0 | 0 | 938794.8984 | 594468 | 0 | 0 | 0 | 1505261.1453 | 0 | 0 | 0 | 0 | 0 | 0 | 0 | 0 | 0 | 0 | 0 | 0 | 0 | 344326.8984 | 0 | 0 | 0 | 0 | 0 | 0 | 0 | 0 | 0 | 0 | 0
2016-08-25 17:00 | 0 | 0 | 0 | 0 | 0 | 967811.1763 | 620489 | 0 | 0 | 0 | 1849588.0437 | 0 | 0 | 2995.2779 | 0 | 0 | 0 | 0 | 0 | 0 | 0 | 0 | 0 | 0 | 344326.8984 | 0 | 0 | 0 | 2995.2779 | 0 | 0 | 0 | 0 | 0 | 0 | 0
2016-08-25 18:00 | 0 | 0 | 0 | 0 | 0 | 1000094.8599 | 639768 | 0 | 0 | 0 | 2193914.942 | 0 | 0 | 18995.2394 | 0 | 0 | 0 | 0 | 0 | 0 | 0 | 0 | 0 | 0 | 344326.8984 | 0 | 0 | 0 | 15999.9615 | 0 | 0 | 0 | 0 | 0 | 0 | 0
2016-08-25 19:00 | 0 | 0 | 0 | 0 | 0 | 971280.4259 | 652454 | 0 | 0 | 0 | 2512741.3679 | 0 | 0 | 18995.2394 | 0 | 0 | 0 | 0 | 0 | 0 | 0 | 0 | 0 | 0 | 318826.4259 | 0 | 0 | 0 | 0 | 0 | 0 | 0 | 0 | 0 | 0 | 0
2016-08-25 20:00 | 0 | 0 | 0 | 0 | 63459.5368 | 940560.3616 | 659693 | 0 | 0 | 0 | 2857068.2662 | 0 | 0 | 18995.2394 | 0 | 0 | 0 | 0 | 0 | 0 | 0 | 0 | 0 | 0 | 344326.8984 | 0 | 0 | 0 | 0 | 0 | 0 | 0 | 0 | 0 | 0 | 0
2016-08-25 21:00 | 0 | 0 | 0 | 0 | 0 | 888192.6399 | 660450 | 0 | 0 | 0 | 3084810.9062 | 0 | 0 | 18995.2394 | 0 | 0 | 0 | 0 | 0 | 0 | 0 | 0 | 0 | 0 | 227742.6399 | 0 | 0 | 0 | 0 | 0 | 0 | 0 | 0 | 0 | 0 | 0
2016-08-25 22:00 | 0 | 0 | 0 | 0 | 115070.2369 | 813271.4605 | 651636 | 0 | 0 | 0 | 3361516.6036 | 0 | 0 | 18995.2394 | 0 | 0 | 0 | 0 | 0 | 0 | 0 | 0 | 0 | 0 | 276705.6974 | 0 | 0 | 0 | 0 | 0 | 0 | 0 | 0 | 0 | 0 | 0
2016-08-25 23:00 | 0 | 0 | 0 | 0 | 0 | 672863.3895 | 636994 | 0 | 0 | 0 | 3416381.2325 | 0 | 0 | 0 | 0 | 0 | 0 | 0 | 0 | 0 | 0 | 0 | 0 | 0 | 54864.6289 | 0 | 0 | 0 | -18995.2394 | 0 | 0 | 0 | 0 | 0 | 0 | 0
2016-08-26 | 0 | 0 | 0 | 0 | 0 | 466462.8343 | 625254 | 0 | 0 | 0 | 3257590.0668 | 0 | 0 | 0 | 0 | 0 | 0 | 0 | 0 | 0 | 0 | 0 | 0 | 0 | -158791.1657 | 0 | 0 | 0 | 0 | 0 | 0 | 0 | 0 | 0 | 0 | 0
2016-08-26 01:00 | 0 | 0 | 0 | 0 | 250959.4862 | 154556.8751 | 606013 | 0 | 0 | 0 | 3057093.4281 | 0 | 0 | 0 | 0 | 0 | 0 | 0 | 0 | 0 | 0 | 0 | 0 | 0 | -200496.6387 | 0 | 0 | 0 | 0 | 0 | 0 | 0 | 0 | 0 | 0 | 0
2016-08-26 02:00 | 0 | 0 | 0 | 0 | 227848.9852 | 168.1164 | 572344 | 0 | 0 | 0 | 2712766.5297 | 0 | 0 | 0 | 0 | 0 | 0 | 0 | 0 | 0 | 0 | 0 | 0 | 0 | -344326.8984 | 0 | 0 | 0 | 0 | 0 | 0 | 0 | 0 | 0 | 0 | 0
2016-08-26 03:00 | 0 | 0 | 0 | 0 | 189019.1016 | 0 | 533346 | 0 | 0 | 0 | 2368439.6313 | 0 | 0 | 0 | 0 | 0 | 0 | 0 | 0 | 0 | 0 | 0 | 0 | 0 | -344326.8984 | 0 | 0 | 0 | 0 | 0 | 0 | 0 | 0 | 0 | 0 | 0
2016-08-26 04:00 | 0 | 0 | 0 | 0 | 306138.1353 | 0 | 497549 | 0 | 0 | 0 | 2177028.7667 | 0 | 0 | 0 | 0 | 0 | 0 | 0 | 0 | 0 | 0 | 0 | 0 | 0 | -191410.8647 | 0 | 0 | 0 | 0 | 0 | 0 | 0 | 0 | 0 | 0 | 0
2016-08-26 05:00 | 0 | 0 | 0 | 0 | 123610.1016 | 0 | 467937 | 0 | 0 | 0 | 1832701.8683 | 0 | 0 | 0 | 0 | 0 | 0 | 0 | 0 | 0 | 0 | 0 | 0 | 0 | -344326.8984 | 0 | 0 | 0 | 0 | 0 | 0 | 0 | 0 | 0 | 0 | 0
2016-08-26 06:00 | 0 | 0 | 0 | 0 | 322839.3247 | 0 | 444734 | 0 | 0 | 0 | 1710807.193 | 0 | 0 | 0 | 0 | 0 | 0 | 0 | 0 | 0 | 0 | 0 | 0 | 0 | -121894.6753 | 0 | 0 | 0 | 0 | 0 | 0 | 0 | 0 | 0 | 0 | 0
2016-08-26 07:00 | 0 | 0 | 0 | 0 | 84131.1016 | 0 | 428458 | 0 | 0 | 0 | 1366480.2947 | 0 | 0 | 0 | 0 | 0 | 0 | 0 | 0 | 0 | 0 | 0 | 0 | 0 | -344326.8984 | 0 | 0 | 0 | 0 | 0 | 0 | 0 | 0 | 0 | 0 | 0
2016-08-26 08:00 | 0 | 0 | 0 | 0 | 323040.5125 | 0 | 420866 | 0 | 0 | 0 | 1268654.8071 | 0 | 0 | 0 | 0 | 0 | 0 | 0 | 0 | 0 | 0 | 0 | 0 | 0 | -97825.4875 | 0 | 0 | 0 | 0 | 0 | 0 | 0 | 0 | 0 | 0 | 0
2016-08-26 09:00 | 0 | 0 | 0 | 0 | 298935.4767 | 0 | 425519 | 0 | 0 | 0 | 1142071.2838 | 0 | 0 | 0 | 0 | 0 | 0 | 0 | 0 | 0 | 0 | 0 | 0 | 0 | -126583.5233 | 0 | 0 | 0 | 0 | 0 | 0 | 0 | 0 | 0 | 0 | 0
2016-08-26 10:00 | 0 | 0 | 0 | 0 | 274511.2275 | 0 | 444728 | 0 | 0 | 0 | 971854.5113 | 0 | 0 | 0 | 0 | 0 | 0 | 0 | 0 | 0 | 0 | 0 | 0 | 0 | -170216.7725 | 0 | 0 | 0 | 0 | 0 | 0 | 0 | 0 | 0 | 0 | 0
2016-08-26 11:00 | 0 | 0 | 0 | 0 | 255917.5156 | 0 | 466043 | 0 | 0 | 0 | 761729.0269 | 0 | 0 | 0 | 0 | 0 | 0 | 0 | 0 | 0 | 0 | 0 | 0 | 0 | -210125.4844 | 0 | 0 | 0 | 0 | 0 | 0 | 0 | 0 | 0 | 0 | 0
2016-08-26 12:00 | 0 | 0 | 0 | 0 | 171001.0253 | 1267.0085 | 487524 | 0 | 0 | 0 | 446473.0606 | 0 | 0 | 0 | 0 | 0 | 0 | 0 | 0 | 0 | 0 | 0 | 0 | 0 | -315255.9663 | 0 | 0 | 0 | 0 | 0 | 0 | 0 | 0 | 0 | 0 | 0
2016-08-26 13:00 | 0 | 0 | 0 | 0 | 67994.9838 | 209646.0126 | 514353 | 0 | 0 | 0 | 190765.8175 | 0 | 0 | 18995.2394 | 0 | 0 | 0 | 0 | 0 | 0 | 0 | 0 | 0 | 0 | -255707.2431 | 0 | 0 | 0 | 18995.2394 | 0 | 0 | 0 | 0 | 0 | 0 | 0
2016-08-26 14:00 | 0 | 0 | 0 | 0 | 79033.4327 | 633340.9239 | 545261 | 0 | 0 | 0 | 357879.1741 | 0 | 0 | 18995.2394 | 0 | 0 | 0 | 0 | 0 | 0 | 0 | 0 | 0 | 0 | 167113.3566 | 0 | 0 | 0 | 0 | 0 | 0 | 0 | 0 | 0 | 0 | 0
2016-08-26 15:00 | 0 | 0 | 0 | 0 | 0 | 842429.0454 | 576723 | 0 | 0 | 0 | 627576.1714 | 0 | 0 | 15004.2876 | 0 | 0 | 0 | 0 | 0 | 0 | 0 | 0 | 0 | 0 | 269696.9972 | 0 | 0 | 0 | -3990.9518 | 0 | 0 | 0 | 0 | 0 | 0 | 0
2016-08-26 16:00 | 0 | 0 | 0 | 0 | 0 | 952157.8502 | 603840 | 0 | 0 | 0 | 971903.0698 | 0 | 0 | 18995.2394 | 0 | 0 | 0 | 0 | 0 | 0 | 0 | 0 | 0 | 0 | 344326.8984 | 0 | 0 | 0 | 3990.9518 | 0 | 0 | 0 | 0 | 0 | 0 | 0
2016-08-26 17:00 | 0 | 0 | 0 | 0 | 0 | 967406.5957 | 625441 | 0 | 0 | 0 | 1313868.6654 | 0 | 0 | 18995.2394 | 0 | 0 | 0 | 0 | 0 | 0 | 0 | 0 | 0 | 0 | 341965.5957 | 0 | 0 | 0 | 0 | 0 | 0 | 0 | 0 | 0 | 0 | 0
2016-08-26 18:00 | 0 | 0 | 0 | 0 | 23612.5611 | 962561.3373 | 641847 | 0 | 0 | 0 | 1658195.5638 | 0 | 0 | 18995.2394 | 0 | 0 | 0 | 0 | 0 | 0 | 0 | 0 | 0 | 0 | 344326.8984 | 0 | 0 | 0 | 0 | 0 | 0 | 0 | 0 | 0 | 0 | 0
2016-08-26 19:00 | 0 | 0 | 0 | 0 | 49994.2548 | 945783.6435 | 651451 | 0 | 0 | 0 | 2002522.4622 | 0 | 0 | 18995.2394 | 0 | 0 | 0 | 0 | 0 | 0 | 0 | 0 | 0 | 0 | 344326.8984 | 0 | 0 | 0 | 0 | 0 | 0 | 0 | 0 | 0 | 0 | 0
2016-08-26 20:00 | 0 | 0 | 0 | 0 | 0 | 938049.5936 | 655480 | 0 | 0 | 0 | 2285092.0557 | 0 | 0 | 18995.2394 | 0 | 0 | 0 | 0 | 0 | 0 | 0 | 0 | 0 | 0 | 282569.5936 | 0 | 0 | 0 | 0 | 0 | 0 | 0 | 0 | 0 | 0 | 0
2016-08-26 21:00 | 0 | 0 | 0 | 0 | 0 | 911210.0436 | 653550 | 0 | 0 | 0 | 2542752.0993 | 0 | 0 | 18995.2394 | 0 | 0 | 0 | 0 | 0 | 0 | 0 | 0 | 0 | 0 | 257660.0436 | 0 | 0 | 0 | 0 | 0 | 0 | 0 | 0 | 0 | 0 | 0
2016-08-26 22:00 | 0 | 0 | 0 | 0 | 0 | 866172.1908 | 639815 | 0 | 0 | 0 | 2769109.29 | 0 | 0 | 18995.2394 | 0 | 0 | 0 | 0 | 0 | 0 | 0 | 0 | 0 | 0 | 226357.1908 | 0 | 0 | 0 | 0 | 0 | 0 | 0 | 0 | 0 | 0 | 0
2016-08-26 23:00 | 0 | 0 | 0 | 0 | 128013.9968 | 737313.3773 | 617267 | 0 | 0 | 0 | 3017169.6641 | 0 | 0 | 18995.2394 | 0 | 0 | 0 | 0 | 0 | 0 | 0 | 0 | 0 | 0 | 248060.374 | 0 | 0 | 0 | 0 | 0 | 0 | 0 | 0 | 0 | 0 | 0
2016-08-27 | 0 | 0 | 0 | 0 | 0 | 511026.9061 | 600923 | 0 | 0 | 0 | 2946268.8097 | 0 | 0 | 0 | 0 | 0 | 0 | 0 | 0 | 0 | 0 | 0 | 0 | 0 | -70900.8544 | 0 | 0 | 0 | -18995.2394 | 0 | 0 | 0 | 0 | 0 | 0 | 0
2016-08-27 01:00 | 0 | 0 | 0 | 0 | 86554.9118 | 149134.1898 | 580016 | 0 | 0 | 0 | 2601941.9113 | 0 | 0 | 0 | 0 | 0 | 0 | 0 | 0 | 0 | 0 | 0 | 0 | 0 | -344326.8984 | 0 | 0 | 0 | 0 | 0 | 0 | 0 | 0 | 0 | 0 | 0
2016-08-27 02:00 | 0 | 0 | 0 | 0 | 424166.0698 | 122.1074 | 549444 | 0 | 0 | 0 | 2476786.0885 | 0 | 0 | 0 | 0 | 0 | 0 | 0 | 0 | 0 | 0 | 0 | 0 | 0 | -125155.8228 | 0 | 0 | 0 | 0 | 0 | 0 | 0 | 0 | 0 | 0 | 0
2016-08-27 03:00 | 0 | 0 | 0 | 0 | 172538.1016 | 0 | 516865 | 0 | 0 | 0 | 2132459.1902 | 0 | 0 | 0 | 0 | 0 | 0 | 0 | 0 | 0 | 0 | 0 | 0 | 0 | -344326.8984 | 0 | 0 | 0 | 0 | 0 | 0 | 0 | 0 | 0 | 0 | 0
2016-08-27 04:00 | 0 | 0 | 0 | 0 | 140222.1016 | 0 | 484549 | 0 | 0 | 0 | 1788132.2918 | 0 | 0 | 0 | 0 | 0 | 0 | 0 | 0 | 0 | 0 | 0 | 0 | 0 | -344326.8984 | 0 | 0 | 0 | 0 | 0 | 0 | 0 | 0 | 0 | 0 | 0
2016-08-27 05:00 | 0 | 0 | 0 | 0 | 372989.0238 | 0 | 455263 | 0 | 0 | 0 | 1705858.3156 | 0 | 0 | 0 | 0 | 0 | 0 | 0 | 0 | 0 | 0 | 0 | 0 | 0 | -82273.9762 | 0 | 0 | 0 | 0 | 0 | 0 | 0 | 0 | 0 | 0 | 0
2016-08-27 06:00 | 0 | 0 | 0 | 0 | 87263.1016 | 0 | 431590 | 0 | 0 | 0 | 1361531.4172 | 0 | 0 | 0 | 0 | 0 | 0 | 0 | 0 | 0 | 0 | 0 | 0 | 0 | -344326.8984 | 0 | 0 | 0 | 0 | 0 | 0 | 0 | 0 | 0 | 0 | 0
2016-08-27 07:00 | 0 | 0 | 0 | 0 | 335668.5542 | 0 | 414085 | 0 | 0 | 0 | 1283114.9715 | 0 | 0 | 0 | 0 | 0 | 0 | 0 | 0 | 0 | 0 | 0 | 0 | 0 | -78416.4458 | 0 | 0 | 0 | 0 | 0 | 0 | 0 | 0 | 0 | 0 | 0
2016-08-27 08:00 | 0 | 0 | 0 | 0 | 60117.1016 | 0 | 404444 | 0 | 0 | 0 | 938788.0731 | 0 | 0 | 0 | 0 | 0 | 0 | 0 | 0 | 0 | 0 | 0 | 0 | 0 | -344326.8984 | 0 | 0 | 0 | 0 | 0 | 0 | 0 | 0 | 0 | 0 | 0
2016-08-27 09:00 | 0 | 0 | 0 | 0 | 302404.2652 | 0 | 400736 | 0 | 0 | 0 | 840456.3383 | 0 | 0 | 0 | 0 | 0 | 0 | 0 | 0 | 0 | 0 | 0 | 0 | 0 | -98331.7348 | 0 | 0 | 0 | 0 | 0 | 0 | 0 | 0 | 0 | 0 | 0
2016-08-27 10:00 | 0 | 0 | 0 | 0 | 58808.1016 | 0 | 403135 | 0 | 0 | 0 | 496129.4399 | 0 | 0 | 0 | 0 | 0 | 0 | 0 | 0 | 0 | 0 | 0 | 0 | 0 | -344326.8984 | 0 | 0 | 0 | 0 | 0 | 0 | 0 | 0 | 0 | 0 | 0
2016-08-27 11:00 | 0 | 0 | 0 | 0 | 268285.4353 | 0 | 411095 | 0 | 0 | 0 | 353319.8752 | 0 | 0 | 0 | 0 | 0 | 0 | 0 | 0 | 0 | 0 | 0 | 0 | 0 | -142809.5647 | 0 | 0 | 0 | 0 | 0 | 0 | 0 | 0 | 0 | 0 | 0
2016-08-27 12:00 | 0 | 0 | 0 | 0 | 216995.6339 | 1852.2865 | 431558 | 0 | 0 | 0 | 121614.5562 | 0 | 0 | 18995.2394 | 0 | 0 | 0 | 0 | 0 | 0 | 0 | 0 | 0 | 0 | -231705.319 | 0 | 0 | 0 | 18995.2394 | 0 | 0 | 0 | 0 | 0 | 0 | 0
2016-08-27 13:00 | 0 | 0 | 0 | 0 | 116655.7984 | 273826.3243 | 461423 | 0 | 0 | 0 | 50673.6789 | 0 | 0 | 18995.2394 | 0 | 0 | 0 | 0 | 0 | 0 | 0 | 0 | 0 | 0 | -70940.8773 | 0 | 0 | 0 | 0 | 0 | 0 | 0 | 0 | 0 | 0 | 0
2016-08-27 14:00 | 0 | 0 | 0 | 0 | 93092.7789 | 726370.8801 | 494132 | 0 | 0 | 0 | 395000.5773 | 0 | 0 | 0 | 0 | 0 | 0 | 0 | 0 | 0 | 0 | 0 | 0 | 0 | 344326.8984 | 0 | 0 | 0 | -18995.2394 | 0 | 0 | 0 | 0 | 0 | 0 | 0
2016-08-27 15:00 | 0 | 0 | 0 | 0 | 0 | 869914.8984 | 525588 | 0 | 0 | 0 | 739327.4757 | 0 | 0 | 0 | 0 | 0 | 0 | 0 | 0 | 0 | 0 | 0 | 0 | 0 | 344326.8984 | 0 | 0 | 0 | 0 | 0 | 0 | 0 | 0 | 0 | 0 | 0
2016-08-27 16:00 | 0 | 0 | 0 | 0 | 0 | 898431.8984 | 554105 | 0 | 0 | 0 | 1083654.374 | 0 | 0 | 0 | 0 | 0 | 0 | 0 | 0 | 0 | 0 | 0 | 0 | 0 | 344326.8984 | 0 | 0 | 0 | 0 | 0 | 0 | 0 | 0 | 0 | 0 | 0
2016-08-27 17:00 | 0 | 0 | 0 | 0 | 0 | 920577.8984 | 576251 | 0 | 0 | 0 | 1427981.2724 | 0 | 0 | 0 | 0 | 0 | 0 | 0 | 0 | 0 | 0 | 0 | 0 | 0 | 344326.8984 | 0 | 0 | 0 | 0 | 0 | 0 | 0 | 0 | 0 | 0 | 0
2016-08-27 18:00 | 0 | 0 | 0 | 0 | 0 | 935637.8984 | 591311 | 0 | 0 | 0 | 1772308.1708 | 0 | 0 | 0 | 0 | 0 | 0 | 0 | 0 | 0 | 0 | 0 | 0 | 0 | 344326.8984 | 0 | 0 | 0 | 0 | 0 | 0 | 0 | 0 | 0 | 0 | 0
2016-08-27 19:00 | 0 | 0 | 0 | 0 | 0 | 950915.5592 | 600803 | 0 | 0 | 0 | 2116635.0691 | 0 | 0 | 5785.6608 | 0 | 0 | 0 | 0 | 0 | 0 | 0 | 0 | 0 | 0 | 344326.8984 | 0 | 0 | 0 | 5785.6608 | 0 | 0 | 0 | 0 | 0 | 0 | 0
2016-08-27 20:00 | 0 | 0 | 0 | 0 | 0 | 964394.477 | 606858 | 0 | 0 | 0 | 2460961.9675 | 0 | 0 | 18995.2394 | 0 | 0 | 0 | 0 | 0 | 0 | 0 | 0 | 0 | 0 | 344326.8984 | 0 | 0 | 0 | 13209.5786 | 0 | 0 | 0 | 0 | 0 | 0 | 0
2016-08-27 21:00 | 0 | 0 | 0 | 0 | 0 | 933705.3023 | 604271 | 0 | 0 | 0 | 2790396.2698 | 0 | 0 | 18995.2394 | 0 | 0 | 0 | 0 | 0 | 0 | 0 | 0 | 0 | 0 | 329434.3023 | 0 | 0 | 0 | 0 | 0 | 0 | 0 | 0 | 0 | 0 | 0
2016-08-27 22:00 | 0 | 0 | 0 | 0 | 69803.6694 | 873393.229 | 598870 | 0 | 0 | 0 | 3134723.1682 | 0 | 0 | 18995.2394 | 0 | 0 | 0 | 0 | 0 | 0 | 0 | 0 | 0 | 0 | 344326.8984 | 0 | 0 | 0 | 0 | 0 | 0 | 0 | 0 | 0 | 0 | 0
2016-08-27 23:00 | 0 | 0 | 0 | 0 | 0 | 733098.4756 | 582528 | 0 | 0 | 0 | 3304288.8832 | 0 | 0 | 0 | 0 | 0 | 0 | 0 | 0 | 0 | 0 | 0 | 0 | 0 | 169565.715 | 0 | 0 | 0 | -18995.2394 | 0 | 0 | 0 | 0 | 0 | 0 | 0
2016-08-28 | 0 | 0 | 0 | 0 | 0 | 514216.5056 | 569917 | 0 | 0 | 0 | 3248588.3888 | 0 | 0 | 0 | 0 | 0 | 0 | 0 | 0 | 0 | 0 | 0 | 0 | 0 | -55700.4944 | 0 | 0 | 0 | 0 | 0 | 0 | 0 | 0 | 0 | 0 | 0
2016-08-28 01:00 | 0 | 0 | 0 | 0 | 59895.2818 | 149137.8198 | 553360 | 0 | 0 | 0 | 2904261.4904 | 0 | 0 | 0 | 0 | 0 | 0 | 0 | 0 | 0 | 0 | 0 | 0 | 0 | -344326.8984 | 0 | 0 | 0 | 0 | 0 | 0 | 0 | 0 | 0 | 0 | 0
2016-08-28 02:00 | 0 | 0 | 0 | 0 | 183318.3294 | 96.7722 | 527742 | 0 | 0 | 0 | 2559934.592 | 0 | 0 | 0 | 0 | 0 | 0 | 0 | 0 | 0 | 0 | 0 | 0 | 0 | -344326.8984 | 0 | 0 | 0 | 0 | 0 | 0 | 0 | 0 | 0 | 0 | 0
2016-08-28 03:00 | 0 | 0 | 0 | 0 | 153881.1016 | 0 | 498208 | 0 | 0 | 0 | 2215607.6937 | 0 | 0 | 0 | 0 | 0 | 0 | 0 | 0 | 0 | 0 | 0 | 0 | 0 | -344326.8984 | 0 | 0 | 0 | 0 | 0 | 0 | 0 | 0 | 0 | 0 | 0
2016-08-28 04:00 | 0 | 0 | 0 | 0 | 124552.1016 | 0 | 468879 | 0 | 0 | 0 | 1871280.7953 | 0 | 0 | 0 | 0 | 0 | 0 | 0 | 0 | 0 | 0 | 0 | 0 | 0 | -344326.8984 | 0 | 0 | 0 | 0 | 0 | 0 | 0 | 0 | 0 | 0 | 0
2016-08-28 05:00 | 0 | 0 | 0 | 0 | 98050.1016 | 0 | 442377 | 0 | 0 | 0 | 1526953.8969 | 0 | 0 | 0 | 0 | 0 | 0 | 0 | 0 | 0 | 0 | 0 | 0 | 0 | -344326.8984 | 0 | 0 | 0 | 0 | 0 | 0 | 0 | 0 | 0 | 0 | 0
2016-08-28 06:00 | 0 | 0 | 0 | 0 | 694478.0971 | 0 | 421597 | 0 | 0 | 0 | 1799834.9941 | 0 | 0 | 0 | 0 | 0 | 0 | 0 | 0 | 0 | 0 | 0 | 0 | 0 | 272881.0971 | 0 | 0 | 0 | 0 | 0 | 0 | 0 | 0 | 0 | 0 | 0
2016-08-28 07:00 | 0 | 0 | 0 | 0 | 62149.1016 | 0 | 406476 | 0 | 0 | 0 | 1455508.0957 | 0 | 0 | 0 | 0 | 0 | 0 | 0 | 0 | 0 | 0 | 0 | 0 | 0 | -344326.8984 | 0 | 0 | 0 | 0 | 0 | 0 | 0 | 0 | 0 | 0 | 0
2016-08-28 08:00 | 0 | 0 | 0 | 0 | 51222.1016 | 0 | 395549 | 0 | 0 | 0 | 1111181.1973 | 0 | 0 | 0 | 0 | 0 | 0 | 0 | 0 | 0 | 0 | 0 | 0 | 0 | -344326.8984 | 0 | 0 | 0 | 0 | 0 | 0 | 0 | 0 | 0 | 0 | 0
2016-08-28 09:00 | 0 | 0 | 0 | 0 | 46110.1016 | 0 | 390437 | 0 | 0 | 0 | 766854.299 | 0 | 0 | 0 | 0 | 0 | 0 | 0 | 0 | 0 | 0 | 0 | 0 | 0 | -344326.8984 | 0 | 0 | 0 | 0 | 0 | 0 | 0 | 0 | 0 | 0 | 0
2016-08-28 10:00 | 0 | 0 | 0 | 0 | 533300.6608 | 0 | 390275 | 0 | 0 | 0 | 909879.9597 | 0 | 0 | 0 | 0 | 0 | 0 | 0 | 0 | 0 | 0 | 0 | 0 | 0 | 143025.6608 | 0 | 0 | 0 | 0 | 0 | 0 | 0 | 0 | 0 | 0 | 0
2016-08-28 11:00 | 0 | 0 | 0 | 0 | 49927.1016 | 0 | 394254 | 0 | 0 | 0 | 565553.0613 | 0 | 0 | 0 | 0 | 0 | 0 | 0 | 0 | 0 | 0 | 0 | 0 | 0 | -344326.8984 | 0 | 0 | 0 | 0 | 0 | 0 | 0 | 0 | 0 | 0 | 0
2016-08-28 12:00 | 0 | 0 | 0 | 0 | 86692.069 | 1542.2721 | 413566 | 0 | 0 | 0 | 221226.163 | 0 | 0 | 18995.2394 | 0 | 0 | 0 | 0 | 0 | 0 | 0 | 0 | 0 | 0 | -344326.8984 | 0 | 0 | 0 | 18995.2394 | 0 | 0 | 0 | 0 | 0 | 0 | 0
2016-08-28 13:00 | 0 | 0 | 0 | 0 | 181667.223 | 235250.9057 | 444935 | 0 | 0 | 0 | 212204.5311 | 0 | 0 | 0 | 0 | 0 | 0 | 0 | 0 | 0 | 0 | 0 | 0 | 0 | -9021.6319 | 0 | 0 | 0 | -18995.2394 | 0 | 0 | 0 | 0 | 0 | 0 | 0
2016-08-28 14:00 | 0 | 0 | 0 | 0 | 0 | 712728.4785 | 478450 | 0 | 0 | 0 | 446483.0096 | 0 | 0 | 0 | 0 | 0 | 0 | 0 | 0 | 0 | 0 | 0 | 0 | 0 | 234278.4785 | 0 | 0 | 0 | 0 | 0 | 0 | 0 | 0 | 0 | 0 | 0
2016-08-28 15:00 | 0 | 0 | 0 | 0 | 0 | 855971.8984 | 511645 | 0 | 0 | 0 | 790809.9079 | 0 | 0 | 0 | 0 | 0 | 0 | 0 | 0 | 0 | 0 | 0 | 0 | 0 | 344326.8984 | 0 | 0 | 0 | 0 | 0 | 0 | 0 | 0 | 0 | 0 | 0
2016-08-28 16:00 | 0 | 0 | 0 | 0 | 0 | 888419.8984 | 544093 | 0 | 0 | 0 | 1135136.8063 | 0 | 0 | 0 | 0 | 0 | 0 | 0 | 0 | 0 | 0 | 0 | 0 | 0 | 344326.8984 | 0 | 0 | 0 | 0 | 0 | 0 | 0 | 0 | 0 | 0 | 0
2016-08-28 17:00 | 0 | 0 | 0 | 0 | 0 | 914944.8984 | 570618 | 0 | 0 | 0 | 1479463.7047 | 0 | 0 | 0 | 0 | 0 | 0 | 0 | 0 | 0 | 0 | 0 | 0 | 0 | 344326.8984 | 0 | 0 | 0 | 0 | 0 | 0 | 0 | 0 | 0 | 0 | 0
2016-08-28 18:00 | 0 | 0 | 0 | 0 | 0 | 935575.8984 | 591249 | 0 | 0 | 0 | 1823790.603 | 0 | 0 | 0 | 0 | 0 | 0 | 0 | 0 | 0 | 0 | 0 | 0 | 0 | 344326.8984 | 0 | 0 | 0 | 0 | 0 | 0 | 0 | 0 | 0 | 0 | 0
2016-08-28 19:00 | 0 | 0 | 0 | 0 | 0 | 966480.5038 | 604776 | 0 | 0 | 0 | 2168117.5014 | 0 | 0 | 17377.6054 | 0 | 0 | 0 | 0 | 0 | 0 | 0 | 0 | 0 | 0 | 344326.8984 | 0 | 0 | 0 | 17377.6054 | 0 | 0 | 0 | 0 | 0 | 0 | 0
2016-08-28 20:00 | 0 | 0 | 0 | 0 | 0 | 961008.5324 | 615064 | 0 | 0 | 0 | 2512444.3998 | 0 | 0 | 18995.2394 | 0 | 0 | 0 | 0 | 0 | 0 | 0 | 0 | 0 | 0 | 344326.8984 | 0 | 0 | 0 | 1617.634 | 0 | 0 | 0 | 0 | 0 | 0 | 0
2016-08-28 21:00 | 0 | 0 | 0 | 0 | 17277.9703 | 927044.6887 | 618991 | 0 | 0 | 0 | 2856771.2981 | 0 | 0 | 0 | 0 | 0 | 0 | 0 | 0 | 0 | 0 | 0 | 0 | 0 | 344326.8984 | 0 | 0 | 0 | -18995.2394 | 0 | 0 | 0 | 0 | 0 | 0 | 0
2016-08-28 22:00 | 0 | 0 | 0 | 0 | 0 | 875058.0155 | 613165 | 0 | 0 | 0 | 3118664.3137 | 0 | 0 | 0 | 0 | 0 | 0 | 0 | 0 | 0 | 0 | 0 | 0 | 0 | 261893.0155 | 0 | 0 | 0 | 0 | 0 | 0 | 0 | 0 | 0 | 0 | 0
2016-08-28 23:00 | 0 | 0 | 0 | 0 | 0 | 755147.4968 | 600665 | 0 | 0 | 0 | 3273146.8104 | 0 | 0 | 0 | 0 | 0 | 0 | 0 | 0 | 0 | 0 | 0 | 0 | 0 | 154482.4968 | 0 | 0 | 0 | 0 | 0 | 0 | 0 | 0 | 0 | 0 | 0
2016-08-29 | 0 | 0 | 0 | 0 | 0 | 547247.2271 | 591304 | 0 | 0 | 0 | 3229090.0376 | 0 | 0 | 0 | 0 | 0 | 0 | 0 | 0 | 0 | 0 | 0 | 0 | 0 | -44056.7729 | 0 | 0 | 0 | 0 | 0 | 0 | 0 | 0 | 0 | 0 | 0
2016-08-29 01:00 | 0 | 0 | 0 | 0 | 81626.67 | 147785.4317 | 573739 | 0 | 0 | 0 | 2884763.1392 | 0 | 0 | 0 | 0 | 0 | 0 | 0 | 0 | 0 | 0 | 0 | 0 | 0 | -344326.8984 | 0 | 0 | 0 | 0 | 0 | 0 | 0 | 0 | 0 | 0 | 0
2016-08-29 02:00 | 0 | 0 | 0 | 0 | 603915.6997 | 77.3901 | 542108 | 0 | 0 | 0 | 2946648.229 | 0 | 0 | 0 | 0 | 0 | 0 | 0 | 0 | 0 | 0 | 0 | 0 | 0 | 61885.0898 | 0 | 0 | 0 | 0 | 0 | 0 | 0 | 0 | 0 | 0 | 0
2016-08-29 03:00 | 0 | 0 | 0 | 0 | 162431.1016 | 0 | 506758 | 0 | 0 | 0 | 2602321.3306 | 0 | 0 | 0 | 0 | 0 | 0 | 0 | 0 | 0 | 0 | 0 | 0 | 0 | -344326.8984 | 0 | 0 | 0 | 0 | 0 | 0 | 0 | 0 | 0 | 0 | 0
2016-08-29 04:00 | 0 | 0 | 0 | 0 | 129190.1016 | 0 | 473517 | 0 | 0 | 0 | 2257994.4323 | 0 | 0 | 0 | 0 | 0 | 0 | 0 | 0 | 0 | 0 | 0 | 0 | 0 | -344326.8984 | 0 | 0 | 0 | 0 | 0 | 0 | 0 | 0 | 0 | 0 | 0
2016-08-29 05:00 | 0 | 0 | 0 | 0 | 517300.1721 | 0 | 446810 | 0 | 0 | 0 | 2328484.6044 | 0 | 0 | 0 | 0 | 0 | 0 | 0 | 0 | 0 | 0 | 0 | 0 | 0 | 70490.1721 | 0 | 0 | 0 | 0 | 0 | 0 | 0 | 0 | 0 | 0 | 0
2016-08-29 06:00 | 0 | 0 | 0 | 0 | 82125.1016 | 0 | 426452 | 0 | 0 | 0 | 1984157.706 | 0 | 0 | 0 | 0 | 0 | 0 | 0 | 0 | 0 | 0 | 0 | 0 | 0 | -344326.8984 | 0 | 0 | 0 | 0 | 0 | 0 | 0 | 0 | 0 | 0 | 0
2016-08-29 07:00 | 0 | 0 | 0 | 0 | 428111.838 | 0 | 412154 | 0 | 0 | 0 | 2000115.544 | 0 | 0 | 0 | 0 | 0 | 0 | 0 | 0 | 0 | 0 | 0 | 0 | 0 | 15957.838 | 0 | 0 | 0 | 0 | 0 | 0 | 0 | 0 | 0 | 0 | 0
2016-08-29 08:00 | 0 | 0 | 0 | 0 | 62889.1016 | 0 | 407216 | 0 | 0 | 0 | 1655788.6457 | 0 | 0 | 0 | 0 | 0 | 0 | 0 | 0 | 0 | 0 | 0 | 0 | 0 | -344326.8984 | 0 | 0 | 0 | 0 | 0 | 0 | 0 | 0 | 0 | 0 | 0
2016-08-29 09:00 | 0 | 0 | 0 | 0 | 331515.1954 | 0 | 414170 | 0 | 0 | 0 | 1573133.8411 | 0 | 0 | 0 | 0 | 0 | 0 | 0 | 0 | 0 | 0 | 0 | 0 | 0 | -82654.8046 | 0 | 0 | 0 | 0 | 0 | 0 | 0 | 0 | 0 | 0 | 0
2016-08-29 10:00 | 0 | 0 | 0 | 0 | 293616.1008 | 0 | 436856 | 0 | 0 | 0 | 1429893.9418 | 0 | 0 | 0 | 0 | 0 | 0 | 0 | 0 | 0 | 0 | 0 | 0 | 0 | -143239.8992 | 0 | 0 | 0 | 0 | 0 | 0 | 0 | 0 | 0 | 0 | 0
2016-08-29 11:00 | 0 | 0 | 0 | 0 | 263563.7161 | 0 | 457948 | 0 | 0 | 0 | 1235509.6579 | 0 | 0 | 0 | 0 | 0 | 0 | 0 | 0 | 0 | 0 | 0 | 0 | 0 | -194384.2839 | 0 | 0 | 0 | 0 | 0 | 0 | 0 | 0 | 0 | 0 | 0
2016-08-29 12:00 | 0 | 0 | 0 | 0 | 197216.3249 | 485.3105 | 478038 | 0 | 0 | 0 | 936178.054 | 0 | 0 | 18995.2394 | 0 | 0 | 0 | 0 | 0 | 0 | 0 | 0 | 0 | 0 | -299331.6039 | 0 | 0 | 0 | 18995.2394 | 0 | 0 | 0 | 0 | 0 | 0 | 0
2016-08-29 13:00 | 0 | 0 | 0 | 0 | 116244.464 | 160469.6209 | 505765 | 0 | 0 | 0 | 707127.1389 | 0 | 0 | 18995.2394 | 0 | 0 | 0 | 0 | 0 | 0 | 0 | 0 | 0 | 0 | -229050.915 | 0 | 0 | 0 | 0 | 0 | 0 | 0 | 0 | 0 | 0 | 0
2016-08-29 14:00 | 0 | 0 | 0 | 0 | 121831.3316 | 630190.1178 | 537954 | 0 | 0 | 0 | 921194.5883 | 0 | 0 | 18995.2394 | 0 | 0 | 0 | 0 | 0 | 0 | 0 | 0 | 0 | 0 | 214067.4494 | 0 | 0 | 0 | 0 | 0 | 0 | 0 | 0 | 0 | 0 | 0
2016-08-29 15:00 | 0 | 0 | 0 | 0 | 27636.4726 | 886425.4258 | 569735 | 0 | 0 | 0 | 1265521.4867 | 0 | 0 | 18995.2394 | 0 | 0 | 0 | 0 | 0 | 0 | 0 | 0 | 0 | 0 | 344326.8984 | 0 | 0 | 0 | 0 | 0 | 0 | 0 | 0 | 0 | 0 | 0
2016-08-29 16:00 | 0 | 0 | 0 | 0 | 0 | 942132.7231 | 599965 | 0 | 0 | 0 | 1607689.2097 | 0 | 0 | 18995.2394 | 0 | 0 | 0 | 0 | 0 | 0 | 0 | 0 | 0 | 0 | 342167.7231 | 0 | 0 | 0 | 0 | 0 | 0 | 0 | 0 | 0 | 0 | 0
2016-08-29 17:00 | 0 | 0 | 0 | 0 | 0 | 952148.2214 | 625021 | 0 | 0 | 0 | 1934816.4312 | 0 | 0 | 18995.2394 | 0 | 0 | 0 | 0 | 0 | 0 | 0 | 0 | 0 | 0 | 327127.2214 | 0 | 0 | 0 | 0 | 0 | 0 | 0 | 0 | 0 | 0 | 0
2016-08-29 18:00 | 0 | 0 | 0 | 0 | 0 | 942422.8445 | 643308 | 0 | 0 | 0 | 2233931.2756 | 0 | 0 | 18995.2394 | 0 | 0 | 0 | 0 | 0 | 0 | 0 | 0 | 0 | 0 | 299114.8445 | 0 | 0 | 0 | 0 | 0 | 0 | 0 | 0 | 0 | 0 | 0
2016-08-29 19:00 | 0 | 0 | 0 | 0 | 0 | 922980.5412 | 654056 | 0 | 0 | 0 | 2502855.8168 | 0 | 0 | 18995.2394 | 0 | 0 | 0 | 0 | 0 | 0 | 0 | 0 | 0 | 0 | 268924.5412 | 0 | 0 | 0 | 0 | 0 | 0 | 0 | 0 | 0 | 0 | 0
2016-08-29 20:00 | 0 | 0 | 0 | 0 | 97637.9248 | 906135.9736 | 659447 | 0 | 0 | 0 | 2847182.7152 | 0 | 0 | 18995.2394 | 0 | 0 | 0 | 0 | 0 | 0 | 0 | 0 | 0 | 0 | 344326.8984 | 0 | 0 | 0 | 0 | 0 | 0 | 0 | 0 | 0 | 0 | 0
2016-08-29 21:00 | 0 | 0 | 0 | 0 | 0 | 874003.9987 | 660975 | 0 | 0 | 0 | 3060211.7139 | 0 | 0 | 18995.2394 | 0 | 0 | 0 | 0 | 0 | 0 | 0 | 0 | 0 | 0 | 213028.9987 | 0 | 0 | 0 | 0 | 0 | 0 | 0 | 0 | 0 | 0 | 0
2016-08-29 22:00 | 0 | 0 | 0 | 0 | 0 | 820414.026 | 653722 | 0 | 0 | 0 | 3226903.7399 | 0 | 0 | 18995.2394 | 0 | 0 | 0 | 0 | 0 | 0 | 0 | 0 | 0 | 0 | 166692.026 | 0 | 0 | 0 | 0 | 0 | 0 | 0 | 0 | 0 | 0 | 0
2016-08-29 23:00 | 0 | 0 | 0 | 0 | 120695.4289 | 699062.7602 | 638313 | 0 | 0 | 0 | 3408348.929 | 0 | 0 | 18995.2394 | 0 | 0 | 0 | 0 | 0 | 0 | 0 | 0 | 0 | 0 | 181445.1891 | 0 | 0 | 0 | 0 | 0 | 0 | 0 | 0 | 0 | 0 | 0
2016-08-30 | 0 | 0 | 0 | 0 | 0 | 483898.3451 | 627299 | 0 | 0 | 0 | 3264948.2741 | 0 | 0 | 18995.2394 | 0 | 0 | 0 | 0 | 0 | 0 | 0 | 0 | 0 | 0 | -143400.6549 | 0 | 0 | 0 | 0 | 0 | 0 | 0 | 0 | 0 | 0 | 0
2016-08-30 01:00 | 0 | 0 | 0 | 0 | 299829.7753 | 121098.3124 | 604806 | 0 | 0 | 0 | 3100065.6013 | 0 | 0 | 0 | 0 | 0 | 0 | 0 | 0 | 0 | 0 | 0 | 0 | 0 | -164882.6728 | 0 | 0 | 0 | -18995.2394 | 0 | 0 | 0 | 0 | 0 | 0 | 0
2016-08-30 02:00 | 0 | 0 | 0 | 0 | 222397.7699 | 52.3318 | 566777 | 0 | 0 | 0 | 2755738.7029 | 0 | 0 | 0 | 0 | 0 | 0 | 0 | 0 | 0 | 0 | 0 | 0 | 0 | -344326.8984 | 0 | 0 | 0 | 0 | 0 | 0 | 0 | 0 | 0 | 0 | 0
2016-08-30 03:00 | 0 | 0 | 0 | 0 | 374657.095 | 0 | 525022 | 0 | 0 | 0 | 2605373.7979 | 0 | 0 | 0 | 0 | 0 | 0 | 0 | 0 | 0 | 0 | 0 | 0 | 0 | -150364.905 | 0 | 0 | 0 | 0 | 0 | 0 | 0 | 0 | 0 | 0 | 0
2016-08-30 04:00 | 0 | 0 | 0 | 0 | 143844.1016 | 0 | 488171 | 0 | 0 | 0 | 2261046.8995 | 0 | 0 | 0 | 0 | 0 | 0 | 0 | 0 | 0 | 0 | 0 | 0 | 0 | -344326.8984 | 0 | 0 | 0 | 0 | 0 | 0 | 0 | 0 | 0 | 0 | 0
2016-08-30 05:00 | 0 | 0 | 0 | 0 | 322439.6995 | 0 | 457494 | 0 | 0 | 0 | 2125992.599 | 0 | 0 | 0 | 0 | 0 | 0 | 0 | 0 | 0 | 0 | 0 | 0 | 0 | -135054.3005 | 0 | 0 | 0 | 0 | 0 | 0 | 0 | 0 | 0 | 0 | 0
2016-08-30 06:00 | 0 | 0 | 0 | 0 | 89270.1016 | 0 | 433597 | 0 | 0 | 0 | 1781665.7006 | 0 | 0 | 0 | 0 | 0 | 0 | 0 | 0 | 0 | 0 | 0 | 0 | 0 | -344326.8984 | 0 | 0 | 0 | 0 | 0 | 0 | 0 | 0 | 0 | 0 | 0
2016-08-30 07:00 | 0 | 0 | 0 | 0 | 262607.1438 | 0 | 417950 | 0 | 0 | 0 | 1626322.8444 | 0 | 0 | 0 | 0 | 0 | 0 | 0 | 0 | 0 | 0 | 0 | 0 | 0 | -155342.8562 | 0 | 0 | 0 | 0 | 0 | 0 | 0 | 0 | 0 | 0 | 0
2016-08-30 08:00 | 0 | 0 | 0 | 0 | 239730.6947 | 0 | 410177 | 0 | 0 | 0 | 1455876.5391 | 0 | 0 | 0 | 0 | 0 | 0 | 0 | 0 | 0 | 0 | 0 | 0 | 0 | -170446.3053 | 0 | 0 | 0 | 0 | 0 | 0 | 0 | 0 | 0 | 0 | 0
2016-08-30 09:00 | 0 | 0 | 0 | 0 | 224618.9868 | 0 | 416385 | 0 | 0 | 0 | 1264110.5259 | 0 | 0 | 0 | 0 | 0 | 0 | 0 | 0 | 0 | 0 | 0 | 0 | 0 | -191766.0132 | 0 | 0 | 0 | 0 | 0 | 0 | 0 | 0 | 0 | 0 | 0
2016-08-30 10:00 | 0 | 0 | 0 | 0 | 217289.554 | 0 | 437575 | 0 | 0 | 0 | 1043825.0798 | 0 | 0 | 0 | 0 | 0 | 0 | 0 | 0 | 0 | 0 | 0 | 0 | 0 | -220285.446 | 0 | 0 | 0 | 0 | 0 | 0 | 0 | 0 | 0 | 0 | 0
2016-08-30 11:00 | 0 | 0 | 0 | 0 | 210695.7735 | 0 | 456389 | 0 | 0 | 0 | 779136.6139 | 0 | 0 | 18995.2394 | 0 | 0 | 0 | 0 | 0 | 0 | 0 | 0 | 0 | 0 | -264688.4659 | 0 | 0 | 0 | 18995.2394 | 0 | 0 | 0 | 0 | 0 | 0 | 0
2016-08-30 12:00 | 0 | 0 | 0 | 0 | 173951.3409 | 746.5969 | 474287 | 0 | 0 | 0 | 479547.5517 | 0 | 0 | 18995.2394 | 0 | 0 | 0 | 0 | 0 | 0 | 0 | 0 | 0 | 0 | -299589.0622 | 0 | 0 | 0 | 0 | 0 | 0 | 0 | 0 | 0 | 0 | 0
2016-08-30 13:00 | 0 | 0 | 0 | 0 | 0 | 182359.1299 | 498228 | 0 | 0 | 0 | 163678.6816 | 0 | 0 | 18995.2394 | 0 | 0 | 0 | 0 | 0 | 0 | 0 | 0 | 0 | 0 | -315868.8701 | 0 | 0 | 0 | 0 | 0 | 0 | 0 | 0 | 0 | 0 | 0
2016-08-30 14:00 | 0 | 0 | 0 | 0 | 79057.5032 | 639865.8419 | 528147 | 0 | 0 | 0 | 359830.3589 | 0 | 0 | 13619.9072 | 0 | 0 | 0 | 0 | 0 | 0 | 0 | 0 | 0 | 0 | 196151.6773 | 0 | 0 | 0 | -5375.3322 | 0 | 0 | 0 | 0 | 0 | 0 | 0
2016-08-30 15:00 | 0 | 0 | 0 | 0 | 0 | 888968.9911 | 558262 | 0 | 0 | 0 | 704157.2573 | 0 | 0 | 0 | 0 | 0 | 0 | 0 | 0 | 0 | 0 | 0 | 0 | 0 | 344326.8984 | 0 | 0 | 0 | -13619.9072 | 0 | 0 | 0 | 0 | 0 | 0 | 0
2016-08-30 16:00 | 0 | 0 | 0 | 0 | 0 | 943056.488 | 585627 | 0 | 0 | 0 | 1048484.1556 | 0 | 0 | 13102.5896 | 0 | 0 | 0 | 0 | 0 | 0 | 0 | 0 | 0 | 0 | 344326.8984 | 0 | 0 | 0 | 13102.5896 | 0 | 0 | 0 | 0 | 0 | 0 | 0
2016-08-30 17:00 | 0 | 0 | 0 | 0 | 0 | 960832.5482 | 610613 | 0 | 0 | 0 | 1392811.054 | 0 | 0 | 18995.2394 | 0 | 0 | 0 | 0 | 0 | 0 | 0 | 0 | 0 | 0 | 344326.8984 | 0 | 0 | 0 | 5892.6498 | 0 | 0 | 0 | 0 | 0 | 0 | 0
2016-08-30 18:00 | 0 | 0 | 0 | 0 | 24547.4579 | 949222.4404 | 629443 | 0 | 0 | 0 | 1737137.9524 | 0 | 0 | 18995.2394 | 0 | 0 | 0 | 0 | 0 | 0 | 0 | 0 | 0 | 0 | 344326.8984 | 0 | 0 | 0 | 0 | 0 | 0 | 0 | 0 | 0 | 0 | 0
2016-08-30 19:00 | 0 | 0 | 0 | 0 | 56406.3052 | 930862.5931 | 642942 | 0 | 0 | 0 | 2081464.8507 | 0 | 0 | 18995.2394 | 0 | 0 | 0 | 0 | 0 | 0 | 0 | 0 | 0 | 0 | 344326.8984 | 0 | 0 | 0 | 0 | 0 | 0 | 0 | 0 | 0 | 0 | 0
2016-08-30 20:00 | 0 | 0 | 0 | 0 | 0 | 919772.3321 | 651700 | 0 | 0 | 0 | 2349537.1829 | 0 | 0 | 18995.2394 | 0 | 0 | 0 | 0 | 0 | 0 | 0 | 0 | 0 | 0 | 268072.3321 | 0 | 0 | 0 | 0 | 0 | 0 | 0 | 0 | 0 | 0 | 0
2016-08-30 21:00 | 0 | 0 | 0 | 0 | 0 | 895453.8961 | 654714 | 0 | 0 | 0 | 2590277.0789 | 0 | 0 | 18995.2394 | 0 | 0 | 0 | 0 | 0 | 0 | 0 | 0 | 0 | 0 | 240739.8961 | 0 | 0 | 0 | 0 | 0 | 0 | 0 | 0 | 0 | 0 | 0
2016-08-30 22:00 | 0 | 0 | 0 | 0 | 0 | 850379.8305 | 646260 | 0 | 0 | 0 | 2794396.9095 | 0 | 0 | 18995.2394 | 0 | 0 | 0 | 0 | 0 | 0 | 0 | 0 | 0 | 0 | 204119.8305 | 0 | 0 | 0 | 0 | 0 | 0 | 0 | 0 | 0 | 0 | 0
2016-08-30 23:00 | 0 | 0 | 0 | 0 | 155986.4399 | 720409.139 | 631370 | 0 | 0 | 0 | 3039422.4884 | 0 | 0 | 18995.2394 | 0 | 0 | 0 | 0 | 0 | 0 | 0 | 0 | 0 | 0 | 245025.5789 | 0 | 0 | 0 | 0 | 0 | 0 | 0 | 0 | 0 | 0 | 0
2016-08-31 | 0 | 0 | 0 | 0 | 109595.0837 | 489802.3662 | 620327 | 0 | 0 | 0 | 3037488.1776 | 0 | 0 | 0 | 0 | 0 | 0 | 0 | 0 | 0 | 0 | 0 | 0 | 0 | -1934.3108 | 0 | 0 | 0 | -18995.2394 | 0 | 0 | 0 | 0 | 0 | 0 | 0
2016-08-31 01:00 | 0 | 0 | 0 | 0 | 137412.3112 | 117438.7905 | 599178 | 0 | 0 | 0 | 2693161.2793 | 0 | 0 | 0 | 0 | 0 | 0 | 0 | 0 | 0 | 0 | 0 | 0 | 0 | -344326.8984 | 0 | 0 | 0 | 0 | 0 | 0 | 0 | 0 | 0 | 0 | 0
2016-08-31 02:00 | 0 | 0 | 0 | 0 | 460321.0892 | 29.9039 | 562468 | 0 | 0 | 0 | 2591044.2723 | 0 | 0 | 0 | 0 | 0 | 0 | 0 | 0 | 0 | 0 | 0 | 0 | 0 | -102117.007 | 0 | 0 | 0 | 0 | 0 | 0 | 0 | 0 | 0 | 0 | 0
2016-08-31 03:00 | 0 | 0 | 0 | 0 | 178254.1016 | 0 | 522581 | 0 | 0 | 0 | 2246717.3739 | 0 | 0 | 0 | 0 | 0 | 0 | 0 | 0 | 0 | 0 | 0 | 0 | 0 | -344326.8984 | 0 | 0 | 0 | 0 | 0 | 0 | 0 | 0 | 0 | 0 | 0
2016-08-31 04:00 | 0 | 0 | 0 | 0 | 426343.4434 | 0 | 487285 | 0 | 0 | 0 | 2185775.8173 | 0 | 0 | 0 | 0 | 0 | 0 | 0 | 0 | 0 | 0 | 0 | 0 | 0 | -60941.5566 | 0 | 0 | 0 | 0 | 0 | 0 | 0 | 0 | 0 | 0 | 0
2016-08-31 05:00 | 0 | 0 | 0 | 0 | 115927.1016 | 0 | 460254 | 0 | 0 | 0 | 1841448.9189 | 0 | 0 | 0 | 0 | 0 | 0 | 0 | 0 | 0 | 0 | 0 | 0 | 0 | -344326.8984 | 0 | 0 | 0 | 0 | 0 | 0 | 0 | 0 | 0 | 0 | 0
2016-08-31 06:00 | 0 | 0 | 0 | 0 | 356622.3057 | 0 | 436830 | 0 | 0 | 0 | 1761241.2246 | 0 | 0 | 0 | 0 | 0 | 0 | 0 | 0 | 0 | 0 | 0 | 0 | 0 | -80207.6943 | 0 | 0 | 0 | 0 | 0 | 0 | 0 | 0 | 0 | 0 | 0
2016-08-31 07:00 | 0 | 0 | 0 | 0 | 78895.1016 | 0 | 423222 | 0 | 0 | 0 | 1416914.3262 | 0 | 0 | 0 | 0 | 0 | 0 | 0 | 0 | 0 | 0 | 0 | 0 | 0 | -344326.8984 | 0 | 0 | 0 | 0 | 0 | 0 | 0 | 0 | 0 | 0 | 0
2016-08-31 08:00 | 0 | 0 | 0 | 0 | 307612.1049 | 0 | 416224 | 0 | 0 | 0 | 1308302.4312 | 0 | 0 | 0 | 0 | 0 | 0 | 0 | 0 | 0 | 0 | 0 | 0 | 0 | -108611.8951 | 0 | 0 | 0 | 0 | 0 | 0 | 0 | 0 | 0 | 0 | 0
2016-08-31 09:00 | 0 | 0 | 0 | 0 | 285502.5032 | 0 | 422535 | 0 | 0 | 0 | 1171269.9344 | 0 | 0 | 0 | 0 | 0 | 0 | 0 | 0 | 0 | 0 | 0 | 0 | 0 | -137032.4968 | 0 | 0 | 0 | 0 | 0 | 0 | 0 | 0 | 0 | 0 | 0
2016-08-31 10:00 | 0 | 0 | 0 | 0 | 269784.5622 | 0 | 442793 | 0 | 0 | 0 | 998261.4965 | 0 | 0 | 0 | 0 | 0 | 0 | 0 | 0 | 0 | 0 | 0 | 0 | 0 | -173008.4378 | 0 | 0 | 0 | 0 | 0 | 0 | 0 | 0 | 0 | 0 | 0
2016-08-31 11:00 | 0 | 0 | 0 | 0 | 118546.1016 | 0 | 462873 | 0 | 0 | 0 | 653934.5982 | 0 | 0 | 0 | 0 | 0 | 0 | 0 | 0 | 0 | 0 | 0 | 0 | 0 | -344326.8984 | 0 | 0 | 0 | 0 | 0 | 0 | 0 | 0 | 0 | 0 | 0
2016-08-31 12:00 | 0 | 0 | 0 | 0 | 219641.516 | 548.0117 | 481439 | 0 | 0 | 0 | 373689.8865 | 0 | 0 | 18995.2394 | 0 | 0 | 0 | 0 | 0 | 0 | 0 | 0 | 0 | 0 | -280244.7117 | 0 | 0 | 0 | 18995.2394 | 0 | 0 | 0 | 0 | 0 | 0 | 0
2016-08-31 13:00 | 0 | 0 | 0 | 0 | 113303.1357 | 184631.7082 | 503448 | 0 | 0 | 0 | 187171.9699 | 0 | 0 | 0 | 0 | 0 | 0 | 0 | 0 | 0 | 0 | 0 | 0 | 0 | -186517.9166 | 0 | 0 | 0 | -18995.2394 | 0 | 0 | 0 | 0 | 0 | 0 | 0
2016-08-31 14:00 | 0 | 0 | 0 | 0 | 0 | 637766.706 | 531164 | 0 | 0 | 0 | 293774.6758 | 0 | 0 | 0 | 0 | 0 | 0 | 0 | 0 | 0 | 0 | 0 | 0 | 0 | 106602.706 | 0 | 0 | 0 | 0 | 0 | 0 | 0 | 0 | 0 | 0 | 0
2016-08-31 15:00 | 0 | 0 | 0 | 0 | 0 | 902382.8984 | 558056 | 0 | 0 | 0 | 638101.5742 | 0 | 0 | 0 | 0 | 0 | 0 | 0 | 0 | 0 | 0 | 0 | 0 | 0 | 344326.8984 | 0 | 0 | 0 | 0 | 0 | 0 | 0 | 0 | 0 | 0 | 0
2016-08-31 16:00 | 0 | 0 | 0 | 0 | 0 | 927757.8984 | 583431 | 0 | 0 | 0 | 982428.4726 | 0 | 0 | 0 | 0 | 0 | 0 | 0 | 0 | 0 | 0 | 0 | 0 | 0 | 344326.8984 | 0 | 0 | 0 | 0 | 0 | 0 | 0 | 0 | 0 | 0 | 0
2016-08-31 17:00 | 0 | 0 | 0 | 0 | 0 | 963013.1509 | 606050 | 0 | 0 | 0 | 1326755.3709 | 0 | 0 | 12636.2525 | 0 | 0 | 0 | 0 | 0 | 0 | 0 | 0 | 0 | 0 | 344326.8984 | 0 | 0 | 0 | 12636.2525 | 0 | 0 | 0 | 0 | 0 | 0 | 0
2016-08-31 18:00 | 0 | 0 | 0 | 0 | 0 | 973342.8852 | 622657 | 0 | 0 | 0 | 1671082.2693 | 0 | 0 | 18995.2394 | 0 | 0 | 0 | 0 | 0 | 0 | 0 | 0 | 0 | 0 | 344326.8984 | 0 | 0 | 0 | 6358.9869 | 0 | 0 | 0 | 0 | 0 | 0 | 0
2016-08-31 19:00 | 0 | 0 | 0 | 0 | 5415.02 | 952737.6389 | 632821 | 0 | 0 | 0 | 2015409.1677 | 0 | 0 | 0 | 0 | 0 | 0 | 0 | 0 | 0 | 0 | 0 | 0 | 0 | 344326.8984 | 0 | 0 | 0 | -18995.2394 | 0 | 0 | 0 | 0 | 0 | 0 | 0
2016-08-31 20:00 | 0 | 0 | 0 | 0 | 0 | 936763.6986 | 640752 | 0 | 0 | 0 | 2311420.8663 | 0 | 0 | 0 | 0 | 0 | 0 | 0 | 0 | 0 | 0 | 0 | 0 | 0 | 296011.6986 | 0 | 0 | 0 | 0 | 0 | 0 | 0 | 0 | 0 | 0 | 0
2016-08-31 21:00 | 0 | 0 | 0 | 0 | 0 | 910790.2515 | 640375 | 0 | 0 | 0 | 2581836.1178 | 0 | 0 | 0 | 0 | 0 | 0 | 0 | 0 | 0 | 0 | 0 | 0 | 0 | 270415.2515 | 0 | 0 | 0 | 0 | 0 | 0 | 0 | 0 | 0 | 0 | 0
2016-08-31 22:00 | 0 | 0 | 0 | 0 | 0 | 854813.9538 | 631718 | 0 | 0 | 0 | 2804932.0716 | 0 | 0 | 0 | 0 | 0 | 0 | 0 | 0 | 0 | 0 | 0 | 0 | 0 | 223095.9538 | 0 | 0 | 0 | 0 | 0 | 0 | 0 | 0 | 0 | 0 | 0
2016-08-31 23:00 | 0 | 0 | 0 | 0 | 0 | 722328.6358 | 619018 | 0 | 0 | 0 | 2908242.7074 | 0 | 0 | 0 | 0 | 0 | 0 | 0 | 0 | 0 | 0 | 0 | 0 | 0 | 103310.6358 | 0 | 0 | 0 | 0 | 0 | 0 | 0 | 0 | 0 | 0 | 0
2016-09-01 | 0 | 0 | 0 | 0 | 0 | 486767.3862 | 609097 | 0 | 0 | 0 | 2785913.0937 | 0 | 0 | 0 | 0 | 0 | 0 | 0 | 0 | 0 | 0 | 0 | 0 | 0 | -122329.6138 | 0 | 0 | 0 | 0 | 0 | 0 | 0 | 0 | 0 | 0 | 0
2016-09-01 01:00 | 0 | 0 | 0 | 0 | 127134.4769 | 116824.6247 | 588286 | 0 | 0 | 0 | 2441586.1953 | 0 | 0 | 0 | 0 | 0 | 0 | 0 | 0 | 0 | 0 | 0 | 0 | 0 | -344326.8984 | 0 | 0 | 0 | 0 | 0 | 0 | 0 | 0 | 0 | 0 | 0
2016-09-01 02:00 | 0 | 0 | 0 | 0 | 529858.3206 | 40.4256 | 555048 | 0 | 0 | 0 | 2416436.9414 | 0 | 0 | 0 | 0 | 0 | 0 | 0 | 0 | 0 | 0 | 0 | 0 | 0 | -25149.2539 | 0 | 0 | 0 | 0 | 0 | 0 | 0 | 0 | 0 | 0 | 0
2016-09-01 03:00 | 0 | 0 | 0 | 0 | 172532.1016 | 0 | 516859 | 0 | 0 | 0 | 2072110.0431 | 0 | 0 | 0 | 0 | 0 | 0 | 0 | 0 | 0 | 0 | 0 | 0 | 0 | -344326.8984 | 0 | 0 | 0 | 0 | 0 | 0 | 0 | 0 | 0 | 0 | 0
2016-09-01 04:00 | 0 | 0 | 0 | 0 | 137999.1016 | 0 | 482326 | 0 | 0 | 0 | 1727783.1447 | 0 | 0 | 0 | 0 | 0 | 0 | 0 | 0 | 0 | 0 | 0 | 0 | 0 | -344326.8984 | 0 | 0 | 0 | 0 | 0 | 0 | 0 | 0 | 0 | 0 | 0
2016-09-01 05:00 | 0 | 0 | 0 | 0 | 479650.0833 | 0 | 453317 | 0 | 0 | 0 | 1754116.228 | 0 | 0 | 0 | 0 | 0 | 0 | 0 | 0 | 0 | 0 | 0 | 0 | 0 | 26333.0833 | 0 | 0 | 0 | 0 | 0 | 0 | 0 | 0 | 0 | 0 | 0
2016-09-01 06:00 | 0 | 0 | 0 | 0 | 86950.1016 | 0 | 431277 | 0 | 0 | 0 | 1409789.3296 | 0 | 0 | 0 | 0 | 0 | 0 | 0 | 0 | 0 | 0 | 0 | 0 | 0 | -344326.8984 | 0 | 0 | 0 | 0 | 0 | 0 | 0 | 0 | 0 | 0 | 0
2016-09-01 07:00 | 0 | 0 | 0 | 0 | 71323.1016 | 0 | 415650 | 0 | 0 | 0 | 1065462.4312 | 0 | 0 | 0 | 0 | 0 | 0 | 0 | 0 | 0 | 0 | 0 | 0 | 0 | -344326.8984 | 0 | 0 | 0 | 0 | 0 | 0 | 0 | 0 | 0 | 0 | 0
2016-09-01 08:00 | 0 | 0 | 0 | 0 | 418875.38 | 0 | 408914 | 0 | 0 | 0 | 1075423.8112 | 0 | 0 | 0 | 0 | 0 | 0 | 0 | 0 | 0 | 0 | 0 | 0 | 0 | 9961.38 | 0 | 0 | 0 | 0 | 0 | 0 | 0 | 0 | 0 | 0 | 0
2016-09-01 09:00 | 0 | 0 | 0 | 0 | 69721.1016 | 0 | 414048 | 0 | 0 | 0 | 731096.9129 | 0 | 0 | 0 | 0 | 0 | 0 | 0 | 0 | 0 | 0 | 0 | 0 | 0 | -344326.8984 | 0 | 0 | 0 | 0 | 0 | 0 | 0 | 0 | 0 | 0 | 0
2016-09-01 10:00 | 0 | 0 | 0 | 0 | 384072.028 | 0 | 435041 | 0 | 0 | 0 | 680127.9409 | 0 | 0 | 0 | 0 | 0 | 0 | 0 | 0 | 0 | 0 | 0 | 0 | 0 | -50968.972 | 0 | 0 | 0 | 0 | 0 | 0 | 0 | 0 | 0 | 0 | 0
2016-09-01 11:00 | 0 | 0 | 0 | 0 | 378802.8441 | 0 | 454300 | 0 | 0 | 0 | 604630.785 | 0 | 0 | 0 | 0 | 0 | 0 | 0 | 0 | 0 | 0 | 0 | 0 | 0 | -75497.1559 | 0 | 0 | 0 | 0 | 0 | 0 | 0 | 0 | 0 | 0 | 0
2016-09-01 12:00 | 0 | 0 | 0 | 0 | 143102.1084 | 705.2326 | 469139 | 0 | 0 | 0 | 260303.8867 | 0 | 0 | 18995.2394 | 0 | 0 | 0 | 0 | 0 | 0 | 0 | 0 | 0 | 0 | -344326.8984 | 0 | 0 | 0 | 18995.2394 | 0 | 0 | 0 | 0 | 0 | 0 | 0
2016-09-01 13:00 | 0 | 0 | 0 | 0 | 0 | 210789.8739 | 490089 | 0 | 0 | 0 | 0 | 0 | 0 | 0 | 0 | 0 | 0 | 0 | 0 | 0 | 0 | 0 | 0 | 0 | -260303.8867 | 0 | 0 | 0 | -18995.2394 | 0 | 0 | 0 | 0 | 0 | 0 | 0
2016-09-01 14:00 | 0 | 0 | 0 | 0 | 171094.7842 | 688004.1142 | 514772 | 0 | 0 | 0 | 344326.8984 | 0 | 0 | 0 | 0 | 0 | 0 | 0 | 0 | 0 | 0 | 0 | 0 | 0 | 344326.8984 | 0 | 0 | 0 | 0 | 0 | 0 | 0 | 0 | 0 | 0 | 0
2016-09-01 15:00 | 0 | 0 | 0 | 0 | 0 | 883235.8984 | 538909 | 0 | 0 | 0 | 688653.7967 | 0 | 0 | 0 | 0 | 0 | 0 | 0 | 0 | 0 | 0 | 0 | 0 | 0 | 344326.8984 | 0 | 0 | 0 | 0 | 0 | 0 | 0 | 0 | 0 | 0 | 0
2016-09-01 16:00 | 0 | 0 | 0 | 0 | 0 | 903552.8984 | 559226 | 0 | 0 | 0 | 1032980.6951 | 0 | 0 | 0 | 0 | 0 | 0 | 0 | 0 | 0 | 0 | 0 | 0 | 0 | 344326.8984 | 0 | 0 | 0 | 0 | 0 | 0 | 0 | 0 | 0 | 0 | 0
2016-09-01 17:00 | 0 | 0 | 0 | 0 | 0 | 921340.8984 | 577014 | 0 | 0 | 0 | 1377307.5935 | 0 | 0 | 0 | 0 | 0 | 0 | 0 | 0 | 0 | 0 | 0 | 0 | 0 | 344326.8984 | 0 | 0 | 0 | 0 | 0 | 0 | 0 | 0 | 0 | 0 | 0
2016-09-01 18:00 | 0 | 0 | 0 | 0 | 0 | 952134.1378 | 588812 | 0 | 0 | 0 | 1721634.4918 | 0 | 0 | 18995.2394 | 0 | 0 | 0 | 0 | 0 | 0 | 0 | 0 | 0 | 0 | 344326.8984 | 0 | 0 | 0 | 18995.2394 | 0 | 0 | 0 | 0 | 0 | 0 | 0
2016-09-01 19:00 | 0 | 0 | 0 | 0 | 0 | 926597.0695 | 595831 | 0 | 0 | 0 | 2065961.3902 | 0 | 0 | 5434.4105 | 0 | 0 | 0 | 0 | 0 | 0 | 0 | 0 | 0 | 0 | 344326.8984 | 0 | 0 | 0 | -13560.8289 | 0 | 0 | 0 | 0 | 0 | 0 | 0
2016-09-01 20:00 | 0 | 0 | 0 | 0 | 0 | 907488.6414 | 599406 | 0 | 0 | 0 | 2379478.4421 | 0 | 0 | 0 | 0 | 0 | 0 | 0 | 0 | 0 | 0 | 0 | 0 | 0 | 313517.0519 | 0 | 0 | 0 | -5434.4105 | 0 | 0 | 0 | 0 | 0 | 0 | 0
2016-09-01 21:00 | 0 | 0 | 0 | 0 | 0 | 873843.0924 | 599573 | 0 | 0 | 0 | 2653748.5345 | 0 | 0 | 0 | 0 | 0 | 0 | 0 | 0 | 0 | 0 | 0 | 0 | 0 | 274270.0924 | 0 | 0 | 0 | 0 | 0 | 0 | 0 | 0 | 0 | 0 | 0
2016-09-01 22:00 | 0 | 0 | 0 | 0 | 0 | 813135.733 | 590983 | 0 | 0 | 0 | 2875901.2674 | 0 | 0 | 0 | 0 | 0 | 0 | 0 | 0 | 0 | 0 | 0 | 0 | 0 | 222152.733 | 0 | 0 | 0 | 0 | 0 | 0 | 0 | 0 | 0 | 0 | 0
2016-09-01 23:00 | 0 | 0 | 0 | 0 | 0 | 678993.1432 | 579268 | 0 | 0 | 0 | 2975626.4106 | 0 | 0 | 0 | 0 | 0 | 0 | 0 | 0 | 0 | 0 | 0 | 0 | 0 | 99725.1432 | 0 | 0 | 0 | 0 | 0 | 0 | 0 | 0 | 0 | 0 | 0
2016-09-02 | 0 | 0 | 0 | 0 | 0 | 448725.0689 | 570677 | 0 | 0 | 0 | 2853674.4795 | 0 | 0 | 0 | 0 | 0 | 0 | 0 | 0 | 0 | 0 | 0 | 0 | 0 | -121951.9311 | 0 | 0 | 0 | 0 | 0 | 0 | 0 | 0 | 0 | 0 | 0
2016-09-02 01:00 | 0 | 0 | 0 | 0 | 94544.4489 | 116331.6527 | 555203 | 0 | 0 | 0 | 2509347.5811 | 0 | 0 | 0 | 0 | 0 | 0 | 0 | 0 | 0 | 0 | 0 | 0 | 0 | -344326.8984 | 0 | 0 | 0 | 0 | 0 | 0 | 0 | 0 | 0 | 0 | 0
2016-09-02 02:00 | 0 | 0 | 0 | 0 | 179713.8133 | 31.2883 | 524072 | 0 | 0 | 0 | 2165020.6828 | 0 | 0 | 0 | 0 | 0 | 0 | 0 | 0 | 0 | 0 | 0 | 0 | 0 | -344326.8984 | 0 | 0 | 0 | 0 | 0 | 0 | 0 | 0 | 0 | 0 | 0
2016-09-02 03:00 | 0 | 0 | 0 | 0 | 145537.1016 | 0 | 489864 | 0 | 0 | 0 | 1820693.7844 | 0 | 0 | 0 | 0 | 0 | 0 | 0 | 0 | 0 | 0 | 0 | 0 | 0 | -344326.8984 | 0 | 0 | 0 | 0 | 0 | 0 | 0 | 0 | 0 | 0 | 0
2016-09-02 04:00 | 0 | 0 | 0 | 0 | 694034.7421 | 0 | 458419 | 0 | 0 | 0 | 2056309.5265 | 0 | 0 | 0 | 0 | 0 | 0 | 0 | 0 | 0 | 0 | 0 | 0 | 0 | 235615.7421 | 0 | 0 | 0 | 0 | 0 | 0 | 0 | 0 | 0 | 0 | 0
2016-09-02 05:00 | 0 | 0 | 0 | 0 | 88367.1016 | 0 | 432694 | 0 | 0 | 0 | 1711982.6282 | 0 | 0 | 0 | 0 | 0 | 0 | 0 | 0 | 0 | 0 | 0 | 0 | 0 | -344326.8984 | 0 | 0 | 0 | 0 | 0 | 0 | 0 | 0 | 0 | 0 | 0
2016-09-02 06:00 | 0 | 0 | 0 | 0 | 67243.1016 | 0 | 411570 | 0 | 0 | 0 | 1367655.7298 | 0 | 0 | 0 | 0 | 0 | 0 | 0 | 0 | 0 | 0 | 0 | 0 | 0 | -344326.8984 | 0 | 0 | 0 | 0 | 0 | 0 | 0 | 0 | 0 | 0 | 0
2016-09-02 07:00 | 0 | 0 | 0 | 0 | 52716.1016 | 0 | 397043 | 0 | 0 | 0 | 1023328.8314 | 0 | 0 | 0 | 0 | 0 | 0 | 0 | 0 | 0 | 0 | 0 | 0 | 0 | -344326.8984 | 0 | 0 | 0 | 0 | 0 | 0 | 0 | 0 | 0 | 0 | 0
2016-09-02 08:00 | 0 | 0 | 0 | 0 | 247588.1667 | 0 | 390801 | 0 | 0 | 0 | 880115.9982 | 0 | 0 | 0 | 0 | 0 | 0 | 0 | 0 | 0 | 0 | 0 | 0 | 0 | -143212.8333 | 0 | 0 | 0 | 0 | 0 | 0 | 0 | 0 | 0 | 0 | 0
2016-09-02 09:00 | 0 | 0 | 0 | 0 | 548101.6969 | 0 | 395237 | 0 | 0 | 0 | 1032980.6951 | 0 | 0 | 0 | 0 | 0 | 0 | 0 | 0 | 0 | 0 | 0 | 0 | 0 | 152864.6969 | 0 | 0 | 0 | 0 | 0 | 0 | 0 | 0 | 0 | 0 | 0
2016-09-02 10:00 | 0 | 0 | 0 | 0 | 66952.1016 | 0 | 411279 | 0 | 0 | 0 | 688653.7967 | 0 | 0 | 0 | 0 | 0 | 0 | 0 | 0 | 0 | 0 | 0 | 0 | 0 | -344326.8984 | 0 | 0 | 0 | 0 | 0 | 0 | 0 | 0 | 0 | 0 | 0
2016-09-02 11:00 | 0 | 0 | 0 | 0 | 85144.1016 | 0 | 429471 | 0 | 0 | 0 | 344326.8984 | 0 | 0 | 0 | 0 | 0 | 0 | 0 | 0 | 0 | 0 | 0 | 0 | 0 | -344326.8984 | 0 | 0 | 0 | 0 | 0 | 0 | 0 | 0 | 0 | 0 | 0
2016-09-02 12:00 | 0 | 0 | 0 | 0 | 98703.5535 | 591.5481 | 443622 | 0 | 0 | 0 | 0 | 0 | 0 | 0 | 0 | 0 | 0 | 0 | 0 | 0 | 0 | 0 | 0 | 0 | -344326.8984 | 0 | 0 | 0 | 0 | 0 | 0 | 0 | 0 | 0 | 0 | 0
2016-09-02 13:00 | 0 | 0 | 0 | 0 | 276794.0743 | 185104.9257 | 461899 | 0 | 0 | 0 | 0 | 0 | 0 | 0 | 0 | 0 | 0 | 0 | 0 | 0 | 0 | 0 | 0 | 0 | 0 | 0 | 0 | 0 | 0 | 0 | 0 | 0 | 0 | 0 | 0 | 0
2016-09-02 14:00 | 0 | 0 | 0 | 0 | 131746.2736 | 695002.6248 | 482422 | 0 | 0 | 0 | 344326.8984 | 0 | 0 | 0 | 0 | 0 | 0 | 0 | 0 | 0 | 0 | 0 | 0 | 0 | 344326.8984 | 0 | 0 | 0 | 0 | 0 | 0 | 0 | 0 | 0 | 0 | 0
2016-09-02 15:00 | 0 | 0 | 0 | 0 | 0 | 845182.8984 | 500856 | 0 | 0 | 0 | 688653.7967 | 0 | 0 | 0 | 0 | 0 | 0 | 0 | 0 | 0 | 0 | 0 | 0 | 0 | 344326.8984 | 0 | 0 | 0 | 0 | 0 | 0 | 0 | 0 | 0 | 0 | 0
2016-09-02 16:00 | 0 | 0 | 0 | 0 | 0 | 860889.8984 | 516563 | 0 | 0 | 0 | 1032980.6951 | 0 | 0 | 0 | 0 | 0 | 0 | 0 | 0 | 0 | 0 | 0 | 0 | 0 | 344326.8984 | 0 | 0 | 0 | 0 | 0 | 0 | 0 | 0 | 0 | 0 | 0
2016-09-02 17:00 | 0 | 0 | 0 | 0 | 0 | 876117.8984 | 531791 | 0 | 0 | 0 | 1377307.5935 | 0 | 0 | 0 | 0 | 0 | 0 | 0 | 0 | 0 | 0 | 0 | 0 | 0 | 344326.8984 | 0 | 0 | 0 | 0 | 0 | 0 | 0 | 0 | 0 | 0 | 0
2016-09-02 18:00 | 0 | 0 | 0 | 0 | 0 | 888345.8984 | 544019 | 0 | 0 | 0 | 1721634.4918 | 0 | 0 | 0 | 0 | 0 | 0 | 0 | 0 | 0 | 0 | 0 | 0 | 0 | 344326.8984 | 0 | 0 | 0 | 0 | 0 | 0 | 0 | 0 | 0 | 0 | 0
2016-09-02 19:00 | 0 | 0 | 0 | 0 | 0 | 896295.8984 | 551969 | 0 | 0 | 0 | 2065961.3902 | 0 | 0 | 0 | 0 | 0 | 0 | 0 | 0 | 0 | 0 | 0 | 0 | 0 | 344326.8984 | 0 | 0 | 0 | 0 | 0 | 0 | 0 | 0 | 0 | 0 | 0
2016-09-02 20:00 | 0 | 0 | 0 | 0 | 0 | 901762.8984 | 557436 | 0 | 0 | 0 | 2410288.2886 | 0 | 0 | 0 | 0 | 0 | 0 | 0 | 0 | 0 | 0 | 0 | 0 | 0 | 344326.8984 | 0 | 0 | 0 | 0 | 0 | 0 | 0 | 0 | 0 | 0 | 0
2016-09-02 21:00 | 0 | 0 | 0 | 0 | 0 | 921970.1378 | 558648 | 0 | 0 | 0 | 2754615.1869 | 0 | 0 | 18995.2394 | 0 | 0 | 0 | 0 | 0 | 0 | 0 | 0 | 0 | 0 | 344326.8984 | 0 | 0 | 0 | 18995.2394 | 0 | 0 | 0 | 0 | 0 | 0 | 0
2016-09-02 22:00 | 0 | 0 | 0 | 0 | 0 | 868299.1248 | 549446 | 0 | 0 | 0 | 3092463.5512 | 0 | 0 | 0 | 0 | 0 | 0 | 0 | 0 | 0 | 0 | 0 | 0 | 0 | 337848.3642 | 0 | 0 | 0 | -18995.2394 | 0 | 0 | 0 | 0 | 0 | 0 | 0
2016-09-02 23:00 | 0 | 0 | 0 | 0 | 0 | 735471.3204 | 535830 | 0 | 0 | 0 | 3292104.8716 | 0 | 0 | 0 | 0 | 0 | 0 | 0 | 0 | 0 | 0 | 0 | 0 | 0 | 199641.3204 | 0 | 0 | 0 | 0 | 0 | 0 | 0 | 0 | 0 | 0 | 0
2016-09-03 | 0 | 0 | 0 | 0 | 0 | 503076.092 | 525082 | 0 | 0 | 0 | 3270098.9635 | 0 | 0 | 0 | 0 | 0 | 0 | 0 | 0 | 0 | 0 | 0 | 0 | 0 | -22005.908 | 0 | 0 | 0 | 0 | 0 | 0 | 0 | 0 | 0 | 0 | 0
2016-09-03 01:00 | 0 | 0 | 0 | 0 | 59388.9247 | 106064.177 | 509780 | 0 | 0 | 0 | 2925772.0652 | 0 | 0 | 0 | 0 | 0 | 0 | 0 | 0 | 0 | 0 | 0 | 0 | 0 | -344326.8984 | 0 | 0 | 0 | 0 | 0 | 0 | 0 | 0 | 0 | 0 | 0
2016-09-03 02:00 | 0 | 0 | 0 | 0 | 140264.0422 | 16.0595 | 484607 | 0 | 0 | 0 | 2581445.1668 | 0 | 0 | 0 | 0 | 0 | 0 | 0 | 0 | 0 | 0 | 0 | 0 | 0 | -344326.8984 | 0 | 0 | 0 | 0 | 0 | 0 | 0 | 0 | 0 | 0 | 0
2016-09-03 03:00 | 0 | 0 | 0 | 0 | 111072.1016 | 0 | 455399 | 0 | 0 | 0 | 2237118.2684 | 0 | 0 | 0 | 0 | 0 | 0 | 0 | 0 | 0 | 0 | 0 | 0 | 0 | -344326.8984 | 0 | 0 | 0 | 0 | 0 | 0 | 0 | 0 | 0 | 0 | 0
2016-09-03 04:00 | 0 | 0 | 0 | 0 | 84083.1016 | 0 | 428410 | 0 | 0 | 0 | 1892791.3701 | 0 | 0 | 0 | 0 | 0 | 0 | 0 | 0 | 0 | 0 | 0 | 0 | 0 | -344326.8984 | 0 | 0 | 0 | 0 | 0 | 0 | 0 | 0 | 0 | 0 | 0
2016-09-03 05:00 | 0 | 0 | 0 | 0 | 61212.1016 | 0 | 405539 | 0 | 0 | 0 | 1548464.4717 | 0 | 0 | 0 | 0 | 0 | 0 | 0 | 0 | 0 | 0 | 0 | 0 | 0 | -344326.8984 | 0 | 0 | 0 | 0 | 0 | 0 | 0 | 0 | 0 | 0 | 0
2016-09-03 06:00 | 0 | 0 | 0 | 0 | 42280.1016 | 0 | 386607 | 0 | 0 | 0 | 1204137.5733 | 0 | 0 | 0 | 0 | 0 | 0 | 0 | 0 | 0 | 0 | 0 | 0 | 0 | -344326.8984 | 0 | 0 | 0 | 0 | 0 | 0 | 0 | 0 | 0 | 0 | 0
2016-09-03 07:00 | 0 | 0 | 0 | 0 | 28214.1016 | 0 | 372541 | 0 | 0 | 0 | 859810.675 | 0 | 0 | 0 | 0 | 0 | 0 | 0 | 0 | 0 | 0 | 0 | 0 | 0 | -344326.8984 | 0 | 0 | 0 | 0 | 0 | 0 | 0 | 0 | 0 | 0 | 0
2016-09-03 08:00 | 0 | 0 | 0 | 0 | 701235.0626 | 0 | 363495 | 0 | 0 | 0 | 1197550.7376 | 0 | 0 | 0 | 0 | 0 | 0 | 0 | 0 | 0 | 0 | 0 | 0 | 0 | 337740.0626 | 0 | 0 | 0 | 0 | 0 | 0 | 0 | 0 | 0 | 0 | 0
2016-09-03 09:00 | 0 | 0 | 0 | 0 | 15634.1016 | 0 | 359961 | 0 | 0 | 0 | 853223.8392 | 0 | 0 | 0 | 0 | 0 | 0 | 0 | 0 | 0 | 0 | 0 | 0 | 0 | -344326.8984 | 0 | 0 | 0 | 0 | 0 | 0 | 0 | 0 | 0 | 0 | 0
2016-09-03 10:00 | 0 | 0 | 0 | 0 | 18151.1016 | 0 | 362478 | 0 | 0 | 0 | 508896.9409 | 0 | 0 | 0 | 0 | 0 | 0 | 0 | 0 | 0 | 0 | 0 | 0 | 0 | -344326.8984 | 0 | 0 | 0 | 0 | 0 | 0 | 0 | 0 | 0 | 0 | 0
2016-09-03 11:00 | 0 | 0 | 0 | 0 | 21148.1016 | 0 | 365475 | 0 | 0 | 0 | 164570.0425 | 0 | 0 | 0 | 0 | 0 | 0 | 0 | 0 | 0 | 0 | 0 | 0 | 0 | -344326.8984 | 0 | 0 | 0 | 0 | 0 | 0 | 0 | 0 | 0 | 0 | 0
2016-09-03 12:00 | 0 | 0 | 0 | 0 | 213218.9027 | 373.0548 | 378162 | 0 | 0 | 0 | 0 | 0 | 0 | 0 | 0 | 0 | 0 | 0 | 0 | 0 | 0 | 0 | 0 | 0 | -164570.0425 | 0 | 0 | 0 | 0 | 0 | 0 | 0 | 0 | 0 | 0 | 0
2016-09-03 13:00 | 0 | 0 | 0 | 0 | 201008.4724 | 197938.5276 | 398947 | 0 | 0 | 0 | 0 | 0 | 0 | 0 | 0 | 0 | 0 | 0 | 0 | 0 | 0 | 0 | 0 | 0 | 0 | 0 | 0 | 0 | 0 | 0 | 0 | 0 | 0 | 0 | 0 | 0
2016-09-03 14:00 | 0 | 0 | 0 | 0 | 123499.6647 | 643684.2336 | 422857 | 0 | 0 | 0 | 344326.8984 | 0 | 0 | 0 | 0 | 0 | 0 | 0 | 0 | 0 | 0 | 0 | 0 | 0 | 344326.8984 | 0 | 0 | 0 | 0 | 0 | 0 | 0 | 0 | 0 | 0 | 0
2016-09-03 15:00 | 0 | 0 | 0 | 0 | 0 | 789504.8984 | 445178 | 0 | 0 | 0 | 688653.7967 | 0 | 0 | 0 | 0 | 0 | 0 | 0 | 0 | 0 | 0 | 0 | 0 | 0 | 344326.8984 | 0 | 0 | 0 | 0 | 0 | 0 | 0 | 0 | 0 | 0 | 0
2016-09-03 16:00 | 0 | 0 | 0 | 0 | 0 | 810232.8984 | 465906 | 0 | 0 | 0 | 1032980.6951 | 0 | 0 | 0 | 0 | 0 | 0 | 0 | 0 | 0 | 0 | 0 | 0 | 0 | 344326.8984 | 0 | 0 | 0 | 0 | 0 | 0 | 0 | 0 | 0 | 0 | 0
2016-09-03 17:00 | 0 | 0 | 0 | 0 | 0 | 827079.8984 | 482753 | 0 | 0 | 0 | 1377307.5935 | 0 | 0 | 0 | 0 | 0 | 0 | 0 | 0 | 0 | 0 | 0 | 0 | 0 | 344326.8984 | 0 | 0 | 0 | 0 | 0 | 0 | 0 | 0 | 0 | 0 | 0
2016-09-03 18:00 | 0 | 0 | 0 | 0 | 0 | 840867.8984 | 496541 | 0 | 0 | 0 | 1721634.4918 | 0 | 0 | 0 | 0 | 0 | 0 | 0 | 0 | 0 | 0 | 0 | 0 | 0 | 344326.8984 | 0 | 0 | 0 | 0 | 0 | 0 | 0 | 0 | 0 | 0 | 0
2016-09-03 19:00 | 0 | 0 | 0 | 0 | 0 | 852218.8984 | 507892 | 0 | 0 | 0 | 2065961.3902 | 0 | 0 | 0 | 0 | 0 | 0 | 0 | 0 | 0 | 0 | 0 | 0 | 0 | 344326.8984 | 0 | 0 | 0 | 0 | 0 | 0 | 0 | 0 | 0 | 0 | 0
2016-09-03 20:00 | 0 | 0 | 0 | 0 | 0 | 861216.8984 | 516890 | 0 | 0 | 0 | 2410288.2886 | 0 | 0 | 0 | 0 | 0 | 0 | 0 | 0 | 0 | 0 | 0 | 0 | 0 | 344326.8984 | 0 | 0 | 0 | 0 | 0 | 0 | 0 | 0 | 0 | 0 | 0
2016-09-03 21:00 | 0 | 0 | 0 | 0 | 0 | 865446.8984 | 521120 | 0 | 0 | 0 | 2754615.1869 | 0 | 0 | 0 | 0 | 0 | 0 | 0 | 0 | 0 | 0 | 0 | 0 | 0 | 344326.8984 | 0 | 0 | 0 | 0 | 0 | 0 | 0 | 0 | 0 | 0 | 0
2016-09-03 22:00 | 0 | 0 | 0 | 0 | 0 | 880580.1378 | 517258 | 0 | 0 | 0 | 3098942.0853 | 0 | 0 | 18995.2394 | 0 | 0 | 0 | 0 | 0 | 0 | 0 | 0 | 0 | 0 | 344326.8984 | 0 | 0 | 0 | 18995.2394 | 0 | 0 | 0 | 0 | 0 | 0 | 0
2016-09-03 23:00 | 0 | 0 | 0 | 0 | 0 | 763592.0984 | 507028 | 0 | 0 | 0 | 3374501.4231 | 0 | 0 | 0 | 0 | 0 | 0 | 0 | 0 | 0 | 0 | 0 | 0 | 0 | 275559.3378 | 0 | 0 | 0 | -18995.2394 | 0 | 0 | 0 | 0 | 0 | 0 | 0
2016-09-04 | 0 | 0 | 0 | 0 | 0 | 503605.8665 | 497324 | 0 | 0 | 0 | 3380783.2896 | 0 | 0 | 0 | 0 | 0 | 0 | 0 | 0 | 0 | 0 | 0 | 0 | 0 | 6281.8665 | 0 | 0 | 0 | 0 | 0 | 0 | 0 | 0 | 0 | 0 | 0
2016-09-04 01:00 | 0 | 0 | 0 | 0 | 42660.1807 | 96121.9209 | 483109 | 0 | 0 | 0 | 3036456.3913 | 0 | 0 | 0 | 0 | 0 | 0 | 0 | 0 | 0 | 0 | 0 | 0 | 0 | -344326.8984 | 0 | 0 | 0 | 0 | 0 | 0 | 0 | 0 | 0 | 0 | 0
2016-09-04 02:00 | 0 | 0 | 0 | 0 | 116432.2881 | 14.8135 | 460774 | 0 | 0 | 0 | 2692129.4929 | 0 | 0 | 0 | 0 | 0 | 0 | 0 | 0 | 0 | 0 | 0 | 0 | 0 | -344326.8984 | 0 | 0 | 0 | 0 | 0 | 0 | 0 | 0 | 0 | 0 | 0
2016-09-04 03:00 | 0 | 0 | 0 | 0 | 90994.1016 | 0 | 435321 | 0 | 0 | 0 | 2347802.5945 | 0 | 0 | 0 | 0 | 0 | 0 | 0 | 0 | 0 | 0 | 0 | 0 | 0 | -344326.8984 | 0 | 0 | 0 | 0 | 0 | 0 | 0 | 0 | 0 | 0 | 0
2016-09-04 04:00 | 0 | 0 | 0 | 0 | 66531.1016 | 0 | 410858 | 0 | 0 | 0 | 2003475.6962 | 0 | 0 | 0 | 0 | 0 | 0 | 0 | 0 | 0 | 0 | 0 | 0 | 0 | -344326.8984 | 0 | 0 | 0 | 0 | 0 | 0 | 0 | 0 | 0 | 0 | 0
2016-09-04 05:00 | 0 | 0 | 0 | 0 | 44952.1016 | 0 | 389279 | 0 | 0 | 0 | 1659148.7978 | 0 | 0 | 0 | 0 | 0 | 0 | 0 | 0 | 0 | 0 | 0 | 0 | 0 | -344326.8984 | 0 | 0 | 0 | 0 | 0 | 0 | 0 | 0 | 0 | 0 | 0
2016-09-04 06:00 | 0 | 0 | 0 | 0 | 27812.1016 | 0 | 372139 | 0 | 0 | 0 | 1314821.8994 | 0 | 0 | 0 | 0 | 0 | 0 | 0 | 0 | 0 | 0 | 0 | 0 | 0 | -344326.8984 | 0 | 0 | 0 | 0 | 0 | 0 | 0 | 0 | 0 | 0 | 0
2016-09-04 07:00 | 0 | 0 | 0 | 0 | 15378.1016 | 0 | 359705 | 0 | 0 | 0 | 970495.0011 | 0 | 0 | 0 | 0 | 0 | 0 | 0 | 0 | 0 | 0 | 0 | 0 | 0 | -344326.8984 | 0 | 0 | 0 | 0 | 0 | 0 | 0 | 0 | 0 | 0 | 0
2016-09-04 08:00 | 0 | 0 | 0 | 0 | 562054.9046 | 0 | 352011 | 0 | 0 | 0 | 1176522.804 | 0 | 0 | 4016.1016 | 0 | 0 | 0 | 0 | 0 | 0 | 0 | 0 | 0 | 0 | 206027.8029 | 0 | 0 | 0 | 4016.1016 | 0 | 0 | 0 | 0 | 0 | 0 | 0
2016-09-04 09:00 | 0 | 0 | 0 | 0 | 0 | 0 | 348343 | 0 | 0 | 0 | 832195.9056 | 0 | 0 | 0 | 0 | 0 | 0 | 0 | 0 | 0 | 0 | 0 | 0 | 0 | -344326.8984 | 0 | 0 | 0 | -4016.1016 | 0 | 0 | 0 | 0 | 0 | 0 | 0
2016-09-04 10:00 | 0 | 0 | 0 | 0 | 3333.1016 | 0 | 347660 | 0 | 0 | 0 | 487869.0073 | 0 | 0 | 0 | 0 | 0 | 0 | 0 | 0 | 0 | 0 | 0 | 0 | 0 | -344326.8984 | 0 | 0 | 0 | 0 | 0 | 0 | 0 | 0 | 0 | 0 | 0
2016-09-04 11:00 | 0 | 0 | 0 | 0 | 6077.1016 | 0 | 350404 | 0 | 0 | 0 | 143542.1089 | 0 | 0 | 0 | 0 | 0 | 0 | 0 | 0 | 0 | 0 | 0 | 0 | 0 | -344326.8984 | 0 | 0 | 0 | 0 | 0 | 0 | 0 | 0 | 0 | 0 | 0
2016-09-04 12:00 | 0 | 0 | 0 | 0 | 218921.2283 | 258.6628 | 362722 | 0 | 0 | 0 | 0 | 0 | 0 | 0 | 0 | 0 | 0 | 0 | 0 | 0 | 0 | 0 | 0 | 0 | -143542.1089 | 0 | 0 | 0 | 0 | 0 | 0 | 0 | 0 | 0 | 0 | 0
2016-09-04 13:00 | 0 | 0 | 0 | 0 | 166428.3446 | 219177.6554 | 385606 | 0 | 0 | 0 | 0 | 0 | 0 | 0 | 0 | 0 | 0 | 0 | 0 | 0 | 0 | 0 | 0 | 0 | 0 | 0 | 0 | 0 | 0 | 0 | 0 | 0 | 0 | 0 | 0 | 0
2016-09-04 14:00 | 0 | 0 | 0 | 0 | 23521.4103 | 732323.488 | 411518 | 0 | 0 | 0 | 344326.8984 | 0 | 0 | 0 | 0 | 0 | 0 | 0 | 0 | 0 | 0 | 0 | 0 | 0 | 344326.8984 | 0 | 0 | 0 | 0 | 0 | 0 | 0 | 0 | 0 | 0 | 0
2016-09-04 15:00 | 0 | 0 | 0 | 0 | 0 | 781300.8984 | 436974 | 0 | 0 | 0 | 688653.7967 | 0 | 0 | 0 | 0 | 0 | 0 | 0 | 0 | 0 | 0 | 0 | 0 | 0 | 344326.8984 | 0 | 0 | 0 | 0 | 0 | 0 | 0 | 0 | 0 | 0 | 0
2016-09-04 16:00 | 0 | 0 | 0 | 0 | 0 | 806177.8984 | 461851 | 0 | 0 | 0 | 1032980.6951 | 0 | 0 | 0 | 0 | 0 | 0 | 0 | 0 | 0 | 0 | 0 | 0 | 0 | 344326.8984 | 0 | 0 | 0 | 0 | 0 | 0 | 0 | 0 | 0 | 0 | 0
2016-09-04 17:00 | 0 | 0 | 0 | 0 | 0 | 827423.8984 | 483097 | 0 | 0 | 0 | 1377307.5935 | 0 | 0 | 0 | 0 | 0 | 0 | 0 | 0 | 0 | 0 | 0 | 0 | 0 | 344326.8984 | 0 | 0 | 0 | 0 | 0 | 0 | 0 | 0 | 0 | 0 | 0
2016-09-04 18:00 | 0 | 0 | 0 | 0 | 0 | 843970.8984 | 499644 | 0 | 0 | 0 | 1721634.4918 | 0 | 0 | 0 | 0 | 0 | 0 | 0 | 0 | 0 | 0 | 0 | 0 | 0 | 344326.8984 | 0 | 0 | 0 | 0 | 0 | 0 | 0 | 0 | 0 | 0 | 0
2016-09-04 19:00 | 0 | 0 | 0 | 0 | 0 | 856889.8984 | 512563 | 0 | 0 | 0 | 2065961.3902 | 0 | 0 | 0 | 0 | 0 | 0 | 0 | 0 | 0 | 0 | 0 | 0 | 0 | 344326.8984 | 0 | 0 | 0 | 0 | 0 | 0 | 0 | 0 | 0 | 0 | 0
2016-09-04 20:00 | 0 | 0 | 0 | 0 | 0 | 866352.8984 | 522026 | 0 | 0 | 0 | 2410288.2886 | 0 | 0 | 0 | 0 | 0 | 0 | 0 | 0 | 0 | 0 | 0 | 0 | 0 | 344326.8984 | 0 | 0 | 0 | 0 | 0 | 0 | 0 | 0 | 0 | 0 | 0
2016-09-04 21:00 | 0 | 0 | 0 | 0 | 0 | 870656.8984 | 526330 | 0 | 0 | 0 | 2754615.1869 | 0 | 0 | 0 | 0 | 0 | 0 | 0 | 0 | 0 | 0 | 0 | 0 | 0 | 344326.8984 | 0 | 0 | 0 | 0 | 0 | 0 | 0 | 0 | 0 | 0 | 0
2016-09-04 22:00 | 0 | 0 | 0 | 0 | 0 | 866071.8984 | 521745 | 0 | 0 | 0 | 3098942.0853 | 0 | 0 | 0 | 0 | 0 | 0 | 0 | 0 | 0 | 0 | 0 | 0 | 0 | 344326.8984 | 0 | 0 | 0 | 0 | 0 | 0 | 0 | 0 | 0 | 0 | 0
2016-09-04 23:00 | 0 | 0 | 0 | 0 | 0 | 872332.1378 | 509010 | 0 | 0 | 0 | 3443268.9837 | 0 | 0 | 18995.2394 | 0 | 0 | 0 | 0 | 0 | 0 | 0 | 0 | 0 | 0 | 344326.8984 | 0 | 0 | 0 | 18995.2394 | 0 | 0 | 0 | 0 | 0 | 0 | 0
2016-09-05 | 0 | 0 | 0 | 0 | 0 | 586751.7725 | 499706 | 0 | 0 | 0 | 3549309.9956 | 0 | 0 | 0 | 0 | 0 | 0 | 0 | 0 | 0 | 0 | 0 | 0 | 0 | 106041.0119 | 0 | 0 | 0 | -18995.2394 | 0 | 0 | 0 | 0 | 0 | 0 | 0
2016-09-05 01:00 | 0 | 0 | 0 | 0 | 36168.4397 | 104999.6619 | 485495 | 0 | 0 | 0 | 3204983.0972 | 0 | 0 | 0 | 0 | 0 | 0 | 0 | 0 | 0 | 0 | 0 | 0 | 0 | -344326.8984 | 0 | 0 | 0 | 0 | 0 | 0 | 0 | 0 | 0 | 0 | 0
2016-09-05 02:00 | 0 | 0 | 0 | 0 | 118392.2424 | 17.8592 | 462737 | 0 | 0 | 0 | 2860656.1989 | 0 | 0 | 0 | 0 | 0 | 0 | 0 | 0 | 0 | 0 | 0 | 0 | 0 | -344326.8984 | 0 | 0 | 0 | 0 | 0 | 0 | 0 | 0 | 0 | 0 | 0
2016-09-05 03:00 | 0 | 0 | 0 | 0 | 92762.1016 | 0 | 437089 | 0 | 0 | 0 | 2516329.3005 | 0 | 0 | 0 | 0 | 0 | 0 | 0 | 0 | 0 | 0 | 0 | 0 | 0 | -344326.8984 | 0 | 0 | 0 | 0 | 0 | 0 | 0 | 0 | 0 | 0 | 0
2016-09-05 04:00 | 0 | 0 | 0 | 0 | 68048.1016 | 0 | 412375 | 0 | 0 | 0 | 2172002.4021 | 0 | 0 | 0 | 0 | 0 | 0 | 0 | 0 | 0 | 0 | 0 | 0 | 0 | -344326.8984 | 0 | 0 | 0 | 0 | 0 | 0 | 0 | 0 | 0 | 0 | 0
2016-09-05 05:00 | 0 | 0 | 0 | 0 | 45583.1016 | 0 | 389910 | 0 | 0 | 0 | 1827675.5038 | 0 | 0 | 0 | 0 | 0 | 0 | 0 | 0 | 0 | 0 | 0 | 0 | 0 | -344326.8984 | 0 | 0 | 0 | 0 | 0 | 0 | 0 | 0 | 0 | 0 | 0
2016-09-05 06:00 | 0 | 0 | 0 | 0 | 29046.1016 | 0 | 373373 | 0 | 0 | 0 | 1483348.6054 | 0 | 0 | 0 | 0 | 0 | 0 | 0 | 0 | 0 | 0 | 0 | 0 | 0 | -344326.8984 | 0 | 0 | 0 | 0 | 0 | 0 | 0 | 0 | 0 | 0 | 0
2016-09-05 07:00 | 0 | 0 | 0 | 0 | 17302.1016 | 0 | 361629 | 0 | 0 | 0 | 1139021.707 | 0 | 0 | 0 | 0 | 0 | 0 | 0 | 0 | 0 | 0 | 0 | 0 | 0 | -344326.8984 | 0 | 0 | 0 | 0 | 0 | 0 | 0 | 0 | 0 | 0 | 0
2016-09-05 08:00 | 0 | 0 | 0 | 0 | 10574.1016 | 0 | 354901 | 0 | 0 | 0 | 794694.8087 | 0 | 0 | 0 | 0 | 0 | 0 | 0 | 0 | 0 | 0 | 0 | 0 | 0 | -344326.8984 | 0 | 0 | 0 | 0 | 0 | 0 | 0 | 0 | 0 | 0 | 0
2016-09-05 09:00 | 0 | 0 | 0 | 0 | 8870.1016 | 0 | 353197 | 0 | 0 | 0 | 450367.9103 | 0 | 0 | 0 | 0 | 0 | 0 | 0 | 0 | 0 | 0 | 0 | 0 | 0 | -344326.8984 | 0 | 0 | 0 | 0 | 0 | 0 | 0 | 0 | 0 | 0 | 0
2016-09-05 10:00 | 0 | 0 | 0 | 0 | 617483.9272 | 0 | 356613 | 0 | 0 | 0 | 711238.8375 | 0 | 0 | 0 | 0 | 0 | 0 | 0 | 0 | 0 | 0 | 0 | 0 | 0 | 260870.9272 | 0 | 0 | 0 | 0 | 0 | 0 | 0 | 0 | 0 | 0 | 0
2016-09-05 11:00 | 0 | 0 | 0 | 0 | 15178.1016 | 0 | 359505 | 0 | 0 | 0 | 366911.9392 | 0 | 0 | 0 | 0 | 0 | 0 | 0 | 0 | 0 | 0 | 0 | 0 | 0 | -344326.8984 | 0 | 0 | 0 | 0 | 0 | 0 | 0 | 0 | 0 | 0 | 0
2016-09-05 12:00 | 0 | 0 | 0 | 0 | 27128.5298 | 200.5718 | 371656 | 0 | 0 | 0 | 22585.0408 | 0 | 0 | 0 | 0 | 0 | 0 | 0 | 0 | 0 | 0 | 0 | 0 | 0 | -344326.8984 | 0 | 0 | 0 | 0 | 0 | 0 | 0 | 0 | 0 | 0 | 0
2016-09-05 13:00 | 0 | 0 | 0 | 0 | 156580.7259 | 218262.2333 | 397428 | 0 | 0 | 0 | 0 | 0 | 0 | 0 | 0 | 0 | 0 | 0 | 0 | 0 | 0 | 0 | 0 | 0 | -22585.0408 | 0 | 0 | 0 | 0 | 0 | 0 | 0 | 0 | 0 | 0 | 0
2016-09-05 14:00 | 0 | 0 | 0 | 0 | 0 | 773915.8984 | 429589 | 0 | 0 | 0 | 344326.8984 | 0 | 0 | 0 | 0 | 0 | 0 | 0 | 0 | 0 | 0 | 0 | 0 | 0 | 344326.8984 | 0 | 0 | 0 | 0 | 0 | 0 | 0 | 0 | 0 | 0 | 0
2016-09-05 15:00 | 0 | 0 | 0 | 0 | 0 | 805916.8984 | 461590 | 0 | 0 | 0 | 688653.7967 | 0 | 0 | 0 | 0 | 0 | 0 | 0 | 0 | 0 | 0 | 0 | 0 | 0 | 344326.8984 | 0 | 0 | 0 | 0 | 0 | 0 | 0 | 0 | 0 | 0 | 0
2016-09-05 16:00 | 0 | 0 | 0 | 0 | 0 | 834479.8984 | 490153 | 0 | 0 | 0 | 1032980.6951 | 0 | 0 | 0 | 0 | 0 | 0 | 0 | 0 | 0 | 0 | 0 | 0 | 0 | 344326.8984 | 0 | 0 | 0 | 0 | 0 | 0 | 0 | 0 | 0 | 0 | 0
2016-09-05 17:00 | 0 | 0 | 0 | 0 | 0 | 858155.8984 | 513829 | 0 | 0 | 0 | 1377307.5935 | 0 | 0 | 0 | 0 | 0 | 0 | 0 | 0 | 0 | 0 | 0 | 0 | 0 | 344326.8984 | 0 | 0 | 0 | 0 | 0 | 0 | 0 | 0 | 0 | 0 | 0
2016-09-05 18:00 | 0 | 0 | 0 | 0 | 0 | 877129.8984 | 532803 | 0 | 0 | 0 | 1721634.4918 | 0 | 0 | 0 | 0 | 0 | 0 | 0 | 0 | 0 | 0 | 0 | 0 | 0 | 344326.8984 | 0 | 0 | 0 | 0 | 0 | 0 | 0 | 0 | 0 | 0 | 0
2016-09-05 19:00 | 0 | 0 | 0 | 0 | 0 | 891832.8984 | 547506 | 0 | 0 | 0 | 2065961.3902 | 0 | 0 | 0 | 0 | 0 | 0 | 0 | 0 | 0 | 0 | 0 | 0 | 0 | 344326.8984 | 0 | 0 | 0 | 0 | 0 | 0 | 0 | 0 | 0 | 0 | 0
2016-09-05 20:00 | 0 | 0 | 0 | 0 | 0 | 903659.8984 | 559333 | 0 | 0 | 0 | 2410288.2886 | 0 | 0 | 0 | 0 | 0 | 0 | 0 | 0 | 0 | 0 | 0 | 0 | 0 | 344326.8984 | 0 | 0 | 0 | 0 | 0 | 0 | 0 | 0 | 0 | 0 | 0
2016-09-05 21:00 | 0 | 0 | 0 | 0 | 0 | 911569.8984 | 567243 | 0 | 0 | 0 | 2754615.1869 | 0 | 0 | 0 | 0 | 0 | 0 | 0 | 0 | 0 | 0 | 0 | 0 | 0 | 344326.8984 | 0 | 0 | 0 | 0 | 0 | 0 | 0 | 0 | 0 | 0 | 0
2016-09-05 22:00 | 0 | 0 | 0 | 0 | 0 | 930123.1378 | 566801 | 0 | 0 | 0 | 3098942.0853 | 0 | 0 | 18995.2394 | 0 | 0 | 0 | 0 | 0 | 0 | 0 | 0 | 0 | 0 | 344326.8984 | 0 | 0 | 0 | 18995.2394 | 0 | 0 | 0 | 0 | 0 | 0 | 0
2016-09-05 23:00 | 0 | 0 | 0 | 0 | 0 | 887366.874 | 558791 | 0 | 0 | 0 | 3443268.9837 | 0 | 0 | 3244.215 | 0 | 0 | 0 | 0 | 0 | 0 | 0 | 0 | 0 | 0 | 344326.8984 | 0 | 0 | 0 | -15751.0244 | 0 | 0 | 0 | 0 | 0 | 0 | 0
2016-09-06 | 0 | 0 | 0 | 0 | 0 | 575922.2994 | 553560 | 0 | 0 | 0 | 3468875.4981 | 0 | 0 | 0 | 0 | 0 | 0 | 0 | 0 | 0 | 0 | 0 | 0 | 0 | 25606.5145 | 0 | 0 | 0 | -3244.215 | 0 | 0 | 0 | 0 | 0 | 0 | 0
2016-09-06 01:00 | 0 | 0 | 0 | 0 | 94039.1248 | 98286.9768 | 536653 | 0 | 0 | 0 | 3124548.5998 | 0 | 0 | 0 | 0 | 0 | 0 | 0 | 0 | 0 | 0 | 0 | 0 | 0 | -344326.8984 | 0 | 0 | 0 | 0 | 0 | 0 | 0 | 0 | 0 | 0 | 0
2016-09-06 02:00 | 0 | 0 | 0 | 0 | 161080.7844 | 9.3173 | 505417 | 0 | 0 | 0 | 2780221.7014 | 0 | 0 | 0 | 0 | 0 | 0 | 0 | 0 | 0 | 0 | 0 | 0 | 0 | -344326.8984 | 0 | 0 | 0 | 0 | 0 | 0 | 0 | 0 | 0 | 0 | 0
2016-09-06 03:00 | 0 | 0 | 0 | 0 | 127513.1016 | 0 | 471840 | 0 | 0 | 0 | 2435894.803 | 0 | 0 | 0 | 0 | 0 | 0 | 0 | 0 | 0 | 0 | 0 | 0 | 0 | -344326.8984 | 0 | 0 | 0 | 0 | 0 | 0 | 0 | 0 | 0 | 0 | 0
2016-09-06 04:00 | 0 | 0 | 0 | 0 | 97573.1016 | 0 | 441900 | 0 | 0 | 0 | 2091567.9047 | 0 | 0 | 0 | 0 | 0 | 0 | 0 | 0 | 0 | 0 | 0 | 0 | 0 | -344326.8984 | 0 | 0 | 0 | 0 | 0 | 0 | 0 | 0 | 0 | 0 | 0
2016-09-06 05:00 | 0 | 0 | 0 | 0 | 72140.1016 | 0 | 416467 | 0 | 0 | 0 | 1747241.0063 | 0 | 0 | 0 | 0 | 0 | 0 | 0 | 0 | 0 | 0 | 0 | 0 | 0 | -344326.8984 | 0 | 0 | 0 | 0 | 0 | 0 | 0 | 0 | 0 | 0 | 0
2016-09-06 06:00 | 0 | 0 | 0 | 0 | 649307.4506 | 0 | 397731 | 0 | 0 | 0 | 1998817.4569 | 0 | 0 | 0 | 0 | 0 | 0 | 0 | 0 | 0 | 0 | 0 | 0 | 0 | 251576.4506 | 0 | 0 | 0 | 0 | 0 | 0 | 0 | 0 | 0 | 0 | 0
2016-09-06 07:00 | 0 | 0 | 0 | 0 | 41236.1016 | 0 | 385563 | 0 | 0 | 0 | 1654490.5586 | 0 | 0 | 0 | 0 | 0 | 0 | 0 | 0 | 0 | 0 | 0 | 0 | 0 | -344326.8984 | 0 | 0 | 0 | 0 | 0 | 0 | 0 | 0 | 0 | 0 | 0
2016-09-06 08:00 | 0 | 0 | 0 | 0 | 37454.1016 | 0 | 381781 | 0 | 0 | 0 | 1310163.6602 | 0 | 0 | 0 | 0 | 0 | 0 | 0 | 0 | 0 | 0 | 0 | 0 | 0 | -344326.8984 | 0 | 0 | 0 | 0 | 0 | 0 | 0 | 0 | 0 | 0 | 0
2016-09-06 09:00 | 0 | 0 | 0 | 0 | 46087.1016 | 0 | 390414 | 0 | 0 | 0 | 965836.7618 | 0 | 0 | 0 | 0 | 0 | 0 | 0 | 0 | 0 | 0 | 0 | 0 | 0 | -344326.8984 | 0 | 0 | 0 | 0 | 0 | 0 | 0 | 0 | 0 | 0 | 0
2016-09-06 10:00 | 0 | 0 | 0 | 0 | 70212.1016 | 0 | 414539 | 0 | 0 | 0 | 621509.8635 | 0 | 0 | 0 | 0 | 0 | 0 | 0 | 0 | 0 | 0 | 0 | 0 | 0 | -344326.8984 | 0 | 0 | 0 | 0 | 0 | 0 | 0 | 0 | 0 | 0 | 0
2016-09-06 11:00 | 0 | 0 | 0 | 0 | 561047.2342 | 0 | 437133 | 0 | 0 | 0 | 745424.0976 | 0 | 0 | 0 | 0 | 0 | 0 | 0 | 0 | 0 | 0 | 0 | 0 | 0 | 123914.2342 | 0 | 0 | 0 | 0 | 0 | 0 | 0 | 0 | 0 | 0 | 0
2016-09-06 12:00 | 0 | 0 | 0 | 0 | 112577.1875 | 142.9141 | 457047 | 0 | 0 | 0 | 401097.1993 | 0 | 0 | 0 | 0 | 0 | 0 | 0 | 0 | 0 | 0 | 0 | 0 | 0 | -344326.8984 | 0 | 0 | 0 | 0 | 0 | 0 | 0 | 0 | 0 | 0 | 0
2016-09-06 13:00 | 0 | 0 | 0 | 0 | 0 | 194239.7153 | 482950 | 0 | 0 | 0 | 112386.9146 | 0 | 0 | 0 | 0 | 0 | 0 | 0 | 0 | 0 | 0 | 0 | 0 | 0 | -288710.2847 | 0 | 0 | 0 | 0 | 0 | 0 | 0 | 0 | 0 | 0 | 0
2016-09-06 14:00 | 0 | 0 | 0 | 0 | 121989.4461 | 735591.4522 | 513254 | 0 | 0 | 0 | 456713.8129 | 0 | 0 | 0 | 0 | 0 | 0 | 0 | 0 | 0 | 0 | 0 | 0 | 0 | 344326.8984 | 0 | 0 | 0 | 0 | 0 | 0 | 0 | 0 | 0 | 0 | 0
2016-09-06 15:00 | 0 | 0 | 0 | 0 | 0 | 887592.8984 | 543266 | 0 | 0 | 0 | 801040.7113 | 0 | 0 | 0 | 0 | 0 | 0 | 0 | 0 | 0 | 0 | 0 | 0 | 0 | 344326.8984 | 0 | 0 | 0 | 0 | 0 | 0 | 0 | 0 | 0 | 0 | 0
2016-09-06 16:00 | 0 | 0 | 0 | 0 | 0 | 914824.8984 | 570498 | 0 | 0 | 0 | 1145367.6097 | 0 | 0 | 0 | 0 | 0 | 0 | 0 | 0 | 0 | 0 | 0 | 0 | 0 | 344326.8984 | 0 | 0 | 0 | 0 | 0 | 0 | 0 | 0 | 0 | 0 | 0
2016-09-06 17:00 | 0 | 0 | 0 | 0 | 0 | 945374.4782 | 596132 | 0 | 0 | 0 | 1489694.508 | 0 | 0 | 4915.5798 | 0 | 0 | 0 | 0 | 0 | 0 | 0 | 0 | 0 | 0 | 344326.8984 | 0 | 0 | 0 | 4915.5798 | 0 | 0 | 0 | 0 | 0 | 0 | 0
2016-09-06 18:00 | 0 | 0 | 0 | 0 | 0 | 974744.558 | 616338 | 0 | 0 | 0 | 1834021.4064 | 0 | 0 | 18995.2394 | 0 | 0 | 0 | 0 | 0 | 0 | 0 | 0 | 0 | 0 | 344326.8984 | 0 | 0 | 0 | 14079.6596 | 0 | 0 | 0 | 0 | 0 | 0 | 0
2016-09-06 19:00 | 0 | 0 | 0 | 0 | 0 | 938244.431 | 630808 | 0 | 0 | 0 | 2160453.0768 | 0 | 0 | 0 | 0 | 0 | 0 | 0 | 0 | 0 | 0 | 0 | 0 | 0 | 326431.6705 | 0 | 0 | 0 | -18995.2394 | 0 | 0 | 0 | 0 | 0 | 0 | 0
2016-09-06 20:00 | 0 | 0 | 0 | 0 | 0 | 903498.1404 | 640366 | 0 | 0 | 0 | 2423585.2173 | 0 | 0 | 0 | 0 | 0 | 0 | 0 | 0 | 0 | 0 | 0 | 0 | 0 | 263132.1404 | 0 | 0 | 0 | 0 | 0 | 0 | 0 | 0 | 0 | 0 | 0
2016-09-06 21:00 | 0 | 0 | 0 | 0 | 0 | 855668.2337 | 643927 | 0 | 0 | 0 | 2635326.4509 | 0 | 0 | 0 | 0 | 0 | 0 | 0 | 0 | 0 | 0 | 0 | 0 | 0 | 211741.2337 | 0 | 0 | 0 | 0 | 0 | 0 | 0 | 0 | 0 | 0 | 0
2016-09-06 22:00 | 0 | 0 | 0 | 0 | 0 | 782752.8956 | 637359 | 0 | 0 | 0 | 2780720.3466 | 0 | 0 | 0 | 0 | 0 | 0 | 0 | 0 | 0 | 0 | 0 | 0 | 0 | 145393.8956 | 0 | 0 | 0 | 0 | 0 | 0 | 0 | 0 | 0 | 0 | 0
2016-09-06 23:00 | 0 | 0 | 0 | 0 | 0 | 648284.5767 | 624075 | 0 | 0 | 0 | 2804929.9233 | 0 | 0 | 0 | 0 | 0 | 0 | 0 | 0 | 0 | 0 | 0 | 0 | 0 | 24209.5767 | 0 | 0 | 0 | 0 | 0 | 0 | 0 | 0 | 0 | 0 | 0
2016-09-07 | 0 | 0 | 0 | 0 | 0 | 436988.796 | 613268 | 0 | 0 | 0 | 2628650.7192 | 0 | 0 | 0 | 0 | 0 | 0 | 0 | 0 | 0 | 0 | 0 | 0 | 0 | -176279.204 | 0 | 0 | 0 | 0 | 0 | 0 | 0 | 0 | 0 | 0 | 0
2016-09-07 01:00 | 0 | 0 | 0 | 0 | 588829.4474 | 90926.8026 | 590777 | 0 | 0 | 0 | 2717629.9692 | 0 | 0 | 0 | 0 | 0 | 0 | 0 | 0 | 0 | 0 | 0 | 0 | 0 | 88979.25 | 0 | 0 | 0 | 0 | 0 | 0 | 0 | 0 | 0 | 0 | 0
2016-09-07 02:00 | 0 | 0 | 0 | 0 | 617177.6878 | 7.3652 | 555333 | 0 | 0 | 0 | 2779482.0222 | 0 | 0 | 0 | 0 | 0 | 0 | 0 | 0 | 0 | 0 | 0 | 0 | 0 | 61852.053 | 0 | 0 | 0 | 0 | 0 | 0 | 0 | 0 | 0 | 0 | 0
2016-09-07 03:00 | 0 | 0 | 0 | 0 | 173921.1016 | 0 | 518248 | 0 | 0 | 0 | 2435155.1239 | 0 | 0 | 0 | 0 | 0 | 0 | 0 | 0 | 0 | 0 | 0 | 0 | 0 | -344326.8984 | 0 | 0 | 0 | 0 | 0 | 0 | 0 | 0 | 0 | 0 | 0
2016-09-07 04:00 | 0 | 0 | 0 | 0 | 138816.1016 | 0 | 483143 | 0 | 0 | 0 | 2090828.2255 | 0 | 0 | 0 | 0 | 0 | 0 | 0 | 0 | 0 | 0 | 0 | 0 | 0 | -344326.8984 | 0 | 0 | 0 | 0 | 0 | 0 | 0 | 0 | 0 | 0 | 0
2016-09-07 05:00 | 0 | 0 | 0 | 0 | 109270.1016 | 0 | 453597 | 0 | 0 | 0 | 1746501.3271 | 0 | 0 | 0 | 0 | 0 | 0 | 0 | 0 | 0 | 0 | 0 | 0 | 0 | -344326.8984 | 0 | 0 | 0 | 0 | 0 | 0 | 0 | 0 | 0 | 0 | 0
2016-09-07 06:00 | 0 | 0 | 0 | 0 | 587609.1772 | 0 | 430734 | 0 | 0 | 0 | 1903376.5043 | 0 | 0 | 0 | 0 | 0 | 0 | 0 | 0 | 0 | 0 | 0 | 0 | 0 | 156875.1772 | 0 | 0 | 0 | 0 | 0 | 0 | 0 | 0 | 0 | 0 | 0
2016-09-07 07:00 | 0 | 0 | 0 | 0 | 70909.1016 | 0 | 415236 | 0 | 0 | 0 | 1559049.6059 | 0 | 0 | 0 | 0 | 0 | 0 | 0 | 0 | 0 | 0 | 0 | 0 | 0 | -344326.8984 | 0 | 0 | 0 | 0 | 0 | 0 | 0 | 0 | 0 | 0 | 0
2016-09-07 08:00 | 0 | 0 | 0 | 0 | 64676.1016 | 0 | 409003 | 0 | 0 | 0 | 1214722.7076 | 0 | 0 | 0 | 0 | 0 | 0 | 0 | 0 | 0 | 0 | 0 | 0 | 0 | -344326.8984 | 0 | 0 | 0 | 0 | 0 | 0 | 0 | 0 | 0 | 0 | 0
2016-09-07 09:00 | 0 | 0 | 0 | 0 | 528208.4975 | 0 | 416585 | 0 | 0 | 0 | 1326346.2051 | 0 | 0 | 0 | 0 | 0 | 0 | 0 | 0 | 0 | 0 | 0 | 0 | 0 | 111623.4975 | 0 | 0 | 0 | 0 | 0 | 0 | 0 | 0 | 0 | 0 | 0
2016-09-07 10:00 | 0 | 0 | 0 | 0 | 95711.1016 | 0 | 440038 | 0 | 0 | 0 | 982019.3067 | 0 | 0 | 0 | 0 | 0 | 0 | 0 | 0 | 0 | 0 | 0 | 0 | 0 | -344326.8984 | 0 | 0 | 0 | 0 | 0 | 0 | 0 | 0 | 0 | 0 | 0
2016-09-07 11:00 | 0 | 0 | 0 | 0 | 116098.1016 | 0 | 460425 | 0 | 0 | 0 | 637692.4084 | 0 | 0 | 0 | 0 | 0 | 0 | 0 | 0 | 0 | 0 | 0 | 0 | 0 | -344326.8984 | 0 | 0 | 0 | 0 | 0 | 0 | 0 | 0 | 0 | 0 | 0
2016-09-07 12:00 | 0 | 0 | 0 | 0 | 469958.0091 | 42.0869 | 478984 | 0 | 0 | 0 | 628708.5044 | 0 | 0 | 0 | 0 | 0 | 0 | 0 | 0 | 0 | 0 | 0 | 0 | 0 | -8983.904 | 0 | 0 | 0 | 0 | 0 | 0 | 0 | 0 | 0 | 0 | 0
2016-09-07 13:00 | 0 | 0 | 0 | 0 | 51434.5117 | 106889.5899 | 502651 | 0 | 0 | 0 | 284381.606 | 0 | 0 | 0 | 0 | 0 | 0 | 0 | 0 | 0 | 0 | 0 | 0 | 0 | -344326.8984 | 0 | 0 | 0 | 0 | 0 | 0 | 0 | 0 | 0 | 0 | 0
2016-09-07 14:00 | 0 | 0 | 0 | 0 | 347588.8429 | 528294.0554 | 531556 | 0 | 0 | 0 | 628708.5044 | 0 | 0 | 0 | 0 | 0 | 0 | 0 | 0 | 0 | 0 | 0 | 0 | 0 | 344326.8984 | 0 | 0 | 0 | 0 | 0 | 0 | 0 | 0 | 0 | 0 | 0
2016-09-07 15:00 | 0 | 0 | 0 | 0 | 116262.7526 | 789132.1458 | 561068 | 0 | 0 | 0 | 973035.4028 | 0 | 0 | 0 | 0 | 0 | 0 | 0 | 0 | 0 | 0 | 0 | 0 | 0 | 344326.8984 | 0 | 0 | 0 | 0 | 0 | 0 | 0 | 0 | 0 | 0 | 0
2016-09-07 16:00 | 0 | 0 | 0 | 0 | 0 | 850385.5441 | 589066 | 0 | 0 | 0 | 1234354.9469 | 0 | 0 | 0 | 0 | 0 | 0 | 0 | 0 | 0 | 0 | 0 | 0 | 0 | 261319.5441 | 0 | 0 | 0 | 0 | 0 | 0 | 0 | 0 | 0 | 0 | 0
2016-09-07 17:00 | 0 | 0 | 0 | 0 | 0 | 873062.7761 | 612874 | 0 | 0 | 0 | 1494543.723 | 0 | 0 | 0 | 0 | 0 | 0 | 0 | 0 | 0 | 0 | 0 | 0 | 0 | 260188.7761 | 0 | 0 | 0 | 0 | 0 | 0 | 0 | 0 | 0 | 0 | 0
2016-09-07 18:00 | 0 | 0 | 0 | 0 | 100277.4964 | 875696.402 | 631647 | 0 | 0 | 0 | 1838870.6214 | 0 | 0 | 0 | 0 | 0 | 0 | 0 | 0 | 0 | 0 | 0 | 0 | 0 | 344326.8984 | 0 | 0 | 0 | 0 | 0 | 0 | 0 | 0 | 0 | 0 | 0
2016-09-07 19:00 | 0 | 0 | 0 | 0 | 0 | 864377.4969 | 644930 | 0 | 0 | 0 | 2058318.1183 | 0 | 0 | 0 | 0 | 0 | 0 | 0 | 0 | 0 | 0 | 0 | 0 | 0 | 219447.4969 | 0 | 0 | 0 | 0 | 0 | 0 | 0 | 0 | 0 | 0 | 0
2016-09-07 20:00 | 0 | 0 | 0 | 0 | 0 | 851635.5157 | 653355 | 0 | 0 | 0 | 2256598.6339 | 0 | 0 | 0 | 0 | 0 | 0 | 0 | 0 | 0 | 0 | 0 | 0 | 0 | 198280.5157 | 0 | 0 | 0 | 0 | 0 | 0 | 0 | 0 | 0 | 0 | 0
2016-09-07 21:00 | 0 | 0 | 0 | 0 | 0 | 821539.8495 | 656020 | 0 | 0 | 0 | 2422118.4834 | 0 | 0 | 0 | 0 | 0 | 0 | 0 | 0 | 0 | 0 | 0 | 0 | 0 | 165519.8495 | 0 | 0 | 0 | 0 | 0 | 0 | 0 | 0 | 0 | 0 | 0
2016-09-07 22:00 | 0 | 0 | 0 | 0 | 0 | 768018.3387 | 648378 | 0 | 0 | 0 | 2541758.8221 | 0 | 0 | 0 | 0 | 0 | 0 | 0 | 0 | 0 | 0 | 0 | 0 | 0 | 119640.3387 | 0 | 0 | 0 | 0 | 0 | 0 | 0 | 0 | 0 | 0 | 0
2016-09-07 23:00 | 0 | 0 | 0 | 0 | 0 | 647214.978 | 635022 | 0 | 0 | 0 | 2553951.8001 | 0 | 0 | 0 | 0 | 0 | 0 | 0 | 0 | 0 | 0 | 0 | 0 | 0 | 12192.978 | 0 | 0 | 0 | 0 | 0 | 0 | 0 | 0 | 0 | 0 | 0
2016-09-08 | 0 | 0 | 0 | 0 | 0 | 433909.431 | 623500 | 0 | 0 | 0 | 2364361.2311 | 0 | 0 | 0 | 0 | 0 | 0 | 0 | 0 | 0 | 0 | 0 | 0 | 0 | -189590.569 | 0 | 0 | 0 | 0 | 0 | 0 | 0 | 0 | 0 | 0 | 0
2016-09-08 01:00 | 0 | 0 | 0 | 0 | 181398.0941 | 74896.0076 | 600621 | 0 | 0 | 0 | 2020034.3327 | 0 | 0 | 0 | 0 | 0 | 0 | 0 | 0 | 0 | 0 | 0 | 0 | 0 | -344326.8984 | 0 | 0 | 0 | 0 | 0 | 0 | 0 | 0 | 0 | 0 | 0
2016-09-08 02:00 | 0 | 0 | 0 | 0 | 763085.0423 | 3.2257 | 564849 | 0 | 0 | 0 | 2218273.6008 | 0 | 0 | 0 | 0 | 0 | 0 | 0 | 0 | 0 | 0 | 0 | 0 | 0 | 198239.268 | 0 | 0 | 0 | 0 | 0 | 0 | 0 | 0 | 0 | 0 | 0
2016-09-08 03:00 | 0 | 0 | 0 | 0 | 181280.1016 | 0 | 525607 | 0 | 0 | 0 | 1873946.7024 | 0 | 0 | 0 | 0 | 0 | 0 | 0 | 0 | 0 | 0 | 0 | 0 | 0 | -344326.8984 | 0 | 0 | 0 | 0 | 0 | 0 | 0 | 0 | 0 | 0 | 0
2016-09-08 04:00 | 0 | 0 | 0 | 0 | 146094.1016 | 0 | 490421 | 0 | 0 | 0 | 1529619.804 | 0 | 0 | 0 | 0 | 0 | 0 | 0 | 0 | 0 | 0 | 0 | 0 | 0 | -344326.8984 | 0 | 0 | 0 | 0 | 0 | 0 | 0 | 0 | 0 | 0 | 0
2016-09-08 05:00 | 0 | 0 | 0 | 0 | 116837.1016 | 0 | 461164 | 0 | 0 | 0 | 1185292.9057 | 0 | 0 | 0 | 0 | 0 | 0 | 0 | 0 | 0 | 0 | 0 | 0 | 0 | -344326.8984 | 0 | 0 | 0 | 0 | 0 | 0 | 0 | 0 | 0 | 0 | 0
2016-09-08 06:00 | 0 | 0 | 0 | 0 | 643122.2778 | 0 | 438309 | 0 | 0 | 0 | 1390106.1834 | 0 | 0 | 0 | 0 | 0 | 0 | 0 | 0 | 0 | 0 | 0 | 0 | 0 | 204813.2778 | 0 | 0 | 0 | 0 | 0 | 0 | 0 | 0 | 0 | 0 | 0
2016-09-08 07:00 | 0 | 0 | 0 | 0 | 78696.1016 | 0 | 423023 | 0 | 0 | 0 | 1045779.285 | 0 | 0 | 0 | 0 | 0 | 0 | 0 | 0 | 0 | 0 | 0 | 0 | 0 | -344326.8984 | 0 | 0 | 0 | 0 | 0 | 0 | 0 | 0 | 0 | 0 | 0
2016-09-08 08:00 | 0 | 0 | 0 | 0 | 72141.1016 | 0 | 416468 | 0 | 0 | 0 | 701452.3867 | 0 | 0 | 0 | 0 | 0 | 0 | 0 | 0 | 0 | 0 | 0 | 0 | 0 | -344326.8984 | 0 | 0 | 0 | 0 | 0 | 0 | 0 | 0 | 0 | 0 | 0
2016-09-08 09:00 | 0 | 0 | 0 | 0 | 544026.9835 | 0 | 424161 | 0 | 0 | 0 | 821318.3702 | 0 | 0 | 0 | 0 | 0 | 0 | 0 | 0 | 0 | 0 | 0 | 0 | 0 | 119865.9835 | 0 | 0 | 0 | 0 | 0 | 0 | 0 | 0 | 0 | 0 | 0
2016-09-08 10:00 | 0 | 0 | 0 | 0 | 104092.1016 | 0 | 448419 | 0 | 0 | 0 | 476991.4719 | 0 | 0 | 0 | 0 | 0 | 0 | 0 | 0 | 0 | 0 | 0 | 0 | 0 | -344326.8984 | 0 | 0 | 0 | 0 | 0 | 0 | 0 | 0 | 0 | 0 | 0
2016-09-08 11:00 | 0 | 0 | 0 | 0 | 125230.1016 | 0 | 469557 | 0 | 0 | 0 | 132664.5735 | 0 | 0 | 0 | 0 | 0 | 0 | 0 | 0 | 0 | 0 | 0 | 0 | 0 | -344326.8984 | 0 | 0 | 0 | 0 | 0 | 0 | 0 | 0 | 0 | 0 | 0
2016-09-08 12:00 | 0 | 0 | 0 | 0 | 467604.4776 | 68.2528 | 484677 | 0 | 0 | 0 | 115660.3039 | 0 | 0 | 0 | 0 | 0 | 0 | 0 | 0 | 0 | 0 | 0 | 0 | 0 | -17004.2696 | 0 | 0 | 0 | 0 | 0 | 0 | 0 | 0 | 0 | 0 | 0
2016-09-08 13:00 | 0 | 0 | 0 | 0 | 308715.4287 | 167055.0291 | 506377 | 0 | 0 | 0 | 85053.7617 | 0 | 0 | 0 | 0 | 0 | 0 | 0 | 0 | 0 | 0 | 0 | 0 | 0 | -30606.5422 | 0 | 0 | 0 | 0 | 0 | 0 | 0 | 0 | 0 | 0 | 0
2016-09-08 14:00 | 0 | 0 | 0 | 0 | 0 | 731236.0259 | 535641 | 0 | 0 | 0 | 280648.7876 | 0 | 0 | 0 | 0 | 0 | 0 | 0 | 0 | 0 | 0 | 0 | 0 | 0 | 195595.0259 | 0 | 0 | 0 | 0 | 0 | 0 | 0 | 0 | 0 | 0 | 0
2016-09-08 15:00 | 0 | 0 | 0 | 0 | 0 | 908637.8984 | 564311 | 0 | 0 | 0 | 624975.686 | 0 | 0 | 0 | 0 | 0 | 0 | 0 | 0 | 0 | 0 | 0 | 0 | 0 | 344326.8984 | 0 | 0 | 0 | 0 | 0 | 0 | 0 | 0 | 0 | 0 | 0
2016-09-08 16:00 | 0 | 0 | 0 | 0 | 0 | 935378.8984 | 591052 | 0 | 0 | 0 | 969302.5844 | 0 | 0 | 0 | 0 | 0 | 0 | 0 | 0 | 0 | 0 | 0 | 0 | 0 | 344326.8984 | 0 | 0 | 0 | 0 | 0 | 0 | 0 | 0 | 0 | 0 | 0
2016-09-08 17:00 | 0 | 0 | 0 | 0 | 0 | 959145.8984 | 614819 | 0 | 0 | 0 | 1313629.4827 | 0 | 0 | 0 | 0 | 0 | 0 | 0 | 0 | 0 | 0 | 0 | 0 | 0 | 344326.8984 | 0 | 0 | 0 | 0 | 0 | 0 | 0 | 0 | 0 | 0 | 0
2016-09-08 18:00 | 0 | 0 | 0 | 0 | 0 | 977839.8984 | 633513 | 0 | 0 | 0 | 1657956.3811 | 0 | 0 | 0 | 0 | 0 | 0 | 0 | 0 | 0 | 0 | 0 | 0 | 0 | 344326.8984 | 0 | 0 | 0 | 0 | 0 | 0 | 0 | 0 | 0 | 0 | 0
2016-09-08 19:00 | 0 | 0 | 0 | 0 | 0 | 990907.8984 | 646581 | 0 | 0 | 0 | 2002283.2795 | 0 | 0 | 0 | 0 | 0 | 0 | 0 | 0 | 0 | 0 | 0 | 0 | 0 | 344326.8984 | 0 | 0 | 0 | 0 | 0 | 0 | 0 | 0 | 0 | 0 | 0
2016-09-08 20:00 | 0 | 0 | 0 | 0 | 0 | 999281.8984 | 654955 | 0 | 0 | 0 | 2346610.1778 | 0 | 0 | 0 | 0 | 0 | 0 | 0 | 0 | 0 | 0 | 0 | 0 | 0 | 344326.8984 | 0 | 0 | 0 | 0 | 0 | 0 | 0 | 0 | 0 | 0 | 0
2016-09-08 21:00 | 0 | 0 | 0 | 0 | 0 | 1014714.3326 | 657602 | 0 | 0 | 0 | 2690937.0762 | 0 | 0 | 12785.4342 | 0 | 0 | 0 | 0 | 0 | 0 | 0 | 0 | 0 | 0 | 344326.8984 | 0 | 0 | 0 | 12785.4342 | 0 | 0 | 0 | 0 | 0 | 0 | 0
2016-09-08 22:00 | 0 | 0 | 0 | 0 | 0 | 999757.7035 | 649221 | 0 | 0 | 0 | 3035263.9746 | 0 | 0 | 18995.2394 | 0 | 0 | 0 | 0 | 0 | 0 | 0 | 0 | 0 | 0 | 344326.8984 | 0 | 0 | 0 | 6209.8052 | 0 | 0 | 0 | 0 | 0 | 0 | 0
2016-09-08 23:00 | 0 | 0 | 0 | 0 | 0 | 859948.1236 | 636235 | 0 | 0 | 0 | 3277972.3376 | 0 | 0 | 0 | 0 | 0 | 0 | 0 | 0 | 0 | 0 | 0 | 0 | 0 | 242708.363 | 0 | 0 | 0 | -18995.2394 | 0 | 0 | 0 | 0 | 0 | 0 | 0
2016-09-09 | 0 | 0 | 0 | 0 | 0 | 589014.0769 | 625267 | 0 | 0 | 0 | 3241719.4145 | 0 | 0 | 0 | 0 | 0 | 0 | 0 | 0 | 0 | 0 | 0 | 0 | 0 | -36252.9231 | 0 | 0 | 0 | 0 | 0 | 0 | 0 | 0 | 0 | 0 | 0
2016-09-09 01:00 | 0 | 0 | 0 | 0 | 175321.6581 | 82240.4435 | 601889 | 0 | 0 | 0 | 2897392.5161 | 0 | 0 | 0 | 0 | 0 | 0 | 0 | 0 | 0 | 0 | 0 | 0 | 0 | -344326.8984 | 0 | 0 | 0 | 0 | 0 | 0 | 0 | 0 | 0 | 0 | 0
2016-09-09 02:00 | 0 | 0 | 0 | 0 | 220589.7449 | 1.3567 | 564918 | 0 | 0 | 0 | 2553065.6178 | 0 | 0 | 0 | 0 | 0 | 0 | 0 | 0 | 0 | 0 | 0 | 0 | 0 | -344326.8984 | 0 | 0 | 0 | 0 | 0 | 0 | 0 | 0 | 0 | 0 | 0
2016-09-09 03:00 | 0 | 0 | 0 | 0 | 182603.1016 | 0 | 526930 | 0 | 0 | 0 | 2208738.7194 | 0 | 0 | 0 | 0 | 0 | 0 | 0 | 0 | 0 | 0 | 0 | 0 | 0 | -344326.8984 | 0 | 0 | 0 | 0 | 0 | 0 | 0 | 0 | 0 | 0 | 0
2016-09-09 04:00 | 0 | 0 | 0 | 0 | 147124.1016 | 0 | 491451 | 0 | 0 | 0 | 1864411.821 | 0 | 0 | 0 | 0 | 0 | 0 | 0 | 0 | 0 | 0 | 0 | 0 | 0 | -344326.8984 | 0 | 0 | 0 | 0 | 0 | 0 | 0 | 0 | 0 | 0 | 0
2016-09-09 05:00 | 0 | 0 | 0 | 0 | 658791.5987 | 0 | 461648 | 0 | 0 | 0 | 2061555.4197 | 0 | 0 | 0 | 0 | 0 | 0 | 0 | 0 | 0 | 0 | 0 | 0 | 0 | 197143.5987 | 0 | 0 | 0 | 0 | 0 | 0 | 0 | 0 | 0 | 0 | 0
2016-09-09 06:00 | 0 | 0 | 0 | 0 | 93883.1016 | 0 | 438210 | 0 | 0 | 0 | 1717228.5214 | 0 | 0 | 0 | 0 | 0 | 0 | 0 | 0 | 0 | 0 | 0 | 0 | 0 | -344326.8984 | 0 | 0 | 0 | 0 | 0 | 0 | 0 | 0 | 0 | 0 | 0
2016-09-09 07:00 | 0 | 0 | 0 | 0 | 78096.1016 | 0 | 422423 | 0 | 0 | 0 | 1372901.623 | 0 | 0 | 0 | 0 | 0 | 0 | 0 | 0 | 0 | 0 | 0 | 0 | 0 | -344326.8984 | 0 | 0 | 0 | 0 | 0 | 0 | 0 | 0 | 0 | 0 | 0
2016-09-09 08:00 | 0 | 0 | 0 | 0 | 71594.1016 | 0 | 415921 | 0 | 0 | 0 | 1028574.7246 | 0 | 0 | 0 | 0 | 0 | 0 | 0 | 0 | 0 | 0 | 0 | 0 | 0 | -344326.8984 | 0 | 0 | 0 | 0 | 0 | 0 | 0 | 0 | 0 | 0 | 0
2016-09-09 09:00 | 0 | 0 | 0 | 0 | 78891.1016 | 0 | 423218 | 0 | 0 | 0 | 684247.8263 | 0 | 0 | 0 | 0 | 0 | 0 | 0 | 0 | 0 | 0 | 0 | 0 | 0 | -344326.8984 | 0 | 0 | 0 | 0 | 0 | 0 | 0 | 0 | 0 | 0 | 0
2016-09-09 10:00 | 0 | 0 | 0 | 0 | 524980.9789 | 0 | 446054 | 0 | 0 | 0 | 763174.8052 | 0 | 0 | 0 | 0 | 0 | 0 | 0 | 0 | 0 | 0 | 0 | 0 | 0 | 78926.9789 | 0 | 0 | 0 | 0 | 0 | 0 | 0 | 0 | 0 | 0 | 0
2016-09-09 11:00 | 0 | 0 | 0 | 0 | 123054.1016 | 0 | 467381 | 0 | 0 | 0 | 418847.9068 | 0 | 0 | 0 | 0 | 0 | 0 | 0 | 0 | 0 | 0 | 0 | 0 | 0 | -344326.8984 | 0 | 0 | 0 | 0 | 0 | 0 | 0 | 0 | 0 | 0 | 0
2016-09-09 12:00 | 0 | 0 | 0 | 0 | 138596.7413 | 69.3603 | 482993 | 0 | 0 | 0 | 74521.0084 | 0 | 0 | 0 | 0 | 0 | 0 | 0 | 0 | 0 | 0 | 0 | 0 | 0 | -344326.8984 | 0 | 0 | 0 | 0 | 0 | 0 | 0 | 0 | 0 | 0 | 0
2016-09-09 13:00 | 0 | 0 | 0 | 0 | 243695.8987 | 188225.0928 | 506442 | 0 | 0 | 0 | 0 | 0 | 0 | 0 | 0 | 0 | 0 | 0 | 0 | 0 | 0 | 0 | 0 | 0 | -74521.0084 | 0 | 0 | 0 | 0 | 0 | 0 | 0 | 0 | 0 | 0 | 0
2016-09-09 14:00 | 0 | 0 | 0 | 0 | 99446.5536 | 779604.3448 | 534724 | 0 | 0 | 0 | 344326.8984 | 0 | 0 | 0 | 0 | 0 | 0 | 0 | 0 | 0 | 0 | 0 | 0 | 0 | 344326.8984 | 0 | 0 | 0 | 0 | 0 | 0 | 0 | 0 | 0 | 0 | 0
2016-09-09 15:00 | 0 | 0 | 0 | 0 | 0 | 907340.8984 | 563014 | 0 | 0 | 0 | 688653.7967 | 0 | 0 | 0 | 0 | 0 | 0 | 0 | 0 | 0 | 0 | 0 | 0 | 0 | 344326.8984 | 0 | 0 | 0 | 0 | 0 | 0 | 0 | 0 | 0 | 0 | 0
2016-09-09 16:00 | 0 | 0 | 0 | 0 | 0 | 932651.8984 | 588325 | 0 | 0 | 0 | 1032980.6951 | 0 | 0 | 0 | 0 | 0 | 0 | 0 | 0 | 0 | 0 | 0 | 0 | 0 | 344326.8984 | 0 | 0 | 0 | 0 | 0 | 0 | 0 | 0 | 0 | 0 | 0
2016-09-09 17:00 | 0 | 0 | 0 | 0 | 0 | 955834.8984 | 611508 | 0 | 0 | 0 | 1377307.5935 | 0 | 0 | 0 | 0 | 0 | 0 | 0 | 0 | 0 | 0 | 0 | 0 | 0 | 344326.8984 | 0 | 0 | 0 | 0 | 0 | 0 | 0 | 0 | 0 | 0 | 0
2016-09-09 18:00 | 0 | 0 | 0 | 0 | 0 | 973478.8984 | 629152 | 0 | 0 | 0 | 1721634.4918 | 0 | 0 | 0 | 0 | 0 | 0 | 0 | 0 | 0 | 0 | 0 | 0 | 0 | 344326.8984 | 0 | 0 | 0 | 0 | 0 | 0 | 0 | 0 | 0 | 0 | 0
2016-09-09 19:00 | 0 | 0 | 0 | 0 | 0 | 985221.8984 | 640895 | 0 | 0 | 0 | 2065961.3902 | 0 | 0 | 0 | 0 | 0 | 0 | 0 | 0 | 0 | 0 | 0 | 0 | 0 | 344326.8984 | 0 | 0 | 0 | 0 | 0 | 0 | 0 | 0 | 0 | 0 | 0
2016-09-09 20:00 | 0 | 0 | 0 | 0 | 0 | 992303.8984 | 647977 | 0 | 0 | 0 | 2410288.2886 | 0 | 0 | 0 | 0 | 0 | 0 | 0 | 0 | 0 | 0 | 0 | 0 | 0 | 344326.8984 | 0 | 0 | 0 | 0 | 0 | 0 | 0 | 0 | 0 | 0 | 0
2016-09-09 21:00 | 0 | 0 | 0 | 0 | 0 | 991840.8984 | 647514 | 0 | 0 | 0 | 2754615.1869 | 0 | 0 | 0 | 0 | 0 | 0 | 0 | 0 | 0 | 0 | 0 | 0 | 0 | 344326.8984 | 0 | 0 | 0 | 0 | 0 | 0 | 0 | 0 | 0 | 0 | 0
2016-09-09 22:00 | 0 | 0 | 0 | 0 | 0 | 998329.1378 | 635007 | 0 | 0 | 0 | 3098942.0853 | 0 | 0 | 18995.2394 | 0 | 0 | 0 | 0 | 0 | 0 | 0 | 0 | 0 | 0 | 344326.8984 | 0 | 0 | 0 | 18995.2394 | 0 | 0 | 0 | 0 | 0 | 0 | 0
2016-09-09 23:00 | 0 | 0 | 0 | 0 | 0 | 875151.6478 | 616608 | 0 | 0 | 0 | 3376480.9725 | 0 | 0 | 0 | 0 | 0 | 0 | 0 | 0 | 0 | 0 | 0 | 0 | 0 | 277538.8872 | 0 | 0 | 0 | -18995.2394 | 0 | 0 | 0 | 0 | 0 | 0 | 0
2016-09-10 | 0 | 0 | 0 | 0 | 0 | 570131.4866 | 602141 | 0 | 0 | 0 | 3344471.4591 | 0 | 0 | 0 | 0 | 0 | 0 | 0 | 0 | 0 | 0 | 0 | 0 | 0 | -32009.5134 | 0 | 0 | 0 | 0 | 0 | 0 | 0 | 0 | 0 | 0 | 0
2016-09-10 01:00 | 0 | 0 | 0 | 0 | 152092.3526 | 82870.749 | 579290 | 0 | 0 | 0 | 3000144.5608 | 0 | 0 | 0 | 0 | 0 | 0 | 0 | 0 | 0 | 0 | 0 | 0 | 0 | -344326.8984 | 0 | 0 | 0 | 0 | 0 | 0 | 0 | 0 | 0 | 0 | 0
2016-09-10 02:00 | 0 | 0 | 0 | 0 | 204223.354 | 0.7476 | 548551 | 0 | 0 | 0 | 2655817.6624 | 0 | 0 | 0 | 0 | 0 | 0 | 0 | 0 | 0 | 0 | 0 | 0 | 0 | -344326.8984 | 0 | 0 | 0 | 0 | 0 | 0 | 0 | 0 | 0 | 0 | 0
2016-09-10 03:00 | 0 | 0 | 0 | 0 | 171036.1016 | 0 | 515363 | 0 | 0 | 0 | 2311490.764 | 0 | 0 | 0 | 0 | 0 | 0 | 0 | 0 | 0 | 0 | 0 | 0 | 0 | -344326.8984 | 0 | 0 | 0 | 0 | 0 | 0 | 0 | 0 | 0 | 0 | 0
2016-09-10 04:00 | 0 | 0 | 0 | 0 | 138348.1016 | 0 | 482675 | 0 | 0 | 0 | 1967163.8657 | 0 | 0 | 0 | 0 | 0 | 0 | 0 | 0 | 0 | 0 | 0 | 0 | 0 | -344326.8984 | 0 | 0 | 0 | 0 | 0 | 0 | 0 | 0 | 0 | 0 | 0
2016-09-10 05:00 | 0 | 0 | 0 | 0 | 108268.1016 | 0 | 452595 | 0 | 0 | 0 | 1622836.9673 | 0 | 0 | 0 | 0 | 0 | 0 | 0 | 0 | 0 | 0 | 0 | 0 | 0 | -344326.8984 | 0 | 0 | 0 | 0 | 0 | 0 | 0 | 0 | 0 | 0 | 0
2016-09-10 06:00 | 0 | 0 | 0 | 0 | 85391.1016 | 0 | 429718 | 0 | 0 | 0 | 1278510.0689 | 0 | 0 | 0 | 0 | 0 | 0 | 0 | 0 | 0 | 0 | 0 | 0 | 0 | -344326.8984 | 0 | 0 | 0 | 0 | 0 | 0 | 0 | 0 | 0 | 0 | 0
2016-09-10 07:00 | 0 | 0 | 0 | 0 | 68376.1016 | 0 | 412703 | 0 | 0 | 0 | 934183.1706 | 0 | 0 | 0 | 0 | 0 | 0 | 0 | 0 | 0 | 0 | 0 | 0 | 0 | -344326.8984 | 0 | 0 | 0 | 0 | 0 | 0 | 0 | 0 | 0 | 0 | 0
2016-09-10 08:00 | 0 | 0 | 0 | 0 | 202060.5346 | 0 | 402092 | 0 | 0 | 0 | 734151.7052 | 0 | 0 | 0 | 0 | 0 | 0 | 0 | 0 | 0 | 0 | 0 | 0 | 0 | -200031.4654 | 0 | 0 | 0 | 0 | 0 | 0 | 0 | 0 | 0 | 0 | 0
2016-09-10 09:00 | 0 | 0 | 0 | 0 | 697528.9899 | 0 | 398700 | 0 | 0 | 0 | 1032980.6951 | 0 | 0 | 0 | 0 | 0 | 0 | 0 | 0 | 0 | 0 | 0 | 0 | 0 | 298828.9899 | 0 | 0 | 0 | 0 | 0 | 0 | 0 | 0 | 0 | 0 | 0
2016-09-10 10:00 | 0 | 0 | 0 | 0 | 57420.1016 | 0 | 401747 | 0 | 0 | 0 | 688653.7967 | 0 | 0 | 0 | 0 | 0 | 0 | 0 | 0 | 0 | 0 | 0 | 0 | 0 | -344326.8984 | 0 | 0 | 0 | 0 | 0 | 0 | 0 | 0 | 0 | 0 | 0
2016-09-10 11:00 | 0 | 0 | 0 | 0 | 64113.1016 | 0 | 408440 | 0 | 0 | 0 | 344326.8984 | 0 | 0 | 0 | 0 | 0 | 0 | 0 | 0 | 0 | 0 | 0 | 0 | 0 | -344326.8984 | 0 | 0 | 0 | 0 | 0 | 0 | 0 | 0 | 0 | 0 | 0
2016-09-10 12:00 | 0 | 0 | 0 | 0 | 81838.985 | 50.1167 | 426216 | 0 | 0 | 0 | 0 | 0 | 0 | 0 | 0 | 0 | 0 | 0 | 0 | 0 | 0 | 0 | 0 | 0 | -344326.8984 | 0 | 0 | 0 | 0 | 0 | 0 | 0 | 0 | 0 | 0 | 0
2016-09-10 13:00 | 0 | 0 | 0 | 0 | 282475.5977 | 169769.4023 | 452245 | 0 | 0 | 0 | 0 | 0 | 0 | 0 | 0 | 0 | 0 | 0 | 0 | 0 | 0 | 0 | 0 | 0 | 0 | 0 | 0 | 0 | 0 | 0 | 0 | 0 | 0 | 0 | 0 | 0
2016-09-10 14:00 | 0 | 0 | 0 | 0 | 0 | 717328.3494 | 482481 | 0 | 0 | 0 | 234847.3494 | 0 | 0 | 0 | 0 | 0 | 0 | 0 | 0 | 0 | 0 | 0 | 0 | 0 | 234847.3494 | 0 | 0 | 0 | 0 | 0 | 0 | 0 | 0 | 0 | 0 | 0
2016-09-10 15:00 | 0 | 0 | 0 | 0 | 0 | 855880.8984 | 511554 | 0 | 0 | 0 | 579174.2478 | 0 | 0 | 0 | 0 | 0 | 0 | 0 | 0 | 0 | 0 | 0 | 0 | 0 | 344326.8984 | 0 | 0 | 0 | 0 | 0 | 0 | 0 | 0 | 0 | 0 | 0
2016-09-10 16:00 | 0 | 0 | 0 | 0 | 0 | 880237.8984 | 535911 | 0 | 0 | 0 | 923501.1462 | 0 | 0 | 0 | 0 | 0 | 0 | 0 | 0 | 0 | 0 | 0 | 0 | 0 | 344326.8984 | 0 | 0 | 0 | 0 | 0 | 0 | 0 | 0 | 0 | 0 | 0
2016-09-10 17:00 | 0 | 0 | 0 | 0 | 0 | 898850.8984 | 554524 | 0 | 0 | 0 | 1267828.0445 | 0 | 0 | 0 | 0 | 0 | 0 | 0 | 0 | 0 | 0 | 0 | 0 | 0 | 344326.8984 | 0 | 0 | 0 | 0 | 0 | 0 | 0 | 0 | 0 | 0 | 0
2016-09-10 18:00 | 0 | 0 | 0 | 0 | 0 | 912122.8984 | 567796 | 0 | 0 | 0 | 1612154.9429 | 0 | 0 | 0 | 0 | 0 | 0 | 0 | 0 | 0 | 0 | 0 | 0 | 0 | 344326.8984 | 0 | 0 | 0 | 0 | 0 | 0 | 0 | 0 | 0 | 0 | 0
2016-09-10 19:00 | 0 | 0 | 0 | 0 | 0 | 920871.8984 | 576545 | 0 | 0 | 0 | 1956481.8413 | 0 | 0 | 0 | 0 | 0 | 0 | 0 | 0 | 0 | 0 | 0 | 0 | 0 | 344326.8984 | 0 | 0 | 0 | 0 | 0 | 0 | 0 | 0 | 0 | 0 | 0
2016-09-10 20:00 | 0 | 0 | 0 | 0 | 0 | 925664.8984 | 581338 | 0 | 0 | 0 | 2300808.7396 | 0 | 0 | 0 | 0 | 0 | 0 | 0 | 0 | 0 | 0 | 0 | 0 | 0 | 344326.8984 | 0 | 0 | 0 | 0 | 0 | 0 | 0 | 0 | 0 | 0 | 0
2016-09-10 21:00 | 0 | 0 | 0 | 0 | 0 | 925153.8984 | 580827 | 0 | 0 | 0 | 2645135.638 | 0 | 0 | 0 | 0 | 0 | 0 | 0 | 0 | 0 | 0 | 0 | 0 | 0 | 344326.8984 | 0 | 0 | 0 | 0 | 0 | 0 | 0 | 0 | 0 | 0 | 0
2016-09-10 22:00 | 0 | 0 | 0 | 0 | 0 | 935891.1378 | 572569 | 0 | 0 | 0 | 2989462.5364 | 0 | 0 | 18995.2394 | 0 | 0 | 0 | 0 | 0 | 0 | 0 | 0 | 0 | 0 | 344326.8984 | 0 | 0 | 0 | 18995.2394 | 0 | 0 | 0 | 0 | 0 | 0 | 0
2016-09-10 23:00 | 0 | 0 | 0 | 0 | 9338.5984 | 877105.0606 | 561112 | 0 | 0 | 0 | 3333789.4347 | 0 | 0 | 0 | 0 | 0 | 0 | 0 | 0 | 0 | 0 | 0 | 0 | 0 | 344326.8984 | 0 | 0 | 0 | -18995.2394 | 0 | 0 | 0 | 0 | 0 | 0 | 0
2016-09-11 | 0 | 0 | 0 | 0 | 0 | 556308.0324 | 551027 | 0 | 0 | 0 | 3339070.4671 | 0 | 0 | 0 | 0 | 0 | 0 | 0 | 0 | 0 | 0 | 0 | 0 | 0 | 5281.0324 | 0 | 0 | 0 | 0 | 0 | 0 | 0 | 0 | 0 | 0 | 0
2016-09-11 01:00 | 0 | 0 | 0 | 0 | 115311.3131 | 74019.7885 | 533658 | 0 | 0 | 0 | 2994743.5687 | 0 | 0 | 0 | 0 | 0 | 0 | 0 | 0 | 0 | 0 | 0 | 0 | 0 | -344326.8984 | 0 | 0 | 0 | 0 | 0 | 0 | 0 | 0 | 0 | 0 | 0
2016-09-11 02:00 | 0 | 0 | 0 | 0 | 162594.0132 | 0.088466 | 506921 | 0 | 0 | 0 | 2650416.6704 | 0 | 0 | 0 | 0 | 0 | 0 | 0 | 0 | 0 | 0 | 0 | 0 | 0 | -344326.8984 | 0 | 0 | 0 | 0 | 0 | 0 | 0 | 0 | 0 | 0 | 0
2016-09-11 03:00 | 0 | 0 | 0 | 0 | 132952.1016 | 0 | 477279 | 0 | 0 | 0 | 2306089.772 | 0 | 0 | 0 | 0 | 0 | 0 | 0 | 0 | 0 | 0 | 0 | 0 | 0 | -344326.8984 | 0 | 0 | 0 | 0 | 0 | 0 | 0 | 0 | 0 | 0 | 0
2016-09-11 04:00 | 0 | 0 | 0 | 0 | 103666.1016 | 0 | 447993 | 0 | 0 | 0 | 1961762.8736 | 0 | 0 | 0 | 0 | 0 | 0 | 0 | 0 | 0 | 0 | 0 | 0 | 0 | -344326.8984 | 0 | 0 | 0 | 0 | 0 | 0 | 0 | 0 | 0 | 0 | 0
2016-09-11 05:00 | 0 | 0 | 0 | 0 | 77790.1016 | 0 | 422117 | 0 | 0 | 0 | 1617435.9753 | 0 | 0 | 0 | 0 | 0 | 0 | 0 | 0 | 0 | 0 | 0 | 0 | 0 | -344326.8984 | 0 | 0 | 0 | 0 | 0 | 0 | 0 | 0 | 0 | 0 | 0
2016-09-11 06:00 | 0 | 0 | 0 | 0 | 58031.1016 | 0 | 402358 | 0 | 0 | 0 | 1273109.0769 | 0 | 0 | 0 | 0 | 0 | 0 | 0 | 0 | 0 | 0 | 0 | 0 | 0 | -344326.8984 | 0 | 0 | 0 | 0 | 0 | 0 | 0 | 0 | 0 | 0 | 0
2016-09-11 07:00 | 0 | 0 | 0 | 0 | 42391.1016 | 0 | 386718 | 0 | 0 | 0 | 928782.1785 | 0 | 0 | 0 | 0 | 0 | 0 | 0 | 0 | 0 | 0 | 0 | 0 | 0 | -344326.8984 | 0 | 0 | 0 | 0 | 0 | 0 | 0 | 0 | 0 | 0 | 0
2016-09-11 08:00 | 0 | 0 | 0 | 0 | 136158.6182 | 0 | 376287 | 0 | 0 | 0 | 688653.7967 | 0 | 0 | 0 | 0 | 0 | 0 | 0 | 0 | 0 | 0 | 0 | 0 | 0 | -240128.3818 | 0 | 0 | 0 | 0 | 0 | 0 | 0 | 0 | 0 | 0 | 0
2016-09-11 09:00 | 0 | 0 | 0 | 0 | 716068.8984 | 0 | 371742 | 0 | 0 | 0 | 1032980.6951 | 0 | 0 | 0 | 0 | 0 | 0 | 0 | 0 | 0 | 0 | 0 | 0 | 0 | 344326.8984 | 0 | 0 | 0 | 0 | 0 | 0 | 0 | 0 | 0 | 0 | 0
2016-09-11 10:00 | 0 | 0 | 0 | 0 | 28293.1016 | 0 | 372620 | 0 | 0 | 0 | 688653.7967 | 0 | 0 | 0 | 0 | 0 | 0 | 0 | 0 | 0 | 0 | 0 | 0 | 0 | -344326.8984 | 0 | 0 | 0 | 0 | 0 | 0 | 0 | 0 | 0 | 0 | 0
2016-09-11 11:00 | 0 | 0 | 0 | 0 | 31548.1016 | 0 | 375875 | 0 | 0 | 0 | 344326.8984 | 0 | 0 | 0 | 0 | 0 | 0 | 0 | 0 | 0 | 0 | 0 | 0 | 0 | -344326.8984 | 0 | 0 | 0 | 0 | 0 | 0 | 0 | 0 | 0 | 0 | 0
2016-09-11 12:00 | 0 | 0 | 0 | 0 | 45130.9427 | 80.159 | 389538 | 0 | 0 | 0 | 0 | 0 | 0 | 0 | 0 | 0 | 0 | 0 | 0 | 0 | 0 | 0 | 0 | 0 | -344326.8984 | 0 | 0 | 0 | 0 | 0 | 0 | 0 | 0 | 0 | 0 | 0
2016-09-11 13:00 | 0 | 0 | 0 | 0 | 229680.9161 | 183103.0839 | 412784 | 0 | 0 | 0 | 0 | 0 | 0 | 0 | 0 | 0 | 0 | 0 | 0 | 0 | 0 | 0 | 0 | 0 | 0 | 0 | 0 | 0 | 0 | 0 | 0 | 0 | 0 | 0 | 0 | 0
2016-09-11 14:00 | 0 | 0 | 0 | 0 | 11612.6476 | 769757.2508 | 437043 | 0 | 0 | 0 | 344326.8984 | 0 | 0 | 0 | 0 | 0 | 0 | 0 | 0 | 0 | 0 | 0 | 0 | 0 | 344326.8984 | 0 | 0 | 0 | 0 | 0 | 0 | 0 | 0 | 0 | 0 | 0
2016-09-11 15:00 | 0 | 0 | 0 | 0 | 0 | 804246.8984 | 459920 | 0 | 0 | 0 | 688653.7967 | 0 | 0 | 0 | 0 | 0 | 0 | 0 | 0 | 0 | 0 | 0 | 0 | 0 | 344326.8984 | 0 | 0 | 0 | 0 | 0 | 0 | 0 | 0 | 0 | 0 | 0
2016-09-11 16:00 | 0 | 0 | 0 | 0 | 0 | 827306.8984 | 482980 | 0 | 0 | 0 | 1032980.6951 | 0 | 0 | 0 | 0 | 0 | 0 | 0 | 0 | 0 | 0 | 0 | 0 | 0 | 344326.8984 | 0 | 0 | 0 | 0 | 0 | 0 | 0 | 0 | 0 | 0 | 0
2016-09-11 17:00 | 0 | 0 | 0 | 0 | 0 | 847560.8984 | 503234 | 0 | 0 | 0 | 1377307.5935 | 0 | 0 | 0 | 0 | 0 | 0 | 0 | 0 | 0 | 0 | 0 | 0 | 0 | 344326.8984 | 0 | 0 | 0 | 0 | 0 | 0 | 0 | 0 | 0 | 0 | 0
2016-09-11 18:00 | 0 | 0 | 0 | 0 | 0 | 864072.8984 | 519746 | 0 | 0 | 0 | 1721634.4918 | 0 | 0 | 0 | 0 | 0 | 0 | 0 | 0 | 0 | 0 | 0 | 0 | 0 | 344326.8984 | 0 | 0 | 0 | 0 | 0 | 0 | 0 | 0 | 0 | 0 | 0
2016-09-11 19:00 | 0 | 0 | 0 | 0 | 0 | 876696.8984 | 532370 | 0 | 0 | 0 | 2065961.3902 | 0 | 0 | 0 | 0 | 0 | 0 | 0 | 0 | 0 | 0 | 0 | 0 | 0 | 344326.8984 | 0 | 0 | 0 | 0 | 0 | 0 | 0 | 0 | 0 | 0 | 0
2016-09-11 20:00 | 0 | 0 | 0 | 0 | 0 | 886481.8984 | 542155 | 0 | 0 | 0 | 2410288.2886 | 0 | 0 | 0 | 0 | 0 | 0 | 0 | 0 | 0 | 0 | 0 | 0 | 0 | 344326.8984 | 0 | 0 | 0 | 0 | 0 | 0 | 0 | 0 | 0 | 0 | 0
2016-09-11 21:00 | 0 | 0 | 0 | 0 | 0 | 892154.8984 | 547828 | 0 | 0 | 0 | 2754615.1869 | 0 | 0 | 0 | 0 | 0 | 0 | 0 | 0 | 0 | 0 | 0 | 0 | 0 | 344326.8984 | 0 | 0 | 0 | 0 | 0 | 0 | 0 | 0 | 0 | 0 | 0
2016-09-11 22:00 | 0 | 0 | 0 | 0 | 0 | 907263.1378 | 543941 | 0 | 0 | 0 | 3098942.0853 | 0 | 0 | 18995.2394 | 0 | 0 | 0 | 0 | 0 | 0 | 0 | 0 | 0 | 0 | 344326.8984 | 0 | 0 | 0 | 18995.2394 | 0 | 0 | 0 | 0 | 0 | 0 | 0
2016-09-11 23:00 | 0 | 0 | 0 | 0 | 0 | 801435.8168 | 534700 | 0 | 0 | 0 | 3384673.1415 | 0 | 0 | 0 | 0 | 0 | 0 | 0 | 0 | 0 | 0 | 0 | 0 | 0 | 285731.0562 | 0 | 0 | 0 | -18995.2394 | 0 | 0 | 0 | 0 | 0 | 0 | 0
2016-09-12 | 0 | 0 | 0 | 0 | 0 | 496737.3255 | 527731 | 0 | 0 | 0 | 3353679.467 | 0 | 0 | 0 | 0 | 0 | 0 | 0 | 0 | 0 | 0 | 0 | 0 | 0 | -30993.6745 | 0 | 0 | 0 | 0 | 0 | 0 | 0 | 0 | 0 | 0 | 0
2016-09-12 01:00 | 0 | 0 | 0 | 0 | 95372.0556 | 69913.0461 | 509612 | 0 | 0 | 0 | 3009352.5686 | 0 | 0 | 0 | 0 | 0 | 0 | 0 | 0 | 0 | 0 | 0 | 0 | 0 | -344326.8984 | 0 | 0 | 0 | 0 | 0 | 0 | 0 | 0 | 0 | 0 | 0
2016-09-12 02:00 | 0 | 0 | 0 | 0 | 136432.1016 | 0 | 480759 | 0 | 0 | 0 | 2665025.6703 | 0 | 0 | 0 | 0 | 0 | 0 | 0 | 0 | 0 | 0 | 0 | 0 | 0 | -344326.8984 | 0 | 0 | 0 | 0 | 0 | 0 | 0 | 0 | 0 | 0 | 0
2016-09-12 03:00 | 0 | 0 | 0 | 0 | 105400.1016 | 0 | 449727 | 0 | 0 | 0 | 2320698.7719 | 0 | 0 | 0 | 0 | 0 | 0 | 0 | 0 | 0 | 0 | 0 | 0 | 0 | -344326.8984 | 0 | 0 | 0 | 0 | 0 | 0 | 0 | 0 | 0 | 0 | 0
2016-09-12 04:00 | 0 | 0 | 0 | 0 | 76266.1016 | 0 | 420593 | 0 | 0 | 0 | 1976371.8735 | 0 | 0 | 0 | 0 | 0 | 0 | 0 | 0 | 0 | 0 | 0 | 0 | 0 | -344326.8984 | 0 | 0 | 0 | 0 | 0 | 0 | 0 | 0 | 0 | 0 | 0
2016-09-12 05:00 | 0 | 0 | 0 | 0 | 51434.1016 | 0 | 395761 | 0 | 0 | 0 | 1632044.9752 | 0 | 0 | 0 | 0 | 0 | 0 | 0 | 0 | 0 | 0 | 0 | 0 | 0 | -344326.8984 | 0 | 0 | 0 | 0 | 0 | 0 | 0 | 0 | 0 | 0 | 0
2016-09-12 06:00 | 0 | 0 | 0 | 0 | 33363.1016 | 0 | 377690 | 0 | 0 | 0 | 1287718.0768 | 0 | 0 | 0 | 0 | 0 | 0 | 0 | 0 | 0 | 0 | 0 | 0 | 0 | -344326.8984 | 0 | 0 | 0 | 0 | 0 | 0 | 0 | 0 | 0 | 0 | 0
2016-09-12 07:00 | 0 | 0 | 0 | 0 | 710600.8984 | 0 | 366274 | 0 | 0 | 0 | 1632044.9752 | 0 | 0 | 0 | 0 | 0 | 0 | 0 | 0 | 0 | 0 | 0 | 0 | 0 | 344326.8984 | 0 | 0 | 0 | 0 | 0 | 0 | 0 | 0 | 0 | 0 | 0
2016-09-12 08:00 | 0 | 0 | 0 | 0 | 18894.1016 | 0 | 363221 | 0 | 0 | 0 | 1287718.0768 | 0 | 0 | 0 | 0 | 0 | 0 | 0 | 0 | 0 | 0 | 0 | 0 | 0 | -344326.8984 | 0 | 0 | 0 | 0 | 0 | 0 | 0 | 0 | 0 | 0 | 0
2016-09-12 09:00 | 0 | 0 | 0 | 0 | 27508.1016 | 0 | 371835 | 0 | 0 | 0 | 943391.1784 | 0 | 0 | 0 | 0 | 0 | 0 | 0 | 0 | 0 | 0 | 0 | 0 | 0 | -344326.8984 | 0 | 0 | 0 | 0 | 0 | 0 | 0 | 0 | 0 | 0 | 0
2016-09-12 10:00 | 0 | 0 | 0 | 0 | 50990.1016 | 0 | 395317 | 0 | 0 | 0 | 599064.2801 | 0 | 0 | 0 | 0 | 0 | 0 | 0 | 0 | 0 | 0 | 0 | 0 | 0 | -344326.8984 | 0 | 0 | 0 | 0 | 0 | 0 | 0 | 0 | 0 | 0 | 0
2016-09-12 11:00 | 0 | 0 | 0 | 0 | 72839.1016 | 0 | 417166 | 0 | 0 | 0 | 254737.3817 | 0 | 0 | 0 | 0 | 0 | 0 | 0 | 0 | 0 | 0 | 0 | 0 | 0 | -344326.8984 | 0 | 0 | 0 | 0 | 0 | 0 | 0 | 0 | 0 | 0 | 0
2016-09-12 12:00 | 0 | 0 | 0 | 0 | 177261.7304 | 34.8878 | 432034 | 0 | 0 | 0 | 0 | 0 | 0 | 0 | 0 | 0 | 0 | 0 | 0 | 0 | 0 | 0 | 0 | 0 | -254737.3817 | 0 | 0 | 0 | 0 | 0 | 0 | 0 | 0 | 0 | 0 | 0
2016-09-12 13:00 | 0 | 0 | 0 | 0 | 517488.4972 | 117527.4872 | 452760 | 0 | 0 | 0 | 182255.9844 | 0 | 0 | 0 | 0 | 0 | 0 | 0 | 0 | 0 | 0 | 0 | 0 | 0 | 182255.9844 | 0 | 0 | 0 | 0 | 0 | 0 | 0 | 0 | 0 | 0 | 0
2016-09-12 14:00 | 0 | 0 | 0 | 0 | 185660.2791 | 635068.6193 | 476402 | 0 | 0 | 0 | 526582.8828 | 0 | 0 | 0 | 0 | 0 | 0 | 0 | 0 | 0 | 0 | 0 | 0 | 0 | 344326.8984 | 0 | 0 | 0 | 0 | 0 | 0 | 0 | 0 | 0 | 0 | 0
2016-09-12 15:00 | 0 | 0 | 0 | 0 | 0 | 844033.8984 | 499707 | 0 | 0 | 0 | 870909.7811 | 0 | 0 | 0 | 0 | 0 | 0 | 0 | 0 | 0 | 0 | 0 | 0 | 0 | 344326.8984 | 0 | 0 | 0 | 0 | 0 | 0 | 0 | 0 | 0 | 0 | 0
2016-09-12 16:00 | 0 | 0 | 0 | 0 | 0 | 865657.8984 | 521331 | 0 | 0 | 0 | 1215236.6795 | 0 | 0 | 0 | 0 | 0 | 0 | 0 | 0 | 0 | 0 | 0 | 0 | 0 | 344326.8984 | 0 | 0 | 0 | 0 | 0 | 0 | 0 | 0 | 0 | 0 | 0
2016-09-12 17:00 | 0 | 0 | 0 | 0 | 0 | 886417.8984 | 542091 | 0 | 0 | 0 | 1559563.5779 | 0 | 0 | 0 | 0 | 0 | 0 | 0 | 0 | 0 | 0 | 0 | 0 | 0 | 344326.8984 | 0 | 0 | 0 | 0 | 0 | 0 | 0 | 0 | 0 | 0 | 0
2016-09-12 18:00 | 0 | 0 | 0 | 0 | 0 | 907853.8012 | 559929 | 0 | 0 | 0 | 1903890.4762 | 0 | 0 | 3597.9028 | 0 | 0 | 0 | 0 | 0 | 0 | 0 | 0 | 0 | 0 | 344326.8984 | 0 | 0 | 0 | 3597.9028 | 0 | 0 | 0 | 0 | 0 | 0 | 0
2016-09-12 19:00 | 0 | 0 | 0 | 0 | 0 | 931887.235 | 572163 | 0 | 0 | 0 | 2248217.3746 | 0 | 0 | 18995.2394 | 0 | 0 | 0 | 0 | 0 | 0 | 0 | 0 | 0 | 0 | 344326.8984 | 0 | 0 | 0 | 15397.3366 | 0 | 0 | 0 | 0 | 0 | 0 | 0
2016-09-12 20:00 | 0 | 0 | 0 | 0 | 0 | 910419.74 | 580272 | 0 | 0 | 0 | 2578365.1146 | 0 | 0 | 18995.2394 | 0 | 0 | 0 | 0 | 0 | 0 | 0 | 0 | 0 | 0 | 330147.74 | 0 | 0 | 0 | 0 | 0 | 0 | 0 | 0 | 0 | 0 | 0
2016-09-12 21:00 | 0 | 0 | 0 | 0 | 0 | 879319.9466 | 582208 | 0 | 0 | 0 | 2894472.3006 | 0 | 0 | 0 | 0 | 0 | 0 | 0 | 0 | 0 | 0 | 0 | 0 | 0 | 316107.186 | 0 | 0 | 0 | -18995.2394 | 0 | 0 | 0 | 0 | 0 | 0 | 0
2016-09-12 22:00 | 0 | 0 | 0 | 0 | 0 | 815158.4202 | 573717 | 0 | 0 | 0 | 3135913.7208 | 0 | 0 | 0 | 0 | 0 | 0 | 0 | 0 | 0 | 0 | 0 | 0 | 0 | 241441.4202 | 0 | 0 | 0 | 0 | 0 | 0 | 0 | 0 | 0 | 0 | 0
2016-09-12 23:00 | 0 | 0 | 0 | 0 | 0 | 672254.2991 | 562447 | 0 | 0 | 0 | 3245721.0199 | 0 | 0 | 0 | 0 | 0 | 0 | 0 | 0 | 0 | 0 | 0 | 0 | 0 | 109807.2991 | 0 | 0 | 0 | 0 | 0 | 0 | 0 | 0 | 0 | 0 | 0
2016-09-13 | 0 | 0 | 0 | 0 | 0 | 425779.1479 | 553340 | 0 | 0 | 0 | 3118160.1679 | 0 | 0 | 0 | 0 | 0 | 0 | 0 | 0 | 0 | 0 | 0 | 0 | 0 | -127560.8521 | 0 | 0 | 0 | 0 | 0 | 0 | 0 | 0 | 0 | 0 | 0
2016-09-13 01:00 | 0 | 0 | 0 | 0 | 127845.6945 | 59689.4072 | 531862 | 0 | 0 | 0 | 2773833.2695 | 0 | 0 | 0 | 0 | 0 | 0 | 0 | 0 | 0 | 0 | 0 | 0 | 0 | -344326.8984 | 0 | 0 | 0 | 0 | 0 | 0 | 0 | 0 | 0 | 0 | 0
2016-09-13 02:00 | 0 | 0 | 0 | 0 | 155477.1016 | 0 | 499804 | 0 | 0 | 0 | 2429506.3711 | 0 | 0 | 0 | 0 | 0 | 0 | 0 | 0 | 0 | 0 | 0 | 0 | 0 | -344326.8984 | 0 | 0 | 0 | 0 | 0 | 0 | 0 | 0 | 0 | 0 | 0
2016-09-13 03:00 | 0 | 0 | 0 | 0 | 119393.1016 | 0 | 463720 | 0 | 0 | 0 | 2085179.4728 | 0 | 0 | 0 | 0 | 0 | 0 | 0 | 0 | 0 | 0 | 0 | 0 | 0 | -344326.8984 | 0 | 0 | 0 | 0 | 0 | 0 | 0 | 0 | 0 | 0 | 0
2016-09-13 04:00 | 0 | 0 | 0 | 0 | 585782.029 | 0 | 431172 | 0 | 0 | 0 | 2239789.5017 | 0 | 0 | 0 | 0 | 0 | 0 | 0 | 0 | 0 | 0 | 0 | 0 | 0 | 154610.029 | 0 | 0 | 0 | 0 | 0 | 0 | 0 | 0 | 0 | 0 | 0
2016-09-13 05:00 | 0 | 0 | 0 | 0 | 61780.1016 | 0 | 406107 | 0 | 0 | 0 | 1895462.6034 | 0 | 0 | 0 | 0 | 0 | 0 | 0 | 0 | 0 | 0 | 0 | 0 | 0 | -344326.8984 | 0 | 0 | 0 | 0 | 0 | 0 | 0 | 0 | 0 | 0 | 0
2016-09-13 06:00 | 0 | 0 | 0 | 0 | 43988.1016 | 0 | 388315 | 0 | 0 | 0 | 1551135.705 | 0 | 0 | 0 | 0 | 0 | 0 | 0 | 0 | 0 | 0 | 0 | 0 | 0 | -344326.8984 | 0 | 0 | 0 | 0 | 0 | 0 | 0 | 0 | 0 | 0 | 0
2016-09-13 07:00 | 0 | 0 | 0 | 0 | 31976.1016 | 0 | 376303 | 0 | 0 | 0 | 1206808.8066 | 0 | 0 | 0 | 0 | 0 | 0 | 0 | 0 | 0 | 0 | 0 | 0 | 0 | -344326.8984 | 0 | 0 | 0 | 0 | 0 | 0 | 0 | 0 | 0 | 0 | 0
2016-09-13 08:00 | 0 | 0 | 0 | 0 | 460904.3088 | 0 | 373384 | 0 | 0 | 0 | 1294329.1154 | 0 | 0 | 0 | 0 | 0 | 0 | 0 | 0 | 0 | 0 | 0 | 0 | 0 | 87520.3088 | 0 | 0 | 0 | 0 | 0 | 0 | 0 | 0 | 0 | 0 | 0
2016-09-13 09:00 | 0 | 0 | 0 | 0 | 37162.1016 | 0 | 381489 | 0 | 0 | 0 | 950002.217 | 0 | 0 | 0 | 0 | 0 | 0 | 0 | 0 | 0 | 0 | 0 | 0 | 0 | -344326.8984 | 0 | 0 | 0 | 0 | 0 | 0 | 0 | 0 | 0 | 0 | 0
2016-09-13 10:00 | 0 | 0 | 0 | 0 | 381379.3082 | 0 | 405252 | 0 | 0 | 0 | 926129.5252 | 0 | 0 | 0 | 0 | 0 | 0 | 0 | 0 | 0 | 0 | 0 | 0 | 0 | -23872.6918 | 0 | 0 | 0 | 0 | 0 | 0 | 0 | 0 | 0 | 0 | 0
2016-09-13 11:00 | 0 | 0 | 0 | 0 | 350538.6136 | 0 | 427960 | 0 | 0 | 0 | 848708.1388 | 0 | 0 | 0 | 0 | 0 | 0 | 0 | 0 | 0 | 0 | 0 | 0 | 0 | -77421.3864 | 0 | 0 | 0 | 0 | 0 | 0 | 0 | 0 | 0 | 0 | 0
2016-09-13 12:00 | 0 | 0 | 0 | 0 | 98773.0761 | 5.0255 | 443105 | 0 | 0 | 0 | 504381.2404 | 0 | 0 | 0 | 0 | 0 | 0 | 0 | 0 | 0 | 0 | 0 | 0 | 0 | -344326.8984 | 0 | 0 | 0 | 0 | 0 | 0 | 0 | 0 | 0 | 0 | 0
2016-09-13 13:00 | 0 | 0 | 0 | 0 | 245240.8316 | 136725.1728 | 463253 | 0 | 0 | 0 | 423094.2448 | 0 | 0 | 0 | 0 | 0 | 0 | 0 | 0 | 0 | 0 | 0 | 0 | 0 | -81286.9956 | 0 | 0 | 0 | 0 | 0 | 0 | 0 | 0 | 0 | 0 | 0
2016-09-13 14:00 | 0 | 0 | 0 | 0 | 0 | 675116.6327 | 485936 | 0 | 0 | 0 | 612274.8775 | 0 | 0 | 0 | 0 | 0 | 0 | 0 | 0 | 0 | 0 | 0 | 0 | 0 | 189180.6327 | 0 | 0 | 0 | 0 | 0 | 0 | 0 | 0 | 0 | 0 | 0
2016-09-13 15:00 | 0 | 0 | 0 | 0 | 0 | 851649.8984 | 507323 | 0 | 0 | 0 | 956601.7759 | 0 | 0 | 0 | 0 | 0 | 0 | 0 | 0 | 0 | 0 | 0 | 0 | 0 | 344326.8984 | 0 | 0 | 0 | 0 | 0 | 0 | 0 | 0 | 0 | 0 | 0
2016-09-13 16:00 | 0 | 0 | 0 | 0 | 0 | 873608.8984 | 529282 | 0 | 0 | 0 | 1300928.6743 | 0 | 0 | 0 | 0 | 0 | 0 | 0 | 0 | 0 | 0 | 0 | 0 | 0 | 344326.8984 | 0 | 0 | 0 | 0 | 0 | 0 | 0 | 0 | 0 | 0 | 0
2016-09-13 17:00 | 0 | 0 | 0 | 0 | 0 | 894122.8984 | 549796 | 0 | 0 | 0 | 1645255.5726 | 0 | 0 | 0 | 0 | 0 | 0 | 0 | 0 | 0 | 0 | 0 | 0 | 0 | 344326.8984 | 0 | 0 | 0 | 0 | 0 | 0 | 0 | 0 | 0 | 0 | 0
2016-09-13 18:00 | 0 | 0 | 0 | 0 | 0 | 910406.8984 | 566080 | 0 | 0 | 0 | 1989582.471 | 0 | 0 | 0 | 0 | 0 | 0 | 0 | 0 | 0 | 0 | 0 | 0 | 0 | 344326.8984 | 0 | 0 | 0 | 0 | 0 | 0 | 0 | 0 | 0 | 0 | 0
2016-09-13 19:00 | 0 | 0 | 0 | 0 | 0 | 933854.3986 | 577699 | 0 | 0 | 0 | 2333909.3694 | 0 | 0 | 11828.5002 | 0 | 0 | 0 | 0 | 0 | 0 | 0 | 0 | 0 | 0 | 344326.8984 | 0 | 0 | 0 | 11828.5002 | 0 | 0 | 0 | 0 | 0 | 0 | 0
2016-09-13 20:00 | 0 | 0 | 0 | 0 | 0 | 936706.6376 | 585213 | 0 | 0 | 0 | 2678236.2677 | 0 | 0 | 18995.2394 | 0 | 0 | 0 | 0 | 0 | 0 | 0 | 0 | 0 | 0 | 344326.8984 | 0 | 0 | 0 | 7166.7392 | 0 | 0 | 0 | 0 | 0 | 0 | 0
2016-09-13 21:00 | 0 | 0 | 0 | 0 | 0 | 904206.7359 | 586393 | 0 | 0 | 0 | 2996050.0036 | 0 | 0 | 18995.2394 | 0 | 0 | 0 | 0 | 0 | 0 | 0 | 0 | 0 | 0 | 317813.7359 | 0 | 0 | 0 | 0 | 0 | 0 | 0 | 0 | 0 | 0 | 0
2016-09-13 22:00 | 0 | 0 | 0 | 0 | 0 | 829232.538 | 576414 | 0 | 0 | 0 | 3267863.7811 | 0 | 0 | 0 | 0 | 0 | 0 | 0 | 0 | 0 | 0 | 0 | 0 | 0 | 271813.7775 | 0 | 0 | 0 | -18995.2394 | 0 | 0 | 0 | 0 | 0 | 0 | 0
2016-09-13 23:00 | 0 | 0 | 0 | 0 | 0 | 648779.3291 | 564411 | 0 | 0 | 0 | 3333236.8707 | 0 | 0 | 18995.2394 | 0 | 0 | 0 | 0 | 0 | 0 | 0 | 0 | 0 | 0 | 65373.0897 | 0 | 0 | 0 | 18995.2394 | 0 | 0 | 0 | 0 | 0 | 0 | 0
2016-09-14 | 0 | 0 | 0 | 0 | 0 | 353301.4197 | 557510 | 0 | 0 | 0 | 3129028.2904 | 0 | 0 | 18995.2394 | 0 | 0 | 0 | 0 | 0 | 0 | 0 | 0 | 0 | 0 | -204208.5803 | 0 | 0 | 0 | 0 | 0 | 0 | 0 | 0 | 0 | 0 | 0
2016-09-14 01:00 | 0 | 0 | 0 | 0 | 299837.9457 | 42916.894 | 538277 | 0 | 0 | 0 | 2952501.3695 | 0 | 0 | 0 | 0 | 0 | 0 | 0 | 0 | 0 | 0 | 0 | 0 | 0 | -176526.9209 | 0 | 0 | 0 | -18995.2394 | 0 | 0 | 0 | 0 | 0 | 0 | 0
2016-09-14 02:00 | 0 | 0 | 0 | 0 | 164926.1016 | 0 | 509253 | 0 | 0 | 0 | 2608174.4711 | 0 | 0 | 0 | 0 | 0 | 0 | 0 | 0 | 0 | 0 | 0 | 0 | 0 | -344326.8984 | 0 | 0 | 0 | 0 | 0 | 0 | 0 | 0 | 0 | 0 | 0
2016-09-14 03:00 | 0 | 0 | 0 | 0 | 128677.1016 | 0 | 473004 | 0 | 0 | 0 | 2263847.5728 | 0 | 0 | 0 | 0 | 0 | 0 | 0 | 0 | 0 | 0 | 0 | 0 | 0 | -344326.8984 | 0 | 0 | 0 | 0 | 0 | 0 | 0 | 0 | 0 | 0 | 0
2016-09-14 04:00 | 0 | 0 | 0 | 0 | 340607.7389 | 0 | 438738 | 0 | 0 | 0 | 2165717.3116 | 0 | 0 | 0 | 0 | 0 | 0 | 0 | 0 | 0 | 0 | 0 | 0 | 0 | -98130.2611 | 0 | 0 | 0 | 0 | 0 | 0 | 0 | 0 | 0 | 0 | 0
2016-09-14 05:00 | 0 | 0 | 0 | 0 | 67389.1016 | 0 | 411716 | 0 | 0 | 0 | 1821390.4133 | 0 | 0 | 0 | 0 | 0 | 0 | 0 | 0 | 0 | 0 | 0 | 0 | 0 | -344326.8984 | 0 | 0 | 0 | 0 | 0 | 0 | 0 | 0 | 0 | 0 | 0
2016-09-14 06:00 | 0 | 0 | 0 | 0 | 48113.1016 | 0 | 392440 | 0 | 0 | 0 | 1477063.5149 | 0 | 0 | 0 | 0 | 0 | 0 | 0 | 0 | 0 | 0 | 0 | 0 | 0 | -344326.8984 | 0 | 0 | 0 | 0 | 0 | 0 | 0 | 0 | 0 | 0 | 0
2016-09-14 07:00 | 0 | 0 | 0 | 0 | 369292.4582 | 0 | 381027 | 0 | 0 | 0 | 1465328.9731 | 0 | 0 | 0 | 0 | 0 | 0 | 0 | 0 | 0 | 0 | 0 | 0 | 0 | -11734.5418 | 0 | 0 | 0 | 0 | 0 | 0 | 0 | 0 | 0 | 0 | 0
2016-09-14 08:00 | 0 | 0 | 0 | 0 | 32897.1016 | 0 | 377224 | 0 | 0 | 0 | 1121002.0748 | 0 | 0 | 0 | 0 | 0 | 0 | 0 | 0 | 0 | 0 | 0 | 0 | 0 | -344326.8984 | 0 | 0 | 0 | 0 | 0 | 0 | 0 | 0 | 0 | 0 | 0
2016-09-14 09:00 | 0 | 0 | 0 | 0 | 41445.1016 | 0 | 385772 | 0 | 0 | 0 | 776675.1764 | 0 | 0 | 0 | 0 | 0 | 0 | 0 | 0 | 0 | 0 | 0 | 0 | 0 | -344326.8984 | 0 | 0 | 0 | 0 | 0 | 0 | 0 | 0 | 0 | 0 | 0
2016-09-14 10:00 | 0 | 0 | 0 | 0 | 316490.3875 | 0 | 410618 | 0 | 0 | 0 | 682547.5639 | 0 | 0 | 0 | 0 | 0 | 0 | 0 | 0 | 0 | 0 | 0 | 0 | 0 | -94127.6125 | 0 | 0 | 0 | 0 | 0 | 0 | 0 | 0 | 0 | 0 | 0
2016-09-14 11:00 | 0 | 0 | 0 | 0 | 297233.4379 | 0 | 433998 | 0 | 0 | 0 | 545783.0018 | 0 | 0 | 0 | 0 | 0 | 0 | 0 | 0 | 0 | 0 | 0 | 0 | 0 | -136764.5621 | 0 | 0 | 0 | 0 | 0 | 0 | 0 | 0 | 0 | 0 | 0
2016-09-14 12:00 | 0 | 0 | 0 | 0 | 263717.6787 | 17.3055 | 451544 | 0 | 0 | 0 | 357973.986 | 0 | 0 | 0 | 0 | 0 | 0 | 0 | 0 | 0 | 0 | 0 | 0 | 0 | -187809.0158 | 0 | 0 | 0 | 0 | 0 | 0 | 0 | 0 | 0 | 0 | 0
2016-09-14 13:00 | 0 | 0 | 0 | 0 | 41062.5365 | 86824.5651 | 472214 | 0 | 0 | 0 | 13647.0876 | 0 | 0 | 0 | 0 | 0 | 0 | 0 | 0 | 0 | 0 | 0 | 0 | 0 | -344326.8984 | 0 | 0 | 0 | 0 | 0 | 0 | 0 | 0 | 0 | 0 | 0
2016-09-14 14:00 | 0 | 0 | 0 | 0 | 0 | 577020.8357 | 496004 | 0 | 0 | 0 | 94663.9233 | 0 | 0 | 0 | 0 | 0 | 0 | 0 | 0 | 0 | 0 | 0 | 0 | 0 | 81016.8357 | 0 | 0 | 0 | 0 | 0 | 0 | 0 | 0 | 0 | 0 | 0
2016-09-14 15:00 | 0 | 0 | 0 | 0 | 0 | 864295.8984 | 519969 | 0 | 0 | 0 | 438990.8216 | 0 | 0 | 0 | 0 | 0 | 0 | 0 | 0 | 0 | 0 | 0 | 0 | 0 | 344326.8984 | 0 | 0 | 0 | 0 | 0 | 0 | 0 | 0 | 0 | 0 | 0
2016-09-14 16:00 | 0 | 0 | 0 | 0 | 0 | 886872.8984 | 542546 | 0 | 0 | 0 | 783317.72 | 0 | 0 | 0 | 0 | 0 | 0 | 0 | 0 | 0 | 0 | 0 | 0 | 0 | 344326.8984 | 0 | 0 | 0 | 0 | 0 | 0 | 0 | 0 | 0 | 0 | 0
2016-09-14 17:00 | 0 | 0 | 0 | 0 | 0 | 908041.8984 | 563715 | 0 | 0 | 0 | 1127644.6184 | 0 | 0 | 0 | 0 | 0 | 0 | 0 | 0 | 0 | 0 | 0 | 0 | 0 | 344326.8984 | 0 | 0 | 0 | 0 | 0 | 0 | 0 | 0 | 0 | 0 | 0
2016-09-14 18:00 | 0 | 0 | 0 | 0 | 0 | 923652.8984 | 579326 | 0 | 0 | 0 | 1471971.5167 | 0 | 0 | 0 | 0 | 0 | 0 | 0 | 0 | 0 | 0 | 0 | 0 | 0 | 344326.8984 | 0 | 0 | 0 | 0 | 0 | 0 | 0 | 0 | 0 | 0 | 0
2016-09-14 19:00 | 0 | 0 | 0 | 0 | 0 | 934665.8984 | 590339 | 0 | 0 | 0 | 1816298.4151 | 0 | 0 | 0 | 0 | 0 | 0 | 0 | 0 | 0 | 0 | 0 | 0 | 0 | 344326.8984 | 0 | 0 | 0 | 0 | 0 | 0 | 0 | 0 | 0 | 0 | 0
2016-09-14 20:00 | 0 | 0 | 0 | 0 | 0 | 957028.1735 | 597164 | 0 | 0 | 0 | 2160625.3135 | 0 | 0 | 15537.2752 | 0 | 0 | 0 | 0 | 0 | 0 | 0 | 0 | 0 | 0 | 344326.8984 | 0 | 0 | 0 | 15537.2752 | 0 | 0 | 0 | 0 | 0 | 0 | 0
2016-09-14 21:00 | 0 | 0 | 0 | 0 | 0 | 944229.8626 | 596445 | 0 | 0 | 0 | 2504952.2118 | 0 | 0 | 18995.2394 | 0 | 0 | 0 | 0 | 0 | 0 | 0 | 0 | 0 | 0 | 344326.8984 | 0 | 0 | 0 | 3457.9643 | 0 | 0 | 0 | 0 | 0 | 0 | 0
2016-09-14 22:00 | 0 | 0 | 0 | 0 | 0 | 886626.8739 | 585395 | 0 | 0 | 0 | 2825179.3252 | 0 | 0 | 0 | 0 | 0 | 0 | 0 | 0 | 0 | 0 | 0 | 0 | 0 | 320227.1134 | 0 | 0 | 0 | -18995.2394 | 0 | 0 | 0 | 0 | 0 | 0 | 0
2016-09-14 23:00 | 0 | 0 | 0 | 0 | 0 | 741221.3117 | 572760 | 0 | 0 | 0 | 2993640.6369 | 0 | 0 | 0 | 0 | 0 | 0 | 0 | 0 | 0 | 0 | 0 | 0 | 0 | 168461.3117 | 0 | 0 | 0 | 0 | 0 | 0 | 0 | 0 | 0 | 0 | 0
2016-09-15 | 0 | 0 | 0 | 0 | 0 | 467305.7327 | 562942 | 0 | 0 | 0 | 2898004.3696 | 0 | 0 | 0 | 0 | 0 | 0 | 0 | 0 | 0 | 0 | 0 | 0 | 0 | -95636.2673 | 0 | 0 | 0 | 0 | 0 | 0 | 0 | 0 | 0 | 0 | 0
2016-09-15 01:00 | 0 | 0 | 0 | 0 | 146228.8115 | 50473.2901 | 541029 | 0 | 0 | 0 | 2553677.4712 | 0 | 0 | 0 | 0 | 0 | 0 | 0 | 0 | 0 | 0 | 0 | 0 | 0 | -344326.8984 | 0 | 0 | 0 | 0 | 0 | 0 | 0 | 0 | 0 | 0 | 0
2016-09-15 02:00 | 0 | 0 | 0 | 0 | 164533.1016 | 0 | 508860 | 0 | 0 | 0 | 2209350.5728 | 0 | 0 | 0 | 0 | 0 | 0 | 0 | 0 | 0 | 0 | 0 | 0 | 0 | -344326.8984 | 0 | 0 | 0 | 0 | 0 | 0 | 0 | 0 | 0 | 0 | 0
2016-09-15 03:00 | 0 | 0 | 0 | 0 | 127534.1016 | 0 | 471861 | 0 | 0 | 0 | 1865023.6745 | 0 | 0 | 0 | 0 | 0 | 0 | 0 | 0 | 0 | 0 | 0 | 0 | 0 | -344326.8984 | 0 | 0 | 0 | 0 | 0 | 0 | 0 | 0 | 0 | 0 | 0
2016-09-15 04:00 | 0 | 0 | 0 | 0 | 502902.368 | 0 | 437274 | 0 | 0 | 0 | 1930652.0425 | 0 | 0 | 0 | 0 | 0 | 0 | 0 | 0 | 0 | 0 | 0 | 0 | 0 | 65628.368 | 0 | 0 | 0 | 0 | 0 | 0 | 0 | 0 | 0 | 0 | 0
2016-09-15 05:00 | 0 | 0 | 0 | 0 | 65546.1016 | 0 | 409873 | 0 | 0 | 0 | 1586325.1441 | 0 | 0 | 0 | 0 | 0 | 0 | 0 | 0 | 0 | 0 | 0 | 0 | 0 | -344326.8984 | 0 | 0 | 0 | 0 | 0 | 0 | 0 | 0 | 0 | 0 | 0
2016-09-15 06:00 | 0 | 0 | 0 | 0 | 46069.1016 | 0 | 390396 | 0 | 0 | 0 | 1241998.2458 | 0 | 0 | 0 | 0 | 0 | 0 | 0 | 0 | 0 | 0 | 0 | 0 | 0 | -344326.8984 | 0 | 0 | 0 | 0 | 0 | 0 | 0 | 0 | 0 | 0 | 0
2016-09-15 07:00 | 0 | 0 | 0 | 0 | 177930.7018 | 0 | 377710 | 0 | 0 | 0 | 1042218.9476 | 0 | 0 | 0 | 0 | 0 | 0 | 0 | 0 | 0 | 0 | 0 | 0 | 0 | -199779.2982 | 0 | 0 | 0 | 0 | 0 | 0 | 0 | 0 | 0 | 0 | 0
2016-09-15 08:00 | 0 | 0 | 0 | 0 | 424466.3767 | 0 | 372857 | 0 | 0 | 0 | 1093828.3242 | 0 | 0 | 0 | 0 | 0 | 0 | 0 | 0 | 0 | 0 | 0 | 0 | 0 | 51609.3767 | 0 | 0 | 0 | 0 | 0 | 0 | 0 | 0 | 0 | 0 | 0
2016-09-15 09:00 | 0 | 0 | 0 | 0 | 36342.1016 | 0 | 380669 | 0 | 0 | 0 | 749501.4259 | 0 | 0 | 0 | 0 | 0 | 0 | 0 | 0 | 0 | 0 | 0 | 0 | 0 | -344326.8984 | 0 | 0 | 0 | 0 | 0 | 0 | 0 | 0 | 0 | 0 | 0
2016-09-15 10:00 | 0 | 0 | 0 | 0 | 386183.3775 | 0 | 405076 | 0 | 0 | 0 | 730608.8033 | 0 | 0 | 0 | 0 | 0 | 0 | 0 | 0 | 0 | 0 | 0 | 0 | 0 | -18892.6225 | 0 | 0 | 0 | 0 | 0 | 0 | 0 | 0 | 0 | 0 | 0
2016-09-15 11:00 | 0 | 0 | 0 | 0 | 384649.9934 | 0 | 426605 | 0 | 0 | 0 | 688653.7967 | 0 | 0 | 0 | 0 | 0 | 0 | 0 | 0 | 0 | 0 | 0 | 0 | 0 | -41955.0066 | 0 | 0 | 0 | 0 | 0 | 0 | 0 | 0 | 0 | 0 | 0
2016-09-15 12:00 | 0 | 0 | 0 | 0 | 97044.5693 | 11.5324 | 441383 | 0 | 0 | 0 | 344326.8984 | 0 | 0 | 0 | 0 | 0 | 0 | 0 | 0 | 0 | 0 | 0 | 0 | 0 | -344326.8984 | 0 | 0 | 0 | 0 | 0 | 0 | 0 | 0 | 0 | 0 | 0
2016-09-15 13:00 | 0 | 0 | 0 | 0 | 19921.6333 | 96972.4683 | 461221 | 0 | 0 | 0 | 0 | 0 | 0 | 0 | 0 | 0 | 0 | 0 | 0 | 0 | 0 | 0 | 0 | 0 | -344326.8984 | 0 | 0 | 0 | 0 | 0 | 0 | 0 | 0 | 0 | 0 | 0
2016-09-15 14:00 | 0 | 0 | 0 | 0 | 160704.7146 | 667389.1837 | 483767 | 0 | 0 | 0 | 344326.8984 | 0 | 0 | 0 | 0 | 0 | 0 | 0 | 0 | 0 | 0 | 0 | 0 | 0 | 344326.8984 | 0 | 0 | 0 | 0 | 0 | 0 | 0 | 0 | 0 | 0 | 0
2016-09-15 15:00 | 0 | 0 | 0 | 0 | 0 | 850551.8984 | 506225 | 0 | 0 | 0 | 688653.7967 | 0 | 0 | 0 | 0 | 0 | 0 | 0 | 0 | 0 | 0 | 0 | 0 | 0 | 344326.8984 | 0 | 0 | 0 | 0 | 0 | 0 | 0 | 0 | 0 | 0 | 0
2016-09-15 16:00 | 0 | 0 | 0 | 0 | 0 | 871206.8984 | 526880 | 0 | 0 | 0 | 1032980.6951 | 0 | 0 | 0 | 0 | 0 | 0 | 0 | 0 | 0 | 0 | 0 | 0 | 0 | 344326.8984 | 0 | 0 | 0 | 0 | 0 | 0 | 0 | 0 | 0 | 0 | 0
2016-09-15 17:00 | 0 | 0 | 0 | 0 | 0 | 890830.8984 | 546504 | 0 | 0 | 0 | 1377307.5935 | 0 | 0 | 0 | 0 | 0 | 0 | 0 | 0 | 0 | 0 | 0 | 0 | 0 | 344326.8984 | 0 | 0 | 0 | 0 | 0 | 0 | 0 | 0 | 0 | 0 | 0
2016-09-15 18:00 | 0 | 0 | 0 | 0 | 0 | 906065.8984 | 561739 | 0 | 0 | 0 | 1721634.4918 | 0 | 0 | 0 | 0 | 0 | 0 | 0 | 0 | 0 | 0 | 0 | 0 | 0 | 344326.8984 | 0 | 0 | 0 | 0 | 0 | 0 | 0 | 0 | 0 | 0 | 0
2016-09-15 19:00 | 0 | 0 | 0 | 0 | 0 | 916898.8984 | 572572 | 0 | 0 | 0 | 2065961.3902 | 0 | 0 | 0 | 0 | 0 | 0 | 0 | 0 | 0 | 0 | 0 | 0 | 0 | 344326.8984 | 0 | 0 | 0 | 0 | 0 | 0 | 0 | 0 | 0 | 0 | 0
2016-09-15 20:00 | 0 | 0 | 0 | 0 | 0 | 923601.8984 | 579275 | 0 | 0 | 0 | 2410288.2886 | 0 | 0 | 0 | 0 | 0 | 0 | 0 | 0 | 0 | 0 | 0 | 0 | 0 | 344326.8984 | 0 | 0 | 0 | 0 | 0 | 0 | 0 | 0 | 0 | 0 | 0
2016-09-15 21:00 | 0 | 0 | 0 | 0 | 0 | 923909.8984 | 579583 | 0 | 0 | 0 | 2754615.1869 | 0 | 0 | 0 | 0 | 0 | 0 | 0 | 0 | 0 | 0 | 0 | 0 | 0 | 344326.8984 | 0 | 0 | 0 | 0 | 0 | 0 | 0 | 0 | 0 | 0 | 0
2016-09-15 22:00 | 0 | 0 | 0 | 0 | 0 | 933566.1378 | 570244 | 0 | 0 | 0 | 3098942.0853 | 0 | 0 | 18995.2394 | 0 | 0 | 0 | 0 | 0 | 0 | 0 | 0 | 0 | 0 | 344326.8984 | 0 | 0 | 0 | 18995.2394 | 0 | 0 | 0 | 0 | 0 | 0 | 0
2016-09-15 23:00 | 0 | 0 | 0 | 0 | 0 | 822154.3032 | 559133 | 0 | 0 | 0 | 3380958.6279 | 0 | 0 | 0 | 0 | 0 | 0 | 0 | 0 | 0 | 0 | 0 | 0 | 0 | 282016.5426 | 0 | 0 | 0 | -18995.2394 | 0 | 0 | 0 | 0 | 0 | 0 | 0
2016-09-16 | 0 | 0 | 0 | 0 | 0 | 517225.3819 | 552439 | 0 | 0 | 0 | 3345745.0099 | 0 | 0 | 0 | 0 | 0 | 0 | 0 | 0 | 0 | 0 | 0 | 0 | 0 | -35213.6181 | 0 | 0 | 0 | 0 | 0 | 0 | 0 | 0 | 0 | 0 | 0
2016-09-16 01:00 | 0 | 0 | 0 | 0 | 145454.5247 | 43059.5769 | 532841 | 0 | 0 | 0 | 3001418.1115 | 0 | 0 | 0 | 0 | 0 | 0 | 0 | 0 | 0 | 0 | 0 | 0 | 0 | -344326.8984 | 0 | 0 | 0 | 0 | 0 | 0 | 0 | 0 | 0 | 0 | 0
2016-09-16 02:00 | 0 | 0 | 0 | 0 | 158129.1016 | 0 | 502456 | 0 | 0 | 0 | 2657091.2131 | 0 | 0 | 0 | 0 | 0 | 0 | 0 | 0 | 0 | 0 | 0 | 0 | 0 | -344326.8984 | 0 | 0 | 0 | 0 | 0 | 0 | 0 | 0 | 0 | 0 | 0
2016-09-16 03:00 | 0 | 0 | 0 | 0 | 123464.1016 | 0 | 467791 | 0 | 0 | 0 | 2312764.3148 | 0 | 0 | 0 | 0 | 0 | 0 | 0 | 0 | 0 | 0 | 0 | 0 | 0 | -344326.8984 | 0 | 0 | 0 | 0 | 0 | 0 | 0 | 0 | 0 | 0 | 0
2016-09-16 04:00 | 0 | 0 | 0 | 0 | 90709.1016 | 0 | 435036 | 0 | 0 | 0 | 1968437.4164 | 0 | 0 | 0 | 0 | 0 | 0 | 0 | 0 | 0 | 0 | 0 | 0 | 0 | -344326.8984 | 0 | 0 | 0 | 0 | 0 | 0 | 0 | 0 | 0 | 0 | 0
2016-09-16 05:00 | 0 | 0 | 0 | 0 | 520545.4983 | 0 | 408298 | 0 | 0 | 0 | 2080684.9146 | 0 | 0 | 0 | 0 | 0 | 0 | 0 | 0 | 0 | 0 | 0 | 0 | 0 | 112247.4983 | 0 | 0 | 0 | 0 | 0 | 0 | 0 | 0 | 0 | 0 | 0
2016-09-16 06:00 | 0 | 0 | 0 | 0 | 44997.1016 | 0 | 389324 | 0 | 0 | 0 | 1736358.0163 | 0 | 0 | 0 | 0 | 0 | 0 | 0 | 0 | 0 | 0 | 0 | 0 | 0 | -344326.8984 | 0 | 0 | 0 | 0 | 0 | 0 | 0 | 0 | 0 | 0 | 0
2016-09-16 07:00 | 0 | 0 | 0 | 0 | 32240.1016 | 0 | 376567 | 0 | 0 | 0 | 1392031.1179 | 0 | 0 | 0 | 0 | 0 | 0 | 0 | 0 | 0 | 0 | 0 | 0 | 0 | -344326.8984 | 0 | 0 | 0 | 0 | 0 | 0 | 0 | 0 | 0 | 0 | 0
2016-09-16 08:00 | 0 | 0 | 0 | 0 | 27951.1016 | 0 | 372278 | 0 | 0 | 0 | 1047704.2196 | 0 | 0 | 0 | 0 | 0 | 0 | 0 | 0 | 0 | 0 | 0 | 0 | 0 | -344326.8984 | 0 | 0 | 0 | 0 | 0 | 0 | 0 | 0 | 0 | 0 | 0
2016-09-16 09:00 | 0 | 0 | 0 | 0 | 429738.8047 | 0 | 379772 | 0 | 0 | 0 | 1097671.0243 | 0 | 0 | 0 | 0 | 0 | 0 | 0 | 0 | 0 | 0 | 0 | 0 | 0 | 49966.8047 | 0 | 0 | 0 | 0 | 0 | 0 | 0 | 0 | 0 | 0 | 0
2016-09-16 10:00 | 0 | 0 | 0 | 0 | 59438.1016 | 0 | 403765 | 0 | 0 | 0 | 753344.1259 | 0 | 0 | 0 | 0 | 0 | 0 | 0 | 0 | 0 | 0 | 0 | 0 | 0 | -344326.8984 | 0 | 0 | 0 | 0 | 0 | 0 | 0 | 0 | 0 | 0 | 0
2016-09-16 11:00 | 0 | 0 | 0 | 0 | 82107.1016 | 0 | 426434 | 0 | 0 | 0 | 409017.2275 | 0 | 0 | 0 | 0 | 0 | 0 | 0 | 0 | 0 | 0 | 0 | 0 | 0 | -344326.8984 | 0 | 0 | 0 | 0 | 0 | 0 | 0 | 0 | 0 | 0 | 0
2016-09-16 12:00 | 0 | 0 | 0 | 0 | 155154.5348 | 6.1884 | 441129 | 0 | 0 | 0 | 123048.9508 | 0 | 0 | 0 | 0 | 0 | 0 | 0 | 0 | 0 | 0 | 0 | 0 | 0 | -285968.2768 | 0 | 0 | 0 | 0 | 0 | 0 | 0 | 0 | 0 | 0 | 0
2016-09-16 13:00 | 0 | 0 | 0 | 0 | 249449.753 | 108344.3309 | 460947 | 0 | 0 | 0 | 19896.0347 | 0 | 0 | 0 | 0 | 0 | 0 | 0 | 0 | 0 | 0 | 0 | 0 | 0 | -103152.916 | 0 | 0 | 0 | 0 | 0 | 0 | 0 | 0 | 0 | 0 | 0
2016-09-16 14:00 | 0 | 0 | 0 | 0 | 127273.098 | 699478.8004 | 482425 | 0 | 0 | 0 | 364222.9331 | 0 | 0 | 0 | 0 | 0 | 0 | 0 | 0 | 0 | 0 | 0 | 0 | 0 | 344326.8984 | 0 | 0 | 0 | 0 | 0 | 0 | 0 | 0 | 0 | 0 | 0
2016-09-16 15:00 | 0 | 0 | 0 | 0 | 0 | 847551.8984 | 503225 | 0 | 0 | 0 | 708549.8315 | 0 | 0 | 0 | 0 | 0 | 0 | 0 | 0 | 0 | 0 | 0 | 0 | 0 | 344326.8984 | 0 | 0 | 0 | 0 | 0 | 0 | 0 | 0 | 0 | 0 | 0
2016-09-16 16:00 | 0 | 0 | 0 | 0 | 0 | 866330.8984 | 522004 | 0 | 0 | 0 | 1052876.7298 | 0 | 0 | 0 | 0 | 0 | 0 | 0 | 0 | 0 | 0 | 0 | 0 | 0 | 344326.8984 | 0 | 0 | 0 | 0 | 0 | 0 | 0 | 0 | 0 | 0 | 0
2016-09-16 17:00 | 0 | 0 | 0 | 0 | 0 | 883576.8984 | 539250 | 0 | 0 | 0 | 1397203.6282 | 0 | 0 | 0 | 0 | 0 | 0 | 0 | 0 | 0 | 0 | 0 | 0 | 0 | 344326.8984 | 0 | 0 | 0 | 0 | 0 | 0 | 0 | 0 | 0 | 0 | 0
2016-09-16 18:00 | 0 | 0 | 0 | 0 | 0 | 896775.8984 | 552449 | 0 | 0 | 0 | 1741530.5266 | 0 | 0 | 0 | 0 | 0 | 0 | 0 | 0 | 0 | 0 | 0 | 0 | 0 | 344326.8984 | 0 | 0 | 0 | 0 | 0 | 0 | 0 | 0 | 0 | 0 | 0
2016-09-16 19:00 | 0 | 0 | 0 | 0 | 0 | 906721.8984 | 562395 | 0 | 0 | 0 | 2085857.4249 | 0 | 0 | 0 | 0 | 0 | 0 | 0 | 0 | 0 | 0 | 0 | 0 | 0 | 344326.8984 | 0 | 0 | 0 | 0 | 0 | 0 | 0 | 0 | 0 | 0 | 0
2016-09-16 20:00 | 0 | 0 | 0 | 0 | 0 | 912334.8984 | 568008 | 0 | 0 | 0 | 2430184.3233 | 0 | 0 | 0 | 0 | 0 | 0 | 0 | 0 | 0 | 0 | 0 | 0 | 0 | 344326.8984 | 0 | 0 | 0 | 0 | 0 | 0 | 0 | 0 | 0 | 0 | 0
2016-09-16 21:00 | 0 | 0 | 0 | 0 | 0 | 911194.8984 | 566868 | 0 | 0 | 0 | 2774511.2217 | 0 | 0 | 0 | 0 | 0 | 0 | 0 | 0 | 0 | 0 | 0 | 0 | 0 | 344326.8984 | 0 | 0 | 0 | 0 | 0 | 0 | 0 | 0 | 0 | 0 | 0
2016-09-16 22:00 | 0 | 0 | 0 | 0 | 0 | 919622.1378 | 556300 | 0 | 0 | 0 | 3118838.12 | 0 | 0 | 18995.2394 | 0 | 0 | 0 | 0 | 0 | 0 | 0 | 0 | 0 | 0 | 344326.8984 | 0 | 0 | 0 | 18995.2394 | 0 | 0 | 0 | 0 | 0 | 0 | 0
2016-09-16 23:00 | 0 | 0 | 0 | 0 | 4751.0189 | 864560.64 | 543980 | 0 | 0 | 0 | 3463165.0184 | 0 | 0 | 0 | 0 | 0 | 0 | 0 | 0 | 0 | 0 | 0 | 0 | 0 | 344326.8984 | 0 | 0 | 0 | -18995.2394 | 0 | 0 | 0 | 0 | 0 | 0 | 0
2016-09-17 | 0 | 0 | 0 | 0 | 0 | 524883.6118 | 533857 | 0 | 0 | 0 | 3454191.6302 | 0 | 0 | 0 | 0 | 0 | 0 | 0 | 0 | 0 | 0 | 0 | 0 | 0 | -8973.3882 | 0 | 0 | 0 | 0 | 0 | 0 | 0 | 0 | 0 | 0 | 0
2016-09-17 01:00 | 0 | 0 | 0 | 0 | 126826.6446 | 43782.457 | 514936 | 0 | 0 | 0 | 3109864.7318 | 0 | 0 | 0 | 0 | 0 | 0 | 0 | 0 | 0 | 0 | 0 | 0 | 0 | -344326.8984 | 0 | 0 | 0 | 0 | 0 | 0 | 0 | 0 | 0 | 0 | 0
2016-09-17 02:00 | 0 | 0 | 0 | 0 | 146813.1016 | 0 | 491140 | 0 | 0 | 0 | 2765537.8335 | 0 | 0 | 0 | 0 | 0 | 0 | 0 | 0 | 0 | 0 | 0 | 0 | 0 | -344326.8984 | 0 | 0 | 0 | 0 | 0 | 0 | 0 | 0 | 0 | 0 | 0
2016-09-17 03:00 | 0 | 0 | 0 | 0 | 117134.1016 | 0 | 461461 | 0 | 0 | 0 | 2421210.9351 | 0 | 0 | 0 | 0 | 0 | 0 | 0 | 0 | 0 | 0 | 0 | 0 | 0 | -344326.8984 | 0 | 0 | 0 | 0 | 0 | 0 | 0 | 0 | 0 | 0 | 0
2016-09-17 04:00 | 0 | 0 | 0 | 0 | 360488.2228 | 0 | 432146 | 0 | 0 | 0 | 2349553.1579 | 0 | 0 | 0 | 0 | 0 | 0 | 0 | 0 | 0 | 0 | 0 | 0 | 0 | -71657.7772 | 0 | 0 | 0 | 0 | 0 | 0 | 0 | 0 | 0 | 0 | 0
2016-09-17 05:00 | 0 | 0 | 0 | 0 | 63156.1016 | 0 | 407483 | 0 | 0 | 0 | 2005226.2596 | 0 | 0 | 0 | 0 | 0 | 0 | 0 | 0 | 0 | 0 | 0 | 0 | 0 | -344326.8984 | 0 | 0 | 0 | 0 | 0 | 0 | 0 | 0 | 0 | 0 | 0
2016-09-17 06:00 | 0 | 0 | 0 | 0 | 43797.1016 | 0 | 388124 | 0 | 0 | 0 | 1660899.3612 | 0 | 0 | 0 | 0 | 0 | 0 | 0 | 0 | 0 | 0 | 0 | 0 | 0 | -344326.8984 | 0 | 0 | 0 | 0 | 0 | 0 | 0 | 0 | 0 | 0 | 0
2016-09-17 07:00 | 0 | 0 | 0 | 0 | 31038.1016 | 0 | 375365 | 0 | 0 | 0 | 1316572.4628 | 0 | 0 | 0 | 0 | 0 | 0 | 0 | 0 | 0 | 0 | 0 | 0 | 0 | -344326.8984 | 0 | 0 | 0 | 0 | 0 | 0 | 0 | 0 | 0 | 0 | 0
2016-09-17 08:00 | 0 | 0 | 0 | 0 | 23416.1016 | 0 | 367743 | 0 | 0 | 0 | 972245.5645 | 0 | 0 | 0 | 0 | 0 | 0 | 0 | 0 | 0 | 0 | 0 | 0 | 0 | -344326.8984 | 0 | 0 | 0 | 0 | 0 | 0 | 0 | 0 | 0 | 0 | 0
2016-09-17 09:00 | 0 | 0 | 0 | 0 | 446942.3539 | 0 | 366707 | 0 | 0 | 0 | 1052480.9184 | 0 | 0 | 0 | 0 | 0 | 0 | 0 | 0 | 0 | 0 | 0 | 0 | 0 | 80235.3539 | 0 | 0 | 0 | 0 | 0 | 0 | 0 | 0 | 0 | 0 | 0
2016-09-17 10:00 | 0 | 0 | 0 | 0 | 27684.1016 | 0 | 372011 | 0 | 0 | 0 | 708154.02 | 0 | 0 | 0 | 0 | 0 | 0 | 0 | 0 | 0 | 0 | 0 | 0 | 0 | -344326.8984 | 0 | 0 | 0 | 0 | 0 | 0 | 0 | 0 | 0 | 0 | 0
2016-09-17 11:00 | 0 | 0 | 0 | 0 | 35651.1016 | 0 | 379978 | 0 | 0 | 0 | 363827.1216 | 0 | 0 | 0 | 0 | 0 | 0 | 0 | 0 | 0 | 0 | 0 | 0 | 0 | -344326.8984 | 0 | 0 | 0 | 0 | 0 | 0 | 0 | 0 | 0 | 0 | 0
2016-09-17 12:00 | 0 | 0 | 0 | 0 | 51371.0868 | 4.0149 | 395702 | 0 | 0 | 0 | 19500.2233 | 0 | 0 | 0 | 0 | 0 | 0 | 0 | 0 | 0 | 0 | 0 | 0 | 0 | -344326.8984 | 0 | 0 | 0 | 0 | 0 | 0 | 0 | 0 | 0 | 0 | 0
2016-09-17 13:00 | 0 | 0 | 0 | 0 | 277329.8328 | 121215.944 | 418046 | 0 | 0 | 0 | 0 | 0 | 0 | 0 | 0 | 0 | 0 | 0 | 0 | 0 | 0 | 0 | 0 | 0 | -19500.2233 | 0 | 0 | 0 | 0 | 0 | 0 | 0 | 0 | 0 | 0 | 0
2016-09-17 14:00 | 0 | 0 | 0 | 0 | 0 | 685478.397 | 442054 | 0 | 0 | 0 | 243424.397 | 0 | 0 | 0 | 0 | 0 | 0 | 0 | 0 | 0 | 0 | 0 | 0 | 0 | 243424.397 | 0 | 0 | 0 | 0 | 0 | 0 | 0 | 0 | 0 | 0 | 0
2016-09-17 15:00 | 0 | 0 | 0 | 0 | 0 | 809392.8984 | 465066 | 0 | 0 | 0 | 587751.2953 | 0 | 0 | 0 | 0 | 0 | 0 | 0 | 0 | 0 | 0 | 0 | 0 | 0 | 344326.8984 | 0 | 0 | 0 | 0 | 0 | 0 | 0 | 0 | 0 | 0 | 0
2016-09-17 16:00 | 0 | 0 | 0 | 0 | 0 | 829669.8984 | 485343 | 0 | 0 | 0 | 932078.1937 | 0 | 0 | 0 | 0 | 0 | 0 | 0 | 0 | 0 | 0 | 0 | 0 | 0 | 344326.8984 | 0 | 0 | 0 | 0 | 0 | 0 | 0 | 0 | 0 | 0 | 0
2016-09-17 17:00 | 0 | 0 | 0 | 0 | 0 | 846790.8984 | 502464 | 0 | 0 | 0 | 1276405.0921 | 0 | 0 | 0 | 0 | 0 | 0 | 0 | 0 | 0 | 0 | 0 | 0 | 0 | 344326.8984 | 0 | 0 | 0 | 0 | 0 | 0 | 0 | 0 | 0 | 0 | 0
2016-09-17 18:00 | 0 | 0 | 0 | 0 | 0 | 860723.8984 | 516397 | 0 | 0 | 0 | 1620731.9904 | 0 | 0 | 0 | 0 | 0 | 0 | 0 | 0 | 0 | 0 | 0 | 0 | 0 | 344326.8984 | 0 | 0 | 0 | 0 | 0 | 0 | 0 | 0 | 0 | 0 | 0
2016-09-17 19:00 | 0 | 0 | 0 | 0 | 0 | 871144.8984 | 526818 | 0 | 0 | 0 | 1965058.8888 | 0 | 0 | 0 | 0 | 0 | 0 | 0 | 0 | 0 | 0 | 0 | 0 | 0 | 344326.8984 | 0 | 0 | 0 | 0 | 0 | 0 | 0 | 0 | 0 | 0 | 0
2016-09-17 20:00 | 0 | 0 | 0 | 0 | 0 | 879887.8984 | 535561 | 0 | 0 | 0 | 2309385.7872 | 0 | 0 | 0 | 0 | 0 | 0 | 0 | 0 | 0 | 0 | 0 | 0 | 0 | 344326.8984 | 0 | 0 | 0 | 0 | 0 | 0 | 0 | 0 | 0 | 0 | 0
2016-09-17 21:00 | 0 | 0 | 0 | 0 | 0 | 883890.8984 | 539564 | 0 | 0 | 0 | 2653712.6855 | 0 | 0 | 0 | 0 | 0 | 0 | 0 | 0 | 0 | 0 | 0 | 0 | 0 | 344326.8984 | 0 | 0 | 0 | 0 | 0 | 0 | 0 | 0 | 0 | 0 | 0
2016-09-17 22:00 | 0 | 0 | 0 | 0 | 0 | 899046.1378 | 535724 | 0 | 0 | 0 | 2998039.5839 | 0 | 0 | 18995.2394 | 0 | 0 | 0 | 0 | 0 | 0 | 0 | 0 | 0 | 0 | 344326.8984 | 0 | 0 | 0 | 18995.2394 | 0 | 0 | 0 | 0 | 0 | 0 | 0
2016-09-17 23:00 | 0 | 0 | 0 | 0 | 0 | 827653.6697 | 528480 | 0 | 0 | 0 | 3316208.493 | 0 | 0 | 0 | 0 | 0 | 0 | 0 | 0 | 0 | 0 | 0 | 0 | 0 | 318168.9091 | 0 | 0 | 0 | -18995.2394 | 0 | 0 | 0 | 0 | 0 | 0 | 0
2016-09-18 | 0 | 0 | 0 | 0 | 0 | 488036.6029 | 521396 | 0 | 0 | 0 | 3282849.0959 | 0 | 0 | 0 | 0 | 0 | 0 | 0 | 0 | 0 | 0 | 0 | 0 | 0 | -33359.3971 | 0 | 0 | 0 | 0 | 0 | 0 | 0 | 0 | 0 | 0 | 0
2016-09-18 01:00 | 0 | 0 | 0 | 0 | 120694.7024 | 39366.3993 | 504388 | 0 | 0 | 0 | 2938522.1976 | 0 | 0 | 0 | 0 | 0 | 0 | 0 | 0 | 0 | 0 | 0 | 0 | 0 | -344326.8984 | 0 | 0 | 0 | 0 | 0 | 0 | 0 | 0 | 0 | 0 | 0
2016-09-18 02:00 | 0 | 0 | 0 | 0 | 136277.1016 | 0 | 480604 | 0 | 0 | 0 | 2594195.2992 | 0 | 0 | 0 | 0 | 0 | 0 | 0 | 0 | 0 | 0 | 0 | 0 | 0 | -344326.8984 | 0 | 0 | 0 | 0 | 0 | 0 | 0 | 0 | 0 | 0 | 0
2016-09-18 03:00 | 0 | 0 | 0 | 0 | 109377.1016 | 0 | 453704 | 0 | 0 | 0 | 2249868.4008 | 0 | 0 | 0 | 0 | 0 | 0 | 0 | 0 | 0 | 0 | 0 | 0 | 0 | -344326.8984 | 0 | 0 | 0 | 0 | 0 | 0 | 0 | 0 | 0 | 0 | 0
2016-09-18 04:00 | 0 | 0 | 0 | 0 | 82489.1016 | 0 | 426816 | 0 | 0 | 0 | 1905541.5025 | 0 | 0 | 0 | 0 | 0 | 0 | 0 | 0 | 0 | 0 | 0 | 0 | 0 | -344326.8984 | 0 | 0 | 0 | 0 | 0 | 0 | 0 | 0 | 0 | 0 | 0
2016-09-18 05:00 | 0 | 0 | 0 | 0 | 59044.1016 | 0 | 403371 | 0 | 0 | 0 | 1561214.6041 | 0 | 0 | 0 | 0 | 0 | 0 | 0 | 0 | 0 | 0 | 0 | 0 | 0 | -344326.8984 | 0 | 0 | 0 | 0 | 0 | 0 | 0 | 0 | 0 | 0 | 0
2016-09-18 06:00 | 0 | 0 | 0 | 0 | 40255.1016 | 0 | 384582 | 0 | 0 | 0 | 1216887.7057 | 0 | 0 | 0 | 0 | 0 | 0 | 0 | 0 | 0 | 0 | 0 | 0 | 0 | -344326.8984 | 0 | 0 | 0 | 0 | 0 | 0 | 0 | 0 | 0 | 0 | 0
2016-09-18 07:00 | 0 | 0 | 0 | 0 | 186790.9894 | 0 | 370698 | 0 | 0 | 0 | 1032980.6951 | 0 | 0 | 0 | 0 | 0 | 0 | 0 | 0 | 0 | 0 | 0 | 0 | 0 | -183907.0106 | 0 | 0 | 0 | 0 | 0 | 0 | 0 | 0 | 0 | 0 | 0
2016-09-18 08:00 | 0 | 0 | 0 | 0 | 706848.8984 | 0 | 362522 | 0 | 0 | 0 | 1377307.5935 | 0 | 0 | 0 | 0 | 0 | 0 | 0 | 0 | 0 | 0 | 0 | 0 | 0 | 344326.8984 | 0 | 0 | 0 | 0 | 0 | 0 | 0 | 0 | 0 | 0 | 0
2016-09-18 09:00 | 0 | 0 | 0 | 0 | 15832.1016 | 0 | 360159 | 0 | 0 | 0 | 1032980.6951 | 0 | 0 | 0 | 0 | 0 | 0 | 0 | 0 | 0 | 0 | 0 | 0 | 0 | -344326.8984 | 0 | 0 | 0 | 0 | 0 | 0 | 0 | 0 | 0 | 0 | 0
2016-09-18 10:00 | 0 | 0 | 0 | 0 | 18695.1016 | 0 | 363022 | 0 | 0 | 0 | 688653.7967 | 0 | 0 | 0 | 0 | 0 | 0 | 0 | 0 | 0 | 0 | 0 | 0 | 0 | -344326.8984 | 0 | 0 | 0 | 0 | 0 | 0 | 0 | 0 | 0 | 0 | 0
2016-09-18 11:00 | 0 | 0 | 0 | 0 | 24305.1016 | 0 | 368632 | 0 | 0 | 0 | 344326.8984 | 0 | 0 | 0 | 0 | 0 | 0 | 0 | 0 | 0 | 0 | 0 | 0 | 0 | -344326.8984 | 0 | 0 | 0 | 0 | 0 | 0 | 0 | 0 | 0 | 0 | 0
2016-09-18 12:00 | 0 | 0 | 0 | 0 | 38743.1016 | 0 | 383070 | 0 | 0 | 0 | 0 | 0 | 0 | 0 | 0 | 0 | 0 | 0 | 0 | 0 | 0 | 0 | 0 | 0 | -344326.8984 | 0 | 0 | 0 | 0 | 0 | 0 | 0 | 0 | 0 | 0 | 0
2016-09-18 13:00 | 0 | 0 | 0 | 0 | 285099.7679 | 122410.2321 | 407510 | 0 | 0 | 0 | 0 | 0 | 0 | 0 | 0 | 0 | 0 | 0 | 0 | 0 | 0 | 0 | 0 | 0 | 0 | 0 | 0 | 0 | 0 | 0 | 0 | 0 | 0 | 0 | 0 | 0
2016-09-18 14:00 | 0 | 0 | 0 | 0 | 73732.1236 | 704333.7748 | 433739 | 0 | 0 | 0 | 344326.8984 | 0 | 0 | 0 | 0 | 0 | 0 | 0 | 0 | 0 | 0 | 0 | 0 | 0 | 344326.8984 | 0 | 0 | 0 | 0 | 0 | 0 | 0 | 0 | 0 | 0 | 0
2016-09-18 15:00 | 0 | 0 | 0 | 0 | 0 | 804605.8984 | 460279 | 0 | 0 | 0 | 688653.7967 | 0 | 0 | 0 | 0 | 0 | 0 | 0 | 0 | 0 | 0 | 0 | 0 | 0 | 344326.8984 | 0 | 0 | 0 | 0 | 0 | 0 | 0 | 0 | 0 | 0 | 0
2016-09-18 16:00 | 0 | 0 | 0 | 0 | 0 | 830689.8984 | 486363 | 0 | 0 | 0 | 1032980.6951 | 0 | 0 | 0 | 0 | 0 | 0 | 0 | 0 | 0 | 0 | 0 | 0 | 0 | 344326.8984 | 0 | 0 | 0 | 0 | 0 | 0 | 0 | 0 | 0 | 0 | 0
2016-09-18 17:00 | 0 | 0 | 0 | 0 | 0 | 854462.8984 | 510136 | 0 | 0 | 0 | 1377307.5935 | 0 | 0 | 0 | 0 | 0 | 0 | 0 | 0 | 0 | 0 | 0 | 0 | 0 | 344326.8984 | 0 | 0 | 0 | 0 | 0 | 0 | 0 | 0 | 0 | 0 | 0
2016-09-18 18:00 | 0 | 0 | 0 | 0 | 0 | 873666.8984 | 529340 | 0 | 0 | 0 | 1721634.4918 | 0 | 0 | 0 | 0 | 0 | 0 | 0 | 0 | 0 | 0 | 0 | 0 | 0 | 344326.8984 | 0 | 0 | 0 | 0 | 0 | 0 | 0 | 0 | 0 | 0 | 0
2016-09-18 19:00 | 0 | 0 | 0 | 0 | 0 | 888339.8984 | 544013 | 0 | 0 | 0 | 2065961.3902 | 0 | 0 | 0 | 0 | 0 | 0 | 0 | 0 | 0 | 0 | 0 | 0 | 0 | 344326.8984 | 0 | 0 | 0 | 0 | 0 | 0 | 0 | 0 | 0 | 0 | 0
2016-09-18 20:00 | 0 | 0 | 0 | 0 | 0 | 900811.8984 | 556485 | 0 | 0 | 0 | 2410288.2886 | 0 | 0 | 0 | 0 | 0 | 0 | 0 | 0 | 0 | 0 | 0 | 0 | 0 | 344326.8984 | 0 | 0 | 0 | 0 | 0 | 0 | 0 | 0 | 0 | 0 | 0
2016-09-18 21:00 | 0 | 0 | 0 | 0 | 0 | 910004.8984 | 565678 | 0 | 0 | 0 | 2754615.1869 | 0 | 0 | 0 | 0 | 0 | 0 | 0 | 0 | 0 | 0 | 0 | 0 | 0 | 344326.8984 | 0 | 0 | 0 | 0 | 0 | 0 | 0 | 0 | 0 | 0 | 0
2016-09-18 22:00 | 0 | 0 | 0 | 0 | 0 | 929912.1378 | 566590 | 0 | 0 | 0 | 3098942.0853 | 0 | 0 | 18995.2394 | 0 | 0 | 0 | 0 | 0 | 0 | 0 | 0 | 0 | 0 | 344326.8984 | 0 | 0 | 0 | 18995.2394 | 0 | 0 | 0 | 0 | 0 | 0 | 0
2016-09-18 23:00 | 0 | 0 | 0 | 0 | 0 | 846819.3706 | 564433 | 0 | 0 | 0 | 3400323.6953 | 0 | 0 | 0 | 0 | 0 | 0 | 0 | 0 | 0 | 0 | 0 | 0 | 0 | 301381.61 | 0 | 0 | 0 | -18995.2394 | 0 | 0 | 0 | 0 | 0 | 0 | 0
2016-09-19 | 0 | 0 | 0 | 0 | 0 | 493845.2861 | 558678 | 0 | 0 | 0 | 3335490.9814 | 0 | 0 | 0 | 0 | 0 | 0 | 0 | 0 | 0 | 0 | 0 | 0 | 0 | -64832.7139 | 0 | 0 | 0 | 0 | 0 | 0 | 0 | 0 | 0 | 0 | 0
2016-09-19 01:00 | 0 | 0 | 0 | 0 | 151394.8896 | 42416.212 | 538138 | 0 | 0 | 0 | 2991164.083 | 0 | 0 | 0 | 0 | 0 | 0 | 0 | 0 | 0 | 0 | 0 | 0 | 0 | -344326.8984 | 0 | 0 | 0 | 0 | 0 | 0 | 0 | 0 | 0 | 0 | 0
2016-09-19 02:00 | 0 | 0 | 0 | 0 | 164459.1016 | 0 | 508786 | 0 | 0 | 0 | 2646837.1847 | 0 | 0 | 0 | 0 | 0 | 0 | 0 | 0 | 0 | 0 | 0 | 0 | 0 | -344326.8984 | 0 | 0 | 0 | 0 | 0 | 0 | 0 | 0 | 0 | 0 | 0
2016-09-19 03:00 | 0 | 0 | 0 | 0 | 131063.1016 | 0 | 475390 | 0 | 0 | 0 | 2302510.2863 | 0 | 0 | 0 | 0 | 0 | 0 | 0 | 0 | 0 | 0 | 0 | 0 | 0 | -344326.8984 | 0 | 0 | 0 | 0 | 0 | 0 | 0 | 0 | 0 | 0 | 0
2016-09-19 04:00 | 0 | 0 | 0 | 0 | 98839.1016 | 0 | 443166 | 0 | 0 | 0 | 1958183.3879 | 0 | 0 | 0 | 0 | 0 | 0 | 0 | 0 | 0 | 0 | 0 | 0 | 0 | -344326.8984 | 0 | 0 | 0 | 0 | 0 | 0 | 0 | 0 | 0 | 0 | 0
2016-09-19 05:00 | 0 | 0 | 0 | 0 | 72419.1016 | 0 | 416746 | 0 | 0 | 0 | 1613856.4896 | 0 | 0 | 0 | 0 | 0 | 0 | 0 | 0 | 0 | 0 | 0 | 0 | 0 | -344326.8984 | 0 | 0 | 0 | 0 | 0 | 0 | 0 | 0 | 0 | 0 | 0
2016-09-19 06:00 | 0 | 0 | 0 | 0 | 53377.1016 | 0 | 397704 | 0 | 0 | 0 | 1269529.5912 | 0 | 0 | 0 | 0 | 0 | 0 | 0 | 0 | 0 | 0 | 0 | 0 | 0 | -344326.8984 | 0 | 0 | 0 | 0 | 0 | 0 | 0 | 0 | 0 | 0 | 0
2016-09-19 07:00 | 0 | 0 | 0 | 0 | 730485.8984 | 0 | 386159 | 0 | 0 | 0 | 1613856.4896 | 0 | 0 | 0 | 0 | 0 | 0 | 0 | 0 | 0 | 0 | 0 | 0 | 0 | 344326.8984 | 0 | 0 | 0 | 0 | 0 | 0 | 0 | 0 | 0 | 0 | 0
2016-09-19 08:00 | 0 | 0 | 0 | 0 | 38993.1016 | 0 | 383320 | 0 | 0 | 0 | 1269529.5912 | 0 | 0 | 0 | 0 | 0 | 0 | 0 | 0 | 0 | 0 | 0 | 0 | 0 | -344326.8984 | 0 | 0 | 0 | 0 | 0 | 0 | 0 | 0 | 0 | 0 | 0
2016-09-19 09:00 | 0 | 0 | 0 | 0 | 49507.1016 | 0 | 393834 | 0 | 0 | 0 | 925202.6928 | 0 | 0 | 0 | 0 | 0 | 0 | 0 | 0 | 0 | 0 | 0 | 0 | 0 | -344326.8984 | 0 | 0 | 0 | 0 | 0 | 0 | 0 | 0 | 0 | 0 | 0
2016-09-19 10:00 | 0 | 0 | 0 | 0 | 75324.1016 | 0 | 419651 | 0 | 0 | 0 | 580875.7945 | 0 | 0 | 0 | 0 | 0 | 0 | 0 | 0 | 0 | 0 | 0 | 0 | 0 | -344326.8984 | 0 | 0 | 0 | 0 | 0 | 0 | 0 | 0 | 0 | 0 | 0
2016-09-19 11:00 | 0 | 0 | 0 | 0 | 98891.1016 | 0 | 443218 | 0 | 0 | 0 | 236548.8961 | 0 | 0 | 0 | 0 | 0 | 0 | 0 | 0 | 0 | 0 | 0 | 0 | 0 | -344326.8984 | 0 | 0 | 0 | 0 | 0 | 0 | 0 | 0 | 0 | 0 | 0
2016-09-19 12:00 | 0 | 0 | 0 | 0 | 668031.3219 | 0.29489 | 460085 | 0 | 0 | 0 | 444495.5129 | 0 | 0 | 0 | 0 | 0 | 0 | 0 | 0 | 0 | 0 | 0 | 0 | 0 | 207946.6168 | 0 | 0 | 0 | 0 | 0 | 0 | 0 | 0 | 0 | 0 | 0
2016-09-19 13:00 | 0 | 0 | 0 | 0 | 0 | 150836.651 | 481042 | 0 | 0 | 0 | 114290.1639 | 0 | 0 | 0 | 0 | 0 | 0 | 0 | 0 | 0 | 0 | 0 | 0 | 0 | -330205.349 | 0 | 0 | 0 | 0 | 0 | 0 | 0 | 0 | 0 | 0 | 0
2016-09-19 14:00 | 0 | 0 | 0 | 0 | 135927.3186 | 713747.5798 | 505348 | 0 | 0 | 0 | 458617.0623 | 0 | 0 | 0 | 0 | 0 | 0 | 0 | 0 | 0 | 0 | 0 | 0 | 0 | 344326.8984 | 0 | 0 | 0 | 0 | 0 | 0 | 0 | 0 | 0 | 0 | 0
2016-09-19 15:00 | 0 | 0 | 0 | 0 | 0 | 874175.8984 | 529849 | 0 | 0 | 0 | 802943.9606 | 0 | 0 | 0 | 0 | 0 | 0 | 0 | 0 | 0 | 0 | 0 | 0 | 0 | 344326.8984 | 0 | 0 | 0 | 0 | 0 | 0 | 0 | 0 | 0 | 0 | 0
2016-09-19 16:00 | 0 | 0 | 0 | 0 | 0 | 898223.8984 | 553897 | 0 | 0 | 0 | 1147270.859 | 0 | 0 | 0 | 0 | 0 | 0 | 0 | 0 | 0 | 0 | 0 | 0 | 0 | 344326.8984 | 0 | 0 | 0 | 0 | 0 | 0 | 0 | 0 | 0 | 0 | 0
2016-09-19 17:00 | 0 | 0 | 0 | 0 | 0 | 920069.8984 | 575743 | 0 | 0 | 0 | 1491597.7574 | 0 | 0 | 0 | 0 | 0 | 0 | 0 | 0 | 0 | 0 | 0 | 0 | 0 | 344326.8984 | 0 | 0 | 0 | 0 | 0 | 0 | 0 | 0 | 0 | 0 | 0
2016-09-19 18:00 | 0 | 0 | 0 | 0 | 0 | 938425.8984 | 594099 | 0 | 0 | 0 | 1835924.6557 | 0 | 0 | 0 | 0 | 0 | 0 | 0 | 0 | 0 | 0 | 0 | 0 | 0 | 344326.8984 | 0 | 0 | 0 | 0 | 0 | 0 | 0 | 0 | 0 | 0 | 0
2016-09-19 19:00 | 0 | 0 | 0 | 0 | 0 | 967142.9154 | 607306 | 0 | 0 | 0 | 2180251.5541 | 0 | 0 | 15510.017 | 0 | 0 | 0 | 0 | 0 | 0 | 0 | 0 | 0 | 0 | 344326.8984 | 0 | 0 | 0 | 15510.017 | 0 | 0 | 0 | 0 | 0 | 0 | 0
2016-09-19 20:00 | 0 | 0 | 0 | 0 | 0 | 964630.1208 | 616818 | 0 | 0 | 0 | 2524578.4525 | 0 | 0 | 18995.2394 | 0 | 0 | 0 | 0 | 0 | 0 | 0 | 0 | 0 | 0 | 344326.8984 | 0 | 0 | 0 | 3485.2224 | 0 | 0 | 0 | 0 | 0 | 0 | 0
2016-09-19 21:00 | 0 | 0 | 0 | 0 | 0 | 947817.1142 | 618763 | 0 | 0 | 0 | 2868905.3508 | 0 | 0 | 3722.4552 | 0 | 0 | 0 | 0 | 0 | 0 | 0 | 0 | 0 | 0 | 344326.8984 | 0 | 0 | 0 | -15272.7842 | 0 | 0 | 0 | 0 | 0 | 0 | 0
2016-09-19 22:00 | 0 | 0 | 0 | 0 | 0 | 884998.2337 | 612028 | 0 | 0 | 0 | 3145598.0398 | 0 | 0 | 0 | 0 | 0 | 0 | 0 | 0 | 0 | 0 | 0 | 0 | 0 | 276692.6889 | 0 | 0 | 0 | -3722.4552 | 0 | 0 | 0 | 0 | 0 | 0 | 0
2016-09-19 23:00 | 0 | 0 | 0 | 0 | 0 | 703221.0993 | 600923 | 0 | 0 | 0 | 3247896.139 | 0 | 0 | 0 | 0 | 0 | 0 | 0 | 0 | 0 | 0 | 0 | 0 | 0 | 102298.0993 | 0 | 0 | 0 | 0 | 0 | 0 | 0 | 0 | 0 | 0 | 0
2016-09-20 | 0 | 0 | 0 | 0 | 0 | 320979.0126 | 588349 | 0 | 0 | 0 | 2980526.1516 | 0 | 0 | 0 | 0 | 0 | 0 | 0 | 0 | 0 | 0 | 0 | 0 | 0 | -267369.9874 | 0 | 0 | 0 | 0 | 0 | 0 | 0 | 0 | 0 | 0 | 0
2016-09-20 01:00 | 0 | 0 | 0 | 0 | 191178.2522 | 28820.8495 | 564326 | 0 | 0 | 0 | 2636199.2532 | 0 | 0 | 0 | 0 | 0 | 0 | 0 | 0 | 0 | 0 | 0 | 0 | 0 | -344326.8984 | 0 | 0 | 0 | 0 | 0 | 0 | 0 | 0 | 0 | 0 | 0
2016-09-20 02:00 | 0 | 0 | 0 | 0 | 186454.1016 | 0 | 530781 | 0 | 0 | 0 | 2291872.3549 | 0 | 0 | 0 | 0 | 0 | 0 | 0 | 0 | 0 | 0 | 0 | 0 | 0 | -344326.8984 | 0 | 0 | 0 | 0 | 0 | 0 | 0 | 0 | 0 | 0 | 0
2016-09-20 03:00 | 0 | 0 | 0 | 0 | 661709.4407 | 0 | 491276 | 0 | 0 | 0 | 2462305.7956 | 0 | 0 | 0 | 0 | 0 | 0 | 0 | 0 | 0 | 0 | 0 | 0 | 0 | 170433.4407 | 0 | 0 | 0 | 0 | 0 | 0 | 0 | 0 | 0 | 0 | 0
2016-09-20 04:00 | 0 | 0 | 0 | 0 | 110218.1016 | 0 | 454545 | 0 | 0 | 0 | 2117978.8972 | 0 | 0 | 0 | 0 | 0 | 0 | 0 | 0 | 0 | 0 | 0 | 0 | 0 | -344326.8984 | 0 | 0 | 0 | 0 | 0 | 0 | 0 | 0 | 0 | 0 | 0
2016-09-20 05:00 | 0 | 0 | 0 | 0 | 80925.1016 | 0 | 425252 | 0 | 0 | 0 | 1773651.9988 | 0 | 0 | 0 | 0 | 0 | 0 | 0 | 0 | 0 | 0 | 0 | 0 | 0 | -344326.8984 | 0 | 0 | 0 | 0 | 0 | 0 | 0 | 0 | 0 | 0 | 0
2016-09-20 06:00 | 0 | 0 | 0 | 0 | 606230.7062 | 0 | 404308 | 0 | 0 | 0 | 1975574.7051 | 0 | 0 | 0 | 0 | 0 | 0 | 0 | 0 | 0 | 0 | 0 | 0 | 0 | 201922.7062 | 0 | 0 | 0 | 0 | 0 | 0 | 0 | 0 | 0 | 0 | 0
2016-09-20 07:00 | 0 | 0 | 0 | 0 | 46207.1016 | 0 | 390534 | 0 | 0 | 0 | 1631247.8067 | 0 | 0 | 0 | 0 | 0 | 0 | 0 | 0 | 0 | 0 | 0 | 0 | 0 | -344326.8984 | 0 | 0 | 0 | 0 | 0 | 0 | 0 | 0 | 0 | 0 | 0
2016-09-20 08:00 | 0 | 0 | 0 | 0 | 41323.1016 | 0 | 385650 | 0 | 0 | 0 | 1286920.9083 | 0 | 0 | 0 | 0 | 0 | 0 | 0 | 0 | 0 | 0 | 0 | 0 | 0 | -344326.8984 | 0 | 0 | 0 | 0 | 0 | 0 | 0 | 0 | 0 | 0 | 0
2016-09-20 09:00 | 0 | 0 | 0 | 0 | 576910.3857 | 0 | 393778 | 0 | 0 | 0 | 1470053.294 | 0 | 0 | 0 | 0 | 0 | 0 | 0 | 0 | 0 | 0 | 0 | 0 | 0 | 183132.3857 | 0 | 0 | 0 | 0 | 0 | 0 | 0 | 0 | 0 | 0 | 0
2016-09-20 10:00 | 0 | 0 | 0 | 0 | 74249.1016 | 0 | 418576 | 0 | 0 | 0 | 1125726.3956 | 0 | 0 | 0 | 0 | 0 | 0 | 0 | 0 | 0 | 0 | 0 | 0 | 0 | -344326.8984 | 0 | 0 | 0 | 0 | 0 | 0 | 0 | 0 | 0 | 0 | 0
2016-09-20 11:00 | 0 | 0 | 0 | 0 | 106340.7493 | 0 | 441938 | 0 | 0 | 0 | 790129.1449 | 0 | 0 | 0 | 0 | 0 | 0 | 0 | 0 | 0 | 0 | 0 | 0 | 0 | -335597.2507 | 0 | 0 | 0 | 0 | 0 | 0 | 0 | 0 | 0 | 0 | 0
2016-09-20 12:00 | 0 | 0 | 0 | 0 | 498148.7173 | 0 | 456999 | 0 | 0 | 0 | 831278.8622 | 0 | 0 | 0 | 0 | 0 | 0 | 0 | 0 | 0 | 0 | 0 | 0 | 0 | 41149.7173 | 0 | 0 | 0 | 0 | 0 | 0 | 0 | 0 | 0 | 0 | 0
2016-09-20 13:00 | 0 | 0 | 0 | 0 | 276191.8111 | 107941.0026 | 477501 | 0 | 0 | 0 | 737910.6759 | 0 | 0 | 0 | 0 | 0 | 0 | 0 | 0 | 0 | 0 | 0 | 0 | 0 | -93368.1863 | 0 | 0 | 0 | 0 | 0 | 0 | 0 | 0 | 0 | 0 | 0
2016-09-20 14:00 | 0 | 0 | 0 | 0 | 0 | 408894.0135 | 501755 | 0 | 0 | 0 | 645049.6895 | 0 | 0 | 0 | 0 | 0 | 0 | 0 | 0 | 0 | 0 | 0 | 0 | 0 | -92860.9865 | 0 | 0 | 0 | 0 | 0 | 0 | 0 | 0 | 0 | 0 | 0
2016-09-20 15:00 | 0 | 0 | 0 | 0 | 0 | 648272.8256 | 527500 | 0 | 0 | 0 | 765822.515 | 0 | 0 | 0 | 0 | 0 | 0 | 0 | 0 | 0 | 0 | 0 | 0 | 0 | 120772.8256 | 0 | 0 | 0 | 0 | 0 | 0 | 0 | 0 | 0 | 0 | 0
2016-09-20 16:00 | 0 | 0 | 0 | 0 | 0 | 749832.3892 | 551934 | 0 | 0 | 0 | 963720.9043 | 0 | 0 | 0 | 0 | 0 | 0 | 0 | 0 | 0 | 0 | 0 | 0 | 0 | 197898.3892 | 0 | 0 | 0 | 0 | 0 | 0 | 0 | 0 | 0 | 0 | 0
2016-09-20 17:00 | 0 | 0 | 0 | 0 | 139046.744 | 780530.1544 | 575250 | 0 | 0 | 0 | 1308047.8026 | 0 | 0 | 0 | 0 | 0 | 0 | 0 | 0 | 0 | 0 | 0 | 0 | 0 | 344326.8984 | 0 | 0 | 0 | 0 | 0 | 0 | 0 | 0 | 0 | 0 | 0
2016-09-20 18:00 | 0 | 0 | 0 | 0 | 0 | 789041.6271 | 593606 | 0 | 0 | 0 | 1503483.4298 | 0 | 0 | 0 | 0 | 0 | 0 | 0 | 0 | 0 | 0 | 0 | 0 | 0 | 195435.6271 | 0 | 0 | 0 | 0 | 0 | 0 | 0 | 0 | 0 | 0 | 0
2016-09-20 19:00 | 0 | 0 | 0 | 0 | 0 | 778096.847 | 607109 | 0 | 0 | 0 | 1674471.2767 | 0 | 0 | 0 | 0 | 0 | 0 | 0 | 0 | 0 | 0 | 0 | 0 | 0 | 170987.847 | 0 | 0 | 0 | 0 | 0 | 0 | 0 | 0 | 0 | 0 | 0
2016-09-20 20:00 | 0 | 0 | 0 | 0 | 0 | 756004.072 | 615912 | 0 | 0 | 0 | 1814563.3488 | 0 | 0 | 0 | 0 | 0 | 0 | 0 | 0 | 0 | 0 | 0 | 0 | 0 | 140092.072 | 0 | 0 | 0 | 0 | 0 | 0 | 0 | 0 | 0 | 0 | 0
2016-09-20 21:00 | 0 | 0 | 0 | 0 | 249080.7013 | 712643.1971 | 617397 | 0 | 0 | 0 | 2158890.2471 | 0 | 0 | 0 | 0 | 0 | 0 | 0 | 0 | 0 | 0 | 0 | 0 | 0 | 344326.8984 | 0 | 0 | 0 | 0 | 0 | 0 | 0 | 0 | 0 | 0 | 0
2016-09-20 22:00 | 0 | 0 | 0 | 0 | 318829.5487 | 641309.6583 | 608226 | 0 | 0 | 0 | 2503217.1455 | 0 | 0 | 7586.3086 | 0 | 0 | 0 | 0 | 0 | 0 | 0 | 0 | 0 | 0 | 344326.8984 | 0 | 0 | 0 | 7586.3086 | 0 | 0 | 0 | 0 | 0 | 0 | 0
2016-09-20 23:00 | 0 | 0 | 0 | 0 | 0 | 497294.1395 | 595605 | 0 | 0 | 0 | 2412492.5936 | 0 | 0 | 0 | 0 | 0 | 0 | 0 | 0 | 0 | 0 | 0 | 0 | 0 | -90724.5519 | 0 | 0 | 0 | -7586.3086 | 0 | 0 | 0 | 0 | 0 | 0 | 0
2016-09-21 | 0 | 0 | 0 | 0 | 0 | 247887.6281 | 584391 | 0 | 0 | 0 | 2075989.2217 | 0 | 0 | 0 | 0 | 0 | 0 | 0 | 0 | 0 | 0 | 0 | 0 | 0 | -336503.3719 | 0 | 0 | 0 | 0 | 0 | 0 | 0 | 0 | 0 | 0 | 0
2016-09-21 01:00 | 0 | 0 | 0 | 0 | 186153.0722 | 29450.0294 | 559930 | 0 | 0 | 0 | 1731662.3233 | 0 | 0 | 0 | 0 | 0 | 0 | 0 | 0 | 0 | 0 | 0 | 0 | 0 | -344326.8984 | 0 | 0 | 0 | 0 | 0 | 0 | 0 | 0 | 0 | 0 | 0
2016-09-21 02:00 | 0 | 0 | 0 | 0 | 836963.8239 | 0 | 526181 | 0 | 0 | 0 | 2042445.1472 | 0 | 0 | 0 | 0 | 0 | 0 | 0 | 0 | 0 | 0 | 0 | 0 | 0 | 310782.8239 | 0 | 0 | 0 | 0 | 0 | 0 | 0 | 0 | 0 | 0 | 0
2016-09-21 03:00 | 0 | 0 | 0 | 0 | 143599.1016 | 0 | 487926 | 0 | 0 | 0 | 1698118.2488 | 0 | 0 | 0 | 0 | 0 | 0 | 0 | 0 | 0 | 0 | 0 | 0 | 0 | -344326.8984 | 0 | 0 | 0 | 0 | 0 | 0 | 0 | 0 | 0 | 0 | 0
2016-09-21 04:00 | 0 | 0 | 0 | 0 | 107676.1016 | 0 | 452003 | 0 | 0 | 0 | 1353791.3505 | 0 | 0 | 0 | 0 | 0 | 0 | 0 | 0 | 0 | 0 | 0 | 0 | 0 | -344326.8984 | 0 | 0 | 0 | 0 | 0 | 0 | 0 | 0 | 0 | 0 | 0
2016-09-21 05:00 | 0 | 0 | 0 | 0 | 731064.4999 | 0 | 423398 | 0 | 0 | 0 | 1661457.8504 | 0 | 0 | 0 | 0 | 0 | 0 | 0 | 0 | 0 | 0 | 0 | 0 | 0 | 307666.4999 | 0 | 0 | 0 | 0 | 0 | 0 | 0 | 0 | 0 | 0 | 0
2016-09-21 06:00 | 0 | 0 | 0 | 0 | 58411.1016 | 0 | 402738 | 0 | 0 | 0 | 1317130.952 | 0 | 0 | 0 | 0 | 0 | 0 | 0 | 0 | 0 | 0 | 0 | 0 | 0 | -344326.8984 | 0 | 0 | 0 | 0 | 0 | 0 | 0 | 0 | 0 | 0 | 0
2016-09-21 07:00 | 0 | 0 | 0 | 0 | 45019.1016 | 0 | 389346 | 0 | 0 | 0 | 972804.0536 | 0 | 0 | 0 | 0 | 0 | 0 | 0 | 0 | 0 | 0 | 0 | 0 | 0 | -344326.8984 | 0 | 0 | 0 | 0 | 0 | 0 | 0 | 0 | 0 | 0 | 0
2016-09-21 08:00 | 0 | 0 | 0 | 0 | 662287.6845 | 0 | 383965 | 0 | 0 | 0 | 1251126.7381 | 0 | 0 | 0 | 0 | 0 | 0 | 0 | 0 | 0 | 0 | 0 | 0 | 0 | 278322.6845 | 0 | 0 | 0 | 0 | 0 | 0 | 0 | 0 | 0 | 0 | 0
2016-09-21 09:00 | 0 | 0 | 0 | 0 | 47554.1016 | 0 | 391881 | 0 | 0 | 0 | 906799.8398 | 0 | 0 | 0 | 0 | 0 | 0 | 0 | 0 | 0 | 0 | 0 | 0 | 0 | -344326.8984 | 0 | 0 | 0 | 0 | 0 | 0 | 0 | 0 | 0 | 0 | 0
2016-09-21 10:00 | 0 | 0 | 0 | 0 | 72285.1016 | 0 | 416612 | 0 | 0 | 0 | 562472.9414 | 0 | 0 | 0 | 0 | 0 | 0 | 0 | 0 | 0 | 0 | 0 | 0 | 0 | -344326.8984 | 0 | 0 | 0 | 0 | 0 | 0 | 0 | 0 | 0 | 0 | 0
2016-09-21 11:00 | 0 | 0 | 0 | 0 | 566018.8553 | 0 | 439838 | 0 | 0 | 0 | 688653.7967 | 0 | 0 | 0 | 0 | 0 | 0 | 0 | 0 | 0 | 0 | 0 | 0 | 0 | 126180.8553 | 0 | 0 | 0 | 0 | 0 | 0 | 0 | 0 | 0 | 0 | 0
2016-09-21 12:00 | 0 | 0 | 0 | 0 | 110635.1016 | 0 | 454962 | 0 | 0 | 0 | 344326.8984 | 0 | 0 | 0 | 0 | 0 | 0 | 0 | 0 | 0 | 0 | 0 | 0 | 0 | -344326.8984 | 0 | 0 | 0 | 0 | 0 | 0 | 0 | 0 | 0 | 0 | 0
2016-09-21 13:00 | 0 | 0 | 0 | 0 | 65270.1149 | 65633.9867 | 475231 | 0 | 0 | 0 | 0 | 0 | 0 | 0 | 0 | 0 | 0 | 0 | 0 | 0 | 0 | 0 | 0 | 0 | -344326.8984 | 0 | 0 | 0 | 0 | 0 | 0 | 0 | 0 | 0 | 0 | 0
2016-09-21 14:00 | 0 | 0 | 0 | 0 | 373176.7201 | 416954.6053 | 497212 | 0 | 0 | 0 | 292919.3254 | 0 | 0 | 0 | 0 | 0 | 0 | 0 | 0 | 0 | 0 | 0 | 0 | 0 | 292919.3254 | 0 | 0 | 0 | 0 | 0 | 0 | 0 | 0 | 0 | 0 | 0
2016-09-21 15:00 | 0 | 0 | 0 | 0 | 185643.6698 | 679985.2286 | 521302 | 0 | 0 | 0 | 637246.2238 | 0 | 0 | 0 | 0 | 0 | 0 | 0 | 0 | 0 | 0 | 0 | 0 | 0 | 344326.8984 | 0 | 0 | 0 | 0 | 0 | 0 | 0 | 0 | 0 | 0 | 0
2016-09-21 16:00 | 0 | 0 | 0 | 0 | 79501.2315 | 809418.6668 | 544593 | 0 | 0 | 0 | 981573.1221 | 0 | 0 | 0 | 0 | 0 | 0 | 0 | 0 | 0 | 0 | 0 | 0 | 0 | 344326.8984 | 0 | 0 | 0 | 0 | 0 | 0 | 0 | 0 | 0 | 0 | 0
2016-09-21 17:00 | 0 | 0 | 0 | 0 | 0 | 855524.9402 | 566369 | 0 | 0 | 0 | 1270729.0623 | 0 | 0 | 0 | 0 | 0 | 0 | 0 | 0 | 0 | 0 | 0 | 0 | 0 | 289155.9402 | 0 | 0 | 0 | 0 | 0 | 0 | 0 | 0 | 0 | 0 | 0
2016-09-21 18:00 | 0 | 0 | 0 | 0 | 0 | 853528.1475 | 584246 | 0 | 0 | 0 | 1540011.2098 | 0 | 0 | 0 | 0 | 0 | 0 | 0 | 0 | 0 | 0 | 0 | 0 | 0 | 269282.1475 | 0 | 0 | 0 | 0 | 0 | 0 | 0 | 0 | 0 | 0 | 0
2016-09-21 19:00 | 0 | 0 | 0 | 0 | 0 | 832265.5077 | 596829 | 0 | 0 | 0 | 1775447.7175 | 0 | 0 | 0 | 0 | 0 | 0 | 0 | 0 | 0 | 0 | 0 | 0 | 0 | 235436.5077 | 0 | 0 | 0 | 0 | 0 | 0 | 0 | 0 | 0 | 0 | 0
2016-09-21 20:00 | 0 | 0 | 0 | 0 | 128017.0732 | 821131.8252 | 604822 | 0 | 0 | 0 | 2119774.6159 | 0 | 0 | 0 | 0 | 0 | 0 | 0 | 0 | 0 | 0 | 0 | 0 | 0 | 344326.8984 | 0 | 0 | 0 | 0 | 0 | 0 | 0 | 0 | 0 | 0 | 0
2016-09-21 21:00 | 0 | 0 | 0 | 0 | 0 | 788091.6383 | 605721 | 0 | 0 | 0 | 2302145.2542 | 0 | 0 | 0 | 0 | 0 | 0 | 0 | 0 | 0 | 0 | 0 | 0 | 0 | 182370.6383 | 0 | 0 | 0 | 0 | 0 | 0 | 0 | 0 | 0 | 0 | 0
2016-09-21 22:00 | 0 | 0 | 0 | 0 | 0 | 721063.333 | 596355 | 0 | 0 | 0 | 2426853.5871 | 0 | 0 | 0 | 0 | 0 | 0 | 0 | 0 | 0 | 0 | 0 | 0 | 0 | 124708.333 | 0 | 0 | 0 | 0 | 0 | 0 | 0 | 0 | 0 | 0 | 0
2016-09-21 23:00 | 0 | 0 | 0 | 0 | 0 | 570483.5187 | 584985 | 0 | 0 | 0 | 2412352.1058 | 0 | 0 | 0 | 0 | 0 | 0 | 0 | 0 | 0 | 0 | 0 | 0 | 0 | -14501.4813 | 0 | 0 | 0 | 0 | 0 | 0 | 0 | 0 | 0 | 0 | 0
2016-09-22 | 0 | 0 | 0 | 0 | 0 | 314412.3386 | 573454 | 0 | 0 | 0 | 2153310.4444 | 0 | 0 | 0 | 0 | 0 | 0 | 0 | 0 | 0 | 0 | 0 | 0 | 0 | -259041.6614 | 0 | 0 | 0 | 0 | 0 | 0 | 0 | 0 | 0 | 0 | 0
2016-09-22 01:00 | 0 | 0 | 0 | 0 | 178481.1809 | 25855.9207 | 548664 | 0 | 0 | 0 | 1808983.5461 | 0 | 0 | 0 | 0 | 0 | 0 | 0 | 0 | 0 | 0 | 0 | 0 | 0 | -344326.8984 | 0 | 0 | 0 | 0 | 0 | 0 | 0 | 0 | 0 | 0 | 0
2016-09-22 02:00 | 0 | 0 | 0 | 0 | 769558.2361 | 0 | 516374 | 0 | 0 | 0 | 2062167.7821 | 0 | 0 | 0 | 0 | 0 | 0 | 0 | 0 | 0 | 0 | 0 | 0 | 0 | 253184.2361 | 0 | 0 | 0 | 0 | 0 | 0 | 0 | 0 | 0 | 0 | 0
2016-09-22 03:00 | 0 | 0 | 0 | 0 | 134965.1016 | 0 | 479292 | 0 | 0 | 0 | 1717840.8838 | 0 | 0 | 0 | 0 | 0 | 0 | 0 | 0 | 0 | 0 | 0 | 0 | 0 | -344326.8984 | 0 | 0 | 0 | 0 | 0 | 0 | 0 | 0 | 0 | 0 | 0
2016-09-22 04:00 | 0 | 0 | 0 | 0 | 98975.1016 | 0 | 443302 | 0 | 0 | 0 | 1373513.9854 | 0 | 0 | 0 | 0 | 0 | 0 | 0 | 0 | 0 | 0 | 0 | 0 | 0 | -344326.8984 | 0 | 0 | 0 | 0 | 0 | 0 | 0 | 0 | 0 | 0 | 0
2016-09-22 05:00 | 0 | 0 | 0 | 0 | 70861.1016 | 0 | 415188 | 0 | 0 | 0 | 1029187.087 | 0 | 0 | 0 | 0 | 0 | 0 | 0 | 0 | 0 | 0 | 0 | 0 | 0 | -344326.8984 | 0 | 0 | 0 | 0 | 0 | 0 | 0 | 0 | 0 | 0 | 0
2016-09-22 06:00 | 0 | 0 | 0 | 0 | 658148.1402 | 0 | 395166 | 0 | 0 | 0 | 1292169.2273 | 0 | 0 | 0 | 0 | 0 | 0 | 0 | 0 | 0 | 0 | 0 | 0 | 0 | 262982.1402 | 0 | 0 | 0 | 0 | 0 | 0 | 0 | 0 | 0 | 0 | 0
2016-09-22 07:00 | 0 | 0 | 0 | 0 | 37984.1016 | 0 | 382311 | 0 | 0 | 0 | 947842.3289 | 0 | 0 | 0 | 0 | 0 | 0 | 0 | 0 | 0 | 0 | 0 | 0 | 0 | -344326.8984 | 0 | 0 | 0 | 0 | 0 | 0 | 0 | 0 | 0 | 0 | 0
2016-09-22 08:00 | 0 | 0 | 0 | 0 | 33224.1016 | 0 | 377551 | 0 | 0 | 0 | 603515.4305 | 0 | 0 | 0 | 0 | 0 | 0 | 0 | 0 | 0 | 0 | 0 | 0 | 0 | -344326.8984 | 0 | 0 | 0 | 0 | 0 | 0 | 0 | 0 | 0 | 0 | 0
2016-09-22 09:00 | 0 | 0 | 0 | 0 | 561053.2076 | 0 | 385422 | 0 | 0 | 0 | 779146.6381 | 0 | 0 | 0 | 0 | 0 | 0 | 0 | 0 | 0 | 0 | 0 | 0 | 0 | 175631.2076 | 0 | 0 | 0 | 0 | 0 | 0 | 0 | 0 | 0 | 0 | 0
2016-09-22 10:00 | 0 | 0 | 0 | 0 | 65953.1016 | 0 | 410280 | 0 | 0 | 0 | 434819.7397 | 0 | 0 | 0 | 0 | 0 | 0 | 0 | 0 | 0 | 0 | 0 | 0 | 0 | -344326.8984 | 0 | 0 | 0 | 0 | 0 | 0 | 0 | 0 | 0 | 0 | 0
2016-09-22 11:00 | 0 | 0 | 0 | 0 | 344824.02 | 0 | 433417 | 0 | 0 | 0 | 346226.7598 | 0 | 0 | 0 | 0 | 0 | 0 | 0 | 0 | 0 | 0 | 0 | 0 | 0 | -88592.98 | 0 | 0 | 0 | 0 | 0 | 0 | 0 | 0 | 0 | 0 | 0
2016-09-22 12:00 | 0 | 0 | 0 | 0 | 447677.1386 | 0 | 449577 | 0 | 0 | 0 | 344326.8984 | 0 | 0 | 0 | 0 | 0 | 0 | 0 | 0 | 0 | 0 | 0 | 0 | 0 | -1899.8614 | 0 | 0 | 0 | 0 | 0 | 0 | 0 | 0 | 0 | 0 | 0
2016-09-22 13:00 | 0 | 0 | 0 | 0 | 25868.9939 | 99308.1078 | 469504 | 0 | 0 | 0 | 0 | 0 | 0 | 0 | 0 | 0 | 0 | 0 | 0 | 0 | 0 | 0 | 0 | 0 | -344326.8984 | 0 | 0 | 0 | 0 | 0 | 0 | 0 | 0 | 0 | 0 | 0
2016-09-22 14:00 | 0 | 0 | 0 | 0 | 301178.5094 | 535911.389 | 492763 | 0 | 0 | 0 | 344326.8984 | 0 | 0 | 0 | 0 | 0 | 0 | 0 | 0 | 0 | 0 | 0 | 0 | 0 | 344326.8984 | 0 | 0 | 0 | 0 | 0 | 0 | 0 | 0 | 0 | 0 | 0
2016-09-22 15:00 | 0 | 0 | 0 | 0 | 0 | 861556.8984 | 517230 | 0 | 0 | 0 | 688653.7967 | 0 | 0 | 0 | 0 | 0 | 0 | 0 | 0 | 0 | 0 | 0 | 0 | 0 | 344326.8984 | 0 | 0 | 0 | 0 | 0 | 0 | 0 | 0 | 0 | 0 | 0
2016-09-22 16:00 | 0 | 0 | 0 | 0 | 0 | 885139.8984 | 540813 | 0 | 0 | 0 | 1032980.6951 | 0 | 0 | 0 | 0 | 0 | 0 | 0 | 0 | 0 | 0 | 0 | 0 | 0 | 344326.8984 | 0 | 0 | 0 | 0 | 0 | 0 | 0 | 0 | 0 | 0 | 0
2016-09-22 17:00 | 0 | 0 | 0 | 0 | 0 | 906479.8984 | 562153 | 0 | 0 | 0 | 1377307.5935 | 0 | 0 | 0 | 0 | 0 | 0 | 0 | 0 | 0 | 0 | 0 | 0 | 0 | 344326.8984 | 0 | 0 | 0 | 0 | 0 | 0 | 0 | 0 | 0 | 0 | 0
2016-09-22 18:00 | 0 | 0 | 0 | 0 | 0 | 933264.4386 | 578833 | 0 | 0 | 0 | 1721634.4918 | 0 | 0 | 10104.5403 | 0 | 0 | 0 | 0 | 0 | 0 | 0 | 0 | 0 | 0 | 344326.8984 | 0 | 0 | 0 | 10104.5403 | 0 | 0 | 0 | 0 | 0 | 0 | 0
2016-09-22 19:00 | 0 | 0 | 0 | 0 | 0 | 944437.5975 | 591220 | 0 | 0 | 0 | 2065961.3902 | 0 | 0 | 18995.2394 | 0 | 0 | 0 | 0 | 0 | 0 | 0 | 0 | 0 | 0 | 344326.8984 | 0 | 0 | 0 | 8890.6992 | 0 | 0 | 0 | 0 | 0 | 0 | 0
2016-09-22 20:00 | 0 | 0 | 0 | 0 | 0 | 943023.9356 | 599241 | 0 | 0 | 0 | 2409744.3258 | 0 | 0 | 18995.2394 | 0 | 0 | 0 | 0 | 0 | 0 | 0 | 0 | 0 | 0 | 343782.9356 | 0 | 0 | 0 | 0 | 0 | 0 | 0 | 0 | 0 | 0 | 0
2016-09-22 21:00 | 0 | 0 | 0 | 0 | 0 | 929759.7388 | 599315 | 0 | 0 | 0 | 2740189.0646 | 0 | 0 | 18995.2394 | 0 | 0 | 0 | 0 | 0 | 0 | 0 | 0 | 0 | 0 | 330444.7388 | 0 | 0 | 0 | 0 | 0 | 0 | 0 | 0 | 0 | 0 | 0
2016-09-22 22:00 | 0 | 0 | 0 | 0 | 0 | 884957.9812 | 586693 | 0 | 0 | 0 | 3057449.2852 | 0 | 0 | 0 | 0 | 0 | 0 | 0 | 0 | 0 | 0 | 0 | 0 | 0 | 317260.2206 | 0 | 0 | 0 | -18995.2394 | 0 | 0 | 0 | 0 | 0 | 0 | 0
2016-09-22 23:00 | 0 | 0 | 0 | 0 | 0 | 727956.8201 | 574124 | 0 | 0 | 0 | 3211282.1053 | 0 | 0 | 0 | 0 | 0 | 0 | 0 | 0 | 0 | 0 | 0 | 0 | 0 | 153832.8201 | 0 | 0 | 0 | 0 | 0 | 0 | 0 | 0 | 0 | 0 | 0
2016-09-23 | 0 | 0 | 0 | 0 | 0 | 359567.1999 | 563475 | 0 | 0 | 0 | 3007374.3052 | 0 | 0 | 0 | 0 | 0 | 0 | 0 | 0 | 0 | 0 | 0 | 0 | 0 | -203907.8001 | 0 | 0 | 0 | 0 | 0 | 0 | 0 | 0 | 0 | 0 | 0
2016-09-23 01:00 | 0 | 0 | 0 | 0 | 170409.1629 | 26252.9388 | 540989 | 0 | 0 | 0 | 2663047.4069 | 0 | 0 | 0 | 0 | 0 | 0 | 0 | 0 | 0 | 0 | 0 | 0 | 0 | -344326.8984 | 0 | 0 | 0 | 0 | 0 | 0 | 0 | 0 | 0 | 0 | 0
2016-09-23 02:00 | 0 | 0 | 0 | 0 | 166264.1016 | 0 | 510591 | 0 | 0 | 0 | 2318720.5085 | 0 | 0 | 0 | 0 | 0 | 0 | 0 | 0 | 0 | 0 | 0 | 0 | 0 | -344326.8984 | 0 | 0 | 0 | 0 | 0 | 0 | 0 | 0 | 0 | 0 | 0
2016-09-23 03:00 | 0 | 0 | 0 | 0 | 130157.1016 | 0 | 474484 | 0 | 0 | 0 | 1974393.6101 | 0 | 0 | 0 | 0 | 0 | 0 | 0 | 0 | 0 | 0 | 0 | 0 | 0 | -344326.8984 | 0 | 0 | 0 | 0 | 0 | 0 | 0 | 0 | 0 | 0 | 0
2016-09-23 04:00 | 0 | 0 | 0 | 0 | 96172.1016 | 0 | 440499 | 0 | 0 | 0 | 1630066.7118 | 0 | 0 | 0 | 0 | 0 | 0 | 0 | 0 | 0 | 0 | 0 | 0 | 0 | -344326.8984 | 0 | 0 | 0 | 0 | 0 | 0 | 0 | 0 | 0 | 0 | 0
2016-09-23 05:00 | 0 | 0 | 0 | 0 | 721217.26 | 0 | 411698 | 0 | 0 | 0 | 1939585.9718 | 0 | 0 | 0 | 0 | 0 | 0 | 0 | 0 | 0 | 0 | 0 | 0 | 0 | 309519.26 | 0 | 0 | 0 | 0 | 0 | 0 | 0 | 0 | 0 | 0 | 0
2016-09-23 06:00 | 0 | 0 | 0 | 0 | 47922.1016 | 0 | 392249 | 0 | 0 | 0 | 1595259.0734 | 0 | 0 | 0 | 0 | 0 | 0 | 0 | 0 | 0 | 0 | 0 | 0 | 0 | -344326.8984 | 0 | 0 | 0 | 0 | 0 | 0 | 0 | 0 | 0 | 0 | 0
2016-09-23 07:00 | 0 | 0 | 0 | 0 | 36047.1016 | 0 | 380374 | 0 | 0 | 0 | 1250932.1751 | 0 | 0 | 0 | 0 | 0 | 0 | 0 | 0 | 0 | 0 | 0 | 0 | 0 | -344326.8984 | 0 | 0 | 0 | 0 | 0 | 0 | 0 | 0 | 0 | 0 | 0
2016-09-23 08:00 | 0 | 0 | 0 | 0 | 31749.1016 | 0 | 376076 | 0 | 0 | 0 | 906605.2767 | 0 | 0 | 0 | 0 | 0 | 0 | 0 | 0 | 0 | 0 | 0 | 0 | 0 | -344326.8984 | 0 | 0 | 0 | 0 | 0 | 0 | 0 | 0 | 0 | 0 | 0
2016-09-23 09:00 | 0 | 0 | 0 | 0 | 38421.1016 | 0 | 382748 | 0 | 0 | 0 | 562278.3783 | 0 | 0 | 0 | 0 | 0 | 0 | 0 | 0 | 0 | 0 | 0 | 0 | 0 | -344326.8984 | 0 | 0 | 0 | 0 | 0 | 0 | 0 | 0 | 0 | 0 | 0
2016-09-23 10:00 | 0 | 0 | 0 | 0 | 606050.8028 | 0 | 406169 | 0 | 0 | 0 | 762160.1812 | 0 | 0 | 0 | 0 | 0 | 0 | 0 | 0 | 0 | 0 | 0 | 0 | 0 | 199881.8028 | 0 | 0 | 0 | 0 | 0 | 0 | 0 | 0 | 0 | 0 | 0
2016-09-23 11:00 | 0 | 0 | 0 | 0 | 84759.1016 | 0 | 429086 | 0 | 0 | 0 | 417833.2828 | 0 | 0 | 0 | 0 | 0 | 0 | 0 | 0 | 0 | 0 | 0 | 0 | 0 | -344326.8984 | 0 | 0 | 0 | 0 | 0 | 0 | 0 | 0 | 0 | 0 | 0
2016-09-23 12:00 | 0 | 0 | 0 | 0 | 101305.1016 | 0 | 445632 | 0 | 0 | 0 | 73506.3844 | 0 | 0 | 0 | 0 | 0 | 0 | 0 | 0 | 0 | 0 | 0 | 0 | 0 | -344326.8984 | 0 | 0 | 0 | 0 | 0 | 0 | 0 | 0 | 0 | 0 | 0
2016-09-23 13:00 | 0 | 0 | 0 | 0 | 298884.1157 | 95753.4999 | 468144 | 0 | 0 | 0 | 0 | 0 | 0 | 0 | 0 | 0 | 0 | 0 | 0 | 0 | 0 | 0 | 0 | 0 | -73506.3844 | 0 | 0 | 0 | 0 | 0 | 0 | 0 | 0 | 0 | 0 | 0
2016-09-23 14:00 | 0 | 0 | 0 | 0 | 245290.3746 | 590460.5237 | 491424 | 0 | 0 | 0 | 344326.8984 | 0 | 0 | 0 | 0 | 0 | 0 | 0 | 0 | 0 | 0 | 0 | 0 | 0 | 344326.8984 | 0 | 0 | 0 | 0 | 0 | 0 | 0 | 0 | 0 | 0 | 0
2016-09-23 15:00 | 0 | 0 | 0 | 0 | 0 | 859495.8984 | 515169 | 0 | 0 | 0 | 688653.7967 | 0 | 0 | 0 | 0 | 0 | 0 | 0 | 0 | 0 | 0 | 0 | 0 | 0 | 344326.8984 | 0 | 0 | 0 | 0 | 0 | 0 | 0 | 0 | 0 | 0 | 0
2016-09-23 16:00 | 0 | 0 | 0 | 0 | 0 | 880997.8984 | 536671 | 0 | 0 | 0 | 1032980.6951 | 0 | 0 | 0 | 0 | 0 | 0 | 0 | 0 | 0 | 0 | 0 | 0 | 0 | 344326.8984 | 0 | 0 | 0 | 0 | 0 | 0 | 0 | 0 | 0 | 0 | 0
2016-09-23 17:00 | 0 | 0 | 0 | 0 | 0 | 900730.8984 | 556404 | 0 | 0 | 0 | 1377307.5935 | 0 | 0 | 0 | 0 | 0 | 0 | 0 | 0 | 0 | 0 | 0 | 0 | 0 | 344326.8984 | 0 | 0 | 0 | 0 | 0 | 0 | 0 | 0 | 0 | 0 | 0
2016-09-23 18:00 | 0 | 0 | 0 | 0 | 0 | 916201.8984 | 571875 | 0 | 0 | 0 | 1721634.4918 | 0 | 0 | 0 | 0 | 0 | 0 | 0 | 0 | 0 | 0 | 0 | 0 | 0 | 344326.8984 | 0 | 0 | 0 | 0 | 0 | 0 | 0 | 0 | 0 | 0 | 0
2016-09-23 19:00 | 0 | 0 | 0 | 0 | 0 | 926389.8984 | 582063 | 0 | 0 | 0 | 2065961.3902 | 0 | 0 | 0 | 0 | 0 | 0 | 0 | 0 | 0 | 0 | 0 | 0 | 0 | 344326.8984 | 0 | 0 | 0 | 0 | 0 | 0 | 0 | 0 | 0 | 0 | 0
2016-09-23 20:00 | 0 | 0 | 0 | 0 | 0 | 932558.8984 | 588232 | 0 | 0 | 0 | 2410288.2886 | 0 | 0 | 0 | 0 | 0 | 0 | 0 | 0 | 0 | 0 | 0 | 0 | 0 | 344326.8984 | 0 | 0 | 0 | 0 | 0 | 0 | 0 | 0 | 0 | 0 | 0
2016-09-23 21:00 | 0 | 0 | 0 | 0 | 0 | 930695.8984 | 586369 | 0 | 0 | 0 | 2754615.1869 | 0 | 0 | 0 | 0 | 0 | 0 | 0 | 0 | 0 | 0 | 0 | 0 | 0 | 344326.8984 | 0 | 0 | 0 | 0 | 0 | 0 | 0 | 0 | 0 | 0 | 0
2016-09-23 22:00 | 0 | 0 | 0 | 0 | 0 | 936189.1378 | 572867 | 0 | 0 | 0 | 3098942.0853 | 0 | 0 | 18995.2394 | 0 | 0 | 0 | 0 | 0 | 0 | 0 | 0 | 0 | 0 | 344326.8984 | 0 | 0 | 0 | 18995.2394 | 0 | 0 | 0 | 0 | 0 | 0 | 0
2016-09-23 23:00 | 0 | 0 | 0 | 0 | 0 | 765745.2385 | 556402 | 0 | 0 | 0 | 3327280.5632 | 0 | 0 | 0 | 0 | 0 | 0 | 0 | 0 | 0 | 0 | 0 | 0 | 0 | 228338.4779 | 0 | 0 | 0 | -18995.2394 | 0 | 0 | 0 | 0 | 0 | 0 | 0
2016-09-24 | 0 | 0 | 0 | 0 | 0 | 378303.7819 | 541761 | 0 | 0 | 0 | 3163823.3451 | 0 | 0 | 0 | 0 | 0 | 0 | 0 | 0 | 0 | 0 | 0 | 0 | 0 | -163457.2181 | 0 | 0 | 0 | 0 | 0 | 0 | 0 | 0 | 0 | 0 | 0
2016-09-24 01:00 | 0 | 0 | 0 | 0 | 156154.6782 | 20008.4235 | 520490 | 0 | 0 | 0 | 2819496.4467 | 0 | 0 | 0 | 0 | 0 | 0 | 0 | 0 | 0 | 0 | 0 | 0 | 0 | -344326.8984 | 0 | 0 | 0 | 0 | 0 | 0 | 0 | 0 | 0 | 0 | 0
2016-09-24 02:00 | 0 | 0 | 0 | 0 | 151539.1016 | 0 | 495866 | 0 | 0 | 0 | 2475169.5483 | 0 | 0 | 0 | 0 | 0 | 0 | 0 | 0 | 0 | 0 | 0 | 0 | 0 | -344326.8984 | 0 | 0 | 0 | 0 | 0 | 0 | 0 | 0 | 0 | 0 | 0
2016-09-24 03:00 | 0 | 0 | 0 | 0 | 121276.1016 | 0 | 465603 | 0 | 0 | 0 | 2130842.65 | 0 | 0 | 0 | 0 | 0 | 0 | 0 | 0 | 0 | 0 | 0 | 0 | 0 | -344326.8984 | 0 | 0 | 0 | 0 | 0 | 0 | 0 | 0 | 0 | 0 | 0
2016-09-24 04:00 | 0 | 0 | 0 | 0 | 91510.1016 | 0 | 435837 | 0 | 0 | 0 | 1786515.7516 | 0 | 0 | 0 | 0 | 0 | 0 | 0 | 0 | 0 | 0 | 0 | 0 | 0 | -344326.8984 | 0 | 0 | 0 | 0 | 0 | 0 | 0 | 0 | 0 | 0 | 0
2016-09-24 05:00 | 0 | 0 | 0 | 0 | 66450.1016 | 0 | 410777 | 0 | 0 | 0 | 1442188.8532 | 0 | 0 | 0 | 0 | 0 | 0 | 0 | 0 | 0 | 0 | 0 | 0 | 0 | -344326.8984 | 0 | 0 | 0 | 0 | 0 | 0 | 0 | 0 | 0 | 0 | 0
2016-09-24 06:00 | 0 | 0 | 0 | 0 | 735206.8984 | 0 | 390880 | 0 | 0 | 0 | 1786515.7516 | 0 | 0 | 0 | 0 | 0 | 0 | 0 | 0 | 0 | 0 | 0 | 0 | 0 | 344326.8984 | 0 | 0 | 0 | 0 | 0 | 0 | 0 | 0 | 0 | 0 | 0
2016-09-24 07:00 | 0 | 0 | 0 | 0 | 32635.1016 | 0 | 376962 | 0 | 0 | 0 | 1442188.8532 | 0 | 0 | 0 | 0 | 0 | 0 | 0 | 0 | 0 | 0 | 0 | 0 | 0 | -344326.8984 | 0 | 0 | 0 | 0 | 0 | 0 | 0 | 0 | 0 | 0 | 0
2016-09-24 08:00 | 0 | 0 | 0 | 0 | 24627.1016 | 0 | 368954 | 0 | 0 | 0 | 1097861.9549 | 0 | 0 | 0 | 0 | 0 | 0 | 0 | 0 | 0 | 0 | 0 | 0 | 0 | -344326.8984 | 0 | 0 | 0 | 0 | 0 | 0 | 0 | 0 | 0 | 0 | 0
2016-09-24 09:00 | 0 | 0 | 0 | 0 | 22923.1016 | 0 | 367250 | 0 | 0 | 0 | 753535.0565 | 0 | 0 | 0 | 0 | 0 | 0 | 0 | 0 | 0 | 0 | 0 | 0 | 0 | -344326.8984 | 0 | 0 | 0 | 0 | 0 | 0 | 0 | 0 | 0 | 0 | 0
2016-09-24 10:00 | 0 | 0 | 0 | 0 | 28146.1016 | 0 | 372473 | 0 | 0 | 0 | 409208.1581 | 0 | 0 | 0 | 0 | 0 | 0 | 0 | 0 | 0 | 0 | 0 | 0 | 0 | -344326.8984 | 0 | 0 | 0 | 0 | 0 | 0 | 0 | 0 | 0 | 0 | 0
2016-09-24 11:00 | 0 | 0 | 0 | 0 | 83190.0859 | 0 | 380737 | 0 | 0 | 0 | 111661.2441 | 0 | 0 | 0 | 0 | 0 | 0 | 0 | 0 | 0 | 0 | 0 | 0 | 0 | -297546.9141 | 0 | 0 | 0 | 0 | 0 | 0 | 0 | 0 | 0 | 0 | 0
2016-09-24 12:00 | 0 | 0 | 0 | 0 | 637245.8644 | 0 | 396108 | 0 | 0 | 0 | 344326.8984 | 0 | 0 | 8472.21 | 0 | 0 | 0 | 0 | 0 | 0 | 0 | 0 | 0 | 0 | 232665.6543 | 0 | 0 | 0 | 8472.21 | 0 | 0 | 0 | 0 | 0 | 0 | 0
2016-09-24 13:00 | 0 | 0 | 0 | 0 | 0 | 66512.8916 | 419312 | 0 | 0 | 0 | 0 | 0 | 0 | 0 | 0 | 0 | 0 | 0 | 0 | 0 | 0 | 0 | 0 | 0 | -344326.8984 | 0 | 0 | 0 | -8472.21 | 0 | 0 | 0 | 0 | 0 | 0 | 0
2016-09-24 14:00 | 0 | 0 | 0 | 0 | 0 | 570681.2801 | 445085 | 0 | 0 | 0 | 125596.2801 | 0 | 0 | 0 | 0 | 0 | 0 | 0 | 0 | 0 | 0 | 0 | 0 | 0 | 125596.2801 | 0 | 0 | 0 | 0 | 0 | 0 | 0 | 0 | 0 | 0 | 0
2016-09-24 15:00 | 0 | 0 | 0 | 0 | 0 | 814257.8984 | 469931 | 0 | 0 | 0 | 469923.1785 | 0 | 0 | 0 | 0 | 0 | 0 | 0 | 0 | 0 | 0 | 0 | 0 | 0 | 344326.8984 | 0 | 0 | 0 | 0 | 0 | 0 | 0 | 0 | 0 | 0 | 0
2016-09-24 16:00 | 0 | 0 | 0 | 0 | 0 | 835199.8984 | 490873 | 0 | 0 | 0 | 814250.0768 | 0 | 0 | 0 | 0 | 0 | 0 | 0 | 0 | 0 | 0 | 0 | 0 | 0 | 344326.8984 | 0 | 0 | 0 | 0 | 0 | 0 | 0 | 0 | 0 | 0 | 0
2016-09-24 17:00 | 0 | 0 | 0 | 0 | 0 | 851293.8984 | 506967 | 0 | 0 | 0 | 1158576.9752 | 0 | 0 | 0 | 0 | 0 | 0 | 0 | 0 | 0 | 0 | 0 | 0 | 0 | 344326.8984 | 0 | 0 | 0 | 0 | 0 | 0 | 0 | 0 | 0 | 0 | 0
2016-09-24 18:00 | 0 | 0 | 0 | 0 | 0 | 862353.8984 | 518027 | 0 | 0 | 0 | 1502903.8736 | 0 | 0 | 0 | 0 | 0 | 0 | 0 | 0 | 0 | 0 | 0 | 0 | 0 | 344326.8984 | 0 | 0 | 0 | 0 | 0 | 0 | 0 | 0 | 0 | 0 | 0
2016-09-24 19:00 | 0 | 0 | 0 | 0 | 0 | 870477.8984 | 526151 | 0 | 0 | 0 | 1847230.7719 | 0 | 0 | 0 | 0 | 0 | 0 | 0 | 0 | 0 | 0 | 0 | 0 | 0 | 344326.8984 | 0 | 0 | 0 | 0 | 0 | 0 | 0 | 0 | 0 | 0 | 0
2016-09-24 20:00 | 0 | 0 | 0 | 0 | 0 | 875896.8984 | 531570 | 0 | 0 | 0 | 2191557.6703 | 0 | 0 | 0 | 0 | 0 | 0 | 0 | 0 | 0 | 0 | 0 | 0 | 0 | 344326.8984 | 0 | 0 | 0 | 0 | 0 | 0 | 0 | 0 | 0 | 0 | 0
2016-09-24 21:00 | 0 | 0 | 0 | 0 | 0 | 875839.8984 | 531513 | 0 | 0 | 0 | 2535884.5687 | 0 | 0 | 0 | 0 | 0 | 0 | 0 | 0 | 0 | 0 | 0 | 0 | 0 | 344326.8984 | 0 | 0 | 0 | 0 | 0 | 0 | 0 | 0 | 0 | 0 | 0
2016-09-24 22:00 | 0 | 0 | 0 | 0 | 0 | 887569.1378 | 524247 | 0 | 0 | 0 | 2880211.467 | 0 | 0 | 18995.2394 | 0 | 0 | 0 | 0 | 0 | 0 | 0 | 0 | 0 | 0 | 344326.8984 | 0 | 0 | 0 | 18995.2394 | 0 | 0 | 0 | 0 | 0 | 0 | 0
2016-09-24 23:00 | 0 | 0 | 0 | 0 | 27706.3907 | 812613.2683 | 514988 | 0 | 0 | 0 | 3224538.3654 | 0 | 0 | 0 | 0 | 0 | 0 | 0 | 0 | 0 | 0 | 0 | 0 | 0 | 344326.8984 | 0 | 0 | 0 | -18995.2394 | 0 | 0 | 0 | 0 | 0 | 0 | 0
2016-09-25 | 0 | 0 | 0 | 0 | 0 | 409552.999 | 507029 | 0 | 0 | 0 | 3127062.3644 | 0 | 0 | 0 | 0 | 0 | 0 | 0 | 0 | 0 | 0 | 0 | 0 | 0 | -97476.001 | 0 | 0 | 0 | 0 | 0 | 0 | 0 | 0 | 0 | 0 | 0
2016-09-25 01:00 | 0 | 0 | 0 | 0 | 113499.9148 | 30423.1868 | 488250 | 0 | 0 | 0 | 2782735.4661 | 0 | 0 | 0 | 0 | 0 | 0 | 0 | 0 | 0 | 0 | 0 | 0 | 0 | -344326.8984 | 0 | 0 | 0 | 0 | 0 | 0 | 0 | 0 | 0 | 0 | 0
2016-09-25 02:00 | 0 | 0 | 0 | 0 | 120930.1016 | 0 | 465257 | 0 | 0 | 0 | 2438408.5677 | 0 | 0 | 0 | 0 | 0 | 0 | 0 | 0 | 0 | 0 | 0 | 0 | 0 | -344326.8984 | 0 | 0 | 0 | 0 | 0 | 0 | 0 | 0 | 0 | 0 | 0
2016-09-25 03:00 | 0 | 0 | 0 | 0 | 94073.1016 | 0 | 438400 | 0 | 0 | 0 | 2094081.6693 | 0 | 0 | 0 | 0 | 0 | 0 | 0 | 0 | 0 | 0 | 0 | 0 | 0 | -344326.8984 | 0 | 0 | 0 | 0 | 0 | 0 | 0 | 0 | 0 | 0 | 0
2016-09-25 04:00 | 0 | 0 | 0 | 0 | 68444.1016 | 0 | 412771 | 0 | 0 | 0 | 1749754.771 | 0 | 0 | 0 | 0 | 0 | 0 | 0 | 0 | 0 | 0 | 0 | 0 | 0 | -344326.8984 | 0 | 0 | 0 | 0 | 0 | 0 | 0 | 0 | 0 | 0 | 0
2016-09-25 05:00 | 0 | 0 | 0 | 0 | 45384.1016 | 0 | 389711 | 0 | 0 | 0 | 1405427.8726 | 0 | 0 | 0 | 0 | 0 | 0 | 0 | 0 | 0 | 0 | 0 | 0 | 0 | -344326.8984 | 0 | 0 | 0 | 0 | 0 | 0 | 0 | 0 | 0 | 0 | 0
2016-09-25 06:00 | 0 | 0 | 0 | 0 | 27552.1016 | 0 | 371879 | 0 | 0 | 0 | 1061100.9742 | 0 | 0 | 0 | 0 | 0 | 0 | 0 | 0 | 0 | 0 | 0 | 0 | 0 | -344326.8984 | 0 | 0 | 0 | 0 | 0 | 0 | 0 | 0 | 0 | 0 | 0
2016-09-25 07:00 | 0 | 0 | 0 | 0 | 708103.9976 | 0 | 359076 | 0 | 0 | 0 | 1403225.8702 | 0 | 0 | 6903.1016 | 0 | 0 | 0 | 0 | 0 | 0 | 0 | 0 | 0 | 0 | 342124.896 | 0 | 0 | 0 | 6903.1016 | 0 | 0 | 0 | 0 | 0 | 0 | 0
2016-09-25 08:00 | 0 | 0 | 0 | 0 | 0 | 0 | 351230 | 0 | 0 | 0 | 1058898.9718 | 0 | 0 | 0 | 0 | 0 | 0 | 0 | 0 | 0 | 0 | 0 | 0 | 0 | -344326.8984 | 0 | 0 | 0 | -6903.1016 | 0 | 0 | 0 | 0 | 0 | 0 | 0
2016-09-25 09:00 | 0 | 0 | 0 | 0 | 3615.1016 | 0 | 347942 | 0 | 0 | 0 | 714572.0735 | 0 | 0 | 0 | 0 | 0 | 0 | 0 | 0 | 0 | 0 | 0 | 0 | 0 | -344326.8984 | 0 | 0 | 0 | 0 | 0 | 0 | 0 | 0 | 0 | 0 | 0
2016-09-25 10:00 | 0 | 0 | 0 | 0 | 5177.1016 | 0 | 349504 | 0 | 0 | 0 | 370245.1751 | 0 | 0 | 0 | 0 | 0 | 0 | 0 | 0 | 0 | 0 | 0 | 0 | 0 | -344326.8984 | 0 | 0 | 0 | 0 | 0 | 0 | 0 | 0 | 0 | 0 | 0
2016-09-25 11:00 | 0 | 0 | 0 | 0 | 10775.1016 | 0 | 355102 | 0 | 0 | 0 | 25918.2767 | 0 | 0 | 0 | 0 | 0 | 0 | 0 | 0 | 0 | 0 | 0 | 0 | 0 | -344326.8984 | 0 | 0 | 0 | 0 | 0 | 0 | 0 | 0 | 0 | 0 | 0
2016-09-25 12:00 | 0 | 0 | 0 | 0 | 341784.7233 | 0 | 367703 | 0 | 0 | 0 | 0 | 0 | 0 | 0 | 0 | 0 | 0 | 0 | 0 | 0 | 0 | 0 | 0 | 0 | -25918.2767 | 0 | 0 | 0 | 0 | 0 | 0 | 0 | 0 | 0 | 0 | 0
2016-09-25 13:00 | 0 | 0 | 0 | 0 | 332874.3339 | 56754.6661 | 389629 | 0 | 0 | 0 | 0 | 0 | 0 | 0 | 0 | 0 | 0 | 0 | 0 | 0 | 0 | 0 | 0 | 0 | 0 | 0 | 0 | 0 | 0 | 0 | 0 | 0 | 0 | 0 | 0 | 0
2016-09-25 14:00 | 0 | 0 | 0 | 0 | 185454.8914 | 569907.0069 | 411035 | 0 | 0 | 0 | 344326.8984 | 0 | 0 | 0 | 0 | 0 | 0 | 0 | 0 | 0 | 0 | 0 | 0 | 0 | 344326.8984 | 0 | 0 | 0 | 0 | 0 | 0 | 0 | 0 | 0 | 0 | 0
2016-09-25 15:00 | 0 | 0 | 0 | 0 | 0 | 777623.8984 | 433297 | 0 | 0 | 0 | 688653.7967 | 0 | 0 | 0 | 0 | 0 | 0 | 0 | 0 | 0 | 0 | 0 | 0 | 0 | 344326.8984 | 0 | 0 | 0 | 0 | 0 | 0 | 0 | 0 | 0 | 0 | 0
2016-09-25 16:00 | 0 | 0 | 0 | 0 | 0 | 799820.8984 | 455494 | 0 | 0 | 0 | 1032980.6951 | 0 | 0 | 0 | 0 | 0 | 0 | 0 | 0 | 0 | 0 | 0 | 0 | 0 | 344326.8984 | 0 | 0 | 0 | 0 | 0 | 0 | 0 | 0 | 0 | 0 | 0
2016-09-25 17:00 | 0 | 0 | 0 | 0 | 0 | 818778.8984 | 474452 | 0 | 0 | 0 | 1377307.5935 | 0 | 0 | 0 | 0 | 0 | 0 | 0 | 0 | 0 | 0 | 0 | 0 | 0 | 344326.8984 | 0 | 0 | 0 | 0 | 0 | 0 | 0 | 0 | 0 | 0 | 0
2016-09-25 18:00 | 0 | 0 | 0 | 0 | 0 | 833650.8984 | 489324 | 0 | 0 | 0 | 1721634.4918 | 0 | 0 | 0 | 0 | 0 | 0 | 0 | 0 | 0 | 0 | 0 | 0 | 0 | 344326.8984 | 0 | 0 | 0 | 0 | 0 | 0 | 0 | 0 | 0 | 0 | 0
2016-09-25 19:00 | 0 | 0 | 0 | 0 | 0 | 843805.8984 | 499479 | 0 | 0 | 0 | 2065961.3902 | 0 | 0 | 0 | 0 | 0 | 0 | 0 | 0 | 0 | 0 | 0 | 0 | 0 | 344326.8984 | 0 | 0 | 0 | 0 | 0 | 0 | 0 | 0 | 0 | 0 | 0
2016-09-25 20:00 | 0 | 0 | 0 | 0 | 0 | 851219.8984 | 506893 | 0 | 0 | 0 | 2410288.2886 | 0 | 0 | 0 | 0 | 0 | 0 | 0 | 0 | 0 | 0 | 0 | 0 | 0 | 344326.8984 | 0 | 0 | 0 | 0 | 0 | 0 | 0 | 0 | 0 | 0 | 0
2016-09-25 21:00 | 0 | 0 | 0 | 0 | 0 | 856531.8984 | 512205 | 0 | 0 | 0 | 2754615.1869 | 0 | 0 | 0 | 0 | 0 | 0 | 0 | 0 | 0 | 0 | 0 | 0 | 0 | 344326.8984 | 0 | 0 | 0 | 0 | 0 | 0 | 0 | 0 | 0 | 0 | 0
2016-09-25 22:00 | 0 | 0 | 0 | 0 | 0 | 873370.1378 | 510048 | 0 | 0 | 0 | 3098942.0853 | 0 | 0 | 18995.2394 | 0 | 0 | 0 | 0 | 0 | 0 | 0 | 0 | 0 | 0 | 344326.8984 | 0 | 0 | 0 | 18995.2394 | 0 | 0 | 0 | 0 | 0 | 0 | 0
2016-09-25 23:00 | 0 | 0 | 0 | 0 | 0 | 723715.5435 | 508980 | 0 | 0 | 0 | 3332672.8682 | 0 | 0 | 0 | 0 | 0 | 0 | 0 | 0 | 0 | 0 | 0 | 0 | 0 | 233730.7829 | 0 | 0 | 0 | -18995.2394 | 0 | 0 | 0 | 0 | 0 | 0 | 0
2016-09-26 | 0 | 0 | 0 | 0 | 0 | 376935.3301 | 507252 | 0 | 0 | 0 | 3202356.1983 | 0 | 0 | 0 | 0 | 0 | 0 | 0 | 0 | 0 | 0 | 0 | 0 | 0 | -130316.6699 | 0 | 0 | 0 | 0 | 0 | 0 | 0 | 0 | 0 | 0 | 0
2016-09-26 01:00 | 0 | 0 | 0 | 0 | 128941.0059 | 15611.0958 | 488879 | 0 | 0 | 0 | 2858029.2999 | 0 | 0 | 0 | 0 | 0 | 0 | 0 | 0 | 0 | 0 | 0 | 0 | 0 | -344326.8984 | 0 | 0 | 0 | 0 | 0 | 0 | 0 | 0 | 0 | 0 | 0
2016-09-26 02:00 | 0 | 0 | 0 | 0 | 119211.1016 | 0 | 463538 | 0 | 0 | 0 | 2513702.4016 | 0 | 0 | 0 | 0 | 0 | 0 | 0 | 0 | 0 | 0 | 0 | 0 | 0 | -344326.8984 | 0 | 0 | 0 | 0 | 0 | 0 | 0 | 0 | 0 | 0 | 0
2016-09-26 03:00 | 0 | 0 | 0 | 0 | 88407.1016 | 0 | 432734 | 0 | 0 | 0 | 2169375.5032 | 0 | 0 | 0 | 0 | 0 | 0 | 0 | 0 | 0 | 0 | 0 | 0 | 0 | -344326.8984 | 0 | 0 | 0 | 0 | 0 | 0 | 0 | 0 | 0 | 0 | 0
2016-09-26 04:00 | 0 | 0 | 0 | 0 | 60577.1016 | 0 | 404904 | 0 | 0 | 0 | 1825048.6048 | 0 | 0 | 0 | 0 | 0 | 0 | 0 | 0 | 0 | 0 | 0 | 0 | 0 | -344326.8984 | 0 | 0 | 0 | 0 | 0 | 0 | 0 | 0 | 0 | 0 | 0
2016-09-26 05:00 | 0 | 0 | 0 | 0 | 37601.1016 | 0 | 381928 | 0 | 0 | 0 | 1480721.7065 | 0 | 0 | 0 | 0 | 0 | 0 | 0 | 0 | 0 | 0 | 0 | 0 | 0 | -344326.8984 | 0 | 0 | 0 | 0 | 0 | 0 | 0 | 0 | 0 | 0 | 0
2016-09-26 06:00 | 0 | 0 | 0 | 0 | 709439.8984 | 0 | 365113 | 0 | 0 | 0 | 1825048.6048 | 0 | 0 | 0 | 0 | 0 | 0 | 0 | 0 | 0 | 0 | 0 | 0 | 0 | 344326.8984 | 0 | 0 | 0 | 0 | 0 | 0 | 0 | 0 | 0 | 0 | 0
2016-09-26 07:00 | 0 | 0 | 0 | 0 | 11601.1016 | 0 | 355928 | 0 | 0 | 0 | 1480721.7065 | 0 | 0 | 0 | 0 | 0 | 0 | 0 | 0 | 0 | 0 | 0 | 0 | 0 | -344326.8984 | 0 | 0 | 0 | 0 | 0 | 0 | 0 | 0 | 0 | 0 | 0
2016-09-26 08:00 | 0 | 0 | 0 | 0 | 9948.1016 | 0 | 354275 | 0 | 0 | 0 | 1136394.8081 | 0 | 0 | 0 | 0 | 0 | 0 | 0 | 0 | 0 | 0 | 0 | 0 | 0 | -344326.8984 | 0 | 0 | 0 | 0 | 0 | 0 | 0 | 0 | 0 | 0 | 0
2016-09-26 09:00 | 0 | 0 | 0 | 0 | 19955.1016 | 0 | 364282 | 0 | 0 | 0 | 792067.9097 | 0 | 0 | 0 | 0 | 0 | 0 | 0 | 0 | 0 | 0 | 0 | 0 | 0 | -344326.8984 | 0 | 0 | 0 | 0 | 0 | 0 | 0 | 0 | 0 | 0 | 0
2016-09-26 10:00 | 0 | 0 | 0 | 0 | 43730.1016 | 0 | 388057 | 0 | 0 | 0 | 447741.0114 | 0 | 0 | 0 | 0 | 0 | 0 | 0 | 0 | 0 | 0 | 0 | 0 | 0 | -344326.8984 | 0 | 0 | 0 | 0 | 0 | 0 | 0 | 0 | 0 | 0 | 0
2016-09-26 11:00 | 0 | 0 | 0 | 0 | 175424.2069 | 0 | 412470 | 0 | 0 | 0 | 210695.2183 | 0 | 0 | 0 | 0 | 0 | 0 | 0 | 0 | 0 | 0 | 0 | 0 | 0 | -237045.7931 | 0 | 0 | 0 | 0 | 0 | 0 | 0 | 0 | 0 | 0 | 0
2016-09-26 12:00 | 0 | 0 | 0 | 0 | 772630.6323 | 0 | 427194 | 0 | 0 | 0 | 555022.1166 | 0 | 0 | 1109.734 | 0 | 0 | 0 | 0 | 0 | 0 | 0 | 0 | 0 | 0 | 344326.8984 | 0 | 0 | 0 | 1109.734 | 0 | 0 | 0 | 0 | 0 | 0 | 0
2016-09-26 13:00 | 0 | 0 | 0 | 0 | 38624.6229 | 57736.7448 | 441798 | 0 | 0 | 0 | 210695.2183 | 0 | 0 | 0 | 0 | 0 | 0 | 0 | 0 | 0 | 0 | 0 | 0 | 0 | -344326.8984 | 0 | 0 | 0 | -1109.734 | 0 | 0 | 0 | 0 | 0 | 0 | 0
2016-09-26 14:00 | 0 | 0 | 0 | 0 | 0 | 509022.8576 | 457712 | 0 | 0 | 0 | 262006.0759 | 0 | 0 | 0 | 0 | 0 | 0 | 0 | 0 | 0 | 0 | 0 | 0 | 0 | 51310.8576 | 0 | 0 | 0 | 0 | 0 | 0 | 0 | 0 | 0 | 0 | 0
2016-09-26 15:00 | 0 | 0 | 0 | 0 | 0 | 817348.8984 | 473022 | 0 | 0 | 0 | 606332.9742 | 0 | 0 | 0 | 0 | 0 | 0 | 0 | 0 | 0 | 0 | 0 | 0 | 0 | 344326.8984 | 0 | 0 | 0 | 0 | 0 | 0 | 0 | 0 | 0 | 0 | 0
2016-09-26 16:00 | 0 | 0 | 0 | 0 | 0 | 830860.8984 | 486534 | 0 | 0 | 0 | 950659.8726 | 0 | 0 | 0 | 0 | 0 | 0 | 0 | 0 | 0 | 0 | 0 | 0 | 0 | 344326.8984 | 0 | 0 | 0 | 0 | 0 | 0 | 0 | 0 | 0 | 0 | 0
2016-09-26 17:00 | 0 | 0 | 0 | 0 | 0 | 842647.8984 | 498321 | 0 | 0 | 0 | 1294986.7709 | 0 | 0 | 0 | 0 | 0 | 0 | 0 | 0 | 0 | 0 | 0 | 0 | 0 | 344326.8984 | 0 | 0 | 0 | 0 | 0 | 0 | 0 | 0 | 0 | 0 | 0
2016-09-26 18:00 | 0 | 0 | 0 | 0 | 0 | 850851.8984 | 506525 | 0 | 0 | 0 | 1639313.6693 | 0 | 0 | 0 | 0 | 0 | 0 | 0 | 0 | 0 | 0 | 0 | 0 | 0 | 344326.8984 | 0 | 0 | 0 | 0 | 0 | 0 | 0 | 0 | 0 | 0 | 0
2016-09-26 19:00 | 0 | 0 | 0 | 0 | 0 | 856173.8984 | 511847 | 0 | 0 | 0 | 1983640.5677 | 0 | 0 | 0 | 0 | 0 | 0 | 0 | 0 | 0 | 0 | 0 | 0 | 0 | 344326.8984 | 0 | 0 | 0 | 0 | 0 | 0 | 0 | 0 | 0 | 0 | 0
2016-09-26 20:00 | 0 | 0 | 0 | 0 | 0 | 860614.8984 | 516288 | 0 | 0 | 0 | 2327967.466 | 0 | 0 | 0 | 0 | 0 | 0 | 0 | 0 | 0 | 0 | 0 | 0 | 0 | 344326.8984 | 0 | 0 | 0 | 0 | 0 | 0 | 0 | 0 | 0 | 0 | 0
2016-09-26 21:00 | 0 | 0 | 0 | 0 | 0 | 879932.1378 | 516610 | 0 | 0 | 0 | 2672294.3644 | 0 | 0 | 18995.2394 | 0 | 0 | 0 | 0 | 0 | 0 | 0 | 0 | 0 | 0 | 344326.8984 | 0 | 0 | 0 | 18995.2394 | 0 | 0 | 0 | 0 | 0 | 0 | 0
2016-09-26 22:00 | 0 | 0 | 0 | 0 | 0 | 853714.814 | 513497 | 0 | 0 | 0 | 3016621.2628 | 0 | 0 | 14886.155 | 0 | 0 | 0 | 0 | 0 | 0 | 0 | 0 | 0 | 0 | 344326.8984 | 0 | 0 | 0 | -4109.0844 | 0 | 0 | 0 | 0 | 0 | 0 | 0
2016-09-26 23:00 | 0 | 0 | 0 | 0 | 0 | 691309.9649 | 512918 | 0 | 0 | 0 | 3209899.3827 | 0 | 0 | 0 | 0 | 0 | 0 | 0 | 0 | 0 | 0 | 0 | 0 | 0 | 193278.1199 | 0 | 0 | 0 | -14886.155 | 0 | 0 | 0 | 0 | 0 | 0 | 0
2016-09-27 | 0 | 0 | 0 | 0 | 0 | 329747.8703 | 510195 | 0 | 0 | 0 | 3029452.253 | 0 | 0 | 0 | 0 | 0 | 0 | 0 | 0 | 0 | 0 | 0 | 0 | 0 | -180447.1297 | 0 | 0 | 0 | 0 | 0 | 0 | 0 | 0 | 0 | 0 | 0
2016-09-27 01:00 | 0 | 0 | 0 | 0 | 127631.5486 | 16922.553 | 488881 | 0 | 0 | 0 | 2685125.3547 | 0 | 0 | 0 | 0 | 0 | 0 | 0 | 0 | 0 | 0 | 0 | 0 | 0 | -344326.8984 | 0 | 0 | 0 | 0 | 0 | 0 | 0 | 0 | 0 | 0 | 0
2016-09-27 02:00 | 0 | 0 | 0 | 0 | 118591.1016 | 0 | 462918 | 0 | 0 | 0 | 2340798.4563 | 0 | 0 | 0 | 0 | 0 | 0 | 0 | 0 | 0 | 0 | 0 | 0 | 0 | -344326.8984 | 0 | 0 | 0 | 0 | 0 | 0 | 0 | 0 | 0 | 0 | 0
2016-09-27 03:00 | 0 | 0 | 0 | 0 | 89511.1016 | 0 | 433838 | 0 | 0 | 0 | 1996471.5579 | 0 | 0 | 0 | 0 | 0 | 0 | 0 | 0 | 0 | 0 | 0 | 0 | 0 | -344326.8984 | 0 | 0 | 0 | 0 | 0 | 0 | 0 | 0 | 0 | 0 | 0
2016-09-27 04:00 | 0 | 0 | 0 | 0 | 538940.6749 | 0 | 403286 | 0 | 0 | 0 | 2132126.2328 | 0 | 0 | 0 | 0 | 0 | 0 | 0 | 0 | 0 | 0 | 0 | 0 | 0 | 135654.6749 | 0 | 0 | 0 | 0 | 0 | 0 | 0 | 0 | 0 | 0 | 0
2016-09-27 05:00 | 0 | 0 | 0 | 0 | 36220.1016 | 0 | 380547 | 0 | 0 | 0 | 1787799.3344 | 0 | 0 | 0 | 0 | 0 | 0 | 0 | 0 | 0 | 0 | 0 | 0 | 0 | -344326.8984 | 0 | 0 | 0 | 0 | 0 | 0 | 0 | 0 | 0 | 0 | 0
2016-09-27 06:00 | 0 | 0 | 0 | 0 | 19918.1016 | 0 | 364245 | 0 | 0 | 0 | 1443472.4361 | 0 | 0 | 0 | 0 | 0 | 0 | 0 | 0 | 0 | 0 | 0 | 0 | 0 | -344326.8984 | 0 | 0 | 0 | 0 | 0 | 0 | 0 | 0 | 0 | 0 | 0
2016-09-27 07:00 | 0 | 0 | 0 | 0 | 9860.1016 | 0 | 354187 | 0 | 0 | 0 | 1099145.5377 | 0 | 0 | 0 | 0 | 0 | 0 | 0 | 0 | 0 | 0 | 0 | 0 | 0 | -344326.8984 | 0 | 0 | 0 | 0 | 0 | 0 | 0 | 0 | 0 | 0 | 0
2016-09-27 08:00 | 0 | 0 | 0 | 0 | 7287.1016 | 0 | 351614 | 0 | 0 | 0 | 754818.6393 | 0 | 0 | 0 | 0 | 0 | 0 | 0 | 0 | 0 | 0 | 0 | 0 | 0 | -344326.8984 | 0 | 0 | 0 | 0 | 0 | 0 | 0 | 0 | 0 | 0 | 0
2016-09-27 09:00 | 0 | 0 | 0 | 0 | 638542.0558 | 0 | 360380 | 0 | 0 | 0 | 1032980.6951 | 0 | 0 | 0 | 0 | 0 | 0 | 0 | 0 | 0 | 0 | 0 | 0 | 0 | 278162.0558 | 0 | 0 | 0 | 0 | 0 | 0 | 0 | 0 | 0 | 0 | 0
2016-09-27 10:00 | 0 | 0 | 0 | 0 | 40052.1016 | 0 | 384379 | 0 | 0 | 0 | 688653.7967 | 0 | 0 | 0 | 0 | 0 | 0 | 0 | 0 | 0 | 0 | 0 | 0 | 0 | -344326.8984 | 0 | 0 | 0 | 0 | 0 | 0 | 0 | 0 | 0 | 0 | 0
2016-09-27 11:00 | 0 | 0 | 0 | 0 | 63797.1016 | 0 | 408124 | 0 | 0 | 0 | 344326.8984 | 0 | 0 | 0 | 0 | 0 | 0 | 0 | 0 | 0 | 0 | 0 | 0 | 0 | -344326.8984 | 0 | 0 | 0 | 0 | 0 | 0 | 0 | 0 | 0 | 0 | 0
2016-09-27 12:00 | 0 | 0 | 0 | 0 | 77204.1016 | 0 | 421531 | 0 | 0 | 0 | 0 | 0 | 0 | 0 | 0 | 0 | 0 | 0 | 0 | 0 | 0 | 0 | 0 | 0 | -344326.8984 | 0 | 0 | 0 | 0 | 0 | 0 | 0 | 0 | 0 | 0 | 0
2016-09-27 13:00 | 0 | 0 | 0 | 0 | 439103.1558 | 56061.0447 | 436094 | 0 | 0 | 0 | 59070.2006 | 0 | 0 | 0 | 0 | 0 | 0 | 0 | 0 | 0 | 0 | 0 | 0 | 0 | 59070.2006 | 0 | 0 | 0 | 0 | 0 | 0 | 0 | 0 | 0 | 0 | 0
2016-09-27 14:00 | 0 | 0 | 0 | 0 | 0 | 562214.8569 | 449971 | 0 | 0 | 0 | 171314.0575 | 0 | 0 | 0 | 0 | 0 | 0 | 0 | 0 | 0 | 0 | 0 | 0 | 0 | 112243.8569 | 0 | 0 | 0 | 0 | 0 | 0 | 0 | 0 | 0 | 0 | 0
2016-09-27 15:00 | 0 | 0 | 0 | 0 | 0 | 808804.8984 | 464478 | 0 | 0 | 0 | 515640.9559 | 0 | 0 | 0 | 0 | 0 | 0 | 0 | 0 | 0 | 0 | 0 | 0 | 0 | 344326.8984 | 0 | 0 | 0 | 0 | 0 | 0 | 0 | 0 | 0 | 0 | 0
2016-09-27 16:00 | 0 | 0 | 0 | 0 | 0 | 822439.8984 | 478113 | 0 | 0 | 0 | 859967.8542 | 0 | 0 | 0 | 0 | 0 | 0 | 0 | 0 | 0 | 0 | 0 | 0 | 0 | 344326.8984 | 0 | 0 | 0 | 0 | 0 | 0 | 0 | 0 | 0 | 0 | 0
2016-09-27 17:00 | 0 | 0 | 0 | 0 | 0 | 835188.8984 | 490862 | 0 | 0 | 0 | 1204294.7526 | 0 | 0 | 0 | 0 | 0 | 0 | 0 | 0 | 0 | 0 | 0 | 0 | 0 | 344326.8984 | 0 | 0 | 0 | 0 | 0 | 0 | 0 | 0 | 0 | 0 | 0
2016-09-27 18:00 | 0 | 0 | 0 | 0 | 0 | 847051.8984 | 502725 | 0 | 0 | 0 | 1548621.651 | 0 | 0 | 0 | 0 | 0 | 0 | 0 | 0 | 0 | 0 | 0 | 0 | 0 | 344326.8984 | 0 | 0 | 0 | 0 | 0 | 0 | 0 | 0 | 0 | 0 | 0
2016-09-27 19:00 | 0 | 0 | 0 | 0 | 0 | 856245.8984 | 511919 | 0 | 0 | 0 | 1892948.5493 | 0 | 0 | 0 | 0 | 0 | 0 | 0 | 0 | 0 | 0 | 0 | 0 | 0 | 344326.8984 | 0 | 0 | 0 | 0 | 0 | 0 | 0 | 0 | 0 | 0 | 0
2016-09-27 20:00 | 0 | 0 | 0 | 0 | 0 | 862809.8984 | 518483 | 0 | 0 | 0 | 2237275.4477 | 0 | 0 | 0 | 0 | 0 | 0 | 0 | 0 | 0 | 0 | 0 | 0 | 0 | 344326.8984 | 0 | 0 | 0 | 0 | 0 | 0 | 0 | 0 | 0 | 0 | 0
2016-09-27 21:00 | 0 | 0 | 0 | 0 | 0 | 864849.8984 | 520523 | 0 | 0 | 0 | 2581602.3461 | 0 | 0 | 0 | 0 | 0 | 0 | 0 | 0 | 0 | 0 | 0 | 0 | 0 | 344326.8984 | 0 | 0 | 0 | 0 | 0 | 0 | 0 | 0 | 0 | 0 | 0
2016-09-27 22:00 | 0 | 0 | 0 | 0 | 0 | 879472.1378 | 516150 | 0 | 0 | 0 | 2925929.2444 | 0 | 0 | 18995.2394 | 0 | 0 | 0 | 0 | 0 | 0 | 0 | 0 | 0 | 0 | 344326.8984 | 0 | 0 | 0 | 18995.2394 | 0 | 0 | 0 | 0 | 0 | 0 | 0
2016-09-27 23:00 | 0 | 0 | 0 | 0 | 0 | 728826.5281 | 514287 | 0 | 0 | 0 | 3159464.012 | 0 | 0 | 0 | 0 | 0 | 0 | 0 | 0 | 0 | 0 | 0 | 0 | 0 | 233534.7676 | 0 | 0 | 0 | -18995.2394 | 0 | 0 | 0 | 0 | 0 | 0 | 0
2016-09-28 | 0 | 0 | 0 | 0 | 0 | 320577.0923 | 509353 | 0 | 0 | 0 | 2970688.1043 | 0 | 0 | 0 | 0 | 0 | 0 | 0 | 0 | 0 | 0 | 0 | 0 | 0 | -188775.9077 | 0 | 0 | 0 | 0 | 0 | 0 | 0 | 0 | 0 | 0 | 0
2016-09-28 01:00 | 0 | 0 | 0 | 0 | 132602.8992 | 13416.2025 | 490346 | 0 | 0 | 0 | 2626361.2059 | 0 | 0 | 0 | 0 | 0 | 0 | 0 | 0 | 0 | 0 | 0 | 0 | 0 | -344326.8984 | 0 | 0 | 0 | 0 | 0 | 0 | 0 | 0 | 0 | 0 | 0
2016-09-28 02:00 | 0 | 0 | 0 | 0 | 118533.1016 | 0 | 462860 | 0 | 0 | 0 | 2282034.3075 | 0 | 0 | 0 | 0 | 0 | 0 | 0 | 0 | 0 | 0 | 0 | 0 | 0 | -344326.8984 | 0 | 0 | 0 | 0 | 0 | 0 | 0 | 0 | 0 | 0 | 0
2016-09-28 03:00 | 0 | 0 | 0 | 0 | 85535.1016 | 0 | 429862 | 0 | 0 | 0 | 1937707.4092 | 0 | 0 | 0 | 0 | 0 | 0 | 0 | 0 | 0 | 0 | 0 | 0 | 0 | -344326.8984 | 0 | 0 | 0 | 0 | 0 | 0 | 0 | 0 | 0 | 0 | 0
2016-09-28 04:00 | 0 | 0 | 0 | 0 | 569214.0464 | 0 | 400207 | 0 | 0 | 0 | 2106714.4555 | 0 | 0 | 0 | 0 | 0 | 0 | 0 | 0 | 0 | 0 | 0 | 0 | 0 | 169007.0464 | 0 | 0 | 0 | 0 | 0 | 0 | 0 | 0 | 0 | 0 | 0
2016-09-28 05:00 | 0 | 0 | 0 | 0 | 32974.1016 | 0 | 377301 | 0 | 0 | 0 | 1762387.5571 | 0 | 0 | 0 | 0 | 0 | 0 | 0 | 0 | 0 | 0 | 0 | 0 | 0 | -344326.8984 | 0 | 0 | 0 | 0 | 0 | 0 | 0 | 0 | 0 | 0 | 0
2016-09-28 06:00 | 0 | 0 | 0 | 0 | 17301.1016 | 0 | 361628 | 0 | 0 | 0 | 1418060.6588 | 0 | 0 | 0 | 0 | 0 | 0 | 0 | 0 | 0 | 0 | 0 | 0 | 0 | -344326.8984 | 0 | 0 | 0 | 0 | 0 | 0 | 0 | 0 | 0 | 0 | 0
2016-09-28 07:00 | 0 | 0 | 0 | 0 | 6808.1016 | 0 | 351135 | 0 | 0 | 0 | 1073733.7604 | 0 | 0 | 0 | 0 | 0 | 0 | 0 | 0 | 0 | 0 | 0 | 0 | 0 | -344326.8984 | 0 | 0 | 0 | 0 | 0 | 0 | 0 | 0 | 0 | 0 | 0
2016-09-28 08:00 | 0 | 0 | 0 | 0 | 562380.4578 | 0 | 348448 | 0 | 0 | 0 | 1287666.2182 | 0 | 0 | 0 | 0 | 0 | 0 | 0 | 0 | 0 | 0 | 0 | 0 | 0 | 213932.4578 | 0 | 0 | 0 | 0 | 0 | 0 | 0 | 0 | 0 | 0 | 0
2016-09-28 09:00 | 0 | 0 | 0 | 0 | 12906.1016 | 0 | 357233 | 0 | 0 | 0 | 943339.3199 | 0 | 0 | 0 | 0 | 0 | 0 | 0 | 0 | 0 | 0 | 0 | 0 | 0 | -344326.8984 | 0 | 0 | 0 | 0 | 0 | 0 | 0 | 0 | 0 | 0 | 0
2016-09-28 10:00 | 0 | 0 | 0 | 0 | 36085.1016 | 0 | 380412 | 0 | 0 | 0 | 599012.4215 | 0 | 0 | 0 | 0 | 0 | 0 | 0 | 0 | 0 | 0 | 0 | 0 | 0 | -344326.8984 | 0 | 0 | 0 | 0 | 0 | 0 | 0 | 0 | 0 | 0 | 0
2016-09-28 11:00 | 0 | 0 | 0 | 0 | 60046.1016 | 0 | 404373 | 0 | 0 | 0 | 254685.5231 | 0 | 0 | 0 | 0 | 0 | 0 | 0 | 0 | 0 | 0 | 0 | 0 | 0 | -344326.8984 | 0 | 0 | 0 | 0 | 0 | 0 | 0 | 0 | 0 | 0 | 0
2016-09-28 12:00 | 0 | 0 | 0 | 0 | 453090.2705 | 0 | 417225 | 0 | 0 | 0 | 271555.5542 | 0 | 0 | 18995.2394 | 0 | 0 | 0 | 0 | 0 | 0 | 0 | 0 | 0 | 0 | 16870.031 | 0 | 0 | 0 | 18995.2394 | 0 | 0 | 0 | 0 | 0 | 0 | 0
2016-09-28 13:00 | 0 | 0 | 0 | 0 | 261755.7332 | 64555.9637 | 433252 | 0 | 0 | 0 | 183610.4906 | 0 | 0 | 0 | 0 | 0 | 0 | 0 | 0 | 0 | 0 | 0 | 0 | 0 | -87945.0636 | 0 | 0 | 0 | -18995.2394 | 0 | 0 | 0 | 0 | 0 | 0 | 0
2016-09-28 14:00 | 0 | 0 | 0 | 0 | 0 | 545881.0791 | 448706 | 0 | 0 | 0 | 280785.5696 | 0 | 0 | 0 | 0 | 0 | 0 | 0 | 0 | 0 | 0 | 0 | 0 | 0 | 97175.0791 | 0 | 0 | 0 | 0 | 0 | 0 | 0 | 0 | 0 | 0 | 0
2016-09-28 15:00 | 0 | 0 | 0 | 0 | 0 | 807864.8984 | 463538 | 0 | 0 | 0 | 625112.468 | 0 | 0 | 0 | 0 | 0 | 0 | 0 | 0 | 0 | 0 | 0 | 0 | 0 | 344326.8984 | 0 | 0 | 0 | 0 | 0 | 0 | 0 | 0 | 0 | 0 | 0
2016-09-28 16:00 | 0 | 0 | 0 | 0 | 0 | 822409.8984 | 478083 | 0 | 0 | 0 | 969439.3664 | 0 | 0 | 0 | 0 | 0 | 0 | 0 | 0 | 0 | 0 | 0 | 0 | 0 | 344326.8984 | 0 | 0 | 0 | 0 | 0 | 0 | 0 | 0 | 0 | 0 | 0
2016-09-28 17:00 | 0 | 0 | 0 | 0 | 0 | 836118.8984 | 491792 | 0 | 0 | 0 | 1313766.2647 | 0 | 0 | 0 | 0 | 0 | 0 | 0 | 0 | 0 | 0 | 0 | 0 | 0 | 344326.8984 | 0 | 0 | 0 | 0 | 0 | 0 | 0 | 0 | 0 | 0 | 0
2016-09-28 18:00 | 0 | 0 | 0 | 0 | 0 | 847533.8984 | 503207 | 0 | 0 | 0 | 1658093.1631 | 0 | 0 | 0 | 0 | 0 | 0 | 0 | 0 | 0 | 0 | 0 | 0 | 0 | 344326.8984 | 0 | 0 | 0 | 0 | 0 | 0 | 0 | 0 | 0 | 0 | 0
2016-09-28 19:00 | 0 | 0 | 0 | 0 | 0 | 857613.8984 | 513287 | 0 | 0 | 0 | 2002420.0615 | 0 | 0 | 0 | 0 | 0 | 0 | 0 | 0 | 0 | 0 | 0 | 0 | 0 | 344326.8984 | 0 | 0 | 0 | 0 | 0 | 0 | 0 | 0 | 0 | 0 | 0
2016-09-28 20:00 | 0 | 0 | 0 | 0 | 0 | 865571.8984 | 521245 | 0 | 0 | 0 | 2346746.9598 | 0 | 0 | 0 | 0 | 0 | 0 | 0 | 0 | 0 | 0 | 0 | 0 | 0 | 344326.8984 | 0 | 0 | 0 | 0 | 0 | 0 | 0 | 0 | 0 | 0 | 0
2016-09-28 21:00 | 0 | 0 | 0 | 0 | 0 | 888916.1378 | 525594 | 0 | 0 | 0 | 2691073.8582 | 0 | 0 | 18995.2394 | 0 | 0 | 0 | 0 | 0 | 0 | 0 | 0 | 0 | 0 | 344326.8984 | 0 | 0 | 0 | 18995.2394 | 0 | 0 | 0 | 0 | 0 | 0 | 0
2016-09-28 22:00 | 0 | 0 | 0 | 0 | 46935.0141 | 801245.6448 | 522849 | 0 | 0 | 0 | 3035400.7566 | 0 | 0 | 0 | 0 | 0 | 0 | 0 | 0 | 0 | 0 | 0 | 0 | 0 | 344326.8984 | 0 | 0 | 0 | -18995.2394 | 0 | 0 | 0 | 0 | 0 | 0 | 0
2016-09-28 23:00 | 0 | 0 | 0 | 0 | 0 | 599082.6712 | 519181 | 0 | 0 | 0 | 3115302.4278 | 0 | 0 | 0 | 0 | 0 | 0 | 0 | 0 | 0 | 0 | 0 | 0 | 0 | 79901.6712 | 0 | 0 | 0 | 0 | 0 | 0 | 0 | 0 | 0 | 0 | 0
2016-09-29 | 0 | 0 | 0 | 0 | 0 | 236484.2806 | 510516 | 0 | 0 | 0 | 2841270.7084 | 0 | 0 | 0 | 0 | 0 | 0 | 0 | 0 | 0 | 0 | 0 | 0 | 0 | -274031.7194 | 0 | 0 | 0 | 0 | 0 | 0 | 0 | 0 | 0 | 0 | 0
2016-09-29 01:00 | 0 | 0 | 0 | 0 | 134952.1412 | 11496.9604 | 490776 | 0 | 0 | 0 | 2496943.81 | 0 | 0 | 0 | 0 | 0 | 0 | 0 | 0 | 0 | 0 | 0 | 0 | 0 | -344326.8984 | 0 | 0 | 0 | 0 | 0 | 0 | 0 | 0 | 0 | 0 | 0
2016-09-29 02:00 | 0 | 0 | 0 | 0 | 119259.1016 | 0 | 463586 | 0 | 0 | 0 | 2152616.9116 | 0 | 0 | 0 | 0 | 0 | 0 | 0 | 0 | 0 | 0 | 0 | 0 | 0 | -344326.8984 | 0 | 0 | 0 | 0 | 0 | 0 | 0 | 0 | 0 | 0 | 0
2016-09-29 03:00 | 0 | 0 | 0 | 0 | 86835.1016 | 0 | 431162 | 0 | 0 | 0 | 1808290.0133 | 0 | 0 | 0 | 0 | 0 | 0 | 0 | 0 | 0 | 0 | 0 | 0 | 0 | -344326.8984 | 0 | 0 | 0 | 0 | 0 | 0 | 0 | 0 | 0 | 0 | 0
2016-09-29 04:00 | 0 | 0 | 0 | 0 | 58064.1016 | 0 | 402391 | 0 | 0 | 0 | 1463963.1149 | 0 | 0 | 0 | 0 | 0 | 0 | 0 | 0 | 0 | 0 | 0 | 0 | 0 | -344326.8984 | 0 | 0 | 0 | 0 | 0 | 0 | 0 | 0 | 0 | 0 | 0
2016-09-29 05:00 | 0 | 0 | 0 | 0 | 655555.9245 | 0 | 379998 | 0 | 0 | 0 | 1739521.0394 | 0 | 0 | 0 | 0 | 0 | 0 | 0 | 0 | 0 | 0 | 0 | 0 | 0 | 275557.9245 | 0 | 0 | 0 | 0 | 0 | 0 | 0 | 0 | 0 | 0 | 0
2016-09-29 06:00 | 0 | 0 | 0 | 0 | 18673.1016 | 0 | 363000 | 0 | 0 | 0 | 1395194.1411 | 0 | 0 | 0 | 0 | 0 | 0 | 0 | 0 | 0 | 0 | 0 | 0 | 0 | -344326.8984 | 0 | 0 | 0 | 0 | 0 | 0 | 0 | 0 | 0 | 0 | 0
2016-09-29 07:00 | 0 | 0 | 0 | 0 | 7879.1016 | 0 | 352206 | 0 | 0 | 0 | 1050867.2427 | 0 | 0 | 0 | 0 | 0 | 0 | 0 | 0 | 0 | 0 | 0 | 0 | 0 | -344326.8984 | 0 | 0 | 0 | 0 | 0 | 0 | 0 | 0 | 0 | 0 | 0
2016-09-29 08:00 | 0 | 0 | 0 | 0 | 4896.1016 | 0 | 349223 | 0 | 0 | 0 | 706540.3443 | 0 | 0 | 0 | 0 | 0 | 0 | 0 | 0 | 0 | 0 | 0 | 0 | 0 | -344326.8984 | 0 | 0 | 0 | 0 | 0 | 0 | 0 | 0 | 0 | 0 | 0
2016-09-29 09:00 | 0 | 0 | 0 | 0 | 521748.1293 | 0 | 357698 | 0 | 0 | 0 | 870590.4736 | 0 | 0 | 0 | 0 | 0 | 0 | 0 | 0 | 0 | 0 | 0 | 0 | 0 | 164050.1293 | 0 | 0 | 0 | 0 | 0 | 0 | 0 | 0 | 0 | 0 | 0
2016-09-29 10:00 | 0 | 0 | 0 | 0 | 36502.1016 | 0 | 380829 | 0 | 0 | 0 | 526263.5753 | 0 | 0 | 0 | 0 | 0 | 0 | 0 | 0 | 0 | 0 | 0 | 0 | 0 | -344326.8984 | 0 | 0 | 0 | 0 | 0 | 0 | 0 | 0 | 0 | 0 | 0
2016-09-29 11:00 | 0 | 0 | 0 | 0 | 67646.4252 | 0 | 405282 | 0 | 0 | 0 | 188628.0004 | 0 | 0 | 0 | 0 | 0 | 0 | 0 | 0 | 0 | 0 | 0 | 0 | 0 | -337635.5748 | 0 | 0 | 0 | 0 | 0 | 0 | 0 | 0 | 0 | 0 | 0
2016-09-29 12:00 | 0 | 0 | 0 | 0 | 436086.7059 | 0 | 418930 | 0 | 0 | 0 | 186789.467 | 0 | 0 | 18995.2394 | 0 | 0 | 0 | 0 | 0 | 0 | 0 | 0 | 0 | 0 | -1838.5335 | 0 | 0 | 0 | 18995.2394 | 0 | 0 | 0 | 0 | 0 | 0 | 0
2016-09-29 13:00 | 0 | 0 | 0 | 0 | 275488.1125 | 59023.8151 | 433174 | 0 | 0 | 0 | 107122.634 | 0 | 0 | 0 | 0 | 0 | 0 | 0 | 0 | 0 | 0 | 0 | 0 | 0 | -79666.8329 | 0 | 0 | 0 | -18995.2394 | 0 | 0 | 0 | 0 | 0 | 0 | 0
2016-09-29 14:00 | 0 | 0 | 0 | 0 | 0 | 497999.116 | 446476 | 0 | 0 | 0 | 158645.7501 | 0 | 0 | 0 | 0 | 0 | 0 | 0 | 0 | 0 | 0 | 0 | 0 | 0 | 51523.116 | 0 | 0 | 0 | 0 | 0 | 0 | 0 | 0 | 0 | 0 | 0
2016-09-29 15:00 | 0 | 0 | 0 | 0 | 0 | 802241.8984 | 457915 | 0 | 0 | 0 | 502972.6484 | 0 | 0 | 0 | 0 | 0 | 0 | 0 | 0 | 0 | 0 | 0 | 0 | 0 | 344326.8984 | 0 | 0 | 0 | 0 | 0 | 0 | 0 | 0 | 0 | 0 | 0
2016-09-29 16:00 | 0 | 0 | 0 | 0 | 0 | 811423.8984 | 467097 | 0 | 0 | 0 | 847299.5468 | 0 | 0 | 0 | 0 | 0 | 0 | 0 | 0 | 0 | 0 | 0 | 0 | 0 | 344326.8984 | 0 | 0 | 0 | 0 | 0 | 0 | 0 | 0 | 0 | 0 | 0
2016-09-29 17:00 | 0 | 0 | 0 | 0 | 0 | 821163.8984 | 476837 | 0 | 0 | 0 | 1191626.4452 | 0 | 0 | 0 | 0 | 0 | 0 | 0 | 0 | 0 | 0 | 0 | 0 | 0 | 344326.8984 | 0 | 0 | 0 | 0 | 0 | 0 | 0 | 0 | 0 | 0 | 0
2016-09-29 18:00 | 0 | 0 | 0 | 0 | 0 | 839230.7371 | 484414 | 0 | 0 | 0 | 1535953.3435 | 0 | 0 | 10489.8387 | 0 | 0 | 0 | 0 | 0 | 0 | 0 | 0 | 0 | 0 | 344326.8984 | 0 | 0 | 0 | 10489.8387 | 0 | 0 | 0 | 0 | 0 | 0 | 0
2016-09-29 19:00 | 0 | 0 | 0 | 0 | 0 | 843829.2991 | 490997 | 0 | 0 | 0 | 1880280.2419 | 0 | 0 | 18995.2394 | 0 | 0 | 0 | 0 | 0 | 0 | 0 | 0 | 0 | 0 | 344326.8984 | 0 | 0 | 0 | 8505.4007 | 0 | 0 | 0 | 0 | 0 | 0 | 0
2016-09-29 20:00 | 0 | 0 | 0 | 0 | 0 | 823716.1941 | 496619 | 0 | 0 | 0 | 2224607.1403 | 0 | 0 | 1765.5352 | 0 | 0 | 0 | 0 | 0 | 0 | 0 | 0 | 0 | 0 | 344326.8984 | 0 | 0 | 0 | -17229.7042 | 0 | 0 | 0 | 0 | 0 | 0 | 0
2016-09-29 21:00 | 0 | 0 | 0 | 0 | 0 | 784374.2288 | 498650 | 0 | 0 | 0 | 2512096.9043 | 0 | 0 | 0 | 0 | 0 | 0 | 0 | 0 | 0 | 0 | 0 | 0 | 0 | 287489.764 | 0 | 0 | 0 | -1765.5352 | 0 | 0 | 0 | 0 | 0 | 0 | 0
2016-09-29 22:00 | 0 | 0 | 0 | 0 | 0 | 715535.6741 | 496050 | 0 | 0 | 0 | 2731582.5783 | 0 | 0 | 0 | 0 | 0 | 0 | 0 | 0 | 0 | 0 | 0 | 0 | 0 | 219485.6741 | 0 | 0 | 0 | 0 | 0 | 0 | 0 | 0 | 0 | 0 | 0
2016-09-29 23:00 | 0 | 0 | 0 | 0 | 0 | 558502.1241 | 495047 | 0 | 0 | 0 | 2795037.7024 | 0 | 0 | 0 | 0 | 0 | 0 | 0 | 0 | 0 | 0 | 0 | 0 | 0 | 63455.1241 | 0 | 0 | 0 | 0 | 0 | 0 | 0 | 0 | 0 | 0 | 0
2016-09-30 | 0 | 0 | 0 | 0 | 0 | 252593.6079 | 490559 | 0 | 0 | 0 | 2557072.3103 | 0 | 0 | 0 | 0 | 0 | 0 | 0 | 0 | 0 | 0 | 0 | 0 | 0 | -237965.3921 | 0 | 0 | 0 | 0 | 0 | 0 | 0 | 0 | 0 | 0 | 0
2016-09-30 01:00 | 0 | 0 | 0 | 0 | 120149.4494 | 9646.6523 | 474123 | 0 | 0 | 0 | 2212745.4119 | 0 | 0 | 0 | 0 | 0 | 0 | 0 | 0 | 0 | 0 | 0 | 0 | 0 | -344326.8984 | 0 | 0 | 0 | 0 | 0 | 0 | 0 | 0 | 0 | 0 | 0
2016-09-30 02:00 | 0 | 0 | 0 | 0 | 104942.1016 | 0 | 449269 | 0 | 0 | 0 | 1868418.5136 | 0 | 0 | 0 | 0 | 0 | 0 | 0 | 0 | 0 | 0 | 0 | 0 | 0 | -344326.8984 | 0 | 0 | 0 | 0 | 0 | 0 | 0 | 0 | 0 | 0 | 0
2016-09-30 03:00 | 0 | 0 | 0 | 0 | 74301.1016 | 0 | 418628 | 0 | 0 | 0 | 1524091.6152 | 0 | 0 | 0 | 0 | 0 | 0 | 0 | 0 | 0 | 0 | 0 | 0 | 0 | -344326.8984 | 0 | 0 | 0 | 0 | 0 | 0 | 0 | 0 | 0 | 0 | 0
2016-09-30 04:00 | 0 | 0 | 0 | 0 | 680338.7639 | 0 | 390352 | 0 | 0 | 0 | 1814078.3791 | 0 | 0 | 0 | 0 | 0 | 0 | 0 | 0 | 0 | 0 | 0 | 0 | 0 | 289986.7639 | 0 | 0 | 0 | 0 | 0 | 0 | 0 | 0 | 0 | 0 | 0
2016-09-30 05:00 | 0 | 0 | 0 | 0 | 25112.1016 | 0 | 369439 | 0 | 0 | 0 | 1469751.4807 | 0 | 0 | 0 | 0 | 0 | 0 | 0 | 0 | 0 | 0 | 0 | 0 | 0 | -344326.8984 | 0 | 0 | 0 | 0 | 0 | 0 | 0 | 0 | 0 | 0 | 0
2016-09-30 06:00 | 0 | 0 | 0 | 0 | 11268.1016 | 0 | 355595 | 0 | 0 | 0 | 1125424.5823 | 0 | 0 | 0 | 0 | 0 | 0 | 0 | 0 | 0 | 0 | 0 | 0 | 0 | -344326.8984 | 0 | 0 | 0 | 0 | 0 | 0 | 0 | 0 | 0 | 0 | 0
2016-09-30 07:00 | 0 | 0 | 0 | 0 | 531931.7911 | 0 | 346003 | 0 | 0 | 0 | 1311353.3734 | 0 | 0 | 0 | 0 | 0 | 0 | 0 | 0 | 0 | 0 | 0 | 0 | 0 | 185928.7911 | 0 | 0 | 0 | 0 | 0 | 0 | 0 | 0 | 0 | 0 | 0
2016-09-30 08:00 | 0 | 0 | 0 | 0 | 496215.0124 | 0 | 343264 | 0 | 0 | 0 | 1457159.2842 | 0 | 0 | 7145.1016 | 0 | 0 | 0 | 0 | 0 | 0 | 0 | 0 | 0 | 0 | 145805.9107 | 0 | 0 | 0 | 7145.1016 | 0 | 0 | 0 | 0 | 0 | 0 | 0
2016-09-30 09:00 | 0 | 0 | 0 | 0 | 0 | 0 | 351472 | 0 | 0 | 0 | 1112832.3858 | 0 | 0 | 0 | 0 | 0 | 0 | 0 | 0 | 0 | 0 | 0 | 0 | 0 | -344326.8984 | 0 | 0 | 0 | -7145.1016 | 0 | 0 | 0 | 0 | 0 | 0 | 0
2016-09-30 10:00 | 0 | 0 | 0 | 0 | 28543.1016 | 0 | 372870 | 0 | 0 | 0 | 768505.4874 | 0 | 0 | 0 | 0 | 0 | 0 | 0 | 0 | 0 | 0 | 0 | 0 | 0 | -344326.8984 | 0 | 0 | 0 | 0 | 0 | 0 | 0 | 0 | 0 | 0 | 0
2016-09-30 11:00 | 0 | 0 | 0 | 0 | 411203.2437 | 0 | 396585 | 0 | 0 | 0 | 783123.7311 | 0 | 0 | 0 | 0 | 0 | 0 | 0 | 0 | 0 | 0 | 0 | 0 | 0 | 14618.2437 | 0 | 0 | 0 | 0 | 0 | 0 | 0 | 0 | 0 | 0 | 0
2016-09-30 12:00 | 0 | 0 | 0 | 0 | 66278.1016 | 0 | 410605 | 0 | 0 | 0 | 438796.8327 | 0 | 0 | 0 | 0 | 0 | 0 | 0 | 0 | 0 | 0 | 0 | 0 | 0 | -344326.8984 | 0 | 0 | 0 | 0 | 0 | 0 | 0 | 0 | 0 | 0 | 0
2016-09-30 13:00 | 0 | 0 | 0 | 0 | 42522.525 | 38508.5766 | 425358 | 0 | 0 | 0 | 94469.9344 | 0 | 0 | 0 | 0 | 0 | 0 | 0 | 0 | 0 | 0 | 0 | 0 | 0 | -344326.8984 | 0 | 0 | 0 | 0 | 0 | 0 | 0 | 0 | 0 | 0 | 0
2016-09-30 14:00 | 0 | 0 | 0 | 0 | 199641.1744 | 396779.5398 | 438424 | 0 | 0 | 0 | 252466.6486 | 0 | 0 | 0 | 0 | 0 | 0 | 0 | 0 | 0 | 0 | 0 | 0 | 0 | 157996.7143 | 0 | 0 | 0 | 0 | 0 | 0 | 0 | 0 | 0 | 0 | 0
2016-09-30 15:00 | 0 | 0 | 0 | 0 | 0 | 773869.124 | 449478 | 0 | 0 | 0 | 576857.7726 | 0 | 0 | 0 | 0 | 0 | 0 | 0 | 0 | 0 | 0 | 0 | 0 | 0 | 324391.124 | 0 | 0 | 0 | 0 | 0 | 0 | 0 | 0 | 0 | 0 | 0
2016-09-30 16:00 | 0 | 0 | 0 | 0 | 0 | 802860.8984 | 458534 | 0 | 0 | 0 | 921184.671 | 0 | 0 | 0 | 0 | 0 | 0 | 0 | 0 | 0 | 0 | 0 | 0 | 0 | 344326.8984 | 0 | 0 | 0 | 0 | 0 | 0 | 0 | 0 | 0 | 0 | 0
2016-09-30 17:00 | 0 | 0 | 0 | 0 | 0 | 811230.8984 | 466904 | 0 | 0 | 0 | 1265511.5694 | 0 | 0 | 0 | 0 | 0 | 0 | 0 | 0 | 0 | 0 | 0 | 0 | 0 | 344326.8984 | 0 | 0 | 0 | 0 | 0 | 0 | 0 | 0 | 0 | 0 | 0
2016-09-30 18:00 | 0 | 0 | 0 | 0 | 0 | 817619.8984 | 473293 | 0 | 0 | 0 | 1609838.4677 | 0 | 0 | 0 | 0 | 0 | 0 | 0 | 0 | 0 | 0 | 0 | 0 | 0 | 344326.8984 | 0 | 0 | 0 | 0 | 0 | 0 | 0 | 0 | 0 | 0 | 0
2016-09-30 19:00 | 0 | 0 | 0 | 0 | 0 | 822215.8984 | 477889 | 0 | 0 | 0 | 1954165.3661 | 0 | 0 | 0 | 0 | 0 | 0 | 0 | 0 | 0 | 0 | 0 | 0 | 0 | 344326.8984 | 0 | 0 | 0 | 0 | 0 | 0 | 0 | 0 | 0 | 0 | 0
2016-09-30 20:00 | 0 | 0 | 0 | 0 | 0 | 825897.8984 | 481571 | 0 | 0 | 0 | 2298492.2645 | 0 | 0 | 0 | 0 | 0 | 0 | 0 | 0 | 0 | 0 | 0 | 0 | 0 | 344326.8984 | 0 | 0 | 0 | 0 | 0 | 0 | 0 | 0 | 0 | 0 | 0
2016-09-30 21:00 | 0 | 0 | 0 | 0 | 0 | 826306.8984 | 481980 | 0 | 0 | 0 | 2642819.1628 | 0 | 0 | 0 | 0 | 0 | 0 | 0 | 0 | 0 | 0 | 0 | 0 | 0 | 344326.8984 | 0 | 0 | 0 | 0 | 0 | 0 | 0 | 0 | 0 | 0 | 0
2016-09-30 22:00 | 0 | 0 | 0 | 0 | 0 | 840416.1378 | 477094 | 0 | 0 | 0 | 2987146.0612 | 0 | 0 | 18995.2394 | 0 | 0 | 0 | 0 | 0 | 0 | 0 | 0 | 0 | 0 | 344326.8984 | 0 | 0 | 0 | 18995.2394 | 0 | 0 | 0 | 0 | 0 | 0 | 0
2016-09-30 23:00 | 0 | 0 | 0 | 0 | 0 | 703578.9322 | 471788 | 0 | 0 | 0 | 3237932.2328 | 0 | 0 | 0 | 0 | 0 | 0 | 0 | 0 | 0 | 0 | 0 | 0 | 0 | 250786.1716 | 0 | 0 | 0 | -18995.2394 | 0 | 0 | 0 | 0 | 0 | 0 | 0
2016-10-01 | 0 | 0 | 0 | 0 | 0 | 336503.4827 | 464160 | 0 | 0 | 0 | 3110275.7155 | 0 | 0 | 0 | 0 | 0 | 0 | 0 | 0 | 0 | 0 | 0 | 0 | 0 | -127656.5173 | 0 | 0 | 0 | 0 | 0 | 0 | 0 | 0 | 0 | 0 | 0
2016-10-01 01:00 | 0 | 0 | 0 | 0 | 84998.043 | 19746.0586 | 449071 | 0 | 0 | 0 | 2765948.8171 | 0 | 0 | 0 | 0 | 0 | 0 | 0 | 0 | 0 | 0 | 0 | 0 | 0 | -344326.8984 | 0 | 0 | 0 | 0 | 0 | 0 | 0 | 0 | 0 | 0 | 0
2016-10-01 02:00 | 0 | 0 | 0 | 0 | 85289.1016 | 0 | 429616 | 0 | 0 | 0 | 2421621.9187 | 0 | 0 | 0 | 0 | 0 | 0 | 0 | 0 | 0 | 0 | 0 | 0 | 0 | -344326.8984 | 0 | 0 | 0 | 0 | 0 | 0 | 0 | 0 | 0 | 0 | 0
2016-10-01 03:00 | 0 | 0 | 0 | 0 | 59406.1016 | 0 | 403733 | 0 | 0 | 0 | 2077295.0204 | 0 | 0 | 0 | 0 | 0 | 0 | 0 | 0 | 0 | 0 | 0 | 0 | 0 | -344326.8984 | 0 | 0 | 0 | 0 | 0 | 0 | 0 | 0 | 0 | 0 | 0
2016-10-01 04:00 | 0 | 0 | 0 | 0 | 514390.961 | 0 | 379347 | 0 | 0 | 0 | 2212338.9813 | 0 | 0 | 0 | 0 | 0 | 0 | 0 | 0 | 0 | 0 | 0 | 0 | 0 | 135043.961 | 0 | 0 | 0 | 0 | 0 | 0 | 0 | 0 | 0 | 0 | 0
2016-10-01 05:00 | 0 | 0 | 0 | 0 | 15702.1016 | 0 | 360029 | 0 | 0 | 0 | 1868012.083 | 0 | 0 | 0 | 0 | 0 | 0 | 0 | 0 | 0 | 0 | 0 | 0 | 0 | -344326.8984 | 0 | 0 | 0 | 0 | 0 | 0 | 0 | 0 | 0 | 0 | 0
2016-10-01 06:00 | 0 | 0 | 0 | 0 | 1630.1016 | 0 | 345957 | 0 | 0 | 0 | 1523685.1846 | 0 | 0 | 0 | 0 | 0 | 0 | 0 | 0 | 0 | 0 | 0 | 0 | 0 | -344326.8984 | 0 | 0 | 0 | 0 | 0 | 0 | 0 | 0 | 0 | 0 | 0
2016-10-01 07:00 | 0 | 0 | 0 | 0 | 0 | 0 | 335981 | 0 | 0 | 0 | 1187704.1846 | 0 | 0 | 0 | 0 | 0 | 0 | 0 | 0 | 0 | 0 | 0 | 0 | 0 | -335981 | 0 | 0 | 0 | 0 | 0 | 0 | 0 | 0 | 0 | 0 | 0
2016-10-01 08:00 | 0 | 0 | 0 | 0 | 330835.1144 | 0 | 330386 | 0 | 0 | 0 | 1188153.299 | 0 | 0 | 0 | 0 | 0 | 0 | 0 | 0 | 0 | 0 | 0 | 0 | 0 | 449.1144 | 0 | 0 | 0 | 0 | 0 | 0 | 0 | 0 | 0 | 0 | 0
2016-10-01 09:00 | 0 | 0 | 0 | 0 | 0 | 0 | 329674 | 0 | 0 | 0 | 858479.299 | 0 | 0 | 0 | 0 | 0 | 0 | 0 | 0 | 0 | 0 | 0 | 0 | 0 | -329674 | 0 | 0 | 0 | 0 | 0 | 0 | 0 | 0 | 0 | 0 | 0
2016-10-01 10:00 | 0 | 0 | 0 | 0 | 0 | 0 | 335756 | 0 | 0 | 0 | 522723.299 | 0 | 0 | 0 | 0 | 0 | 0 | 0 | 0 | 0 | 0 | 0 | 0 | 0 | -335756 | 0 | 0 | 0 | 0 | 0 | 0 | 0 | 0 | 0 | 0 | 0
2016-10-01 11:00 | 0 | 0 | 0 | 0 | 291839.2374 | 0 | 344879 | 0 | 0 | 0 | 469683.5364 | 0 | 0 | 0 | 0 | 0 | 0 | 0 | 0 | 0 | 0 | 0 | 0 | 0 | -53039.7626 | 0 | 0 | 0 | 0 | 0 | 0 | 0 | 0 | 0 | 0 | 0
2016-10-01 12:00 | 0 | 0 | 0 | 0 | 14154.1016 | 0 | 358481 | 0 | 0 | 0 | 125356.638 | 0 | 0 | 0 | 0 | 0 | 0 | 0 | 0 | 0 | 0 | 0 | 0 | 0 | -344326.8984 | 0 | 0 | 0 | 0 | 0 | 0 | 0 | 0 | 0 | 0 | 0
2016-10-01 13:00 | 0 | 0 | 0 | 0 | 196582.4491 | 53361.9128 | 375301 | 0 | 0 | 0 | 0 | 0 | 0 | 0 | 0 | 0 | 0 | 0 | 0 | 0 | 0 | 0 | 0 | 0 | -125356.638 | 0 | 0 | 0 | 0 | 0 | 0 | 0 | 0 | 0 | 0 | 0
2016-10-01 14:00 | 0 | 0 | 0 | 0 | 96822.5099 | 553286.9093 | 391050 | 0 | 0 | 0 | 259059.4192 | 0 | 0 | 0 | 0 | 0 | 0 | 0 | 0 | 0 | 0 | 0 | 0 | 0 | 259059.4192 | 0 | 0 | 0 | 0 | 0 | 0 | 0 | 0 | 0 | 0 | 0
2016-10-01 15:00 | 0 | 0 | 0 | 0 | 0 | 749654.8984 | 405328 | 0 | 0 | 0 | 603386.3175 | 0 | 0 | 0 | 0 | 0 | 0 | 0 | 0 | 0 | 0 | 0 | 0 | 0 | 344326.8984 | 0 | 0 | 0 | 0 | 0 | 0 | 0 | 0 | 0 | 0 | 0
2016-10-01 16:00 | 0 | 0 | 0 | 0 | 0 | 761070.8984 | 416744 | 0 | 0 | 0 | 947713.2159 | 0 | 0 | 0 | 0 | 0 | 0 | 0 | 0 | 0 | 0 | 0 | 0 | 0 | 344326.8984 | 0 | 0 | 0 | 0 | 0 | 0 | 0 | 0 | 0 | 0 | 0
2016-10-01 17:00 | 0 | 0 | 0 | 0 | 0 | 770362.8984 | 426036 | 0 | 0 | 0 | 1292040.1143 | 0 | 0 | 0 | 0 | 0 | 0 | 0 | 0 | 0 | 0 | 0 | 0 | 0 | 344326.8984 | 0 | 0 | 0 | 0 | 0 | 0 | 0 | 0 | 0 | 0 | 0
2016-10-01 18:00 | 0 | 0 | 0 | 0 | 0 | 778700.8984 | 434374 | 0 | 0 | 0 | 1636367.0126 | 0 | 0 | 0 | 0 | 0 | 0 | 0 | 0 | 0 | 0 | 0 | 0 | 0 | 344326.8984 | 0 | 0 | 0 | 0 | 0 | 0 | 0 | 0 | 0 | 0 | 0
2016-10-01 19:00 | 0 | 0 | 0 | 0 | 0 | 785634.8984 | 441308 | 0 | 0 | 0 | 1980693.911 | 0 | 0 | 0 | 0 | 0 | 0 | 0 | 0 | 0 | 0 | 0 | 0 | 0 | 344326.8984 | 0 | 0 | 0 | 0 | 0 | 0 | 0 | 0 | 0 | 0 | 0
2016-10-01 20:00 | 0 | 0 | 0 | 0 | 0 | 790768.8984 | 446442 | 0 | 0 | 0 | 2325020.8094 | 0 | 0 | 0 | 0 | 0 | 0 | 0 | 0 | 0 | 0 | 0 | 0 | 0 | 344326.8984 | 0 | 0 | 0 | 0 | 0 | 0 | 0 | 0 | 0 | 0 | 0
2016-10-01 21:00 | 0 | 0 | 0 | 0 | 0 | 793885.8984 | 449559 | 0 | 0 | 0 | 2669347.7077 | 0 | 0 | 0 | 0 | 0 | 0 | 0 | 0 | 0 | 0 | 0 | 0 | 0 | 344326.8984 | 0 | 0 | 0 | 0 | 0 | 0 | 0 | 0 | 0 | 0 | 0
2016-10-01 22:00 | 0 | 0 | 0 | 0 | 0 | 804344.9172 | 447957 | 0 | 0 | 0 | 3013674.6061 | 0 | 0 | 12061.0188 | 0 | 0 | 0 | 0 | 0 | 0 | 0 | 0 | 0 | 0 | 344326.8984 | 0 | 0 | 0 | 12061.0188 | 0 | 0 | 0 | 0 | 0 | 0 | 0
2016-10-01 23:00 | 0 | 0 | 0 | 0 | 0 | 798875.119 | 447614 | 0 | 0 | 0 | 3358001.5045 | 0 | 0 | 18995.2394 | 0 | 0 | 0 | 0 | 0 | 0 | 0 | 0 | 0 | 0 | 344326.8984 | 0 | 0 | 0 | 6934.2206 | 0 | 0 | 0 | 0 | 0 | 0 | 0
2016-10-02 | 0 | 0 | 0 | 0 | 0 | 350260.8383 | 444225 | 0 | 0 | 0 | 3283032.5822 | 0 | 0 | 0 | 0 | 0 | 0 | 0 | 0 | 0 | 0 | 0 | 0 | 0 | -74968.9223 | 0 | 0 | 0 | -18995.2394 | 0 | 0 | 0 | 0 | 0 | 0 | 0
2016-10-02 01:00 | 0 | 0 | 0 | 0 | 80551.3912 | 6730.7105 | 431609 | 0 | 0 | 0 | 2938705.6838 | 0 | 0 | 0 | 0 | 0 | 0 | 0 | 0 | 0 | 0 | 0 | 0 | 0 | -344326.8984 | 0 | 0 | 0 | 0 | 0 | 0 | 0 | 0 | 0 | 0 | 0
2016-10-02 02:00 | 0 | 0 | 0 | 0 | 70045.1016 | 0 | 414372 | 0 | 0 | 0 | 2594378.7855 | 0 | 0 | 0 | 0 | 0 | 0 | 0 | 0 | 0 | 0 | 0 | 0 | 0 | -344326.8984 | 0 | 0 | 0 | 0 | 0 | 0 | 0 | 0 | 0 | 0 | 0
2016-10-02 03:00 | 0 | 0 | 0 | 0 | 47958.1016 | 0 | 392285 | 0 | 0 | 0 | 2250051.8871 | 0 | 0 | 0 | 0 | 0 | 0 | 0 | 0 | 0 | 0 | 0 | 0 | 0 | -344326.8984 | 0 | 0 | 0 | 0 | 0 | 0 | 0 | 0 | 0 | 0 | 0
2016-10-02 04:00 | 0 | 0 | 0 | 0 | 25300.1016 | 0 | 369627 | 0 | 0 | 0 | 1905724.9887 | 0 | 0 | 0 | 0 | 0 | 0 | 0 | 0 | 0 | 0 | 0 | 0 | 0 | -344326.8984 | 0 | 0 | 0 | 0 | 0 | 0 | 0 | 0 | 0 | 0 | 0
2016-10-02 05:00 | 0 | 0 | 0 | 0 | 7738.1016 | 0 | 352065 | 0 | 0 | 0 | 1561398.0904 | 0 | 0 | 0 | 0 | 0 | 0 | 0 | 0 | 0 | 0 | 0 | 0 | 0 | -344326.8984 | 0 | 0 | 0 | 0 | 0 | 0 | 0 | 0 | 0 | 0 | 0
2016-10-02 06:00 | 0 | 0 | 0 | 0 | 563234.0245 | 0 | 338309 | 0 | 0 | 0 | 1786323.1149 | 0 | 0 | 0 | 0 | 0 | 0 | 0 | 0 | 0 | 0 | 0 | 0 | 0 | 224925.0245 | 0 | 0 | 0 | 0 | 0 | 0 | 0 | 0 | 0 | 0 | 0
2016-10-02 07:00 | 0 | 0 | 0 | 0 | 0 | 0 | 328815 | 0 | 0 | 0 | 1457508.1149 | 0 | 0 | 0 | 0 | 0 | 0 | 0 | 0 | 0 | 0 | 0 | 0 | 0 | -328815 | 0 | 0 | 0 | 0 | 0 | 0 | 0 | 0 | 0 | 0 | 0
2016-10-02 08:00 | 0 | 0 | 0 | 0 | 0 | 0 | 322930 | 0 | 0 | 0 | 1134578.1149 | 0 | 0 | 0 | 0 | 0 | 0 | 0 | 0 | 0 | 0 | 0 | 0 | 0 | -322930 | 0 | 0 | 0 | 0 | 0 | 0 | 0 | 0 | 0 | 0 | 0
2016-10-02 09:00 | 0 | 0 | 0 | 0 | 0 | 0 | 321307 | 0 | 0 | 0 | 813271.1149 | 0 | 0 | 0 | 0 | 0 | 0 | 0 | 0 | 0 | 0 | 0 | 0 | 0 | -321307 | 0 | 0 | 0 | 0 | 0 | 0 | 0 | 0 | 0 | 0 | 0
2016-10-02 10:00 | 0 | 0 | 0 | 0 | 0 | 0 | 324074 | 0 | 0 | 0 | 489197.1149 | 0 | 0 | 0 | 0 | 0 | 0 | 0 | 0 | 0 | 0 | 0 | 0 | 0 | -324074 | 0 | 0 | 0 | 0 | 0 | 0 | 0 | 0 | 0 | 0 | 0
2016-10-02 11:00 | 0 | 0 | 0 | 0 | 373805.708 | 0 | 330659 | 0 | 0 | 0 | 532343.8229 | 0 | 0 | 0 | 0 | 0 | 0 | 0 | 0 | 0 | 0 | 0 | 0 | 0 | 43146.708 | 0 | 0 | 0 | 0 | 0 | 0 | 0 | 0 | 0 | 0 | 0
2016-10-02 12:00 | 0 | 0 | 0 | 0 | 0 | 0 | 341997 | 0 | 0 | 0 | 190346.8229 | 0 | 0 | 0 | 0 | 0 | 0 | 0 | 0 | 0 | 0 | 0 | 0 | 0 | -341997 | 0 | 0 | 0 | 0 | 0 | 0 | 0 | 0 | 0 | 0 | 0
2016-10-02 13:00 | 0 | 0 | 0 | 0 | 228130.443 | 56956.3053 | 360340 | 0 | 0 | 0 | 115093.5712 | 0 | 0 | 0 | 0 | 0 | 0 | 0 | 0 | 0 | 0 | 0 | 0 | 0 | -75253.2517 | 0 | 0 | 0 | 0 | 0 | 0 | 0 | 0 | 0 | 0 | 0
2016-10-02 14:00 | 0 | 0 | 0 | 0 | 0 | 542438.8377 | 377856 | 0 | 0 | 0 | 279676.4088 | 0 | 0 | 0 | 0 | 0 | 0 | 0 | 0 | 0 | 0 | 0 | 0 | 0 | 164582.8377 | 0 | 0 | 0 | 0 | 0 | 0 | 0 | 0 | 0 | 0 | 0
2016-10-02 15:00 | 0 | 0 | 0 | 0 | 0 | 738634.8984 | 394308 | 0 | 0 | 0 | 624003.3072 | 0 | 0 | 0 | 0 | 0 | 0 | 0 | 0 | 0 | 0 | 0 | 0 | 0 | 344326.8984 | 0 | 0 | 0 | 0 | 0 | 0 | 0 | 0 | 0 | 0 | 0
2016-10-02 16:00 | 0 | 0 | 0 | 0 | 0 | 753584.8984 | 409258 | 0 | 0 | 0 | 968330.2056 | 0 | 0 | 0 | 0 | 0 | 0 | 0 | 0 | 0 | 0 | 0 | 0 | 0 | 344326.8984 | 0 | 0 | 0 | 0 | 0 | 0 | 0 | 0 | 0 | 0 | 0
2016-10-02 17:00 | 0 | 0 | 0 | 0 | 0 | 766708.8984 | 422382 | 0 | 0 | 0 | 1312657.1039 | 0 | 0 | 0 | 0 | 0 | 0 | 0 | 0 | 0 | 0 | 0 | 0 | 0 | 344326.8984 | 0 | 0 | 0 | 0 | 0 | 0 | 0 | 0 | 0 | 0 | 0
2016-10-02 18:00 | 0 | 0 | 0 | 0 | 0 | 777076.8984 | 432750 | 0 | 0 | 0 | 1656984.0023 | 0 | 0 | 0 | 0 | 0 | 0 | 0 | 0 | 0 | 0 | 0 | 0 | 0 | 344326.8984 | 0 | 0 | 0 | 0 | 0 | 0 | 0 | 0 | 0 | 0 | 0
2016-10-02 19:00 | 0 | 0 | 0 | 0 | 0 | 785149.8984 | 440823 | 0 | 0 | 0 | 2001310.9007 | 0 | 0 | 0 | 0 | 0 | 0 | 0 | 0 | 0 | 0 | 0 | 0 | 0 | 344326.8984 | 0 | 0 | 0 | 0 | 0 | 0 | 0 | 0 | 0 | 0 | 0
2016-10-02 20:00 | 0 | 0 | 0 | 0 | 0 | 791744.8984 | 447418 | 0 | 0 | 0 | 2345637.799 | 0 | 0 | 0 | 0 | 0 | 0 | 0 | 0 | 0 | 0 | 0 | 0 | 0 | 344326.8984 | 0 | 0 | 0 | 0 | 0 | 0 | 0 | 0 | 0 | 0 | 0
2016-10-02 21:00 | 0 | 0 | 0 | 0 | 0 | 796768.8984 | 452442 | 0 | 0 | 0 | 2689964.6974 | 0 | 0 | 0 | 0 | 0 | 0 | 0 | 0 | 0 | 0 | 0 | 0 | 0 | 344326.8984 | 0 | 0 | 0 | 0 | 0 | 0 | 0 | 0 | 0 | 0 | 0
2016-10-02 22:00 | 0 | 0 | 0 | 0 | 0 | 817028.1378 | 453706 | 0 | 0 | 0 | 3034291.5958 | 0 | 0 | 18995.2394 | 0 | 0 | 0 | 0 | 0 | 0 | 0 | 0 | 0 | 0 | 344326.8984 | 0 | 0 | 0 | 18995.2394 | 0 | 0 | 0 | 0 | 0 | 0 | 0
2016-10-02 23:00 | 0 | 0 | 0 | 0 | 14521.4308 | 766655.2281 | 455845 | 0 | 0 | 0 | 3378618.4941 | 0 | 0 | 0 | 0 | 0 | 0 | 0 | 0 | 0 | 0 | 0 | 0 | 0 | 344326.8984 | 0 | 0 | 0 | -18995.2394 | 0 | 0 | 0 | 0 | 0 | 0 | 0
2016-10-03 | 0 | 0 | 0 | 0 | 0 | 306669.8629 | 454506 | 0 | 0 | 0 | 3230782.3571 | 0 | 0 | 0 | 0 | 0 | 0 | 0 | 0 | 0 | 0 | 0 | 0 | 0 | -147836.1371 | 0 | 0 | 0 | 0 | 0 | 0 | 0 | 0 | 0 | 0 | 0
2016-10-03 01:00 | 0 | 0 | 0 | 0 | 90321.0661 | 6017.0355 | 440665 | 0 | 0 | 0 | 2886455.4587 | 0 | 0 | 0 | 0 | 0 | 0 | 0 | 0 | 0 | 0 | 0 | 0 | 0 | -344326.8984 | 0 | 0 | 0 | 0 | 0 | 0 | 0 | 0 | 0 | 0 | 0
2016-10-03 02:00 | 0 | 0 | 0 | 0 | 75621.1016 | 0 | 419948 | 0 | 0 | 0 | 2542128.5603 | 0 | 0 | 0 | 0 | 0 | 0 | 0 | 0 | 0 | 0 | 0 | 0 | 0 | -344326.8984 | 0 | 0 | 0 | 0 | 0 | 0 | 0 | 0 | 0 | 0 | 0
2016-10-03 03:00 | 0 | 0 | 0 | 0 | 48961.1016 | 0 | 393288 | 0 | 0 | 0 | 2197801.662 | 0 | 0 | 0 | 0 | 0 | 0 | 0 | 0 | 0 | 0 | 0 | 0 | 0 | -344326.8984 | 0 | 0 | 0 | 0 | 0 | 0 | 0 | 0 | 0 | 0 | 0
2016-10-03 04:00 | 0 | 0 | 0 | 0 | 25901.1016 | 0 | 370228 | 0 | 0 | 0 | 1853474.7636 | 0 | 0 | 0 | 0 | 0 | 0 | 0 | 0 | 0 | 0 | 0 | 0 | 0 | -344326.8984 | 0 | 0 | 0 | 0 | 0 | 0 | 0 | 0 | 0 | 0 | 0
2016-10-03 05:00 | 0 | 0 | 0 | 0 | 7742.1016 | 0 | 352069 | 0 | 0 | 0 | 1509147.8652 | 0 | 0 | 0 | 0 | 0 | 0 | 0 | 0 | 0 | 0 | 0 | 0 | 0 | -344326.8984 | 0 | 0 | 0 | 0 | 0 | 0 | 0 | 0 | 0 | 0 | 0
2016-10-03 06:00 | 0 | 0 | 0 | 0 | 0 | 0 | 339911 | 0 | 0 | 0 | 1169236.8652 | 0 | 0 | 0 | 0 | 0 | 0 | 0 | 0 | 0 | 0 | 0 | 0 | 0 | -339911 | 0 | 0 | 0 | 0 | 0 | 0 | 0 | 0 | 0 | 0 | 0
2016-10-03 07:00 | 0 | 0 | 0 | 0 | 677236.8984 | 0 | 332910 | 0 | 0 | 0 | 1513563.7636 | 0 | 0 | 0 | 0 | 0 | 0 | 0 | 0 | 0 | 0 | 0 | 0 | 0 | 344326.8984 | 0 | 0 | 0 | 0 | 0 | 0 | 0 | 0 | 0 | 0 | 0
2016-10-03 08:00 | 0 | 0 | 0 | 0 | 0 | 0 | 333017 | 0 | 0 | 0 | 1180546.7636 | 0 | 0 | 0 | 0 | 0 | 0 | 0 | 0 | 0 | 0 | 0 | 0 | 0 | -333017 | 0 | 0 | 0 | 0 | 0 | 0 | 0 | 0 | 0 | 0 | 0
2016-10-03 09:00 | 0 | 0 | 0 | 0 | 0 | 0 | 343797 | 0 | 0 | 0 | 836749.7636 | 0 | 0 | 0 | 0 | 0 | 0 | 0 | 0 | 0 | 0 | 0 | 0 | 0 | -343797 | 0 | 0 | 0 | 0 | 0 | 0 | 0 | 0 | 0 | 0 | 0
2016-10-03 10:00 | 0 | 0 | 0 | 0 | 23121.1016 | 0 | 367448 | 0 | 0 | 0 | 492422.8652 | 0 | 0 | 0 | 0 | 0 | 0 | 0 | 0 | 0 | 0 | 0 | 0 | 0 | -344326.8984 | 0 | 0 | 0 | 0 | 0 | 0 | 0 | 0 | 0 | 0 | 0
2016-10-03 11:00 | 0 | 0 | 0 | 0 | 48089.1016 | 0 | 392416 | 0 | 0 | 0 | 148095.9669 | 0 | 0 | 0 | 0 | 0 | 0 | 0 | 0 | 0 | 0 | 0 | 0 | 0 | -344326.8984 | 0 | 0 | 0 | 0 | 0 | 0 | 0 | 0 | 0 | 0 | 0
2016-10-03 12:00 | 0 | 0 | 0 | 0 | 259411.0331 | 0 | 407507 | 0 | 0 | 0 | 0 | 0 | 0 | 0 | 0 | 0 | 0 | 0 | 0 | 0 | 0 | 0 | 0 | 0 | -148095.9669 | 0 | 0 | 0 | 0 | 0 | 0 | 0 | 0 | 0 | 0 | 0
2016-10-03 13:00 | 0 | 0 | 0 | 0 | 561521.9327 | 39970.3298 | 422920 | 0 | 0 | 0 | 178572.2625 | 0 | 0 | 0 | 0 | 0 | 0 | 0 | 0 | 0 | 0 | 0 | 0 | 0 | 178572.2625 | 0 | 0 | 0 | 0 | 0 | 0 | 0 | 0 | 0 | 0 | 0
2016-10-03 14:00 | 0 | 0 | 0 | 0 | 0 | 479470.0669 | 438778 | 0 | 0 | 0 | 219264.3294 | 0 | 0 | 0 | 0 | 0 | 0 | 0 | 0 | 0 | 0 | 0 | 0 | 0 | 40692.0669 | 0 | 0 | 0 | 0 | 0 | 0 | 0 | 0 | 0 | 0 | 0
2016-10-03 15:00 | 0 | 0 | 0 | 0 | 0 | 797296.8984 | 452970 | 0 | 0 | 0 | 563591.2278 | 0 | 0 | 0 | 0 | 0 | 0 | 0 | 0 | 0 | 0 | 0 | 0 | 0 | 344326.8984 | 0 | 0 | 0 | 0 | 0 | 0 | 0 | 0 | 0 | 0 | 0
2016-10-03 16:00 | 0 | 0 | 0 | 0 | 0 | 810707.8984 | 466381 | 0 | 0 | 0 | 907918.1261 | 0 | 0 | 0 | 0 | 0 | 0 | 0 | 0 | 0 | 0 | 0 | 0 | 0 | 344326.8984 | 0 | 0 | 0 | 0 | 0 | 0 | 0 | 0 | 0 | 0 | 0
2016-10-03 17:00 | 0 | 0 | 0 | 0 | 0 | 822938.8984 | 478612 | 0 | 0 | 0 | 1252245.0245 | 0 | 0 | 0 | 0 | 0 | 0 | 0 | 0 | 0 | 0 | 0 | 0 | 0 | 344326.8984 | 0 | 0 | 0 | 0 | 0 | 0 | 0 | 0 | 0 | 0 | 0
2016-10-03 18:00 | 0 | 0 | 0 | 0 | 0 | 832541.8984 | 488215 | 0 | 0 | 0 | 1596571.9229 | 0 | 0 | 0 | 0 | 0 | 0 | 0 | 0 | 0 | 0 | 0 | 0 | 0 | 344326.8984 | 0 | 0 | 0 | 0 | 0 | 0 | 0 | 0 | 0 | 0 | 0
2016-10-03 19:00 | 0 | 0 | 0 | 0 | 0 | 838630.8984 | 494304 | 0 | 0 | 0 | 1940898.8212 | 0 | 0 | 0 | 0 | 0 | 0 | 0 | 0 | 0 | 0 | 0 | 0 | 0 | 344326.8984 | 0 | 0 | 0 | 0 | 0 | 0 | 0 | 0 | 0 | 0 | 0
2016-10-03 20:00 | 0 | 0 | 0 | 0 | 0 | 841661.8984 | 497335 | 0 | 0 | 0 | 2285225.7196 | 0 | 0 | 0 | 0 | 0 | 0 | 0 | 0 | 0 | 0 | 0 | 0 | 0 | 344326.8984 | 0 | 0 | 0 | 0 | 0 | 0 | 0 | 0 | 0 | 0 | 0
2016-10-03 21:00 | 0 | 0 | 0 | 0 | 0 | 841647.8984 | 497321 | 0 | 0 | 0 | 2629552.618 | 0 | 0 | 0 | 0 | 0 | 0 | 0 | 0 | 0 | 0 | 0 | 0 | 0 | 344326.8984 | 0 | 0 | 0 | 0 | 0 | 0 | 0 | 0 | 0 | 0 | 0
2016-10-03 22:00 | 0 | 0 | 0 | 0 | 0 | 857219.1378 | 493897 | 0 | 0 | 0 | 2973879.5163 | 0 | 0 | 18995.2394 | 0 | 0 | 0 | 0 | 0 | 0 | 0 | 0 | 0 | 0 | 344326.8984 | 0 | 0 | 0 | 18995.2394 | 0 | 0 | 0 | 0 | 0 | 0 | 0
2016-10-03 23:00 | 0 | 0 | 0 | 0 | 41293.4738 | 777588.1851 | 493550 | 0 | 0 | 0 | 3318206.4147 | 0 | 0 | 0 | 0 | 0 | 0 | 0 | 0 | 0 | 0 | 0 | 0 | 0 | 344326.8984 | 0 | 0 | 0 | -18995.2394 | 0 | 0 | 0 | 0 | 0 | 0 | 0
2016-10-04 | 0 | 0 | 0 | 0 | 0 | 317870.6367 | 488761 | 0 | 0 | 0 | 3147316.0514 | 0 | 0 | 0 | 0 | 0 | 0 | 0 | 0 | 0 | 0 | 0 | 0 | 0 | -170890.3633 | 0 | 0 | 0 | 0 | 0 | 0 | 0 | 0 | 0 | 0 | 0
2016-10-04 01:00 | 0 | 0 | 0 | 0 | 123423.2241 | 3882.8775 | 471633 | 0 | 0 | 0 | 2802989.153 | 0 | 0 | 0 | 0 | 0 | 0 | 0 | 0 | 0 | 0 | 0 | 0 | 0 | -344326.8984 | 0 | 0 | 0 | 0 | 0 | 0 | 0 | 0 | 0 | 0 | 0
2016-10-04 02:00 | 0 | 0 | 0 | 0 | 102025.1016 | 0 | 446352 | 0 | 0 | 0 | 2458662.2547 | 0 | 0 | 0 | 0 | 0 | 0 | 0 | 0 | 0 | 0 | 0 | 0 | 0 | -344326.8984 | 0 | 0 | 0 | 0 | 0 | 0 | 0 | 0 | 0 | 0 | 0
2016-10-04 03:00 | 0 | 0 | 0 | 0 | 72320.1016 | 0 | 416647 | 0 | 0 | 0 | 2114335.3563 | 0 | 0 | 0 | 0 | 0 | 0 | 0 | 0 | 0 | 0 | 0 | 0 | 0 | -344326.8984 | 0 | 0 | 0 | 0 | 0 | 0 | 0 | 0 | 0 | 0 | 0
2016-10-04 04:00 | 0 | 0 | 0 | 0 | 44596.1016 | 0 | 388923 | 0 | 0 | 0 | 1770008.4579 | 0 | 0 | 0 | 0 | 0 | 0 | 0 | 0 | 0 | 0 | 0 | 0 | 0 | -344326.8984 | 0 | 0 | 0 | 0 | 0 | 0 | 0 | 0 | 0 | 0 | 0
2016-10-04 05:00 | 0 | 0 | 0 | 0 | 21789.1016 | 0 | 366116 | 0 | 0 | 0 | 1425681.5596 | 0 | 0 | 0 | 0 | 0 | 0 | 0 | 0 | 0 | 0 | 0 | 0 | 0 | -344326.8984 | 0 | 0 | 0 | 0 | 0 | 0 | 0 | 0 | 0 | 0 | 0
2016-10-04 06:00 | 0 | 0 | 0 | 0 | 6852.1016 | 0 | 351179 | 0 | 0 | 0 | 1081354.6612 | 0 | 0 | 0 | 0 | 0 | 0 | 0 | 0 | 0 | 0 | 0 | 0 | 0 | -344326.8984 | 0 | 0 | 0 | 0 | 0 | 0 | 0 | 0 | 0 | 0 | 0
2016-10-04 07:00 | 0 | 0 | 0 | 0 | 686984.8984 | 0 | 342658 | 0 | 0 | 0 | 1425681.5596 | 0 | 0 | 0 | 0 | 0 | 0 | 0 | 0 | 0 | 0 | 0 | 0 | 0 | 344326.8984 | 0 | 0 | 0 | 0 | 0 | 0 | 0 | 0 | 0 | 0 | 0
2016-10-04 08:00 | 0 | 0 | 0 | 0 | 0 | 0 | 341000 | 0 | 0 | 0 | 1084681.5596 | 0 | 0 | 0 | 0 | 0 | 0 | 0 | 0 | 0 | 0 | 0 | 0 | 0 | -341000 | 0 | 0 | 0 | 0 | 0 | 0 | 0 | 0 | 0 | 0 | 0
2016-10-04 09:00 | 0 | 0 | 0 | 0 | 6385.1016 | 0 | 350712 | 0 | 0 | 0 | 740354.6612 | 0 | 0 | 0 | 0 | 0 | 0 | 0 | 0 | 0 | 0 | 0 | 0 | 0 | -344326.8984 | 0 | 0 | 0 | 0 | 0 | 0 | 0 | 0 | 0 | 0 | 0
2016-10-04 10:00 | 0 | 0 | 0 | 0 | 31151.1016 | 0 | 375478 | 0 | 0 | 0 | 396027.7628 | 0 | 0 | 0 | 0 | 0 | 0 | 0 | 0 | 0 | 0 | 0 | 0 | 0 | -344326.8984 | 0 | 0 | 0 | 0 | 0 | 0 | 0 | 0 | 0 | 0 | 0
2016-10-04 11:00 | 0 | 0 | 0 | 0 | 55771.1016 | 0 | 400098 | 0 | 0 | 0 | 51700.8645 | 0 | 0 | 0 | 0 | 0 | 0 | 0 | 0 | 0 | 0 | 0 | 0 | 0 | -344326.8984 | 0 | 0 | 0 | 0 | 0 | 0 | 0 | 0 | 0 | 0 | 0
2016-10-04 12:00 | 0 | 0 | 0 | 0 | 362280.1355 | 0 | 413981 | 0 | 0 | 0 | 0 | 0 | 0 | 0 | 0 | 0 | 0 | 0 | 0 | 0 | 0 | 0 | 0 | 0 | -51700.8645 | 0 | 0 | 0 | 0 | 0 | 0 | 0 | 0 | 0 | 0 | 0
2016-10-04 13:00 | 0 | 0 | 0 | 0 | 389229.2264 | 39225.7736 | 428455 | 0 | 0 | 0 | 0 | 0 | 0 | 0 | 0 | 0 | 0 | 0 | 0 | 0 | 0 | 0 | 0 | 0 | 0 | 0 | 0 | 0 | 0 | 0 | 0 | 0 | 0 | 0 | 0 | 0
2016-10-04 14:00 | 0 | 0 | 0 | 0 | 242077.7397 | 544666.1587 | 442417 | 0 | 0 | 0 | 344326.8984 | 0 | 0 | 0 | 0 | 0 | 0 | 0 | 0 | 0 | 0 | 0 | 0 | 0 | 344326.8984 | 0 | 0 | 0 | 0 | 0 | 0 | 0 | 0 | 0 | 0 | 0
2016-10-04 15:00 | 0 | 0 | 0 | 0 | 0 | 799779.8984 | 455453 | 0 | 0 | 0 | 688653.7967 | 0 | 0 | 0 | 0 | 0 | 0 | 0 | 0 | 0 | 0 | 0 | 0 | 0 | 344326.8984 | 0 | 0 | 0 | 0 | 0 | 0 | 0 | 0 | 0 | 0 | 0
2016-10-04 16:00 | 0 | 0 | 0 | 0 | 0 | 812612.8984 | 468286 | 0 | 0 | 0 | 1032980.6951 | 0 | 0 | 0 | 0 | 0 | 0 | 0 | 0 | 0 | 0 | 0 | 0 | 0 | 344326.8984 | 0 | 0 | 0 | 0 | 0 | 0 | 0 | 0 | 0 | 0 | 0
2016-10-04 17:00 | 0 | 0 | 0 | 0 | 0 | 825025.8984 | 480699 | 0 | 0 | 0 | 1377307.5935 | 0 | 0 | 0 | 0 | 0 | 0 | 0 | 0 | 0 | 0 | 0 | 0 | 0 | 344326.8984 | 0 | 0 | 0 | 0 | 0 | 0 | 0 | 0 | 0 | 0 | 0
2016-10-04 18:00 | 0 | 0 | 0 | 0 | 0 | 834853.8984 | 490527 | 0 | 0 | 0 | 1721634.4918 | 0 | 0 | 0 | 0 | 0 | 0 | 0 | 0 | 0 | 0 | 0 | 0 | 0 | 344326.8984 | 0 | 0 | 0 | 0 | 0 | 0 | 0 | 0 | 0 | 0 | 0
2016-10-04 19:00 | 0 | 0 | 0 | 0 | 0 | 841575.8984 | 497249 | 0 | 0 | 0 | 2065961.3902 | 0 | 0 | 0 | 0 | 0 | 0 | 0 | 0 | 0 | 0 | 0 | 0 | 0 | 344326.8984 | 0 | 0 | 0 | 0 | 0 | 0 | 0 | 0 | 0 | 0 | 0
2016-10-04 20:00 | 0 | 0 | 0 | 0 | 0 | 846851.8984 | 502525 | 0 | 0 | 0 | 2410288.2886 | 0 | 0 | 0 | 0 | 0 | 0 | 0 | 0 | 0 | 0 | 0 | 0 | 0 | 344326.8984 | 0 | 0 | 0 | 0 | 0 | 0 | 0 | 0 | 0 | 0 | 0
2016-10-04 21:00 | 0 | 0 | 0 | 0 | 0 | 847737.8984 | 503411 | 0 | 0 | 0 | 2754615.1869 | 0 | 0 | 0 | 0 | 0 | 0 | 0 | 0 | 0 | 0 | 0 | 0 | 0 | 344326.8984 | 0 | 0 | 0 | 0 | 0 | 0 | 0 | 0 | 0 | 0 | 0
2016-10-04 22:00 | 0 | 0 | 0 | 0 | 0 | 862305.1378 | 498983 | 0 | 0 | 0 | 3098942.0853 | 0 | 0 | 18995.2394 | 0 | 0 | 0 | 0 | 0 | 0 | 0 | 0 | 0 | 0 | 344326.8984 | 0 | 0 | 0 | 18995.2394 | 0 | 0 | 0 | 0 | 0 | 0 | 0
2016-10-04 23:00 | 0 | 0 | 0 | 0 | 0 | 813692.5359 | 498935 | 0 | 0 | 0 | 3432694.8606 | 0 | 0 | 0 | 0 | 0 | 0 | 0 | 0 | 0 | 0 | 0 | 0 | 0 | 333752.7753 | 0 | 0 | 0 | -18995.2394 | 0 | 0 | 0 | 0 | 0 | 0 | 0
2016-10-05 | 0 | 0 | 0 | 0 | 0 | 324977.0919 | 495150 | 0 | 0 | 0 | 3262521.9525 | 0 | 0 | 0 | 0 | 0 | 0 | 0 | 0 | 0 | 0 | 0 | 0 | 0 | -170172.9081 | 0 | 0 | 0 | 0 | 0 | 0 | 0 | 0 | 0 | 0 | 0
2016-10-05 01:00 | 0 | 0 | 0 | 0 | 130637.7305 | 3770.3712 | 478735 | 0 | 0 | 0 | 2918195.0542 | 0 | 0 | 0 | 0 | 0 | 0 | 0 | 0 | 0 | 0 | 0 | 0 | 0 | -344326.8984 | 0 | 0 | 0 | 0 | 0 | 0 | 0 | 0 | 0 | 0 | 0
2016-10-05 02:00 | 0 | 0 | 0 | 0 | 109276.1016 | 0 | 453603 | 0 | 0 | 0 | 2573868.1558 | 0 | 0 | 0 | 0 | 0 | 0 | 0 | 0 | 0 | 0 | 0 | 0 | 0 | -344326.8984 | 0 | 0 | 0 | 0 | 0 | 0 | 0 | 0 | 0 | 0 | 0
2016-10-05 03:00 | 0 | 0 | 0 | 0 | 81267.1016 | 0 | 425594 | 0 | 0 | 0 | 2229541.2574 | 0 | 0 | 0 | 0 | 0 | 0 | 0 | 0 | 0 | 0 | 0 | 0 | 0 | -344326.8984 | 0 | 0 | 0 | 0 | 0 | 0 | 0 | 0 | 0 | 0 | 0
2016-10-05 04:00 | 0 | 0 | 0 | 0 | 53224.1016 | 0 | 397551 | 0 | 0 | 0 | 1885214.3591 | 0 | 0 | 0 | 0 | 0 | 0 | 0 | 0 | 0 | 0 | 0 | 0 | 0 | -344326.8984 | 0 | 0 | 0 | 0 | 0 | 0 | 0 | 0 | 0 | 0 | 0
2016-10-05 05:00 | 0 | 0 | 0 | 0 | 32764.1016 | 0 | 377091 | 0 | 0 | 0 | 1540887.4607 | 0 | 0 | 0 | 0 | 0 | 0 | 0 | 0 | 0 | 0 | 0 | 0 | 0 | -344326.8984 | 0 | 0 | 0 | 0 | 0 | 0 | 0 | 0 | 0 | 0 | 0
2016-10-05 06:00 | 0 | 0 | 0 | 0 | 17222.1016 | 0 | 361549 | 0 | 0 | 0 | 1196560.5623 | 0 | 0 | 0 | 0 | 0 | 0 | 0 | 0 | 0 | 0 | 0 | 0 | 0 | -344326.8984 | 0 | 0 | 0 | 0 | 0 | 0 | 0 | 0 | 0 | 0 | 0
2016-10-05 07:00 | 0 | 0 | 0 | 0 | 696519.8984 | 0 | 352193 | 0 | 0 | 0 | 1540887.4607 | 0 | 0 | 0 | 0 | 0 | 0 | 0 | 0 | 0 | 0 | 0 | 0 | 0 | 344326.8984 | 0 | 0 | 0 | 0 | 0 | 0 | 0 | 0 | 0 | 0 | 0
2016-10-05 08:00 | 0 | 0 | 0 | 0 | 5163.1016 | 0 | 349490 | 0 | 0 | 0 | 1196560.5623 | 0 | 0 | 0 | 0 | 0 | 0 | 0 | 0 | 0 | 0 | 0 | 0 | 0 | -344326.8984 | 0 | 0 | 0 | 0 | 0 | 0 | 0 | 0 | 0 | 0 | 0
2016-10-05 09:00 | 0 | 0 | 0 | 0 | 13458.1016 | 0 | 357785 | 0 | 0 | 0 | 852233.664 | 0 | 0 | 0 | 0 | 0 | 0 | 0 | 0 | 0 | 0 | 0 | 0 | 0 | -344326.8984 | 0 | 0 | 0 | 0 | 0 | 0 | 0 | 0 | 0 | 0 | 0
2016-10-05 10:00 | 0 | 0 | 0 | 0 | 37504.1016 | 0 | 381831 | 0 | 0 | 0 | 507906.7656 | 0 | 0 | 0 | 0 | 0 | 0 | 0 | 0 | 0 | 0 | 0 | 0 | 0 | -344326.8984 | 0 | 0 | 0 | 0 | 0 | 0 | 0 | 0 | 0 | 0 | 0
2016-10-05 11:00 | 0 | 0 | 0 | 0 | 61896.1016 | 0 | 406223 | 0 | 0 | 0 | 163579.8672 | 0 | 0 | 0 | 0 | 0 | 0 | 0 | 0 | 0 | 0 | 0 | 0 | 0 | -344326.8984 | 0 | 0 | 0 | 0 | 0 | 0 | 0 | 0 | 0 | 0 | 0
2016-10-05 12:00 | 0 | 0 | 0 | 0 | 255437.1328 | 0 | 419017 | 0 | 0 | 0 | 0 | 0 | 0 | 0 | 0 | 0 | 0 | 0 | 0 | 0 | 0 | 0 | 0 | 0 | -163579.8672 | 0 | 0 | 0 | 0 | 0 | 0 | 0 | 0 | 0 | 0 | 0
2016-10-05 13:00 | 0 | 0 | 0 | 0 | 527402.4803 | 37293.2797 | 432725 | 0 | 0 | 0 | 131970.76 | 0 | 0 | 0 | 0 | 0 | 0 | 0 | 0 | 0 | 0 | 0 | 0 | 0 | 131970.76 | 0 | 0 | 0 | 0 | 0 | 0 | 0 | 0 | 0 | 0 | 0
2016-10-05 14:00 | 0 | 0 | 0 | 0 | 0 | 534861.4645 | 447305 | 0 | 0 | 0 | 219527.2245 | 0 | 0 | 0 | 0 | 0 | 0 | 0 | 0 | 0 | 0 | 0 | 0 | 0 | 87556.4645 | 0 | 0 | 0 | 0 | 0 | 0 | 0 | 0 | 0 | 0 | 0
2016-10-05 15:00 | 0 | 0 | 0 | 0 | 0 | 804735.8984 | 460409 | 0 | 0 | 0 | 563854.1229 | 0 | 0 | 0 | 0 | 0 | 0 | 0 | 0 | 0 | 0 | 0 | 0 | 0 | 344326.8984 | 0 | 0 | 0 | 0 | 0 | 0 | 0 | 0 | 0 | 0 | 0
2016-10-05 16:00 | 0 | 0 | 0 | 0 | 0 | 817521.8984 | 473195 | 0 | 0 | 0 | 908181.0212 | 0 | 0 | 0 | 0 | 0 | 0 | 0 | 0 | 0 | 0 | 0 | 0 | 0 | 344326.8984 | 0 | 0 | 0 | 0 | 0 | 0 | 0 | 0 | 0 | 0 | 0
2016-10-05 17:00 | 0 | 0 | 0 | 0 | 0 | 830639.8984 | 486313 | 0 | 0 | 0 | 1252507.9196 | 0 | 0 | 0 | 0 | 0 | 0 | 0 | 0 | 0 | 0 | 0 | 0 | 0 | 344326.8984 | 0 | 0 | 0 | 0 | 0 | 0 | 0 | 0 | 0 | 0 | 0
2016-10-05 18:00 | 0 | 0 | 0 | 0 | 0 | 842506.8984 | 498180 | 0 | 0 | 0 | 1596834.818 | 0 | 0 | 0 | 0 | 0 | 0 | 0 | 0 | 0 | 0 | 0 | 0 | 0 | 344326.8984 | 0 | 0 | 0 | 0 | 0 | 0 | 0 | 0 | 0 | 0 | 0
2016-10-05 19:00 | 0 | 0 | 0 | 0 | 0 | 851621.8984 | 507295 | 0 | 0 | 0 | 1941161.7163 | 0 | 0 | 0 | 0 | 0 | 0 | 0 | 0 | 0 | 0 | 0 | 0 | 0 | 344326.8984 | 0 | 0 | 0 | 0 | 0 | 0 | 0 | 0 | 0 | 0 | 0
2016-10-05 20:00 | 0 | 0 | 0 | 0 | 0 | 858272.8984 | 513946 | 0 | 0 | 0 | 2285488.6147 | 0 | 0 | 0 | 0 | 0 | 0 | 0 | 0 | 0 | 0 | 0 | 0 | 0 | 344326.8984 | 0 | 0 | 0 | 0 | 0 | 0 | 0 | 0 | 0 | 0 | 0
2016-10-05 21:00 | 0 | 0 | 0 | 0 | 0 | 860262.8984 | 515936 | 0 | 0 | 0 | 2629815.5131 | 0 | 0 | 0 | 0 | 0 | 0 | 0 | 0 | 0 | 0 | 0 | 0 | 0 | 344326.8984 | 0 | 0 | 0 | 0 | 0 | 0 | 0 | 0 | 0 | 0 | 0
2016-10-05 22:00 | 0 | 0 | 0 | 0 | 0 | 874788.1378 | 511466 | 0 | 0 | 0 | 2974142.4114 | 0 | 0 | 18995.2394 | 0 | 0 | 0 | 0 | 0 | 0 | 0 | 0 | 0 | 0 | 344326.8984 | 0 | 0 | 0 | 18995.2394 | 0 | 0 | 0 | 0 | 0 | 0 | 0
2016-10-05 23:00 | 0 | 0 | 0 | 0 | 0 | 778051.9538 | 509137 | 0 | 0 | 0 | 3262052.6047 | 0 | 0 | 0 | 0 | 0 | 0 | 0 | 0 | 0 | 0 | 0 | 0 | 0 | 287910.1932 | 0 | 0 | 0 | -18995.2394 | 0 | 0 | 0 | 0 | 0 | 0 | 0
2016-10-06 | 0 | 0 | 0 | 0 | 0 | 298214.5042 | 502299 | 0 | 0 | 0 | 3057968.1089 | 0 | 0 | 0 | 0 | 0 | 0 | 0 | 0 | 0 | 0 | 0 | 0 | 0 | -204084.4958 | 0 | 0 | 0 | 0 | 0 | 0 | 0 | 0 | 0 | 0 | 0
2016-10-06 01:00 | 0 | 0 | 0 | 0 | 132995.6877 | 3961.4139 | 481284 | 0 | 0 | 0 | 2713641.2105 | 0 | 0 | 0 | 0 | 0 | 0 | 0 | 0 | 0 | 0 | 0 | 0 | 0 | -344326.8984 | 0 | 0 | 0 | 0 | 0 | 0 | 0 | 0 | 0 | 0 | 0
2016-10-06 02:00 | 0 | 0 | 0 | 0 | 114123.1016 | 0 | 458450 | 0 | 0 | 0 | 2369314.3121 | 0 | 0 | 0 | 0 | 0 | 0 | 0 | 0 | 0 | 0 | 0 | 0 | 0 | -344326.8984 | 0 | 0 | 0 | 0 | 0 | 0 | 0 | 0 | 0 | 0 | 0
2016-10-06 03:00 | 0 | 0 | 0 | 0 | 84784.1016 | 0 | 429111 | 0 | 0 | 0 | 2024987.4138 | 0 | 0 | 0 | 0 | 0 | 0 | 0 | 0 | 0 | 0 | 0 | 0 | 0 | -344326.8984 | 0 | 0 | 0 | 0 | 0 | 0 | 0 | 0 | 0 | 0 | 0
2016-10-06 04:00 | 0 | 0 | 0 | 0 | 59563.1016 | 0 | 403890 | 0 | 0 | 0 | 1680660.5154 | 0 | 0 | 0 | 0 | 0 | 0 | 0 | 0 | 0 | 0 | 0 | 0 | 0 | -344326.8984 | 0 | 0 | 0 | 0 | 0 | 0 | 0 | 0 | 0 | 0 | 0
2016-10-06 05:00 | 0 | 0 | 0 | 0 | 268485.3192 | 0 | 381752 | 0 | 0 | 0 | 1567393.8346 | 0 | 0 | 0 | 0 | 0 | 0 | 0 | 0 | 0 | 0 | 0 | 0 | 0 | -113266.6808 | 0 | 0 | 0 | 0 | 0 | 0 | 0 | 0 | 0 | 0 | 0
2016-10-06 06:00 | 0 | 0 | 0 | 0 | 718975.3167 | 0 | 366277 | 0 | 0 | 0 | 1911720.733 | 0 | 0 | 8371.4184 | 0 | 0 | 0 | 0 | 0 | 0 | 0 | 0 | 0 | 0 | 344326.8984 | 0 | 0 | 0 | 8371.4184 | 0 | 0 | 0 | 0 | 0 | 0 | 0
2016-10-06 07:00 | 0 | 0 | 0 | 0 | 3385.6833 | 0 | 356084 | 0 | 0 | 0 | 1567393.8346 | 0 | 0 | 0 | 0 | 0 | 0 | 0 | 0 | 0 | 0 | 0 | 0 | 0 | -344326.8984 | 0 | 0 | 0 | -8371.4184 | 0 | 0 | 0 | 0 | 0 | 0 | 0
2016-10-06 08:00 | 0 | 0 | 0 | 0 | 9299.1016 | 0 | 353626 | 0 | 0 | 0 | 1223066.9363 | 0 | 0 | 0 | 0 | 0 | 0 | 0 | 0 | 0 | 0 | 0 | 0 | 0 | -344326.8984 | 0 | 0 | 0 | 0 | 0 | 0 | 0 | 0 | 0 | 0 | 0
2016-10-06 09:00 | 0 | 0 | 0 | 0 | 18431.1016 | 0 | 362758 | 0 | 0 | 0 | 878740.0379 | 0 | 0 | 0 | 0 | 0 | 0 | 0 | 0 | 0 | 0 | 0 | 0 | 0 | -344326.8984 | 0 | 0 | 0 | 0 | 0 | 0 | 0 | 0 | 0 | 0 | 0
2016-10-06 10:00 | 0 | 0 | 0 | 0 | 41600.1016 | 0 | 385927 | 0 | 0 | 0 | 534413.1396 | 0 | 0 | 0 | 0 | 0 | 0 | 0 | 0 | 0 | 0 | 0 | 0 | 0 | -344326.8984 | 0 | 0 | 0 | 0 | 0 | 0 | 0 | 0 | 0 | 0 | 0
2016-10-06 11:00 | 0 | 0 | 0 | 0 | 565114.6572 | 0 | 410874 | 0 | 0 | 0 | 688653.7967 | 0 | 0 | 0 | 0 | 0 | 0 | 0 | 0 | 0 | 0 | 0 | 0 | 0 | 154240.6572 | 0 | 0 | 0 | 0 | 0 | 0 | 0 | 0 | 0 | 0 | 0
2016-10-06 12:00 | 0 | 0 | 0 | 0 | 80558.1016 | 0 | 424885 | 0 | 0 | 0 | 344326.8984 | 0 | 0 | 0 | 0 | 0 | 0 | 0 | 0 | 0 | 0 | 0 | 0 | 0 | -344326.8984 | 0 | 0 | 0 | 0 | 0 | 0 | 0 | 0 | 0 | 0 | 0
2016-10-06 13:00 | 0 | 0 | 0 | 0 | 63964.1128 | 30514.9889 | 438806 | 0 | 0 | 0 | 0 | 0 | 0 | 0 | 0 | 0 | 0 | 0 | 0 | 0 | 0 | 0 | 0 | 0 | -344326.8984 | 0 | 0 | 0 | 0 | 0 | 0 | 0 | 0 | 0 | 0 | 0
2016-10-06 14:00 | 0 | 0 | 0 | 0 | 0 | 460462.1988 | 452384 | 0 | 0 | 0 | 8078.1988 | 0 | 0 | 0 | 0 | 0 | 0 | 0 | 0 | 0 | 0 | 0 | 0 | 0 | 8078.1988 | 0 | 0 | 0 | 0 | 0 | 0 | 0 | 0 | 0 | 0 | 0
2016-10-06 15:00 | 0 | 0 | 0 | 0 | 0 | 809027.8984 | 464701 | 0 | 0 | 0 | 352405.0972 | 0 | 0 | 0 | 0 | 0 | 0 | 0 | 0 | 0 | 0 | 0 | 0 | 0 | 344326.8984 | 0 | 0 | 0 | 0 | 0 | 0 | 0 | 0 | 0 | 0 | 0
2016-10-06 16:00 | 0 | 0 | 0 | 0 | 0 | 820254.8984 | 475928 | 0 | 0 | 0 | 696731.9955 | 0 | 0 | 0 | 0 | 0 | 0 | 0 | 0 | 0 | 0 | 0 | 0 | 0 | 344326.8984 | 0 | 0 | 0 | 0 | 0 | 0 | 0 | 0 | 0 | 0 | 0
2016-10-06 17:00 | 0 | 0 | 0 | 0 | 0 | 832318.8984 | 487992 | 0 | 0 | 0 | 1041058.8939 | 0 | 0 | 0 | 0 | 0 | 0 | 0 | 0 | 0 | 0 | 0 | 0 | 0 | 344326.8984 | 0 | 0 | 0 | 0 | 0 | 0 | 0 | 0 | 0 | 0 | 0
2016-10-06 18:00 | 0 | 0 | 0 | 0 | 0 | 842569.8984 | 498243 | 0 | 0 | 0 | 1385385.7923 | 0 | 0 | 0 | 0 | 0 | 0 | 0 | 0 | 0 | 0 | 0 | 0 | 0 | 344326.8984 | 0 | 0 | 0 | 0 | 0 | 0 | 0 | 0 | 0 | 0 | 0
2016-10-06 19:00 | 0 | 0 | 0 | 0 | 0 | 849151.8984 | 504825 | 0 | 0 | 0 | 1729712.6906 | 0 | 0 | 0 | 0 | 0 | 0 | 0 | 0 | 0 | 0 | 0 | 0 | 0 | 344326.8984 | 0 | 0 | 0 | 0 | 0 | 0 | 0 | 0 | 0 | 0 | 0
2016-10-06 20:00 | 0 | 0 | 0 | 0 | 0 | 853905.8984 | 509579 | 0 | 0 | 0 | 2074039.589 | 0 | 0 | 0 | 0 | 0 | 0 | 0 | 0 | 0 | 0 | 0 | 0 | 0 | 344326.8984 | 0 | 0 | 0 | 0 | 0 | 0 | 0 | 0 | 0 | 0 | 0
2016-10-06 21:00 | 0 | 0 | 0 | 0 | 0 | 854894.8984 | 510568 | 0 | 0 | 0 | 2418366.4874 | 0 | 0 | 0 | 0 | 0 | 0 | 0 | 0 | 0 | 0 | 0 | 0 | 0 | 344326.8984 | 0 | 0 | 0 | 0 | 0 | 0 | 0 | 0 | 0 | 0 | 0
2016-10-06 22:00 | 0 | 0 | 0 | 0 | 0 | 869718.1378 | 506396 | 0 | 0 | 0 | 2762693.3857 | 0 | 0 | 18995.2394 | 0 | 0 | 0 | 0 | 0 | 0 | 0 | 0 | 0 | 0 | 344326.8984 | 0 | 0 | 0 | 18995.2394 | 0 | 0 | 0 | 0 | 0 | 0 | 0
2016-10-06 23:00 | 0 | 0 | 0 | 0 | 67800.5682 | 763330.0908 | 505799 | 0 | 0 | 0 | 3107020.2841 | 0 | 0 | 0 | 0 | 0 | 0 | 0 | 0 | 0 | 0 | 0 | 0 | 0 | 344326.8984 | 0 | 0 | 0 | -18995.2394 | 0 | 0 | 0 | 0 | 0 | 0 | 0
2016-10-07 | 0 | 0 | 0 | 0 | 0 | 290149.4545 | 500734 | 0 | 0 | 0 | 2896435.7386 | 0 | 0 | 0 | 0 | 0 | 0 | 0 | 0 | 0 | 0 | 0 | 0 | 0 | -210584.5455 | 0 | 0 | 0 | 0 | 0 | 0 | 0 | 0 | 0 | 0 | 0
2016-10-07 01:00 | 0 | 0 | 0 | 0 | 135243.3902 | 4876.7114 | 484447 | 0 | 0 | 0 | 2552108.8402 | 0 | 0 | 0 | 0 | 0 | 0 | 0 | 0 | 0 | 0 | 0 | 0 | 0 | -344326.8984 | 0 | 0 | 0 | 0 | 0 | 0 | 0 | 0 | 0 | 0 | 0
2016-10-07 02:00 | 0 | 0 | 0 | 0 | 115038.1016 | 0 | 459365 | 0 | 0 | 0 | 2207781.9419 | 0 | 0 | 0 | 0 | 0 | 0 | 0 | 0 | 0 | 0 | 0 | 0 | 0 | -344326.8984 | 0 | 0 | 0 | 0 | 0 | 0 | 0 | 0 | 0 | 0 | 0
2016-10-07 03:00 | 0 | 0 | 0 | 0 | 84116.1016 | 0 | 428443 | 0 | 0 | 0 | 1863455.0435 | 0 | 0 | 0 | 0 | 0 | 0 | 0 | 0 | 0 | 0 | 0 | 0 | 0 | -344326.8984 | 0 | 0 | 0 | 0 | 0 | 0 | 0 | 0 | 0 | 0 | 0
2016-10-07 04:00 | 0 | 0 | 0 | 0 | 57079.1016 | 0 | 401406 | 0 | 0 | 0 | 1519128.1451 | 0 | 0 | 0 | 0 | 0 | 0 | 0 | 0 | 0 | 0 | 0 | 0 | 0 | -344326.8984 | 0 | 0 | 0 | 0 | 0 | 0 | 0 | 0 | 0 | 0 | 0
2016-10-07 05:00 | 0 | 0 | 0 | 0 | 35246.1016 | 0 | 379573 | 0 | 0 | 0 | 1174801.2468 | 0 | 0 | 0 | 0 | 0 | 0 | 0 | 0 | 0 | 0 | 0 | 0 | 0 | -344326.8984 | 0 | 0 | 0 | 0 | 0 | 0 | 0 | 0 | 0 | 0 | 0
2016-10-07 06:00 | 0 | 0 | 0 | 0 | 694266.6583 | 0 | 362525 | 0 | 0 | 0 | 1497587.8034 | 0 | 0 | 8955.1016 | 0 | 0 | 0 | 0 | 0 | 0 | 0 | 0 | 0 | 0 | 322786.5567 | 0 | 0 | 0 | 8955.1016 | 0 | 0 | 0 | 0 | 0 | 0 | 0
2016-10-07 07:00 | 0 | 0 | 0 | 0 | 0 | 0 | 353282 | 0 | 0 | 0 | 1153260.9051 | 0 | 0 | 0 | 0 | 0 | 0 | 0 | 0 | 0 | 0 | 0 | 0 | 0 | -344326.8984 | 0 | 0 | 0 | -8955.1016 | 0 | 0 | 0 | 0 | 0 | 0 | 0
2016-10-07 08:00 | 0 | 0 | 0 | 0 | 6008.1016 | 0 | 350335 | 0 | 0 | 0 | 808934.0067 | 0 | 0 | 0 | 0 | 0 | 0 | 0 | 0 | 0 | 0 | 0 | 0 | 0 | -344326.8984 | 0 | 0 | 0 | 0 | 0 | 0 | 0 | 0 | 0 | 0 | 0
2016-10-07 09:00 | 0 | 0 | 0 | 0 | 13115.1016 | 0 | 357442 | 0 | 0 | 0 | 464607.1083 | 0 | 0 | 0 | 0 | 0 | 0 | 0 | 0 | 0 | 0 | 0 | 0 | 0 | -344326.8984 | 0 | 0 | 0 | 0 | 0 | 0 | 0 | 0 | 0 | 0 | 0
2016-10-07 10:00 | 0 | 0 | 0 | 0 | 432552.6511 | 0 | 377785 | 0 | 0 | 0 | 519374.7595 | 0 | 0 | 0 | 0 | 0 | 0 | 0 | 0 | 0 | 0 | 0 | 0 | 0 | 54767.6511 | 0 | 0 | 0 | 0 | 0 | 0 | 0 | 0 | 0 | 0 | 0
2016-10-07 11:00 | 0 | 0 | 0 | 0 | 570679.0373 | 0 | 401400 | 0 | 0 | 0 | 688653.7967 | 0 | 0 | 0 | 0 | 0 | 0 | 0 | 0 | 0 | 0 | 0 | 0 | 0 | 169279.0373 | 0 | 0 | 0 | 0 | 0 | 0 | 0 | 0 | 0 | 0 | 0
2016-10-07 12:00 | 0 | 0 | 0 | 0 | 71790.1016 | 0 | 416117 | 0 | 0 | 0 | 344326.8984 | 0 | 0 | 0 | 0 | 0 | 0 | 0 | 0 | 0 | 0 | 0 | 0 | 0 | -344326.8984 | 0 | 0 | 0 | 0 | 0 | 0 | 0 | 0 | 0 | 0 | 0
2016-10-07 13:00 | 0 | 0 | 0 | 0 | 62165.8407 | 22887.2609 | 429380 | 0 | 0 | 0 | 0 | 0 | 0 | 0 | 0 | 0 | 0 | 0 | 0 | 0 | 0 | 0 | 0 | 0 | -344326.8984 | 0 | 0 | 0 | 0 | 0 | 0 | 0 | 0 | 0 | 0 | 0
2016-10-07 14:00 | 0 | 0 | 0 | 0 | 266599.7023 | 520707.1961 | 442980 | 0 | 0 | 0 | 344326.8984 | 0 | 0 | 0 | 0 | 0 | 0 | 0 | 0 | 0 | 0 | 0 | 0 | 0 | 344326.8984 | 0 | 0 | 0 | 0 | 0 | 0 | 0 | 0 | 0 | 0 | 0
2016-10-07 15:00 | 0 | 0 | 0 | 0 | 0 | 797397.8984 | 453071 | 0 | 0 | 0 | 688653.7967 | 0 | 0 | 0 | 0 | 0 | 0 | 0 | 0 | 0 | 0 | 0 | 0 | 0 | 344326.8984 | 0 | 0 | 0 | 0 | 0 | 0 | 0 | 0 | 0 | 0 | 0
2016-10-07 16:00 | 0 | 0 | 0 | 0 | 0 | 805630.8984 | 461304 | 0 | 0 | 0 | 1032980.6951 | 0 | 0 | 0 | 0 | 0 | 0 | 0 | 0 | 0 | 0 | 0 | 0 | 0 | 344326.8984 | 0 | 0 | 0 | 0 | 0 | 0 | 0 | 0 | 0 | 0 | 0
2016-10-07 17:00 | 0 | 0 | 0 | 0 | 0 | 814091.8984 | 469765 | 0 | 0 | 0 | 1377307.5935 | 0 | 0 | 0 | 0 | 0 | 0 | 0 | 0 | 0 | 0 | 0 | 0 | 0 | 344326.8984 | 0 | 0 | 0 | 0 | 0 | 0 | 0 | 0 | 0 | 0 | 0
2016-10-07 18:00 | 0 | 0 | 0 | 0 | 0 | 820831.8984 | 476505 | 0 | 0 | 0 | 1721634.4918 | 0 | 0 | 0 | 0 | 0 | 0 | 0 | 0 | 0 | 0 | 0 | 0 | 0 | 344326.8984 | 0 | 0 | 0 | 0 | 0 | 0 | 0 | 0 | 0 | 0 | 0
2016-10-07 19:00 | 0 | 0 | 0 | 0 | 0 | 824269.8984 | 479943 | 0 | 0 | 0 | 2065961.3902 | 0 | 0 | 0 | 0 | 0 | 0 | 0 | 0 | 0 | 0 | 0 | 0 | 0 | 344326.8984 | 0 | 0 | 0 | 0 | 0 | 0 | 0 | 0 | 0 | 0 | 0
2016-10-07 20:00 | 0 | 0 | 0 | 0 | 0 | 826395.8984 | 482069 | 0 | 0 | 0 | 2410288.2886 | 0 | 0 | 0 | 0 | 0 | 0 | 0 | 0 | 0 | 0 | 0 | 0 | 0 | 344326.8984 | 0 | 0 | 0 | 0 | 0 | 0 | 0 | 0 | 0 | 0 | 0
2016-10-07 21:00 | 0 | 0 | 0 | 0 | 0 | 825564.8984 | 481238 | 0 | 0 | 0 | 2754615.1869 | 0 | 0 | 0 | 0 | 0 | 0 | 0 | 0 | 0 | 0 | 0 | 0 | 0 | 344326.8984 | 0 | 0 | 0 | 0 | 0 | 0 | 0 | 0 | 0 | 0 | 0
2016-10-07 22:00 | 0 | 0 | 0 | 0 | 0 | 839425.1378 | 476103 | 0 | 0 | 0 | 3098942.0853 | 0 | 0 | 18995.2394 | 0 | 0 | 0 | 0 | 0 | 0 | 0 | 0 | 0 | 0 | 344326.8984 | 0 | 0 | 0 | 18995.2394 | 0 | 0 | 0 | 0 | 0 | 0 | 0
2016-10-07 23:00 | 0 | 0 | 0 | 0 | 83312.2233 | 714405.4356 | 472386 | 0 | 0 | 0 | 3443268.9837 | 0 | 0 | 0 | 0 | 0 | 0 | 0 | 0 | 0 | 0 | 0 | 0 | 0 | 344326.8984 | 0 | 0 | 0 | -18995.2394 | 0 | 0 | 0 | 0 | 0 | 0 | 0
2016-10-08 | 0 | 0 | 0 | 0 | 0 | 240145.2119 | 465369 | 0 | 0 | 0 | 3218045.1956 | 0 | 0 | 0 | 0 | 0 | 0 | 0 | 0 | 0 | 0 | 0 | 0 | 0 | -225223.7881 | 0 | 0 | 0 | 0 | 0 | 0 | 0 | 0 | 0 | 0 | 0
2016-10-08 01:00 | 0 | 0 | 0 | 0 | 104746.2499 | 1794.8517 | 450868 | 0 | 0 | 0 | 2873718.2972 | 0 | 0 | 0 | 0 | 0 | 0 | 0 | 0 | 0 | 0 | 0 | 0 | 0 | -344326.8984 | 0 | 0 | 0 | 0 | 0 | 0 | 0 | 0 | 0 | 0 | 0
2016-10-08 02:00 | 0 | 0 | 0 | 0 | 84025.1016 | 0 | 428352 | 0 | 0 | 0 | 2529391.3989 | 0 | 0 | 0 | 0 | 0 | 0 | 0 | 0 | 0 | 0 | 0 | 0 | 0 | -344326.8984 | 0 | 0 | 0 | 0 | 0 | 0 | 0 | 0 | 0 | 0 | 0
2016-10-08 03:00 | 0 | 0 | 0 | 0 | 63068.1016 | 0 | 407395 | 0 | 0 | 0 | 2185064.5005 | 0 | 0 | 0 | 0 | 0 | 0 | 0 | 0 | 0 | 0 | 0 | 0 | 0 | -344326.8984 | 0 | 0 | 0 | 0 | 0 | 0 | 0 | 0 | 0 | 0 | 0
2016-10-08 04:00 | 0 | 0 | 0 | 0 | 41405.1016 | 0 | 385732 | 0 | 0 | 0 | 1840737.6021 | 0 | 0 | 0 | 0 | 0 | 0 | 0 | 0 | 0 | 0 | 0 | 0 | 0 | -344326.8984 | 0 | 0 | 0 | 0 | 0 | 0 | 0 | 0 | 0 | 0 | 0
2016-10-08 05:00 | 0 | 0 | 0 | 0 | 568414.7402 | 0 | 364959 | 0 | 0 | 0 | 2038416.2407 | 0 | 0 | 5777.1016 | 0 | 0 | 0 | 0 | 0 | 0 | 0 | 0 | 0 | 0 | 197678.6386 | 0 | 0 | 0 | 5777.1016 | 0 | 0 | 0 | 0 | 0 | 0 | 0
2016-10-08 06:00 | 0 | 0 | 0 | 0 | 0 | 0 | 350104 | 0 | 0 | 0 | 1694089.3423 | 0 | 0 | 0 | 0 | 0 | 0 | 0 | 0 | 0 | 0 | 0 | 0 | 0 | -344326.8984 | 0 | 0 | 0 | -5777.1016 | 0 | 0 | 0 | 0 | 0 | 0 | 0
2016-10-08 07:00 | 0 | 0 | 0 | 0 | 0 | 0 | 339014 | 0 | 0 | 0 | 1355075.3423 | 0 | 0 | 0 | 0 | 0 | 0 | 0 | 0 | 0 | 0 | 0 | 0 | 0 | -339014 | 0 | 0 | 0 | 0 | 0 | 0 | 0 | 0 | 0 | 0 | 0
2016-10-08 08:00 | 0 | 0 | 0 | 0 | 0 | 0 | 332471 | 0 | 0 | 0 | 1022604.3423 | 0 | 0 | 0 | 0 | 0 | 0 | 0 | 0 | 0 | 0 | 0 | 0 | 0 | -332471 | 0 | 0 | 0 | 0 | 0 | 0 | 0 | 0 | 0 | 0 | 0
2016-10-08 09:00 | 0 | 0 | 0 | 0 | 497706.8414 | 0 | 331938 | 0 | 0 | 0 | 1188373.1837 | 0 | 0 | 0 | 0 | 0 | 0 | 0 | 0 | 0 | 0 | 0 | 0 | 0 | 165768.8414 | 0 | 0 | 0 | 0 | 0 | 0 | 0 | 0 | 0 | 0 | 0
2016-10-08 10:00 | 0 | 0 | 0 | 0 | 0 | 0 | 338002 | 0 | 0 | 0 | 850371.1837 | 0 | 0 | 0 | 0 | 0 | 0 | 0 | 0 | 0 | 0 | 0 | 0 | 0 | -338002 | 0 | 0 | 0 | 0 | 0 | 0 | 0 | 0 | 0 | 0 | 0
2016-10-08 11:00 | 0 | 0 | 0 | 0 | 4002.1016 | 0 | 348329 | 0 | 0 | 0 | 506044.2854 | 0 | 0 | 0 | 0 | 0 | 0 | 0 | 0 | 0 | 0 | 0 | 0 | 0 | -344326.8984 | 0 | 0 | 0 | 0 | 0 | 0 | 0 | 0 | 0 | 0 | 0
2016-10-08 12:00 | 0 | 0 | 0 | 0 | 192417.6853 | 0 | 361100 | 0 | 0 | 0 | 337361.9707 | 0 | 0 | 0 | 0 | 0 | 0 | 0 | 0 | 0 | 0 | 0 | 0 | 0 | -168682.3147 | 0 | 0 | 0 | 0 | 0 | 0 | 0 | 0 | 0 | 0 | 0
2016-10-08 13:00 | 0 | 0 | 0 | 0 | 301366.3132 | 15885.9316 | 379211 | 0 | 0 | 0 | 256407.9761 | 0 | 0 | 18995.2394 | 0 | 0 | 0 | 0 | 0 | 0 | 0 | 0 | 0 | 0 | -80953.9946 | 0 | 0 | 0 | 18995.2394 | 0 | 0 | 0 | 0 | 0 | 0 | 0
2016-10-08 14:00 | 0 | 0 | 0 | 0 | 135150.8207 | 316766.0283 | 394483 | 0 | 0 | 0 | 332837.0645 | 0 | 0 | 0 | 0 | 0 | 0 | 0 | 0 | 0 | 0 | 0 | 0 | 0 | 76429.0884 | 0 | 0 | 0 | -18995.2394 | 0 | 0 | 0 | 0 | 0 | 0 | 0
2016-10-08 15:00 | 0 | 0 | 0 | 0 | 0 | 697793.1864 | 406622 | 0 | 0 | 0 | 624008.2508 | 0 | 0 | 0 | 0 | 0 | 0 | 0 | 0 | 0 | 0 | 0 | 0 | 0 | 291171.1864 | 0 | 0 | 0 | 0 | 0 | 0 | 0 | 0 | 0 | 0 | 0
2016-10-08 16:00 | 0 | 0 | 0 | 0 | 0 | 760065.8984 | 415739 | 0 | 0 | 0 | 968335.1492 | 0 | 0 | 0 | 0 | 0 | 0 | 0 | 0 | 0 | 0 | 0 | 0 | 0 | 344326.8984 | 0 | 0 | 0 | 0 | 0 | 0 | 0 | 0 | 0 | 0 | 0
2016-10-08 17:00 | 0 | 0 | 0 | 0 | 0 | 766034.8984 | 421708 | 0 | 0 | 0 | 1312662.0476 | 0 | 0 | 0 | 0 | 0 | 0 | 0 | 0 | 0 | 0 | 0 | 0 | 0 | 344326.8984 | 0 | 0 | 0 | 0 | 0 | 0 | 0 | 0 | 0 | 0 | 0
2016-10-08 18:00 | 0 | 0 | 0 | 0 | 0 | 775248.2696 | 426659 | 0 | 0 | 0 | 1656988.9459 | 0 | 0 | 4262.3712 | 0 | 0 | 0 | 0 | 0 | 0 | 0 | 0 | 0 | 0 | 344326.8984 | 0 | 0 | 0 | 4262.3712 | 0 | 0 | 0 | 0 | 0 | 0 | 0
2016-10-08 19:00 | 0 | 0 | 0 | 0 | 0 | 791027.7666 | 431968 | 0 | 0 | 0 | 2001315.8443 | 0 | 0 | 18995.2394 | 0 | 0 | 0 | 0 | 0 | 0 | 0 | 0 | 0 | 0 | 344326.8984 | 0 | 0 | 0 | 14732.8682 | 0 | 0 | 0 | 0 | 0 | 0 | 0
2016-10-08 20:00 | 0 | 0 | 0 | 0 | 0 | 772224.6749 | 436274 | 0 | 0 | 0 | 2345642.7427 | 0 | 0 | 10619.0159 | 0 | 0 | 0 | 0 | 0 | 0 | 0 | 0 | 0 | 0 | 344326.8984 | 0 | 0 | 0 | -8376.2235 | 0 | 0 | 0 | 0 | 0 | 0 | 0
2016-10-08 21:00 | 0 | 0 | 0 | 0 | 57444.3552 | 734641.7666 | 439383 | 0 | 0 | 0 | 2689969.641 | 0 | 0 | 18995.2394 | 0 | 0 | 0 | 0 | 0 | 0 | 0 | 0 | 0 | 0 | 344326.8984 | 0 | 0 | 0 | 8376.2235 | 0 | 0 | 0 | 0 | 0 | 0 | 0
2016-10-08 22:00 | 0 | 0 | 0 | 0 | 0 | 679717.7372 | 439069 | 0 | 0 | 0 | 2949613.6176 | 0 | 0 | 0 | 0 | 0 | 0 | 0 | 0 | 0 | 0 | 0 | 0 | 0 | 259643.9766 | 0 | 0 | 0 | -18995.2394 | 0 | 0 | 0 | 0 | 0 | 0 | 0
2016-10-08 23:00 | 0 | 0 | 0 | 0 | 0 | 532628.801 | 435365 | 0 | 0 | 0 | 3027882.1792 | 0 | 0 | 18995.2394 | 0 | 0 | 0 | 0 | 0 | 0 | 0 | 0 | 0 | 0 | 78268.5616 | 0 | 0 | 0 | 18995.2394 | 0 | 0 | 0 | 0 | 0 | 0 | 0
2016-10-09 | 0 | 0 | 0 | 0 | 0 | 229315.7153 | 432182 | 0 | 0 | 0 | 2844011.1339 | 0 | 0 | 0 | 0 | 0 | 0 | 0 | 0 | 0 | 0 | 0 | 0 | 0 | -183871.0453 | 0 | 0 | 0 | -18995.2394 | 0 | 0 | 0 | 0 | 0 | 0 | 0
2016-10-09 01:00 | 0 | 0 | 0 | 0 | 75010.1611 | 2721.9405 | 422059 | 0 | 0 | 0 | 2499684.2356 | 0 | 0 | 0 | 0 | 0 | 0 | 0 | 0 | 0 | 0 | 0 | 0 | 0 | -344326.8984 | 0 | 0 | 0 | 0 | 0 | 0 | 0 | 0 | 0 | 0 | 0
2016-10-09 02:00 | 0 | 0 | 0 | 0 | 57925.1016 | 0 | 402252 | 0 | 0 | 0 | 2155357.3372 | 0 | 0 | 0 | 0 | 0 | 0 | 0 | 0 | 0 | 0 | 0 | 0 | 0 | -344326.8984 | 0 | 0 | 0 | 0 | 0 | 0 | 0 | 0 | 0 | 0 | 0
2016-10-09 03:00 | 0 | 0 | 0 | 0 | 35743.1016 | 0 | 380070 | 0 | 0 | 0 | 1811030.4388 | 0 | 0 | 0 | 0 | 0 | 0 | 0 | 0 | 0 | 0 | 0 | 0 | 0 | -344326.8984 | 0 | 0 | 0 | 0 | 0 | 0 | 0 | 0 | 0 | 0 | 0
2016-10-09 04:00 | 0 | 0 | 0 | 0 | 18088.1016 | 0 | 362415 | 0 | 0 | 0 | 1466703.5405 | 0 | 0 | 0 | 0 | 0 | 0 | 0 | 0 | 0 | 0 | 0 | 0 | 0 | -344326.8984 | 0 | 0 | 0 | 0 | 0 | 0 | 0 | 0 | 0 | 0 | 0
2016-10-09 05:00 | 0 | 0 | 0 | 0 | 586872.7091 | 0 | 344211 | 0 | 0 | 0 | 1709365.2496 | 0 | 0 | 0 | 0 | 0 | 0 | 0 | 0 | 0 | 0 | 0 | 0 | 0 | 242661.7091 | 0 | 0 | 0 | 0 | 0 | 0 | 0 | 0 | 0 | 0 | 0
2016-10-09 06:00 | 0 | 0 | 0 | 0 | 0 | 0 | 329703 | 0 | 0 | 0 | 1379662.2496 | 0 | 0 | 0 | 0 | 0 | 0 | 0 | 0 | 0 | 0 | 0 | 0 | 0 | -329703 | 0 | 0 | 0 | 0 | 0 | 0 | 0 | 0 | 0 | 0 | 0
2016-10-09 07:00 | 0 | 0 | 0 | 0 | 0 | 0 | 320457 | 0 | 0 | 0 | 1059205.2496 | 0 | 0 | 0 | 0 | 0 | 0 | 0 | 0 | 0 | 0 | 0 | 0 | 0 | -320457 | 0 | 0 | 0 | 0 | 0 | 0 | 0 | 0 | 0 | 0 | 0
2016-10-09 08:00 | 0 | 0 | 0 | 0 | 0 | 0 | 314804 | 0 | 0 | 0 | 744401.2496 | 0 | 0 | 0 | 0 | 0 | 0 | 0 | 0 | 0 | 0 | 0 | 0 | 0 | -314804 | 0 | 0 | 0 | 0 | 0 | 0 | 0 | 0 | 0 | 0 | 0
2016-10-09 09:00 | 0 | 0 | 0 | 0 | 0 | 0 | 313504 | 0 | 0 | 0 | 430897.2496 | 0 | 0 | 0 | 0 | 0 | 0 | 0 | 0 | 0 | 0 | 0 | 0 | 0 | -313504 | 0 | 0 | 0 | 0 | 0 | 0 | 0 | 0 | 0 | 0 | 0
2016-10-09 10:00 | 0 | 0 | 0 | 0 | 542926.7504 | 0 | 316333 | 0 | 0 | 0 | 657491 | 0 | 0 | 0 | 0 | 0 | 0 | 0 | 0 | 0 | 0 | 0 | 0 | 0 | 226593.7504 | 0 | 0 | 0 | 0 | 0 | 0 | 0 | 0 | 0 | 0 | 0
2016-10-09 11:00 | 0 | 0 | 0 | 0 | 0 | 0 | 323004 | 0 | 0 | 0 | 334487 | 0 | 0 | 0 | 0 | 0 | 0 | 0 | 0 | 0 | 0 | 0 | 0 | 0 | -323004 | 0 | 0 | 0 | 0 | 0 | 0 | 0 | 0 | 0 | 0 | 0
2016-10-09 12:00 | 0 | 0 | 0 | 0 | 0 | 0 | 334487 | 0 | 0 | 0 | 0 | 0 | 0 | 0 | 0 | 0 | 0 | 0 | 0 | 0 | 0 | 0 | 0 | 0 | -334487 | 0 | 0 | 0 | 0 | 0 | 0 | 0 | 0 | 0 | 0 | 0
2016-10-09 13:00 | 0 | 0 | 0 | 0 | 403161.19 | 13271.3875 | 350536 | 0 | 0 | 0 | 65896.5775 | 0 | 0 | 0 | 0 | 0 | 0 | 0 | 0 | 0 | 0 | 0 | 0 | 0 | 65896.5775 | 0 | 0 | 0 | 0 | 0 | 0 | 0 | 0 | 0 | 0 | 0
2016-10-09 14:00 | 0 | 0 | 0 | 0 | 295118.192 | 336802.9947 | 363656 | 0 | 0 | 0 | 334161.7642 | 0 | 0 | 0 | 0 | 0 | 0 | 0 | 0 | 0 | 0 | 0 | 0 | 0 | 268265.1868 | 0 | 0 | 0 | 0 | 0 | 0 | 0 | 0 | 0 | 0 | 0
2016-10-09 15:00 | 0 | 0 | 0 | 0 | 0 | 718426.8984 | 374100 | 0 | 0 | 0 | 678488.6626 | 0 | 0 | 0 | 0 | 0 | 0 | 0 | 0 | 0 | 0 | 0 | 0 | 0 | 344326.8984 | 0 | 0 | 0 | 0 | 0 | 0 | 0 | 0 | 0 | 0 | 0
2016-10-09 16:00 | 0 | 0 | 0 | 0 | 0 | 728256.8984 | 383930 | 0 | 0 | 0 | 1022815.561 | 0 | 0 | 0 | 0 | 0 | 0 | 0 | 0 | 0 | 0 | 0 | 0 | 0 | 344326.8984 | 0 | 0 | 0 | 0 | 0 | 0 | 0 | 0 | 0 | 0 | 0
2016-10-09 17:00 | 0 | 0 | 0 | 0 | 0 | 737225.8984 | 392899 | 0 | 0 | 0 | 1367142.4593 | 0 | 0 | 0 | 0 | 0 | 0 | 0 | 0 | 0 | 0 | 0 | 0 | 0 | 344326.8984 | 0 | 0 | 0 | 0 | 0 | 0 | 0 | 0 | 0 | 0 | 0
2016-10-09 18:00 | 0 | 0 | 0 | 0 | 0 | 744595.8984 | 400269 | 0 | 0 | 0 | 1711469.3577 | 0 | 0 | 0 | 0 | 0 | 0 | 0 | 0 | 0 | 0 | 0 | 0 | 0 | 344326.8984 | 0 | 0 | 0 | 0 | 0 | 0 | 0 | 0 | 0 | 0 | 0
2016-10-09 19:00 | 0 | 0 | 0 | 0 | 0 | 752514.8984 | 408188 | 0 | 0 | 0 | 2055796.2561 | 0 | 0 | 0 | 0 | 0 | 0 | 0 | 0 | 0 | 0 | 0 | 0 | 0 | 344326.8984 | 0 | 0 | 0 | 0 | 0 | 0 | 0 | 0 | 0 | 0 | 0
2016-10-09 20:00 | 0 | 0 | 0 | 0 | 0 | 760950.8984 | 416624 | 0 | 0 | 0 | 2400123.1544 | 0 | 0 | 0 | 0 | 0 | 0 | 0 | 0 | 0 | 0 | 0 | 0 | 0 | 344326.8984 | 0 | 0 | 0 | 0 | 0 | 0 | 0 | 0 | 0 | 0 | 0
2016-10-09 21:00 | 0 | 0 | 0 | 0 | 0 | 787180.1378 | 423858 | 0 | 0 | 0 | 2744450.0528 | 0 | 0 | 18995.2394 | 0 | 0 | 0 | 0 | 0 | 0 | 0 | 0 | 0 | 0 | 344326.8984 | 0 | 0 | 0 | 18995.2394 | 0 | 0 | 0 | 0 | 0 | 0 | 0
2016-10-09 22:00 | 0 | 0 | 0 | 0 | 0 | 769383.9856 | 427184 | 0 | 0 | 0 | 3088776.9512 | 0 | 0 | 16868.3266 | 0 | 0 | 0 | 0 | 0 | 0 | 0 | 0 | 0 | 0 | 344326.8984 | 0 | 0 | 0 | -2126.9128 | 0 | 0 | 0 | 0 | 0 | 0 | 0
2016-10-09 23:00 | 0 | 0 | 0 | 0 | 0 | 629652.6582 | 433837 | 0 | 0 | 0 | 3301460.9361 | 0 | 0 | 0 | 0 | 0 | 0 | 0 | 0 | 0 | 0 | 0 | 0 | 0 | 212683.9849 | 0 | 0 | 0 | -16868.3266 | 0 | 0 | 0 | 0 | 0 | 0 | 0
2016-10-10 | 0 | 0 | 0 | 0 | 0 | 255476.8534 | 435426 | 0 | 0 | 0 | 3121511.7894 | 0 | 0 | 0 | 0 | 0 | 0 | 0 | 0 | 0 | 0 | 0 | 0 | 0 | -179949.1466 | 0 | 0 | 0 | 0 | 0 | 0 | 0 | 0 | 0 | 0 | 0
2016-10-10 01:00 | 0 | 0 | 0 | 0 | 74146.6067 | 1307.495 | 419781 | 0 | 0 | 0 | 2777184.8911 | 0 | 0 | 0 | 0 | 0 | 0 | 0 | 0 | 0 | 0 | 0 | 0 | 0 | -344326.8984 | 0 | 0 | 0 | 0 | 0 | 0 | 0 | 0 | 0 | 0 | 0
2016-10-10 02:00 | 0 | 0 | 0 | 0 | 57216.1016 | 0 | 401543 | 0 | 0 | 0 | 2432857.9927 | 0 | 0 | 0 | 0 | 0 | 0 | 0 | 0 | 0 | 0 | 0 | 0 | 0 | -344326.8984 | 0 | 0 | 0 | 0 | 0 | 0 | 0 | 0 | 0 | 0 | 0
2016-10-10 03:00 | 0 | 0 | 0 | 0 | 36929.1016 | 0 | 381256 | 0 | 0 | 0 | 2088531.0943 | 0 | 0 | 0 | 0 | 0 | 0 | 0 | 0 | 0 | 0 | 0 | 0 | 0 | -344326.8984 | 0 | 0 | 0 | 0 | 0 | 0 | 0 | 0 | 0 | 0 | 0
2016-10-10 04:00 | 0 | 0 | 0 | 0 | 13862.1016 | 0 | 358189 | 0 | 0 | 0 | 1744204.196 | 0 | 0 | 0 | 0 | 0 | 0 | 0 | 0 | 0 | 0 | 0 | 0 | 0 | -344326.8984 | 0 | 0 | 0 | 0 | 0 | 0 | 0 | 0 | 0 | 0 | 0
2016-10-10 05:00 | 0 | 0 | 0 | 0 | 0 | 0 | 340263 | 0 | 0 | 0 | 1403941.196 | 0 | 0 | 0 | 0 | 0 | 0 | 0 | 0 | 0 | 0 | 0 | 0 | 0 | -340263 | 0 | 0 | 0 | 0 | 0 | 0 | 0 | 0 | 0 | 0 | 0
2016-10-10 06:00 | 0 | 0 | 0 | 0 | 672203.8984 | 0 | 327877 | 0 | 0 | 0 | 1748268.0943 | 0 | 0 | 0 | 0 | 0 | 0 | 0 | 0 | 0 | 0 | 0 | 0 | 0 | 344326.8984 | 0 | 0 | 0 | 0 | 0 | 0 | 0 | 0 | 0 | 0 | 0
2016-10-10 07:00 | 0 | 0 | 0 | 0 | 0 | 0 | 320921 | 0 | 0 | 0 | 1427347.0943 | 0 | 0 | 0 | 0 | 0 | 0 | 0 | 0 | 0 | 0 | 0 | 0 | 0 | -320921 | 0 | 0 | 0 | 0 | 0 | 0 | 0 | 0 | 0 | 0 | 0
2016-10-10 08:00 | 0 | 0 | 0 | 0 | 0 | 0 | 320475 | 0 | 0 | 0 | 1106872.0943 | 0 | 0 | 0 | 0 | 0 | 0 | 0 | 0 | 0 | 0 | 0 | 0 | 0 | -320475 | 0 | 0 | 0 | 0 | 0 | 0 | 0 | 0 | 0 | 0 | 0
2016-10-10 09:00 | 0 | 0 | 0 | 0 | 0 | 0 | 328559 | 0 | 0 | 0 | 778313.0943 | 0 | 0 | 0 | 0 | 0 | 0 | 0 | 0 | 0 | 0 | 0 | 0 | 0 | -328559 | 0 | 0 | 0 | 0 | 0 | 0 | 0 | 0 | 0 | 0 | 0
2016-10-10 10:00 | 0 | 0 | 0 | 0 | 5873.1016 | 0 | 350200 | 0 | 0 | 0 | 433986.196 | 0 | 0 | 0 | 0 | 0 | 0 | 0 | 0 | 0 | 0 | 0 | 0 | 0 | -344326.8984 | 0 | 0 | 0 | 0 | 0 | 0 | 0 | 0 | 0 | 0 | 0
2016-10-10 11:00 | 0 | 0 | 0 | 0 | 30403.1016 | 0 | 374730 | 0 | 0 | 0 | 89659.2976 | 0 | 0 | 0 | 0 | 0 | 0 | 0 | 0 | 0 | 0 | 0 | 0 | 0 | -344326.8984 | 0 | 0 | 0 | 0 | 0 | 0 | 0 | 0 | 0 | 0 | 0
2016-10-10 12:00 | 0 | 0 | 0 | 0 | 644735.6008 | 0 | 390068 | 0 | 0 | 0 | 344326.8984 | 0 | 0 | 0 | 0 | 0 | 0 | 0 | 0 | 0 | 0 | 0 | 0 | 0 | 254667.6008 | 0 | 0 | 0 | 0 | 0 | 0 | 0 | 0 | 0 | 0 | 0
2016-10-10 13:00 | 0 | 0 | 0 | 0 | 27195.0043 | 32137.0973 | 403659 | 0 | 0 | 0 | 0 | 0 | 0 | 0 | 0 | 0 | 0 | 0 | 0 | 0 | 0 | 0 | 0 | 0 | -344326.8984 | 0 | 0 | 0 | 0 | 0 | 0 | 0 | 0 | 0 | 0 | 0
2016-10-10 14:00 | 0 | 0 | 0 | 0 | 0 | 485821.4442 | 414344 | 0 | 0 | 0 | 71477.4442 | 0 | 0 | 0 | 0 | 0 | 0 | 0 | 0 | 0 | 0 | 0 | 0 | 0 | 71477.4442 | 0 | 0 | 0 | 0 | 0 | 0 | 0 | 0 | 0 | 0 | 0
2016-10-10 15:00 | 0 | 0 | 0 | 0 | 0 | 767000.8984 | 422674 | 0 | 0 | 0 | 415804.3425 | 0 | 0 | 0 | 0 | 0 | 0 | 0 | 0 | 0 | 0 | 0 | 0 | 0 | 344326.8984 | 0 | 0 | 0 | 0 | 0 | 0 | 0 | 0 | 0 | 0 | 0
2016-10-10 16:00 | 0 | 0 | 0 | 0 | 0 | 773866.8984 | 429540 | 0 | 0 | 0 | 760131.2409 | 0 | 0 | 0 | 0 | 0 | 0 | 0 | 0 | 0 | 0 | 0 | 0 | 0 | 344326.8984 | 0 | 0 | 0 | 0 | 0 | 0 | 0 | 0 | 0 | 0 | 0
2016-10-10 17:00 | 0 | 0 | 0 | 0 | 0 | 780847.8984 | 436521 | 0 | 0 | 0 | 1104458.1393 | 0 | 0 | 0 | 0 | 0 | 0 | 0 | 0 | 0 | 0 | 0 | 0 | 0 | 344326.8984 | 0 | 0 | 0 | 0 | 0 | 0 | 0 | 0 | 0 | 0 | 0
2016-10-10 18:00 | 0 | 0 | 0 | 0 | 0 | 787580.8984 | 443254 | 0 | 0 | 0 | 1448785.0376 | 0 | 0 | 0 | 0 | 0 | 0 | 0 | 0 | 0 | 0 | 0 | 0 | 0 | 344326.8984 | 0 | 0 | 0 | 0 | 0 | 0 | 0 | 0 | 0 | 0 | 0
2016-10-10 19:00 | 0 | 0 | 0 | 0 | 0 | 793950.8984 | 449624 | 0 | 0 | 0 | 1793111.936 | 0 | 0 | 0 | 0 | 0 | 0 | 0 | 0 | 0 | 0 | 0 | 0 | 0 | 344326.8984 | 0 | 0 | 0 | 0 | 0 | 0 | 0 | 0 | 0 | 0 | 0
2016-10-10 20:00 | 0 | 0 | 0 | 0 | 0 | 800602.8984 | 456276 | 0 | 0 | 0 | 2137438.8344 | 0 | 0 | 0 | 0 | 0 | 0 | 0 | 0 | 0 | 0 | 0 | 0 | 0 | 344326.8984 | 0 | 0 | 0 | 0 | 0 | 0 | 0 | 0 | 0 | 0 | 0
2016-10-10 21:00 | 0 | 0 | 0 | 0 | 0 | 805667.8984 | 461341 | 0 | 0 | 0 | 2481765.7327 | 0 | 0 | 0 | 0 | 0 | 0 | 0 | 0 | 0 | 0 | 0 | 0 | 0 | 344326.8984 | 0 | 0 | 0 | 0 | 0 | 0 | 0 | 0 | 0 | 0 | 0
2016-10-10 22:00 | 0 | 0 | 0 | 0 | 0 | 826641.1378 | 463319 | 0 | 0 | 0 | 2826092.6311 | 0 | 0 | 18995.2394 | 0 | 0 | 0 | 0 | 0 | 0 | 0 | 0 | 0 | 0 | 344326.8984 | 0 | 0 | 0 | 18995.2394 | 0 | 0 | 0 | 0 | 0 | 0 | 0
2016-10-10 23:00 | 0 | 0 | 0 | 0 | 166071.2839 | 628326.3751 | 469066 | 0 | 0 | 0 | 3170419.5295 | 0 | 0 | 0 | 0 | 0 | 0 | 0 | 0 | 0 | 0 | 0 | 0 | 0 | 344326.8984 | 0 | 0 | 0 | -18995.2394 | 0 | 0 | 0 | 0 | 0 | 0 | 0
2016-10-11 | 0 | 0 | 0 | 0 | 0 | 177843.3816 | 465861 | 0 | 0 | 0 | 2882401.911 | 0 | 0 | 0 | 0 | 0 | 0 | 0 | 0 | 0 | 0 | 0 | 0 | 0 | -288017.6184 | 0 | 0 | 0 | 0 | 0 | 0 | 0 | 0 | 0 | 0 | 0
2016-10-11 01:00 | 0 | 0 | 0 | 0 | 105540.3936 | 869.708 | 450737 | 0 | 0 | 0 | 2538075.0127 | 0 | 0 | 0 | 0 | 0 | 0 | 0 | 0 | 0 | 0 | 0 | 0 | 0 | -344326.8984 | 0 | 0 | 0 | 0 | 0 | 0 | 0 | 0 | 0 | 0 | 0
2016-10-11 02:00 | 0 | 0 | 0 | 0 | 83785.1016 | 0 | 428112 | 0 | 0 | 0 | 2193748.1143 | 0 | 0 | 0 | 0 | 0 | 0 | 0 | 0 | 0 | 0 | 0 | 0 | 0 | -344326.8984 | 0 | 0 | 0 | 0 | 0 | 0 | 0 | 0 | 0 | 0 | 0
2016-10-11 03:00 | 0 | 0 | 0 | 0 | 56342.1016 | 0 | 400669 | 0 | 0 | 0 | 1849421.2159 | 0 | 0 | 0 | 0 | 0 | 0 | 0 | 0 | 0 | 0 | 0 | 0 | 0 | -344326.8984 | 0 | 0 | 0 | 0 | 0 | 0 | 0 | 0 | 0 | 0 | 0
2016-10-11 04:00 | 0 | 0 | 0 | 0 | 30925.1016 | 0 | 375252 | 0 | 0 | 0 | 1505094.3176 | 0 | 0 | 0 | 0 | 0 | 0 | 0 | 0 | 0 | 0 | 0 | 0 | 0 | -344326.8984 | 0 | 0 | 0 | 0 | 0 | 0 | 0 | 0 | 0 | 0 | 0
2016-10-11 05:00 | 0 | 0 | 0 | 0 | 12703.1016 | 0 | 357030 | 0 | 0 | 0 | 1160767.4192 | 0 | 0 | 0 | 0 | 0 | 0 | 0 | 0 | 0 | 0 | 0 | 0 | 0 | -344326.8984 | 0 | 0 | 0 | 0 | 0 | 0 | 0 | 0 | 0 | 0 | 0
2016-10-11 06:00 | 0 | 0 | 0 | 0 | 687910.8984 | 0 | 343584 | 0 | 0 | 0 | 1505094.3176 | 0 | 0 | 0 | 0 | 0 | 0 | 0 | 0 | 0 | 0 | 0 | 0 | 0 | 344326.8984 | 0 | 0 | 0 | 0 | 0 | 0 | 0 | 0 | 0 | 0 | 0
2016-10-11 07:00 | 0 | 0 | 0 | 0 | 0 | 0 | 336113 | 0 | 0 | 0 | 1168981.3176 | 0 | 0 | 0 | 0 | 0 | 0 | 0 | 0 | 0 | 0 | 0 | 0 | 0 | -336113 | 0 | 0 | 0 | 0 | 0 | 0 | 0 | 0 | 0 | 0 | 0
2016-10-11 08:00 | 0 | 0 | 0 | 0 | 0 | 0 | 334737 | 0 | 0 | 0 | 834244.3176 | 0 | 0 | 0 | 0 | 0 | 0 | 0 | 0 | 0 | 0 | 0 | 0 | 0 | -334737 | 0 | 0 | 0 | 0 | 0 | 0 | 0 | 0 | 0 | 0 | 0
2016-10-11 09:00 | 0 | 0 | 0 | 0 | 0 | 0 | 343866 | 0 | 0 | 0 | 490378.3176 | 0 | 0 | 0 | 0 | 0 | 0 | 0 | 0 | 0 | 0 | 0 | 0 | 0 | -343866 | 0 | 0 | 0 | 0 | 0 | 0 | 0 | 0 | 0 | 0 | 0
2016-10-11 10:00 | 0 | 0 | 0 | 0 | 341697.2247 | 0 | 369914 | 0 | 0 | 0 | 462161.5423 | 0 | 0 | 0 | 0 | 0 | 0 | 0 | 0 | 0 | 0 | 0 | 0 | 0 | -28216.7753 | 0 | 0 | 0 | 0 | 0 | 0 | 0 | 0 | 0 | 0 | 0
2016-10-11 11:00 | 0 | 0 | 0 | 0 | 622461.2544 | 0 | 395969 | 0 | 0 | 0 | 688653.7967 | 0 | 0 | 0 | 0 | 0 | 0 | 0 | 0 | 0 | 0 | 0 | 0 | 0 | 226492.2544 | 0 | 0 | 0 | 0 | 0 | 0 | 0 | 0 | 0 | 0 | 0
2016-10-11 12:00 | 0 | 0 | 0 | 0 | 63591.1016 | 0 | 407918 | 0 | 0 | 0 | 344326.8984 | 0 | 0 | 0 | 0 | 0 | 0 | 0 | 0 | 0 | 0 | 0 | 0 | 0 | -344326.8984 | 0 | 0 | 0 | 0 | 0 | 0 | 0 | 0 | 0 | 0 | 0
2016-10-11 13:00 | 0 | 0 | 0 | 0 | 51615.8361 | 21263.2655 | 417206 | 0 | 0 | 0 | 0 | 0 | 0 | 0 | 0 | 0 | 0 | 0 | 0 | 0 | 0 | 0 | 0 | 0 | -344326.8984 | 0 | 0 | 0 | 0 | 0 | 0 | 0 | 0 | 0 | 0 | 0
2016-10-11 14:00 | 0 | 0 | 0 | 0 | 289218.9248 | 417043.4752 | 425449 | 0 | 0 | 0 | 280813.4 | 0 | 0 | 0 | 0 | 0 | 0 | 0 | 0 | 0 | 0 | 0 | 0 | 0 | 280813.4 | 0 | 0 | 0 | 0 | 0 | 0 | 0 | 0 | 0 | 0 | 0
2016-10-11 15:00 | 0 | 0 | 0 | 0 | 0 | 776973.8984 | 432647 | 0 | 0 | 0 | 625140.2983 | 0 | 0 | 0 | 0 | 0 | 0 | 0 | 0 | 0 | 0 | 0 | 0 | 0 | 344326.8984 | 0 | 0 | 0 | 0 | 0 | 0 | 0 | 0 | 0 | 0 | 0
2016-10-11 16:00 | 0 | 0 | 0 | 0 | 0 | 783978.8984 | 439652 | 0 | 0 | 0 | 969467.1967 | 0 | 0 | 0 | 0 | 0 | 0 | 0 | 0 | 0 | 0 | 0 | 0 | 0 | 344326.8984 | 0 | 0 | 0 | 0 | 0 | 0 | 0 | 0 | 0 | 0 | 0
2016-10-11 17:00 | 0 | 0 | 0 | 0 | 0 | 790718.8984 | 446392 | 0 | 0 | 0 | 1313794.0951 | 0 | 0 | 0 | 0 | 0 | 0 | 0 | 0 | 0 | 0 | 0 | 0 | 0 | 344326.8984 | 0 | 0 | 0 | 0 | 0 | 0 | 0 | 0 | 0 | 0 | 0
2016-10-11 18:00 | 0 | 0 | 0 | 0 | 0 | 797753.8984 | 453427 | 0 | 0 | 0 | 1658120.9934 | 0 | 0 | 0 | 0 | 0 | 0 | 0 | 0 | 0 | 0 | 0 | 0 | 0 | 344326.8984 | 0 | 0 | 0 | 0 | 0 | 0 | 0 | 0 | 0 | 0 | 0
2016-10-11 19:00 | 0 | 0 | 0 | 0 | 0 | 802779.8984 | 458453 | 0 | 0 | 0 | 2002447.8918 | 0 | 0 | 0 | 0 | 0 | 0 | 0 | 0 | 0 | 0 | 0 | 0 | 0 | 344326.8984 | 0 | 0 | 0 | 0 | 0 | 0 | 0 | 0 | 0 | 0 | 0
2016-10-11 20:00 | 0 | 0 | 0 | 0 | 0 | 808459.8984 | 464133 | 0 | 0 | 0 | 2346774.7902 | 0 | 0 | 0 | 0 | 0 | 0 | 0 | 0 | 0 | 0 | 0 | 0 | 0 | 344326.8984 | 0 | 0 | 0 | 0 | 0 | 0 | 0 | 0 | 0 | 0 | 0
2016-10-11 21:00 | 0 | 0 | 0 | 0 | 0 | 812845.8984 | 468519 | 0 | 0 | 0 | 2691101.6885 | 0 | 0 | 0 | 0 | 0 | 0 | 0 | 0 | 0 | 0 | 0 | 0 | 0 | 344326.8984 | 0 | 0 | 0 | 0 | 0 | 0 | 0 | 0 | 0 | 0 | 0
2016-10-11 22:00 | 0 | 0 | 0 | 0 | 0 | 833028.1378 | 469706 | 0 | 0 | 0 | 3035428.5869 | 0 | 0 | 18995.2394 | 0 | 0 | 0 | 0 | 0 | 0 | 0 | 0 | 0 | 0 | 344326.8984 | 0 | 0 | 0 | 18995.2394 | 0 | 0 | 0 | 0 | 0 | 0 | 0
2016-10-11 23:00 | 0 | 0 | 0 | 0 | 92275.3885 | 707307.2704 | 474251 | 0 | 0 | 0 | 3379755.4853 | 0 | 0 | 0 | 0 | 0 | 0 | 0 | 0 | 0 | 0 | 0 | 0 | 0 | 344326.8984 | 0 | 0 | 0 | -18995.2394 | 0 | 0 | 0 | 0 | 0 | 0 | 0
2016-10-12 | 0 | 0 | 0 | 0 | 0 | 240189.7562 | 471249 | 0 | 0 | 0 | 3148696.2415 | 0 | 0 | 0 | 0 | 0 | 0 | 0 | 0 | 0 | 0 | 0 | 0 | 0 | -231059.2438 | 0 | 0 | 0 | 0 | 0 | 0 | 0 | 0 | 0 | 0 | 0
2016-10-12 01:00 | 0 | 0 | 0 | 0 | 111894.9584 | 710.1432 | 456932 | 0 | 0 | 0 | 2804369.3431 | 0 | 0 | 0 | 0 | 0 | 0 | 0 | 0 | 0 | 0 | 0 | 0 | 0 | -344326.8984 | 0 | 0 | 0 | 0 | 0 | 0 | 0 | 0 | 0 | 0 | 0
2016-10-12 02:00 | 0 | 0 | 0 | 0 | 89157.1016 | 0 | 433484 | 0 | 0 | 0 | 2460042.4447 | 0 | 0 | 0 | 0 | 0 | 0 | 0 | 0 | 0 | 0 | 0 | 0 | 0 | -344326.8984 | 0 | 0 | 0 | 0 | 0 | 0 | 0 | 0 | 0 | 0 | 0
2016-10-12 03:00 | 0 | 0 | 0 | 0 | 61716.1016 | 0 | 406043 | 0 | 0 | 0 | 2115715.5464 | 0 | 0 | 0 | 0 | 0 | 0 | 0 | 0 | 0 | 0 | 0 | 0 | 0 | -344326.8984 | 0 | 0 | 0 | 0 | 0 | 0 | 0 | 0 | 0 | 0 | 0
2016-10-12 04:00 | 0 | 0 | 0 | 0 | 36665.1016 | 0 | 380992 | 0 | 0 | 0 | 1771388.648 | 0 | 0 | 0 | 0 | 0 | 0 | 0 | 0 | 0 | 0 | 0 | 0 | 0 | -344326.8984 | 0 | 0 | 0 | 0 | 0 | 0 | 0 | 0 | 0 | 0 | 0
2016-10-12 05:00 | 0 | 0 | 0 | 0 | 17433.1016 | 0 | 361760 | 0 | 0 | 0 | 1427061.7496 | 0 | 0 | 0 | 0 | 0 | 0 | 0 | 0 | 0 | 0 | 0 | 0 | 0 | -344326.8984 | 0 | 0 | 0 | 0 | 0 | 0 | 0 | 0 | 0 | 0 | 0
2016-10-12 06:00 | 0 | 0 | 0 | 0 | 679237.673 | 0 | 348243 | 0 | 0 | 0 | 1758056.4226 | 0 | 0 | 0 | 0 | 0 | 0 | 0 | 0 | 0 | 0 | 0 | 0 | 0 | 330994.673 | 0 | 0 | 0 | 0 | 0 | 0 | 0 | 0 | 0 | 0 | 0
2016-10-12 07:00 | 0 | 0 | 0 | 0 | 0 | 0 | 340838 | 0 | 0 | 0 | 1417218.4226 | 0 | 0 | 0 | 0 | 0 | 0 | 0 | 0 | 0 | 0 | 0 | 0 | 0 | -340838 | 0 | 0 | 0 | 0 | 0 | 0 | 0 | 0 | 0 | 0 | 0
2016-10-12 08:00 | 0 | 0 | 0 | 0 | 0 | 0 | 340028 | 0 | 0 | 0 | 1077190.4226 | 0 | 0 | 0 | 0 | 0 | 0 | 0 | 0 | 0 | 0 | 0 | 0 | 0 | -340028 | 0 | 0 | 0 | 0 | 0 | 0 | 0 | 0 | 0 | 0 | 0
2016-10-12 09:00 | 0 | 0 | 0 | 0 | 4141.1016 | 0 | 348468 | 0 | 0 | 0 | 732863.5242 | 0 | 0 | 0 | 0 | 0 | 0 | 0 | 0 | 0 | 0 | 0 | 0 | 0 | -344326.8984 | 0 | 0 | 0 | 0 | 0 | 0 | 0 | 0 | 0 | 0 | 0
2016-10-12 10:00 | 0 | 0 | 0 | 0 | 103850.8491 | 0 | 373533 | 0 | 0 | 0 | 463181.3734 | 0 | 0 | 0 | 0 | 0 | 0 | 0 | 0 | 0 | 0 | 0 | 0 | 0 | -269682.1509 | 0 | 0 | 0 | 0 | 0 | 0 | 0 | 0 | 0 | 0 | 0
2016-10-12 11:00 | 0 | 0 | 0 | 0 | 643693.3216 | 0 | 399567 | 0 | 0 | 0 | 707307.695 | 0 | 0 | 0 | 0 | 0 | 0 | 0 | 0 | 0 | 0 | 0 | 0 | 0 | 244126.3216 | 0 | 0 | 0 | 0 | 0 | 0 | 0 | 0 | 0 | 0 | 0
2016-10-12 12:00 | 0 | 0 | 0 | 0 | 67624.1016 | 0 | 411951 | 0 | 0 | 0 | 362980.7966 | 0 | 0 | 0 | 0 | 0 | 0 | 0 | 0 | 0 | 0 | 0 | 0 | 0 | -344326.8984 | 0 | 0 | 0 | 0 | 0 | 0 | 0 | 0 | 0 | 0 | 0
2016-10-12 13:00 | 0 | 0 | 0 | 0 | 59791.9469 | 18887.1548 | 423006 | 0 | 0 | 0 | 18653.8983 | 0 | 0 | 0 | 0 | 0 | 0 | 0 | 0 | 0 | 0 | 0 | 0 | 0 | -344326.8984 | 0 | 0 | 0 | 0 | 0 | 0 | 0 | 0 | 0 | 0 | 0
2016-10-12 14:00 | 0 | 0 | 0 | 0 | 357721.024 | 420288.8744 | 433683 | 0 | 0 | 0 | 362980.7966 | 0 | 0 | 0 | 0 | 0 | 0 | 0 | 0 | 0 | 0 | 0 | 0 | 0 | 344326.8984 | 0 | 0 | 0 | 0 | 0 | 0 | 0 | 0 | 0 | 0 | 0
2016-10-12 15:00 | 0 | 0 | 0 | 0 | 0 | 786665.8984 | 442339 | 0 | 0 | 0 | 707307.695 | 0 | 0 | 0 | 0 | 0 | 0 | 0 | 0 | 0 | 0 | 0 | 0 | 0 | 344326.8984 | 0 | 0 | 0 | 0 | 0 | 0 | 0 | 0 | 0 | 0 | 0
2016-10-12 16:00 | 0 | 0 | 0 | 0 | 0 | 793832.8984 | 449506 | 0 | 0 | 0 | 1051634.5934 | 0 | 0 | 0 | 0 | 0 | 0 | 0 | 0 | 0 | 0 | 0 | 0 | 0 | 344326.8984 | 0 | 0 | 0 | 0 | 0 | 0 | 0 | 0 | 0 | 0 | 0
2016-10-12 17:00 | 0 | 0 | 0 | 0 | 0 | 800870.8984 | 456544 | 0 | 0 | 0 | 1395961.4917 | 0 | 0 | 0 | 0 | 0 | 0 | 0 | 0 | 0 | 0 | 0 | 0 | 0 | 344326.8984 | 0 | 0 | 0 | 0 | 0 | 0 | 0 | 0 | 0 | 0 | 0
2016-10-12 18:00 | 0 | 0 | 0 | 0 | 0 | 807013.8984 | 462687 | 0 | 0 | 0 | 1740288.3901 | 0 | 0 | 0 | 0 | 0 | 0 | 0 | 0 | 0 | 0 | 0 | 0 | 0 | 344326.8984 | 0 | 0 | 0 | 0 | 0 | 0 | 0 | 0 | 0 | 0 | 0
2016-10-12 19:00 | 0 | 0 | 0 | 0 | 0 | 811488.8984 | 467162 | 0 | 0 | 0 | 2084615.2885 | 0 | 0 | 0 | 0 | 0 | 0 | 0 | 0 | 0 | 0 | 0 | 0 | 0 | 344326.8984 | 0 | 0 | 0 | 0 | 0 | 0 | 0 | 0 | 0 | 0 | 0
2016-10-12 20:00 | 0 | 0 | 0 | 0 | 0 | 815382.8984 | 471056 | 0 | 0 | 0 | 2428942.1868 | 0 | 0 | 0 | 0 | 0 | 0 | 0 | 0 | 0 | 0 | 0 | 0 | 0 | 344326.8984 | 0 | 0 | 0 | 0 | 0 | 0 | 0 | 0 | 0 | 0 | 0
2016-10-12 21:00 | 0 | 0 | 0 | 0 | 0 | 830483.4086 | 474321 | 0 | 0 | 0 | 2773269.0852 | 0 | 0 | 11835.5102 | 0 | 0 | 0 | 0 | 0 | 0 | 0 | 0 | 0 | 0 | 344326.8984 | 0 | 0 | 0 | 11835.5102 | 0 | 0 | 0 | 0 | 0 | 0 | 0
2016-10-12 22:00 | 0 | 0 | 0 | 0 | 0 | 825936.6276 | 474450 | 0 | 0 | 0 | 3117595.9836 | 0 | 0 | 18995.2394 | 0 | 0 | 0 | 0 | 0 | 0 | 0 | 0 | 0 | 0 | 344326.8984 | 0 | 0 | 0 | 7159.7292 | 0 | 0 | 0 | 0 | 0 | 0 | 0
2016-10-12 23:00 | 0 | 0 | 0 | 0 | 0 | 595570.7234 | 477720 | 0 | 0 | 0 | 3254441.9464 | 0 | 0 | 0 | 0 | 0 | 0 | 0 | 0 | 0 | 0 | 0 | 0 | 0 | 136845.9628 | 0 | 0 | 0 | -18995.2394 | 0 | 0 | 0 | 0 | 0 | 0 | 0
2016-10-13 | 0 | 0 | 0 | 0 | 0 | 196871.1205 | 473170 | 0 | 0 | 0 | 2978143.0669 | 0 | 0 | 0 | 0 | 0 | 0 | 0 | 0 | 0 | 0 | 0 | 0 | 0 | -276298.8795 | 0 | 0 | 0 | 0 | 0 | 0 | 0 | 0 | 0 | 0 | 0
2016-10-13 01:00 | 0 | 0 | 0 | 0 | 113666.7002 | 467.4015 | 458461 | 0 | 0 | 0 | 2633816.1685 | 0 | 0 | 0 | 0 | 0 | 0 | 0 | 0 | 0 | 0 | 0 | 0 | 0 | -344326.8984 | 0 | 0 | 0 | 0 | 0 | 0 | 0 | 0 | 0 | 0 | 0
2016-10-13 02:00 | 0 | 0 | 0 | 0 | 415740.9539 | 0 | 435066 | 0 | 0 | 0 | 2614491.1224 | 0 | 0 | 0 | 0 | 0 | 0 | 0 | 0 | 0 | 0 | 0 | 0 | 0 | -19325.0461 | 0 | 0 | 0 | 0 | 0 | 0 | 0 | 0 | 0 | 0 | 0
2016-10-13 03:00 | 0 | 0 | 0 | 0 | 62783.1016 | 0 | 407110 | 0 | 0 | 0 | 2270164.224 | 0 | 0 | 0 | 0 | 0 | 0 | 0 | 0 | 0 | 0 | 0 | 0 | 0 | -344326.8984 | 0 | 0 | 0 | 0 | 0 | 0 | 0 | 0 | 0 | 0 | 0
2016-10-13 04:00 | 0 | 0 | 0 | 0 | 37538.1016 | 0 | 381865 | 0 | 0 | 0 | 1925837.3256 | 0 | 0 | 0 | 0 | 0 | 0 | 0 | 0 | 0 | 0 | 0 | 0 | 0 | -344326.8984 | 0 | 0 | 0 | 0 | 0 | 0 | 0 | 0 | 0 | 0 | 0
2016-10-13 05:00 | 0 | 0 | 0 | 0 | 18202.1016 | 0 | 362529 | 0 | 0 | 0 | 1581510.4273 | 0 | 0 | 0 | 0 | 0 | 0 | 0 | 0 | 0 | 0 | 0 | 0 | 0 | -344326.8984 | 0 | 0 | 0 | 0 | 0 | 0 | 0 | 0 | 0 | 0 | 0
2016-10-13 06:00 | 0 | 0 | 0 | 0 | 452322.8512 | 0 | 348729 | 0 | 0 | 0 | 1685104.2785 | 0 | 0 | 0 | 0 | 0 | 0 | 0 | 0 | 0 | 0 | 0 | 0 | 0 | 103593.8512 | 0 | 0 | 0 | 0 | 0 | 0 | 0 | 0 | 0 | 0 | 0
2016-10-13 07:00 | 0 | 0 | 0 | 0 | 0 | 0 | 341147 | 0 | 0 | 0 | 1343957.2785 | 0 | 0 | 0 | 0 | 0 | 0 | 0 | 0 | 0 | 0 | 0 | 0 | 0 | -341147 | 0 | 0 | 0 | 0 | 0 | 0 | 0 | 0 | 0 | 0 | 0
2016-10-13 08:00 | 0 | 0 | 0 | 0 | 0 | 0 | 340195 | 0 | 0 | 0 | 1003762.2785 | 0 | 0 | 0 | 0 | 0 | 0 | 0 | 0 | 0 | 0 | 0 | 0 | 0 | -340195 | 0 | 0 | 0 | 0 | 0 | 0 | 0 | 0 | 0 | 0 | 0
2016-10-13 09:00 | 0 | 0 | 0 | 0 | 425755.6787 | 0 | 348595 | 0 | 0 | 0 | 1080922.9572 | 0 | 0 | 0 | 0 | 0 | 0 | 0 | 0 | 0 | 0 | 0 | 0 | 0 | 77160.6787 | 0 | 0 | 0 | 0 | 0 | 0 | 0 | 0 | 0 | 0 | 0
2016-10-13 10:00 | 0 | 0 | 0 | 0 | 29092.1016 | 0 | 373419 | 0 | 0 | 0 | 736596.0589 | 0 | 0 | 0 | 0 | 0 | 0 | 0 | 0 | 0 | 0 | 0 | 0 | 0 | -344326.8984 | 0 | 0 | 0 | 0 | 0 | 0 | 0 | 0 | 0 | 0 | 0
2016-10-13 11:00 | 0 | 0 | 0 | 0 | 55088.1016 | 0 | 399415 | 0 | 0 | 0 | 392269.1605 | 0 | 0 | 0 | 0 | 0 | 0 | 0 | 0 | 0 | 0 | 0 | 0 | 0 | -344326.8984 | 0 | 0 | 0 | 0 | 0 | 0 | 0 | 0 | 0 | 0 | 0
2016-10-13 12:00 | 0 | 0 | 0 | 0 | 399123.8734 | 0 | 412453 | 0 | 0 | 0 | 378940.0339 | 0 | 0 | 0 | 0 | 0 | 0 | 0 | 0 | 0 | 0 | 0 | 0 | 0 | -13329.1266 | 0 | 0 | 0 | 0 | 0 | 0 | 0 | 0 | 0 | 0 | 0
2016-10-13 13:00 | 0 | 0 | 0 | 0 | 317936.9718 | 9548.6604 | 423354 | 0 | 0 | 0 | 283071.6661 | 0 | 0 | 0 | 0 | 0 | 0 | 0 | 0 | 0 | 0 | 0 | 0 | 0 | -95868.3678 | 0 | 0 | 0 | 0 | 0 | 0 | 0 | 0 | 0 | 0 | 0
2016-10-13 14:00 | 0 | 0 | 0 | 0 | 0 | 333732.522 | 433595 | 0 | 0 | 0 | 183209.1881 | 0 | 0 | 0 | 0 | 0 | 0 | 0 | 0 | 0 | 0 | 0 | 0 | 0 | -99862.478 | 0 | 0 | 0 | 0 | 0 | 0 | 0 | 0 | 0 | 0 | 0
2016-10-13 15:00 | 0 | 0 | 0 | 0 | 0 | 765094.8434 | 441745 | 0 | 0 | 0 | 506559.0315 | 0 | 0 | 0 | 0 | 0 | 0 | 0 | 0 | 0 | 0 | 0 | 0 | 0 | 323349.8434 | 0 | 0 | 0 | 0 | 0 | 0 | 0 | 0 | 0 | 0 | 0
2016-10-13 16:00 | 0 | 0 | 0 | 0 | 0 | 792468.8984 | 448142 | 0 | 0 | 0 | 850885.9299 | 0 | 0 | 0 | 0 | 0 | 0 | 0 | 0 | 0 | 0 | 0 | 0 | 0 | 344326.8984 | 0 | 0 | 0 | 0 | 0 | 0 | 0 | 0 | 0 | 0 | 0
2016-10-13 17:00 | 0 | 0 | 0 | 0 | 0 | 798917.8984 | 454591 | 0 | 0 | 0 | 1195212.8282 | 0 | 0 | 0 | 0 | 0 | 0 | 0 | 0 | 0 | 0 | 0 | 0 | 0 | 344326.8984 | 0 | 0 | 0 | 0 | 0 | 0 | 0 | 0 | 0 | 0 | 0
2016-10-13 18:00 | 0 | 0 | 0 | 0 | 0 | 805042.8984 | 460716 | 0 | 0 | 0 | 1539539.7266 | 0 | 0 | 0 | 0 | 0 | 0 | 0 | 0 | 0 | 0 | 0 | 0 | 0 | 344326.8984 | 0 | 0 | 0 | 0 | 0 | 0 | 0 | 0 | 0 | 0 | 0
2016-10-13 19:00 | 0 | 0 | 0 | 0 | 0 | 809320.8984 | 464994 | 0 | 0 | 0 | 1883866.625 | 0 | 0 | 0 | 0 | 0 | 0 | 0 | 0 | 0 | 0 | 0 | 0 | 0 | 344326.8984 | 0 | 0 | 0 | 0 | 0 | 0 | 0 | 0 | 0 | 0 | 0
2016-10-13 20:00 | 0 | 0 | 0 | 0 | 0 | 812303.8984 | 467977 | 0 | 0 | 0 | 2228193.5233 | 0 | 0 | 0 | 0 | 0 | 0 | 0 | 0 | 0 | 0 | 0 | 0 | 0 | 344326.8984 | 0 | 0 | 0 | 0 | 0 | 0 | 0 | 0 | 0 | 0 | 0
2016-10-13 21:00 | 0 | 0 | 0 | 0 | 0 | 813723.8984 | 469397 | 0 | 0 | 0 | 2572520.4217 | 0 | 0 | 0 | 0 | 0 | 0 | 0 | 0 | 0 | 0 | 0 | 0 | 0 | 344326.8984 | 0 | 0 | 0 | 0 | 0 | 0 | 0 | 0 | 0 | 0 | 0
2016-10-13 22:00 | 0 | 0 | 0 | 0 | 0 | 831523.1378 | 468201 | 0 | 0 | 0 | 2916847.3201 | 0 | 0 | 18995.2394 | 0 | 0 | 0 | 0 | 0 | 0 | 0 | 0 | 0 | 0 | 344326.8984 | 0 | 0 | 0 | 18995.2394 | 0 | 0 | 0 | 0 | 0 | 0 | 0
2016-10-13 23:00 | 0 | 0 | 0 | 0 | 0 | 627583.8194 | 472705 | 0 | 0 | 0 | 3090721.3789 | 0 | 0 | 0 | 0 | 0 | 0 | 0 | 0 | 0 | 0 | 0 | 0 | 0 | 173874.0588 | 0 | 0 | 0 | -18995.2394 | 0 | 0 | 0 | 0 | 0 | 0 | 0
2016-10-14 | 0 | 0 | 0 | 0 | 0 | 157555.9205 | 470940 | 0 | 0 | 0 | 2777337.2994 | 0 | 0 | 0 | 0 | 0 | 0 | 0 | 0 | 0 | 0 | 0 | 0 | 0 | -313384.0795 | 0 | 0 | 0 | 0 | 0 | 0 | 0 | 0 | 0 | 0 | 0
2016-10-14 01:00 | 0 | 0 | 0 | 0 | 112348.4767 | 275.625 | 456951 | 0 | 0 | 0 | 2433010.401 | 0 | 0 | 0 | 0 | 0 | 0 | 0 | 0 | 0 | 0 | 0 | 0 | 0 | -344326.8984 | 0 | 0 | 0 | 0 | 0 | 0 | 0 | 0 | 0 | 0 | 0
2016-10-14 02:00 | 0 | 0 | 0 | 0 | 89015.1016 | 0 | 433342 | 0 | 0 | 0 | 2088683.5027 | 0 | 0 | 0 | 0 | 0 | 0 | 0 | 0 | 0 | 0 | 0 | 0 | 0 | -344326.8984 | 0 | 0 | 0 | 0 | 0 | 0 | 0 | 0 | 0 | 0 | 0
2016-10-14 03:00 | 0 | 0 | 0 | 0 | 62709.1016 | 0 | 407036 | 0 | 0 | 0 | 1744356.6043 | 0 | 0 | 0 | 0 | 0 | 0 | 0 | 0 | 0 | 0 | 0 | 0 | 0 | -344326.8984 | 0 | 0 | 0 | 0 | 0 | 0 | 0 | 0 | 0 | 0 | 0
2016-10-14 04:00 | 0 | 0 | 0 | 0 | 38269.1016 | 0 | 382596 | 0 | 0 | 0 | 1400029.7059 | 0 | 0 | 0 | 0 | 0 | 0 | 0 | 0 | 0 | 0 | 0 | 0 | 0 | -344326.8984 | 0 | 0 | 0 | 0 | 0 | 0 | 0 | 0 | 0 | 0 | 0
2016-10-14 05:00 | 0 | 0 | 0 | 0 | 706604.8984 | 0 | 362278 | 0 | 0 | 0 | 1744356.6043 | 0 | 0 | 0 | 0 | 0 | 0 | 0 | 0 | 0 | 0 | 0 | 0 | 0 | 344326.8984 | 0 | 0 | 0 | 0 | 0 | 0 | 0 | 0 | 0 | 0 | 0
2016-10-14 06:00 | 0 | 0 | 0 | 0 | 3681.1016 | 0 | 348008 | 0 | 0 | 0 | 1400029.7059 | 0 | 0 | 0 | 0 | 0 | 0 | 0 | 0 | 0 | 0 | 0 | 0 | 0 | -344326.8984 | 0 | 0 | 0 | 0 | 0 | 0 | 0 | 0 | 0 | 0 | 0
2016-10-14 07:00 | 0 | 0 | 0 | 0 | 0 | 0 | 340313 | 0 | 0 | 0 | 1059716.7059 | 0 | 0 | 0 | 0 | 0 | 0 | 0 | 0 | 0 | 0 | 0 | 0 | 0 | -340313 | 0 | 0 | 0 | 0 | 0 | 0 | 0 | 0 | 0 | 0 | 0
2016-10-14 08:00 | 0 | 0 | 0 | 0 | 0 | 0 | 339060 | 0 | 0 | 0 | 720656.7059 | 0 | 0 | 0 | 0 | 0 | 0 | 0 | 0 | 0 | 0 | 0 | 0 | 0 | -339060 | 0 | 0 | 0 | 0 | 0 | 0 | 0 | 0 | 0 | 0 | 0
2016-10-14 09:00 | 0 | 0 | 0 | 0 | 3399.1016 | 0 | 347726 | 0 | 0 | 0 | 376329.8076 | 0 | 0 | 0 | 0 | 0 | 0 | 0 | 0 | 0 | 0 | 0 | 0 | 0 | -344326.8984 | 0 | 0 | 0 | 0 | 0 | 0 | 0 | 0 | 0 | 0 | 0
2016-10-14 10:00 | 0 | 0 | 0 | 0 | 683469.9892 | 0 | 371146 | 0 | 0 | 0 | 688653.7967 | 0 | 0 | 0 | 0 | 0 | 0 | 0 | 0 | 0 | 0 | 0 | 0 | 0 | 312323.9892 | 0 | 0 | 0 | 0 | 0 | 0 | 0 | 0 | 0 | 0 | 0
2016-10-14 11:00 | 0 | 0 | 0 | 0 | 52099.1016 | 0 | 396426 | 0 | 0 | 0 | 344326.8984 | 0 | 0 | 0 | 0 | 0 | 0 | 0 | 0 | 0 | 0 | 0 | 0 | 0 | -344326.8984 | 0 | 0 | 0 | 0 | 0 | 0 | 0 | 0 | 0 | 0 | 0
2016-10-14 12:00 | 0 | 0 | 0 | 0 | 64919.1016 | 0 | 409246 | 0 | 0 | 0 | 0 | 0 | 0 | 0 | 0 | 0 | 0 | 0 | 0 | 0 | 0 | 0 | 0 | 0 | -344326.8984 | 0 | 0 | 0 | 0 | 0 | 0 | 0 | 0 | 0 | 0 | 0
2016-10-14 13:00 | 0 | 0 | 0 | 0 | 407121.4112 | 12609.5888 | 419731 | 0 | 0 | 0 | 0 | 0 | 0 | 0 | 0 | 0 | 0 | 0 | 0 | 0 | 0 | 0 | 0 | 0 | 0 | 0 | 0 | 0 | 0 | 0 | 0 | 0 | 0 | 0 | 0 | 0
2016-10-14 14:00 | 0 | 0 | 0 | 0 | 388638.5662 | 385211.3321 | 429523 | 0 | 0 | 0 | 344326.8984 | 0 | 0 | 0 | 0 | 0 | 0 | 0 | 0 | 0 | 0 | 0 | 0 | 0 | 344326.8984 | 0 | 0 | 0 | 0 | 0 | 0 | 0 | 0 | 0 | 0 | 0
2016-10-14 15:00 | 0 | 0 | 0 | 0 | 0 | 752505.5671 | 436532 | 0 | 0 | 0 | 660300.4654 | 0 | 0 | 0 | 0 | 0 | 0 | 0 | 0 | 0 | 0 | 0 | 0 | 0 | 315973.5671 | 0 | 0 | 0 | 0 | 0 | 0 | 0 | 0 | 0 | 0 | 0
2016-10-14 16:00 | 0 | 0 | 0 | 0 | 0 | 786806.8984 | 442480 | 0 | 0 | 0 | 1004627.3638 | 0 | 0 | 0 | 0 | 0 | 0 | 0 | 0 | 0 | 0 | 0 | 0 | 0 | 344326.8984 | 0 | 0 | 0 | 0 | 0 | 0 | 0 | 0 | 0 | 0 | 0
2016-10-14 17:00 | 0 | 0 | 0 | 0 | 0 | 792614.8984 | 448288 | 0 | 0 | 0 | 1348954.2622 | 0 | 0 | 0 | 0 | 0 | 0 | 0 | 0 | 0 | 0 | 0 | 0 | 0 | 344326.8984 | 0 | 0 | 0 | 0 | 0 | 0 | 0 | 0 | 0 | 0 | 0
2016-10-14 18:00 | 0 | 0 | 0 | 0 | 0 | 797338.8984 | 453012 | 0 | 0 | 0 | 1693281.1605 | 0 | 0 | 0 | 0 | 0 | 0 | 0 | 0 | 0 | 0 | 0 | 0 | 0 | 344326.8984 | 0 | 0 | 0 | 0 | 0 | 0 | 0 | 0 | 0 | 0 | 0
2016-10-14 19:00 | 0 | 0 | 0 | 0 | 0 | 800335.8984 | 456009 | 0 | 0 | 0 | 2037608.0589 | 0 | 0 | 0 | 0 | 0 | 0 | 0 | 0 | 0 | 0 | 0 | 0 | 0 | 344326.8984 | 0 | 0 | 0 | 0 | 0 | 0 | 0 | 0 | 0 | 0 | 0
2016-10-14 20:00 | 0 | 0 | 0 | 0 | 0 | 802526.8984 | 458200 | 0 | 0 | 0 | 2381934.9573 | 0 | 0 | 0 | 0 | 0 | 0 | 0 | 0 | 0 | 0 | 0 | 0 | 0 | 344326.8984 | 0 | 0 | 0 | 0 | 0 | 0 | 0 | 0 | 0 | 0 | 0
2016-10-14 21:00 | 0 | 0 | 0 | 0 | 0 | 802511.8984 | 458185 | 0 | 0 | 0 | 2726261.8556 | 0 | 0 | 0 | 0 | 0 | 0 | 0 | 0 | 0 | 0 | 0 | 0 | 0 | 344326.8984 | 0 | 0 | 0 | 0 | 0 | 0 | 0 | 0 | 0 | 0 | 0
2016-10-14 22:00 | 0 | 0 | 0 | 0 | 0 | 818561.1378 | 455239 | 0 | 0 | 0 | 3070588.754 | 0 | 0 | 18995.2394 | 0 | 0 | 0 | 0 | 0 | 0 | 0 | 0 | 0 | 0 | 344326.8984 | 0 | 0 | 0 | 18995.2394 | 0 | 0 | 0 | 0 | 0 | 0 | 0
2016-10-14 23:00 | 0 | 0 | 0 | 0 | 0 | 607906.0024 | 456333 | 0 | 0 | 0 | 3241156.9959 | 0 | 0 | 0 | 0 | 0 | 0 | 0 | 0 | 0 | 0 | 0 | 0 | 0 | 170568.2419 | 0 | 0 | 0 | -18995.2394 | 0 | 0 | 0 | 0 | 0 | 0 | 0
2016-10-15 | 0 | 0 | 0 | 0 | 0 | 131242.9609 | 451920 | 0 | 0 | 0 | 2920479.9567 | 0 | 0 | 0 | 0 | 0 | 0 | 0 | 0 | 0 | 0 | 0 | 0 | 0 | -320677.0391 | 0 | 0 | 0 | 0 | 0 | 0 | 0 | 0 | 0 | 0 | 0
2016-10-15 01:00 | 0 | 0 | 0 | 0 | 95889.0942 | 199.0074 | 440415 | 0 | 0 | 0 | 2576153.0584 | 0 | 0 | 0 | 0 | 0 | 0 | 0 | 0 | 0 | 0 | 0 | 0 | 0 | -344326.8984 | 0 | 0 | 0 | 0 | 0 | 0 | 0 | 0 | 0 | 0 | 0
2016-10-15 02:00 | 0 | 0 | 0 | 0 | 78136.1016 | 0 | 422463 | 0 | 0 | 0 | 2231826.16 | 0 | 0 | 0 | 0 | 0 | 0 | 0 | 0 | 0 | 0 | 0 | 0 | 0 | -344326.8984 | 0 | 0 | 0 | 0 | 0 | 0 | 0 | 0 | 0 | 0 | 0
2016-10-15 03:00 | 0 | 0 | 0 | 0 | 55665.1016 | 0 | 399992 | 0 | 0 | 0 | 1887499.2616 | 0 | 0 | 0 | 0 | 0 | 0 | 0 | 0 | 0 | 0 | 0 | 0 | 0 | -344326.8984 | 0 | 0 | 0 | 0 | 0 | 0 | 0 | 0 | 0 | 0 | 0
2016-10-15 04:00 | 0 | 0 | 0 | 0 | 33403.1016 | 0 | 377730 | 0 | 0 | 0 | 1543172.3633 | 0 | 0 | 0 | 0 | 0 | 0 | 0 | 0 | 0 | 0 | 0 | 0 | 0 | -344326.8984 | 0 | 0 | 0 | 0 | 0 | 0 | 0 | 0 | 0 | 0 | 0
2016-10-15 05:00 | 0 | 0 | 0 | 0 | 704449.8984 | 0 | 360123 | 0 | 0 | 0 | 1887499.2616 | 0 | 0 | 0 | 0 | 0 | 0 | 0 | 0 | 0 | 0 | 0 | 0 | 0 | 344326.8984 | 0 | 0 | 0 | 0 | 0 | 0 | 0 | 0 | 0 | 0 | 0
2016-10-15 06:00 | 0 | 0 | 0 | 0 | 1782.1016 | 0 | 346109 | 0 | 0 | 0 | 1543172.3633 | 0 | 0 | 0 | 0 | 0 | 0 | 0 | 0 | 0 | 0 | 0 | 0 | 0 | -344326.8984 | 0 | 0 | 0 | 0 | 0 | 0 | 0 | 0 | 0 | 0 | 0
2016-10-15 07:00 | 0 | 0 | 0 | 0 | 0 | 0 | 337138 | 0 | 0 | 0 | 1206034.3633 | 0 | 0 | 0 | 0 | 0 | 0 | 0 | 0 | 0 | 0 | 0 | 0 | 0 | -337138 | 0 | 0 | 0 | 0 | 0 | 0 | 0 | 0 | 0 | 0 | 0
2016-10-15 08:00 | 0 | 0 | 0 | 0 | 0 | 0 | 333073 | 0 | 0 | 0 | 872961.3633 | 0 | 0 | 0 | 0 | 0 | 0 | 0 | 0 | 0 | 0 | 0 | 0 | 0 | -333073 | 0 | 0 | 0 | 0 | 0 | 0 | 0 | 0 | 0 | 0 | 0
2016-10-15 09:00 | 0 | 0 | 0 | 0 | 0 | 0 | 334219 | 0 | 0 | 0 | 538742.3633 | 0 | 0 | 0 | 0 | 0 | 0 | 0 | 0 | 0 | 0 | 0 | 0 | 0 | -334219 | 0 | 0 | 0 | 0 | 0 | 0 | 0 | 0 | 0 | 0 | 0
2016-10-15 10:00 | 0 | 0 | 0 | 0 | 686070.8984 | 0 | 341744 | 0 | 0 | 0 | 883069.2616 | 0 | 0 | 0 | 0 | 0 | 0 | 0 | 0 | 0 | 0 | 0 | 0 | 0 | 344326.8984 | 0 | 0 | 0 | 0 | 0 | 0 | 0 | 0 | 0 | 0 | 0
2016-10-15 11:00 | 0 | 0 | 0 | 0 | 8827.1016 | 0 | 353154 | 0 | 0 | 0 | 538742.3633 | 0 | 0 | 0 | 0 | 0 | 0 | 0 | 0 | 0 | 0 | 0 | 0 | 0 | -344326.8984 | 0 | 0 | 0 | 0 | 0 | 0 | 0 | 0 | 0 | 0 | 0
2016-10-15 12:00 | 0 | 0 | 0 | 0 | 22097.1016 | 0 | 366424 | 0 | 0 | 0 | 194415.4649 | 0 | 0 | 0 | 0 | 0 | 0 | 0 | 0 | 0 | 0 | 0 | 0 | 0 | -344326.8984 | 0 | 0 | 0 | 0 | 0 | 0 | 0 | 0 | 0 | 0 | 0
2016-10-15 13:00 | 0 | 0 | 0 | 0 | 173905.9002 | 13002.6349 | 381324 | 0 | 0 | 0 | 0 | 0 | 0 | 0 | 0 | 0 | 0 | 0 | 0 | 0 | 0 | 0 | 0 | 0 | -194415.4649 | 0 | 0 | 0 | 0 | 0 | 0 | 0 | 0 | 0 | 0 | 0
2016-10-15 14:00 | 0 | 0 | 0 | 0 | 294002.8567 | 445484.0417 | 395160 | 0 | 0 | 0 | 344326.8984 | 0 | 0 | 0 | 0 | 0 | 0 | 0 | 0 | 0 | 0 | 0 | 0 | 0 | 344326.8984 | 0 | 0 | 0 | 0 | 0 | 0 | 0 | 0 | 0 | 0 | 0
2016-10-15 15:00 | 0 | 0 | 0 | 0 | 0 | 751670.8984 | 407344 | 0 | 0 | 0 | 688653.7967 | 0 | 0 | 0 | 0 | 0 | 0 | 0 | 0 | 0 | 0 | 0 | 0 | 0 | 344326.8984 | 0 | 0 | 0 | 0 | 0 | 0 | 0 | 0 | 0 | 0 | 0
2016-10-15 16:00 | 0 | 0 | 0 | 0 | 0 | 761761.8984 | 417435 | 0 | 0 | 0 | 1032980.6951 | 0 | 0 | 0 | 0 | 0 | 0 | 0 | 0 | 0 | 0 | 0 | 0 | 0 | 344326.8984 | 0 | 0 | 0 | 0 | 0 | 0 | 0 | 0 | 0 | 0 | 0
2016-10-15 17:00 | 0 | 0 | 0 | 0 | 0 | 769394.8984 | 425068 | 0 | 0 | 0 | 1377307.5935 | 0 | 0 | 0 | 0 | 0 | 0 | 0 | 0 | 0 | 0 | 0 | 0 | 0 | 344326.8984 | 0 | 0 | 0 | 0 | 0 | 0 | 0 | 0 | 0 | 0 | 0
2016-10-15 18:00 | 0 | 0 | 0 | 0 | 0 | 775905.8984 | 431579 | 0 | 0 | 0 | 1721634.4918 | 0 | 0 | 0 | 0 | 0 | 0 | 0 | 0 | 0 | 0 | 0 | 0 | 0 | 344326.8984 | 0 | 0 | 0 | 0 | 0 | 0 | 0 | 0 | 0 | 0 | 0
2016-10-15 19:00 | 0 | 0 | 0 | 0 | 0 | 781947.8984 | 437621 | 0 | 0 | 0 | 2065961.3902 | 0 | 0 | 0 | 0 | 0 | 0 | 0 | 0 | 0 | 0 | 0 | 0 | 0 | 344326.8984 | 0 | 0 | 0 | 0 | 0 | 0 | 0 | 0 | 0 | 0 | 0
2016-10-15 20:00 | 0 | 0 | 0 | 0 | 0 | 787286.8984 | 442960 | 0 | 0 | 0 | 2410288.2886 | 0 | 0 | 0 | 0 | 0 | 0 | 0 | 0 | 0 | 0 | 0 | 0 | 0 | 344326.8984 | 0 | 0 | 0 | 0 | 0 | 0 | 0 | 0 | 0 | 0 | 0
2016-10-15 21:00 | 0 | 0 | 0 | 0 | 0 | 789861.8984 | 445535 | 0 | 0 | 0 | 2754615.1869 | 0 | 0 | 0 | 0 | 0 | 0 | 0 | 0 | 0 | 0 | 0 | 0 | 0 | 344326.8984 | 0 | 0 | 0 | 0 | 0 | 0 | 0 | 0 | 0 | 0 | 0
2016-10-15 22:00 | 0 | 0 | 0 | 0 | 0 | 809758.1378 | 446436 | 0 | 0 | 0 | 3098942.0853 | 0 | 0 | 18995.2394 | 0 | 0 | 0 | 0 | 0 | 0 | 0 | 0 | 0 | 0 | 344326.8984 | 0 | 0 | 0 | 18995.2394 | 0 | 0 | 0 | 0 | 0 | 0 | 0
2016-10-15 23:00 | 0 | 0 | 0 | 0 | 0 | 687180.5647 | 449627 | 0 | 0 | 0 | 3355490.8894 | 0 | 0 | 0 | 0 | 0 | 0 | 0 | 0 | 0 | 0 | 0 | 0 | 0 | 256548.8041 | 0 | 0 | 0 | -18995.2394 | 0 | 0 | 0 | 0 | 0 | 0 | 0
2016-10-16 | 0 | 0 | 0 | 0 | 0 | 162331.5237 | 445552 | 0 | 0 | 0 | 3072270.4131 | 0 | 0 | 0 | 0 | 0 | 0 | 0 | 0 | 0 | 0 | 0 | 0 | 0 | -283220.4763 | 0 | 0 | 0 | 0 | 0 | 0 | 0 | 0 | 0 | 0 | 0
2016-10-16 01:00 | 0 | 0 | 0 | 0 | 90337.798 | 161.3036 | 434826 | 0 | 0 | 0 | 2727943.5148 | 0 | 0 | 0 | 0 | 0 | 0 | 0 | 0 | 0 | 0 | 0 | 0 | 0 | -344326.8984 | 0 | 0 | 0 | 0 | 0 | 0 | 0 | 0 | 0 | 0 | 0
2016-10-16 02:00 | 0 | 0 | 0 | 0 | 72984.1016 | 0 | 417311 | 0 | 0 | 0 | 2383616.6164 | 0 | 0 | 0 | 0 | 0 | 0 | 0 | 0 | 0 | 0 | 0 | 0 | 0 | -344326.8984 | 0 | 0 | 0 | 0 | 0 | 0 | 0 | 0 | 0 | 0 | 0
2016-10-16 03:00 | 0 | 0 | 0 | 0 | 51862.1016 | 0 | 396189 | 0 | 0 | 0 | 2039289.718 | 0 | 0 | 0 | 0 | 0 | 0 | 0 | 0 | 0 | 0 | 0 | 0 | 0 | -344326.8984 | 0 | 0 | 0 | 0 | 0 | 0 | 0 | 0 | 0 | 0 | 0
2016-10-16 04:00 | 0 | 0 | 0 | 0 | 30423.1016 | 0 | 374750 | 0 | 0 | 0 | 1694962.8197 | 0 | 0 | 0 | 0 | 0 | 0 | 0 | 0 | 0 | 0 | 0 | 0 | 0 | -344326.8984 | 0 | 0 | 0 | 0 | 0 | 0 | 0 | 0 | 0 | 0 | 0
2016-10-16 05:00 | 0 | 0 | 0 | 0 | 13016.1016 | 0 | 357343 | 0 | 0 | 0 | 1350635.9213 | 0 | 0 | 0 | 0 | 0 | 0 | 0 | 0 | 0 | 0 | 0 | 0 | 0 | -344326.8984 | 0 | 0 | 0 | 0 | 0 | 0 | 0 | 0 | 0 | 0 | 0
2016-10-16 06:00 | 0 | 0 | 0 | 0 | 687963.8984 | 0 | 343637 | 0 | 0 | 0 | 1694962.8197 | 0 | 0 | 0 | 0 | 0 | 0 | 0 | 0 | 0 | 0 | 0 | 0 | 0 | 344326.8984 | 0 | 0 | 0 | 0 | 0 | 0 | 0 | 0 | 0 | 0 | 0
2016-10-16 07:00 | 0 | 0 | 0 | 0 | 0 | 0 | 333971 | 0 | 0 | 0 | 1360991.8197 | 0 | 0 | 0 | 0 | 0 | 0 | 0 | 0 | 0 | 0 | 0 | 0 | 0 | -333971 | 0 | 0 | 0 | 0 | 0 | 0 | 0 | 0 | 0 | 0 | 0
2016-10-16 08:00 | 0 | 0 | 0 | 0 | 0 | 0 | 328806 | 0 | 0 | 0 | 1032185.8197 | 0 | 0 | 0 | 0 | 0 | 0 | 0 | 0 | 0 | 0 | 0 | 0 | 0 | -328806 | 0 | 0 | 0 | 0 | 0 | 0 | 0 | 0 | 0 | 0 | 0
2016-10-16 09:00 | 0 | 0 | 0 | 0 | 0 | 0 | 327782 | 0 | 0 | 0 | 704403.8197 | 0 | 0 | 0 | 0 | 0 | 0 | 0 | 0 | 0 | 0 | 0 | 0 | 0 | -327782 | 0 | 0 | 0 | 0 | 0 | 0 | 0 | 0 | 0 | 0 | 0
2016-10-16 10:00 | 0 | 0 | 0 | 0 | 0 | 0 | 331842 | 0 | 0 | 0 | 372561.8197 | 0 | 0 | 0 | 0 | 0 | 0 | 0 | 0 | 0 | 0 | 0 | 0 | 0 | -331842 | 0 | 0 | 0 | 0 | 0 | 0 | 0 | 0 | 0 | 0 | 0
2016-10-16 11:00 | 0 | 0 | 0 | 0 | 0 | 0 | 340368 | 0 | 0 | 0 | 32193.8197 | 0 | 0 | 0 | 0 | 0 | 0 | 0 | 0 | 0 | 0 | 0 | 0 | 0 | -340368 | 0 | 0 | 0 | 0 | 0 | 0 | 0 | 0 | 0 | 0 | 0
2016-10-16 12:00 | 0 | 0 | 0 | 0 | 696217.8984 | 0 | 351891 | 0 | 0 | 0 | 376520.718 | 0 | 0 | 0 | 0 | 0 | 0 | 0 | 0 | 0 | 0 | 0 | 0 | 0 | 344326.8984 | 0 | 0 | 0 | 0 | 0 | 0 | 0 | 0 | 0 | 0 | 0
2016-10-16 13:00 | 0 | 0 | 0 | 0 | 11770.4931 | 11325.6085 | 367423 | 0 | 0 | 0 | 32193.8197 | 0 | 0 | 0 | 0 | 0 | 0 | 0 | 0 | 0 | 0 | 0 | 0 | 0 | -344326.8984 | 0 | 0 | 0 | 0 | 0 | 0 | 0 | 0 | 0 | 0 | 0
2016-10-16 14:00 | 0 | 0 | 0 | 0 | 289861.9486 | 438236.9498 | 383772 | 0 | 0 | 0 | 376520.718 | 0 | 0 | 0 | 0 | 0 | 0 | 0 | 0 | 0 | 0 | 0 | 0 | 0 | 344326.8984 | 0 | 0 | 0 | 0 | 0 | 0 | 0 | 0 | 0 | 0 | 0
2016-10-16 15:00 | 0 | 0 | 0 | 0 | 0 | 744870.8984 | 400544 | 0 | 0 | 0 | 720847.6164 | 0 | 0 | 0 | 0 | 0 | 0 | 0 | 0 | 0 | 0 | 0 | 0 | 0 | 344326.8984 | 0 | 0 | 0 | 0 | 0 | 0 | 0 | 0 | 0 | 0 | 0
2016-10-16 16:00 | 0 | 0 | 0 | 0 | 0 | 761116.8984 | 416790 | 0 | 0 | 0 | 1065174.5148 | 0 | 0 | 0 | 0 | 0 | 0 | 0 | 0 | 0 | 0 | 0 | 0 | 0 | 344326.8984 | 0 | 0 | 0 | 0 | 0 | 0 | 0 | 0 | 0 | 0 | 0
2016-10-16 17:00 | 0 | 0 | 0 | 0 | 0 | 775033.8984 | 430707 | 0 | 0 | 0 | 1409501.4131 | 0 | 0 | 0 | 0 | 0 | 0 | 0 | 0 | 0 | 0 | 0 | 0 | 0 | 344326.8984 | 0 | 0 | 0 | 0 | 0 | 0 | 0 | 0 | 0 | 0 | 0
2016-10-16 18:00 | 0 | 0 | 0 | 0 | 0 | 786504.8984 | 442178 | 0 | 0 | 0 | 1753828.3115 | 0 | 0 | 0 | 0 | 0 | 0 | 0 | 0 | 0 | 0 | 0 | 0 | 0 | 344326.8984 | 0 | 0 | 0 | 0 | 0 | 0 | 0 | 0 | 0 | 0 | 0
2016-10-16 19:00 | 0 | 0 | 0 | 0 | 0 | 795915.8984 | 451589 | 0 | 0 | 0 | 2098155.2099 | 0 | 0 | 0 | 0 | 0 | 0 | 0 | 0 | 0 | 0 | 0 | 0 | 0 | 344326.8984 | 0 | 0 | 0 | 0 | 0 | 0 | 0 | 0 | 0 | 0 | 0
2016-10-16 20:00 | 0 | 0 | 0 | 0 | 0 | 803148.8984 | 458822 | 0 | 0 | 0 | 2442482.1082 | 0 | 0 | 0 | 0 | 0 | 0 | 0 | 0 | 0 | 0 | 0 | 0 | 0 | 344326.8984 | 0 | 0 | 0 | 0 | 0 | 0 | 0 | 0 | 0 | 0 | 0
2016-10-16 21:00 | 0 | 0 | 0 | 0 | 0 | 808954.8984 | 464628 | 0 | 0 | 0 | 2786809.0066 | 0 | 0 | 0 | 0 | 0 | 0 | 0 | 0 | 0 | 0 | 0 | 0 | 0 | 344326.8984 | 0 | 0 | 0 | 0 | 0 | 0 | 0 | 0 | 0 | 0 | 0
2016-10-16 22:00 | 0 | 0 | 0 | 0 | 0 | 831126.1378 | 467804 | 0 | 0 | 0 | 3131135.905 | 0 | 0 | 18995.2394 | 0 | 0 | 0 | 0 | 0 | 0 | 0 | 0 | 0 | 0 | 344326.8984 | 0 | 0 | 0 | 18995.2394 | 0 | 0 | 0 | 0 | 0 | 0 | 0
2016-10-16 23:00 | 0 | 0 | 0 | 0 | 163701.3782 | 632875.2807 | 471245 | 0 | 0 | 0 | 3475462.8033 | 0 | 0 | 0 | 0 | 0 | 0 | 0 | 0 | 0 | 0 | 0 | 0 | 0 | 344326.8984 | 0 | 0 | 0 | -18995.2394 | 0 | 0 | 0 | 0 | 0 | 0 | 0
2016-10-17 | 0 | 0 | 0 | 0 | 0 | 149739.3567 | 468534 | 0 | 0 | 0 | 3156668.16 | 0 | 0 | 0 | 0 | 0 | 0 | 0 | 0 | 0 | 0 | 0 | 0 | 0 | -318794.6433 | 0 | 0 | 0 | 0 | 0 | 0 | 0 | 0 | 0 | 0 | 0
2016-10-17 01:00 | 0 | 0 | 0 | 0 | 109528.5629 | 117.5388 | 453973 | 0 | 0 | 0 | 2812341.2616 | 0 | 0 | 0 | 0 | 0 | 0 | 0 | 0 | 0 | 0 | 0 | 0 | 0 | -344326.8984 | 0 | 0 | 0 | 0 | 0 | 0 | 0 | 0 | 0 | 0 | 0
2016-10-17 02:00 | 0 | 0 | 0 | 0 | 86977.1016 | 0 | 431304 | 0 | 0 | 0 | 2468014.3633 | 0 | 0 | 0 | 0 | 0 | 0 | 0 | 0 | 0 | 0 | 0 | 0 | 0 | -344326.8984 | 0 | 0 | 0 | 0 | 0 | 0 | 0 | 0 | 0 | 0 | 0
2016-10-17 03:00 | 0 | 0 | 0 | 0 | 60336.1016 | 0 | 404663 | 0 | 0 | 0 | 2123687.4649 | 0 | 0 | 0 | 0 | 0 | 0 | 0 | 0 | 0 | 0 | 0 | 0 | 0 | -344326.8984 | 0 | 0 | 0 | 0 | 0 | 0 | 0 | 0 | 0 | 0 | 0
2016-10-17 04:00 | 0 | 0 | 0 | 0 | 35619.1016 | 0 | 379946 | 0 | 0 | 0 | 1779360.5665 | 0 | 0 | 0 | 0 | 0 | 0 | 0 | 0 | 0 | 0 | 0 | 0 | 0 | -344326.8984 | 0 | 0 | 0 | 0 | 0 | 0 | 0 | 0 | 0 | 0 | 0
2016-10-17 05:00 | 0 | 0 | 0 | 0 | 705184.8984 | 0 | 360858 | 0 | 0 | 0 | 2123687.4649 | 0 | 0 | 0 | 0 | 0 | 0 | 0 | 0 | 0 | 0 | 0 | 0 | 0 | 344326.8984 | 0 | 0 | 0 | 0 | 0 | 0 | 0 | 0 | 0 | 0 | 0
2016-10-17 06:00 | 0 | 0 | 0 | 0 | 3201.1016 | 0 | 347528 | 0 | 0 | 0 | 1779360.5665 | 0 | 0 | 0 | 0 | 0 | 0 | 0 | 0 | 0 | 0 | 0 | 0 | 0 | -344326.8984 | 0 | 0 | 0 | 0 | 0 | 0 | 0 | 0 | 0 | 0 | 0
2016-10-17 07:00 | 0 | 0 | 0 | 0 | 0 | 0 | 340423 | 0 | 0 | 0 | 1438937.5665 | 0 | 0 | 0 | 0 | 0 | 0 | 0 | 0 | 0 | 0 | 0 | 0 | 0 | -340423 | 0 | 0 | 0 | 0 | 0 | 0 | 0 | 0 | 0 | 0 | 0
2016-10-17 08:00 | 0 | 0 | 0 | 0 | 0 | 0 | 339804 | 0 | 0 | 0 | 1099133.5665 | 0 | 0 | 0 | 0 | 0 | 0 | 0 | 0 | 0 | 0 | 0 | 0 | 0 | -339804 | 0 | 0 | 0 | 0 | 0 | 0 | 0 | 0 | 0 | 0 | 0
2016-10-17 09:00 | 0 | 0 | 0 | 0 | 5296.1016 | 0 | 349623 | 0 | 0 | 0 | 754806.6682 | 0 | 0 | 0 | 0 | 0 | 0 | 0 | 0 | 0 | 0 | 0 | 0 | 0 | -344326.8984 | 0 | 0 | 0 | 0 | 0 | 0 | 0 | 0 | 0 | 0 | 0
2016-10-17 10:00 | 0 | 0 | 0 | 0 | 720544.8984 | 0 | 376218 | 0 | 0 | 0 | 1099133.5665 | 0 | 0 | 0 | 0 | 0 | 0 | 0 | 0 | 0 | 0 | 0 | 0 | 0 | 344326.8984 | 0 | 0 | 0 | 0 | 0 | 0 | 0 | 0 | 0 | 0 | 0
2016-10-17 11:00 | 0 | 0 | 0 | 0 | 60144.1016 | 0 | 404471 | 0 | 0 | 0 | 754806.6682 | 0 | 0 | 0 | 0 | 0 | 0 | 0 | 0 | 0 | 0 | 0 | 0 | 0 | -344326.8984 | 0 | 0 | 0 | 0 | 0 | 0 | 0 | 0 | 0 | 0 | 0
2016-10-17 12:00 | 0 | 0 | 0 | 0 | 76319.1016 | 0 | 420646 | 0 | 0 | 0 | 410479.7698 | 0 | 0 | 0 | 0 | 0 | 0 | 0 | 0 | 0 | 0 | 0 | 0 | 0 | -344326.8984 | 0 | 0 | 0 | 0 | 0 | 0 | 0 | 0 | 0 | 0 | 0
2016-10-17 13:00 | 0 | 0 | 0 | 0 | 81195.9062 | 10961.1954 | 436484 | 0 | 0 | 0 | 66152.8714 | 0 | 0 | 0 | 0 | 0 | 0 | 0 | 0 | 0 | 0 | 0 | 0 | 0 | -344326.8984 | 0 | 0 | 0 | 0 | 0 | 0 | 0 | 0 | 0 | 0 | 0
2016-10-17 14:00 | 0 | 0 | 0 | 0 | 0 | 416177.7363 | 453409 | 0 | 0 | 0 | 28921.6078 | 0 | 0 | 0 | 0 | 0 | 0 | 0 | 0 | 0 | 0 | 0 | 0 | 0 | -37231.2637 | 0 | 0 | 0 | 0 | 0 | 0 | 0 | 0 | 0 | 0 | 0
2016-10-17 15:00 | 0 | 0 | 0 | 0 | 0 | 813174.8984 | 468848 | 0 | 0 | 0 | 373248.5061 | 0 | 0 | 0 | 0 | 0 | 0 | 0 | 0 | 0 | 0 | 0 | 0 | 0 | 344326.8984 | 0 | 0 | 0 | 0 | 0 | 0 | 0 | 0 | 0 | 0 | 0
2016-10-17 16:00 | 0 | 0 | 0 | 0 | 0 | 828279.8984 | 483953 | 0 | 0 | 0 | 717575.4045 | 0 | 0 | 0 | 0 | 0 | 0 | 0 | 0 | 0 | 0 | 0 | 0 | 0 | 344326.8984 | 0 | 0 | 0 | 0 | 0 | 0 | 0 | 0 | 0 | 0 | 0
2016-10-17 17:00 | 0 | 0 | 0 | 0 | 0 | 843172.8984 | 498846 | 0 | 0 | 0 | 1061902.3029 | 0 | 0 | 0 | 0 | 0 | 0 | 0 | 0 | 0 | 0 | 0 | 0 | 0 | 344326.8984 | 0 | 0 | 0 | 0 | 0 | 0 | 0 | 0 | 0 | 0 | 0
2016-10-17 18:00 | 0 | 0 | 0 | 0 | 0 | 856304.8984 | 511978 | 0 | 0 | 0 | 1406229.2012 | 0 | 0 | 0 | 0 | 0 | 0 | 0 | 0 | 0 | 0 | 0 | 0 | 0 | 344326.8984 | 0 | 0 | 0 | 0 | 0 | 0 | 0 | 0 | 0 | 0 | 0
2016-10-17 19:00 | 0 | 0 | 0 | 0 | 0 | 865939.8984 | 521613 | 0 | 0 | 0 | 1750556.0996 | 0 | 0 | 0 | 0 | 0 | 0 | 0 | 0 | 0 | 0 | 0 | 0 | 0 | 344326.8984 | 0 | 0 | 0 | 0 | 0 | 0 | 0 | 0 | 0 | 0 | 0
2016-10-17 20:00 | 0 | 0 | 0 | 0 | 0 | 871814.8984 | 527488 | 0 | 0 | 0 | 2094882.998 | 0 | 0 | 0 | 0 | 0 | 0 | 0 | 0 | 0 | 0 | 0 | 0 | 0 | 344326.8984 | 0 | 0 | 0 | 0 | 0 | 0 | 0 | 0 | 0 | 0 | 0
2016-10-17 21:00 | 0 | 0 | 0 | 0 | 0 | 872755.8984 | 528429 | 0 | 0 | 0 | 2439209.8963 | 0 | 0 | 0 | 0 | 0 | 0 | 0 | 0 | 0 | 0 | 0 | 0 | 0 | 344326.8984 | 0 | 0 | 0 | 0 | 0 | 0 | 0 | 0 | 0 | 0 | 0
2016-10-17 22:00 | 0 | 0 | 0 | 0 | 0 | 886928.1378 | 523606 | 0 | 0 | 0 | 2783536.7947 | 0 | 0 | 18995.2394 | 0 | 0 | 0 | 0 | 0 | 0 | 0 | 0 | 0 | 0 | 344326.8984 | 0 | 0 | 0 | 18995.2394 | 0 | 0 | 0 | 0 | 0 | 0 | 0
2016-10-17 23:00 | 0 | 0 | 0 | 0 | 139161.0104 | 708504.6486 | 522334 | 0 | 0 | 0 | 3127863.6931 | 0 | 0 | 0 | 0 | 0 | 0 | 0 | 0 | 0 | 0 | 0 | 0 | 0 | 344326.8984 | 0 | 0 | 0 | -18995.2394 | 0 | 0 | 0 | 0 | 0 | 0 | 0
2016-10-18 | 0 | 0 | 0 | 0 | 2191.2566 | 167994.8451 | 514513 | 0 | 0 | 0 | 2783536.7947 | 0 | 0 | 0 | 0 | 0 | 0 | 0 | 0 | 0 | 0 | 0 | 0 | 0 | -344326.8984 | 0 | 0 | 0 | 0 | 0 | 0 | 0 | 0 | 0 | 0 | 0
2016-10-18 01:00 | 0 | 0 | 0 | 0 | 151408.7173 | 122.3843 | 495858 | 0 | 0 | 0 | 2439209.8963 | 0 | 0 | 0 | 0 | 0 | 0 | 0 | 0 | 0 | 0 | 0 | 0 | 0 | -344326.8984 | 0 | 0 | 0 | 0 | 0 | 0 | 0 | 0 | 0 | 0 | 0
2016-10-18 02:00 | 0 | 0 | 0 | 0 | 124095.1016 | 0 | 468422 | 0 | 0 | 0 | 2094882.998 | 0 | 0 | 0 | 0 | 0 | 0 | 0 | 0 | 0 | 0 | 0 | 0 | 0 | -344326.8984 | 0 | 0 | 0 | 0 | 0 | 0 | 0 | 0 | 0 | 0 | 0
2016-10-18 03:00 | 0 | 0 | 0 | 0 | 91579.1016 | 0 | 435906 | 0 | 0 | 0 | 1750556.0996 | 0 | 0 | 0 | 0 | 0 | 0 | 0 | 0 | 0 | 0 | 0 | 0 | 0 | -344326.8984 | 0 | 0 | 0 | 0 | 0 | 0 | 0 | 0 | 0 | 0 | 0
2016-10-18 04:00 | 0 | 0 | 0 | 0 | 61826.1016 | 0 | 406153 | 0 | 0 | 0 | 1406229.2012 | 0 | 0 | 0 | 0 | 0 | 0 | 0 | 0 | 0 | 0 | 0 | 0 | 0 | -344326.8984 | 0 | 0 | 0 | 0 | 0 | 0 | 0 | 0 | 0 | 0 | 0
2016-10-18 05:00 | 0 | 0 | 0 | 0 | 727500.8984 | 0 | 383174 | 0 | 0 | 0 | 1750556.0996 | 0 | 0 | 0 | 0 | 0 | 0 | 0 | 0 | 0 | 0 | 0 | 0 | 0 | 344326.8984 | 0 | 0 | 0 | 0 | 0 | 0 | 0 | 0 | 0 | 0 | 0
2016-10-18 06:00 | 0 | 0 | 0 | 0 | 22772.1016 | 0 | 367099 | 0 | 0 | 0 | 1406229.2012 | 0 | 0 | 0 | 0 | 0 | 0 | 0 | 0 | 0 | 0 | 0 | 0 | 0 | -344326.8984 | 0 | 0 | 0 | 0 | 0 | 0 | 0 | 0 | 0 | 0 | 0
2016-10-18 07:00 | 0 | 0 | 0 | 0 | 12702.1016 | 0 | 357029 | 0 | 0 | 0 | 1061902.3029 | 0 | 0 | 0 | 0 | 0 | 0 | 0 | 0 | 0 | 0 | 0 | 0 | 0 | -344326.8984 | 0 | 0 | 0 | 0 | 0 | 0 | 0 | 0 | 0 | 0 | 0
2016-10-18 08:00 | 0 | 0 | 0 | 0 | 10206.1016 | 0 | 354533 | 0 | 0 | 0 | 717575.4045 | 0 | 0 | 0 | 0 | 0 | 0 | 0 | 0 | 0 | 0 | 0 | 0 | 0 | -344326.8984 | 0 | 0 | 0 | 0 | 0 | 0 | 0 | 0 | 0 | 0 | 0
2016-10-18 09:00 | 0 | 0 | 0 | 0 | 18905.1016 | 0 | 363232 | 0 | 0 | 0 | 373248.5061 | 0 | 0 | 0 | 0 | 0 | 0 | 0 | 0 | 0 | 0 | 0 | 0 | 0 | -344326.8984 | 0 | 0 | 0 | 0 | 0 | 0 | 0 | 0 | 0 | 0 | 0
2016-10-18 10:00 | 0 | 0 | 0 | 0 | 732606.8984 | 0 | 388280 | 0 | 0 | 0 | 717575.4045 | 0 | 0 | 0 | 0 | 0 | 0 | 0 | 0 | 0 | 0 | 0 | 0 | 0 | 344326.8984 | 0 | 0 | 0 | 0 | 0 | 0 | 0 | 0 | 0 | 0 | 0
2016-10-18 11:00 | 0 | 0 | 0 | 0 | 70272.1016 | 0 | 414599 | 0 | 0 | 0 | 373248.5061 | 0 | 0 | 0 | 0 | 0 | 0 | 0 | 0 | 0 | 0 | 0 | 0 | 0 | -344326.8984 | 0 | 0 | 0 | 0 | 0 | 0 | 0 | 0 | 0 | 0 | 0
2016-10-18 12:00 | 0 | 0 | 0 | 0 | 83936.1016 | 0 | 428263 | 0 | 0 | 0 | 28921.6078 | 0 | 0 | 0 | 0 | 0 | 0 | 0 | 0 | 0 | 0 | 0 | 0 | 0 | -344326.8984 | 0 | 0 | 0 | 0 | 0 | 0 | 0 | 0 | 0 | 0 | 0
2016-10-18 13:00 | 0 | 0 | 0 | 0 | 554821.926 | 8112.0846 | 443362 | 0 | 0 | 0 | 148493.6183 | 0 | 0 | 0 | 0 | 0 | 0 | 0 | 0 | 0 | 0 | 0 | 0 | 0 | 119572.0106 | 0 | 0 | 0 | 0 | 0 | 0 | 0 | 0 | 0 | 0 | 0
2016-10-18 14:00 | 0 | 0 | 0 | 0 | 328076.1352 | 387661.2527 | 459677 | 0 | 0 | 0 | 404554.0063 | 0 | 0 | 0 | 0 | 0 | 0 | 0 | 0 | 0 | 0 | 0 | 0 | 0 | 256060.388 | 0 | 0 | 0 | 0 | 0 | 0 | 0 | 0 | 0 | 0 | 0
2016-10-18 15:00 | 0 | 0 | 0 | 0 | 0 | 817748.8984 | 473422 | 0 | 0 | 0 | 748880.9047 | 0 | 0 | 0 | 0 | 0 | 0 | 0 | 0 | 0 | 0 | 0 | 0 | 0 | 344326.8984 | 0 | 0 | 0 | 0 | 0 | 0 | 0 | 0 | 0 | 0 | 0
2016-10-18 16:00 | 0 | 0 | 0 | 0 | 0 | 831662.8984 | 487336 | 0 | 0 | 0 | 1093207.8031 | 0 | 0 | 0 | 0 | 0 | 0 | 0 | 0 | 0 | 0 | 0 | 0 | 0 | 344326.8984 | 0 | 0 | 0 | 0 | 0 | 0 | 0 | 0 | 0 | 0 | 0
2016-10-18 17:00 | 0 | 0 | 0 | 0 | 0 | 845298.8984 | 500972 | 0 | 0 | 0 | 1437534.7014 | 0 | 0 | 0 | 0 | 0 | 0 | 0 | 0 | 0 | 0 | 0 | 0 | 0 | 344326.8984 | 0 | 0 | 0 | 0 | 0 | 0 | 0 | 0 | 0 | 0 | 0
2016-10-18 18:00 | 0 | 0 | 0 | 0 | 0 | 857173.8984 | 512847 | 0 | 0 | 0 | 1781861.5998 | 0 | 0 | 0 | 0 | 0 | 0 | 0 | 0 | 0 | 0 | 0 | 0 | 0 | 344326.8984 | 0 | 0 | 0 | 0 | 0 | 0 | 0 | 0 | 0 | 0 | 0
2016-10-18 19:00 | 0 | 0 | 0 | 0 | 0 | 865898.8984 | 521572 | 0 | 0 | 0 | 2126188.4982 | 0 | 0 | 0 | 0 | 0 | 0 | 0 | 0 | 0 | 0 | 0 | 0 | 0 | 344326.8984 | 0 | 0 | 0 | 0 | 0 | 0 | 0 | 0 | 0 | 0 | 0
2016-10-18 20:00 | 0 | 0 | 0 | 0 | 0 | 871556.8984 | 527230 | 0 | 0 | 0 | 2470515.3965 | 0 | 0 | 0 | 0 | 0 | 0 | 0 | 0 | 0 | 0 | 0 | 0 | 0 | 344326.8984 | 0 | 0 | 0 | 0 | 0 | 0 | 0 | 0 | 0 | 0 | 0
2016-10-18 21:00 | 0 | 0 | 0 | 0 | 0 | 871779.8984 | 527453 | 0 | 0 | 0 | 2814842.2949 | 0 | 0 | 0 | 0 | 0 | 0 | 0 | 0 | 0 | 0 | 0 | 0 | 0 | 344326.8984 | 0 | 0 | 0 | 0 | 0 | 0 | 0 | 0 | 0 | 0 | 0
2016-10-18 22:00 | 0 | 0 | 0 | 0 | 0 | 885477.1378 | 522155 | 0 | 0 | 0 | 3159169.1933 | 0 | 0 | 18995.2394 | 0 | 0 | 0 | 0 | 0 | 0 | 0 | 0 | 0 | 0 | 344326.8984 | 0 | 0 | 0 | 18995.2394 | 0 | 0 | 0 | 0 | 0 | 0 | 0
2016-10-18 23:00 | 0 | 0 | 0 | 0 | 0 | 687055.9625 | 520044 | 0 | 0 | 0 | 3345176.3952 | 0 | 0 | 0 | 0 | 0 | 0 | 0 | 0 | 0 | 0 | 0 | 0 | 0 | 186007.202 | 0 | 0 | 0 | -18995.2394 | 0 | 0 | 0 | 0 | 0 | 0 | 0
2016-10-19 | 0 | 0 | 0 | 0 | 3524.8053 | 164679.2963 | 512531 | 0 | 0 | 0 | 3000849.4969 | 0 | 0 | 0 | 0 | 0 | 0 | 0 | 0 | 0 | 0 | 0 | 0 | 0 | -344326.8984 | 0 | 0 | 0 | 0 | 0 | 0 | 0 | 0 | 0 | 0 | 0
2016-10-19 01:00 | 0 | 0 | 0 | 0 | 149292.5434 | 85.5583 | 493705 | 0 | 0 | 0 | 2656522.5985 | 0 | 0 | 0 | 0 | 0 | 0 | 0 | 0 | 0 | 0 | 0 | 0 | 0 | -344326.8984 | 0 | 0 | 0 | 0 | 0 | 0 | 0 | 0 | 0 | 0 | 0
2016-10-19 02:00 | 0 | 0 | 0 | 0 | 121407.1016 | 0 | 465734 | 0 | 0 | 0 | 2312195.7001 | 0 | 0 | 0 | 0 | 0 | 0 | 0 | 0 | 0 | 0 | 0 | 0 | 0 | -344326.8984 | 0 | 0 | 0 | 0 | 0 | 0 | 0 | 0 | 0 | 0 | 0
2016-10-19 03:00 | 0 | 0 | 0 | 0 | 533061.2042 | 0 | 434382 | 0 | 0 | 0 | 2410874.9043 | 0 | 0 | 0 | 0 | 0 | 0 | 0 | 0 | 0 | 0 | 0 | 0 | 0 | 98679.2042 | 0 | 0 | 0 | 0 | 0 | 0 | 0 | 0 | 0 | 0 | 0
2016-10-19 04:00 | 0 | 0 | 0 | 0 | 59793.1016 | 0 | 404120 | 0 | 0 | 0 | 2066548.006 | 0 | 0 | 0 | 0 | 0 | 0 | 0 | 0 | 0 | 0 | 0 | 0 | 0 | -344326.8984 | 0 | 0 | 0 | 0 | 0 | 0 | 0 | 0 | 0 | 0 | 0
2016-10-19 05:00 | 0 | 0 | 0 | 0 | 37134.1016 | 0 | 381461 | 0 | 0 | 0 | 1722221.1076 | 0 | 0 | 0 | 0 | 0 | 0 | 0 | 0 | 0 | 0 | 0 | 0 | 0 | -344326.8984 | 0 | 0 | 0 | 0 | 0 | 0 | 0 | 0 | 0 | 0 | 0
2016-10-19 06:00 | 0 | 0 | 0 | 0 | 425606.9407 | 0 | 365213 | 0 | 0 | 0 | 1782615.0483 | 0 | 0 | 0 | 0 | 0 | 0 | 0 | 0 | 0 | 0 | 0 | 0 | 0 | 60393.9407 | 0 | 0 | 0 | 0 | 0 | 0 | 0 | 0 | 0 | 0 | 0
2016-10-19 07:00 | 0 | 0 | 0 | 0 | 10864.1016 | 0 | 355191 | 0 | 0 | 0 | 1438288.1499 | 0 | 0 | 0 | 0 | 0 | 0 | 0 | 0 | 0 | 0 | 0 | 0 | 0 | -344326.8984 | 0 | 0 | 0 | 0 | 0 | 0 | 0 | 0 | 0 | 0 | 0
2016-10-19 08:00 | 0 | 0 | 0 | 0 | 8946.1016 | 0 | 353273 | 0 | 0 | 0 | 1093961.2516 | 0 | 0 | 0 | 0 | 0 | 0 | 0 | 0 | 0 | 0 | 0 | 0 | 0 | -344326.8984 | 0 | 0 | 0 | 0 | 0 | 0 | 0 | 0 | 0 | 0 | 0
2016-10-19 09:00 | 0 | 0 | 0 | 0 | 358012.4709 | 0 | 362507 | 0 | 0 | 0 | 1089466.7224 | 0 | 0 | 0 | 0 | 0 | 0 | 0 | 0 | 0 | 0 | 0 | 0 | 0 | -4494.5291 | 0 | 0 | 0 | 0 | 0 | 0 | 0 | 0 | 0 | 0 | 0
2016-10-19 10:00 | 0 | 0 | 0 | 0 | 43520.1016 | 0 | 387847 | 0 | 0 | 0 | 745139.8241 | 0 | 0 | 0 | 0 | 0 | 0 | 0 | 0 | 0 | 0 | 0 | 0 | 0 | -344326.8984 | 0 | 0 | 0 | 0 | 0 | 0 | 0 | 0 | 0 | 0 | 0
2016-10-19 11:00 | 0 | 0 | 0 | 0 | 68847.1016 | 0 | 413174 | 0 | 0 | 0 | 400812.9257 | 0 | 0 | 0 | 0 | 0 | 0 | 0 | 0 | 0 | 0 | 0 | 0 | 0 | -344326.8984 | 0 | 0 | 0 | 0 | 0 | 0 | 0 | 0 | 0 | 0 | 0
2016-10-19 12:00 | 0 | 0 | 0 | 0 | 355866.8469 | 0 | 427913 | 0 | 0 | 0 | 328766.7725 | 0 | 0 | 0 | 0 | 0 | 0 | 0 | 0 | 0 | 0 | 0 | 0 | 0 | -72046.1531 | 0 | 0 | 0 | 0 | 0 | 0 | 0 | 0 | 0 | 0 | 0
2016-10-19 13:00 | 0 | 0 | 0 | 0 | 301581.8552 | 6962.6592 | 441862 | 0 | 0 | 0 | 195449.2869 | 0 | 0 | 0 | 0 | 0 | 0 | 0 | 0 | 0 | 0 | 0 | 0 | 0 | -133317.4856 | 0 | 0 | 0 | 0 | 0 | 0 | 0 | 0 | 0 | 0 | 0
2016-10-19 14:00 | 0 | 0 | 0 | 0 | 0 | 371692.6674 | 458750 | 0 | 0 | 0 | 108391.9543 | 0 | 0 | 0 | 0 | 0 | 0 | 0 | 0 | 0 | 0 | 0 | 0 | 0 | -87057.3326 | 0 | 0 | 0 | 0 | 0 | 0 | 0 | 0 | 0 | 0 | 0
2016-10-19 15:00 | 0 | 0 | 0 | 0 | 0 | 818722.8984 | 474396 | 0 | 0 | 0 | 452718.8527 | 0 | 0 | 0 | 0 | 0 | 0 | 0 | 0 | 0 | 0 | 0 | 0 | 0 | 344326.8984 | 0 | 0 | 0 | 0 | 0 | 0 | 0 | 0 | 0 | 0 | 0
2016-10-19 16:00 | 0 | 0 | 0 | 0 | 0 | 832947.8984 | 488621 | 0 | 0 | 0 | 797045.7511 | 0 | 0 | 0 | 0 | 0 | 0 | 0 | 0 | 0 | 0 | 0 | 0 | 0 | 344326.8984 | 0 | 0 | 0 | 0 | 0 | 0 | 0 | 0 | 0 | 0 | 0
2016-10-19 17:00 | 0 | 0 | 0 | 0 | 0 | 848559.8984 | 504233 | 0 | 0 | 0 | 1141372.6494 | 0 | 0 | 0 | 0 | 0 | 0 | 0 | 0 | 0 | 0 | 0 | 0 | 0 | 344326.8984 | 0 | 0 | 0 | 0 | 0 | 0 | 0 | 0 | 0 | 0 | 0
2016-10-19 18:00 | 0 | 0 | 0 | 0 | 0 | 859194.8984 | 514868 | 0 | 0 | 0 | 1485699.5478 | 0 | 0 | 0 | 0 | 0 | 0 | 0 | 0 | 0 | 0 | 0 | 0 | 0 | 344326.8984 | 0 | 0 | 0 | 0 | 0 | 0 | 0 | 0 | 0 | 0 | 0
2016-10-19 19:00 | 0 | 0 | 0 | 0 | 0 | 867109.8984 | 522783 | 0 | 0 | 0 | 1830026.4462 | 0 | 0 | 0 | 0 | 0 | 0 | 0 | 0 | 0 | 0 | 0 | 0 | 0 | 344326.8984 | 0 | 0 | 0 | 0 | 0 | 0 | 0 | 0 | 0 | 0 | 0
2016-10-19 20:00 | 0 | 0 | 0 | 0 | 0 | 871145.8984 | 526819 | 0 | 0 | 0 | 2174353.3445 | 0 | 0 | 0 | 0 | 0 | 0 | 0 | 0 | 0 | 0 | 0 | 0 | 0 | 344326.8984 | 0 | 0 | 0 | 0 | 0 | 0 | 0 | 0 | 0 | 0 | 0
2016-10-19 21:00 | 0 | 0 | 0 | 0 | 0 | 869290.8984 | 524964 | 0 | 0 | 0 | 2518680.2429 | 0 | 0 | 0 | 0 | 0 | 0 | 0 | 0 | 0 | 0 | 0 | 0 | 0 | 344326.8984 | 0 | 0 | 0 | 0 | 0 | 0 | 0 | 0 | 0 | 0 | 0
2016-10-19 22:00 | 0 | 0 | 0 | 0 | 0 | 883422.1378 | 520100 | 0 | 0 | 0 | 2863007.1412 | 0 | 0 | 18995.2394 | 0 | 0 | 0 | 0 | 0 | 0 | 0 | 0 | 0 | 0 | 344326.8984 | 0 | 0 | 0 | 18995.2394 | 0 | 0 | 0 | 0 | 0 | 0 | 0
2016-10-19 23:00 | 0 | 0 | 0 | 0 | 129090.8397 | 715294.8193 | 519054 | 0 | 0 | 0 | 3207334.0396 | 0 | 0 | 0 | 0 | 0 | 0 | 0 | 0 | 0 | 0 | 0 | 0 | 0 | 344326.8984 | 0 | 0 | 0 | -18995.2394 | 0 | 0 | 0 | 0 | 0 | 0 | 0
2016-10-20 | 0 | 0 | 0 | 0 | 6377.4414 | 159229.6602 | 509934 | 0 | 0 | 0 | 2863007.1412 | 0 | 0 | 0 | 0 | 0 | 0 | 0 | 0 | 0 | 0 | 0 | 0 | 0 | -344326.8984 | 0 | 0 | 0 | 0 | 0 | 0 | 0 | 0 | 0 | 0 | 0
2016-10-20 01:00 | 0 | 0 | 0 | 0 | 143906.4953 | 70.6063 | 488304 | 0 | 0 | 0 | 2518680.2429 | 0 | 0 | 0 | 0 | 0 | 0 | 0 | 0 | 0 | 0 | 0 | 0 | 0 | -344326.8984 | 0 | 0 | 0 | 0 | 0 | 0 | 0 | 0 | 0 | 0 | 0
2016-10-20 02:00 | 0 | 0 | 0 | 0 | 116889.1016 | 0 | 461216 | 0 | 0 | 0 | 2174353.3445 | 0 | 0 | 0 | 0 | 0 | 0 | 0 | 0 | 0 | 0 | 0 | 0 | 0 | -344326.8984 | 0 | 0 | 0 | 0 | 0 | 0 | 0 | 0 | 0 | 0 | 0
2016-10-20 03:00 | 0 | 0 | 0 | 0 | 526525.9434 | 0 | 433142 | 0 | 0 | 0 | 2267737.2879 | 0 | 0 | 0 | 0 | 0 | 0 | 0 | 0 | 0 | 0 | 0 | 0 | 0 | 93383.9434 | 0 | 0 | 0 | 0 | 0 | 0 | 0 | 0 | 0 | 0 | 0
2016-10-20 04:00 | 0 | 0 | 0 | 0 | 57720.1016 | 0 | 402047 | 0 | 0 | 0 | 1923410.3895 | 0 | 0 | 0 | 0 | 0 | 0 | 0 | 0 | 0 | 0 | 0 | 0 | 0 | -344326.8984 | 0 | 0 | 0 | 0 | 0 | 0 | 0 | 0 | 0 | 0 | 0
2016-10-20 05:00 | 0 | 0 | 0 | 0 | 34777.1016 | 0 | 379104 | 0 | 0 | 0 | 1579083.4912 | 0 | 0 | 0 | 0 | 0 | 0 | 0 | 0 | 0 | 0 | 0 | 0 | 0 | -344326.8984 | 0 | 0 | 0 | 0 | 0 | 0 | 0 | 0 | 0 | 0 | 0
2016-10-20 06:00 | 0 | 0 | 0 | 0 | 270128.3613 | 0 | 362360 | 0 | 0 | 0 | 1486851.8525 | 0 | 0 | 0 | 0 | 0 | 0 | 0 | 0 | 0 | 0 | 0 | 0 | 0 | -92231.6387 | 0 | 0 | 0 | 0 | 0 | 0 | 0 | 0 | 0 | 0 | 0
2016-10-20 07:00 | 0 | 0 | 0 | 0 | 558861.2583 | 0 | 352629 | 0 | 0 | 0 | 1686942.0091 | 0 | 0 | 6142.1016 | 0 | 0 | 0 | 0 | 0 | 0 | 0 | 0 | 0 | 0 | 200090.1566 | 0 | 0 | 0 | 6142.1016 | 0 | 0 | 0 | 0 | 0 | 0 | 0
2016-10-20 08:00 | 0 | 0 | 0 | 0 | 0 | 0 | 350469 | 0 | 0 | 0 | 1342615.1107 | 0 | 0 | 0 | 0 | 0 | 0 | 0 | 0 | 0 | 0 | 0 | 0 | 0 | -344326.8984 | 0 | 0 | 0 | -6142.1016 | 0 | 0 | 0 | 0 | 0 | 0 | 0
2016-10-20 09:00 | 0 | 0 | 0 | 0 | 14189.1016 | 0 | 358516 | 0 | 0 | 0 | 998288.2123 | 0 | 0 | 0 | 0 | 0 | 0 | 0 | 0 | 0 | 0 | 0 | 0 | 0 | -344326.8984 | 0 | 0 | 0 | 0 | 0 | 0 | 0 | 0 | 0 | 0 | 0
2016-10-20 10:00 | 0 | 0 | 0 | 0 | 37878.1016 | 0 | 382205 | 0 | 0 | 0 | 653961.314 | 0 | 0 | 0 | 0 | 0 | 0 | 0 | 0 | 0 | 0 | 0 | 0 | 0 | -344326.8984 | 0 | 0 | 0 | 0 | 0 | 0 | 0 | 0 | 0 | 0 | 0
2016-10-20 11:00 | 0 | 0 | 0 | 0 | 545057.1265 | 0 | 407642 | 0 | 0 | 0 | 791376.4405 | 0 | 0 | 0 | 0 | 0 | 0 | 0 | 0 | 0 | 0 | 0 | 0 | 0 | 137415.1265 | 0 | 0 | 0 | 0 | 0 | 0 | 0 | 0 | 0 | 0 | 0
2016-10-20 12:00 | 0 | 0 | 0 | 0 | 77000.1016 | 0 | 421327 | 0 | 0 | 0 | 447049.5422 | 0 | 0 | 0 | 0 | 0 | 0 | 0 | 0 | 0 | 0 | 0 | 0 | 0 | -344326.8984 | 0 | 0 | 0 | 0 | 0 | 0 | 0 | 0 | 0 | 0 | 0
2016-10-20 13:00 | 0 | 0 | 0 | 0 | 82976.277 | 6611.8246 | 433915 | 0 | 0 | 0 | 102722.6438 | 0 | 0 | 0 | 0 | 0 | 0 | 0 | 0 | 0 | 0 | 0 | 0 | 0 | -344326.8984 | 0 | 0 | 0 | 0 | 0 | 0 | 0 | 0 | 0 | 0 | 0
2016-10-20 14:00 | 0 | 0 | 0 | 0 | 0 | 344140.3562 | 446863 | 0 | 0 | 0 | 0 | 0 | 0 | 0 | 0 | 0 | 0 | 0 | 0 | 0 | 0 | 0 | 0 | 0 | -102722.6438 | 0 | 0 | 0 | 0 | 0 | 0 | 0 | 0 | 0 | 0 | 0
2016-10-20 15:00 | 0 | 0 | 0 | 0 | 0 | 802660.8984 | 458334 | 0 | 0 | 0 | 344326.8984 | 0 | 0 | 0 | 0 | 0 | 0 | 0 | 0 | 0 | 0 | 0 | 0 | 0 | 344326.8984 | 0 | 0 | 0 | 0 | 0 | 0 | 0 | 0 | 0 | 0 | 0
2016-10-20 16:00 | 0 | 0 | 0 | 0 | 0 | 812772.8984 | 468446 | 0 | 0 | 0 | 688653.7967 | 0 | 0 | 0 | 0 | 0 | 0 | 0 | 0 | 0 | 0 | 0 | 0 | 0 | 344326.8984 | 0 | 0 | 0 | 0 | 0 | 0 | 0 | 0 | 0 | 0 | 0
2016-10-20 17:00 | 0 | 0 | 0 | 0 | 0 | 821492.8984 | 477166 | 0 | 0 | 0 | 1032980.6951 | 0 | 0 | 0 | 0 | 0 | 0 | 0 | 0 | 0 | 0 | 0 | 0 | 0 | 344326.8984 | 0 | 0 | 0 | 0 | 0 | 0 | 0 | 0 | 0 | 0 | 0
2016-10-20 18:00 | 0 | 0 | 0 | 0 | 0 | 827659.8984 | 483333 | 0 | 0 | 0 | 1377307.5935 | 0 | 0 | 0 | 0 | 0 | 0 | 0 | 0 | 0 | 0 | 0 | 0 | 0 | 344326.8984 | 0 | 0 | 0 | 0 | 0 | 0 | 0 | 0 | 0 | 0 | 0
2016-10-20 19:00 | 0 | 0 | 0 | 0 | 0 | 830310.8984 | 485984 | 0 | 0 | 0 | 1721634.4918 | 0 | 0 | 0 | 0 | 0 | 0 | 0 | 0 | 0 | 0 | 0 | 0 | 0 | 344326.8984 | 0 | 0 | 0 | 0 | 0 | 0 | 0 | 0 | 0 | 0 | 0
2016-10-20 20:00 | 0 | 0 | 0 | 0 | 0 | 832282.8984 | 487956 | 0 | 0 | 0 | 2065961.3902 | 0 | 0 | 0 | 0 | 0 | 0 | 0 | 0 | 0 | 0 | 0 | 0 | 0 | 344326.8984 | 0 | 0 | 0 | 0 | 0 | 0 | 0 | 0 | 0 | 0 | 0
2016-10-20 21:00 | 0 | 0 | 0 | 0 | 0 | 831224.8984 | 486898 | 0 | 0 | 0 | 2410288.2886 | 0 | 0 | 0 | 0 | 0 | 0 | 0 | 0 | 0 | 0 | 0 | 0 | 0 | 344326.8984 | 0 | 0 | 0 | 0 | 0 | 0 | 0 | 0 | 0 | 0 | 0
2016-10-20 22:00 | 0 | 0 | 0 | 0 | 0 | 848709.1378 | 485387 | 0 | 0 | 0 | 2754615.1869 | 0 | 0 | 18995.2394 | 0 | 0 | 0 | 0 | 0 | 0 | 0 | 0 | 0 | 0 | 344326.8984 | 0 | 0 | 0 | 18995.2394 | 0 | 0 | 0 | 0 | 0 | 0 | 0
2016-10-20 23:00 | 0 | 0 | 0 | 0 | 93019.8207 | 719567.8383 | 487256 | 0 | 0 | 0 | 3098942.0853 | 0 | 0 | 0 | 0 | 0 | 0 | 0 | 0 | 0 | 0 | 0 | 0 | 0 | 344326.8984 | 0 | 0 | 0 | -18995.2394 | 0 | 0 | 0 | 0 | 0 | 0 | 0
2016-10-21 | 0 | 0 | 0 | 0 | 0 | 163904.5552 | 481349 | 0 | 0 | 0 | 2781497.6405 | 0 | 0 | 0 | 0 | 0 | 0 | 0 | 0 | 0 | 0 | 0 | 0 | 0 | -317444.4448 | 0 | 0 | 0 | 0 | 0 | 0 | 0 | 0 | 0 | 0 | 0
2016-10-21 01:00 | 0 | 0 | 0 | 0 | 120460.1383 | 45.9633 | 464833 | 0 | 0 | 0 | 2437170.7422 | 0 | 0 | 0 | 0 | 0 | 0 | 0 | 0 | 0 | 0 | 0 | 0 | 0 | -344326.8984 | 0 | 0 | 0 | 0 | 0 | 0 | 0 | 0 | 0 | 0 | 0
2016-10-21 02:00 | 0 | 0 | 0 | 0 | 96412.1016 | 0 | 440739 | 0 | 0 | 0 | 2092843.8438 | 0 | 0 | 0 | 0 | 0 | 0 | 0 | 0 | 0 | 0 | 0 | 0 | 0 | -344326.8984 | 0 | 0 | 0 | 0 | 0 | 0 | 0 | 0 | 0 | 0 | 0
2016-10-21 03:00 | 0 | 0 | 0 | 0 | 67027.1016 | 0 | 411354 | 0 | 0 | 0 | 1748516.9454 | 0 | 0 | 0 | 0 | 0 | 0 | 0 | 0 | 0 | 0 | 0 | 0 | 0 | -344326.8984 | 0 | 0 | 0 | 0 | 0 | 0 | 0 | 0 | 0 | 0 | 0
2016-10-21 04:00 | 0 | 0 | 0 | 0 | 40462.1016 | 0 | 384789 | 0 | 0 | 0 | 1404190.0471 | 0 | 0 | 0 | 0 | 0 | 0 | 0 | 0 | 0 | 0 | 0 | 0 | 0 | -344326.8984 | 0 | 0 | 0 | 0 | 0 | 0 | 0 | 0 | 0 | 0 | 0
2016-10-21 05:00 | 0 | 0 | 0 | 0 | 686718.3144 | 0 | 365676 | 0 | 0 | 0 | 1718627.2598 | 0 | 0 | 6605.1016 | 0 | 0 | 0 | 0 | 0 | 0 | 0 | 0 | 0 | 0 | 314437.2127 | 0 | 0 | 0 | 6605.1016 | 0 | 0 | 0 | 0 | 0 | 0 | 0
2016-10-21 06:00 | 0 | 0 | 0 | 0 | 0 | 0 | 350932 | 0 | 0 | 0 | 1374300.3614 | 0 | 0 | 0 | 0 | 0 | 0 | 0 | 0 | 0 | 0 | 0 | 0 | 0 | -344326.8984 | 0 | 0 | 0 | -6605.1016 | 0 | 0 | 0 | 0 | 0 | 0 | 0
2016-10-21 07:00 | 0 | 0 | 0 | 0 | 0 | 0 | 342072 | 0 | 0 | 0 | 1032228.3614 | 0 | 0 | 0 | 0 | 0 | 0 | 0 | 0 | 0 | 0 | 0 | 0 | 0 | -342072 | 0 | 0 | 0 | 0 | 0 | 0 | 0 | 0 | 0 | 0 | 0
2016-10-21 08:00 | 0 | 0 | 0 | 0 | 0 | 0 | 340233 | 0 | 0 | 0 | 691995.3614 | 0 | 0 | 0 | 0 | 0 | 0 | 0 | 0 | 0 | 0 | 0 | 0 | 0 | -340233 | 0 | 0 | 0 | 0 | 0 | 0 | 0 | 0 | 0 | 0 | 0
2016-10-21 09:00 | 0 | 0 | 0 | 0 | 407052.0567 | 0 | 347723 | 0 | 0 | 0 | 751324.4182 | 0 | 0 | 0 | 0 | 0 | 0 | 0 | 0 | 0 | 0 | 0 | 0 | 0 | 59329.0567 | 0 | 0 | 0 | 0 | 0 | 0 | 0 | 0 | 0 | 0 | 0
2016-10-21 10:00 | 0 | 0 | 0 | 0 | 651591.2769 | 0 | 369935 | 0 | 0 | 0 | 1032980.6951 | 0 | 0 | 0 | 0 | 0 | 0 | 0 | 0 | 0 | 0 | 0 | 0 | 0 | 281656.2769 | 0 | 0 | 0 | 0 | 0 | 0 | 0 | 0 | 0 | 0 | 0
2016-10-21 11:00 | 0 | 0 | 0 | 0 | 51894.1016 | 0 | 396221 | 0 | 0 | 0 | 688653.7967 | 0 | 0 | 0 | 0 | 0 | 0 | 0 | 0 | 0 | 0 | 0 | 0 | 0 | -344326.8984 | 0 | 0 | 0 | 0 | 0 | 0 | 0 | 0 | 0 | 0 | 0
2016-10-21 12:00 | 0 | 0 | 0 | 0 | 66350.1016 | 0 | 410677 | 0 | 0 | 0 | 344326.8984 | 0 | 0 | 0 | 0 | 0 | 0 | 0 | 0 | 0 | 0 | 0 | 0 | 0 | -344326.8984 | 0 | 0 | 0 | 0 | 0 | 0 | 0 | 0 | 0 | 0 | 0
2016-10-21 13:00 | 0 | 0 | 0 | 0 | 74270.83 | 4802.2716 | 423400 | 0 | 0 | 0 | 0 | 0 | 0 | 0 | 0 | 0 | 0 | 0 | 0 | 0 | 0 | 0 | 0 | 0 | -344326.8984 | 0 | 0 | 0 | 0 | 0 | 0 | 0 | 0 | 0 | 0 | 0
2016-10-21 14:00 | 0 | 0 | 0 | 0 | 403032.7454 | 345190.3651 | 433205 | 0 | 0 | 0 | 315018.1106 | 0 | 0 | 0 | 0 | 0 | 0 | 0 | 0 | 0 | 0 | 0 | 0 | 0 | 315018.1106 | 0 | 0 | 0 | 0 | 0 | 0 | 0 | 0 | 0 | 0 | 0
2016-10-21 15:00 | 0 | 0 | 0 | 0 | 0 | 783852.8984 | 439526 | 0 | 0 | 0 | 659345.0089 | 0 | 0 | 0 | 0 | 0 | 0 | 0 | 0 | 0 | 0 | 0 | 0 | 0 | 344326.8984 | 0 | 0 | 0 | 0 | 0 | 0 | 0 | 0 | 0 | 0 | 0
2016-10-21 16:00 | 0 | 0 | 0 | 0 | 0 | 788298.8984 | 443972 | 0 | 0 | 0 | 1003671.9073 | 0 | 0 | 0 | 0 | 0 | 0 | 0 | 0 | 0 | 0 | 0 | 0 | 0 | 344326.8984 | 0 | 0 | 0 | 0 | 0 | 0 | 0 | 0 | 0 | 0 | 0
2016-10-21 17:00 | 0 | 0 | 0 | 0 | 0 | 792458.8984 | 448132 | 0 | 0 | 0 | 1347998.8057 | 0 | 0 | 0 | 0 | 0 | 0 | 0 | 0 | 0 | 0 | 0 | 0 | 0 | 344326.8984 | 0 | 0 | 0 | 0 | 0 | 0 | 0 | 0 | 0 | 0 | 0
2016-10-21 18:00 | 0 | 0 | 0 | 0 | 0 | 794517.8984 | 450191 | 0 | 0 | 0 | 1692325.704 | 0 | 0 | 0 | 0 | 0 | 0 | 0 | 0 | 0 | 0 | 0 | 0 | 0 | 344326.8984 | 0 | 0 | 0 | 0 | 0 | 0 | 0 | 0 | 0 | 0 | 0
2016-10-21 19:00 | 0 | 0 | 0 | 0 | 0 | 795755.8984 | 451429 | 0 | 0 | 0 | 2036652.6024 | 0 | 0 | 0 | 0 | 0 | 0 | 0 | 0 | 0 | 0 | 0 | 0 | 0 | 344326.8984 | 0 | 0 | 0 | 0 | 0 | 0 | 0 | 0 | 0 | 0 | 0
2016-10-21 20:00 | 0 | 0 | 0 | 0 | 0 | 796529.8984 | 452203 | 0 | 0 | 0 | 2380979.5008 | 0 | 0 | 0 | 0 | 0 | 0 | 0 | 0 | 0 | 0 | 0 | 0 | 0 | 344326.8984 | 0 | 0 | 0 | 0 | 0 | 0 | 0 | 0 | 0 | 0 | 0
2016-10-21 21:00 | 0 | 0 | 0 | 0 | 0 | 795452.8984 | 451126 | 0 | 0 | 0 | 2725306.3991 | 0 | 0 | 0 | 0 | 0 | 0 | 0 | 0 | 0 | 0 | 0 | 0 | 0 | 344326.8984 | 0 | 0 | 0 | 0 | 0 | 0 | 0 | 0 | 0 | 0 | 0
2016-10-21 22:00 | 0 | 0 | 0 | 0 | 0 | 812283.1378 | 448961 | 0 | 0 | 0 | 3069633.2975 | 0 | 0 | 18995.2394 | 0 | 0 | 0 | 0 | 0 | 0 | 0 | 0 | 0 | 0 | 344326.8984 | 0 | 0 | 0 | 18995.2394 | 0 | 0 | 0 | 0 | 0 | 0 | 0
2016-10-21 23:00 | 0 | 0 | 0 | 0 | 66226.4499 | 708534.2091 | 449429 | 0 | 0 | 0 | 3413960.1959 | 0 | 0 | 0 | 0 | 0 | 0 | 0 | 0 | 0 | 0 | 0 | 0 | 0 | 344326.8984 | 0 | 0 | 0 | -18995.2394 | 0 | 0 | 0 | 0 | 0 | 0 | 0
2016-10-22 | 0 | 0 | 0 | 0 | 0 | 155745.9646 | 443542 | 0 | 0 | 0 | 3126164.1605 | 0 | 0 | 0 | 0 | 0 | 0 | 0 | 0 | 0 | 0 | 0 | 0 | 0 | -287796.0354 | 0 | 0 | 0 | 0 | 0 | 0 | 0 | 0 | 0 | 0 | 0
2016-10-22 01:00 | 0 | 0 | 0 | 0 | 85766.414 | 36.6876 | 430130 | 0 | 0 | 0 | 2781837.2621 | 0 | 0 | 0 | 0 | 0 | 0 | 0 | 0 | 0 | 0 | 0 | 0 | 0 | -344326.8984 | 0 | 0 | 0 | 0 | 0 | 0 | 0 | 0 | 0 | 0 | 0
2016-10-22 02:00 | 0 | 0 | 0 | 0 | 67599.1016 | 0 | 411926 | 0 | 0 | 0 | 2437510.3637 | 0 | 0 | 0 | 0 | 0 | 0 | 0 | 0 | 0 | 0 | 0 | 0 | 0 | -344326.8984 | 0 | 0 | 0 | 0 | 0 | 0 | 0 | 0 | 0 | 0 | 0
2016-10-22 03:00 | 0 | 0 | 0 | 0 | 44004.1016 | 0 | 388331 | 0 | 0 | 0 | 2093183.4654 | 0 | 0 | 0 | 0 | 0 | 0 | 0 | 0 | 0 | 0 | 0 | 0 | 0 | -344326.8984 | 0 | 0 | 0 | 0 | 0 | 0 | 0 | 0 | 0 | 0 | 0
2016-10-22 04:00 | 0 | 0 | 0 | 0 | 23182.1016 | 0 | 367509 | 0 | 0 | 0 | 1748856.567 | 0 | 0 | 0 | 0 | 0 | 0 | 0 | 0 | 0 | 0 | 0 | 0 | 0 | -344326.8984 | 0 | 0 | 0 | 0 | 0 | 0 | 0 | 0 | 0 | 0 | 0
2016-10-22 05:00 | 0 | 0 | 0 | 0 | 677692.3842 | 0 | 350055 | 0 | 0 | 0 | 2076493.9512 | 0 | 0 | 0 | 0 | 0 | 0 | 0 | 0 | 0 | 0 | 0 | 0 | 0 | 327637.3842 | 0 | 0 | 0 | 0 | 0 | 0 | 0 | 0 | 0 | 0 | 0
2016-10-22 06:00 | 0 | 0 | 0 | 0 | 0 | 0 | 336559 | 0 | 0 | 0 | 1739934.9512 | 0 | 0 | 0 | 0 | 0 | 0 | 0 | 0 | 0 | 0 | 0 | 0 | 0 | -336559 | 0 | 0 | 0 | 0 | 0 | 0 | 0 | 0 | 0 | 0 | 0
2016-10-22 07:00 | 0 | 0 | 0 | 0 | 0 | 0 | 328180 | 0 | 0 | 0 | 1411754.9512 | 0 | 0 | 0 | 0 | 0 | 0 | 0 | 0 | 0 | 0 | 0 | 0 | 0 | -328180 | 0 | 0 | 0 | 0 | 0 | 0 | 0 | 0 | 0 | 0 | 0
2016-10-22 08:00 | 0 | 0 | 0 | 0 | 0 | 0 | 324353 | 0 | 0 | 0 | 1087401.9512 | 0 | 0 | 0 | 0 | 0 | 0 | 0 | 0 | 0 | 0 | 0 | 0 | 0 | -324353 | 0 | 0 | 0 | 0 | 0 | 0 | 0 | 0 | 0 | 0 | 0
2016-10-22 09:00 | 0 | 0 | 0 | 0 | 42856.2678 | 0 | 326281 | 0 | 0 | 0 | 803977.219 | 0 | 0 | 0 | 0 | 0 | 0 | 0 | 0 | 0 | 0 | 0 | 0 | 0 | -283424.7322 | 0 | 0 | 0 | 0 | 0 | 0 | 0 | 0 | 0 | 0 | 0
2016-10-22 10:00 | 0 | 0 | 0 | 0 | 565052.5778 | 0 | 333702 | 0 | 0 | 0 | 1032980.6951 | 0 | 0 | 2347.1016 | 0 | 0 | 0 | 0 | 0 | 0 | 0 | 0 | 0 | 0 | 229003.4761 | 0 | 0 | 0 | 2347.1016 | 0 | 0 | 0 | 0 | 0 | 0 | 0
2016-10-22 11:00 | 0 | 0 | 0 | 0 | 0 | 0 | 346674 | 0 | 0 | 0 | 688653.7967 | 0 | 0 | 0 | 0 | 0 | 0 | 0 | 0 | 0 | 0 | 0 | 0 | 0 | -344326.8984 | 0 | 0 | 0 | -2347.1016 | 0 | 0 | 0 | 0 | 0 | 0 | 0
2016-10-22 12:00 | 0 | 0 | 0 | 0 | 15834.1016 | 0 | 360161 | 0 | 0 | 0 | 344326.8984 | 0 | 0 | 0 | 0 | 0 | 0 | 0 | 0 | 0 | 0 | 0 | 0 | 0 | -344326.8984 | 0 | 0 | 0 | 0 | 0 | 0 | 0 | 0 | 0 | 0 | 0
2016-10-22 13:00 | 0 | 0 | 0 | 0 | 26321.087 | 4013.0147 | 374661 | 0 | 0 | 0 | 0 | 0 | 0 | 0 | 0 | 0 | 0 | 0 | 0 | 0 | 0 | 0 | 0 | 0 | -344326.8984 | 0 | 0 | 0 | 0 | 0 | 0 | 0 | 0 | 0 | 0 | 0
2016-10-22 14:00 | 0 | 0 | 0 | 0 | 332847.0018 | 361139.4991 | 383664 | 0 | 0 | 0 | 310322.5009 | 0 | 0 | 0 | 0 | 0 | 0 | 0 | 0 | 0 | 0 | 0 | 0 | 0 | 310322.5009 | 0 | 0 | 0 | 0 | 0 | 0 | 0 | 0 | 0 | 0 | 0
2016-10-22 15:00 | 0 | 0 | 0 | 0 | 0 | 732298.8984 | 387972 | 0 | 0 | 0 | 654649.3993 | 0 | 0 | 0 | 0 | 0 | 0 | 0 | 0 | 0 | 0 | 0 | 0 | 0 | 344326.8984 | 0 | 0 | 0 | 0 | 0 | 0 | 0 | 0 | 0 | 0 | 0
2016-10-22 16:00 | 0 | 0 | 0 | 0 | 0 | 732943.8984 | 388617 | 0 | 0 | 0 | 998976.2977 | 0 | 0 | 0 | 0 | 0 | 0 | 0 | 0 | 0 | 0 | 0 | 0 | 0 | 344326.8984 | 0 | 0 | 0 | 0 | 0 | 0 | 0 | 0 | 0 | 0 | 0
2016-10-22 17:00 | 0 | 0 | 0 | 0 | 0 | 732409.8984 | 388083 | 0 | 0 | 0 | 1343303.196 | 0 | 0 | 0 | 0 | 0 | 0 | 0 | 0 | 0 | 0 | 0 | 0 | 0 | 344326.8984 | 0 | 0 | 0 | 0 | 0 | 0 | 0 | 0 | 0 | 0 | 0
2016-10-22 18:00 | 0 | 0 | 0 | 0 | 0 | 732010.8984 | 387684 | 0 | 0 | 0 | 1687630.0944 | 0 | 0 | 0 | 0 | 0 | 0 | 0 | 0 | 0 | 0 | 0 | 0 | 0 | 344326.8984 | 0 | 0 | 0 | 0 | 0 | 0 | 0 | 0 | 0 | 0 | 0
2016-10-22 19:00 | 0 | 0 | 0 | 0 | 0 | 733743.8984 | 389417 | 0 | 0 | 0 | 2031956.9928 | 0 | 0 | 0 | 0 | 0 | 0 | 0 | 0 | 0 | 0 | 0 | 0 | 0 | 344326.8984 | 0 | 0 | 0 | 0 | 0 | 0 | 0 | 0 | 0 | 0 | 0
2016-10-22 20:00 | 0 | 0 | 0 | 0 | 0 | 738074.8984 | 393748 | 0 | 0 | 0 | 2376283.8911 | 0 | 0 | 0 | 0 | 0 | 0 | 0 | 0 | 0 | 0 | 0 | 0 | 0 | 344326.8984 | 0 | 0 | 0 | 0 | 0 | 0 | 0 | 0 | 0 | 0 | 0
2016-10-22 21:00 | 0 | 0 | 0 | 0 | 0 | 743300.8984 | 398974 | 0 | 0 | 0 | 2720610.7895 | 0 | 0 | 0 | 0 | 0 | 0 | 0 | 0 | 0 | 0 | 0 | 0 | 0 | 344326.8984 | 0 | 0 | 0 | 0 | 0 | 0 | 0 | 0 | 0 | 0 | 0
2016-10-22 22:00 | 0 | 0 | 0 | 0 | 0 | 767200.1378 | 403878 | 0 | 0 | 0 | 3064937.6879 | 0 | 0 | 18995.2394 | 0 | 0 | 0 | 0 | 0 | 0 | 0 | 0 | 0 | 0 | 344326.8984 | 0 | 0 | 0 | 18995.2394 | 0 | 0 | 0 | 0 | 0 | 0 | 0
2016-10-22 23:00 | 0 | 0 | 0 | 0 | 0 | 595802.0948 | 410658 | 0 | 0 | 0 | 3269077.0221 | 0 | 0 | 0 | 0 | 0 | 0 | 0 | 0 | 0 | 0 | 0 | 0 | 0 | 204139.3342 | 0 | 0 | 0 | -18995.2394 | 0 | 0 | 0 | 0 | 0 | 0 | 0
2016-10-23 | 0 | 0 | 0 | 0 | 0 | 119083.3642 | 410237 | 0 | 0 | 0 | 2977923.3863 | 0 | 0 | 0 | 0 | 0 | 0 | 0 | 0 | 0 | 0 | 0 | 0 | 0 | -291153.6358 | 0 | 0 | 0 | 0 | 0 | 0 | 0 | 0 | 0 | 0 | 0
2016-10-23 01:00 | 0 | 0 | 0 | 0 | 58736.2424 | 17.8592 | 403081 | 0 | 0 | 0 | 2633596.4879 | 0 | 0 | 0 | 0 | 0 | 0 | 0 | 0 | 0 | 0 | 0 | 0 | 0 | -344326.8984 | 0 | 0 | 0 | 0 | 0 | 0 | 0 | 0 | 0 | 0 | 0
2016-10-23 02:00 | 0 | 0 | 0 | 0 | 45068.1016 | 0 | 389395 | 0 | 0 | 0 | 2289269.5895 | 0 | 0 | 0 | 0 | 0 | 0 | 0 | 0 | 0 | 0 | 0 | 0 | 0 | -344326.8984 | 0 | 0 | 0 | 0 | 0 | 0 | 0 | 0 | 0 | 0 | 0
2016-10-23 03:00 | 0 | 0 | 0 | 0 | 27512.1016 | 0 | 371839 | 0 | 0 | 0 | 1944942.6912 | 0 | 0 | 0 | 0 | 0 | 0 | 0 | 0 | 0 | 0 | 0 | 0 | 0 | -344326.8984 | 0 | 0 | 0 | 0 | 0 | 0 | 0 | 0 | 0 | 0 | 0
2016-10-23 04:00 | 0 | 0 | 0 | 0 | 10056.1016 | 0 | 354383 | 0 | 0 | 0 | 1600615.7928 | 0 | 0 | 0 | 0 | 0 | 0 | 0 | 0 | 0 | 0 | 0 | 0 | 0 | -344326.8984 | 0 | 0 | 0 | 0 | 0 | 0 | 0 | 0 | 0 | 0 | 0
2016-10-23 05:00 | 0 | 0 | 0 | 0 | 683851.8984 | 0 | 339525 | 0 | 0 | 0 | 1944942.6912 | 0 | 0 | 0 | 0 | 0 | 0 | 0 | 0 | 0 | 0 | 0 | 0 | 0 | 344326.8984 | 0 | 0 | 0 | 0 | 0 | 0 | 0 | 0 | 0 | 0 | 0
2016-10-23 06:00 | 0 | 0 | 0 | 0 | 0 | 0 | 328360 | 0 | 0 | 0 | 1616582.6912 | 0 | 0 | 0 | 0 | 0 | 0 | 0 | 0 | 0 | 0 | 0 | 0 | 0 | -328360 | 0 | 0 | 0 | 0 | 0 | 0 | 0 | 0 | 0 | 0 | 0
2016-10-23 07:00 | 0 | 0 | 0 | 0 | 0 | 0 | 321477 | 0 | 0 | 0 | 1295105.6912 | 0 | 0 | 0 | 0 | 0 | 0 | 0 | 0 | 0 | 0 | 0 | 0 | 0 | -321477 | 0 | 0 | 0 | 0 | 0 | 0 | 0 | 0 | 0 | 0 | 0
2016-10-23 08:00 | 0 | 0 | 0 | 0 | 0 | 0 | 318501 | 0 | 0 | 0 | 976604.6912 | 0 | 0 | 0 | 0 | 0 | 0 | 0 | 0 | 0 | 0 | 0 | 0 | 0 | -318501 | 0 | 0 | 0 | 0 | 0 | 0 | 0 | 0 | 0 | 0 | 0
2016-10-23 09:00 | 0 | 0 | 0 | 0 | 0 | 0 | 318837 | 0 | 0 | 0 | 657767.6912 | 0 | 0 | 0 | 0 | 0 | 0 | 0 | 0 | 0 | 0 | 0 | 0 | 0 | -318837 | 0 | 0 | 0 | 0 | 0 | 0 | 0 | 0 | 0 | 0 | 0
2016-10-23 10:00 | 0 | 0 | 0 | 0 | 670104.8984 | 0 | 325778 | 0 | 0 | 0 | 1002094.5895 | 0 | 0 | 0 | 0 | 0 | 0 | 0 | 0 | 0 | 0 | 0 | 0 | 0 | 344326.8984 | 0 | 0 | 0 | 0 | 0 | 0 | 0 | 0 | 0 | 0 | 0
2016-10-23 11:00 | 0 | 0 | 0 | 0 | 0 | 0 | 335639 | 0 | 0 | 0 | 666455.5895 | 0 | 0 | 0 | 0 | 0 | 0 | 0 | 0 | 0 | 0 | 0 | 0 | 0 | -335639 | 0 | 0 | 0 | 0 | 0 | 0 | 0 | 0 | 0 | 0 | 0
2016-10-23 12:00 | 0 | 0 | 0 | 0 | 3607.1016 | 0 | 347934 | 0 | 0 | 0 | 322128.6912 | 0 | 0 | 0 | 0 | 0 | 0 | 0 | 0 | 0 | 0 | 0 | 0 | 0 | -344326.8984 | 0 | 0 | 0 | 0 | 0 | 0 | 0 | 0 | 0 | 0 | 0
2016-10-23 13:00 | 0 | 0 | 0 | 0 | 34813.9775 | 1962.3313 | 358905 | 0 | 0 | 0 | 0 | 0 | 0 | 0 | 0 | 0 | 0 | 0 | 0 | 0 | 0 | 0 | 0 | 0 | -322128.6912 | 0 | 0 | 0 | 0 | 0 | 0 | 0 | 0 | 0 | 0 | 0
2016-10-23 14:00 | 0 | 0 | 0 | 0 | 391293.5636 | 309695.005 | 364785 | 0 | 0 | 0 | 336203.5686 | 0 | 0 | 0 | 0 | 0 | 0 | 0 | 0 | 0 | 0 | 0 | 0 | 0 | 336203.5686 | 0 | 0 | 0 | 0 | 0 | 0 | 0 | 0 | 0 | 0 | 0
2016-10-23 15:00 | 0 | 0 | 0 | 0 | 42386.1281 | 670903.7703 | 368963 | 0 | 0 | 0 | 680530.467 | 0 | 0 | 0 | 0 | 0 | 0 | 0 | 0 | 0 | 0 | 0 | 0 | 0 | 344326.8984 | 0 | 0 | 0 | 0 | 0 | 0 | 0 | 0 | 0 | 0 | 0
2016-10-23 16:00 | 0 | 0 | 0 | 0 | 0 | 717671.8984 | 373345 | 0 | 0 | 0 | 1024857.3654 | 0 | 0 | 0 | 0 | 0 | 0 | 0 | 0 | 0 | 0 | 0 | 0 | 0 | 344326.8984 | 0 | 0 | 0 | 0 | 0 | 0 | 0 | 0 | 0 | 0 | 0
2016-10-23 17:00 | 0 | 0 | 0 | 0 | 0 | 721713.8984 | 377387 | 0 | 0 | 0 | 1369184.2637 | 0 | 0 | 0 | 0 | 0 | 0 | 0 | 0 | 0 | 0 | 0 | 0 | 0 | 344326.8984 | 0 | 0 | 0 | 0 | 0 | 0 | 0 | 0 | 0 | 0 | 0
2016-10-23 18:00 | 0 | 0 | 0 | 0 | 0 | 725279.8984 | 380953 | 0 | 0 | 0 | 1713511.1621 | 0 | 0 | 0 | 0 | 0 | 0 | 0 | 0 | 0 | 0 | 0 | 0 | 0 | 344326.8984 | 0 | 0 | 0 | 0 | 0 | 0 | 0 | 0 | 0 | 0 | 0
2016-10-23 19:00 | 0 | 0 | 0 | 0 | 0 | 729194.8984 | 384868 | 0 | 0 | 0 | 2057838.0605 | 0 | 0 | 0 | 0 | 0 | 0 | 0 | 0 | 0 | 0 | 0 | 0 | 0 | 344326.8984 | 0 | 0 | 0 | 0 | 0 | 0 | 0 | 0 | 0 | 0 | 0
2016-10-23 20:00 | 0 | 0 | 0 | 0 | 0 | 735509.8984 | 391183 | 0 | 0 | 0 | 2402164.9588 | 0 | 0 | 0 | 0 | 0 | 0 | 0 | 0 | 0 | 0 | 0 | 0 | 0 | 344326.8984 | 0 | 0 | 0 | 0 | 0 | 0 | 0 | 0 | 0 | 0 | 0
2016-10-23 21:00 | 0 | 0 | 0 | 0 | 0 | 762150.1378 | 398828 | 0 | 0 | 0 | 2746491.8572 | 0 | 0 | 18995.2394 | 0 | 0 | 0 | 0 | 0 | 0 | 0 | 0 | 0 | 0 | 344326.8984 | 0 | 0 | 0 | 18995.2394 | 0 | 0 | 0 | 0 | 0 | 0 | 0
2016-10-23 22:00 | 0 | 0 | 0 | 0 | 0 | 737553.6631 | 408238 | 0 | 0 | 0 | 3090818.7556 | 0 | 0 | 3984.0041 | 0 | 0 | 0 | 0 | 0 | 0 | 0 | 0 | 0 | 0 | 344326.8984 | 0 | 0 | 0 | -15011.2353 | 0 | 0 | 0 | 0 | 0 | 0 | 0
2016-10-23 23:00 | 0 | 0 | 0 | 0 | 0 | 488540.6379 | 420251 | 0 | 0 | 0 | 3163092.3976 | 0 | 0 | 0 | 0 | 0 | 0 | 0 | 0 | 0 | 0 | 0 | 0 | 0 | 72273.6421 | 0 | 0 | 0 | -3984.0041 | 0 | 0 | 0 | 0 | 0 | 0 | 0
2016-10-24 | 0 | 0 | 0 | 0 | 0 | 78741.155 | 422595 | 0 | 0 | 0 | 2819238.5526 | 0 | 0 | 0 | 0 | 0 | 0 | 0 | 0 | 0 | 0 | 0 | 0 | 0 | -343853.845 | 0 | 0 | 0 | 0 | 0 | 0 | 0 | 0 | 0 | 0 | 0
2016-10-24 01:00 | 0 | 0 | 0 | 0 | 67316.1806 | 15.921 | 411659 | 0 | 0 | 0 | 2474911.6543 | 0 | 0 | 0 | 0 | 0 | 0 | 0 | 0 | 0 | 0 | 0 | 0 | 0 | -344326.8984 | 0 | 0 | 0 | 0 | 0 | 0 | 0 | 0 | 0 | 0 | 0
2016-10-24 02:00 | 0 | 0 | 0 | 0 | 49343.1016 | 0 | 393670 | 0 | 0 | 0 | 2130584.7559 | 0 | 0 | 0 | 0 | 0 | 0 | 0 | 0 | 0 | 0 | 0 | 0 | 0 | -344326.8984 | 0 | 0 | 0 | 0 | 0 | 0 | 0 | 0 | 0 | 0 | 0
2016-10-24 03:00 | 0 | 0 | 0 | 0 | 27232.1016 | 0 | 371559 | 0 | 0 | 0 | 1786257.8575 | 0 | 0 | 0 | 0 | 0 | 0 | 0 | 0 | 0 | 0 | 0 | 0 | 0 | -344326.8984 | 0 | 0 | 0 | 0 | 0 | 0 | 0 | 0 | 0 | 0 | 0
2016-10-24 04:00 | 0 | 0 | 0 | 0 | 696668.8984 | 0 | 352342 | 0 | 0 | 0 | 2130584.7559 | 0 | 0 | 0 | 0 | 0 | 0 | 0 | 0 | 0 | 0 | 0 | 0 | 0 | 344326.8984 | 0 | 0 | 0 | 0 | 0 | 0 | 0 | 0 | 0 | 0 | 0
2016-10-24 05:00 | 0 | 0 | 0 | 0 | 0 | 0 | 336659 | 0 | 0 | 0 | 1793925.7559 | 0 | 0 | 0 | 0 | 0 | 0 | 0 | 0 | 0 | 0 | 0 | 0 | 0 | -336659 | 0 | 0 | 0 | 0 | 0 | 0 | 0 | 0 | 0 | 0 | 0
2016-10-24 06:00 | 0 | 0 | 0 | 0 | 0 | 0 | 325873 | 0 | 0 | 0 | 1468052.7559 | 0 | 0 | 0 | 0 | 0 | 0 | 0 | 0 | 0 | 0 | 0 | 0 | 0 | -325873 | 0 | 0 | 0 | 0 | 0 | 0 | 0 | 0 | 0 | 0 | 0
2016-10-24 07:00 | 0 | 0 | 0 | 0 | 0 | 0 | 321177 | 0 | 0 | 0 | 1146875.7559 | 0 | 0 | 0 | 0 | 0 | 0 | 0 | 0 | 0 | 0 | 0 | 0 | 0 | -321177 | 0 | 0 | 0 | 0 | 0 | 0 | 0 | 0 | 0 | 0 | 0
2016-10-24 08:00 | 0 | 0 | 0 | 0 | 519318.1828 | 0 | 322115 | 0 | 0 | 0 | 1344078.9386 | 0 | 0 | 0 | 0 | 0 | 0 | 0 | 0 | 0 | 0 | 0 | 0 | 0 | 197203.1828 | 0 | 0 | 0 | 0 | 0 | 0 | 0 | 0 | 0 | 0 | 0
2016-10-24 09:00 | 0 | 0 | 0 | 0 | 0 | 0 | 334390 | 0 | 0 | 0 | 1009688.9386 | 0 | 0 | 0 | 0 | 0 | 0 | 0 | 0 | 0 | 0 | 0 | 0 | 0 | -334390 | 0 | 0 | 0 | 0 | 0 | 0 | 0 | 0 | 0 | 0 | 0
2016-10-24 10:00 | 0 | 0 | 0 | 0 | 437922.7202 | 0 | 362713 | 0 | 0 | 0 | 1084898.6588 | 0 | 0 | 0 | 0 | 0 | 0 | 0 | 0 | 0 | 0 | 0 | 0 | 0 | 75209.7202 | 0 | 0 | 0 | 0 | 0 | 0 | 0 | 0 | 0 | 0 | 0
2016-10-24 11:00 | 0 | 0 | 0 | 0 | 403564.5699 | 0 | 392252 | 0 | 0 | 0 | 1096211.2287 | 0 | 0 | 0 | 0 | 0 | 0 | 0 | 0 | 0 | 0 | 0 | 0 | 0 | 11312.5699 | 0 | 0 | 0 | 0 | 0 | 0 | 0 | 0 | 0 | 0 | 0
2016-10-24 12:00 | 0 | 0 | 0 | 0 | 62038.1016 | 0 | 406365 | 0 | 0 | 0 | 751884.3303 | 0 | 0 | 0 | 0 | 0 | 0 | 0 | 0 | 0 | 0 | 0 | 0 | 0 | -344326.8984 | 0 | 0 | 0 | 0 | 0 | 0 | 0 | 0 | 0 | 0 | 0
2016-10-24 13:00 | 0 | 0 | 0 | 0 | 307606.0771 | 2908.3191 | 414488 | 0 | 0 | 0 | 647910.7265 | 0 | 0 | 0 | 0 | 0 | 0 | 0 | 0 | 0 | 0 | 0 | 0 | 0 | -103973.6039 | 0 | 0 | 0 | 0 | 0 | 0 | 0 | 0 | 0 | 0 | 0
2016-10-24 14:00 | 0 | 0 | 0 | 0 | 195803.9904 | 310150.618 | 422221 | 0 | 0 | 0 | 731644.3349 | 0 | 0 | 0 | 0 | 0 | 0 | 0 | 0 | 0 | 0 | 0 | 0 | 0 | 83733.6084 | 0 | 0 | 0 | 0 | 0 | 0 | 0 | 0 | 0 | 0 | 0
2016-10-24 15:00 | 0 | 0 | 0 | 0 | 0 | 582407.484 | 427759 | 0 | 0 | 0 | 886292.8189 | 0 | 0 | 0 | 0 | 0 | 0 | 0 | 0 | 0 | 0 | 0 | 0 | 0 | 154648.484 | 0 | 0 | 0 | 0 | 0 | 0 | 0 | 0 | 0 | 0 | 0
2016-10-24 16:00 | 0 | 0 | 0 | 0 | 68228.0706 | 708458.8278 | 432360 | 0 | 0 | 0 | 1230619.7173 | 0 | 0 | 0 | 0 | 0 | 0 | 0 | 0 | 0 | 0 | 0 | 0 | 0 | 344326.8984 | 0 | 0 | 0 | 0 | 0 | 0 | 0 | 0 | 0 | 0 | 0
2016-10-24 17:00 | 0 | 0 | 0 | 0 | 0 | 733293.6855 | 437102 | 0 | 0 | 0 | 1526811.4027 | 0 | 0 | 0 | 0 | 0 | 0 | 0 | 0 | 0 | 0 | 0 | 0 | 0 | 296191.6855 | 0 | 0 | 0 | 0 | 0 | 0 | 0 | 0 | 0 | 0 | 0
2016-10-24 18:00 | 0 | 0 | 0 | 0 | 0 | 716702.9185 | 441106 | 0 | 0 | 0 | 1802408.3213 | 0 | 0 | 0 | 0 | 0 | 0 | 0 | 0 | 0 | 0 | 0 | 0 | 0 | 275596.9185 | 0 | 0 | 0 | 0 | 0 | 0 | 0 | 0 | 0 | 0 | 0
2016-10-24 19:00 | 0 | 0 | 0 | 0 | 0 | 693836.247 | 444839 | 0 | 0 | 0 | 2051405.5683 | 0 | 0 | 0 | 0 | 0 | 0 | 0 | 0 | 0 | 0 | 0 | 0 | 0 | 248997.247 | 0 | 0 | 0 | 0 | 0 | 0 | 0 | 0 | 0 | 0 | 0
2016-10-24 20:00 | 0 | 0 | 0 | 0 | 0 | 670576.456 | 448354 | 0 | 0 | 0 | 2273628.0242 | 0 | 0 | 0 | 0 | 0 | 0 | 0 | 0 | 0 | 0 | 0 | 0 | 0 | 222222.456 | 0 | 0 | 0 | 0 | 0 | 0 | 0 | 0 | 0 | 0 | 0
2016-10-24 21:00 | 0 | 0 | 0 | 0 | 0 | 623453.3739 | 451542 | 0 | 0 | 0 | 2445539.3982 | 0 | 0 | 0 | 0 | 0 | 0 | 0 | 0 | 0 | 0 | 0 | 0 | 0 | 171911.3739 | 0 | 0 | 0 | 0 | 0 | 0 | 0 | 0 | 0 | 0 | 0
2016-10-24 22:00 | 0 | 0 | 0 | 0 | 0 | 525270.1358 | 454806 | 0 | 0 | 0 | 2516003.5339 | 0 | 0 | 0 | 0 | 0 | 0 | 0 | 0 | 0 | 0 | 0 | 0 | 0 | 70464.1358 | 0 | 0 | 0 | 0 | 0 | 0 | 0 | 0 | 0 | 0 | 0
2016-10-24 23:00 | 0 | 0 | 0 | 0 | 0 | 313904.8341 | 462102 | 0 | 0 | 0 | 2367806.3681 | 0 | 0 | 0 | 0 | 0 | 0 | 0 | 0 | 0 | 0 | 0 | 0 | 0 | -148197.1659 | 0 | 0 | 0 | 0 | 0 | 0 | 0 | 0 | 0 | 0 | 0
2016-10-25 | 0 | 0 | 0 | 0 | 47150.1749 | 67940.9268 | 459418 | 0 | 0 | 0 | 2023479.4697 | 0 | 0 | 0 | 0 | 0 | 0 | 0 | 0 | 0 | 0 | 0 | 0 | 0 | -344326.8984 | 0 | 0 | 0 | 0 | 0 | 0 | 0 | 0 | 0 | 0 | 0
2016-10-25 01:00 | 0 | 0 | 0 | 0 | 101370.3808 | 17.7208 | 445715 | 0 | 0 | 0 | 1679152.5713 | 0 | 0 | 0 | 0 | 0 | 0 | 0 | 0 | 0 | 0 | 0 | 0 | 0 | -344326.8984 | 0 | 0 | 0 | 0 | 0 | 0 | 0 | 0 | 0 | 0 | 0
2016-10-25 02:00 | 0 | 0 | 0 | 0 | 766224.8984 | 0 | 421898 | 0 | 0 | 0 | 2023479.4697 | 0 | 0 | 0 | 0 | 0 | 0 | 0 | 0 | 0 | 0 | 0 | 0 | 0 | 344326.8984 | 0 | 0 | 0 | 0 | 0 | 0 | 0 | 0 | 0 | 0 | 0
2016-10-25 03:00 | 0 | 0 | 0 | 0 | 50963.1016 | 0 | 395290 | 0 | 0 | 0 | 1679152.5713 | 0 | 0 | 0 | 0 | 0 | 0 | 0 | 0 | 0 | 0 | 0 | 0 | 0 | -344326.8984 | 0 | 0 | 0 | 0 | 0 | 0 | 0 | 0 | 0 | 0 | 0
2016-10-25 04:00 | 0 | 0 | 0 | 0 | 26601.1016 | 0 | 370928 | 0 | 0 | 0 | 1334825.673 | 0 | 0 | 0 | 0 | 0 | 0 | 0 | 0 | 0 | 0 | 0 | 0 | 0 | -344326.8984 | 0 | 0 | 0 | 0 | 0 | 0 | 0 | 0 | 0 | 0 | 0
2016-10-25 05:00 | 0 | 0 | 0 | 0 | 8781.1016 | 0 | 353108 | 0 | 0 | 0 | 990498.7746 | 0 | 0 | 0 | 0 | 0 | 0 | 0 | 0 | 0 | 0 | 0 | 0 | 0 | -344326.8984 | 0 | 0 | 0 | 0 | 0 | 0 | 0 | 0 | 0 | 0 | 0
2016-10-25 06:00 | 0 | 0 | 0 | 0 | 684819.8984 | 0 | 340493 | 0 | 0 | 0 | 1334825.673 | 0 | 0 | 0 | 0 | 0 | 0 | 0 | 0 | 0 | 0 | 0 | 0 | 0 | 344326.8984 | 0 | 0 | 0 | 0 | 0 | 0 | 0 | 0 | 0 | 0 | 0
2016-10-25 07:00 | 0 | 0 | 0 | 0 | 0 | 0 | 333872 | 0 | 0 | 0 | 1000953.673 | 0 | 0 | 0 | 0 | 0 | 0 | 0 | 0 | 0 | 0 | 0 | 0 | 0 | -333872 | 0 | 0 | 0 | 0 | 0 | 0 | 0 | 0 | 0 | 0 | 0
2016-10-25 08:00 | 0 | 0 | 0 | 0 | 0 | 0 | 333840 | 0 | 0 | 0 | 667113.673 | 0 | 0 | 0 | 0 | 0 | 0 | 0 | 0 | 0 | 0 | 0 | 0 | 0 | -333840 | 0 | 0 | 0 | 0 | 0 | 0 | 0 | 0 | 0 | 0 | 0
2016-10-25 09:00 | 0 | 0 | 0 | 0 | 599822.1391 | 0 | 345250 | 0 | 0 | 0 | 921685.8121 | 0 | 0 | 0 | 0 | 0 | 0 | 0 | 0 | 0 | 0 | 0 | 0 | 0 | 254572.1391 | 0 | 0 | 0 | 0 | 0 | 0 | 0 | 0 | 0 | 0 | 0
2016-10-25 10:00 | 0 | 0 | 0 | 0 | 30053.1016 | 0 | 374380 | 0 | 0 | 0 | 577358.9137 | 0 | 0 | 0 | 0 | 0 | 0 | 0 | 0 | 0 | 0 | 0 | 0 | 0 | -344326.8984 | 0 | 0 | 0 | 0 | 0 | 0 | 0 | 0 | 0 | 0 | 0
2016-10-25 11:00 | 0 | 0 | 0 | 0 | 58464.1016 | 0 | 402791 | 0 | 0 | 0 | 233032.0154 | 0 | 0 | 0 | 0 | 0 | 0 | 0 | 0 | 0 | 0 | 0 | 0 | 0 | -344326.8984 | 0 | 0 | 0 | 0 | 0 | 0 | 0 | 0 | 0 | 0 | 0
2016-10-25 12:00 | 0 | 0 | 0 | 0 | 567518.4463 | 0 | 414577 | 0 | 0 | 0 | 385973.4617 | 0 | 0 | 0 | 0 | 0 | 0 | 0 | 0 | 0 | 0 | 0 | 0 | 0 | 152941.4463 | 0 | 0 | 0 | 0 | 0 | 0 | 0 | 0 | 0 | 0 | 0
2016-10-25 13:00 | 0 | 0 | 0 | 0 | 538182.8792 | 842.5398 | 420864 | 0 | 0 | 0 | 504134.8806 | 0 | 0 | 0 | 0 | 0 | 0 | 0 | 0 | 0 | 0 | 0 | 0 | 0 | 118161.419 | 0 | 0 | 0 | 0 | 0 | 0 | 0 | 0 | 0 | 0 | 0
2016-10-25 14:00 | 0 | 0 | 0 | 0 | 0 | 143112.9151 | 425780 | 0 | 0 | 0 | 221467.7958 | 0 | 0 | 0 | 0 | 0 | 0 | 0 | 0 | 0 | 0 | 0 | 0 | 0 | -282667.0849 | 0 | 0 | 0 | 0 | 0 | 0 | 0 | 0 | 0 | 0 | 0
2016-10-25 15:00 | 0 | 0 | 0 | 0 | 0 | 509867.4907 | 429361 | 0 | 0 | 0 | 301974.2864 | 0 | 0 | 0 | 0 | 0 | 0 | 0 | 0 | 0 | 0 | 0 | 0 | 0 | 80506.4907 | 0 | 0 | 0 | 0 | 0 | 0 | 0 | 0 | 0 | 0 | 0
2016-10-25 16:00 | 0 | 0 | 0 | 0 | 46779.6588 | 730711.2395 | 433164 | 0 | 0 | 0 | 646301.1848 | 0 | 0 | 0 | 0 | 0 | 0 | 0 | 0 | 0 | 0 | 0 | 0 | 0 | 344326.8984 | 0 | 0 | 0 | 0 | 0 | 0 | 0 | 0 | 0 | 0 | 0
2016-10-25 17:00 | 0 | 0 | 0 | 0 | 0 | 781499.8984 | 437173 | 0 | 0 | 0 | 990628.0832 | 0 | 0 | 0 | 0 | 0 | 0 | 0 | 0 | 0 | 0 | 0 | 0 | 0 | 344326.8984 | 0 | 0 | 0 | 0 | 0 | 0 | 0 | 0 | 0 | 0 | 0
2016-10-25 18:00 | 0 | 0 | 0 | 0 | 0 | 785081.8984 | 440755 | 0 | 0 | 0 | 1334954.9815 | 0 | 0 | 0 | 0 | 0 | 0 | 0 | 0 | 0 | 0 | 0 | 0 | 0 | 344326.8984 | 0 | 0 | 0 | 0 | 0 | 0 | 0 | 0 | 0 | 0 | 0
2016-10-25 19:00 | 0 | 0 | 0 | 0 | 0 | 791789.4123 | 444026 | 0 | 0 | 0 | 1679281.8799 | 0 | 0 | 3436.5139 | 0 | 0 | 0 | 0 | 0 | 0 | 0 | 0 | 0 | 0 | 344326.8984 | 0 | 0 | 0 | 3436.5139 | 0 | 0 | 0 | 0 | 0 | 0 | 0
2016-10-25 20:00 | 0 | 0 | 0 | 0 | 0 | 788956.3844 | 448066 | 0 | 0 | 0 | 2023608.7783 | 0 | 0 | 0 | 0 | 0 | 0 | 0 | 0 | 0 | 0 | 0 | 0 | 0 | 344326.8984 | 0 | 0 | 0 | -3436.5139 | 0 | 0 | 0 | 0 | 0 | 0 | 0
2016-10-25 21:00 | 0 | 0 | 0 | 0 | 0 | 799796.3225 | 451997 | 0 | 0 | 0 | 2367935.6766 | 0 | 0 | 3472.4241 | 0 | 0 | 0 | 0 | 0 | 0 | 0 | 0 | 0 | 0 | 344326.8984 | 0 | 0 | 0 | 3472.4241 | 0 | 0 | 0 | 0 | 0 | 0 | 0
2016-10-25 22:00 | 0 | 0 | 0 | 0 | 0 | 817407.7137 | 457558 | 0 | 0 | 0 | 2712262.575 | 0 | 0 | 18995.2394 | 0 | 0 | 0 | 0 | 0 | 0 | 0 | 0 | 0 | 0 | 344326.8984 | 0 | 0 | 0 | 15522.8153 | 0 | 0 | 0 | 0 | 0 | 0 | 0
2016-10-25 23:00 | 0 | 0 | 0 | 0 | 0 | 624136.4985 | 465965 | 0 | 0 | 0 | 2889429.3129 | 0 | 0 | 0 | 0 | 0 | 0 | 0 | 0 | 0 | 0 | 0 | 0 | 0 | 177166.7379 | 0 | 0 | 0 | -18995.2394 | 0 | 0 | 0 | 0 | 0 | 0 | 0
2016-10-26 | 0 | 0 | 0 | 0 | 1990.6861 | 116888.4155 | 463206 | 0 | 0 | 0 | 2545102.4145 | 0 | 0 | 0 | 0 | 0 | 0 | 0 | 0 | 0 | 0 | 0 | 0 | 0 | -344326.8984 | 0 | 0 | 0 | 0 | 0 | 0 | 0 | 0 | 0 | 0 | 0
2016-10-26 01:00 | 0 | 0 | 0 | 0 | 106477.7962 | 17.3055 | 450822 | 0 | 0 | 0 | 2200775.5162 | 0 | 0 | 0 | 0 | 0 | 0 | 0 | 0 | 0 | 0 | 0 | 0 | 0 | -344326.8984 | 0 | 0 | 0 | 0 | 0 | 0 | 0 | 0 | 0 | 0 | 0
2016-10-26 02:00 | 0 | 0 | 0 | 0 | 83162.1016 | 0 | 427489 | 0 | 0 | 0 | 1856448.6178 | 0 | 0 | 0 | 0 | 0 | 0 | 0 | 0 | 0 | 0 | 0 | 0 | 0 | -344326.8984 | 0 | 0 | 0 | 0 | 0 | 0 | 0 | 0 | 0 | 0 | 0
2016-10-26 03:00 | 0 | 0 | 0 | 0 | 56816.1016 | 0 | 401143 | 0 | 0 | 0 | 1512121.7194 | 0 | 0 | 0 | 0 | 0 | 0 | 0 | 0 | 0 | 0 | 0 | 0 | 0 | -344326.8984 | 0 | 0 | 0 | 0 | 0 | 0 | 0 | 0 | 0 | 0 | 0
2016-10-26 04:00 | 0 | 0 | 0 | 0 | 725063.7965 | 0 | 377467 | 0 | 0 | 0 | 1856448.6178 | 0 | 0 | 3269.8981 | 0 | 0 | 0 | 0 | 0 | 0 | 0 | 0 | 0 | 0 | 344326.8984 | 0 | 0 | 0 | 3269.8981 | 0 | 0 | 0 | 0 | 0 | 0 | 0
2016-10-26 05:00 | 0 | 0 | 0 | 0 | 11391.2035 | 0 | 358988 | 0 | 0 | 0 | 1512121.7194 | 0 | 0 | 0 | 0 | 0 | 0 | 0 | 0 | 0 | 0 | 0 | 0 | 0 | -344326.8984 | 0 | 0 | 0 | -3269.8981 | 0 | 0 | 0 | 0 | 0 | 0 | 0
2016-10-26 06:00 | 0 | 0 | 0 | 0 | 2636.1016 | 0 | 346963 | 0 | 0 | 0 | 1167794.8211 | 0 | 0 | 0 | 0 | 0 | 0 | 0 | 0 | 0 | 0 | 0 | 0 | 0 | -344326.8984 | 0 | 0 | 0 | 0 | 0 | 0 | 0 | 0 | 0 | 0 | 0
2016-10-26 07:00 | 0 | 0 | 0 | 0 | 281934.4266 | 0 | 340536 | 0 | 0 | 0 | 1109193.2477 | 0 | 0 | 0 | 0 | 0 | 0 | 0 | 0 | 0 | 0 | 0 | 0 | 0 | -58601.5734 | 0 | 0 | 0 | 0 | 0 | 0 | 0 | 0 | 0 | 0 | 0
2016-10-26 08:00 | 0 | 0 | 0 | 0 | 653773.4604 | 0 | 341377 | 0 | 0 | 0 | 1414007.6064 | 0 | 0 | 7582.1016 | 0 | 0 | 0 | 0 | 0 | 0 | 0 | 0 | 0 | 0 | 304814.3588 | 0 | 0 | 0 | 7582.1016 | 0 | 0 | 0 | 0 | 0 | 0 | 0
2016-10-26 09:00 | 0 | 0 | 0 | 0 | 0 | 0 | 351909 | 0 | 0 | 0 | 1069680.7081 | 0 | 0 | 0 | 0 | 0 | 0 | 0 | 0 | 0 | 0 | 0 | 0 | 0 | -344326.8984 | 0 | 0 | 0 | -7582.1016 | 0 | 0 | 0 | 0 | 0 | 0 | 0
2016-10-26 10:00 | 0 | 0 | 0 | 0 | 35562.1016 | 0 | 379889 | 0 | 0 | 0 | 725353.8097 | 0 | 0 | 0 | 0 | 0 | 0 | 0 | 0 | 0 | 0 | 0 | 0 | 0 | -344326.8984 | 0 | 0 | 0 | 0 | 0 | 0 | 0 | 0 | 0 | 0 | 0
2016-10-26 11:00 | 0 | 0 | 0 | 0 | 64193.1016 | 0 | 408520 | 0 | 0 | 0 | 381026.9113 | 0 | 0 | 0 | 0 | 0 | 0 | 0 | 0 | 0 | 0 | 0 | 0 | 0 | -344326.8984 | 0 | 0 | 0 | 0 | 0 | 0 | 0 | 0 | 0 | 0 | 0
2016-10-26 12:00 | 0 | 0 | 0 | 0 | 507420.3361 | 0 | 419924 | 0 | 0 | 0 | 468523.2474 | 0 | 0 | 0 | 0 | 0 | 0 | 0 | 0 | 0 | 0 | 0 | 0 | 0 | 87496.3361 | 0 | 0 | 0 | 0 | 0 | 0 | 0 | 0 | 0 | 0 | 0
2016-10-26 13:00 | 0 | 0 | 0 | 0 | 78907.841 | 2121.2606 | 425356 | 0 | 0 | 0 | 124196.3491 | 0 | 0 | 0 | 0 | 0 | 0 | 0 | 0 | 0 | 0 | 0 | 0 | 0 | -344326.8984 | 0 | 0 | 0 | 0 | 0 | 0 | 0 | 0 | 0 | 0 | 0
2016-10-26 14:00 | 0 | 0 | 0 | 0 | 0 | 306717.6509 | 430914 | 0 | 0 | 0 | 0 | 0 | 0 | 0 | 0 | 0 | 0 | 0 | 0 | 0 | 0 | 0 | 0 | 0 | -124196.3491 | 0 | 0 | 0 | 0 | 0 | 0 | 0 | 0 | 0 | 0 | 0
2016-10-26 15:00 | 0 | 0 | 0 | 0 | 0 | 778444.8984 | 434118 | 0 | 0 | 0 | 344326.8984 | 0 | 0 | 0 | 0 | 0 | 0 | 0 | 0 | 0 | 0 | 0 | 0 | 0 | 344326.8984 | 0 | 0 | 0 | 0 | 0 | 0 | 0 | 0 | 0 | 0 | 0
2016-10-26 16:00 | 0 | 0 | 0 | 0 | 0 | 782191.8984 | 437865 | 0 | 0 | 0 | 688653.7967 | 0 | 0 | 0 | 0 | 0 | 0 | 0 | 0 | 0 | 0 | 0 | 0 | 0 | 344326.8984 | 0 | 0 | 0 | 0 | 0 | 0 | 0 | 0 | 0 | 0 | 0
2016-10-26 17:00 | 0 | 0 | 0 | 0 | 0 | 787152.8984 | 442826 | 0 | 0 | 0 | 1032980.6951 | 0 | 0 | 0 | 0 | 0 | 0 | 0 | 0 | 0 | 0 | 0 | 0 | 0 | 344326.8984 | 0 | 0 | 0 | 0 | 0 | 0 | 0 | 0 | 0 | 0 | 0
2016-10-26 18:00 | 0 | 0 | 0 | 0 | 0 | 792012.8984 | 447686 | 0 | 0 | 0 | 1377307.5935 | 0 | 0 | 0 | 0 | 0 | 0 | 0 | 0 | 0 | 0 | 0 | 0 | 0 | 344326.8984 | 0 | 0 | 0 | 0 | 0 | 0 | 0 | 0 | 0 | 0 | 0
2016-10-26 19:00 | 0 | 0 | 0 | 0 | 0 | 797121.8984 | 452795 | 0 | 0 | 0 | 1721634.4918 | 0 | 0 | 0 | 0 | 0 | 0 | 0 | 0 | 0 | 0 | 0 | 0 | 0 | 344326.8984 | 0 | 0 | 0 | 0 | 0 | 0 | 0 | 0 | 0 | 0 | 0
2016-10-26 20:00 | 0 | 0 | 0 | 0 | 0 | 802614.8984 | 458288 | 0 | 0 | 0 | 2065961.3902 | 0 | 0 | 0 | 0 | 0 | 0 | 0 | 0 | 0 | 0 | 0 | 0 | 0 | 344326.8984 | 0 | 0 | 0 | 0 | 0 | 0 | 0 | 0 | 0 | 0 | 0
2016-10-26 21:00 | 0 | 0 | 0 | 0 | 0 | 807960.8984 | 463634 | 0 | 0 | 0 | 2410288.2886 | 0 | 0 | 0 | 0 | 0 | 0 | 0 | 0 | 0 | 0 | 0 | 0 | 0 | 344326.8984 | 0 | 0 | 0 | 0 | 0 | 0 | 0 | 0 | 0 | 0 | 0
2016-10-26 22:00 | 0 | 0 | 0 | 0 | 0 | 832635.1378 | 469313 | 0 | 0 | 0 | 2754615.1869 | 0 | 0 | 18995.2394 | 0 | 0 | 0 | 0 | 0 | 0 | 0 | 0 | 0 | 0 | 344326.8984 | 0 | 0 | 0 | 18995.2394 | 0 | 0 | 0 | 0 | 0 | 0 | 0
2016-10-26 23:00 | 0 | 0 | 0 | 0 | 202417.9512 | 597426.7077 | 474513 | 0 | 0 | 0 | 3098942.0853 | 0 | 0 | 0 | 0 | 0 | 0 | 0 | 0 | 0 | 0 | 0 | 0 | 0 | 344326.8984 | 0 | 0 | 0 | -18995.2394 | 0 | 0 | 0 | 0 | 0 | 0 | 0
2016-10-27 | 0 | 0 | 0 | 0 | 33545.2347 | 92211.8669 | 470084 | 0 | 0 | 0 | 2754615.1869 | 0 | 0 | 0 | 0 | 0 | 0 | 0 | 0 | 0 | 0 | 0 | 0 | 0 | -344326.8984 | 0 | 0 | 0 | 0 | 0 | 0 | 0 | 0 | 0 | 0 | 0
2016-10-27 01:00 | 0 | 0 | 0 | 0 | 112831.7653 | 16.3364 | 457175 | 0 | 0 | 0 | 2410288.2886 | 0 | 0 | 0 | 0 | 0 | 0 | 0 | 0 | 0 | 0 | 0 | 0 | 0 | -344326.8984 | 0 | 0 | 0 | 0 | 0 | 0 | 0 | 0 | 0 | 0 | 0
2016-10-27 02:00 | 0 | 0 | 0 | 0 | 89175.1016 | 0 | 433502 | 0 | 0 | 0 | 2065961.3902 | 0 | 0 | 0 | 0 | 0 | 0 | 0 | 0 | 0 | 0 | 0 | 0 | 0 | -344326.8984 | 0 | 0 | 0 | 0 | 0 | 0 | 0 | 0 | 0 | 0 | 0
2016-10-27 03:00 | 0 | 0 | 0 | 0 | 446850.5722 | 0 | 405656 | 0 | 0 | 0 | 2107155.9624 | 0 | 0 | 0 | 0 | 0 | 0 | 0 | 0 | 0 | 0 | 0 | 0 | 0 | 41194.5722 | 0 | 0 | 0 | 0 | 0 | 0 | 0 | 0 | 0 | 0 | 0
2016-10-27 04:00 | 0 | 0 | 0 | 0 | 35986.1016 | 0 | 380313 | 0 | 0 | 0 | 1762829.064 | 0 | 0 | 0 | 0 | 0 | 0 | 0 | 0 | 0 | 0 | 0 | 0 | 0 | -344326.8984 | 0 | 0 | 0 | 0 | 0 | 0 | 0 | 0 | 0 | 0 | 0
2016-10-27 05:00 | 0 | 0 | 0 | 0 | 17643.1016 | 0 | 361970 | 0 | 0 | 0 | 1418502.1657 | 0 | 0 | 0 | 0 | 0 | 0 | 0 | 0 | 0 | 0 | 0 | 0 | 0 | -344326.8984 | 0 | 0 | 0 | 0 | 0 | 0 | 0 | 0 | 0 | 0 | 0
2016-10-27 06:00 | 0 | 0 | 0 | 0 | 460681.193 | 0 | 348505 | 0 | 0 | 0 | 1530678.3587 | 0 | 0 | 0 | 0 | 0 | 0 | 0 | 0 | 0 | 0 | 0 | 0 | 0 | 112176.193 | 0 | 0 | 0 | 0 | 0 | 0 | 0 | 0 | 0 | 0 | 0
2016-10-27 07:00 | 0 | 0 | 0 | 0 | 0 | 0 | 341247 | 0 | 0 | 0 | 1189431.3587 | 0 | 0 | 0 | 0 | 0 | 0 | 0 | 0 | 0 | 0 | 0 | 0 | 0 | -341247 | 0 | 0 | 0 | 0 | 0 | 0 | 0 | 0 | 0 | 0 | 0
2016-10-27 08:00 | 0 | 0 | 0 | 0 | 0 | 0 | 340680 | 0 | 0 | 0 | 848751.3587 | 0 | 0 | 0 | 0 | 0 | 0 | 0 | 0 | 0 | 0 | 0 | 0 | 0 | -340680 | 0 | 0 | 0 | 0 | 0 | 0 | 0 | 0 | 0 | 0 | 0
2016-10-27 09:00 | 0 | 0 | 0 | 0 | 433797.0535 | 0 | 350607 | 0 | 0 | 0 | 931941.4122 | 0 | 0 | 0 | 0 | 0 | 0 | 0 | 0 | 0 | 0 | 0 | 0 | 0 | 83190.0535 | 0 | 0 | 0 | 0 | 0 | 0 | 0 | 0 | 0 | 0 | 0
2016-10-27 10:00 | 0 | 0 | 0 | 0 | 32242.1016 | 0 | 376569 | 0 | 0 | 0 | 587614.5138 | 0 | 0 | 0 | 0 | 0 | 0 | 0 | 0 | 0 | 0 | 0 | 0 | 0 | -344326.8984 | 0 | 0 | 0 | 0 | 0 | 0 | 0 | 0 | 0 | 0 | 0
2016-10-27 11:00 | 0 | 0 | 0 | 0 | 413202.7536 | 0 | 404673 | 0 | 0 | 0 | 596144.2674 | 0 | 0 | 0 | 0 | 0 | 0 | 0 | 0 | 0 | 0 | 0 | 0 | 0 | 8529.7536 | 0 | 0 | 0 | 0 | 0 | 0 | 0 | 0 | 0 | 0 | 0
2016-10-27 12:00 | 0 | 0 | 0 | 0 | 402628.8351 | 0 | 417790 | 0 | 0 | 0 | 580983.1026 | 0 | 0 | 0 | 0 | 0 | 0 | 0 | 0 | 0 | 0 | 0 | 0 | 0 | -15161.1649 | 0 | 0 | 0 | 0 | 0 | 0 | 0 | 0 | 0 | 0 | 0
2016-10-27 13:00 | 0 | 0 | 0 | 0 | 81110.9586 | 1495.1431 | 426933 | 0 | 0 | 0 | 236656.2042 | 0 | 0 | 0 | 0 | 0 | 0 | 0 | 0 | 0 | 0 | 0 | 0 | 0 | -344326.8984 | 0 | 0 | 0 | 0 | 0 | 0 | 0 | 0 | 0 | 0 | 0
2016-10-27 14:00 | 0 | 0 | 0 | 0 | 265776.7282 | 291363.2563 | 435210 | 0 | 0 | 0 | 358586.1887 | 0 | 0 | 0 | 0 | 0 | 0 | 0 | 0 | 0 | 0 | 0 | 0 | 0 | 121929.9845 | 0 | 0 | 0 | 0 | 0 | 0 | 0 | 0 | 0 | 0 | 0
2016-10-27 15:00 | 0 | 0 | 0 | 0 | 153104.2764 | 651903.8614 | 441686 | 0 | 0 | 0 | 702913.087 | 0 | 0 | 18995.2394 | 0 | 0 | 0 | 0 | 0 | 0 | 0 | 0 | 0 | 0 | 344326.8984 | 0 | 0 | 0 | 18995.2394 | 0 | 0 | 0 | 0 | 0 | 0 | 0
2016-10-27 16:00 | 0 | 0 | 0 | 0 | 6273.2024 | 766747.4566 | 447689 | 0 | 0 | 0 | 1047239.9854 | 0 | 0 | 0 | 0 | 0 | 0 | 0 | 0 | 0 | 0 | 0 | 0 | 0 | 344326.8984 | 0 | 0 | 0 | -18995.2394 | 0 | 0 | 0 | 0 | 0 | 0 | 0
2016-10-27 17:00 | 0 | 0 | 0 | 0 | 0 | 774898.3996 | 454898 | 0 | 0 | 0 | 1367240.385 | 0 | 0 | 0 | 0 | 0 | 0 | 0 | 0 | 0 | 0 | 0 | 0 | 0 | 320000.3996 | 0 | 0 | 0 | 0 | 0 | 0 | 0 | 0 | 0 | 0 | 0
2016-10-27 18:00 | 0 | 0 | 0 | 0 | 0 | 751486.2429 | 460712 | 0 | 0 | 0 | 1658014.6278 | 0 | 0 | 0 | 0 | 0 | 0 | 0 | 0 | 0 | 0 | 0 | 0 | 0 | 290774.2429 | 0 | 0 | 0 | 0 | 0 | 0 | 0 | 0 | 0 | 0 | 0
2016-10-27 19:00 | 0 | 0 | 0 | 0 | 0 | 730206.4001 | 464519 | 0 | 0 | 0 | 1923702.0279 | 0 | 0 | 0 | 0 | 0 | 0 | 0 | 0 | 0 | 0 | 0 | 0 | 0 | 265687.4001 | 0 | 0 | 0 | 0 | 0 | 0 | 0 | 0 | 0 | 0 | 0
2016-10-27 20:00 | 0 | 0 | 0 | 0 | 0 | 719027.0201 | 469105 | 0 | 0 | 0 | 2173624.048 | 0 | 0 | 0 | 0 | 0 | 0 | 0 | 0 | 0 | 0 | 0 | 0 | 0 | 249922.0201 | 0 | 0 | 0 | 0 | 0 | 0 | 0 | 0 | 0 | 0 | 0
2016-10-27 21:00 | 0 | 0 | 0 | 0 | 0 | 687579.7314 | 471458 | 0 | 0 | 0 | 2389745.7794 | 0 | 0 | 0 | 0 | 0 | 0 | 0 | 0 | 0 | 0 | 0 | 0 | 0 | 216121.7314 | 0 | 0 | 0 | 0 | 0 | 0 | 0 | 0 | 0 | 0 | 0
2016-10-27 22:00 | 0 | 0 | 0 | 0 | 0 | 580972.8769 | 473190 | 0 | 0 | 0 | 2497528.6563 | 0 | 0 | 0 | 0 | 0 | 0 | 0 | 0 | 0 | 0 | 0 | 0 | 0 | 107782.8769 | 0 | 0 | 0 | 0 | 0 | 0 | 0 | 0 | 0 | 0 | 0
2016-10-27 23:00 | 0 | 0 | 0 | 0 | 0 | 313446.8206 | 475743 | 0 | 0 | 0 | 2335232.4769 | 0 | 0 | 0 | 0 | 0 | 0 | 0 | 0 | 0 | 0 | 0 | 0 | 0 | -162296.1794 | 0 | 0 | 0 | 0 | 0 | 0 | 0 | 0 | 0 | 0 | 0
2016-10-28 | 0 | 0 | 0 | 0 | 104498.0265 | 22713.0751 | 471538 | 0 | 0 | 0 | 1990905.5785 | 0 | 0 | 0 | 0 | 0 | 0 | 0 | 0 | 0 | 0 | 0 | 0 | 0 | -344326.8984 | 0 | 0 | 0 | 0 | 0 | 0 | 0 | 0 | 0 | 0 | 0
2016-10-28 01:00 | 0 | 0 | 0 | 0 | 113846.6794 | 0.42225 | 458174 | 0 | 0 | 0 | 1646578.6801 | 0 | 0 | 0 | 0 | 0 | 0 | 0 | 0 | 0 | 0 | 0 | 0 | 0 | -344326.8984 | 0 | 0 | 0 | 0 | 0 | 0 | 0 | 0 | 0 | 0 | 0
2016-10-28 02:00 | 0 | 0 | 0 | 0 | 779494.8984 | 0 | 435168 | 0 | 0 | 0 | 1990905.5785 | 0 | 0 | 0 | 0 | 0 | 0 | 0 | 0 | 0 | 0 | 0 | 0 | 0 | 344326.8984 | 0 | 0 | 0 | 0 | 0 | 0 | 0 | 0 | 0 | 0 | 0
2016-10-28 03:00 | 0 | 0 | 0 | 0 | 62749.1016 | 0 | 407076 | 0 | 0 | 0 | 1646578.6801 | 0 | 0 | 0 | 0 | 0 | 0 | 0 | 0 | 0 | 0 | 0 | 0 | 0 | -344326.8984 | 0 | 0 | 0 | 0 | 0 | 0 | 0 | 0 | 0 | 0 | 0
2016-10-28 04:00 | 0 | 0 | 0 | 0 | 36248.1016 | 0 | 380575 | 0 | 0 | 0 | 1302251.7818 | 0 | 0 | 0 | 0 | 0 | 0 | 0 | 0 | 0 | 0 | 0 | 0 | 0 | -344326.8984 | 0 | 0 | 0 | 0 | 0 | 0 | 0 | 0 | 0 | 0 | 0
2016-10-28 05:00 | 0 | 0 | 0 | 0 | 705249.8984 | 0 | 360923 | 0 | 0 | 0 | 1646578.6801 | 0 | 0 | 0 | 0 | 0 | 0 | 0 | 0 | 0 | 0 | 0 | 0 | 0 | 344326.8984 | 0 | 0 | 0 | 0 | 0 | 0 | 0 | 0 | 0 | 0 | 0
2016-10-28 06:00 | 0 | 0 | 0 | 0 | 2610.1016 | 0 | 346937 | 0 | 0 | 0 | 1302251.7818 | 0 | 0 | 0 | 0 | 0 | 0 | 0 | 0 | 0 | 0 | 0 | 0 | 0 | -344326.8984 | 0 | 0 | 0 | 0 | 0 | 0 | 0 | 0 | 0 | 0 | 0
2016-10-28 07:00 | 0 | 0 | 0 | 0 | 0 | 0 | 340245 | 0 | 0 | 0 | 962006.7818 | 0 | 0 | 0 | 0 | 0 | 0 | 0 | 0 | 0 | 0 | 0 | 0 | 0 | -340245 | 0 | 0 | 0 | 0 | 0 | 0 | 0 | 0 | 0 | 0 | 0
2016-10-28 08:00 | 0 | 0 | 0 | 0 | 683607.8984 | 0 | 339281 | 0 | 0 | 0 | 1306333.6801 | 0 | 0 | 0 | 0 | 0 | 0 | 0 | 0 | 0 | 0 | 0 | 0 | 0 | 344326.8984 | 0 | 0 | 0 | 0 | 0 | 0 | 0 | 0 | 0 | 0 | 0
2016-10-28 09:00 | 0 | 0 | 0 | 0 | 3612.1016 | 0 | 347939 | 0 | 0 | 0 | 962006.7818 | 0 | 0 | 0 | 0 | 0 | 0 | 0 | 0 | 0 | 0 | 0 | 0 | 0 | -344326.8984 | 0 | 0 | 0 | 0 | 0 | 0 | 0 | 0 | 0 | 0 | 0
2016-10-28 10:00 | 0 | 0 | 0 | 0 | 30329.1016 | 0 | 374656 | 0 | 0 | 0 | 617679.8834 | 0 | 0 | 0 | 0 | 0 | 0 | 0 | 0 | 0 | 0 | 0 | 0 | 0 | -344326.8984 | 0 | 0 | 0 | 0 | 0 | 0 | 0 | 0 | 0 | 0 | 0
2016-10-28 11:00 | 0 | 0 | 0 | 0 | 746016.8984 | 0 | 401690 | 0 | 0 | 0 | 962006.7818 | 0 | 0 | 0 | 0 | 0 | 0 | 0 | 0 | 0 | 0 | 0 | 0 | 0 | 344326.8984 | 0 | 0 | 0 | 0 | 0 | 0 | 0 | 0 | 0 | 0 | 0
2016-10-28 12:00 | 0 | 0 | 0 | 0 | 69308.1016 | 0 | 413635 | 0 | 0 | 0 | 617679.8834 | 0 | 0 | 0 | 0 | 0 | 0 | 0 | 0 | 0 | 0 | 0 | 0 | 0 | -344326.8984 | 0 | 0 | 0 | 0 | 0 | 0 | 0 | 0 | 0 | 0 | 0
2016-10-28 13:00 | 0 | 0 | 0 | 0 | 76869.6169 | 1483.4847 | 422680 | 0 | 0 | 0 | 273352.985 | 0 | 0 | 0 | 0 | 0 | 0 | 0 | 0 | 0 | 0 | 0 | 0 | 0 | -344326.8984 | 0 | 0 | 0 | 0 | 0 | 0 | 0 | 0 | 0 | 0 | 0
2016-10-28 14:00 | 0 | 0 | 0 | 0 | 599534.4985 | 176035.3999 | 431243 | 0 | 0 | 0 | 617679.8834 | 0 | 0 | 0 | 0 | 0 | 0 | 0 | 0 | 0 | 0 | 0 | 0 | 0 | 344326.8984 | 0 | 0 | 0 | 0 | 0 | 0 | 0 | 0 | 0 | 0 | 0
2016-10-28 15:00 | 0 | 0 | 0 | 0 | 365528.0508 | 416338.8475 | 437540 | 0 | 0 | 0 | 962006.7818 | 0 | 0 | 0 | 0 | 0 | 0 | 0 | 0 | 0 | 0 | 0 | 0 | 0 | 344326.8984 | 0 | 0 | 0 | 0 | 0 | 0 | 0 | 0 | 0 | 0 | 0
2016-10-28 16:00 | 0 | 0 | 0 | 0 | 0 | 554160.9312 | 443197 | 0 | 0 | 0 | 1072970.713 | 0 | 0 | 0 | 0 | 0 | 0 | 0 | 0 | 0 | 0 | 0 | 0 | 0 | 110963.9312 | 0 | 0 | 0 | 0 | 0 | 0 | 0 | 0 | 0 | 0 | 0
2016-10-28 17:00 | 0 | 0 | 0 | 0 | 0 | 608568.1597 | 449351 | 0 | 0 | 0 | 1232187.8727 | 0 | 0 | 0 | 0 | 0 | 0 | 0 | 0 | 0 | 0 | 0 | 0 | 0 | 159217.1597 | 0 | 0 | 0 | 0 | 0 | 0 | 0 | 0 | 0 | 0 | 0
2016-10-28 18:00 | 0 | 0 | 0 | 0 | 167162.2227 | 631540.6757 | 454376 | 0 | 0 | 0 | 1576514.771 | 0 | 0 | 0 | 0 | 0 | 0 | 0 | 0 | 0 | 0 | 0 | 0 | 0 | 344326.8984 | 0 | 0 | 0 | 0 | 0 | 0 | 0 | 0 | 0 | 0 | 0
2016-10-28 19:00 | 0 | 0 | 0 | 0 | 0 | 637580.0311 | 456865 | 0 | 0 | 0 | 1757229.8021 | 0 | 0 | 0 | 0 | 0 | 0 | 0 | 0 | 0 | 0 | 0 | 0 | 0 | 180715.0311 | 0 | 0 | 0 | 0 | 0 | 0 | 0 | 0 | 0 | 0 | 0
2016-10-28 20:00 | 0 | 0 | 0 | 0 | 0 | 634657.181 | 459630 | 0 | 0 | 0 | 1932256.9831 | 0 | 0 | 0 | 0 | 0 | 0 | 0 | 0 | 0 | 0 | 0 | 0 | 0 | 175027.181 | 0 | 0 | 0 | 0 | 0 | 0 | 0 | 0 | 0 | 0 | 0
2016-10-28 21:00 | 0 | 0 | 0 | 0 | 0 | 603446.0359 | 460343 | 0 | 0 | 0 | 2075360.019 | 0 | 0 | 0 | 0 | 0 | 0 | 0 | 0 | 0 | 0 | 0 | 0 | 0 | 143103.0359 | 0 | 0 | 0 | 0 | 0 | 0 | 0 | 0 | 0 | 0 | 0
2016-10-28 22:00 | 0 | 0 | 0 | 0 | 0 | 530233.6127 | 459351 | 0 | 0 | 0 | 2146242.6317 | 0 | 0 | 0 | 0 | 0 | 0 | 0 | 0 | 0 | 0 | 0 | 0 | 0 | 70882.6127 | 0 | 0 | 0 | 0 | 0 | 0 | 0 | 0 | 0 | 0 | 0
2016-10-28 23:00 | 0 | 0 | 0 | 0 | 0 | 351025.8205 | 458141 | 0 | 0 | 0 | 2039127.4523 | 0 | 0 | 0 | 0 | 0 | 0 | 0 | 0 | 0 | 0 | 0 | 0 | 0 | -107115.1795 | 0 | 0 | 0 | 0 | 0 | 0 | 0 | 0 | 0 | 0 | 0
2016-10-29 | 0 | 0 | 0 | 0 | 28453.079 | 78746.0227 | 451526 | 0 | 0 | 0 | 1694800.5539 | 0 | 0 | 0 | 0 | 0 | 0 | 0 | 0 | 0 | 0 | 0 | 0 | 0 | -344326.8984 | 0 | 0 | 0 | 0 | 0 | 0 | 0 | 0 | 0 | 0 | 0
2016-10-29 01:00 | 0 | 0 | 0 | 0 | 782705.0358 | 3.8626 | 438382 | 0 | 0 | 0 | 2039127.4523 | 0 | 0 | 0 | 0 | 0 | 0 | 0 | 0 | 0 | 0 | 0 | 0 | 0 | 344326.8984 | 0 | 0 | 0 | 0 | 0 | 0 | 0 | 0 | 0 | 0 | 0
2016-10-29 02:00 | 0 | 0 | 0 | 0 | 75371.1016 | 0 | 419698 | 0 | 0 | 0 | 1694800.5539 | 0 | 0 | 0 | 0 | 0 | 0 | 0 | 0 | 0 | 0 | 0 | 0 | 0 | -344326.8984 | 0 | 0 | 0 | 0 | 0 | 0 | 0 | 0 | 0 | 0 | 0
2016-10-29 03:00 | 0 | 0 | 0 | 0 | 54248.1016 | 0 | 398575 | 0 | 0 | 0 | 1350473.6555 | 0 | 0 | 0 | 0 | 0 | 0 | 0 | 0 | 0 | 0 | 0 | 0 | 0 | -344326.8984 | 0 | 0 | 0 | 0 | 0 | 0 | 0 | 0 | 0 | 0 | 0
2016-10-29 04:00 | 0 | 0 | 0 | 0 | 111880.2284 | 0 | 376913 | 0 | 0 | 0 | 1085440.8839 | 0 | 0 | 0 | 0 | 0 | 0 | 0 | 0 | 0 | 0 | 0 | 0 | 0 | -265032.7716 | 0 | 0 | 0 | 0 | 0 | 0 | 0 | 0 | 0 | 0 | 0
2016-10-29 05:00 | 0 | 0 | 0 | 0 | 693683.2048 | 0 | 358730 | 0 | 0 | 0 | 1419122.9871 | 0 | 0 | 1271.1016 | 0 | 0 | 0 | 0 | 0 | 0 | 0 | 0 | 0 | 0 | 333682.1031 | 0 | 0 | 0 | 1271.1016 | 0 | 0 | 0 | 0 | 0 | 0 | 0
2016-10-29 06:00 | 0 | 0 | 0 | 0 | 0 | 0 | 345598 | 0 | 0 | 0 | 1074796.0887 | 0 | 0 | 0 | 0 | 0 | 0 | 0 | 0 | 0 | 0 | 0 | 0 | 0 | -344326.8984 | 0 | 0 | 0 | -1271.1016 | 0 | 0 | 0 | 0 | 0 | 0 | 0
2016-10-29 07:00 | 0 | 0 | 0 | 0 | 0 | 0 | 336136 | 0 | 0 | 0 | 738660.0887 | 0 | 0 | 0 | 0 | 0 | 0 | 0 | 0 | 0 | 0 | 0 | 0 | 0 | -336136 | 0 | 0 | 0 | 0 | 0 | 0 | 0 | 0 | 0 | 0 | 0
2016-10-29 08:00 | 0 | 0 | 0 | 0 | 0 | 0 | 331955 | 0 | 0 | 0 | 406705.0887 | 0 | 0 | 0 | 0 | 0 | 0 | 0 | 0 | 0 | 0 | 0 | 0 | 0 | -331955 | 0 | 0 | 0 | 0 | 0 | 0 | 0 | 0 | 0 | 0 | 0
2016-10-29 09:00 | 0 | 0 | 0 | 0 | 612992.8097 | 0 | 334188 | 0 | 0 | 0 | 685509.8984 | 0 | 0 | 0 | 0 | 0 | 0 | 0 | 0 | 0 | 0 | 0 | 0 | 0 | 278804.8097 | 0 | 0 | 0 | 0 | 0 | 0 | 0 | 0 | 0 | 0 | 0
2016-10-29 10:00 | 0 | 0 | 0 | 0 | 0 | 0 | 341183 | 0 | 0 | 0 | 344326.8984 | 0 | 0 | 0 | 0 | 0 | 0 | 0 | 0 | 0 | 0 | 0 | 0 | 0 | -341183 | 0 | 0 | 0 | 0 | 0 | 0 | 0 | 0 | 0 | 0 | 0
2016-10-29 11:00 | 0 | 0 | 0 | 0 | 9073.1016 | 0 | 353400 | 0 | 0 | 0 | 0 | 0 | 0 | 0 | 0 | 0 | 0 | 0 | 0 | 0 | 0 | 0 | 0 | 0 | -344326.8984 | 0 | 0 | 0 | 0 | 0 | 0 | 0 | 0 | 0 | 0 | 0
2016-10-29 12:00 | 0 | 0 | 0 | 0 | 366362 | 0 | 366362 | 0 | 0 | 0 | 0 | 0 | 0 | 0 | 0 | 0 | 0 | 0 | 0 | 0 | 0 | 0 | 0 | 0 | 0 | 0 | 0 | 0 | 0 | 0 | 0 | 0 | 0 | 0 | 0 | 0
2016-10-29 13:00 | 0 | 0 | 0 | 0 | 529661.0998 | 996.6651 | 379350 | 0 | 0 | 0 | 151307.7649 | 0 | 0 | 0 | 0 | 0 | 0 | 0 | 0 | 0 | 0 | 0 | 0 | 0 | 151307.7649 | 0 | 0 | 0 | 0 | 0 | 0 | 0 | 0 | 0 | 0 | 0
2016-10-29 14:00 | 0 | 0 | 0 | 0 | 1419.8416 | 240332.3935 | 393060 | 0 | 0 | 0 | 0 | 0 | 0 | 0 | 0 | 0 | 0 | 0 | 0 | 0 | 0 | 0 | 0 | 0 | -151307.7649 | 0 | 0 | 0 | 0 | 0 | 0 | 0 | 0 | 0 | 0 | 0
2016-10-29 15:00 | 0 | 0 | 0 | 0 | 48226.8688 | 698915.0296 | 402815 | 0 | 0 | 0 | 344326.8984 | 0 | 0 | 0 | 0 | 0 | 0 | 0 | 0 | 0 | 0 | 0 | 0 | 0 | 344326.8984 | 0 | 0 | 0 | 0 | 0 | 0 | 0 | 0 | 0 | 0 | 0
2016-10-29 16:00 | 0 | 0 | 0 | 0 | 0 | 754998.8984 | 410672 | 0 | 0 | 0 | 688653.7967 | 0 | 0 | 0 | 0 | 0 | 0 | 0 | 0 | 0 | 0 | 0 | 0 | 0 | 344326.8984 | 0 | 0 | 0 | 0 | 0 | 0 | 0 | 0 | 0 | 0 | 0
2016-10-29 17:00 | 0 | 0 | 0 | 0 | 0 | 762065.8984 | 417739 | 0 | 0 | 0 | 1032980.6951 | 0 | 0 | 0 | 0 | 0 | 0 | 0 | 0 | 0 | 0 | 0 | 0 | 0 | 344326.8984 | 0 | 0 | 0 | 0 | 0 | 0 | 0 | 0 | 0 | 0 | 0
2016-10-29 18:00 | 0 | 0 | 0 | 0 | 0 | 769374.8984 | 425048 | 0 | 0 | 0 | 1377307.5935 | 0 | 0 | 0 | 0 | 0 | 0 | 0 | 0 | 0 | 0 | 0 | 0 | 0 | 344326.8984 | 0 | 0 | 0 | 0 | 0 | 0 | 0 | 0 | 0 | 0 | 0
2016-10-29 19:00 | 0 | 0 | 0 | 0 | 0 | 774747.8984 | 430421 | 0 | 0 | 0 | 1721634.4918 | 0 | 0 | 0 | 0 | 0 | 0 | 0 | 0 | 0 | 0 | 0 | 0 | 0 | 344326.8984 | 0 | 0 | 0 | 0 | 0 | 0 | 0 | 0 | 0 | 0 | 0
2016-10-29 20:00 | 0 | 0 | 0 | 0 | 0 | 781055.8984 | 436729 | 0 | 0 | 0 | 2065961.3902 | 0 | 0 | 0 | 0 | 0 | 0 | 0 | 0 | 0 | 0 | 0 | 0 | 0 | 344326.8984 | 0 | 0 | 0 | 0 | 0 | 0 | 0 | 0 | 0 | 0 | 0
2016-10-29 21:00 | 0 | 0 | 0 | 0 | 0 | 783787.8984 | 439461 | 0 | 0 | 0 | 2410288.2886 | 0 | 0 | 0 | 0 | 0 | 0 | 0 | 0 | 0 | 0 | 0 | 0 | 0 | 344326.8984 | 0 | 0 | 0 | 0 | 0 | 0 | 0 | 0 | 0 | 0 | 0
2016-10-29 22:00 | 0 | 0 | 0 | 0 | 0 | 802717.1378 | 439395 | 0 | 0 | 0 | 2754615.1869 | 0 | 0 | 18995.2394 | 0 | 0 | 0 | 0 | 0 | 0 | 0 | 0 | 0 | 0 | 344326.8984 | 0 | 0 | 0 | 18995.2394 | 0 | 0 | 0 | 0 | 0 | 0 | 0
2016-10-29 23:00 | 0 | 0 | 0 | 0 | 0 | 522731.643 | 439845 | 0 | 0 | 0 | 2856497.0693 | 0 | 0 | 0 | 0 | 0 | 0 | 0 | 0 | 0 | 0 | 0 | 0 | 0 | 101881.8824 | 0 | 0 | 0 | -18995.2394 | 0 | 0 | 0 | 0 | 0 | 0 | 0
2016-10-30 | 0 | 0 | 0 | 0 | 25750.2638 | 63802.8379 | 433880 | 0 | 0 | 0 | 2512170.171 | 0 | 0 | 0 | 0 | 0 | 0 | 0 | 0 | 0 | 0 | 0 | 0 | 0 | -344326.8984 | 0 | 0 | 0 | 0 | 0 | 0 | 0 | 0 | 0 | 0 | 0
2016-10-30 01:00 | 0 | 0 | 0 | 0 | 77141.0162 | 1.0854 | 421469 | 0 | 0 | 0 | 2167843.2726 | 0 | 0 | 0 | 0 | 0 | 0 | 0 | 0 | 0 | 0 | 0 | 0 | 0 | -344326.8984 | 0 | 0 | 0 | 0 | 0 | 0 | 0 | 0 | 0 | 0 | 0
2016-10-30 02:00 | 0 | 0 | 0 | 0 | 60745.1016 | 0 | 405072 | 0 | 0 | 0 | 1823516.3742 | 0 | 0 | 0 | 0 | 0 | 0 | 0 | 0 | 0 | 0 | 0 | 0 | 0 | -344326.8984 | 0 | 0 | 0 | 0 | 0 | 0 | 0 | 0 | 0 | 0 | 0
2016-10-30 03:00 | 0 | 0 | 0 | 0 | 40761.1016 | 0 | 385088 | 0 | 0 | 0 | 1479189.4759 | 0 | 0 | 0 | 0 | 0 | 0 | 0 | 0 | 0 | 0 | 0 | 0 | 0 | -344326.8984 | 0 | 0 | 0 | 0 | 0 | 0 | 0 | 0 | 0 | 0 | 0
2016-10-30 04:00 | 0 | 0 | 0 | 0 | 634483.2611 | 0 | 364576 | 0 | 0 | 0 | 1745284.6353 | 0 | 0 | 3812.1016 | 0 | 0 | 0 | 0 | 0 | 0 | 0 | 0 | 0 | 0 | 266095.1595 | 0 | 0 | 0 | 3812.1016 | 0 | 0 | 0 | 0 | 0 | 0 | 0
2016-10-30 05:00 | 0 | 0 | 0 | 0 | 0 | 0 | 348139 | 0 | 0 | 0 | 1400957.737 | 0 | 0 | 0 | 0 | 0 | 0 | 0 | 0 | 0 | 0 | 0 | 0 | 0 | -344326.8984 | 0 | 0 | 0 | -3812.1016 | 0 | 0 | 0 | 0 | 0 | 0 | 0
2016-10-30 06:00 | 0 | 0 | 0 | 0 | 0 | 0 | 334018 | 0 | 0 | 0 | 1066939.737 | 0 | 0 | 0 | 0 | 0 | 0 | 0 | 0 | 0 | 0 | 0 | 0 | 0 | -334018 | 0 | 0 | 0 | 0 | 0 | 0 | 0 | 0 | 0 | 0 | 0
2016-10-30 07:00 | 0 | 0 | 0 | 0 | 0 | 0 | 324431 | 0 | 0 | 0 | 742508.737 | 0 | 0 | 0 | 0 | 0 | 0 | 0 | 0 | 0 | 0 | 0 | 0 | 0 | -324431 | 0 | 0 | 0 | 0 | 0 | 0 | 0 | 0 | 0 | 0 | 0
2016-10-30 08:00 | 0 | 0 | 0 | 0 | 561047.9607 | 0 | 318956 | 0 | 0 | 0 | 984600.6977 | 0 | 0 | 0 | 0 | 0 | 0 | 0 | 0 | 0 | 0 | 0 | 0 | 0 | 242091.9607 | 0 | 0 | 0 | 0 | 0 | 0 | 0 | 0 | 0 | 0 | 0
2016-10-30 09:00 | 0 | 0 | 0 | 0 | 0 | 0 | 317742 | 0 | 0 | 0 | 666858.6977 | 0 | 0 | 0 | 0 | 0 | 0 | 0 | 0 | 0 | 0 | 0 | 0 | 0 | -317742 | 0 | 0 | 0 | 0 | 0 | 0 | 0 | 0 | 0 | 0 | 0
2016-10-30 10:00 | 0 | 0 | 0 | 0 | 0 | 0 | 321987 | 0 | 0 | 0 | 344871.6977 | 0 | 0 | 0 | 0 | 0 | 0 | 0 | 0 | 0 | 0 | 0 | 0 | 0 | -321987 | 0 | 0 | 0 | 0 | 0 | 0 | 0 | 0 | 0 | 0 | 0
2016-10-30 11:00 | 0 | 0 | 0 | 0 | 429813.81 | 0 | 330156 | 0 | 0 | 0 | 444529.5077 | 0 | 0 | 0 | 0 | 0 | 0 | 0 | 0 | 0 | 0 | 0 | 0 | 0 | 99657.81 | 0 | 0 | 0 | 0 | 0 | 0 | 0 | 0 | 0 | 0 | 0
2016-10-30 12:00 | 0 | 0 | 0 | 0 | 0 | 0 | 342297 | 0 | 0 | 0 | 102232.5077 | 0 | 0 | 0 | 0 | 0 | 0 | 0 | 0 | 0 | 0 | 0 | 0 | 0 | -342297 | 0 | 0 | 0 | 0 | 0 | 0 | 0 | 0 | 0 | 0 | 0
2016-10-30 13:00 | 0 | 0 | 0 | 0 | 363964.3772 | 823.4373 | 356809 | 0 | 0 | 0 | 110211.3222 | 0 | 0 | 0 | 0 | 0 | 0 | 0 | 0 | 0 | 0 | 0 | 0 | 0 | 7978.8145 | 0 | 0 | 0 | 0 | 0 | 0 | 0 | 0 | 0 | 0 | 0
2016-10-30 14:00 | 0 | 0 | 0 | 0 | 291331.3016 | 261509.7975 | 371612 | 0 | 0 | 0 | 291440.4212 | 0 | 0 | 0 | 0 | 0 | 0 | 0 | 0 | 0 | 0 | 0 | 0 | 0 | 181229.0991 | 0 | 0 | 0 | 0 | 0 | 0 | 0 | 0 | 0 | 0 | 0
2016-10-30 15:00 | 0 | 0 | 0 | 0 | 0 | 512655.0535 | 384979 | 0 | 0 | 0 | 419116.4747 | 0 | 0 | 0 | 0 | 0 | 0 | 0 | 0 | 0 | 0 | 0 | 0 | 0 | 127676.0535 | 0 | 0 | 0 | 0 | 0 | 0 | 0 | 0 | 0 | 0 | 0
2016-10-30 16:00 | 0 | 0 | 0 | 0 | 105098.586 | 637697.3124 | 398469 | 0 | 0 | 0 | 763443.3731 | 0 | 0 | 0 | 0 | 0 | 0 | 0 | 0 | 0 | 0 | 0 | 0 | 0 | 344326.8984 | 0 | 0 | 0 | 0 | 0 | 0 | 0 | 0 | 0 | 0 | 0
2016-10-30 17:00 | 0 | 0 | 0 | 0 | 79732.2533 | 675688.6451 | 411094 | 0 | 0 | 0 | 1107770.2715 | 0 | 0 | 0 | 0 | 0 | 0 | 0 | 0 | 0 | 0 | 0 | 0 | 0 | 344326.8984 | 0 | 0 | 0 | 0 | 0 | 0 | 0 | 0 | 0 | 0 | 0
2016-10-30 18:00 | 0 | 0 | 0 | 0 | 0 | 685569.1593 | 421927 | 0 | 0 | 0 | 1371412.4308 | 0 | 0 | 0 | 0 | 0 | 0 | 0 | 0 | 0 | 0 | 0 | 0 | 0 | 263642.1593 | 0 | 0 | 0 | 0 | 0 | 0 | 0 | 0 | 0 | 0 | 0
2016-10-30 19:00 | 0 | 0 | 0 | 0 | 0 | 693879.7419 | 429488 | 0 | 0 | 0 | 1635804.1727 | 0 | 0 | 0 | 0 | 0 | 0 | 0 | 0 | 0 | 0 | 0 | 0 | 0 | 264391.7419 | 0 | 0 | 0 | 0 | 0 | 0 | 0 | 0 | 0 | 0 | 0
2016-10-30 20:00 | 0 | 0 | 0 | 0 | 0 | 697932.0164 | 436896 | 0 | 0 | 0 | 1896840.1891 | 0 | 0 | 0 | 0 | 0 | 0 | 0 | 0 | 0 | 0 | 0 | 0 | 0 | 261036.0164 | 0 | 0 | 0 | 0 | 0 | 0 | 0 | 0 | 0 | 0 | 0
2016-10-30 21:00 | 0 | 0 | 0 | 0 | 104375.1384 | 681218.7599 | 441267 | 0 | 0 | 0 | 2241167.0874 | 0 | 0 | 0 | 0 | 0 | 0 | 0 | 0 | 0 | 0 | 0 | 0 | 0 | 344326.8984 | 0 | 0 | 0 | 0 | 0 | 0 | 0 | 0 | 0 | 0 | 0
2016-10-30 22:00 | 0 | 0 | 0 | 0 | 0 | 608352.6955 | 444525 | 0 | 0 | 0 | 2404994.7829 | 0 | 0 | 0 | 0 | 0 | 0 | 0 | 0 | 0 | 0 | 0 | 0 | 0 | 163827.6955 | 0 | 0 | 0 | 0 | 0 | 0 | 0 | 0 | 0 | 0 | 0
2016-10-30 23:00 | 0 | 0 | 0 | 0 | 0 | 370097.8075 | 448448 | 0 | 0 | 0 | 2326644.5904 | 0 | 0 | 0 | 0 | 0 | 0 | 0 | 0 | 0 | 0 | 0 | 0 | 0 | -78350.1925 | 0 | 0 | 0 | 0 | 0 | 0 | 0 | 0 | 0 | 0 | 0
2016-10-31 | 0 | 0 | 0 | 0 | 25977.474 | 75071.6277 | 445376 | 0 | 0 | 0 | 1982317.692 | 0 | 0 | 0 | 0 | 0 | 0 | 0 | 0 | 0 | 0 | 0 | 0 | 0 | -344326.8984 | 0 | 0 | 0 | 0 | 0 | 0 | 0 | 0 | 0 | 0 | 0
2016-10-31 01:00 | 0 | 0 | 0 | 0 | 85684.887 | 0.21459 | 430012 | 0 | 0 | 0 | 1637990.7936 | 0 | 0 | 0 | 0 | 0 | 0 | 0 | 0 | 0 | 0 | 0 | 0 | 0 | -344326.8984 | 0 | 0 | 0 | 0 | 0 | 0 | 0 | 0 | 0 | 0 | 0
2016-10-31 02:00 | 0 | 0 | 0 | 0 | 66097.1016 | 0 | 410424 | 0 | 0 | 0 | 1293663.8953 | 0 | 0 | 0 | 0 | 0 | 0 | 0 | 0 | 0 | 0 | 0 | 0 | 0 | -344326.8984 | 0 | 0 | 0 | 0 | 0 | 0 | 0 | 0 | 0 | 0 | 0
2016-10-31 03:00 | 0 | 0 | 0 | 0 | 701170.1488 | 0 | 386114 | 0 | 0 | 0 | 1608720.0441 | 0 | 0 | 0 | 0 | 0 | 0 | 0 | 0 | 0 | 0 | 0 | 0 | 0 | 315056.1488 | 0 | 0 | 0 | 0 | 0 | 0 | 0 | 0 | 0 | 0 | 0
2016-10-31 04:00 | 0 | 0 | 0 | 0 | 19569.1016 | 0 | 363896 | 0 | 0 | 0 | 1264393.1457 | 0 | 0 | 0 | 0 | 0 | 0 | 0 | 0 | 0 | 0 | 0 | 0 | 0 | -344326.8984 | 0 | 0 | 0 | 0 | 0 | 0 | 0 | 0 | 0 | 0 | 0
2016-10-31 05:00 | 0 | 0 | 0 | 0 | 1744.1016 | 0 | 346071 | 0 | 0 | 0 | 920066.2473 | 0 | 0 | 0 | 0 | 0 | 0 | 0 | 0 | 0 | 0 | 0 | 0 | 0 | -344326.8984 | 0 | 0 | 0 | 0 | 0 | 0 | 0 | 0 | 0 | 0 | 0
2016-10-31 06:00 | 0 | 0 | 0 | 0 | 0 | 0 | 334247 | 0 | 0 | 0 | 585819.2473 | 0 | 0 | 0 | 0 | 0 | 0 | 0 | 0 | 0 | 0 | 0 | 0 | 0 | -334247 | 0 | 0 | 0 | 0 | 0 | 0 | 0 | 0 | 0 | 0 | 0
2016-10-31 07:00 | 0 | 0 | 0 | 0 | 671409.8984 | 0 | 327083 | 0 | 0 | 0 | 930146.1457 | 0 | 0 | 0 | 0 | 0 | 0 | 0 | 0 | 0 | 0 | 0 | 0 | 0 | 344326.8984 | 0 | 0 | 0 | 0 | 0 | 0 | 0 | 0 | 0 | 0 | 0
2016-10-31 08:00 | 0 | 0 | 0 | 0 | 0 | 0 | 326644 | 0 | 0 | 0 | 603502.1457 | 0 | 0 | 0 | 0 | 0 | 0 | 0 | 0 | 0 | 0 | 0 | 0 | 0 | -326644 | 0 | 0 | 0 | 0 | 0 | 0 | 0 | 0 | 0 | 0 | 0
2016-10-31 09:00 | 0 | 0 | 0 | 0 | 0 | 0 | 336996 | 0 | 0 | 0 | 266506.1457 | 0 | 0 | 0 | 0 | 0 | 0 | 0 | 0 | 0 | 0 | 0 | 0 | 0 | -336996 | 0 | 0 | 0 | 0 | 0 | 0 | 0 | 0 | 0 | 0 | 0
2016-10-31 10:00 | 0 | 0 | 0 | 0 | 441987.7527 | 0 | 364167 | 0 | 0 | 0 | 344326.8984 | 0 | 0 | 0 | 0 | 0 | 0 | 0 | 0 | 0 | 0 | 0 | 0 | 0 | 77820.7527 | 0 | 0 | 0 | 0 | 0 | 0 | 0 | 0 | 0 | 0 | 0
2016-10-31 11:00 | 0 | 0 | 0 | 0 | 738560.8984 | 0 | 394234 | 0 | 0 | 0 | 688653.7967 | 0 | 0 | 0 | 0 | 0 | 0 | 0 | 0 | 0 | 0 | 0 | 0 | 0 | 344326.8984 | 0 | 0 | 0 | 0 | 0 | 0 | 0 | 0 | 0 | 0 | 0
2016-10-31 12:00 | 0 | 0 | 0 | 0 | 65621.1016 | 0 | 409948 | 0 | 0 | 0 | 344326.8984 | 0 | 0 | 0 | 0 | 0 | 0 | 0 | 0 | 0 | 0 | 0 | 0 | 0 | -344326.8984 | 0 | 0 | 0 | 0 | 0 | 0 | 0 | 0 | 0 | 0 | 0
2016-10-31 13:00 | 0 | 0 | 0 | 0 | 73833.3723 | 658.7294 | 418819 | 0 | 0 | 0 | 0 | 0 | 0 | 0 | 0 | 0 | 0 | 0 | 0 | 0 | 0 | 0 | 0 | 0 | -344326.8984 | 0 | 0 | 0 | 0 | 0 | 0 | 0 | 0 | 0 | 0 | 0
2016-10-31 14:00 | 0 | 0 | 0 | 0 | 561328.5873 | 211156.3111 | 428158 | 0 | 0 | 0 | 344326.8984 | 0 | 0 | 0 | 0 | 0 | 0 | 0 | 0 | 0 | 0 | 0 | 0 | 0 | 344326.8984 | 0 | 0 | 0 | 0 | 0 | 0 | 0 | 0 | 0 | 0 | 0
2016-10-31 15:00 | 0 | 0 | 0 | 0 | 85039.0537 | 695171.8446 | 435884 | 0 | 0 | 0 | 688653.7967 | 0 | 0 | 0 | 0 | 0 | 0 | 0 | 0 | 0 | 0 | 0 | 0 | 0 | 344326.8984 | 0 | 0 | 0 | 0 | 0 | 0 | 0 | 0 | 0 | 0 | 0
2016-10-31 16:00 | 0 | 0 | 0 | 0 | 0 | 787896.8984 | 443570 | 0 | 0 | 0 | 1032980.6951 | 0 | 0 | 0 | 0 | 0 | 0 | 0 | 0 | 0 | 0 | 0 | 0 | 0 | 344326.8984 | 0 | 0 | 0 | 0 | 0 | 0 | 0 | 0 | 0 | 0 | 0
2016-10-31 17:00 | 0 | 0 | 0 | 0 | 0 | 796481.8984 | 452155 | 0 | 0 | 0 | 1377307.5935 | 0 | 0 | 0 | 0 | 0 | 0 | 0 | 0 | 0 | 0 | 0 | 0 | 0 | 344326.8984 | 0 | 0 | 0 | 0 | 0 | 0 | 0 | 0 | 0 | 0 | 0
2016-10-31 18:00 | 0 | 0 | 0 | 0 | 0 | 801958.8984 | 457632 | 0 | 0 | 0 | 1721634.4918 | 0 | 0 | 0 | 0 | 0 | 0 | 0 | 0 | 0 | 0 | 0 | 0 | 0 | 344326.8984 | 0 | 0 | 0 | 0 | 0 | 0 | 0 | 0 | 0 | 0 | 0
2016-10-31 19:00 | 0 | 0 | 0 | 0 | 0 | 807779.8984 | 463453 | 0 | 0 | 0 | 2065961.3902 | 0 | 0 | 0 | 0 | 0 | 0 | 0 | 0 | 0 | 0 | 0 | 0 | 0 | 344326.8984 | 0 | 0 | 0 | 0 | 0 | 0 | 0 | 0 | 0 | 0 | 0
2016-10-31 20:00 | 0 | 0 | 0 | 0 | 0 | 811057.8984 | 466731 | 0 | 0 | 0 | 2410288.2886 | 0 | 0 | 0 | 0 | 0 | 0 | 0 | 0 | 0 | 0 | 0 | 0 | 0 | 344326.8984 | 0 | 0 | 0 | 0 | 0 | 0 | 0 | 0 | 0 | 0 | 0
2016-10-31 21:00 | 0 | 0 | 0 | 0 | 0 | 830390.1378 | 467068 | 0 | 0 | 0 | 2754615.1869 | 0 | 0 | 18995.2394 | 0 | 0 | 0 | 0 | 0 | 0 | 0 | 0 | 0 | 0 | 344326.8984 | 0 | 0 | 0 | 18995.2394 | 0 | 0 | 0 | 0 | 0 | 0 | 0
2016-10-31 22:00 | 0 | 0 | 0 | 0 | 0 | 806195.845 | 465870 | 0 | 0 | 0 | 3094941.032 | 0 | 0 | 18995.2394 | 0 | 0 | 0 | 0 | 0 | 0 | 0 | 0 | 0 | 0 | 340325.845 | 0 | 0 | 0 | 0 | 0 | 0 | 0 | 0 | 0 | 0 | 0
2016-10-31 23:00 | 0 | 0 | 0 | 0 | 0 | 521351.6076 | 462651 | 0 | 0 | 0 | 3172636.879 | 0 | 0 | 0 | 0 | 0 | 0 | 0 | 0 | 0 | 0 | 0 | 0 | 0 | 77695.8471 | 0 | 0 | 0 | -18995.2394 | 0 | 0 | 0 | 0 | 0 | 0 | 0
2016-11-01 | 0 | 0 | 0 | 0 | 32776.1017 | 80688 | 457791 | 0 | 0 | 0 | 2828309.9806 | 0 | 0 | 0 | 0 | 0 | 0 | 0 | 0 | 0 | 0 | 0 | 0 | 0 | -344326.8984 | 0 | 0 | 0 | 0 | 0 | 0 | 0 | 0 | 0 | 0 | 0
2016-11-01 01:00 | 0 | 0 | 0 | 0 | 102209.1016 | 0 | 446536 | 0 | 0 | 0 | 2483983.0823 | 0 | 0 | 0 | 0 | 0 | 0 | 0 | 0 | 0 | 0 | 0 | 0 | 0 | -344326.8984 | 0 | 0 | 0 | 0 | 0 | 0 | 0 | 0 | 0 | 0 | 0
2016-11-01 02:00 | 0 | 0 | 0 | 0 | 82606.1016 | 0 | 426933 | 0 | 0 | 0 | 2139656.1839 | 0 | 0 | 0 | 0 | 0 | 0 | 0 | 0 | 0 | 0 | 0 | 0 | 0 | -344326.8984 | 0 | 0 | 0 | 0 | 0 | 0 | 0 | 0 | 0 | 0 | 0
2016-11-01 03:00 | 0 | 0 | 0 | 0 | 745574.8984 | 0 | 401248 | 0 | 0 | 0 | 2483983.0823 | 0 | 0 | 0 | 0 | 0 | 0 | 0 | 0 | 0 | 0 | 0 | 0 | 0 | 344326.8984 | 0 | 0 | 0 | 0 | 0 | 0 | 0 | 0 | 0 | 0 | 0
2016-11-01 04:00 | 0 | 0 | 0 | 0 | 32740.1016 | 0 | 377067 | 0 | 0 | 0 | 2139656.1839 | 0 | 0 | 0 | 0 | 0 | 0 | 0 | 0 | 0 | 0 | 0 | 0 | 0 | -344326.8984 | 0 | 0 | 0 | 0 | 0 | 0 | 0 | 0 | 0 | 0 | 0
2016-11-01 05:00 | 0 | 0 | 0 | 0 | 14492.1016 | 0 | 358819 | 0 | 0 | 0 | 1795329.2855 | 0 | 0 | 0 | 0 | 0 | 0 | 0 | 0 | 0 | 0 | 0 | 0 | 0 | -344326.8984 | 0 | 0 | 0 | 0 | 0 | 0 | 0 | 0 | 0 | 0 | 0
2016-11-01 06:00 | 0 | 0 | 0 | 0 | 2315.1016 | 0 | 346642 | 0 | 0 | 0 | 1451002.3872 | 0 | 0 | 0 | 0 | 0 | 0 | 0 | 0 | 0 | 0 | 0 | 0 | 0 | -344326.8984 | 0 | 0 | 0 | 0 | 0 | 0 | 0 | 0 | 0 | 0 | 0
2016-11-01 07:00 | 0 | 0 | 0 | 0 | 684402.8984 | 0 | 340076 | 0 | 0 | 0 | 1795329.2855 | 0 | 0 | 0 | 0 | 0 | 0 | 0 | 0 | 0 | 0 | 0 | 0 | 0 | 344326.8984 | 0 | 0 | 0 | 0 | 0 | 0 | 0 | 0 | 0 | 0 | 0
2016-11-01 08:00 | 0 | 0 | 0 | 0 | 0 | 0 | 339261 | 0 | 0 | 0 | 1456068.2855 | 0 | 0 | 0 | 0 | 0 | 0 | 0 | 0 | 0 | 0 | 0 | 0 | 0 | -339261 | 0 | 0 | 0 | 0 | 0 | 0 | 0 | 0 | 0 | 0 | 0
2016-11-01 09:00 | 0 | 0 | 0 | 0 | 4530.1016 | 0 | 348857 | 0 | 0 | 0 | 1111741.3872 | 0 | 0 | 0 | 0 | 0 | 0 | 0 | 0 | 0 | 0 | 0 | 0 | 0 | -344326.8984 | 0 | 0 | 0 | 0 | 0 | 0 | 0 | 0 | 0 | 0 | 0
2016-11-01 10:00 | 0 | 0 | 0 | 0 | 651341.2611 | 0 | 375785 | 0 | 0 | 0 | 1387297.6483 | 0 | 0 | 0 | 0 | 0 | 0 | 0 | 0 | 0 | 0 | 0 | 0 | 0 | 275556.2611 | 0 | 0 | 0 | 0 | 0 | 0 | 0 | 0 | 0 | 0 | 0
2016-11-01 11:00 | 0 | 0 | 0 | 0 | 60035.1016 | 0 | 404362 | 0 | 0 | 0 | 1042970.7499 | 0 | 0 | 0 | 0 | 0 | 0 | 0 | 0 | 0 | 0 | 0 | 0 | 0 | -344326.8984 | 0 | 0 | 0 | 0 | 0 | 0 | 0 | 0 | 0 | 0 | 0
2016-11-01 12:00 | 0 | 0 | 0 | 0 | 73773.1016 | 0 | 418100 | 0 | 0 | 0 | 698643.8516 | 0 | 0 | 0 | 0 | 0 | 0 | 0 | 0 | 0 | 0 | 0 | 0 | 0 | -344326.8984 | 0 | 0 | 0 | 0 | 0 | 0 | 0 | 0 | 0 | 0 | 0
2016-11-01 13:00 | 0 | 0 | 0 | 0 | 471776.7617 | 491.7551 | 424883 | 0 | 0 | 0 | 746029.3683 | 0 | 0 | 0 | 0 | 0 | 0 | 0 | 0 | 0 | 0 | 0 | 0 | 0 | 47385.5168 | 0 | 0 | 0 | 0 | 0 | 0 | 0 | 0 | 0 | 0 | 0
2016-11-01 14:00 | 0 | 0 | 0 | 0 | 0 | 126412.5353 | 432738 | 0 | 0 | 0 | 439703.9037 | 0 | 0 | 0 | 0 | 0 | 0 | 0 | 0 | 0 | 0 | 0 | 0 | 0 | -306325.4647 | 0 | 0 | 0 | 0 | 0 | 0 | 0 | 0 | 0 | 0 | 0
2016-11-01 15:00 | 0 | 0 | 0 | 0 | 245354.717 | 445511.1975 | 441024 | 0 | 0 | 0 | 689545.8182 | 0 | 0 | 0 | 0 | 0 | 0 | 0 | 0 | 0 | 0 | 0 | 0 | 0 | 249841.9145 | 0 | 0 | 0 | 0 | 0 | 0 | 0 | 0 | 0 | 0 | 0
2016-11-01 16:00 | 0 | 0 | 0 | 0 | 154346.9751 | 638522.9233 | 448543 | 0 | 0 | 0 | 1033872.7165 | 0 | 0 | 0 | 0 | 0 | 0 | 0 | 0 | 0 | 0 | 0 | 0 | 0 | 344326.8984 | 0 | 0 | 0 | 0 | 0 | 0 | 0 | 0 | 0 | 0 | 0
2016-11-01 17:00 | 0 | 0 | 0 | 0 | 0 | 710686.8687 | 454209 | 0 | 0 | 0 | 1290350.5853 | 0 | 0 | 0 | 0 | 0 | 0 | 0 | 0 | 0 | 0 | 0 | 0 | 0 | 256477.8687 | 0 | 0 | 0 | 0 | 0 | 0 | 0 | 0 | 0 | 0 | 0
2016-11-01 18:00 | 0 | 0 | 0 | 0 | 0 | 710128.5997 | 460031 | 0 | 0 | 0 | 1540448.185 | 0 | 0 | 0 | 0 | 0 | 0 | 0 | 0 | 0 | 0 | 0 | 0 | 0 | 250097.5997 | 0 | 0 | 0 | 0 | 0 | 0 | 0 | 0 | 0 | 0 | 0
2016-11-01 19:00 | 0 | 0 | 0 | 0 | 111050.8837 | 697901.0147 | 464625 | 0 | 0 | 0 | 1884775.0833 | 0 | 0 | 0 | 0 | 0 | 0 | 0 | 0 | 0 | 0 | 0 | 0 | 0 | 344326.8984 | 0 | 0 | 0 | 0 | 0 | 0 | 0 | 0 | 0 | 0 | 0
2016-11-01 20:00 | 0 | 0 | 0 | 0 | 0 | 689855.181 | 469424 | 0 | 0 | 0 | 2105206.2643 | 0 | 0 | 0 | 0 | 0 | 0 | 0 | 0 | 0 | 0 | 0 | 0 | 0 | 220431.181 | 0 | 0 | 0 | 0 | 0 | 0 | 0 | 0 | 0 | 0 | 0
2016-11-01 21:00 | 0 | 0 | 0 | 0 | 0 | 669189.7448 | 473308 | 0 | 0 | 0 | 2301088.0092 | 0 | 0 | 0 | 0 | 0 | 0 | 0 | 0 | 0 | 0 | 0 | 0 | 0 | 195881.7448 | 0 | 0 | 0 | 0 | 0 | 0 | 0 | 0 | 0 | 0 | 0
2016-11-01 22:00 | 0 | 0 | 0 | 0 | 0 | 602742.9989 | 477350 | 0 | 0 | 0 | 2426481.0081 | 0 | 0 | 0 | 0 | 0 | 0 | 0 | 0 | 0 | 0 | 0 | 0 | 0 | 125392.9989 | 0 | 0 | 0 | 0 | 0 | 0 | 0 | 0 | 0 | 0 | 0
2016-11-01 23:00 | 0 | 0 | 0 | 0 | 0 | 425431.6831 | 481831 | 0 | 0 | 0 | 2370081.6912 | 0 | 0 | 0 | 0 | 0 | 0 | 0 | 0 | 0 | 0 | 0 | 0 | 0 | -56399.3169 | 0 | 0 | 0 | 0 | 0 | 0 | 0 | 0 | 0 | 0 | 0
2016-11-02 | 0 | 0 | 0 | 0 | 53119.6001 | 80630.5015 | 478077 | 0 | 0 | 0 | 2025754.7929 | 0 | 0 | 0 | 0 | 0 | 0 | 0 | 0 | 0 | 0 | 0 | 0 | 0 | -344326.8984 | 0 | 0 | 0 | 0 | 0 | 0 | 0 | 0 | 0 | 0 | 0
2016-11-02 01:00 | 0 | 0 | 0 | 0 | 644714.2285 | 0 | 461935 | 0 | 0 | 0 | 2208534.0214 | 0 | 0 | 0 | 0 | 0 | 0 | 0 | 0 | 0 | 0 | 0 | 0 | 0 | 182779.2285 | 0 | 0 | 0 | 0 | 0 | 0 | 0 | 0 | 0 | 0 | 0
2016-11-02 02:00 | 0 | 0 | 0 | 0 | 93744.1016 | 0 | 438071 | 0 | 0 | 0 | 1864207.123 | 0 | 0 | 0 | 0 | 0 | 0 | 0 | 0 | 0 | 0 | 0 | 0 | 0 | -344326.8984 | 0 | 0 | 0 | 0 | 0 | 0 | 0 | 0 | 0 | 0 | 0
2016-11-02 03:00 | 0 | 0 | 0 | 0 | 66707.1016 | 0 | 411034 | 0 | 0 | 0 | 1519880.2246 | 0 | 0 | 0 | 0 | 0 | 0 | 0 | 0 | 0 | 0 | 0 | 0 | 0 | -344326.8984 | 0 | 0 | 0 | 0 | 0 | 0 | 0 | 0 | 0 | 0 | 0
2016-11-02 04:00 | 0 | 0 | 0 | 0 | 39859.1016 | 0 | 384186 | 0 | 0 | 0 | 1175553.3263 | 0 | 0 | 0 | 0 | 0 | 0 | 0 | 0 | 0 | 0 | 0 | 0 | 0 | -344326.8984 | 0 | 0 | 0 | 0 | 0 | 0 | 0 | 0 | 0 | 0 | 0
2016-11-02 05:00 | 0 | 0 | 0 | 0 | 638745.0444 | 0 | 363898 | 0 | 0 | 0 | 1444291.2691 | 0 | 0 | 6109.1016 | 0 | 0 | 0 | 0 | 0 | 0 | 0 | 0 | 0 | 0 | 268737.9428 | 0 | 0 | 0 | 6109.1016 | 0 | 0 | 0 | 0 | 0 | 0 | 0
2016-11-02 06:00 | 0 | 0 | 0 | 0 | 0 | 0 | 350436 | 0 | 0 | 0 | 1099964.3707 | 0 | 0 | 0 | 0 | 0 | 0 | 0 | 0 | 0 | 0 | 0 | 0 | 0 | -344326.8984 | 0 | 0 | 0 | -6109.1016 | 0 | 0 | 0 | 0 | 0 | 0 | 0
2016-11-02 07:00 | 0 | 0 | 0 | 0 | 574406.9724 | 0 | 342291 | 0 | 0 | 0 | 1332080.3431 | 0 | 0 | 0 | 0 | 0 | 0 | 0 | 0 | 0 | 0 | 0 | 0 | 0 | 232115.9724 | 0 | 0 | 0 | 0 | 0 | 0 | 0 | 0 | 0 | 0 | 0
2016-11-02 08:00 | 0 | 0 | 0 | 0 | 556542.0954 | 0 | 340929 | 0 | 0 | 0 | 1541509.3369 | 0 | 0 | 6184.1016 | 0 | 0 | 0 | 0 | 0 | 0 | 0 | 0 | 0 | 0 | 209428.9937 | 0 | 0 | 0 | 6184.1016 | 0 | 0 | 0 | 0 | 0 | 0 | 0
2016-11-02 09:00 | 0 | 0 | 0 | 0 | 0 | 0 | 350511 | 0 | 0 | 0 | 1197182.4385 | 0 | 0 | 0 | 0 | 0 | 0 | 0 | 0 | 0 | 0 | 0 | 0 | 0 | -344326.8984 | 0 | 0 | 0 | -6184.1016 | 0 | 0 | 0 | 0 | 0 | 0 | 0
2016-11-02 10:00 | 0 | 0 | 0 | 0 | 31414.1016 | 0 | 375741 | 0 | 0 | 0 | 852855.5401 | 0 | 0 | 0 | 0 | 0 | 0 | 0 | 0 | 0 | 0 | 0 | 0 | 0 | -344326.8984 | 0 | 0 | 0 | 0 | 0 | 0 | 0 | 0 | 0 | 0 | 0
2016-11-02 11:00 | 0 | 0 | 0 | 0 | 455324.7353 | 0 | 403615 | 0 | 0 | 0 | 904565.2754 | 0 | 0 | 0 | 0 | 0 | 0 | 0 | 0 | 0 | 0 | 0 | 0 | 0 | 51709.7353 | 0 | 0 | 0 | 0 | 0 | 0 | 0 | 0 | 0 | 0 | 0
2016-11-02 12:00 | 0 | 0 | 0 | 0 | 73986.1016 | 0 | 418313 | 0 | 0 | 0 | 560238.377 | 0 | 0 | 0 | 0 | 0 | 0 | 0 | 0 | 0 | 0 | 0 | 0 | 0 | -344326.8984 | 0 | 0 | 0 | 0 | 0 | 0 | 0 | 0 | 0 | 0 | 0
2016-11-02 13:00 | 0 | 0 | 0 | 0 | 392736.4731 | 203.3808 | 426393 | 0 | 0 | 0 | 507789.9915 | 0 | 0 | 18995.2394 | 0 | 0 | 0 | 0 | 0 | 0 | 0 | 0 | 0 | 0 | -52448.3855 | 0 | 0 | 0 | 18995.2394 | 0 | 0 | 0 | 0 | 0 | 0 | 0
2016-11-02 14:00 | 0 | 0 | 0 | 0 | 0 | 125760.3516 | 436379 | 0 | 0 | 0 | 216166.5825 | 0 | 0 | 0 | 0 | 0 | 0 | 0 | 0 | 0 | 0 | 0 | 0 | 0 | -291623.409 | 0 | 0 | 0 | -18995.2394 | 0 | 0 | 0 | 0 | 0 | 0 | 0
2016-11-02 15:00 | 0 | 0 | 0 | 0 | 104985.3955 | 683920.5029 | 444579 | 0 | 0 | 0 | 560493.4809 | 0 | 0 | 0 | 0 | 0 | 0 | 0 | 0 | 0 | 0 | 0 | 0 | 0 | 344326.8984 | 0 | 0 | 0 | 0 | 0 | 0 | 0 | 0 | 0 | 0 | 0
2016-11-02 16:00 | 0 | 0 | 0 | 0 | 0 | 796001.8984 | 451675 | 0 | 0 | 0 | 904820.3792 | 0 | 0 | 0 | 0 | 0 | 0 | 0 | 0 | 0 | 0 | 0 | 0 | 0 | 344326.8984 | 0 | 0 | 0 | 0 | 0 | 0 | 0 | 0 | 0 | 0 | 0
2016-11-02 17:00 | 0 | 0 | 0 | 0 | 0 | 822716.1378 | 459394 | 0 | 0 | 0 | 1249147.2776 | 0 | 0 | 18995.2394 | 0 | 0 | 0 | 0 | 0 | 0 | 0 | 0 | 0 | 0 | 344326.8984 | 0 | 0 | 0 | 18995.2394 | 0 | 0 | 0 | 0 | 0 | 0 | 0
2016-11-02 18:00 | 0 | 0 | 0 | 0 | 0 | 796971.0559 | 466383 | 0 | 0 | 0 | 1593474.176 | 0 | 0 | 5256.3969 | 0 | 0 | 0 | 0 | 0 | 0 | 0 | 0 | 0 | 0 | 344326.8984 | 0 | 0 | 0 | -13738.8425 | 0 | 0 | 0 | 0 | 0 | 0 | 0
2016-11-02 19:00 | 0 | 0 | 0 | 0 | 0 | 773089.2369 | 471568 | 0 | 0 | 0 | 1900251.8098 | 0 | 0 | 0 | 0 | 0 | 0 | 0 | 0 | 0 | 0 | 0 | 0 | 0 | 306777.6339 | 0 | 0 | 0 | -5256.3969 | 0 | 0 | 0 | 0 | 0 | 0 | 0
2016-11-02 20:00 | 0 | 0 | 0 | 0 | 0 | 777012.7421 | 474377 | 0 | 0 | 0 | 2202887.552 | 0 | 0 | 0 | 0 | 0 | 0 | 0 | 0 | 0 | 0 | 0 | 0 | 0 | 302635.7421 | 0 | 0 | 0 | 0 | 0 | 0 | 0 | 0 | 0 | 0 | 0
2016-11-02 21:00 | 0 | 0 | 0 | 0 | 30277.3564 | 789859.5419 | 475810 | 0 | 0 | 0 | 2547214.4504 | 0 | 0 | 0 | 0 | 0 | 0 | 0 | 0 | 0 | 0 | 0 | 0 | 0 | 344326.8984 | 0 | 0 | 0 | 0 | 0 | 0 | 0 | 0 | 0 | 0 | 0
2016-11-02 22:00 | 0 | 0 | 0 | 0 | 0 | 756971.4826 | 479192 | 0 | 0 | 0 | 2824993.9329 | 0 | 0 | 0 | 0 | 0 | 0 | 0 | 0 | 0 | 0 | 0 | 0 | 0 | 277779.4826 | 0 | 0 | 0 | 0 | 0 | 0 | 0 | 0 | 0 | 0 | 0
2016-11-02 23:00 | 0 | 0 | 0 | 0 | 0 | 513655.3888 | 481998 | 0 | 0 | 0 | 2856651.3217 | 0 | 0 | 0 | 0 | 0 | 0 | 0 | 0 | 0 | 0 | 0 | 0 | 0 | 31657.3888 | 0 | 0 | 0 | 0 | 0 | 0 | 0 | 0 | 0 | 0 | 0
2016-11-03 | 0 | 0 | 0 | 0 | 57039.0701 | 75454.0316 | 476820 | 0 | 0 | 0 | 2512324.4234 | 0 | 0 | 0 | 0 | 0 | 0 | 0 | 0 | 0 | 0 | 0 | 0 | 0 | -344326.8984 | 0 | 0 | 0 | 0 | 0 | 0 | 0 | 0 | 0 | 0 | 0
2016-11-03 01:00 | 0 | 0 | 0 | 0 | 417592.0921 | 0 | 460151 | 0 | 0 | 0 | 2469765.5155 | 0 | 0 | 0 | 0 | 0 | 0 | 0 | 0 | 0 | 0 | 0 | 0 | 0 | -42558.9079 | 0 | 0 | 0 | 0 | 0 | 0 | 0 | 0 | 0 | 0 | 0
2016-11-03 02:00 | 0 | 0 | 0 | 0 | 92358.1016 | 0 | 436685 | 0 | 0 | 0 | 2125438.6172 | 0 | 0 | 0 | 0 | 0 | 0 | 0 | 0 | 0 | 0 | 0 | 0 | 0 | -344326.8984 | 0 | 0 | 0 | 0 | 0 | 0 | 0 | 0 | 0 | 0 | 0
2016-11-03 03:00 | 0 | 0 | 0 | 0 | 66416.1016 | 0 | 410743 | 0 | 0 | 0 | 1781111.7188 | 0 | 0 | 0 | 0 | 0 | 0 | 0 | 0 | 0 | 0 | 0 | 0 | 0 | -344326.8984 | 0 | 0 | 0 | 0 | 0 | 0 | 0 | 0 | 0 | 0 | 0
2016-11-03 04:00 | 0 | 0 | 0 | 0 | 440384.7207 | 0 | 386212 | 0 | 0 | 0 | 1835284.4395 | 0 | 0 | 0 | 0 | 0 | 0 | 0 | 0 | 0 | 0 | 0 | 0 | 0 | 54172.7207 | 0 | 0 | 0 | 0 | 0 | 0 | 0 | 0 | 0 | 0 | 0
2016-11-03 05:00 | 0 | 0 | 0 | 0 | 22973.1016 | 0 | 367300 | 0 | 0 | 0 | 1490957.5412 | 0 | 0 | 0 | 0 | 0 | 0 | 0 | 0 | 0 | 0 | 0 | 0 | 0 | -344326.8984 | 0 | 0 | 0 | 0 | 0 | 0 | 0 | 0 | 0 | 0 | 0
2016-11-03 06:00 | 0 | 0 | 0 | 0 | 7151.1016 | 0 | 351478 | 0 | 0 | 0 | 1146630.6428 | 0 | 0 | 0 | 0 | 0 | 0 | 0 | 0 | 0 | 0 | 0 | 0 | 0 | -344326.8984 | 0 | 0 | 0 | 0 | 0 | 0 | 0 | 0 | 0 | 0 | 0
2016-11-03 07:00 | 0 | 0 | 0 | 0 | 526943.0073 | 0 | 342221 | 0 | 0 | 0 | 1331352.6501 | 0 | 0 | 0 | 0 | 0 | 0 | 0 | 0 | 0 | 0 | 0 | 0 | 0 | 184722.0073 | 0 | 0 | 0 | 0 | 0 | 0 | 0 | 0 | 0 | 0 | 0
2016-11-03 08:00 | 0 | 0 | 0 | 0 | 0 | 0 | 340441 | 0 | 0 | 0 | 990911.6501 | 0 | 0 | 0 | 0 | 0 | 0 | 0 | 0 | 0 | 0 | 0 | 0 | 0 | -340441 | 0 | 0 | 0 | 0 | 0 | 0 | 0 | 0 | 0 | 0 | 0
2016-11-03 09:00 | 0 | 0 | 0 | 0 | 4719.1016 | 0 | 349046 | 0 | 0 | 0 | 646584.7517 | 0 | 0 | 0 | 0 | 0 | 0 | 0 | 0 | 0 | 0 | 0 | 0 | 0 | -344326.8984 | 0 | 0 | 0 | 0 | 0 | 0 | 0 | 0 | 0 | 0 | 0
2016-11-03 10:00 | 0 | 0 | 0 | 0 | 531045.3559 | 0 | 372309 | 0 | 0 | 0 | 805321.1077 | 0 | 0 | 0 | 0 | 0 | 0 | 0 | 0 | 0 | 0 | 0 | 0 | 0 | 158736.3559 | 0 | 0 | 0 | 0 | 0 | 0 | 0 | 0 | 0 | 0 | 0
2016-11-03 11:00 | 0 | 0 | 0 | 0 | 55749.1016 | 0 | 400076 | 0 | 0 | 0 | 460994.2093 | 0 | 0 | 0 | 0 | 0 | 0 | 0 | 0 | 0 | 0 | 0 | 0 | 0 | -344326.8984 | 0 | 0 | 0 | 0 | 0 | 0 | 0 | 0 | 0 | 0 | 0
2016-11-03 12:00 | 0 | 0 | 0 | 0 | 519477.1224 | 0 | 415884 | 0 | 0 | 0 | 564587.3316 | 0 | 0 | 0 | 0 | 0 | 0 | 0 | 0 | 0 | 0 | 0 | 0 | 0 | 103593.1224 | 0 | 0 | 0 | 0 | 0 | 0 | 0 | 0 | 0 | 0 | 0
2016-11-03 13:00 | 0 | 0 | 0 | 0 | 509406.8163 | 136.9209 | 425592 | 0 | 0 | 0 | 648539.0688 | 0 | 0 | 0 | 0 | 0 | 0 | 0 | 0 | 0 | 0 | 0 | 0 | 0 | 83951.7372 | 0 | 0 | 0 | 0 | 0 | 0 | 0 | 0 | 0 | 0 | 0
2016-11-03 14:00 | 0 | 0 | 0 | 0 | 357026.3943 | 120895.059 | 436543 | 0 | 0 | 0 | 670922.2826 | 0 | 0 | 18995.2394 | 0 | 0 | 0 | 0 | 0 | 0 | 0 | 0 | 0 | 0 | 22383.2138 | 0 | 0 | 0 | 18995.2394 | 0 | 0 | 0 | 0 | 0 | 0 | 0
2016-11-03 15:00 | 0 | 0 | 0 | 0 | 180058.9546 | 608643.9438 | 444376 | 0 | 0 | 0 | 1015249.181 | 0 | 0 | 18995.2394 | 0 | 0 | 0 | 0 | 0 | 0 | 0 | 0 | 0 | 0 | 344326.8984 | 0 | 0 | 0 | 0 | 0 | 0 | 0 | 0 | 0 | 0 | 0
2016-11-03 16:00 | 0 | 0 | 0 | 0 | 0 | 787976.9792 | 450775 | 0 | 0 | 0 | 1359489.3296 | 0 | 0 | 11957.07 | 0 | 0 | 0 | 0 | 0 | 0 | 0 | 0 | 0 | 0 | 344240.1486 | 0 | 0 | 0 | -7038.1694 | 0 | 0 | 0 | 0 | 0 | 0 | 0
2016-11-03 17:00 | 0 | 0 | 0 | 0 | 0 | 808515.0678 | 457150 | 0 | 0 | 0 | 1703816.2279 | 0 | 0 | 18995.2394 | 0 | 0 | 0 | 0 | 0 | 0 | 0 | 0 | 0 | 0 | 344326.8984 | 0 | 0 | 0 | 7038.1694 | 0 | 0 | 0 | 0 | 0 | 0 | 0
2016-11-03 18:00 | 0 | 0 | 0 | 0 | 17853.6489 | 787503.2494 | 461030 | 0 | 0 | 0 | 2048143.1263 | 0 | 0 | 18995.2394 | 0 | 0 | 0 | 0 | 0 | 0 | 0 | 0 | 0 | 0 | 344326.8984 | 0 | 0 | 0 | 0 | 0 | 0 | 0 | 0 | 0 | 0 | 0
2016-11-03 19:00 | 0 | 0 | 0 | 0 | 0 | 765742.0169 | 462902 | 0 | 0 | 0 | 2350983.1432 | 0 | 0 | 18995.2394 | 0 | 0 | 0 | 0 | 0 | 0 | 0 | 0 | 0 | 0 | 302840.0169 | 0 | 0 | 0 | 0 | 0 | 0 | 0 | 0 | 0 | 0 | 0
2016-11-03 20:00 | 0 | 0 | 0 | 0 | 46397.3667 | 761534.5316 | 463605 | 0 | 0 | 0 | 2695310.0416 | 0 | 0 | 18995.2394 | 0 | 0 | 0 | 0 | 0 | 0 | 0 | 0 | 0 | 0 | 344326.8984 | 0 | 0 | 0 | 0 | 0 | 0 | 0 | 0 | 0 | 0 | 0
2016-11-03 21:00 | 0 | 0 | 0 | 0 | 0 | 754246.8549 | 464188 | 0 | 0 | 0 | 2985368.8964 | 0 | 0 | 18995.2394 | 0 | 0 | 0 | 0 | 0 | 0 | 0 | 0 | 0 | 0 | 290058.8549 | 0 | 0 | 0 | 0 | 0 | 0 | 0 | 0 | 0 | 0 | 0
2016-11-03 22:00 | 0 | 0 | 0 | 0 | 0 | 698430.2784 | 466431 | 0 | 0 | 0 | 3217368.1748 | 0 | 0 | 18995.2394 | 0 | 0 | 0 | 0 | 0 | 0 | 0 | 0 | 0 | 0 | 231999.2784 | 0 | 0 | 0 | 0 | 0 | 0 | 0 | 0 | 0 | 0 | 0
2016-11-03 23:00 | 0 | 0 | 0 | 0 | 0 | 443099.7434 | 469489 | 0 | 0 | 0 | 3190978.9182 | 0 | 0 | 18995.2394 | 0 | 0 | 0 | 0 | 0 | 0 | 0 | 0 | 0 | 0 | -26389.2566 | 0 | 0 | 0 | 0 | 0 | 0 | 0 | 0 | 0 | 0 | 0
2016-11-04 | 0 | 0 | 0 | 0 | 179690.3144 | 63570.7839 | 466276 | 0 | 0 | 0 | 2986959.256 | 0 | 0 | 0 | 0 | 0 | 0 | 0 | 0 | 0 | 0 | 0 | 0 | 0 | -204019.6623 | 0 | 0 | 0 | -18995.2394 | 0 | 0 | 0 | 0 | 0 | 0 | 0
2016-11-04 01:00 | 0 | 0 | 0 | 0 | 107737.1016 | 0 | 452064 | 0 | 0 | 0 | 2642632.3576 | 0 | 0 | 0 | 0 | 0 | 0 | 0 | 0 | 0 | 0 | 0 | 0 | 0 | -344326.8984 | 0 | 0 | 0 | 0 | 0 | 0 | 0 | 0 | 0 | 0 | 0
2016-11-04 02:00 | 0 | 0 | 0 | 0 | 220494.2868 | 0 | 428563 | 0 | 0 | 0 | 2415568.405 | 0 | 0 | 18995.2394 | 0 | 0 | 0 | 0 | 0 | 0 | 0 | 0 | 0 | 0 | -227063.9526 | 0 | 0 | 0 | 18995.2394 | 0 | 0 | 0 | 0 | 0 | 0 | 0
2016-11-04 03:00 | 0 | 0 | 0 | 0 | 39555.8622 | 0 | 402878 | 0 | 0 | 0 | 2071241.5066 | 0 | 0 | 0 | 0 | 0 | 0 | 0 | 0 | 0 | 0 | 0 | 0 | 0 | -344326.8984 | 0 | 0 | 0 | -18995.2394 | 0 | 0 | 0 | 0 | 0 | 0 | 0
2016-11-04 04:00 | 0 | 0 | 0 | 0 | 308964.3107 | 0 | 378204 | 0 | 0 | 0 | 2002001.8174 | 0 | 0 | 0 | 0 | 0 | 0 | 0 | 0 | 0 | 0 | 0 | 0 | 0 | -69239.6893 | 0 | 0 | 0 | 0 | 0 | 0 | 0 | 0 | 0 | 0 | 0
2016-11-04 05:00 | 0 | 0 | 0 | 0 | 13997.1016 | 0 | 358324 | 0 | 0 | 0 | 1657674.919 | 0 | 0 | 0 | 0 | 0 | 0 | 0 | 0 | 0 | 0 | 0 | 0 | 0 | -344326.8984 | 0 | 0 | 0 | 0 | 0 | 0 | 0 | 0 | 0 | 0 | 0
2016-11-04 06:00 | 0 | 0 | 0 | 0 | 375243.1132 | 0 | 345610 | 0 | 0 | 0 | 1687308.0322 | 0 | 0 | 0 | 0 | 0 | 0 | 0 | 0 | 0 | 0 | 0 | 0 | 0 | 29633.1132 | 0 | 0 | 0 | 0 | 0 | 0 | 0 | 0 | 0 | 0 | 0
2016-11-04 07:00 | 0 | 0 | 0 | 0 | 0 | 0 | 337040 | 0 | 0 | 0 | 1350268.0322 | 0 | 0 | 0 | 0 | 0 | 0 | 0 | 0 | 0 | 0 | 0 | 0 | 0 | -337040 | 0 | 0 | 0 | 0 | 0 | 0 | 0 | 0 | 0 | 0 | 0
2016-11-04 08:00 | 0 | 0 | 0 | 0 | 411964.6276 | 0 | 335876 | 0 | 0 | 0 | 1426356.6598 | 0 | 0 | 0 | 0 | 0 | 0 | 0 | 0 | 0 | 0 | 0 | 0 | 0 | 76088.6276 | 0 | 0 | 0 | 0 | 0 | 0 | 0 | 0 | 0 | 0 | 0
2016-11-04 09:00 | 0 | 0 | 0 | 0 | 25.1016 | 0 | 344352 | 0 | 0 | 0 | 1082029.7614 | 0 | 0 | 0 | 0 | 0 | 0 | 0 | 0 | 0 | 0 | 0 | 0 | 0 | -344326.8984 | 0 | 0 | 0 | 0 | 0 | 0 | 0 | 0 | 0 | 0 | 0
2016-11-04 10:00 | 0 | 0 | 0 | 0 | 369326.2934 | 0 | 368826 | 0 | 0 | 0 | 1082530.0548 | 0 | 0 | 0 | 0 | 0 | 0 | 0 | 0 | 0 | 0 | 0 | 0 | 0 | 500.2934 | 0 | 0 | 0 | 0 | 0 | 0 | 0 | 0 | 0 | 0 | 0
2016-11-04 11:00 | 0 | 0 | 0 | 0 | 350223.7817 | 0 | 396880 | 0 | 0 | 0 | 1035873.8365 | 0 | 0 | 0 | 0 | 0 | 0 | 0 | 0 | 0 | 0 | 0 | 0 | 0 | -46656.2183 | 0 | 0 | 0 | 0 | 0 | 0 | 0 | 0 | 0 | 0 | 0
2016-11-04 12:00 | 0 | 0 | 0 | 0 | 334953.4919 | 0 | 411547 | 0 | 0 | 0 | 959280.3283 | 0 | 0 | 0 | 0 | 0 | 0 | 0 | 0 | 0 | 0 | 0 | 0 | 0 | -76593.5081 | 0 | 0 | 0 | 0 | 0 | 0 | 0 | 0 | 0 | 0 | 0
2016-11-04 13:00 | 0 | 0 | 0 | 0 | 75461.0147 | 42.0869 | 419830 | 0 | 0 | 0 | 614953.43 | 0 | 0 | 0 | 0 | 0 | 0 | 0 | 0 | 0 | 0 | 0 | 0 | 0 | -344326.8984 | 0 | 0 | 0 | 0 | 0 | 0 | 0 | 0 | 0 | 0 | 0
2016-11-04 14:00 | 0 | 0 | 0 | 0 | 223135.7836 | 84565.0199 | 428091 | 0 | 0 | 0 | 494563.2334 | 0 | 0 | 0 | 0 | 0 | 0 | 0 | 0 | 0 | 0 | 0 | 0 | 0 | -120390.1965 | 0 | 0 | 0 | 0 | 0 | 0 | 0 | 0 | 0 | 0 | 0
2016-11-04 15:00 | 0 | 0 | 0 | 0 | 112417.9915 | 498721.8328 | 432715 | 0 | 0 | 0 | 653992.8183 | 0 | 0 | 18995.2394 | 0 | 0 | 0 | 0 | 0 | 0 | 0 | 0 | 0 | 0 | 159429.5849 | 0 | 0 | 0 | 18995.2394 | 0 | 0 | 0 | 0 | 0 | 0 | 0
2016-11-04 16:00 | 0 | 0 | 0 | 0 | 0 | 671135.4837 | 435014 | 0 | 0 | 0 | 909109.5414 | 0 | 0 | 0 | 0 | 0 | 0 | 0 | 0 | 0 | 0 | 0 | 0 | 0 | 255116.7231 | 0 | 0 | 0 | -18995.2394 | 0 | 0 | 0 | 0 | 0 | 0 | 0
2016-11-04 17:00 | 0 | 0 | 0 | 0 | 0 | 722158.6794 | 438947 | 0 | 0 | 0 | 1173325.9814 | 0 | 0 | 18995.2394 | 0 | 0 | 0 | 0 | 0 | 0 | 0 | 0 | 0 | 0 | 264216.44 | 0 | 0 | 0 | 18995.2394 | 0 | 0 | 0 | 0 | 0 | 0 | 0
2016-11-04 18:00 | 0 | 0 | 0 | 0 | 76432.9814 | 709524.917 | 441631 | 0 | 0 | 0 | 1517652.8797 | 0 | 0 | 18995.2394 | 0 | 0 | 0 | 0 | 0 | 0 | 0 | 0 | 0 | 0 | 344326.8984 | 0 | 0 | 0 | 0 | 0 | 0 | 0 | 0 | 0 | 0 | 0
2016-11-04 19:00 | 0 | 0 | 0 | 0 | 76956.9205 | 690523.7385 | 442149 | 0 | 0 | 0 | 1861979.7781 | 0 | 0 | 0 | 0 | 0 | 0 | 0 | 0 | 0 | 0 | 0 | 0 | 0 | 344326.8984 | 0 | 0 | 0 | -18995.2394 | 0 | 0 | 0 | 0 | 0 | 0 | 0
2016-11-04 20:00 | 0 | 0 | 0 | 0 | 0 | 685331.7213 | 442635 | 0 | 0 | 0 | 2104676.4994 | 0 | 0 | 0 | 0 | 0 | 0 | 0 | 0 | 0 | 0 | 0 | 0 | 0 | 242696.7213 | 0 | 0 | 0 | 0 | 0 | 0 | 0 | 0 | 0 | 0 | 0
2016-11-04 21:00 | 0 | 0 | 0 | 0 | 0 | 679570.9231 | 442022 | 0 | 0 | 0 | 2342225.4225 | 0 | 0 | 0 | 0 | 0 | 0 | 0 | 0 | 0 | 0 | 0 | 0 | 0 | 237548.9231 | 0 | 0 | 0 | 0 | 0 | 0 | 0 | 0 | 0 | 0 | 0
2016-11-04 22:00 | 0 | 0 | 0 | 0 | 0 | 616576.2605 | 442778 | 0 | 0 | 0 | 2497028.4436 | 0 | 0 | 18995.2394 | 0 | 0 | 0 | 0 | 0 | 0 | 0 | 0 | 0 | 0 | 154803.0211 | 0 | 0 | 0 | 18995.2394 | 0 | 0 | 0 | 0 | 0 | 0 | 0
2016-11-04 23:00 | 0 | 0 | 0 | 0 | 0 | 396869.1185 | 445082 | 0 | 0 | 0 | 2467810.8016 | 0 | 0 | 0 | 0 | 0 | 0 | 0 | 0 | 0 | 0 | 0 | 0 | 0 | -29217.6421 | 0 | 0 | 0 | -18995.2394 | 0 | 0 | 0 | 0 | 0 | 0 | 0
2016-11-05 | 0 | 0 | 0 | 0 | 45952.6096 | 49635.492 | 439915 | 0 | 0 | 0 | 2123483.9032 | 0 | 0 | 0 | 0 | 0 | 0 | 0 | 0 | 0 | 0 | 0 | 0 | 0 | -344326.8984 | 0 | 0 | 0 | 0 | 0 | 0 | 0 | 0 | 0 | 0 | 0
2016-11-05 01:00 | 0 | 0 | 0 | 0 | 85535.1016 | 0 | 429862 | 0 | 0 | 0 | 1779157.0048 | 0 | 0 | 0 | 0 | 0 | 0 | 0 | 0 | 0 | 0 | 0 | 0 | 0 | -344326.8984 | 0 | 0 | 0 | 0 | 0 | 0 | 0 | 0 | 0 | 0 | 0
2016-11-05 02:00 | 0 | 0 | 0 | 0 | 523577.576 | 0 | 411940 | 0 | 0 | 0 | 1890794.5808 | 0 | 0 | 0 | 0 | 0 | 0 | 0 | 0 | 0 | 0 | 0 | 0 | 0 | 111637.576 | 0 | 0 | 0 | 0 | 0 | 0 | 0 | 0 | 0 | 0 | 0
2016-11-05 03:00 | 0 | 0 | 0 | 0 | 46732.1016 | 0 | 391059 | 0 | 0 | 0 | 1546467.6825 | 0 | 0 | 0 | 0 | 0 | 0 | 0 | 0 | 0 | 0 | 0 | 0 | 0 | -344326.8984 | 0 | 0 | 0 | 0 | 0 | 0 | 0 | 0 | 0 | 0 | 0
2016-11-05 04:00 | 0 | 0 | 0 | 0 | 25826.1016 | 0 | 370153 | 0 | 0 | 0 | 1202140.7841 | 0 | 0 | 0 | 0 | 0 | 0 | 0 | 0 | 0 | 0 | 0 | 0 | 0 | -344326.8984 | 0 | 0 | 0 | 0 | 0 | 0 | 0 | 0 | 0 | 0 | 0
2016-11-05 05:00 | 0 | 0 | 0 | 0 | 608575.0091 | 0 | 353399 | 0 | 0 | 0 | 1457316.7932 | 0 | 0 | 0 | 0 | 0 | 0 | 0 | 0 | 0 | 0 | 0 | 0 | 0 | 255176.0091 | 0 | 0 | 0 | 0 | 0 | 0 | 0 | 0 | 0 | 0 | 0
2016-11-05 06:00 | 0 | 0 | 0 | 0 | 0 | 0 | 341473 | 0 | 0 | 0 | 1115843.7932 | 0 | 0 | 0 | 0 | 0 | 0 | 0 | 0 | 0 | 0 | 0 | 0 | 0 | -341473 | 0 | 0 | 0 | 0 | 0 | 0 | 0 | 0 | 0 | 0 | 0
2016-11-05 07:00 | 0 | 0 | 0 | 0 | 0 | 0 | 334333 | 0 | 0 | 0 | 781510.7932 | 0 | 0 | 0 | 0 | 0 | 0 | 0 | 0 | 0 | 0 | 0 | 0 | 0 | -334333 | 0 | 0 | 0 | 0 | 0 | 0 | 0 | 0 | 0 | 0 | 0
2016-11-05 08:00 | 0 | 0 | 0 | 0 | 550155.3882 | 0 | 331103 | 0 | 0 | 0 | 1000563.1814 | 0 | 0 | 0 | 0 | 0 | 0 | 0 | 0 | 0 | 0 | 0 | 0 | 0 | 219052.3882 | 0 | 0 | 0 | 0 | 0 | 0 | 0 | 0 | 0 | 0 | 0
2016-11-05 09:00 | 0 | 0 | 0 | 0 | 0 | 0 | 334017 | 0 | 0 | 0 | 666546.1814 | 0 | 0 | 0 | 0 | 0 | 0 | 0 | 0 | 0 | 0 | 0 | 0 | 0 | -334017 | 0 | 0 | 0 | 0 | 0 | 0 | 0 | 0 | 0 | 0 | 0
2016-11-05 10:00 | 0 | 0 | 0 | 0 | 449641.3467 | 0 | 342246 | 0 | 0 | 0 | 773941.528 | 0 | 0 | 0 | 0 | 0 | 0 | 0 | 0 | 0 | 0 | 0 | 0 | 0 | 107395.3467 | 0 | 0 | 0 | 0 | 0 | 0 | 0 | 0 | 0 | 0 | 0
2016-11-05 11:00 | 0 | 0 | 0 | 0 | 409068.5997 | 0 | 356642 | 0 | 0 | 0 | 826368.1278 | 0 | 0 | 0 | 0 | 0 | 0 | 0 | 0 | 0 | 0 | 0 | 0 | 0 | 52426.5997 | 0 | 0 | 0 | 0 | 0 | 0 | 0 | 0 | 0 | 0 | 0
2016-11-05 12:00 | 0 | 0 | 0 | 0 | 26804.1016 | 0 | 371131 | 0 | 0 | 0 | 482041.2294 | 0 | 0 | 0 | 0 | 0 | 0 | 0 | 0 | 0 | 0 | 0 | 0 | 0 | -344326.8984 | 0 | 0 | 0 | 0 | 0 | 0 | 0 | 0 | 0 | 0 | 0
2016-11-05 13:00 | 0 | 0 | 0 | 0 | 365817.8201 | 99.6795 | 383228 | 0 | 0 | 0 | 464730.7291 | 0 | 0 | 0 | 0 | 0 | 0 | 0 | 0 | 0 | 0 | 0 | 0 | 0 | -17310.5003 | 0 | 0 | 0 | 0 | 0 | 0 | 0 | 0 | 0 | 0 | 0
2016-11-05 14:00 | 0 | 0 | 0 | 0 | 246122.3529 | 65801.7183 | 390961 | 0 | 0 | 0 | 385693.8002 | 0 | 0 | 0 | 0 | 0 | 0 | 0 | 0 | 0 | 0 | 0 | 0 | 0 | -79036.9288 | 0 | 0 | 0 | 0 | 0 | 0 | 0 | 0 | 0 | 0 | 0
2016-11-05 15:00 | 0 | 0 | 0 | 0 | 138712.8972 | 474289.7593 | 394262 | 0 | 0 | 0 | 585439.2173 | 0 | 0 | 18995.2394 | 0 | 0 | 0 | 0 | 0 | 0 | 0 | 0 | 0 | 0 | 199745.417 | 0 | 0 | 0 | 18995.2394 | 0 | 0 | 0 | 0 | 0 | 0 | 0
2016-11-05 16:00 | 0 | 0 | 0 | 0 | 64773.3639 | 674109.5345 | 394556 | 0 | 0 | 0 | 929766.1156 | 0 | 0 | 18995.2394 | 0 | 0 | 0 | 0 | 0 | 0 | 0 | 0 | 0 | 0 | 344326.8984 | 0 | 0 | 0 | 0 | 0 | 0 | 0 | 0 | 0 | 0 | 0
2016-11-05 17:00 | 0 | 0 | 0 | 0 | 0 | 722915.2955 | 393623 | 0 | 0 | 0 | 1274093.014 | 0 | 0 | 3960.6366 | 0 | 0 | 0 | 0 | 0 | 0 | 0 | 0 | 0 | 0 | 344326.8984 | 0 | 0 | 0 | -15034.6029 | 0 | 0 | 0 | 0 | 0 | 0 | 0
2016-11-05 18:00 | 0 | 0 | 0 | 0 | 0 | 706148.8392 | 392979 | 0 | 0 | 0 | 1591223.4898 | 0 | 0 | 0 | 0 | 0 | 0 | 0 | 0 | 0 | 0 | 0 | 0 | 0 | 317130.4758 | 0 | 0 | 0 | -3960.6366 | 0 | 0 | 0 | 0 | 0 | 0 | 0
2016-11-05 19:00 | 0 | 0 | 0 | 0 | 0 | 687805.0071 | 392981 | 0 | 0 | 0 | 1886047.4969 | 0 | 0 | 0 | 0 | 0 | 0 | 0 | 0 | 0 | 0 | 0 | 0 | 0 | 294824.0071 | 0 | 0 | 0 | 0 | 0 | 0 | 0 | 0 | 0 | 0 | 0
2016-11-05 20:00 | 0 | 0 | 0 | 0 | 0 | 684010.3169 | 395241 | 0 | 0 | 0 | 2174816.8138 | 0 | 0 | 0 | 0 | 0 | 0 | 0 | 0 | 0 | 0 | 0 | 0 | 0 | 288769.3169 | 0 | 0 | 0 | 0 | 0 | 0 | 0 | 0 | 0 | 0 | 0
2016-11-05 21:00 | 0 | 0 | 0 | 0 | 0 | 677901.1955 | 397859 | 0 | 0 | 0 | 2454859.0093 | 0 | 0 | 0 | 0 | 0 | 0 | 0 | 0 | 0 | 0 | 0 | 0 | 0 | 280042.1955 | 0 | 0 | 0 | 0 | 0 | 0 | 0 | 0 | 0 | 0 | 0
2016-11-05 22:00 | 0 | 0 | 0 | 0 | 0 | 624754.1945 | 405579 | 0 | 0 | 0 | 2674034.2038 | 0 | 0 | 0 | 0 | 0 | 0 | 0 | 0 | 0 | 0 | 0 | 0 | 0 | 219175.1945 | 0 | 0 | 0 | 0 | 0 | 0 | 0 | 0 | 0 | 0 | 0
2016-11-05 23:00 | 0 | 0 | 0 | 0 | 0 | 433418.8471 | 412819 | 0 | 0 | 0 | 2694634.0509 | 0 | 0 | 0 | 0 | 0 | 0 | 0 | 0 | 0 | 0 | 0 | 0 | 0 | 20599.8471 | 0 | 0 | 0 | 0 | 0 | 0 | 0 | 0 | 0 | 0 | 0
2016-11-06 | 0 | 0 | 0 | 0 | 7172.3914 | 60064.7103 | 411564 | 0 | 0 | 0 | 2350307.1526 | 0 | 0 | 0 | 0 | 0 | 0 | 0 | 0 | 0 | 0 | 0 | 0 | 0 | -344326.8984 | 0 | 0 | 0 | 0 | 0 | 0 | 0 | 0 | 0 | 0 | 0
2016-11-06 01:00 | 0 | 0 | 0 | 0 | 60420.1016 | 0 | 404747 | 0 | 0 | 0 | 2005980.2542 | 0 | 0 | 0 | 0 | 0 | 0 | 0 | 0 | 0 | 0 | 0 | 0 | 0 | -344326.8984 | 0 | 0 | 0 | 0 | 0 | 0 | 0 | 0 | 0 | 0 | 0
2016-11-06 02:00 | 0 | 0 | 0 | 0 | 46281.1016 | 0 | 390608 | 0 | 0 | 0 | 1661653.3558 | 0 | 0 | 0 | 0 | 0 | 0 | 0 | 0 | 0 | 0 | 0 | 0 | 0 | -344326.8984 | 0 | 0 | 0 | 0 | 0 | 0 | 0 | 0 | 0 | 0 | 0
2016-11-06 03:00 | 0 | 0 | 0 | 0 | 717751.8984 | 0 | 373425 | 0 | 0 | 0 | 2005980.2542 | 0 | 0 | 0 | 0 | 0 | 0 | 0 | 0 | 0 | 0 | 0 | 0 | 0 | 344326.8984 | 0 | 0 | 0 | 0 | 0 | 0 | 0 | 0 | 0 | 0 | 0
2016-11-06 04:00 | 0 | 0 | 0 | 0 | 11060.1016 | 0 | 355387 | 0 | 0 | 0 | 1661653.3558 | 0 | 0 | 0 | 0 | 0 | 0 | 0 | 0 | 0 | 0 | 0 | 0 | 0 | -344326.8984 | 0 | 0 | 0 | 0 | 0 | 0 | 0 | 0 | 0 | 0 | 0
2016-11-06 05:00 | 0 | 0 | 0 | 0 | 0 | 0 | 339352 | 0 | 0 | 0 | 1322301.3558 | 0 | 0 | 0 | 0 | 0 | 0 | 0 | 0 | 0 | 0 | 0 | 0 | 0 | -339352 | 0 | 0 | 0 | 0 | 0 | 0 | 0 | 0 | 0 | 0 | 0
2016-11-06 06:00 | 0 | 0 | 0 | 0 | 0 | 0 | 329384 | 0 | 0 | 0 | 992917.3558 | 0 | 0 | 0 | 0 | 0 | 0 | 0 | 0 | 0 | 0 | 0 | 0 | 0 | -329384 | 0 | 0 | 0 | 0 | 0 | 0 | 0 | 0 | 0 | 0 | 0
2016-11-06 07:00 | 0 | 0 | 0 | 0 | 667285.8984 | 0 | 322959 | 0 | 0 | 0 | 1337244.2542 | 0 | 0 | 0 | 0 | 0 | 0 | 0 | 0 | 0 | 0 | 0 | 0 | 0 | 344326.8984 | 0 | 0 | 0 | 0 | 0 | 0 | 0 | 0 | 0 | 0 | 0
2016-11-06 08:00 | 0 | 0 | 0 | 0 | 0 | 0 | 320466 | 0 | 0 | 0 | 1016778.2542 | 0 | 0 | 0 | 0 | 0 | 0 | 0 | 0 | 0 | 0 | 0 | 0 | 0 | -320466 | 0 | 0 | 0 | 0 | 0 | 0 | 0 | 0 | 0 | 0 | 0
2016-11-06 09:00 | 0 | 0 | 0 | 0 | 0 | 0 | 321170 | 0 | 0 | 0 | 695608.2542 | 0 | 0 | 0 | 0 | 0 | 0 | 0 | 0 | 0 | 0 | 0 | 0 | 0 | -321170 | 0 | 0 | 0 | 0 | 0 | 0 | 0 | 0 | 0 | 0 | 0
2016-11-06 10:00 | 0 | 0 | 0 | 0 | 180758.5029 | 0 | 325728 | 0 | 0 | 0 | 550638.7572 | 0 | 0 | 0 | 0 | 0 | 0 | 0 | 0 | 0 | 0 | 0 | 0 | 0 | -144969.4971 | 0 | 0 | 0 | 0 | 0 | 0 | 0 | 0 | 0 | 0 | 0
2016-11-06 11:00 | 0 | 0 | 0 | 0 | 631148.1906 | 0 | 332624 | 0 | 0 | 0 | 848130.8461 | 0 | 0 | 1032.1016 | 0 | 0 | 0 | 0 | 0 | 0 | 0 | 0 | 0 | 0 | 297492.089 | 0 | 0 | 0 | 1032.1016 | 0 | 0 | 0 | 0 | 0 | 0 | 0
2016-11-06 12:00 | 0 | 0 | 0 | 0 | 0 | 0 | 345359 | 0 | 0 | 0 | 503803.9477 | 0 | 0 | 0 | 0 | 0 | 0 | 0 | 0 | 0 | 0 | 0 | 0 | 0 | -344326.8984 | 0 | 0 | 0 | -1032.1016 | 0 | 0 | 0 | 0 | 0 | 0 | 0
2016-11-06 13:00 | 0 | 0 | 0 | 0 | 12837.3397 | 56.762 | 357221 | 0 | 0 | 0 | 159477.0494 | 0 | 0 | 0 | 0 | 0 | 0 | 0 | 0 | 0 | 0 | 0 | 0 | 0 | -344326.8984 | 0 | 0 | 0 | 0 | 0 | 0 | 0 | 0 | 0 | 0 | 0
2016-11-06 14:00 | 0 | 0 | 0 | 0 | 472774.5301 | 118559.1302 | 367391 | 0 | 0 | 0 | 383419.7096 | 0 | 0 | 0 | 0 | 0 | 0 | 0 | 0 | 0 | 0 | 0 | 0 | 0 | 223942.6602 | 0 | 0 | 0 | 0 | 0 | 0 | 0 | 0 | 0 | 0 | 0
2016-11-06 15:00 | 0 | 0 | 0 | 0 | 135822.6746 | 581740.2237 | 373236 | 0 | 0 | 0 | 727746.608 | 0 | 0 | 0 | 0 | 0 | 0 | 0 | 0 | 0 | 0 | 0 | 0 | 0 | 344326.8984 | 0 | 0 | 0 | 0 | 0 | 0 | 0 | 0 | 0 | 0 | 0
2016-11-06 16:00 | 0 | 0 | 0 | 0 | 0 | 722195.8984 | 377869 | 0 | 0 | 0 | 1072073.5063 | 0 | 0 | 0 | 0 | 0 | 0 | 0 | 0 | 0 | 0 | 0 | 0 | 0 | 344326.8984 | 0 | 0 | 0 | 0 | 0 | 0 | 0 | 0 | 0 | 0 | 0
2016-11-06 17:00 | 0 | 0 | 0 | 0 | 0 | 725434.8984 | 381108 | 0 | 0 | 0 | 1416400.4047 | 0 | 0 | 0 | 0 | 0 | 0 | 0 | 0 | 0 | 0 | 0 | 0 | 0 | 344326.8984 | 0 | 0 | 0 | 0 | 0 | 0 | 0 | 0 | 0 | 0 | 0
2016-11-06 18:00 | 0 | 0 | 0 | 0 | 0 | 734047.6462 | 384402 | 0 | 0 | 0 | 1760727.3031 | 0 | 0 | 5318.7478 | 0 | 0 | 0 | 0 | 0 | 0 | 0 | 0 | 0 | 0 | 344326.8984 | 0 | 0 | 0 | 5318.7478 | 0 | 0 | 0 | 0 | 0 | 0 | 0
2016-11-06 19:00 | 0 | 0 | 0 | 0 | 0 | 725946.1505 | 386938 | 0 | 0 | 0 | 2105054.2014 | 0 | 0 | 0 | 0 | 0 | 0 | 0 | 0 | 0 | 0 | 0 | 0 | 0 | 344326.8984 | 0 | 0 | 0 | -5318.7478 | 0 | 0 | 0 | 0 | 0 | 0 | 0
2016-11-06 20:00 | 0 | 0 | 0 | 0 | 0 | 735171.8984 | 390845 | 0 | 0 | 0 | 2449381.0998 | 0 | 0 | 0 | 0 | 0 | 0 | 0 | 0 | 0 | 0 | 0 | 0 | 0 | 344326.8984 | 0 | 0 | 0 | 0 | 0 | 0 | 0 | 0 | 0 | 0 | 0
2016-11-06 21:00 | 0 | 0 | 0 | 0 | 0 | 763558.1378 | 400236 | 0 | 0 | 0 | 2793707.9982 | 0 | 0 | 18995.2394 | 0 | 0 | 0 | 0 | 0 | 0 | 0 | 0 | 0 | 0 | 344326.8984 | 0 | 0 | 0 | 18995.2394 | 0 | 0 | 0 | 0 | 0 | 0 | 0
2016-11-06 22:00 | 0 | 0 | 0 | 0 | 0 | 740455.8976 | 410590 | 0 | 0 | 0 | 3138034.8965 | 0 | 0 | 4534.2386 | 0 | 0 | 0 | 0 | 0 | 0 | 0 | 0 | 0 | 0 | 344326.8984 | 0 | 0 | 0 | -14461.0008 | 0 | 0 | 0 | 0 | 0 | 0 | 0
2016-11-06 23:00 | 0 | 0 | 0 | 0 | 0 | 476786.9474 | 420573 | 0 | 0 | 0 | 3198783.0825 | 0 | 0 | 0 | 0 | 0 | 0 | 0 | 0 | 0 | 0 | 0 | 0 | 0 | 60748.186 | 0 | 0 | 0 | -4534.2386 | 0 | 0 | 0 | 0 | 0 | 0 | 0
2016-11-07 | 0 | 0 | 0 | 0 | 29670.053 | 48556.0486 | 422553 | 0 | 0 | 0 | 2854456.1842 | 0 | 0 | 0 | 0 | 0 | 0 | 0 | 0 | 0 | 0 | 0 | 0 | 0 | -344326.8984 | 0 | 0 | 0 | 0 | 0 | 0 | 0 | 0 | 0 | 0 | 0
2016-11-07 01:00 | 0 | 0 | 0 | 0 | 72721.1016 | 0 | 417048 | 0 | 0 | 0 | 2510129.2858 | 0 | 0 | 0 | 0 | 0 | 0 | 0 | 0 | 0 | 0 | 0 | 0 | 0 | -344326.8984 | 0 | 0 | 0 | 0 | 0 | 0 | 0 | 0 | 0 | 0 | 0
2016-11-07 02:00 | 0 | 0 | 0 | 0 | 56776.1016 | 0 | 401103 | 0 | 0 | 0 | 2165802.3874 | 0 | 0 | 0 | 0 | 0 | 0 | 0 | 0 | 0 | 0 | 0 | 0 | 0 | -344326.8984 | 0 | 0 | 0 | 0 | 0 | 0 | 0 | 0 | 0 | 0 | 0
2016-11-07 03:00 | 0 | 0 | 0 | 0 | 38917.1016 | 0 | 383244 | 0 | 0 | 0 | 1821475.4891 | 0 | 0 | 0 | 0 | 0 | 0 | 0 | 0 | 0 | 0 | 0 | 0 | 0 | -344326.8984 | 0 | 0 | 0 | 0 | 0 | 0 | 0 | 0 | 0 | 0 | 0
2016-11-07 04:00 | 0 | 0 | 0 | 0 | 708770.8984 | 0 | 364444 | 0 | 0 | 0 | 2165802.3874 | 0 | 0 | 0 | 0 | 0 | 0 | 0 | 0 | 0 | 0 | 0 | 0 | 0 | 344326.8984 | 0 | 0 | 0 | 0 | 0 | 0 | 0 | 0 | 0 | 0 | 0
2016-11-07 05:00 | 0 | 0 | 0 | 0 | 4008.1016 | 0 | 348335 | 0 | 0 | 0 | 1821475.4891 | 0 | 0 | 0 | 0 | 0 | 0 | 0 | 0 | 0 | 0 | 0 | 0 | 0 | -344326.8984 | 0 | 0 | 0 | 0 | 0 | 0 | 0 | 0 | 0 | 0 | 0
2016-11-07 06:00 | 0 | 0 | 0 | 0 | 0 | 0 | 336181 | 0 | 0 | 0 | 1485294.4891 | 0 | 0 | 0 | 0 | 0 | 0 | 0 | 0 | 0 | 0 | 0 | 0 | 0 | -336181 | 0 | 0 | 0 | 0 | 0 | 0 | 0 | 0 | 0 | 0 | 0
2016-11-07 07:00 | 0 | 0 | 0 | 0 | 0 | 0 | 329397 | 0 | 0 | 0 | 1155897.4891 | 0 | 0 | 0 | 0 | 0 | 0 | 0 | 0 | 0 | 0 | 0 | 0 | 0 | -329397 | 0 | 0 | 0 | 0 | 0 | 0 | 0 | 0 | 0 | 0 | 0
2016-11-07 08:00 | 0 | 0 | 0 | 0 | 665061.1169 | 0 | 327608 | 0 | 0 | 0 | 1493350.6059 | 0 | 0 | 0 | 0 | 0 | 0 | 0 | 0 | 0 | 0 | 0 | 0 | 0 | 337453.1169 | 0 | 0 | 0 | 0 | 0 | 0 | 0 | 0 | 0 | 0 | 0
2016-11-07 09:00 | 0 | 0 | 0 | 0 | 0 | 0 | 331047 | 0 | 0 | 0 | 1162303.6059 | 0 | 0 | 0 | 0 | 0 | 0 | 0 | 0 | 0 | 0 | 0 | 0 | 0 | -331047 | 0 | 0 | 0 | 0 | 0 | 0 | 0 | 0 | 0 | 0 | 0
2016-11-07 10:00 | 0 | 0 | 0 | 0 | 1306.1016 | 0 | 345633 | 0 | 0 | 0 | 817976.7076 | 0 | 0 | 0 | 0 | 0 | 0 | 0 | 0 | 0 | 0 | 0 | 0 | 0 | -344326.8984 | 0 | 0 | 0 | 0 | 0 | 0 | 0 | 0 | 0 | 0 | 0
2016-11-07 11:00 | 0 | 0 | 0 | 0 | 32149.1016 | 0 | 376476 | 0 | 0 | 0 | 473649.8092 | 0 | 0 | 0 | 0 | 0 | 0 | 0 | 0 | 0 | 0 | 0 | 0 | 0 | -344326.8984 | 0 | 0 | 0 | 0 | 0 | 0 | 0 | 0 | 0 | 0 | 0
2016-11-07 12:00 | 0 | 0 | 0 | 0 | 555151.1492 | 0 | 402683 | 0 | 0 | 0 | 626117.9584 | 0 | 0 | 0 | 0 | 0 | 0 | 0 | 0 | 0 | 0 | 0 | 0 | 0 | 152468.1492 | 0 | 0 | 0 | 0 | 0 | 0 | 0 | 0 | 0 | 0 | 0
2016-11-07 13:00 | 0 | 0 | 0 | 0 | 70272.4576 | 136.644 | 414736 | 0 | 0 | 0 | 281791.06 | 0 | 0 | 0 | 0 | 0 | 0 | 0 | 0 | 0 | 0 | 0 | 0 | 0 | -344326.8984 | 0 | 0 | 0 | 0 | 0 | 0 | 0 | 0 | 0 | 0 | 0
2016-11-07 14:00 | 0 | 0 | 0 | 0 | 0 | 260762.5638 | 421647 | 0 | 0 | 0 | 120906.6238 | 0 | 0 | 0 | 0 | 0 | 0 | 0 | 0 | 0 | 0 | 0 | 0 | 0 | -160884.4362 | 0 | 0 | 0 | 0 | 0 | 0 | 0 | 0 | 0 | 0 | 0
2016-11-07 15:00 | 0 | 0 | 0 | 0 | 127037.1223 | 643945.7761 | 426656 | 0 | 0 | 0 | 465233.5222 | 0 | 0 | 0 | 0 | 0 | 0 | 0 | 0 | 0 | 0 | 0 | 0 | 0 | 344326.8984 | 0 | 0 | 0 | 0 | 0 | 0 | 0 | 0 | 0 | 0 | 0
2016-11-07 16:00 | 0 | 0 | 0 | 0 | 0 | 773245.8984 | 428919 | 0 | 0 | 0 | 809560.4205 | 0 | 0 | 0 | 0 | 0 | 0 | 0 | 0 | 0 | 0 | 0 | 0 | 0 | 344326.8984 | 0 | 0 | 0 | 0 | 0 | 0 | 0 | 0 | 0 | 0 | 0
2016-11-07 17:00 | 0 | 0 | 0 | 0 | 0 | 775013.8984 | 430687 | 0 | 0 | 0 | 1153887.3189 | 0 | 0 | 0 | 0 | 0 | 0 | 0 | 0 | 0 | 0 | 0 | 0 | 0 | 344326.8984 | 0 | 0 | 0 | 0 | 0 | 0 | 0 | 0 | 0 | 0 | 0
2016-11-07 18:00 | 0 | 0 | 0 | 0 | 0 | 776688.8984 | 432362 | 0 | 0 | 0 | 1498214.2173 | 0 | 0 | 0 | 0 | 0 | 0 | 0 | 0 | 0 | 0 | 0 | 0 | 0 | 344326.8984 | 0 | 0 | 0 | 0 | 0 | 0 | 0 | 0 | 0 | 0 | 0
2016-11-07 19:00 | 0 | 0 | 0 | 0 | 0 | 778294.8984 | 433968 | 0 | 0 | 0 | 1842541.1156 | 0 | 0 | 0 | 0 | 0 | 0 | 0 | 0 | 0 | 0 | 0 | 0 | 0 | 344326.8984 | 0 | 0 | 0 | 0 | 0 | 0 | 0 | 0 | 0 | 0 | 0
2016-11-07 20:00 | 0 | 0 | 0 | 0 | 0 | 778717.8984 | 434391 | 0 | 0 | 0 | 2186868.014 | 0 | 0 | 0 | 0 | 0 | 0 | 0 | 0 | 0 | 0 | 0 | 0 | 0 | 344326.8984 | 0 | 0 | 0 | 0 | 0 | 0 | 0 | 0 | 0 | 0 | 0
2016-11-07 21:00 | 0 | 0 | 0 | 0 | 0 | 781699.0375 | 437060 | 0 | 0 | 0 | 2531194.9124 | 0 | 0 | 312.1391 | 0 | 0 | 0 | 0 | 0 | 0 | 0 | 0 | 0 | 0 | 344326.8984 | 0 | 0 | 0 | 312.1391 | 0 | 0 | 0 | 0 | 0 | 0 | 0
2016-11-07 22:00 | 0 | 0 | 0 | 0 | 0 | 811652.9987 | 448643 | 0 | 0 | 0 | 2875521.8107 | 0 | 0 | 18995.2394 | 0 | 0 | 0 | 0 | 0 | 0 | 0 | 0 | 0 | 0 | 344326.8984 | 0 | 0 | 0 | 18683.1003 | 0 | 0 | 0 | 0 | 0 | 0 | 0
2016-11-07 23:00 | 0 | 0 | 0 | 0 | 0 | 514225.1237 | 460712 | 0 | 0 | 0 | 2948030.1739 | 0 | 0 | 0 | 0 | 0 | 0 | 0 | 0 | 0 | 0 | 0 | 0 | 0 | 72508.3632 | 0 | 0 | 0 | -18995.2394 | 0 | 0 | 0 | 0 | 0 | 0 | 0
2016-11-08 | 0 | 0 | 0 | 0 | 67245.0126 | 49178.089 | 460750 | 0 | 0 | 0 | 2603703.2755 | 0 | 0 | 0 | 0 | 0 | 0 | 0 | 0 | 0 | 0 | 0 | 0 | 0 | -344326.8984 | 0 | 0 | 0 | 0 | 0 | 0 | 0 | 0 | 0 | 0 | 0
2016-11-08 01:00 | 0 | 0 | 0 | 0 | 109915.1016 | 0 | 454242 | 0 | 0 | 0 | 2259376.3772 | 0 | 0 | 0 | 0 | 0 | 0 | 0 | 0 | 0 | 0 | 0 | 0 | 0 | -344326.8984 | 0 | 0 | 0 | 0 | 0 | 0 | 0 | 0 | 0 | 0 | 0
2016-11-08 02:00 | 0 | 0 | 0 | 0 | 92993.1016 | 0 | 437320 | 0 | 0 | 0 | 1915049.4788 | 0 | 0 | 0 | 0 | 0 | 0 | 0 | 0 | 0 | 0 | 0 | 0 | 0 | -344326.8984 | 0 | 0 | 0 | 0 | 0 | 0 | 0 | 0 | 0 | 0 | 0
2016-11-08 03:00 | 0 | 0 | 0 | 0 | 521300.2392 | 0 | 414551 | 0 | 0 | 0 | 2021798.718 | 0 | 0 | 0 | 0 | 0 | 0 | 0 | 0 | 0 | 0 | 0 | 0 | 0 | 106749.2392 | 0 | 0 | 0 | 0 | 0 | 0 | 0 | 0 | 0 | 0 | 0
2016-11-08 04:00 | 0 | 0 | 0 | 0 | 46638.1016 | 0 | 390965 | 0 | 0 | 0 | 1677471.8196 | 0 | 0 | 0 | 0 | 0 | 0 | 0 | 0 | 0 | 0 | 0 | 0 | 0 | -344326.8984 | 0 | 0 | 0 | 0 | 0 | 0 | 0 | 0 | 0 | 0 | 0
2016-11-08 05:00 | 0 | 0 | 0 | 0 | 25763.1016 | 0 | 370090 | 0 | 0 | 0 | 1333144.9213 | 0 | 0 | 0 | 0 | 0 | 0 | 0 | 0 | 0 | 0 | 0 | 0 | 0 | -344326.8984 | 0 | 0 | 0 | 0 | 0 | 0 | 0 | 0 | 0 | 0 | 0
2016-11-08 06:00 | 0 | 0 | 0 | 0 | 512846.7973 | 0 | 355713 | 0 | 0 | 0 | 1490278.7186 | 0 | 0 | 0 | 0 | 0 | 0 | 0 | 0 | 0 | 0 | 0 | 0 | 0 | 157133.7973 | 0 | 0 | 0 | 0 | 0 | 0 | 0 | 0 | 0 | 0 | 0
2016-11-08 07:00 | 0 | 0 | 0 | 0 | 520406.5632 | 0 | 346507 | 0 | 0 | 0 | 1664178.2818 | 0 | 0 | 0 | 0 | 0 | 0 | 0 | 0 | 0 | 0 | 0 | 0 | 0 | 173899.5632 | 0 | 0 | 0 | 0 | 0 | 0 | 0 | 0 | 0 | 0 | 0
2016-11-08 08:00 | 0 | 0 | 0 | 0 | 0 | 0 | 342579 | 0 | 0 | 0 | 1321599.2818 | 0 | 0 | 0 | 0 | 0 | 0 | 0 | 0 | 0 | 0 | 0 | 0 | 0 | -342579 | 0 | 0 | 0 | 0 | 0 | 0 | 0 | 0 | 0 | 0 | 0
2016-11-08 09:00 | 0 | 0 | 0 | 0 | 0 | 0 | 343730 | 0 | 0 | 0 | 977869.2818 | 0 | 0 | 0 | 0 | 0 | 0 | 0 | 0 | 0 | 0 | 0 | 0 | 0 | -343730 | 0 | 0 | 0 | 0 | 0 | 0 | 0 | 0 | 0 | 0 | 0
2016-11-08 10:00 | 0 | 0 | 0 | 0 | 11682.1016 | 0 | 356009 | 0 | 0 | 0 | 633542.3834 | 0 | 0 | 0 | 0 | 0 | 0 | 0 | 0 | 0 | 0 | 0 | 0 | 0 | -344326.8984 | 0 | 0 | 0 | 0 | 0 | 0 | 0 | 0 | 0 | 0 | 0
2016-11-08 11:00 | 0 | 0 | 0 | 0 | 538384.2761 | 0 | 382960 | 0 | 0 | 0 | 788966.6595 | 0 | 0 | 0 | 0 | 0 | 0 | 0 | 0 | 0 | 0 | 0 | 0 | 0 | 155424.2761 | 0 | 0 | 0 | 0 | 0 | 0 | 0 | 0 | 0 | 0 | 0
2016-11-08 12:00 | 0 | 0 | 0 | 0 | 63105.1016 | 0 | 407432 | 0 | 0 | 0 | 444639.7611 | 0 | 0 | 0 | 0 | 0 | 0 | 0 | 0 | 0 | 0 | 0 | 0 | 0 | -344326.8984 | 0 | 0 | 0 | 0 | 0 | 0 | 0 | 0 | 0 | 0 | 0
2016-11-08 13:00 | 0 | 0 | 0 | 0 | 73412.2356 | 84.866 | 417824 | 0 | 0 | 0 | 100312.8627 | 0 | 0 | 0 | 0 | 0 | 0 | 0 | 0 | 0 | 0 | 0 | 0 | 0 | -344326.8984 | 0 | 0 | 0 | 0 | 0 | 0 | 0 | 0 | 0 | 0 | 0
2016-11-08 14:00 | 0 | 0 | 0 | 0 | 406850.9659 | 274407.4186 | 423057 | 0 | 0 | 0 | 358514.2472 | 0 | 0 | 0 | 0 | 0 | 0 | 0 | 0 | 0 | 0 | 0 | 0 | 0 | 258201.3845 | 0 | 0 | 0 | 0 | 0 | 0 | 0 | 0 | 0 | 0 | 0
2016-11-08 15:00 | 0 | 0 | 0 | 0 | 16088.1601 | 753929.7383 | 425691 | 0 | 0 | 0 | 702841.1456 | 0 | 0 | 0 | 0 | 0 | 0 | 0 | 0 | 0 | 0 | 0 | 0 | 0 | 344326.8984 | 0 | 0 | 0 | 0 | 0 | 0 | 0 | 0 | 0 | 0 | 0
2016-11-08 16:00 | 0 | 0 | 0 | 0 | 0 | 770774.8984 | 426448 | 0 | 0 | 0 | 1047168.0439 | 0 | 0 | 0 | 0 | 0 | 0 | 0 | 0 | 0 | 0 | 0 | 0 | 0 | 344326.8984 | 0 | 0 | 0 | 0 | 0 | 0 | 0 | 0 | 0 | 0 | 0
2016-11-08 17:00 | 0 | 0 | 0 | 0 | 0 | 771212.8984 | 426886 | 0 | 0 | 0 | 1391494.9423 | 0 | 0 | 0 | 0 | 0 | 0 | 0 | 0 | 0 | 0 | 0 | 0 | 0 | 344326.8984 | 0 | 0 | 0 | 0 | 0 | 0 | 0 | 0 | 0 | 0 | 0
2016-11-08 18:00 | 0 | 0 | 0 | 0 | 0 | 772653.8984 | 428327 | 0 | 0 | 0 | 1735821.8407 | 0 | 0 | 0 | 0 | 0 | 0 | 0 | 0 | 0 | 0 | 0 | 0 | 0 | 344326.8984 | 0 | 0 | 0 | 0 | 0 | 0 | 0 | 0 | 0 | 0 | 0
2016-11-08 19:00 | 0 | 0 | 0 | 0 | 0 | 773398.8984 | 429072 | 0 | 0 | 0 | 2080148.739 | 0 | 0 | 0 | 0 | 0 | 0 | 0 | 0 | 0 | 0 | 0 | 0 | 0 | 344326.8984 | 0 | 0 | 0 | 0 | 0 | 0 | 0 | 0 | 0 | 0 | 0
2016-11-08 20:00 | 0 | 0 | 0 | 0 | 0 | 773846.8984 | 429520 | 0 | 0 | 0 | 2424475.6374 | 0 | 0 | 0 | 0 | 0 | 0 | 0 | 0 | 0 | 0 | 0 | 0 | 0 | 344326.8984 | 0 | 0 | 0 | 0 | 0 | 0 | 0 | 0 | 0 | 0 | 0
2016-11-08 21:00 | 0 | 0 | 0 | 0 | 0 | 776966.8984 | 432640 | 0 | 0 | 0 | 2768802.5358 | 0 | 0 | 0 | 0 | 0 | 0 | 0 | 0 | 0 | 0 | 0 | 0 | 0 | 344326.8984 | 0 | 0 | 0 | 0 | 0 | 0 | 0 | 0 | 0 | 0 | 0
2016-11-08 22:00 | 0 | 0 | 0 | 0 | 0 | 809100.1378 | 445778 | 0 | 0 | 0 | 3113129.4341 | 0 | 0 | 18995.2394 | 0 | 0 | 0 | 0 | 0 | 0 | 0 | 0 | 0 | 0 | 344326.8984 | 0 | 0 | 0 | 18995.2394 | 0 | 0 | 0 | 0 | 0 | 0 | 0
2016-11-08 23:00 | 0 | 0 | 0 | 0 | 0 | 524257.7462 | 457394 | 0 | 0 | 0 | 3198988.4198 | 0 | 0 | 0 | 0 | 0 | 0 | 0 | 0 | 0 | 0 | 0 | 0 | 0 | 85858.9856 | 0 | 0 | 0 | -18995.2394 | 0 | 0 | 0 | 0 | 0 | 0 | 0
2016-11-09 | 0 | 0 | 0 | 0 | 62626.7158 | 50714.3858 | 457668 | 0 | 0 | 0 | 2854661.5214 | 0 | 0 | 0 | 0 | 0 | 0 | 0 | 0 | 0 | 0 | 0 | 0 | 0 | -344326.8984 | 0 | 0 | 0 | 0 | 0 | 0 | 0 | 0 | 0 | 0 | 0
2016-11-09 01:00 | 0 | 0 | 0 | 0 | 106708.1016 | 0 | 451035 | 0 | 0 | 0 | 2510334.623 | 0 | 0 | 0 | 0 | 0 | 0 | 0 | 0 | 0 | 0 | 0 | 0 | 0 | -344326.8984 | 0 | 0 | 0 | 0 | 0 | 0 | 0 | 0 | 0 | 0 | 0
2016-11-09 02:00 | 0 | 0 | 0 | 0 | 89916.1016 | 0 | 434243 | 0 | 0 | 0 | 2166007.7247 | 0 | 0 | 0 | 0 | 0 | 0 | 0 | 0 | 0 | 0 | 0 | 0 | 0 | -344326.8984 | 0 | 0 | 0 | 0 | 0 | 0 | 0 | 0 | 0 | 0 | 0
2016-11-09 03:00 | 0 | 0 | 0 | 0 | 66134.1016 | 0 | 410461 | 0 | 0 | 0 | 1821680.8263 | 0 | 0 | 0 | 0 | 0 | 0 | 0 | 0 | 0 | 0 | 0 | 0 | 0 | -344326.8984 | 0 | 0 | 0 | 0 | 0 | 0 | 0 | 0 | 0 | 0 | 0
2016-11-09 04:00 | 0 | 0 | 0 | 0 | 642901.2414 | 0 | 388056 | 0 | 0 | 0 | 2076526.0677 | 0 | 0 | 0 | 0 | 0 | 0 | 0 | 0 | 0 | 0 | 0 | 0 | 0 | 254845.2414 | 0 | 0 | 0 | 0 | 0 | 0 | 0 | 0 | 0 | 0 | 0
2016-11-09 05:00 | 0 | 0 | 0 | 0 | 27143.1016 | 0 | 371470 | 0 | 0 | 0 | 1732199.1694 | 0 | 0 | 0 | 0 | 0 | 0 | 0 | 0 | 0 | 0 | 0 | 0 | 0 | -344326.8984 | 0 | 0 | 0 | 0 | 0 | 0 | 0 | 0 | 0 | 0 | 0
2016-11-09 06:00 | 0 | 0 | 0 | 0 | 12487.1016 | 0 | 356814 | 0 | 0 | 0 | 1387872.271 | 0 | 0 | 0 | 0 | 0 | 0 | 0 | 0 | 0 | 0 | 0 | 0 | 0 | -344326.8984 | 0 | 0 | 0 | 0 | 0 | 0 | 0 | 0 | 0 | 0 | 0
2016-11-09 07:00 | 0 | 0 | 0 | 0 | 729.1016 | 0 | 345056 | 0 | 0 | 0 | 1043545.3726 | 0 | 0 | 0 | 0 | 0 | 0 | 0 | 0 | 0 | 0 | 0 | 0 | 0 | -344326.8984 | 0 | 0 | 0 | 0 | 0 | 0 | 0 | 0 | 0 | 0 | 0
2016-11-09 08:00 | 0 | 0 | 0 | 0 | 581853.5113 | 0 | 338487 | 0 | 0 | 0 | 1286911.884 | 0 | 0 | 0 | 0 | 0 | 0 | 0 | 0 | 0 | 0 | 0 | 0 | 0 | 243366.5113 | 0 | 0 | 0 | 0 | 0 | 0 | 0 | 0 | 0 | 0 | 0
2016-11-09 09:00 | 0 | 0 | 0 | 0 | 0 | 0 | 338307 | 0 | 0 | 0 | 948604.884 | 0 | 0 | 0 | 0 | 0 | 0 | 0 | 0 | 0 | 0 | 0 | 0 | 0 | -338307 | 0 | 0 | 0 | 0 | 0 | 0 | 0 | 0 | 0 | 0 | 0
2016-11-09 10:00 | 0 | 0 | 0 | 0 | 4275.1016 | 0 | 348602 | 0 | 0 | 0 | 604277.9856 | 0 | 0 | 0 | 0 | 0 | 0 | 0 | 0 | 0 | 0 | 0 | 0 | 0 | -344326.8984 | 0 | 0 | 0 | 0 | 0 | 0 | 0 | 0 | 0 | 0 | 0
2016-11-09 11:00 | 0 | 0 | 0 | 0 | 31505.1016 | 0 | 375832 | 0 | 0 | 0 | 259951.0872 | 0 | 0 | 0 | 0 | 0 | 0 | 0 | 0 | 0 | 0 | 0 | 0 | 0 | -344326.8984 | 0 | 0 | 0 | 0 | 0 | 0 | 0 | 0 | 0 | 0 | 0
2016-11-09 12:00 | 0 | 0 | 0 | 0 | 568395.6157 | 0 | 400769 | 0 | 0 | 0 | 427577.7029 | 0 | 0 | 0 | 0 | 0 | 0 | 0 | 0 | 0 | 0 | 0 | 0 | 0 | 167626.6157 | 0 | 0 | 0 | 0 | 0 | 0 | 0 | 0 | 0 | 0 | 0
2016-11-09 13:00 | 0 | 0 | 0 | 0 | 68710.8282 | 27.2734 | 413065 | 0 | 0 | 0 | 83250.8045 | 0 | 0 | 0 | 0 | 0 | 0 | 0 | 0 | 0 | 0 | 0 | 0 | 0 | -344326.8984 | 0 | 0 | 0 | 0 | 0 | 0 | 0 | 0 | 0 | 0 | 0
2016-11-09 14:00 | 0 | 0 | 0 | 0 | 424532.2931 | 288880.476 | 421908 | 0 | 0 | 0 | 374755.5736 | 0 | 0 | 0 | 0 | 0 | 0 | 0 | 0 | 0 | 0 | 0 | 0 | 0 | 291504.7691 | 0 | 0 | 0 | 0 | 0 | 0 | 0 | 0 | 0 | 0 | 0
2016-11-09 15:00 | 0 | 0 | 0 | 0 | 13851.5655 | 756892.3329 | 426417 | 0 | 0 | 0 | 719082.472 | 0 | 0 | 0 | 0 | 0 | 0 | 0 | 0 | 0 | 0 | 0 | 0 | 0 | 344326.8984 | 0 | 0 | 0 | 0 | 0 | 0 | 0 | 0 | 0 | 0 | 0
2016-11-09 16:00 | 0 | 0 | 0 | 0 | 0 | 771246.8984 | 426920 | 0 | 0 | 0 | 1063409.3704 | 0 | 0 | 0 | 0 | 0 | 0 | 0 | 0 | 0 | 0 | 0 | 0 | 0 | 344326.8984 | 0 | 0 | 0 | 0 | 0 | 0 | 0 | 0 | 0 | 0 | 0
2016-11-09 17:00 | 0 | 0 | 0 | 0 | 0 | 773321.8984 | 428995 | 0 | 0 | 0 | 1407736.2687 | 0 | 0 | 0 | 0 | 0 | 0 | 0 | 0 | 0 | 0 | 0 | 0 | 0 | 344326.8984 | 0 | 0 | 0 | 0 | 0 | 0 | 0 | 0 | 0 | 0 | 0
2016-11-09 18:00 | 0 | 0 | 0 | 0 | 0 | 774788.8984 | 430462 | 0 | 0 | 0 | 1752063.1671 | 0 | 0 | 0 | 0 | 0 | 0 | 0 | 0 | 0 | 0 | 0 | 0 | 0 | 344326.8984 | 0 | 0 | 0 | 0 | 0 | 0 | 0 | 0 | 0 | 0 | 0
2016-11-09 19:00 | 0 | 0 | 0 | 0 | 0 | 775036.8984 | 430710 | 0 | 0 | 0 | 2096390.0655 | 0 | 0 | 0 | 0 | 0 | 0 | 0 | 0 | 0 | 0 | 0 | 0 | 0 | 344326.8984 | 0 | 0 | 0 | 0 | 0 | 0 | 0 | 0 | 0 | 0 | 0
2016-11-09 20:00 | 0 | 0 | 0 | 0 | 0 | 775214.8984 | 430888 | 0 | 0 | 0 | 2440716.9638 | 0 | 0 | 0 | 0 | 0 | 0 | 0 | 0 | 0 | 0 | 0 | 0 | 0 | 344326.8984 | 0 | 0 | 0 | 0 | 0 | 0 | 0 | 0 | 0 | 0 | 0
2016-11-09 21:00 | 0 | 0 | 0 | 0 | 0 | 798801.1378 | 435479 | 0 | 0 | 0 | 2785043.8622 | 0 | 0 | 18995.2394 | 0 | 0 | 0 | 0 | 0 | 0 | 0 | 0 | 0 | 0 | 344326.8984 | 0 | 0 | 0 | 18995.2394 | 0 | 0 | 0 | 0 | 0 | 0 | 0
2016-11-09 22:00 | 0 | 0 | 0 | 0 | 0 | 790764.3261 | 446668 | 0 | 0 | 0 | 3129140.1883 | 0 | 0 | 18995.2394 | 0 | 0 | 0 | 0 | 0 | 0 | 0 | 0 | 0 | 0 | 344096.3261 | 0 | 0 | 0 | 0 | 0 | 0 | 0 | 0 | 0 | 0 | 0
2016-11-09 23:00 | 0 | 0 | 0 | 0 | 0 | 489797.2922 | 458996 | 0 | 0 | 0 | 3178936.7199 | 0 | 0 | 0 | 0 | 0 | 0 | 0 | 0 | 0 | 0 | 0 | 0 | 0 | 49796.5316 | 0 | 0 | 0 | -18995.2394 | 0 | 0 | 0 | 0 | 0 | 0 | 0
2016-11-10 | 0 | 0 | 0 | 0 | 70916.7575 | 44743.3441 | 459987 | 0 | 0 | 0 | 2834609.8215 | 0 | 0 | 0 | 0 | 0 | 0 | 0 | 0 | 0 | 0 | 0 | 0 | 0 | -344326.8984 | 0 | 0 | 0 | 0 | 0 | 0 | 0 | 0 | 0 | 0 | 0
2016-11-10 01:00 | 0 | 0 | 0 | 0 | 109683.1016 | 0 | 454010 | 0 | 0 | 0 | 2490282.9232 | 0 | 0 | 0 | 0 | 0 | 0 | 0 | 0 | 0 | 0 | 0 | 0 | 0 | -344326.8984 | 0 | 0 | 0 | 0 | 0 | 0 | 0 | 0 | 0 | 0 | 0
2016-11-10 02:00 | 0 | 0 | 0 | 0 | 93440.1016 | 0 | 437767 | 0 | 0 | 0 | 2145956.0248 | 0 | 0 | 0 | 0 | 0 | 0 | 0 | 0 | 0 | 0 | 0 | 0 | 0 | -344326.8984 | 0 | 0 | 0 | 0 | 0 | 0 | 0 | 0 | 0 | 0 | 0
2016-11-10 03:00 | 0 | 0 | 0 | 0 | 71212.1016 | 0 | 415539 | 0 | 0 | 0 | 1801629.1264 | 0 | 0 | 0 | 0 | 0 | 0 | 0 | 0 | 0 | 0 | 0 | 0 | 0 | -344326.8984 | 0 | 0 | 0 | 0 | 0 | 0 | 0 | 0 | 0 | 0 | 0
2016-11-10 04:00 | 0 | 0 | 0 | 0 | 736725.8984 | 0 | 392399 | 0 | 0 | 0 | 2145956.0248 | 0 | 0 | 0 | 0 | 0 | 0 | 0 | 0 | 0 | 0 | 0 | 0 | 0 | 344326.8984 | 0 | 0 | 0 | 0 | 0 | 0 | 0 | 0 | 0 | 0 | 0
2016-11-10 05:00 | 0 | 0 | 0 | 0 | 28335.1016 | 0 | 372662 | 0 | 0 | 0 | 1801629.1264 | 0 | 0 | 0 | 0 | 0 | 0 | 0 | 0 | 0 | 0 | 0 | 0 | 0 | -344326.8984 | 0 | 0 | 0 | 0 | 0 | 0 | 0 | 0 | 0 | 0 | 0
2016-11-10 06:00 | 0 | 0 | 0 | 0 | 13950.1016 | 0 | 358277 | 0 | 0 | 0 | 1457302.2281 | 0 | 0 | 0 | 0 | 0 | 0 | 0 | 0 | 0 | 0 | 0 | 0 | 0 | -344326.8984 | 0 | 0 | 0 | 0 | 0 | 0 | 0 | 0 | 0 | 0 | 0
2016-11-10 07:00 | 0 | 0 | 0 | 0 | 5347.1016 | 0 | 349674 | 0 | 0 | 0 | 1112975.3297 | 0 | 0 | 0 | 0 | 0 | 0 | 0 | 0 | 0 | 0 | 0 | 0 | 0 | -344326.8984 | 0 | 0 | 0 | 0 | 0 | 0 | 0 | 0 | 0 | 0 | 0
2016-11-10 08:00 | 0 | 0 | 0 | 0 | 690179.8984 | 0 | 345853 | 0 | 0 | 0 | 1457302.2281 | 0 | 0 | 0 | 0 | 0 | 0 | 0 | 0 | 0 | 0 | 0 | 0 | 0 | 344326.8984 | 0 | 0 | 0 | 0 | 0 | 0 | 0 | 0 | 0 | 0 | 0
2016-11-10 09:00 | 0 | 0 | 0 | 0 | 3842.1016 | 0 | 348169 | 0 | 0 | 0 | 1112975.3297 | 0 | 0 | 0 | 0 | 0 | 0 | 0 | 0 | 0 | 0 | 0 | 0 | 0 | -344326.8984 | 0 | 0 | 0 | 0 | 0 | 0 | 0 | 0 | 0 | 0 | 0
2016-11-10 10:00 | 0 | 0 | 0 | 0 | 15749.1016 | 0 | 360076 | 0 | 0 | 0 | 768648.4313 | 0 | 0 | 0 | 0 | 0 | 0 | 0 | 0 | 0 | 0 | 0 | 0 | 0 | -344326.8984 | 0 | 0 | 0 | 0 | 0 | 0 | 0 | 0 | 0 | 0 | 0
2016-11-10 11:00 | 0 | 0 | 0 | 0 | 45606.1016 | 0 | 389933 | 0 | 0 | 0 | 424321.533 | 0 | 0 | 0 | 0 | 0 | 0 | 0 | 0 | 0 | 0 | 0 | 0 | 0 | -344326.8984 | 0 | 0 | 0 | 0 | 0 | 0 | 0 | 0 | 0 | 0 | 0
2016-11-10 12:00 | 0 | 0 | 0 | 0 | 69970.1016 | 0 | 414297 | 0 | 0 | 0 | 79994.6346 | 0 | 0 | 0 | 0 | 0 | 0 | 0 | 0 | 0 | 0 | 0 | 0 | 0 | -344326.8984 | 0 | 0 | 0 | 0 | 0 | 0 | 0 | 0 | 0 | 0 | 0
2016-11-10 13:00 | 0 | 0 | 0 | 0 | 711598.2243 | 33.5034 | 422778 | 0 | 0 | 0 | 368848.3623 | 0 | 0 | 0 | 0 | 0 | 0 | 0 | 0 | 0 | 0 | 0 | 0 | 0 | 288853.7277 | 0 | 0 | 0 | 0 | 0 | 0 | 0 | 0 | 0 | 0 | 0
2016-11-10 14:00 | 0 | 0 | 0 | 0 | 0 | 223708.2713 | 424861 | 0 | 0 | 0 | 167695.6336 | 0 | 0 | 0 | 0 | 0 | 0 | 0 | 0 | 0 | 0 | 0 | 0 | 0 | -201152.7287 | 0 | 0 | 0 | 0 | 0 | 0 | 0 | 0 | 0 | 0 | 0
2016-11-10 15:00 | 0 | 0 | 0 | 0 | 65804.4265 | 703878.4719 | 425356 | 0 | 0 | 0 | 512022.532 | 0 | 0 | 0 | 0 | 0 | 0 | 0 | 0 | 0 | 0 | 0 | 0 | 0 | 344326.8984 | 0 | 0 | 0 | 0 | 0 | 0 | 0 | 0 | 0 | 0 | 0
2016-11-10 16:00 | 0 | 0 | 0 | 0 | 0 | 769197.8984 | 424871 | 0 | 0 | 0 | 856349.4303 | 0 | 0 | 0 | 0 | 0 | 0 | 0 | 0 | 0 | 0 | 0 | 0 | 0 | 344326.8984 | 0 | 0 | 0 | 0 | 0 | 0 | 0 | 0 | 0 | 0 | 0
2016-11-10 17:00 | 0 | 0 | 0 | 0 | 0 | 769092.8984 | 424766 | 0 | 0 | 0 | 1200676.3287 | 0 | 0 | 0 | 0 | 0 | 0 | 0 | 0 | 0 | 0 | 0 | 0 | 0 | 344326.8984 | 0 | 0 | 0 | 0 | 0 | 0 | 0 | 0 | 0 | 0 | 0
2016-11-10 18:00 | 0 | 0 | 0 | 0 | 0 | 769930.8984 | 425604 | 0 | 0 | 0 | 1545003.2271 | 0 | 0 | 0 | 0 | 0 | 0 | 0 | 0 | 0 | 0 | 0 | 0 | 0 | 344326.8984 | 0 | 0 | 0 | 0 | 0 | 0 | 0 | 0 | 0 | 0 | 0
2016-11-10 19:00 | 0 | 0 | 0 | 0 | 0 | 775319.9041 | 426796 | 0 | 0 | 0 | 1889330.1254 | 0 | 0 | 4197.0058 | 0 | 0 | 0 | 0 | 0 | 0 | 0 | 0 | 0 | 0 | 344326.8984 | 0 | 0 | 0 | 4197.0058 | 0 | 0 | 0 | 0 | 0 | 0 | 0
2016-11-10 20:00 | 0 | 0 | 0 | 0 | 0 | 767424.8926 | 427295 | 0 | 0 | 0 | 2233657.0238 | 0 | 0 | 0 | 0 | 0 | 0 | 0 | 0 | 0 | 0 | 0 | 0 | 0 | 344326.8984 | 0 | 0 | 0 | -4197.0058 | 0 | 0 | 0 | 0 | 0 | 0 | 0
2016-11-10 21:00 | 0 | 0 | 0 | 0 | 0 | 793286.1378 | 429964 | 0 | 0 | 0 | 2577983.9222 | 0 | 0 | 18995.2394 | 0 | 0 | 0 | 0 | 0 | 0 | 0 | 0 | 0 | 0 | 344326.8984 | 0 | 0 | 0 | 18995.2394 | 0 | 0 | 0 | 0 | 0 | 0 | 0
2016-11-10 22:00 | 0 | 0 | 0 | 0 | 0 | 778562.9138 | 440203 | 0 | 0 | 0 | 2922310.8205 | 0 | 0 | 13028.2549 | 0 | 0 | 0 | 0 | 0 | 0 | 0 | 0 | 0 | 0 | 344326.8984 | 0 | 0 | 0 | -5966.9845 | 0 | 0 | 0 | 0 | 0 | 0 | 0
2016-11-10 23:00 | 0 | 0 | 0 | 0 | 0 | 455539.812 | 452413 | 0 | 0 | 0 | 2938465.8874 | 0 | 0 | 0 | 0 | 0 | 0 | 0 | 0 | 0 | 0 | 0 | 0 | 0 | 16155.0669 | 0 | 0 | 0 | -13028.2549 | 0 | 0 | 0 | 0 | 0 | 0 | 0
2016-11-11 | 0 | 0 | 0 | 0 | 74301.5922 | 35111.5095 | 453740 | 0 | 0 | 0 | 2594138.989 | 0 | 0 | 0 | 0 | 0 | 0 | 0 | 0 | 0 | 0 | 0 | 0 | 0 | -344326.8984 | 0 | 0 | 0 | 0 | 0 | 0 | 0 | 0 | 0 | 0 | 0
2016-11-11 01:00 | 0 | 0 | 0 | 0 | 104396.1016 | 0 | 448723 | 0 | 0 | 0 | 2249812.0907 | 0 | 0 | 0 | 0 | 0 | 0 | 0 | 0 | 0 | 0 | 0 | 0 | 0 | -344326.8984 | 0 | 0 | 0 | 0 | 0 | 0 | 0 | 0 | 0 | 0 | 0
2016-11-11 02:00 | 0 | 0 | 0 | 0 | 90618.1016 | 0 | 434945 | 0 | 0 | 0 | 1905485.1923 | 0 | 0 | 0 | 0 | 0 | 0 | 0 | 0 | 0 | 0 | 0 | 0 | 0 | -344326.8984 | 0 | 0 | 0 | 0 | 0 | 0 | 0 | 0 | 0 | 0 | 0
2016-11-11 03:00 | 0 | 0 | 0 | 0 | 69430.1016 | 0 | 413757 | 0 | 0 | 0 | 1561158.2939 | 0 | 0 | 0 | 0 | 0 | 0 | 0 | 0 | 0 | 0 | 0 | 0 | 0 | -344326.8984 | 0 | 0 | 0 | 0 | 0 | 0 | 0 | 0 | 0 | 0 | 0
2016-11-11 04:00 | 0 | 0 | 0 | 0 | 736034.8984 | 0 | 391708 | 0 | 0 | 0 | 1905485.1923 | 0 | 0 | 0 | 0 | 0 | 0 | 0 | 0 | 0 | 0 | 0 | 0 | 0 | 344326.8984 | 0 | 0 | 0 | 0 | 0 | 0 | 0 | 0 | 0 | 0 | 0
2016-11-11 05:00 | 0 | 0 | 0 | 0 | 27175.1016 | 0 | 371502 | 0 | 0 | 0 | 1561158.2939 | 0 | 0 | 0 | 0 | 0 | 0 | 0 | 0 | 0 | 0 | 0 | 0 | 0 | -344326.8984 | 0 | 0 | 0 | 0 | 0 | 0 | 0 | 0 | 0 | 0 | 0
2016-11-11 06:00 | 0 | 0 | 0 | 0 | 12999.1016 | 0 | 357326 | 0 | 0 | 0 | 1216831.3956 | 0 | 0 | 0 | 0 | 0 | 0 | 0 | 0 | 0 | 0 | 0 | 0 | 0 | -344326.8984 | 0 | 0 | 0 | 0 | 0 | 0 | 0 | 0 | 0 | 0 | 0
2016-11-11 07:00 | 0 | 0 | 0 | 0 | 3362.1016 | 0 | 347689 | 0 | 0 | 0 | 872504.4972 | 0 | 0 | 0 | 0 | 0 | 0 | 0 | 0 | 0 | 0 | 0 | 0 | 0 | -344326.8984 | 0 | 0 | 0 | 0 | 0 | 0 | 0 | 0 | 0 | 0 | 0
2016-11-11 08:00 | 0 | 0 | 0 | 0 | 687748.8984 | 0 | 343422 | 0 | 0 | 0 | 1216831.3956 | 0 | 0 | 0 | 0 | 0 | 0 | 0 | 0 | 0 | 0 | 0 | 0 | 0 | 344326.8984 | 0 | 0 | 0 | 0 | 0 | 0 | 0 | 0 | 0 | 0 | 0
2016-11-11 09:00 | 0 | 0 | 0 | 0 | 672.1016 | 0 | 344999 | 0 | 0 | 0 | 872504.4972 | 0 | 0 | 0 | 0 | 0 | 0 | 0 | 0 | 0 | 0 | 0 | 0 | 0 | -344326.8984 | 0 | 0 | 0 | 0 | 0 | 0 | 0 | 0 | 0 | 0 | 0
2016-11-11 10:00 | 0 | 0 | 0 | 0 | 10378.1016 | 0 | 354705 | 0 | 0 | 0 | 528177.5988 | 0 | 0 | 0 | 0 | 0 | 0 | 0 | 0 | 0 | 0 | 0 | 0 | 0 | -344326.8984 | 0 | 0 | 0 | 0 | 0 | 0 | 0 | 0 | 0 | 0 | 0
2016-11-11 11:00 | 0 | 0 | 0 | 0 | 34557.1016 | 0 | 378884 | 0 | 0 | 0 | 183850.7005 | 0 | 0 | 0 | 0 | 0 | 0 | 0 | 0 | 0 | 0 | 0 | 0 | 0 | -344326.8984 | 0 | 0 | 0 | 0 | 0 | 0 | 0 | 0 | 0 | 0 | 0
2016-11-11 12:00 | 0 | 0 | 0 | 0 | 562705.1979 | 0 | 402229 | 0 | 0 | 0 | 344326.8984 | 0 | 0 | 0 | 0 | 0 | 0 | 0 | 0 | 0 | 0 | 0 | 0 | 0 | 160476.1979 | 0 | 0 | 0 | 0 | 0 | 0 | 0 | 0 | 0 | 0 | 0
2016-11-11 13:00 | 0 | 0 | 0 | 0 | 68941.5388 | 49.5629 | 413318 | 0 | 0 | 0 | 0 | 0 | 0 | 0 | 0 | 0 | 0 | 0 | 0 | 0 | 0 | 0 | 0 | 0 | -344326.8984 | 0 | 0 | 0 | 0 | 0 | 0 | 0 | 0 | 0 | 0 | 0
2016-11-11 14:00 | 0 | 0 | 0 | 0 | 357962.5635 | 201431.0103 | 417219 | 0 | 0 | 0 | 142174.5738 | 0 | 0 | 0 | 0 | 0 | 0 | 0 | 0 | 0 | 0 | 0 | 0 | 0 | 142174.5738 | 0 | 0 | 0 | 0 | 0 | 0 | 0 | 0 | 0 | 0 | 0
2016-11-11 15:00 | 0 | 0 | 0 | 0 | 61498.181 | 701625.7174 | 418797 | 0 | 0 | 0 | 486501.4721 | 0 | 0 | 0 | 0 | 0 | 0 | 0 | 0 | 0 | 0 | 0 | 0 | 0 | 344326.8984 | 0 | 0 | 0 | 0 | 0 | 0 | 0 | 0 | 0 | 0 | 0
2016-11-11 16:00 | 0 | 0 | 0 | 0 | 0 | 763472.8984 | 419146 | 0 | 0 | 0 | 830828.3705 | 0 | 0 | 0 | 0 | 0 | 0 | 0 | 0 | 0 | 0 | 0 | 0 | 0 | 344326.8984 | 0 | 0 | 0 | 0 | 0 | 0 | 0 | 0 | 0 | 0 | 0
2016-11-11 17:00 | 0 | 0 | 0 | 0 | 0 | 762660.8984 | 418334 | 0 | 0 | 0 | 1175155.2689 | 0 | 0 | 0 | 0 | 0 | 0 | 0 | 0 | 0 | 0 | 0 | 0 | 0 | 344326.8984 | 0 | 0 | 0 | 0 | 0 | 0 | 0 | 0 | 0 | 0 | 0
2016-11-11 18:00 | 0 | 0 | 0 | 0 | 0 | 762822.8984 | 418496 | 0 | 0 | 0 | 1519482.1672 | 0 | 0 | 0 | 0 | 0 | 0 | 0 | 0 | 0 | 0 | 0 | 0 | 0 | 344326.8984 | 0 | 0 | 0 | 0 | 0 | 0 | 0 | 0 | 0 | 0 | 0
2016-11-11 19:00 | 0 | 0 | 0 | 0 | 0 | 763022.8984 | 418696 | 0 | 0 | 0 | 1863809.0656 | 0 | 0 | 0 | 0 | 0 | 0 | 0 | 0 | 0 | 0 | 0 | 0 | 0 | 344326.8984 | 0 | 0 | 0 | 0 | 0 | 0 | 0 | 0 | 0 | 0 | 0
2016-11-11 20:00 | 0 | 0 | 0 | 0 | 0 | 762807.8984 | 418481 | 0 | 0 | 0 | 2208135.964 | 0 | 0 | 0 | 0 | 0 | 0 | 0 | 0 | 0 | 0 | 0 | 0 | 0 | 344326.8984 | 0 | 0 | 0 | 0 | 0 | 0 | 0 | 0 | 0 | 0 | 0
2016-11-11 21:00 | 0 | 0 | 0 | 0 | 0 | 765666.8984 | 421340 | 0 | 0 | 0 | 2552462.8623 | 0 | 0 | 0 | 0 | 0 | 0 | 0 | 0 | 0 | 0 | 0 | 0 | 0 | 344326.8984 | 0 | 0 | 0 | 0 | 0 | 0 | 0 | 0 | 0 | 0 | 0
2016-11-11 22:00 | 0 | 0 | 0 | 0 | 0 | 795201.1378 | 431879 | 0 | 0 | 0 | 2896789.7607 | 0 | 0 | 18995.2394 | 0 | 0 | 0 | 0 | 0 | 0 | 0 | 0 | 0 | 0 | 344326.8984 | 0 | 0 | 0 | 18995.2394 | 0 | 0 | 0 | 0 | 0 | 0 | 0
2016-11-11 23:00 | 0 | 0 | 0 | 0 | 0 | 439231.0052 | 440688 | 0 | 0 | 0 | 2914328.0053 | 0 | 0 | 0 | 0 | 0 | 0 | 0 | 0 | 0 | 0 | 0 | 0 | 0 | 17538.2446 | 0 | 0 | 0 | -18995.2394 | 0 | 0 | 0 | 0 | 0 | 0 | 0
2016-11-12 | 0 | 0 | 0 | 0 | 65212.4759 | 29921.6257 | 439461 | 0 | 0 | 0 | 2570001.107 | 0 | 0 | 0 | 0 | 0 | 0 | 0 | 0 | 0 | 0 | 0 | 0 | 0 | -344326.8984 | 0 | 0 | 0 | 0 | 0 | 0 | 0 | 0 | 0 | 0 | 0
2016-11-12 01:00 | 0 | 0 | 0 | 0 | 89090.1016 | 0 | 433417 | 0 | 0 | 0 | 2225674.2086 | 0 | 0 | 0 | 0 | 0 | 0 | 0 | 0 | 0 | 0 | 0 | 0 | 0 | -344326.8984 | 0 | 0 | 0 | 0 | 0 | 0 | 0 | 0 | 0 | 0 | 0
2016-11-12 02:00 | 0 | 0 | 0 | 0 | 76321.1016 | 0 | 420648 | 0 | 0 | 0 | 1881347.3102 | 0 | 0 | 0 | 0 | 0 | 0 | 0 | 0 | 0 | 0 | 0 | 0 | 0 | -344326.8984 | 0 | 0 | 0 | 0 | 0 | 0 | 0 | 0 | 0 | 0 | 0
2016-11-12 03:00 | 0 | 0 | 0 | 0 | 59565.1016 | 0 | 403892 | 0 | 0 | 0 | 1537020.4119 | 0 | 0 | 0 | 0 | 0 | 0 | 0 | 0 | 0 | 0 | 0 | 0 | 0 | -344326.8984 | 0 | 0 | 0 | 0 | 0 | 0 | 0 | 0 | 0 | 0 | 0
2016-11-12 04:00 | 0 | 0 | 0 | 0 | 729663.8984 | 0 | 385337 | 0 | 0 | 0 | 1881347.3102 | 0 | 0 | 0 | 0 | 0 | 0 | 0 | 0 | 0 | 0 | 0 | 0 | 0 | 344326.8984 | 0 | 0 | 0 | 0 | 0 | 0 | 0 | 0 | 0 | 0 | 0
2016-11-12 05:00 | 0 | 0 | 0 | 0 | 22921.1016 | 0 | 367248 | 0 | 0 | 0 | 1537020.4119 | 0 | 0 | 0 | 0 | 0 | 0 | 0 | 0 | 0 | 0 | 0 | 0 | 0 | -344326.8984 | 0 | 0 | 0 | 0 | 0 | 0 | 0 | 0 | 0 | 0 | 0
2016-11-12 06:00 | 0 | 0 | 0 | 0 | 8828.1016 | 0 | 353155 | 0 | 0 | 0 | 1192693.5135 | 0 | 0 | 0 | 0 | 0 | 0 | 0 | 0 | 0 | 0 | 0 | 0 | 0 | -344326.8984 | 0 | 0 | 0 | 0 | 0 | 0 | 0 | 0 | 0 | 0 | 0
2016-11-12 07:00 | 0 | 0 | 0 | 0 | 501.1016 | 0 | 344828 | 0 | 0 | 0 | 848366.6151 | 0 | 0 | 0 | 0 | 0 | 0 | 0 | 0 | 0 | 0 | 0 | 0 | 0 | -344326.8984 | 0 | 0 | 0 | 0 | 0 | 0 | 0 | 0 | 0 | 0 | 0
2016-11-12 08:00 | 0 | 0 | 0 | 0 | 684837.8984 | 0 | 340511 | 0 | 0 | 0 | 1192693.5135 | 0 | 0 | 0 | 0 | 0 | 0 | 0 | 0 | 0 | 0 | 0 | 0 | 0 | 344326.8984 | 0 | 0 | 0 | 0 | 0 | 0 | 0 | 0 | 0 | 0 | 0
2016-11-12 09:00 | 0 | 0 | 0 | 0 | 0 | 0 | 340583 | 0 | 0 | 0 | 852110.5135 | 0 | 0 | 0 | 0 | 0 | 0 | 0 | 0 | 0 | 0 | 0 | 0 | 0 | -340583 | 0 | 0 | 0 | 0 | 0 | 0 | 0 | 0 | 0 | 0 | 0
2016-11-12 10:00 | 0 | 0 | 0 | 0 | 962.1016 | 0 | 345289 | 0 | 0 | 0 | 507783.6151 | 0 | 0 | 0 | 0 | 0 | 0 | 0 | 0 | 0 | 0 | 0 | 0 | 0 | -344326.8984 | 0 | 0 | 0 | 0 | 0 | 0 | 0 | 0 | 0 | 0 | 0
2016-11-12 11:00 | 0 | 0 | 0 | 0 | 11046.1016 | 0 | 355373 | 0 | 0 | 0 | 163456.7168 | 0 | 0 | 0 | 0 | 0 | 0 | 0 | 0 | 0 | 0 | 0 | 0 | 0 | -344326.8984 | 0 | 0 | 0 | 0 | 0 | 0 | 0 | 0 | 0 | 0 | 0
2016-11-12 12:00 | 0 | 0 | 0 | 0 | 452187.1327 | 0 | 368396 | 0 | 0 | 0 | 247247.8495 | 0 | 0 | 0 | 0 | 0 | 0 | 0 | 0 | 0 | 0 | 0 | 0 | 0 | 83791.1327 | 0 | 0 | 0 | 0 | 0 | 0 | 0 | 0 | 0 | 0 | 0
2016-11-12 13:00 | 0 | 0 | 0 | 0 | 668213.8196 | 60.223 | 381390 | 0 | 0 | 0 | 534131.8922 | 0 | 0 | 0 | 0 | 0 | 0 | 0 | 0 | 0 | 0 | 0 | 0 | 0 | 286884.0427 | 0 | 0 | 0 | 0 | 0 | 0 | 0 | 0 | 0 | 0 | 0
2016-11-12 14:00 | 0 | 0 | 0 | 0 | 0 | 259096.0065 | 389712 | 0 | 0 | 0 | 403515.8987 | 0 | 0 | 0 | 0 | 0 | 0 | 0 | 0 | 0 | 0 | 0 | 0 | 0 | -130615.9935 | 0 | 0 | 0 | 0 | 0 | 0 | 0 | 0 | 0 | 0 | 0
2016-11-12 15:00 | 0 | 0 | 0 | 0 | 130948.445 | 606179.4534 | 392801 | 0 | 0 | 0 | 747842.7971 | 0 | 0 | 0 | 0 | 0 | 0 | 0 | 0 | 0 | 0 | 0 | 0 | 0 | 344326.8984 | 0 | 0 | 0 | 0 | 0 | 0 | 0 | 0 | 0 | 0 | 0
2016-11-12 16:00 | 0 | 0 | 0 | 0 | 0 | 737437.8984 | 393111 | 0 | 0 | 0 | 1092169.6954 | 0 | 0 | 0 | 0 | 0 | 0 | 0 | 0 | 0 | 0 | 0 | 0 | 0 | 344326.8984 | 0 | 0 | 0 | 0 | 0 | 0 | 0 | 0 | 0 | 0 | 0
2016-11-12 17:00 | 0 | 0 | 0 | 0 | 0 | 735407.8984 | 391081 | 0 | 0 | 0 | 1436496.5938 | 0 | 0 | 0 | 0 | 0 | 0 | 0 | 0 | 0 | 0 | 0 | 0 | 0 | 344326.8984 | 0 | 0 | 0 | 0 | 0 | 0 | 0 | 0 | 0 | 0 | 0
2016-11-12 18:00 | 0 | 0 | 0 | 0 | 0 | 738457.6789 | 388594 | 0 | 0 | 0 | 1780823.4922 | 0 | 0 | 5536.7805 | 0 | 0 | 0 | 0 | 0 | 0 | 0 | 0 | 0 | 0 | 344326.8984 | 0 | 0 | 0 | 5536.7805 | 0 | 0 | 0 | 0 | 0 | 0 | 0
2016-11-12 19:00 | 0 | 0 | 0 | 0 | 0 | 725585.1179 | 386795 | 0 | 0 | 0 | 2125150.3905 | 0 | 0 | 0 | 0 | 0 | 0 | 0 | 0 | 0 | 0 | 0 | 0 | 0 | 344326.8984 | 0 | 0 | 0 | -5536.7805 | 0 | 0 | 0 | 0 | 0 | 0 | 0
2016-11-12 20:00 | 0 | 0 | 0 | 0 | 0 | 731690.8984 | 387364 | 0 | 0 | 0 | 2469477.2889 | 0 | 0 | 0 | 0 | 0 | 0 | 0 | 0 | 0 | 0 | 0 | 0 | 0 | 344326.8984 | 0 | 0 | 0 | 0 | 0 | 0 | 0 | 0 | 0 | 0 | 0
2016-11-12 21:00 | 0 | 0 | 0 | 0 | 0 | 755718.1378 | 392396 | 0 | 0 | 0 | 2813804.1873 | 0 | 0 | 18995.2394 | 0 | 0 | 0 | 0 | 0 | 0 | 0 | 0 | 0 | 0 | 344326.8984 | 0 | 0 | 0 | 18995.2394 | 0 | 0 | 0 | 0 | 0 | 0 | 0
2016-11-12 22:00 | 0 | 0 | 0 | 0 | 25698.3401 | 705668.3189 | 406035 | 0 | 0 | 0 | 3158131.0856 | 0 | 0 | 0 | 0 | 0 | 0 | 0 | 0 | 0 | 0 | 0 | 0 | 0 | 344326.8984 | 0 | 0 | 0 | -18995.2394 | 0 | 0 | 0 | 0 | 0 | 0 | 0
2016-11-12 23:00 | 0 | 0 | 0 | 0 | 0 | 358113.1013 | 419527 | 0 | 0 | 0 | 3096717.1869 | 0 | 0 | 0 | 0 | 0 | 0 | 0 | 0 | 0 | 0 | 0 | 0 | 0 | -61413.8987 | 0 | 0 | 0 | 0 | 0 | 0 | 0 | 0 | 0 | 0 | 0
2016-11-13 | 0 | 0 | 0 | 0 | 51334.4611 | 26933.6405 | 422595 | 0 | 0 | 0 | 2752390.2886 | 0 | 0 | 0 | 0 | 0 | 0 | 0 | 0 | 0 | 0 | 0 | 0 | 0 | -344326.8984 | 0 | 0 | 0 | 0 | 0 | 0 | 0 | 0 | 0 | 0 | 0
2016-11-13 01:00 | 0 | 0 | 0 | 0 | 76730.1016 | 0 | 421057 | 0 | 0 | 0 | 2408063.3902 | 0 | 0 | 0 | 0 | 0 | 0 | 0 | 0 | 0 | 0 | 0 | 0 | 0 | -344326.8984 | 0 | 0 | 0 | 0 | 0 | 0 | 0 | 0 | 0 | 0 | 0
2016-11-13 02:00 | 0 | 0 | 0 | 0 | 67661.1016 | 0 | 411988 | 0 | 0 | 0 | 2063736.4918 | 0 | 0 | 0 | 0 | 0 | 0 | 0 | 0 | 0 | 0 | 0 | 0 | 0 | -344326.8984 | 0 | 0 | 0 | 0 | 0 | 0 | 0 | 0 | 0 | 0 | 0
2016-11-13 03:00 | 0 | 0 | 0 | 0 | 53999.1016 | 0 | 398326 | 0 | 0 | 0 | 1719409.5935 | 0 | 0 | 0 | 0 | 0 | 0 | 0 | 0 | 0 | 0 | 0 | 0 | 0 | -344326.8984 | 0 | 0 | 0 | 0 | 0 | 0 | 0 | 0 | 0 | 0 | 0
2016-11-13 04:00 | 0 | 0 | 0 | 0 | 727160.8984 | 0 | 382834 | 0 | 0 | 0 | 2063736.4918 | 0 | 0 | 0 | 0 | 0 | 0 | 0 | 0 | 0 | 0 | 0 | 0 | 0 | 344326.8984 | 0 | 0 | 0 | 0 | 0 | 0 | 0 | 0 | 0 | 0 | 0
2016-11-13 05:00 | 0 | 0 | 0 | 0 | 23291.1016 | 0 | 367618 | 0 | 0 | 0 | 1719409.5935 | 0 | 0 | 0 | 0 | 0 | 0 | 0 | 0 | 0 | 0 | 0 | 0 | 0 | -344326.8984 | 0 | 0 | 0 | 0 | 0 | 0 | 0 | 0 | 0 | 0 | 0
2016-11-13 06:00 | 0 | 0 | 0 | 0 | 11583.1016 | 0 | 355910 | 0 | 0 | 0 | 1375082.6951 | 0 | 0 | 0 | 0 | 0 | 0 | 0 | 0 | 0 | 0 | 0 | 0 | 0 | -344326.8984 | 0 | 0 | 0 | 0 | 0 | 0 | 0 | 0 | 0 | 0 | 0
2016-11-13 07:00 | 0 | 0 | 0 | 0 | 4386.1016 | 0 | 348713 | 0 | 0 | 0 | 1030755.7967 | 0 | 0 | 0 | 0 | 0 | 0 | 0 | 0 | 0 | 0 | 0 | 0 | 0 | -344326.8984 | 0 | 0 | 0 | 0 | 0 | 0 | 0 | 0 | 0 | 0 | 0
2016-11-13 08:00 | 0 | 0 | 0 | 0 | 687807.8984 | 0 | 343481 | 0 | 0 | 0 | 1375082.6951 | 0 | 0 | 0 | 0 | 0 | 0 | 0 | 0 | 0 | 0 | 0 | 0 | 0 | 344326.8984 | 0 | 0 | 0 | 0 | 0 | 0 | 0 | 0 | 0 | 0 | 0
2016-11-13 09:00 | 0 | 0 | 0 | 0 | 0 | 0 | 342102 | 0 | 0 | 0 | 1032980.6951 | 0 | 0 | 0 | 0 | 0 | 0 | 0 | 0 | 0 | 0 | 0 | 0 | 0 | -342102 | 0 | 0 | 0 | 0 | 0 | 0 | 0 | 0 | 0 | 0 | 0
2016-11-13 10:00 | 0 | 0 | 0 | 0 | 2005.1016 | 0 | 346332 | 0 | 0 | 0 | 688653.7967 | 0 | 0 | 0 | 0 | 0 | 0 | 0 | 0 | 0 | 0 | 0 | 0 | 0 | -344326.8984 | 0 | 0 | 0 | 0 | 0 | 0 | 0 | 0 | 0 | 0 | 0
2016-11-13 11:00 | 0 | 0 | 0 | 0 | 10183.1016 | 0 | 354510 | 0 | 0 | 0 | 344326.8984 | 0 | 0 | 0 | 0 | 0 | 0 | 0 | 0 | 0 | 0 | 0 | 0 | 0 | -344326.8984 | 0 | 0 | 0 | 0 | 0 | 0 | 0 | 0 | 0 | 0 | 0
2016-11-13 12:00 | 0 | 0 | 0 | 0 | 20745.1016 | 0 | 365072 | 0 | 0 | 0 | 0 | 0 | 0 | 0 | 0 | 0 | 0 | 0 | 0 | 0 | 0 | 0 | 0 | 0 | -344326.8984 | 0 | 0 | 0 | 0 | 0 | 0 | 0 | 0 | 0 | 0 | 0
2016-11-13 13:00 | 0 | 0 | 0 | 0 | 719633.3813 | 46.5171 | 375353 | 0 | 0 | 0 | 344326.8984 | 0 | 0 | 0 | 0 | 0 | 0 | 0 | 0 | 0 | 0 | 0 | 0 | 0 | 344326.8984 | 0 | 0 | 0 | 0 | 0 | 0 | 0 | 0 | 0 | 0 | 0
2016-11-13 14:00 | 0 | 0 | 0 | 0 | 0 | 236453.9046 | 381539 | 0 | 0 | 0 | 199241.803 | 0 | 0 | 0 | 0 | 0 | 0 | 0 | 0 | 0 | 0 | 0 | 0 | 0 | -145085.0954 | 0 | 0 | 0 | 0 | 0 | 0 | 0 | 0 | 0 | 0 | 0
2016-11-13 15:00 | 0 | 0 | 0 | 0 | 35318.5965 | 691169.3019 | 382161 | 0 | 0 | 0 | 543568.7014 | 0 | 0 | 0 | 0 | 0 | 0 | 0 | 0 | 0 | 0 | 0 | 0 | 0 | 344326.8984 | 0 | 0 | 0 | 0 | 0 | 0 | 0 | 0 | 0 | 0 | 0
2016-11-13 16:00 | 0 | 0 | 0 | 0 | 0 | 725879.8984 | 381553 | 0 | 0 | 0 | 887895.5997 | 0 | 0 | 0 | 0 | 0 | 0 | 0 | 0 | 0 | 0 | 0 | 0 | 0 | 344326.8984 | 0 | 0 | 0 | 0 | 0 | 0 | 0 | 0 | 0 | 0 | 0
2016-11-13 17:00 | 0 | 0 | 0 | 0 | 0 | 725815.8984 | 381489 | 0 | 0 | 0 | 1232222.4981 | 0 | 0 | 0 | 0 | 0 | 0 | 0 | 0 | 0 | 0 | 0 | 0 | 0 | 344326.8984 | 0 | 0 | 0 | 0 | 0 | 0 | 0 | 0 | 0 | 0 | 0
2016-11-13 18:00 | 0 | 0 | 0 | 0 | 0 | 726068.8984 | 381742 | 0 | 0 | 0 | 1576549.3965 | 0 | 0 | 0 | 0 | 0 | 0 | 0 | 0 | 0 | 0 | 0 | 0 | 0 | 344326.8984 | 0 | 0 | 0 | 0 | 0 | 0 | 0 | 0 | 0 | 0 | 0
2016-11-13 19:00 | 0 | 0 | 0 | 0 | 0 | 726810.8984 | 382484 | 0 | 0 | 0 | 1920876.2948 | 0 | 0 | 0 | 0 | 0 | 0 | 0 | 0 | 0 | 0 | 0 | 0 | 0 | 344326.8984 | 0 | 0 | 0 | 0 | 0 | 0 | 0 | 0 | 0 | 0 | 0
2016-11-13 20:00 | 0 | 0 | 0 | 0 | 0 | 728900.8984 | 384574 | 0 | 0 | 0 | 2265203.1932 | 0 | 0 | 0 | 0 | 0 | 0 | 0 | 0 | 0 | 0 | 0 | 0 | 0 | 344326.8984 | 0 | 0 | 0 | 0 | 0 | 0 | 0 | 0 | 0 | 0 | 0
2016-11-13 21:00 | 0 | 0 | 0 | 0 | 0 | 736132.8984 | 391806 | 0 | 0 | 0 | 2609530.0916 | 0 | 0 | 0 | 0 | 0 | 0 | 0 | 0 | 0 | 0 | 0 | 0 | 0 | 344326.8984 | 0 | 0 | 0 | 0 | 0 | 0 | 0 | 0 | 0 | 0 | 0
2016-11-13 22:00 | 0 | 0 | 0 | 0 | 0 | 772308.1378 | 408986 | 0 | 0 | 0 | 2953856.9899 | 0 | 0 | 18995.2394 | 0 | 0 | 0 | 0 | 0 | 0 | 0 | 0 | 0 | 0 | 344326.8984 | 0 | 0 | 0 | 18995.2394 | 0 | 0 | 0 | 0 | 0 | 0 | 0
2016-11-13 23:00 | 0 | 0 | 0 | 0 | 0 | 438794.15 | 426882 | 0 | 0 | 0 | 2984764.3793 | 0 | 0 | 0 | 0 | 0 | 0 | 0 | 0 | 0 | 0 | 0 | 0 | 0 | 30907.3894 | 0 | 0 | 0 | -18995.2394 | 0 | 0 | 0 | 0 | 0 | 0 | 0
2016-11-14 | 0 | 0 | 0 | 0 | 56279.4175 | 30346.6841 | 430953 | 0 | 0 | 0 | 2640437.481 | 0 | 0 | 0 | 0 | 0 | 0 | 0 | 0 | 0 | 0 | 0 | 0 | 0 | -344326.8984 | 0 | 0 | 0 | 0 | 0 | 0 | 0 | 0 | 0 | 0 | 0
2016-11-14 01:00 | 0 | 0 | 0 | 0 | 86611.1016 | 0 | 430938 | 0 | 0 | 0 | 2296110.5826 | 0 | 0 | 0 | 0 | 0 | 0 | 0 | 0 | 0 | 0 | 0 | 0 | 0 | -344326.8984 | 0 | 0 | 0 | 0 | 0 | 0 | 0 | 0 | 0 | 0 | 0
2016-11-14 02:00 | 0 | 0 | 0 | 0 | 73419.1016 | 0 | 417746 | 0 | 0 | 0 | 1951783.6842 | 0 | 0 | 0 | 0 | 0 | 0 | 0 | 0 | 0 | 0 | 0 | 0 | 0 | -344326.8984 | 0 | 0 | 0 | 0 | 0 | 0 | 0 | 0 | 0 | 0 | 0
2016-11-14 03:00 | 0 | 0 | 0 | 0 | 55175.1016 | 0 | 399502 | 0 | 0 | 0 | 1607456.7859 | 0 | 0 | 0 | 0 | 0 | 0 | 0 | 0 | 0 | 0 | 0 | 0 | 0 | -344326.8984 | 0 | 0 | 0 | 0 | 0 | 0 | 0 | 0 | 0 | 0 | 0
2016-11-14 04:00 | 0 | 0 | 0 | 0 | 724207.8984 | 0 | 379881 | 0 | 0 | 0 | 1951783.6842 | 0 | 0 | 0 | 0 | 0 | 0 | 0 | 0 | 0 | 0 | 0 | 0 | 0 | 344326.8984 | 0 | 0 | 0 | 0 | 0 | 0 | 0 | 0 | 0 | 0 | 0
2016-11-14 05:00 | 0 | 0 | 0 | 0 | 18586.1016 | 0 | 362913 | 0 | 0 | 0 | 1607456.7859 | 0 | 0 | 0 | 0 | 0 | 0 | 0 | 0 | 0 | 0 | 0 | 0 | 0 | -344326.8984 | 0 | 0 | 0 | 0 | 0 | 0 | 0 | 0 | 0 | 0 | 0
2016-11-14 06:00 | 0 | 0 | 0 | 0 | 5577.1016 | 0 | 349904 | 0 | 0 | 0 | 1263129.8875 | 0 | 0 | 0 | 0 | 0 | 0 | 0 | 0 | 0 | 0 | 0 | 0 | 0 | -344326.8984 | 0 | 0 | 0 | 0 | 0 | 0 | 0 | 0 | 0 | 0 | 0
2016-11-14 07:00 | 0 | 0 | 0 | 0 | 0 | 0 | 342914 | 0 | 0 | 0 | 920215.8875 | 0 | 0 | 0 | 0 | 0 | 0 | 0 | 0 | 0 | 0 | 0 | 0 | 0 | -342914 | 0 | 0 | 0 | 0 | 0 | 0 | 0 | 0 | 0 | 0 | 0
2016-11-14 08:00 | 0 | 0 | 0 | 0 | 685338.8984 | 0 | 341012 | 0 | 0 | 0 | 1264542.7859 | 0 | 0 | 0 | 0 | 0 | 0 | 0 | 0 | 0 | 0 | 0 | 0 | 0 | 344326.8984 | 0 | 0 | 0 | 0 | 0 | 0 | 0 | 0 | 0 | 0 | 0
2016-11-14 09:00 | 0 | 0 | 0 | 0 | 1649.1016 | 0 | 345976 | 0 | 0 | 0 | 920215.8875 | 0 | 0 | 0 | 0 | 0 | 0 | 0 | 0 | 0 | 0 | 0 | 0 | 0 | -344326.8984 | 0 | 0 | 0 | 0 | 0 | 0 | 0 | 0 | 0 | 0 | 0
2016-11-14 10:00 | 0 | 0 | 0 | 0 | 18014.1016 | 0 | 362341 | 0 | 0 | 0 | 575888.9891 | 0 | 0 | 0 | 0 | 0 | 0 | 0 | 0 | 0 | 0 | 0 | 0 | 0 | -344326.8984 | 0 | 0 | 0 | 0 | 0 | 0 | 0 | 0 | 0 | 0 | 0
2016-11-14 11:00 | 0 | 0 | 0 | 0 | 49362.1016 | 0 | 393689 | 0 | 0 | 0 | 231562.0908 | 0 | 0 | 0 | 0 | 0 | 0 | 0 | 0 | 0 | 0 | 0 | 0 | 0 | -344326.8984 | 0 | 0 | 0 | 0 | 0 | 0 | 0 | 0 | 0 | 0 | 0
2016-11-14 12:00 | 0 | 0 | 0 | 0 | 599933.2879 | 0 | 421004 | 0 | 0 | 0 | 410491.3787 | 0 | 0 | 0 | 0 | 0 | 0 | 0 | 0 | 0 | 0 | 0 | 0 | 0 | 178929.2879 | 0 | 0 | 0 | 0 | 0 | 0 | 0 | 0 | 0 | 0 | 0
2016-11-14 13:00 | 0 | 0 | 0 | 0 | 86479.152 | 32.9496 | 430839 | 0 | 0 | 0 | 66164.4803 | 0 | 0 | 0 | 0 | 0 | 0 | 0 | 0 | 0 | 0 | 0 | 0 | 0 | -344326.8984 | 0 | 0 | 0 | 0 | 0 | 0 | 0 | 0 | 0 | 0 | 0
2016-11-14 14:00 | 0 | 0 | 0 | 0 | 417053.0355 | 257659.0514 | 433072 | 0 | 0 | 0 | 307804.5673 | 0 | 0 | 0 | 0 | 0 | 0 | 0 | 0 | 0 | 0 | 0 | 0 | 0 | 241640.0869 | 0 | 0 | 0 | 0 | 0 | 0 | 0 | 0 | 0 | 0 | 0
2016-11-14 15:00 | 0 | 0 | 0 | 0 | 65930.0408 | 710413.8576 | 432017 | 0 | 0 | 0 | 652131.4656 | 0 | 0 | 0 | 0 | 0 | 0 | 0 | 0 | 0 | 0 | 0 | 0 | 0 | 344326.8984 | 0 | 0 | 0 | 0 | 0 | 0 | 0 | 0 | 0 | 0 | 0
2016-11-14 16:00 | 0 | 0 | 0 | 0 | 0 | 774943.8984 | 430617 | 0 | 0 | 0 | 996458.364 | 0 | 0 | 0 | 0 | 0 | 0 | 0 | 0 | 0 | 0 | 0 | 0 | 0 | 344326.8984 | 0 | 0 | 0 | 0 | 0 | 0 | 0 | 0 | 0 | 0 | 0
2016-11-14 17:00 | 0 | 0 | 0 | 0 | 0 | 773262.8984 | 428936 | 0 | 0 | 0 | 1340785.2624 | 0 | 0 | 0 | 0 | 0 | 0 | 0 | 0 | 0 | 0 | 0 | 0 | 0 | 344326.8984 | 0 | 0 | 0 | 0 | 0 | 0 | 0 | 0 | 0 | 0 | 0
2016-11-14 18:00 | 0 | 0 | 0 | 0 | 0 | 773396.8984 | 429070 | 0 | 0 | 0 | 1685112.1607 | 0 | 0 | 0 | 0 | 0 | 0 | 0 | 0 | 0 | 0 | 0 | 0 | 0 | 344326.8984 | 0 | 0 | 0 | 0 | 0 | 0 | 0 | 0 | 0 | 0 | 0
2016-11-14 19:00 | 0 | 0 | 0 | 0 | 0 | 774286.8984 | 429960 | 0 | 0 | 0 | 2029439.0591 | 0 | 0 | 0 | 0 | 0 | 0 | 0 | 0 | 0 | 0 | 0 | 0 | 0 | 344326.8984 | 0 | 0 | 0 | 0 | 0 | 0 | 0 | 0 | 0 | 0 | 0
2016-11-14 20:00 | 0 | 0 | 0 | 0 | 0 | 775033.8984 | 430707 | 0 | 0 | 0 | 2373765.9575 | 0 | 0 | 0 | 0 | 0 | 0 | 0 | 0 | 0 | 0 | 0 | 0 | 0 | 344326.8984 | 0 | 0 | 0 | 0 | 0 | 0 | 0 | 0 | 0 | 0 | 0
2016-11-14 21:00 | 0 | 0 | 0 | 0 | 0 | 780479.8984 | 436153 | 0 | 0 | 0 | 2718092.8558 | 0 | 0 | 0 | 0 | 0 | 0 | 0 | 0 | 0 | 0 | 0 | 0 | 0 | 344326.8984 | 0 | 0 | 0 | 0 | 0 | 0 | 0 | 0 | 0 | 0 | 0
2016-11-14 22:00 | 0 | 0 | 0 | 0 | 0 | 813457.1378 | 450135 | 0 | 0 | 0 | 3062419.7542 | 0 | 0 | 18995.2394 | 0 | 0 | 0 | 0 | 0 | 0 | 0 | 0 | 0 | 0 | 344326.8984 | 0 | 0 | 0 | 18995.2394 | 0 | 0 | 0 | 0 | 0 | 0 | 0
2016-11-14 23:00 | 0 | 0 | 0 | 0 | 0 | 466426.6589 | 462512 | 0 | 0 | 0 | 3085329.6525 | 0 | 0 | 0 | 0 | 0 | 0 | 0 | 0 | 0 | 0 | 0 | 0 | 0 | 22909.8984 | 0 | 0 | 0 | -18995.2394 | 0 | 0 | 0 | 0 | 0 | 0 | 0
2016-11-15 | 0 | 0 | 0 | 0 | 94365.9163 | 25033.1853 | 463726 | 0 | 0 | 0 | 2741002.7542 | 0 | 0 | 0 | 0 | 0 | 0 | 0 | 0 | 0 | 0 | 0 | 0 | 0 | -344326.8984 | 0 | 0 | 0 | 0 | 0 | 0 | 0 | 0 | 0 | 0 | 0
2016-11-15 01:00 | 0 | 0 | 0 | 0 | 113753.1016 | 0 | 458080 | 0 | 0 | 0 | 2396675.8558 | 0 | 0 | 0 | 0 | 0 | 0 | 0 | 0 | 0 | 0 | 0 | 0 | 0 | -344326.8984 | 0 | 0 | 0 | 0 | 0 | 0 | 0 | 0 | 0 | 0 | 0
2016-11-15 02:00 | 0 | 0 | 0 | 0 | 97596.1016 | 0 | 441923 | 0 | 0 | 0 | 2052348.9574 | 0 | 0 | 0 | 0 | 0 | 0 | 0 | 0 | 0 | 0 | 0 | 0 | 0 | -344326.8984 | 0 | 0 | 0 | 0 | 0 | 0 | 0 | 0 | 0 | 0 | 0
2016-11-15 03:00 | 0 | 0 | 0 | 0 | 522927.0537 | 0 | 419149 | 0 | 0 | 0 | 2156127.0111 | 0 | 0 | 0 | 0 | 0 | 0 | 0 | 0 | 0 | 0 | 0 | 0 | 0 | 103778.0537 | 0 | 0 | 0 | 0 | 0 | 0 | 0 | 0 | 0 | 0 | 0
2016-11-15 04:00 | 0 | 0 | 0 | 0 | 49683.1016 | 0 | 394010 | 0 | 0 | 0 | 1811800.1128 | 0 | 0 | 0 | 0 | 0 | 0 | 0 | 0 | 0 | 0 | 0 | 0 | 0 | -344326.8984 | 0 | 0 | 0 | 0 | 0 | 0 | 0 | 0 | 0 | 0 | 0
2016-11-15 05:00 | 0 | 0 | 0 | 0 | 29684.1016 | 0 | 374011 | 0 | 0 | 0 | 1467473.2144 | 0 | 0 | 0 | 0 | 0 | 0 | 0 | 0 | 0 | 0 | 0 | 0 | 0 | -344326.8984 | 0 | 0 | 0 | 0 | 0 | 0 | 0 | 0 | 0 | 0 | 0
2016-11-15 06:00 | 0 | 0 | 0 | 0 | 78721.1148 | 0 | 359783 | 0 | 0 | 0 | 1186411.3292 | 0 | 0 | 0 | 0 | 0 | 0 | 0 | 0 | 0 | 0 | 0 | 0 | 0 | -281061.8852 | 0 | 0 | 0 | 0 | 0 | 0 | 0 | 0 | 0 | 0 | 0
2016-11-15 07:00 | 0 | 0 | 0 | 0 | 699404.9537 | 0 | 350973 | 0 | 0 | 0 | 1530738.2275 | 0 | 0 | 4105.0554 | 0 | 0 | 0 | 0 | 0 | 0 | 0 | 0 | 0 | 0 | 344326.8984 | 0 | 0 | 0 | 4105.0554 | 0 | 0 | 0 | 0 | 0 | 0 | 0
2016-11-15 08:00 | 0 | 0 | 0 | 0 | 0 | 0 | 347090 | 0 | 0 | 0 | 1187753.2829 | 0 | 0 | 0 | 0 | 0 | 0 | 0 | 0 | 0 | 0 | 0 | 0 | 0 | -342984.9446 | 0 | 0 | 0 | -4105.0554 | 0 | 0 | 0 | 0 | 0 | 0 | 0
2016-11-15 09:00 | 0 | 0 | 0 | 0 | 5390.1016 | 0 | 349717 | 0 | 0 | 0 | 843426.3845 | 0 | 0 | 0 | 0 | 0 | 0 | 0 | 0 | 0 | 0 | 0 | 0 | 0 | -344326.8984 | 0 | 0 | 0 | 0 | 0 | 0 | 0 | 0 | 0 | 0 | 0
2016-11-15 10:00 | 0 | 0 | 0 | 0 | 17395.1016 | 0 | 361722 | 0 | 0 | 0 | 499099.4862 | 0 | 0 | 0 | 0 | 0 | 0 | 0 | 0 | 0 | 0 | 0 | 0 | 0 | -344326.8984 | 0 | 0 | 0 | 0 | 0 | 0 | 0 | 0 | 0 | 0 | 0
2016-11-15 11:00 | 0 | 0 | 0 | 0 | 732647.8792 | 0 | 391526 | 0 | 0 | 0 | 840221.3654 | 0 | 0 | 0 | 0 | 0 | 0 | 0 | 0 | 0 | 0 | 0 | 0 | 0 | 341121.8792 | 0 | 0 | 0 | 0 | 0 | 0 | 0 | 0 | 0 | 0 | 0
2016-11-15 12:00 | 0 | 0 | 0 | 0 | 73383.1016 | 0 | 417710 | 0 | 0 | 0 | 495894.467 | 0 | 0 | 0 | 0 | 0 | 0 | 0 | 0 | 0 | 0 | 0 | 0 | 0 | -344326.8984 | 0 | 0 | 0 | 0 | 0 | 0 | 0 | 0 | 0 | 0 | 0
2016-11-15 13:00 | 0 | 0 | 0 | 0 | 82364.906 | 34.1956 | 426726 | 0 | 0 | 0 | 151567.5687 | 0 | 0 | 0 | 0 | 0 | 0 | 0 | 0 | 0 | 0 | 0 | 0 | 0 | -344326.8984 | 0 | 0 | 0 | 0 | 0 | 0 | 0 | 0 | 0 | 0 | 0
2016-11-15 14:00 | 0 | 0 | 0 | 0 | 0 | 277535.4313 | 429103 | 0 | 0 | 0 | 0 | 0 | 0 | 0 | 0 | 0 | 0 | 0 | 0 | 0 | 0 | 0 | 0 | 0 | -151567.5687 | 0 | 0 | 0 | 0 | 0 | 0 | 0 | 0 | 0 | 0 | 0
2016-11-15 15:00 | 0 | 0 | 0 | 0 | 0 | 773259.8984 | 428933 | 0 | 0 | 0 | 344326.8984 | 0 | 0 | 0 | 0 | 0 | 0 | 0 | 0 | 0 | 0 | 0 | 0 | 0 | 344326.8984 | 0 | 0 | 0 | 0 | 0 | 0 | 0 | 0 | 0 | 0 | 0
2016-11-15 16:00 | 0 | 0 | 0 | 0 | 0 | 771369.8984 | 427043 | 0 | 0 | 0 | 688653.7967 | 0 | 0 | 0 | 0 | 0 | 0 | 0 | 0 | 0 | 0 | 0 | 0 | 0 | 344326.8984 | 0 | 0 | 0 | 0 | 0 | 0 | 0 | 0 | 0 | 0 | 0
2016-11-15 17:00 | 0 | 0 | 0 | 0 | 0 | 770939.8984 | 426613 | 0 | 0 | 0 | 1032980.6951 | 0 | 0 | 0 | 0 | 0 | 0 | 0 | 0 | 0 | 0 | 0 | 0 | 0 | 344326.8984 | 0 | 0 | 0 | 0 | 0 | 0 | 0 | 0 | 0 | 0 | 0
2016-11-15 18:00 | 0 | 0 | 0 | 0 | 0 | 772796.8984 | 428470 | 0 | 0 | 0 | 1377307.5935 | 0 | 0 | 0 | 0 | 0 | 0 | 0 | 0 | 0 | 0 | 0 | 0 | 0 | 344326.8984 | 0 | 0 | 0 | 0 | 0 | 0 | 0 | 0 | 0 | 0 | 0
2016-11-15 19:00 | 0 | 0 | 0 | 0 | 0 | 774186.8984 | 429860 | 0 | 0 | 0 | 1721634.4918 | 0 | 0 | 0 | 0 | 0 | 0 | 0 | 0 | 0 | 0 | 0 | 0 | 0 | 344326.8984 | 0 | 0 | 0 | 0 | 0 | 0 | 0 | 0 | 0 | 0 | 0
2016-11-15 20:00 | 0 | 0 | 0 | 0 | 0 | 775518.8984 | 431192 | 0 | 0 | 0 | 2065961.3902 | 0 | 0 | 0 | 0 | 0 | 0 | 0 | 0 | 0 | 0 | 0 | 0 | 0 | 344326.8984 | 0 | 0 | 0 | 0 | 0 | 0 | 0 | 0 | 0 | 0 | 0
2016-11-15 21:00 | 0 | 0 | 0 | 0 | 0 | 797402.9234 | 435035 | 0 | 0 | 0 | 2410288.2886 | 0 | 0 | 18041.025 | 0 | 0 | 0 | 0 | 0 | 0 | 0 | 0 | 0 | 0 | 344326.8984 | 0 | 0 | 0 | 18041.025 | 0 | 0 | 0 | 0 | 0 | 0 | 0
2016-11-15 22:00 | 0 | 0 | 0 | 0 | 0 | 792724.1128 | 447443 | 0 | 0 | 0 | 2754615.1869 | 0 | 0 | 18995.2394 | 0 | 0 | 0 | 0 | 0 | 0 | 0 | 0 | 0 | 0 | 344326.8984 | 0 | 0 | 0 | 954.2144 | 0 | 0 | 0 | 0 | 0 | 0 | 0
2016-11-15 23:00 | 0 | 0 | 0 | 0 | 0 | 399688.5415 | 457660 | 0 | 0 | 0 | 2715638.9678 | 0 | 0 | 0 | 0 | 0 | 0 | 0 | 0 | 0 | 0 | 0 | 0 | 0 | -38976.2191 | 0 | 0 | 0 | -18995.2394 | 0 | 0 | 0 | 0 | 0 | 0 | 0
2016-11-16 | 0 | 0 | 0 | 0 | 94655.9084 | 20479.1933 | 459462 | 0 | 0 | 0 | 2371312.0694 | 0 | 0 | 0 | 0 | 0 | 0 | 0 | 0 | 0 | 0 | 0 | 0 | 0 | -344326.8984 | 0 | 0 | 0 | 0 | 0 | 0 | 0 | 0 | 0 | 0 | 0
2016-11-16 01:00 | 0 | 0 | 0 | 0 | 110294.1016 | 0 | 454621 | 0 | 0 | 0 | 2026985.1711 | 0 | 0 | 0 | 0 | 0 | 0 | 0 | 0 | 0 | 0 | 0 | 0 | 0 | -344326.8984 | 0 | 0 | 0 | 0 | 0 | 0 | 0 | 0 | 0 | 0 | 0
2016-11-16 02:00 | 0 | 0 | 0 | 0 | 95125.1016 | 0 | 439452 | 0 | 0 | 0 | 1682658.2727 | 0 | 0 | 0 | 0 | 0 | 0 | 0 | 0 | 0 | 0 | 0 | 0 | 0 | -344326.8984 | 0 | 0 | 0 | 0 | 0 | 0 | 0 | 0 | 0 | 0 | 0
2016-11-16 03:00 | 0 | 0 | 0 | 0 | 619277.3232 | 0 | 416820 | 0 | 0 | 0 | 1885115.5959 | 0 | 0 | 0 | 0 | 0 | 0 | 0 | 0 | 0 | 0 | 0 | 0 | 0 | 202457.3232 | 0 | 0 | 0 | 0 | 0 | 0 | 0 | 0 | 0 | 0 | 0
2016-11-16 04:00 | 0 | 0 | 0 | 0 | 48257.1016 | 0 | 392584 | 0 | 0 | 0 | 1540788.6975 | 0 | 0 | 0 | 0 | 0 | 0 | 0 | 0 | 0 | 0 | 0 | 0 | 0 | -344326.8984 | 0 | 0 | 0 | 0 | 0 | 0 | 0 | 0 | 0 | 0 | 0
2016-11-16 05:00 | 0 | 0 | 0 | 0 | 27340.1016 | 0 | 371667 | 0 | 0 | 0 | 1196461.7992 | 0 | 0 | 0 | 0 | 0 | 0 | 0 | 0 | 0 | 0 | 0 | 0 | 0 | -344326.8984 | 0 | 0 | 0 | 0 | 0 | 0 | 0 | 0 | 0 | 0 | 0
2016-11-16 06:00 | 0 | 0 | 0 | 0 | 12887.1016 | 0 | 357214 | 0 | 0 | 0 | 852134.9008 | 0 | 0 | 0 | 0 | 0 | 0 | 0 | 0 | 0 | 0 | 0 | 0 | 0 | -344326.8984 | 0 | 0 | 0 | 0 | 0 | 0 | 0 | 0 | 0 | 0 | 0
2016-11-16 07:00 | 0 | 0 | 0 | 0 | 693544.8984 | 0 | 349218 | 0 | 0 | 0 | 1196461.7992 | 0 | 0 | 0 | 0 | 0 | 0 | 0 | 0 | 0 | 0 | 0 | 0 | 0 | 344326.8984 | 0 | 0 | 0 | 0 | 0 | 0 | 0 | 0 | 0 | 0 | 0
2016-11-16 08:00 | 0 | 0 | 0 | 0 | 1388.1016 | 0 | 345715 | 0 | 0 | 0 | 852134.9008 | 0 | 0 | 0 | 0 | 0 | 0 | 0 | 0 | 0 | 0 | 0 | 0 | 0 | -344326.8984 | 0 | 0 | 0 | 0 | 0 | 0 | 0 | 0 | 0 | 0 | 0
2016-11-16 09:00 | 0 | 0 | 0 | 0 | 3549.1016 | 0 | 347876 | 0 | 0 | 0 | 507808.0024 | 0 | 0 | 0 | 0 | 0 | 0 | 0 | 0 | 0 | 0 | 0 | 0 | 0 | -344326.8984 | 0 | 0 | 0 | 0 | 0 | 0 | 0 | 0 | 0 | 0 | 0
2016-11-16 10:00 | 0 | 0 | 0 | 0 | 706436.8984 | 0 | 362110 | 0 | 0 | 0 | 852134.9008 | 0 | 0 | 0 | 0 | 0 | 0 | 0 | 0 | 0 | 0 | 0 | 0 | 0 | 344326.8984 | 0 | 0 | 0 | 0 | 0 | 0 | 0 | 0 | 0 | 0 | 0
2016-11-16 11:00 | 0 | 0 | 0 | 0 | 737130.8984 | 0 | 392804 | 0 | 0 | 0 | 1196461.7992 | 0 | 0 | 0 | 0 | 0 | 0 | 0 | 0 | 0 | 0 | 0 | 0 | 0 | 344326.8984 | 0 | 0 | 0 | 0 | 0 | 0 | 0 | 0 | 0 | 0 | 0
2016-11-16 12:00 | 0 | 0 | 0 | 0 | 73704.1016 | 0 | 418031 | 0 | 0 | 0 | 852134.9008 | 0 | 0 | 0 | 0 | 0 | 0 | 0 | 0 | 0 | 0 | 0 | 0 | 0 | -344326.8984 | 0 | 0 | 0 | 0 | 0 | 0 | 0 | 0 | 0 | 0 | 0
2016-11-16 13:00 | 0 | 0 | 0 | 0 | 81608.8294 | 36.2723 | 425972 | 0 | 0 | 0 | 507808.0024 | 0 | 0 | 0 | 0 | 0 | 0 | 0 | 0 | 0 | 0 | 0 | 0 | 0 | -344326.8984 | 0 | 0 | 0 | 0 | 0 | 0 | 0 | 0 | 0 | 0 | 0
2016-11-16 14:00 | 0 | 0 | 0 | 0 | 0 | 187344.9808 | 427597 | 0 | 0 | 0 | 267555.9832 | 0 | 0 | 0 | 0 | 0 | 0 | 0 | 0 | 0 | 0 | 0 | 0 | 0 | -240252.0192 | 0 | 0 | 0 | 0 | 0 | 0 | 0 | 0 | 0 | 0 | 0
2016-11-16 15:00 | 0 | 0 | 0 | 0 | 330582.7239 | 441371.1745 | 427627 | 0 | 0 | 0 | 611882.8816 | 0 | 0 | 0 | 0 | 0 | 0 | 0 | 0 | 0 | 0 | 0 | 0 | 0 | 344326.8984 | 0 | 0 | 0 | 0 | 0 | 0 | 0 | 0 | 0 | 0 | 0
2016-11-16 16:00 | 0 | 0 | 0 | 0 | 0 | 618547.9382 | 426578 | 0 | 0 | 0 | 803852.8197 | 0 | 0 | 0 | 0 | 0 | 0 | 0 | 0 | 0 | 0 | 0 | 0 | 0 | 191969.9382 | 0 | 0 | 0 | 0 | 0 | 0 | 0 | 0 | 0 | 0 | 0
2016-11-16 17:00 | 0 | 0 | 0 | 0 | 97869.0151 | 672702.8833 | 426245 | 0 | 0 | 0 | 1148179.7181 | 0 | 0 | 0 | 0 | 0 | 0 | 0 | 0 | 0 | 0 | 0 | 0 | 0 | 344326.8984 | 0 | 0 | 0 | 0 | 0 | 0 | 0 | 0 | 0 | 0 | 0
2016-11-16 18:00 | 0 | 0 | 0 | 0 | 101378.8318 | 671660.0665 | 428712 | 0 | 0 | 0 | 1492506.6165 | 0 | 0 | 0 | 0 | 0 | 0 | 0 | 0 | 0 | 0 | 0 | 0 | 0 | 344326.8984 | 0 | 0 | 0 | 0 | 0 | 0 | 0 | 0 | 0 | 0 | 0
2016-11-16 19:00 | 0 | 0 | 0 | 0 | 0 | 663213.5184 | 430296 | 0 | 0 | 0 | 1725424.1349 | 0 | 0 | 0 | 0 | 0 | 0 | 0 | 0 | 0 | 0 | 0 | 0 | 0 | 232917.5184 | 0 | 0 | 0 | 0 | 0 | 0 | 0 | 0 | 0 | 0 | 0
2016-11-16 20:00 | 0 | 0 | 0 | 0 | 0 | 669107.6255 | 431956 | 0 | 0 | 0 | 1962575.7604 | 0 | 0 | 0 | 0 | 0 | 0 | 0 | 0 | 0 | 0 | 0 | 0 | 0 | 237151.6255 | 0 | 0 | 0 | 0 | 0 | 0 | 0 | 0 | 0 | 0 | 0
2016-11-16 21:00 | 0 | 0 | 0 | 0 | 128742.4855 | 651223.4129 | 435639 | 0 | 0 | 0 | 2306902.6588 | 0 | 0 | 0 | 0 | 0 | 0 | 0 | 0 | 0 | 0 | 0 | 0 | 0 | 344326.8984 | 0 | 0 | 0 | 0 | 0 | 0 | 0 | 0 | 0 | 0 | 0
2016-11-16 22:00 | 0 | 0 | 0 | 0 | 0 | 543136.4961 | 446127 | 0 | 0 | 0 | 2403912.1548 | 0 | 0 | 0 | 0 | 0 | 0 | 0 | 0 | 0 | 0 | 0 | 0 | 0 | 97009.4961 | 0 | 0 | 0 | 0 | 0 | 0 | 0 | 0 | 0 | 0 | 0
2016-11-16 23:00 | 0 | 0 | 0 | 0 | 0 | 258835.2975 | 456617 | 0 | 0 | 0 | 2206130.4523 | 0 | 0 | 0 | 0 | 0 | 0 | 0 | 0 | 0 | 0 | 0 | 0 | 0 | -197781.7025 | 0 | 0 | 0 | 0 | 0 | 0 | 0 | 0 | 0 | 0 | 0
2016-11-17 | 0 | 0 | 0 | 0 | 88635.3479 | 25425.7537 | 458388 | 0 | 0 | 0 | 1861803.554 | 0 | 0 | 0 | 0 | 0 | 0 | 0 | 0 | 0 | 0 | 0 | 0 | 0 | -344326.8984 | 0 | 0 | 0 | 0 | 0 | 0 | 0 | 0 | 0 | 0 | 0
2016-11-17 01:00 | 0 | 0 | 0 | 0 | 109458.1016 | 0 | 453785 | 0 | 0 | 0 | 1517476.6556 | 0 | 0 | 0 | 0 | 0 | 0 | 0 | 0 | 0 | 0 | 0 | 0 | 0 | -344326.8984 | 0 | 0 | 0 | 0 | 0 | 0 | 0 | 0 | 0 | 0 | 0
2016-11-17 02:00 | 0 | 0 | 0 | 0 | 784269.8984 | 0 | 439943 | 0 | 0 | 0 | 1861803.554 | 0 | 0 | 0 | 0 | 0 | 0 | 0 | 0 | 0 | 0 | 0 | 0 | 0 | 344326.8984 | 0 | 0 | 0 | 0 | 0 | 0 | 0 | 0 | 0 | 0 | 0
2016-11-17 03:00 | 0 | 0 | 0 | 0 | 73255.1016 | 0 | 417582 | 0 | 0 | 0 | 1517476.6556 | 0 | 0 | 0 | 0 | 0 | 0 | 0 | 0 | 0 | 0 | 0 | 0 | 0 | -344326.8984 | 0 | 0 | 0 | 0 | 0 | 0 | 0 | 0 | 0 | 0 | 0
2016-11-17 04:00 | 0 | 0 | 0 | 0 | 49580.1016 | 0 | 393907 | 0 | 0 | 0 | 1173149.7572 | 0 | 0 | 0 | 0 | 0 | 0 | 0 | 0 | 0 | 0 | 0 | 0 | 0 | -344326.8984 | 0 | 0 | 0 | 0 | 0 | 0 | 0 | 0 | 0 | 0 | 0
2016-11-17 05:00 | 0 | 0 | 0 | 0 | 29505.1016 | 0 | 373832 | 0 | 0 | 0 | 828822.8589 | 0 | 0 | 0 | 0 | 0 | 0 | 0 | 0 | 0 | 0 | 0 | 0 | 0 | -344326.8984 | 0 | 0 | 0 | 0 | 0 | 0 | 0 | 0 | 0 | 0 | 0
2016-11-17 06:00 | 0 | 0 | 0 | 0 | 703240.8984 | 0 | 358914 | 0 | 0 | 0 | 1173149.7572 | 0 | 0 | 0 | 0 | 0 | 0 | 0 | 0 | 0 | 0 | 0 | 0 | 0 | 344326.8984 | 0 | 0 | 0 | 0 | 0 | 0 | 0 | 0 | 0 | 0 | 0
2016-11-17 07:00 | 0 | 0 | 0 | 0 | 5295.1016 | 0 | 349622 | 0 | 0 | 0 | 828822.8589 | 0 | 0 | 0 | 0 | 0 | 0 | 0 | 0 | 0 | 0 | 0 | 0 | 0 | -344326.8984 | 0 | 0 | 0 | 0 | 0 | 0 | 0 | 0 | 0 | 0 | 0
2016-11-17 08:00 | 0 | 0 | 0 | 0 | 1497.1016 | 0 | 345824 | 0 | 0 | 0 | 484495.9605 | 0 | 0 | 0 | 0 | 0 | 0 | 0 | 0 | 0 | 0 | 0 | 0 | 0 | -344326.8984 | 0 | 0 | 0 | 0 | 0 | 0 | 0 | 0 | 0 | 0 | 0
2016-11-17 09:00 | 0 | 0 | 0 | 0 | 553304.8362 | 0 | 349147 | 0 | 0 | 0 | 688653.7967 | 0 | 0 | 0 | 0 | 0 | 0 | 0 | 0 | 0 | 0 | 0 | 0 | 0 | 204157.8362 | 0 | 0 | 0 | 0 | 0 | 0 | 0 | 0 | 0 | 0 | 0
2016-11-17 10:00 | 0 | 0 | 0 | 0 | 706694.8984 | 0 | 362368 | 0 | 0 | 0 | 1032980.6951 | 0 | 0 | 0 | 0 | 0 | 0 | 0 | 0 | 0 | 0 | 0 | 0 | 0 | 344326.8984 | 0 | 0 | 0 | 0 | 0 | 0 | 0 | 0 | 0 | 0 | 0
2016-11-17 11:00 | 0 | 0 | 0 | 0 | 47335.1016 | 0 | 391662 | 0 | 0 | 0 | 688653.7967 | 0 | 0 | 0 | 0 | 0 | 0 | 0 | 0 | 0 | 0 | 0 | 0 | 0 | -344326.8984 | 0 | 0 | 0 | 0 | 0 | 0 | 0 | 0 | 0 | 0 | 0
2016-11-17 12:00 | 0 | 0 | 0 | 0 | 72955.1016 | 0 | 417282 | 0 | 0 | 0 | 344326.8984 | 0 | 0 | 0 | 0 | 0 | 0 | 0 | 0 | 0 | 0 | 0 | 0 | 0 | -344326.8984 | 0 | 0 | 0 | 0 | 0 | 0 | 0 | 0 | 0 | 0 | 0
2016-11-17 13:00 | 0 | 0 | 0 | 0 | 81484.1818 | 24.9199 | 425836 | 0 | 0 | 0 | 0 | 0 | 0 | 0 | 0 | 0 | 0 | 0 | 0 | 0 | 0 | 0 | 0 | 0 | -344326.8984 | 0 | 0 | 0 | 0 | 0 | 0 | 0 | 0 | 0 | 0 | 0
2016-11-17 14:00 | 0 | 0 | 0 | 0 | 634502.4672 | 138343.4312 | 428519 | 0 | 0 | 0 | 344326.8984 | 0 | 0 | 0 | 0 | 0 | 0 | 0 | 0 | 0 | 0 | 0 | 0 | 0 | 344326.8984 | 0 | 0 | 0 | 0 | 0 | 0 | 0 | 0 | 0 | 0 | 0
2016-11-17 15:00 | 0 | 0 | 0 | 0 | 186231.0475 | 588045.8509 | 429950 | 0 | 0 | 0 | 688653.7967 | 0 | 0 | 0 | 0 | 0 | 0 | 0 | 0 | 0 | 0 | 0 | 0 | 0 | 344326.8984 | 0 | 0 | 0 | 0 | 0 | 0 | 0 | 0 | 0 | 0 | 0
2016-11-17 16:00 | 0 | 0 | 0 | 0 | 0 | 777764.2192 | 428367 | 0 | 0 | 0 | 1032980.6951 | 0 | 0 | 5070.3208 | 0 | 0 | 0 | 0 | 0 | 0 | 0 | 0 | 0 | 0 | 344326.8984 | 0 | 0 | 0 | 5070.3208 | 0 | 0 | 0 | 0 | 0 | 0 | 0
2016-11-17 17:00 | 0 | 0 | 0 | 0 | 0 | 777161.2937 | 428497 | 0 | 0 | 0 | 1377307.5935 | 0 | 0 | 9407.7162 | 0 | 0 | 0 | 0 | 0 | 0 | 0 | 0 | 0 | 0 | 344326.8984 | 0 | 0 | 0 | 4337.3953 | 0 | 0 | 0 | 0 | 0 | 0 | 0
2016-11-17 18:00 | 0 | 0 | 0 | 0 | 0 | 745408.7406 | 429853 | 0 | 0 | 0 | 1702271.0502 | 0 | 0 | 0 | 0 | 0 | 0 | 0 | 0 | 0 | 0 | 0 | 0 | 0 | 324963.4568 | 0 | 0 | 0 | -9407.7162 | 0 | 0 | 0 | 0 | 0 | 0 | 0
2016-11-17 19:00 | 0 | 0 | 0 | 0 | 0 | 730183.741 | 431227 | 0 | 0 | 0 | 2001227.7913 | 0 | 0 | 0 | 0 | 0 | 0 | 0 | 0 | 0 | 0 | 0 | 0 | 0 | 298956.741 | 0 | 0 | 0 | 0 | 0 | 0 | 0 | 0 | 0 | 0 | 0
2016-11-17 20:00 | 0 | 0 | 0 | 0 | 38166.2994 | 738364.5989 | 432204 | 0 | 0 | 0 | 2345554.6896 | 0 | 0 | 0 | 0 | 0 | 0 | 0 | 0 | 0 | 0 | 0 | 0 | 0 | 344326.8984 | 0 | 0 | 0 | 0 | 0 | 0 | 0 | 0 | 0 | 0 | 0
2016-11-17 21:00 | 0 | 0 | 0 | 0 | 0 | 758792.7701 | 434647 | 0 | 0 | 0 | 2669700.4598 | 0 | 0 | 0 | 0 | 0 | 0 | 0 | 0 | 0 | 0 | 0 | 0 | 0 | 324145.7701 | 0 | 0 | 0 | 0 | 0 | 0 | 0 | 0 | 0 | 0 | 0
2016-11-17 22:00 | 0 | 0 | 0 | 0 | 0 | 743447.9004 | 445468 | 0 | 0 | 0 | 2967680.3601 | 0 | 0 | 0 | 0 | 0 | 0 | 0 | 0 | 0 | 0 | 0 | 0 | 0 | 297979.9004 | 0 | 0 | 0 | 0 | 0 | 0 | 0 | 0 | 0 | 0 | 0
2016-11-17 23:00 | 0 | 0 | 0 | 0 | 0 | 413005.2001 | 455817 | 0 | 0 | 0 | 2924868.5602 | 0 | 0 | 0 | 0 | 0 | 0 | 0 | 0 | 0 | 0 | 0 | 0 | 0 | -42811.7999 | 0 | 0 | 0 | 0 | 0 | 0 | 0 | 0 | 0 | 0 | 0
2016-11-18 | 0 | 0 | 0 | 0 | 91313.4891 | 23084.6126 | 458725 | 0 | 0 | 0 | 2580541.6618 | 0 | 0 | 0 | 0 | 0 | 0 | 0 | 0 | 0 | 0 | 0 | 0 | 0 | -344326.8984 | 0 | 0 | 0 | 0 | 0 | 0 | 0 | 0 | 0 | 0 | 0
2016-11-18 01:00 | 0 | 0 | 0 | 0 | 111002.1016 | 0 | 455329 | 0 | 0 | 0 | 2236214.7634 | 0 | 0 | 0 | 0 | 0 | 0 | 0 | 0 | 0 | 0 | 0 | 0 | 0 | -344326.8984 | 0 | 0 | 0 | 0 | 0 | 0 | 0 | 0 | 0 | 0 | 0
2016-11-18 02:00 | 0 | 0 | 0 | 0 | 97387.1016 | 0 | 441714 | 0 | 0 | 0 | 1891887.8651 | 0 | 0 | 0 | 0 | 0 | 0 | 0 | 0 | 0 | 0 | 0 | 0 | 0 | -344326.8984 | 0 | 0 | 0 | 0 | 0 | 0 | 0 | 0 | 0 | 0 | 0
2016-11-18 03:00 | 0 | 0 | 0 | 0 | 764551.8984 | 0 | 420225 | 0 | 0 | 0 | 2236214.7634 | 0 | 0 | 0 | 0 | 0 | 0 | 0 | 0 | 0 | 0 | 0 | 0 | 0 | 344326.8984 | 0 | 0 | 0 | 0 | 0 | 0 | 0 | 0 | 0 | 0 | 0
2016-11-18 04:00 | 0 | 0 | 0 | 0 | 53592.1016 | 0 | 397919 | 0 | 0 | 0 | 1891887.8651 | 0 | 0 | 0 | 0 | 0 | 0 | 0 | 0 | 0 | 0 | 0 | 0 | 0 | -344326.8984 | 0 | 0 | 0 | 0 | 0 | 0 | 0 | 0 | 0 | 0 | 0
2016-11-18 05:00 | 0 | 0 | 0 | 0 | 33165.1016 | 0 | 377492 | 0 | 0 | 0 | 1547560.9667 | 0 | 0 | 0 | 0 | 0 | 0 | 0 | 0 | 0 | 0 | 0 | 0 | 0 | -344326.8984 | 0 | 0 | 0 | 0 | 0 | 0 | 0 | 0 | 0 | 0 | 0
2016-11-18 06:00 | 0 | 0 | 0 | 0 | 17119.1016 | 0 | 361446 | 0 | 0 | 0 | 1203234.0683 | 0 | 0 | 0 | 0 | 0 | 0 | 0 | 0 | 0 | 0 | 0 | 0 | 0 | -344326.8984 | 0 | 0 | 0 | 0 | 0 | 0 | 0 | 0 | 0 | 0 | 0
2016-11-18 07:00 | 0 | 0 | 0 | 0 | 696076.8984 | 0 | 351750 | 0 | 0 | 0 | 1547560.9667 | 0 | 0 | 0 | 0 | 0 | 0 | 0 | 0 | 0 | 0 | 0 | 0 | 0 | 344326.8984 | 0 | 0 | 0 | 0 | 0 | 0 | 0 | 0 | 0 | 0 | 0
2016-11-18 08:00 | 0 | 0 | 0 | 0 | 3532.1016 | 0 | 347859 | 0 | 0 | 0 | 1203234.0683 | 0 | 0 | 0 | 0 | 0 | 0 | 0 | 0 | 0 | 0 | 0 | 0 | 0 | -344326.8984 | 0 | 0 | 0 | 0 | 0 | 0 | 0 | 0 | 0 | 0 | 0
2016-11-18 09:00 | 0 | 0 | 0 | 0 | 5845.1016 | 0 | 350172 | 0 | 0 | 0 | 858907.17 | 0 | 0 | 0 | 0 | 0 | 0 | 0 | 0 | 0 | 0 | 0 | 0 | 0 | -344326.8984 | 0 | 0 | 0 | 0 | 0 | 0 | 0 | 0 | 0 | 0 | 0
2016-11-18 10:00 | 0 | 0 | 0 | 0 | 17919.1016 | 0 | 362246 | 0 | 0 | 0 | 514580.2716 | 0 | 0 | 0 | 0 | 0 | 0 | 0 | 0 | 0 | 0 | 0 | 0 | 0 | -344326.8984 | 0 | 0 | 0 | 0 | 0 | 0 | 0 | 0 | 0 | 0 | 0
2016-11-18 11:00 | 0 | 0 | 0 | 0 | 735056.8984 | 0 | 390730 | 0 | 0 | 0 | 858907.17 | 0 | 0 | 0 | 0 | 0 | 0 | 0 | 0 | 0 | 0 | 0 | 0 | 0 | 344326.8984 | 0 | 0 | 0 | 0 | 0 | 0 | 0 | 0 | 0 | 0 | 0
2016-11-18 12:00 | 0 | 0 | 0 | 0 | 71103.1016 | 0 | 415430 | 0 | 0 | 0 | 514580.2716 | 0 | 0 | 0 | 0 | 0 | 0 | 0 | 0 | 0 | 0 | 0 | 0 | 0 | -344326.8984 | 0 | 0 | 0 | 0 | 0 | 0 | 0 | 0 | 0 | 0 | 0
2016-11-18 13:00 | 0 | 0 | 0 | 0 | 80120.5673 | 32.5343 | 424480 | 0 | 0 | 0 | 170253.3732 | 0 | 0 | 0 | 0 | 0 | 0 | 0 | 0 | 0 | 0 | 0 | 0 | 0 | -344326.8984 | 0 | 0 | 0 | 0 | 0 | 0 | 0 | 0 | 0 | 0 | 0
2016-11-18 14:00 | 0 | 0 | 0 | 0 | 76574.7412 | 182474.8856 | 429303 | 0 | 0 | 0 | 0 | 0 | 0 | 0 | 0 | 0 | 0 | 0 | 0 | 0 | 0 | 0 | 0 | 0 | -170253.3732 | 0 | 0 | 0 | 0 | 0 | 0 | 0 | 0 | 0 | 0 | 0
2016-11-18 15:00 | 0 | 0 | 0 | 0 | 0 | 776588.8984 | 432262 | 0 | 0 | 0 | 344326.8984 | 0 | 0 | 0 | 0 | 0 | 0 | 0 | 0 | 0 | 0 | 0 | 0 | 0 | 344326.8984 | 0 | 0 | 0 | 0 | 0 | 0 | 0 | 0 | 0 | 0 | 0
2016-11-18 16:00 | 0 | 0 | 0 | 0 | 0 | 776614.8984 | 432288 | 0 | 0 | 0 | 688653.7967 | 0 | 0 | 0 | 0 | 0 | 0 | 0 | 0 | 0 | 0 | 0 | 0 | 0 | 344326.8984 | 0 | 0 | 0 | 0 | 0 | 0 | 0 | 0 | 0 | 0 | 0
2016-11-18 17:00 | 0 | 0 | 0 | 0 | 0 | 775560.8984 | 431234 | 0 | 0 | 0 | 1032980.6951 | 0 | 0 | 0 | 0 | 0 | 0 | 0 | 0 | 0 | 0 | 0 | 0 | 0 | 344326.8984 | 0 | 0 | 0 | 0 | 0 | 0 | 0 | 0 | 0 | 0 | 0
2016-11-18 18:00 | 0 | 0 | 0 | 0 | 0 | 775963.8984 | 431637 | 0 | 0 | 0 | 1377307.5935 | 0 | 0 | 0 | 0 | 0 | 0 | 0 | 0 | 0 | 0 | 0 | 0 | 0 | 344326.8984 | 0 | 0 | 0 | 0 | 0 | 0 | 0 | 0 | 0 | 0 | 0
2016-11-18 19:00 | 0 | 0 | 0 | 0 | 0 | 775528.8984 | 431202 | 0 | 0 | 0 | 1721634.4918 | 0 | 0 | 0 | 0 | 0 | 0 | 0 | 0 | 0 | 0 | 0 | 0 | 0 | 344326.8984 | 0 | 0 | 0 | 0 | 0 | 0 | 0 | 0 | 0 | 0 | 0
2016-11-18 20:00 | 0 | 0 | 0 | 0 | 0 | 774087.8984 | 429761 | 0 | 0 | 0 | 2065961.3902 | 0 | 0 | 0 | 0 | 0 | 0 | 0 | 0 | 0 | 0 | 0 | 0 | 0 | 344326.8984 | 0 | 0 | 0 | 0 | 0 | 0 | 0 | 0 | 0 | 0 | 0
2016-11-18 21:00 | 0 | 0 | 0 | 0 | 0 | 773682.8984 | 429356 | 0 | 0 | 0 | 2410288.2886 | 0 | 0 | 0 | 0 | 0 | 0 | 0 | 0 | 0 | 0 | 0 | 0 | 0 | 344326.8984 | 0 | 0 | 0 | 0 | 0 | 0 | 0 | 0 | 0 | 0 | 0
2016-11-18 22:00 | 0 | 0 | 0 | 0 | 0 | 799832.1378 | 436510 | 0 | 0 | 0 | 2754615.1869 | 0 | 0 | 18995.2394 | 0 | 0 | 0 | 0 | 0 | 0 | 0 | 0 | 0 | 0 | 344326.8984 | 0 | 0 | 0 | 18995.2394 | 0 | 0 | 0 | 0 | 0 | 0 | 0
2016-11-18 23:00 | 0 | 0 | 0 | 0 | 312004.9528 | 455696.7062 | 442370 | 0 | 0 | 0 | 3098942.0853 | 0 | 0 | 0 | 0 | 0 | 0 | 0 | 0 | 0 | 0 | 0 | 0 | 0 | 344326.8984 | 0 | 0 | 0 | -18995.2394 | 0 | 0 | 0 | 0 | 0 | 0 | 0
2016-11-19 | 0 | 0 | 0 | 0 | 74444.9782 | 21754.1235 | 440526 | 0 | 0 | 0 | 2754615.1869 | 0 | 0 | 0 | 0 | 0 | 0 | 0 | 0 | 0 | 0 | 0 | 0 | 0 | -344326.8984 | 0 | 0 | 0 | 0 | 0 | 0 | 0 | 0 | 0 | 0 | 0
2016-11-19 01:00 | 0 | 0 | 0 | 0 | 90654.1016 | 0 | 434981 | 0 | 0 | 0 | 2410288.2886 | 0 | 0 | 0 | 0 | 0 | 0 | 0 | 0 | 0 | 0 | 0 | 0 | 0 | -344326.8984 | 0 | 0 | 0 | 0 | 0 | 0 | 0 | 0 | 0 | 0 | 0
2016-11-19 02:00 | 0 | 0 | 0 | 0 | 78126.1016 | 0 | 422453 | 0 | 0 | 0 | 2065961.3902 | 0 | 0 | 0 | 0 | 0 | 0 | 0 | 0 | 0 | 0 | 0 | 0 | 0 | -344326.8984 | 0 | 0 | 0 | 0 | 0 | 0 | 0 | 0 | 0 | 0 | 0
2016-11-19 03:00 | 0 | 0 | 0 | 0 | 62288.1016 | 0 | 406615 | 0 | 0 | 0 | 1721634.4918 | 0 | 0 | 0 | 0 | 0 | 0 | 0 | 0 | 0 | 0 | 0 | 0 | 0 | -344326.8984 | 0 | 0 | 0 | 0 | 0 | 0 | 0 | 0 | 0 | 0 | 0
2016-11-19 04:00 | 0 | 0 | 0 | 0 | 721087.6093 | 0 | 387722 | 0 | 0 | 0 | 2055000.1012 | 0 | 0 | 0 | 0 | 0 | 0 | 0 | 0 | 0 | 0 | 0 | 0 | 0 | 333365.6093 | 0 | 0 | 0 | 0 | 0 | 0 | 0 | 0 | 0 | 0 | 0
2016-11-19 05:00 | 0 | 0 | 0 | 0 | 25390.1016 | 0 | 369717 | 0 | 0 | 0 | 1710673.2028 | 0 | 0 | 0 | 0 | 0 | 0 | 0 | 0 | 0 | 0 | 0 | 0 | 0 | -344326.8984 | 0 | 0 | 0 | 0 | 0 | 0 | 0 | 0 | 0 | 0 | 0
2016-11-19 06:00 | 0 | 0 | 0 | 0 | 10552.1016 | 0 | 354879 | 0 | 0 | 0 | 1366346.3044 | 0 | 0 | 0 | 0 | 0 | 0 | 0 | 0 | 0 | 0 | 0 | 0 | 0 | -344326.8984 | 0 | 0 | 0 | 0 | 0 | 0 | 0 | 0 | 0 | 0 | 0
2016-11-19 07:00 | 0 | 0 | 0 | 0 | 487.1016 | 0 | 344814 | 0 | 0 | 0 | 1022019.4061 | 0 | 0 | 0 | 0 | 0 | 0 | 0 | 0 | 0 | 0 | 0 | 0 | 0 | -344326.8984 | 0 | 0 | 0 | 0 | 0 | 0 | 0 | 0 | 0 | 0 | 0
2016-11-19 08:00 | 0 | 0 | 0 | 0 | 609516.664 | 0 | 339808 | 0 | 0 | 0 | 1291728.0701 | 0 | 0 | 0 | 0 | 0 | 0 | 0 | 0 | 0 | 0 | 0 | 0 | 0 | 269708.664 | 0 | 0 | 0 | 0 | 0 | 0 | 0 | 0 | 0 | 0 | 0
2016-11-19 09:00 | 0 | 0 | 0 | 0 | 0 | 0 | 340430 | 0 | 0 | 0 | 951298.0701 | 0 | 0 | 0 | 0 | 0 | 0 | 0 | 0 | 0 | 0 | 0 | 0 | 0 | -340430 | 0 | 0 | 0 | 0 | 0 | 0 | 0 | 0 | 0 | 0 | 0
2016-11-19 10:00 | 0 | 0 | 0 | 0 | 1397.1016 | 0 | 345724 | 0 | 0 | 0 | 606971.1717 | 0 | 0 | 0 | 0 | 0 | 0 | 0 | 0 | 0 | 0 | 0 | 0 | 0 | -344326.8984 | 0 | 0 | 0 | 0 | 0 | 0 | 0 | 0 | 0 | 0 | 0
2016-11-19 11:00 | 0 | 0 | 0 | 0 | 471898.6876 | 0 | 356890 | 0 | 0 | 0 | 721979.8593 | 0 | 0 | 0 | 0 | 0 | 0 | 0 | 0 | 0 | 0 | 0 | 0 | 0 | 115008.6876 | 0 | 0 | 0 | 0 | 0 | 0 | 0 | 0 | 0 | 0 | 0
2016-11-19 12:00 | 0 | 0 | 0 | 0 | 27294.1016 | 0 | 371621 | 0 | 0 | 0 | 377652.9609 | 0 | 0 | 0 | 0 | 0 | 0 | 0 | 0 | 0 | 0 | 0 | 0 | 0 | -344326.8984 | 0 | 0 | 0 | 0 | 0 | 0 | 0 | 0 | 0 | 0 | 0
2016-11-19 13:00 | 0 | 0 | 0 | 0 | 428854.4366 | 28.2425 | 386603 | 0 | 0 | 0 | 419932.64 | 0 | 0 | 0 | 0 | 0 | 0 | 0 | 0 | 0 | 0 | 0 | 0 | 0 | 42279.6791 | 0 | 0 | 0 | 0 | 0 | 0 | 0 | 0 | 0 | 0 | 0
2016-11-19 14:00 | 0 | 0 | 0 | 0 | 0 | 177588.2394 | 398800 | 0 | 0 | 0 | 198720.8794 | 0 | 0 | 0 | 0 | 0 | 0 | 0 | 0 | 0 | 0 | 0 | 0 | 0 | -221211.7606 | 0 | 0 | 0 | 0 | 0 | 0 | 0 | 0 | 0 | 0 | 0
2016-11-19 15:00 | 0 | 0 | 0 | 0 | 0 | 739584.5531 | 405020 | 0 | 0 | 0 | 533285.4326 | 0 | 0 | 0 | 0 | 0 | 0 | 0 | 0 | 0 | 0 | 0 | 0 | 0 | 334564.5531 | 0 | 0 | 0 | 0 | 0 | 0 | 0 | 0 | 0 | 0 | 0
2016-11-19 16:00 | 0 | 0 | 0 | 0 | 0 | 750694.8984 | 406368 | 0 | 0 | 0 | 877612.3309 | 0 | 0 | 0 | 0 | 0 | 0 | 0 | 0 | 0 | 0 | 0 | 0 | 0 | 344326.8984 | 0 | 0 | 0 | 0 | 0 | 0 | 0 | 0 | 0 | 0 | 0
2016-11-19 17:00 | 0 | 0 | 0 | 0 | 0 | 749261.8984 | 404935 | 0 | 0 | 0 | 1221939.2293 | 0 | 0 | 0 | 0 | 0 | 0 | 0 | 0 | 0 | 0 | 0 | 0 | 0 | 344326.8984 | 0 | 0 | 0 | 0 | 0 | 0 | 0 | 0 | 0 | 0 | 0
2016-11-19 18:00 | 0 | 0 | 0 | 0 | 0 | 746359.8984 | 402033 | 0 | 0 | 0 | 1566266.1277 | 0 | 0 | 0 | 0 | 0 | 0 | 0 | 0 | 0 | 0 | 0 | 0 | 0 | 344326.8984 | 0 | 0 | 0 | 0 | 0 | 0 | 0 | 0 | 0 | 0 | 0
2016-11-19 19:00 | 0 | 0 | 0 | 0 | 0 | 743353.8984 | 399027 | 0 | 0 | 0 | 1910593.026 | 0 | 0 | 0 | 0 | 0 | 0 | 0 | 0 | 0 | 0 | 0 | 0 | 0 | 344326.8984 | 0 | 0 | 0 | 0 | 0 | 0 | 0 | 0 | 0 | 0 | 0
2016-11-19 20:00 | 0 | 0 | 0 | 0 | 0 | 741810.8984 | 397484 | 0 | 0 | 0 | 2254919.9244 | 0 | 0 | 0 | 0 | 0 | 0 | 0 | 0 | 0 | 0 | 0 | 0 | 0 | 344326.8984 | 0 | 0 | 0 | 0 | 0 | 0 | 0 | 0 | 0 | 0 | 0
2016-11-19 21:00 | 0 | 0 | 0 | 0 | 0 | 744828.8984 | 400502 | 0 | 0 | 0 | 2599246.8228 | 0 | 0 | 0 | 0 | 0 | 0 | 0 | 0 | 0 | 0 | 0 | 0 | 0 | 344326.8984 | 0 | 0 | 0 | 0 | 0 | 0 | 0 | 0 | 0 | 0 | 0
2016-11-19 22:00 | 0 | 0 | 0 | 0 | 0 | 777005.1378 | 413683 | 0 | 0 | 0 | 2943573.7211 | 0 | 0 | 18995.2394 | 0 | 0 | 0 | 0 | 0 | 0 | 0 | 0 | 0 | 0 | 344326.8984 | 0 | 0 | 0 | 18995.2394 | 0 | 0 | 0 | 0 | 0 | 0 | 0
2016-11-19 23:00 | 0 | 0 | 0 | 0 | 0 | 369386.7159 | 427279 | 0 | 0 | 0 | 2904676.6764 | 0 | 0 | 0 | 0 | 0 | 0 | 0 | 0 | 0 | 0 | 0 | 0 | 0 | -38897.0447 | 0 | 0 | 0 | -18995.2394 | 0 | 0 | 0 | 0 | 0 | 0 | 0
2016-11-20 | 0 | 0 | 0 | 0 | 70978.8497 | 16339.252 | 431645 | 0 | 0 | 0 | 2560349.7781 | 0 | 0 | 0 | 0 | 0 | 0 | 0 | 0 | 0 | 0 | 0 | 0 | 0 | -344326.8984 | 0 | 0 | 0 | 0 | 0 | 0 | 0 | 0 | 0 | 0 | 0
2016-11-20 01:00 | 0 | 0 | 0 | 0 | 86648.1016 | 0 | 430975 | 0 | 0 | 0 | 2216022.8797 | 0 | 0 | 0 | 0 | 0 | 0 | 0 | 0 | 0 | 0 | 0 | 0 | 0 | -344326.8984 | 0 | 0 | 0 | 0 | 0 | 0 | 0 | 0 | 0 | 0 | 0
2016-11-20 02:00 | 0 | 0 | 0 | 0 | 79435.1016 | 0 | 423762 | 0 | 0 | 0 | 1871695.9813 | 0 | 0 | 0 | 0 | 0 | 0 | 0 | 0 | 0 | 0 | 0 | 0 | 0 | -344326.8984 | 0 | 0 | 0 | 0 | 0 | 0 | 0 | 0 | 0 | 0 | 0
2016-11-20 03:00 | 0 | 0 | 0 | 0 | 709458.4623 | 0 | 411879 | 0 | 0 | 0 | 2169275.4437 | 0 | 0 | 0 | 0 | 0 | 0 | 0 | 0 | 0 | 0 | 0 | 0 | 0 | 297579.4623 | 0 | 0 | 0 | 0 | 0 | 0 | 0 | 0 | 0 | 0 | 0
2016-11-20 04:00 | 0 | 0 | 0 | 0 | 51684.1016 | 0 | 396011 | 0 | 0 | 0 | 1824948.5453 | 0 | 0 | 0 | 0 | 0 | 0 | 0 | 0 | 0 | 0 | 0 | 0 | 0 | -344326.8984 | 0 | 0 | 0 | 0 | 0 | 0 | 0 | 0 | 0 | 0 | 0
2016-11-20 05:00 | 0 | 0 | 0 | 0 | 38489.1016 | 0 | 382816 | 0 | 0 | 0 | 1480621.6469 | 0 | 0 | 0 | 0 | 0 | 0 | 0 | 0 | 0 | 0 | 0 | 0 | 0 | -344326.8984 | 0 | 0 | 0 | 0 | 0 | 0 | 0 | 0 | 0 | 0 | 0
2016-11-20 06:00 | 0 | 0 | 0 | 0 | 27397.1016 | 0 | 371724 | 0 | 0 | 0 | 1136294.7486 | 0 | 0 | 0 | 0 | 0 | 0 | 0 | 0 | 0 | 0 | 0 | 0 | 0 | -344326.8984 | 0 | 0 | 0 | 0 | 0 | 0 | 0 | 0 | 0 | 0 | 0
2016-11-20 07:00 | 0 | 0 | 0 | 0 | 703494.9385 | 0 | 364615 | 0 | 0 | 0 | 1475174.687 | 0 | 0 | 0 | 0 | 0 | 0 | 0 | 0 | 0 | 0 | 0 | 0 | 0 | 338879.9385 | 0 | 0 | 0 | 0 | 0 | 0 | 0 | 0 | 0 | 0 | 0
2016-11-20 08:00 | 0 | 0 | 0 | 0 | 17214.1016 | 0 | 361541 | 0 | 0 | 0 | 1130847.7887 | 0 | 0 | 0 | 0 | 0 | 0 | 0 | 0 | 0 | 0 | 0 | 0 | 0 | -344326.8984 | 0 | 0 | 0 | 0 | 0 | 0 | 0 | 0 | 0 | 0 | 0
2016-11-20 09:00 | 0 | 0 | 0 | 0 | 17739.1016 | 0 | 362066 | 0 | 0 | 0 | 786520.8903 | 0 | 0 | 0 | 0 | 0 | 0 | 0 | 0 | 0 | 0 | 0 | 0 | 0 | -344326.8984 | 0 | 0 | 0 | 0 | 0 | 0 | 0 | 0 | 0 | 0 | 0
2016-11-20 10:00 | 0 | 0 | 0 | 0 | 620374.0894 | 0 | 367715 | 0 | 0 | 0 | 1039179.9797 | 0 | 0 | 0 | 0 | 0 | 0 | 0 | 0 | 0 | 0 | 0 | 0 | 0 | 252659.0894 | 0 | 0 | 0 | 0 | 0 | 0 | 0 | 0 | 0 | 0 | 0
2016-11-20 11:00 | 0 | 0 | 0 | 0 | 33671.1016 | 0 | 377998 | 0 | 0 | 0 | 694853.0813 | 0 | 0 | 0 | 0 | 0 | 0 | 0 | 0 | 0 | 0 | 0 | 0 | 0 | -344326.8984 | 0 | 0 | 0 | 0 | 0 | 0 | 0 | 0 | 0 | 0 | 0
2016-11-20 12:00 | 0 | 0 | 0 | 0 | 45925.1016 | 0 | 390252 | 0 | 0 | 0 | 350526.183 | 0 | 0 | 0 | 0 | 0 | 0 | 0 | 0 | 0 | 0 | 0 | 0 | 0 | -344326.8984 | 0 | 0 | 0 | 0 | 0 | 0 | 0 | 0 | 0 | 0 | 0
2016-11-20 13:00 | 0 | 0 | 0 | 0 | 554174.9597 | 31.5652 | 404595 | 0 | 0 | 0 | 500137.7079 | 0 | 0 | 0 | 0 | 0 | 0 | 0 | 0 | 0 | 0 | 0 | 0 | 0 | 149611.5249 | 0 | 0 | 0 | 0 | 0 | 0 | 0 | 0 | 0 | 0 | 0
2016-11-20 14:00 | 0 | 0 | 0 | 0 | 420072.6998 | 132222.4008 | 413303 | 0 | 0 | 0 | 639129.8085 | 0 | 0 | 0 | 0 | 0 | 0 | 0 | 0 | 0 | 0 | 0 | 0 | 0 | 138992.1006 | 0 | 0 | 0 | 0 | 0 | 0 | 0 | 0 | 0 | 0 | 0
2016-11-20 15:00 | 0 | 0 | 0 | 0 | 175821.1205 | 581860.7778 | 413355 | 0 | 0 | 0 | 983456.7069 | 0 | 0 | 0 | 0 | 0 | 0 | 0 | 0 | 0 | 0 | 0 | 0 | 0 | 344326.8984 | 0 | 0 | 0 | 0 | 0 | 0 | 0 | 0 | 0 | 0 | 0
2016-11-20 16:00 | 0 | 0 | 0 | 0 | 0 | 731799.4146 | 411016 | 0 | 0 | 0 | 1304240.1215 | 0 | 0 | 0 | 0 | 0 | 0 | 0 | 0 | 0 | 0 | 0 | 0 | 0 | 320783.4146 | 0 | 0 | 0 | 0 | 0 | 0 | 0 | 0 | 0 | 0 | 0
2016-11-20 17:00 | 0 | 0 | 0 | 0 | 0 | 734387.0287 | 408200 | 0 | 0 | 0 | 1630427.1502 | 0 | 0 | 0 | 0 | 0 | 0 | 0 | 0 | 0 | 0 | 0 | 0 | 0 | 326187.0287 | 0 | 0 | 0 | 0 | 0 | 0 | 0 | 0 | 0 | 0 | 0
2016-11-20 18:00 | 0 | 0 | 0 | 0 | 0 | 692551.4346 | 405059 | 0 | 0 | 0 | 1917919.5848 | 0 | 0 | 0 | 0 | 0 | 0 | 0 | 0 | 0 | 0 | 0 | 0 | 0 | 287492.4346 | 0 | 0 | 0 | 0 | 0 | 0 | 0 | 0 | 0 | 0 | 0
2016-11-20 19:00 | 0 | 0 | 0 | 0 | 80058.6947 | 666905.2036 | 402637 | 0 | 0 | 0 | 2262246.4832 | 0 | 0 | 0 | 0 | 0 | 0 | 0 | 0 | 0 | 0 | 0 | 0 | 0 | 344326.8984 | 0 | 0 | 0 | 0 | 0 | 0 | 0 | 0 | 0 | 0 | 0
2016-11-20 20:00 | 0 | 0 | 0 | 0 | 83993.4551 | 663179.4432 | 402846 | 0 | 0 | 0 | 2606573.3816 | 0 | 0 | 0 | 0 | 0 | 0 | 0 | 0 | 0 | 0 | 0 | 0 | 0 | 344326.8984 | 0 | 0 | 0 | 0 | 0 | 0 | 0 | 0 | 0 | 0 | 0
2016-11-20 21:00 | 0 | 0 | 0 | 0 | 0 | 640374.7737 | 409160 | 0 | 0 | 0 | 2837788.1553 | 0 | 0 | 0 | 0 | 0 | 0 | 0 | 0 | 0 | 0 | 0 | 0 | 0 | 231214.7737 | 0 | 0 | 0 | 0 | 0 | 0 | 0 | 0 | 0 | 0 | 0
2016-11-20 22:00 | 0 | 0 | 0 | 0 | 0 | 521354.2214 | 426655 | 0 | 0 | 0 | 2913492.1373 | 0 | 0 | 18995.2394 | 0 | 0 | 0 | 0 | 0 | 0 | 0 | 0 | 0 | 0 | 75703.982 | 0 | 0 | 0 | 18995.2394 | 0 | 0 | 0 | 0 | 0 | 0 | 0
2016-11-20 23:00 | 0 | 0 | 0 | 0 | 0 | 191459.6436 | 444859 | 0 | 0 | 0 | 2679088.0203 | 0 | 0 | 0 | 0 | 0 | 0 | 0 | 0 | 0 | 0 | 0 | 0 | 0 | -234404.1169 | 0 | 0 | 0 | -18995.2394 | 0 | 0 | 0 | 0 | 0 | 0 | 0
2016-11-21 | 0 | 0 | 0 | 0 | 97851.1441 | 10556.9575 | 452735 | 0 | 0 | 0 | 2334761.122 | 0 | 0 | 0 | 0 | 0 | 0 | 0 | 0 | 0 | 0 | 0 | 0 | 0 | -344326.8984 | 0 | 0 | 0 | 0 | 0 | 0 | 0 | 0 | 0 | 0 | 0
2016-11-21 01:00 | 0 | 0 | 0 | 0 | 109336.1016 | 0 | 453663 | 0 | 0 | 0 | 1990434.2236 | 0 | 0 | 0 | 0 | 0 | 0 | 0 | 0 | 0 | 0 | 0 | 0 | 0 | -344326.8984 | 0 | 0 | 0 | 0 | 0 | 0 | 0 | 0 | 0 | 0 | 0
2016-11-21 02:00 | 0 | 0 | 0 | 0 | 697741.539 | 0 | 444215 | 0 | 0 | 0 | 2243960.7626 | 0 | 0 | 0 | 0 | 0 | 0 | 0 | 0 | 0 | 0 | 0 | 0 | 0 | 253526.539 | 0 | 0 | 0 | 0 | 0 | 0 | 0 | 0 | 0 | 0 | 0
2016-11-21 03:00 | 0 | 0 | 0 | 0 | 85336.1016 | 0 | 429663 | 0 | 0 | 0 | 1899633.8642 | 0 | 0 | 0 | 0 | 0 | 0 | 0 | 0 | 0 | 0 | 0 | 0 | 0 | -344326.8984 | 0 | 0 | 0 | 0 | 0 | 0 | 0 | 0 | 0 | 0 | 0
2016-11-21 04:00 | 0 | 0 | 0 | 0 | 67761.1016 | 0 | 412088 | 0 | 0 | 0 | 1555306.9658 | 0 | 0 | 0 | 0 | 0 | 0 | 0 | 0 | 0 | 0 | 0 | 0 | 0 | -344326.8984 | 0 | 0 | 0 | 0 | 0 | 0 | 0 | 0 | 0 | 0 | 0
2016-11-21 05:00 | 0 | 0 | 0 | 0 | 649812.6894 | 0 | 396983 | 0 | 0 | 0 | 1808136.6553 | 0 | 0 | 0 | 0 | 0 | 0 | 0 | 0 | 0 | 0 | 0 | 0 | 0 | 252829.6894 | 0 | 0 | 0 | 0 | 0 | 0 | 0 | 0 | 0 | 0 | 0
2016-11-21 06:00 | 0 | 0 | 0 | 0 | 42340.1016 | 0 | 386667 | 0 | 0 | 0 | 1463809.7569 | 0 | 0 | 0 | 0 | 0 | 0 | 0 | 0 | 0 | 0 | 0 | 0 | 0 | -344326.8984 | 0 | 0 | 0 | 0 | 0 | 0 | 0 | 0 | 0 | 0 | 0
2016-11-21 07:00 | 0 | 0 | 0 | 0 | 589641.5791 | 0 | 381643 | 0 | 0 | 0 | 1671808.336 | 0 | 0 | 0 | 0 | 0 | 0 | 0 | 0 | 0 | 0 | 0 | 0 | 0 | 207998.5791 | 0 | 0 | 0 | 0 | 0 | 0 | 0 | 0 | 0 | 0 | 0
2016-11-21 08:00 | 0 | 0 | 0 | 0 | 566305.2288 | 0 | 380988 | 0 | 0 | 0 | 1857125.5648 | 0 | 0 | 0 | 0 | 0 | 0 | 0 | 0 | 0 | 0 | 0 | 0 | 0 | 185317.2288 | 0 | 0 | 0 | 0 | 0 | 0 | 0 | 0 | 0 | 0 | 0
2016-11-21 09:00 | 0 | 0 | 0 | 0 | 41447.1016 | 0 | 385774 | 0 | 0 | 0 | 1512798.6665 | 0 | 0 | 0 | 0 | 0 | 0 | 0 | 0 | 0 | 0 | 0 | 0 | 0 | -344326.8984 | 0 | 0 | 0 | 0 | 0 | 0 | 0 | 0 | 0 | 0 | 0
2016-11-21 10:00 | 0 | 0 | 0 | 0 | 492799.2665 | 0 | 400883 | 0 | 0 | 0 | 1604714.9329 | 0 | 0 | 0 | 0 | 0 | 0 | 0 | 0 | 0 | 0 | 0 | 0 | 0 | 91916.2665 | 0 | 0 | 0 | 0 | 0 | 0 | 0 | 0 | 0 | 0 | 0
2016-11-21 11:00 | 0 | 0 | 0 | 0 | 88873.1016 | 0 | 433200 | 0 | 0 | 0 | 1260388.0346 | 0 | 0 | 0 | 0 | 0 | 0 | 0 | 0 | 0 | 0 | 0 | 0 | 0 | -344326.8984 | 0 | 0 | 0 | 0 | 0 | 0 | 0 | 0 | 0 | 0 | 0
2016-11-21 12:00 | 0 | 0 | 0 | 0 | 489417.9338 | 0 | 460210 | 0 | 0 | 0 | 1289595.9683 | 0 | 0 | 0 | 0 | 0 | 0 | 0 | 0 | 0 | 0 | 0 | 0 | 0 | 29207.9338 | 0 | 0 | 0 | 0 | 0 | 0 | 0 | 0 | 0 | 0 | 0
2016-11-21 13:00 | 0 | 0 | 0 | 0 | 126077.3202 | 24.7814 | 470429 | 0 | 0 | 0 | 945269.07 | 0 | 0 | 0 | 0 | 0 | 0 | 0 | 0 | 0 | 0 | 0 | 0 | 0 | -344326.8984 | 0 | 0 | 0 | 0 | 0 | 0 | 0 | 0 | 0 | 0 | 0
2016-11-21 14:00 | 0 | 0 | 0 | 0 | 436731.0853 | 65742.1778 | 469601 | 0 | 0 | 0 | 978141.3331 | 0 | 0 | 0 | 0 | 0 | 0 | 0 | 0 | 0 | 0 | 0 | 0 | 0 | 32872.2631 | 0 | 0 | 0 | 0 | 0 | 0 | 0 | 0 | 0 | 0 | 0
2016-11-21 15:00 | 0 | 0 | 0 | 0 | 0 | 223926.2759 | 464608 | 0 | 0 | 0 | 737459.609 | 0 | 0 | 0 | 0 | 0 | 0 | 0 | 0 | 0 | 0 | 0 | 0 | 0 | -240681.7241 | 0 | 0 | 0 | 0 | 0 | 0 | 0 | 0 | 0 | 0 | 0
2016-11-21 16:00 | 0 | 0 | 0 | 0 | 0 | 375456.4099 | 457689 | 0 | 0 | 0 | 655227.0189 | 0 | 0 | 0 | 0 | 0 | 0 | 0 | 0 | 0 | 0 | 0 | 0 | 0 | -82232.5901 | 0 | 0 | 0 | 0 | 0 | 0 | 0 | 0 | 0 | 0 | 0
2016-11-21 17:00 | 0 | 0 | 0 | 0 | 322096.4488 | 472738.4496 | 450508 | 0 | 0 | 0 | 999553.9172 | 0 | 0 | 0 | 0 | 0 | 0 | 0 | 0 | 0 | 0 | 0 | 0 | 0 | 344326.8984 | 0 | 0 | 0 | 0 | 0 | 0 | 0 | 0 | 0 | 0 | 0
2016-11-21 18:00 | 0 | 0 | 0 | 0 | 282272.7884 | 507221.11 | 445167 | 0 | 0 | 0 | 1343880.8156 | 0 | 0 | 0 | 0 | 0 | 0 | 0 | 0 | 0 | 0 | 0 | 0 | 0 | 344326.8984 | 0 | 0 | 0 | 0 | 0 | 0 | 0 | 0 | 0 | 0 | 0
2016-11-21 19:00 | 0 | 0 | 0 | 0 | 0 | 504030.0818 | 440899 | 0 | 0 | 0 | 1407011.8974 | 0 | 0 | 0 | 0 | 0 | 0 | 0 | 0 | 0 | 0 | 0 | 0 | 0 | 63131.0818 | 0 | 0 | 0 | 0 | 0 | 0 | 0 | 0 | 0 | 0 | 0
2016-11-21 20:00 | 0 | 0 | 0 | 0 | 0 | 479453.365 | 439651 | 0 | 0 | 0 | 1446814.2624 | 0 | 0 | 0 | 0 | 0 | 0 | 0 | 0 | 0 | 0 | 0 | 0 | 0 | 39802.365 | 0 | 0 | 0 | 0 | 0 | 0 | 0 | 0 | 0 | 0 | 0
2016-11-21 21:00 | 0 | 0 | 0 | 0 | 349729.1022 | 439049.7961 | 444452 | 0 | 0 | 0 | 1791141.1608 | 0 | 0 | 0 | 0 | 0 | 0 | 0 | 0 | 0 | 0 | 0 | 0 | 0 | 344326.8984 | 0 | 0 | 0 | 0 | 0 | 0 | 0 | 0 | 0 | 0 | 0
2016-11-21 22:00 | 0 | 0 | 0 | 0 | 0 | 364722.5419 | 462555 | 0 | 0 | 0 | 1693308.7027 | 0 | 0 | 0 | 0 | 0 | 0 | 0 | 0 | 0 | 0 | 0 | 0 | 0 | -97832.4581 | 0 | 0 | 0 | 0 | 0 | 0 | 0 | 0 | 0 | 0 | 0
2016-11-21 23:00 | 0 | 0 | 0 | 0 | 0 | 232114.4063 | 478994 | 0 | 0 | 0 | 1446429.109 | 0 | 0 | 0 | 0 | 0 | 0 | 0 | 0 | 0 | 0 | 0 | 0 | 0 | -246879.5937 | 0 | 0 | 0 | 0 | 0 | 0 | 0 | 0 | 0 | 0 | 0
2016-11-22 | 0 | 0 | 0 | 0 | 122371.1868 | 18544.9148 | 485243 | 0 | 0 | 0 | 1102102.2107 | 0 | 0 | 0 | 0 | 0 | 0 | 0 | 0 | 0 | 0 | 0 | 0 | 0 | -344326.8984 | 0 | 0 | 0 | 0 | 0 | 0 | 0 | 0 | 0 | 0 | 0
2016-11-22 01:00 | 0 | 0 | 0 | 0 | 828654.8984 | 0 | 484328 | 0 | 0 | 0 | 1446429.109 | 0 | 0 | 0 | 0 | 0 | 0 | 0 | 0 | 0 | 0 | 0 | 0 | 0 | 344326.8984 | 0 | 0 | 0 | 0 | 0 | 0 | 0 | 0 | 0 | 0 | 0
2016-11-22 02:00 | 0 | 0 | 0 | 0 | 127769.1016 | 0 | 472096 | 0 | 0 | 0 | 1102102.2107 | 0 | 0 | 0 | 0 | 0 | 0 | 0 | 0 | 0 | 0 | 0 | 0 | 0 | -344326.8984 | 0 | 0 | 0 | 0 | 0 | 0 | 0 | 0 | 0 | 0 | 0
2016-11-22 03:00 | 0 | 0 | 0 | 0 | 107207.1016 | 0 | 451534 | 0 | 0 | 0 | 757775.3123 | 0 | 0 | 0 | 0 | 0 | 0 | 0 | 0 | 0 | 0 | 0 | 0 | 0 | -344326.8984 | 0 | 0 | 0 | 0 | 0 | 0 | 0 | 0 | 0 | 0 | 0
2016-11-22 04:00 | 0 | 0 | 0 | 0 | 774675.8984 | 0 | 430349 | 0 | 0 | 0 | 1102102.2107 | 0 | 0 | 0 | 0 | 0 | 0 | 0 | 0 | 0 | 0 | 0 | 0 | 0 | 344326.8984 | 0 | 0 | 0 | 0 | 0 | 0 | 0 | 0 | 0 | 0 | 0
2016-11-22 05:00 | 0 | 0 | 0 | 0 | 66699.1016 | 0 | 411026 | 0 | 0 | 0 | 757775.3123 | 0 | 0 | 0 | 0 | 0 | 0 | 0 | 0 | 0 | 0 | 0 | 0 | 0 | -344326.8984 | 0 | 0 | 0 | 0 | 0 | 0 | 0 | 0 | 0 | 0 | 0
2016-11-22 06:00 | 0 | 0 | 0 | 0 | 53853.1016 | 0 | 398180 | 0 | 0 | 0 | 413448.4139 | 0 | 0 | 0 | 0 | 0 | 0 | 0 | 0 | 0 | 0 | 0 | 0 | 0 | -344326.8984 | 0 | 0 | 0 | 0 | 0 | 0 | 0 | 0 | 0 | 0 | 0
2016-11-22 07:00 | 0 | 0 | 0 | 0 | 734497.8984 | 0 | 390171 | 0 | 0 | 0 | 757775.3123 | 0 | 0 | 0 | 0 | 0 | 0 | 0 | 0 | 0 | 0 | 0 | 0 | 0 | 344326.8984 | 0 | 0 | 0 | 0 | 0 | 0 | 0 | 0 | 0 | 0 | 0
2016-11-22 08:00 | 0 | 0 | 0 | 0 | 43265.1016 | 0 | 387592 | 0 | 0 | 0 | 413448.4139 | 0 | 0 | 0 | 0 | 0 | 0 | 0 | 0 | 0 | 0 | 0 | 0 | 0 | -344326.8984 | 0 | 0 | 0 | 0 | 0 | 0 | 0 | 0 | 0 | 0 | 0
2016-11-22 09:00 | 0 | 0 | 0 | 0 | 322789.4844 | 0 | 391911 | 0 | 0 | 0 | 344326.8984 | 0 | 0 | 0 | 0 | 0 | 0 | 0 | 0 | 0 | 0 | 0 | 0 | 0 | -69121.5156 | 0 | 0 | 0 | 0 | 0 | 0 | 0 | 0 | 0 | 0 | 0
2016-11-22 10:00 | 0 | 0 | 0 | 0 | 749302.8984 | 0 | 404976 | 0 | 0 | 0 | 688653.7967 | 0 | 0 | 0 | 0 | 0 | 0 | 0 | 0 | 0 | 0 | 0 | 0 | 0 | 344326.8984 | 0 | 0 | 0 | 0 | 0 | 0 | 0 | 0 | 0 | 0 | 0
2016-11-22 11:00 | 0 | 0 | 0 | 0 | 89275.1016 | 0 | 433602 | 0 | 0 | 0 | 344326.8984 | 0 | 0 | 0 | 0 | 0 | 0 | 0 | 0 | 0 | 0 | 0 | 0 | 0 | -344326.8984 | 0 | 0 | 0 | 0 | 0 | 0 | 0 | 0 | 0 | 0 | 0
2016-11-22 12:00 | 0 | 0 | 0 | 0 | 113153.1016 | 0 | 457480 | 0 | 0 | 0 | 0 | 0 | 0 | 0 | 0 | 0 | 0 | 0 | 0 | 0 | 0 | 0 | 0 | 0 | -344326.8984 | 0 | 0 | 0 | 0 | 0 | 0 | 0 | 0 | 0 | 0 | 0
2016-11-22 13:00 | 0 | 0 | 0 | 0 | 466042.9255 | 0.074483 | 466043 | 0 | 0 | 0 | 0 | 0 | 0 | 0 | 0 | 0 | 0 | 0 | 0 | 0 | 0 | 0 | 0 | 0 | 0 | 0 | 0 | 0 | 0 | 0 | 0 | 0 | 0 | 0 | 0 | 0
2016-11-22 14:00 | 0 | 0 | 0 | 0 | 663579.8297 | 98464.0977 | 464785 | 0 | 0 | 0 | 297258.9274 | 0 | 0 | 0 | 0 | 0 | 0 | 0 | 0 | 0 | 0 | 0 | 0 | 0 | 297258.9274 | 0 | 0 | 0 | 0 | 0 | 0 | 0 | 0 | 0 | 0 | 0
2016-11-22 15:00 | 0 | 0 | 0 | 0 | 210166.2092 | 594902.6892 | 460742 | 0 | 0 | 0 | 641585.8257 | 0 | 0 | 0 | 0 | 0 | 0 | 0 | 0 | 0 | 0 | 0 | 0 | 0 | 344326.8984 | 0 | 0 | 0 | 0 | 0 | 0 | 0 | 0 | 0 | 0 | 0
2016-11-22 16:00 | 0 | 0 | 0 | 0 | 0 | 799157.8984 | 454831 | 0 | 0 | 0 | 985912.7241 | 0 | 0 | 0 | 0 | 0 | 0 | 0 | 0 | 0 | 0 | 0 | 0 | 0 | 344326.8984 | 0 | 0 | 0 | 0 | 0 | 0 | 0 | 0 | 0 | 0 | 0
2016-11-22 17:00 | 0 | 0 | 0 | 0 | 0 | 811193.1378 | 447871 | 0 | 0 | 0 | 1330239.6225 | 0 | 0 | 18995.2394 | 0 | 0 | 0 | 0 | 0 | 0 | 0 | 0 | 0 | 0 | 344326.8984 | 0 | 0 | 0 | 18995.2394 | 0 | 0 | 0 | 0 | 0 | 0 | 0
2016-11-22 18:00 | 0 | 0 | 0 | 0 | 0 | 771715.9923 | 444399 | 0 | 0 | 0 | 1674566.5208 | 0 | 0 | 1985.3333 | 0 | 0 | 0 | 0 | 0 | 0 | 0 | 0 | 0 | 0 | 344326.8984 | 0 | 0 | 0 | -17009.9061 | 0 | 0 | 0 | 0 | 0 | 0 | 0
2016-11-22 19:00 | 0 | 0 | 0 | 0 | 0 | 744482.8923 | 441711 | 0 | 0 | 0 | 1979323.7464 | 0 | 0 | 0 | 0 | 0 | 0 | 0 | 0 | 0 | 0 | 0 | 0 | 0 | 304757.2256 | 0 | 0 | 0 | -1985.3333 | 0 | 0 | 0 | 0 | 0 | 0 | 0
2016-11-22 20:00 | 0 | 0 | 0 | 0 | 31073.9318 | 754050.9666 | 440798 | 0 | 0 | 0 | 2323650.6448 | 0 | 0 | 0 | 0 | 0 | 0 | 0 | 0 | 0 | 0 | 0 | 0 | 0 | 344326.8984 | 0 | 0 | 0 | 0 | 0 | 0 | 0 | 0 | 0 | 0 | 0
2016-11-22 21:00 | 0 | 0 | 0 | 0 | 0 | 778098.1484 | 445928 | 0 | 0 | 0 | 2655820.7931 | 0 | 0 | 0 | 0 | 0 | 0 | 0 | 0 | 0 | 0 | 0 | 0 | 0 | 332170.1484 | 0 | 0 | 0 | 0 | 0 | 0 | 0 | 0 | 0 | 0 | 0
2016-11-22 22:00 | 0 | 0 | 0 | 0 | 0 | 722254.4272 | 461392 | 0 | 0 | 0 | 2916683.2203 | 0 | 0 | 0 | 0 | 0 | 0 | 0 | 0 | 0 | 0 | 0 | 0 | 0 | 260862.4272 | 0 | 0 | 0 | 0 | 0 | 0 | 0 | 0 | 0 | 0 | 0
2016-11-22 23:00 | 0 | 0 | 0 | 0 | 0 | 347614.0728 | 474383 | 0 | 0 | 0 | 2789914.2931 | 0 | 0 | 0 | 0 | 0 | 0 | 0 | 0 | 0 | 0 | 0 | 0 | 0 | -126768.9272 | 0 | 0 | 0 | 0 | 0 | 0 | 0 | 0 | 0 | 0 | 0
2016-11-23 | 0 | 0 | 0 | 0 | 125008.5879 | 8830.5137 | 478166 | 0 | 0 | 0 | 2445587.3947 | 0 | 0 | 0 | 0 | 0 | 0 | 0 | 0 | 0 | 0 | 0 | 0 | 0 | -344326.8984 | 0 | 0 | 0 | 0 | 0 | 0 | 0 | 0 | 0 | 0 | 0
2016-11-23 01:00 | 0 | 0 | 0 | 0 | 131662.1016 | 0 | 475989 | 0 | 0 | 0 | 2101260.4963 | 0 | 0 | 0 | 0 | 0 | 0 | 0 | 0 | 0 | 0 | 0 | 0 | 0 | -344326.8984 | 0 | 0 | 0 | 0 | 0 | 0 | 0 | 0 | 0 | 0 | 0
2016-11-23 02:00 | 0 | 0 | 0 | 0 | 664353.7744 | 0 | 464330 | 0 | 0 | 0 | 2301284.2707 | 0 | 0 | 0 | 0 | 0 | 0 | 0 | 0 | 0 | 0 | 0 | 0 | 0 | 200023.7744 | 0 | 0 | 0 | 0 | 0 | 0 | 0 | 0 | 0 | 0 | 0
2016-11-23 03:00 | 0 | 0 | 0 | 0 | 101410.1016 | 0 | 445737 | 0 | 0 | 0 | 1956957.3723 | 0 | 0 | 0 | 0 | 0 | 0 | 0 | 0 | 0 | 0 | 0 | 0 | 0 | -344326.8984 | 0 | 0 | 0 | 0 | 0 | 0 | 0 | 0 | 0 | 0 | 0
2016-11-23 04:00 | 0 | 0 | 0 | 0 | 80439.1016 | 0 | 424766 | 0 | 0 | 0 | 1612630.474 | 0 | 0 | 0 | 0 | 0 | 0 | 0 | 0 | 0 | 0 | 0 | 0 | 0 | -344326.8984 | 0 | 0 | 0 | 0 | 0 | 0 | 0 | 0 | 0 | 0 | 0
2016-11-23 05:00 | 0 | 0 | 0 | 0 | 624828.7453 | 0 | 405449 | 0 | 0 | 0 | 1832010.2192 | 0 | 0 | 0 | 0 | 0 | 0 | 0 | 0 | 0 | 0 | 0 | 0 | 0 | 219379.7453 | 0 | 0 | 0 | 0 | 0 | 0 | 0 | 0 | 0 | 0 | 0
2016-11-23 06:00 | 0 | 0 | 0 | 0 | 46696.1016 | 0 | 391023 | 0 | 0 | 0 | 1487683.3209 | 0 | 0 | 0 | 0 | 0 | 0 | 0 | 0 | 0 | 0 | 0 | 0 | 0 | -344326.8984 | 0 | 0 | 0 | 0 | 0 | 0 | 0 | 0 | 0 | 0 | 0
2016-11-23 07:00 | 0 | 0 | 0 | 0 | 37376.1016 | 0 | 381703 | 0 | 0 | 0 | 1143356.4225 | 0 | 0 | 0 | 0 | 0 | 0 | 0 | 0 | 0 | 0 | 0 | 0 | 0 | -344326.8984 | 0 | 0 | 0 | 0 | 0 | 0 | 0 | 0 | 0 | 0 | 0
2016-11-23 08:00 | 0 | 0 | 0 | 0 | 600625.2935 | 0 | 377086 | 0 | 0 | 0 | 1366895.716 | 0 | 0 | 0 | 0 | 0 | 0 | 0 | 0 | 0 | 0 | 0 | 0 | 0 | 223539.2935 | 0 | 0 | 0 | 0 | 0 | 0 | 0 | 0 | 0 | 0 | 0
2016-11-23 09:00 | 0 | 0 | 0 | 0 | 33852.1016 | 0 | 378179 | 0 | 0 | 0 | 1022568.8176 | 0 | 0 | 0 | 0 | 0 | 0 | 0 | 0 | 0 | 0 | 0 | 0 | 0 | -344326.8984 | 0 | 0 | 0 | 0 | 0 | 0 | 0 | 0 | 0 | 0 | 0
2016-11-23 10:00 | 0 | 0 | 0 | 0 | 43478.1016 | 0 | 387805 | 0 | 0 | 0 | 678241.9192 | 0 | 0 | 0 | 0 | 0 | 0 | 0 | 0 | 0 | 0 | 0 | 0 | 0 | -344326.8984 | 0 | 0 | 0 | 0 | 0 | 0 | 0 | 0 | 0 | 0 | 0
2016-11-23 11:00 | 0 | 0 | 0 | 0 | 544902.524 | 0 | 410565 | 0 | 0 | 0 | 812579.4432 | 0 | 0 | 0 | 0 | 0 | 0 | 0 | 0 | 0 | 0 | 0 | 0 | 0 | 134337.524 | 0 | 0 | 0 | 0 | 0 | 0 | 0 | 0 | 0 | 0 | 0
2016-11-23 12:00 | 0 | 0 | 0 | 0 | 87981.1016 | 0 | 432308 | 0 | 0 | 0 | 468252.5449 | 0 | 0 | 0 | 0 | 0 | 0 | 0 | 0 | 0 | 0 | 0 | 0 | 0 | -344326.8984 | 0 | 0 | 0 | 0 | 0 | 0 | 0 | 0 | 0 | 0 | 0
2016-11-23 13:00 | 0 | 0 | 0 | 0 | 100698.2881 | 14.8135 | 445040 | 0 | 0 | 0 | 123925.6465 | 0 | 0 | 0 | 0 | 0 | 0 | 0 | 0 | 0 | 0 | 0 | 0 | 0 | -344326.8984 | 0 | 0 | 0 | 0 | 0 | 0 | 0 | 0 | 0 | 0 | 0
2016-11-23 14:00 | 0 | 0 | 0 | 0 | 370469.2004 | 217379.6209 | 450014 | 0 | 0 | 0 | 261760.4679 | 0 | 0 | 0 | 0 | 0 | 0 | 0 | 0 | 0 | 0 | 0 | 0 | 0 | 137834.8214 | 0 | 0 | 0 | 0 | 0 | 0 | 0 | 0 | 0 | 0 | 0
2016-11-23 15:00 | 0 | 0 | 0 | 0 | 130592.4012 | 664996.4971 | 451262 | 0 | 0 | 0 | 606087.3663 | 0 | 0 | 0 | 0 | 0 | 0 | 0 | 0 | 0 | 0 | 0 | 0 | 0 | 344326.8984 | 0 | 0 | 0 | 0 | 0 | 0 | 0 | 0 | 0 | 0 | 0
2016-11-23 16:00 | 0 | 0 | 0 | 0 | 0 | 792831.8984 | 448505 | 0 | 0 | 0 | 950414.2646 | 0 | 0 | 0 | 0 | 0 | 0 | 0 | 0 | 0 | 0 | 0 | 0 | 0 | 344326.8984 | 0 | 0 | 0 | 0 | 0 | 0 | 0 | 0 | 0 | 0 | 0
2016-11-23 17:00 | 0 | 0 | 0 | 0 | 0 | 791849.1024 | 443676 | 0 | 0 | 0 | 1294741.163 | 0 | 0 | 3846.204 | 0 | 0 | 0 | 0 | 0 | 0 | 0 | 0 | 0 | 0 | 344326.8984 | 0 | 0 | 0 | 3846.204 | 0 | 0 | 0 | 0 | 0 | 0 | 0
2016-11-23 18:00 | 0 | 0 | 0 | 0 | 0 | 789527.6133 | 439557 | 0 | 0 | 0 | 1639068.0613 | 0 | 0 | 9489.9189 | 0 | 0 | 0 | 0 | 0 | 0 | 0 | 0 | 0 | 0 | 344326.8984 | 0 | 0 | 0 | 5643.7149 | 0 | 0 | 0 | 0 | 0 | 0 | 0
2016-11-23 19:00 | 0 | 0 | 0 | 0 | 0 | 771900.9795 | 437064 | 0 | 0 | 0 | 1983394.9597 | 0 | 0 | 0 | 0 | 0 | 0 | 0 | 0 | 0 | 0 | 0 | 0 | 0 | 344326.8984 | 0 | 0 | 0 | -9489.9189 | 0 | 0 | 0 | 0 | 0 | 0 | 0
2016-11-23 20:00 | 0 | 0 | 0 | 0 | 0 | 779540.8984 | 435214 | 0 | 0 | 0 | 2327721.8581 | 0 | 0 | 0 | 0 | 0 | 0 | 0 | 0 | 0 | 0 | 0 | 0 | 0 | 344326.8984 | 0 | 0 | 0 | 0 | 0 | 0 | 0 | 0 | 0 | 0 | 0
2016-11-23 21:00 | 0 | 0 | 0 | 0 | 0 | 801938.1378 | 438616 | 0 | 0 | 0 | 2672048.7564 | 0 | 0 | 18995.2394 | 0 | 0 | 0 | 0 | 0 | 0 | 0 | 0 | 0 | 0 | 344326.8984 | 0 | 0 | 0 | 18995.2394 | 0 | 0 | 0 | 0 | 0 | 0 | 0
2016-11-23 22:00 | 0 | 0 | 0 | 0 | 0 | 784315.9855 | 450517 | 0 | 0 | 0 | 3016375.6548 | 0 | 0 | 8467.3266 | 0 | 0 | 0 | 0 | 0 | 0 | 0 | 0 | 0 | 0 | 344326.8984 | 0 | 0 | 0 | -10527.9128 | 0 | 0 | 0 | 0 | 0 | 0 | 0
2016-11-23 23:00 | 0 | 0 | 0 | 0 | 0 | 359774.9694 | 457499 | 0 | 0 | 0 | 2927118.9508 | 0 | 0 | 0 | 0 | 0 | 0 | 0 | 0 | 0 | 0 | 0 | 0 | 0 | -89256.704 | 0 | 0 | 0 | -8467.3266 | 0 | 0 | 0 | 0 | 0 | 0 | 0
2016-11-24 | 0 | 0 | 0 | 0 | 86864.5514 | 26327.5503 | 457519 | 0 | 0 | 0 | 2582792.0525 | 0 | 0 | 0 | 0 | 0 | 0 | 0 | 0 | 0 | 0 | 0 | 0 | 0 | -344326.8984 | 0 | 0 | 0 | 0 | 0 | 0 | 0 | 0 | 0 | 0 | 0
2016-11-24 01:00 | 0 | 0 | 0 | 0 | 400543.7916 | 0 | 452882 | 0 | 0 | 0 | 2530453.8441 | 0 | 0 | 0 | 0 | 0 | 0 | 0 | 0 | 0 | 0 | 0 | 0 | 0 | -52338.2084 | 0 | 0 | 0 | 0 | 0 | 0 | 0 | 0 | 0 | 0 | 0
2016-11-24 02:00 | 0 | 0 | 0 | 0 | 96128.1016 | 0 | 440455 | 0 | 0 | 0 | 2186126.9457 | 0 | 0 | 0 | 0 | 0 | 0 | 0 | 0 | 0 | 0 | 0 | 0 | 0 | -344326.8984 | 0 | 0 | 0 | 0 | 0 | 0 | 0 | 0 | 0 | 0 | 0
2016-11-24 03:00 | 0 | 0 | 0 | 0 | 77692.1016 | 0 | 422019 | 0 | 0 | 0 | 1841800.0473 | 0 | 0 | 0 | 0 | 0 | 0 | 0 | 0 | 0 | 0 | 0 | 0 | 0 | -344326.8984 | 0 | 0 | 0 | 0 | 0 | 0 | 0 | 0 | 0 | 0 | 0
2016-11-24 04:00 | 0 | 0 | 0 | 0 | 493604.3517 | 0 | 400437 | 0 | 0 | 0 | 1934967.399 | 0 | 0 | 0 | 0 | 0 | 0 | 0 | 0 | 0 | 0 | 0 | 0 | 0 | 93167.3517 | 0 | 0 | 0 | 0 | 0 | 0 | 0 | 0 | 0 | 0 | 0
2016-11-24 05:00 | 0 | 0 | 0 | 0 | 34294.1016 | 0 | 378621 | 0 | 0 | 0 | 1590640.5007 | 0 | 0 | 0 | 0 | 0 | 0 | 0 | 0 | 0 | 0 | 0 | 0 | 0 | -344326.8984 | 0 | 0 | 0 | 0 | 0 | 0 | 0 | 0 | 0 | 0 | 0
2016-11-24 06:00 | 0 | 0 | 0 | 0 | 17043.1016 | 0 | 361370 | 0 | 0 | 0 | 1246313.6023 | 0 | 0 | 0 | 0 | 0 | 0 | 0 | 0 | 0 | 0 | 0 | 0 | 0 | -344326.8984 | 0 | 0 | 0 | 0 | 0 | 0 | 0 | 0 | 0 | 0 | 0
2016-11-24 07:00 | 0 | 0 | 0 | 0 | 485905.142 | 0 | 349616 | 0 | 0 | 0 | 1382602.7443 | 0 | 0 | 0 | 0 | 0 | 0 | 0 | 0 | 0 | 0 | 0 | 0 | 0 | 136289.142 | 0 | 0 | 0 | 0 | 0 | 0 | 0 | 0 | 0 | 0 | 0
2016-11-24 08:00 | 0 | 0 | 0 | 0 | 0 | 0 | 342238 | 0 | 0 | 0 | 1040364.7443 | 0 | 0 | 0 | 0 | 0 | 0 | 0 | 0 | 0 | 0 | 0 | 0 | 0 | -342238 | 0 | 0 | 0 | 0 | 0 | 0 | 0 | 0 | 0 | 0 | 0
2016-11-24 09:00 | 0 | 0 | 0 | 0 | 2541.1926 | 0 | 339265 | 0 | 0 | 0 | 703640.9369 | 0 | 0 | 0 | 0 | 0 | 0 | 0 | 0 | 0 | 0 | 0 | 0 | 0 | -336723.8074 | 0 | 0 | 0 | 0 | 0 | 0 | 0 | 0 | 0 | 0 | 0
2016-11-24 10:00 | 0 | 0 | 0 | 0 | 469242.4145 | 0 | 341378 | 0 | 0 | 0 | 826648.2498 | 0 | 0 | 4857.1016 | 0 | 0 | 0 | 0 | 0 | 0 | 0 | 0 | 0 | 0 | 123007.3129 | 0 | 0 | 0 | 4857.1016 | 0 | 0 | 0 | 0 | 0 | 0 | 0
2016-11-24 11:00 | 0 | 0 | 0 | 0 | 0 | 0 | 349184 | 0 | 0 | 0 | 482321.3515 | 0 | 0 | 0 | 0 | 0 | 0 | 0 | 0 | 0 | 0 | 0 | 0 | 0 | -344326.8984 | 0 | 0 | 0 | -4857.1016 | 0 | 0 | 0 | 0 | 0 | 0 | 0
2016-11-24 12:00 | 0 | 0 | 0 | 0 | 16023.1016 | 0 | 360350 | 0 | 0 | 0 | 137994.4531 | 0 | 0 | 0 | 0 | 0 | 0 | 0 | 0 | 0 | 0 | 0 | 0 | 0 | -344326.8984 | 0 | 0 | 0 | 0 | 0 | 0 | 0 | 0 | 0 | 0 | 0
2016-11-24 13:00 | 0 | 0 | 0 | 0 | 470029.7356 | 11.2139 | 378419 | 0 | 0 | 0 | 229616.4026 | 0 | 0 | 0 | 0 | 0 | 0 | 0 | 0 | 0 | 0 | 0 | 0 | 0 | 91621.9495 | 0 | 0 | 0 | 0 | 0 | 0 | 0 | 0 | 0 | 0 | 0
2016-11-24 14:00 | 0 | 0 | 0 | 0 | 0 | 167514.5974 | 397131 | 0 | 0 | 0 | 0 | 0 | 0 | 0 | 0 | 0 | 0 | 0 | 0 | 0 | 0 | 0 | 0 | 0 | -229616.4026 | 0 | 0 | 0 | 0 | 0 | 0 | 0 | 0 | 0 | 0 | 0
2016-11-24 15:00 | 0 | 0 | 0 | 0 | 125461.6814 | 629324.217 | 410459 | 0 | 0 | 0 | 344326.8984 | 0 | 0 | 0 | 0 | 0 | 0 | 0 | 0 | 0 | 0 | 0 | 0 | 0 | 344326.8984 | 0 | 0 | 0 | 0 | 0 | 0 | 0 | 0 | 0 | 0 | 0
2016-11-24 16:00 | 0 | 0 | 0 | 0 | 0 | 761960.8984 | 417634 | 0 | 0 | 0 | 688653.7967 | 0 | 0 | 0 | 0 | 0 | 0 | 0 | 0 | 0 | 0 | 0 | 0 | 0 | 344326.8984 | 0 | 0 | 0 | 0 | 0 | 0 | 0 | 0 | 0 | 0 | 0
2016-11-24 17:00 | 0 | 0 | 0 | 0 | 0 | 758701.8984 | 414375 | 0 | 0 | 0 | 1032980.6951 | 0 | 0 | 0 | 0 | 0 | 0 | 0 | 0 | 0 | 0 | 0 | 0 | 0 | 344326.8984 | 0 | 0 | 0 | 0 | 0 | 0 | 0 | 0 | 0 | 0 | 0
2016-11-24 18:00 | 0 | 0 | 0 | 0 | 0 | 748681.8984 | 404355 | 0 | 0 | 0 | 1377307.5935 | 0 | 0 | 0 | 0 | 0 | 0 | 0 | 0 | 0 | 0 | 0 | 0 | 0 | 344326.8984 | 0 | 0 | 0 | 0 | 0 | 0 | 0 | 0 | 0 | 0 | 0
2016-11-24 19:00 | 0 | 0 | 0 | 0 | 0 | 739381.8984 | 395055 | 0 | 0 | 0 | 1721634.4918 | 0 | 0 | 0 | 0 | 0 | 0 | 0 | 0 | 0 | 0 | 0 | 0 | 0 | 344326.8984 | 0 | 0 | 0 | 0 | 0 | 0 | 0 | 0 | 0 | 0 | 0
2016-11-24 20:00 | 0 | 0 | 0 | 0 | 0 | 731274.8984 | 386948 | 0 | 0 | 0 | 2065961.3902 | 0 | 0 | 0 | 0 | 0 | 0 | 0 | 0 | 0 | 0 | 0 | 0 | 0 | 344326.8984 | 0 | 0 | 0 | 0 | 0 | 0 | 0 | 0 | 0 | 0 | 0
2016-11-24 21:00 | 0 | 0 | 0 | 0 | 0 | 725384.8984 | 381058 | 0 | 0 | 0 | 2410288.2886 | 0 | 0 | 0 | 0 | 0 | 0 | 0 | 0 | 0 | 0 | 0 | 0 | 0 | 344326.8984 | 0 | 0 | 0 | 0 | 0 | 0 | 0 | 0 | 0 | 0 | 0
2016-11-24 22:00 | 0 | 0 | 0 | 0 | 0 | 744005.1378 | 380683 | 0 | 0 | 0 | 2754615.1869 | 0 | 0 | 18995.2394 | 0 | 0 | 0 | 0 | 0 | 0 | 0 | 0 | 0 | 0 | 344326.8984 | 0 | 0 | 0 | 18995.2394 | 0 | 0 | 0 | 0 | 0 | 0 | 0
2016-11-24 23:00 | 0 | 0 | 0 | 0 | 0 | 342219.9526 | 383072 | 0 | 0 | 0 | 2732758.379 | 0 | 0 | 0 | 0 | 0 | 0 | 0 | 0 | 0 | 0 | 0 | 0 | 0 | -21856.808 | 0 | 0 | 0 | -18995.2394 | 0 | 0 | 0 | 0 | 0 | 0 | 0
2016-11-25 | 0 | 0 | 0 | 0 | 29815.329 | 8995.7727 | 383138 | 0 | 0 | 0 | 2388431.4806 | 0 | 0 | 0 | 0 | 0 | 0 | 0 | 0 | 0 | 0 | 0 | 0 | 0 | -344326.8984 | 0 | 0 | 0 | 0 | 0 | 0 | 0 | 0 | 0 | 0 | 0
2016-11-25 01:00 | 0 | 0 | 0 | 0 | 38584.1016 | 0 | 382911 | 0 | 0 | 0 | 2044104.5822 | 0 | 0 | 0 | 0 | 0 | 0 | 0 | 0 | 0 | 0 | 0 | 0 | 0 | -344326.8984 | 0 | 0 | 0 | 0 | 0 | 0 | 0 | 0 | 0 | 0 | 0
2016-11-25 02:00 | 0 | 0 | 0 | 0 | 33331.1016 | 0 | 377658 | 0 | 0 | 0 | 1699777.6839 | 0 | 0 | 0 | 0 | 0 | 0 | 0 | 0 | 0 | 0 | 0 | 0 | 0 | -344326.8984 | 0 | 0 | 0 | 0 | 0 | 0 | 0 | 0 | 0 | 0 | 0
2016-11-25 03:00 | 0 | 0 | 0 | 0 | 589969.0237 | 0 | 369843 | 0 | 0 | 0 | 1919903.7075 | 0 | 0 | 0 | 0 | 0 | 0 | 0 | 0 | 0 | 0 | 0 | 0 | 0 | 220126.0237 | 0 | 0 | 0 | 0 | 0 | 0 | 0 | 0 | 0 | 0 | 0
2016-11-25 04:00 | 0 | 0 | 0 | 0 | 14335.1016 | 0 | 358662 | 0 | 0 | 0 | 1575576.8092 | 0 | 0 | 0 | 0 | 0 | 0 | 0 | 0 | 0 | 0 | 0 | 0 | 0 | -344326.8984 | 0 | 0 | 0 | 0 | 0 | 0 | 0 | 0 | 0 | 0 | 0
2016-11-25 05:00 | 0 | 0 | 0 | 0 | 2300.1016 | 0 | 346627 | 0 | 0 | 0 | 1231249.9108 | 0 | 0 | 0 | 0 | 0 | 0 | 0 | 0 | 0 | 0 | 0 | 0 | 0 | -344326.8984 | 0 | 0 | 0 | 0 | 0 | 0 | 0 | 0 | 0 | 0 | 0
2016-11-25 06:00 | 0 | 0 | 0 | 0 | 0 | 0 | 336310 | 0 | 0 | 0 | 894939.9108 | 0 | 0 | 0 | 0 | 0 | 0 | 0 | 0 | 0 | 0 | 0 | 0 | 0 | -336310 | 0 | 0 | 0 | 0 | 0 | 0 | 0 | 0 | 0 | 0 | 0
2016-11-25 07:00 | 0 | 0 | 0 | 0 | 646743.4829 | 0 | 328607 | 0 | 0 | 0 | 1213076.3937 | 0 | 0 | 0 | 0 | 0 | 0 | 0 | 0 | 0 | 0 | 0 | 0 | 0 | 318136.4829 | 0 | 0 | 0 | 0 | 0 | 0 | 0 | 0 | 0 | 0 | 0
2016-11-25 08:00 | 0 | 0 | 0 | 0 | 0 | 0 | 325091 | 0 | 0 | 0 | 887985.3937 | 0 | 0 | 0 | 0 | 0 | 0 | 0 | 0 | 0 | 0 | 0 | 0 | 0 | -325091 | 0 | 0 | 0 | 0 | 0 | 0 | 0 | 0 | 0 | 0 | 0
2016-11-25 09:00 | 0 | 0 | 0 | 0 | 0 | 0 | 326511 | 0 | 0 | 0 | 561474.3937 | 0 | 0 | 0 | 0 | 0 | 0 | 0 | 0 | 0 | 0 | 0 | 0 | 0 | -326511 | 0 | 0 | 0 | 0 | 0 | 0 | 0 | 0 | 0 | 0 | 0
2016-11-25 10:00 | 0 | 0 | 0 | 0 | 196535.5759 | 0 | 331977 | 0 | 0 | 0 | 426032.9696 | 0 | 0 | 0 | 0 | 0 | 0 | 0 | 0 | 0 | 0 | 0 | 0 | 0 | -135441.4241 | 0 | 0 | 0 | 0 | 0 | 0 | 0 | 0 | 0 | 0 | 0
2016-11-25 11:00 | 0 | 0 | 0 | 0 | 605949.8271 | 0 | 343329 | 0 | 0 | 0 | 688653.7967 | 0 | 0 | 0 | 0 | 0 | 0 | 0 | 0 | 0 | 0 | 0 | 0 | 0 | 262620.8271 | 0 | 0 | 0 | 0 | 0 | 0 | 0 | 0 | 0 | 0 | 0
2016-11-25 12:00 | 0 | 0 | 0 | 0 | 13159.1016 | 0 | 357486 | 0 | 0 | 0 | 344326.8984 | 0 | 0 | 0 | 0 | 0 | 0 | 0 | 0 | 0 | 0 | 0 | 0 | 0 | -344326.8984 | 0 | 0 | 0 | 0 | 0 | 0 | 0 | 0 | 0 | 0 | 0
2016-11-25 13:00 | 0 | 0 | 0 | 0 | 26898.6835 | 0.4181 | 371226 | 0 | 0 | 0 | 0 | 0 | 0 | 0 | 0 | 0 | 0 | 0 | 0 | 0 | 0 | 0 | 0 | 0 | -344326.8984 | 0 | 0 | 0 | 0 | 0 | 0 | 0 | 0 | 0 | 0 | 0
2016-11-25 14:00 | 0 | 0 | 0 | 0 | 471038.8715 | 152342.0735 | 383890 | 0 | 0 | 0 | 239490.945 | 0 | 0 | 0 | 0 | 0 | 0 | 0 | 0 | 0 | 0 | 0 | 0 | 0 | 239490.945 | 0 | 0 | 0 | 0 | 0 | 0 | 0 | 0 | 0 | 0 | 0
2016-11-25 15:00 | 0 | 0 | 0 | 0 | 63649.6146 | 672248.2837 | 391571 | 0 | 0 | 0 | 583817.8434 | 0 | 0 | 0 | 0 | 0 | 0 | 0 | 0 | 0 | 0 | 0 | 0 | 0 | 344326.8984 | 0 | 0 | 0 | 0 | 0 | 0 | 0 | 0 | 0 | 0 | 0
2016-11-25 16:00 | 0 | 0 | 0 | 0 | 0 | 739706.8984 | 395380 | 0 | 0 | 0 | 928144.7417 | 0 | 0 | 0 | 0 | 0 | 0 | 0 | 0 | 0 | 0 | 0 | 0 | 0 | 344326.8984 | 0 | 0 | 0 | 0 | 0 | 0 | 0 | 0 | 0 | 0 | 0
2016-11-25 17:00 | 0 | 0 | 0 | 0 | 0 | 740643.8984 | 396317 | 0 | 0 | 0 | 1272471.6401 | 0 | 0 | 0 | 0 | 0 | 0 | 0 | 0 | 0 | 0 | 0 | 0 | 0 | 344326.8984 | 0 | 0 | 0 | 0 | 0 | 0 | 0 | 0 | 0 | 0 | 0
2016-11-25 18:00 | 0 | 0 | 0 | 0 | 0 | 738737.8984 | 394411 | 0 | 0 | 0 | 1616798.5385 | 0 | 0 | 0 | 0 | 0 | 0 | 0 | 0 | 0 | 0 | 0 | 0 | 0 | 344326.8984 | 0 | 0 | 0 | 0 | 0 | 0 | 0 | 0 | 0 | 0 | 0
2016-11-25 19:00 | 0 | 0 | 0 | 0 | 0 | 737088.8984 | 392762 | 0 | 0 | 0 | 1961125.4368 | 0 | 0 | 0 | 0 | 0 | 0 | 0 | 0 | 0 | 0 | 0 | 0 | 0 | 344326.8984 | 0 | 0 | 0 | 0 | 0 | 0 | 0 | 0 | 0 | 0 | 0
2016-11-25 20:00 | 0 | 0 | 0 | 0 | 0 | 736227.8984 | 391901 | 0 | 0 | 0 | 2305452.3352 | 0 | 0 | 0 | 0 | 0 | 0 | 0 | 0 | 0 | 0 | 0 | 0 | 0 | 344326.8984 | 0 | 0 | 0 | 0 | 0 | 0 | 0 | 0 | 0 | 0 | 0
2016-11-25 21:00 | 0 | 0 | 0 | 0 | 0 | 759366.1378 | 396044 | 0 | 0 | 0 | 2649779.2336 | 0 | 0 | 18995.2394 | 0 | 0 | 0 | 0 | 0 | 0 | 0 | 0 | 0 | 0 | 344326.8984 | 0 | 0 | 0 | 18995.2394 | 0 | 0 | 0 | 0 | 0 | 0 | 0
2016-11-25 22:00 | 0 | 0 | 0 | 0 | 0 | 697931.7492 | 406896 | 0 | 0 | 0 | 2959810.2222 | 0 | 0 | 0 | 0 | 0 | 0 | 0 | 0 | 0 | 0 | 0 | 0 | 0 | 310030.9886 | 0 | 0 | 0 | -18995.2394 | 0 | 0 | 0 | 0 | 0 | 0 | 0
2016-11-25 23:00 | 0 | 0 | 0 | 0 | 0 | 272417.728 | 416199 | 0 | 0 | 0 | 2816028.9502 | 0 | 0 | 0 | 0 | 0 | 0 | 0 | 0 | 0 | 0 | 0 | 0 | 0 | -143781.272 | 0 | 0 | 0 | 0 | 0 | 0 | 0 | 0 | 0 | 0 | 0
2016-11-26 | 0 | 0 | 0 | 0 | 66995.0526 | 7104.0491 | 418426 | 0 | 0 | 0 | 2471702.0519 | 0 | 0 | 0 | 0 | 0 | 0 | 0 | 0 | 0 | 0 | 0 | 0 | 0 | -344326.8984 | 0 | 0 | 0 | 0 | 0 | 0 | 0 | 0 | 0 | 0 | 0
2016-11-26 01:00 | 0 | 0 | 0 | 0 | 71493.1016 | 0 | 415820 | 0 | 0 | 0 | 2127375.1535 | 0 | 0 | 0 | 0 | 0 | 0 | 0 | 0 | 0 | 0 | 0 | 0 | 0 | -344326.8984 | 0 | 0 | 0 | 0 | 0 | 0 | 0 | 0 | 0 | 0 | 0
2016-11-26 02:00 | 0 | 0 | 0 | 0 | 62745.1016 | 0 | 407072 | 0 | 0 | 0 | 1783048.2551 | 0 | 0 | 0 | 0 | 0 | 0 | 0 | 0 | 0 | 0 | 0 | 0 | 0 | -344326.8984 | 0 | 0 | 0 | 0 | 0 | 0 | 0 | 0 | 0 | 0 | 0
2016-11-26 03:00 | 0 | 0 | 0 | 0 | 737922.8984 | 0 | 393596 | 0 | 0 | 0 | 2127375.1535 | 0 | 0 | 0 | 0 | 0 | 0 | 0 | 0 | 0 | 0 | 0 | 0 | 0 | 344326.8984 | 0 | 0 | 0 | 0 | 0 | 0 | 0 | 0 | 0 | 0 | 0
2016-11-26 04:00 | 0 | 0 | 0 | 0 | 34369.1016 | 0 | 378696 | 0 | 0 | 0 | 1783048.2551 | 0 | 0 | 0 | 0 | 0 | 0 | 0 | 0 | 0 | 0 | 0 | 0 | 0 | -344326.8984 | 0 | 0 | 0 | 0 | 0 | 0 | 0 | 0 | 0 | 0 | 0
2016-11-26 05:00 | 0 | 0 | 0 | 0 | 17604.1016 | 0 | 361931 | 0 | 0 | 0 | 1438721.3568 | 0 | 0 | 0 | 0 | 0 | 0 | 0 | 0 | 0 | 0 | 0 | 0 | 0 | -344326.8984 | 0 | 0 | 0 | 0 | 0 | 0 | 0 | 0 | 0 | 0 | 0
2016-11-26 06:00 | 0 | 0 | 0 | 0 | 4858.1016 | 0 | 349185 | 0 | 0 | 0 | 1094394.4584 | 0 | 0 | 0 | 0 | 0 | 0 | 0 | 0 | 0 | 0 | 0 | 0 | 0 | -344326.8984 | 0 | 0 | 0 | 0 | 0 | 0 | 0 | 0 | 0 | 0 | 0
2016-11-26 07:00 | 0 | 0 | 0 | 0 | 684721.8984 | 0 | 340395 | 0 | 0 | 0 | 1438721.3568 | 0 | 0 | 0 | 0 | 0 | 0 | 0 | 0 | 0 | 0 | 0 | 0 | 0 | 344326.8984 | 0 | 0 | 0 | 0 | 0 | 0 | 0 | 0 | 0 | 0 | 0
2016-11-26 08:00 | 0 | 0 | 0 | 0 | 0 | 0 | 335497 | 0 | 0 | 0 | 1103224.3568 | 0 | 0 | 0 | 0 | 0 | 0 | 0 | 0 | 0 | 0 | 0 | 0 | 0 | -335497 | 0 | 0 | 0 | 0 | 0 | 0 | 0 | 0 | 0 | 0 | 0
2016-11-26 09:00 | 0 | 0 | 0 | 0 | 0 | 0 | 334757 | 0 | 0 | 0 | 768467.3568 | 0 | 0 | 0 | 0 | 0 | 0 | 0 | 0 | 0 | 0 | 0 | 0 | 0 | -334757 | 0 | 0 | 0 | 0 | 0 | 0 | 0 | 0 | 0 | 0 | 0
2016-11-26 10:00 | 0 | 0 | 0 | 0 | 0 | 0 | 339519 | 0 | 0 | 0 | 428948.3568 | 0 | 0 | 0 | 0 | 0 | 0 | 0 | 0 | 0 | 0 | 0 | 0 | 0 | -339519 | 0 | 0 | 0 | 0 | 0 | 0 | 0 | 0 | 0 | 0 | 0
2016-11-26 11:00 | 0 | 0 | 0 | 0 | 671923.7195 | 0 | 348815 | 0 | 0 | 0 | 752057.0762 | 0 | 0 | 0 | 0 | 0 | 0 | 0 | 0 | 0 | 0 | 0 | 0 | 0 | 323108.7195 | 0 | 0 | 0 | 0 | 0 | 0 | 0 | 0 | 0 | 0 | 0
2016-11-26 12:00 | 0 | 0 | 0 | 0 | 17083.1016 | 0 | 361410 | 0 | 0 | 0 | 407730.1779 | 0 | 0 | 0 | 0 | 0 | 0 | 0 | 0 | 0 | 0 | 0 | 0 | 0 | -344326.8984 | 0 | 0 | 0 | 0 | 0 | 0 | 0 | 0 | 0 | 0 | 0
2016-11-26 13:00 | 0 | 0 | 0 | 0 | 152356.9436 | 0 | 375765 | 0 | 0 | 0 | 184322.1215 | 0 | 0 | 0 | 0 | 0 | 0 | 0 | 0 | 0 | 0 | 0 | 0 | 0 | -223408.0564 | 0 | 0 | 0 | 0 | 0 | 0 | 0 | 0 | 0 | 0 | 0
2016-11-26 14:00 | 0 | 0 | 0 | 0 | 496699.8555 | 62172.2096 | 389723 | 0 | 0 | 0 | 353471.1865 | 0 | 0 | 0 | 0 | 0 | 0 | 0 | 0 | 0 | 0 | 0 | 0 | 0 | 169149.0651 | 0 | 0 | 0 | 0 | 0 | 0 | 0 | 0 | 0 | 0 | 0
2016-11-26 15:00 | 0 | 0 | 0 | 0 | 186208.3781 | 556024.5203 | 397906 | 0 | 0 | 0 | 697798.0849 | 0 | 0 | 0 | 0 | 0 | 0 | 0 | 0 | 0 | 0 | 0 | 0 | 0 | 344326.8984 | 0 | 0 | 0 | 0 | 0 | 0 | 0 | 0 | 0 | 0 | 0
2016-11-26 16:00 | 0 | 0 | 0 | 0 | 12607.6465 | 732147.2519 | 400428 | 0 | 0 | 0 | 1042124.9833 | 0 | 0 | 0 | 0 | 0 | 0 | 0 | 0 | 0 | 0 | 0 | 0 | 0 | 344326.8984 | 0 | 0 | 0 | 0 | 0 | 0 | 0 | 0 | 0 | 0 | 0
2016-11-26 17:00 | 0 | 0 | 0 | 0 | 0 | 728185.6179 | 398878 | 0 | 0 | 0 | 1371432.6011 | 0 | 0 | 0 | 0 | 0 | 0 | 0 | 0 | 0 | 0 | 0 | 0 | 0 | 329307.6179 | 0 | 0 | 0 | 0 | 0 | 0 | 0 | 0 | 0 | 0 | 0
2016-11-26 18:00 | 0 | 0 | 0 | 0 | 0 | 677933.3269 | 394611 | 0 | 0 | 0 | 1654754.928 | 0 | 0 | 0 | 0 | 0 | 0 | 0 | 0 | 0 | 0 | 0 | 0 | 0 | 283322.3269 | 0 | 0 | 0 | 0 | 0 | 0 | 0 | 0 | 0 | 0 | 0
2016-11-26 19:00 | 0 | 0 | 0 | 0 | 0 | 645347.5125 | 390173 | 0 | 0 | 0 | 1909929.4405 | 0 | 0 | 0 | 0 | 0 | 0 | 0 | 0 | 0 | 0 | 0 | 0 | 0 | 255174.5125 | 0 | 0 | 0 | 0 | 0 | 0 | 0 | 0 | 0 | 0 | 0
2016-11-26 20:00 | 0 | 0 | 0 | 0 | 100399.6891 | 631778.2092 | 387851 | 0 | 0 | 0 | 2254256.3389 | 0 | 0 | 0 | 0 | 0 | 0 | 0 | 0 | 0 | 0 | 0 | 0 | 0 | 344326.8984 | 0 | 0 | 0 | 0 | 0 | 0 | 0 | 0 | 0 | 0 | 0
2016-11-26 21:00 | 0 | 0 | 0 | 0 | 0 | 619585.9869 | 393039 | 0 | 0 | 0 | 2480803.3258 | 0 | 0 | 0 | 0 | 0 | 0 | 0 | 0 | 0 | 0 | 0 | 0 | 0 | 226546.9869 | 0 | 0 | 0 | 0 | 0 | 0 | 0 | 0 | 0 | 0 | 0
2016-11-26 22:00 | 0 | 0 | 0 | 0 | 0 | 509501.221 | 407750 | 0 | 0 | 0 | 2563559.3074 | 0 | 0 | 18995.2394 | 0 | 0 | 0 | 0 | 0 | 0 | 0 | 0 | 0 | 0 | 82755.9816 | 0 | 0 | 0 | 18995.2394 | 0 | 0 | 0 | 0 | 0 | 0 | 0
2016-11-26 23:00 | 0 | 0 | 0 | 0 | 0 | 213216.0376 | 422463 | 0 | 0 | 0 | 2373307.5844 | 0 | 0 | 0 | 0 | 0 | 0 | 0 | 0 | 0 | 0 | 0 | 0 | 0 | -190251.723 | 0 | 0 | 0 | -18995.2394 | 0 | 0 | 0 | 0 | 0 | 0 | 0
2016-11-27 | 0 | 0 | 0 | 0 | 80912.53 | 2948.5716 | 428188 | 0 | 0 | 0 | 2028980.686 | 0 | 0 | 0 | 0 | 0 | 0 | 0 | 0 | 0 | 0 | 0 | 0 | 0 | -344326.8984 | 0 | 0 | 0 | 0 | 0 | 0 | 0 | 0 | 0 | 0 | 0
2016-11-27 01:00 | 0 | 0 | 0 | 0 | 83506.1016 | 0 | 427833 | 0 | 0 | 0 | 1684653.7877 | 0 | 0 | 0 | 0 | 0 | 0 | 0 | 0 | 0 | 0 | 0 | 0 | 0 | -344326.8984 | 0 | 0 | 0 | 0 | 0 | 0 | 0 | 0 | 0 | 0 | 0
2016-11-27 02:00 | 0 | 0 | 0 | 0 | 76624.1016 | 0 | 420951 | 0 | 0 | 0 | 1340326.8893 | 0 | 0 | 0 | 0 | 0 | 0 | 0 | 0 | 0 | 0 | 0 | 0 | 0 | -344326.8984 | 0 | 0 | 0 | 0 | 0 | 0 | 0 | 0 | 0 | 0 | 0
2016-11-27 03:00 | 0 | 0 | 0 | 0 | 704089.4649 | 0 | 409666 | 0 | 0 | 0 | 1634750.3542 | 0 | 0 | 0 | 0 | 0 | 0 | 0 | 0 | 0 | 0 | 0 | 0 | 0 | 294423.4649 | 0 | 0 | 0 | 0 | 0 | 0 | 0 | 0 | 0 | 0 | 0
2016-11-27 04:00 | 0 | 0 | 0 | 0 | 51162.1016 | 0 | 395489 | 0 | 0 | 0 | 1290423.4559 | 0 | 0 | 0 | 0 | 0 | 0 | 0 | 0 | 0 | 0 | 0 | 0 | 0 | -344326.8984 | 0 | 0 | 0 | 0 | 0 | 0 | 0 | 0 | 0 | 0 | 0
2016-11-27 05:00 | 0 | 0 | 0 | 0 | 36643.1016 | 0 | 380970 | 0 | 0 | 0 | 946096.5575 | 0 | 0 | 0 | 0 | 0 | 0 | 0 | 0 | 0 | 0 | 0 | 0 | 0 | -344326.8984 | 0 | 0 | 0 | 0 | 0 | 0 | 0 | 0 | 0 | 0 | 0
2016-11-27 06:00 | 0 | 0 | 0 | 0 | 659256.17 | 0 | 368714 | 0 | 0 | 0 | 1236638.7275 | 0 | 0 | 0 | 0 | 0 | 0 | 0 | 0 | 0 | 0 | 0 | 0 | 0 | 290542.17 | 0 | 0 | 0 | 0 | 0 | 0 | 0 | 0 | 0 | 0 | 0
2016-11-27 07:00 | 0 | 0 | 0 | 0 | 16452.1016 | 0 | 360779 | 0 | 0 | 0 | 892311.8291 | 0 | 0 | 0 | 0 | 0 | 0 | 0 | 0 | 0 | 0 | 0 | 0 | 0 | -344326.8984 | 0 | 0 | 0 | 0 | 0 | 0 | 0 | 0 | 0 | 0 | 0
2016-11-27 08:00 | 0 | 0 | 0 | 0 | 13490.1016 | 0 | 357817 | 0 | 0 | 0 | 547984.9307 | 0 | 0 | 0 | 0 | 0 | 0 | 0 | 0 | 0 | 0 | 0 | 0 | 0 | -344326.8984 | 0 | 0 | 0 | 0 | 0 | 0 | 0 | 0 | 0 | 0 | 0
2016-11-27 09:00 | 0 | 0 | 0 | 0 | 595355.3855 | 0 | 357740 | 0 | 0 | 0 | 785600.3162 | 0 | 0 | 0 | 0 | 0 | 0 | 0 | 0 | 0 | 0 | 0 | 0 | 0 | 237615.3855 | 0 | 0 | 0 | 0 | 0 | 0 | 0 | 0 | 0 | 0 | 0
2016-11-27 10:00 | 0 | 0 | 0 | 0 | 17970.1016 | 0 | 362297 | 0 | 0 | 0 | 441273.4178 | 0 | 0 | 0 | 0 | 0 | 0 | 0 | 0 | 0 | 0 | 0 | 0 | 0 | -344326.8984 | 0 | 0 | 0 | 0 | 0 | 0 | 0 | 0 | 0 | 0 | 0
2016-11-27 11:00 | 0 | 0 | 0 | 0 | 27118.1016 | 0 | 371445 | 0 | 0 | 0 | 96946.5195 | 0 | 0 | 0 | 0 | 0 | 0 | 0 | 0 | 0 | 0 | 0 | 0 | 0 | -344326.8984 | 0 | 0 | 0 | 0 | 0 | 0 | 0 | 0 | 0 | 0 | 0
2016-11-27 12:00 | 0 | 0 | 0 | 0 | 697256.3851 | 0 | 383264 | 0 | 0 | 0 | 410938.9046 | 0 | 0 | 0 | 0 | 0 | 0 | 0 | 0 | 0 | 0 | 0 | 0 | 0 | 313992.3851 | 0 | 0 | 0 | 0 | 0 | 0 | 0 | 0 | 0 | 0 | 0
2016-11-27 13:00 | 0 | 0 | 0 | 0 | 50492.1016 | 0 | 394819 | 0 | 0 | 0 | 66612.0062 | 0 | 0 | 0 | 0 | 0 | 0 | 0 | 0 | 0 | 0 | 0 | 0 | 0 | -344326.8984 | 0 | 0 | 0 | 0 | 0 | 0 | 0 | 0 | 0 | 0 | 0
2016-11-27 14:00 | 0 | 0 | 0 | 0 | 695195.9323 | 49729.9661 | 400599 | 0 | 0 | 0 | 410938.9046 | 0 | 0 | 0 | 0 | 0 | 0 | 0 | 0 | 0 | 0 | 0 | 0 | 0 | 344326.8984 | 0 | 0 | 0 | 0 | 0 | 0 | 0 | 0 | 0 | 0 | 0
2016-11-27 15:00 | 0 | 0 | 0 | 0 | 399744.5045 | 345521.3939 | 400939 | 0 | 0 | 0 | 755265.803 | 0 | 0 | 0 | 0 | 0 | 0 | 0 | 0 | 0 | 0 | 0 | 0 | 0 | 344326.8984 | 0 | 0 | 0 | 0 | 0 | 0 | 0 | 0 | 0 | 0 | 0
2016-11-27 16:00 | 0 | 0 | 0 | 0 | 0 | 553112.1489 | 399311 | 0 | 0 | 0 | 909066.9519 | 0 | 0 | 0 | 0 | 0 | 0 | 0 | 0 | 0 | 0 | 0 | 0 | 0 | 153801.1489 | 0 | 0 | 0 | 0 | 0 | 0 | 0 | 0 | 0 | 0 | 0
2016-11-27 17:00 | 0 | 0 | 0 | 0 | 117223.1614 | 625085.7369 | 397982 | 0 | 0 | 0 | 1253393.8503 | 0 | 0 | 0 | 0 | 0 | 0 | 0 | 0 | 0 | 0 | 0 | 0 | 0 | 344326.8984 | 0 | 0 | 0 | 0 | 0 | 0 | 0 | 0 | 0 | 0 | 0
2016-11-27 18:00 | 0 | 0 | 0 | 0 | 122071.1425 | 619537.7559 | 397282 | 0 | 0 | 0 | 1597720.7486 | 0 | 0 | 0 | 0 | 0 | 0 | 0 | 0 | 0 | 0 | 0 | 0 | 0 | 344326.8984 | 0 | 0 | 0 | 0 | 0 | 0 | 0 | 0 | 0 | 0 | 0
2016-11-27 19:00 | 0 | 0 | 0 | 0 | 0 | 610878.2202 | 396576 | 0 | 0 | 0 | 1812022.9689 | 0 | 0 | 0 | 0 | 0 | 0 | 0 | 0 | 0 | 0 | 0 | 0 | 0 | 214302.2202 | 0 | 0 | 0 | 0 | 0 | 0 | 0 | 0 | 0 | 0 | 0
2016-11-27 20:00 | 0 | 0 | 0 | 0 | 0 | 609826.9709 | 398083 | 0 | 0 | 0 | 2023766.9398 | 0 | 0 | 0 | 0 | 0 | 0 | 0 | 0 | 0 | 0 | 0 | 0 | 0 | 211743.9709 | 0 | 0 | 0 | 0 | 0 | 0 | 0 | 0 | 0 | 0 | 0
2016-11-27 21:00 | 0 | 0 | 0 | 0 | 150234.1626 | 600630.7358 | 406538 | 0 | 0 | 0 | 2368093.8381 | 0 | 0 | 0 | 0 | 0 | 0 | 0 | 0 | 0 | 0 | 0 | 0 | 0 | 344326.8984 | 0 | 0 | 0 | 0 | 0 | 0 | 0 | 0 | 0 | 0 | 0
2016-11-27 22:00 | 0 | 0 | 0 | 0 | 0 | 515600.2139 | 427369 | 0 | 0 | 0 | 2456325.052 | 0 | 0 | 0 | 0 | 0 | 0 | 0 | 0 | 0 | 0 | 0 | 0 | 0 | 88231.2139 | 0 | 0 | 0 | 0 | 0 | 0 | 0 | 0 | 0 | 0 | 0
2016-11-27 23:00 | 0 | 0 | 0 | 0 | 0 | 229730.0859 | 444427 | 0 | 0 | 0 | 2241628.1379 | 0 | 0 | 0 | 0 | 0 | 0 | 0 | 0 | 0 | 0 | 0 | 0 | 0 | -214696.9141 | 0 | 0 | 0 | 0 | 0 | 0 | 0 | 0 | 0 | 0 | 0
2016-11-28 | 0 | 0 | 0 | 0 | 99098.2692 | 8267.8325 | 451693 | 0 | 0 | 0 | 1897301.2395 | 0 | 0 | 0 | 0 | 0 | 0 | 0 | 0 | 0 | 0 | 0 | 0 | 0 | -344326.8984 | 0 | 0 | 0 | 0 | 0 | 0 | 0 | 0 | 0 | 0 | 0
2016-11-28 01:00 | 0 | 0 | 0 | 0 | 105874.1016 | 0 | 450201 | 0 | 0 | 0 | 1552974.3411 | 0 | 0 | 0 | 0 | 0 | 0 | 0 | 0 | 0 | 0 | 0 | 0 | 0 | -344326.8984 | 0 | 0 | 0 | 0 | 0 | 0 | 0 | 0 | 0 | 0 | 0
2016-11-28 02:00 | 0 | 0 | 0 | 0 | 780423.8984 | 0 | 436097 | 0 | 0 | 0 | 1897301.2395 | 0 | 0 | 0 | 0 | 0 | 0 | 0 | 0 | 0 | 0 | 0 | 0 | 0 | 344326.8984 | 0 | 0 | 0 | 0 | 0 | 0 | 0 | 0 | 0 | 0 | 0
2016-11-28 03:00 | 0 | 0 | 0 | 0 | 76159.1016 | 0 | 420486 | 0 | 0 | 0 | 1552974.3411 | 0 | 0 | 0 | 0 | 0 | 0 | 0 | 0 | 0 | 0 | 0 | 0 | 0 | -344326.8984 | 0 | 0 | 0 | 0 | 0 | 0 | 0 | 0 | 0 | 0 | 0
2016-11-28 04:00 | 0 | 0 | 0 | 0 | 55437.1016 | 0 | 399764 | 0 | 0 | 0 | 1208647.4428 | 0 | 0 | 0 | 0 | 0 | 0 | 0 | 0 | 0 | 0 | 0 | 0 | 0 | -344326.8984 | 0 | 0 | 0 | 0 | 0 | 0 | 0 | 0 | 0 | 0 | 0
2016-11-28 05:00 | 0 | 0 | 0 | 0 | 727750.8984 | 0 | 383424 | 0 | 0 | 0 | 1552974.3411 | 0 | 0 | 0 | 0 | 0 | 0 | 0 | 0 | 0 | 0 | 0 | 0 | 0 | 344326.8984 | 0 | 0 | 0 | 0 | 0 | 0 | 0 | 0 | 0 | 0 | 0
2016-11-28 06:00 | 0 | 0 | 0 | 0 | 25093.1016 | 0 | 369420 | 0 | 0 | 0 | 1208647.4428 | 0 | 0 | 0 | 0 | 0 | 0 | 0 | 0 | 0 | 0 | 0 | 0 | 0 | -344326.8984 | 0 | 0 | 0 | 0 | 0 | 0 | 0 | 0 | 0 | 0 | 0
2016-11-28 07:00 | 0 | 0 | 0 | 0 | 17896.1016 | 0 | 362223 | 0 | 0 | 0 | 864320.5444 | 0 | 0 | 0 | 0 | 0 | 0 | 0 | 0 | 0 | 0 | 0 | 0 | 0 | -344326.8984 | 0 | 0 | 0 | 0 | 0 | 0 | 0 | 0 | 0 | 0 | 0
2016-11-28 08:00 | 0 | 0 | 0 | 0 | 703944.8984 | 0 | 359618 | 0 | 0 | 0 | 1208647.4428 | 0 | 0 | 0 | 0 | 0 | 0 | 0 | 0 | 0 | 0 | 0 | 0 | 0 | 344326.8984 | 0 | 0 | 0 | 0 | 0 | 0 | 0 | 0 | 0 | 0 | 0
2016-11-28 09:00 | 0 | 0 | 0 | 0 | 17427.1016 | 0 | 361754 | 0 | 0 | 0 | 864320.5444 | 0 | 0 | 0 | 0 | 0 | 0 | 0 | 0 | 0 | 0 | 0 | 0 | 0 | -344326.8984 | 0 | 0 | 0 | 0 | 0 | 0 | 0 | 0 | 0 | 0 | 0
2016-11-28 10:00 | 0 | 0 | 0 | 0 | 31275.1016 | 0 | 375602 | 0 | 0 | 0 | 519993.646 | 0 | 0 | 0 | 0 | 0 | 0 | 0 | 0 | 0 | 0 | 0 | 0 | 0 | -344326.8984 | 0 | 0 | 0 | 0 | 0 | 0 | 0 | 0 | 0 | 0 | 0
2016-11-28 11:00 | 0 | 0 | 0 | 0 | 750594.8984 | 0 | 406268 | 0 | 0 | 0 | 864320.5444 | 0 | 0 | 0 | 0 | 0 | 0 | 0 | 0 | 0 | 0 | 0 | 0 | 0 | 344326.8984 | 0 | 0 | 0 | 0 | 0 | 0 | 0 | 0 | 0 | 0 | 0
2016-11-28 12:00 | 0 | 0 | 0 | 0 | 89423.1016 | 0 | 433750 | 0 | 0 | 0 | 519993.646 | 0 | 0 | 0 | 0 | 0 | 0 | 0 | 0 | 0 | 0 | 0 | 0 | 0 | -344326.8984 | 0 | 0 | 0 | 0 | 0 | 0 | 0 | 0 | 0 | 0 | 0
2016-11-28 13:00 | 0 | 0 | 0 | 0 | 101417.8312 | 2.2705 | 445747 | 0 | 0 | 0 | 175666.7477 | 0 | 0 | 0 | 0 | 0 | 0 | 0 | 0 | 0 | 0 | 0 | 0 | 0 | -344326.8984 | 0 | 0 | 0 | 0 | 0 | 0 | 0 | 0 | 0 | 0 | 0
2016-11-28 14:00 | 0 | 0 | 0 | 0 | 626172.7545 | 169050.1439 | 450896 | 0 | 0 | 0 | 519993.646 | 0 | 0 | 0 | 0 | 0 | 0 | 0 | 0 | 0 | 0 | 0 | 0 | 0 | 344326.8984 | 0 | 0 | 0 | 0 | 0 | 0 | 0 | 0 | 0 | 0 | 0
2016-11-28 15:00 | 0 | 0 | 0 | 0 | 350831.6215 | 446504.2769 | 453009 | 0 | 0 | 0 | 864320.5444 | 0 | 0 | 0 | 0 | 0 | 0 | 0 | 0 | 0 | 0 | 0 | 0 | 0 | 344326.8984 | 0 | 0 | 0 | 0 | 0 | 0 | 0 | 0 | 0 | 0 | 0
2016-11-28 16:00 | 0 | 0 | 0 | 0 | 0 | 609048.6288 | 452270 | 0 | 0 | 0 | 1021099.1733 | 0 | 0 | 0 | 0 | 0 | 0 | 0 | 0 | 0 | 0 | 0 | 0 | 0 | 156778.6288 | 0 | 0 | 0 | 0 | 0 | 0 | 0 | 0 | 0 | 0 | 0
2016-11-28 17:00 | 0 | 0 | 0 | 0 | 0 | 640708.9451 | 449944 | 0 | 0 | 0 | 1211864.1184 | 0 | 0 | 0 | 0 | 0 | 0 | 0 | 0 | 0 | 0 | 0 | 0 | 0 | 190764.9451 | 0 | 0 | 0 | 0 | 0 | 0 | 0 | 0 | 0 | 0 | 0
2016-11-28 18:00 | 0 | 0 | 0 | 0 | 157731.181 | 633925.7174 | 447330 | 0 | 0 | 0 | 1556191.0168 | 0 | 0 | 0 | 0 | 0 | 0 | 0 | 0 | 0 | 0 | 0 | 0 | 0 | 344326.8984 | 0 | 0 | 0 | 0 | 0 | 0 | 0 | 0 | 0 | 0 | 0
2016-11-28 19:00 | 0 | 0 | 0 | 0 | 0 | 624985.6075 | 445643 | 0 | 0 | 0 | 1735533.6242 | 0 | 0 | 0 | 0 | 0 | 0 | 0 | 0 | 0 | 0 | 0 | 0 | 0 | 179342.6075 | 0 | 0 | 0 | 0 | 0 | 0 | 0 | 0 | 0 | 0 | 0
2016-11-28 20:00 | 0 | 0 | 0 | 0 | 0 | 628262.6757 | 445537 | 0 | 0 | 0 | 1918259.2999 | 0 | 0 | 0 | 0 | 0 | 0 | 0 | 0 | 0 | 0 | 0 | 0 | 0 | 182725.6757 | 0 | 0 | 0 | 0 | 0 | 0 | 0 | 0 | 0 | 0 | 0
2016-11-28 21:00 | 0 | 0 | 0 | 0 | 179375.1611 | 615984.7373 | 451033 | 0 | 0 | 0 | 2262586.1983 | 0 | 0 | 0 | 0 | 0 | 0 | 0 | 0 | 0 | 0 | 0 | 0 | 0 | 344326.8984 | 0 | 0 | 0 | 0 | 0 | 0 | 0 | 0 | 0 | 0 | 0
2016-11-28 22:00 | 0 | 0 | 0 | 0 | 0 | 509067.5528 | 466339 | 0 | 0 | 0 | 2305314.7511 | 0 | 0 | 0 | 0 | 0 | 0 | 0 | 0 | 0 | 0 | 0 | 0 | 0 | 42728.5528 | 0 | 0 | 0 | 0 | 0 | 0 | 0 | 0 | 0 | 0 | 0
2016-11-28 23:00 | 0 | 0 | 0 | 0 | 0 | 237672.6391 | 477026 | 0 | 0 | 0 | 2065961.3902 | 0 | 0 | 0 | 0 | 0 | 0 | 0 | 0 | 0 | 0 | 0 | 0 | 0 | -239353.3609 | 0 | 0 | 0 | 0 | 0 | 0 | 0 | 0 | 0 | 0 | 0
2016-11-29 | 0 | 0 | 0 | 0 | 128009.6928 | 7962.4089 | 480299 | 0 | 0 | 0 | 1721634.4918 | 0 | 0 | 0 | 0 | 0 | 0 | 0 | 0 | 0 | 0 | 0 | 0 | 0 | -344326.8984 | 0 | 0 | 0 | 0 | 0 | 0 | 0 | 0 | 0 | 0 | 0
2016-11-29 01:00 | 0 | 0 | 0 | 0 | 131697.1016 | 0 | 476024 | 0 | 0 | 0 | 1377307.5935 | 0 | 0 | 0 | 0 | 0 | 0 | 0 | 0 | 0 | 0 | 0 | 0 | 0 | -344326.8984 | 0 | 0 | 0 | 0 | 0 | 0 | 0 | 0 | 0 | 0 | 0
2016-11-29 02:00 | 0 | 0 | 0 | 0 | 804698.8984 | 0 | 460372 | 0 | 0 | 0 | 1721634.4918 | 0 | 0 | 0 | 0 | 0 | 0 | 0 | 0 | 0 | 0 | 0 | 0 | 0 | 344326.8984 | 0 | 0 | 0 | 0 | 0 | 0 | 0 | 0 | 0 | 0 | 0
2016-11-29 03:00 | 0 | 0 | 0 | 0 | 93091.1016 | 0 | 437418 | 0 | 0 | 0 | 1377307.5935 | 0 | 0 | 0 | 0 | 0 | 0 | 0 | 0 | 0 | 0 | 0 | 0 | 0 | -344326.8984 | 0 | 0 | 0 | 0 | 0 | 0 | 0 | 0 | 0 | 0 | 0
2016-11-29 04:00 | 0 | 0 | 0 | 0 | 66825.1016 | 0 | 411152 | 0 | 0 | 0 | 1032980.6951 | 0 | 0 | 0 | 0 | 0 | 0 | 0 | 0 | 0 | 0 | 0 | 0 | 0 | -344326.8984 | 0 | 0 | 0 | 0 | 0 | 0 | 0 | 0 | 0 | 0 | 0
2016-11-29 05:00 | 0 | 0 | 0 | 0 | 44068.1016 | 0 | 388395 | 0 | 0 | 0 | 688653.7967 | 0 | 0 | 0 | 0 | 0 | 0 | 0 | 0 | 0 | 0 | 0 | 0 | 0 | -344326.8984 | 0 | 0 | 0 | 0 | 0 | 0 | 0 | 0 | 0 | 0 | 0
2016-11-29 06:00 | 0 | 0 | 0 | 0 | 715191.8984 | 0 | 370865 | 0 | 0 | 0 | 1032980.6951 | 0 | 0 | 0 | 0 | 0 | 0 | 0 | 0 | 0 | 0 | 0 | 0 | 0 | 344326.8984 | 0 | 0 | 0 | 0 | 0 | 0 | 0 | 0 | 0 | 0 | 0
2016-11-29 07:00 | 0 | 0 | 0 | 0 | 14875.1016 | 0 | 359202 | 0 | 0 | 0 | 688653.7967 | 0 | 0 | 0 | 0 | 0 | 0 | 0 | 0 | 0 | 0 | 0 | 0 | 0 | -344326.8984 | 0 | 0 | 0 | 0 | 0 | 0 | 0 | 0 | 0 | 0 | 0
2016-11-29 08:00 | 0 | 0 | 0 | 0 | 9146.1016 | 0 | 353473 | 0 | 0 | 0 | 344326.8984 | 0 | 0 | 0 | 0 | 0 | 0 | 0 | 0 | 0 | 0 | 0 | 0 | 0 | -344326.8984 | 0 | 0 | 0 | 0 | 0 | 0 | 0 | 0 | 0 | 0 | 0
2016-11-29 09:00 | 0 | 0 | 0 | 0 | 698345.8984 | 0 | 354019 | 0 | 0 | 0 | 688653.7967 | 0 | 0 | 0 | 0 | 0 | 0 | 0 | 0 | 0 | 0 | 0 | 0 | 0 | 344326.8984 | 0 | 0 | 0 | 0 | 0 | 0 | 0 | 0 | 0 | 0 | 0
2016-11-29 10:00 | 0 | 0 | 0 | 0 | 19760.1016 | 0 | 364087 | 0 | 0 | 0 | 344326.8984 | 0 | 0 | 0 | 0 | 0 | 0 | 0 | 0 | 0 | 0 | 0 | 0 | 0 | -344326.8984 | 0 | 0 | 0 | 0 | 0 | 0 | 0 | 0 | 0 | 0 | 0
2016-11-29 11:00 | 0 | 0 | 0 | 0 | 48352.1016 | 0 | 392679 | 0 | 0 | 0 | 0 | 0 | 0 | 0 | 0 | 0 | 0 | 0 | 0 | 0 | 0 | 0 | 0 | 0 | -344326.8984 | 0 | 0 | 0 | 0 | 0 | 0 | 0 | 0 | 0 | 0 | 0
2016-11-29 12:00 | 0 | 0 | 0 | 0 | 421206 | 0 | 421206 | 0 | 0 | 0 | 0 | 0 | 0 | 0 | 0 | 0 | 0 | 0 | 0 | 0 | 0 | 0 | 0 | 0 | 0 | 0 | 0 | 0 | 0 | 0 | 0 | 0 | 0 | 0 | 0 | 0
2016-11-29 13:00 | 0 | 0 | 0 | 0 | 779077.2786 | 1.6198 | 434752 | 0 | 0 | 0 | 344326.8984 | 0 | 0 | 0 | 0 | 0 | 0 | 0 | 0 | 0 | 0 | 0 | 0 | 0 | 344326.8984 | 0 | 0 | 0 | 0 | 0 | 0 | 0 | 0 | 0 | 0 | 0
2016-11-29 14:00 | 0 | 0 | 0 | 0 | 8878.6266 | 89486.475 | 442692 | 0 | 0 | 0 | 0 | 0 | 0 | 0 | 0 | 0 | 0 | 0 | 0 | 0 | 0 | 0 | 0 | 0 | -344326.8984 | 0 | 0 | 0 | 0 | 0 | 0 | 0 | 0 | 0 | 0 | 0
2016-11-29 15:00 | 0 | 0 | 0 | 0 | 177146.3812 | 614256.5172 | 447076 | 0 | 0 | 0 | 344326.8984 | 0 | 0 | 0 | 0 | 0 | 0 | 0 | 0 | 0 | 0 | 0 | 0 | 0 | 344326.8984 | 0 | 0 | 0 | 0 | 0 | 0 | 0 | 0 | 0 | 0 | 0
2016-11-29 16:00 | 0 | 0 | 0 | 0 | 0 | 793498.5459 | 447270 | 0 | 0 | 0 | 688653.7967 | 0 | 0 | 1901.6476 | 0 | 0 | 0 | 0 | 0 | 0 | 0 | 0 | 0 | 0 | 344326.8984 | 0 | 0 | 0 | 1901.6476 | 0 | 0 | 0 | 0 | 0 | 0 | 0
2016-11-29 17:00 | 0 | 0 | 0 | 0 | 0 | 807603.4902 | 446183 | 0 | 0 | 0 | 1032980.6951 | 0 | 0 | 18995.2394 | 0 | 0 | 0 | 0 | 0 | 0 | 0 | 0 | 0 | 0 | 344326.8984 | 0 | 0 | 0 | 17093.5918 | 0 | 0 | 0 | 0 | 0 | 0 | 0
2016-11-29 18:00 | 0 | 0 | 0 | 0 | 0 | 739297.5342 | 445690 | 0 | 0 | 0 | 1345583.4688 | 0 | 0 | 0 | 0 | 0 | 0 | 0 | 0 | 0 | 0 | 0 | 0 | 0 | 312602.7737 | 0 | 0 | 0 | -18995.2394 | 0 | 0 | 0 | 0 | 0 | 0 | 0
2016-11-29 19:00 | 0 | 0 | 0 | 0 | 75547.4831 | 712549.4153 | 443770 | 0 | 0 | 0 | 1689910.3671 | 0 | 0 | 0 | 0 | 0 | 0 | 0 | 0 | 0 | 0 | 0 | 0 | 0 | 344326.8984 | 0 | 0 | 0 | 0 | 0 | 0 | 0 | 0 | 0 | 0 | 0
2016-11-29 20:00 | 0 | 0 | 0 | 0 | 62533.1739 | 723608.7244 | 441815 | 0 | 0 | 0 | 2034237.2655 | 0 | 0 | 0 | 0 | 0 | 0 | 0 | 0 | 0 | 0 | 0 | 0 | 0 | 344326.8984 | 0 | 0 | 0 | 0 | 0 | 0 | 0 | 0 | 0 | 0 | 0
2016-11-29 21:00 | 0 | 0 | 0 | 0 | 0 | 743598.4967 | 444535 | 0 | 0 | 0 | 2333300.7622 | 0 | 0 | 0 | 0 | 0 | 0 | 0 | 0 | 0 | 0 | 0 | 0 | 0 | 299063.4967 | 0 | 0 | 0 | 0 | 0 | 0 | 0 | 0 | 0 | 0 | 0
2016-11-29 22:00 | 0 | 0 | 0 | 0 | 0 | 694309.3911 | 457321 | 0 | 0 | 0 | 2570289.1533 | 0 | 0 | 0 | 0 | 0 | 0 | 0 | 0 | 0 | 0 | 0 | 0 | 0 | 236988.3911 | 0 | 0 | 0 | 0 | 0 | 0 | 0 | 0 | 0 | 0 | 0
2016-11-29 23:00 | 0 | 0 | 0 | 0 | 0 | 361976.7282 | 470093 | 0 | 0 | 0 | 2462172.8815 | 0 | 0 | 0 | 0 | 0 | 0 | 0 | 0 | 0 | 0 | 0 | 0 | 0 | -108116.2718 | 0 | 0 | 0 | 0 | 0 | 0 | 0 | 0 | 0 | 0 | 0
2016-11-30 | 0 | 0 | 0 | 0 | 123211.0737 | 7594.0279 | 475132 | 0 | 0 | 0 | 2117845.9831 | 0 | 0 | 0 | 0 | 0 | 0 | 0 | 0 | 0 | 0 | 0 | 0 | 0 | -344326.8984 | 0 | 0 | 0 | 0 | 0 | 0 | 0 | 0 | 0 | 0 | 0
2016-11-30 01:00 | 0 | 0 | 0 | 0 | 127730.1016 | 0 | 472057 | 0 | 0 | 0 | 1773519.0848 | 0 | 0 | 0 | 0 | 0 | 0 | 0 | 0 | 0 | 0 | 0 | 0 | 0 | -344326.8984 | 0 | 0 | 0 | 0 | 0 | 0 | 0 | 0 | 0 | 0 | 0
2016-11-30 02:00 | 0 | 0 | 0 | 0 | 112986.1016 | 0 | 457313 | 0 | 0 | 0 | 1429192.1864 | 0 | 0 | 0 | 0 | 0 | 0 | 0 | 0 | 0 | 0 | 0 | 0 | 0 | -344326.8984 | 0 | 0 | 0 | 0 | 0 | 0 | 0 | 0 | 0 | 0 | 0
2016-11-30 03:00 | 0 | 0 | 0 | 0 | 779954.8984 | 0 | 435628 | 0 | 0 | 0 | 1773519.0848 | 0 | 0 | 0 | 0 | 0 | 0 | 0 | 0 | 0 | 0 | 0 | 0 | 0 | 344326.8984 | 0 | 0 | 0 | 0 | 0 | 0 | 0 | 0 | 0 | 0 | 0
2016-11-30 04:00 | 0 | 0 | 0 | 0 | 66149.1016 | 0 | 410476 | 0 | 0 | 0 | 1429192.1864 | 0 | 0 | 0 | 0 | 0 | 0 | 0 | 0 | 0 | 0 | 0 | 0 | 0 | -344326.8984 | 0 | 0 | 0 | 0 | 0 | 0 | 0 | 0 | 0 | 0 | 0
2016-11-30 05:00 | 0 | 0 | 0 | 0 | 42732.1016 | 0 | 387059 | 0 | 0 | 0 | 1084865.288 | 0 | 0 | 0 | 0 | 0 | 0 | 0 | 0 | 0 | 0 | 0 | 0 | 0 | -344326.8984 | 0 | 0 | 0 | 0 | 0 | 0 | 0 | 0 | 0 | 0 | 0
2016-11-30 06:00 | 0 | 0 | 0 | 0 | 24748.1016 | 0 | 369075 | 0 | 0 | 0 | 740538.3897 | 0 | 0 | 0 | 0 | 0 | 0 | 0 | 0 | 0 | 0 | 0 | 0 | 0 | -344326.8984 | 0 | 0 | 0 | 0 | 0 | 0 | 0 | 0 | 0 | 0 | 0
2016-11-30 07:00 | 0 | 0 | 0 | 0 | 701885.8984 | 0 | 357559 | 0 | 0 | 0 | 1084865.288 | 0 | 0 | 0 | 0 | 0 | 0 | 0 | 0 | 0 | 0 | 0 | 0 | 0 | 344326.8984 | 0 | 0 | 0 | 0 | 0 | 0 | 0 | 0 | 0 | 0 | 0
2016-11-30 08:00 | 0 | 0 | 0 | 0 | 7661.1016 | 0 | 351988 | 0 | 0 | 0 | 740538.3897 | 0 | 0 | 0 | 0 | 0 | 0 | 0 | 0 | 0 | 0 | 0 | 0 | 0 | -344326.8984 | 0 | 0 | 0 | 0 | 0 | 0 | 0 | 0 | 0 | 0 | 0
2016-11-30 09:00 | 0 | 0 | 0 | 0 | 9019.1016 | 0 | 353346 | 0 | 0 | 0 | 396211.4913 | 0 | 0 | 0 | 0 | 0 | 0 | 0 | 0 | 0 | 0 | 0 | 0 | 0 | -344326.8984 | 0 | 0 | 0 | 0 | 0 | 0 | 0 | 0 | 0 | 0 | 0
2016-11-30 10:00 | 0 | 0 | 0 | 0 | 313258.4071 | 0 | 365143 | 0 | 0 | 0 | 344326.8984 | 0 | 0 | 0 | 0 | 0 | 0 | 0 | 0 | 0 | 0 | 0 | 0 | 0 | -51884.5929 | 0 | 0 | 0 | 0 | 0 | 0 | 0 | 0 | 0 | 0 | 0
2016-11-30 11:00 | 0 | 0 | 0 | 0 | 737783.8984 | 0 | 393457 | 0 | 0 | 0 | 688653.7967 | 0 | 0 | 0 | 0 | 0 | 0 | 0 | 0 | 0 | 0 | 0 | 0 | 0 | 344326.8984 | 0 | 0 | 0 | 0 | 0 | 0 | 0 | 0 | 0 | 0 | 0
2016-11-30 12:00 | 0 | 0 | 0 | 0 | 77288.1016 | 0 | 421615 | 0 | 0 | 0 | 344326.8984 | 0 | 0 | 0 | 0 | 0 | 0 | 0 | 0 | 0 | 0 | 0 | 0 | 0 | -344326.8984 | 0 | 0 | 0 | 0 | 0 | 0 | 0 | 0 | 0 | 0 | 0
2016-11-30 13:00 | 0 | 0 | 0 | 0 | 91331.1962 | 0.90542 | 435659 | 0 | 0 | 0 | 0 | 0 | 0 | 0 | 0 | 0 | 0 | 0 | 0 | 0 | 0 | 0 | 0 | 0 | -344326.8984 | 0 | 0 | 0 | 0 | 0 | 0 | 0 | 0 | 0 | 0 | 0
2016-11-30 14:00 | 0 | 0 | 0 | 0 | 604892.4226 | 110002.6092 | 444282 | 0 | 0 | 0 | 270613.0318 | 0 | 0 | 0 | 0 | 0 | 0 | 0 | 0 | 0 | 0 | 0 | 0 | 0 | 270613.0318 | 0 | 0 | 0 | 0 | 0 | 0 | 0 | 0 | 0 | 0 | 0
2016-11-30 15:00 | 0 | 0 | 0 | 0 | 80815.58 | 711917.3183 | 448406 | 0 | 0 | 0 | 614939.9302 | 0 | 0 | 0 | 0 | 0 | 0 | 0 | 0 | 0 | 0 | 0 | 0 | 0 | 344326.8984 | 0 | 0 | 0 | 0 | 0 | 0 | 0 | 0 | 0 | 0 | 0
2016-11-30 16:00 | 0 | 0 | 0 | 0 | 0 | 793719.8984 | 449393 | 0 | 0 | 0 | 959266.8286 | 0 | 0 | 0 | 0 | 0 | 0 | 0 | 0 | 0 | 0 | 0 | 0 | 0 | 344326.8984 | 0 | 0 | 0 | 0 | 0 | 0 | 0 | 0 | 0 | 0 | 0
2016-11-30 17:00 | 0 | 0 | 0 | 0 | 0 | 810839.1378 | 447517 | 0 | 0 | 0 | 1303593.7269 | 0 | 0 | 18995.2394 | 0 | 0 | 0 | 0 | 0 | 0 | 0 | 0 | 0 | 0 | 344326.8984 | 0 | 0 | 0 | 18995.2394 | 0 | 0 | 0 | 0 | 0 | 0 | 0
2016-11-30 18:00 | 0 | 0 | 0 | 0 | 0 | 782932.8975 | 445504 | 0 | 0 | 0 | 1641022.6244 | 0 | 0 | 18995.2394 | 0 | 0 | 0 | 0 | 0 | 0 | 0 | 0 | 0 | 0 | 337428.8975 | 0 | 0 | 0 | 0 | 0 | 0 | 0 | 0 | 0 | 0 | 0
2016-11-30 19:00 | 0 | 0 | 0 | 0 | 6574.9591 | 763057.6999 | 444301 | 0 | 0 | 0 | 1985349.5228 | 0 | 0 | 0 | 0 | 0 | 0 | 0 | 0 | 0 | 0 | 0 | 0 | 0 | 344326.8984 | 0 | 0 | 0 | -18995.2394 | 0 | 0 | 0 | 0 | 0 | 0 | 0
2016-11-30 20:00 | 0 | 0 | 0 | 0 | 8199.5067 | 779074.3916 | 442947 | 0 | 0 | 0 | 2329676.4212 | 0 | 0 | 0 | 0 | 0 | 0 | 0 | 0 | 0 | 0 | 0 | 0 | 0 | 344326.8984 | 0 | 0 | 0 | 0 | 0 | 0 | 0 | 0 | 0 | 0 | 0
2016-11-30 21:00 | 0 | 0 | 0 | 0 | 0 | 805724.2293 | 446786 | 0 | 0 | 0 | 2674003.3195 | 0 | 0 | 14611.331 | 0 | 0 | 0 | 0 | 0 | 0 | 0 | 0 | 0 | 0 | 344326.8984 | 0 | 0 | 0 | 14611.331 | 0 | 0 | 0 | 0 | 0 | 0 | 0
2016-11-30 22:00 | 0 | 0 | 0 | 0 | 0 | 703758.3276 | 459609 | 0 | 0 | 0 | 2932763.9781 | 0 | 0 | 0 | 0 | 0 | 0 | 0 | 0 | 0 | 0 | 0 | 0 | 0 | 258760.6586 | 0 | 0 | 0 | -14611.331 | 0 | 0 | 0 | 0 | 0 | 0 | 0
2016-11-30 23:00 | 0 | 0 | 0 | 0 | 0 | 288652.4895 | 471628 | 0 | 0 | 0 | 2749788.4677 | 0 | 0 | 0 | 0 | 0 | 0 | 0 | 0 | 0 | 0 | 0 | 0 | 0 | -182975.5105 | 0 | 0 | 0 | 0 | 0 | 0 | 0 | 0 | 0 | 0 | 0
2016-12-01 | 0 | 0 | 0 | 0 | 127729.8183 | 5115.2833 | 477172 | 0 | 0 | 0 | 2405461.5693 | 0 | 0 | 0 | 0 | 0 | 0 | 0 | 0 | 0 | 0 | 0 | 0 | 0 | -344326.8984 | 0 | 0 | 0 | 0 | 0 | 0 | 0 | 0 | 0 | 0 | 0
2016-12-01 01:00 | 0 | 0 | 0 | 0 | 632292.5273 | 0 | 475680 | 0 | 0 | 0 | 2562074.0966 | 0 | 0 | 0 | 0 | 0 | 0 | 0 | 0 | 0 | 0 | 0 | 0 | 0 | 156612.5273 | 0 | 0 | 0 | 0 | 0 | 0 | 0 | 0 | 0 | 0 | 0
2016-12-01 02:00 | 0 | 0 | 0 | 0 | 118540.1016 | 0 | 462867 | 0 | 0 | 0 | 2217747.1982 | 0 | 0 | 0 | 0 | 0 | 0 | 0 | 0 | 0 | 0 | 0 | 0 | 0 | -344326.8984 | 0 | 0 | 0 | 0 | 0 | 0 | 0 | 0 | 0 | 0 | 0
2016-12-01 03:00 | 0 | 0 | 0 | 0 | 97601.1016 | 0 | 441928 | 0 | 0 | 0 | 1873420.2998 | 0 | 0 | 0 | 0 | 0 | 0 | 0 | 0 | 0 | 0 | 0 | 0 | 0 | -344326.8984 | 0 | 0 | 0 | 0 | 0 | 0 | 0 | 0 | 0 | 0 | 0
2016-12-01 04:00 | 0 | 0 | 0 | 0 | 621218.1353 | 0 | 418210 | 0 | 0 | 0 | 2076428.4351 | 0 | 0 | 0 | 0 | 0 | 0 | 0 | 0 | 0 | 0 | 0 | 0 | 0 | 203008.1353 | 0 | 0 | 0 | 0 | 0 | 0 | 0 | 0 | 0 | 0 | 0
2016-12-01 05:00 | 0 | 0 | 0 | 0 | 51863.1016 | 0 | 396190 | 0 | 0 | 0 | 1732101.5368 | 0 | 0 | 0 | 0 | 0 | 0 | 0 | 0 | 0 | 0 | 0 | 0 | 0 | -344326.8984 | 0 | 0 | 0 | 0 | 0 | 0 | 0 | 0 | 0 | 0 | 0
2016-12-01 06:00 | 0 | 0 | 0 | 0 | 35155.1016 | 0 | 379482 | 0 | 0 | 0 | 1387774.6384 | 0 | 0 | 0 | 0 | 0 | 0 | 0 | 0 | 0 | 0 | 0 | 0 | 0 | -344326.8984 | 0 | 0 | 0 | 0 | 0 | 0 | 0 | 0 | 0 | 0 | 0
2016-12-01 07:00 | 0 | 0 | 0 | 0 | 556990.4967 | 0 | 369828 | 0 | 0 | 0 | 1574937.1351 | 0 | 0 | 0 | 0 | 0 | 0 | 0 | 0 | 0 | 0 | 0 | 0 | 0 | 187162.4967 | 0 | 0 | 0 | 0 | 0 | 0 | 0 | 0 | 0 | 0 | 0
2016-12-01 08:00 | 0 | 0 | 0 | 0 | 21880.1016 | 0 | 366207 | 0 | 0 | 0 | 1230610.2367 | 0 | 0 | 0 | 0 | 0 | 0 | 0 | 0 | 0 | 0 | 0 | 0 | 0 | -344326.8984 | 0 | 0 | 0 | 0 | 0 | 0 | 0 | 0 | 0 | 0 | 0
2016-12-01 09:00 | 0 | 0 | 0 | 0 | 489134.4764 | 0 | 369381 | 0 | 0 | 0 | 1350363.7131 | 0 | 0 | 0 | 0 | 0 | 0 | 0 | 0 | 0 | 0 | 0 | 0 | 0 | 119753.4764 | 0 | 0 | 0 | 0 | 0 | 0 | 0 | 0 | 0 | 0 | 0
2016-12-01 10:00 | 0 | 0 | 0 | 0 | 466363.3117 | 0 | 382798 | 0 | 0 | 0 | 1433929.0248 | 0 | 0 | 0 | 0 | 0 | 0 | 0 | 0 | 0 | 0 | 0 | 0 | 0 | 83565.3117 | 0 | 0 | 0 | 0 | 0 | 0 | 0 | 0 | 0 | 0 | 0
2016-12-01 11:00 | 0 | 0 | 0 | 0 | 443628.1717 | 0 | 412850 | 0 | 0 | 0 | 1464707.1965 | 0 | 0 | 0 | 0 | 0 | 0 | 0 | 0 | 0 | 0 | 0 | 0 | 0 | 30778.1717 | 0 | 0 | 0 | 0 | 0 | 0 | 0 | 0 | 0 | 0 | 0
2016-12-01 12:00 | 0 | 0 | 0 | 0 | 97816.1016 | 0 | 442143 | 0 | 0 | 0 | 1120380.2981 | 0 | 0 | 0 | 0 | 0 | 0 | 0 | 0 | 0 | 0 | 0 | 0 | 0 | -344326.8984 | 0 | 0 | 0 | 0 | 0 | 0 | 0 | 0 | 0 | 0 | 0
2016-12-01 13:00 | 0 | 0 | 0 | 0 | 401704.7996 | 0.50947 | 454793 | 0 | 0 | 0 | 1067292.6071 | 0 | 0 | 0 | 0 | 0 | 0 | 0 | 0 | 0 | 0 | 0 | 0 | 0 | -53087.691 | 0 | 0 | 0 | 0 | 0 | 0 | 0 | 0 | 0 | 0 | 0
2016-12-01 14:00 | 0 | 0 | 0 | 0 | 264837.9102 | 104215.0927 | 458619 | 0 | 0 | 0 | 977726.61 | 0 | 0 | 0 | 0 | 0 | 0 | 0 | 0 | 0 | 0 | 0 | 0 | 0 | -89565.9971 | 0 | 0 | 0 | 0 | 0 | 0 | 0 | 0 | 0 | 0 | 0
2016-12-01 15:00 | 0 | 0 | 0 | 0 | 161459.4505 | 526697.1562 | 458254 | 0 | 0 | 0 | 1188633.9772 | 0 | 0 | 18995.2394 | 0 | 0 | 0 | 0 | 0 | 0 | 0 | 0 | 0 | 0 | 210907.3672 | 0 | 0 | 0 | 18995.2394 | 0 | 0 | 0 | 0 | 0 | 0 | 0
2016-12-01 16:00 | 0 | 0 | 0 | 0 | 80399.172 | 718515.7264 | 454588 | 0 | 0 | 0 | 1532960.8756 | 0 | 0 | 18995.2394 | 0 | 0 | 0 | 0 | 0 | 0 | 0 | 0 | 0 | 0 | 344326.8984 | 0 | 0 | 0 | 0 | 0 | 0 | 0 | 0 | 0 | 0 | 0
2016-12-01 17:00 | 0 | 0 | 0 | 0 | 42844.4201 | 750695.4783 | 449213 | 0 | 0 | 0 | 1877287.774 | 0 | 0 | 18995.2394 | 0 | 0 | 0 | 0 | 0 | 0 | 0 | 0 | 0 | 0 | 344326.8984 | 0 | 0 | 0 | 0 | 0 | 0 | 0 | 0 | 0 | 0 | 0
2016-12-01 18:00 | 0 | 0 | 0 | 0 | 68279.5165 | 721875.3819 | 445828 | 0 | 0 | 0 | 2221614.6723 | 0 | 0 | 18995.2394 | 0 | 0 | 0 | 0 | 0 | 0 | 0 | 0 | 0 | 0 | 344326.8984 | 0 | 0 | 0 | 0 | 0 | 0 | 0 | 0 | 0 | 0 | 0
2016-12-01 19:00 | 0 | 0 | 0 | 0 | 85460.3179 | 702568.5805 | 443702 | 0 | 0 | 0 | 2565941.5707 | 0 | 0 | 18995.2394 | 0 | 0 | 0 | 0 | 0 | 0 | 0 | 0 | 0 | 0 | 344326.8984 | 0 | 0 | 0 | 0 | 0 | 0 | 0 | 0 | 0 | 0 | 0
2016-12-01 20:00 | 0 | 0 | 0 | 0 | 71545.8383 | 714552.06 | 441771 | 0 | 0 | 0 | 2910268.4691 | 0 | 0 | 18995.2394 | 0 | 0 | 0 | 0 | 0 | 0 | 0 | 0 | 0 | 0 | 344326.8984 | 0 | 0 | 0 | 0 | 0 | 0 | 0 | 0 | 0 | 0 | 0
2016-12-01 21:00 | 0 | 0 | 0 | 0 | 53929.1705 | 716431.4884 | 445029 | 0 | 0 | 0 | 3254595.3674 | 0 | 0 | 0 | 0 | 0 | 0 | 0 | 0 | 0 | 0 | 0 | 0 | 0 | 344326.8984 | 0 | 0 | 0 | -18995.2394 | 0 | 0 | 0 | 0 | 0 | 0 | 0
2016-12-01 22:00 | 0 | 0 | 0 | 0 | 0 | 625637.8674 | 460354 | 0 | 0 | 0 | 3419879.2348 | 0 | 0 | 0 | 0 | 0 | 0 | 0 | 0 | 0 | 0 | 0 | 0 | 0 | 165283.8674 | 0 | 0 | 0 | 0 | 0 | 0 | 0 | 0 | 0 | 0 | 0
2016-12-01 23:00 | 0 | 0 | 0 | 0 | 215420.2059 | 284531.4098 | 476034 | 0 | 0 | 0 | 3443796.8505 | 0 | 0 | 0 | 0 | 0 | 0 | 0 | 0 | 0 | 0 | 0 | 0 | 0 | 23917.6157 | 0 | 0 | 0 | 0 | 0 | 0 | 0 | 0 | 0 | 0 | 0
2016-12-02 | 0 | 0 | 0 | 0 | 132841.1785 | 6096.9231 | 483265 | 0 | 0 | 0 | 3099469.9521 | 0 | 0 | 0 | 0 | 0 | 0 | 0 | 0 | 0 | 0 | 0 | 0 | 0 | -344326.8984 | 0 | 0 | 0 | 0 | 0 | 0 | 0 | 0 | 0 | 0 | 0
2016-12-02 01:00 | 0 | 0 | 0 | 0 | 273426.3721 | 0 | 484225 | 0 | 0 | 0 | 2888671.3243 | 0 | 0 | 0 | 0 | 0 | 0 | 0 | 0 | 0 | 0 | 0 | 0 | 0 | -210798.6279 | 0 | 0 | 0 | 0 | 0 | 0 | 0 | 0 | 0 | 0 | 0
2016-12-02 02:00 | 0 | 0 | 0 | 0 | 284925.6877 | 0 | 474133 | 0 | 0 | 0 | 2699464.012 | 0 | 0 | 0 | 0 | 0 | 0 | 0 | 0 | 0 | 0 | 0 | 0 | 0 | -189207.3123 | 0 | 0 | 0 | 0 | 0 | 0 | 0 | 0 | 0 | 0 | 0
2016-12-02 03:00 | 0 | 0 | 0 | 0 | 283133.5976 | 0 | 454348 | 0 | 0 | 0 | 2528249.6096 | 0 | 0 | 0 | 0 | 0 | 0 | 0 | 0 | 0 | 0 | 0 | 0 | 0 | -171214.4024 | 0 | 0 | 0 | 0 | 0 | 0 | 0 | 0 | 0 | 0 | 0
2016-12-02 04:00 | 0 | 0 | 0 | 0 | 86982.1016 | 0 | 431309 | 0 | 0 | 0 | 2183922.7112 | 0 | 0 | 0 | 0 | 0 | 0 | 0 | 0 | 0 | 0 | 0 | 0 | 0 | -344326.8984 | 0 | 0 | 0 | 0 | 0 | 0 | 0 | 0 | 0 | 0 | 0
2016-12-02 05:00 | 0 | 0 | 0 | 0 | 261907.9432 | 0 | 410862 | 0 | 0 | 0 | 2034968.6544 | 0 | 0 | 0 | 0 | 0 | 0 | 0 | 0 | 0 | 0 | 0 | 0 | 0 | -148954.0568 | 0 | 0 | 0 | 0 | 0 | 0 | 0 | 0 | 0 | 0 | 0
2016-12-02 06:00 | 0 | 0 | 0 | 0 | 246500.8881 | 0 | 395520 | 0 | 0 | 0 | 1885949.5425 | 0 | 0 | 0 | 0 | 0 | 0 | 0 | 0 | 0 | 0 | 0 | 0 | 0 | -149019.1119 | 0 | 0 | 0 | 0 | 0 | 0 | 0 | 0 | 0 | 0 | 0
2016-12-02 07:00 | 0 | 0 | 0 | 0 | 234347.8172 | 0 | 386345 | 0 | 0 | 0 | 1733952.3597 | 0 | 0 | 0 | 0 | 0 | 0 | 0 | 0 | 0 | 0 | 0 | 0 | 0 | -151997.1828 | 0 | 0 | 0 | 0 | 0 | 0 | 0 | 0 | 0 | 0 | 0
2016-12-02 08:00 | 0 | 0 | 0 | 0 | 224512.4288 | 0 | 382964 | 0 | 0 | 0 | 1575500.7884 | 0 | 0 | 0 | 0 | 0 | 0 | 0 | 0 | 0 | 0 | 0 | 0 | 0 | -158451.5712 | 0 | 0 | 0 | 0 | 0 | 0 | 0 | 0 | 0 | 0 | 0
2016-12-02 09:00 | 0 | 0 | 0 | 0 | 216386.5267 | 0 | 385768 | 0 | 0 | 0 | 1406119.3152 | 0 | 0 | 0 | 0 | 0 | 0 | 0 | 0 | 0 | 0 | 0 | 0 | 0 | -169381.4733 | 0 | 0 | 0 | 0 | 0 | 0 | 0 | 0 | 0 | 0 | 0
2016-12-02 10:00 | 0 | 0 | 0 | 0 | 219462.2773 | 0 | 398872 | 0 | 0 | 0 | 1226709.5925 | 0 | 0 | 0 | 0 | 0 | 0 | 0 | 0 | 0 | 0 | 0 | 0 | 0 | -179409.7227 | 0 | 0 | 0 | 0 | 0 | 0 | 0 | 0 | 0 | 0 | 0
2016-12-02 11:00 | 0 | 0 | 0 | 0 | 227121.5014 | 0 | 430263 | 0 | 0 | 0 | 1023568.0939 | 0 | 0 | 0 | 0 | 0 | 0 | 0 | 0 | 0 | 0 | 0 | 0 | 0 | -203141.4986 | 0 | 0 | 0 | 0 | 0 | 0 | 0 | 0 | 0 | 0 | 0
2016-12-02 12:00 | 0 | 0 | 0 | 0 | 226324.6683 | 0 | 458440 | 0 | 0 | 0 | 791452.7621 | 0 | 0 | 0 | 0 | 0 | 0 | 0 | 0 | 0 | 0 | 0 | 0 | 0 | -232115.3317 | 0 | 0 | 0 | 0 | 0 | 0 | 0 | 0 | 0 | 0 | 0
2016-12-02 13:00 | 0 | 0 | 0 | 0 | 214542.9672 | 0 | 468105 | 0 | 0 | 0 | 537890.7293 | 0 | 0 | 0 | 0 | 0 | 0 | 0 | 0 | 0 | 0 | 0 | 0 | 0 | -253562.0328 | 0 | 0 | 0 | 0 | 0 | 0 | 0 | 0 | 0 | 0 | 0
2016-12-02 14:00 | 0 | 0 | 0 | 0 | 158081.7036 | 32832.6998 | 468340 | 0 | 0 | 0 | 241469.8933 | 0 | 0 | 18995.2394 | 0 | 0 | 0 | 0 | 0 | 0 | 0 | 0 | 0 | 0 | -296420.8361 | 0 | 0 | 0 | 18995.2394 | 0 | 0 | 0 | 0 | 0 | 0 | 0
2016-12-02 15:00 | 0 | 0 | 0 | 0 | 0 | 382761.4863 | 463520 | 0 | 0 | 0 | 179706.619 | 0 | 0 | 0 | 0 | 0 | 0 | 0 | 0 | 0 | 0 | 0 | 0 | 0 | -61763.2743 | 0 | 0 | 0 | -18995.2394 | 0 | 0 | 0 | 0 | 0 | 0 | 0
2016-12-02 16:00 | 0 | 0 | 0 | 0 | 0 | 624752.8516 | 456429 | 0 | 0 | 0 | 348030.4706 | 0 | 0 | 0 | 0 | 0 | 0 | 0 | 0 | 0 | 0 | 0 | 0 | 0 | 168323.8516 | 0 | 0 | 0 | 0 | 0 | 0 | 0 | 0 | 0 | 0 | 0
2016-12-02 17:00 | 0 | 0 | 0 | 0 | 97651.9095 | 678978.2411 | 449418 | 0 | 0 | 0 | 675242.6211 | 0 | 0 | 0 | 0 | 0 | 0 | 0 | 0 | 0 | 0 | 0 | 0 | 0 | 327212.1506 | 0 | 0 | 0 | 0 | 0 | 0 | 0 | 0 | 0 | 0 | 0
2016-12-02 18:00 | 0 | 0 | 0 | 0 | 0 | 640253.9801 | 445013 | 0 | 0 | 0 | 870483.6012 | 0 | 0 | 0 | 0 | 0 | 0 | 0 | 0 | 0 | 0 | 0 | 0 | 0 | 195240.9801 | 0 | 0 | 0 | 0 | 0 | 0 | 0 | 0 | 0 | 0 | 0
2016-12-02 19:00 | 0 | 0 | 0 | 0 | 110093.4444 | 618735.3661 | 441327 | 0 | 0 | 0 | 1157985.4118 | 0 | 0 | 0 | 0 | 0 | 0 | 0 | 0 | 0 | 0 | 0 | 0 | 0 | 287501.8106 | 0 | 0 | 0 | 0 | 0 | 0 | 0 | 0 | 0 | 0 | 0
2016-12-02 20:00 | 0 | 0 | 0 | 0 | 128102.9539 | 619754.5561 | 439813 | 0 | 0 | 0 | 1466029.9218 | 0 | 0 | 0 | 0 | 0 | 0 | 0 | 0 | 0 | 0 | 0 | 0 | 0 | 308044.51 | 0 | 0 | 0 | 0 | 0 | 0 | 0 | 0 | 0 | 0 | 0
2016-12-02 21:00 | 0 | 0 | 0 | 0 | 0 | 605019.8358 | 444457 | 0 | 0 | 0 | 1626592.7576 | 0 | 0 | 0 | 0 | 0 | 0 | 0 | 0 | 0 | 0 | 0 | 0 | 0 | 160562.8358 | 0 | 0 | 0 | 0 | 0 | 0 | 0 | 0 | 0 | 0 | 0
2016-12-02 22:00 | 0 | 0 | 0 | 0 | 0 | 525605.7014 | 458344 | 0 | 0 | 0 | 1693854.4589 | 0 | 0 | 0 | 0 | 0 | 0 | 0 | 0 | 0 | 0 | 0 | 0 | 0 | 67261.7014 | 0 | 0 | 0 | 0 | 0 | 0 | 0 | 0 | 0 | 0 | 0
2016-12-02 23:00 | 0 | 0 | 0 | 0 | 298075.7794 | 281617.1141 | 471340 | 0 | 0 | 0 | 1802207.3525 | 0 | 0 | 0 | 0 | 0 | 0 | 0 | 0 | 0 | 0 | 0 | 0 | 0 | 108352.8936 | 0 | 0 | 0 | 0 | 0 | 0 | 0 | 0 | 0 | 0 | 0
2016-12-03 | 0 | 0 | 0 | 0 | 342358.1416 | 5977.3174 | 474735 | 0 | 0 | 0 | 1675807.8114 | 0 | 0 | 0 | 0 | 0 | 0 | 0 | 0 | 0 | 0 | 0 | 0 | 0 | -126399.541 | 0 | 0 | 0 | 0 | 0 | 0 | 0 | 0 | 0 | 0 | 0
2016-12-03 01:00 | 0 | 0 | 0 | 0 | 342581.3885 | 0 | 473002 | 0 | 0 | 0 | 1545387.1999 | 0 | 0 | 0 | 0 | 0 | 0 | 0 | 0 | 0 | 0 | 0 | 0 | 0 | -130420.6115 | 0 | 0 | 0 | 0 | 0 | 0 | 0 | 0 | 0 | 0 | 0
2016-12-03 02:00 | 0 | 0 | 0 | 0 | 119416.1016 | 0 | 463743 | 0 | 0 | 0 | 1201060.3016 | 0 | 0 | 0 | 0 | 0 | 0 | 0 | 0 | 0 | 0 | 0 | 0 | 0 | -344326.8984 | 0 | 0 | 0 | 0 | 0 | 0 | 0 | 0 | 0 | 0 | 0
2016-12-03 03:00 | 0 | 0 | 0 | 0 | 348588.0727 | 0 | 447592 | 0 | 0 | 0 | 1102056.3743 | 0 | 0 | 0 | 0 | 0 | 0 | 0 | 0 | 0 | 0 | 0 | 0 | 0 | -99003.9273 | 0 | 0 | 0 | 0 | 0 | 0 | 0 | 0 | 0 | 0 | 0
2016-12-03 04:00 | 0 | 0 | 0 | 0 | 83811.1016 | 0 | 428138 | 0 | 0 | 0 | 757729.4759 | 0 | 0 | 0 | 0 | 0 | 0 | 0 | 0 | 0 | 0 | 0 | 0 | 0 | -344326.8984 | 0 | 0 | 0 | 0 | 0 | 0 | 0 | 0 | 0 | 0 | 0
2016-12-03 05:00 | 0 | 0 | 0 | 0 | 383974.5428 | 0 | 409157 | 0 | 0 | 0 | 732547.0187 | 0 | 0 | 0 | 0 | 0 | 0 | 0 | 0 | 0 | 0 | 0 | 0 | 0 | -25182.4572 | 0 | 0 | 0 | 0 | 0 | 0 | 0 | 0 | 0 | 0 | 0
2016-12-03 06:00 | 0 | 0 | 0 | 0 | 428595.3939 | 0 | 394654 | 0 | 0 | 0 | 766488.4126 | 0 | 0 | 0 | 0 | 0 | 0 | 0 | 0 | 0 | 0 | 0 | 0 | 0 | 33941.3939 | 0 | 0 | 0 | 0 | 0 | 0 | 0 | 0 | 0 | 0 | 0
2016-12-03 07:00 | 0 | 0 | 0 | 0 | 452994.7297 | 0 | 384381 | 0 | 0 | 0 | 835102.1423 | 0 | 0 | 0 | 0 | 0 | 0 | 0 | 0 | 0 | 0 | 0 | 0 | 0 | 68613.7297 | 0 | 0 | 0 | 0 | 0 | 0 | 0 | 0 | 0 | 0 | 0
2016-12-03 08:00 | 0 | 0 | 0 | 0 | 34600.1016 | 0 | 378927 | 0 | 0 | 0 | 490775.2439 | 0 | 0 | 0 | 0 | 0 | 0 | 0 | 0 | 0 | 0 | 0 | 0 | 0 | -344326.8984 | 0 | 0 | 0 | 0 | 0 | 0 | 0 | 0 | 0 | 0 | 0
2016-12-03 09:00 | 0 | 0 | 0 | 0 | 453059.7203 | 0 | 377562 | 0 | 0 | 0 | 566272.9642 | 0 | 0 | 0 | 0 | 0 | 0 | 0 | 0 | 0 | 0 | 0 | 0 | 0 | 75497.7203 | 0 | 0 | 0 | 0 | 0 | 0 | 0 | 0 | 0 | 0 | 0
2016-12-03 10:00 | 0 | 0 | 0 | 0 | 75373.1246 | 0 | 382297 | 0 | 0 | 0 | 259349.0888 | 0 | 0 | 0 | 0 | 0 | 0 | 0 | 0 | 0 | 0 | 0 | 0 | 0 | -306923.8754 | 0 | 0 | 0 | 0 | 0 | 0 | 0 | 0 | 0 | 0 | 0
2016-12-03 11:00 | 0 | 0 | 0 | 0 | 439224.4926 | 0 | 391458 | 0 | 0 | 0 | 307115.5814 | 0 | 0 | 0 | 0 | 0 | 0 | 0 | 0 | 0 | 0 | 0 | 0 | 0 | 47766.4926 | 0 | 0 | 0 | 0 | 0 | 0 | 0 | 0 | 0 | 0 | 0
2016-12-03 12:00 | 0 | 0 | 0 | 0 | 434459.3357 | 0 | 405403 | 0 | 0 | 0 | 336171.9171 | 0 | 0 | 0 | 0 | 0 | 0 | 0 | 0 | 0 | 0 | 0 | 0 | 0 | 29056.3357 | 0 | 0 | 0 | 0 | 0 | 0 | 0 | 0 | 0 | 0 | 0
2016-12-03 13:00 | 0 | 0 | 0 | 0 | 428481.9812 | 0 | 420327 | 0 | 0 | 0 | 344326.8984 | 0 | 0 | 0 | 0 | 0 | 0 | 0 | 0 | 0 | 0 | 0 | 0 | 0 | 8154.9812 | 0 | 0 | 0 | 0 | 0 | 0 | 0 | 0 | 0 | 0 | 0
2016-12-03 14:00 | 0 | 0 | 0 | 0 | 72749.9376 | 14419.164 | 431496 | 0 | 0 | 0 | 0 | 0 | 0 | 0 | 0 | 0 | 0 | 0 | 0 | 0 | 0 | 0 | 0 | 0 | -344326.8984 | 0 | 0 | 0 | 0 | 0 | 0 | 0 | 0 | 0 | 0 | 0
2016-12-03 15:00 | 0 | 0 | 0 | 0 | 308085.7925 | 473066.1059 | 436825 | 0 | 0 | 0 | 344326.8984 | 0 | 0 | 0 | 0 | 0 | 0 | 0 | 0 | 0 | 0 | 0 | 0 | 0 | 344326.8984 | 0 | 0 | 0 | 0 | 0 | 0 | 0 | 0 | 0 | 0 | 0
2016-12-03 16:00 | 0 | 0 | 0 | 0 | 79728.028 | 701490.8704 | 436892 | 0 | 0 | 0 | 688653.7967 | 0 | 0 | 0 | 0 | 0 | 0 | 0 | 0 | 0 | 0 | 0 | 0 | 0 | 344326.8984 | 0 | 0 | 0 | 0 | 0 | 0 | 0 | 0 | 0 | 0 | 0
2016-12-03 17:00 | 0 | 0 | 0 | 0 | 0 | 734065.1164 | 433208 | 0 | 0 | 0 | 989510.9131 | 0 | 0 | 0 | 0 | 0 | 0 | 0 | 0 | 0 | 0 | 0 | 0 | 0 | 300857.1164 | 0 | 0 | 0 | 0 | 0 | 0 | 0 | 0 | 0 | 0 | 0
2016-12-03 18:00 | 0 | 0 | 0 | 0 | 72105.0881 | 700567.8103 | 428346 | 0 | 0 | 0 | 1333837.8115 | 0 | 0 | 0 | 0 | 0 | 0 | 0 | 0 | 0 | 0 | 0 | 0 | 0 | 344326.8984 | 0 | 0 | 0 | 0 | 0 | 0 | 0 | 0 | 0 | 0 | 0
2016-12-03 19:00 | 0 | 0 | 0 | 0 | 91852.7745 | 677681.1239 | 425207 | 0 | 0 | 0 | 1678164.7099 | 0 | 0 | 0 | 0 | 0 | 0 | 0 | 0 | 0 | 0 | 0 | 0 | 0 | 344326.8984 | 0 | 0 | 0 | 0 | 0 | 0 | 0 | 0 | 0 | 0 | 0
2016-12-03 20:00 | 0 | 0 | 0 | 0 | 0 | 693744.3771 | 424515 | 0 | 0 | 0 | 1947394.0869 | 0 | 0 | 0 | 0 | 0 | 0 | 0 | 0 | 0 | 0 | 0 | 0 | 0 | 269229.3771 | 0 | 0 | 0 | 0 | 0 | 0 | 0 | 0 | 0 | 0 | 0
2016-12-03 21:00 | 0 | 0 | 0 | 0 | 48653.6803 | 725008.218 | 429335 | 0 | 0 | 0 | 2291720.9853 | 0 | 0 | 0 | 0 | 0 | 0 | 0 | 0 | 0 | 0 | 0 | 0 | 0 | 344326.8984 | 0 | 0 | 0 | 0 | 0 | 0 | 0 | 0 | 0 | 0 | 0
2016-12-03 22:00 | 0 | 0 | 0 | 0 | 0 | 669890.0738 | 445857 | 0 | 0 | 0 | 2515754.0591 | 0 | 0 | 0 | 0 | 0 | 0 | 0 | 0 | 0 | 0 | 0 | 0 | 0 | 224033.0738 | 0 | 0 | 0 | 0 | 0 | 0 | 0 | 0 | 0 | 0 | 0
2016-12-03 23:00 | 0 | 0 | 0 | 0 | 0 | 314355.8923 | 456957 | 0 | 0 | 0 | 2373152.9514 | 0 | 0 | 0 | 0 | 0 | 0 | 0 | 0 | 0 | 0 | 0 | 0 | 0 | -142601.1077 | 0 | 0 | 0 | 0 | 0 | 0 | 0 | 0 | 0 | 0 | 0
2016-12-04 | 0 | 0 | 0 | 0 | 110112.83 | 4786.2717 | 459226 | 0 | 0 | 0 | 2028826.053 | 0 | 0 | 0 | 0 | 0 | 0 | 0 | 0 | 0 | 0 | 0 | 0 | 0 | -344326.8984 | 0 | 0 | 0 | 0 | 0 | 0 | 0 | 0 | 0 | 0 | 0
2016-12-04 01:00 | 0 | 0 | 0 | 0 | 513251.4577 | 0 | 457461 | 0 | 0 | 0 | 2084616.5108 | 0 | 0 | 0 | 0 | 0 | 0 | 0 | 0 | 0 | 0 | 0 | 0 | 0 | 55790.4577 | 0 | 0 | 0 | 0 | 0 | 0 | 0 | 0 | 0 | 0 | 0
2016-12-04 02:00 | 0 | 0 | 0 | 0 | 104135.1016 | 0 | 448462 | 0 | 0 | 0 | 1740289.6124 | 0 | 0 | 0 | 0 | 0 | 0 | 0 | 0 | 0 | 0 | 0 | 0 | 0 | -344326.8984 | 0 | 0 | 0 | 0 | 0 | 0 | 0 | 0 | 0 | 0 | 0
2016-12-04 03:00 | 0 | 0 | 0 | 0 | 89957.1016 | 0 | 434284 | 0 | 0 | 0 | 1395962.714 | 0 | 0 | 0 | 0 | 0 | 0 | 0 | 0 | 0 | 0 | 0 | 0 | 0 | -344326.8984 | 0 | 0 | 0 | 0 | 0 | 0 | 0 | 0 | 0 | 0 | 0
2016-12-04 04:00 | 0 | 0 | 0 | 0 | 512473.6488 | 0 | 416817 | 0 | 0 | 0 | 1491619.3628 | 0 | 0 | 0 | 0 | 0 | 0 | 0 | 0 | 0 | 0 | 0 | 0 | 0 | 95656.6488 | 0 | 0 | 0 | 0 | 0 | 0 | 0 | 0 | 0 | 0 | 0
2016-12-04 05:00 | 0 | 0 | 0 | 0 | 55509.1016 | 0 | 399836 | 0 | 0 | 0 | 1147292.4645 | 0 | 0 | 0 | 0 | 0 | 0 | 0 | 0 | 0 | 0 | 0 | 0 | 0 | -344326.8984 | 0 | 0 | 0 | 0 | 0 | 0 | 0 | 0 | 0 | 0 | 0
2016-12-04 06:00 | 0 | 0 | 0 | 0 | 40613.1016 | 0 | 384940 | 0 | 0 | 0 | 802965.5661 | 0 | 0 | 0 | 0 | 0 | 0 | 0 | 0 | 0 | 0 | 0 | 0 | 0 | -344326.8984 | 0 | 0 | 0 | 0 | 0 | 0 | 0 | 0 | 0 | 0 | 0
2016-12-04 07:00 | 0 | 0 | 0 | 0 | 531195.406 | 0 | 373882 | 0 | 0 | 0 | 960278.9721 | 0 | 0 | 0 | 0 | 0 | 0 | 0 | 0 | 0 | 0 | 0 | 0 | 0 | 157313.406 | 0 | 0 | 0 | 0 | 0 | 0 | 0 | 0 | 0 | 0 | 0
2016-12-04 08:00 | 0 | 0 | 0 | 0 | 23258.1016 | 0 | 367585 | 0 | 0 | 0 | 615952.0737 | 0 | 0 | 0 | 0 | 0 | 0 | 0 | 0 | 0 | 0 | 0 | 0 | 0 | -344326.8984 | 0 | 0 | 0 | 0 | 0 | 0 | 0 | 0 | 0 | 0 | 0
2016-12-04 09:00 | 0 | 0 | 0 | 0 | 554638.9926 | 0 | 365589 | 0 | 0 | 0 | 805002.0663 | 0 | 0 | 0 | 0 | 0 | 0 | 0 | 0 | 0 | 0 | 0 | 0 | 0 | 189049.9926 | 0 | 0 | 0 | 0 | 0 | 0 | 0 | 0 | 0 | 0 | 0
2016-12-04 10:00 | 0 | 0 | 0 | 0 | 578083.3503 | 0 | 367383 | 0 | 0 | 0 | 1015702.4166 | 0 | 0 | 0 | 0 | 0 | 0 | 0 | 0 | 0 | 0 | 0 | 0 | 0 | 210700.3503 | 0 | 0 | 0 | 0 | 0 | 0 | 0 | 0 | 0 | 0 | 0
2016-12-04 11:00 | 0 | 0 | 0 | 0 | 30651.1016 | 0 | 374978 | 0 | 0 | 0 | 671375.5183 | 0 | 0 | 0 | 0 | 0 | 0 | 0 | 0 | 0 | 0 | 0 | 0 | 0 | -344326.8984 | 0 | 0 | 0 | 0 | 0 | 0 | 0 | 0 | 0 | 0 | 0
2016-12-04 12:00 | 0 | 0 | 0 | 0 | 41178.1016 | 0 | 385505 | 0 | 0 | 0 | 327048.6199 | 0 | 0 | 0 | 0 | 0 | 0 | 0 | 0 | 0 | 0 | 0 | 0 | 0 | -344326.8984 | 0 | 0 | 0 | 0 | 0 | 0 | 0 | 0 | 0 | 0 | 0
2016-12-04 13:00 | 0 | 0 | 0 | 0 | 601754.2362 | 0 | 400585 | 0 | 0 | 0 | 528217.8561 | 0 | 0 | 0 | 0 | 0 | 0 | 0 | 0 | 0 | 0 | 0 | 0 | 0 | 201169.2362 | 0 | 0 | 0 | 0 | 0 | 0 | 0 | 0 | 0 | 0 | 0
2016-12-04 14:00 | 0 | 0 | 0 | 0 | 0 | 117020.4742 | 413990 | 0 | 0 | 0 | 231248.3304 | 0 | 0 | 0 | 0 | 0 | 0 | 0 | 0 | 0 | 0 | 0 | 0 | 0 | -296969.5258 | 0 | 0 | 0 | 0 | 0 | 0 | 0 | 0 | 0 | 0 | 0
2016-12-04 15:00 | 0 | 0 | 0 | 0 | 143169.1571 | 622067.7413 | 420910 | 0 | 0 | 0 | 575575.2287 | 0 | 0 | 0 | 0 | 0 | 0 | 0 | 0 | 0 | 0 | 0 | 0 | 0 | 344326.8984 | 0 | 0 | 0 | 0 | 0 | 0 | 0 | 0 | 0 | 0 | 0
2016-12-04 16:00 | 0 | 0 | 0 | 0 | 0 | 767979.8984 | 423653 | 0 | 0 | 0 | 919902.1271 | 0 | 0 | 0 | 0 | 0 | 0 | 0 | 0 | 0 | 0 | 0 | 0 | 0 | 344326.8984 | 0 | 0 | 0 | 0 | 0 | 0 | 0 | 0 | 0 | 0 | 0
2016-12-04 17:00 | 0 | 0 | 0 | 0 | 0 | 788795.1378 | 425473 | 0 | 0 | 0 | 1264229.0255 | 0 | 0 | 18995.2394 | 0 | 0 | 0 | 0 | 0 | 0 | 0 | 0 | 0 | 0 | 344326.8984 | 0 | 0 | 0 | 18995.2394 | 0 | 0 | 0 | 0 | 0 | 0 | 0
2016-12-04 18:00 | 0 | 0 | 0 | 0 | 0 | 768139.2527 | 426290 | 0 | 0 | 0 | 1608555.9238 | 0 | 0 | 16517.5938 | 0 | 0 | 0 | 0 | 0 | 0 | 0 | 0 | 0 | 0 | 344326.8984 | 0 | 0 | 0 | -2477.6456 | 0 | 0 | 0 | 0 | 0 | 0 | 0
2016-12-04 19:00 | 0 | 0 | 0 | 0 | 0 | 742422.1939 | 425797 | 0 | 0 | 0 | 1941698.7115 | 0 | 0 | 0 | 0 | 0 | 0 | 0 | 0 | 0 | 0 | 0 | 0 | 0 | 333142.7877 | 0 | 0 | 0 | -16517.5938 | 0 | 0 | 0 | 0 | 0 | 0 | 0
2016-12-04 20:00 | 0 | 0 | 0 | 0 | 6998.8874 | 763529.011 | 426201 | 0 | 0 | 0 | 2286025.6099 | 0 | 0 | 0 | 0 | 0 | 0 | 0 | 0 | 0 | 0 | 0 | 0 | 0 | 344326.8984 | 0 | 0 | 0 | 0 | 0 | 0 | 0 | 0 | 0 | 0 | 0
2016-12-04 21:00 | 0 | 0 | 0 | 0 | 0 | 798489.1378 | 435167 | 0 | 0 | 0 | 2630352.5082 | 0 | 0 | 18995.2394 | 0 | 0 | 0 | 0 | 0 | 0 | 0 | 0 | 0 | 0 | 344326.8984 | 0 | 0 | 0 | 18995.2394 | 0 | 0 | 0 | 0 | 0 | 0 | 0
2016-12-04 22:00 | 0 | 0 | 0 | 0 | 0 | 733322.3406 | 453288 | 0 | 0 | 0 | 2929382.0882 | 0 | 0 | 0 | 0 | 0 | 0 | 0 | 0 | 0 | 0 | 0 | 0 | 0 | 299029.58 | 0 | 0 | 0 | -18995.2394 | 0 | 0 | 0 | 0 | 0 | 0 | 0
2016-12-04 23:00 | 0 | 0 | 0 | 0 | 0 | 299727.1355 | 468054 | 0 | 0 | 0 | 2761055.2237 | 0 | 0 | 0 | 0 | 0 | 0 | 0 | 0 | 0 | 0 | 0 | 0 | 0 | -168326.8645 | 0 | 0 | 0 | 0 | 0 | 0 | 0 | 0 | 0 | 0 | 0
2016-12-05 | 0 | 0 | 0 | 0 | 127274.0471 | 3029.0545 | 474630 | 0 | 0 | 0 | 2416728.3253 | 0 | 0 | 0 | 0 | 0 | 0 | 0 | 0 | 0 | 0 | 0 | 0 | 0 | -344326.8984 | 0 | 0 | 0 | 0 | 0 | 0 | 0 | 0 | 0 | 0 | 0
2016-12-05 01:00 | 0 | 0 | 0 | 0 | 130238.1016 | 0 | 474565 | 0 | 0 | 0 | 2072401.427 | 0 | 0 | 0 | 0 | 0 | 0 | 0 | 0 | 0 | 0 | 0 | 0 | 0 | -344326.8984 | 0 | 0 | 0 | 0 | 0 | 0 | 0 | 0 | 0 | 0 | 0
2016-12-05 02:00 | 0 | 0 | 0 | 0 | 692870.1472 | 0 | 462403 | 0 | 0 | 0 | 2302868.5742 | 0 | 0 | 0 | 0 | 0 | 0 | 0 | 0 | 0 | 0 | 0 | 0 | 0 | 230467.1472 | 0 | 0 | 0 | 0 | 0 | 0 | 0 | 0 | 0 | 0 | 0
2016-12-05 03:00 | 0 | 0 | 0 | 0 | 98057.1016 | 0 | 442384 | 0 | 0 | 0 | 1958541.6758 | 0 | 0 | 0 | 0 | 0 | 0 | 0 | 0 | 0 | 0 | 0 | 0 | 0 | -344326.8984 | 0 | 0 | 0 | 0 | 0 | 0 | 0 | 0 | 0 | 0 | 0
2016-12-05 04:00 | 0 | 0 | 0 | 0 | 75811.1016 | 0 | 420138 | 0 | 0 | 0 | 1614214.7774 | 0 | 0 | 0 | 0 | 0 | 0 | 0 | 0 | 0 | 0 | 0 | 0 | 0 | -344326.8984 | 0 | 0 | 0 | 0 | 0 | 0 | 0 | 0 | 0 | 0 | 0
2016-12-05 05:00 | 0 | 0 | 0 | 0 | 56118.1016 | 0 | 400445 | 0 | 0 | 0 | 1269887.8791 | 0 | 0 | 0 | 0 | 0 | 0 | 0 | 0 | 0 | 0 | 0 | 0 | 0 | -344326.8984 | 0 | 0 | 0 | 0 | 0 | 0 | 0 | 0 | 0 | 0 | 0
2016-12-05 06:00 | 0 | 0 | 0 | 0 | 722855.0546 | 0 | 385515 | 0 | 0 | 0 | 1607227.9337 | 0 | 0 | 0 | 0 | 0 | 0 | 0 | 0 | 0 | 0 | 0 | 0 | 0 | 337340.0546 | 0 | 0 | 0 | 0 | 0 | 0 | 0 | 0 | 0 | 0 | 0
2016-12-05 07:00 | 0 | 0 | 0 | 0 | 31897.1016 | 0 | 376224 | 0 | 0 | 0 | 1262901.0353 | 0 | 0 | 0 | 0 | 0 | 0 | 0 | 0 | 0 | 0 | 0 | 0 | 0 | -344326.8984 | 0 | 0 | 0 | 0 | 0 | 0 | 0 | 0 | 0 | 0 | 0
2016-12-05 08:00 | 0 | 0 | 0 | 0 | 28381.1016 | 0 | 372708 | 0 | 0 | 0 | 918574.1369 | 0 | 0 | 0 | 0 | 0 | 0 | 0 | 0 | 0 | 0 | 0 | 0 | 0 | -344326.8984 | 0 | 0 | 0 | 0 | 0 | 0 | 0 | 0 | 0 | 0 | 0
2016-12-05 09:00 | 0 | 0 | 0 | 0 | 716110.8788 | 0 | 376676 | 0 | 0 | 0 | 1258009.0157 | 0 | 0 | 0 | 0 | 0 | 0 | 0 | 0 | 0 | 0 | 0 | 0 | 0 | 339434.8788 | 0 | 0 | 0 | 0 | 0 | 0 | 0 | 0 | 0 | 0 | 0
2016-12-05 10:00 | 0 | 0 | 0 | 0 | 46080.1016 | 0 | 390407 | 0 | 0 | 0 | 913682.1173 | 0 | 0 | 0 | 0 | 0 | 0 | 0 | 0 | 0 | 0 | 0 | 0 | 0 | -344326.8984 | 0 | 0 | 0 | 0 | 0 | 0 | 0 | 0 | 0 | 0 | 0
2016-12-05 11:00 | 0 | 0 | 0 | 0 | 76856.1016 | 0 | 421183 | 0 | 0 | 0 | 569355.219 | 0 | 0 | 0 | 0 | 0 | 0 | 0 | 0 | 0 | 0 | 0 | 0 | 0 | -344326.8984 | 0 | 0 | 0 | 0 | 0 | 0 | 0 | 0 | 0 | 0 | 0
2016-12-05 12:00 | 0 | 0 | 0 | 0 | 692326.4304 | 0 | 451832 | 0 | 0 | 0 | 809849.6494 | 0 | 0 | 0 | 0 | 0 | 0 | 0 | 0 | 0 | 0 | 0 | 0 | 0 | 240494.4304 | 0 | 0 | 0 | 0 | 0 | 0 | 0 | 0 | 0 | 0 | 0
2016-12-05 13:00 | 0 | 0 | 0 | 0 | 122260.1016 | 0 | 466587 | 0 | 0 | 0 | 465522.751 | 0 | 0 | 0 | 0 | 0 | 0 | 0 | 0 | 0 | 0 | 0 | 0 | 0 | -344326.8984 | 0 | 0 | 0 | 0 | 0 | 0 | 0 | 0 | 0 | 0 | 0
2016-12-05 14:00 | 0 | 0 | 0 | 0 | 149969.8257 | 119695.5792 | 473979 | 0 | 0 | 0 | 261209.1559 | 0 | 0 | 0 | 0 | 0 | 0 | 0 | 0 | 0 | 0 | 0 | 0 | 0 | -204313.5951 | 0 | 0 | 0 | 0 | 0 | 0 | 0 | 0 | 0 | 0 | 0
2016-12-05 15:00 | 0 | 0 | 0 | 0 | 291788.5123 | 529168.3861 | 476630 | 0 | 0 | 0 | 605536.0543 | 0 | 0 | 0 | 0 | 0 | 0 | 0 | 0 | 0 | 0 | 0 | 0 | 0 | 344326.8984 | 0 | 0 | 0 | 0 | 0 | 0 | 0 | 0 | 0 | 0 | 0
2016-12-05 16:00 | 0 | 0 | 0 | 0 | 97165.2803 | 720682.6181 | 473521 | 0 | 0 | 0 | 949862.9527 | 0 | 0 | 0 | 0 | 0 | 0 | 0 | 0 | 0 | 0 | 0 | 0 | 0 | 344326.8984 | 0 | 0 | 0 | 0 | 0 | 0 | 0 | 0 | 0 | 0 | 0
2016-12-05 17:00 | 0 | 0 | 0 | 0 | 60775.632 | 752747.2664 | 469196 | 0 | 0 | 0 | 1294189.851 | 0 | 0 | 0 | 0 | 0 | 0 | 0 | 0 | 0 | 0 | 0 | 0 | 0 | 344326.8984 | 0 | 0 | 0 | 0 | 0 | 0 | 0 | 0 | 0 | 0 | 0
2016-12-05 18:00 | 0 | 0 | 0 | 0 | 0 | 726410.9 | 464977 | 0 | 0 | 0 | 1555623.7511 | 0 | 0 | 0 | 0 | 0 | 0 | 0 | 0 | 0 | 0 | 0 | 0 | 0 | 261433.9 | 0 | 0 | 0 | 0 | 0 | 0 | 0 | 0 | 0 | 0 | 0
2016-12-05 19:00 | 0 | 0 | 0 | 0 | 0 | 718381.5938 | 462140 | 0 | 0 | 0 | 1811865.3448 | 0 | 0 | 0 | 0 | 0 | 0 | 0 | 0 | 0 | 0 | 0 | 0 | 0 | 256241.5938 | 0 | 0 | 0 | 0 | 0 | 0 | 0 | 0 | 0 | 0 | 0
2016-12-05 20:00 | 0 | 0 | 0 | 0 | 57255.0013 | 747371.897 | 460300 | 0 | 0 | 0 | 2156192.2432 | 0 | 0 | 0 | 0 | 0 | 0 | 0 | 0 | 0 | 0 | 0 | 0 | 0 | 344326.8984 | 0 | 0 | 0 | 0 | 0 | 0 | 0 | 0 | 0 | 0 | 0
2016-12-05 21:00 | 0 | 0 | 0 | 0 | 0 | 783566.934 | 466385 | 0 | 0 | 0 | 2473374.1772 | 0 | 0 | 0 | 0 | 0 | 0 | 0 | 0 | 0 | 0 | 0 | 0 | 0 | 317181.934 | 0 | 0 | 0 | 0 | 0 | 0 | 0 | 0 | 0 | 0 | 0
2016-12-05 22:00 | 0 | 0 | 0 | 0 | 0 | 695960.6018 | 485100 | 0 | 0 | 0 | 2684234.779 | 0 | 0 | 0 | 0 | 0 | 0 | 0 | 0 | 0 | 0 | 0 | 0 | 0 | 210860.6018 | 0 | 0 | 0 | 0 | 0 | 0 | 0 | 0 | 0 | 0 | 0
2016-12-05 23:00 | 0 | 0 | 0 | 0 | 0 | 243071.9745 | 500221 | 0 | 0 | 0 | 2427085.7535 | 0 | 0 | 0 | 0 | 0 | 0 | 0 | 0 | 0 | 0 | 0 | 0 | 0 | -257149.0255 | 0 | 0 | 0 | 0 | 0 | 0 | 0 | 0 | 0 | 0 | 0
2016-12-06 | 0 | 0 | 0 | 0 | 158302.6578 | 2987.4439 | 505617 | 0 | 0 | 0 | 2082758.8551 | 0 | 0 | 0 | 0 | 0 | 0 | 0 | 0 | 0 | 0 | 0 | 0 | 0 | -344326.8984 | 0 | 0 | 0 | 0 | 0 | 0 | 0 | 0 | 0 | 0 | 0
2016-12-06 01:00 | 0 | 0 | 0 | 0 | 159357.1016 | 0 | 503684 | 0 | 0 | 0 | 1738431.9568 | 0 | 0 | 0 | 0 | 0 | 0 | 0 | 0 | 0 | 0 | 0 | 0 | 0 | -344326.8984 | 0 | 0 | 0 | 0 | 0 | 0 | 0 | 0 | 0 | 0 | 0
2016-12-06 02:00 | 0 | 0 | 0 | 0 | 834226.8984 | 0 | 489900 | 0 | 0 | 0 | 2082758.8551 | 0 | 0 | 0 | 0 | 0 | 0 | 0 | 0 | 0 | 0 | 0 | 0 | 0 | 344326.8984 | 0 | 0 | 0 | 0 | 0 | 0 | 0 | 0 | 0 | 0 | 0
2016-12-06 03:00 | 0 | 0 | 0 | 0 | 121972.1016 | 0 | 466299 | 0 | 0 | 0 | 1738431.9568 | 0 | 0 | 0 | 0 | 0 | 0 | 0 | 0 | 0 | 0 | 0 | 0 | 0 | -344326.8984 | 0 | 0 | 0 | 0 | 0 | 0 | 0 | 0 | 0 | 0 | 0
2016-12-06 04:00 | 0 | 0 | 0 | 0 | 95426.1016 | 0 | 439753 | 0 | 0 | 0 | 1394105.0584 | 0 | 0 | 0 | 0 | 0 | 0 | 0 | 0 | 0 | 0 | 0 | 0 | 0 | -344326.8984 | 0 | 0 | 0 | 0 | 0 | 0 | 0 | 0 | 0 | 0 | 0
2016-12-06 05:00 | 0 | 0 | 0 | 0 | 71998.1016 | 0 | 416325 | 0 | 0 | 0 | 1049778.16 | 0 | 0 | 0 | 0 | 0 | 0 | 0 | 0 | 0 | 0 | 0 | 0 | 0 | -344326.8984 | 0 | 0 | 0 | 0 | 0 | 0 | 0 | 0 | 0 | 0 | 0
2016-12-06 06:00 | 0 | 0 | 0 | 0 | 743236.8984 | 0 | 398910 | 0 | 0 | 0 | 1394105.0584 | 0 | 0 | 0 | 0 | 0 | 0 | 0 | 0 | 0 | 0 | 0 | 0 | 0 | 344326.8984 | 0 | 0 | 0 | 0 | 0 | 0 | 0 | 0 | 0 | 0 | 0
2016-12-06 07:00 | 0 | 0 | 0 | 0 | 44315.1016 | 0 | 388642 | 0 | 0 | 0 | 1049778.16 | 0 | 0 | 0 | 0 | 0 | 0 | 0 | 0 | 0 | 0 | 0 | 0 | 0 | -344326.8984 | 0 | 0 | 0 | 0 | 0 | 0 | 0 | 0 | 0 | 0 | 0
2016-12-06 08:00 | 0 | 0 | 0 | 0 | 39221.1016 | 0 | 383548 | 0 | 0 | 0 | 705451.2617 | 0 | 0 | 0 | 0 | 0 | 0 | 0 | 0 | 0 | 0 | 0 | 0 | 0 | -344326.8984 | 0 | 0 | 0 | 0 | 0 | 0 | 0 | 0 | 0 | 0 | 0
2016-12-06 09:00 | 0 | 0 | 0 | 0 | 730235.8984 | 0 | 385909 | 0 | 0 | 0 | 1049778.16 | 0 | 0 | 0 | 0 | 0 | 0 | 0 | 0 | 0 | 0 | 0 | 0 | 0 | 344326.8984 | 0 | 0 | 0 | 0 | 0 | 0 | 0 | 0 | 0 | 0 | 0
2016-12-06 10:00 | 0 | 0 | 0 | 0 | 55037.1016 | 0 | 399364 | 0 | 0 | 0 | 705451.2617 | 0 | 0 | 0 | 0 | 0 | 0 | 0 | 0 | 0 | 0 | 0 | 0 | 0 | -344326.8984 | 0 | 0 | 0 | 0 | 0 | 0 | 0 | 0 | 0 | 0 | 0
2016-12-06 11:00 | 0 | 0 | 0 | 0 | 84057.1016 | 0 | 428384 | 0 | 0 | 0 | 361124.3633 | 0 | 0 | 0 | 0 | 0 | 0 | 0 | 0 | 0 | 0 | 0 | 0 | 0 | -344326.8984 | 0 | 0 | 0 | 0 | 0 | 0 | 0 | 0 | 0 | 0 | 0
2016-12-06 12:00 | 0 | 0 | 0 | 0 | 801983.8984 | 0 | 457657 | 0 | 0 | 0 | 705451.2617 | 0 | 0 | 0 | 0 | 0 | 0 | 0 | 0 | 0 | 0 | 0 | 0 | 0 | 344326.8984 | 0 | 0 | 0 | 0 | 0 | 0 | 0 | 0 | 0 | 0 | 0
2016-12-06 13:00 | 0 | 0 | 0 | 0 | 126392.1016 | 0 | 470719 | 0 | 0 | 0 | 361124.3633 | 0 | 0 | 0 | 0 | 0 | 0 | 0 | 0 | 0 | 0 | 0 | 0 | 0 | -344326.8984 | 0 | 0 | 0 | 0 | 0 | 0 | 0 | 0 | 0 | 0 | 0
2016-12-06 14:00 | 0 | 0 | 0 | 0 | 772694.6861 | 49505.2123 | 477873 | 0 | 0 | 0 | 705451.2617 | 0 | 0 | 0 | 0 | 0 | 0 | 0 | 0 | 0 | 0 | 0 | 0 | 0 | 344326.8984 | 0 | 0 | 0 | 0 | 0 | 0 | 0 | 0 | 0 | 0 | 0
2016-12-06 15:00 | 0 | 0 | 0 | 0 | 442852.796 | 382222.1023 | 480748 | 0 | 0 | 0 | 1049778.16 | 0 | 0 | 0 | 0 | 0 | 0 | 0 | 0 | 0 | 0 | 0 | 0 | 0 | 344326.8984 | 0 | 0 | 0 | 0 | 0 | 0 | 0 | 0 | 0 | 0 | 0
2016-12-06 16:00 | 0 | 0 | 0 | 0 | 0 | 609461.8849 | 479528 | 0 | 0 | 0 | 1179712.045 | 0 | 0 | 0 | 0 | 0 | 0 | 0 | 0 | 0 | 0 | 0 | 0 | 0 | 129933.8849 | 0 | 0 | 0 | 0 | 0 | 0 | 0 | 0 | 0 | 0 | 0
2016-12-06 17:00 | 0 | 0 | 0 | 0 | 148467.8185 | 671423.0799 | 475564 | 0 | 0 | 0 | 1524038.9433 | 0 | 0 | 0 | 0 | 0 | 0 | 0 | 0 | 0 | 0 | 0 | 0 | 0 | 344326.8984 | 0 | 0 | 0 | 0 | 0 | 0 | 0 | 0 | 0 | 0 | 0
2016-12-06 18:00 | 0 | 0 | 0 | 0 | 162122.7784 | 654309.12 | 472105 | 0 | 0 | 0 | 1868365.8417 | 0 | 0 | 0 | 0 | 0 | 0 | 0 | 0 | 0 | 0 | 0 | 0 | 0 | 344326.8984 | 0 | 0 | 0 | 0 | 0 | 0 | 0 | 0 | 0 | 0 | 0
2016-12-06 19:00 | 0 | 0 | 0 | 0 | 0 | 632991.1595 | 469315 | 0 | 0 | 0 | 2032042.0012 | 0 | 0 | 0 | 0 | 0 | 0 | 0 | 0 | 0 | 0 | 0 | 0 | 0 | 163676.1595 | 0 | 0 | 0 | 0 | 0 | 0 | 0 | 0 | 0 | 0 | 0
2016-12-06 20:00 | 0 | 0 | 0 | 0 | 0 | 632695.0061 | 468827 | 0 | 0 | 0 | 2195910.0074 | 0 | 0 | 0 | 0 | 0 | 0 | 0 | 0 | 0 | 0 | 0 | 0 | 0 | 163868.0061 | 0 | 0 | 0 | 0 | 0 | 0 | 0 | 0 | 0 | 0 | 0
2016-12-06 21:00 | 0 | 0 | 0 | 0 | 194793.0589 | 624405.8395 | 474872 | 0 | 0 | 0 | 2540236.9057 | 0 | 0 | 0 | 0 | 0 | 0 | 0 | 0 | 0 | 0 | 0 | 0 | 0 | 344326.8984 | 0 | 0 | 0 | 0 | 0 | 0 | 0 | 0 | 0 | 0 | 0
2016-12-06 22:00 | 0 | 0 | 0 | 0 | 0 | 535733.1578 | 489968 | 0 | 0 | 0 | 2586002.0636 | 0 | 0 | 0 | 0 | 0 | 0 | 0 | 0 | 0 | 0 | 0 | 0 | 0 | 45765.1578 | 0 | 0 | 0 | 0 | 0 | 0 | 0 | 0 | 0 | 0 | 0
2016-12-06 23:00 | 0 | 0 | 0 | 0 | 0 | 242332.2984 | 503644 | 0 | 0 | 0 | 2324690.362 | 0 | 0 | 0 | 0 | 0 | 0 | 0 | 0 | 0 | 0 | 0 | 0 | 0 | -261311.7016 | 0 | 0 | 0 | 0 | 0 | 0 | 0 | 0 | 0 | 0 | 0
2016-12-07 | 0 | 0 | 0 | 0 | 645224.4357 | 2557.8431 | 509312 | 0 | 0 | 0 | 2463160.6407 | 0 | 0 | 0 | 0 | 0 | 0 | 0 | 0 | 0 | 0 | 0 | 0 | 0 | 138470.2788 | 0 | 0 | 0 | 0 | 0 | 0 | 0 | 0 | 0 | 0 | 0
2016-12-07 01:00 | 0 | 0 | 0 | 0 | 162926.1016 | 0 | 507253 | 0 | 0 | 0 | 2118833.7424 | 0 | 0 | 0 | 0 | 0 | 0 | 0 | 0 | 0 | 0 | 0 | 0 | 0 | -344326.8984 | 0 | 0 | 0 | 0 | 0 | 0 | 0 | 0 | 0 | 0 | 0
2016-12-07 02:00 | 0 | 0 | 0 | 0 | 149860.1016 | 0 | 494187 | 0 | 0 | 0 | 1774506.844 | 0 | 0 | 0 | 0 | 0 | 0 | 0 | 0 | 0 | 0 | 0 | 0 | 0 | -344326.8984 | 0 | 0 | 0 | 0 | 0 | 0 | 0 | 0 | 0 | 0 | 0
2016-12-07 03:00 | 0 | 0 | 0 | 0 | 657243.9211 | 0 | 471487 | 0 | 0 | 0 | 1960263.7651 | 0 | 0 | 0 | 0 | 0 | 0 | 0 | 0 | 0 | 0 | 0 | 0 | 0 | 185756.9211 | 0 | 0 | 0 | 0 | 0 | 0 | 0 | 0 | 0 | 0 | 0
2016-12-07 04:00 | 0 | 0 | 0 | 0 | 102772.1016 | 0 | 447099 | 0 | 0 | 0 | 1615936.8667 | 0 | 0 | 0 | 0 | 0 | 0 | 0 | 0 | 0 | 0 | 0 | 0 | 0 | -344326.8984 | 0 | 0 | 0 | 0 | 0 | 0 | 0 | 0 | 0 | 0 | 0
2016-12-07 05:00 | 0 | 0 | 0 | 0 | 80698.1016 | 0 | 425025 | 0 | 0 | 0 | 1271609.9683 | 0 | 0 | 0 | 0 | 0 | 0 | 0 | 0 | 0 | 0 | 0 | 0 | 0 | -344326.8984 | 0 | 0 | 0 | 0 | 0 | 0 | 0 | 0 | 0 | 0 | 0
2016-12-07 06:00 | 0 | 0 | 0 | 0 | 661718.2361 | 0 | 407421 | 0 | 0 | 0 | 1525907.2045 | 0 | 0 | 0 | 0 | 0 | 0 | 0 | 0 | 0 | 0 | 0 | 0 | 0 | 254297.2361 | 0 | 0 | 0 | 0 | 0 | 0 | 0 | 0 | 0 | 0 | 0
2016-12-07 07:00 | 0 | 0 | 0 | 0 | 52702.1016 | 0 | 397029 | 0 | 0 | 0 | 1181580.3061 | 0 | 0 | 0 | 0 | 0 | 0 | 0 | 0 | 0 | 0 | 0 | 0 | 0 | -344326.8984 | 0 | 0 | 0 | 0 | 0 | 0 | 0 | 0 | 0 | 0 | 0
2016-12-07 08:00 | 0 | 0 | 0 | 0 | 48784.1016 | 0 | 393111 | 0 | 0 | 0 | 837253.4077 | 0 | 0 | 0 | 0 | 0 | 0 | 0 | 0 | 0 | 0 | 0 | 0 | 0 | -344326.8984 | 0 | 0 | 0 | 0 | 0 | 0 | 0 | 0 | 0 | 0 | 0
2016-12-07 09:00 | 0 | 0 | 0 | 0 | 663120.2998 | 0 | 395627 | 0 | 0 | 0 | 1104746.7075 | 0 | 0 | 0 | 0 | 0 | 0 | 0 | 0 | 0 | 0 | 0 | 0 | 0 | 267493.2998 | 0 | 0 | 0 | 0 | 0 | 0 | 0 | 0 | 0 | 0 | 0
2016-12-07 10:00 | 0 | 0 | 0 | 0 | 64450.1016 | 0 | 408777 | 0 | 0 | 0 | 760419.8092 | 0 | 0 | 0 | 0 | 0 | 0 | 0 | 0 | 0 | 0 | 0 | 0 | 0 | -344326.8984 | 0 | 0 | 0 | 0 | 0 | 0 | 0 | 0 | 0 | 0 | 0
2016-12-07 11:00 | 0 | 0 | 0 | 0 | 670923.3221 | 0 | 438605 | 0 | 0 | 0 | 992738.1313 | 0 | 0 | 0 | 0 | 0 | 0 | 0 | 0 | 0 | 0 | 0 | 0 | 0 | 232318.3221 | 0 | 0 | 0 | 0 | 0 | 0 | 0 | 0 | 0 | 0 | 0
2016-12-07 12:00 | 0 | 0 | 0 | 0 | 666027.1109 | 0 | 468836 | 0 | 0 | 0 | 1189929.2422 | 0 | 0 | 0 | 0 | 0 | 0 | 0 | 0 | 0 | 0 | 0 | 0 | 0 | 197191.1109 | 0 | 0 | 0 | 0 | 0 | 0 | 0 | 0 | 0 | 0 | 0
2016-12-07 13:00 | 0 | 0 | 0 | 0 | 135792.1016 | 0 | 480119 | 0 | 0 | 0 | 845602.3439 | 0 | 0 | 0 | 0 | 0 | 0 | 0 | 0 | 0 | 0 | 0 | 0 | 0 | -344326.8984 | 0 | 0 | 0 | 0 | 0 | 0 | 0 | 0 | 0 | 0 | 0
2016-12-07 14:00 | 0 | 0 | 0 | 0 | 95958.0797 | 43335.0219 | 483620 | 0 | 0 | 0 | 501275.4455 | 0 | 0 | 0 | 0 | 0 | 0 | 0 | 0 | 0 | 0 | 0 | 0 | 0 | -344326.8984 | 0 | 0 | 0 | 0 | 0 | 0 | 0 | 0 | 0 | 0 | 0
2016-12-07 15:00 | 0 | 0 | 0 | 0 | 401480.6844 | 425348.214 | 482502 | 0 | 0 | 0 | 845602.3439 | 0 | 0 | 0 | 0 | 0 | 0 | 0 | 0 | 0 | 0 | 0 | 0 | 0 | 344326.8984 | 0 | 0 | 0 | 0 | 0 | 0 | 0 | 0 | 0 | 0 | 0
2016-12-07 16:00 | 0 | 0 | 0 | 0 | 0 | 643470.4141 | 477539 | 0 | 0 | 0 | 1011533.758 | 0 | 0 | 0 | 0 | 0 | 0 | 0 | 0 | 0 | 0 | 0 | 0 | 0 | 165931.4141 | 0 | 0 | 0 | 0 | 0 | 0 | 0 | 0 | 0 | 0 | 0
2016-12-07 17:00 | 0 | 0 | 0 | 0 | 141328.5729 | 675929.3254 | 472931 | 0 | 0 | 0 | 1355860.6564 | 0 | 0 | 0 | 0 | 0 | 0 | 0 | 0 | 0 | 0 | 0 | 0 | 0 | 344326.8984 | 0 | 0 | 0 | 0 | 0 | 0 | 0 | 0 | 0 | 0 | 0
2016-12-07 18:00 | 0 | 0 | 0 | 0 | 165960.7869 | 646912.1114 | 468546 | 0 | 0 | 0 | 1700187.5547 | 0 | 0 | 0 | 0 | 0 | 0 | 0 | 0 | 0 | 0 | 0 | 0 | 0 | 344326.8984 | 0 | 0 | 0 | 0 | 0 | 0 | 0 | 0 | 0 | 0 | 0
2016-12-07 19:00 | 0 | 0 | 0 | 0 | 0 | 625663.3452 | 465826 | 0 | 0 | 0 | 1860024.8999 | 0 | 0 | 0 | 0 | 0 | 0 | 0 | 0 | 0 | 0 | 0 | 0 | 0 | 159837.3452 | 0 | 0 | 0 | 0 | 0 | 0 | 0 | 0 | 0 | 0 | 0
2016-12-07 20:00 | 0 | 0 | 0 | 0 | 0 | 630387.079 | 464802 | 0 | 0 | 0 | 2025609.9789 | 0 | 0 | 0 | 0 | 0 | 0 | 0 | 0 | 0 | 0 | 0 | 0 | 0 | 165585.079 | 0 | 0 | 0 | 0 | 0 | 0 | 0 | 0 | 0 | 0 | 0
2016-12-07 21:00 | 0 | 0 | 0 | 0 | 189227.6044 | 625663.2939 | 470564 | 0 | 0 | 0 | 2369936.8773 | 0 | 0 | 0 | 0 | 0 | 0 | 0 | 0 | 0 | 0 | 0 | 0 | 0 | 344326.8984 | 0 | 0 | 0 | 0 | 0 | 0 | 0 | 0 | 0 | 0 | 0
2016-12-07 22:00 | 0 | 0 | 0 | 0 | 0 | 536594.6285 | 490794 | 0 | 0 | 0 | 2415737.5057 | 0 | 0 | 0 | 0 | 0 | 0 | 0 | 0 | 0 | 0 | 0 | 0 | 0 | 45800.6285 | 0 | 0 | 0 | 0 | 0 | 0 | 0 | 0 | 0 | 0 | 0
2016-12-07 23:00 | 0 | 0 | 0 | 0 | 0 | 183405.8951 | 508905 | 0 | 0 | 0 | 2090238.4008 | 0 | 0 | 0 | 0 | 0 | 0 | 0 | 0 | 0 | 0 | 0 | 0 | 0 | -325499.1049 | 0 | 0 | 0 | 0 | 0 | 0 | 0 | 0 | 0 | 0 | 0
2016-12-08 | 0 | 0 | 0 | 0 | 789316.1159 | 2284.9261 | 515767 | 0 | 0 | 0 | 2366072.4428 | 0 | 0 | 0 | 0 | 0 | 0 | 0 | 0 | 0 | 0 | 0 | 0 | 0 | 275834.042 | 0 | 0 | 0 | 0 | 0 | 0 | 0 | 0 | 0 | 0 | 0
2016-12-08 01:00 | 0 | 0 | 0 | 0 | 171470.1016 | 0 | 515797 | 0 | 0 | 0 | 2021745.5444 | 0 | 0 | 0 | 0 | 0 | 0 | 0 | 0 | 0 | 0 | 0 | 0 | 0 | -344326.8984 | 0 | 0 | 0 | 0 | 0 | 0 | 0 | 0 | 0 | 0 | 0
2016-12-08 02:00 | 0 | 0 | 0 | 0 | 159907.1016 | 0 | 504234 | 0 | 0 | 0 | 1677418.646 | 0 | 0 | 0 | 0 | 0 | 0 | 0 | 0 | 0 | 0 | 0 | 0 | 0 | -344326.8984 | 0 | 0 | 0 | 0 | 0 | 0 | 0 | 0 | 0 | 0 | 0
2016-12-08 03:00 | 0 | 0 | 0 | 0 | 750391.0569 | 0 | 483118 | 0 | 0 | 0 | 1944691.7029 | 0 | 0 | 0 | 0 | 0 | 0 | 0 | 0 | 0 | 0 | 0 | 0 | 0 | 267273.0569 | 0 | 0 | 0 | 0 | 0 | 0 | 0 | 0 | 0 | 0 | 0
2016-12-08 04:00 | 0 | 0 | 0 | 0 | 114341.1016 | 0 | 458668 | 0 | 0 | 0 | 1600364.8045 | 0 | 0 | 0 | 0 | 0 | 0 | 0 | 0 | 0 | 0 | 0 | 0 | 0 | -344326.8984 | 0 | 0 | 0 | 0 | 0 | 0 | 0 | 0 | 0 | 0 | 0
2016-12-08 05:00 | 0 | 0 | 0 | 0 | 92046.1016 | 0 | 436373 | 0 | 0 | 0 | 1256037.9062 | 0 | 0 | 0 | 0 | 0 | 0 | 0 | 0 | 0 | 0 | 0 | 0 | 0 | -344326.8984 | 0 | 0 | 0 | 0 | 0 | 0 | 0 | 0 | 0 | 0 | 0
2016-12-08 06:00 | 0 | 0 | 0 | 0 | 712533.4368 | 0 | 420643 | 0 | 0 | 0 | 1547928.343 | 0 | 0 | 0 | 0 | 0 | 0 | 0 | 0 | 0 | 0 | 0 | 0 | 0 | 291890.4368 | 0 | 0 | 0 | 0 | 0 | 0 | 0 | 0 | 0 | 0 | 0
2016-12-08 07:00 | 0 | 0 | 0 | 0 | 66540.1016 | 0 | 410867 | 0 | 0 | 0 | 1203601.4446 | 0 | 0 | 0 | 0 | 0 | 0 | 0 | 0 | 0 | 0 | 0 | 0 | 0 | -344326.8984 | 0 | 0 | 0 | 0 | 0 | 0 | 0 | 0 | 0 | 0 | 0
2016-12-08 08:00 | 0 | 0 | 0 | 0 | 694230.3204 | 0 | 406984 | 0 | 0 | 0 | 1490847.765 | 0 | 0 | 0 | 0 | 0 | 0 | 0 | 0 | 0 | 0 | 0 | 0 | 0 | 287246.3204 | 0 | 0 | 0 | 0 | 0 | 0 | 0 | 0 | 0 | 0 | 0
2016-12-08 09:00 | 0 | 0 | 0 | 0 | 66361.1016 | 0 | 410688 | 0 | 0 | 0 | 1146520.8666 | 0 | 0 | 0 | 0 | 0 | 0 | 0 | 0 | 0 | 0 | 0 | 0 | 0 | -344326.8984 | 0 | 0 | 0 | 0 | 0 | 0 | 0 | 0 | 0 | 0 | 0
2016-12-08 10:00 | 0 | 0 | 0 | 0 | 662080.4565 | 0 | 425576 | 0 | 0 | 0 | 1383025.3232 | 0 | 0 | 0 | 0 | 0 | 0 | 0 | 0 | 0 | 0 | 0 | 0 | 0 | 236504.4565 | 0 | 0 | 0 | 0 | 0 | 0 | 0 | 0 | 0 | 0 | 0
2016-12-08 11:00 | 0 | 0 | 0 | 0 | 642439.1543 | 0 | 455738 | 0 | 0 | 0 | 1569726.4775 | 0 | 0 | 0 | 0 | 0 | 0 | 0 | 0 | 0 | 0 | 0 | 0 | 0 | 186701.1543 | 0 | 0 | 0 | 0 | 0 | 0 | 0 | 0 | 0 | 0 | 0
2016-12-08 12:00 | 0 | 0 | 0 | 0 | 621083.7811 | 0 | 486601 | 0 | 0 | 0 | 1704209.2587 | 0 | 0 | 0 | 0 | 0 | 0 | 0 | 0 | 0 | 0 | 0 | 0 | 0 | 134482.7811 | 0 | 0 | 0 | 0 | 0 | 0 | 0 | 0 | 0 | 0 | 0
2016-12-08 13:00 | 0 | 0 | 0 | 0 | 155592.1016 | 0 | 499919 | 0 | 0 | 0 | 1359882.3603 | 0 | 0 | 0 | 0 | 0 | 0 | 0 | 0 | 0 | 0 | 0 | 0 | 0 | -344326.8984 | 0 | 0 | 0 | 0 | 0 | 0 | 0 | 0 | 0 | 0 | 0
2016-12-08 14:00 | 0 | 0 | 0 | 0 | 571504.6518 | 49956.3175 | 505890 | 0 | 0 | 0 | 1475453.3296 | 0 | 0 | 0 | 0 | 0 | 0 | 0 | 0 | 0 | 0 | 0 | 0 | 0 | 115570.9693 | 0 | 0 | 0 | 0 | 0 | 0 | 0 | 0 | 0 | 0 | 0
2016-12-08 15:00 | 0 | 0 | 0 | 0 | 428041.1124 | 423861.786 | 507576 | 0 | 0 | 0 | 1819780.228 | 0 | 0 | 0 | 0 | 0 | 0 | 0 | 0 | 0 | 0 | 0 | 0 | 0 | 344326.8984 | 0 | 0 | 0 | 0 | 0 | 0 | 0 | 0 | 0 | 0 | 0
2016-12-08 16:00 | 0 | 0 | 0 | 0 | 230426.0836 | 618090.8148 | 504190 | 0 | 0 | 0 | 2164107.1264 | 0 | 0 | 0 | 0 | 0 | 0 | 0 | 0 | 0 | 0 | 0 | 0 | 0 | 344326.8984 | 0 | 0 | 0 | 0 | 0 | 0 | 0 | 0 | 0 | 0 | 0
2016-12-08 17:00 | 0 | 0 | 0 | 0 | 0 | 659901.3505 | 499818 | 0 | 0 | 0 | 2324190.4768 | 0 | 0 | 0 | 0 | 0 | 0 | 0 | 0 | 0 | 0 | 0 | 0 | 0 | 160083.3505 | 0 | 0 | 0 | 0 | 0 | 0 | 0 | 0 | 0 | 0 | 0
2016-12-08 18:00 | 0 | 0 | 0 | 0 | 198999.55 | 641515.3484 | 496188 | 0 | 0 | 0 | 2668517.3752 | 0 | 0 | 0 | 0 | 0 | 0 | 0 | 0 | 0 | 0 | 0 | 0 | 0 | 344326.8984 | 0 | 0 | 0 | 0 | 0 | 0 | 0 | 0 | 0 | 0 | 0
2016-12-08 19:00 | 0 | 0 | 0 | 0 | 211581.8647 | 626727.0337 | 493982 | 0 | 0 | 0 | 3012844.2736 | 0 | 0 | 0 | 0 | 0 | 0 | 0 | 0 | 0 | 0 | 0 | 0 | 0 | 344326.8984 | 0 | 0 | 0 | 0 | 0 | 0 | 0 | 0 | 0 | 0 | 0
2016-12-08 20:00 | 0 | 0 | 0 | 0 | 0 | 637342.0283 | 492492 | 0 | 0 | 0 | 3157694.3018 | 0 | 0 | 0 | 0 | 0 | 0 | 0 | 0 | 0 | 0 | 0 | 0 | 0 | 144850.0283 | 0 | 0 | 0 | 0 | 0 | 0 | 0 | 0 | 0 | 0 | 0
2016-12-08 21:00 | 0 | 0 | 0 | 0 | 199247.3436 | 645196.5548 | 500117 | 0 | 0 | 0 | 3502021.2002 | 0 | 0 | 0 | 0 | 0 | 0 | 0 | 0 | 0 | 0 | 0 | 0 | 0 | 344326.8984 | 0 | 0 | 0 | 0 | 0 | 0 | 0 | 0 | 0 | 0 | 0
2016-12-08 22:00 | 0 | 0 | 0 | 0 | 285812.5487 | 547991.8913 | 522102 | 0 | 0 | 0 | 3794728.4008 | 0 | 0 | 18995.2394 | 0 | 0 | 0 | 0 | 0 | 0 | 0 | 0 | 0 | 0 | 292707.2006 | 0 | 0 | 0 | 18995.2394 | 0 | 0 | 0 | 0 | 0 | 0 | 0
2016-12-08 23:00 | 0 | 0 | 0 | 0 | 279965.6259 | 204350.3647 | 540306 | 0 | 0 | 0 | 3738738.3914 | 0 | 0 | 18995.2394 | 0 | 0 | 0 | 0 | 0 | 0 | 0 | 0 | 0 | 0 | -55990.0094 | 0 | 0 | 0 | 0 | 0 | 0 | 0 | 0 | 0 | 0 | 0
2016-12-09 | 0 | 0 | 0 | 0 | 281721.9773 | 1259.3567 | 548078 | 0 | 0 | 0 | 3473641.7254 | 0 | 0 | 18995.2394 | 0 | 0 | 0 | 0 | 0 | 0 | 0 | 0 | 0 | 0 | -265096.6661 | 0 | 0 | 0 | 0 | 0 | 0 | 0 | 0 | 0 | 0 | 0
2016-12-09 01:00 | 0 | 0 | 0 | 0 | 271680.1221 | 0 | 548669 | 0 | 0 | 0 | 3196652.8475 | 0 | 0 | 18995.2394 | 0 | 0 | 0 | 0 | 0 | 0 | 0 | 0 | 0 | 0 | -276988.8779 | 0 | 0 | 0 | 0 | 0 | 0 | 0 | 0 | 0 | 0 | 0
2016-12-09 02:00 | 0 | 0 | 0 | 0 | 252418.6473 | 0 | 537696 | 0 | 0 | 0 | 2911375.4948 | 0 | 0 | 18995.2394 | 0 | 0 | 0 | 0 | 0 | 0 | 0 | 0 | 0 | 0 | -285277.3527 | 0 | 0 | 0 | 0 | 0 | 0 | 0 | 0 | 0 | 0 | 0
2016-12-09 03:00 | 0 | 0 | 0 | 0 | 235208.8871 | 0 | 516390 | 0 | 0 | 0 | 2630194.3819 | 0 | 0 | 18995.2394 | 0 | 0 | 0 | 0 | 0 | 0 | 0 | 0 | 0 | 0 | -281181.1129 | 0 | 0 | 0 | 0 | 0 | 0 | 0 | 0 | 0 | 0 | 0
2016-12-09 04:00 | 0 | 0 | 0 | 0 | 229901.2091 | 0 | 492244 | 0 | 0 | 0 | 2367851.591 | 0 | 0 | 18995.2394 | 0 | 0 | 0 | 0 | 0 | 0 | 0 | 0 | 0 | 0 | -262342.7909 | 0 | 0 | 0 | 0 | 0 | 0 | 0 | 0 | 0 | 0 | 0
2016-12-09 05:00 | 0 | 0 | 0 | 0 | 233191.9793 | 0 | 472568 | 0 | 0 | 0 | 2128475.5703 | 0 | 0 | 18995.2394 | 0 | 0 | 0 | 0 | 0 | 0 | 0 | 0 | 0 | 0 | -239376.0207 | 0 | 0 | 0 | 0 | 0 | 0 | 0 | 0 | 0 | 0 | 0
2016-12-09 06:00 | 0 | 0 | 0 | 0 | 241368.5549 | 0 | 457516 | 0 | 0 | 0 | 1912328.1252 | 0 | 0 | 18995.2394 | 0 | 0 | 0 | 0 | 0 | 0 | 0 | 0 | 0 | 0 | -216147.4451 | 0 | 0 | 0 | 0 | 0 | 0 | 0 | 0 | 0 | 0 | 0
2016-12-09 07:00 | 0 | 0 | 0 | 0 | 244212.5514 | 0 | 449077 | 0 | 0 | 0 | 1707463.6766 | 0 | 0 | 18995.2394 | 0 | 0 | 0 | 0 | 0 | 0 | 0 | 0 | 0 | 0 | -204864.4486 | 0 | 0 | 0 | 0 | 0 | 0 | 0 | 0 | 0 | 0 | 0
2016-12-09 08:00 | 0 | 0 | 0 | 0 | 249029.4314 | 0 | 446304 | 0 | 0 | 0 | 1510189.108 | 0 | 0 | 18995.2394 | 0 | 0 | 0 | 0 | 0 | 0 | 0 | 0 | 0 | 0 | -197274.5686 | 0 | 0 | 0 | 0 | 0 | 0 | 0 | 0 | 0 | 0 | 0
2016-12-09 09:00 | 0 | 0 | 0 | 0 | 247236.4761 | 0 | 449959 | 0 | 0 | 0 | 1307466.584 | 0 | 0 | 18995.2394 | 0 | 0 | 0 | 0 | 0 | 0 | 0 | 0 | 0 | 0 | -202722.5239 | 0 | 0 | 0 | 0 | 0 | 0 | 0 | 0 | 0 | 0 | 0
2016-12-09 10:00 | 0 | 0 | 0 | 0 | 238587.7678 | 0 | 463778 | 0 | 0 | 0 | 1082276.3518 | 0 | 0 | 18995.2394 | 0 | 0 | 0 | 0 | 0 | 0 | 0 | 0 | 0 | 0 | -225190.2322 | 0 | 0 | 0 | 0 | 0 | 0 | 0 | 0 | 0 | 0 | 0
2016-12-09 11:00 | 0 | 0 | 0 | 0 | 231053.9019 | 0 | 495626 | 0 | 0 | 0 | 817704.2537 | 0 | 0 | 18995.2394 | 0 | 0 | 0 | 0 | 0 | 0 | 0 | 0 | 0 | 0 | -264572.0981 | 0 | 0 | 0 | 0 | 0 | 0 | 0 | 0 | 0 | 0 | 0
2016-12-09 12:00 | 0 | 0 | 0 | 0 | 223414.0461 | 0 | 525030 | 0 | 0 | 0 | 516088.2998 | 0 | 0 | 18995.2394 | 0 | 0 | 0 | 0 | 0 | 0 | 0 | 0 | 0 | 0 | -301615.9539 | 0 | 0 | 0 | 0 | 0 | 0 | 0 | 0 | 0 | 0 | 0
2016-12-09 13:00 | 0 | 0 | 0 | 0 | 219274.9115 | 0 | 533803 | 0 | 0 | 0 | 201560.2113 | 0 | 0 | 18995.2394 | 0 | 0 | 0 | 0 | 0 | 0 | 0 | 0 | 0 | 0 | -314528.0885 | 0 | 0 | 0 | 0 | 0 | 0 | 0 | 0 | 0 | 0 | 0
2016-12-09 14:00 | 0 | 0 | 0 | 0 | 210854.8579 | 101933.6914 | 533344 | 0 | 0 | 0 | 0 | 0 | 0 | 0 | 0 | 0 | 0 | 0 | 0 | 0 | 0 | 0 | 0 | 0 | -201560.2113 | 0 | 0 | 0 | -18995.2394 | 0 | 0 | 0 | 0 | 0 | 0 | 0
2016-12-09 15:00 | 0 | 0 | 0 | 0 | 225416.5526 | 459964.5155 | 528271 | 0 | 0 | 0 | 138114.8288 | 0 | 0 | 18995.2394 | 0 | 0 | 0 | 0 | 0 | 0 | 0 | 0 | 0 | 0 | 138114.8288 | 0 | 0 | 0 | 18995.2394 | 0 | 0 | 0 | 0 | 0 | 0 | 0
2016-12-09 16:00 | 0 | 0 | 0 | 0 | 223660.3598 | 616371.6226 | 518734 | 0 | 0 | 0 | 476402.9388 | 0 | 0 | 2005.1117 | 0 | 0 | 0 | 0 | 0 | 0 | 0 | 0 | 0 | 0 | 338288.1101 | 0 | 0 | 0 | -16990.1277 | 0 | 0 | 0 | 0 | 0 | 0 | 0
2016-12-09 17:00 | 0 | 0 | 0 | 0 | 211989.7308 | 643928.1979 | 508481 | 0 | 0 | 0 | 820729.8372 | 0 | 0 | 5115.142 | 0 | 0 | 0 | 0 | 0 | 0 | 0 | 0 | 0 | 0 | 344326.8984 | 0 | 0 | 0 | 3110.0303 | 0 | 0 | 0 | 0 | 0 | 0 | 0
2016-12-09 18:00 | 0 | 0 | 0 | 0 | 204514.7001 | 634517.9024 | 499720 | 0 | 0 | 0 | 1165056.7356 | 0 | 0 | 100.8461 | 0 | 0 | 0 | 0 | 0 | 0 | 0 | 0 | 0 | 0 | 344326.8984 | 0 | 0 | 0 | -5014.2959 | 0 | 0 | 0 | 0 | 0 | 0 | 0
2016-12-09 19:00 | 0 | 0 | 0 | 0 | 196016.2127 | 641268.8395 | 493059 | 0 | 0 | 0 | 1509383.6339 | 0 | 0 | 0 | 0 | 0 | 0 | 0 | 0 | 0 | 0 | 0 | 0 | 0 | 344326.8984 | 0 | 0 | 0 | -100.8461 | 0 | 0 | 0 | 0 | 0 | 0 | 0
2016-12-09 20:00 | 0 | 0 | 0 | 0 | 184606.0003 | 668699.1374 | 489983 | 0 | 0 | 0 | 1853710.5323 | 0 | 0 | 18995.2394 | 0 | 0 | 0 | 0 | 0 | 0 | 0 | 0 | 0 | 0 | 344326.8984 | 0 | 0 | 0 | 18995.2394 | 0 | 0 | 0 | 0 | 0 | 0 | 0
2016-12-09 21:00 | 0 | 0 | 0 | 0 | 165336.9097 | 676637.9887 | 497648 | 0 | 0 | 0 | 2198037.4307 | 0 | 0 | 18995.2394 | 0 | 0 | 0 | 0 | 0 | 0 | 0 | 0 | 0 | 0 | 344326.8984 | 0 | 0 | 0 | 0 | 0 | 0 | 0 | 0 | 0 | 0 | 0
2016-12-09 22:00 | 0 | 0 | 0 | 0 | 169139.631 | 578618.8134 | 518119 | 0 | 0 | 0 | 2427676.875 | 0 | 0 | 18995.2394 | 0 | 0 | 0 | 0 | 0 | 0 | 0 | 0 | 0 | 0 | 229639.4443 | 0 | 0 | 0 | 0 | 0 | 0 | 0 | 0 | 0 | 0 | 0
2016-12-09 23:00 | 0 | 0 | 0 | 0 | 264016.1735 | 191661.7702 | 534333 | 0 | 0 | 0 | 2349021.8187 | 0 | 0 | 18995.2394 | 0 | 0 | 0 | 0 | 0 | 0 | 0 | 0 | 0 | 0 | -78655.0563 | 0 | 0 | 0 | 0 | 0 | 0 | 0 | 0 | 0 | 0 | 0
2016-12-10 | 0 | 0 | 0 | 0 | 344426.5076 | 2294.2946 | 539440 | 0 | 0 | 0 | 2156302.6209 | 0 | 0 | 18995.2394 | 0 | 0 | 0 | 0 | 0 | 0 | 0 | 0 | 0 | 0 | -192719.1978 | 0 | 0 | 0 | 0 | 0 | 0 | 0 | 0 | 0 | 0 | 0
2016-12-10 01:00 | 0 | 0 | 0 | 0 | 371746.5496 | 0 | 539358 | 0 | 0 | 0 | 1988691.1704 | 0 | 0 | 18995.2394 | 0 | 0 | 0 | 0 | 0 | 0 | 0 | 0 | 0 | 0 | -167611.4504 | 0 | 0 | 0 | 0 | 0 | 0 | 0 | 0 | 0 | 0 | 0
2016-12-10 02:00 | 0 | 0 | 0 | 0 | 369731.3833 | 0 | 531113 | 0 | 0 | 0 | 1827309.5537 | 0 | 0 | 18995.2394 | 0 | 0 | 0 | 0 | 0 | 0 | 0 | 0 | 0 | 0 | -161381.6167 | 0 | 0 | 0 | 0 | 0 | 0 | 0 | 0 | 0 | 0 | 0
2016-12-10 03:00 | 0 | 0 | 0 | 0 | 358694.0186 | 0 | 515810 | 0 | 0 | 0 | 1670193.5723 | 0 | 0 | 18995.2394 | 0 | 0 | 0 | 0 | 0 | 0 | 0 | 0 | 0 | 0 | -157115.9814 | 0 | 0 | 0 | 0 | 0 | 0 | 0 | 0 | 0 | 0 | 0
2016-12-10 04:00 | 0 | 0 | 0 | 0 | 344356.9213 | 0 | 495884 | 0 | 0 | 0 | 1518666.4936 | 0 | 0 | 18995.2394 | 0 | 0 | 0 | 0 | 0 | 0 | 0 | 0 | 0 | 0 | -151527.0787 | 0 | 0 | 0 | 0 | 0 | 0 | 0 | 0 | 0 | 0 | 0
2016-12-10 05:00 | 0 | 0 | 0 | 0 | 325516.6073 | 0 | 477552 | 0 | 0 | 0 | 1366631.1009 | 0 | 0 | 18995.2394 | 0 | 0 | 0 | 0 | 0 | 0 | 0 | 0 | 0 | 0 | -152035.3927 | 0 | 0 | 0 | 0 | 0 | 0 | 0 | 0 | 0 | 0 | 0
2016-12-10 06:00 | 0 | 0 | 0 | 0 | 307015.9112 | 0 | 463945 | 0 | 0 | 0 | 1209702.0121 | 0 | 0 | 18995.2394 | 0 | 0 | 0 | 0 | 0 | 0 | 0 | 0 | 0 | 0 | -156929.0888 | 0 | 0 | 0 | 0 | 0 | 0 | 0 | 0 | 0 | 0 | 0
2016-12-10 07:00 | 0 | 0 | 0 | 0 | 291732.6485 | 0 | 454895 | 0 | 0 | 0 | 1046539.6606 | 0 | 0 | 18995.2394 | 0 | 0 | 0 | 0 | 0 | 0 | 0 | 0 | 0 | 0 | -163162.3515 | 0 | 0 | 0 | 0 | 0 | 0 | 0 | 0 | 0 | 0 | 0
2016-12-10 08:00 | 0 | 0 | 0 | 0 | 282438.2378 | 0 | 449580 | 0 | 0 | 0 | 879397.8984 | 0 | 0 | 18995.2394 | 0 | 0 | 0 | 0 | 0 | 0 | 0 | 0 | 0 | 0 | -167141.7622 | 0 | 0 | 0 | 0 | 0 | 0 | 0 | 0 | 0 | 0 | 0
2016-12-10 09:00 | 0 | 0 | 0 | 0 | 282306.9805 | 0 | 450270 | 0 | 0 | 0 | 711434.8788 | 0 | 0 | 18995.2394 | 0 | 0 | 0 | 0 | 0 | 0 | 0 | 0 | 0 | 0 | -167963.0195 | 0 | 0 | 0 | 0 | 0 | 0 | 0 | 0 | 0 | 0 | 0
2016-12-10 10:00 | 0 | 0 | 0 | 0 | 289293.9573 | 0 | 455532 | 0 | 0 | 0 | 545196.8361 | 0 | 0 | 18995.2394 | 0 | 0 | 0 | 0 | 0 | 0 | 0 | 0 | 0 | 0 | -166238.0427 | 0 | 0 | 0 | 0 | 0 | 0 | 0 | 0 | 0 | 0 | 0
2016-12-10 11:00 | 0 | 0 | 0 | 0 | 302978.8428 | 0 | 468218 | 0 | 0 | 0 | 379957.6789 | 0 | 0 | 18995.2394 | 0 | 0 | 0 | 0 | 0 | 0 | 0 | 0 | 0 | 0 | -165239.1572 | 0 | 0 | 0 | 0 | 0 | 0 | 0 | 0 | 0 | 0 | 0
2016-12-10 12:00 | 0 | 0 | 0 | 0 | 321448.5097 | 0 | 483684 | 0 | 0 | 0 | 217722.1886 | 0 | 0 | 18995.2394 | 0 | 0 | 0 | 0 | 0 | 0 | 0 | 0 | 0 | 0 | -162235.4903 | 0 | 0 | 0 | 0 | 0 | 0 | 0 | 0 | 0 | 0 | 0
2016-12-10 13:00 | 0 | 0 | 0 | 0 | 343029.968 | 0 | 496268 | 0 | 0 | 0 | 64484.1567 | 0 | 0 | 18995.2394 | 0 | 0 | 0 | 0 | 0 | 0 | 0 | 0 | 0 | 0 | -153238.032 | 0 | 0 | 0 | 0 | 0 | 0 | 0 | 0 | 0 | 0 | 0
2016-12-10 14:00 | 0 | 0 | 0 | 0 | 321484.3166 | 94481.2873 | 499445 | 0 | 0 | 0 | 0 | 0 | 0 | 0 | 0 | 0 | 0 | 0 | 0 | 0 | 0 | 0 | 0 | 0 | -64484.1567 | 0 | 0 | 0 | -18995.2394 | 0 | 0 | 0 | 0 | 0 | 0 | 0
2016-12-10 15:00 | 0 | 0 | 0 | 0 | 47858.9978 | 445924.0022 | 493783 | 0 | 0 | 0 | 0 | 0 | 0 | 0 | 0 | 0 | 0 | 0 | 0 | 0 | 0 | 0 | 0 | 0 | 0 | 0 | 0 | 0 | 0 | 0 | 0 | 0 | 0 | 0 | 0 | 0
2016-12-10 16:00 | 0 | 0 | 0 | 0 | 228563.3352 | 600972.5632 | 485209 | 0 | 0 | 0 | 344326.8984 | 0 | 0 | 0 | 0 | 0 | 0 | 0 | 0 | 0 | 0 | 0 | 0 | 0 | 344326.8984 | 0 | 0 | 0 | 0 | 0 | 0 | 0 | 0 | 0 | 0 | 0
2016-12-10 17:00 | 0 | 0 | 0 | 0 | 0 | 632835.9585 | 475911 | 0 | 0 | 0 | 501251.8569 | 0 | 0 | 0 | 0 | 0 | 0 | 0 | 0 | 0 | 0 | 0 | 0 | 0 | 156924.9585 | 0 | 0 | 0 | 0 | 0 | 0 | 0 | 0 | 0 | 0 | 0
2016-12-10 18:00 | 0 | 0 | 0 | 0 | 189800.0816 | 620077.8168 | 465551 | 0 | 0 | 0 | 845578.7553 | 0 | 0 | 0 | 0 | 0 | 0 | 0 | 0 | 0 | 0 | 0 | 0 | 0 | 344326.8984 | 0 | 0 | 0 | 0 | 0 | 0 | 0 | 0 | 0 | 0 | 0
2016-12-10 19:00 | 0 | 0 | 0 | 0 | 0 | 613775.0236 | 457626 | 0 | 0 | 0 | 1001727.7788 | 0 | 0 | 0 | 0 | 0 | 0 | 0 | 0 | 0 | 0 | 0 | 0 | 0 | 156149.0236 | 0 | 0 | 0 | 0 | 0 | 0 | 0 | 0 | 0 | 0 | 0
2016-12-10 20:00 | 0 | 0 | 0 | 0 | 178180.5779 | 620898.3205 | 454752 | 0 | 0 | 0 | 1346054.6772 | 0 | 0 | 0 | 0 | 0 | 0 | 0 | 0 | 0 | 0 | 0 | 0 | 0 | 344326.8984 | 0 | 0 | 0 | 0 | 0 | 0 | 0 | 0 | 0 | 0 | 0
2016-12-10 21:00 | 0 | 0 | 0 | 0 | 0 | 627291.0135 | 462525 | 0 | 0 | 0 | 1510820.6907 | 0 | 0 | 0 | 0 | 0 | 0 | 0 | 0 | 0 | 0 | 0 | 0 | 0 | 164766.0135 | 0 | 0 | 0 | 0 | 0 | 0 | 0 | 0 | 0 | 0 | 0
2016-12-10 22:00 | 0 | 0 | 0 | 0 | 0 | 530538.2195 | 482787 | 0 | 0 | 0 | 1558571.9102 | 0 | 0 | 0 | 0 | 0 | 0 | 0 | 0 | 0 | 0 | 0 | 0 | 0 | 47751.2195 | 0 | 0 | 0 | 0 | 0 | 0 | 0 | 0 | 0 | 0 | 0
2016-12-10 23:00 | 0 | 0 | 0 | 0 | 0 | 177518.5108 | 498996 | 0 | 0 | 0 | 1237094.421 | 0 | 0 | 0 | 0 | 0 | 0 | 0 | 0 | 0 | 0 | 0 | 0 | 0 | -321477.4892 | 0 | 0 | 0 | 0 | 0 | 0 | 0 | 0 | 0 | 0 | 0
2016-12-11 | 0 | 0 | 0 | 0 | 760310.4873 | 2181.6941 | 506135 | 0 | 0 | 0 | 1493451.6024 | 0 | 0 | 0 | 0 | 0 | 0 | 0 | 0 | 0 | 0 | 0 | 0 | 0 | 256357.1814 | 0 | 0 | 0 | 0 | 0 | 0 | 0 | 0 | 0 | 0 | 0
2016-12-11 01:00 | 0 | 0 | 0 | 0 | 162042.1016 | 0 | 506369 | 0 | 0 | 0 | 1149124.7041 | 0 | 0 | 0 | 0 | 0 | 0 | 0 | 0 | 0 | 0 | 0 | 0 | 0 | -344326.8984 | 0 | 0 | 0 | 0 | 0 | 0 | 0 | 0 | 0 | 0 | 0
2016-12-11 02:00 | 0 | 0 | 0 | 0 | 729753.9803 | 0 | 498720 | 0 | 0 | 0 | 1380158.6843 | 0 | 0 | 0 | 0 | 0 | 0 | 0 | 0 | 0 | 0 | 0 | 0 | 0 | 231033.9803 | 0 | 0 | 0 | 0 | 0 | 0 | 0 | 0 | 0 | 0 | 0
2016-12-11 03:00 | 0 | 0 | 0 | 0 | 140928.1016 | 0 | 485255 | 0 | 0 | 0 | 1035831.786 | 0 | 0 | 0 | 0 | 0 | 0 | 0 | 0 | 0 | 0 | 0 | 0 | 0 | -344326.8984 | 0 | 0 | 0 | 0 | 0 | 0 | 0 | 0 | 0 | 0 | 0
2016-12-11 04:00 | 0 | 0 | 0 | 0 | 680849.3671 | 0 | 468080 | 0 | 0 | 0 | 1248601.1531 | 0 | 0 | 0 | 0 | 0 | 0 | 0 | 0 | 0 | 0 | 0 | 0 | 0 | 212769.3671 | 0 | 0 | 0 | 0 | 0 | 0 | 0 | 0 | 0 | 0 | 0
2016-12-11 05:00 | 0 | 0 | 0 | 0 | 107637.1016 | 0 | 451964 | 0 | 0 | 0 | 904274.2547 | 0 | 0 | 0 | 0 | 0 | 0 | 0 | 0 | 0 | 0 | 0 | 0 | 0 | -344326.8984 | 0 | 0 | 0 | 0 | 0 | 0 | 0 | 0 | 0 | 0 | 0
2016-12-11 06:00 | 0 | 0 | 0 | 0 | 658443.053 | 0 | 438417 | 0 | 0 | 0 | 1124300.3077 | 0 | 0 | 0 | 0 | 0 | 0 | 0 | 0 | 0 | 0 | 0 | 0 | 0 | 220026.053 | 0 | 0 | 0 | 0 | 0 | 0 | 0 | 0 | 0 | 0 | 0
2016-12-11 07:00 | 0 | 0 | 0 | 0 | 649351.8586 | 0 | 428411 | 0 | 0 | 0 | 1345241.1663 | 0 | 0 | 0 | 0 | 0 | 0 | 0 | 0 | 0 | 0 | 0 | 0 | 0 | 220940.8586 | 0 | 0 | 0 | 0 | 0 | 0 | 0 | 0 | 0 | 0 | 0
2016-12-11 08:00 | 0 | 0 | 0 | 0 | 645487.7449 | 0 | 422924 | 0 | 0 | 0 | 1567804.9112 | 0 | 0 | 0 | 0 | 0 | 0 | 0 | 0 | 0 | 0 | 0 | 0 | 0 | 222563.7449 | 0 | 0 | 0 | 0 | 0 | 0 | 0 | 0 | 0 | 0 | 0
2016-12-11 09:00 | 0 | 0 | 0 | 0 | 76446.1016 | 0 | 420773 | 0 | 0 | 0 | 1223478.0129 | 0 | 0 | 0 | 0 | 0 | 0 | 0 | 0 | 0 | 0 | 0 | 0 | 0 | -344326.8984 | 0 | 0 | 0 | 0 | 0 | 0 | 0 | 0 | 0 | 0 | 0
2016-12-11 10:00 | 0 | 0 | 0 | 0 | 596669.32 | 0 | 423363 | 0 | 0 | 0 | 1396784.3329 | 0 | 0 | 0 | 0 | 0 | 0 | 0 | 0 | 0 | 0 | 0 | 0 | 0 | 173306.32 | 0 | 0 | 0 | 0 | 0 | 0 | 0 | 0 | 0 | 0 | 0
2016-12-11 11:00 | 0 | 0 | 0 | 0 | 85575.1016 | 0 | 429902 | 0 | 0 | 0 | 1052457.4345 | 0 | 0 | 0 | 0 | 0 | 0 | 0 | 0 | 0 | 0 | 0 | 0 | 0 | -344326.8984 | 0 | 0 | 0 | 0 | 0 | 0 | 0 | 0 | 0 | 0 | 0
2016-12-11 12:00 | 0 | 0 | 0 | 0 | 554259.0563 | 0 | 438684 | 0 | 0 | 0 | 1168032.4908 | 0 | 0 | 0 | 0 | 0 | 0 | 0 | 0 | 0 | 0 | 0 | 0 | 0 | 115575.0563 | 0 | 0 | 0 | 0 | 0 | 0 | 0 | 0 | 0 | 0 | 0
2016-12-11 13:00 | 0 | 0 | 0 | 0 | 105506.1016 | 0 | 449833 | 0 | 0 | 0 | 823705.5924 | 0 | 0 | 0 | 0 | 0 | 0 | 0 | 0 | 0 | 0 | 0 | 0 | 0 | -344326.8984 | 0 | 0 | 0 | 0 | 0 | 0 | 0 | 0 | 0 | 0 | 0
2016-12-11 14:00 | 0 | 0 | 0 | 0 | 42607.8332 | 68704.2684 | 455639 | 0 | 0 | 0 | 479378.694 | 0 | 0 | 0 | 0 | 0 | 0 | 0 | 0 | 0 | 0 | 0 | 0 | 0 | -344326.8984 | 0 | 0 | 0 | 0 | 0 | 0 | 0 | 0 | 0 | 0 | 0
2016-12-11 15:00 | 0 | 0 | 0 | 0 | 438244.411 | 361979.4874 | 455897 | 0 | 0 | 0 | 823705.5924 | 0 | 0 | 0 | 0 | 0 | 0 | 0 | 0 | 0 | 0 | 0 | 0 | 0 | 344326.8984 | 0 | 0 | 0 | 0 | 0 | 0 | 0 | 0 | 0 | 0 | 0
2016-12-11 16:00 | 0 | 0 | 0 | 0 | 218642.857 | 578223.0414 | 452539 | 0 | 0 | 0 | 1168032.4908 | 0 | 0 | 0 | 0 | 0 | 0 | 0 | 0 | 0 | 0 | 0 | 0 | 0 | 344326.8984 | 0 | 0 | 0 | 0 | 0 | 0 | 0 | 0 | 0 | 0 | 0
2016-12-11 17:00 | 0 | 0 | 0 | 0 | 119573.5631 | 675033.3352 | 450280 | 0 | 0 | 0 | 1512359.3891 | 0 | 0 | 0 | 0 | 0 | 0 | 0 | 0 | 0 | 0 | 0 | 0 | 0 | 344326.8984 | 0 | 0 | 0 | 0 | 0 | 0 | 0 | 0 | 0 | 0 | 0
2016-12-11 18:00 | 0 | 0 | 0 | 0 | 0 | 669214.8835 | 447019 | 0 | 0 | 0 | 1734555.2726 | 0 | 0 | 0 | 0 | 0 | 0 | 0 | 0 | 0 | 0 | 0 | 0 | 0 | 222195.8835 | 0 | 0 | 0 | 0 | 0 | 0 | 0 | 0 | 0 | 0 | 0
2016-12-11 19:00 | 0 | 0 | 0 | 0 | 0 | 654265.8743 | 444274 | 0 | 0 | 0 | 1944547.1469 | 0 | 0 | 0 | 0 | 0 | 0 | 0 | 0 | 0 | 0 | 0 | 0 | 0 | 209991.8743 | 0 | 0 | 0 | 0 | 0 | 0 | 0 | 0 | 0 | 0 | 0
2016-12-11 20:00 | 0 | 0 | 0 | 0 | 104481.2111 | 683208.6872 | 443363 | 0 | 0 | 0 | 2288874.0453 | 0 | 0 | 0 | 0 | 0 | 0 | 0 | 0 | 0 | 0 | 0 | 0 | 0 | 344326.8984 | 0 | 0 | 0 | 0 | 0 | 0 | 0 | 0 | 0 | 0 | 0
2016-12-11 21:00 | 0 | 0 | 0 | 0 | 0 | 730525.3788 | 449731 | 0 | 0 | 0 | 2569668.4241 | 0 | 0 | 0 | 0 | 0 | 0 | 0 | 0 | 0 | 0 | 0 | 0 | 0 | 280794.3788 | 0 | 0 | 0 | 0 | 0 | 0 | 0 | 0 | 0 | 0 | 0
2016-12-11 22:00 | 0 | 0 | 0 | 0 | 0 | 641756.6296 | 468778 | 0 | 0 | 0 | 2742647.0536 | 0 | 0 | 0 | 0 | 0 | 0 | 0 | 0 | 0 | 0 | 0 | 0 | 0 | 172978.6296 | 0 | 0 | 0 | 0 | 0 | 0 | 0 | 0 | 0 | 0 | 0
2016-12-11 23:00 | 0 | 0 | 0 | 0 | 0 | 237732.5576 | 483949 | 0 | 0 | 0 | 2496430.6112 | 0 | 0 | 0 | 0 | 0 | 0 | 0 | 0 | 0 | 0 | 0 | 0 | 0 | -246216.4424 | 0 | 0 | 0 | 0 | 0 | 0 | 0 | 0 | 0 | 0 | 0
2016-12-12 | 0 | 0 | 0 | 0 | 554845.9928 | 2678.9399 | 490456 | 0 | 0 | 0 | 2563499.5439 | 0 | 0 | 0 | 0 | 0 | 0 | 0 | 0 | 0 | 0 | 0 | 0 | 0 | 67068.9327 | 0 | 0 | 0 | 0 | 0 | 0 | 0 | 0 | 0 | 0 | 0
2016-12-12 01:00 | 0 | 0 | 0 | 0 | 145829.1016 | 0 | 490156 | 0 | 0 | 0 | 2219172.6456 | 0 | 0 | 0 | 0 | 0 | 0 | 0 | 0 | 0 | 0 | 0 | 0 | 0 | -344326.8984 | 0 | 0 | 0 | 0 | 0 | 0 | 0 | 0 | 0 | 0 | 0
2016-12-12 02:00 | 0 | 0 | 0 | 0 | 521539.6636 | 0 | 477727 | 0 | 0 | 0 | 2262985.3091 | 0 | 0 | 0 | 0 | 0 | 0 | 0 | 0 | 0 | 0 | 0 | 0 | 0 | 43812.6636 | 0 | 0 | 0 | 0 | 0 | 0 | 0 | 0 | 0 | 0 | 0
2016-12-12 03:00 | 0 | 0 | 0 | 0 | 113720.1016 | 0 | 458047 | 0 | 0 | 0 | 1918658.4108 | 0 | 0 | 0 | 0 | 0 | 0 | 0 | 0 | 0 | 0 | 0 | 0 | 0 | -344326.8984 | 0 | 0 | 0 | 0 | 0 | 0 | 0 | 0 | 0 | 0 | 0
2016-12-12 04:00 | 0 | 0 | 0 | 0 | 492489.4017 | 0 | 435517 | 0 | 0 | 0 | 1975630.8125 | 0 | 0 | 0 | 0 | 0 | 0 | 0 | 0 | 0 | 0 | 0 | 0 | 0 | 56972.4017 | 0 | 0 | 0 | 0 | 0 | 0 | 0 | 0 | 0 | 0 | 0
2016-12-12 05:00 | 0 | 0 | 0 | 0 | 69523.1016 | 0 | 413850 | 0 | 0 | 0 | 1631303.9141 | 0 | 0 | 0 | 0 | 0 | 0 | 0 | 0 | 0 | 0 | 0 | 0 | 0 | -344326.8984 | 0 | 0 | 0 | 0 | 0 | 0 | 0 | 0 | 0 | 0 | 0
2016-12-12 06:00 | 0 | 0 | 0 | 0 | 460678.9378 | 0 | 397790 | 0 | 0 | 0 | 1694192.8519 | 0 | 0 | 0 | 0 | 0 | 0 | 0 | 0 | 0 | 0 | 0 | 0 | 0 | 62888.9378 | 0 | 0 | 0 | 0 | 0 | 0 | 0 | 0 | 0 | 0 | 0
2016-12-12 07:00 | 0 | 0 | 0 | 0 | 43953.1016 | 0 | 388280 | 0 | 0 | 0 | 1349865.9536 | 0 | 0 | 0 | 0 | 0 | 0 | 0 | 0 | 0 | 0 | 0 | 0 | 0 | -344326.8984 | 0 | 0 | 0 | 0 | 0 | 0 | 0 | 0 | 0 | 0 | 0
2016-12-12 08:00 | 0 | 0 | 0 | 0 | 446593.7277 | 0 | 383816 | 0 | 0 | 0 | 1412643.6813 | 0 | 0 | 0 | 0 | 0 | 0 | 0 | 0 | 0 | 0 | 0 | 0 | 0 | 62777.7277 | 0 | 0 | 0 | 0 | 0 | 0 | 0 | 0 | 0 | 0 | 0
2016-12-12 09:00 | 0 | 0 | 0 | 0 | 437846.6443 | 0 | 386705 | 0 | 0 | 0 | 1463785.3255 | 0 | 0 | 0 | 0 | 0 | 0 | 0 | 0 | 0 | 0 | 0 | 0 | 0 | 51141.6443 | 0 | 0 | 0 | 0 | 0 | 0 | 0 | 0 | 0 | 0 | 0
2016-12-12 10:00 | 0 | 0 | 0 | 0 | 429644.805 | 0 | 399214 | 0 | 0 | 0 | 1494216.1305 | 0 | 0 | 0 | 0 | 0 | 0 | 0 | 0 | 0 | 0 | 0 | 0 | 0 | 30430.805 | 0 | 0 | 0 | 0 | 0 | 0 | 0 | 0 | 0 | 0 | 0
2016-12-12 11:00 | 0 | 0 | 0 | 0 | 84442.1016 | 0 | 428769 | 0 | 0 | 0 | 1149889.2321 | 0 | 0 | 0 | 0 | 0 | 0 | 0 | 0 | 0 | 0 | 0 | 0 | 0 | -344326.8984 | 0 | 0 | 0 | 0 | 0 | 0 | 0 | 0 | 0 | 0 | 0
2016-12-12 12:00 | 0 | 0 | 0 | 0 | 418580.0947 | 0 | 459733 | 0 | 0 | 0 | 1108736.3268 | 0 | 0 | 0 | 0 | 0 | 0 | 0 | 0 | 0 | 0 | 0 | 0 | 0 | -41152.9053 | 0 | 0 | 0 | 0 | 0 | 0 | 0 | 0 | 0 | 0 | 0
2016-12-12 13:00 | 0 | 0 | 0 | 0 | 130243.1016 | 0 | 474570 | 0 | 0 | 0 | 764409.4285 | 0 | 0 | 0 | 0 | 0 | 0 | 0 | 0 | 0 | 0 | 0 | 0 | 0 | -344326.8984 | 0 | 0 | 0 | 0 | 0 | 0 | 0 | 0 | 0 | 0 | 0
2016-12-12 14:00 | 0 | 0 | 0 | 0 | 377679.5319 | 107475.8703 | 481857 | 0 | 0 | 0 | 767707.8306 | 0 | 0 | 0 | 0 | 0 | 0 | 0 | 0 | 0 | 0 | 0 | 0 | 0 | 3298.4022 | 0 | 0 | 0 | 0 | 0 | 0 | 0 | 0 | 0 | 0 | 0
2016-12-12 15:00 | 0 | 0 | 0 | 0 | 0 | 424814.2335 | 485452 | 0 | 0 | 0 | 707070.0642 | 0 | 0 | 0 | 0 | 0 | 0 | 0 | 0 | 0 | 0 | 0 | 0 | 0 | -60637.7665 | 0 | 0 | 0 | 0 | 0 | 0 | 0 | 0 | 0 | 0 | 0
2016-12-12 16:00 | 0 | 0 | 0 | 0 | 0 | 644346.3161 | 483680 | 0 | 0 | 0 | 867736.3803 | 0 | 0 | 0 | 0 | 0 | 0 | 0 | 0 | 0 | 0 | 0 | 0 | 0 | 160666.3161 | 0 | 0 | 0 | 0 | 0 | 0 | 0 | 0 | 0 | 0 | 0
2016-12-12 17:00 | 0 | 0 | 0 | 0 | 115930.2899 | 707532.6084 | 479136 | 0 | 0 | 0 | 1212063.2786 | 0 | 0 | 0 | 0 | 0 | 0 | 0 | 0 | 0 | 0 | 0 | 0 | 0 | 344326.8984 | 0 | 0 | 0 | 0 | 0 | 0 | 0 | 0 | 0 | 0 | 0
2016-12-12 18:00 | 0 | 0 | 0 | 0 | 0 | 679136.2511 | 474502 | 0 | 0 | 0 | 1416697.5298 | 0 | 0 | 0 | 0 | 0 | 0 | 0 | 0 | 0 | 0 | 0 | 0 | 0 | 204634.2511 | 0 | 0 | 0 | 0 | 0 | 0 | 0 | 0 | 0 | 0 | 0
2016-12-12 19:00 | 0 | 0 | 0 | 0 | 156240.3287 | 657416.5697 | 469330 | 0 | 0 | 0 | 1761024.4281 | 0 | 0 | 0 | 0 | 0 | 0 | 0 | 0 | 0 | 0 | 0 | 0 | 0 | 344326.8984 | 0 | 0 | 0 | 0 | 0 | 0 | 0 | 0 | 0 | 0 | 0
2016-12-12 20:00 | 0 | 0 | 0 | 0 | 138923.9074 | 671067.9909 | 465665 | 0 | 0 | 0 | 2105351.3265 | 0 | 0 | 0 | 0 | 0 | 0 | 0 | 0 | 0 | 0 | 0 | 0 | 0 | 344326.8984 | 0 | 0 | 0 | 0 | 0 | 0 | 0 | 0 | 0 | 0 | 0
2016-12-12 21:00 | 0 | 0 | 0 | 0 | 0 | 680587.0728 | 471122 | 0 | 0 | 0 | 2314816.3993 | 0 | 0 | 0 | 0 | 0 | 0 | 0 | 0 | 0 | 0 | 0 | 0 | 0 | 209465.0728 | 0 | 0 | 0 | 0 | 0 | 0 | 0 | 0 | 0 | 0 | 0
2016-12-12 22:00 | 0 | 0 | 0 | 0 | 0 | 574824.9483 | 489289 | 0 | 0 | 0 | 2400352.3476 | 0 | 0 | 0 | 0 | 0 | 0 | 0 | 0 | 0 | 0 | 0 | 0 | 0 | 85535.9483 | 0 | 0 | 0 | 0 | 0 | 0 | 0 | 0 | 0 | 0 | 0
2016-12-12 23:00 | 0 | 0 | 0 | 0 | 0 | 179677.1028 | 506586 | 0 | 0 | 0 | 2073443.4504 | 0 | 0 | 0 | 0 | 0 | 0 | 0 | 0 | 0 | 0 | 0 | 0 | 0 | -326908.8972 | 0 | 0 | 0 | 0 | 0 | 0 | 0 | 0 | 0 | 0 | 0
2016-12-13 | 0 | 0 | 0 | 0 | 584843.9164 | 1382.7184 | 513426 | 0 | 0 | 0 | 2146244.0852 | 0 | 0 | 0 | 0 | 0 | 0 | 0 | 0 | 0 | 0 | 0 | 0 | 0 | 72800.6348 | 0 | 0 | 0 | 0 | 0 | 0 | 0 | 0 | 0 | 0 | 0
2016-12-13 01:00 | 0 | 0 | 0 | 0 | 168118.1016 | 0 | 512445 | 0 | 0 | 0 | 1801917.1869 | 0 | 0 | 0 | 0 | 0 | 0 | 0 | 0 | 0 | 0 | 0 | 0 | 0 | -344326.8984 | 0 | 0 | 0 | 0 | 0 | 0 | 0 | 0 | 0 | 0 | 0
2016-12-13 02:00 | 0 | 0 | 0 | 0 | 154595.1016 | 0 | 498922 | 0 | 0 | 0 | 1457590.2885 | 0 | 0 | 0 | 0 | 0 | 0 | 0 | 0 | 0 | 0 | 0 | 0 | 0 | -344326.8984 | 0 | 0 | 0 | 0 | 0 | 0 | 0 | 0 | 0 | 0 | 0
2016-12-13 03:00 | 0 | 0 | 0 | 0 | 634854.2596 | 0 | 477079 | 0 | 0 | 0 | 1615365.5481 | 0 | 0 | 0 | 0 | 0 | 0 | 0 | 0 | 0 | 0 | 0 | 0 | 0 | 157775.2596 | 0 | 0 | 0 | 0 | 0 | 0 | 0 | 0 | 0 | 0 | 0
2016-12-13 04:00 | 0 | 0 | 0 | 0 | 106445.1016 | 0 | 450772 | 0 | 0 | 0 | 1271038.6498 | 0 | 0 | 0 | 0 | 0 | 0 | 0 | 0 | 0 | 0 | 0 | 0 | 0 | -344326.8984 | 0 | 0 | 0 | 0 | 0 | 0 | 0 | 0 | 0 | 0 | 0
2016-12-13 05:00 | 0 | 0 | 0 | 0 | 83734.1016 | 0 | 428061 | 0 | 0 | 0 | 926711.7514 | 0 | 0 | 0 | 0 | 0 | 0 | 0 | 0 | 0 | 0 | 0 | 0 | 0 | -344326.8984 | 0 | 0 | 0 | 0 | 0 | 0 | 0 | 0 | 0 | 0 | 0
2016-12-13 06:00 | 0 | 0 | 0 | 0 | 648488.1548 | 0 | 411296 | 0 | 0 | 0 | 1163903.9062 | 0 | 0 | 0 | 0 | 0 | 0 | 0 | 0 | 0 | 0 | 0 | 0 | 0 | 237192.1548 | 0 | 0 | 0 | 0 | 0 | 0 | 0 | 0 | 0 | 0 | 0
2016-12-13 07:00 | 0 | 0 | 0 | 0 | 56536.1016 | 0 | 400863 | 0 | 0 | 0 | 819577.0078 | 0 | 0 | 0 | 0 | 0 | 0 | 0 | 0 | 0 | 0 | 0 | 0 | 0 | -344326.8984 | 0 | 0 | 0 | 0 | 0 | 0 | 0 | 0 | 0 | 0 | 0
2016-12-13 08:00 | 0 | 0 | 0 | 0 | 626802.5731 | 0 | 396104 | 0 | 0 | 0 | 1050275.5809 | 0 | 0 | 0 | 0 | 0 | 0 | 0 | 0 | 0 | 0 | 0 | 0 | 0 | 230698.5731 | 0 | 0 | 0 | 0 | 0 | 0 | 0 | 0 | 0 | 0 | 0
2016-12-13 09:00 | 0 | 0 | 0 | 0 | 606485.8191 | 0 | 398352 | 0 | 0 | 0 | 1258409.4 | 0 | 0 | 0 | 0 | 0 | 0 | 0 | 0 | 0 | 0 | 0 | 0 | 0 | 208133.8191 | 0 | 0 | 0 | 0 | 0 | 0 | 0 | 0 | 0 | 0 | 0
2016-12-13 10:00 | 0 | 0 | 0 | 0 | 67984.1016 | 0 | 412311 | 0 | 0 | 0 | 914082.5017 | 0 | 0 | 0 | 0 | 0 | 0 | 0 | 0 | 0 | 0 | 0 | 0 | 0 | -344326.8984 | 0 | 0 | 0 | 0 | 0 | 0 | 0 | 0 | 0 | 0 | 0
2016-12-13 11:00 | 0 | 0 | 0 | 0 | 95659.1016 | 0 | 439986 | 0 | 0 | 0 | 569755.6033 | 0 | 0 | 0 | 0 | 0 | 0 | 0 | 0 | 0 | 0 | 0 | 0 | 0 | -344326.8984 | 0 | 0 | 0 | 0 | 0 | 0 | 0 | 0 | 0 | 0 | 0
2016-12-13 12:00 | 0 | 0 | 0 | 0 | 572000.4169 | 0 | 468628 | 0 | 0 | 0 | 673128.0202 | 0 | 0 | 0 | 0 | 0 | 0 | 0 | 0 | 0 | 0 | 0 | 0 | 0 | 103372.4169 | 0 | 0 | 0 | 0 | 0 | 0 | 0 | 0 | 0 | 0 | 0
2016-12-13 13:00 | 0 | 0 | 0 | 0 | 136102.1016 | 0 | 480429 | 0 | 0 | 0 | 328801.1218 | 0 | 0 | 0 | 0 | 0 | 0 | 0 | 0 | 0 | 0 | 0 | 0 | 0 | -344326.8984 | 0 | 0 | 0 | 0 | 0 | 0 | 0 | 0 | 0 | 0 | 0
2016-12-13 14:00 | 0 | 0 | 0 | 0 | 536442.7201 | 110301.6727 | 485323 | 0 | 0 | 0 | 490222.5146 | 0 | 0 | 0 | 0 | 0 | 0 | 0 | 0 | 0 | 0 | 0 | 0 | 0 | 161421.3928 | 0 | 0 | 0 | 0 | 0 | 0 | 0 | 0 | 0 | 0 | 0
2016-12-13 15:00 | 0 | 0 | 0 | 0 | 333373.651 | 498981.2473 | 488028 | 0 | 0 | 0 | 834549.413 | 0 | 0 | 0 | 0 | 0 | 0 | 0 | 0 | 0 | 0 | 0 | 0 | 0 | 344326.8984 | 0 | 0 | 0 | 0 | 0 | 0 | 0 | 0 | 0 | 0 | 0
2016-12-13 16:00 | 0 | 0 | 0 | 0 | 126264.029 | 703757.8694 | 485695 | 0 | 0 | 0 | 1178876.3114 | 0 | 0 | 0 | 0 | 0 | 0 | 0 | 0 | 0 | 0 | 0 | 0 | 0 | 344326.8984 | 0 | 0 | 0 | 0 | 0 | 0 | 0 | 0 | 0 | 0 | 0
2016-12-13 17:00 | 0 | 0 | 0 | 0 | 85894.0379 | 740591.8604 | 482159 | 0 | 0 | 0 | 1523203.2097 | 0 | 0 | 0 | 0 | 0 | 0 | 0 | 0 | 0 | 0 | 0 | 0 | 0 | 344326.8984 | 0 | 0 | 0 | 0 | 0 | 0 | 0 | 0 | 0 | 0 | 0
2016-12-13 18:00 | 0 | 0 | 0 | 0 | 0 | 700072.8848 | 479438 | 0 | 0 | 0 | 1743838.0945 | 0 | 0 | 0 | 0 | 0 | 0 | 0 | 0 | 0 | 0 | 0 | 0 | 0 | 220634.8848 | 0 | 0 | 0 | 0 | 0 | 0 | 0 | 0 | 0 | 0 | 0
2016-12-13 19:00 | 0 | 0 | 0 | 0 | 0 | 675645.6527 | 478435 | 0 | 0 | 0 | 1941048.7472 | 0 | 0 | 0 | 0 | 0 | 0 | 0 | 0 | 0 | 0 | 0 | 0 | 0 | 197210.6527 | 0 | 0 | 0 | 0 | 0 | 0 | 0 | 0 | 0 | 0 | 0
2016-12-13 20:00 | 0 | 0 | 0 | 0 | 129923.8846 | 692964.0137 | 478561 | 0 | 0 | 0 | 2285375.6456 | 0 | 0 | 0 | 0 | 0 | 0 | 0 | 0 | 0 | 0 | 0 | 0 | 0 | 344326.8984 | 0 | 0 | 0 | 0 | 0 | 0 | 0 | 0 | 0 | 0 | 0
2016-12-13 21:00 | 0 | 0 | 0 | 0 | 0 | 694016.1893 | 484659 | 0 | 0 | 0 | 2494732.8349 | 0 | 0 | 0 | 0 | 0 | 0 | 0 | 0 | 0 | 0 | 0 | 0 | 0 | 209357.1893 | 0 | 0 | 0 | 0 | 0 | 0 | 0 | 0 | 0 | 0 | 0
2016-12-13 22:00 | 0 | 0 | 0 | 0 | 0 | 588740.7099 | 501507 | 0 | 0 | 0 | 2562971.3054 | 0 | 0 | 18995.2394 | 0 | 0 | 0 | 0 | 0 | 0 | 0 | 0 | 0 | 0 | 68238.4705 | 0 | 0 | 0 | 18995.2394 | 0 | 0 | 0 | 0 | 0 | 0 | 0
2016-12-13 23:00 | 0 | 0 | 0 | 0 | 0 | 209248.8921 | 516581 | 0 | 0 | 0 | 2274634.4369 | 0 | 0 | 0 | 0 | 0 | 0 | 0 | 0 | 0 | 0 | 0 | 0 | 0 | -288336.8685 | 0 | 0 | 0 | -18995.2394 | 0 | 0 | 0 | 0 | 0 | 0 | 0
2016-12-14 | 0 | 0 | 0 | 0 | 176287.7024 | 2235.3992 | 522850 | 0 | 0 | 0 | 1930307.5386 | 0 | 0 | 0 | 0 | 0 | 0 | 0 | 0 | 0 | 0 | 0 | 0 | 0 | -344326.8984 | 0 | 0 | 0 | 0 | 0 | 0 | 0 | 0 | 0 | 0 | 0
2016-12-14 01:00 | 0 | 0 | 0 | 0 | 665693.417 | 0 | 520842 | 0 | 0 | 0 | 2075158.9556 | 0 | 0 | 0 | 0 | 0 | 0 | 0 | 0 | 0 | 0 | 0 | 0 | 0 | 144851.417 | 0 | 0 | 0 | 0 | 0 | 0 | 0 | 0 | 0 | 0 | 0
2016-12-14 02:00 | 0 | 0 | 0 | 0 | 652591.1743 | 0 | 507901 | 0 | 0 | 0 | 2219849.1298 | 0 | 0 | 0 | 0 | 0 | 0 | 0 | 0 | 0 | 0 | 0 | 0 | 0 | 144690.1743 | 0 | 0 | 0 | 0 | 0 | 0 | 0 | 0 | 0 | 0 | 0
2016-12-14 03:00 | 0 | 0 | 0 | 0 | 141892.1016 | 0 | 486219 | 0 | 0 | 0 | 1875522.2315 | 0 | 0 | 0 | 0 | 0 | 0 | 0 | 0 | 0 | 0 | 0 | 0 | 0 | -344326.8984 | 0 | 0 | 0 | 0 | 0 | 0 | 0 | 0 | 0 | 0 | 0
2016-12-14 04:00 | 0 | 0 | 0 | 0 | 116785.1016 | 0 | 461112 | 0 | 0 | 0 | 1531195.3331 | 0 | 0 | 0 | 0 | 0 | 0 | 0 | 0 | 0 | 0 | 0 | 0 | 0 | -344326.8984 | 0 | 0 | 0 | 0 | 0 | 0 | 0 | 0 | 0 | 0 | 0
2016-12-14 05:00 | 0 | 0 | 0 | 0 | 619296.8883 | 0 | 437754 | 0 | 0 | 0 | 1712738.2214 | 0 | 0 | 0 | 0 | 0 | 0 | 0 | 0 | 0 | 0 | 0 | 0 | 0 | 181542.8883 | 0 | 0 | 0 | 0 | 0 | 0 | 0 | 0 | 0 | 0 | 0
2016-12-14 06:00 | 0 | 0 | 0 | 0 | 76056.1016 | 0 | 420383 | 0 | 0 | 0 | 1368411.3231 | 0 | 0 | 0 | 0 | 0 | 0 | 0 | 0 | 0 | 0 | 0 | 0 | 0 | -344326.8984 | 0 | 0 | 0 | 0 | 0 | 0 | 0 | 0 | 0 | 0 | 0
2016-12-14 07:00 | 0 | 0 | 0 | 0 | 574142.8289 | 0 | 409972 | 0 | 0 | 0 | 1532582.152 | 0 | 0 | 0 | 0 | 0 | 0 | 0 | 0 | 0 | 0 | 0 | 0 | 0 | 164170.8289 | 0 | 0 | 0 | 0 | 0 | 0 | 0 | 0 | 0 | 0 | 0
2016-12-14 08:00 | 0 | 0 | 0 | 0 | 61574.1016 | 0 | 405901 | 0 | 0 | 0 | 1188255.2536 | 0 | 0 | 0 | 0 | 0 | 0 | 0 | 0 | 0 | 0 | 0 | 0 | 0 | -344326.8984 | 0 | 0 | 0 | 0 | 0 | 0 | 0 | 0 | 0 | 0 | 0
2016-12-14 09:00 | 0 | 0 | 0 | 0 | 547025.2137 | 0 | 408921 | 0 | 0 | 0 | 1326359.4674 | 0 | 0 | 0 | 0 | 0 | 0 | 0 | 0 | 0 | 0 | 0 | 0 | 0 | 138104.2137 | 0 | 0 | 0 | 0 | 0 | 0 | 0 | 0 | 0 | 0 | 0
2016-12-14 10:00 | 0 | 0 | 0 | 0 | 78862.1016 | 0 | 423189 | 0 | 0 | 0 | 982032.569 | 0 | 0 | 0 | 0 | 0 | 0 | 0 | 0 | 0 | 0 | 0 | 0 | 0 | -344326.8984 | 0 | 0 | 0 | 0 | 0 | 0 | 0 | 0 | 0 | 0 | 0
2016-12-14 11:00 | 0 | 0 | 0 | 0 | 556693.3857 | 0 | 453577 | 0 | 0 | 0 | 1085148.9547 | 0 | 0 | 0 | 0 | 0 | 0 | 0 | 0 | 0 | 0 | 0 | 0 | 0 | 103116.3857 | 0 | 0 | 0 | 0 | 0 | 0 | 0 | 0 | 0 | 0 | 0
2016-12-14 12:00 | 0 | 0 | 0 | 0 | 571209.9668 | 0 | 483151 | 0 | 0 | 0 | 1173207.9215 | 0 | 0 | 0 | 0 | 0 | 0 | 0 | 0 | 0 | 0 | 0 | 0 | 0 | 88058.9668 | 0 | 0 | 0 | 0 | 0 | 0 | 0 | 0 | 0 | 0 | 0
2016-12-14 13:00 | 0 | 0 | 0 | 0 | 582977.893 | 0 | 494539 | 0 | 0 | 0 | 1261646.8145 | 0 | 0 | 0 | 0 | 0 | 0 | 0 | 0 | 0 | 0 | 0 | 0 | 0 | 88438.893 | 0 | 0 | 0 | 0 | 0 | 0 | 0 | 0 | 0 | 0 | 0
2016-12-14 14:00 | 0 | 0 | 0 | 0 | 83929.3559 | 69467.7458 | 497724 | 0 | 0 | 0 | 917319.9161 | 0 | 0 | 0 | 0 | 0 | 0 | 0 | 0 | 0 | 0 | 0 | 0 | 0 | -344326.8984 | 0 | 0 | 0 | 0 | 0 | 0 | 0 | 0 | 0 | 0 | 0
2016-12-14 15:00 | 0 | 0 | 0 | 0 | 417419.8501 | 422825.0483 | 495918 | 0 | 0 | 0 | 1261646.8145 | 0 | 0 | 0 | 0 | 0 | 0 | 0 | 0 | 0 | 0 | 0 | 0 | 0 | 344326.8984 | 0 | 0 | 0 | 0 | 0 | 0 | 0 | 0 | 0 | 0 | 0
2016-12-14 16:00 | 0 | 0 | 0 | 0 | 0 | 604835.1794 | 492643 | 0 | 0 | 0 | 1373838.9939 | 0 | 0 | 0 | 0 | 0 | 0 | 0 | 0 | 0 | 0 | 0 | 0 | 0 | 112192.1794 | 0 | 0 | 0 | 0 | 0 | 0 | 0 | 0 | 0 | 0 | 0
2016-12-14 17:00 | 0 | 0 | 0 | 0 | 163299.4895 | 669045.4089 | 488018 | 0 | 0 | 0 | 1718165.8923 | 0 | 0 | 0 | 0 | 0 | 0 | 0 | 0 | 0 | 0 | 0 | 0 | 0 | 344326.8984 | 0 | 0 | 0 | 0 | 0 | 0 | 0 | 0 | 0 | 0 | 0
2016-12-14 18:00 | 0 | 0 | 0 | 0 | 0 | 659425.6493 | 486077 | 0 | 0 | 0 | 1891514.5416 | 0 | 0 | 0 | 0 | 0 | 0 | 0 | 0 | 0 | 0 | 0 | 0 | 0 | 173348.6493 | 0 | 0 | 0 | 0 | 0 | 0 | 0 | 0 | 0 | 0 | 0
2016-12-14 19:00 | 0 | 0 | 0 | 0 | 0 | 651605.497 | 484267 | 0 | 0 | 0 | 2058853.0386 | 0 | 0 | 0 | 0 | 0 | 0 | 0 | 0 | 0 | 0 | 0 | 0 | 0 | 167338.497 | 0 | 0 | 0 | 0 | 0 | 0 | 0 | 0 | 0 | 0 | 0
2016-12-14 20:00 | 0 | 0 | 0 | 0 | 152295.1619 | 677111.7364 | 485080 | 0 | 0 | 0 | 2403179.937 | 0 | 0 | 0 | 0 | 0 | 0 | 0 | 0 | 0 | 0 | 0 | 0 | 0 | 344326.8984 | 0 | 0 | 0 | 0 | 0 | 0 | 0 | 0 | 0 | 0 | 0
2016-12-14 21:00 | 0 | 0 | 0 | 0 | 0 | 688012.652 | 493089 | 0 | 0 | 0 | 2598103.589 | 0 | 0 | 0 | 0 | 0 | 0 | 0 | 0 | 0 | 0 | 0 | 0 | 0 | 194923.652 | 0 | 0 | 0 | 0 | 0 | 0 | 0 | 0 | 0 | 0 | 0
2016-12-14 22:00 | 0 | 0 | 0 | 0 | 0 | 575500.2591 | 512913 | 0 | 0 | 0 | 2660690.8481 | 0 | 0 | 0 | 0 | 0 | 0 | 0 | 0 | 0 | 0 | 0 | 0 | 0 | 62587.2591 | 0 | 0 | 0 | 0 | 0 | 0 | 0 | 0 | 0 | 0 | 0
2016-12-14 23:00 | 0 | 0 | 0 | 0 | 0 | 212664.7461 | 530545 | 0 | 0 | 0 | 2342810.5942 | 0 | 0 | 0 | 0 | 0 | 0 | 0 | 0 | 0 | 0 | 0 | 0 | 0 | -317880.2539 | 0 | 0 | 0 | 0 | 0 | 0 | 0 | 0 | 0 | 0 | 0
2016-12-15 | 0 | 0 | 0 | 0 | 621621.4218 | 1999.7596 | 537736 | 0 | 0 | 0 | 2428695.7756 | 0 | 0 | 0 | 0 | 0 | 0 | 0 | 0 | 0 | 0 | 0 | 0 | 0 | 85885.1814 | 0 | 0 | 0 | 0 | 0 | 0 | 0 | 0 | 0 | 0 | 0
2016-12-15 01:00 | 0 | 0 | 0 | 0 | 573461.2923 | 0 | 537977 | 0 | 0 | 0 | 2464180.0679 | 0 | 0 | 0 | 0 | 0 | 0 | 0 | 0 | 0 | 0 | 0 | 0 | 0 | 35484.2923 | 0 | 0 | 0 | 0 | 0 | 0 | 0 | 0 | 0 | 0 | 0
2016-12-15 02:00 | 0 | 0 | 0 | 0 | 516458.1029 | 0 | 527870 | 0 | 0 | 0 | 2452768.1708 | 0 | 0 | 0 | 0 | 0 | 0 | 0 | 0 | 0 | 0 | 0 | 0 | 0 | -11411.8971 | 0 | 0 | 0 | 0 | 0 | 0 | 0 | 0 | 0 | 0 | 0
2016-12-15 03:00 | 0 | 0 | 0 | 0 | 456901.932 | 0 | 508040 | 0 | 0 | 0 | 2401630.1028 | 0 | 0 | 0 | 0 | 0 | 0 | 0 | 0 | 0 | 0 | 0 | 0 | 0 | -51138.068 | 0 | 0 | 0 | 0 | 0 | 0 | 0 | 0 | 0 | 0 | 0
2016-12-15 04:00 | 0 | 0 | 0 | 0 | 406280.8491 | 0 | 483044 | 0 | 0 | 0 | 2324866.9519 | 0 | 0 | 0 | 0 | 0 | 0 | 0 | 0 | 0 | 0 | 0 | 0 | 0 | -76763.1509 | 0 | 0 | 0 | 0 | 0 | 0 | 0 | 0 | 0 | 0 | 0
2016-12-15 05:00 | 0 | 0 | 0 | 0 | 367026.3119 | 0 | 460192 | 0 | 0 | 0 | 2231701.2638 | 0 | 0 | 0 | 0 | 0 | 0 | 0 | 0 | 0 | 0 | 0 | 0 | 0 | -93165.6881 | 0 | 0 | 0 | 0 | 0 | 0 | 0 | 0 | 0 | 0 | 0
2016-12-15 06:00 | 0 | 0 | 0 | 0 | 334992.2805 | 0 | 444580 | 0 | 0 | 0 | 2122113.5443 | 0 | 0 | 0 | 0 | 0 | 0 | 0 | 0 | 0 | 0 | 0 | 0 | 0 | -109587.7195 | 0 | 0 | 0 | 0 | 0 | 0 | 0 | 0 | 0 | 0 | 0
2016-12-15 07:00 | 0 | 0 | 0 | 0 | 91088.1016 | 0 | 435415 | 0 | 0 | 0 | 1777786.646 | 0 | 0 | 0 | 0 | 0 | 0 | 0 | 0 | 0 | 0 | 0 | 0 | 0 | -344326.8984 | 0 | 0 | 0 | 0 | 0 | 0 | 0 | 0 | 0 | 0 | 0
2016-12-15 08:00 | 0 | 0 | 0 | 0 | 293111.2296 | 0 | 432190 | 0 | 0 | 0 | 1638707.8755 | 0 | 0 | 0 | 0 | 0 | 0 | 0 | 0 | 0 | 0 | 0 | 0 | 0 | -139078.7704 | 0 | 0 | 0 | 0 | 0 | 0 | 0 | 0 | 0 | 0 | 0
2016-12-15 09:00 | 0 | 0 | 0 | 0 | 280336.5725 | 0 | 436254 | 0 | 0 | 0 | 1482790.448 | 0 | 0 | 0 | 0 | 0 | 0 | 0 | 0 | 0 | 0 | 0 | 0 | 0 | -155917.4275 | 0 | 0 | 0 | 0 | 0 | 0 | 0 | 0 | 0 | 0 | 0
2016-12-15 10:00 | 0 | 0 | 0 | 0 | 272721.8492 | 0 | 453968 | 0 | 0 | 0 | 1301544.2973 | 0 | 0 | 0 | 0 | 0 | 0 | 0 | 0 | 0 | 0 | 0 | 0 | 0 | -181246.1508 | 0 | 0 | 0 | 0 | 0 | 0 | 0 | 0 | 0 | 0 | 0
2016-12-15 11:00 | 0 | 0 | 0 | 0 | 141628.1016 | 0 | 485955 | 0 | 0 | 0 | 957217.3989 | 0 | 0 | 0 | 0 | 0 | 0 | 0 | 0 | 0 | 0 | 0 | 0 | 0 | -344326.8984 | 0 | 0 | 0 | 0 | 0 | 0 | 0 | 0 | 0 | 0 | 0
2016-12-15 12:00 | 0 | 0 | 0 | 0 | 287099.7986 | 0 | 516985 | 0 | 0 | 0 | 727332.1975 | 0 | 0 | 0 | 0 | 0 | 0 | 0 | 0 | 0 | 0 | 0 | 0 | 0 | -229885.2014 | 0 | 0 | 0 | 0 | 0 | 0 | 0 | 0 | 0 | 0 | 0
2016-12-15 13:00 | 0 | 0 | 0 | 0 | 185127.1016 | 0 | 529454 | 0 | 0 | 0 | 383005.2991 | 0 | 0 | 0 | 0 | 0 | 0 | 0 | 0 | 0 | 0 | 0 | 0 | 0 | -344326.8984 | 0 | 0 | 0 | 0 | 0 | 0 | 0 | 0 | 0 | 0 | 0
2016-12-15 14:00 | 0 | 0 | 0 | 0 | 320612.3223 | 48393.3384 | 532001 | 0 | 0 | 0 | 220009.9598 | 0 | 0 | 0 | 0 | 0 | 0 | 0 | 0 | 0 | 0 | 0 | 0 | 0 | -162995.3393 | 0 | 0 | 0 | 0 | 0 | 0 | 0 | 0 | 0 | 0 | 0
2016-12-15 15:00 | 0 | 0 | 0 | 0 | 0 | 351964.9623 | 530640 | 0 | 0 | 0 | 41334.9221 | 0 | 0 | 0 | 0 | 0 | 0 | 0 | 0 | 0 | 0 | 0 | 0 | 0 | -178675.0377 | 0 | 0 | 0 | 0 | 0 | 0 | 0 | 0 | 0 | 0 | 0
2016-12-15 16:00 | 0 | 0 | 0 | 0 | 399835.0876 | 472838.4738 | 526810 | 0 | 0 | 0 | 385661.8204 | 0 | 0 | 1536.663 | 0 | 0 | 0 | 0 | 0 | 0 | 0 | 0 | 0 | 0 | 344326.8984 | 0 | 0 | 0 | 1536.663 | 0 | 0 | 0 | 0 | 0 | 0 | 0
2016-12-15 17:00 | 0 | 0 | 0 | 0 | 0 | 507712.9675 | 521762 | 0 | 0 | 0 | 373149.451 | 0 | 0 | 0 | 0 | 0 | 0 | 0 | 0 | 0 | 0 | 0 | 0 | 0 | -12512.3694 | 0 | 0 | 0 | -1536.663 | 0 | 0 | 0 | 0 | 0 | 0 | 0
2016-12-15 18:00 | 0 | 0 | 0 | 0 | 353219.5936 | 509058.3047 | 517951 | 0 | 0 | 0 | 717476.3494 | 0 | 0 | 0 | 0 | 0 | 0 | 0 | 0 | 0 | 0 | 0 | 0 | 0 | 344326.8984 | 0 | 0 | 0 | 0 | 0 | 0 | 0 | 0 | 0 | 0 | 0
2016-12-15 19:00 | 0 | 0 | 0 | 0 | 0 | 505394.2653 | 515590 | 0 | 0 | 0 | 707280.6147 | 0 | 0 | 0 | 0 | 0 | 0 | 0 | 0 | 0 | 0 | 0 | 0 | 0 | -10195.7347 | 0 | 0 | 0 | 0 | 0 | 0 | 0 | 0 | 0 | 0 | 0
2016-12-15 20:00 | 0 | 0 | 0 | 0 | 359222.6408 | 500822.2576 | 515718 | 0 | 0 | 0 | 1051607.5131 | 0 | 0 | 0 | 0 | 0 | 0 | 0 | 0 | 0 | 0 | 0 | 0 | 0 | 344326.8984 | 0 | 0 | 0 | 0 | 0 | 0 | 0 | 0 | 0 | 0 | 0
2016-12-15 21:00 | 0 | 0 | 0 | 0 | 388228.6864 | 481170.212 | 525072 | 0 | 0 | 0 | 1395934.4114 | 0 | 0 | 0 | 0 | 0 | 0 | 0 | 0 | 0 | 0 | 0 | 0 | 0 | 344326.8984 | 0 | 0 | 0 | 0 | 0 | 0 | 0 | 0 | 0 | 0 | 0
2016-12-15 22:00 | 0 | 0 | 0 | 0 | 511746.5133 | 380214.385 | 547634 | 0 | 0 | 0 | 1740261.3098 | 0 | 0 | 0 | 0 | 0 | 0 | 0 | 0 | 0 | 0 | 0 | 0 | 0 | 344326.8984 | 0 | 0 | 0 | 0 | 0 | 0 | 0 | 0 | 0 | 0 | 0
2016-12-15 23:00 | 0 | 0 | 0 | 0 | 595304.8654 | 85881.0375 | 565975 | 0 | 0 | 0 | 1855472.2127 | 0 | 0 | 0 | 0 | 0 | 0 | 0 | 0 | 0 | 0 | 0 | 0 | 0 | 115210.9029 | 0 | 0 | 0 | 0 | 0 | 0 | 0 | 0 | 0 | 0 | 0
2016-12-16 | 0 | 0 | 0 | 0 | 632749.9443 | 28.381 | 573691 | 0 | 0 | 0 | 1914559.538 | 0 | 0 | 0 | 0 | 0 | 0 | 0 | 0 | 0 | 0 | 0 | 0 | 0 | 59087.3253 | 0 | 0 | 0 | 0 | 0 | 0 | 0 | 0 | 0 | 0 | 0
2016-12-16 01:00 | 0 | 0 | 0 | 0 | 229823.1016 | 0 | 574150 | 0 | 0 | 0 | 1570232.6396 | 0 | 0 | 0 | 0 | 0 | 0 | 0 | 0 | 0 | 0 | 0 | 0 | 0 | -344326.8984 | 0 | 0 | 0 | 0 | 0 | 0 | 0 | 0 | 0 | 0 | 0
2016-12-16 02:00 | 0 | 0 | 0 | 0 | 602720.5026 | 0 | 563855 | 0 | 0 | 0 | 1609098.1422 | 0 | 0 | 0 | 0 | 0 | 0 | 0 | 0 | 0 | 0 | 0 | 0 | 0 | 38865.5026 | 0 | 0 | 0 | 0 | 0 | 0 | 0 | 0 | 0 | 0 | 0
2016-12-16 03:00 | 0 | 0 | 0 | 0 | 564052.1507 | 0 | 542728 | 0 | 0 | 0 | 1630422.2929 | 0 | 0 | 0 | 0 | 0 | 0 | 0 | 0 | 0 | 0 | 0 | 0 | 0 | 21324.1507 | 0 | 0 | 0 | 0 | 0 | 0 | 0 | 0 | 0 | 0 | 0
2016-12-16 04:00 | 0 | 0 | 0 | 0 | 529988.0492 | 0 | 516634 | 0 | 0 | 0 | 1643776.3422 | 0 | 0 | 0 | 0 | 0 | 0 | 0 | 0 | 0 | 0 | 0 | 0 | 0 | 13354.0492 | 0 | 0 | 0 | 0 | 0 | 0 | 0 | 0 | 0 | 0 | 0
2016-12-16 05:00 | 0 | 0 | 0 | 0 | 499955.2186 | 0 | 494644 | 0 | 0 | 0 | 1649087.5607 | 0 | 0 | 0 | 0 | 0 | 0 | 0 | 0 | 0 | 0 | 0 | 0 | 0 | 5311.2186 | 0 | 0 | 0 | 0 | 0 | 0 | 0 | 0 | 0 | 0 | 0
2016-12-16 06:00 | 0 | 0 | 0 | 0 | 478652.0364 | 0 | 478167 | 0 | 0 | 0 | 1649572.5971 | 0 | 0 | 0 | 0 | 0 | 0 | 0 | 0 | 0 | 0 | 0 | 0 | 0 | 485.0364 | 0 | 0 | 0 | 0 | 0 | 0 | 0 | 0 | 0 | 0 | 0
2016-12-16 07:00 | 0 | 0 | 0 | 0 | 124625.1016 | 0 | 468952 | 0 | 0 | 0 | 1305245.6988 | 0 | 0 | 0 | 0 | 0 | 0 | 0 | 0 | 0 | 0 | 0 | 0 | 0 | -344326.8984 | 0 | 0 | 0 | 0 | 0 | 0 | 0 | 0 | 0 | 0 | 0
2016-12-16 08:00 | 0 | 0 | 0 | 0 | 474750.1947 | 0 | 464287 | 0 | 0 | 0 | 1315708.8935 | 0 | 0 | 0 | 0 | 0 | 0 | 0 | 0 | 0 | 0 | 0 | 0 | 0 | 10463.1947 | 0 | 0 | 0 | 0 | 0 | 0 | 0 | 0 | 0 | 0 | 0
2016-12-16 09:00 | 0 | 0 | 0 | 0 | 122481.1016 | 0 | 466808 | 0 | 0 | 0 | 971381.9951 | 0 | 0 | 0 | 0 | 0 | 0 | 0 | 0 | 0 | 0 | 0 | 0 | 0 | -344326.8984 | 0 | 0 | 0 | 0 | 0 | 0 | 0 | 0 | 0 | 0 | 0
2016-12-16 10:00 | 0 | 0 | 0 | 0 | 474750.0871 | 0 | 480215 | 0 | 0 | 0 | 965917.0822 | 0 | 0 | 0 | 0 | 0 | 0 | 0 | 0 | 0 | 0 | 0 | 0 | 0 | -5464.9129 | 0 | 0 | 0 | 0 | 0 | 0 | 0 | 0 | 0 | 0 | 0
2016-12-16 11:00 | 0 | 0 | 0 | 0 | 480499.2213 | 0 | 509127 | 0 | 0 | 0 | 937289.3035 | 0 | 0 | 0 | 0 | 0 | 0 | 0 | 0 | 0 | 0 | 0 | 0 | 0 | -28627.7787 | 0 | 0 | 0 | 0 | 0 | 0 | 0 | 0 | 0 | 0 | 0
2016-12-16 12:00 | 0 | 0 | 0 | 0 | 491627.1089 | 0 | 536307 | 0 | 0 | 0 | 892609.4124 | 0 | 0 | 0 | 0 | 0 | 0 | 0 | 0 | 0 | 0 | 0 | 0 | 0 | -44679.8911 | 0 | 0 | 0 | 0 | 0 | 0 | 0 | 0 | 0 | 0 | 0
2016-12-16 13:00 | 0 | 0 | 0 | 0 | 201726.1016 | 0 | 546053 | 0 | 0 | 0 | 548282.514 | 0 | 0 | 0 | 0 | 0 | 0 | 0 | 0 | 0 | 0 | 0 | 0 | 0 | -344326.8984 | 0 | 0 | 0 | 0 | 0 | 0 | 0 | 0 | 0 | 0 | 0
2016-12-16 14:00 | 0 | 0 | 0 | 0 | 486173.3887 | 40798.1835 | 547755 | 0 | 0 | 0 | 527499.0862 | 0 | 0 | 0 | 0 | 0 | 0 | 0 | 0 | 0 | 0 | 0 | 0 | 0 | -20783.4278 | 0 | 0 | 0 | 0 | 0 | 0 | 0 | 0 | 0 | 0 | 0
2016-12-16 15:00 | 0 | 0 | 0 | 0 | 0 | 252235.4026 | 545038 | 0 | 0 | 0 | 234696.4887 | 0 | 0 | 0 | 0 | 0 | 0 | 0 | 0 | 0 | 0 | 0 | 0 | 0 | -292802.5974 | 0 | 0 | 0 | 0 | 0 | 0 | 0 | 0 | 0 | 0 | 0
2016-12-16 16:00 | 0 | 0 | 0 | 0 | 436513.0044 | 445641.8939 | 537828 | 0 | 0 | 0 | 579023.3871 | 0 | 0 | 0 | 0 | 0 | 0 | 0 | 0 | 0 | 0 | 0 | 0 | 0 | 344326.8984 | 0 | 0 | 0 | 0 | 0 | 0 | 0 | 0 | 0 | 0 | 0
2016-12-16 17:00 | 0 | 0 | 0 | 0 | 0 | 547022.7599 | 527938 | 0 | 0 | 0 | 598108.147 | 0 | 0 | 0 | 0 | 0 | 0 | 0 | 0 | 0 | 0 | 0 | 0 | 0 | 19084.7599 | 0 | 0 | 0 | 0 | 0 | 0 | 0 | 0 | 0 | 0 | 0
2016-12-16 18:00 | 0 | 0 | 0 | 0 | 286622.9317 | 578981.9667 | 521278 | 0 | 0 | 0 | 942435.0454 | 0 | 0 | 0 | 0 | 0 | 0 | 0 | 0 | 0 | 0 | 0 | 0 | 0 | 344326.8984 | 0 | 0 | 0 | 0 | 0 | 0 | 0 | 0 | 0 | 0 | 0
2016-12-16 19:00 | 0 | 0 | 0 | 0 | 0 | 587308.041 | 516221 | 0 | 0 | 0 | 1013522.0864 | 0 | 0 | 0 | 0 | 0 | 0 | 0 | 0 | 0 | 0 | 0 | 0 | 0 | 71087.041 | 0 | 0 | 0 | 0 | 0 | 0 | 0 | 0 | 0 | 0 | 0
2016-12-16 20:00 | 0 | 0 | 0 | 0 | 239990.5523 | 617320.346 | 512984 | 0 | 0 | 0 | 1357848.9848 | 0 | 0 | 0 | 0 | 0 | 0 | 0 | 0 | 0 | 0 | 0 | 0 | 0 | 344326.8984 | 0 | 0 | 0 | 0 | 0 | 0 | 0 | 0 | 0 | 0 | 0
2016-12-16 21:00 | 0 | 0 | 0 | 0 | 204771.5562 | 655902.3422 | 516347 | 0 | 0 | 0 | 1702175.8831 | 0 | 0 | 0 | 0 | 0 | 0 | 0 | 0 | 0 | 0 | 0 | 0 | 0 | 344326.8984 | 0 | 0 | 0 | 0 | 0 | 0 | 0 | 0 | 0 | 0 | 0
2016-12-16 22:00 | 0 | 0 | 0 | 0 | 0 | 588023.1724 | 528963 | 0 | 0 | 0 | 1761236.0555 | 0 | 0 | 0 | 0 | 0 | 0 | 0 | 0 | 0 | 0 | 0 | 0 | 0 | 59060.1724 | 0 | 0 | 0 | 0 | 0 | 0 | 0 | 0 | 0 | 0 | 0
2016-12-16 23:00 | 0 | 0 | 0 | 0 | 0 | 228584.6518 | 538562 | 0 | 0 | 0 | 1451258.7074 | 0 | 0 | 0 | 0 | 0 | 0 | 0 | 0 | 0 | 0 | 0 | 0 | 0 | -309977.3482 | 0 | 0 | 0 | 0 | 0 | 0 | 0 | 0 | 0 | 0 | 0
2016-12-17 | 0 | 0 | 0 | 0 | 655442.9934 | 2429.4365 | 538262 | 0 | 0 | 0 | 1570869.1372 | 0 | 0 | 0 | 0 | 0 | 0 | 0 | 0 | 0 | 0 | 0 | 0 | 0 | 119610.4299 | 0 | 0 | 0 | 0 | 0 | 0 | 0 | 0 | 0 | 0 | 0
2016-12-17 01:00 | 0 | 0 | 0 | 0 | 189695.1016 | 0 | 534022 | 0 | 0 | 0 | 1226542.2389 | 0 | 0 | 0 | 0 | 0 | 0 | 0 | 0 | 0 | 0 | 0 | 0 | 0 | -344326.8984 | 0 | 0 | 0 | 0 | 0 | 0 | 0 | 0 | 0 | 0 | 0
2016-12-17 02:00 | 0 | 0 | 0 | 0 | 176953.1016 | 0 | 521280 | 0 | 0 | 0 | 882215.3405 | 0 | 0 | 0 | 0 | 0 | 0 | 0 | 0 | 0 | 0 | 0 | 0 | 0 | -344326.8984 | 0 | 0 | 0 | 0 | 0 | 0 | 0 | 0 | 0 | 0 | 0
2016-12-17 03:00 | 0 | 0 | 0 | 0 | 686779.3442 | 0 | 502161 | 0 | 0 | 0 | 1066833.6847 | 0 | 0 | 0 | 0 | 0 | 0 | 0 | 0 | 0 | 0 | 0 | 0 | 0 | 184618.3442 | 0 | 0 | 0 | 0 | 0 | 0 | 0 | 0 | 0 | 0 | 0
2016-12-17 04:00 | 0 | 0 | 0 | 0 | 134302.1016 | 0 | 478629 | 0 | 0 | 0 | 722506.7863 | 0 | 0 | 0 | 0 | 0 | 0 | 0 | 0 | 0 | 0 | 0 | 0 | 0 | -344326.8984 | 0 | 0 | 0 | 0 | 0 | 0 | 0 | 0 | 0 | 0 | 0
2016-12-17 05:00 | 0 | 0 | 0 | 0 | 111873.1016 | 0 | 456200 | 0 | 0 | 0 | 378179.8879 | 0 | 0 | 0 | 0 | 0 | 0 | 0 | 0 | 0 | 0 | 0 | 0 | 0 | -344326.8984 | 0 | 0 | 0 | 0 | 0 | 0 | 0 | 0 | 0 | 0 | 0
2016-12-17 06:00 | 0 | 0 | 0 | 0 | 776761.5173 | 0 | 438385 | 0 | 0 | 0 | 716556.4052 | 0 | 0 | 0 | 0 | 0 | 0 | 0 | 0 | 0 | 0 | 0 | 0 | 0 | 338376.5173 | 0 | 0 | 0 | 0 | 0 | 0 | 0 | 0 | 0 | 0 | 0
2016-12-17 07:00 | 0 | 0 | 0 | 0 | 81547.1016 | 0 | 425874 | 0 | 0 | 0 | 372229.5069 | 0 | 0 | 0 | 0 | 0 | 0 | 0 | 0 | 0 | 0 | 0 | 0 | 0 | -344326.8984 | 0 | 0 | 0 | 0 | 0 | 0 | 0 | 0 | 0 | 0 | 0
2016-12-17 08:00 | 0 | 0 | 0 | 0 | 762515.8984 | 0 | 418189 | 0 | 0 | 0 | 716556.4052 | 0 | 0 | 0 | 0 | 0 | 0 | 0 | 0 | 0 | 0 | 0 | 0 | 0 | 344326.8984 | 0 | 0 | 0 | 0 | 0 | 0 | 0 | 0 | 0 | 0 | 0
2016-12-17 09:00 | 0 | 0 | 0 | 0 | 759971.8984 | 0 | 415645 | 0 | 0 | 0 | 1060883.3036 | 0 | 0 | 0 | 0 | 0 | 0 | 0 | 0 | 0 | 0 | 0 | 0 | 0 | 344326.8984 | 0 | 0 | 0 | 0 | 0 | 0 | 0 | 0 | 0 | 0 | 0
2016-12-17 10:00 | 0 | 0 | 0 | 0 | 74468.1016 | 0 | 418795 | 0 | 0 | 0 | 716556.4052 | 0 | 0 | 0 | 0 | 0 | 0 | 0 | 0 | 0 | 0 | 0 | 0 | 0 | -344326.8984 | 0 | 0 | 0 | 0 | 0 | 0 | 0 | 0 | 0 | 0 | 0
2016-12-17 11:00 | 0 | 0 | 0 | 0 | 83620.1016 | 0 | 427947 | 0 | 0 | 0 | 372229.5069 | 0 | 0 | 0 | 0 | 0 | 0 | 0 | 0 | 0 | 0 | 0 | 0 | 0 | -344326.8984 | 0 | 0 | 0 | 0 | 0 | 0 | 0 | 0 | 0 | 0 | 0
2016-12-17 12:00 | 0 | 0 | 0 | 0 | 785845.8984 | 0 | 441519 | 0 | 0 | 0 | 716556.4052 | 0 | 0 | 0 | 0 | 0 | 0 | 0 | 0 | 0 | 0 | 0 | 0 | 0 | 344326.8984 | 0 | 0 | 0 | 0 | 0 | 0 | 0 | 0 | 0 | 0 | 0
2016-12-17 13:00 | 0 | 0 | 0 | 0 | 113848.1016 | 0 | 458175 | 0 | 0 | 0 | 372229.5069 | 0 | 0 | 0 | 0 | 0 | 0 | 0 | 0 | 0 | 0 | 0 | 0 | 0 | -344326.8984 | 0 | 0 | 0 | 0 | 0 | 0 | 0 | 0 | 0 | 0 | 0
2016-12-17 14:00 | 0 | 0 | 0 | 0 | 73443.3732 | 56306.7284 | 474077 | 0 | 0 | 0 | 27902.6085 | 0 | 0 | 0 | 0 | 0 | 0 | 0 | 0 | 0 | 0 | 0 | 0 | 0 | -344326.8984 | 0 | 0 | 0 | 0 | 0 | 0 | 0 | 0 | 0 | 0 | 0
2016-12-17 15:00 | 0 | 0 | 0 | 0 | 351437.9715 | 477392.9269 | 484504 | 0 | 0 | 0 | 372229.5069 | 0 | 0 | 0 | 0 | 0 | 0 | 0 | 0 | 0 | 0 | 0 | 0 | 0 | 344326.8984 | 0 | 0 | 0 | 0 | 0 | 0 | 0 | 0 | 0 | 0 | 0
2016-12-17 16:00 | 0 | 0 | 0 | 0 | 72215.4249 | 759587.4735 | 487476 | 0 | 0 | 0 | 716556.4052 | 0 | 0 | 0 | 0 | 0 | 0 | 0 | 0 | 0 | 0 | 0 | 0 | 0 | 344326.8984 | 0 | 0 | 0 | 0 | 0 | 0 | 0 | 0 | 0 | 0 | 0
2016-12-17 17:00 | 0 | 0 | 0 | 0 | 56606.868 | 772124.0304 | 484404 | 0 | 0 | 0 | 1060883.3036 | 0 | 0 | 0 | 0 | 0 | 0 | 0 | 0 | 0 | 0 | 0 | 0 | 0 | 344326.8984 | 0 | 0 | 0 | 0 | 0 | 0 | 0 | 0 | 0 | 0 | 0
2016-12-17 18:00 | 0 | 0 | 0 | 0 | 0 | 735417.8174 | 478451 | 0 | 0 | 0 | 1317850.121 | 0 | 0 | 0 | 0 | 0 | 0 | 0 | 0 | 0 | 0 | 0 | 0 | 0 | 256966.8174 | 0 | 0 | 0 | 0 | 0 | 0 | 0 | 0 | 0 | 0 | 0
2016-12-17 19:00 | 0 | 0 | 0 | 0 | 0 | 717504.8625 | 472354 | 0 | 0 | 0 | 1563000.9835 | 0 | 0 | 0 | 0 | 0 | 0 | 0 | 0 | 0 | 0 | 0 | 0 | 0 | 245150.8625 | 0 | 0 | 0 | 0 | 0 | 0 | 0 | 0 | 0 | 0 | 0
2016-12-17 20:00 | 0 | 0 | 0 | 0 | 74136.296 | 738334.6023 | 468144 | 0 | 0 | 0 | 1907327.8819 | 0 | 0 | 0 | 0 | 0 | 0 | 0 | 0 | 0 | 0 | 0 | 0 | 0 | 344326.8984 | 0 | 0 | 0 | 0 | 0 | 0 | 0 | 0 | 0 | 0 | 0
2016-12-17 21:00 | 0 | 0 | 0 | 0 | 0 | 768972.7009 | 470744 | 0 | 0 | 0 | 2205556.5828 | 0 | 0 | 0 | 0 | 0 | 0 | 0 | 0 | 0 | 0 | 0 | 0 | 0 | 298228.7009 | 0 | 0 | 0 | 0 | 0 | 0 | 0 | 0 | 0 | 0 | 0
2016-12-17 22:00 | 0 | 0 | 0 | 0 | 0 | 750430.5204 | 484005 | 0 | 0 | 0 | 2471982.1032 | 0 | 0 | 0 | 0 | 0 | 0 | 0 | 0 | 0 | 0 | 0 | 0 | 0 | 266425.5204 | 0 | 0 | 0 | 0 | 0 | 0 | 0 | 0 | 0 | 0 | 0
2016-12-17 23:00 | 0 | 0 | 0 | 0 | 0 | 312171.0043 | 495374 | 0 | 0 | 0 | 2288779.1075 | 0 | 0 | 0 | 0 | 0 | 0 | 0 | 0 | 0 | 0 | 0 | 0 | 0 | -183202.9957 | 0 | 0 | 0 | 0 | 0 | 0 | 0 | 0 | 0 | 0 | 0
2016-12-18 | 0 | 0 | 0 | 0 | 152804.6922 | 2507.4094 | 499639 | 0 | 0 | 0 | 1944452.2091 | 0 | 0 | 0 | 0 | 0 | 0 | 0 | 0 | 0 | 0 | 0 | 0 | 0 | -344326.8984 | 0 | 0 | 0 | 0 | 0 | 0 | 0 | 0 | 0 | 0 | 0
2016-12-18 01:00 | 0 | 0 | 0 | 0 | 155742.1016 | 0 | 500069 | 0 | 0 | 0 | 1600125.3108 | 0 | 0 | 0 | 0 | 0 | 0 | 0 | 0 | 0 | 0 | 0 | 0 | 0 | -344326.8984 | 0 | 0 | 0 | 0 | 0 | 0 | 0 | 0 | 0 | 0 | 0
2016-12-18 02:00 | 0 | 0 | 0 | 0 | 722528.0297 | 0 | 491239 | 0 | 0 | 0 | 1831414.3404 | 0 | 0 | 0 | 0 | 0 | 0 | 0 | 0 | 0 | 0 | 0 | 0 | 0 | 231289.0297 | 0 | 0 | 0 | 0 | 0 | 0 | 0 | 0 | 0 | 0 | 0
2016-12-18 03:00 | 0 | 0 | 0 | 0 | 134993.1016 | 0 | 479320 | 0 | 0 | 0 | 1487087.4421 | 0 | 0 | 0 | 0 | 0 | 0 | 0 | 0 | 0 | 0 | 0 | 0 | 0 | -344326.8984 | 0 | 0 | 0 | 0 | 0 | 0 | 0 | 0 | 0 | 0 | 0
2016-12-18 04:00 | 0 | 0 | 0 | 0 | 117076.1016 | 0 | 461403 | 0 | 0 | 0 | 1142760.5437 | 0 | 0 | 0 | 0 | 0 | 0 | 0 | 0 | 0 | 0 | 0 | 0 | 0 | -344326.8984 | 0 | 0 | 0 | 0 | 0 | 0 | 0 | 0 | 0 | 0 | 0
2016-12-18 05:00 | 0 | 0 | 0 | 0 | 674873.4633 | 0 | 443249 | 0 | 0 | 0 | 1374385.007 | 0 | 0 | 0 | 0 | 0 | 0 | 0 | 0 | 0 | 0 | 0 | 0 | 0 | 231624.4633 | 0 | 0 | 0 | 0 | 0 | 0 | 0 | 0 | 0 | 0 | 0
2016-12-18 06:00 | 0 | 0 | 0 | 0 | 83380.1016 | 0 | 427707 | 0 | 0 | 0 | 1030058.1086 | 0 | 0 | 0 | 0 | 0 | 0 | 0 | 0 | 0 | 0 | 0 | 0 | 0 | -344326.8984 | 0 | 0 | 0 | 0 | 0 | 0 | 0 | 0 | 0 | 0 | 0
2016-12-18 07:00 | 0 | 0 | 0 | 0 | 73090.1016 | 0 | 417417 | 0 | 0 | 0 | 685731.2102 | 0 | 0 | 0 | 0 | 0 | 0 | 0 | 0 | 0 | 0 | 0 | 0 | 0 | -344326.8984 | 0 | 0 | 0 | 0 | 0 | 0 | 0 | 0 | 0 | 0 | 0
2016-12-18 08:00 | 0 | 0 | 0 | 0 | 614590.3699 | 0 | 412050 | 0 | 0 | 0 | 888271.5801 | 0 | 0 | 0 | 0 | 0 | 0 | 0 | 0 | 0 | 0 | 0 | 0 | 0 | 202540.3699 | 0 | 0 | 0 | 0 | 0 | 0 | 0 | 0 | 0 | 0 | 0
2016-12-18 09:00 | 0 | 0 | 0 | 0 | 67183.1016 | 0 | 411510 | 0 | 0 | 0 | 543944.6818 | 0 | 0 | 0 | 0 | 0 | 0 | 0 | 0 | 0 | 0 | 0 | 0 | 0 | -344326.8984 | 0 | 0 | 0 | 0 | 0 | 0 | 0 | 0 | 0 | 0 | 0
2016-12-18 10:00 | 0 | 0 | 0 | 0 | 544721.368 | 0 | 415036 | 0 | 0 | 0 | 673630.0498 | 0 | 0 | 0 | 0 | 0 | 0 | 0 | 0 | 0 | 0 | 0 | 0 | 0 | 129685.368 | 0 | 0 | 0 | 0 | 0 | 0 | 0 | 0 | 0 | 0 | 0
2016-12-18 11:00 | 0 | 0 | 0 | 0 | 516297.3599 | 0 | 424423 | 0 | 0 | 0 | 765504.4097 | 0 | 0 | 0 | 0 | 0 | 0 | 0 | 0 | 0 | 0 | 0 | 0 | 0 | 91874.3599 | 0 | 0 | 0 | 0 | 0 | 0 | 0 | 0 | 0 | 0 | 0
2016-12-18 12:00 | 0 | 0 | 0 | 0 | 93815.1016 | 0 | 438142 | 0 | 0 | 0 | 421177.5113 | 0 | 0 | 0 | 0 | 0 | 0 | 0 | 0 | 0 | 0 | 0 | 0 | 0 | -344326.8984 | 0 | 0 | 0 | 0 | 0 | 0 | 0 | 0 | 0 | 0 | 0
2016-12-18 13:00 | 0 | 0 | 0 | 0 | 113019.1016 | 0 | 457346 | 0 | 0 | 0 | 76850.613 | 0 | 0 | 0 | 0 | 0 | 0 | 0 | 0 | 0 | 0 | 0 | 0 | 0 | -344326.8984 | 0 | 0 | 0 | 0 | 0 | 0 | 0 | 0 | 0 | 0 | 0
2016-12-18 14:00 | 0 | 0 | 0 | 0 | 482640.5095 | 118701.467 | 474790 | 0 | 0 | 0 | 203402.5894 | 0 | 0 | 0 | 0 | 0 | 0 | 0 | 0 | 0 | 0 | 0 | 0 | 0 | 126551.9765 | 0 | 0 | 0 | 0 | 0 | 0 | 0 | 0 | 0 | 0 | 0
2016-12-18 15:00 | 0 | 0 | 0 | 0 | 0 | 678962.1705 | 485275 | 0 | 0 | 0 | 397089.76 | 0 | 0 | 0 | 0 | 0 | 0 | 0 | 0 | 0 | 0 | 0 | 0 | 0 | 193687.1705 | 0 | 0 | 0 | 0 | 0 | 0 | 0 | 0 | 0 | 0 | 0
2016-12-18 16:00 | 0 | 0 | 0 | 0 | 0 | 832551.8984 | 488225 | 0 | 0 | 0 | 741416.6583 | 0 | 0 | 0 | 0 | 0 | 0 | 0 | 0 | 0 | 0 | 0 | 0 | 0 | 344326.8984 | 0 | 0 | 0 | 0 | 0 | 0 | 0 | 0 | 0 | 0 | 0
2016-12-18 17:00 | 0 | 0 | 0 | 0 | 0 | 850564.1378 | 487242 | 0 | 0 | 0 | 1085743.5567 | 0 | 0 | 18995.2394 | 0 | 0 | 0 | 0 | 0 | 0 | 0 | 0 | 0 | 0 | 344326.8984 | 0 | 0 | 0 | 18995.2394 | 0 | 0 | 0 | 0 | 0 | 0 | 0
2016-12-18 18:00 | 0 | 0 | 0 | 0 | 0 | 815227.0302 | 484137 | 0 | 0 | 0 | 1430070.4551 | 0 | 0 | 5758.3713 | 0 | 0 | 0 | 0 | 0 | 0 | 0 | 0 | 0 | 0 | 344326.8984 | 0 | 0 | 0 | -13236.8682 | 0 | 0 | 0 | 0 | 0 | 0 | 0
2016-12-18 19:00 | 0 | 0 | 0 | 0 | 27539.0998 | 791688.4273 | 480659 | 0 | 0 | 0 | 1774397.3534 | 0 | 0 | 0 | 0 | 0 | 0 | 0 | 0 | 0 | 0 | 0 | 0 | 0 | 344326.8984 | 0 | 0 | 0 | -5758.3713 | 0 | 0 | 0 | 0 | 0 | 0 | 0
2016-12-18 20:00 | 0 | 0 | 0 | 0 | 10897.0639 | 812972.8345 | 479543 | 0 | 0 | 0 | 2118724.2518 | 0 | 0 | 0 | 0 | 0 | 0 | 0 | 0 | 0 | 0 | 0 | 0 | 0 | 344326.8984 | 0 | 0 | 0 | 0 | 0 | 0 | 0 | 0 | 0 | 0 | 0
2016-12-18 21:00 | 0 | 0 | 0 | 0 | 0 | 849819.1378 | 486497 | 0 | 0 | 0 | 2463051.1502 | 0 | 0 | 18995.2394 | 0 | 0 | 0 | 0 | 0 | 0 | 0 | 0 | 0 | 0 | 344326.8984 | 0 | 0 | 0 | 18995.2394 | 0 | 0 | 0 | 0 | 0 | 0 | 0
2016-12-18 22:00 | 0 | 0 | 0 | 0 | 0 | 789099.7527 | 505481 | 0 | 0 | 0 | 2765665.1423 | 0 | 0 | 0 | 0 | 0 | 0 | 0 | 0 | 0 | 0 | 0 | 0 | 0 | 302613.9922 | 0 | 0 | 0 | -18995.2394 | 0 | 0 | 0 | 0 | 0 | 0 | 0
2016-12-18 23:00 | 0 | 0 | 0 | 0 | 0 | 302014.7474 | 525851 | 0 | 0 | 0 | 2541828.8897 | 0 | 0 | 0 | 0 | 0 | 0 | 0 | 0 | 0 | 0 | 0 | 0 | 0 | -223836.2526 | 0 | 0 | 0 | 0 | 0 | 0 | 0 | 0 | 0 | 0 | 0
2016-12-19 | 0 | 0 | 0 | 0 | 189214.315 | 3884.7866 | 537426 | 0 | 0 | 0 | 2197501.9913 | 0 | 0 | 0 | 0 | 0 | 0 | 0 | 0 | 0 | 0 | 0 | 0 | 0 | -344326.8984 | 0 | 0 | 0 | 0 | 0 | 0 | 0 | 0 | 0 | 0 | 0
2016-12-19 01:00 | 0 | 0 | 0 | 0 | 197950.1016 | 0 | 542277 | 0 | 0 | 0 | 1853175.0929 | 0 | 0 | 0 | 0 | 0 | 0 | 0 | 0 | 0 | 0 | 0 | 0 | 0 | -344326.8984 | 0 | 0 | 0 | 0 | 0 | 0 | 0 | 0 | 0 | 0 | 0
2016-12-19 02:00 | 0 | 0 | 0 | 0 | 687490.015 | 0 | 534931 | 0 | 0 | 0 | 2005734.1079 | 0 | 0 | 0 | 0 | 0 | 0 | 0 | 0 | 0 | 0 | 0 | 0 | 0 | 152559.015 | 0 | 0 | 0 | 0 | 0 | 0 | 0 | 0 | 0 | 0 | 0
2016-12-19 03:00 | 0 | 0 | 0 | 0 | 175313.1016 | 0 | 519640 | 0 | 0 | 0 | 1661407.2096 | 0 | 0 | 0 | 0 | 0 | 0 | 0 | 0 | 0 | 0 | 0 | 0 | 0 | -344326.8984 | 0 | 0 | 0 | 0 | 0 | 0 | 0 | 0 | 0 | 0 | 0
2016-12-19 04:00 | 0 | 0 | 0 | 0 | 155611.1016 | 0 | 499938 | 0 | 0 | 0 | 1317080.3112 | 0 | 0 | 0 | 0 | 0 | 0 | 0 | 0 | 0 | 0 | 0 | 0 | 0 | -344326.8984 | 0 | 0 | 0 | 0 | 0 | 0 | 0 | 0 | 0 | 0 | 0
2016-12-19 05:00 | 0 | 0 | 0 | 0 | 736176.7605 | 0 | 481449 | 0 | 0 | 0 | 1571808.0717 | 0 | 0 | 0 | 0 | 0 | 0 | 0 | 0 | 0 | 0 | 0 | 0 | 0 | 254727.7605 | 0 | 0 | 0 | 0 | 0 | 0 | 0 | 0 | 0 | 0 | 0
2016-12-19 06:00 | 0 | 0 | 0 | 0 | 124287.1016 | 0 | 468614 | 0 | 0 | 0 | 1227481.1733 | 0 | 0 | 0 | 0 | 0 | 0 | 0 | 0 | 0 | 0 | 0 | 0 | 0 | -344326.8984 | 0 | 0 | 0 | 0 | 0 | 0 | 0 | 0 | 0 | 0 | 0
2016-12-19 07:00 | 0 | 0 | 0 | 0 | 117289.1016 | 0 | 461616 | 0 | 0 | 0 | 883154.275 | 0 | 0 | 0 | 0 | 0 | 0 | 0 | 0 | 0 | 0 | 0 | 0 | 0 | -344326.8984 | 0 | 0 | 0 | 0 | 0 | 0 | 0 | 0 | 0 | 0 | 0
2016-12-19 08:00 | 0 | 0 | 0 | 0 | 754896.5521 | 0 | 459526 | 0 | 0 | 0 | 1178524.8271 | 0 | 0 | 0 | 0 | 0 | 0 | 0 | 0 | 0 | 0 | 0 | 0 | 0 | 295370.5521 | 0 | 0 | 0 | 0 | 0 | 0 | 0 | 0 | 0 | 0 | 0
2016-12-19 09:00 | 0 | 0 | 0 | 0 | 119618.1016 | 0 | 463945 | 0 | 0 | 0 | 834197.9287 | 0 | 0 | 0 | 0 | 0 | 0 | 0 | 0 | 0 | 0 | 0 | 0 | 0 | -344326.8984 | 0 | 0 | 0 | 0 | 0 | 0 | 0 | 0 | 0 | 0 | 0
2016-12-19 10:00 | 0 | 0 | 0 | 0 | 135747.1016 | 0 | 480074 | 0 | 0 | 0 | 489871.0304 | 0 | 0 | 0 | 0 | 0 | 0 | 0 | 0 | 0 | 0 | 0 | 0 | 0 | -344326.8984 | 0 | 0 | 0 | 0 | 0 | 0 | 0 | 0 | 0 | 0 | 0
2016-12-19 11:00 | 0 | 0 | 0 | 0 | 731824.3032 | 0 | 510834 | 0 | 0 | 0 | 710861.3336 | 0 | 0 | 0 | 0 | 0 | 0 | 0 | 0 | 0 | 0 | 0 | 0 | 0 | 220990.3032 | 0 | 0 | 0 | 0 | 0 | 0 | 0 | 0 | 0 | 0 | 0
2016-12-19 12:00 | 0 | 0 | 0 | 0 | 197973.1016 | 0 | 542300 | 0 | 0 | 0 | 366534.4352 | 0 | 0 | 0 | 0 | 0 | 0 | 0 | 0 | 0 | 0 | 0 | 0 | 0 | -344326.8984 | 0 | 0 | 0 | 0 | 0 | 0 | 0 | 0 | 0 | 0 | 0
2016-12-19 13:00 | 0 | 0 | 0 | 0 | 214939.1016 | 0 | 559266 | 0 | 0 | 0 | 22207.5369 | 0 | 0 | 0 | 0 | 0 | 0 | 0 | 0 | 0 | 0 | 0 | 0 | 0 | -344326.8984 | 0 | 0 | 0 | 0 | 0 | 0 | 0 | 0 | 0 | 0 | 0
2016-12-19 14:00 | 0 | 0 | 0 | 0 | 697534.7318 | 47723.7675 | 565631 | 0 | 0 | 0 | 201835.0362 | 0 | 0 | 0 | 0 | 0 | 0 | 0 | 0 | 0 | 0 | 0 | 0 | 0 | 179627.4993 | 0 | 0 | 0 | 0 | 0 | 0 | 0 | 0 | 0 | 0 | 0
2016-12-19 15:00 | 0 | 0 | 0 | 0 | 306296.9142 | 601372.9841 | 563343 | 0 | 0 | 0 | 546161.9345 | 0 | 0 | 0 | 0 | 0 | 0 | 0 | 0 | 0 | 0 | 0 | 0 | 0 | 344326.8984 | 0 | 0 | 0 | 0 | 0 | 0 | 0 | 0 | 0 | 0 | 0
2016-12-19 16:00 | 0 | 0 | 0 | 0 | 0 | 818414.5087 | 555471 | 0 | 0 | 0 | 809105.4432 | 0 | 0 | 0 | 0 | 0 | 0 | 0 | 0 | 0 | 0 | 0 | 0 | 0 | 262943.5087 | 0 | 0 | 0 | 0 | 0 | 0 | 0 | 0 | 0 | 0 | 0
2016-12-19 17:00 | 0 | 0 | 0 | 0 | 0 | 803268.3376 | 545422 | 0 | 0 | 0 | 1066951.7809 | 0 | 0 | 0 | 0 | 0 | 0 | 0 | 0 | 0 | 0 | 0 | 0 | 0 | 257846.3376 | 0 | 0 | 0 | 0 | 0 | 0 | 0 | 0 | 0 | 0 | 0
2016-12-19 18:00 | 0 | 0 | 0 | 0 | 119249.0728 | 761568.8255 | 536491 | 0 | 0 | 0 | 1411278.6793 | 0 | 0 | 0 | 0 | 0 | 0 | 0 | 0 | 0 | 0 | 0 | 0 | 0 | 344326.8984 | 0 | 0 | 0 | 0 | 0 | 0 | 0 | 0 | 0 | 0 | 0
2016-12-19 19:00 | 0 | 0 | 0 | 0 | 135234.7734 | 737949.125 | 528857 | 0 | 0 | 0 | 1755605.5776 | 0 | 0 | 0 | 0 | 0 | 0 | 0 | 0 | 0 | 0 | 0 | 0 | 0 | 344326.8984 | 0 | 0 | 0 | 0 | 0 | 0 | 0 | 0 | 0 | 0 | 0
2016-12-19 20:00 | 0 | 0 | 0 | 0 | 0 | 755176.3817 | 525223 | 0 | 0 | 0 | 1985558.9593 | 0 | 0 | 0 | 0 | 0 | 0 | 0 | 0 | 0 | 0 | 0 | 0 | 0 | 229953.3817 | 0 | 0 | 0 | 0 | 0 | 0 | 0 | 0 | 0 | 0 | 0
2016-12-19 21:00 | 0 | 0 | 0 | 0 | 0 | 788581.9799 | 529043 | 0 | 0 | 0 | 2245097.9392 | 0 | 0 | 0 | 0 | 0 | 0 | 0 | 0 | 0 | 0 | 0 | 0 | 0 | 259538.9799 | 0 | 0 | 0 | 0 | 0 | 0 | 0 | 0 | 0 | 0 | 0
2016-12-19 22:00 | 0 | 0 | 0 | 0 | 0 | 705563.3757 | 548076 | 0 | 0 | 0 | 2402585.3149 | 0 | 0 | 0 | 0 | 0 | 0 | 0 | 0 | 0 | 0 | 0 | 0 | 0 | 157487.3757 | 0 | 0 | 0 | 0 | 0 | 0 | 0 | 0 | 0 | 0 | 0
2016-12-19 23:00 | 0 | 0 | 0 | 0 | 0 | 315774.0703 | 567860 | 0 | 0 | 0 | 2150499.3852 | 0 | 0 | 0 | 0 | 0 | 0 | 0 | 0 | 0 | 0 | 0 | 0 | 0 | -252085.9297 | 0 | 0 | 0 | 0 | 0 | 0 | 0 | 0 | 0 | 0 | 0
2016-12-20 | 0 | 0 | 0 | 0 | 228475.3734 | 4072.7282 | 576875 | 0 | 0 | 0 | 1806172.4868 | 0 | 0 | 0 | 0 | 0 | 0 | 0 | 0 | 0 | 0 | 0 | 0 | 0 | -344326.8984 | 0 | 0 | 0 | 0 | 0 | 0 | 0 | 0 | 0 | 0 | 0
2016-12-20 01:00 | 0 | 0 | 0 | 0 | 921849.8984 | 0 | 577523 | 0 | 0 | 0 | 2150499.3852 | 0 | 0 | 0 | 0 | 0 | 0 | 0 | 0 | 0 | 0 | 0 | 0 | 0 | 344326.8984 | 0 | 0 | 0 | 0 | 0 | 0 | 0 | 0 | 0 | 0 | 0
2016-12-20 02:00 | 0 | 0 | 0 | 0 | 221945.1016 | 0 | 566272 | 0 | 0 | 0 | 1806172.4868 | 0 | 0 | 0 | 0 | 0 | 0 | 0 | 0 | 0 | 0 | 0 | 0 | 0 | -344326.8984 | 0 | 0 | 0 | 0 | 0 | 0 | 0 | 0 | 0 | 0 | 0
2016-12-20 03:00 | 0 | 0 | 0 | 0 | 201284.1016 | 0 | 545611 | 0 | 0 | 0 | 1461845.5885 | 0 | 0 | 0 | 0 | 0 | 0 | 0 | 0 | 0 | 0 | 0 | 0 | 0 | -344326.8984 | 0 | 0 | 0 | 0 | 0 | 0 | 0 | 0 | 0 | 0 | 0
2016-12-20 04:00 | 0 | 0 | 0 | 0 | 176376.1016 | 0 | 520703 | 0 | 0 | 0 | 1117518.6901 | 0 | 0 | 0 | 0 | 0 | 0 | 0 | 0 | 0 | 0 | 0 | 0 | 0 | -344326.8984 | 0 | 0 | 0 | 0 | 0 | 0 | 0 | 0 | 0 | 0 | 0
2016-12-20 05:00 | 0 | 0 | 0 | 0 | 842928.8984 | 0 | 498602 | 0 | 0 | 0 | 1461845.5885 | 0 | 0 | 0 | 0 | 0 | 0 | 0 | 0 | 0 | 0 | 0 | 0 | 0 | 344326.8984 | 0 | 0 | 0 | 0 | 0 | 0 | 0 | 0 | 0 | 0 | 0
2016-12-20 06:00 | 0 | 0 | 0 | 0 | 136611.1016 | 0 | 480938 | 0 | 0 | 0 | 1117518.6901 | 0 | 0 | 0 | 0 | 0 | 0 | 0 | 0 | 0 | 0 | 0 | 0 | 0 | -344326.8984 | 0 | 0 | 0 | 0 | 0 | 0 | 0 | 0 | 0 | 0 | 0
2016-12-20 07:00 | 0 | 0 | 0 | 0 | 126497.1016 | 0 | 470824 | 0 | 0 | 0 | 773191.7917 | 0 | 0 | 0 | 0 | 0 | 0 | 0 | 0 | 0 | 0 | 0 | 0 | 0 | -344326.8984 | 0 | 0 | 0 | 0 | 0 | 0 | 0 | 0 | 0 | 0 | 0
2016-12-20 08:00 | 0 | 0 | 0 | 0 | 811425.8984 | 0 | 467099 | 0 | 0 | 0 | 1117518.6901 | 0 | 0 | 0 | 0 | 0 | 0 | 0 | 0 | 0 | 0 | 0 | 0 | 0 | 344326.8984 | 0 | 0 | 0 | 0 | 0 | 0 | 0 | 0 | 0 | 0 | 0
2016-12-20 09:00 | 0 | 0 | 0 | 0 | 126170.1016 | 0 | 470497 | 0 | 0 | 0 | 773191.7917 | 0 | 0 | 0 | 0 | 0 | 0 | 0 | 0 | 0 | 0 | 0 | 0 | 0 | -344326.8984 | 0 | 0 | 0 | 0 | 0 | 0 | 0 | 0 | 0 | 0 | 0
2016-12-20 10:00 | 0 | 0 | 0 | 0 | 139046.1016 | 0 | 483373 | 0 | 0 | 0 | 428864.8934 | 0 | 0 | 0 | 0 | 0 | 0 | 0 | 0 | 0 | 0 | 0 | 0 | 0 | -344326.8984 | 0 | 0 | 0 | 0 | 0 | 0 | 0 | 0 | 0 | 0 | 0
2016-12-20 11:00 | 0 | 0 | 0 | 0 | 165329.1016 | 0 | 509656 | 0 | 0 | 0 | 84537.995 | 0 | 0 | 0 | 0 | 0 | 0 | 0 | 0 | 0 | 0 | 0 | 0 | 0 | -344326.8984 | 0 | 0 | 0 | 0 | 0 | 0 | 0 | 0 | 0 | 0 | 0
2016-12-20 12:00 | 0 | 0 | 0 | 0 | 881636.8984 | 0 | 537310 | 0 | 0 | 0 | 428864.8934 | 0 | 0 | 0 | 0 | 0 | 0 | 0 | 0 | 0 | 0 | 0 | 0 | 0 | 344326.8984 | 0 | 0 | 0 | 0 | 0 | 0 | 0 | 0 | 0 | 0 | 0
2016-12-20 13:00 | 0 | 0 | 0 | 0 | 202988.1016 | 0 | 547315 | 0 | 0 | 0 | 84537.995 | 0 | 0 | 0 | 0 | 0 | 0 | 0 | 0 | 0 | 0 | 0 | 0 | 0 | -344326.8984 | 0 | 0 | 0 | 0 | 0 | 0 | 0 | 0 | 0 | 0 | 0
2016-12-20 14:00 | 0 | 0 | 0 | 0 | 837861.7761 | 52459.1223 | 545994 | 0 | 0 | 0 | 428864.8934 | 0 | 0 | 0 | 0 | 0 | 0 | 0 | 0 | 0 | 0 | 0 | 0 | 0 | 344326.8984 | 0 | 0 | 0 | 0 | 0 | 0 | 0 | 0 | 0 | 0 | 0
2016-12-20 15:00 | 0 | 0 | 0 | 0 | 286425.3468 | 595799.5516 | 537898 | 0 | 0 | 0 | 773191.7917 | 0 | 0 | 0 | 0 | 0 | 0 | 0 | 0 | 0 | 0 | 0 | 0 | 0 | 344326.8984 | 0 | 0 | 0 | 0 | 0 | 0 | 0 | 0 | 0 | 0 | 0
2016-12-20 16:00 | 0 | 0 | 0 | 0 | 59881.4959 | 810031.4024 | 525586 | 0 | 0 | 0 | 1117518.6901 | 0 | 0 | 0 | 0 | 0 | 0 | 0 | 0 | 0 | 0 | 0 | 0 | 0 | 344326.8984 | 0 | 0 | 0 | 0 | 0 | 0 | 0 | 0 | 0 | 0 | 0
2016-12-20 17:00 | 0 | 0 | 0 | 0 | 45035.1718 | 810758.7266 | 511467 | 0 | 0 | 0 | 1461845.5885 | 0 | 0 | 0 | 0 | 0 | 0 | 0 | 0 | 0 | 0 | 0 | 0 | 0 | 344326.8984 | 0 | 0 | 0 | 0 | 0 | 0 | 0 | 0 | 0 | 0 | 0
2016-12-20 18:00 | 0 | 0 | 0 | 0 | 0 | 755221.3593 | 499927 | 0 | 0 | 0 | 1717139.9478 | 0 | 0 | 0 | 0 | 0 | 0 | 0 | 0 | 0 | 0 | 0 | 0 | 0 | 255294.3593 | 0 | 0 | 0 | 0 | 0 | 0 | 0 | 0 | 0 | 0 | 0
2016-12-20 19:00 | 0 | 0 | 0 | 0 | 0 | 722280.8007 | 491141 | 0 | 0 | 0 | 1948279.7485 | 0 | 0 | 0 | 0 | 0 | 0 | 0 | 0 | 0 | 0 | 0 | 0 | 0 | 231139.8007 | 0 | 0 | 0 | 0 | 0 | 0 | 0 | 0 | 0 | 0 | 0
2016-12-20 20:00 | 0 | 0 | 0 | 0 | 96521.8963 | 734267.0021 | 486462 | 0 | 0 | 0 | 2292606.6468 | 0 | 0 | 0 | 0 | 0 | 0 | 0 | 0 | 0 | 0 | 0 | 0 | 0 | 344326.8984 | 0 | 0 | 0 | 0 | 0 | 0 | 0 | 0 | 0 | 0 | 0
2016-12-20 21:00 | 0 | 0 | 0 | 0 | 0 | 741949.9801 | 490003 | 0 | 0 | 0 | 2544553.627 | 0 | 0 | 0 | 0 | 0 | 0 | 0 | 0 | 0 | 0 | 0 | 0 | 0 | 251946.9801 | 0 | 0 | 0 | 0 | 0 | 0 | 0 | 0 | 0 | 0 | 0
2016-12-20 22:00 | 0 | 0 | 0 | 0 | 0 | 623867.5617 | 509653 | 0 | 0 | 0 | 2658768.1887 | 0 | 0 | 0 | 0 | 0 | 0 | 0 | 0 | 0 | 0 | 0 | 0 | 0 | 114214.5617 | 0 | 0 | 0 | 0 | 0 | 0 | 0 | 0 | 0 | 0 | 0
2016-12-20 23:00 | 0 | 0 | 0 | 0 | 0 | 210161.5149 | 529350 | 0 | 0 | 0 | 2339579.7036 | 0 | 0 | 0 | 0 | 0 | 0 | 0 | 0 | 0 | 0 | 0 | 0 | 0 | -319188.4851 | 0 | 0 | 0 | 0 | 0 | 0 | 0 | 0 | 0 | 0 | 0
2016-12-21 | 0 | 0 | 0 | 0 | 190619.1348 | 4128.9669 | 539075 | 0 | 0 | 0 | 1995252.8053 | 0 | 0 | 0 | 0 | 0 | 0 | 0 | 0 | 0 | 0 | 0 | 0 | 0 | -344326.8984 | 0 | 0 | 0 | 0 | 0 | 0 | 0 | 0 | 0 | 0 | 0
2016-12-21 01:00 | 0 | 0 | 0 | 0 | 787710.1315 | 0 | 541622 | 0 | 0 | 0 | 2241340.9368 | 0 | 0 | 0 | 0 | 0 | 0 | 0 | 0 | 0 | 0 | 0 | 0 | 0 | 246088.1315 | 0 | 0 | 0 | 0 | 0 | 0 | 0 | 0 | 0 | 0 | 0
2016-12-21 02:00 | 0 | 0 | 0 | 0 | 187873.1016 | 0 | 532200 | 0 | 0 | 0 | 1897014.0384 | 0 | 0 | 0 | 0 | 0 | 0 | 0 | 0 | 0 | 0 | 0 | 0 | 0 | -344326.8984 | 0 | 0 | 0 | 0 | 0 | 0 | 0 | 0 | 0 | 0 | 0
2016-12-21 03:00 | 0 | 0 | 0 | 0 | 169246.1016 | 0 | 513573 | 0 | 0 | 0 | 1552687.14 | 0 | 0 | 0 | 0 | 0 | 0 | 0 | 0 | 0 | 0 | 0 | 0 | 0 | -344326.8984 | 0 | 0 | 0 | 0 | 0 | 0 | 0 | 0 | 0 | 0 | 0
2016-12-21 04:00 | 0 | 0 | 0 | 0 | 834893.8984 | 0 | 490567 | 0 | 0 | 0 | 1897014.0384 | 0 | 0 | 0 | 0 | 0 | 0 | 0 | 0 | 0 | 0 | 0 | 0 | 0 | 344326.8984 | 0 | 0 | 0 | 0 | 0 | 0 | 0 | 0 | 0 | 0 | 0
2016-12-21 05:00 | 0 | 0 | 0 | 0 | 124635.1016 | 0 | 468962 | 0 | 0 | 0 | 1552687.14 | 0 | 0 | 0 | 0 | 0 | 0 | 0 | 0 | 0 | 0 | 0 | 0 | 0 | -344326.8984 | 0 | 0 | 0 | 0 | 0 | 0 | 0 | 0 | 0 | 0 | 0
2016-12-21 06:00 | 0 | 0 | 0 | 0 | 109469.1016 | 0 | 453796 | 0 | 0 | 0 | 1208360.2417 | 0 | 0 | 0 | 0 | 0 | 0 | 0 | 0 | 0 | 0 | 0 | 0 | 0 | -344326.8984 | 0 | 0 | 0 | 0 | 0 | 0 | 0 | 0 | 0 | 0 | 0
2016-12-21 07:00 | 0 | 0 | 0 | 0 | 789504.8984 | 0 | 445178 | 0 | 0 | 0 | 1552687.14 | 0 | 0 | 0 | 0 | 0 | 0 | 0 | 0 | 0 | 0 | 0 | 0 | 0 | 344326.8984 | 0 | 0 | 0 | 0 | 0 | 0 | 0 | 0 | 0 | 0 | 0
2016-12-21 08:00 | 0 | 0 | 0 | 0 | 97553.1016 | 0 | 441880 | 0 | 0 | 0 | 1208360.2417 | 0 | 0 | 0 | 0 | 0 | 0 | 0 | 0 | 0 | 0 | 0 | 0 | 0 | -344326.8984 | 0 | 0 | 0 | 0 | 0 | 0 | 0 | 0 | 0 | 0 | 0
2016-12-21 09:00 | 0 | 0 | 0 | 0 | 100081.1016 | 0 | 444408 | 0 | 0 | 0 | 864033.3433 | 0 | 0 | 0 | 0 | 0 | 0 | 0 | 0 | 0 | 0 | 0 | 0 | 0 | -344326.8984 | 0 | 0 | 0 | 0 | 0 | 0 | 0 | 0 | 0 | 0 | 0
2016-12-21 10:00 | 0 | 0 | 0 | 0 | 800952.8984 | 0 | 456626 | 0 | 0 | 0 | 1208360.2417 | 0 | 0 | 0 | 0 | 0 | 0 | 0 | 0 | 0 | 0 | 0 | 0 | 0 | 344326.8984 | 0 | 0 | 0 | 0 | 0 | 0 | 0 | 0 | 0 | 0 | 0
2016-12-21 11:00 | 0 | 0 | 0 | 0 | 139484.1016 | 0 | 483811 | 0 | 0 | 0 | 864033.3433 | 0 | 0 | 0 | 0 | 0 | 0 | 0 | 0 | 0 | 0 | 0 | 0 | 0 | -344326.8984 | 0 | 0 | 0 | 0 | 0 | 0 | 0 | 0 | 0 | 0 | 0
2016-12-21 12:00 | 0 | 0 | 0 | 0 | 165959.1016 | 0 | 510286 | 0 | 0 | 0 | 519706.4449 | 0 | 0 | 0 | 0 | 0 | 0 | 0 | 0 | 0 | 0 | 0 | 0 | 0 | -344326.8984 | 0 | 0 | 0 | 0 | 0 | 0 | 0 | 0 | 0 | 0 | 0
2016-12-21 13:00 | 0 | 0 | 0 | 0 | 864405.8984 | 0 | 520079 | 0 | 0 | 0 | 864033.3433 | 0 | 0 | 0 | 0 | 0 | 0 | 0 | 0 | 0 | 0 | 0 | 0 | 0 | 344326.8984 | 0 | 0 | 0 | 0 | 0 | 0 | 0 | 0 | 0 | 0 | 0
2016-12-21 14:00 | 0 | 0 | 0 | 0 | 126197.0451 | 47191.0565 | 517715 | 0 | 0 | 0 | 519706.4449 | 0 | 0 | 0 | 0 | 0 | 0 | 0 | 0 | 0 | 0 | 0 | 0 | 0 | -344326.8984 | 0 | 0 | 0 | 0 | 0 | 0 | 0 | 0 | 0 | 0 | 0
2016-12-21 15:00 | 0 | 0 | 0 | 0 | 616863.4029 | 236693.4954 | 509230 | 0 | 0 | 0 | 864033.3433 | 0 | 0 | 0 | 0 | 0 | 0 | 0 | 0 | 0 | 0 | 0 | 0 | 0 | 344326.8984 | 0 | 0 | 0 | 0 | 0 | 0 | 0 | 0 | 0 | 0 | 0
2016-12-21 16:00 | 0 | 0 | 0 | 0 | 416579.6289 | 425551.2695 | 497804 | 0 | 0 | 0 | 1208360.2417 | 0 | 0 | 0 | 0 | 0 | 0 | 0 | 0 | 0 | 0 | 0 | 0 | 0 | 344326.8984 | 0 | 0 | 0 | 0 | 0 | 0 | 0 | 0 | 0 | 0 | 0
2016-12-21 17:00 | 0 | 0 | 0 | 0 | 0 | 509571.0341 | 485887 | 0 | 0 | 0 | 1232044.2757 | 0 | 0 | 0 | 0 | 0 | 0 | 0 | 0 | 0 | 0 | 0 | 0 | 0 | 23684.0341 | 0 | 0 | 0 | 0 | 0 | 0 | 0 | 0 | 0 | 0 | 0
2016-12-21 18:00 | 0 | 0 | 0 | 0 | 0 | 526139.9186 | 475256 | 0 | 0 | 0 | 1282928.1943 | 0 | 0 | 0 | 0 | 0 | 0 | 0 | 0 | 0 | 0 | 0 | 0 | 0 | 50883.9186 | 0 | 0 | 0 | 0 | 0 | 0 | 0 | 0 | 0 | 0 | 0
2016-12-21 19:00 | 0 | 0 | 0 | 0 | 286515.7211 | 524835.1772 | 467024 | 0 | 0 | 0 | 1627255.0927 | 0 | 0 | 0 | 0 | 0 | 0 | 0 | 0 | 0 | 0 | 0 | 0 | 0 | 344326.8984 | 0 | 0 | 0 | 0 | 0 | 0 | 0 | 0 | 0 | 0 | 0
2016-12-21 20:00 | 0 | 0 | 0 | 0 | 0 | 526809.4618 | 464161 | 0 | 0 | 0 | 1689903.5544 | 0 | 0 | 0 | 0 | 0 | 0 | 0 | 0 | 0 | 0 | 0 | 0 | 0 | 62648.4618 | 0 | 0 | 0 | 0 | 0 | 0 | 0 | 0 | 0 | 0 | 0
2016-12-21 21:00 | 0 | 0 | 0 | 0 | 0 | 505209.5799 | 469351 | 0 | 0 | 0 | 1725762.1344 | 0 | 0 | 0 | 0 | 0 | 0 | 0 | 0 | 0 | 0 | 0 | 0 | 0 | 35858.5799 | 0 | 0 | 0 | 0 | 0 | 0 | 0 | 0 | 0 | 0 | 0
2016-12-21 22:00 | 0 | 0 | 0 | 0 | 412176.6946 | 418663.2038 | 486513 | 0 | 0 | 0 | 2070089.0327 | 0 | 0 | 0 | 0 | 0 | 0 | 0 | 0 | 0 | 0 | 0 | 0 | 0 | 344326.8984 | 0 | 0 | 0 | 0 | 0 | 0 | 0 | 0 | 0 | 0 | 0
2016-12-21 23:00 | 0 | 0 | 0 | 0 | 7259.2488 | 150843.8529 | 502430 | 0 | 0 | 0 | 1725762.1344 | 0 | 0 | 0 | 0 | 0 | 0 | 0 | 0 | 0 | 0 | 0 | 0 | 0 | -344326.8984 | 0 | 0 | 0 | 0 | 0 | 0 | 0 | 0 | 0 | 0 | 0
2016-12-22 | 0 | 0 | 0 | 0 | 163157.5995 | 1678.5022 | 509163 | 0 | 0 | 0 | 1381435.236 | 0 | 0 | 0 | 0 | 0 | 0 | 0 | 0 | 0 | 0 | 0 | 0 | 0 | -344326.8984 | 0 | 0 | 0 | 0 | 0 | 0 | 0 | 0 | 0 | 0 | 0
2016-12-22 01:00 | 0 | 0 | 0 | 0 | 854194.8984 | 0 | 509868 | 0 | 0 | 0 | 1725762.1344 | 0 | 0 | 0 | 0 | 0 | 0 | 0 | 0 | 0 | 0 | 0 | 0 | 0 | 344326.8984 | 0 | 0 | 0 | 0 | 0 | 0 | 0 | 0 | 0 | 0 | 0
2016-12-22 02:00 | 0 | 0 | 0 | 0 | 156244.1016 | 0 | 500571 | 0 | 0 | 0 | 1381435.236 | 0 | 0 | 0 | 0 | 0 | 0 | 0 | 0 | 0 | 0 | 0 | 0 | 0 | -344326.8984 | 0 | 0 | 0 | 0 | 0 | 0 | 0 | 0 | 0 | 0 | 0
2016-12-22 03:00 | 0 | 0 | 0 | 0 | 138550.1016 | 0 | 482877 | 0 | 0 | 0 | 1037108.3376 | 0 | 0 | 0 | 0 | 0 | 0 | 0 | 0 | 0 | 0 | 0 | 0 | 0 | -344326.8984 | 0 | 0 | 0 | 0 | 0 | 0 | 0 | 0 | 0 | 0 | 0
2016-12-22 04:00 | 0 | 0 | 0 | 0 | 804656.8984 | 0 | 460330 | 0 | 0 | 0 | 1381435.236 | 0 | 0 | 0 | 0 | 0 | 0 | 0 | 0 | 0 | 0 | 0 | 0 | 0 | 344326.8984 | 0 | 0 | 0 | 0 | 0 | 0 | 0 | 0 | 0 | 0 | 0
2016-12-22 05:00 | 0 | 0 | 0 | 0 | 95743.1016 | 0 | 440070 | 0 | 0 | 0 | 1037108.3376 | 0 | 0 | 0 | 0 | 0 | 0 | 0 | 0 | 0 | 0 | 0 | 0 | 0 | -344326.8984 | 0 | 0 | 0 | 0 | 0 | 0 | 0 | 0 | 0 | 0 | 0
2016-12-22 06:00 | 0 | 0 | 0 | 0 | 767516.8984 | 0 | 423190 | 0 | 0 | 0 | 1381435.236 | 0 | 0 | 0 | 0 | 0 | 0 | 0 | 0 | 0 | 0 | 0 | 0 | 0 | 344326.8984 | 0 | 0 | 0 | 0 | 0 | 0 | 0 | 0 | 0 | 0 | 0
2016-12-22 07:00 | 0 | 0 | 0 | 0 | 756324.8984 | 0 | 411998 | 0 | 0 | 0 | 1725762.1344 | 0 | 0 | 0 | 0 | 0 | 0 | 0 | 0 | 0 | 0 | 0 | 0 | 0 | 344326.8984 | 0 | 0 | 0 | 0 | 0 | 0 | 0 | 0 | 0 | 0 | 0
2016-12-22 08:00 | 0 | 0 | 0 | 0 | 62107.1016 | 0 | 406434 | 0 | 0 | 0 | 1381435.236 | 0 | 0 | 0 | 0 | 0 | 0 | 0 | 0 | 0 | 0 | 0 | 0 | 0 | -344326.8984 | 0 | 0 | 0 | 0 | 0 | 0 | 0 | 0 | 0 | 0 | 0
2016-12-22 09:00 | 0 | 0 | 0 | 0 | 236324.5551 | 0 | 407653 | 0 | 0 | 0 | 1210106.7911 | 0 | 0 | 0 | 0 | 0 | 0 | 0 | 0 | 0 | 0 | 0 | 0 | 0 | -171328.4449 | 0 | 0 | 0 | 0 | 0 | 0 | 0 | 0 | 0 | 0 | 0
2016-12-22 10:00 | 0 | 0 | 0 | 0 | 768759.9486 | 0 | 417723 | 0 | 0 | 0 | 1554433.6894 | 0 | 0 | 6710.0502 | 0 | 0 | 0 | 0 | 0 | 0 | 0 | 0 | 0 | 0 | 344326.8984 | 0 | 0 | 0 | 6710.0502 | 0 | 0 | 0 | 0 | 0 | 0 | 0
2016-12-22 11:00 | 0 | 0 | 0 | 0 | 90301.0514 | 0 | 441338 | 0 | 0 | 0 | 1210106.7911 | 0 | 0 | 0 | 0 | 0 | 0 | 0 | 0 | 0 | 0 | 0 | 0 | 0 | -344326.8984 | 0 | 0 | 0 | -6710.0502 | 0 | 0 | 0 | 0 | 0 | 0 | 0
2016-12-22 12:00 | 0 | 0 | 0 | 0 | 660513.7052 | 0 | 468480 | 0 | 0 | 0 | 1402140.4962 | 0 | 0 | 0 | 0 | 0 | 0 | 0 | 0 | 0 | 0 | 0 | 0 | 0 | 192033.7052 | 0 | 0 | 0 | 0 | 0 | 0 | 0 | 0 | 0 | 0 | 0
2016-12-22 13:00 | 0 | 0 | 0 | 0 | 137011.1016 | 0 | 481338 | 0 | 0 | 0 | 1057813.5979 | 0 | 0 | 0 | 0 | 0 | 0 | 0 | 0 | 0 | 0 | 0 | 0 | 0 | -344326.8984 | 0 | 0 | 0 | 0 | 0 | 0 | 0 | 0 | 0 | 0 | 0
2016-12-22 14:00 | 0 | 0 | 0 | 0 | 533344.4276 | 26192.3821 | 484535 | 0 | 0 | 0 | 1132815.4076 | 0 | 0 | 0 | 0 | 0 | 0 | 0 | 0 | 0 | 0 | 0 | 0 | 0 | 75001.8097 | 0 | 0 | 0 | 0 | 0 | 0 | 0 | 0 | 0 | 0 | 0
2016-12-22 15:00 | 0 | 0 | 0 | 0 | 12410.3905 | 126034.7112 | 482772 | 0 | 0 | 0 | 788488.5092 | 0 | 0 | 0 | 0 | 0 | 0 | 0 | 0 | 0 | 0 | 0 | 0 | 0 | -344326.8984 | 0 | 0 | 0 | 0 | 0 | 0 | 0 | 0 | 0 | 0 | 0
2016-12-22 16:00 | 0 | 0 | 0 | 0 | 334428.4429 | 308000.8739 | 476519 | 0 | 0 | 0 | 954398.826 | 0 | 0 | 0 | 0 | 0 | 0 | 0 | 0 | 0 | 0 | 0 | 0 | 0 | 165910.3168 | 0 | 0 | 0 | 0 | 0 | 0 | 0 | 0 | 0 | 0 | 0
2016-12-22 17:00 | 0 | 0 | 0 | 0 | 0 | 415451.6859 | 467884 | 0 | 0 | 0 | 901966.5119 | 0 | 0 | 0 | 0 | 0 | 0 | 0 | 0 | 0 | 0 | 0 | 0 | 0 | -52432.3141 | 0 | 0 | 0 | 0 | 0 | 0 | 0 | 0 | 0 | 0 | 0
2016-12-22 18:00 | 0 | 0 | 0 | 0 | 0 | 464310.0569 | 460572 | 0 | 0 | 0 | 905704.5688 | 0 | 0 | 0 | 0 | 0 | 0 | 0 | 0 | 0 | 0 | 0 | 0 | 0 | 3738.0569 | 0 | 0 | 0 | 0 | 0 | 0 | 0 | 0 | 0 | 0 | 0
2016-12-22 19:00 | 0 | 0 | 0 | 0 | 317350.5675 | 477087.2098 | 455456 | 0 | 0 | 0 | 1244686.3461 | 0 | 0 | 0 | 0 | 0 | 0 | 0 | 0 | 0 | 0 | 0 | 0 | 0 | 338981.7773 | 0 | 0 | 0 | 0 | 0 | 0 | 0 | 0 | 0 | 0 | 0
2016-12-22 20:00 | 0 | 0 | 0 | 0 | 0 | 482262.1555 | 454145 | 0 | 0 | 0 | 1272803.5016 | 0 | 0 | 0 | 0 | 0 | 0 | 0 | 0 | 0 | 0 | 0 | 0 | 0 | 28117.1555 | 0 | 0 | 0 | 0 | 0 | 0 | 0 | 0 | 0 | 0 | 0
2016-12-22 21:00 | 0 | 0 | 0 | 0 | 0 | 470430.2428 | 459862 | 0 | 0 | 0 | 1283371.7444 | 0 | 0 | 0 | 0 | 0 | 0 | 0 | 0 | 0 | 0 | 0 | 0 | 0 | 10568.2428 | 0 | 0 | 0 | 0 | 0 | 0 | 0 | 0 | 0 | 0 | 0
2016-12-22 22:00 | 0 | 0 | 0 | 0 | 0 | 397167.8636 | 475102 | 0 | 0 | 0 | 1205437.608 | 0 | 0 | 0 | 0 | 0 | 0 | 0 | 0 | 0 | 0 | 0 | 0 | 0 | -77934.1364 | 0 | 0 | 0 | 0 | 0 | 0 | 0 | 0 | 0 | 0 | 0
2016-12-22 23:00 | 0 | 0 | 0 | 0 | 653335.9883 | 180566.9101 | 489576 | 0 | 0 | 0 | 1549764.5063 | 0 | 0 | 0 | 0 | 0 | 0 | 0 | 0 | 0 | 0 | 0 | 0 | 0 | 344326.8984 | 0 | 0 | 0 | 0 | 0 | 0 | 0 | 0 | 0 | 0 | 0
2016-12-23 | 0 | 0 | 0 | 0 | 149239.1414 | 2231.9603 | 495798 | 0 | 0 | 0 | 1205437.608 | 0 | 0 | 0 | 0 | 0 | 0 | 0 | 0 | 0 | 0 | 0 | 0 | 0 | -344326.8984 | 0 | 0 | 0 | 0 | 0 | 0 | 0 | 0 | 0 | 0 | 0
2016-12-23 01:00 | 0 | 0 | 0 | 0 | 152896.1016 | 0 | 497223 | 0 | 0 | 0 | 861110.7096 | 0 | 0 | 0 | 0 | 0 | 0 | 0 | 0 | 0 | 0 | 0 | 0 | 0 | -344326.8984 | 0 | 0 | 0 | 0 | 0 | 0 | 0 | 0 | 0 | 0 | 0
2016-12-23 02:00 | 0 | 0 | 0 | 0 | 779615.7451 | 0 | 487588 | 0 | 0 | 0 | 1153138.4547 | 0 | 0 | 0 | 0 | 0 | 0 | 0 | 0 | 0 | 0 | 0 | 0 | 0 | 292027.7451 | 0 | 0 | 0 | 0 | 0 | 0 | 0 | 0 | 0 | 0 | 0
2016-12-23 03:00 | 0 | 0 | 0 | 0 | 128471.1016 | 0 | 472798 | 0 | 0 | 0 | 808811.5563 | 0 | 0 | 0 | 0 | 0 | 0 | 0 | 0 | 0 | 0 | 0 | 0 | 0 | -344326.8984 | 0 | 0 | 0 | 0 | 0 | 0 | 0 | 0 | 0 | 0 | 0
2016-12-23 04:00 | 0 | 0 | 0 | 0 | 776136.7266 | 0 | 451296 | 0 | 0 | 0 | 1133652.2829 | 0 | 0 | 0 | 0 | 0 | 0 | 0 | 0 | 0 | 0 | 0 | 0 | 0 | 324840.7266 | 0 | 0 | 0 | 0 | 0 | 0 | 0 | 0 | 0 | 0 | 0
2016-12-23 05:00 | 0 | 0 | 0 | 0 | 775972.3335 | 0 | 429186 | 0 | 0 | 0 | 1477979.1813 | 0 | 0 | 2459.4351 | 0 | 0 | 0 | 0 | 0 | 0 | 0 | 0 | 0 | 0 | 344326.8984 | 0 | 0 | 0 | 2459.4351 | 0 | 0 | 0 | 0 | 0 | 0 | 0
2016-12-23 06:00 | 0 | 0 | 0 | 0 | 66123.6665 | 0 | 412910 | 0 | 0 | 0 | 1133652.2829 | 0 | 0 | 0 | 0 | 0 | 0 | 0 | 0 | 0 | 0 | 0 | 0 | 0 | -344326.8984 | 0 | 0 | 0 | -2459.4351 | 0 | 0 | 0 | 0 | 0 | 0 | 0
2016-12-23 07:00 | 0 | 0 | 0 | 0 | 57303.1016 | 0 | 401630 | 0 | 0 | 0 | 789325.3846 | 0 | 0 | 0 | 0 | 0 | 0 | 0 | 0 | 0 | 0 | 0 | 0 | 0 | -344326.8984 | 0 | 0 | 0 | 0 | 0 | 0 | 0 | 0 | 0 | 0 | 0
2016-12-23 08:00 | 0 | 0 | 0 | 0 | 740640.8984 | 0 | 396314 | 0 | 0 | 0 | 1133652.2829 | 0 | 0 | 0 | 0 | 0 | 0 | 0 | 0 | 0 | 0 | 0 | 0 | 0 | 344326.8984 | 0 | 0 | 0 | 0 | 0 | 0 | 0 | 0 | 0 | 0 | 0
2016-12-23 09:00 | 0 | 0 | 0 | 0 | 53261.1016 | 0 | 397588 | 0 | 0 | 0 | 789325.3846 | 0 | 0 | 0 | 0 | 0 | 0 | 0 | 0 | 0 | 0 | 0 | 0 | 0 | -344326.8984 | 0 | 0 | 0 | 0 | 0 | 0 | 0 | 0 | 0 | 0 | 0
2016-12-23 10:00 | 0 | 0 | 0 | 0 | 61616.1016 | 0 | 405943 | 0 | 0 | 0 | 444998.4862 | 0 | 0 | 0 | 0 | 0 | 0 | 0 | 0 | 0 | 0 | 0 | 0 | 0 | -344326.8984 | 0 | 0 | 0 | 0 | 0 | 0 | 0 | 0 | 0 | 0 | 0
2016-12-23 11:00 | 0 | 0 | 0 | 0 | 768355.8984 | 0 | 424029 | 0 | 0 | 0 | 789325.3846 | 0 | 0 | 0 | 0 | 0 | 0 | 0 | 0 | 0 | 0 | 0 | 0 | 0 | 344326.8984 | 0 | 0 | 0 | 0 | 0 | 0 | 0 | 0 | 0 | 0 | 0
2016-12-23 12:00 | 0 | 0 | 0 | 0 | 100289.1016 | 0 | 444616 | 0 | 0 | 0 | 444998.4862 | 0 | 0 | 0 | 0 | 0 | 0 | 0 | 0 | 0 | 0 | 0 | 0 | 0 | -344326.8984 | 0 | 0 | 0 | 0 | 0 | 0 | 0 | 0 | 0 | 0 | 0
2016-12-23 13:00 | 0 | 0 | 0 | 0 | 114485.1016 | 0 | 458812 | 0 | 0 | 0 | 100671.5878 | 0 | 0 | 0 | 0 | 0 | 0 | 0 | 0 | 0 | 0 | 0 | 0 | 0 | -344326.8984 | 0 | 0 | 0 | 0 | 0 | 0 | 0 | 0 | 0 | 0 | 0
2016-12-23 14:00 | 0 | 0 | 0 | 0 | 781725.8271 | 26946.041 | 465951 | 0 | 0 | 0 | 443392.4559 | 0 | 0 | 0 | 0 | 0 | 0 | 0 | 0 | 0 | 0 | 0 | 0 | 0 | 342720.868 | 0 | 0 | 0 | 0 | 0 | 0 | 0 | 0 | 0 | 0 | 0
2016-12-23 15:00 | 0 | 0 | 0 | 0 | 0 | 327147.5139 | 466609 | 0 | 0 | 0 | 303930.9698 | 0 | 0 | 0 | 0 | 0 | 0 | 0 | 0 | 0 | 0 | 0 | 0 | 0 | -139461.4861 | 0 | 0 | 0 | 0 | 0 | 0 | 0 | 0 | 0 | 0 | 0
2016-12-23 16:00 | 0 | 0 | 0 | 0 | 302830.9255 | 504552.9729 | 463057 | 0 | 0 | 0 | 648257.8681 | 0 | 0 | 0 | 0 | 0 | 0 | 0 | 0 | 0 | 0 | 0 | 0 | 0 | 344326.8984 | 0 | 0 | 0 | 0 | 0 | 0 | 0 | 0 | 0 | 0 | 0
2016-12-23 17:00 | 0 | 0 | 0 | 0 | 219481.2795 | 581869.6188 | 457024 | 0 | 0 | 0 | 992584.7665 | 0 | 0 | 0 | 0 | 0 | 0 | 0 | 0 | 0 | 0 | 0 | 0 | 0 | 344326.8984 | 0 | 0 | 0 | 0 | 0 | 0 | 0 | 0 | 0 | 0 | 0
2016-12-23 18:00 | 0 | 0 | 0 | 0 | 0 | 583344.4425 | 451089 | 0 | 0 | 0 | 1124840.209 | 0 | 0 | 0 | 0 | 0 | 0 | 0 | 0 | 0 | 0 | 0 | 0 | 0 | 132255.4425 | 0 | 0 | 0 | 0 | 0 | 0 | 0 | 0 | 0 | 0 | 0
2016-12-23 19:00 | 0 | 0 | 0 | 0 | 0 | 588649.715 | 446074 | 0 | 0 | 0 | 1267415.924 | 0 | 0 | 0 | 0 | 0 | 0 | 0 | 0 | 0 | 0 | 0 | 0 | 0 | 142575.715 | 0 | 0 | 0 | 0 | 0 | 0 | 0 | 0 | 0 | 0 | 0
2016-12-23 20:00 | 0 | 0 | 0 | 0 | 180638.1473 | 607586.7511 | 443898 | 0 | 0 | 0 | 1611742.8224 | 0 | 0 | 0 | 0 | 0 | 0 | 0 | 0 | 0 | 0 | 0 | 0 | 0 | 344326.8984 | 0 | 0 | 0 | 0 | 0 | 0 | 0 | 0 | 0 | 0 | 0
2016-12-23 21:00 | 0 | 0 | 0 | 0 | 0 | 621665.4763 | 449172 | 0 | 0 | 0 | 1784236.2986 | 0 | 0 | 0 | 0 | 0 | 0 | 0 | 0 | 0 | 0 | 0 | 0 | 0 | 172493.4763 | 0 | 0 | 0 | 0 | 0 | 0 | 0 | 0 | 0 | 0 | 0
2016-12-23 22:00 | 0 | 0 | 0 | 0 | 0 | 506293.9118 | 463676 | 0 | 0 | 0 | 1826854.2104 | 0 | 0 | 0 | 0 | 0 | 0 | 0 | 0 | 0 | 0 | 0 | 0 | 0 | 42617.9118 | 0 | 0 | 0 | 0 | 0 | 0 | 0 | 0 | 0 | 0 | 0
2016-12-23 23:00 | 0 | 0 | 0 | 0 | 0 | 162311.0576 | 474071 | 0 | 0 | 0 | 1515094.268 | 0 | 0 | 0 | 0 | 0 | 0 | 0 | 0 | 0 | 0 | 0 | 0 | 0 | -311759.9424 | 0 | 0 | 0 | 0 | 0 | 0 | 0 | 0 | 0 | 0 | 0
2016-12-24 | 0 | 0 | 0 | 0 | 569530.668 | 1201.8665 | 476015 | 0 | 0 | 0 | 1609811.8025 | 0 | 0 | 0 | 0 | 0 | 0 | 0 | 0 | 0 | 0 | 0 | 0 | 0 | 94717.5345 | 0 | 0 | 0 | 0 | 0 | 0 | 0 | 0 | 0 | 0 | 0
2016-12-24 01:00 | 0 | 0 | 0 | 0 | 546210.2587 | 0 | 472752 | 0 | 0 | 0 | 1683270.0612 | 0 | 0 | 0 | 0 | 0 | 0 | 0 | 0 | 0 | 0 | 0 | 0 | 0 | 73458.2587 | 0 | 0 | 0 | 0 | 0 | 0 | 0 | 0 | 0 | 0 | 0
2016-12-24 02:00 | 0 | 0 | 0 | 0 | 507077.4989 | 0 | 462869 | 0 | 0 | 0 | 1727478.5601 | 0 | 0 | 0 | 0 | 0 | 0 | 0 | 0 | 0 | 0 | 0 | 0 | 0 | 44208.4989 | 0 | 0 | 0 | 0 | 0 | 0 | 0 | 0 | 0 | 0 | 0
2016-12-24 03:00 | 0 | 0 | 0 | 0 | 485708.7976 | 0 | 446590 | 0 | 0 | 0 | 1766597.3576 | 0 | 0 | 0 | 0 | 0 | 0 | 0 | 0 | 0 | 0 | 0 | 0 | 0 | 39118.7976 | 0 | 0 | 0 | 0 | 0 | 0 | 0 | 0 | 0 | 0 | 0
2016-12-24 04:00 | 0 | 0 | 0 | 0 | 467653.8577 | 0 | 425537 | 0 | 0 | 0 | 1808714.2153 | 0 | 0 | 0 | 0 | 0 | 0 | 0 | 0 | 0 | 0 | 0 | 0 | 0 | 42116.8577 | 0 | 0 | 0 | 0 | 0 | 0 | 0 | 0 | 0 | 0 | 0
2016-12-24 05:00 | 0 | 0 | 0 | 0 | 60224.1016 | 0 | 404551 | 0 | 0 | 0 | 1464387.317 | 0 | 0 | 0 | 0 | 0 | 0 | 0 | 0 | 0 | 0 | 0 | 0 | 0 | -344326.8984 | 0 | 0 | 0 | 0 | 0 | 0 | 0 | 0 | 0 | 0 | 0
2016-12-24 06:00 | 0 | 0 | 0 | 0 | 419352.2099 | 0 | 388257 | 0 | 0 | 0 | 1495482.5269 | 0 | 0 | 0 | 0 | 0 | 0 | 0 | 0 | 0 | 0 | 0 | 0 | 0 | 31095.2099 | 0 | 0 | 0 | 0 | 0 | 0 | 0 | 0 | 0 | 0 | 0
2016-12-24 07:00 | 0 | 0 | 0 | 0 | 31227.1016 | 0 | 375554 | 0 | 0 | 0 | 1151155.6285 | 0 | 0 | 0 | 0 | 0 | 0 | 0 | 0 | 0 | 0 | 0 | 0 | 0 | -344326.8984 | 0 | 0 | 0 | 0 | 0 | 0 | 0 | 0 | 0 | 0 | 0
2016-12-24 08:00 | 0 | 0 | 0 | 0 | 377677.1022 | 0 | 366969 | 0 | 0 | 0 | 1161863.7307 | 0 | 0 | 0 | 0 | 0 | 0 | 0 | 0 | 0 | 0 | 0 | 0 | 0 | 10708.1022 | 0 | 0 | 0 | 0 | 0 | 0 | 0 | 0 | 0 | 0 | 0
2016-12-24 09:00 | 0 | 0 | 0 | 0 | 18751.1016 | 0 | 363078 | 0 | 0 | 0 | 817536.8324 | 0 | 0 | 0 | 0 | 0 | 0 | 0 | 0 | 0 | 0 | 0 | 0 | 0 | -344326.8984 | 0 | 0 | 0 | 0 | 0 | 0 | 0 | 0 | 0 | 0 | 0
2016-12-24 10:00 | 0 | 0 | 0 | 0 | 347394.7087 | 0 | 363251 | 0 | 0 | 0 | 801680.5411 | 0 | 0 | 0 | 0 | 0 | 0 | 0 | 0 | 0 | 0 | 0 | 0 | 0 | -15856.2913 | 0 | 0 | 0 | 0 | 0 | 0 | 0 | 0 | 0 | 0 | 0
2016-12-24 11:00 | 0 | 0 | 0 | 0 | 341157.0342 | 0 | 369381 | 0 | 0 | 0 | 773456.5753 | 0 | 0 | 0 | 0 | 0 | 0 | 0 | 0 | 0 | 0 | 0 | 0 | 0 | -28223.9658 | 0 | 0 | 0 | 0 | 0 | 0 | 0 | 0 | 0 | 0 | 0
2016-12-24 12:00 | 0 | 0 | 0 | 0 | 339487.1769 | 0 | 381480 | 0 | 0 | 0 | 731463.7522 | 0 | 0 | 0 | 0 | 0 | 0 | 0 | 0 | 0 | 0 | 0 | 0 | 0 | -41992.8231 | 0 | 0 | 0 | 0 | 0 | 0 | 0 | 0 | 0 | 0 | 0
2016-12-24 13:00 | 0 | 0 | 0 | 0 | 350779.2608 | 0 | 398053 | 0 | 0 | 0 | 684190.013 | 0 | 0 | 0 | 0 | 0 | 0 | 0 | 0 | 0 | 0 | 0 | 0 | 0 | -47273.7392 | 0 | 0 | 0 | 0 | 0 | 0 | 0 | 0 | 0 | 0 | 0
2016-12-24 14:00 | 0 | 0 | 0 | 0 | 357259.8044 | 45934.0534 | 415360 | 0 | 0 | 0 | 653028.6314 | 0 | 0 | 18995.2394 | 0 | 0 | 0 | 0 | 0 | 0 | 0 | 0 | 0 | 0 | -31161.3816 | 0 | 0 | 0 | 18995.2394 | 0 | 0 | 0 | 0 | 0 | 0 | 0
2016-12-24 15:00 | 0 | 0 | 0 | 0 | 0 | 454552.388 | 428043 | 0 | 0 | 0 | 698533.2588 | 0 | 0 | 0 | 0 | 0 | 0 | 0 | 0 | 0 | 0 | 0 | 0 | 0 | 45504.6274 | 0 | 0 | 0 | -18995.2394 | 0 | 0 | 0 | 0 | 0 | 0 | 0
2016-12-24 16:00 | 0 | 0 | 0 | 0 | 0 | 621529.9938 | 433806 | 0 | 0 | 0 | 886257.2526 | 0 | 0 | 0 | 0 | 0 | 0 | 0 | 0 | 0 | 0 | 0 | 0 | 0 | 187723.9938 | 0 | 0 | 0 | 0 | 0 | 0 | 0 | 0 | 0 | 0 | 0
2016-12-24 17:00 | 0 | 0 | 0 | 0 | 121804.9447 | 655795.9537 | 433274 | 0 | 0 | 0 | 1230584.151 | 0 | 0 | 0 | 0 | 0 | 0 | 0 | 0 | 0 | 0 | 0 | 0 | 0 | 344326.8984 | 0 | 0 | 0 | 0 | 0 | 0 | 0 | 0 | 0 | 0 | 0
2016-12-24 18:00 | 0 | 0 | 0 | 0 | 0 | 640112.3646 | 428294 | 0 | 0 | 0 | 1442402.5155 | 0 | 0 | 0 | 0 | 0 | 0 | 0 | 0 | 0 | 0 | 0 | 0 | 0 | 211818.3646 | 0 | 0 | 0 | 0 | 0 | 0 | 0 | 0 | 0 | 0 | 0
2016-12-24 19:00 | 0 | 0 | 0 | 0 | 0 | 632542.7609 | 423092 | 0 | 0 | 0 | 1651853.2764 | 0 | 0 | 0 | 0 | 0 | 0 | 0 | 0 | 0 | 0 | 0 | 0 | 0 | 209450.7609 | 0 | 0 | 0 | 0 | 0 | 0 | 0 | 0 | 0 | 0 | 0
2016-12-24 20:00 | 0 | 0 | 0 | 0 | 117630.617 | 646646.2814 | 419950 | 0 | 0 | 0 | 1996180.1748 | 0 | 0 | 0 | 0 | 0 | 0 | 0 | 0 | 0 | 0 | 0 | 0 | 0 | 344326.8984 | 0 | 0 | 0 | 0 | 0 | 0 | 0 | 0 | 0 | 0 | 0
2016-12-24 21:00 | 0 | 0 | 0 | 0 | 0 | 656531.4391 | 420867 | 0 | 0 | 0 | 2231844.6138 | 0 | 0 | 0 | 0 | 0 | 0 | 0 | 0 | 0 | 0 | 0 | 0 | 0 | 235664.4391 | 0 | 0 | 0 | 0 | 0 | 0 | 0 | 0 | 0 | 0 | 0
2016-12-24 22:00 | 0 | 0 | 0 | 0 | 0 | 541328.7179 | 429184 | 0 | 0 | 0 | 2343989.3317 | 0 | 0 | 0 | 0 | 0 | 0 | 0 | 0 | 0 | 0 | 0 | 0 | 0 | 112144.7179 | 0 | 0 | 0 | 0 | 0 | 0 | 0 | 0 | 0 | 0 | 0
2016-12-24 23:00 | 0 | 0 | 0 | 0 | 0 | 164235.6408 | 434716 | 0 | 0 | 0 | 2073508.9725 | 0 | 0 | 0 | 0 | 0 | 0 | 0 | 0 | 0 | 0 | 0 | 0 | 0 | -270480.3592 | 0 | 0 | 0 | 0 | 0 | 0 | 0 | 0 | 0 | 0 | 0
2016-12-25 | 0 | 0 | 0 | 0 | 87951.9732 | 1827.1285 | 434106 | 0 | 0 | 0 | 1729182.0741 | 0 | 0 | 0 | 0 | 0 | 0 | 0 | 0 | 0 | 0 | 0 | 0 | 0 | -344326.8984 | 0 | 0 | 0 | 0 | 0 | 0 | 0 | 0 | 0 | 0 | 0
2016-12-25 01:00 | 0 | 0 | 0 | 0 | 776137.8984 | 0 | 431811 | 0 | 0 | 0 | 2073508.9725 | 0 | 0 | 0 | 0 | 0 | 0 | 0 | 0 | 0 | 0 | 0 | 0 | 0 | 344326.8984 | 0 | 0 | 0 | 0 | 0 | 0 | 0 | 0 | 0 | 0 | 0
2016-12-25 02:00 | 0 | 0 | 0 | 0 | 80146.1016 | 0 | 424473 | 0 | 0 | 0 | 1729182.0741 | 0 | 0 | 0 | 0 | 0 | 0 | 0 | 0 | 0 | 0 | 0 | 0 | 0 | -344326.8984 | 0 | 0 | 0 | 0 | 0 | 0 | 0 | 0 | 0 | 0 | 0
2016-12-25 03:00 | 0 | 0 | 0 | 0 | 69957.1016 | 0 | 414284 | 0 | 0 | 0 | 1384855.1758 | 0 | 0 | 0 | 0 | 0 | 0 | 0 | 0 | 0 | 0 | 0 | 0 | 0 | -344326.8984 | 0 | 0 | 0 | 0 | 0 | 0 | 0 | 0 | 0 | 0 | 0
2016-12-25 04:00 | 0 | 0 | 0 | 0 | 736970.3161 | 0 | 400191 | 0 | 0 | 0 | 1721634.4918 | 0 | 0 | 0 | 0 | 0 | 0 | 0 | 0 | 0 | 0 | 0 | 0 | 0 | 336779.3161 | 0 | 0 | 0 | 0 | 0 | 0 | 0 | 0 | 0 | 0 | 0
2016-12-25 05:00 | 0 | 0 | 0 | 0 | 39115.1016 | 0 | 383442 | 0 | 0 | 0 | 1377307.5935 | 0 | 0 | 0 | 0 | 0 | 0 | 0 | 0 | 0 | 0 | 0 | 0 | 0 | -344326.8984 | 0 | 0 | 0 | 0 | 0 | 0 | 0 | 0 | 0 | 0 | 0
2016-12-25 06:00 | 0 | 0 | 0 | 0 | 25865.1016 | 0 | 370192 | 0 | 0 | 0 | 1032980.6951 | 0 | 0 | 0 | 0 | 0 | 0 | 0 | 0 | 0 | 0 | 0 | 0 | 0 | -344326.8984 | 0 | 0 | 0 | 0 | 0 | 0 | 0 | 0 | 0 | 0 | 0
2016-12-25 07:00 | 0 | 0 | 0 | 0 | 704597.8984 | 0 | 360271 | 0 | 0 | 0 | 1377307.5935 | 0 | 0 | 0 | 0 | 0 | 0 | 0 | 0 | 0 | 0 | 0 | 0 | 0 | 344326.8984 | 0 | 0 | 0 | 0 | 0 | 0 | 0 | 0 | 0 | 0 | 0
2016-12-25 08:00 | 0 | 0 | 0 | 0 | 8944.1016 | 0 | 353271 | 0 | 0 | 0 | 1032980.6951 | 0 | 0 | 0 | 0 | 0 | 0 | 0 | 0 | 0 | 0 | 0 | 0 | 0 | -344326.8984 | 0 | 0 | 0 | 0 | 0 | 0 | 0 | 0 | 0 | 0 | 0
2016-12-25 09:00 | 0 | 0 | 0 | 0 | 6211.1016 | 0 | 350538 | 0 | 0 | 0 | 688653.7967 | 0 | 0 | 0 | 0 | 0 | 0 | 0 | 0 | 0 | 0 | 0 | 0 | 0 | -344326.8984 | 0 | 0 | 0 | 0 | 0 | 0 | 0 | 0 | 0 | 0 | 0
2016-12-25 10:00 | 0 | 0 | 0 | 0 | 696626.8984 | 0 | 352300 | 0 | 0 | 0 | 1032980.6951 | 0 | 0 | 0 | 0 | 0 | 0 | 0 | 0 | 0 | 0 | 0 | 0 | 0 | 344326.8984 | 0 | 0 | 0 | 0 | 0 | 0 | 0 | 0 | 0 | 0 | 0
2016-12-25 11:00 | 0 | 0 | 0 | 0 | 13876.1016 | 0 | 358203 | 0 | 0 | 0 | 688653.7967 | 0 | 0 | 0 | 0 | 0 | 0 | 0 | 0 | 0 | 0 | 0 | 0 | 0 | -344326.8984 | 0 | 0 | 0 | 0 | 0 | 0 | 0 | 0 | 0 | 0 | 0
2016-12-25 12:00 | 0 | 0 | 0 | 0 | 23643.1016 | 0 | 367970 | 0 | 0 | 0 | 344326.8984 | 0 | 0 | 0 | 0 | 0 | 0 | 0 | 0 | 0 | 0 | 0 | 0 | 0 | -344326.8984 | 0 | 0 | 0 | 0 | 0 | 0 | 0 | 0 | 0 | 0 | 0
2016-12-25 13:00 | 0 | 0 | 0 | 0 | 38623.1016 | 0 | 382950 | 0 | 0 | 0 | 0 | 0 | 0 | 0 | 0 | 0 | 0 | 0 | 0 | 0 | 0 | 0 | 0 | 0 | -344326.8984 | 0 | 0 | 0 | 0 | 0 | 0 | 0 | 0 | 0 | 0 | 0
2016-12-25 14:00 | 0 | 0 | 0 | 0 | 694028.8495 | 46567.0489 | 396269 | 0 | 0 | 0 | 344326.8984 | 0 | 0 | 0 | 0 | 0 | 0 | 0 | 0 | 0 | 0 | 0 | 0 | 0 | 344326.8984 | 0 | 0 | 0 | 0 | 0 | 0 | 0 | 0 | 0 | 0 | 0
2016-12-25 15:00 | 0 | 0 | 0 | 0 | 335615.2763 | 411967.622 | 403256 | 0 | 0 | 0 | 688653.7967 | 0 | 0 | 0 | 0 | 0 | 0 | 0 | 0 | 0 | 0 | 0 | 0 | 0 | 344326.8984 | 0 | 0 | 0 | 0 | 0 | 0 | 0 | 0 | 0 | 0 | 0
2016-12-25 16:00 | 0 | 0 | 0 | 0 | 105639.8854 | 644492.013 | 405805 | 0 | 0 | 0 | 1032980.6951 | 0 | 0 | 0 | 0 | 0 | 0 | 0 | 0 | 0 | 0 | 0 | 0 | 0 | 344326.8984 | 0 | 0 | 0 | 0 | 0 | 0 | 0 | 0 | 0 | 0 | 0
2016-12-25 17:00 | 0 | 0 | 0 | 0 | 0 | 699811.4656 | 404927 | 0 | 0 | 0 | 1327865.1607 | 0 | 0 | 0 | 0 | 0 | 0 | 0 | 0 | 0 | 0 | 0 | 0 | 0 | 294884.4656 | 0 | 0 | 0 | 0 | 0 | 0 | 0 | 0 | 0 | 0 | 0
2016-12-25 18:00 | 0 | 0 | 0 | 0 | 0 | 684729.6971 | 400037 | 0 | 0 | 0 | 1612557.8578 | 0 | 0 | 0 | 0 | 0 | 0 | 0 | 0 | 0 | 0 | 0 | 0 | 0 | 284692.6971 | 0 | 0 | 0 | 0 | 0 | 0 | 0 | 0 | 0 | 0 | 0
2016-12-25 19:00 | 0 | 0 | 0 | 0 | 66530.9227 | 672671.9757 | 394876 | 0 | 0 | 0 | 1956884.7562 | 0 | 0 | 0 | 0 | 0 | 0 | 0 | 0 | 0 | 0 | 0 | 0 | 0 | 344326.8984 | 0 | 0 | 0 | 0 | 0 | 0 | 0 | 0 | 0 | 0 | 0
2016-12-25 20:00 | 0 | 0 | 0 | 0 | 0 | 694322.0725 | 390187 | 0 | 0 | 0 | 2261019.8287 | 0 | 0 | 0 | 0 | 0 | 0 | 0 | 0 | 0 | 0 | 0 | 0 | 0 | 304135.0725 | 0 | 0 | 0 | 0 | 0 | 0 | 0 | 0 | 0 | 0 | 0
2016-12-25 21:00 | 0 | 0 | 0 | 0 | 6795.3321 | 727506.5663 | 389975 | 0 | 0 | 0 | 2605346.727 | 0 | 0 | 0 | 0 | 0 | 0 | 0 | 0 | 0 | 0 | 0 | 0 | 0 | 344326.8984 | 0 | 0 | 0 | 0 | 0 | 0 | 0 | 0 | 0 | 0 | 0
2016-12-25 22:00 | 0 | 0 | 0 | 0 | 0 | 653292.0247 | 398888 | 0 | 0 | 0 | 2859750.7518 | 0 | 0 | 0 | 0 | 0 | 0 | 0 | 0 | 0 | 0 | 0 | 0 | 0 | 254404.0247 | 0 | 0 | 0 | 0 | 0 | 0 | 0 | 0 | 0 | 0 | 0
2016-12-25 23:00 | 0 | 0 | 0 | 0 | 0 | 254324.6633 | 408809 | 0 | 0 | 0 | 2705266.4151 | 0 | 0 | 0 | 0 | 0 | 0 | 0 | 0 | 0 | 0 | 0 | 0 | 0 | -154484.3367 | 0 | 0 | 0 | 0 | 0 | 0 | 0 | 0 | 0 | 0 | 0
2016-12-26 | 0 | 0 | 0 | 0 | 68602.5725 | 1937.5291 | 414867 | 0 | 0 | 0 | 2360939.5167 | 0 | 0 | 0 | 0 | 0 | 0 | 0 | 0 | 0 | 0 | 0 | 0 | 0 | -344326.8984 | 0 | 0 | 0 | 0 | 0 | 0 | 0 | 0 | 0 | 0 | 0
2016-12-26 01:00 | 0 | 0 | 0 | 0 | 74034.1016 | 0 | 418361 | 0 | 0 | 0 | 2016612.6183 | 0 | 0 | 0 | 0 | 0 | 0 | 0 | 0 | 0 | 0 | 0 | 0 | 0 | -344326.8984 | 0 | 0 | 0 | 0 | 0 | 0 | 0 | 0 | 0 | 0 | 0
2016-12-26 02:00 | 0 | 0 | 0 | 0 | 69957.1016 | 0 | 414284 | 0 | 0 | 0 | 1672285.72 | 0 | 0 | 0 | 0 | 0 | 0 | 0 | 0 | 0 | 0 | 0 | 0 | 0 | -344326.8984 | 0 | 0 | 0 | 0 | 0 | 0 | 0 | 0 | 0 | 0 | 0
2016-12-26 03:00 | 0 | 0 | 0 | 0 | 749205.8984 | 0 | 404879 | 0 | 0 | 0 | 2016612.6183 | 0 | 0 | 0 | 0 | 0 | 0 | 0 | 0 | 0 | 0 | 0 | 0 | 0 | 344326.8984 | 0 | 0 | 0 | 0 | 0 | 0 | 0 | 0 | 0 | 0 | 0
2016-12-26 04:00 | 0 | 0 | 0 | 0 | 45829.1016 | 0 | 390156 | 0 | 0 | 0 | 1672285.72 | 0 | 0 | 0 | 0 | 0 | 0 | 0 | 0 | 0 | 0 | 0 | 0 | 0 | -344326.8984 | 0 | 0 | 0 | 0 | 0 | 0 | 0 | 0 | 0 | 0 | 0
2016-12-26 05:00 | 0 | 0 | 0 | 0 | 30805.1016 | 0 | 375132 | 0 | 0 | 0 | 1327958.8216 | 0 | 0 | 0 | 0 | 0 | 0 | 0 | 0 | 0 | 0 | 0 | 0 | 0 | -344326.8984 | 0 | 0 | 0 | 0 | 0 | 0 | 0 | 0 | 0 | 0 | 0
2016-12-26 06:00 | 0 | 0 | 0 | 0 | 18331.1016 | 0 | 362658 | 0 | 0 | 0 | 983631.9232 | 0 | 0 | 0 | 0 | 0 | 0 | 0 | 0 | 0 | 0 | 0 | 0 | 0 | -344326.8984 | 0 | 0 | 0 | 0 | 0 | 0 | 0 | 0 | 0 | 0 | 0
2016-12-26 07:00 | 0 | 0 | 0 | 0 | 698025.8984 | 0 | 353699 | 0 | 0 | 0 | 1327958.8216 | 0 | 0 | 0 | 0 | 0 | 0 | 0 | 0 | 0 | 0 | 0 | 0 | 0 | 344326.8984 | 0 | 0 | 0 | 0 | 0 | 0 | 0 | 0 | 0 | 0 | 0
2016-12-26 08:00 | 0 | 0 | 0 | 0 | 4281.1016 | 0 | 348608 | 0 | 0 | 0 | 983631.9232 | 0 | 0 | 0 | 0 | 0 | 0 | 0 | 0 | 0 | 0 | 0 | 0 | 0 | -344326.8984 | 0 | 0 | 0 | 0 | 0 | 0 | 0 | 0 | 0 | 0 | 0
2016-12-26 09:00 | 0 | 0 | 0 | 0 | 3133.1016 | 0 | 347460 | 0 | 0 | 0 | 639305.0249 | 0 | 0 | 0 | 0 | 0 | 0 | 0 | 0 | 0 | 0 | 0 | 0 | 0 | -344326.8984 | 0 | 0 | 0 | 0 | 0 | 0 | 0 | 0 | 0 | 0 | 0
2016-12-26 10:00 | 0 | 0 | 0 | 0 | 56446.8735 | 0 | 351425 | 0 | 0 | 0 | 344326.8984 | 0 | 0 | 0 | 0 | 0 | 0 | 0 | 0 | 0 | 0 | 0 | 0 | 0 | -294978.1265 | 0 | 0 | 0 | 0 | 0 | 0 | 0 | 0 | 0 | 0 | 0
2016-12-26 11:00 | 0 | 0 | 0 | 0 | 704798.8984 | 0 | 360472 | 0 | 0 | 0 | 688653.7967 | 0 | 0 | 0 | 0 | 0 | 0 | 0 | 0 | 0 | 0 | 0 | 0 | 0 | 344326.8984 | 0 | 0 | 0 | 0 | 0 | 0 | 0 | 0 | 0 | 0 | 0
2016-12-26 12:00 | 0 | 0 | 0 | 0 | 27892.1016 | 0 | 372219 | 0 | 0 | 0 | 344326.8984 | 0 | 0 | 0 | 0 | 0 | 0 | 0 | 0 | 0 | 0 | 0 | 0 | 0 | -344326.8984 | 0 | 0 | 0 | 0 | 0 | 0 | 0 | 0 | 0 | 0 | 0
2016-12-26 13:00 | 0 | 0 | 0 | 0 | 42055.1016 | 0 | 386382 | 0 | 0 | 0 | 0 | 0 | 0 | 0 | 0 | 0 | 0 | 0 | 0 | 0 | 0 | 0 | 0 | 0 | -344326.8984 | 0 | 0 | 0 | 0 | 0 | 0 | 0 | 0 | 0 | 0 | 0
2016-12-26 14:00 | 0 | 0 | 0 | 0 | 695079.4032 | 52010.4952 | 402763 | 0 | 0 | 0 | 344326.8984 | 0 | 0 | 0 | 0 | 0 | 0 | 0 | 0 | 0 | 0 | 0 | 0 | 0 | 344326.8984 | 0 | 0 | 0 | 0 | 0 | 0 | 0 | 0 | 0 | 0 | 0
2016-12-26 15:00 | 0 | 0 | 0 | 0 | 139996.8799 | 620025.0185 | 415695 | 0 | 0 | 0 | 688653.7967 | 0 | 0 | 0 | 0 | 0 | 0 | 0 | 0 | 0 | 0 | 0 | 0 | 0 | 344326.8984 | 0 | 0 | 0 | 0 | 0 | 0 | 0 | 0 | 0 | 0 | 0
2016-12-26 16:00 | 0 | 0 | 0 | 0 | 0 | 767954.8984 | 423628 | 0 | 0 | 0 | 1032980.6951 | 0 | 0 | 0 | 0 | 0 | 0 | 0 | 0 | 0 | 0 | 0 | 0 | 0 | 344326.8984 | 0 | 0 | 0 | 0 | 0 | 0 | 0 | 0 | 0 | 0 | 0
2016-12-26 17:00 | 0 | 0 | 0 | 0 | 0 | 770303.8984 | 425977 | 0 | 0 | 0 | 1377307.5935 | 0 | 0 | 0 | 0 | 0 | 0 | 0 | 0 | 0 | 0 | 0 | 0 | 0 | 344326.8984 | 0 | 0 | 0 | 0 | 0 | 0 | 0 | 0 | 0 | 0 | 0
2016-12-26 18:00 | 0 | 0 | 0 | 0 | 0 | 772188.7419 | 424365 | 0 | 0 | 0 | 1721634.4918 | 0 | 0 | 3496.8435 | 0 | 0 | 0 | 0 | 0 | 0 | 0 | 0 | 0 | 0 | 344326.8984 | 0 | 0 | 0 | 3496.8435 | 0 | 0 | 0 | 0 | 0 | 0 | 0
2016-12-26 19:00 | 0 | 0 | 0 | 0 | 0 | 762234.0549 | 421404 | 0 | 0 | 0 | 2065961.3902 | 0 | 0 | 0 | 0 | 0 | 0 | 0 | 0 | 0 | 0 | 0 | 0 | 0 | 344326.8984 | 0 | 0 | 0 | -3496.8435 | 0 | 0 | 0 | 0 | 0 | 0 | 0
2016-12-26 20:00 | 0 | 0 | 0 | 0 | 0 | 763847.8984 | 419521 | 0 | 0 | 0 | 2410288.2886 | 0 | 0 | 0 | 0 | 0 | 0 | 0 | 0 | 0 | 0 | 0 | 0 | 0 | 344326.8984 | 0 | 0 | 0 | 0 | 0 | 0 | 0 | 0 | 0 | 0 | 0
2016-12-26 21:00 | 0 | 0 | 0 | 0 | 0 | 787074.1378 | 423752 | 0 | 0 | 0 | 2754615.1869 | 0 | 0 | 18995.2394 | 0 | 0 | 0 | 0 | 0 | 0 | 0 | 0 | 0 | 0 | 344326.8984 | 0 | 0 | 0 | 18995.2394 | 0 | 0 | 0 | 0 | 0 | 0 | 0
2016-12-26 22:00 | 0 | 0 | 0 | 0 | 0 | 719752.1679 | 436949 | 0 | 0 | 0 | 3056413.5942 | 0 | 0 | 0 | 0 | 0 | 0 | 0 | 0 | 0 | 0 | 0 | 0 | 0 | 301798.4073 | 0 | 0 | 0 | -18995.2394 | 0 | 0 | 0 | 0 | 0 | 0 | 0
2016-12-26 23:00 | 0 | 0 | 0 | 0 | 0 | 257143.7706 | 451101 | 0 | 0 | 0 | 2862456.3648 | 0 | 0 | 0 | 0 | 0 | 0 | 0 | 0 | 0 | 0 | 0 | 0 | 0 | -193957.2294 | 0 | 0 | 0 | 0 | 0 | 0 | 0 | 0 | 0 | 0 | 0
2016-12-27 | 0 | 0 | 0 | 0 | 110625.9006 | 2229.2011 | 457182 | 0 | 0 | 0 | 2518129.4664 | 0 | 0 | 0 | 0 | 0 | 0 | 0 | 0 | 0 | 0 | 0 | 0 | 0 | -344326.8984 | 0 | 0 | 0 | 0 | 0 | 0 | 0 | 0 | 0 | 0 | 0
2016-12-27 01:00 | 0 | 0 | 0 | 0 | 112322.1016 | 0 | 456649 | 0 | 0 | 0 | 2173802.568 | 0 | 0 | 0 | 0 | 0 | 0 | 0 | 0 | 0 | 0 | 0 | 0 | 0 | -344326.8984 | 0 | 0 | 0 | 0 | 0 | 0 | 0 | 0 | 0 | 0 | 0
2016-12-27 02:00 | 0 | 0 | 0 | 0 | 101202.1016 | 0 | 445529 | 0 | 0 | 0 | 1829475.6697 | 0 | 0 | 0 | 0 | 0 | 0 | 0 | 0 | 0 | 0 | 0 | 0 | 0 | -344326.8984 | 0 | 0 | 0 | 0 | 0 | 0 | 0 | 0 | 0 | 0 | 0
2016-12-27 03:00 | 0 | 0 | 0 | 0 | 773138.8984 | 0 | 428812 | 0 | 0 | 0 | 2173802.568 | 0 | 0 | 0 | 0 | 0 | 0 | 0 | 0 | 0 | 0 | 0 | 0 | 0 | 344326.8984 | 0 | 0 | 0 | 0 | 0 | 0 | 0 | 0 | 0 | 0 | 0
2016-12-27 04:00 | 0 | 0 | 0 | 0 | 62761.1016 | 0 | 407088 | 0 | 0 | 0 | 1829475.6697 | 0 | 0 | 0 | 0 | 0 | 0 | 0 | 0 | 0 | 0 | 0 | 0 | 0 | -344326.8984 | 0 | 0 | 0 | 0 | 0 | 0 | 0 | 0 | 0 | 0 | 0
2016-12-27 05:00 | 0 | 0 | 0 | 0 | 42667.1016 | 0 | 386994 | 0 | 0 | 0 | 1485148.7713 | 0 | 0 | 0 | 0 | 0 | 0 | 0 | 0 | 0 | 0 | 0 | 0 | 0 | -344326.8984 | 0 | 0 | 0 | 0 | 0 | 0 | 0 | 0 | 0 | 0 | 0
2016-12-27 06:00 | 0 | 0 | 0 | 0 | 26513.1016 | 0 | 370840 | 0 | 0 | 0 | 1140821.8729 | 0 | 0 | 0 | 0 | 0 | 0 | 0 | 0 | 0 | 0 | 0 | 0 | 0 | -344326.8984 | 0 | 0 | 0 | 0 | 0 | 0 | 0 | 0 | 0 | 0 | 0
2016-12-27 07:00 | 0 | 0 | 0 | 0 | 705084.8984 | 0 | 360758 | 0 | 0 | 0 | 1485148.7713 | 0 | 0 | 0 | 0 | 0 | 0 | 0 | 0 | 0 | 0 | 0 | 0 | 0 | 344326.8984 | 0 | 0 | 0 | 0 | 0 | 0 | 0 | 0 | 0 | 0 | 0
2016-12-27 08:00 | 0 | 0 | 0 | 0 | 11322.1016 | 0 | 355649 | 0 | 0 | 0 | 1140821.8729 | 0 | 0 | 0 | 0 | 0 | 0 | 0 | 0 | 0 | 0 | 0 | 0 | 0 | -344326.8984 | 0 | 0 | 0 | 0 | 0 | 0 | 0 | 0 | 0 | 0 | 0
2016-12-27 09:00 | 0 | 0 | 0 | 0 | 10867.1016 | 0 | 355194 | 0 | 0 | 0 | 796494.9746 | 0 | 0 | 0 | 0 | 0 | 0 | 0 | 0 | 0 | 0 | 0 | 0 | 0 | -344326.8984 | 0 | 0 | 0 | 0 | 0 | 0 | 0 | 0 | 0 | 0 | 0
2016-12-27 10:00 | 0 | 0 | 0 | 0 | 19446.1016 | 0 | 363773 | 0 | 0 | 0 | 452168.0762 | 0 | 0 | 0 | 0 | 0 | 0 | 0 | 0 | 0 | 0 | 0 | 0 | 0 | -344326.8984 | 0 | 0 | 0 | 0 | 0 | 0 | 0 | 0 | 0 | 0 | 0
2016-12-27 11:00 | 0 | 0 | 0 | 0 | 625036.81 | 0 | 381884 | 0 | 0 | 0 | 695320.8862 | 0 | 0 | 0 | 0 | 0 | 0 | 0 | 0 | 0 | 0 | 0 | 0 | 0 | 243152.81 | 0 | 0 | 0 | 0 | 0 | 0 | 0 | 0 | 0 | 0 | 0
2016-12-27 12:00 | 0 | 0 | 0 | 0 | 60535.1016 | 0 | 404862 | 0 | 0 | 0 | 350993.9878 | 0 | 0 | 0 | 0 | 0 | 0 | 0 | 0 | 0 | 0 | 0 | 0 | 0 | -344326.8984 | 0 | 0 | 0 | 0 | 0 | 0 | 0 | 0 | 0 | 0 | 0
2016-12-27 13:00 | 0 | 0 | 0 | 0 | 79271.1016 | 0 | 423598 | 0 | 0 | 0 | 6667.0894 | 0 | 0 | 0 | 0 | 0 | 0 | 0 | 0 | 0 | 0 | 0 | 0 | 0 | -344326.8984 | 0 | 0 | 0 | 0 | 0 | 0 | 0 | 0 | 0 | 0 | 0
2016-12-27 14:00 | 0 | 0 | 0 | 0 | 569036.8029 | 105888.8767 | 438131 | 0 | 0 | 0 | 243461.769 | 0 | 0 | 0 | 0 | 0 | 0 | 0 | 0 | 0 | 0 | 0 | 0 | 0 | 236794.6796 | 0 | 0 | 0 | 0 | 0 | 0 | 0 | 0 | 0 | 0 | 0
2016-12-27 15:00 | 0 | 0 | 0 | 0 | 198348.6858 | 592816.2126 | 446838 | 0 | 0 | 0 | 587788.6674 | 0 | 0 | 0 | 0 | 0 | 0 | 0 | 0 | 0 | 0 | 0 | 0 | 0 | 344326.8984 | 0 | 0 | 0 | 0 | 0 | 0 | 0 | 0 | 0 | 0 | 0
2016-12-27 16:00 | 0 | 0 | 0 | 0 | 0 | 799305.6763 | 449707 | 0 | 0 | 0 | 932115.5658 | 0 | 0 | 5271.778 | 0 | 0 | 0 | 0 | 0 | 0 | 0 | 0 | 0 | 0 | 344326.8984 | 0 | 0 | 0 | 5271.778 | 0 | 0 | 0 | 0 | 0 | 0 | 0
2016-12-27 17:00 | 0 | 0 | 0 | 0 | 0 | 805485.3598 | 447435 | 0 | 0 | 0 | 1276442.4641 | 0 | 0 | 18995.2394 | 0 | 0 | 0 | 0 | 0 | 0 | 0 | 0 | 0 | 0 | 344326.8984 | 0 | 0 | 0 | 13723.4614 | 0 | 0 | 0 | 0 | 0 | 0 | 0
2016-12-27 18:00 | 0 | 0 | 0 | 0 | 0 | 752858.9241 | 443791 | 0 | 0 | 0 | 1604505.6276 | 0 | 0 | 0 | 0 | 0 | 0 | 0 | 0 | 0 | 0 | 0 | 0 | 0 | 328063.1635 | 0 | 0 | 0 | -18995.2394 | 0 | 0 | 0 | 0 | 0 | 0 | 0
2016-12-27 19:00 | 0 | 0 | 0 | 0 | 0 | 725519.5062 | 440307 | 0 | 0 | 0 | 1889718.1338 | 0 | 0 | 0 | 0 | 0 | 0 | 0 | 0 | 0 | 0 | 0 | 0 | 0 | 285212.5062 | 0 | 0 | 0 | 0 | 0 | 0 | 0 | 0 | 0 | 0 | 0
2016-12-27 20:00 | 0 | 0 | 0 | 0 | 37375.8152 | 745757.0832 | 438806 | 0 | 0 | 0 | 2234045.0322 | 0 | 0 | 0 | 0 | 0 | 0 | 0 | 0 | 0 | 0 | 0 | 0 | 0 | 344326.8984 | 0 | 0 | 0 | 0 | 0 | 0 | 0 | 0 | 0 | 0 | 0
2016-12-27 21:00 | 0 | 0 | 0 | 0 | 0 | 778642.7654 | 441567 | 0 | 0 | 0 | 2571120.7976 | 0 | 0 | 0 | 0 | 0 | 0 | 0 | 0 | 0 | 0 | 0 | 0 | 0 | 337075.7654 | 0 | 0 | 0 | 0 | 0 | 0 | 0 | 0 | 0 | 0 | 0
2016-12-27 22:00 | 0 | 0 | 0 | 0 | 0 | 676823.0922 | 455269 | 0 | 0 | 0 | 2792674.8898 | 0 | 0 | 0 | 0 | 0 | 0 | 0 | 0 | 0 | 0 | 0 | 0 | 0 | 221554.0922 | 0 | 0 | 0 | 0 | 0 | 0 | 0 | 0 | 0 | 0 | 0
2016-12-27 23:00 | 0 | 0 | 0 | 0 | 0 | 262789.983 | 470265 | 0 | 0 | 0 | 2585199.8728 | 0 | 0 | 0 | 0 | 0 | 0 | 0 | 0 | 0 | 0 | 0 | 0 | 0 | -207475.017 | 0 | 0 | 0 | 0 | 0 | 0 | 0 | 0 | 0 | 0 | 0
2016-12-28 | 0 | 0 | 0 | 0 | 126929.5179 | 3781.5837 | 475038 | 0 | 0 | 0 | 2240872.9745 | 0 | 0 | 0 | 0 | 0 | 0 | 0 | 0 | 0 | 0 | 0 | 0 | 0 | -344326.8984 | 0 | 0 | 0 | 0 | 0 | 0 | 0 | 0 | 0 | 0 | 0
2016-12-28 01:00 | 0 | 0 | 0 | 0 | 129170.1016 | 0 | 473497 | 0 | 0 | 0 | 1896546.0761 | 0 | 0 | 0 | 0 | 0 | 0 | 0 | 0 | 0 | 0 | 0 | 0 | 0 | -344326.8984 | 0 | 0 | 0 | 0 | 0 | 0 | 0 | 0 | 0 | 0 | 0
2016-12-28 02:00 | 0 | 0 | 0 | 0 | 117706.1016 | 0 | 462033 | 0 | 0 | 0 | 1552219.1777 | 0 | 0 | 0 | 0 | 0 | 0 | 0 | 0 | 0 | 0 | 0 | 0 | 0 | -344326.8984 | 0 | 0 | 0 | 0 | 0 | 0 | 0 | 0 | 0 | 0 | 0
2016-12-28 03:00 | 0 | 0 | 0 | 0 | 788102.8984 | 0 | 443776 | 0 | 0 | 0 | 1896546.0761 | 0 | 0 | 0 | 0 | 0 | 0 | 0 | 0 | 0 | 0 | 0 | 0 | 0 | 344326.8984 | 0 | 0 | 0 | 0 | 0 | 0 | 0 | 0 | 0 | 0 | 0
2016-12-28 04:00 | 0 | 0 | 0 | 0 | 78120.1016 | 0 | 422447 | 0 | 0 | 0 | 1552219.1777 | 0 | 0 | 0 | 0 | 0 | 0 | 0 | 0 | 0 | 0 | 0 | 0 | 0 | -344326.8984 | 0 | 0 | 0 | 0 | 0 | 0 | 0 | 0 | 0 | 0 | 0
2016-12-28 05:00 | 0 | 0 | 0 | 0 | 58229.1016 | 0 | 402556 | 0 | 0 | 0 | 1207892.2794 | 0 | 0 | 0 | 0 | 0 | 0 | 0 | 0 | 0 | 0 | 0 | 0 | 0 | -344326.8984 | 0 | 0 | 0 | 0 | 0 | 0 | 0 | 0 | 0 | 0 | 0
2016-12-28 06:00 | 0 | 0 | 0 | 0 | 42848.1016 | 0 | 387175 | 0 | 0 | 0 | 863565.381 | 0 | 0 | 0 | 0 | 0 | 0 | 0 | 0 | 0 | 0 | 0 | 0 | 0 | -344326.8984 | 0 | 0 | 0 | 0 | 0 | 0 | 0 | 0 | 0 | 0 | 0
2016-12-28 07:00 | 0 | 0 | 0 | 0 | 722064.8984 | 0 | 377738 | 0 | 0 | 0 | 1207892.2794 | 0 | 0 | 0 | 0 | 0 | 0 | 0 | 0 | 0 | 0 | 0 | 0 | 0 | 344326.8984 | 0 | 0 | 0 | 0 | 0 | 0 | 0 | 0 | 0 | 0 | 0
2016-12-28 08:00 | 0 | 0 | 0 | 0 | 28945.1016 | 0 | 373272 | 0 | 0 | 0 | 863565.381 | 0 | 0 | 0 | 0 | 0 | 0 | 0 | 0 | 0 | 0 | 0 | 0 | 0 | -344326.8984 | 0 | 0 | 0 | 0 | 0 | 0 | 0 | 0 | 0 | 0 | 0
2016-12-28 09:00 | 0 | 0 | 0 | 0 | 30170.1016 | 0 | 374497 | 0 | 0 | 0 | 519238.4826 | 0 | 0 | 0 | 0 | 0 | 0 | 0 | 0 | 0 | 0 | 0 | 0 | 0 | -344326.8984 | 0 | 0 | 0 | 0 | 0 | 0 | 0 | 0 | 0 | 0 | 0
2016-12-28 10:00 | 0 | 0 | 0 | 0 | 209340.4157 | 0 | 384252 | 0 | 0 | 0 | 344326.8984 | 0 | 0 | 0 | 0 | 0 | 0 | 0 | 0 | 0 | 0 | 0 | 0 | 0 | -174911.5843 | 0 | 0 | 0 | 0 | 0 | 0 | 0 | 0 | 0 | 0 | 0
2016-12-28 11:00 | 0 | 0 | 0 | 0 | 747403.8984 | 0 | 403077 | 0 | 0 | 0 | 688653.7967 | 0 | 0 | 0 | 0 | 0 | 0 | 0 | 0 | 0 | 0 | 0 | 0 | 0 | 344326.8984 | 0 | 0 | 0 | 0 | 0 | 0 | 0 | 0 | 0 | 0 | 0
2016-12-28 12:00 | 0 | 0 | 0 | 0 | 83014.1016 | 0 | 427341 | 0 | 0 | 0 | 344326.8984 | 0 | 0 | 0 | 0 | 0 | 0 | 0 | 0 | 0 | 0 | 0 | 0 | 0 | -344326.8984 | 0 | 0 | 0 | 0 | 0 | 0 | 0 | 0 | 0 | 0 | 0
2016-12-28 13:00 | 0 | 0 | 0 | 0 | 99119.1016 | 0 | 443446 | 0 | 0 | 0 | 0 | 0 | 0 | 0 | 0 | 0 | 0 | 0 | 0 | 0 | 0 | 0 | 0 | 0 | -344326.8984 | 0 | 0 | 0 | 0 | 0 | 0 | 0 | 0 | 0 | 0 | 0
2016-12-28 14:00 | 0 | 0 | 0 | 0 | 752170.7823 | 44847.116 | 452691 | 0 | 0 | 0 | 344326.8984 | 0 | 0 | 0 | 0 | 0 | 0 | 0 | 0 | 0 | 0 | 0 | 0 | 0 | 344326.8984 | 0 | 0 | 0 | 0 | 0 | 0 | 0 | 0 | 0 | 0 | 0
2016-12-28 15:00 | 0 | 0 | 0 | 0 | 333263.786 | 467877.1123 | 456814 | 0 | 0 | 0 | 688653.7967 | 0 | 0 | 0 | 0 | 0 | 0 | 0 | 0 | 0 | 0 | 0 | 0 | 0 | 344326.8984 | 0 | 0 | 0 | 0 | 0 | 0 | 0 | 0 | 0 | 0 | 0
2016-12-28 16:00 | 0 | 0 | 0 | 0 | 0 | 725366.9716 | 456842 | 0 | 0 | 0 | 957178.7683 | 0 | 0 | 0 | 0 | 0 | 0 | 0 | 0 | 0 | 0 | 0 | 0 | 0 | 268524.9716 | 0 | 0 | 0 | 0 | 0 | 0 | 0 | 0 | 0 | 0 | 0
2016-12-28 17:00 | 0 | 0 | 0 | 0 | 41709.0548 | 756076.8436 | 453459 | 0 | 0 | 0 | 1301505.6667 | 0 | 0 | 0 | 0 | 0 | 0 | 0 | 0 | 0 | 0 | 0 | 0 | 0 | 344326.8984 | 0 | 0 | 0 | 0 | 0 | 0 | 0 | 0 | 0 | 0 | 0
2016-12-28 18:00 | 0 | 0 | 0 | 0 | 0 | 711171.6767 | 449712 | 0 | 0 | 0 | 1562965.3434 | 0 | 0 | 0 | 0 | 0 | 0 | 0 | 0 | 0 | 0 | 0 | 0 | 0 | 261459.6767 | 0 | 0 | 0 | 0 | 0 | 0 | 0 | 0 | 0 | 0 | 0
2016-12-28 19:00 | 0 | 0 | 0 | 0 | 0 | 690109.7971 | 446431 | 0 | 0 | 0 | 1806644.1405 | 0 | 0 | 0 | 0 | 0 | 0 | 0 | 0 | 0 | 0 | 0 | 0 | 0 | 243678.7971 | 0 | 0 | 0 | 0 | 0 | 0 | 0 | 0 | 0 | 0 | 0
2016-12-28 20:00 | 0 | 0 | 0 | 0 | 76622.9787 | 712421.9196 | 444718 | 0 | 0 | 0 | 2150971.0389 | 0 | 0 | 0 | 0 | 0 | 0 | 0 | 0 | 0 | 0 | 0 | 0 | 0 | 344326.8984 | 0 | 0 | 0 | 0 | 0 | 0 | 0 | 0 | 0 | 0 | 0
2016-12-28 21:00 | 0 | 0 | 0 | 0 | 0 | 742039.0258 | 448630 | 0 | 0 | 0 | 2444380.0647 | 0 | 0 | 0 | 0 | 0 | 0 | 0 | 0 | 0 | 0 | 0 | 0 | 0 | 293409.0258 | 0 | 0 | 0 | 0 | 0 | 0 | 0 | 0 | 0 | 0 | 0
2016-12-28 22:00 | 0 | 0 | 0 | 0 | 0 | 646014.7659 | 463782 | 0 | 0 | 0 | 2626612.8305 | 0 | 0 | 0 | 0 | 0 | 0 | 0 | 0 | 0 | 0 | 0 | 0 | 0 | 182232.7659 | 0 | 0 | 0 | 0 | 0 | 0 | 0 | 0 | 0 | 0 | 0
2016-12-28 23:00 | 0 | 0 | 0 | 0 | 0 | 263625.1023 | 477506 | 0 | 0 | 0 | 2412731.9328 | 0 | 0 | 0 | 0 | 0 | 0 | 0 | 0 | 0 | 0 | 0 | 0 | 0 | -213880.8977 | 0 | 0 | 0 | 0 | 0 | 0 | 0 | 0 | 0 | 0 | 0
2016-12-29 | 0 | 0 | 0 | 0 | 134458.4938 | 2309.6078 | 481095 | 0 | 0 | 0 | 2068405.0344 | 0 | 0 | 0 | 0 | 0 | 0 | 0 | 0 | 0 | 0 | 0 | 0 | 0 | -344326.8984 | 0 | 0 | 0 | 0 | 0 | 0 | 0 | 0 | 0 | 0 | 0
2016-12-29 01:00 | 0 | 0 | 0 | 0 | 135081.1016 | 0 | 479408 | 0 | 0 | 0 | 1724078.1361 | 0 | 0 | 0 | 0 | 0 | 0 | 0 | 0 | 0 | 0 | 0 | 0 | 0 | -344326.8984 | 0 | 0 | 0 | 0 | 0 | 0 | 0 | 0 | 0 | 0 | 0
2016-12-29 02:00 | 0 | 0 | 0 | 0 | 812492.8984 | 0 | 468166 | 0 | 0 | 0 | 2068405.0344 | 0 | 0 | 0 | 0 | 0 | 0 | 0 | 0 | 0 | 0 | 0 | 0 | 0 | 344326.8984 | 0 | 0 | 0 | 0 | 0 | 0 | 0 | 0 | 0 | 0 | 0
2016-12-29 03:00 | 0 | 0 | 0 | 0 | 104651.1016 | 0 | 448978 | 0 | 0 | 0 | 1724078.1361 | 0 | 0 | 0 | 0 | 0 | 0 | 0 | 0 | 0 | 0 | 0 | 0 | 0 | -344326.8984 | 0 | 0 | 0 | 0 | 0 | 0 | 0 | 0 | 0 | 0 | 0
2016-12-29 04:00 | 0 | 0 | 0 | 0 | 82422.1016 | 0 | 426749 | 0 | 0 | 0 | 1379751.2377 | 0 | 0 | 0 | 0 | 0 | 0 | 0 | 0 | 0 | 0 | 0 | 0 | 0 | -344326.8984 | 0 | 0 | 0 | 0 | 0 | 0 | 0 | 0 | 0 | 0 | 0
2016-12-29 05:00 | 0 | 0 | 0 | 0 | 63035.1016 | 0 | 407362 | 0 | 0 | 0 | 1035424.3393 | 0 | 0 | 0 | 0 | 0 | 0 | 0 | 0 | 0 | 0 | 0 | 0 | 0 | -344326.8984 | 0 | 0 | 0 | 0 | 0 | 0 | 0 | 0 | 0 | 0 | 0
2016-12-29 06:00 | 0 | 0 | 0 | 0 | 736276.8984 | 0 | 391950 | 0 | 0 | 0 | 1379751.2377 | 0 | 0 | 0 | 0 | 0 | 0 | 0 | 0 | 0 | 0 | 0 | 0 | 0 | 344326.8984 | 0 | 0 | 0 | 0 | 0 | 0 | 0 | 0 | 0 | 0 | 0
2016-12-29 07:00 | 0 | 0 | 0 | 0 | 36592.1016 | 0 | 380919 | 0 | 0 | 0 | 1035424.3393 | 0 | 0 | 0 | 0 | 0 | 0 | 0 | 0 | 0 | 0 | 0 | 0 | 0 | -344326.8984 | 0 | 0 | 0 | 0 | 0 | 0 | 0 | 0 | 0 | 0 | 0
2016-12-29 08:00 | 0 | 0 | 0 | 0 | 30637.1016 | 0 | 374964 | 0 | 0 | 0 | 691097.441 | 0 | 0 | 0 | 0 | 0 | 0 | 0 | 0 | 0 | 0 | 0 | 0 | 0 | -344326.8984 | 0 | 0 | 0 | 0 | 0 | 0 | 0 | 0 | 0 | 0 | 0
2016-12-29 09:00 | 0 | 0 | 0 | 0 | 720004.8984 | 0 | 375678 | 0 | 0 | 0 | 1035424.3393 | 0 | 0 | 0 | 0 | 0 | 0 | 0 | 0 | 0 | 0 | 0 | 0 | 0 | 344326.8984 | 0 | 0 | 0 | 0 | 0 | 0 | 0 | 0 | 0 | 0 | 0
2016-12-29 10:00 | 0 | 0 | 0 | 0 | 38966.1016 | 0 | 383293 | 0 | 0 | 0 | 691097.441 | 0 | 0 | 0 | 0 | 0 | 0 | 0 | 0 | 0 | 0 | 0 | 0 | 0 | -344326.8984 | 0 | 0 | 0 | 0 | 0 | 0 | 0 | 0 | 0 | 0 | 0
2016-12-29 11:00 | 0 | 0 | 0 | 0 | 55940.1016 | 0 | 400267 | 0 | 0 | 0 | 346770.5426 | 0 | 0 | 0 | 0 | 0 | 0 | 0 | 0 | 0 | 0 | 0 | 0 | 0 | -344326.8984 | 0 | 0 | 0 | 0 | 0 | 0 | 0 | 0 | 0 | 0 | 0
2016-12-29 12:00 | 0 | 0 | 0 | 0 | 767149.8984 | 0 | 422823 | 0 | 0 | 0 | 691097.441 | 0 | 0 | 0 | 0 | 0 | 0 | 0 | 0 | 0 | 0 | 0 | 0 | 0 | 344326.8984 | 0 | 0 | 0 | 0 | 0 | 0 | 0 | 0 | 0 | 0 | 0
2016-12-29 13:00 | 0 | 0 | 0 | 0 | 784038.8984 | 0 | 439712 | 0 | 0 | 0 | 1035424.3393 | 0 | 0 | 0 | 0 | 0 | 0 | 0 | 0 | 0 | 0 | 0 | 0 | 0 | 344326.8984 | 0 | 0 | 0 | 0 | 0 | 0 | 0 | 0 | 0 | 0 | 0
2016-12-29 14:00 | 0 | 0 | 0 | 0 | 33333.6134 | 74276.4882 | 451937 | 0 | 0 | 0 | 691097.441 | 0 | 0 | 0 | 0 | 0 | 0 | 0 | 0 | 0 | 0 | 0 | 0 | 0 | -344326.8984 | 0 | 0 | 0 | 0 | 0 | 0 | 0 | 0 | 0 | 0 | 0
2016-12-29 15:00 | 0 | 0 | 0 | 0 | 317369.5246 | 485363.3738 | 458406 | 0 | 0 | 0 | 1035424.3393 | 0 | 0 | 0 | 0 | 0 | 0 | 0 | 0 | 0 | 0 | 0 | 0 | 0 | 344326.8984 | 0 | 0 | 0 | 0 | 0 | 0 | 0 | 0 | 0 | 0 | 0
2016-12-29 16:00 | 0 | 0 | 0 | 0 | 98729.9837 | 705238.9147 | 459642 | 0 | 0 | 0 | 1379751.2377 | 0 | 0 | 0 | 0 | 0 | 0 | 0 | 0 | 0 | 0 | 0 | 0 | 0 | 344326.8984 | 0 | 0 | 0 | 0 | 0 | 0 | 0 | 0 | 0 | 0 | 0
2016-12-29 17:00 | 0 | 0 | 0 | 0 | 0 | 722375.8991 | 457177 | 0 | 0 | 0 | 1644950.1368 | 0 | 0 | 0 | 0 | 0 | 0 | 0 | 0 | 0 | 0 | 0 | 0 | 0 | 265198.8991 | 0 | 0 | 0 | 0 | 0 | 0 | 0 | 0 | 0 | 0 | 0
2016-12-29 18:00 | 0 | 0 | 0 | 0 | 0 | 681768.026 | 453413 | 0 | 0 | 0 | 1873305.1628 | 0 | 0 | 0 | 0 | 0 | 0 | 0 | 0 | 0 | 0 | 0 | 0 | 0 | 228355.026 | 0 | 0 | 0 | 0 | 0 | 0 | 0 | 0 | 0 | 0 | 0
2016-12-29 19:00 | 0 | 0 | 0 | 0 | 0 | 656457.4242 | 448588 | 0 | 0 | 0 | 2081174.587 | 0 | 0 | 0 | 0 | 0 | 0 | 0 | 0 | 0 | 0 | 0 | 0 | 0 | 207869.4242 | 0 | 0 | 0 | 0 | 0 | 0 | 0 | 0 | 0 | 0 | 0
2016-12-29 20:00 | 0 | 0 | 0 | 0 | 132680.921 | 656811.9774 | 445166 | 0 | 0 | 0 | 2425501.4854 | 0 | 0 | 0 | 0 | 0 | 0 | 0 | 0 | 0 | 0 | 0 | 0 | 0 | 344326.8984 | 0 | 0 | 0 | 0 | 0 | 0 | 0 | 0 | 0 | 0 | 0
2016-12-29 21:00 | 0 | 0 | 0 | 0 | 0 | 679752.8022 | 448553 | 0 | 0 | 0 | 2656701.2876 | 0 | 0 | 0 | 0 | 0 | 0 | 0 | 0 | 0 | 0 | 0 | 0 | 0 | 231199.8022 | 0 | 0 | 0 | 0 | 0 | 0 | 0 | 0 | 0 | 0 | 0
2016-12-29 22:00 | 0 | 0 | 0 | 0 | 0 | 570014.8657 | 463901 | 0 | 0 | 0 | 2762815.1533 | 0 | 0 | 0 | 0 | 0 | 0 | 0 | 0 | 0 | 0 | 0 | 0 | 0 | 106113.8657 | 0 | 0 | 0 | 0 | 0 | 0 | 0 | 0 | 0 | 0 | 0
2016-12-29 23:00 | 0 | 0 | 0 | 0 | 0 | 235483.2199 | 480596 | 0 | 0 | 0 | 2517702.3732 | 0 | 0 | 0 | 0 | 0 | 0 | 0 | 0 | 0 | 0 | 0 | 0 | 0 | -245112.7801 | 0 | 0 | 0 | 0 | 0 | 0 | 0 | 0 | 0 | 0 | 0
2016-12-30 | 0 | 0 | 0 | 0 | 140290.7117 | 2253.39 | 486871 | 0 | 0 | 0 | 2173375.4748 | 0 | 0 | 0 | 0 | 0 | 0 | 0 | 0 | 0 | 0 | 0 | 0 | 0 | -344326.8984 | 0 | 0 | 0 | 0 | 0 | 0 | 0 | 0 | 0 | 0 | 0
2016-12-30 01:00 | 0 | 0 | 0 | 0 | 762426.1949 | 0 | 487082 | 0 | 0 | 0 | 2448719.6697 | 0 | 0 | 0 | 0 | 0 | 0 | 0 | 0 | 0 | 0 | 0 | 0 | 0 | 275344.1949 | 0 | 0 | 0 | 0 | 0 | 0 | 0 | 0 | 0 | 0 | 0
2016-12-30 02:00 | 0 | 0 | 0 | 0 | 132667.1016 | 0 | 476994 | 0 | 0 | 0 | 2104392.7713 | 0 | 0 | 0 | 0 | 0 | 0 | 0 | 0 | 0 | 0 | 0 | 0 | 0 | -344326.8984 | 0 | 0 | 0 | 0 | 0 | 0 | 0 | 0 | 0 | 0 | 0
2016-12-30 03:00 | 0 | 0 | 0 | 0 | 115803.1016 | 0 | 460130 | 0 | 0 | 0 | 1760065.873 | 0 | 0 | 0 | 0 | 0 | 0 | 0 | 0 | 0 | 0 | 0 | 0 | 0 | -344326.8984 | 0 | 0 | 0 | 0 | 0 | 0 | 0 | 0 | 0 | 0 | 0
2016-12-30 04:00 | 0 | 0 | 0 | 0 | 95587.1016 | 0 | 439914 | 0 | 0 | 0 | 1415738.9746 | 0 | 0 | 0 | 0 | 0 | 0 | 0 | 0 | 0 | 0 | 0 | 0 | 0 | -344326.8984 | 0 | 0 | 0 | 0 | 0 | 0 | 0 | 0 | 0 | 0 | 0
2016-12-30 05:00 | 0 | 0 | 0 | 0 | 766229.8984 | 0 | 421903 | 0 | 0 | 0 | 1760065.873 | 0 | 0 | 0 | 0 | 0 | 0 | 0 | 0 | 0 | 0 | 0 | 0 | 0 | 344326.8984 | 0 | 0 | 0 | 0 | 0 | 0 | 0 | 0 | 0 | 0 | 0
2016-12-30 06:00 | 0 | 0 | 0 | 0 | 62764.1016 | 0 | 407091 | 0 | 0 | 0 | 1415738.9746 | 0 | 0 | 0 | 0 | 0 | 0 | 0 | 0 | 0 | 0 | 0 | 0 | 0 | -344326.8984 | 0 | 0 | 0 | 0 | 0 | 0 | 0 | 0 | 0 | 0 | 0
2016-12-30 07:00 | 0 | 0 | 0 | 0 | 54359.1016 | 0 | 398686 | 0 | 0 | 0 | 1071412.0762 | 0 | 0 | 0 | 0 | 0 | 0 | 0 | 0 | 0 | 0 | 0 | 0 | 0 | -344326.8984 | 0 | 0 | 0 | 0 | 0 | 0 | 0 | 0 | 0 | 0 | 0
2016-12-30 08:00 | 0 | 0 | 0 | 0 | 738755.8984 | 0 | 394429 | 0 | 0 | 0 | 1415738.9746 | 0 | 0 | 0 | 0 | 0 | 0 | 0 | 0 | 0 | 0 | 0 | 0 | 0 | 344326.8984 | 0 | 0 | 0 | 0 | 0 | 0 | 0 | 0 | 0 | 0 | 0
2016-12-30 09:00 | 0 | 0 | 0 | 0 | 52000.1016 | 0 | 396327 | 0 | 0 | 0 | 1071412.0762 | 0 | 0 | 0 | 0 | 0 | 0 | 0 | 0 | 0 | 0 | 0 | 0 | 0 | -344326.8984 | 0 | 0 | 0 | 0 | 0 | 0 | 0 | 0 | 0 | 0 | 0
2016-12-30 10:00 | 0 | 0 | 0 | 0 | 61196.1016 | 0 | 405523 | 0 | 0 | 0 | 727085.1779 | 0 | 0 | 0 | 0 | 0 | 0 | 0 | 0 | 0 | 0 | 0 | 0 | 0 | -344326.8984 | 0 | 0 | 0 | 0 | 0 | 0 | 0 | 0 | 0 | 0 | 0
2016-12-30 11:00 | 0 | 0 | 0 | 0 | 769471.8984 | 0 | 425145 | 0 | 0 | 0 | 1071412.0762 | 0 | 0 | 0 | 0 | 0 | 0 | 0 | 0 | 0 | 0 | 0 | 0 | 0 | 344326.8984 | 0 | 0 | 0 | 0 | 0 | 0 | 0 | 0 | 0 | 0 | 0
2016-12-30 12:00 | 0 | 0 | 0 | 0 | 103333.1016 | 0 | 447660 | 0 | 0 | 0 | 727085.1779 | 0 | 0 | 0 | 0 | 0 | 0 | 0 | 0 | 0 | 0 | 0 | 0 | 0 | -344326.8984 | 0 | 0 | 0 | 0 | 0 | 0 | 0 | 0 | 0 | 0 | 0
2016-12-30 13:00 | 0 | 0 | 0 | 0 | 119120.1016 | 0 | 463447 | 0 | 0 | 0 | 382758.2795 | 0 | 0 | 0 | 0 | 0 | 0 | 0 | 0 | 0 | 0 | 0 | 0 | 0 | -344326.8984 | 0 | 0 | 0 | 0 | 0 | 0 | 0 | 0 | 0 | 0 | 0
2016-12-30 14:00 | 0 | 0 | 0 | 0 | 33528.1144 | 92367.9872 | 470223 | 0 | 0 | 0 | 38431.3811 | 0 | 0 | 0 | 0 | 0 | 0 | 0 | 0 | 0 | 0 | 0 | 0 | 0 | -344326.8984 | 0 | 0 | 0 | 0 | 0 | 0 | 0 | 0 | 0 | 0 | 0
2016-12-30 15:00 | 0 | 0 | 0 | 0 | 345006.1586 | 470592.7398 | 471272 | 0 | 0 | 0 | 382758.2795 | 0 | 0 | 0 | 0 | 0 | 0 | 0 | 0 | 0 | 0 | 0 | 0 | 0 | 344326.8984 | 0 | 0 | 0 | 0 | 0 | 0 | 0 | 0 | 0 | 0 | 0
2016-12-30 16:00 | 0 | 0 | 0 | 0 | 0 | 666482.9875 | 467833 | 0 | 0 | 0 | 581408.267 | 0 | 0 | 0 | 0 | 0 | 0 | 0 | 0 | 0 | 0 | 0 | 0 | 0 | 198649.9875 | 0 | 0 | 0 | 0 | 0 | 0 | 0 | 0 | 0 | 0 | 0
2016-12-30 17:00 | 0 | 0 | 0 | 0 | 108409.3257 | 697199.5726 | 461282 | 0 | 0 | 0 | 925735.1653 | 0 | 0 | 0 | 0 | 0 | 0 | 0 | 0 | 0 | 0 | 0 | 0 | 0 | 344326.8984 | 0 | 0 | 0 | 0 | 0 | 0 | 0 | 0 | 0 | 0 | 0
2016-12-30 18:00 | 0 | 0 | 0 | 0 | 135370.5867 | 662312.3116 | 453356 | 0 | 0 | 0 | 1270062.0637 | 0 | 0 | 0 | 0 | 0 | 0 | 0 | 0 | 0 | 0 | 0 | 0 | 0 | 344326.8984 | 0 | 0 | 0 | 0 | 0 | 0 | 0 | 0 | 0 | 0 | 0
2016-12-30 19:00 | 0 | 0 | 0 | 0 | 0 | 642707.3757 | 446082 | 0 | 0 | 0 | 1466687.4394 | 0 | 0 | 0 | 0 | 0 | 0 | 0 | 0 | 0 | 0 | 0 | 0 | 0 | 196625.3757 | 0 | 0 | 0 | 0 | 0 | 0 | 0 | 0 | 0 | 0 | 0
2016-12-30 20:00 | 0 | 0 | 0 | 0 | 0 | 653718.3264 | 441690 | 0 | 0 | 0 | 1678715.7658 | 0 | 0 | 0 | 0 | 0 | 0 | 0 | 0 | 0 | 0 | 0 | 0 | 0 | 212028.3264 | 0 | 0 | 0 | 0 | 0 | 0 | 0 | 0 | 0 | 0 | 0
2016-12-30 21:00 | 0 | 0 | 0 | 0 | 125610.0594 | 665190.839 | 446474 | 0 | 0 | 0 | 2023042.6641 | 0 | 0 | 0 | 0 | 0 | 0 | 0 | 0 | 0 | 0 | 0 | 0 | 0 | 344326.8984 | 0 | 0 | 0 | 0 | 0 | 0 | 0 | 0 | 0 | 0 | 0
2016-12-30 22:00 | 0 | 0 | 0 | 0 | 0 | 543382.8526 | 463624 | 0 | 0 | 0 | 2102801.5168 | 0 | 0 | 0 | 0 | 0 | 0 | 0 | 0 | 0 | 0 | 0 | 0 | 0 | 79758.8526 | 0 | 0 | 0 | 0 | 0 | 0 | 0 | 0 | 0 | 0 | 0
2016-12-30 23:00 | 0 | 0 | 0 | 0 | 0 | 182013.6393 | 481092 | 0 | 0 | 0 | 1803723.1561 | 0 | 0 | 0 | 0 | 0 | 0 | 0 | 0 | 0 | 0 | 0 | 0 | 0 | -299078.3607 | 0 | 0 | 0 | 0 | 0 | 0 | 0 | 0 | 0 | 0 | 0
2016-12-31 | 0 | 0 | 0 | 0 | 141515.7283 | 1837.3733 | 487680 | 0 | 0 | 0 | 1459396.2577 | 0 | 0 | 0 | 0 | 0 | 0 | 0 | 0 | 0 | 0 | 0 | 0 | 0 | -344326.8984 | 0 | 0 | 0 | 0 | 0 | 0 | 0 | 0 | 0 | 0 | 0
2016-12-31 01:00 | 0 | 0 | 0 | 0 | 833751.8984 | 0 | 489425 | 0 | 0 | 0 | 1803723.1561 | 0 | 0 | 0 | 0 | 0 | 0 | 0 | 0 | 0 | 0 | 0 | 0 | 0 | 344326.8984 | 0 | 0 | 0 | 0 | 0 | 0 | 0 | 0 | 0 | 0 | 0
2016-12-31 02:00 | 0 | 0 | 0 | 0 | 137551.1016 | 0 | 481878 | 0 | 0 | 0 | 1459396.2577 | 0 | 0 | 0 | 0 | 0 | 0 | 0 | 0 | 0 | 0 | 0 | 0 | 0 | -344326.8984 | 0 | 0 | 0 | 0 | 0 | 0 | 0 | 0 | 0 | 0 | 0
2016-12-31 03:00 | 0 | 0 | 0 | 0 | 123893.1016 | 0 | 468220 | 0 | 0 | 0 | 1115069.3593 | 0 | 0 | 0 | 0 | 0 | 0 | 0 | 0 | 0 | 0 | 0 | 0 | 0 | -344326.8984 | 0 | 0 | 0 | 0 | 0 | 0 | 0 | 0 | 0 | 0 | 0
2016-12-31 04:00 | 0 | 0 | 0 | 0 | 106629.1016 | 0 | 450956 | 0 | 0 | 0 | 770742.461 | 0 | 0 | 0 | 0 | 0 | 0 | 0 | 0 | 0 | 0 | 0 | 0 | 0 | -344326.8984 | 0 | 0 | 0 | 0 | 0 | 0 | 0 | 0 | 0 | 0 | 0
2016-12-31 05:00 | 0 | 0 | 0 | 0 | 777326.8984 | 0 | 433000 | 0 | 0 | 0 | 1115069.3593 | 0 | 0 | 0 | 0 | 0 | 0 | 0 | 0 | 0 | 0 | 0 | 0 | 0 | 344326.8984 | 0 | 0 | 0 | 0 | 0 | 0 | 0 | 0 | 0 | 0 | 0
2016-12-31 06:00 | 0 | 0 | 0 | 0 | 75970.1016 | 0 | 420297 | 0 | 0 | 0 | 770742.461 | 0 | 0 | 0 | 0 | 0 | 0 | 0 | 0 | 0 | 0 | 0 | 0 | 0 | -344326.8984 | 0 | 0 | 0 | 0 | 0 | 0 | 0 | 0 | 0 | 0 | 0
2016-12-31 07:00 | 0 | 0 | 0 | 0 | 67359.1016 | 0 | 411686 | 0 | 0 | 0 | 426415.5626 | 0 | 0 | 0 | 0 | 0 | 0 | 0 | 0 | 0 | 0 | 0 | 0 | 0 | -344326.8984 | 0 | 0 | 0 | 0 | 0 | 0 | 0 | 0 | 0 | 0 | 0
2016-12-31 08:00 | 0 | 0 | 0 | 0 | 750481.8984 | 0 | 406155 | 0 | 0 | 0 | 770742.461 | 0 | 0 | 0 | 0 | 0 | 0 | 0 | 0 | 0 | 0 | 0 | 0 | 0 | 344326.8984 | 0 | 0 | 0 | 0 | 0 | 0 | 0 | 0 | 0 | 0 | 0
2016-12-31 09:00 | 0 | 0 | 0 | 0 | 59962.1016 | 0 | 404289 | 0 | 0 | 0 | 426415.5626 | 0 | 0 | 0 | 0 | 0 | 0 | 0 | 0 | 0 | 0 | 0 | 0 | 0 | -344326.8984 | 0 | 0 | 0 | 0 | 0 | 0 | 0 | 0 | 0 | 0 | 0
2016-12-31 10:00 | 0 | 0 | 0 | 0 | 325761.3358 | 0 | 407850 | 0 | 0 | 0 | 344326.8984 | 0 | 0 | 0 | 0 | 0 | 0 | 0 | 0 | 0 | 0 | 0 | 0 | 0 | -82088.6642 | 0 | 0 | 0 | 0 | 0 | 0 | 0 | 0 | 0 | 0 | 0
2016-12-31 11:00 | 0 | 0 | 0 | 0 | 759465.8984 | 0 | 415139 | 0 | 0 | 0 | 688653.7967 | 0 | 0 | 0 | 0 | 0 | 0 | 0 | 0 | 0 | 0 | 0 | 0 | 0 | 344326.8984 | 0 | 0 | 0 | 0 | 0 | 0 | 0 | 0 | 0 | 0 | 0
2016-12-31 12:00 | 0 | 0 | 0 | 0 | 82119.1016 | 0 | 426446 | 0 | 0 | 0 | 344326.8984 | 0 | 0 | 0 | 0 | 0 | 0 | 0 | 0 | 0 | 0 | 0 | 0 | 0 | -344326.8984 | 0 | 0 | 0 | 0 | 0 | 0 | 0 | 0 | 0 | 0 | 0
2016-12-31 13:00 | 0 | 0 | 0 | 0 | 93133.1016 | 0 | 437460 | 0 | 0 | 0 | 0 | 0 | 0 | 0 | 0 | 0 | 0 | 0 | 0 | 0 | 0 | 0 | 0 | 0 | -344326.8984 | 0 | 0 | 0 | 0 | 0 | 0 | 0 | 0 | 0 | 0 | 0
2016-12-31 14:00 | 0 | 0 | 0 | 0 | 690681.0422 | 50430.7561 | 444140 | 0 | 0 | 0 | 296971.7983 | 0 | 0 | 0 | 0 | 0 | 0 | 0 | 0 | 0 | 0 | 0 | 0 | 0 | 296971.7983 | 0 | 0 | 0 | 0 | 0 | 0 | 0 | 0 | 0 | 0 | 0
2016-12-31 15:00 | 0 | 0 | 0 | 0 | 382948.9199 | 408065.9785 | 446688 | 0 | 0 | 0 | 641298.6966 | 0 | 0 | 0 | 0 | 0 | 0 | 0 | 0 | 0 | 0 | 0 | 0 | 0 | 344326.8984 | 0 | 0 | 0 | 0 | 0 | 0 | 0 | 0 | 0 | 0 | 0
2016-12-31 16:00 | 0 | 0 | 0 | 0 | 0 | 629143.1422 | 445791 | 0 | 0 | 0 | 824650.8388 | 0 | 0 | 0 | 0 | 0 | 0 | 0 | 0 | 0 | 0 | 0 | 0 | 0 | 183352.1422 | 0 | 0 | 0 | 0 | 0 | 0 | 0 | 0 | 0 | 0 | 0
2016-12-31 17:00 | 0 | 0 | 0 | 0 | 82101.682 | 704226.2164 | 442001 | 0 | 0 | 0 | 1168977.7372 | 0 | 0 | 0 | 0 | 0 | 0 | 0 | 0 | 0 | 0 | 0 | 0 | 0 | 344326.8984 | 0 | 0 | 0 | 0 | 0 | 0 | 0 | 0 | 0 | 0 | 0
2016-12-31 18:00 | 0 | 0 | 0 | 0 | 0 | 688494.9639 | 437484 | 0 | 0 | 0 | 1419988.7011 | 0 | 0 | 0 | 0 | 0 | 0 | 0 | 0 | 0 | 0 | 0 | 0 | 0 | 251010.9639 | 0 | 0 | 0 | 0 | 0 | 0 | 0 | 0 | 0 | 0 | 0
2016-12-31 19:00 | 0 | 0 | 0 | 0 | 0 | 674666.4952 | 433876 | 0 | 0 | 0 | 1660779.1963 | 0 | 0 | 0 | 0 | 0 | 0 | 0 | 0 | 0 | 0 | 0 | 0 | 0 | 240790.4952 | 0 | 0 | 0 | 0 | 0 | 0 | 0 | 0 | 0 | 0 | 0
2016-12-31 20:00 | 0 | 0 | 0 | 0 | 87440.1148 | 688895.7835 | 432009 | 0 | 0 | 0 | 2005106.0946 | 0 | 0 | 0 | 0 | 0 | 0 | 0 | 0 | 0 | 0 | 0 | 0 | 0 | 344326.8984 | 0 | 0 | 0 | 0 | 0 | 0 | 0 | 0 | 0 | 0 | 0
2016-12-31 21:00 | 0 | 0 | 0 | 0 | 0 | 711457.3292 | 435982 | 0 | 0 | 0 | 2280581.4238 | 0 | 0 | 0 | 0 | 0 | 0 | 0 | 0 | 0 | 0 | 0 | 0 | 0 | 275475.3292 | 0 | 0 | 0 | 0 | 0 | 0 | 0 | 0 | 0 | 0 | 0
2016-12-31 22:00 | 0 | 0 | 0 | 0 | 0 | 608572.2549 | 450070 | 0 | 0 | 0 | 2420088.4392 | 0 | 0 | 18995.2394 | 0 | 0 | 0 | 0 | 0 | 0 | 0 | 0 | 0 | 0 | 139507.0154 | 0 | 0 | 0 | 18995.2394 | 0 | 0 | 0 | 0 | 0 | 0 | 0
2016-12-31 23:00 | 0 | 0 | 0 | 0 | 567989.3643 | 216946.2946 | 459604 | 0 | 0 | 0 | 2764415.3376 | 0 | 0 | 0 | 0 | 0 | 0 | 0 | 0 | 0 | 0 | 0 | 0 | 0 | 344326.8984 | 0 | 0 | 0 | -18995.2394 | 0 | 0 | 0 | 0 | 0 | 0 | 0
2017-01-01 | 0 | 0 | 0 | 0 | 113334.7328 | 2438.3689 | 460100 | 0 | 0 | 0 | 2420088.4392 | 0 | 0 | 0 | 0 | 0 | 0 | 0 | 0 | 0 | 0 | 0 | 0 | 0 | -344326.8984 | 0 | 0 | 0 | 0 | 0 | 0 | 0 | 0 | 0 | 0 | 0