## input file
| PyPSA case input file | Unnamed: 1 | Unnamed: 2 | Unnamed: 3 | Unnamed: 4 | Unnamed: 5 | Unnamed: 6 | Unnamed: 7 | Unnamed: 8 | Unnamed: 9 | Unnamed: 10 | Unnamed: 11 | Unnamed: 12 | Unnamed: 13 | Unnamed: 14 | Unnamed: 15 | Unnamed: 16 | Unnamed: 17 | Unnamed: 18 | Unnamed: 19 | Unnamed: 20 | Unnamed: 21 | Unnamed: 22 | Unnamed: 23 | Unnamed: 24 | Unnamed: 25
0
1 | Everything outside of the <CASE_DATA> or <COMPONENT_DATA> flag is for notes, etc.
2
3 | Note that demand has no decisions.
4 | Note that unmet demand is represented a source with a variable cost only, so unmet demand has an output decision.
5 | Information about PyPSA components and their attributes can be found here: https://pypsa.readthedocs.io/en/latest/components.html
6
7 | REQUIRED KEYWORDS
8 | component | PyPSA component type
9 | name | Unique name of the component
10 | bus | Name of bus from which this technology would get or give its energy (or in the case of link, the giving bus)
11
12 | OPTIONAL KEYWORDS
13 | time_series_file | Name of time series file that will get loaded
14 | capital_cost | Fixed cost, if not defined default is 0
15 | marginal_cost | Marginal cost, if not defined default is 0
16 | max_hours | Hours at max capacity for StorageUnit
17 | cyclic_state_of_charge | Assume cyclic state of charge for StorageUnit (Boolean)
18 | efficiency | Efficiency of component
19 | standing_loss | Losses per hour to state of charge
20
21 | CASE_DATA
22
23 | input_path | /carnegie/data/Shared/Labs/Caldeira Lab/Everyone/energy_demand_capacity_data/US_solar_wind_demand/
24 | costs_path | clab_pypsa/utilities/costs_2020.csv |  |  |  | Note: Path to PyPSA database
25 | output_path | output_data
26 | case_name | all_firm_case_all_stores
27 | filename_prefix | all_firm
28 | datetime_start | 2016-01-01 00:00:00 |  | Note: Dates must be formatted as text (not excel date format)
29 | datetime_end | 2017-01-01 00:00:00
30 | delta_t | 1
31 | no_time_steps | 8784 |  | Note: this assumes time unit for dt is 'hour'
32 | total_hours | 8784
33
34 | solver | gurobi
35 | logging_level | info |  | Note: Can be error, warning, info, or debug and specifies level of detail in terminal output
36 | numerics_scaling | 1 |  | Note: Factor to avoid rounding in Gurobi solver for small values
37
38 | time_unit | h
39 | power_unit | MW
40 | mass_unit | t
41 | currency | € |  | Note: 2020 €
42
43
44 | END_CASE_DATA | Note: To use PyPSA default costs, use same technology names as in costs_path |  |  |  |  | Note: p_min_mu sets uni/bidirectionality |  |  |  | Note: Capital costs are the product of hourly fixed costs and time_range |  |  |  |  | Note: cost per energy stored for Store/StoragUnit
45 |  |  | Note: For Link, bus is interpreted as bus0 | [6 empty] | Note: p_nom is a factor multiplied to the given capacity, e_nom is assumed for stores | [7 empty] | Note: For StorageUnit, efficiency is interpreted as efficiency_store
46 | MEM vocabulary
47 | tech_type | tech_name |  | node | [5 empty] | normalization | capacity | fixed_cost |  | var_cost |  |  |  | charging_time |  | efficiency |  |  |  | decay_rate
48 | COMPONENT_DATA | [14 empty] | Data source
49 | component | name | carrier | bus | bus1 | bus2 | p_min_pu | p_max_pu | time_series_file | normalization | p_nom | capital_cost |  | marginal_cost |  |  | sign | max_hours | cyclic_state_of_charge | efficiency | efficiency_dispatch | efficiency2 |  | standing_loss
50 | Load | load |  | electricity |  |  |  |  | US_demand_unnormalized.csv | [15 empty] | 1/h | Note: PyPSA costs storage_unit by power cost; cost of energy capacity is effectively capital_cost/max_hours
51 | Generator | solar-utility |  | electricity |  |  |  |  | US_capacity_solar_25pctTop_unnormalized.csv |  |  | db | €/time range/MW | db | €/MWh | PyPSA DB
52 | Generator | onwind |  | electricity |  |  |  |  | US_capacity_wind_25pctTop_unnormalized.csv |  |  | db | €/time range/MW | db | €/MWh | PyPSA DB
53 | Generator | CCGT % wCCS | natgas_wCCS | natgas_wCCS_out | [7 empty] | 143326.4338 | €/time range/MW | 39.2231 | €/MWh | NREL |  |  |  | db
54 | Link | CCGT % link wCCS | natgas_wCCS | natgas_wCCS_out | electricity | co2_atmosphere_out | [5 empty] | 0 | €/time range/MW | 0 | €/MWh | PyPSA DB |  |  |  | 1 |  | .05*db_co2_emissions | t/MWh
55 | Generator | CCGT | natgas | natgas_out | [7 empty] | db | €/time range/MW | db | €/MWh | PyPSA DB |  |  |  | db
56 | Link | CCGT % link | natgas | natgas_out | electricity | co2_atmosphere_out | [5 empty] | 0 | €/time range/MW | 0 | €/MWh | PyPSA DB |  |  |  | 1 |  | db_co2_emissions | t/MWh
57 | Generator | BECCS | beccs | beccs_out | [7 empty] | 407013.0478 | €/time range/MW | 14.5614 | €/MWh | NREL
58 | Link | BECCS % link | beccs | beccs_out | electricity | co2_atmosphere_out | [5 empty] | 0 | €/time range/MW | 0 | €/MWh | NREL | [5 empty] | -1.22 | t/MWh
59 | Generator | geothermal | geothermal | geoth_out | [7 empty] | db | €/time range/MW | db | €/MWh | PyPSA DB |  |  |  | db
60 | Link | geothermal % link | geothermal | geoth_out | electricity | co2_atmosphere_out | [5 empty] | 0 | €/time range/MW | 0 | €/MWh | PyPSA DB |  |  |  | 1 |  | db_co2_emissions | t/MWh
61 | Generator | nuclear |  | electricity | [7 empty] | db | €/time range/MW | db | €/MWh | PyPSA DB |  |  |  | db
62 | Generator | hydro |  | electricity | [7 empty] | db | €/time range/MW | db | €/MWh | PyPSA DB |  |  |  | db
63 | Store | load shifting forward |  | electricity | [7 empty] | 219298.2456 | €/time range/MW |  | €/MWh | Gerke et al | -1
64 | Store | load shifting backward |  | electricity | [7 empty] | 219298.2456 | €/time range/MW |  | €/MWh | Gerke et al
65 | Generator | load shedding |  | electricity | [8 empty] | €/time range/MW | 8771.9298 | €/MWh | Gorman
66 | Link | direct air capture |  | co2_atmosphere_out | co2_stored | electricity | [5 empty] | db | €/time range/MW | db | €/MWh | PyPSA DB | [5 empty] | -1*db_energy-input | MWh/t
67 | Store | co2 atmosphere |  | co2_atmosphere_out | [6 empty] | 0 |  | €/time range/MW |  | €/MWh | -
68 | Store | CO2 storage tank |  | co2_stored | [7 empty] | db | €/time range/CO2 | db |  | PyPSA DB
69 | StorageUnit | battery storage |  | electricity | [7 empty] | 6*db_capital_cost | €/time range/MW | 0.015 | €/MWh | PyPSA DB |  | 6 | TRUE
70 | Link | Lead-Acid-bicharger | lead_acid_store | electricity | lead_acid |  | -1 |  |  |  |  | db |  | db |  | PyPSA DB
71 | Store | Lead-Acid-store | lead_acid_store | lead_acid | [7 empty] | db |  | db |  | PyPSA DB |  |  | TRUE
72 | Link | Lithium-Ion-LFP-bicharger | lithium_ion_lfp_store | electricity | lithium_ion_lfp |  | -1 |  |  |  |  | db |  | db |  | PyPSA DB
73 | Store | Lithium-Ion-LFP-store | lithium_ion_lfp_store | lithium_ion_lfp | [7 empty] | db |  | db |  | PyPSA DB |  |  | TRUE
74 | Link | Lithium-Ion-NMC-bicharger | lithium_ion_nmc_store | electricity | lithium_ion_nmc |  | -1 |  |  |  |  | db |  | db |  | PyPSA DB
75 | Store | Lithium-Ion-NMC-store | lithium_ion_nmc_store | lithium_ion_nmc | [7 empty] | db |  | db |  | PyPSA DB |  |  | TRUE
76 | Link | Ni-Zn-bicharger | ni_zn_store | electricity | ni_zn |  | -1 |  |  |  |  | db |  | db |  | PyPSA DB
77 | Store | Ni-Zn-store | ni_zn_store | ni_zn | [7 empty] | db |  | db |  | PyPSA DB |  |  | TRUE
78 | Link | Vanadium-Redox-Flow-bicharger | redox_store | electricity | vanadium |  | -1 |  |  |  |  | db |  | db |  | PyPSA DB
79 | Store | Vanadium-Redox-Flow-store | redox_store | vanadium | [7 empty] | db |  | db |  | PyPSA DB |  |  | TRUE
80 | Link | Zn-Air-bicharger | zn_air_store | electricity | zn_air |  | -1 |  |  |  |  | db |  | db |  | PyPSA DB
81 | Store | Zn-Air-store | zn_air_store | zn_air | [7 empty] | db |  | db |  | PyPSA DB |  |  | TRUE
82 | Link | Zn-Br-Flow-bicharger | zn_br_flow_store | electricity | zn_br_flow |  | -1 |  |  |  |  | db |  | db |  | PyPSA DB | [9 empty] | Note: one way efficiency should be square root of round-trip efficiecy
83 | Store | Zn-Br-Flow-store | zn_br_flow_store | zn_br_flow | [7 empty] | db |  | db |  | PyPSA DB |  |  | TRUE | [6 empty] | Note: Be careful when designating storage costs that the source is for kWh stored and not what you get out after accounting for pump inefficiency.
84 | Link | Zn-Br-Nonflow-bicharger | zn_br_nonflow_store | electricity | zn_br_nonflow |  | -1 |  |  |  |  | db |  | db |  | PyPSA DB | [9 empty] | Note: one way efficiency should be square root of round-trip efficiecy
85 | Store | Zn-Br-Nonflow-store | zn_br_nonflow_store | zn_br_nonflow | [7 empty] | db |  | db |  | PyPSA DB |  |  | TRUE | [6 empty] | Note: Be careful when designating storage costs that the source is for kWh stored and not what you get out after accounting for pump inefficiency.
86 | Link | Compressed-Air-Adiabatic-bicharger | compressed_air_store | electricity | comp_air |  | -1 |  |  |  |  | db |  | db |  | PyPSA DB
87 | Store | Compressed-Air-Adiabatic-store | compressed_air_store | comp_air | [7 empty] | db |  | db |  | PyPSA DB |  |  | TRUE
88 | Link | Gravity-Brick-bicharger | gravity_brick_store | electricity | grav_brick |  | -1 |  |  |  |  | db |  | db |  | PyPSA DB
89 | Store | Gravity-Brick-store | gravity_brick_store | grav_brick | [7 empty] | db |  | db |  | PyPSA DB |  |  | TRUE
90 | Link | Gravity-Water-Aboveground-bicharger | gravity_aboveground_store | electricity | grav_abo_ground |  | -1 |  |  |  |  | db |  | db |  | PyPSA DB
91 | Store | Gravity-Water-Aboveground-store | gravity_aboveground_store | grav_abo_ground | [7 empty] | db |  | db |  | PyPSA DB |  |  | TRUE
92 | Link | Gravity-Water-Underground-bicharger | gravity_underground_store | electricity | grav_und_ground |  | -1 |  |  |  |  | db |  | db |  | PyPSA DB
93 | Store | Gravity-Water-Underground-store | gravity_underground_store | grav_und_ground | [7 empty] | db |  | db |  | PyPSA DB |  |  | TRUE
94 | Link | Pumped-Storage-Hydro-bicharger | phs_store | electricity | h2o |  | -1 |  |  |  |  | db | €/time range/MW | db | €/MWh | PyPSA DB
95 | Store | Pumped-Storage-Hydro-store | phs_store | h2o | [7 empty] | db | €/time range/MWh | db | €/MWh | PyPSA DB |  |  | TRUE
96 | Link | electrolysis | hydrogen_store | electricity | h2 | [6 empty] | db | €/time range/MW | 0.02 | €/MWh | PyPSA DB |  |  |  | db
97 | Store | hydrogen storage underground | hydrogen_store | h2 | [7 empty] | db | €/time range/MWh | db | €/MWh | PyPSA DB |  |  | TRUE | db |  |  |  | 4e-06
98 | Link | fuel cell | hydrogen_store | h2 | electricity | [6 empty] | db | €/time range/MW | 0.003 | €/MWh | PyPSA DB |  |  |  | db
99 | Link | Concrete-charger | concrete_store | electricity | concrete | [6 empty] | db |  | db |  | PyPSA DB
100 | Store | Concrete-store | concrete_store | concrete | [7 empty] | db |  | db |  | PyPSA DB |  |  | TRUE
101 | Link | Concrete-discharger | concrete_store | concrete | electricity | [6 empty] | db |  | db |  | PyPSA DB
102 | Link | HighT-Molten-Salt-charger | highT_molten_salt_store | electricity | highT_salt | [6 empty] | db |  | db |  | PyPSA DB
103 | Store | HighT-Molten-Salt-store | highT_molten_salt_store | highT_salt | [7 empty] | db |  | db |  | PyPSA DB |  |  | TRUE
104 | Link | HighT-Molten-Salt-discharger | highT_molten_salt_store | highT_salt | electricity | [6 empty] | db |  | db |  | PyPSA DB
105 | Link | Liquid-Air-charger | liquid_air_store | electricity | liquid_air | [6 empty] | db |  | db |  | PyPSA DB
106 | Store | Liquid-Air-store | liquid_air_store | liquid_air | [7 empty] | db |  | db |  | PyPSA DB |  |  | TRUE
107 | Link | Liquid-Air-discharger | liquid_air_store | liquid_air | electricity | [6 empty] | db |  | db |  | PyPSA DB
108 | Link | LowT-Molten-Salt-charger | lowT_molten_salt_store | electricity | lowT_salt | [6 empty] | db |  | db |  | PyPSA DB
109 | Store | LowT-Molten-Salt-store | lowT_molten_salt_store | lowT_salt | [7 empty] | db |  | db |  | PyPSA DB |  |  | TRUE
110 | Link | LowT-Molten-Salt-discharger | lowT_molten_salt_store | lowT_salt | electricity | [6 empty] | db |  | db |  | PyPSA DB
111 | Link | Pumped-Heat-charger | pumped_heat_store | electricity | pumped_heat | [6 empty] | db |  | db |  | PyPSA DB
112 | Store | Pumped-Heat-store | pumped_heat_store | pumped_heat | [7 empty] | db |  | db |  | PyPSA DB |  |  | TRUE
113 | Link | Pumped-Heat-discharger | pumped_heat_store | pumped_heat | electricity | [6 empty] | db |  | db |  | PyPSA DB
114 | Link | Sand-charger | sand_store | electricity | sand | [6 empty] | db |  | db |  | PyPSA DB
115 | Store | Sand-store | sand_store | sand | [7 empty] | db |  | db |  | PyPSA DB |  |  | TRUE
116 | Link | Sand-discharger | sand_store | sand | electricity | [6 empty] | db |  | db |  | PyPSA DB
117
118 | END_COMPONENT_DATA
119
120 | Note that any information that is in a column without an attribute header is consider a comment, and not used.
121 | Note that for MEM, storage is in energy units whereas for PyPSA it is in power units.
122 | Note: If there is a # in front of component (e.g. #Generator), this row will be ignored
123
124 | Note: costing for nuclear heat has to be for kWh thermal (or other energy unit)
125 | Note: % indicates addition to standard PyPSA name which stands before the %
126 | Note: carrier allows to group different technologies
127
128 | Cost calculations
129
130
131
132 |  | Source natural gas CCS costs | NREL (National Renewable Energy Laboratory). 2020. "2020 Annual Technology Baseline."
133 |  |  | https://atb-archive.nrel.gov/electricity/2020/data.php
134
135 |  | Source BECCS | NREL
136 |  |  | https://www.nrel.gov/docs/fy22osti/81644.pdf
137
138 |  | Source load shifting costs | Gerke et al. The California Demand Response Potential Study, Phase 3: Final Report on the Shift Resource through 2030.
139 |  |  | https://doi.org/10.20357/B7MS40
140
141 |  | Source lost load | Gorman. The quest to quantify the value of lost load: A critical review of the economics of power outages
142 |  |  | https://doi.org/10.1016/j.tej.2022.107187
143
144 |  | Source all other costs | PyPSA technology data
145 |  |  | https://github.com/PyPSA/technology-data/blob/master/outputs/costs_2020.csv
146
147
148 |  | 2020 €/$ | 1.14
149 |  | Discount rate | 0.07
150 |  | name | Overnight cost [€/MW] | Fixed O&M cost [€/MWyear] | Other fixed cost* (% of capital cost) | Lifetime [years] | Capital recovery factor [%/year] | Annual fixed costs [€/year] | Variable O&M [€/MWh] | Fuel cost [€/MWh] | Efficiency | Decay rate | Hourly fixed costs |  |  | Variable cost [€/MWh] | CO2 emissions
151 |  | pumped_hydro_storage energy | 103100 | 1546.5 |  | 30 | 0.080586 | 8433.0851 |  |  |  |  | 0.84446 | €/h/MW
152 |  | pumped_hydro_storage power | 1612000 | 14250 | 0.015 | 30 | 0.080586 | 146103.8617 |  |  | 0.81 |  | 14.6303 | €/h/MW |  | 0.00026316
153
154 |  | natural gas with CCS | 1969000 | 53000 |  | 30 | 0.080586 | 162945.7079 | 9 | 20 | 0.56 |  | 16.3168 | €/h/MW |  | 39.2231
155 |  | (NG combined cycle 95% CCS (H-frame basis -> 2nd Gen Tech)), Moderate
156 |  |  | 965000 | 27000 |  | 30 | 0.080586 | 79941.7123 | 2 | 8 | 0.56 |  | 8.0051 |  |  | 14.2857
157
158 |  | BECCS | 5580000 | 162000 |  | 30 | 0.080586 | 462727.129 |  |  |  |  | 46.3357 | €/h/MW |  | 14.5614 | -1.22 | tCO2/MWh
159
160 |  | load shedding | [13 empty] | 8771.9298
161 |  | load shifting | [5 empty] | 219298.2456
162
163 |  | * includes property, tax, insurance, licensing, permiting costs

## component inputs
| component | name | bus | p_set | carrier | capital_cost | marginal_cost | p_max_pu | p_nom_extendable | efficiency | bus0 | bus1 | bus2 | efficiency2 | sign | e_nom_extendable | e_nom | max_hours | cyclic_state_of_charge | p_min_pu | e_cyclic | standing_loss
0 | Load | load | electricity | date 2016-01-01 00:00:00 470809.0 2016-01-01 01:00:00 462893.0 2016-01-01 02:00:00 452352.0 2016-01-01 03:00:00 438677.0 2016-01-01 04:00:00 423295.0 ... 2016-12-31 20:00:00 432009.0 2016-12-31 21:00:00 435982.0 2016-12-31 22:00:00 450070.0 2016-12-31 23:00:00 459604.0 2017-01-01 00:00:00 460100.0 Name: demand (mw), Length: 8785, dtype: float64 | load
1 | Generator | solar-utility | electricity |  | solar-utility | 49588.7324 | 0 | date 2016-01-01 00:00:00 0.001722 2016-01-01 01:00:00 0.000000 2016-01-01 02:00:00 0.000000 2016-01-01 03:00:00 0.000000 2016-01-01 04:00:00 0.000000 ... 2016-12-31 20:00:00 0.497600 2016-12-31 21:00:00 0.513896 2016-12-31 22:00:00 0.439581 2016-12-31 23:00:00 0.156704 2017-01-01 00:00:00 0.001761 Name: solar 25% top, Length: 8785, dtype: float64 | TRUE
2 | Generator | onwind | electricity |  | onwind | 107318.8334 | 1.5 | date 2016-01-01 00:00:00 0.561034 2016-01-01 01:00:00 0.562139 2016-01-01 02:00:00 0.561250 2016-01-01 03:00:00 0.571372 2016-01-01 04:00:00 0.589611 ... 2016-12-31 20:00:00 0.381054 2016-12-31 21:00:00 0.371423 2016-12-31 22:00:00 0.413461 2016-12-31 23:00:00 0.486720 2017-01-01 00:00:00 0.543709 Name: wind 25% top, Length: 8785, dtype: float64 | TRUE
3 | Generator | CCGT % wCCS | natgas_wCCS_out |  | natgas_wCCS | 143326.4338 | 39.2231 |  | TRUE | 0.56
4 | Link | CCGT % link wCCS |  |  | natgas_wCCS | 0 | 0 |  | TRUE | 1 | natgas_wCCS_out | electricity | co2_atmosphere_out | 0.01
5 | Generator | CCGT | natgas_out |  | natgas | 104817.2552 | 40.2929 |  | TRUE | 0.56
6 | Link | CCGT % link |  |  | natgas | 0 | 0 |  | TRUE | 1 | natgas_out | electricity | co2_atmosphere_out | 0.2
7 | Generator | BECCS | beccs_out |  | beccs | 407013.0478 | 14.5614 |  | TRUE
8 | Link | BECCS % link |  |  | beccs | 0 | 0 |  | TRUE |  | beccs_out | electricity | co2_atmosphere_out | -1.22
9 | Generator | geothermal | geoth_out |  | geothermal | 334482.1991 | 0 |  | TRUE | 0.24
10 | Link | geothermal % link |  |  | geothermal | 0 | 0 |  | TRUE | 1 | geoth_out | electricity | co2_atmosphere_out | 0.03
11 | Generator | nuclear | electricity |  | nuclear | 706772.6168 | 11.3788 |  | TRUE | 0.33
12 | Generator | hydro | electricity |  | hydro | 177345.2166 | 0 |  | TRUE | 0.9
13 | Store | load shifting forward | electricity |  | load shifting forward | 219298.2456 | [8 empty] | -1 | TRUE
14 | Store | load shifting backward | electricity |  | load shifting backward | 219298.2456 | [9 empty] | TRUE
15 | Generator | load shedding | electricity |  | load shedding |  | 8771.9298 |  | TRUE
16 | Link | direct air capture |  |  | direct air capture | 1007250.4802 | 0 |  | TRUE |  | co2_atmosphere_out | co2_stored | electricity | -2
17 | Store | co2 atmosphere | co2_atmosphere_out |  | co2 atmosphere | [11 empty] | 0
18 | Store | CO2 storage tank | co2_stored |  | CO2 storage tank | 242.2253 | 0 | [8 empty] | TRUE
19 | StorageUnit | battery storage | electricity |  | battery storage | 131394.9526 | 0.015 |  | TRUE | [8 empty] | 6 | TRUE
20 | Link | Lead-Acid-bicharger |  |  | lead_acid_store | 20342.6982 | 0 |  | TRUE |  | electricity | lead_acid | [7 empty] | -1
21 | Store | Lead-Acid-store | lead_acid |  | lead_acid_store | 42449.2621 | 0 | [8 empty] | TRUE |  |  |  |  | TRUE
22 | Link | Lithium-Ion-LFP-bicharger |  |  | lithium_ion_lfp_store | 10956.5448 | 0 |  | TRUE |  | electricity | lithium_ion_lfp | [7 empty] | -1
23 | Store | Lithium-Ion-LFP-store | lithium_ion_lfp |  | lithium_ion_lfp_store | 31344.748 | 0 | [8 empty] | TRUE |  |  |  |  | TRUE
24 | Link | Lithium-Ion-NMC-bicharger |  |  | lithium_ion_nmc_store | 12150.6712 | 0 |  | TRUE |  | electricity | lithium_ion_nmc | [7 empty] | -1
25 | Store | Lithium-Ion-NMC-store | lithium_ion_nmc |  | lithium_ion_nmc_store | 40461.1323 | 0 | [8 empty] | TRUE |  |  |  |  | TRUE
26 | Link | Ni-Zn-bicharger |  |  | ni_zn_store | 11297.3829 | 0 |  | TRUE |  | electricity | ni_zn | [7 empty] | -1
27 | Store | Ni-Zn-store | ni_zn |  | ni_zn_store | 34978.3527 | 0 | [8 empty] | TRUE |  |  |  |  | TRUE
28 | Link | Vanadium-Redox-Flow-bicharger |  |  | redox_store | 20358.8666 | 0 |  | TRUE |  | electricity | vanadium | [7 empty] | -1
29 | Store | Vanadium-Redox-Flow-store | vanadium |  | redox_store | 36880.2443 | 0 | [8 empty] | TRUE |  |  |  |  | TRUE
30 | Link | Zn-Air-bicharger |  |  | zn_air_store | 12879.2176 | 0 |  | TRUE |  | electricity | zn_air | [7 empty] | -1
31 | Store | Zn-Air-store | zn_air |  | zn_air_store | 15483.1894 | 0 | [8 empty] | TRUE |  |  |  |  | TRUE
32 | Link | Zn-Br-Flow-bicharger |  |  | zn_br_flow_store | 20335.0267 | 0 |  | TRUE |  | electricity | zn_br_flow | [7 empty] | -1
33 | Store | Zn-Br-Flow-store | zn_br_flow |  | zn_br_flow_store | 62672.1059 | 0 | [8 empty] | TRUE |  |  |  |  | TRUE
34 | Link | Zn-Br-Nonflow-bicharger |  |  | zn_br_nonflow_store | 15682.004 | 0 |  | TRUE |  | electricity | zn_br_nonflow | [7 empty] | -1
35 | Store | Zn-Br-Nonflow-store | zn_br_nonflow |  | zn_br_nonflow_store | 28160.4554 | 0 | [8 empty] | TRUE |  |  |  |  | TRUE
36 | Link | Compressed-Air-Adiabatic-bicharger |  |  | compressed_air_store | 69012.3568 | 0 |  | TRUE |  | electricity | comp_air | [7 empty] | -1
37 | Store | Compressed-Air-Adiabatic-store | comp_air |  | compressed_air_store | 372.7473 | 0 | [8 empty] | TRUE |  |  |  |  | TRUE
38 | Link | Gravity-Brick-bicharger |  |  | gravity_brick_store | 33661.1731 | 0 |  | TRUE |  | electricity | grav_brick | [7 empty] | -1
39 | Store | Gravity-Brick-store | grav_brick |  | gravity_brick_store | 12628.3705 | 0 | [8 empty] | TRUE |  |  |  |  | TRUE
40 | Link | Gravity-Water-Aboveground-bicharger |  |  | gravity_aboveground_store | 28555.929 | 0 |  | TRUE |  | electricity | grav_abo_ground | [7 empty] | -1
41 | Store | Gravity-Water-Aboveground-store | grav_abo_ground |  | gravity_aboveground_store | 9336.1172 | 0 | [8 empty] | TRUE |  |  |  |  | TRUE
42 | Link | Gravity-Water-Underground-bicharger |  |  | gravity_underground_store | 70693.337 | 0 |  | TRUE |  | electricity | grav_und_ground | [7 empty] | -1
43 | Store | Gravity-Water-Underground-store | grav_und_ground |  | gravity_underground_store | 7347.3972 | 0 | [8 empty] | TRUE |  |  |  |  | TRUE
44 | Link | Pumped-Storage-Hydro-bicharger |  |  | phs_store | 102789.2725 | 0 |  | TRUE |  | electricity | h2o | [7 empty] | -1
45 | Store | Pumped-Storage-Hydro-store | h2o |  | phs_store | 3904.3881 | 0 | [8 empty] | TRUE |  |  |  |  | TRUE
46 | Link | electrolysis |  |  | hydrogen_store | 62293.8258 | 0.02 |  | TRUE | 0.8 | electricity | h2
47 | Store | hydrogen storage underground | h2 |  | hydrogen_store | 210.2423 | 0 | [8 empty] | TRUE |  |  |  |  | TRUE | 4e-06
48 | Link | fuel cell |  |  | hydrogen_store | 250090.7535 | 0.003 |  | TRUE | 0.58 | h2 | electricity
49 | Link | Concrete-charger |  |  | concrete_store | 14991.6613 | 0 |  | TRUE |  | electricity | concrete
50 | Store | Concrete-store | concrete |  | concrete_store | 2144.2077 | 0 | [8 empty] | TRUE |  |  |  |  | TRUE
51 | Link | Concrete-discharger |  |  | concrete_store | 54449.1165 | 0 |  | TRUE |  | concrete | electricity
52 | Link | HighT-Molten-Salt-charger |  |  | highT_molten_salt_store | 14982.18 | 0 |  | TRUE |  | electricity | highT_salt
53 | Store | HighT-Molten-Salt-store | highT_salt |  | highT_molten_salt_store | 8210.3623 | 0 | [8 empty] | TRUE |  |  |  |  | TRUE
54 | Link | HighT-Molten-Salt-discharger |  |  | highT_molten_salt_store | 54414.6825 | 0 |  | TRUE |  | highT_salt | electricity
55 | Link | Liquid-Air-charger |  |  | liquid_air_store | 36920.7588 | 0 |  | TRUE |  | electricity | liquid_air
56 | Store | Liquid-Air-store | liquid_air |  | liquid_air_store | 13621.8699 | 0 | [8 empty] | TRUE |  |  |  |  | TRUE
57 | Link | Liquid-Air-discharger |  |  | liquid_air_store | 26403.5346 | 0 |  | TRUE |  | liquid_air | electricity
58 | Link | LowT-Molten-Salt-charger |  |  | lowT_molten_salt_store | 11910.3873 | 0 |  | TRUE |  | electricity | lowT_salt
59 | Store | LowT-Molten-Salt-store | lowT_salt |  | lowT_molten_salt_store | 5063.7732 | 0 | [8 empty] | TRUE |  |  |  |  | TRUE
60 | Link | LowT-Molten-Salt-discharger |  |  | lowT_molten_salt_store | 43258.0528 | 0 |  | TRUE |  | lowT_salt | electricity
61 | Link | Pumped-Heat-charger |  |  | pumped_heat_store | 60028.892 | 0 |  | TRUE |  | electricity | pumped_heat
62 | Store | Pumped-Heat-store | pumped_heat |  | pumped_heat_store | 2239.3872 | 0 | [8 empty] | TRUE |  |  |  |  | TRUE
63 | Link | Pumped-Heat-discharger |  |  | pumped_heat_store | 42917.9303 | 0 |  | TRUE |  | pumped_heat | electricity
64 | Link | Sand-charger |  |  | sand_store | 12169.5302 | 0 |  | TRUE |  | electricity | sand
65 | Store | Sand-store | sand |  | sand_store | 584.6121 | 0 | [8 empty] | TRUE |  |  |  |  | TRUE
66 | Link | Sand-discharger |  |  | sand_store | 44199.2496 | 0 |  | TRUE |  | sand | electricity

## time inputs
snapshot | solar-utility series | onwind series | load load
2016-01-01 | 0.0017221 | 0.56103 | 470809
2016-01-01 01:00 | 0 | 0.56214 | 462893
2016-01-01 02:00 | 0 | 0.56125 | 452352
2016-01-01 03:00 | 0 | 0.57137 | 438677
2016-01-01 04:00 | 0 | 0.58961 | 423295
2016-01-01 05:00 | 0 | 0.6128 | 410979
2016-01-01 06:00 | 0 | 0.63396 | 400444
2016-01-01 07:00 | 0 | 0.64464 | 390845
2016-01-01 08:00 | 0 | 0.64481 | 383868
2016-01-01 09:00 | 0 | 0.64438 | 382247
2016-01-01 10:00 | 0 | 0.64187 | 385757
2016-01-01 11:00 | 0 | 0.6402 | 390944
2016-01-01 12:00 | 0 | 0.64083 | 398539
2016-01-01 13:00 | 0 | 0.64006 | 407548
2016-01-01 14:00 | 0.045026 | 0.59659 | 420289
2016-01-01 15:00 | 0.40261 | 0.46501 | 431770
2016-01-01 16:00 | 0.58429 | 0.3778 | 438480
2016-01-01 17:00 | 0.5848 | 0.41622 | 440338
2016-01-01 18:00 | 0.5481 | 0.45167 | 438036
2016-01-01 19:00 | 0.53386 | 0.44429 | 432321
2016-01-01 20:00 | 0.55315 | 0.41578 | 428860
2016-01-01 21:00 | 0.5848 | 0.37843 | 430801
2016-01-01 22:00 | 0.5356 | 0.47878 | 445055
2016-01-01 23:00 | 0.21023 | 0.58054 | 460170
2016-01-02 | 0.0019649 | 0.62083 | 465935
2016-01-02 01:00 | 0 | 0.64592 | 465362
2016-01-02 02:00 | 0 | 0.66047 | 462094
2016-01-02 03:00 | 0 | 0.66248 | 450580
2016-01-02 04:00 | 0 | 0.65364 | 434931
2016-01-02 05:00 | 0 | 0.63781 | 417915
2016-01-02 06:00 | 0 | 0.61815 | 406626
2016-01-02 07:00 | 0 | 0.59628 | 397512
2016-01-02 08:00 | 0 | 0.57689 | 392956
2016-01-02 09:00 | 0 | 0.56957 | 392210
2016-01-02 10:00 | 0 | 0.56554 | 396592
2016-01-02 11:00 | 0 | 0.55664 | 406767
2016-01-02 12:00 | 0 | 0.54933 | 420668
2016-01-02 13:00 | 0 | 0.54684 | 434757
2016-01-02 14:00 | 0.065175 | 0.50123 | 445046
2016-01-02 15:00 | 0.31668 | 0.34605 | 450093
2016-01-02 16:00 | 0.46539 | 0.22017 | 448776
2016-01-02 17:00 | 0.50479 | 0.21919 | 443349
2016-01-02 18:00 | 0.4964 | 0.28064 | 435148
2016-01-02 19:00 | 0.48474 | 0.3142 | 427129
2016-01-02 20:00 | 0.49386 | 0.30673 | 420682
2016-01-02 21:00 | 0.49861 | 0.29954 | 423696
2016-01-02 22:00 | 0.41262 | 0.40672 | 441498
2016-01-02 23:00 | 0.14873 | 0.47839 | 461592
2016-01-03 | 0.0019495 | 0.51762 | 469345
2016-01-03 01:00 | 0 | 0.54313 | 470347
2016-01-03 02:00 | 0 | 0.56023 | 467310
2016-01-03 03:00 | 0 | 0.57619 | 456030
2016-01-03 04:00 | 0 | 0.58655 | 441559
2016-01-03 05:00 | 0 | 0.58999 | 427167
2016-01-03 06:00 | 0 | 0.58676 | 413834
2016-01-03 07:00 | 0 | 0.5742 | 404865
2016-01-03 08:00 | 0 | 0.55269 | 399699
2016-01-03 09:00 | 0 | 0.52918 | 398110
2016-01-03 10:00 | 0 | 0.49774 | 400834
2016-01-03 11:00 | 0 | 0.45999 | 408834
2016-01-03 12:00 | 0 | 0.42558 | 420449
2016-01-03 13:00 | 0 | 0.40041 | 433181
2016-01-03 14:00 | 0.039661 | 0.31984 | 440085
2016-01-03 15:00 | 0.37348 | 0.18006 | 439806
2016-01-03 16:00 | 0.49634 | 0.10574 | 434999
2016-01-03 17:00 | 0.51266 | 0.086993 | 430919
2016-01-03 18:00 | 0.49228 | 0.083043 | 427178
2016-01-03 19:00 | 0.4773 | 0.086987 | 422449
2016-01-03 20:00 | 0.47837 | 0.090145 | 418943
2016-01-03 21:00 | 0.46511 | 0.097928 | 424541
2016-01-03 22:00 | 0.36923 | 0.14652 | 444380
2016-01-03 23:00 | 0.08686 | 0.19289 | 464325
2016-01-04 | 0.0020809 | 0.23921 | 474796
2016-01-04 01:00 | 0 | 0.27818 | 477021
2016-01-04 02:00 | 0 | 0.30743 | 469735
2016-01-04 03:00 | 0 | 0.3276 | 452837
2016-01-04 04:00 | 0 | 0.32839 | 435678
2016-01-04 05:00 | 0 | 0.31547 | 421559
2016-01-04 06:00 | 0 | 0.30021 | 410607
2016-01-04 07:00 | 0 | 0.28701 | 404707
2016-01-04 08:00 | 0 | 0.27463 | 403331
2016-01-04 09:00 | 0 | 0.2621 | 408268
2016-01-04 10:00 | 0 | 0.25405 | 424056
2016-01-04 11:00 | 0 | 0.25228 | 457966
2016-01-04 12:00 | 0 | 0.25844 | 490049
2016-01-04 13:00 | 0 | 0.27302 | 503347
2016-01-04 14:00 | 0.084897 | 0.28079 | 505677
2016-01-04 15:00 | 0.25929 | 0.22814 | 505098
2016-01-04 16:00 | 0.36727 | 0.1918 | 499867
2016-01-04 17:00 | 0.40003 | 0.20839 | 493446
2016-01-04 18:00 | 0.40313 | 0.24344 | 487900
2016-01-04 19:00 | 0.40039 | 0.27815 | 483354
2016-01-04 20:00 | 0.39534 | 0.29967 | 480122
2016-01-04 21:00 | 0.36121 | 0.31175 | 484754
2016-01-04 22:00 | 0.2623 | 0.39893 | 504066
2016-01-04 23:00 | 0.080196 | 0.53954 | 527878
2016-01-05 | 0.0016392 | 0.59697 | 538994
2016-01-05 01:00 | 0 | 0.6026 | 539677
2016-01-05 02:00 | 0 | 0.58396 | 531819
2016-01-05 03:00 | 0 | 0.55926 | 511858
2016-01-05 04:00 | 0 | 0.53794 | 488356
2016-01-05 05:00 | 0 | 0.51898 | 470100
2016-01-05 06:00 | 0 | 0.50129 | 459532
2016-01-05 07:00 | 0 | 0.48933 | 452735
2016-01-05 08:00 | 0 | 0.4815 | 450290
2016-01-05 09:00 | 0 | 0.46578 | 455066
2016-01-05 10:00 | 0 | 0.44938 | 471666
2016-01-05 11:00 | 0 | 0.43343 | 505340
2016-01-05 12:00 | 0 | 0.42277 | 536414
2016-01-05 13:00 | 0 | 0.41797 | 544393
2016-01-05 14:00 | 0.021223 | 0.39658 | 538308
2016-01-05 15:00 | 0.18775 | 0.40007 | 530432
2016-01-05 16:00 | 0.31142 | 0.42693 | 518961
2016-01-05 17:00 | 0.37362 | 0.45872 | 507046
2016-01-05 18:00 | 0.38627 | 0.45812 | 497896
2016-01-05 19:00 | 0.38481 | 0.43627 | 489977
2016-01-05 20:00 | 0.38058 | 0.40494 | 485292
2016-01-05 21:00 | 0.35004 | 0.38505 | 489904
2016-01-05 22:00 | 0.26091 | 0.41903 | 511089
2016-01-05 23:00 | 0.068156 | 0.5029 | 534774
2016-01-06 | 0.0018312 | 0.53648 | 544758
2016-01-06 01:00 | 0 | 0.53142 | 544168
2016-01-06 02:00 | 0 | 0.5143 | 534403
2016-01-06 03:00 | 0 | 0.50066 | 512646
2016-01-06 04:00 | 0 | 0.48766 | 488746
2016-01-06 05:00 | 0 | 0.47316 | 469710
2016-01-06 06:00 | 0 | 0.45467 | 459026
2016-01-06 07:00 | 0 | 0.43175 | 450847
2016-01-06 08:00 | 0 | 0.40631 | 447761
2016-01-06 09:00 | 0 | 0.38612 | 449636
2016-01-06 10:00 | 0 | 0.36481 | 463512
2016-01-06 11:00 | 0 | 0.34699 | 495560
2016-01-06 12:00 | 0 | 0.32789 | 524202
2016-01-06 13:00 | 0 | 0.30904 | 530125
2016-01-06 14:00 | 0.017994 | 0.26364 | 523807
2016-01-06 15:00 | 0.16713 | 0.1985 | 515122
2016-01-06 16:00 | 0.28894 | 0.1747 | 505229
2016-01-06 17:00 | 0.36954 | 0.18492 | 493888
2016-01-06 18:00 | 0.39122 | 0.18383 | 485222
2016-01-06 19:00 | 0.39117 | 0.17607 | 478021
2016-01-06 20:00 | 0.38642 | 0.16644 | 474674
2016-01-06 21:00 | 0.36423 | 0.16435 | 478064
2016-01-06 22:00 | 0.2863 | 0.19536 | 496279
2016-01-06 23:00 | 0.10402 | 0.26811 | 515072
2016-01-07 | 0.00090527 | 0.31581 | 521111
2016-01-07 01:00 | 0 | 0.33922 | 518375
2016-01-07 02:00 | 0 | 0.3402 | 506895
2016-01-07 03:00 | 0 | 0.32304 | 486281
2016-01-07 04:00 | 0 | 0.2902 | 461291
2016-01-07 05:00 | 0 | 0.26358 | 439921
2016-01-07 06:00 | 0 | 0.23998 | 425551
2016-01-07 07:00 | 0 | 0.22081 | 415893
2016-01-07 08:00 | 0 | 0.2109 | 410460
2016-01-07 09:00 | 0 | 0.20832 | 411058
2016-01-07 10:00 | 0 | 0.21594 | 423691
2016-01-07 11:00 | 0 | 0.22867 | 454300
2016-01-07 12:00 | 0 | 0.24108 | 483496
2016-01-07 13:00 | 0 | 0.24658 | 491785
2016-01-07 14:00 | 0.042386 | 0.21343 | 490686
2016-01-07 15:00 | 0.1967 | 0.14049 | 488256
2016-01-07 16:00 | 0.30441 | 0.15546 | 481130
2016-01-07 17:00 | 0.36281 | 0.19065 | 472955
2016-01-07 18:00 | 0.37753 | 0.19968 | 465227
2016-01-07 19:00 | 0.37099 | 0.20893 | 459310
2016-01-07 20:00 | 0.35866 | 0.21973 | 456439
2016-01-07 21:00 | 0.32887 | 0.23064 | 457995
2016-01-07 22:00 | 0.25993 | 0.25021 | 473389
2016-01-07 23:00 | 0.089468 | 0.28693 | 488977
2016-01-08 | 0.0024239 | 0.29778 | 494433
2016-01-08 01:00 | 0 | 0.29324 | 491621
2016-01-08 02:00 | 0 | 0.27983 | 481932
2016-01-08 03:00 | 0 | 0.26409 | 461801
2016-01-08 04:00 | 0 | 0.25071 | 437008
2016-01-08 05:00 | 0 | 0.2473 | 415288
2016-01-08 06:00 | 0 | 0.24685 | 399917
2016-01-08 07:00 | 0 | 0.24954 | 389529
2016-01-08 08:00 | 0 | 0.25289 | 384659
2016-01-08 09:00 | 0 | 0.25946 | 384914
2016-01-08 10:00 | 0 | 0.27022 | 395661
2016-01-08 11:00 | 0 | 0.27774 | 426104
2016-01-08 12:00 | 0 | 0.28247 | 455472
2016-01-08 13:00 | 0 | 0.2821 | 467173
2016-01-08 14:00 | 0.035377 | 0.26315 | 472550
2016-01-08 15:00 | 0.22817 | 0.26028 | 476734
2016-01-08 16:00 | 0.3899 | 0.26137 | 475016
2016-01-08 17:00 | 0.45234 | 0.25896 | 468663
2016-01-08 18:00 | 0.44326 | 0.2687 | 463564
2016-01-08 19:00 | 0.42052 | 0.29222 | 458952
2016-01-08 20:00 | 0.4077 | 0.32442 | 454537
2016-01-08 21:00 | 0.39966 | 0.34742 | 454446
2016-01-08 22:00 | 0.35428 | 0.36855 | 463432
2016-01-08 23:00 | 0.18836 | 0.39891 | 472623
2016-01-09 | 0.0036188 | 0.41074 | 473493
2016-01-09 01:00 | 0 | 0.41133 | 468337
2016-01-09 02:00 | 0 | 0.41125 | 459225
2016-01-09 03:00 | 0 | 0.4084 | 443600
2016-01-09 04:00 | 0 | 0.40893 | 424303
2016-01-09 05:00 | 0 | 0.41113 | 406106
2016-01-09 06:00 | 0 | 0.42191 | 390602
2016-01-09 07:00 | 0 | 0.4403 | 380209
2016-01-09 08:00 | 0 | 0.46413 | 373855
2016-01-09 09:00 | 0 | 0.48056 | 372820
2016-01-09 10:00 | 0 | 0.49813 | 376458
2016-01-09 11:00 | 0 | 0.51142 | 385225
2016-01-09 12:00 | 0 | 0.51404 | 400062
2016-01-09 13:00 | 2.61e-08 | 0.51036 | 417421
2016-01-09 14:00 | 0.098657 | 0.4963 | 432775
2016-01-09 15:00 | 0.42169 | 0.49706 | 443504
2016-01-09 16:00 | 0.57421 | 0.48361 | 447564
2016-01-09 17:00 | 0.58612 | 0.46263 | 446237
2016-01-09 18:00 | 0.54993 | 0.46092 | 441450
2016-01-09 19:00 | 0.53031 | 0.46978 | 437135
2016-01-09 20:00 | 0.54515 | 0.47638 | 434799
2016-01-09 21:00 | 0.55773 | 0.47931 | 438748
2016-01-09 22:00 | 0.49662 | 0.46463 | 451099
2016-01-09 23:00 | 0.17046 | 0.43744 | 461966
2016-01-10 | 0.00071692 | 0.41613 | 466908
2016-01-10 01:00 | 0 | 0.39935 | 465022
2016-01-10 02:00 | 0 | 0.38465 | 458039
2016-01-10 03:00 | 0 | 0.36871 | 445223
2016-01-10 04:00 | 0 | 0.35402 | 429865
2016-01-10 05:00 | 0 | 0.34417 | 414836
2016-01-10 06:00 | 0 | 0.33657 | 401159
2016-01-10 07:00 | 0 | 0.32998 | 391763
2016-01-10 08:00 | 0 | 0.32364 | 387369
2016-01-10 09:00 | 0 | 0.32513 | 386669
2016-01-10 10:00 | 0 | 0.33117 | 390692
2016-01-10 11:00 | 0 | 0.33073 | 400516
2016-01-10 12:00 | 0 | 0.31998 | 415332
2016-01-10 13:00 | 2.09e-07 | 0.30064 | 431531
2016-01-10 14:00 | 0.10714 | 0.26445 | 446224
2016-01-10 15:00 | 0.36678 | 0.19145 | 454445
2016-01-10 16:00 | 0.50479 | 0.15692 | 455969
2016-01-10 17:00 | 0.53637 | 0.16619 | 455005
2016-01-10 18:00 | 0.52392 | 0.19383 | 450676
2016-01-10 19:00 | 0.50759 | 0.2191 | 445348
2016-01-10 20:00 | 0.50702 | 0.23578 | 441043
2016-01-10 21:00 | 0.50436 | 0.24205 | 445970
2016-01-10 22:00 | 0.42446 | 0.26002 | 462762
2016-01-10 23:00 | 0.17367 | 0.31445 | 486387
2016-01-11 | 0.0028482 | 0.37533 | 499575
2016-01-11 01:00 | 0 | 0.42408 | 503763
2016-01-11 02:00 | 0 | 0.44679 | 499300
2016-01-11 03:00 | 0 | 0.4614 | 486290
2016-01-11 04:00 | 0 | 0.4709 | 469026
2016-01-11 05:00 | 0 | 0.48079 | 454916
2016-01-11 06:00 | 0 | 0.48597 | 445035
2016-01-11 07:00 | 0 | 0.48676 | 440399
2016-01-11 08:00 | 0 | 0.48183 | 440627
2016-01-11 09:00 | 0 | 0.46555 | 447243
2016-01-11 10:00 | 0 | 0.44727 | 465391
2016-01-11 11:00 | 0 | 0.43643 | 503205
2016-01-11 12:00 | 0 | 0.42763 | 537493
2016-01-11 13:00 | 5.8e-08 | 0.42586 | 547765
2016-01-11 14:00 | 0.095254 | 0.39626 | 543677
2016-01-11 15:00 | 0.48176 | 0.31857 | 535867
2016-01-11 16:00 | 0.61991 | 0.33687 | 524193
2016-01-11 17:00 | 0.61419 | 0.42591 | 511046
2016-01-11 18:00 | 0.58534 | 0.48688 | 501251
2016-01-11 19:00 | 0.57482 | 0.53143 | 492140
2016-01-11 20:00 | 0.59235 | 0.55402 | 485928
2016-01-11 21:00 | 0.62042 | 0.54329 | 488605
2016-01-11 22:00 | 0.56078 | 0.55823 | 506939
2016-01-11 23:00 | 0.19536 | 0.57687 | 526379
2016-01-12 | 0.0025805 | 0.57875 | 542445
2016-01-12 01:00 | 0 | 0.58336 | 543639
2016-01-12 02:00 | 0 | 0.60723 | 535222
2016-01-12 03:00 | 0 | 0.65447 | 517768
2016-01-12 04:00 | 0 | 0.6874 | 493946
2016-01-12 05:00 | 0 | 0.69762 | 476108
2016-01-12 06:00 | 0 | 0.69935 | 463046
2016-01-12 07:00 | 0 | 0.69247 | 454908
2016-01-12 08:00 | 0 | 0.68 | 451631
2016-01-12 09:00 | 0 | 0.66013 | 454626
2016-01-12 10:00 | 0 | 0.63281 | 468323
2016-01-12 11:00 | 0 | 0.59316 | 501211
2016-01-12 12:00 | 0 | 0.5425 | 532066
2016-01-12 13:00 | 6.52e-07 | 0.49191 | 539233
2016-01-12 14:00 | 0.12928 | 0.38673 | 532105
2016-01-12 15:00 | 0.55394 | 0.28053 | 521670
2016-01-12 16:00 | 0.65746 | 0.21589 | 510052
2016-01-12 17:00 | 0.64056 | 0.20691 | 498062
2016-01-12 18:00 | 0.60264 | 0.22232 | 488561
2016-01-12 19:00 | 0.58558 | 0.24217 | 480756
2016-01-12 20:00 | 0.60013 | 0.25296 | 474428
2016-01-12 21:00 | 0.62769 | 0.25401 | 476053
2016-01-12 22:00 | 0.57449 | 0.27715 | 492115
2016-01-12 23:00 | 0.20565 | 0.31038 | 513200
2016-01-13 | 0.0033679 | 0.37906 | 524891
2016-01-13 01:00 | 0 | 0.46674 | 526072
2016-01-13 02:00 | 0 | 0.53911 | 519458
2016-01-13 03:00 | 0 | 0.60088 | 503849
2016-01-13 04:00 | 0 | 0.63887 | 483469
2016-01-13 05:00 | 0 | 0.6421 | 465481
2016-01-13 06:00 | 0 | 0.63926 | 454923
2016-01-13 07:00 | 0 | 0.63448 | 448875
2016-01-13 08:00 | 0 | 0.63112 | 447429
2016-01-13 09:00 | 0 | 0.62141 | 452208
2016-01-13 10:00 | 0 | 0.60972 | 469687
2016-01-13 11:00 | 0 | 0.60055 | 505391
2016-01-13 12:00 | 0 | 0.58414 | 537146
2016-01-13 13:00 | 1.18e-06 | 0.56618 | 545012
2016-01-13 14:00 | 0.05567 | 0.4648 | 537234
2016-01-13 15:00 | 0.4856 | 0.29439 | 525619
2016-01-13 16:00 | 0.5809 | 0.20678 | 512003
2016-01-13 17:00 | 0.58156 | 0.20838 | 498883
2016-01-13 18:00 | 0.55966 | 0.24156 | 487741
2016-01-13 19:00 | 0.54701 | 0.26326 | 480098
2016-01-13 20:00 | 0.56107 | 0.27023 | 475714
2016-01-13 21:00 | 0.57419 | 0.32151 | 479086
2016-01-13 22:00 | 0.49401 | 0.41122 | 495539
2016-01-13 23:00 | 0.17431 | 0.49826 | 515312
2016-01-14 | 0.003882 | 0.57062 | 525731
2016-01-14 01:00 | 0 | 0.61577 | 525788
2016-01-14 02:00 | 0 | 0.64527 | 518221
2016-01-14 03:00 | 0 | 0.67326 | 499085
2016-01-14 04:00 | 0 | 0.70129 | 476059
2016-01-14 05:00 | 0 | 0.7233 | 455967
2016-01-14 06:00 | 0 | 0.73473 | 443426
2016-01-14 07:00 | 0 | 0.73192 | 434625
2016-01-14 08:00 | 0 | 0.71851 | 430323
2016-01-14 09:00 | 0 | 0.69133 | 433882
2016-01-14 10:00 | 0 | 0.67192 | 449048
2016-01-14 11:00 | 0 | 0.66291 | 482678
2016-01-14 12:00 | 0 | 0.65959 | 511825
2016-01-14 13:00 | 0 | 0.65686 | 518934
2016-01-14 14:00 | 0.13053 | 0.58009 | 511165
2016-01-14 15:00 | 0.48191 | 0.4541 | 499774
2016-01-14 16:00 | 0.58644 | 0.42369 | 485758
2016-01-14 17:00 | 0.60438 | 0.50764 | 471708
2016-01-14 18:00 | 0.58128 | 0.5748 | 461997
2016-01-14 19:00 | 0.56184 | 0.59899 | 454127
2016-01-14 20:00 | 0.56958 | 0.60204 | 449692
2016-01-14 21:00 | 0.58043 | 0.61718 | 451533
2016-01-14 22:00 | 0.50578 | 0.63861 | 463636
2016-01-14 23:00 | 0.19515 | 0.66778 | 481986
2016-01-15 | 0.0026644 | 0.68403 | 491071
2016-01-15 01:00 | 0 | 0.69302 | 490964
2016-01-15 02:00 | 0 | 0.69659 | 482259
2016-01-15 03:00 | 0 | 0.69278 | 462693
2016-01-15 04:00 | 0 | 0.68409 | 440735
2016-01-15 05:00 | 0 | 0.67135 | 420298
2016-01-15 06:00 | 0 | 0.65955 | 406086
2016-01-15 07:00 | 0 | 0.64791 | 397042
2016-01-15 08:00 | 0 | 0.63308 | 392675
2016-01-15 09:00 | 0 | 0.61938 | 394761
2016-01-15 10:00 | 0 | 0.60382 | 407359
2016-01-15 11:00 | 0 | 0.58435 | 436666
2016-01-15 12:00 | 0 | 0.56155 | 466185
2016-01-15 13:00 | 2.53e-06 | 0.52761 | 477552
2016-01-15 14:00 | 0.1402 | 0.39378 | 480240
2016-01-15 15:00 | 0.33532 | 0.29717 | 481526
2016-01-15 16:00 | 0.45059 | 0.26869 | 477244
2016-01-15 17:00 | 0.48227 | 0.24852 | 470535
2016-01-15 18:00 | 0.47624 | 0.24841 | 464809
2016-01-15 19:00 | 0.47052 | 0.26147 | 459306
2016-01-15 20:00 | 0.4661 | 0.27683 | 455638
2016-01-15 21:00 | 0.45393 | 0.28037 | 456911
2016-01-15 22:00 | 0.39994 | 0.29398 | 464155
2016-01-15 23:00 | 0.19056 | 0.32855 | 471864
2016-01-16 | 0.0058251 | 0.34649 | 473518
2016-01-16 01:00 | 0 | 0.34541 | 469990
2016-01-16 02:00 | 0 | 0.33666 | 462067
2016-01-16 03:00 | 0 | 0.33144 | 446898
2016-01-16 04:00 | 0 | 0.32857 | 429098
2016-01-16 05:00 | 0 | 0.32506 | 411200
2016-01-16 06:00 | 0 | 0.32389 | 397507
2016-01-16 07:00 | 0 | 0.32565 | 388116
2016-01-16 08:00 | 0 | 0.3286 | 383335
2016-01-16 09:00 | 0 | 0.32873 | 382836
2016-01-16 10:00 | 0 | 0.33917 | 388193
2016-01-16 11:00 | 0 | 0.35568 | 398613
2016-01-16 12:00 | 0 | 0.36062 | 414957
2016-01-16 13:00 | 0 | 0.36 | 431737
2016-01-16 14:00 | 0.056431 | 0.32496 | 445036
2016-01-16 15:00 | 0.3752 | 0.273 | 450767
2016-01-16 16:00 | 0.47454 | 0.26485 | 449596
2016-01-16 17:00 | 0.49433 | 0.27747 | 445176
2016-01-16 18:00 | 0.48237 | 0.29662 | 438693
2016-01-16 19:00 | 0.47666 | 0.31319 | 433491
2016-01-16 20:00 | 0.47859 | 0.32492 | 430588
2016-01-16 21:00 | 0.4739 | 0.32849 | 433541
2016-01-16 22:00 | 0.39368 | 0.31385 | 444810
2016-01-16 23:00 | 0.13742 | 0.3009 | 460141
2016-01-17 | 0.0036858 | 0.29762 | 466002
2016-01-17 01:00 | 0 | 0.29913 | 466202
2016-01-17 02:00 | 0 | 0.31298 | 461031
2016-01-17 03:00 | 0 | 0.33308 | 449651
2016-01-17 04:00 | 0 | 0.36075 | 433925
2016-01-17 05:00 | 0 | 0.39183 | 420780
2016-01-17 06:00 | 0 | 0.42059 | 409148
2016-01-17 07:00 | 0 | 0.43887 | 400726
2016-01-17 08:00 | 0 | 0.44311 | 397107
2016-01-17 09:00 | 0 | 0.42422 | 396995
2016-01-17 10:00 | 0 | 0.39388 | 401148
2016-01-17 11:00 | 0 | 0.36896 | 411144
2016-01-17 12:00 | 0 | 0.35135 | 426593
2016-01-17 13:00 | 3.71e-06 | 0.33728 | 444517
2016-01-17 14:00 | 0.049245 | 0.29434 | 458932
2016-01-17 15:00 | 0.36051 | 0.24316 | 464245
2016-01-17 16:00 | 0.50948 | 0.23498 | 462424
2016-01-17 17:00 | 0.5445 | 0.23382 | 459077
2016-01-17 18:00 | 0.52042 | 0.23029 | 454097
2016-01-17 19:00 | 0.5128 | 0.22805 | 448939
2016-01-17 20:00 | 0.53142 | 0.22142 | 445370
2016-01-17 21:00 | 0.54981 | 0.21247 | 448873
2016-01-17 22:00 | 0.49747 | 0.21152 | 464088
2016-01-17 23:00 | 0.17362 | 0.24792 | 485734
2016-01-18 | 0.0050361 | 0.27235 | 496055
2016-01-18 01:00 | 0 | 0.27314 | 499903
2016-01-18 02:00 | 0 | 0.26859 | 495273
2016-01-18 03:00 | 0 | 0.25908 | 485022
2016-01-18 04:00 | 0 | 0.24875 | 469740
2016-01-18 05:00 | 0 | 0.2432 | 455921
2016-01-18 06:00 | 0 | 0.23917 | 448386
2016-01-18 07:00 | 0 | 0.23303 | 444095
2016-01-18 08:00 | 0 | 0.22761 | 444476
2016-01-18 09:00 | 0 | 0.21932 | 451294
2016-01-18 10:00 | 0 | 0.21398 | 467139
2016-01-18 11:00 | 0 | 0.21138 | 494557
2016-01-18 12:00 | 0 | 0.21067 | 523689
2016-01-18 13:00 | 5.03e-06 | 0.21403 | 540845
2016-01-18 14:00 | 0.07477 | 0.19978 | 544986
2016-01-18 15:00 | 0.33183 | 0.15766 | 543295
2016-01-18 16:00 | 0.44145 | 0.14074 | 536682
2016-01-18 17:00 | 0.47739 | 0.1441 | 527471
2016-01-18 18:00 | 0.47938 | 0.15997 | 517624
2016-01-18 19:00 | 0.47761 | 0.17647 | 509646
2016-01-18 20:00 | 0.48286 | 0.18521 | 504548
2016-01-18 21:00 | 0.47459 | 0.19507 | 507574
2016-01-18 22:00 | 0.39346 | 0.23152 | 526254
2016-01-18 23:00 | 0.16686 | 0.33868 | 549477
2016-01-19 | 0.0050901 | 0.39524 | 562369
2016-01-19 01:00 | 0 | 0.41426 | 563958
2016-01-19 02:00 | 0 | 0.39862 | 556327
2016-01-19 03:00 | 0 | 0.37982 | 538055
2016-01-19 04:00 | 0 | 0.3684 | 516738
2016-01-19 05:00 | 0 | 0.36227 | 501292
2016-01-19 06:00 | 0 | 0.35807 | 488827
2016-01-19 07:00 | 0 | 0.35577 | 482783
2016-01-19 08:00 | 0 | 0.35133 | 481076
2016-01-19 09:00 | 0 | 0.34534 | 486092
2016-01-19 10:00 | 0 | 0.34117 | 502163
2016-01-19 11:00 | 0 | 0.33794 | 535457
2016-01-19 12:00 | 0 | 0.33913 | 566299
2016-01-19 13:00 | 0 | 0.34546 | 573164
2016-01-19 14:00 | 0.052253 | 0.32875 | 566429
2016-01-19 15:00 | 0.335 | 0.26661 | 557716
2016-01-19 16:00 | 0.44222 | 0.26538 | 545130
2016-01-19 17:00 | 0.45758 | 0.271 | 531980
2016-01-19 18:00 | 0.45271 | 0.25925 | 520957
2016-01-19 19:00 | 0.45397 | 0.25162 | 512504
2016-01-19 20:00 | 0.46435 | 0.24139 | 508038
2016-01-19 21:00 | 0.46243 | 0.2214 | 511350
2016-01-19 22:00 | 0.37438 | 0.21108 | 528590
2016-01-19 23:00 | 0.12432 | 0.26178 | 550838
2016-01-20 | 0.0041729 | 0.3151 | 561888
2016-01-20 01:00 | 0 | 0.35726 | 561943
2016-01-20 02:00 | 0 | 0.39298 | 552117
2016-01-20 03:00 | 0 | 0.39873 | 532519
2016-01-20 04:00 | 0 | 0.38608 | 508121
2016-01-20 05:00 | 0 | 0.3655 | 489033
2016-01-20 06:00 | 0 | 0.34788 | 477201
2016-01-20 07:00 | 0 | 0.33757 | 469244
2016-01-20 08:00 | 0 | 0.32783 | 465073
2016-01-20 09:00 | 0 | 0.31283 | 467668
2016-01-20 10:00 | 0 | 0.29723 | 480665
2016-01-20 11:00 | 0 | 0.28153 | 511178
2016-01-20 12:00 | 0 | 0.26795 | 538547
2016-01-20 13:00 | 1.09e-05 | 0.26412 | 545720
2016-01-20 14:00 | 0.033773 | 0.24411 | 541525
2016-01-20 15:00 | 0.31721 | 0.20056 | 535783
2016-01-20 16:00 | 0.47167 | 0.2019 | 524933
2016-01-20 17:00 | 0.52938 | 0.23964 | 513323
2016-01-20 18:00 | 0.53081 | 0.27801 | 504846
2016-01-20 19:00 | 0.53301 | 0.31056 | 499511
2016-01-20 20:00 | 0.55706 | 0.32679 | 496267
2016-01-20 21:00 | 0.58755 | 0.31478 | 498452
2016-01-20 22:00 | 0.54556 | 0.3129 | 512960
2016-01-20 23:00 | 0.26403 | 0.35203 | 530355
2016-01-21 | 0.0092433 | 0.3583 | 536685
2016-01-21 01:00 | 0 | 0.35257 | 533921
2016-01-21 02:00 | 0 | 0.3444 | 523733
2016-01-21 03:00 | 0 | 0.33906 | 502414
2016-01-21 04:00 | 0 | 0.33758 | 477551
2016-01-21 05:00 | 0 | 0.33144 | 456315
2016-01-21 06:00 | 0 | 0.31919 | 443693
2016-01-21 07:00 | 0 | 0.31593 | 435960
2016-01-21 08:00 | 0 | 0.31888 | 432949
2016-01-21 09:00 | 0 | 0.31769 | 435901
2016-01-21 10:00 | 0 | 0.31649 | 448923
2016-01-21 11:00 | 0 | 0.31566 | 480425
2016-01-21 12:00 | 0 | 0.31788 | 510035
2016-01-21 13:00 | 1.47e-05 | 0.32124 | 518534
2016-01-21 14:00 | 0.07907 | 0.29758 | 515838
2016-01-21 15:00 | 0.50895 | 0.31602 | 511625
2016-01-21 16:00 | 0.61913 | 0.33608 | 504869
2016-01-21 17:00 | 0.61776 | 0.34429 | 497314
2016-01-21 18:00 | 0.58808 | 0.35637 | 490719
2016-01-21 19:00 | 0.57325 | 0.37971 | 486338
2016-01-21 20:00 | 0.58294 | 0.40293 | 483984
2016-01-21 21:00 | 0.59659 | 0.41289 | 486412
2016-01-21 22:00 | 0.53297 | 0.4016 | 501961
2016-01-21 23:00 | 0.21177 | 0.41514 | 520445
2016-01-22 | 0.0062849 | 0.42216 | 527936
2016-01-22 01:00 | 0 | 0.40402 | 526468
2016-01-22 02:00 | 0 | 0.38178 | 516856
2016-01-22 03:00 | 0 | 0.36552 | 498821
2016-01-22 04:00 | 0 | 0.35109 | 476229
2016-01-22 05:00 | 0 | 0.34759 | 456375
2016-01-22 06:00 | 0 | 0.35256 | 444230
2016-01-22 07:00 | 0 | 0.3619 | 436401
2016-01-22 08:00 | 0 | 0.37173 | 433510
2016-01-22 09:00 | 0 | 0.37985 | 436978
2016-01-22 10:00 | 0 | 0.38896 | 449180
2016-01-22 11:00 | 0 | 0.38714 | 477761
2016-01-22 12:00 | 0 | 0.37578 | 507663
2016-01-22 13:00 | 2.26e-05 | 0.35767 | 521669
2016-01-22 14:00 | 0.087179 | 0.30705 | 527730
2016-01-22 15:00 | 0.47304 | 0.27741 | 530526
2016-01-22 16:00 | 0.56429 | 0.23355 | 527349
2016-01-22 17:00 | 0.55701 | 0.21048 | 521407
2016-01-22 18:00 | 0.53881 | 0.20987 | 515885
2016-01-22 19:00 | 0.53324 | 0.22012 | 510547
2016-01-22 20:00 | 0.54594 | 0.23788 | 506514
2016-01-22 21:00 | 0.55467 | 0.25986 | 507046
2016-01-22 22:00 | 0.46568 | 0.29215 | 517154
2016-01-22 23:00 | 0.1812 | 0.3821 | 529079
2016-01-23 | 0.0051588 | 0.46208 | 532762
2016-01-23 01:00 | 0 | 0.48704 | 529195
2016-01-23 02:00 | 0 | 0.48926 | 520505
2016-01-23 03:00 | 0 | 0.48661 | 505807
2016-01-23 04:00 | 0 | 0.48092 | 487425
2016-01-23 05:00 | 0 | 0.47877 | 471931
2016-01-23 06:00 | 0 | 0.47895 | 460046
2016-01-23 07:00 | 0 | 0.48341 | 452760
2016-01-23 08:00 | 0 | 0.48707 | 448842
2016-01-23 09:00 | 0 | 0.49429 | 449099
2016-01-23 10:00 | 0 | 0.5026 | 454288
2016-01-23 11:00 | 0 | 0.50984 | 463739
2016-01-23 12:00 | 0 | 0.51621 | 478856
2016-01-23 13:00 | 2.78e-05 | 0.5215 | 495520
2016-01-23 14:00 | 0.099082 | 0.48998 | 509928
2016-01-23 15:00 | 0.34843 | 0.42499 | 516578
2016-01-23 16:00 | 0.45111 | 0.35664 | 513731
2016-01-23 17:00 | 0.47939 | 0.35413 | 505643
2016-01-23 18:00 | 0.47354 | 0.37083 | 494705
2016-01-23 19:00 | 0.46385 | 0.38233 | 483360
2016-01-23 20:00 | 0.45906 | 0.37691 | 476779
2016-01-23 21:00 | 0.43485 | 0.36026 | 476727
2016-01-23 22:00 | 0.34958 | 0.39887 | 488300
2016-01-23 23:00 | 0.15029 | 0.53601 | 505374
2016-01-24 | 0.0098227 | 0.59087 | 514019
2016-01-24 01:00 | 0 | 0.59556 | 514024
2016-01-24 02:00 | 0 | 0.57328 | 508962
2016-01-24 03:00 | 0 | 0.53701 | 497824
2016-01-24 04:00 | 0 | 0.49958 | 482754
2016-01-24 05:00 | 0 | 0.46528 | 468555
2016-01-24 06:00 | 0 | 0.43382 | 459947
2016-01-24 07:00 | 0 | 0.4034 | 454182
2016-01-24 08:00 | 0 | 0.37673 | 452194
2016-01-24 09:00 | 0 | 0.3579 | 453163
2016-01-24 10:00 | 0 | 0.34536 | 457622
2016-01-24 11:00 | 0 | 0.33382 | 468618
2016-01-24 12:00 | 0 | 0.32414 | 482809
2016-01-24 13:00 | 2.59e-05 | 0.31737 | 494739
2016-01-24 14:00 | 0.078346 | 0.27996 | 496332
2016-01-24 15:00 | 0.39883 | 0.19938 | 487392
2016-01-24 16:00 | 0.53516 | 0.19565 | 473672
2016-01-24 17:00 | 0.56827 | 0.22715 | 460203
2016-01-24 18:00 | 0.54756 | 0.27048 | 447336
2016-01-24 19:00 | 0.5343 | 0.30316 | 437481
2016-01-24 20:00 | 0.54361 | 0.32322 | 431504
2016-01-24 21:00 | 0.55732 | 0.34625 | 433670
2016-01-24 22:00 | 0.503 | 0.4094 | 450881
2016-01-24 23:00 | 0.25689 | 0.47431 | 474596
2016-01-25 | 0.010035 | 0.49704 | 491726
2016-01-25 01:00 | 0 | 0.48531 | 495962
2016-01-25 02:00 | 0 | 0.47603 | 491171
2016-01-25 03:00 | 0 | 0.47755 | 478100
2016-01-25 04:00 | 0 | 0.48346 | 460344
2016-01-25 05:00 | 0 | 0.48938 | 445039
2016-01-25 06:00 | 0 | 0.50107 | 435449
2016-01-25 07:00 | 0 | 0.51736 | 430084
2016-01-25 08:00 | 0 | 0.53277 | 429371
2016-01-25 09:00 | 0 | 0.5388 | 434477
2016-01-25 10:00 | 0 | 0.54594 | 450562
2016-01-25 11:00 | 0 | 0.55749 | 482964
2016-01-25 12:00 | 0 | 0.56 | 513254
2016-01-25 13:00 | 2.8e-05 | 0.5669 | 521833
2016-01-25 14:00 | 0.15452 | 0.4833 | 513400
2016-01-25 15:00 | 0.48082 | 0.50462 | 502803
2016-01-25 16:00 | 0.61529 | 0.54846 | 490218
2016-01-25 17:00 | 0.6334 | 0.562 | 478418
2016-01-25 18:00 | 0.60138 | 0.58032 | 468443
2016-01-25 19:00 | 0.58294 | 0.60314 | 460520
2016-01-25 20:00 | 0.59342 | 0.61695 | 455084
2016-01-25 21:00 | 0.60642 | 0.61356 | 456462
2016-01-25 22:00 | 0.54651 | 0.59735 | 470804
2016-01-25 23:00 | 0.29061 | 0.66992 | 489971
2016-01-26 | 0.014353 | 0.72151 | 498882
2016-01-26 01:00 | 0 | 0.73616 | 497920
2016-01-26 02:00 | 0 | 0.73185 | 487578
2016-01-26 03:00 | 0 | 0.7017 | 468214
2016-01-26 04:00 | 0 | 0.65944 | 444306
2016-01-26 05:00 | 0 | 0.62368 | 424224
2016-01-26 06:00 | 0 | 0.58985 | 410463
2016-01-26 07:00 | 0 | 0.57134 | 402333
2016-01-26 08:00 | 0 | 0.5556 | 398895
2016-01-26 09:00 | 0 | 0.55142 | 402129
2016-01-26 10:00 | 0 | 0.5533 | 415301
2016-01-26 11:00 | 0 | 0.54769 | 445595
2016-01-26 12:00 | 0 | 0.53415 | 475322
2016-01-26 13:00 | 4.67e-06 | 0.51268 | 486896
2016-01-26 14:00 | 0.042868 | 0.40124 | 487445
2016-01-26 15:00 | 0.49808 | 0.29998 | 486455
2016-01-26 16:00 | 0.61716 | 0.29808 | 481157
2016-01-26 17:00 | 0.60771 | 0.32196 | 474019
2016-01-26 18:00 | 0.58715 | 0.32662 | 468079
2016-01-26 19:00 | 0.57672 | 0.32234 | 463872
2016-01-26 20:00 | 0.59273 | 0.31093 | 461239
2016-01-26 21:00 | 0.61694 | 0.27643 | 463887
2016-01-26 22:00 | 0.59295 | 0.26327 | 477148
2016-01-26 23:00 | 0.30918 | 0.25797 | 492997
2016-01-27 | 0.015881 | 0.27734 | 500249
2016-01-27 01:00 | 0 | 0.31423 | 499113
2016-01-27 02:00 | 0 | 0.35485 | 488910
2016-01-27 03:00 | 0 | 0.39205 | 469326
2016-01-27 04:00 | 0 | 0.43479 | 445534
2016-01-27 05:00 | 0 | 0.48398 | 425309
2016-01-27 06:00 | 0 | 0.53192 | 411719
2016-01-27 07:00 | 0 | 0.57064 | 403198
2016-01-27 08:00 | 0 | 0.60484 | 399404
2016-01-27 09:00 | 0 | 0.63408 | 403381
2016-01-27 10:00 | 0 | 0.65329 | 418666
2016-01-27 11:00 | 0 | 0.66139 | 449958
2016-01-27 12:00 | 0 | 0.6634 | 482253
2016-01-27 13:00 | 2.98e-05 | 0.66642 | 494454
2016-01-27 14:00 | 0.092099 | 0.57475 | 496472
2016-01-27 15:00 | 0.54032 | 0.4754 | 495410
2016-01-27 16:00 | 0.63901 | 0.45311 | 488754
2016-01-27 17:00 | 0.62094 | 0.51039 | 479322
2016-01-27 18:00 | 0.594 | 0.5689 | 469952
2016-01-27 19:00 | 0.58112 | 0.6032 | 462707
2016-01-27 20:00 | 0.5926 | 0.60768 | 458018
2016-01-27 21:00 | 0.61015 | 0.60849 | 458984
2016-01-27 22:00 | 0.55857 | 0.65987 | 471783
2016-01-27 23:00 | 0.23259 | 0.69052 | 491721
2016-01-28 | 0.010578 | 0.7185 | 503795
2016-01-28 01:00 | 0 | 0.74465 | 505618
2016-01-28 02:00 | 0 | 0.7664 | 498533
2016-01-28 03:00 | 0 | 0.78733 | 480798
2016-01-28 04:00 | 0 | 0.80773 | 458328
2016-01-28 05:00 | 0 | 0.82475 | 439388
2016-01-28 06:00 | 0 | 0.8356 | 427549
2016-01-28 07:00 | 0 | 0.84331 | 420148
2016-01-28 08:00 | 0 | 0.83759 | 417062
2016-01-28 09:00 | 0 | 0.82346 | 420727
2016-01-28 10:00 | 0 | 0.80631 | 437126
2016-01-28 11:00 | 0 | 0.79151 | 471427
2016-01-28 12:00 | 0 | 0.7737 | 503404
2016-01-28 13:00 | 3.62e-05 | 0.74211 | 512040
2016-01-28 14:00 | 0.091961 | 0.55297 | 507622
2016-01-28 15:00 | 0.54663 | 0.34228 | 498829
2016-01-28 16:00 | 0.67487 | 0.2963 | 486539
2016-01-28 17:00 | 0.65899 | 0.33188 | 473213
2016-01-28 18:00 | 0.61911 | 0.34377 | 463101
2016-01-28 19:00 | 0.60272 | 0.33482 | 455087
2016-01-28 20:00 | 0.61796 | 0.32023 | 450296
2016-01-28 21:00 | 0.65238 | 0.30855 | 452306
2016-01-28 22:00 | 0.61706 | 0.33917 | 463893
2016-01-28 23:00 | 0.26728 | 0.37637 | 479734
2016-01-29 | 0.014032 | 0.41058 | 489988
2016-01-29 01:00 | 0 | 0.44411 | 491465
2016-01-29 02:00 | 0 | 0.49006 | 483885
2016-01-29 03:00 | 0 | 0.55581 | 466139
2016-01-29 04:00 | 0 | 0.62855 | 442987
2016-01-29 05:00 | 0 | 0.6816 | 424662
2016-01-29 06:00 | 0 | 0.71972 | 413273
2016-01-29 07:00 | 0 | 0.75209 | 406076
2016-01-29 08:00 | 0 | 0.77592 | 403830
2016-01-29 09:00 | 0 | 0.78918 | 408717
2016-01-29 10:00 | 0 | 0.80087 | 423725
2016-01-29 11:00 | 0 | 0.8148 | 458104
2016-01-29 12:00 | 0 | 0.82052 | 489880
2016-01-29 13:00 | 3.94e-05 | 0.81893 | 498339
2016-01-29 14:00 | 0.11095 | 0.70645 | 492284
2016-01-29 15:00 | 0.48106 | 0.58703 | 483987
2016-01-29 16:00 | 0.57184 | 0.61274 | 472607
2016-01-29 17:00 | 0.56876 | 0.73498 | 461493
2016-01-29 18:00 | 0.55108 | 0.79233 | 453063
2016-01-29 19:00 | 0.54428 | 0.80937 | 446413
2016-01-29 20:00 | 0.55283 | 0.80173 | 441068
2016-01-29 21:00 | 0.56383 | 0.79891 | 441048
2016-01-29 22:00 | 0.4918 | 0.81157 | 450733
2016-01-29 23:00 | 0.23008 | 0.81841 | 465999
2016-01-30 | 0.013564 | 0.78504 | 473718
2016-01-30 01:00 | 0 | 0.74212 | 473262
2016-01-30 02:00 | 0 | 0.70075 | 468077
2016-01-30 03:00 | 0 | 0.66793 | 455580
2016-01-30 04:00 | 0 | 0.65037 | 437622
2016-01-30 05:00 | 0 | 0.64987 | 421454
2016-01-30 06:00 | 0 | 0.66886 | 409661
2016-01-30 07:00 | 0 | 0.67799 | 401725
2016-01-30 08:00 | 0 | 0.67038 | 397446
2016-01-30 09:00 | 0 | 0.65914 | 399211
2016-01-30 10:00 | 0 | 0.64377 | 406491
2016-01-30 11:00 | 0 | 0.62954 | 420075
2016-01-30 12:00 | 0 | 0.62403 | 436599
2016-01-30 13:00 | 4.36e-05 | 0.62454 | 448082
2016-01-30 14:00 | 0.10935 | 0.5401 | 447923
2016-01-30 15:00 | 0.42269 | 0.35059 | 440969
2016-01-30 16:00 | 0.51863 | 0.33245 | 431135
2016-01-30 17:00 | 0.5357 | 0.41794 | 420375
2016-01-30 18:00 | 0.52564 | 0.47547 | 410136
2016-01-30 19:00 | 0.52025 | 0.50968 | 402345
2016-01-30 20:00 | 0.52796 | 0.53362 | 398119
2016-01-30 21:00 | 0.53794 | 0.55571 | 398211
2016-01-30 22:00 | 0.47652 | 0.57517 | 407935
2016-01-30 23:00 | 0.24979 | 0.58693 | 424712
2016-01-31 | 0.016489 | 0.59834 | 432706
2016-01-31 01:00 | 0 | 0.60341 | 433566
2016-01-31 02:00 | 0 | 0.61749 | 428394
2016-01-31 03:00 | 0 | 0.64683 | 417412
2016-01-31 04:00 | 0 | 0.67022 | 401466
2016-01-31 05:00 | 0 | 0.67545 | 385031
2016-01-31 06:00 | 0 | 0.67181 | 372884
2016-01-31 07:00 | 0 | 0.66085 | 364163
2016-01-31 08:00 | 0 | 0.64981 | 359200
2016-01-31 09:00 | 0 | 0.62858 | 358040
2016-01-31 10:00 | 0 | 0.59374 | 360898
2016-01-31 11:00 | 0 | 0.5612 | 368195
2016-01-31 12:00 | 0 | 0.53048 | 380157
2016-01-31 13:00 | 5.51e-05 | 0.50261 | 391752
2016-01-31 14:00 | 0.11746 | 0.38899 | 399409
2016-01-31 15:00 | 0.36893 | 0.29341 | 400465
2016-01-31 16:00 | 0.45933 | 0.34679 | 398733
2016-01-31 17:00 | 0.47833 | 0.36964 | 397649
2016-01-31 18:00 | 0.4735 | 0.36127 | 395805
2016-01-31 19:00 | 0.46491 | 0.35606 | 393066
2016-01-31 20:00 | 0.44498 | 0.34751 | 391975
2016-01-31 21:00 | 0.40389 | 0.32146 | 395107
2016-01-31 22:00 | 0.32392 | 0.33141 | 407470
2016-01-31 23:00 | 0.14804 | 0.35834 | 425236
2016-02-01 | 0.012193 | 0.36298 | 434806
2016-02-01 01:00 | 0 | 0.35282 | 435064
2016-02-01 02:00 | 0 | 0.3351 | 426819
2016-02-01 03:00 | 0 | 0.3208 | 411759
2016-02-01 04:00 | 0 | 0.30793 | 391383
2016-02-01 05:00 | 0 | 0.2947 | 372942
2016-02-01 06:00 | 0 | 0.284 | 361001
2016-02-01 07:00 | 0 | 0.27675 | 353033
2016-02-01 08:00 | 0 | 0.26996 | 350045
2016-02-01 09:00 | 0 | 0.25704 | 353256
2016-02-01 10:00 | 0 | 0.24073 | 368542
2016-02-01 11:00 | 0 | 0.2342 | 401550
2016-02-01 12:00 | 0 | 0.23251 | 433191
2016-02-01 13:00 | 5.98e-05 | 0.22838 | 444295
2016-02-01 14:00 | 0.092878 | 0.1671 | 447894
2016-02-01 15:00 | 0.31718 | 0.17864 | 450694
2016-02-01 16:00 | 0.45352 | 0.26264 | 449644
2016-02-01 17:00 | 0.49924 | 0.32992 | 446263
2016-02-01 18:00 | 0.50663 | 0.36697 | 442699
2016-02-01 19:00 | 0.49938 | 0.3959 | 439797
2016-02-01 20:00 | 0.49173 | 0.42348 | 437129
2016-02-01 21:00 | 0.48025 | 0.4545 | 438025
2016-02-01 22:00 | 0.43514 | 0.48843 | 446188
2016-02-01 23:00 | 0.26102 | 0.54558 | 461930
2016-02-02 | 0.024179 | 0.57161 | 471806
2016-02-02 01:00 | 0 | 0.56317 | 470709
2016-02-02 02:00 | 0 | 0.54474 | 461079
2016-02-02 03:00 | 0 | 0.5323 | 442670
2016-02-02 04:00 | 0 | 0.51648 | 418336
2016-02-02 05:00 | 0 | 0.50954 | 396625
2016-02-02 06:00 | 0 | 0.50837 | 381749
2016-02-02 07:00 | 0 | 0.52081 | 371769
2016-02-02 08:00 | 0 | 0.53823 | 366772
2016-02-02 09:00 | 0 | 0.56491 | 368591
2016-02-02 10:00 | 0 | 0.60408 | 382021
2016-02-02 11:00 | 0 | 0.64143 | 414646
2016-02-02 12:00 | 0 | 0.66191 | 443825
2016-02-02 13:00 | 7.89e-05 | 0.66825 | 453953
2016-02-02 14:00 | 0.11822 | 0.6028 | 457153
2016-02-02 15:00 | 0.51215 | 0.64892 | 459078
2016-02-02 16:00 | 0.60884 | 0.66511 | 457079
2016-02-02 17:00 | 0.61417 | 0.66287 | 450673
2016-02-02 18:00 | 0.59705 | 0.6482 | 448768
2016-02-02 19:00 | 0.5816 | 0.63599 | 444618
2016-02-02 20:00 | 0.58235 | 0.6297 | 441273
2016-02-02 21:00 | 0.57689 | 0.62561 | 442635
2016-02-02 22:00 | 0.5138 | 0.62633 | 452450
2016-02-02 23:00 | 0.30896 | 0.63514 | 466845
2016-02-03 | 0.028656 | 0.63343 | 475296
2016-02-03 01:00 | 0 | 0.62075 | 474068
2016-02-03 02:00 | 0 | 0.61191 | 463570
2016-02-03 03:00 | 0 | 0.60504 | 444152
2016-02-03 04:00 | 0 | 0.59897 | 420117
2016-02-03 05:00 | 0 | 0.59243 | 399540
2016-02-03 06:00 | 0 | 0.58809 | 384347
2016-02-03 07:00 | 0 | 0.58355 | 374131
2016-02-03 08:00 | 0 | 0.57726 | 369211
2016-02-03 09:00 | 0 | 0.56404 | 371215
2016-02-03 10:00 | 0 | 0.55084 | 383781
2016-02-03 11:00 | 0 | 0.5383 | 415255
2016-02-03 12:00 | 0 | 0.52451 | 446694
2016-02-03 13:00 | 9.79e-05 | 0.49735 | 459887
2016-02-03 14:00 | 0.2302 | 0.43898 | 465986
2016-02-03 15:00 | 0.62755 | 0.42389 | 469666
2016-02-03 16:00 | 0.71243 | 0.41345 | 468347
2016-02-03 17:00 | 0.70131 | 0.41901 | 463302
2016-02-03 18:00 | 0.66644 | 0.43149 | 458532
2016-02-03 19:00 | 0.64601 | 0.4586 | 453700
2016-02-03 20:00 | 0.65218 | 0.48084 | 449532
2016-02-03 21:00 | 0.66442 | 0.47829 | 450158
2016-02-03 22:00 | 0.62101 | 0.42834 | 458219
2016-02-03 23:00 | 0.38355 | 0.41659 | 472065
2016-02-04 | 0.028756 | 0.41961 | 482328
2016-02-04 01:00 | 0 | 0.41339 | 482856
2016-02-04 02:00 | 0 | 0.42164 | 474367
2016-02-04 03:00 | 0 | 0.42474 | 456290
2016-02-04 04:00 | 0 | 0.42138 | 432825
2016-02-04 05:00 | 0 | 0.41869 | 412681
2016-02-04 06:00 | 0 | 0.41706 | 398724
2016-02-04 07:00 | 0 | 0.41398 | 390171
2016-02-04 08:00 | 0 | 0.40942 | 386439
2016-02-04 09:00 | 0 | 0.39928 | 389595
2016-02-04 10:00 | 0 | 0.38587 | 404973
2016-02-04 11:00 | 0 | 0.37917 | 438227
2016-02-04 12:00 | 0 | 0.38022 | 472199
2016-02-04 13:00 | 0.00010829 | 0.3817 | 484949
2016-02-04 14:00 | 0.14401 | 0.31885 | 487328
2016-02-04 15:00 | 0.53896 | 0.23456 | 485781
2016-02-04 16:00 | 0.62128 | 0.23297 | 479593
2016-02-04 17:00 | 0.63222 | 0.2572 | 470967
2016-02-04 18:00 | 0.61046 | 0.28252 | 462918
2016-02-04 19:00 | 0.59375 | 0.29742 | 456299
2016-02-04 20:00 | 0.59172 | 0.30158 | 451360
2016-02-04 21:00 | 0.59113 | 0.27999 | 451716
2016-02-04 22:00 | 0.53159 | 0.24645 | 461495
2016-02-04 23:00 | 0.33271 | 0.24139 | 477809
2016-02-05 | 0.029349 | 0.26037 | 491436
2016-02-05 01:00 | 0 | 0.30494 | 495085
2016-02-05 02:00 | 0 | 0.36804 | 488990
2016-02-05 03:00 | 0 | 0.42061 | 473043
2016-02-05 04:00 | 0 | 0.46144 | 452119
2016-02-05 05:00 | 0 | 0.48202 | 433235
2016-02-05 06:00 | 0 | 0.48294 | 421814
2016-02-05 07:00 | 0 | 0.47429 | 416139
2016-02-05 08:00 | 0 | 0.4623 | 414463
2016-02-05 09:00 | 0 | 0.44837 | 418537
2016-02-05 10:00 | 0 | 0.43929 | 435319
2016-02-05 11:00 | 0 | 0.4355 | 470378
2016-02-05 12:00 | 0 | 0.43916 | 503832
2016-02-05 13:00 | 0.00012561 | 0.43683 | 514139
2016-02-05 14:00 | 0.12887 | 0.35691 | 511370
2016-02-05 15:00 | 0.60098 | 0.32065 | 503724
2016-02-05 16:00 | 0.70556 | 0.38845 | 490621
2016-02-05 17:00 | 0.70874 | 0.46401 | 475355
2016-02-05 18:00 | 0.67554 | 0.49408 | 462022
2016-02-05 19:00 | 0.65794 | 0.50727 | 451872
2016-02-05 20:00 | 0.66858 | 0.50781 | 443685
2016-02-05 21:00 | 0.68959 | 0.47585 | 442344
2016-02-05 22:00 | 0.6509 | 0.42711 | 452742
2016-02-05 23:00 | 0.35794 | 0.4581 | 471656
2016-02-06 | 0.033942 | 0.48663 | 483417
2016-02-06 01:00 | 0 | 0.50957 | 486500
2016-02-06 02:00 | 0 | 0.53801 | 483385
2016-02-06 03:00 | 0 | 0.56186 | 472460
2016-02-06 04:00 | 0 | 0.59078 | 454189
2016-02-06 05:00 | 0 | 0.62642 | 438683
2016-02-06 06:00 | 0 | 0.65435 | 427364
2016-02-06 07:00 | 0 | 0.6633 | 420107
2016-02-06 08:00 | 0 | 0.66072 | 416611
2016-02-06 09:00 | 0 | 0.65213 | 417580
2016-02-06 10:00 | 0 | 0.63725 | 424321
2016-02-06 11:00 | 0 | 0.62351 | 438511
2016-02-06 12:00 | 0 | 0.61167 | 455511
2016-02-06 13:00 | 0.00014291 | 0.58864 | 468212
2016-02-06 14:00 | 0.16534 | 0.45882 | 470531
2016-02-06 15:00 | 0.65798 | 0.36365 | 464518
2016-02-06 16:00 | 0.73073 | 0.34357 | 453862
2016-02-06 17:00 | 0.71453 | 0.37621 | 441481
2016-02-06 18:00 | 0.68257 | 0.42218 | 429388
2016-02-06 19:00 | 0.66729 | 0.46625 | 419274
2016-02-06 20:00 | 0.68003 | 0.49241 | 413456
2016-02-06 21:00 | 0.70089 | 0.55422 | 413630
2016-02-06 22:00 | 0.64359 | 0.65713 | 423228
2016-02-06 23:00 | 0.37556 | 0.7294 | 441840
2016-02-07 | 0.032122 | 0.78781 | 454496
2016-02-07 01:00 | 0 | 0.85745 | 458884
2016-02-07 02:00 | 0 | 0.90038 | 456449
2016-02-07 03:00 | 0 | 0.92982 | 448253
2016-02-07 04:00 | 0 | 0.94841 | 434897
2016-02-07 05:00 | 0 | 0.95657 | 421779
2016-02-07 06:00 | 0 | 0.95558 | 412123
2016-02-07 07:00 | 0 | 0.94674 | 406532
2016-02-07 08:00 | 0 | 0.93176 | 404173
2016-02-07 09:00 | 0 | 0.91291 | 405629
2016-02-07 10:00 | 0 | 0.89772 | 410888
2016-02-07 11:00 | 0 | 0.88736 | 421930
2016-02-07 12:00 | 0 | 0.87059 | 436080
2016-02-07 13:00 | 0.00017491 | 0.84482 | 449995
2016-02-07 14:00 | 0.16823 | 0.72376 | 454302
2016-02-07 15:00 | 0.64815 | 0.62282 | 448053
2016-02-07 16:00 | 0.73214 | 0.6687 | 438340
2016-02-07 17:00 | 0.71017 | 0.69426 | 429703
2016-02-07 18:00 | 0.6749 | 0.72079 | 422701
2016-02-07 19:00 | 0.65976 | 0.73912 | 416621
2016-02-07 20:00 | 0.67352 | 0.76174 | 413206
2016-02-07 21:00 | 0.70317 | 0.79192 | 414826
2016-02-07 22:00 | 0.65831 | 0.83716 | 425152
2016-02-07 23:00 | 0.38507 | 0.89089 | 437288
2016-02-08 | 0.040386 | 0.92501 | 441298
2016-02-08 01:00 | 0 | 0.92171 | 444780
2016-02-08 02:00 | 0 | 0.90688 | 444304
2016-02-08 03:00 | 0 | 0.89311 | 438359
2016-02-08 04:00 | 0 | 0.87599 | 430018
2016-02-08 05:00 | 0 | 0.86439 | 413486
2016-02-08 06:00 | 0 | 0.85824 | 402235
2016-02-08 07:00 | 0 | 0.85036 | 396922
2016-02-08 08:00 | 0 | 0.84878 | 396560
2016-02-08 09:00 | 0 | 0.8492 | 402530
2016-02-08 10:00 | 0 | 0.84945 | 421060
2016-02-08 11:00 | 0 | 0.84675 | 457551
2016-02-08 12:00 | 0 | 0.83959 | 490360
2016-02-08 13:00 | 0.0002141 | 0.81695 | 498868
2016-02-08 14:00 | 0.1545 | 0.71714 | 495896
2016-02-08 15:00 | 0.63181 | 0.76414 | 491192
2016-02-08 16:00 | 0.72436 | 0.77768 | 483825
2016-02-08 17:00 | 0.70816 | 0.78848 | 475907
2016-02-08 18:00 | 0.6773 | 0.80196 | 469962
2016-02-08 19:00 | 0.66551 | 0.80914 | 464212
2016-02-08 20:00 | 0.68033 | 0.81105 | 462931
2016-02-08 21:00 | 0.7093 | 0.80652 | 465945
2016-02-08 22:00 | 0.6558 | 0.79831 | 477812
2016-02-08 23:00 | 0.3794 | 0.80549 | 496619
2016-02-09 | 0.038812 | 0.79565 | 509626
2016-02-09 01:00 | 0 | 0.76806 | 510239
2016-02-09 02:00 | 0 | 0.73615 | 501502
2016-02-09 03:00 | 0 | 0.70613 | 482734
2016-02-09 04:00 | 0 | 0.66824 | 460155
2016-02-09 05:00 | 0 | 0.64516 | 441222
2016-02-09 06:00 | 0 | 0.63508 | 430094
2016-02-09 07:00 | 0 | 0.63554 | 422745
2016-02-09 08:00 | 0 | 0.63662 | 420922
2016-02-09 09:00 | 0 | 0.63355 | 425374
2016-02-09 10:00 | 0 | 0.63465 | 441627
2016-02-09 11:00 | 0 | 0.63428 | 474965
2016-02-09 12:00 | 0 | 0.6288 | 506389
2016-02-09 13:00 | 0.00025469 | 0.60194 | 516917
2016-02-09 14:00 | 0.17983 | 0.48937 | 517639
2016-02-09 15:00 | 0.67769 | 0.42757 | 515197
2016-02-09 16:00 | 0.73854 | 0.45138 | 507624
2016-02-09 17:00 | 0.71106 | 0.48297 | 499345
2016-02-09 18:00 | 0.68151 | 0.50688 | 492763
2016-02-09 19:00 | 0.66711 | 0.5276 | 487287
2016-02-09 20:00 | 0.68019 | 0.53062 | 484330
2016-02-09 21:00 | 0.70208 | 0.49153 | 487233
2016-02-09 22:00 | 0.64706 | 0.44458 | 498901
2016-02-09 23:00 | 0.37177 | 0.44839 | 517753
2016-02-10 | 0.044519 | 0.42358 | 529194
2016-02-10 01:00 | 0 | 0.37432 | 530973
2016-02-10 02:00 | 0 | 0.33603 | 522241
2016-02-10 03:00 | 0 | 0.32019 | 503741
2016-02-10 04:00 | 0 | 0.31994 | 482147
2016-02-10 05:00 | 0 | 0.34243 | 464778
2016-02-10 06:00 | 0 | 0.3908 | 452580
2016-02-10 07:00 | 0 | 0.44557 | 445595
2016-02-10 08:00 | 0 | 0.48238 | 444200
2016-02-10 09:00 | 0 | 0.5044 | 449544
2016-02-10 10:00 | 0 | 0.52064 | 466577
2016-02-10 11:00 | 0 | 0.53842 | 500684
2016-02-10 12:00 | 0 | 0.55626 | 531402
2016-02-10 13:00 | 0.00029202 | 0.56477 | 537770
2016-02-10 14:00 | 0.19277 | 0.48274 | 531182
2016-02-10 15:00 | 0.65774 | 0.35568 | 523892
2016-02-10 16:00 | 0.71619 | 0.32575 | 511822
2016-02-10 17:00 | 0.70425 | 0.38137 | 499374
2016-02-10 18:00 | 0.67108 | 0.42507 | 492133
2016-02-10 19:00 | 0.65577 | 0.448 | 486135
2016-02-10 20:00 | 0.66741 | 0.45507 | 483900
2016-02-10 21:00 | 0.68809 | 0.44971 | 485523
2016-02-10 22:00 | 0.64508 | 0.49169 | 497609
2016-02-10 23:00 | 0.37382 | 0.53412 | 518119
2016-02-11 | 0.049909 | 0.54708 | 530898
2016-02-11 01:00 | 0 | 0.55448 | 533120
2016-02-11 02:00 | 0 | 0.54743 | 525973
2016-02-11 03:00 | 0 | 0.53188 | 508875
2016-02-11 04:00 | 0 | 0.50352 | 486593
2016-02-11 05:00 | 0 | 0.47555 | 468600
2016-02-11 06:00 | 0 | 0.45523 | 457292
2016-02-11 07:00 | 0 | 0.43392 | 449932
2016-02-11 08:00 | 0 | 0.41175 | 447546
2016-02-11 09:00 | 0 | 0.39595 | 451367
2016-02-11 10:00 | 0 | 0.38423 | 468521
2016-02-11 11:00 | 0 | 0.37533 | 502753
2016-02-11 12:00 | 0 | 0.36588 | 530737
2016-02-11 13:00 | 0.00034871 | 0.34754 | 533208
2016-02-11 14:00 | 0.20276 | 0.26703 | 523308
2016-02-11 15:00 | 0.63114 | 0.20297 | 512717
2016-02-11 16:00 | 0.69483 | 0.17829 | 499570
2016-02-11 17:00 | 0.69494 | 0.19716 | 487907
2016-02-11 18:00 | 0.66873 | 0.21697 | 479400
2016-02-11 19:00 | 0.65358 | 0.22964 | 473142
2016-02-11 20:00 | 0.66289 | 0.23773 | 469165
2016-02-11 21:00 | 0.68134 | 0.23509 | 471140
2016-02-11 22:00 | 0.62546 | 0.22926 | 481798
2016-02-11 23:00 | 0.35891 | 0.26808 | 501780
2016-02-12 | 0.036732 | 0.29151 | 515314
2016-02-12 01:00 | 0 | 0.29272 | 517658
2016-02-12 02:00 | 0 | 0.28211 | 510551
2016-02-12 03:00 | 0 | 0.26367 | 492901
2016-02-12 04:00 | 0 | 0.24703 | 471644
2016-02-12 05:00 | 0 | 0.24073 | 451818
2016-02-12 06:00 | 0 | 0.2511 | 438740
2016-02-12 07:00 | 0 | 0.26933 | 430656
2016-02-12 08:00 | 0 | 0.29544 | 426606
2016-02-12 09:00 | 0 | 0.32599 | 429427
2016-02-12 10:00 | 0 | 0.35605 | 444187
2016-02-12 11:00 | 0 | 0.38193 | 475473
2016-02-12 12:00 | 0 | 0.3947 | 502426
2016-02-12 13:00 | 0.00043786 | 0.37996 | 508523
2016-02-12 14:00 | 0.185 | 0.3329 | 506503
2016-02-12 15:00 | 0.6311 | 0.319 | 502566
2016-02-12 16:00 | 0.69235 | 0.31945 | 495536
2016-02-12 17:00 | 0.6807 | 0.31541 | 486750
2016-02-12 18:00 | 0.65707 | 0.31152 | 481045
2016-02-12 19:00 | 0.64565 | 0.30875 | 477507
2016-02-12 20:00 | 0.65723 | 0.30446 | 475470
2016-02-12 21:00 | 0.67584 | 0.29928 | 475511
2016-02-12 22:00 | 0.63093 | 0.30153 | 480587
2016-02-12 23:00 | 0.41212 | 0.37434 | 492585
2016-02-13 | 0.064186 | 0.47072 | 499809
2016-02-13 01:00 | 2.26e-08 | 0.47882 | 498731
2016-02-13 02:00 | 0 | 0.46785 | 491920
2016-02-13 03:00 | 0 | 0.44657 | 479170
2016-02-13 04:00 | 0 | 0.42613 | 462280
2016-02-13 05:00 | 0 | 0.40354 | 446151
2016-02-13 06:00 | 0 | 0.38324 | 434017
2016-02-13 07:00 | 0 | 0.3652 | 426569
2016-02-13 08:00 | 0 | 0.35458 | 423312
2016-02-13 09:00 | 0 | 0.35088 | 425077
2016-02-13 10:00 | 0 | 0.35354 | 432371
2016-02-13 11:00 | 0 | 0.3608 | 445669
2016-02-13 12:00 | 0 | 0.3738 | 462097
2016-02-13 13:00 | 0.00053239 | 0.3868 | 476177
2016-02-13 14:00 | 0.14724 | 0.40133 | 484883
2016-02-13 15:00 | 0.54834 | 0.41247 | 485582
2016-02-13 16:00 | 0.64869 | 0.42933 | 480430
2016-02-13 17:00 | 0.66567 | 0.46549 | 471854
2016-02-13 18:00 | 0.6495 | 0.49688 | 462669
2016-02-13 19:00 | 0.64069 | 0.51979 | 456167
2016-02-13 20:00 | 0.65355 | 0.53788 | 452362
2016-02-13 21:00 | 0.66585 | 0.55806 | 455137
2016-02-13 22:00 | 0.63228 | 0.57815 | 466557
2016-02-13 23:00 | 0.41847 | 0.68749 | 487773
2016-02-14 | 0.086842 | 0.74704 | 501197
2016-02-14 01:00 | 2.99e-06 | 0.75768 | 504675
2016-02-14 02:00 | 0 | 0.75371 | 501941
2016-02-14 03:00 | 0 | 0.7534 | 493215
2016-02-14 04:00 | 0 | 0.75205 | 478969
2016-02-14 05:00 | 0 | 0.7526 | 464148
2016-02-14 06:00 | 0 | 0.75297 | 453891
2016-02-14 07:00 | 0 | 0.75365 | 447242
2016-02-14 08:00 | 0 | 0.74731 | 443436
2016-02-14 09:00 | 0 | 0.73468 | 442406
2016-02-14 10:00 | 0 | 0.70754 | 446344
2016-02-14 11:00 | 0 | 0.67313 | 455950
2016-02-14 12:00 | 0 | 0.62939 | 467682
2016-02-14 13:00 | 0.00066158 | 0.57266 | 477822
2016-02-14 14:00 | 0.15366 | 0.43865 | 482732
2016-02-14 15:00 | 0.54254 | 0.35887 | 480794
2016-02-14 16:00 | 0.63871 | 0.34737 | 474300
2016-02-14 17:00 | 0.64459 | 0.35581 | 468035
2016-02-14 18:00 | 0.62478 | 0.35376 | 461079
2016-02-14 19:00 | 0.61605 | 0.35062 | 454990
2016-02-14 20:00 | 0.62813 | 0.34405 | 453504
2016-02-14 21:00 | 0.64162 | 0.33146 | 457219
2016-02-14 22:00 | 0.58122 | 0.32771 | 468996
2016-02-14 23:00 | 0.37266 | 0.36045 | 487064
2016-02-15 | 0.054166 | 0.40425 | 497245
2016-02-15 01:00 | 4.95e-06 | 0.43505 | 496464
2016-02-15 02:00 | 0 | 0.45523 | 487759
2016-02-15 03:00 | 0 | 0.46527 | 473863
2016-02-15 04:00 | 0 | 0.47427 | 456247
2016-02-15 05:00 | 0 | 0.48338 | 438571
2016-02-15 06:00 | 0 | 0.48749 | 426178
2016-02-15 07:00 | 0 | 0.49532 | 418030
2016-02-15 08:00 | 0 | 0.50206 | 413802
2016-02-15 09:00 | 0 | 0.51516 | 416020
2016-02-15 10:00 | 0 | 0.53335 | 426241
2016-02-15 11:00 | 0 | 0.53834 | 448824
2016-02-15 12:00 | 0 | 0.52207 | 472250
2016-02-15 13:00 | 0.00083168 | 0.46652 | 486638
2016-02-15 14:00 | 0.20451 | 0.29157 | 495412
2016-02-15 15:00 | 0.60932 | 0.22294 | 501301
2016-02-15 16:00 | 0.68883 | 0.23415 | 502221
2016-02-15 17:00 | 0.68881 | 0.24758 | 499362
2016-02-15 18:00 | 0.66738 | 0.26746 | 495186
2016-02-15 19:00 | 0.65691 | 0.28867 | 490387
2016-02-15 20:00 | 0.67041 | 0.31223 | 486695
2016-02-15 21:00 | 0.69862 | 0.34132 | 487005
2016-02-15 22:00 | 0.6748 | 0.37457 | 494230
2016-02-15 23:00 | 0.46328 | 0.43276 | 505582
2016-02-16 | 0.065392 | 0.48946 | 510575
2016-02-16 01:00 | 1.19e-05 | 0.55269 | 506685
2016-02-16 02:00 | 0 | 0.6132 | 492620
2016-02-16 03:00 | 0 | 0.65819 | 471783
2016-02-16 04:00 | 0 | 0.68399 | 446533
2016-02-16 05:00 | 0 | 0.6979 | 425067
2016-02-16 06:00 | 0 | 0.69614 | 408969
2016-02-16 07:00 | 0 | 0.68545 | 398529
2016-02-16 08:00 | 0 | 0.67502 | 392492
2016-02-16 09:00 | 0 | 0.66166 | 393274
2016-02-16 10:00 | 0 | 0.65537 | 404072
2016-02-16 11:00 | 0 | 0.65295 | 430339
2016-02-16 12:00 | 0 | 0.64562 | 458011
2016-02-16 13:00 | 0.0010552 | 0.60696 | 469751
2016-02-16 14:00 | 0.21453 | 0.44325 | 472089
2016-02-16 15:00 | 0.64279 | 0.47813 | 471516
2016-02-16 16:00 | 0.73067 | 0.48485 | 467780
2016-02-16 17:00 | 0.71328 | 0.46231 | 462095
2016-02-16 18:00 | 0.68811 | 0.41903 | 457704
2016-02-16 19:00 | 0.67595 | 0.37761 | 454346
2016-02-16 20:00 | 0.68713 | 0.33224 | 451843
2016-02-16 21:00 | 0.70917 | 0.29901 | 453875
2016-02-16 22:00 | 0.68614 | 0.2714 | 461734
2016-02-16 23:00 | 0.43827 | 0.30707 | 475995
2016-02-17 | 0.06995 | 0.34449 | 484937
2016-02-17 01:00 | 1.69e-05 | 0.35852 | 484039
2016-02-17 02:00 | 0 | 0.3556 | 473447
2016-02-17 03:00 | 0 | 0.3532 | 453437
2016-02-17 04:00 | 0 | 0.36084 | 429448
2016-02-17 05:00 | 0 | 0.37513 | 409782
2016-02-17 06:00 | 0 | 0.39205 | 396069
2016-02-17 07:00 | 0 | 0.41047 | 387846
2016-02-17 08:00 | 0 | 0.42589 | 384746
2016-02-17 09:00 | 0 | 0.43608 | 387908
2016-02-17 10:00 | 0 | 0.43326 | 402965
2016-02-17 11:00 | 0 | 0.42207 | 435062
2016-02-17 12:00 | 0 | 0.40759 | 464480
2016-02-17 13:00 | 0.0012409 | 0.35751 | 472263
2016-02-17 14:00 | 0.23725 | 0.20529 | 470126
2016-02-17 15:00 | 0.55383 | 0.14041 | 465928
2016-02-17 16:00 | 0.6254 | 0.19187 | 460744
2016-02-17 17:00 | 0.62335 | 0.22518 | 454129
2016-02-17 18:00 | 0.60811 | 0.2308 | 450106
2016-02-17 19:00 | 0.59894 | 0.2312 | 446675
2016-02-17 20:00 | 0.60017 | 0.23314 | 445132
2016-02-17 21:00 | 0.59589 | 0.23498 | 447514
2016-02-17 22:00 | 0.53129 | 0.31297 | 455731
2016-02-17 23:00 | 0.31349 | 0.641 | 471276
2016-02-18 | 0.040353 | 0.84739 | 483727
2016-02-18 01:00 | 2.12e-06 | 0.89042 | 485158
2016-02-18 02:00 | 0 | 0.87464 | 476973
2016-02-18 03:00 | 0 | 0.8614 | 459573
2016-02-18 04:00 | 0 | 0.85247 | 437201
2016-02-18 05:00 | 0 | 0.84925 | 418285
2016-02-18 06:00 | 0 | 0.83874 | 406299
2016-02-18 07:00 | 0 | 0.83329 | 399315
2016-02-18 08:00 | 0 | 0.8282 | 397681
2016-02-18 09:00 | 0 | 0.81143 | 401207
2016-02-18 10:00 | 0 | 0.79842 | 416327
2016-02-18 11:00 | 0 | 0.7972 | 450344
2016-02-18 12:00 | 0 | 0.79744 | 478649
2016-02-18 13:00 | 0.0016234 | 0.7778 | 482466
2016-02-18 14:00 | 0.21137 | 0.73827 | 475884
2016-02-18 15:00 | 0.48207 | 0.6967 | 468614
2016-02-18 16:00 | 0.59065 | 0.70343 | 460316
2016-02-18 17:00 | 0.62385 | 0.72943 | 452277
2016-02-18 18:00 | 0.61255 | 0.75529 | 446581
2016-02-18 19:00 | 0.61073 | 0.75887 | 442689
2016-02-18 20:00 | 0.62363 | 0.75753 | 440034
2016-02-18 21:00 | 0.64081 | 0.74611 | 441636
2016-02-18 22:00 | 0.61644 | 0.76724 | 450288
2016-02-18 23:00 | 0.43761 | 0.82593 | 467437
2016-02-19 | 0.083605 | 0.88626 | 480110
2016-02-19 01:00 | 2.53e-05 | 0.90281 | 482106
2016-02-19 02:00 | 0 | 0.89683 | 474395
2016-02-19 03:00 | 0 | 0.89291 | 457282
2016-02-19 04:00 | 0 | 0.86965 | 434122
2016-02-19 05:00 | 0 | 0.85415 | 414536
2016-02-19 06:00 | 0 | 0.86097 | 402028
2016-02-19 07:00 | 0 | 0.88955 | 393397
2016-02-19 08:00 | 0 | 0.89835 | 389054
2016-02-19 09:00 | 0 | 0.90359 | 391710
2016-02-19 10:00 | 0 | 0.90462 | 405420
2016-02-19 11:00 | 0 | 0.89659 | 435170
2016-02-19 12:00 | 0 | 0.873 | 460531
2016-02-19 13:00 | 0.0019306 | 0.81677 | 463967
2016-02-19 14:00 | 0.18789 | 0.67116 | 460831
2016-02-19 15:00 | 0.53753 | 0.6327 | 457400
2016-02-19 16:00 | 0.6343 | 0.65647 | 450971
2016-02-19 17:00 | 0.63918 | 0.64995 | 444834
2016-02-19 18:00 | 0.61411 | 0.633 | 439677
2016-02-19 19:00 | 0.59515 | 0.62606 | 436715
2016-02-19 20:00 | 0.59357 | 0.63371 | 434312
2016-02-19 21:00 | 0.58499 | 0.64376 | 433831
2016-02-19 22:00 | 0.54817 | 0.6537 | 438853
2016-02-19 23:00 | 0.39976 | 0.68417 | 448325
2016-02-20 | 0.074991 | 0.71793 | 453703
2016-02-20 01:00 | 2.15e-05 | 0.75698 | 450837
2016-02-20 02:00 | 0 | 0.79702 | 442242
2016-02-20 03:00 | 0 | 0.83228 | 427846
2016-02-20 04:00 | 0 | 0.83984 | 408070
2016-02-20 05:00 | 0 | 0.84091 | 388577
2016-02-20 06:00 | 0 | 0.83655 | 373572
2016-02-20 07:00 | 0 | 0.82752 | 362627
2016-02-20 08:00 | 0 | 0.8155 | 356552
2016-02-20 09:00 | 0 | 0.79374 | 354018
2016-02-20 10:00 | 0 | 0.76041 | 356351
2016-02-20 11:00 | 0 | 0.72046 | 365919
2016-02-20 12:00 | 0 | 0.68947 | 377725
2016-02-20 13:00 | 0.0016052 | 0.61941 | 389961
2016-02-20 14:00 | 0.21637 | 0.35655 | 399954
2016-02-20 15:00 | 0.61128 | 0.28664 | 403739
2016-02-20 16:00 | 0.7016 | 0.3236 | 402616
2016-02-20 17:00 | 0.6968 | 0.34896 | 399046
2016-02-20 18:00 | 0.67334 | 0.34619 | 394304
2016-02-20 19:00 | 0.65746 | 0.33641 | 389180
2016-02-20 20:00 | 0.66044 | 0.32727 | 385273
2016-02-20 21:00 | 0.66803 | 0.318 | 384806
2016-02-20 22:00 | 0.6349 | 0.33392 | 389641
2016-02-20 23:00 | 0.43684 | 0.4303 | 402422
2016-02-21 | 0.082912 | 0.51905 | 410711
2016-02-21 01:00 | 2.53e-05 | 0.55646 | 410144
2016-02-21 02:00 | 0 | 0.55212 | 404838
2016-02-21 03:00 | 0 | 0.53006 | 393889
2016-02-21 04:00 | 0 | 0.49486 | 378380
2016-02-21 05:00 | 0 | 0.46245 | 362368
2016-02-21 06:00 | 0 | 0.4468 | 349945
2016-02-21 07:00 | 0 | 0.44479 | 340082
2016-02-21 08:00 | 0 | 0.44664 | 334957
2016-02-21 09:00 | 0 | 0.44335 | 332892
2016-02-21 10:00 | 0 | 0.43507 | 334852
2016-02-21 11:00 | 0 | 0.41836 | 341609
2016-02-21 12:00 | 0 | 0.39597 | 351690
2016-02-21 13:00 | 0.00066425 | 0.35657 | 363583
2016-02-21 14:00 | 0.17233 | 0.25185 | 376732
2016-02-21 15:00 | 0.55304 | 0.31201 | 383921
2016-02-21 16:00 | 0.6514 | 0.36739 | 387634
2016-02-21 17:00 | 0.65268 | 0.35576 | 389435
2016-02-21 18:00 | 0.64192 | 0.33435 | 388620
2016-02-21 19:00 | 0.63409 | 0.31173 | 386747
2016-02-21 20:00 | 0.64215 | 0.28968 | 386428
2016-02-21 21:00 | 0.65355 | 0.26372 | 389231
2016-02-21 22:00 | 0.64633 | 0.24126 | 397837
2016-02-21 23:00 | 0.47783 | 0.27826 | 412587
2016-02-22 | 0.10501 | 0.34612 | 424634
2016-02-22 01:00 | 4.55e-05 | 0.36785 | 425052
2016-02-22 02:00 | 0 | 0.36706 | 417877
2016-02-22 03:00 | 0 | 0.36449 | 403748
2016-02-22 04:00 | 0 | 0.35946 | 384325
2016-02-22 05:00 | 0 | 0.35475 | 366010
2016-02-22 06:00 | 0 | 0.3474 | 353139
2016-02-22 07:00 | 0 | 0.33938 | 344882
2016-02-22 08:00 | 0 | 0.32434 | 341726
2016-02-22 09:00 | 0 | 0.30533 | 345837
2016-02-22 10:00 | 0 | 0.28545 | 360995
2016-02-22 11:00 | 0 | 0.2678 | 392795
2016-02-22 12:00 | 0 | 0.25152 | 421725
2016-02-22 13:00 | 0.0029146 | 0.21483 | 434072
2016-02-22 14:00 | 0.20023 | 0.14198 | 439407
2016-02-22 15:00 | 0.54054 | 0.161 | 442540
2016-02-22 16:00 | 0.63999 | 0.17317 | 441350
2016-02-22 17:00 | 0.64359 | 0.16663 | 438115
2016-02-22 18:00 | 0.62638 | 0.16094 | 435252
2016-02-22 19:00 | 0.60822 | 0.15944 | 432459
2016-02-22 20:00 | 0.60079 | 0.16323 | 429886
2016-02-22 21:00 | 0.58399 | 0.16997 | 431668
2016-02-22 22:00 | 0.53987 | 0.18209 | 438908
2016-02-22 23:00 | 0.4036 | 0.24466 | 455125
2016-02-23 | 0.10985 | 0.36577 | 466325
2016-02-23 01:00 | 5.76e-05 | 0.44171 | 465317
2016-02-23 02:00 | 0 | 0.4674 | 455231
2016-02-23 03:00 | 0 | 0.46412 | 436595
2016-02-23 04:00 | 0 | 0.44654 | 412301
2016-02-23 05:00 | 0 | 0.43414 | 391289
2016-02-23 06:00 | 0 | 0.43261 | 376473
2016-02-23 07:00 | 0 | 0.42927 | 366921
2016-02-23 08:00 | 0 | 0.42795 | 362150
2016-02-23 09:00 | 0 | 0.43042 | 364236
2016-02-23 10:00 | 0 | 0.43214 | 377442
2016-02-23 11:00 | 0 | 0.43464 | 409522
2016-02-23 12:00 | 0 | 0.43697 | 437217
2016-02-23 13:00 | 0.0026094 | 0.42543 | 448790
2016-02-23 14:00 | 0.17769 | 0.39697 | 455082
2016-02-23 15:00 | 0.54662 | 0.56016 | 459144
2016-02-23 16:00 | 0.63629 | 0.63515 | 458114
2016-02-23 17:00 | 0.65532 | 0.66489 | 455547
2016-02-23 18:00 | 0.65051 | 0.68352 | 453357
2016-02-23 19:00 | 0.63955 | 0.69824 | 450352
2016-02-23 20:00 | 0.64209 | 0.71037 | 448235
2016-02-23 21:00 | 0.64131 | 0.71767 | 450200
2016-02-23 22:00 | 0.60461 | 0.70845 | 457914
2016-02-23 23:00 | 0.43198 | 0.7262 | 470990
2016-02-24 | 0.0969 | 0.71499 | 480005
2016-02-24 01:00 | 5.68e-05 | 0.66784 | 478026
2016-02-24 02:00 | 0 | 0.62773 | 467177
2016-02-24 03:00 | 0 | 0.58732 | 446539
2016-02-24 04:00 | 0 | 0.55674 | 422370
2016-02-24 05:00 | 0 | 0.5462 | 400870
2016-02-24 06:00 | 0 | 0.5486 | 385872
2016-02-24 07:00 | 0 | 0.55246 | 376535
2016-02-24 08:00 | 0 | 0.55432 | 371637
2016-02-24 09:00 | 0 | 0.55789 | 373087
2016-02-24 10:00 | 0 | 0.56095 | 385851
2016-02-24 11:00 | 0 | 0.56488 | 417203
2016-02-24 12:00 | 0 | 0.57041 | 446997
2016-02-24 13:00 | 0.0045241 | 0.51548 | 458516
2016-02-24 14:00 | 0.30463 | 0.37907 | 463168
2016-02-24 15:00 | 0.69962 | 0.44229 | 466375
2016-02-24 16:00 | 0.77056 | 0.50475 | 465391
2016-02-24 17:00 | 0.76624 | 0.50756 | 460966
2016-02-24 18:00 | 0.74524 | 0.52162 | 456504
2016-02-24 19:00 | 0.73283 | 0.5447 | 451870
2016-02-24 20:00 | 0.74079 | 0.56646 | 447422
2016-02-24 21:00 | 0.74905 | 0.5841 | 447402
2016-02-24 22:00 | 0.71637 | 0.57276 | 453275
2016-02-24 23:00 | 0.50358 | 0.61463 | 464896
2016-02-25 | 0.11625 | 0.6566 | 474305
2016-02-25 01:00 | 8.43e-05 | 0.64999 | 473808
2016-02-25 02:00 | 0 | 0.64191 | 464981
2016-02-25 03:00 | 0 | 0.62346 | 447005
2016-02-25 04:00 | 0 | 0.60309 | 423778
2016-02-25 05:00 | 0 | 0.59281 | 403872
2016-02-25 06:00 | 0 | 0.58557 | 390676
2016-02-25 07:00 | 0 | 0.57362 | 382205
2016-02-25 08:00 | 0 | 0.55513 | 378974
2016-02-25 09:00 | 0 | 0.53973 | 382788
2016-02-25 10:00 | 0 | 0.51995 | 397613
2016-02-25 11:00 | 0 | 0.50338 | 430734
2016-02-25 12:00 | 0 | 0.48682 | 460048
2016-02-25 13:00 | 0.0048374 | 0.41681 | 469454
2016-02-25 14:00 | 0.3015 | 0.41208 | 469941
2016-02-25 15:00 | 0.74503 | 0.45488 | 468999
2016-02-25 16:00 | 0.79328 | 0.41654 | 464064
2016-02-25 17:00 | 0.76873 | 0.3723 | 457790
2016-02-25 18:00 | 0.74328 | 0.33872 | 452895
2016-02-25 19:00 | 0.73018 | 0.31463 | 449327
2016-02-25 20:00 | 0.73902 | 0.29455 | 447423
2016-02-25 21:00 | 0.75365 | 0.27167 | 449033
2016-02-25 22:00 | 0.71445 | 0.23887 | 456517
2016-02-25 23:00 | 0.52666 | 0.25191 | 472070
2016-02-26 | 0.13037 | 0.29397 | 484445
2016-02-26 01:00 | 0.00010386 | 0.30126 | 486525
2016-02-26 02:00 | 0 | 0.31797 | 478144
2016-02-26 03:00 | 0 | 0.33916 | 462233
2016-02-26 04:00 | 0 | 0.35834 | 440294
2016-02-26 05:00 | 0 | 0.38404 | 420829
2016-02-26 06:00 | 0 | 0.41788 | 408908
2016-02-26 07:00 | 0 | 0.45873 | 401981
2016-02-26 08:00 | 0 | 0.49424 | 400044
2016-02-26 09:00 | 0 | 0.51585 | 404325
2016-02-26 10:00 | 0 | 0.5255 | 419789
2016-02-26 11:00 | 0 | 0.53076 | 453147
2016-02-26 12:00 | 0 | 0.53814 | 480966
2016-02-26 13:00 | 0.0069838 | 0.49674 | 487257
2016-02-26 14:00 | 0.32198 | 0.27597 | 482161
2016-02-26 15:00 | 0.71269 | 0.21464 | 474541
2016-02-26 16:00 | 0.7594 | 0.28233 | 465184
2016-02-26 17:00 | 0.74525 | 0.33875 | 454966
2016-02-26 18:00 | 0.72149 | 0.36449 | 445971
2016-02-26 19:00 | 0.70704 | 0.37188 | 439126
2016-02-26 20:00 | 0.71249 | 0.36316 | 434190
2016-02-26 21:00 | 0.71958 | 0.33078 | 433274
2016-02-26 22:00 | 0.6795 | 0.32679 | 439688
2016-02-26 23:00 | 0.47314 | 0.36419 | 454068
2016-02-27 | 0.098538 | 0.38189 | 467219
2016-02-27 01:00 | 0.00010387 | 0.43499 | 470275
2016-02-27 02:00 | 0 | 0.50489 | 466084
2016-02-27 03:00 | 0 | 0.588 | 454694
2016-02-27 04:00 | 0 | 0.65866 | 437593
2016-02-27 05:00 | 0 | 0.71614 | 420905
2016-02-27 06:00 | 0 | 0.75541 | 409881
2016-02-27 07:00 | 0 | 0.78457 | 403439
2016-02-27 08:00 | 0 | 0.81025 | 400110
2016-02-27 09:00 | 0 | 0.83286 | 401585
2016-02-27 10:00 | 0 | 0.84499 | 407285
2016-02-27 11:00 | 0 | 0.84287 | 421811
2016-02-27 12:00 | 0 | 0.83206 | 436914
2016-02-27 13:00 | 0.0069439 | 0.74614 | 443577
2016-02-27 14:00 | 0.29149 | 0.43352 | 440303
2016-02-27 15:00 | 0.64338 | 0.27007 | 431766
2016-02-27 16:00 | 0.71663 | 0.29397 | 421204
2016-02-27 17:00 | 0.71566 | 0.43592 | 410971
2016-02-27 18:00 | 0.69975 | 0.53128 | 401316
2016-02-27 19:00 | 0.6898 | 0.59549 | 394032
2016-02-27 20:00 | 0.69573 | 0.64147 | 388994
2016-02-27 21:00 | 0.70188 | 0.6874 | 388726
2016-02-27 22:00 | 0.66525 | 0.74388 | 393736
2016-02-27 23:00 | 0.48935 | 0.8128 | 408718
2016-02-28 | 0.12828 | 0.85703 | 423181
2016-02-28 01:00 | 0.00016284 | 0.86879 | 427036
2016-02-28 02:00 | 0 | 0.87416 | 425059
2016-02-28 03:00 | 0 | 0.87849 | 416833
2016-02-28 04:00 | 0 | 0.88532 | 402937
2016-02-28 05:00 | 0 | 0.88952 | 389520
2016-02-28 06:00 | 0 | 0.89071 | 379015
2016-02-28 07:00 | 0 | 0.8905 | 372201
2016-02-28 08:00 | 0 | 0.88599 | 368586
2016-02-28 09:00 | 0 | 0.87592 | 368931
2016-02-28 10:00 | 0 | 0.86094 | 373265
2016-02-28 11:00 | 0 | 0.85289 | 382121
2016-02-28 12:00 | 0 | 0.84023 | 392248
2016-02-28 13:00 | 0.0083156 | 0.79132 | 397171
2016-02-28 14:00 | 0.31137 | 0.66929 | 396002
2016-02-28 15:00 | 0.67714 | 0.72539 | 390876
2016-02-28 16:00 | 0.71907 | 0.76213 | 385642
2016-02-28 17:00 | 0.70968 | 0.75833 | 380965
2016-02-28 18:00 | 0.69026 | 0.74201 | 377464
2016-02-28 19:00 | 0.67505 | 0.73659 | 374184
2016-02-28 20:00 | 0.67299 | 0.73326 | 372997
2016-02-28 21:00 | 0.66586 | 0.70501 | 375600
2016-02-28 22:00 | 0.60258 | 0.64132 | 384629
2016-02-28 23:00 | 0.43005 | 0.62651 | 401421
2016-02-29 | 0.08868 | 0.64719 | 416582
2016-02-29 01:00 | 0.00017062 | 0.65153 | 419648
2016-02-29 02:00 | 0 | 0.65281 | 412789
2016-02-29 03:00 | 0 | 0.65692 | 398731
2016-02-29 04:00 | 0 | 0.67951 | 379684
2016-02-29 05:00 | 0 | 0.70158 | 363692
2016-02-29 06:00 | 0 | 0.72264 | 350896
2016-02-29 07:00 | 0 | 0.7454 | 343233
2016-02-29 08:00 | 0 | 0.76001 | 341224
2016-02-29 09:00 | 0 | 0.75925 | 345544
2016-02-29 10:00 | 0 | 0.75573 | 362124
2016-02-29 11:00 | 0 | 0.74565 | 395627
2016-02-29 12:00 | 0 | 0.72079 | 424567
2016-02-29 13:00 | 0.011068 | 0.62191 | 433075
2016-02-29 14:00 | 0.31062 | 0.42238 | 435615
2016-02-29 15:00 | 0.66122 | 0.39712 | 436352
2016-02-29 16:00 | 0.74251 | 0.50056 | 434270
2016-02-29 17:00 | 0.72572 | 0.50536 | 430284
2016-02-29 18:00 | 0.70109 | 0.50216 | 426871
2016-02-29 19:00 | 0.68375 | 0.5006 | 424041
2016-02-29 20:00 | 0.68707 | 0.50173 | 421577
2016-02-29 21:00 | 0.68967 | 0.50467 | 422147
2016-02-29 22:00 | 0.65922 | 0.51481 | 427406
2016-02-29 23:00 | 0.49693 | 0.55946 | 440807
2016-03-01 | 0.14834 | 0.58388 | 454975
2016-03-01 01:00 | 0.00027336 | 0.57558 | 454940
2016-03-01 02:00 | 0 | 0.55832 | 443646
2016-03-01 03:00 | 0 | 0.5445 | 424940
2016-03-01 04:00 | 0 | 0.53209 | 402448
2016-03-01 05:00 | 0 | 0.52255 | 382522
2016-03-01 06:00 | 0 | 0.52232 | 369140
2016-03-01 07:00 | 0 | 0.51991 | 360103
2016-03-01 08:00 | 0 | 0.52154 | 356976
2016-03-01 09:00 | 0 | 0.53426 | 359428
2016-03-01 10:00 | 0 | 0.53129 | 373689
2016-03-01 11:00 | 0 | 0.51145 | 405395
2016-03-01 12:00 | 0 | 0.48986 | 430326
2016-03-01 13:00 | 0.013582 | 0.4271 | 435727
2016-03-01 14:00 | 0.3183 | 0.35675 | 436321
2016-03-01 15:00 | 0.5953 | 0.3779 | 437031
2016-03-01 16:00 | 0.68232 | 0.39201 | 436038
2016-03-01 17:00 | 0.70652 | 0.39571 | 434122
2016-03-01 18:00 | 0.69679 | 0.39266 | 434041
2016-03-01 19:00 | 0.68991 | 0.37842 | 433074
2016-03-01 20:00 | 0.69897 | 0.35352 | 432861
2016-03-01 21:00 | 0.70387 | 0.31603 | 434932
2016-03-01 22:00 | 0.66356 | 0.26863 | 441207
2016-03-01 23:00 | 0.50046 | 0.23539 | 453833
2016-03-02 | 0.17454 | 0.24019 | 465032
2016-03-02 01:00 | 0.00036465 | 0.24835 | 465282
2016-03-02 02:00 | 0 | 0.27101 | 454570
2016-03-02 03:00 | 0 | 0.30663 | 436355
2016-03-02 04:00 | 0 | 0.35842 | 412434
2016-03-02 05:00 | 0 | 0.41323 | 392239
2016-03-02 06:00 | 0 | 0.44989 | 377688
2016-03-02 07:00 | 0 | 0.4702 | 367874
2016-03-02 08:00 | 0 | 0.47886 | 363047
2016-03-02 09:00 | 0 | 0.478 | 366611
2016-03-02 10:00 | 0 | 0.46446 | 380785
2016-03-02 11:00 | 0 | 0.45256 | 413576
2016-03-02 12:00 | 0 | 0.4539 | 442641
2016-03-02 13:00 | 0.015171 | 0.40452 | 453351
2016-03-02 14:00 | 0.32078 | 0.31838 | 455991
2016-03-02 15:00 | 0.69585 | 0.41422 | 456455
2016-03-02 16:00 | 0.75547 | 0.50799 | 452835
2016-03-02 17:00 | 0.75079 | 0.54616 | 447782
2016-03-02 18:00 | 0.73449 | 0.56388 | 444000
2016-03-02 19:00 | 0.72475 | 0.57092 | 440889
2016-03-02 20:00 | 0.73487 | 0.57002 | 440393
2016-03-02 21:00 | 0.74342 | 0.56405 | 441612
2016-03-02 22:00 | 0.71857 | 0.56639 | 448869
2016-03-02 23:00 | 0.5534 | 0.59965 | 464980
2016-03-03 | 0.15227 | 0.625 | 480343
2016-03-03 01:00 | 0.0004093 | 0.609 | 482244
2016-03-03 02:00 | 0 | 0.57198 | 473944
2016-03-03 03:00 | 0 | 0.54019 | 455696
2016-03-03 04:00 | 0 | 0.52002 | 432467
2016-03-03 05:00 | 0 | 0.50982 | 412330
2016-03-03 06:00 | 0 | 0.50247 | 398057
2016-03-03 07:00 | 0 | 0.49222 | 389473
2016-03-03 08:00 | 0 | 0.4817 | 385904
2016-03-03 09:00 | 0 | 0.48107 | 389188
2016-03-03 10:00 | 0 | 0.4902 | 403284
2016-03-03 11:00 | 0 | 0.49532 | 434864
2016-03-03 12:00 | 0 | 0.49876 | 459002
2016-03-03 13:00 | 0.016355 | 0.44477 | 463654
2016-03-03 14:00 | 0.325 | 0.34566 | 463675
2016-03-03 15:00 | 0.59313 | 0.39275 | 462773
2016-03-03 16:00 | 0.67571 | 0.38575 | 459966
2016-03-03 17:00 | 0.68917 | 0.35021 | 456789
2016-03-03 18:00 | 0.67777 | 0.3067 | 455812
2016-03-03 19:00 | 0.66652 | 0.25906 | 455296
2016-03-03 20:00 | 0.66286 | 0.22095 | 455980
2016-03-03 21:00 | 0.63859 | 0.19557 | 459774
2016-03-03 22:00 | 0.56746 | 0.17767 | 466502
2016-03-03 23:00 | 0.39444 | 0.21691 | 478087
2016-03-04 | 0.097077 | 0.31127 | 485246
2016-03-04 01:00 | 0.00032331 | 0.38484 | 483854
2016-03-04 02:00 | 0 | 0.45299 | 472650
2016-03-04 03:00 | 0 | 0.49522 | 453614
2016-03-04 04:00 | 0 | 0.50977 | 429518
2016-03-04 05:00 | 0 | 0.51477 | 409097
2016-03-04 06:00 | 0 | 0.5239 | 395777
2016-03-04 07:00 | 0 | 0.53861 | 386963
2016-03-04 08:00 | 0 | 0.55789 | 382446
2016-03-04 09:00 | 0 | 0.57368 | 383930
2016-03-04 10:00 | 0 | 0.57383 | 396378
2016-03-04 11:00 | 0 | 0.57409 | 426195
2016-03-04 12:00 | 0 | 0.57992 | 452772
2016-03-04 13:00 | 0.017892 | 0.53719 | 463137
2016-03-04 14:00 | 0.26039 | 0.36407 | 466733
2016-03-04 15:00 | 0.59569 | 0.40608 | 467077
2016-03-04 16:00 | 0.68657 | 0.53805 | 464285
2016-03-04 17:00 | 0.6915 | 0.55854 | 456607
2016-03-04 18:00 | 0.67894 | 0.55545 | 452165
2016-03-04 19:00 | 0.66754 | 0.55162 | 448207
2016-03-04 20:00 | 0.66682 | 0.53537 | 444972
2016-03-04 21:00 | 0.65922 | 0.50808 | 444497
2016-03-04 22:00 | 0.6078 | 0.47839 | 447234
2016-03-04 23:00 | 0.43735 | 0.53046 | 454889
2016-03-05 | 0.099581 | 0.56033 | 462545
2016-03-05 01:00 | 0.00032005 | 0.54565 | 459738
2016-03-05 02:00 | 0 | 0.52722 | 454048
2016-03-05 03:00 | 0 | 0.52041 | 439985
2016-03-05 04:00 | 0 | 0.51932 | 419916
2016-03-05 05:00 | 0 | 0.51617 | 402308
2016-03-05 06:00 | 0 | 0.5067 | 389789
2016-03-05 07:00 | 0 | 0.49704 | 381883
2016-03-05 08:00 | 0 | 0.49422 | 378361
2016-03-05 09:00 | 0 | 0.49515 | 378804
2016-03-05 10:00 | 0 | 0.496 | 383622
2016-03-05 11:00 | 0 | 0.49973 | 394733
2016-03-05 12:00 | 0 | 0.5 | 407767
2016-03-05 13:00 | 0.02156 | 0.42061 | 417596
2016-03-05 14:00 | 0.24185 | 0.24805 | 421215
2016-03-05 15:00 | 0.46205 | 0.19881 | 420620
2016-03-05 16:00 | 0.58059 | 0.25817 | 416121
2016-03-05 17:00 | 0.62313 | 0.30439 | 411893
2016-03-05 18:00 | 0.61844 | 0.35021 | 407135
2016-03-05 19:00 | 0.60977 | 0.39505 | 404596
2016-03-05 20:00 | 0.60092 | 0.43605 | 402744
2016-03-05 21:00 | 0.56867 | 0.46878 | 403627
2016-03-05 22:00 | 0.49368 | 0.50718 | 407156
2016-03-05 23:00 | 0.34638 | 0.63955 | 417186
2016-03-06 | 0.10813 | 0.77788 | 426981
2016-03-06 01:00 | 0.00043813 | 0.84754 | 428558
2016-03-06 02:00 | 0 | 0.88186 | 423457
2016-03-06 03:00 | 0 | 0.89827 | 411547
2016-03-06 04:00 | 0 | 0.90357 | 394847
2016-03-06 05:00 | 0 | 0.89415 | 378337
2016-03-06 06:00 | 0 | 0.87503 | 366804
2016-03-06 07:00 | 0 | 0.85714 | 360173
2016-03-06 08:00 | 0 | 0.83991 | 356411
2016-03-06 09:00 | 0 | 0.81631 | 356415
2016-03-06 10:00 | 0 | 0.79942 | 359048
2016-03-06 11:00 | 0 | 0.78555 | 366646
2016-03-06 12:00 | 0 | 0.76689 | 377600
2016-03-06 13:00 | 0.012564 | 0.69357 | 387619
2016-03-06 14:00 | 0.223 | 0.53517 | 393836
2016-03-06 15:00 | 0.44764 | 0.55467 | 394051
2016-03-06 16:00 | 0.55687 | 0.57661 | 391527
2016-03-06 17:00 | 0.59909 | 0.57009 | 389677
2016-03-06 18:00 | 0.59583 | 0.56033 | 387230
2016-03-06 19:00 | 0.58601 | 0.55098 | 385165
2016-03-06 20:00 | 0.5781 | 0.54249 | 383511
2016-03-06 21:00 | 0.55602 | 0.54443 | 386144
2016-03-06 22:00 | 0.50173 | 0.57363 | 392608
2016-03-06 23:00 | 0.38527 | 0.64149 | 408579
2016-03-07 | 0.16462 | 0.73341 | 426425
2016-03-07 01:00 | 0.0010416 | 0.78697 | 431649
2016-03-07 02:00 | 0 | 0.80707 | 424435
2016-03-07 03:00 | 0 | 0.82729 | 410688
2016-03-07 04:00 | 0 | 0.83935 | 391731
2016-03-07 05:00 | 0 | 0.84236 | 376348
2016-03-07 06:00 | 0 | 0.8414 | 366160
2016-03-07 07:00 | 0 | 0.82628 | 359939
2016-03-07 08:00 | 0 | 0.79901 | 357960
2016-03-07 09:00 | 0 | 0.76515 | 361536
2016-03-07 10:00 | 0 | 0.72701 | 376711
2016-03-07 11:00 | 0 | 0.6951 | 408344
2016-03-07 12:00 | 0 | 0.67113 | 431451
2016-03-07 13:00 | 0.019554 | 0.5943 | 436012
2016-03-07 14:00 | 0.30863 | 0.4626 | 435209
2016-03-07 15:00 | 0.54963 | 0.49391 | 434992
2016-03-07 16:00 | 0.60862 | 0.54858 | 433605
2016-03-07 17:00 | 0.62413 | 0.57858 | 430155
2016-03-07 18:00 | 0.62308 | 0.61818 | 428360
2016-03-07 19:00 | 0.61226 | 0.65254 | 425749
2016-03-07 20:00 | 0.59811 | 0.67169 | 423283
2016-03-07 21:00 | 0.56513 | 0.6879 | 422736
2016-03-07 22:00 | 0.4939 | 0.71609 | 425027
2016-03-07 23:00 | 0.34072 | 0.77075 | 436129
2016-03-08 | 0.090513 | 0.81871 | 448796
2016-03-08 01:00 | 0.0014342 | 0.82269 | 447563
2016-03-08 02:00 | 0 | 0.81372 | 436677
2016-03-08 03:00 | 0 | 0.80182 | 418531
2016-03-08 04:00 | 0 | 0.79768 | 395467
2016-03-08 05:00 | 0 | 0.79517 | 374281
2016-03-08 06:00 | 0 | 0.77881 | 359069
2016-03-08 07:00 | 0 | 0.75392 | 349145
2016-03-08 08:00 | 0 | 0.72808 | 344267
2016-03-08 09:00 | 0 | 0.69188 | 346924
2016-03-08 10:00 | 0 | 0.66283 | 358915
2016-03-08 11:00 | 0 | 0.6516 | 387430
2016-03-08 12:00 | 0 | 0.64095 | 411254
2016-03-08 13:00 | 0.012863 | 0.57122 | 419161
2016-03-08 14:00 | 0.28662 | 0.51668 | 423336
2016-03-08 15:00 | 0.65305 | 0.4932 | 425877
2016-03-08 16:00 | 0.73069 | 0.46071 | 426409
2016-03-08 17:00 | 0.72194 | 0.43015 | 424840
2016-03-08 18:00 | 0.69411 | 0.39341 | 424108
2016-03-08 19:00 | 0.66443 | 0.3597 | 423858
2016-03-08 20:00 | 0.64728 | 0.33191 | 422736
2016-03-08 21:00 | 0.6189 | 0.30501 | 422784
2016-03-08 22:00 | 0.55776 | 0.27568 | 424813
2016-03-08 23:00 | 0.40434 | 0.26612 | 433883
2016-03-09 | 0.14053 | 0.29469 | 446635
2016-03-09 01:00 | 0.0014756 | 0.30049 | 445107
2016-03-09 02:00 | 0 | 0.30375 | 432794
2016-03-09 03:00 | 0 | 0.28354 | 413765
2016-03-09 04:00 | 0 | 0.25857 | 389747
2016-03-09 05:00 | 0 | 0.24289 | 367798
2016-03-09 06:00 | 0 | 0.23872 | 350590
2016-03-09 07:00 | 0 | 0.24768 | 339505
2016-03-09 08:00 | 0 | 0.26021 | 334541
2016-03-09 09:00 | 0 | 0.25881 | 336101
2016-03-09 10:00 | 0 | 0.24657 | 349279
2016-03-09 11:00 | 0 | 0.23764 | 375362
2016-03-09 12:00 | 0 | 0.23323 | 399305
2016-03-09 13:00 | 0.011514 | 0.20235 | 409712
2016-03-09 14:00 | 0.28552 | 0.11868 | 415738
2016-03-09 15:00 | 0.59084 | 0.11202 | 420814
2016-03-09 16:00 | 0.68958 | 0.12356 | 423758
2016-03-09 17:00 | 0.70124 | 0.1237 | 424288
2016-03-09 18:00 | 0.69276 | 0.12236 | 424566
2016-03-09 19:00 | 0.68544 | 0.12047 | 424719
2016-03-09 20:00 | 0.69318 | 0.11803 | 423876
2016-03-09 21:00 | 0.69429 | 0.11464 | 424493
2016-03-09 22:00 | 0.65583 | 0.10655 | 426869
2016-03-09 23:00 | 0.49617 | 0.12155 | 436308
2016-03-10 | 0.15133 | 0.17848 | 446277
2016-03-10 01:00 | 0.0023676 | 0.23702 | 443311
2016-03-10 02:00 | 0 | 0.26584 | 431802
2016-03-10 03:00 | 0 | 0.26749 | 412417
2016-03-10 04:00 | 0 | 0.25269 | 387558
2016-03-10 05:00 | 0 | 0.24017 | 365298
2016-03-10 06:00 | 0 | 0.23896 | 348775
2016-03-10 07:00 | 0 | 0.25117 | 337334
2016-03-10 08:00 | 0 | 0.27829 | 331475
2016-03-10 09:00 | 0 | 0.30185 | 332082
2016-03-10 10:00 | 0 | 0.32349 | 344103
2016-03-10 11:00 | 0 | 0.34407 | 368195
2016-03-10 12:00 | 0 | 0.35951 | 393405
2016-03-10 13:00 | 0.020343 | 0.31902 | 406887
2016-03-10 14:00 | 0.36801 | 0.20313 | 416430
2016-03-10 15:00 | 0.74127 | 0.22176 | 424084
2016-03-10 16:00 | 0.78971 | 0.25564 | 427335
2016-03-10 17:00 | 0.77965 | 0.28914 | 428866
2016-03-10 18:00 | 0.7604 | 0.2969 | 430572
2016-03-10 19:00 | 0.74595 | 0.29418 | 431701
2016-03-10 20:00 | 0.74951 | 0.28411 | 432151
2016-03-10 21:00 | 0.75264 | 0.26793 | 433016
2016-03-10 22:00 | 0.7182 | 0.24692 | 434635
2016-03-10 23:00 | 0.55873 | 0.30665 | 440543
2016-03-11 | 0.17782 | 0.44743 | 448569
2016-03-11 01:00 | 0.0028766 | 0.56792 | 447010
2016-03-11 02:00 | 0 | 0.63819 | 436255
2016-03-11 03:00 | 0 | 0.68979 | 417010
2016-03-11 04:00 | 0 | 0.72062 | 392696
2016-03-11 05:00 | 0 | 0.73362 | 371586
2016-03-11 06:00 | 0 | 0.73718 | 354663
2016-03-11 07:00 | 0 | 0.74358 | 342633
2016-03-11 08:00 | 0 | 0.73419 | 336132
2016-03-11 09:00 | 0 | 0.71302 | 336078
2016-03-11 10:00 | 0 | 0.69687 | 345496
2016-03-11 11:00 | 0 | 0.67986 | 370252
2016-03-11 12:00 | 0 | 0.65794 | 395329
2016-03-11 13:00 | 0.027537 | 0.5264 | 409015
2016-03-11 14:00 | 0.35266 | 0.29915 | 417633
2016-03-11 15:00 | 0.54686 | 0.29885 | 424674
2016-03-11 16:00 | 0.59149 | 0.41632 | 429006
2016-03-11 17:00 | 0.61403 | 0.43081 | 429653
2016-03-11 18:00 | 0.62307 | 0.42286 | 429771
2016-03-11 19:00 | 0.61885 | 0.41301 | 429113
2016-03-11 20:00 | 0.61023 | 0.39996 | 426720
2016-03-11 21:00 | 0.58518 | 0.38128 | 424934
2016-03-11 22:00 | 0.52168 | 0.37134 | 422823
2016-03-11 23:00 | 0.375 | 0.42437 | 424991
2016-03-12 | 0.11124 | 0.53096 | 430809
2016-03-12 01:00 | 0.0025135 | 0.61701 | 428644
2016-03-12 02:00 | 0 | 0.66482 | 417666
2016-03-12 03:00 | 0 | 0.67416 | 404957
2016-03-12 04:00 | 0 | 0.6676 | 382164
2016-03-12 05:00 | 0 | 0.65249 | 364958
2016-03-12 06:00 | 0 | 0.62334 | 350331
2016-03-12 07:00 | 0 | 0.58365 | 338382
2016-03-12 08:00 | 0 | 0.54438 | 331415
2016-03-12 09:00 | 0 | 0.51009 | 328871
2016-03-12 10:00 | 0 | 0.48058 | 331181
2016-03-12 11:00 | 0 | 0.4569 | 337640
2016-03-12 12:00 | 0 | 0.44758 | 348302
2016-03-12 13:00 | 0.023242 | 0.36409 | 362752
2016-03-12 14:00 | 0.32009 | 0.2262 | 377676
2016-03-12 15:00 | 0.64697 | 0.21573 | 388255
2016-03-12 16:00 | 0.73455 | 0.3161 | 393475
2016-03-12 17:00 | 0.74591 | 0.37515 | 394458
2016-03-12 18:00 | 0.73438 | 0.39995 | 393388
2016-03-12 19:00 | 0.72344 | 0.41762 | 391365
2016-03-12 20:00 | 0.72624 | 0.43593 | 390385
2016-03-12 21:00 | 0.72403 | 0.46079 | 390775
2016-03-12 22:00 | 0.68047 | 0.50617 | 392732
2016-03-12 23:00 | 0.54183 | 0.58661 | 399719
2016-03-13 | 0.1955 | 0.70168 | 407436
2016-03-13 01:00 | 0.0037235 | 0.73542 | 406516
2016-03-13 02:00 | 0 | 0.72832 | 398876
2016-03-13 03:00 | 0 | 0.71238 | 386291
2016-03-13 04:00 | 0 | 0.69139 | 368389
2016-03-13 05:00 | 0 | 0.67363 | 351061
2016-03-13 06:00 | 0 | 0.65319 | 337314
2016-03-13 07:00 | 0 | 0.63266 | 327141
2016-03-13 08:00 | 0 | 0.60946 | 320515
2016-03-13 09:00 | 0 | 0.59104 | 318901
2016-03-13 10:00 | 0 | 0.57662 | 322082
2016-03-13 11:00 | 0 | 0.56483 | 327898
2016-03-13 12:00 | 0 | 0.5569 | 336578
2016-03-13 13:00 | 0.038929 | 0.48819 | 349873
2016-03-13 14:00 | 0.38529 | 0.34702 | 364303
2016-03-13 15:00 | 0.64333 | 0.39527 | 374745
2016-03-13 16:00 | 0.69867 | 0.45426 | 383345
2016-03-13 17:00 | 0.70543 | 0.4422 | 389604
2016-03-13 18:00 | 0.69184 | 0.41204 | 392033
2016-03-13 19:00 | 0.67866 | 0.37987 | 392600
2016-03-13 20:00 | 0.67323 | 0.34786 | 394457
2016-03-13 21:00 | 0.6546 | 0.31132 | 398498
2016-03-13 22:00 | 0.60037 | 0.27136 | 402033
2016-03-13 23:00 | 0.43451 | 0.27713 | 407399
2016-03-14 | 0.14794 | 0.31482 | 415290
2016-03-14 01:00 | 0.0027356 | 0.30293 | 416415
2016-03-14 02:00 | 0 | 0.29092 | 404724
2016-03-14 03:00 | 0 | 0.29471 | 385037
2016-03-14 04:00 | 0 | 0.328 | 361989
2016-03-14 05:00 | 0 | 0.37479 | 343022
2016-03-14 06:00 | 0 | 0.42008 | 331889
2016-03-14 07:00 | 0 | 0.45851 | 325049
2016-03-14 08:00 | 0 | 0.48875 | 326183
2016-03-14 09:00 | 0 | 0.49678 | 338931
2016-03-14 10:00 | 0 | 0.48907 | 362356
2016-03-14 11:00 | 0 | 0.47805 | 391876
2016-03-14 12:00 | 0 | 0.4737 | 409185
2016-03-14 13:00 | 0.053779 | 0.4269 | 420455
2016-03-14 14:00 | 0.43357 | 0.27303 | 429944
2016-03-14 15:00 | 0.69362 | 0.29614 | 437125
2016-03-14 16:00 | 0.75528 | 0.40314 | 440561
2016-03-14 17:00 | 0.75408 | 0.4741 | 443657
2016-03-14 18:00 | 0.74156 | 0.52224 | 446603
2016-03-14 19:00 | 0.73278 | 0.56116 | 448872
2016-03-14 20:00 | 0.73783 | 0.58736 | 450737
2016-03-14 21:00 | 0.74096 | 0.60931 | 452592
2016-03-14 22:00 | 0.70591 | 0.63172 | 452529
2016-03-14 23:00 | 0.56412 | 0.71782 | 452786
2016-03-15 | 0.24784 | 0.78369 | 455067
2016-03-15 01:00 | 0.0061384 | 0.82067 | 447983
2016-03-15 02:00 | 0 | 0.83519 | 428966
2016-03-15 03:00 | 0 | 0.83807 | 406413
2016-03-15 04:00 | 0 | 0.82654 | 382353
2016-03-15 05:00 | 0 | 0.82008 | 362173
2016-03-15 06:00 | 0 | 0.81076 | 348585
2016-03-15 07:00 | 0 | 0.79627 | 339980
2016-03-15 08:00 | 0 | 0.78189 | 339086
2016-03-15 09:00 | 0 | 0.77934 | 347259
2016-03-15 10:00 | 0 | 0.77455 | 373132
2016-03-15 11:00 | 0 | 0.77782 | 400253
2016-03-15 12:00 | 0 | 0.7734 | 413051
2016-03-15 13:00 | 0.053515 | 0.6574 | 421080
2016-03-15 14:00 | 0.47503 | 0.60562 | 429798
2016-03-15 15:00 | 0.73549 | 0.74608 | 434747
2016-03-15 16:00 | 0.7801 | 0.77564 | 438744
2016-03-15 17:00 | 0.77681 | 0.79015 | 442489
2016-03-15 18:00 | 0.76364 | 0.79969 | 445272
2016-03-15 19:00 | 0.75486 | 0.81184 | 447216
2016-03-15 20:00 | 0.758 | 0.82153 | 450355
2016-03-15 21:00 | 0.74916 | 0.8125 | 453096
2016-03-15 22:00 | 0.70144 | 0.77998 | 451827
2016-03-15 23:00 | 0.55984 | 0.74618 | 453300
2016-03-16 | 0.24383 | 0.76933 | 457078
2016-03-16 01:00 | 0.0086333 | 0.7697 | 450176
2016-03-16 02:00 | 0 | 0.75443 | 429895
2016-03-16 03:00 | 0 | 0.73482 | 405990
2016-03-16 04:00 | 0 | 0.71702 | 381536
2016-03-16 05:00 | 0 | 0.70932 | 362804
2016-03-16 06:00 | 0 | 0.70321 | 348463
2016-03-16 07:00 | 0 | 0.69643 | 340052
2016-03-16 08:00 | 0 | 0.69303 | 338483
2016-03-16 09:00 | 0 | 0.69117 | 347356
2016-03-16 10:00 | 0 | 0.68905 | 373130
2016-03-16 11:00 | 0 | 0.68594 | 399637
2016-03-16 12:00 | 0 | 0.677 | 411341
2016-03-16 13:00 | 0.05746 | 0.53087 | 418427
2016-03-16 14:00 | 0.47333 | 0.45518 | 426785
2016-03-16 15:00 | 0.79082 | 0.59434 | 430950
2016-03-16 16:00 | 0.82335 | 0.64398 | 433247
2016-03-16 17:00 | 0.81053 | 0.6515 | 436321
2016-03-16 18:00 | 0.79263 | 0.65144 | 440033
2016-03-16 19:00 | 0.77978 | 0.65346 | 441359
2016-03-16 20:00 | 0.78613 | 0.66255 | 442901
2016-03-16 21:00 | 0.78933 | 0.66644 | 445026
2016-03-16 22:00 | 0.75862 | 0.66123 | 443029
2016-03-16 23:00 | 0.60435 | 0.66257 | 444337
2016-03-17 | 0.2644 | 0.7068 | 450102
2016-03-17 01:00 | 0.0085605 | 0.74223 | 443752
2016-03-17 02:00 | 0 | 0.74649 | 425098
2016-03-17 03:00 | 0 | 0.71685 | 401834
2016-03-17 04:00 | 0 | 0.6628 | 379767
2016-03-17 05:00 | 0 | 0.61791 | 360361
2016-03-17 06:00 | 0 | 0.58389 | 347411
2016-03-17 07:00 | 0 | 0.56232 | 339963
2016-03-17 08:00 | 0 | 0.5424 | 339724
2016-03-17 09:00 | 0 | 0.52689 | 349694
2016-03-17 10:00 | 0 | 0.52401 | 376622
2016-03-17 11:00 | 0 | 0.51729 | 404862
2016-03-17 12:00 | 0 | 0.50015 | 416193
2016-03-17 13:00 | 0.099731 | 0.3482 | 422526
2016-03-17 14:00 | 0.47875 | 0.33009 | 428195
2016-03-17 15:00 | 0.79725 | 0.39627 | 431071
2016-03-17 16:00 | 0.82237 | 0.42243 | 431928
2016-03-17 17:00 | 0.80911 | 0.42359 | 433473
2016-03-17 18:00 | 0.79026 | 0.42043 | 433891
2016-03-17 19:00 | 0.77655 | 0.42063 | 433058
2016-03-17 20:00 | 0.78154 | 0.42222 | 432969
2016-03-17 21:00 | 0.78272 | 0.42391 | 433016
2016-03-17 22:00 | 0.748 | 0.42424 | 431528
2016-03-17 23:00 | 0.59449 | 0.43865 | 434635
2016-03-18 | 0.27421 | 0.49087 | 442171
2016-03-18 01:00 | 0.011316 | 0.51785 | 436010
2016-03-18 02:00 | 0 | 0.52282 | 419733
2016-03-18 03:00 | 0 | 0.51717 | 399149
2016-03-18 04:00 | 0 | 0.49515 | 378574
2016-03-18 05:00 | 0 | 0.4512 | 361172
2016-03-18 06:00 | 0 | 0.40726 | 348755
2016-03-18 07:00 | 0 | 0.37703 | 341577
2016-03-18 08:00 | 0 | 0.36461 | 341671
2016-03-18 09:00 | 0 | 0.35825 | 352041
2016-03-18 10:00 | 0 | 0.35313 | 378131
2016-03-18 11:00 | 0 | 0.34973 | 405393
2016-03-18 12:00 | 0 | 0.34107 | 416764
2016-03-18 13:00 | 0.072862 | 0.32077 | 422899
2016-03-18 14:00 | 0.43518 | 0.39003 | 428495
2016-03-18 15:00 | 0.75057 | 0.40952 | 430735
2016-03-18 16:00 | 0.79603 | 0.40156 | 430355
2016-03-18 17:00 | 0.80112 | 0.39095 | 430978
2016-03-18 18:00 | 0.79018 | 0.38826 | 430776
2016-03-18 19:00 | 0.78163 | 0.39922 | 429869
2016-03-18 20:00 | 0.79105 | 0.42106 | 427879
2016-03-18 21:00 | 0.79668 | 0.44126 | 426015
2016-03-18 22:00 | 0.76915 | 0.45503 | 423443
2016-03-18 23:00 | 0.62519 | 0.46091 | 426392
2016-03-19 | 0.27656 | 0.46484 | 431619
2016-03-19 01:00 | 0.012481 | 0.44399 | 426822
2016-03-19 02:00 | 0 | 0.41875 | 415031
2016-03-19 03:00 | 0 | 0.39998 | 397357
2016-03-19 04:00 | 0 | 0.37616 | 378153
2016-03-19 05:00 | 0 | 0.35257 | 362685
2016-03-19 06:00 | 0 | 0.33756 | 350609
2016-03-19 07:00 | 0 | 0.32685 | 342841
2016-03-19 08:00 | 0 | 0.32 | 340170
2016-03-19 09:00 | 0 | 0.31336 | 342388
2016-03-19 10:00 | 0 | 0.31341 | 351318
2016-03-19 11:00 | 0 | 0.31294 | 364242
2016-03-19 12:00 | 0 | 0.30395 | 379072
2016-03-19 13:00 | 0.11509 | 0.23649 | 393999
2016-03-19 14:00 | 0.4876 | 0.28939 | 404444
2016-03-19 15:00 | 0.77915 | 0.30229 | 407591
2016-03-19 16:00 | 0.81643 | 0.29401 | 406100
2016-03-19 17:00 | 0.81595 | 0.29552 | 401953
2016-03-19 18:00 | 0.79944 | 0.30878 | 396743
2016-03-19 19:00 | 0.78565 | 0.32631 | 392100
2016-03-19 20:00 | 0.78846 | 0.34131 | 390815
2016-03-19 21:00 | 0.78527 | 0.35024 | 392401
2016-03-19 22:00 | 0.74493 | 0.34812 | 394474
2016-03-19 23:00 | 0.57647 | 0.33534 | 401004
2016-03-20 | 0.25255 | 0.40094 | 411271
2016-03-20 01:00 | 0.013666 | 0.46782 | 411596
2016-03-20 02:00 | 0 | 0.46235 | 403284
2016-03-20 03:00 | 0 | 0.43094 | 390083
2016-03-20 04:00 | 0 | 0.39478 | 375309
2016-03-20 05:00 | 0 | 0.37225 | 362490
2016-03-20 06:00 | 0 | 0.3551 | 352719
2016-03-20 07:00 | 0 | 0.34449 | 346932
2016-03-20 08:00 | 0 | 0.3403 | 344382
2016-03-20 09:00 | 0 | 0.33353 | 347241
2016-03-20 10:00 | 0 | 0.32019 | 354367
2016-03-20 11:00 | 0 | 0.30562 | 366569
2016-03-20 12:00 | 0 | 0.27782 | 380362
2016-03-20 13:00 | 0.10565 | 0.1628 | 392900
2016-03-20 14:00 | 0.47482 | 0.13865 | 399596
2016-03-20 15:00 | 0.7565 | 0.11809 | 400534
2016-03-20 16:00 | 0.82762 | 0.10343 | 400810
2016-03-20 17:00 | 0.82344 | 0.088605 | 400102
2016-03-20 18:00 | 0.80854 | 0.080349 | 397444
2016-03-20 19:00 | 0.7974 | 0.078568 | 395478
2016-03-20 20:00 | 0.8028 | 0.079986 | 395877
2016-03-20 21:00 | 0.80291 | 0.080602 | 399662
2016-03-20 22:00 | 0.77442 | 0.076762 | 405572
2016-03-20 23:00 | 0.62439 | 0.10153 | 416082
2016-03-21 | 0.28832 | 0.2049 | 427870
2016-03-21 01:00 | 0.013208 | 0.37275 | 429768
2016-03-21 02:00 | 0 | 0.51933 | 419224
2016-03-21 03:00 | 0 | 0.60119 | 404100
2016-03-21 04:00 | 0 | 0.65206 | 386926
2016-03-21 05:00 | 0 | 0.67689 | 374439
2016-03-21 06:00 | 0 | 0.68924 | 366584
2016-03-21 07:00 | 0 | 0.70114 | 363565
2016-03-21 08:00 | 0 | 0.70856 | 367334
2016-03-21 09:00 | 0 | 0.69639 | 382061
2016-03-21 10:00 | 0 | 0.67715 | 414117
2016-03-21 11:00 | 0 | 0.66263 | 446242
2016-03-21 12:00 | 0 | 0.63804 | 459193
2016-03-21 13:00 | 0.084603 | 0.45243 | 458799
2016-03-21 14:00 | 0.47507 | 0.3878 | 454396
2016-03-21 15:00 | 0.67852 | 0.5317 | 448158
2016-03-21 16:00 | 0.73233 | 0.56957 | 440472
2016-03-21 17:00 | 0.73682 | 0.60291 | 433201
2016-03-21 18:00 | 0.72393 | 0.62105 | 426170
2016-03-21 19:00 | 0.71196 | 0.62974 | 420613
2016-03-21 20:00 | 0.70515 | 0.6337 | 417130
2016-03-21 21:00 | 0.68263 | 0.64065 | 417140
2016-03-21 22:00 | 0.61868 | 0.65108 | 419473
2016-03-21 23:00 | 0.48144 | 0.72125 | 429597
2016-03-22 | 0.20562 | 0.80819 | 443841
2016-03-22 01:00 | 0.013768 | 0.82556 | 443516
2016-03-22 02:00 | 0 | 0.80536 | 429343
2016-03-22 03:00 | 0 | 0.77631 | 409902
2016-03-22 04:00 | 0 | 0.75002 | 391147
2016-03-22 05:00 | 0 | 0.72676 | 378205
2016-03-22 06:00 | 0 | 0.71103 | 369958
2016-03-22 07:00 | 0 | 0.69644 | 367249
2016-03-22 08:00 | 0 | 0.67779 | 370148
2016-03-22 09:00 | 0 | 0.64854 | 384088
2016-03-22 10:00 | 0 | 0.62374 | 415444
2016-03-22 11:00 | 0 | 0.60372 | 444966
2016-03-22 12:00 | 0 | 0.58099 | 452497
2016-03-22 13:00 | 0.06923 | 0.48642 | 447072
2016-03-22 14:00 | 0.39707 | 0.41342 | 440164
2016-03-22 15:00 | 0.6225 | 0.40253 | 433376
2016-03-22 16:00 | 0.70842 | 0.42884 | 426274
2016-03-22 17:00 | 0.72425 | 0.44559 | 419962
2016-03-22 18:00 | 0.72324 | 0.45445 | 415490
2016-03-22 19:00 | 0.71969 | 0.472 | 410986
2016-03-22 20:00 | 0.72235 | 0.49698 | 408946
2016-03-22 21:00 | 0.7125 | 0.52396 | 409661
2016-03-22 22:00 | 0.65709 | 0.55496 | 411033
2016-03-22 23:00 | 0.54225 | 0.61616 | 417740
2016-03-23 | 0.27768 | 0.7139 | 429407
2016-03-23 01:00 | 0.024288 | 0.76447 | 427410
2016-03-23 02:00 | 0 | 0.77784 | 412169
2016-03-23 03:00 | 0 | 0.78309 | 392077
2016-03-23 04:00 | 0 | 0.78837 | 371435
2016-03-23 05:00 | 0 | 0.78503 | 355275
2016-03-23 06:00 | 0 | 0.77687 | 344743
2016-03-23 07:00 | 0 | 0.77337 | 338507
2016-03-23 08:00 | 0 | 0.77586 | 340284
2016-03-23 09:00 | 0 | 0.77125 | 351735
2016-03-23 10:00 | 0 | 0.7618 | 379557
2016-03-23 11:00 | 0 | 0.75988 | 406573
2016-03-23 12:00 | 9.67e-08 | 0.75883 | 417572
2016-03-23 13:00 | 0.097658 | 0.7442 | 420523
2016-03-23 14:00 | 0.43713 | 0.74006 | 423590
2016-03-23 15:00 | 0.69325 | 0.75738 | 423947
2016-03-23 16:00 | 0.78223 | 0.75533 | 421960
2016-03-23 17:00 | 0.78927 | 0.74865 | 421085
2016-03-23 18:00 | 0.7785 | 0.74016 | 420827
2016-03-23 19:00 | 0.76859 | 0.73868 | 420457
2016-03-23 20:00 | 0.77106 | 0.74345 | 421559
2016-03-23 21:00 | 0.76589 | 0.74666 | 423750
2016-03-23 22:00 | 0.73655 | 0.74369 | 424144
2016-03-23 23:00 | 0.61953 | 0.74081 | 428453
2016-03-24 | 0.35409 | 0.73479 | 436285
2016-03-24 01:00 | 0.02771 | 0.72463 | 431813
2016-03-24 02:00 | 0 | 0.70202 | 415184
2016-03-24 03:00 | 0 | 0.68986 | 393248
2016-03-24 04:00 | 0 | 0.69006 | 370780
2016-03-24 05:00 | 0 | 0.71397 | 353765
2016-03-24 06:00 | 0 | 0.74072 | 342199
2016-03-24 07:00 | 0 | 0.74874 | 335265
2016-03-24 08:00 | 0 | 0.74416 | 334414
2016-03-24 09:00 | 0 | 0.73375 | 344570
2016-03-24 10:00 | 0 | 0.71309 | 369985
2016-03-24 11:00 | 0 | 0.6831 | 397052
2016-03-24 12:00 | 2.26e-06 | 0.64913 | 410677
2016-03-24 13:00 | 0.12014 | 0.53282 | 417690
2016-03-24 14:00 | 0.51547 | 0.51032 | 424441
2016-03-24 15:00 | 0.81388 | 0.50454 | 426778
2016-03-24 16:00 | 0.85689 | 0.47485 | 426376
2016-03-24 17:00 | 0.85134 | 0.43961 | 425775
2016-03-24 18:00 | 0.83046 | 0.40342 | 424162
2016-03-24 19:00 | 0.81321 | 0.36747 | 422130
2016-03-24 20:00 | 0.81334 | 0.33007 | 421635
2016-03-24 21:00 | 0.8064 | 0.29549 | 422036
2016-03-24 22:00 | 0.76854 | 0.26655 | 421562
2016-03-24 23:00 | 0.64181 | 0.25429 | 424048
2016-03-25 | 0.33885 | 0.33479 | 429148
2016-03-25 01:00 | 0.029002 | 0.42032 | 426822
2016-03-25 02:00 | 0 | 0.49966 | 411393
2016-03-25 03:00 | 0 | 0.55927 | 391348
2016-03-25 04:00 | 0 | 0.58994 | 370618
2016-03-25 05:00 | 0 | 0.59172 | 353765
2016-03-25 06:00 | 0 | 0.57554 | 342034
2016-03-25 07:00 | 0 | 0.55317 | 335251
2016-03-25 08:00 | 0 | 0.53047 | 334299
2016-03-25 09:00 | 0 | 0.51296 | 340714
2016-03-25 10:00 | 0 | 0.50189 | 358380
2016-03-25 11:00 | 0 | 0.50086 | 380796
2016-03-25 12:00 | 4.3e-06 | 0.48732 | 397205
2016-03-25 13:00 | 0.10721 | 0.32589 | 410507
2016-03-25 14:00 | 0.50987 | 0.29951 | 419029
2016-03-25 15:00 | 0.74584 | 0.45695 | 420350
2016-03-25 16:00 | 0.78028 | 0.47915 | 417424
2016-03-25 17:00 | 0.78702 | 0.46711 | 413151
2016-03-25 18:00 | 0.77783 | 0.45696 | 409258
2016-03-25 19:00 | 0.76559 | 0.4523 | 405291
2016-03-25 20:00 | 0.76501 | 0.45435 | 402461
2016-03-25 21:00 | 0.75487 | 0.47036 | 401640
2016-03-25 22:00 | 0.71053 | 0.49718 | 399619
2016-03-25 23:00 | 0.59164 | 0.55468 | 400658
2016-03-26 | 0.32189 | 0.64549 | 407842
2016-03-26 01:00 | 0.030742 | 0.66823 | 406429
2016-03-26 02:00 | 0 | 0.66325 | 396327
2016-03-26 03:00 | 0 | 0.64395 | 381589
2016-03-26 04:00 | 0 | 0.60896 | 365218
2016-03-26 05:00 | 0 | 0.57102 | 350691
2016-03-26 06:00 | 0 | 0.53582 | 340886
2016-03-26 07:00 | 0 | 0.50615 | 333906
2016-03-26 08:00 | 0 | 0.48604 | 331611
2016-03-26 09:00 | 0 | 0.46936 | 334220
2016-03-26 10:00 | 0 | 0.45182 | 342424
2016-03-26 11:00 | 0 | 0.43857 | 354664
2016-03-26 12:00 | 1.08e-05 | 0.40699 | 369423
2016-03-26 13:00 | 0.099074 | 0.34338 | 382245
2016-03-26 14:00 | 0.48158 | 0.35949 | 389687
2016-03-26 15:00 | 0.75002 | 0.35343 | 391379
2016-03-26 16:00 | 0.78258 | 0.31691 | 389794
2016-03-26 17:00 | 0.7895 | 0.27984 | 385681
2016-03-26 18:00 | 0.77981 | 0.25716 | 381045
2016-03-26 19:00 | 0.76697 | 0.24441 | 378689
2016-03-26 20:00 | 0.76149 | 0.2371 | 378613
2016-03-26 21:00 | 0.74797 | 0.23025 | 380015
2016-03-26 22:00 | 0.70987 | 0.2299 | 382175
2016-03-26 23:00 | 0.59783 | 0.254 | 387402
2016-03-27 | 0.34871 | 0.34118 | 397354
2016-03-27 01:00 | 0.032405 | 0.39886 | 397754
2016-03-27 02:00 | 0 | 0.42624 | 389218
2016-03-27 03:00 | 0 | 0.4471 | 375683
2016-03-27 04:00 | 0 | 0.45505 | 359203
2016-03-27 05:00 | 0 | 0.46959 | 343173
2016-03-27 06:00 | 0 | 0.48635 | 331201
2016-03-27 07:00 | 0 | 0.49493 | 323577
2016-03-27 08:00 | 0 | 0.50239 | 320006
2016-03-27 09:00 | 0 | 0.50656 | 321002
2016-03-27 10:00 | 0 | 0.5027 | 326695
2016-03-27 11:00 | 0 | 0.48262 | 335550
2016-03-27 12:00 | 1.96e-05 | 0.44359 | 350038
2016-03-27 13:00 | 0.17421 | 0.2946 | 364893
2016-03-27 14:00 | 0.53376 | 0.22449 | 373526
2016-03-27 15:00 | 0.75593 | 0.22582 | 376118
2016-03-27 16:00 | 0.82464 | 0.20706 | 376696
2016-03-27 17:00 | 0.83248 | 0.18389 | 374050
2016-03-27 18:00 | 0.81661 | 0.17155 | 369424
2016-03-27 19:00 | 0.80371 | 0.1685 | 366593
2016-03-27 20:00 | 0.80266 | 0.1712 | 365917
2016-03-27 21:00 | 0.79372 | 0.17163 | 366194
2016-03-27 22:00 | 0.75906 | 0.16203 | 369738
2016-03-27 23:00 | 0.6291 | 0.14563 | 378549
2016-03-28 | 0.33293 | 0.17874 | 389831
2016-03-28 01:00 | 0.027293 | 0.26863 | 391812
2016-03-28 02:00 | 0 | 0.39423 | 382930
2016-03-28 03:00 | 0 | 0.51946 | 368065
2016-03-28 04:00 | 0 | 0.61095 | 350485
2016-03-28 05:00 | 0 | 0.65118 | 337077
2016-03-28 06:00 | 0 | 0.66844 | 328173
2016-03-28 07:00 | 0 | 0.667 | 323301
2016-03-28 08:00 | 0 | 0.65077 | 324491
2016-03-28 09:00 | 0 | 0.61352 | 337024
2016-03-28 10:00 | 0 | 0.57211 | 363343
2016-03-28 11:00 | 0 | 0.53721 | 392770
2016-03-28 12:00 | 3.59e-05 | 0.49832 | 410892
2016-03-28 13:00 | 0.15934 | 0.28412 | 421543
2016-03-28 14:00 | 0.45115 | 0.16615 | 429601
2016-03-28 15:00 | 0.62947 | 0.25324 | 432761
2016-03-28 16:00 | 0.67901 | 0.3432 | 432650
2016-03-28 17:00 | 0.69209 | 0.36358 | 432249
2016-03-28 18:00 | 0.68845 | 0.36643 | 431364
2016-03-28 19:00 | 0.67649 | 0.37254 | 429831
2016-03-28 20:00 | 0.66255 | 0.38502 | 428490
2016-03-28 21:00 | 0.63301 | 0.40629 | 429216
2016-03-28 22:00 | 0.57622 | 0.44064 | 428639
2016-03-28 23:00 | 0.45245 | 0.53313 | 430926
2016-03-29 | 0.22162 | 0.72946 | 437328
2016-03-29 01:00 | 0.025598 | 0.81475 | 433906
2016-03-29 02:00 | 0 | 0.84275 | 417820
2016-03-29 03:00 | 0 | 0.84903 | 396910
2016-03-29 04:00 | 0 | 0.83263 | 375069
2016-03-29 05:00 | 0 | 0.80619 | 359006
2016-03-29 06:00 | 0 | 0.77068 | 348076
2016-03-29 07:00 | 0 | 0.72998 | 342509
2016-03-29 08:00 | 0 | 0.69392 | 342496
2016-03-29 09:00 | 0 | 0.66328 | 353594
2016-03-29 10:00 | 0 | 0.64833 | 381057
2016-03-29 11:00 | 0 | 0.6392 | 409016
2016-03-29 12:00 | 2.38e-05 | 0.61178 | 421276
2016-03-29 13:00 | 0.11542 | 0.44337 | 426116
2016-03-29 14:00 | 0.42148 | 0.4269 | 430112
2016-03-29 15:00 | 0.63324 | 0.57523 | 429882
2016-03-29 16:00 | 0.69179 | 0.62286 | 426445
2016-03-29 17:00 | 0.7061 | 0.65843 | 423530
2016-03-29 18:00 | 0.6982 | 0.68548 | 419707
2016-03-29 19:00 | 0.68492 | 0.70206 | 414668
2016-03-29 20:00 | 0.66905 | 0.7107 | 411618
2016-03-29 21:00 | 0.63515 | 0.71961 | 410978
2016-03-29 22:00 | 0.55425 | 0.74026 | 411659
2016-03-29 23:00 | 0.4037 | 0.76524 | 416763
2016-03-30 | 0.21613 | 0.77773 | 428876
2016-03-30 01:00 | 0.028195 | 0.77974 | 426869
2016-03-30 02:00 | 0 | 0.7737 | 411229
2016-03-30 03:00 | 0 | 0.76011 | 391943
2016-03-30 04:00 | 0 | 0.73758 | 373299
2016-03-30 05:00 | 0 | 0.71201 | 358903
2016-03-30 06:00 | 0 | 0.68761 | 348692
2016-03-30 07:00 | 0 | 0.65931 | 343985
2016-03-30 08:00 | 0 | 0.64154 | 345324
2016-03-30 09:00 | 0 | 0.63297 | 354962
2016-03-30 10:00 | 0 | 0.63587 | 382679
2016-03-30 11:00 | 0 | 0.63763 | 409373
2016-03-30 12:00 | 2.25e-05 | 0.62837 | 419980
2016-03-30 13:00 | 0.11639 | 0.51875 | 423396
2016-03-30 14:00 | 0.4599 | 0.48637 | 425989
2016-03-30 15:00 | 0.70717 | 0.50785 | 425878
2016-03-30 16:00 | 0.7562 | 0.53168 | 423641
2016-03-30 17:00 | 0.75533 | 0.5393 | 422023
2016-03-30 18:00 | 0.74534 | 0.54699 | 419795
2016-03-30 19:00 | 0.73461 | 0.54985 | 420096
2016-03-30 20:00 | 0.73137 | 0.55505 | 419362
2016-03-30 21:00 | 0.71963 | 0.56184 | 420230
2016-03-30 22:00 | 0.68629 | 0.5592 | 421131
2016-03-30 23:00 | 0.57512 | 0.56433 | 425611
2016-03-31 | 0.33737 | 0.60333 | 434380
2016-03-31 01:00 | 0.048423 | 0.61564 | 429456
2016-03-31 02:00 | 0 | 0.61699 | 412312
2016-03-31 03:00 | 0 | 0.62069 | 392062
2016-03-31 04:00 | 0 | 0.62931 | 370608
2016-03-31 05:00 | 0 | 0.63467 | 354013
2016-03-31 06:00 | 0 | 0.63147 | 341985
2016-03-31 07:00 | 0 | 0.61948 | 334931
2016-03-31 08:00 | 0 | 0.61723 | 334585
2016-03-31 09:00 | 0 | 0.60244 | 343135
2016-03-31 10:00 | 0 | 0.58083 | 366257
2016-03-31 11:00 | 0 | 0.56716 | 392250
2016-03-31 12:00 | 8.57e-05 | 0.54355 | 405935
2016-03-31 13:00 | 0.17681 | 0.48078 | 415097
2016-03-31 14:00 | 0.51824 | 0.55387 | 424306
2016-03-31 15:00 | 0.7487 | 0.57016 | 429177
2016-03-31 16:00 | 0.80985 | 0.57258 | 430678
2016-03-31 17:00 | 0.80772 | 0.57002 | 432261
2016-03-31 18:00 | 0.78671 | 0.56939 | 433513
2016-03-31 19:00 | 0.76381 | 0.57165 | 433019
2016-03-31 20:00 | 0.74799 | 0.57893 | 433947
2016-03-31 21:00 | 0.7194 | 0.58571 | 435573
2016-03-31 22:00 | 0.65811 | 0.59 | 434337
2016-03-31 23:00 | 0.53924 | 0.58517 | 435426
2016-04-01 | 0.31714 | 0.5966 | 439296
2016-04-01 01:00 | 0.051001 | 0.65921 | 434590
2016-04-01 02:00 | 1.72e-07 | 0.67166 | 417220
2016-04-01 03:00 | 0 | 0.65244 | 396361
2016-04-01 04:00 | 0 | 0.63952 | 373765
2016-04-01 05:00 | 0 | 0.62403 | 355606
2016-04-01 06:00 | 0 | 0.60046 | 342598
2016-04-01 07:00 | 0 | 0.5832 | 334101
2016-04-01 08:00 | 0 | 0.56041 | 332912
2016-04-01 09:00 | 0 | 0.54163 | 340789
2016-04-01 10:00 | 0 | 0.53431 | 363022
2016-04-01 11:00 | 0 | 0.52717 | 389519
2016-04-01 12:00 | 2.88e-05 | 0.48394 | 404981
2016-04-01 13:00 | 0.11849 | 0.42564 | 416209
2016-04-01 14:00 | 0.50643 | 0.53191 | 425683
2016-04-01 15:00 | 0.71205 | 0.55328 | 430139
2016-04-01 16:00 | 0.80358 | 0.53229 | 430453
2016-04-01 17:00 | 0.80649 | 0.52367 | 429766
2016-04-01 18:00 | 0.79711 | 0.53685 | 427550
2016-04-01 19:00 | 0.78676 | 0.57278 | 424573
2016-04-01 20:00 | 0.79112 | 0.6198 | 421807
2016-04-01 21:00 | 0.79026 | 0.65705 | 419340
2016-04-01 22:00 | 0.76968 | 0.661 | 415624
2016-04-01 23:00 | 0.66955 | 0.61496 | 414611
2016-04-02 | 0.43002 | 0.58274 | 419217
2016-04-02 01:00 | 0.057277 | 0.61196 | 416423
2016-04-02 02:00 | 4.28e-07 | 0.6101 | 404928
2016-04-02 03:00 | 0 | 0.62194 | 388010
2016-04-02 04:00 | 0 | 0.63792 | 368271
2016-04-02 05:00 | 0 | 0.64176 | 353021
2016-04-02 06:00 | 0 | 0.64462 | 341050
2016-04-02 07:00 | 0 | 0.65186 | 332783
2016-04-02 08:00 | 0 | 0.66623 | 329988
2016-04-02 09:00 | 0 | 0.68346 | 333243
2016-04-02 10:00 | 0 | 0.70578 | 342208
2016-04-02 11:00 | 0 | 0.72345 | 355236
2016-04-02 12:00 | 0.00010103 | 0.70906 | 369959
2016-04-02 13:00 | 0.17573 | 0.4925 | 384596
2016-04-02 14:00 | 0.59396 | 0.37497 | 393724
2016-04-02 15:00 | 0.78576 | 0.42251 | 396754
2016-04-02 16:00 | 0.87259 | 0.47457 | 394001
2016-04-02 17:00 | 0.8741 | 0.45233 | 389895
2016-04-02 18:00 | 0.8589 | 0.41807 | 385511
2016-04-02 19:00 | 0.84832 | 0.3895 | 381717
2016-04-02 20:00 | 0.85337 | 0.37077 | 380927
2016-04-02 21:00 | 0.85416 | 0.35297 | 382002
2016-04-02 22:00 | 0.82824 | 0.33309 | 383591
2016-04-02 23:00 | 0.71102 | 0.29737 | 388056
2016-04-03 | 0.42536 | 0.32238 | 397214
2016-04-03 01:00 | 0.055891 | 0.38622 | 399248
2016-04-03 02:00 | 7.32e-08 | 0.47334 | 390446
2016-04-03 03:00 | 0 | 0.58523 | 377150
2016-04-03 04:00 | 0 | 0.72924 | 361280
2016-04-03 05:00 | 0 | 0.81261 | 347844
2016-04-03 06:00 | 0 | 0.8602 | 338151
2016-04-03 07:00 | 0 | 0.88614 | 332824
2016-04-03 08:00 | 0 | 0.89528 | 331348
2016-04-03 09:00 | 0 | 0.88984 | 333588
2016-04-03 10:00 | 0 | 0.87702 | 341431
2016-04-03 11:00 | 0 | 0.86846 | 351983
2016-04-03 12:00 | 9.98e-05 | 0.83597 | 364633
2016-04-03 13:00 | 0.17905 | 0.57106 | 374386
2016-04-03 14:00 | 0.56789 | 0.42557 | 378868
2016-04-03 15:00 | 0.74745 | 0.56184 | 378196
2016-04-03 16:00 | 0.84739 | 0.65207 | 377267
2016-04-03 17:00 | 0.84977 | 0.6765 | 375638
2016-04-03 18:00 | 0.83207 | 0.68132 | 373692
2016-04-03 19:00 | 0.81972 | 0.68431 | 372138
2016-04-03 20:00 | 0.82077 | 0.68366 | 374893
2016-04-03 21:00 | 0.81629 | 0.68391 | 380097
2016-04-03 22:00 | 0.77984 | 0.67603 | 386300
2016-04-03 23:00 | 0.65318 | 0.67566 | 393963
2016-04-04 | 0.38197 | 0.70953 | 405691
2016-04-04 01:00 | 0.048543 | 0.75585 | 406544
2016-04-04 02:00 | 2.43e-06 | 0.75368 | 393610
2016-04-04 03:00 | 0 | 0.71619 | 376446
2016-04-04 04:00 | 0 | 0.65417 | 357190
2016-04-04 05:00 | 0 | 0.58642 | 342504
2016-04-04 06:00 | 0 | 0.53003 | 332944
2016-04-04 07:00 | 0 | 0.48581 | 327624
2016-04-04 08:00 | 0 | 0.45391 | 328757
2016-04-04 09:00 | 0 | 0.42258 | 342155
2016-04-04 10:00 | 0 | 0.40122 | 371782
2016-04-04 11:00 | 0 | 0.39269 | 399995
2016-04-04 12:00 | 0.00010661 | 0.34851 | 411957
2016-04-04 13:00 | 0.22007 | 0.19413 | 417396
2016-04-04 14:00 | 0.51159 | 0.12219 | 422326
2016-04-04 15:00 | 0.70158 | 0.13833 | 424961
2016-04-04 16:00 | 0.79367 | 0.15075 | 426317
2016-04-04 17:00 | 0.80543 | 0.14297 | 428527
2016-04-04 18:00 | 0.79267 | 0.14008 | 430624
2016-04-04 19:00 | 0.78025 | 0.14504 | 432786
2016-04-04 20:00 | 0.77527 | 0.15647 | 436918
2016-04-04 21:00 | 0.75925 | 0.17012 | 441503
2016-04-04 22:00 | 0.70977 | 0.19388 | 444042
2016-04-04 23:00 | 0.59772 | 0.26271 | 445816
2016-04-05 | 0.35436 | 0.53783 | 451312
2016-04-05 01:00 | 0.058307 | 0.72267 | 446412
2016-04-05 02:00 | 4.72e-06 | 0.80118 | 427575
2016-04-05 03:00 | 0 | 0.83682 | 404221
2016-04-05 04:00 | 0 | 0.85382 | 382051
2016-04-05 05:00 | 0 | 0.85653 | 364334
2016-04-05 06:00 | 0 | 0.84564 | 352651
2016-04-05 07:00 | 0 | 0.82941 | 345982
2016-04-05 08:00 | 0 | 0.81685 | 346231
2016-04-05 09:00 | 0 | 0.79776 | 359065
2016-04-05 10:00 | 0 | 0.78683 | 388043
2016-04-05 11:00 | 0 | 0.78126 | 415330
2016-04-05 12:00 | 0.0001286 | 0.74126 | 425343
2016-04-05 13:00 | 0.20167 | 0.60423 | 429582
2016-04-05 14:00 | 0.55182 | 0.64645 | 433786
2016-04-05 15:00 | 0.74602 | 0.78578 | 434652
2016-04-05 16:00 | 0.83219 | 0.82691 | 433606
2016-04-05 17:00 | 0.82441 | 0.81718 | 433699
2016-04-05 18:00 | 0.80344 | 0.8147 | 433874
2016-04-05 19:00 | 0.78887 | 0.81738 | 434463
2016-04-05 20:00 | 0.78866 | 0.81742 | 436496
2016-04-05 21:00 | 0.78236 | 0.82444 | 440088
2016-04-05 22:00 | 0.74996 | 0.83566 | 442738
2016-04-05 23:00 | 0.63945 | 0.84208 | 446832
2016-04-06 | 0.3941 | 0.85733 | 457670
2016-04-06 01:00 | 0.062109 | 0.85712 | 455270
2016-04-06 02:00 | 8.92e-06 | 0.8534 | 437545
2016-04-06 03:00 | 0 | 0.8522 | 414687
2016-04-06 04:00 | 0 | 0.84169 | 394336
2016-04-06 05:00 | 0 | 0.82836 | 377399
2016-04-06 06:00 | 0 | 0.82141 | 365727
2016-04-06 07:00 | 0 | 0.81901 | 359665
2016-04-06 08:00 | 0 | 0.81459 | 359740
2016-04-06 09:00 | 0 | 0.8111 | 370546
2016-04-06 10:00 | 0 | 0.80653 | 398678
2016-04-06 11:00 | 0 | 0.80685 | 423477
2016-04-06 12:00 | 0.00015019 | 0.78205 | 429642
2016-04-06 13:00 | 0.21234 | 0.66023 | 430930
2016-04-06 14:00 | 0.5942 | 0.75148 | 432890
2016-04-06 15:00 | 0.7966 | 0.7839 | 432338
2016-04-06 16:00 | 0.86568 | 0.77144 | 430134
2016-04-06 17:00 | 0.87043 | 0.76529 | 429355
2016-04-06 18:00 | 0.85462 | 0.7634 | 429714
2016-04-06 19:00 | 0.84124 | 0.76361 | 429632
2016-04-06 20:00 | 0.84157 | 0.76229 | 432251
2016-04-06 21:00 | 0.83644 | 0.75296 | 435366
2016-04-06 22:00 | 0.80668 | 0.72749 | 438344
2016-04-06 23:00 | 0.68773 | 0.6696 | 443182
2016-04-07 | 0.41791 | 0.62558 | 448526
2016-04-07 01:00 | 0.058264 | 0.57415 | 443024
2016-04-07 02:00 | 9.22e-06 | 0.54059 | 424750
2016-04-07 03:00 | 0 | 0.54152 | 401619
2016-04-07 04:00 | 0 | 0.57265 | 378658
2016-04-07 05:00 | 0 | 0.61934 | 361094
2016-04-07 06:00 | 0 | 0.67869 | 348949
2016-04-07 07:00 | 0 | 0.71883 | 342122
2016-04-07 08:00 | 0 | 0.73334 | 341886
2016-04-07 09:00 | 0 | 0.74586 | 350117
2016-04-07 10:00 | 0 | 0.7553 | 376991
2016-04-07 11:00 | 0 | 0.75134 | 403392
2016-04-07 12:00 | 0.00018077 | 0.70288 | 414841
2016-04-07 13:00 | 0.18455 | 0.51539 | 421774
2016-04-07 14:00 | 0.45268 | 0.57038 | 428430
2016-04-07 15:00 | 0.61169 | 0.67892 | 431891
2016-04-07 16:00 | 0.69391 | 0.69699 | 433514
2016-04-07 17:00 | 0.71785 | 0.69419 | 435105
2016-04-07 18:00 | 0.71653 | 0.69293 | 436583
2016-04-07 19:00 | 0.70349 | 0.69456 | 438358
2016-04-07 20:00 | 0.69156 | 0.69829 | 441584
2016-04-07 21:00 | 0.66178 | 0.70206 | 444346
2016-04-07 22:00 | 0.59484 | 0.70377 | 443858
2016-04-07 23:00 | 0.46479 | 0.70405 | 443415
2016-04-08 | 0.26294 | 0.73273 | 447159
2016-04-08 01:00 | 0.034304 | 0.81498 | 442404
2016-04-08 02:00 | 6.17e-06 | 0.79935 | 424868
2016-04-08 03:00 | 0 | 0.74673 | 402749
2016-04-08 04:00 | 0 | 0.66113 | 380965
2016-04-08 05:00 | 0 | 0.57212 | 363625
2016-04-08 06:00 | 0 | 0.49886 | 351875
2016-04-08 07:00 | 0 | 0.45246 | 345250
2016-04-08 08:00 | 0 | 0.42976 | 345398
2016-04-08 09:00 | 0 | 0.41255 | 355321
2016-04-08 10:00 | 0 | 0.40299 | 380433
2016-04-08 11:00 | 0 | 0.40403 | 404672
2016-04-08 12:00 | 0.00019621 | 0.37346 | 414752
2016-04-08 13:00 | 0.13043 | 0.28726 | 420576
2016-04-08 14:00 | 0.32893 | 0.35974 | 426123
2016-04-08 15:00 | 0.47923 | 0.40847 | 429033
2016-04-08 16:00 | 0.56504 | 0.40638 | 428742
2016-04-08 17:00 | 0.60355 | 0.39529 | 428449
2016-04-08 18:00 | 0.60945 | 0.38606 | 428302
2016-04-08 19:00 | 0.60158 | 0.37855 | 426825
2016-04-08 20:00 | 0.58587 | 0.3712 | 426716
2016-04-08 21:00 | 0.54238 | 0.36412 | 426130
2016-04-08 22:00 | 0.47103 | 0.35499 | 423852
2016-04-08 23:00 | 0.34663 | 0.34678 | 422141
2016-04-09 | 0.18013 | 0.40102 | 427867
2016-04-09 01:00 | 0.017252 | 0.58222 | 426624
2016-04-09 02:00 | 9.18e-08 | 0.65128 | 415274
2016-04-09 03:00 | 0 | 0.6558 | 399143
2016-04-09 04:00 | 0 | 0.62961 | 381061
2016-04-09 05:00 | 0 | 0.60126 | 367048
2016-04-09 06:00 | 0 | 0.58213 | 356187
2016-04-09 07:00 | 0 | 0.56636 | 349844
2016-04-09 08:00 | 0 | 0.55456 | 347363
2016-04-09 09:00 | 0 | 0.53678 | 351170
2016-04-09 10:00 | 0 | 0.52376 | 359217
2016-04-09 11:00 | 0 | 0.51988 | 369960
2016-04-09 12:00 | 0.0002203 | 0.50067 | 383239
2016-04-09 13:00 | 0.16668 | 0.49479 | 394503
2016-04-09 14:00 | 0.43552 | 0.50625 | 402159
2016-04-09 15:00 | 0.61325 | 0.53502 | 404535
2016-04-09 16:00 | 0.6776 | 0.56914 | 403425
2016-04-09 17:00 | 0.68742 | 0.60684 | 401764
2016-04-09 18:00 | 0.68223 | 0.64243 | 399211
2016-04-09 19:00 | 0.67524 | 0.67793 | 396576
2016-04-09 20:00 | 0.66736 | 0.70616 | 396480
2016-04-09 21:00 | 0.6397 | 0.73082 | 396600
2016-04-09 22:00 | 0.57814 | 0.74874 | 397334
2016-04-09 23:00 | 0.46216 | 0.76334 | 400185
2016-04-10 | 0.26481 | 0.82262 | 410290
2016-04-10 01:00 | 0.025691 | 0.88353 | 412863
2016-04-10 02:00 | 1.24e-07 | 0.91312 | 404305
2016-04-10 03:00 | 0 | 0.91207 | 391068
2016-04-10 04:00 | 0 | 0.8937 | 376051
2016-04-10 05:00 | 0 | 0.87162 | 363926
2016-04-10 06:00 | 0 | 0.84217 | 354621
2016-04-10 07:00 | 0 | 0.81261 | 348915
2016-04-10 08:00 | 0 | 0.78544 | 347315
2016-04-10 09:00 | 0 | 0.76987 | 348954
2016-04-10 10:00 | 0 | 0.75326 | 354885
2016-04-10 11:00 | 0 | 0.73253 | 362477
2016-04-10 12:00 | 0.0004577 | 0.64839 | 371109
2016-04-10 13:00 | 0.21617 | 0.51696 | 379666
2016-04-10 14:00 | 0.47058 | 0.58866 | 385109
2016-04-10 15:00 | 0.64559 | 0.62437 | 386806
2016-04-10 16:00 | 0.70336 | 0.61651 | 388802
2016-04-10 17:00 | 0.70245 | 0.59713 | 388882
2016-04-10 18:00 | 0.68632 | 0.5822 | 388785
2016-04-10 19:00 | 0.66099 | 0.57585 | 388616
2016-04-10 20:00 | 0.63296 | 0.57706 | 391078
2016-04-10 21:00 | 0.5837 | 0.58005 | 395313
2016-04-10 22:00 | 0.49806 | 0.58817 | 399719
2016-04-10 23:00 | 0.37786 | 0.61608 | 405711
2016-04-11 | 0.20409 | 0.68183 | 416358
2016-04-11 01:00 | 0.041129 | 0.72508 | 415376
2016-04-11 02:00 | 1.79e-06 | 0.69799 | 401510
2016-04-11 03:00 | 0 | 0.65286 | 383794
2016-04-11 04:00 | 0 | 0.62684 | 365234
2016-04-11 05:00 | 0 | 0.6089 | 350424
2016-04-11 06:00 | 0 | 0.60477 | 340447
2016-04-11 07:00 | 0 | 0.58893 | 335183
2016-04-11 08:00 | 0 | 0.57633 | 337219
2016-04-11 09:00 | 0 | 0.5399 | 348728
2016-04-11 10:00 | 0 | 0.49536 | 376332
2016-04-11 11:00 | 0 | 0.4863 | 402260
2016-04-11 12:00 | 0.0003739 | 0.42693 | 414026
2016-04-11 13:00 | 0.20326 | 0.42161 | 421216
2016-04-11 14:00 | 0.48129 | 0.46264 | 427489
2016-04-11 15:00 | 0.67303 | 0.45591 | 430492
2016-04-11 16:00 | 0.74956 | 0.42682 | 430721
2016-04-11 17:00 | 0.75109 | 0.39298 | 431134
2016-04-11 18:00 | 0.73532 | 0.36103 | 431481
2016-04-11 19:00 | 0.72218 | 0.33781 | 431842
2016-04-11 20:00 | 0.71725 | 0.32411 | 432855
2016-04-11 21:00 | 0.70064 | 0.31103 | 434795
2016-04-11 22:00 | 0.65612 | 0.29475 | 434879
2016-04-11 23:00 | 0.54715 | 0.27291 | 435622
2016-04-12 | 0.34327 | 0.30642 | 440493
2016-04-12 01:00 | 0.070271 | 0.44416 | 436390
2016-04-12 02:00 | 1.99e-05 | 0.52991 | 419168
2016-04-12 03:00 | 0 | 0.52932 | 396397
2016-04-12 04:00 | 0 | 0.51495 | 375364
2016-04-12 05:00 | 0 | 0.49538 | 357673
2016-04-12 06:00 | 0 | 0.46568 | 345682
2016-04-12 07:00 | 0 | 0.4359 | 339401
2016-04-12 08:00 | 0 | 0.41818 | 339616
2016-04-12 09:00 | 0 | 0.41676 | 349814
2016-04-12 10:00 | 0 | 0.41895 | 376869
2016-04-12 11:00 | 0 | 0.41919 | 402783
2016-04-12 12:00 | 0.00089368 | 0.3705 | 414108
2016-04-12 13:00 | 0.17864 | 0.23714 | 420206
2016-04-12 14:00 | 0.49726 | 0.28421 | 426478
2016-04-12 15:00 | 0.66926 | 0.31718 | 428627
2016-04-12 16:00 | 0.72638 | 0.31635 | 428801
2016-04-12 17:00 | 0.7205 | 0.30342 | 429079
2016-04-12 18:00 | 0.70355 | 0.28778 | 428016
2016-04-12 19:00 | 0.68628 | 0.27533 | 426659
2016-04-12 20:00 | 0.67266 | 0.26442 | 426407
2016-04-12 21:00 | 0.64645 | 0.25433 | 426789
2016-04-12 22:00 | 0.60005 | 0.24895 | 425314
2016-04-12 23:00 | 0.49889 | 0.27171 | 426837
2016-04-13 | 0.33825 | 0.39039 | 437655
2016-04-13 01:00 | 0.085677 | 0.5207 | 436961
2016-04-13 02:00 | 2.04e-05 | 0.54957 | 419995
2016-04-13 03:00 | 0 | 0.54558 | 397238
2016-04-13 04:00 | 0 | 0.53766 | 376195
2016-04-13 05:00 | 0 | 0.5279 | 360619
2016-04-13 06:00 | 0 | 0.51844 | 349758
2016-04-13 07:00 | 0 | 0.49861 | 344004
2016-04-13 08:00 | 0 | 0.47599 | 343734
2016-04-13 09:00 | 0 | 0.45023 | 355247
2016-04-13 10:00 | 0 | 0.41998 | 383845
2016-04-13 11:00 | 0 | 0.39182 | 408309
2016-04-13 12:00 | 0.0020192 | 0.315 | 416018
2016-04-13 13:00 | 0.22167 | 0.15617 | 419496
2016-04-13 14:00 | 0.56059 | 0.13761 | 422022
2016-04-13 15:00 | 0.72045 | 0.20522 | 422677
2016-04-13 16:00 | 0.78642 | 0.22584 | 421635
2016-04-13 17:00 | 0.78653 | 0.22622 | 421421
2016-04-13 18:00 | 0.77901 | 0.23298 | 420318
2016-04-13 19:00 | 0.77395 | 0.24309 | 419147
2016-04-13 20:00 | 0.77322 | 0.2514 | 419580
2016-04-13 21:00 | 0.76472 | 0.25162 | 420450
2016-04-13 22:00 | 0.72679 | 0.25585 | 420714
2016-04-13 23:00 | 0.6212 | 0.29751 | 423466
2016-04-14 | 0.42727 | 0.47007 | 433333
2016-04-14 01:00 | 0.10057 | 0.64702 | 431857
2016-04-14 02:00 | 6.1e-05 | 0.7007 | 415238
2016-04-14 03:00 | 0 | 0.69854 | 393102
2016-04-14 04:00 | 0 | 0.68032 | 373006
2016-04-14 05:00 | 0 | 0.65008 | 358223
2016-04-14 06:00 | 0 | 0.60878 | 347343
2016-04-14 07:00 | 0 | 0.56162 | 341993
2016-04-14 08:00 | 0 | 0.51381 | 341746
2016-04-14 09:00 | 0 | 0.46433 | 352742
2016-04-14 10:00 | 0 | 0.42398 | 380747
2016-04-14 11:00 | 0 | 0.39349 | 404590
2016-04-14 12:00 | 0.0011141 | 0.32985 | 413020
2016-04-14 13:00 | 0.27098 | 0.20115 | 416572
2016-04-14 14:00 | 0.60336 | 0.22237 | 420562
2016-04-14 15:00 | 0.75834 | 0.32117 | 422502
2016-04-14 16:00 | 0.83644 | 0.37763 | 423006
2016-04-14 17:00 | 0.83717 | 0.42074 | 424556
2016-04-14 18:00 | 0.82043 | 0.46297 | 425327
2016-04-14 19:00 | 0.80748 | 0.50692 | 425102
2016-04-14 20:00 | 0.80453 | 0.54742 | 425819
2016-04-14 21:00 | 0.79345 | 0.57883 | 426379
2016-04-14 22:00 | 0.75339 | 0.60199 | 425115
2016-04-14 23:00 | 0.65115 | 0.6402 | 426133
2016-04-15 | 0.43706 | 0.74127 | 434114
2016-04-15 01:00 | 0.111 | 0.83564 | 432498
2016-04-15 02:00 | 7.57e-05 | 0.84661 | 415650
2016-04-15 03:00 | 0 | 0.85185 | 394724
2016-04-15 04:00 | 0 | 0.84843 | 372955
2016-04-15 05:00 | 0 | 0.84553 | 354842
2016-04-15 06:00 | 0 | 0.83761 | 343301
2016-04-15 07:00 | 0 | 0.82272 | 337169
2016-04-15 08:00 | 0 | 0.79571 | 336380
2016-04-15 09:00 | 0 | 0.76189 | 347158
2016-04-15 10:00 | 0 | 0.73294 | 373539
2016-04-15 11:00 | 0 | 0.69513 | 396502
2016-04-15 12:00 | 0.0034037 | 0.58862 | 405688
2016-04-15 13:00 | 0.16054 | 0.52357 | 412042
2016-04-15 14:00 | 0.49417 | 0.61771 | 416745
2016-04-15 15:00 | 0.66086 | 0.66046 | 418833
2016-04-15 16:00 | 0.71855 | 0.64688 | 418523
2016-04-15 17:00 | 0.73569 | 0.63721 | 418123
2016-04-15 18:00 | 0.73355 | 0.64283 | 418358
2016-04-15 19:00 | 0.7183 | 0.65924 | 418101
2016-04-15 20:00 | 0.70388 | 0.67938 | 417358
2016-04-15 21:00 | 0.67667 | 0.69481 | 416596
2016-04-15 22:00 | 0.62613 | 0.701 | 413276
2016-04-15 23:00 | 0.53397 | 0.7115 | 410671
2016-04-16 | 0.37749 | 0.75017 | 414985
2016-04-16 01:00 | 0.12231 | 0.76881 | 414242
2016-04-16 02:00 | 0.00010106 | 0.75455 | 400649
2016-04-16 03:00 | 0 | 0.7585 | 382895
2016-04-16 04:00 | 0 | 0.75312 | 363855
2016-04-16 05:00 | 0 | 0.74624 | 347496
2016-04-16 06:00 | 0 | 0.73845 | 335417
2016-04-16 07:00 | 0 | 0.72318 | 327825
2016-04-16 08:00 | 0 | 0.71209 | 325337
2016-04-16 09:00 | 0 | 0.69997 | 327933
2016-04-16 10:00 | 0 | 0.68916 | 334746
2016-04-16 11:00 | 0 | 0.67881 | 344307
2016-04-16 12:00 | 0.0018635 | 0.60224 | 357102
2016-04-16 13:00 | 0.16762 | 0.57339 | 369331
2016-04-16 14:00 | 0.49969 | 0.63968 | 378117
2016-04-16 15:00 | 0.68417 | 0.6657 | 382861
2016-04-16 16:00 | 0.77828 | 0.68096 | 385141
2016-04-16 17:00 | 0.79122 | 0.69603 | 384341
2016-04-16 18:00 | 0.78715 | 0.70127 | 383770
2016-04-16 19:00 | 0.77712 | 0.70726 | 384101
2016-04-16 20:00 | 0.76714 | 0.70909 | 385462
2016-04-16 21:00 | 0.73931 | 0.7046 | 387085
2016-04-16 22:00 | 0.69085 | 0.68456 | 388102
2016-04-16 23:00 | 0.5908 | 0.65556 | 388037
2016-04-17 | 0.41113 | 0.65742 | 394464
2016-04-17 01:00 | 0.12968 | 0.66258 | 395190
2016-04-17 02:00 | 0.00012548 | 0.65354 | 384800
2016-04-17 03:00 | 0 | 0.64388 | 369347
2016-04-17 04:00 | 0 | 0.6317 | 351753
2016-04-17 05:00 | 0 | 0.61951 | 335850
2016-04-17 06:00 | 0 | 0.59545 | 324047
2016-04-17 07:00 | 0 | 0.57998 | 316631
2016-04-17 08:00 | 0 | 0.55458 | 313590
2016-04-17 09:00 | 0 | 0.51766 | 314738
2016-04-17 10:00 | 0 | 0.49117 | 318416
2016-04-17 11:00 | 0 | 0.45082 | 324666
2016-04-17 12:00 | 0.0023684 | 0.37376 | 336399
2016-04-17 13:00 | 0.19901 | 0.3534 | 348917
2016-04-17 14:00 | 0.54587 | 0.38593 | 357864
2016-04-17 15:00 | 0.70405 | 0.37404 | 363985
2016-04-17 16:00 | 0.80505 | 0.34147 | 369659
2016-04-17 17:00 | 0.82717 | 0.31923 | 373861
2016-04-17 18:00 | 0.8196 | 0.30737 | 377212
2016-04-17 19:00 | 0.80761 | 0.29301 | 380218
2016-04-17 20:00 | 0.80133 | 0.27275 | 385045
2016-04-17 21:00 | 0.7881 | 0.25564 | 391181
2016-04-17 22:00 | 0.74844 | 0.24939 | 396115
2016-04-17 23:00 | 0.63914 | 0.26376 | 399850
2016-04-18 | 0.43835 | 0.29972 | 409894
2016-04-18 01:00 | 0.13075 | 0.35169 | 410275
2016-04-18 02:00 | 0.00016177 | 0.38179 | 394431
2016-04-18 03:00 | 0 | 0.37136 | 373893
2016-04-18 04:00 | 0 | 0.34897 | 352812
2016-04-18 05:00 | 0 | 0.32591 | 335936
2016-04-18 06:00 | 0 | 0.31165 | 324461
2016-04-18 07:00 | 0 | 0.29576 | 317564
2016-04-18 08:00 | 0 | 0.28894 | 318785
2016-04-18 09:00 | 0 | 0.28546 | 330821
2016-04-18 10:00 | 0 | 0.28392 | 355668
2016-04-18 11:00 | 0 | 0.28355 | 379602
2016-04-18 12:00 | 0.0039937 | 0.25881 | 393054
2016-04-18 13:00 | 0.20565 | 0.26826 | 402340
2016-04-18 14:00 | 0.57841 | 0.26439 | 411514
2016-04-18 15:00 | 0.72253 | 0.24316 | 418575
2016-04-18 16:00 | 0.81743 | 0.23485 | 423926
2016-04-18 17:00 | 0.82913 | 0.23474 | 430108
2016-04-18 18:00 | 0.81733 | 0.24487 | 435650
2016-04-18 19:00 | 0.80246 | 0.25626 | 440894
2016-04-18 20:00 | 0.79279 | 0.25729 | 446123
2016-04-18 21:00 | 0.77718 | 0.24831 | 449708
2016-04-18 22:00 | 0.73503 | 0.24298 | 449607
2016-04-18 23:00 | 0.62733 | 0.24166 | 447482
2016-04-19 | 0.45737 | 0.25322 | 451741
2016-04-19 01:00 | 0.13595 | 0.30336 | 445831
2016-04-19 02:00 | 0.00019696 | 0.32861 | 423020
2016-04-19 03:00 | 0 | 0.32991 | 395905
2016-04-19 04:00 | 0 | 0.31199 | 370617
2016-04-19 05:00 | 0 | 0.28243 | 351081
2016-04-19 06:00 | 0 | 0.25672 | 335723
2016-04-19 07:00 | 0 | 0.22886 | 326292
2016-04-19 08:00 | 0 | 0.20421 | 324772
2016-04-19 09:00 | 0 | 0.18541 | 334201
2016-04-19 10:00 | 0 | 0.17092 | 357981
2016-04-19 11:00 | 0 | 0.16268 | 381298
2016-04-19 12:00 | 0.0025503 | 0.13141 | 394412
2016-04-19 13:00 | 0.19967 | 0.084687 | 403745
2016-04-19 14:00 | 0.51691 | 0.073524 | 412923
2016-04-19 15:00 | 0.70402 | 0.071202 | 420240
2016-04-19 16:00 | 0.78971 | 0.068328 | 426487
2016-04-19 17:00 | 0.80875 | 0.064811 | 433092
2016-04-19 18:00 | 0.8013 | 0.06398 | 439811
2016-04-19 19:00 | 0.79386 | 0.0648 | 444448
2016-04-19 20:00 | 0.79602 | 0.066871 | 449010
2016-04-19 21:00 | 0.78923 | 0.068844 | 451693
2016-04-19 22:00 | 0.7531 | 0.070701 | 450937
2016-04-19 23:00 | 0.65162 | 0.076637 | 448986
2016-04-20 | 0.46275 | 0.11121 | 453335
2016-04-20 01:00 | 0.12176 | 0.1861 | 447800
2016-04-20 02:00 | 0.00020668 | 0.23402 | 425207
2016-04-20 03:00 | 0 | 0.25121 | 398341
2016-04-20 04:00 | 0 | 0.25187 | 373790
2016-04-20 05:00 | 0 | 0.23794 | 354341
2016-04-20 06:00 | 0 | 0.21691 | 338967
2016-04-20 07:00 | 0 | 0.19507 | 329453
2016-04-20 08:00 | 0 | 0.17677 | 327697
2016-04-20 09:00 | 0 | 0.15895 | 335851
2016-04-20 10:00 | 0 | 0.14882 | 359277
2016-04-20 11:00 | 0 | 0.1469 | 381420
2016-04-20 12:00 | 0.0076499 | 0.1287 | 393612
2016-04-20 13:00 | 0.25342 | 0.096273 | 402045
2016-04-20 14:00 | 0.59384 | 0.098729 | 411489
2016-04-20 15:00 | 0.78705 | 0.11934 | 418261
2016-04-20 16:00 | 0.84991 | 0.13554 | 423595
2016-04-20 17:00 | 0.85635 | 0.14932 | 429865
2016-04-20 18:00 | 0.84193 | 0.16239 | 436060
2016-04-20 19:00 | 0.82932 | 0.1747 | 441806
2016-04-20 20:00 | 0.82803 | 0.1867 | 446836
2016-04-20 21:00 | 0.82069 | 0.19561 | 450042
2016-04-20 22:00 | 0.78901 | 0.19791 | 449574
2016-04-20 23:00 | 0.70119 | 0.1966 | 447815
2016-04-21 | 0.51878 | 0.23991 | 452475
2016-04-21 01:00 | 0.14967 | 0.31865 | 446707
2016-04-21 02:00 | 0.00035987 | 0.3468 | 424801
2016-04-21 03:00 | 0 | 0.34644 | 397449
2016-04-21 04:00 | 0 | 0.34975 | 372952
2016-04-21 05:00 | 0 | 0.3716 | 353450
2016-04-21 06:00 | 0 | 0.40424 | 339040
2016-04-21 07:00 | 0 | 0.42997 | 329104
2016-04-21 08:00 | 0 | 0.44773 | 328157
2016-04-21 09:00 | 0 | 0.46039 | 338269
2016-04-21 10:00 | 0 | 0.47882 | 361209
2016-04-21 11:00 | 0 | 0.49419 | 383770
2016-04-21 12:00 | 0.0057635 | 0.4099 | 396389
2016-04-21 13:00 | 0.29094 | 0.24134 | 406990
2016-04-21 14:00 | 0.62382 | 0.25667 | 416456
2016-04-21 15:00 | 0.79042 | 0.34257 | 422710
2016-04-21 16:00 | 0.85117 | 0.34891 | 427217
2016-04-21 17:00 | 0.85791 | 0.33697 | 432716
2016-04-21 18:00 | 0.84725 | 0.32441 | 438091
2016-04-21 19:00 | 0.8392 | 0.31646 | 441494
2016-04-21 20:00 | 0.84043 | 0.31259 | 445199
2016-04-21 21:00 | 0.83705 | 0.30897 | 446943
2016-04-21 22:00 | 0.80688 | 0.3029 | 444527
2016-04-21 23:00 | 0.71734 | 0.2789 | 442859
2016-04-22 | 0.533 | 0.3117 | 447196
2016-04-22 01:00 | 0.14704 | 0.44325 | 441770
2016-04-22 02:00 | 0.00042381 | 0.51347 | 422572
2016-04-22 03:00 | 0 | 0.53304 | 397667
2016-04-22 04:00 | 0 | 0.52236 | 372324
2016-04-22 05:00 | 0 | 0.49208 | 351972
2016-04-22 06:00 | 0 | 0.4536 | 337193
2016-04-22 07:00 | 0 | 0.42063 | 328530
2016-04-22 08:00 | 0 | 0.40198 | 326530
2016-04-22 09:00 | 0 | 0.39325 | 334964
2016-04-22 10:00 | 0 | 0.39244 | 357619
2016-04-22 11:00 | 0 | 0.3901 | 379900
2016-04-22 12:00 | 0.0071985 | 0.31451 | 394673
2016-04-22 13:00 | 0.3186 | 0.16989 | 406988
2016-04-22 14:00 | 0.60393 | 0.15033 | 418460
2016-04-22 15:00 | 0.7448 | 0.18001 | 427657
2016-04-22 16:00 | 0.7991 | 0.18271 | 433658
2016-04-22 17:00 | 0.80224 | 0.18586 | 439032
2016-04-22 18:00 | 0.78745 | 0.1943 | 442216
2016-04-22 19:00 | 0.77165 | 0.20443 | 444884
2016-04-22 20:00 | 0.76142 | 0.2144 | 446311
2016-04-22 21:00 | 0.73514 | 0.2274 | 444810
2016-04-22 22:00 | 0.67917 | 0.25186 | 438929
2016-04-22 23:00 | 0.58154 | 0.29567 | 432558
2016-04-23 | 0.39862 | 0.43193 | 430109
2016-04-23 01:00 | 0.10456 | 0.62344 | 425116
2016-04-23 02:00 | 0.00049221 | 0.71065 | 409918
2016-04-23 03:00 | 0 | 0.75652 | 389115
2016-04-23 04:00 | 0 | 0.77366 | 367121
2016-04-23 05:00 | 0 | 0.77071 | 349095
2016-04-23 06:00 | 0 | 0.75028 | 334518
2016-04-23 07:00 | 0 | 0.72311 | 324061
2016-04-23 08:00 | 0 | 0.70193 | 319655
2016-04-23 09:00 | 0 | 0.67834 | 319973
2016-04-23 10:00 | 0 | 0.65499 | 324738
2016-04-23 11:00 | 0 | 0.63 | 331488
2016-04-23 12:00 | 0.0096494 | 0.52392 | 347734
2016-04-23 13:00 | 0.25063 | 0.35653 | 364929
2016-04-23 14:00 | 0.57485 | 0.43199 | 378609
2016-04-23 15:00 | 0.74431 | 0.51652 | 387838
2016-04-23 16:00 | 0.81847 | 0.5447 | 393458
2016-04-23 17:00 | 0.8291 | 0.56337 | 396452
2016-04-23 18:00 | 0.81604 | 0.59774 | 399233
2016-04-23 19:00 | 0.79841 | 0.63455 | 402836
2016-04-23 20:00 | 0.7816 | 0.66349 | 407198
2016-04-23 21:00 | 0.75219 | 0.68818 | 410530
2016-04-23 22:00 | 0.71268 | 0.71465 | 410579
2016-04-23 23:00 | 0.62931 | 0.7512 | 406408
2016-04-24 | 0.47741 | 0.84247 | 406739
2016-04-24 01:00 | 0.17592 | 0.89203 | 404663
2016-04-24 02:00 | 0.00074589 | 0.90154 | 391475
2016-04-24 03:00 | 0 | 0.8913 | 373773
2016-04-24 04:00 | 0 | 0.87289 | 354686
2016-04-24 05:00 | 0 | 0.85775 | 337640
2016-04-24 06:00 | 0 | 0.83591 | 324491
2016-04-24 07:00 | 0 | 0.8105 | 315498
2016-04-24 08:00 | 0 | 0.79216 | 310594
2016-04-24 09:00 | 0 | 0.77295 | 310897
2016-04-24 10:00 | 0 | 0.75838 | 313017
2016-04-24 11:00 | 0 | 0.74665 | 318226
2016-04-24 12:00 | 0.011006 | 0.66703 | 329266
2016-04-24 13:00 | 0.29857 | 0.58144 | 344458
2016-04-24 14:00 | 0.56469 | 0.66529 | 356787
2016-04-24 15:00 | 0.72925 | 0.67819 | 366344
2016-04-24 16:00 | 0.79101 | 0.65341 | 375208
2016-04-24 17:00 | 0.79658 | 0.6479 | 382701
2016-04-24 18:00 | 0.78882 | 0.66194 | 389327
2016-04-24 19:00 | 0.779 | 0.68083 | 395220
2016-04-24 20:00 | 0.77093 | 0.69499 | 402723
2016-04-24 21:00 | 0.75158 | 0.70051 | 410249
2016-04-24 22:00 | 0.70258 | 0.69428 | 413936
2016-04-24 23:00 | 0.61077 | 0.69223 | 414161
2016-04-25 | 0.43396 | 0.73026 | 419221
2016-04-25 01:00 | 0.09724 | 0.75939 | 417903
2016-04-25 02:00 | 0.00069063 | 0.76252 | 402086
2016-04-25 03:00 | 0 | 0.74899 | 379851
2016-04-25 04:00 | 0 | 0.72886 | 358291
2016-04-25 05:00 | 0 | 0.6888 | 340422
2016-04-25 06:00 | 0 | 0.63805 | 327914
2016-04-25 07:00 | 0 | 0.59171 | 321046
2016-04-25 08:00 | 0 | 0.5499 | 320265
2016-04-25 09:00 | 0 | 0.52819 | 331202
2016-04-25 10:00 | 0 | 0.50264 | 355674
2016-04-25 11:00 | 0 | 0.46591 | 380416
2016-04-25 12:00 | 0.01764 | 0.36329 | 396610
2016-04-25 13:00 | 0.29631 | 0.28968 | 410489
2016-04-25 14:00 | 0.56616 | 0.28986 | 423717
2016-04-25 15:00 | 0.71311 | 0.28298 | 434555
2016-04-25 16:00 | 0.77914 | 0.27234 | 443887
2016-04-25 17:00 | 0.79163 | 0.26921 | 453038
2016-04-25 18:00 | 0.78351 | 0.27642 | 460667
2016-04-25 19:00 | 0.77144 | 0.29149 | 466214
2016-04-25 20:00 | 0.76158 | 0.30964 | 470456
2016-04-25 21:00 | 0.7392 | 0.32216 | 472741
2016-04-25 22:00 | 0.67785 | 0.32751 | 470154
2016-04-25 23:00 | 0.5779 | 0.33725 | 464938
2016-04-26 | 0.41378 | 0.41981 | 465175
2016-04-26 01:00 | 0.12493 | 0.53467 | 459454
2016-04-26 02:00 | 0.001268 | 0.587 | 437277
2016-04-26 03:00 | 0 | 0.59758 | 409994
2016-04-26 04:00 | 0 | 0.59324 | 384049
2016-04-26 05:00 | 0 | 0.57878 | 363833
2016-04-26 06:00 | 0 | 0.55949 | 347623
2016-04-26 07:00 | 0 | 0.53669 | 337973
2016-04-26 08:00 | 0 | 0.51709 | 335367
2016-04-26 09:00 | 0 | 0.48109 | 344432
2016-04-26 10:00 | 0 | 0.44056 | 367887
2016-04-26 11:00 | 0 | 0.41072 | 391180
2016-04-26 12:00 | 0.014274 | 0.34854 | 407178
2016-04-26 13:00 | 0.26721 | 0.3023 | 422235
2016-04-26 14:00 | 0.56552 | 0.33905 | 436334
2016-04-26 15:00 | 0.73781 | 0.35615 | 446619
2016-04-26 16:00 | 0.80133 | 0.35407 | 455231
2016-04-26 17:00 | 0.81021 | 0.35544 | 463553
2016-04-26 18:00 | 0.79895 | 0.36627 | 469707
2016-04-26 19:00 | 0.78243 | 0.38386 | 475374
2016-04-26 20:00 | 0.77053 | 0.39632 | 480460
2016-04-26 21:00 | 0.74548 | 0.39478 | 481605
2016-04-26 22:00 | 0.69276 | 0.37866 | 476490
2016-04-26 23:00 | 0.58956 | 0.38333 | 470285
2016-04-27 | 0.42845 | 0.42896 | 469467
2016-04-27 01:00 | 0.14181 | 0.49773 | 461997
2016-04-27 02:00 | 0.0012923 | 0.53705 | 439067
2016-04-27 03:00 | 0 | 0.54316 | 410842
2016-04-27 04:00 | 0 | 0.53931 | 385976
2016-04-27 05:00 | 0 | 0.53916 | 365813
2016-04-27 06:00 | 0 | 0.54211 | 350619
2016-04-27 07:00 | 0 | 0.53218 | 340552
2016-04-27 08:00 | 0 | 0.53853 | 338420
2016-04-27 09:00 | 0 | 0.56568 | 346567
2016-04-27 10:00 | 0 | 0.58888 | 366914
2016-04-27 11:00 | 0 | 0.59501 | 389260
2016-04-27 12:00 | 0.023292 | 0.5516 | 404052
2016-04-27 13:00 | 0.31643 | 0.52511 | 416117
2016-04-27 14:00 | 0.53942 | 0.58423 | 427951
2016-04-27 15:00 | 0.67323 | 0.61202 | 437301
2016-04-27 16:00 | 0.74035 | 0.6057 | 445005
2016-04-27 17:00 | 0.7567 | 0.59028 | 451967
2016-04-27 18:00 | 0.75508 | 0.58608 | 457457
2016-04-27 19:00 | 0.74545 | 0.58973 | 461254
2016-04-27 20:00 | 0.72937 | 0.59879 | 464324
2016-04-27 21:00 | 0.69474 | 0.59291 | 465915
2016-04-27 22:00 | 0.62665 | 0.56722 | 464293
2016-04-27 23:00 | 0.52085 | 0.52356 | 459867
2016-04-28 | 0.35193 | 0.49274 | 460658
2016-04-28 01:00 | 0.095624 | 0.49606 | 453142
2016-04-28 02:00 | 0.0013888 | 0.4928 | 432540
2016-04-28 03:00 | 0 | 0.50484 | 406442
2016-04-28 04:00 | 0 | 0.50678 | 382221
2016-04-28 05:00 | 0 | 0.49131 | 362038
2016-04-28 06:00 | 0 | 0.46354 | 346774
2016-04-28 07:00 | 0 | 0.43702 | 337582
2016-04-28 08:00 | 0 | 0.42022 | 336250
2016-04-28 09:00 | 0 | 0.39915 | 345488
2016-04-28 10:00 | 0 | 0.38452 | 368035
2016-04-28 11:00 | 0 | 0.37006 | 391846
2016-04-28 12:00 | 0.014173 | 0.28999 | 406902
2016-04-28 13:00 | 0.24201 | 0.26245 | 419282
2016-04-28 14:00 | 0.50442 | 0.28407 | 433056
2016-04-28 15:00 | 0.66935 | 0.28367 | 441684
2016-04-28 16:00 | 0.74484 | 0.26064 | 450834
2016-04-28 17:00 | 0.76018 | 0.24401 | 458772
2016-04-28 18:00 | 0.7536 | 0.23826 | 465420
2016-04-28 19:00 | 0.74027 | 0.24184 | 469346
2016-04-28 20:00 | 0.72525 | 0.24863 | 472165
2016-04-28 21:00 | 0.69368 | 0.25471 | 474195
2016-04-28 22:00 | 0.63591 | 0.26285 | 471519
2016-04-28 23:00 | 0.52276 | 0.27194 | 466295
2016-04-29 | 0.36108 | 0.30407 | 464614
2016-04-29 01:00 | 0.12195 | 0.3825 | 457563
2016-04-29 02:00 | 0.0024963 | 0.41474 | 437103
2016-04-29 03:00 | 0 | 0.40723 | 411991
2016-04-29 04:00 | 0 | 0.38754 | 387942
2016-04-29 05:00 | 0 | 0.36208 | 367523
2016-04-29 06:00 | 0 | 0.33781 | 352398
2016-04-29 07:00 | 0 | 0.31677 | 343479
2016-04-29 08:00 | 0 | 0.29484 | 341591
2016-04-29 09:00 | 0 | 0.27724 | 348117
2016-04-29 10:00 | 0 | 0.27213 | 371354
2016-04-29 11:00 | 0 | 0.27503 | 393813
2016-04-29 12:00 | 0.0095424 | 0.2564 | 409204
2016-04-29 13:00 | 0.25081 | 0.23226 | 422065
2016-04-29 14:00 | 0.53027 | 0.28007 | 435392
2016-04-29 15:00 | 0.66489 | 0.33253 | 444825
2016-04-29 16:00 | 0.73438 | 0.34818 | 451813
2016-04-29 17:00 | 0.73952 | 0.33855 | 458114
2016-04-29 18:00 | 0.72826 | 0.32818 | 462240
2016-04-29 19:00 | 0.71466 | 0.31992 | 463801
2016-04-29 20:00 | 0.70449 | 0.31824 | 463626
2016-04-29 21:00 | 0.6786 | 0.31786 | 460788
2016-04-29 22:00 | 0.62619 | 0.31804 | 453866
2016-04-29 23:00 | 0.52807 | 0.31691 | 445437
2016-04-30 | 0.36264 | 0.33404 | 444156
2016-04-30 01:00 | 0.12503 | 0.4057 | 438874
2016-04-30 02:00 | 0.0028166 | 0.46474 | 422664
2016-04-30 03:00 | 0 | 0.48639 | 402570
2016-04-30 04:00 | 0 | 0.47495 | 381191
2016-04-30 05:00 | 0 | 0.45655 | 362138
2016-04-30 06:00 | 0 | 0.45028 | 347527
2016-04-30 07:00 | 0 | 0.44067 | 338012
2016-04-30 08:00 | 0 | 0.43136 | 332576
2016-04-30 09:00 | 0 | 0.42286 | 332710
2016-04-30 10:00 | 0 | 0.40526 | 336162
2016-04-30 11:00 | 0 | 0.39198 | 344325
2016-04-30 12:00 | 0.017749 | 0.32949 | 359766
2016-04-30 13:00 | 0.30519 | 0.33459 | 376422
2016-04-30 14:00 | 0.58329 | 0.41847 | 389822
2016-04-30 15:00 | 0.71967 | 0.484 | 400099
2016-04-30 16:00 | 0.77078 | 0.50572 | 406119
2016-04-30 17:00 | 0.77142 | 0.51439 | 409523
2016-04-30 18:00 | 0.75743 | 0.51791 | 411456
2016-04-30 19:00 | 0.73805 | 0.5151 | 413469
2016-04-30 20:00 | 0.71673 | 0.50904 | 416757
2016-04-30 21:00 | 0.68161 | 0.50231 | 418294
2016-04-30 22:00 | 0.6144 | 0.49495 | 417016
2016-04-30 23:00 | 0.504 | 0.48131 | 415549
2016-05-01 | 0.34863 | 0.47596 | 416916
2016-05-01 01:00 | 0.13329 | 0.56946 | 412798
2016-05-01 02:00 | 0.0034002 | 0.62494 | 401503
2016-05-01 03:00 | 0 | 0.62328 | 385360
2016-05-01 04:00 | 0 | 0.60459 | 365765
2016-05-01 05:00 | 0 | 0.56965 | 348049
2016-05-01 06:00 | 0 | 0.53471 | 335251
2016-05-01 07:00 | 0 | 0.50086 | 326397
2016-05-01 08:00 | 0 | 0.47949 | 321535
2016-05-01 09:00 | 0 | 0.46079 | 319199
2016-05-01 10:00 | 0 | 0.44783 | 323091
2016-05-01 11:00 | 0 | 0.43596 | 328861
2016-05-01 12:00 | 0.027389 | 0.37057 | 343758
2016-05-01 13:00 | 0.28437 | 0.43123 | 362462
2016-05-01 14:00 | 0.59056 | 0.45675 | 378251
2016-05-01 15:00 | 0.728 | 0.43958 | 390123
2016-05-01 16:00 | 0.78373 | 0.39926 | 400493
2016-05-01 17:00 | 0.78887 | 0.35158 | 407354
2016-05-01 18:00 | 0.78077 | 0.30308 | 411927
2016-05-01 19:00 | 0.76428 | 0.25853 | 414209
2016-05-01 20:00 | 0.75306 | 0.22247 | 421199
2016-05-01 21:00 | 0.72721 | 0.19565 | 424474
2016-05-01 22:00 | 0.67782 | 0.1786 | 425817
2016-05-01 23:00 | 0.57596 | 0.1701 | 426115
2016-05-02 | 0.41381 | 0.1777 | 429974
2016-05-02 01:00 | 0.16965 | 0.19992 | 426880
2016-05-02 02:00 | 0.0039635 | 0.19118 | 411645
2016-05-02 03:00 | 0 | 0.17981 | 388976
2016-05-02 04:00 | 0 | 0.18302 | 368129
2016-05-02 05:00 | 0 | 0.20247 | 349560
2016-05-02 06:00 | 0 | 0.23645 | 337193
2016-05-02 07:00 | 0 | 0.27971 | 329807
2016-05-02 08:00 | 0 | 0.32162 | 329309
2016-05-02 09:00 | 0 | 0.34986 | 339137
2016-05-02 10:00 | 0 | 0.37184 | 364593
2016-05-02 11:00 | 0 | 0.39184 | 388475
2016-05-02 12:00 | 0.044108 | 0.31611 | 405413
2016-05-02 13:00 | 0.38439 | 0.17328 | 418102
2016-05-02 14:00 | 0.68006 | 0.13829 | 431131
2016-05-02 15:00 | 0.8194 | 0.13646 | 440805
2016-05-02 16:00 | 0.88086 | 0.12768 | 446145
2016-05-02 17:00 | 0.87857 | 0.12242 | 451006
2016-05-02 18:00 | 0.86324 | 0.12503 | 454621
2016-05-02 19:00 | 0.85167 | 0.13176 | 454755
2016-05-02 20:00 | 0.8497 | 0.13876 | 454805
2016-05-02 21:00 | 0.84213 | 0.14007 | 454255
2016-05-02 22:00 | 0.80918 | 0.13346 | 452259
2016-05-02 23:00 | 0.72124 | 0.12112 | 450556
2016-05-03 | 0.53373 | 0.11217 | 452680
2016-05-03 01:00 | 0.20109 | 0.12704 | 448063
2016-05-03 02:00 | 0.0039858 | 0.13612 | 427991
2016-05-03 03:00 | 0 | 0.15552 | 402380
2016-05-03 04:00 | 0 | 0.19078 | 378036
2016-05-03 05:00 | 0 | 0.23808 | 359393
2016-05-03 06:00 | 0 | 0.29027 | 344496
2016-05-03 07:00 | 0 | 0.32686 | 336170
2016-05-03 08:00 | 0 | 0.34616 | 334623
2016-05-03 09:00 | 0 | 0.35149 | 343487
2016-05-03 10:00 | 0 | 0.35791 | 366757
2016-05-03 11:00 | 0 | 0.36445 | 390360
2016-05-03 12:00 | 0.044713 | 0.26755 | 405042
2016-05-03 13:00 | 0.3847 | 0.11126 | 415297
2016-05-03 14:00 | 0.68107 | 0.13843 | 425481
2016-05-03 15:00 | 0.80451 | 0.19738 | 433100
2016-05-03 16:00 | 0.86528 | 0.22197 | 438801
2016-05-03 17:00 | 0.87471 | 0.25176 | 444221
2016-05-03 18:00 | 0.86794 | 0.28776 | 448945
2016-05-03 19:00 | 0.85927 | 0.32652 | 452197
2016-05-03 20:00 | 0.85482 | 0.36265 | 453611
2016-05-03 21:00 | 0.84222 | 0.38998 | 455985
2016-05-03 22:00 | 0.80709 | 0.40482 | 453653
2016-05-03 23:00 | 0.71005 | 0.40979 | 450134
2016-05-04 | 0.5191 | 0.43573 | 450877
2016-05-04 01:00 | 0.14984 | 0.48165 | 447810
2016-05-04 02:00 | 0.0026439 | 0.49483 | 428280
2016-05-04 03:00 | 0 | 0.50121 | 402015
2016-05-04 04:00 | 0 | 0.50604 | 377603
2016-05-04 05:00 | 0 | 0.51171 | 356872
2016-05-04 06:00 | 0 | 0.52131 | 342224
2016-05-04 07:00 | 0 | 0.5375 | 333126
2016-05-04 08:00 | 0 | 0.57087 | 330907
2016-05-04 09:00 | 0 | 0.59509 | 339623
2016-05-04 10:00 | 0 | 0.595 | 363251
2016-05-04 11:00 | 0 | 0.57412 | 384772
2016-05-04 12:00 | 0.043863 | 0.3908 | 397724
2016-05-04 13:00 | 0.39259 | 0.17941 | 408059
2016-05-04 14:00 | 0.61488 | 0.15934 | 417378
2016-05-04 15:00 | 0.73742 | 0.21188 | 424290
2016-05-04 16:00 | 0.80166 | 0.22738 | 428071
2016-05-04 17:00 | 0.82282 | 0.22708 | 431499
2016-05-04 18:00 | 0.82589 | 0.22816 | 434414
2016-05-04 19:00 | 0.8225 | 0.2294 | 436900
2016-05-04 20:00 | 0.82353 | 0.22855 | 440380
2016-05-04 21:00 | 0.81639 | 0.22433 | 444502
2016-05-04 22:00 | 0.7824 | 0.21373 | 445815
2016-05-04 23:00 | 0.69603 | 0.18798 | 445200
2016-05-05 | 0.52307 | 0.24278 | 446544
2016-05-05 01:00 | 0.16574 | 0.3265 | 441798
2016-05-05 02:00 | 0.002409 | 0.4011 | 423253
2016-05-05 03:00 | 0 | 0.44582 | 396594
2016-05-05 04:00 | 0 | 0.47722 | 373065
2016-05-05 05:00 | 0 | 0.4916 | 353190
2016-05-05 06:00 | 0 | 0.49897 | 338476
2016-05-05 07:00 | 0 | 0.49975 | 330208
2016-05-05 08:00 | 0 | 0.49393 | 328324
2016-05-05 09:00 | 0 | 0.47468 | 338000
2016-05-05 10:00 | 0 | 0.4478 | 360668
2016-05-05 11:00 | 0 | 0.42159 | 384312
2016-05-05 12:00 | 0.044214 | 0.30939 | 397866
2016-05-05 13:00 | 0.38627 | 0.12069 | 407841
2016-05-05 14:00 | 0.60624 | 0.065644 | 417112
2016-05-05 15:00 | 0.74633 | 0.10715 | 423684
2016-05-05 16:00 | 0.81041 | 0.12878 | 428046
2016-05-05 17:00 | 0.82581 | 0.13172 | 432047
2016-05-05 18:00 | 0.82111 | 0.13279 | 435161
2016-05-05 19:00 | 0.81163 | 0.13329 | 438825
2016-05-05 20:00 | 0.80398 | 0.13586 | 442719
2016-05-05 21:00 | 0.7857 | 0.1374 | 445012
2016-05-05 22:00 | 0.74201 | 0.1434 | 443527
2016-05-05 23:00 | 0.63222 | 0.18417 | 439817
2016-05-06 | 0.43846 | 0.35586 | 440439
2016-05-06 01:00 | 0.1329 | 0.5592 | 437238
2016-05-06 02:00 | 0.0036987 | 0.64956 | 419489
2016-05-06 03:00 | 0 | 0.71069 | 395943
2016-05-06 04:00 | 0 | 0.75019 | 373058
2016-05-06 05:00 | 0 | 0.76741 | 354787
2016-05-06 06:00 | 0 | 0.77054 | 340135
2016-05-06 07:00 | 0 | 0.76712 | 331931
2016-05-06 08:00 | 0 | 0.75349 | 330173
2016-05-06 09:00 | 0 | 0.71969 | 338097
2016-05-06 10:00 | 0 | 0.6869 | 360487
2016-05-06 11:00 | 0 | 0.65448 | 380677
2016-05-06 12:00 | 0.04817 | 0.44875 | 393325
2016-05-06 13:00 | 0.34381 | 0.26865 | 404237
2016-05-06 14:00 | 0.56506 | 0.33131 | 414417
2016-05-06 15:00 | 0.68397 | 0.46417 | 420427
2016-05-06 16:00 | 0.75015 | 0.5317 | 423953
2016-05-06 17:00 | 0.7588 | 0.5567 | 429165
2016-05-06 18:00 | 0.7519 | 0.57507 | 432520
2016-05-06 19:00 | 0.73874 | 0.59306 | 435460
2016-05-06 20:00 | 0.72624 | 0.61241 | 438257
2016-05-06 21:00 | 0.6971 | 0.63308 | 439977
2016-05-06 22:00 | 0.6357 | 0.64994 | 436609
2016-05-06 23:00 | 0.53373 | 0.68562 | 430635
2016-05-07 | 0.36432 | 0.76715 | 427574
2016-05-07 01:00 | 0.092544 | 0.8361 | 423353
2016-05-07 02:00 | 0.0030966 | 0.84977 | 408515
2016-05-07 03:00 | 0 | 0.83254 | 387298
2016-05-07 04:00 | 0 | 0.80723 | 365512
2016-05-07 05:00 | 0 | 0.77826 | 346615
2016-05-07 06:00 | 0 | 0.74763 | 332451
2016-05-07 07:00 | 0 | 0.72403 | 322728
2016-05-07 08:00 | 0 | 0.69916 | 318790
2016-05-07 09:00 | 0 | 0.66414 | 320006
2016-05-07 10:00 | 0 | 0.62064 | 324047
2016-05-07 11:00 | 0 | 0.56577 | 331978
2016-05-07 12:00 | 0.051006 | 0.38215 | 345804
2016-05-07 13:00 | 0.3395 | 0.32177 | 360939
2016-05-07 14:00 | 0.53499 | 0.43861 | 372679
2016-05-07 15:00 | 0.66585 | 0.49507 | 381821
2016-05-07 16:00 | 0.70828 | 0.48382 | 387645
2016-05-07 17:00 | 0.72009 | 0.48013 | 392381
2016-05-07 18:00 | 0.72013 | 0.48831 | 397613
2016-05-07 19:00 | 0.71347 | 0.50646 | 403027
2016-05-07 20:00 | 0.705 | 0.52594 | 408250
2016-05-07 21:00 | 0.6891 | 0.54568 | 412868
2016-05-07 22:00 | 0.64959 | 0.54695 | 411596
2016-05-07 23:00 | 0.55277 | 0.53131 | 408324
2016-05-08 | 0.38814 | 0.53912 | 407114
2016-05-08 01:00 | 0.11794 | 0.54953 | 405342
2016-05-08 02:00 | 0.0051644 | 0.54493 | 393060
2016-05-08 03:00 | 0 | 0.55235 | 374129
2016-05-08 04:00 | 0 | 0.54525 | 355169
2016-05-08 05:00 | 0 | 0.53515 | 338425
2016-05-08 06:00 | 0 | 0.51925 | 323847
2016-05-08 07:00 | 0 | 0.49991 | 314294
2016-05-08 08:00 | 0 | 0.47721 | 309467
2016-05-08 09:00 | 0 | 0.43907 | 309104
2016-05-08 10:00 | 0 | 0.40683 | 310431
2016-05-08 11:00 | 0 | 0.37247 | 316560
2016-05-08 12:00 | 0.046305 | 0.25297 | 330585
2016-05-08 13:00 | 0.33514 | 0.15675 | 347778
2016-05-08 14:00 | 0.53967 | 0.19934 | 361514
2016-05-08 15:00 | 0.67234 | 0.25104 | 371092
2016-05-08 16:00 | 0.7224 | 0.27849 | 378210
2016-05-08 17:00 | 0.73435 | 0.31449 | 385384
2016-05-08 18:00 | 0.73298 | 0.35011 | 390460
2016-05-08 19:00 | 0.72481 | 0.3897 | 394844
2016-05-08 20:00 | 0.71452 | 0.4326 | 399732
2016-05-08 21:00 | 0.68961 | 0.46732 | 403856
2016-05-08 22:00 | 0.63758 | 0.48812 | 405261
2016-05-08 23:00 | 0.54066 | 0.50626 | 404452
2016-05-09 | 0.38858 | 0.56789 | 408354
2016-05-09 01:00 | 0.1448 | 0.66322 | 410942
2016-05-09 02:00 | 0.0080845 | 0.7103 | 398272
2016-05-09 03:00 | 0 | 0.70879 | 376734
2016-05-09 04:00 | 0 | 0.70472 | 356149
2016-05-09 05:00 | 0 | 0.6921 | 339213
2016-05-09 06:00 | 0 | 0.66918 | 326866
2016-05-09 07:00 | 0 | 0.63892 | 319749
2016-05-09 08:00 | 0 | 0.62268 | 319811
2016-05-09 09:00 | 0 | 0.60932 | 330336
2016-05-09 10:00 | 0 | 0.59127 | 354415
2016-05-09 11:00 | 0 | 0.56454 | 378910
2016-05-09 12:00 | 0.054638 | 0.443 | 395303
2016-05-09 13:00 | 0.37928 | 0.37549 | 408599
2016-05-09 14:00 | 0.63365 | 0.47854 | 421708
2016-05-09 15:00 | 0.78059 | 0.53001 | 432747
2016-05-09 16:00 | 0.85304 | 0.55598 | 441139
2016-05-09 17:00 | 0.86932 | 0.57816 | 449406
2016-05-09 18:00 | 0.86558 | 0.57803 | 454614
2016-05-09 19:00 | 0.86032 | 0.56736 | 458060
2016-05-09 20:00 | 0.86142 | 0.5546 | 460481
2016-05-09 21:00 | 0.85877 | 0.53635 | 462328
2016-05-09 22:00 | 0.83491 | 0.50989 | 461423
2016-05-09 23:00 | 0.75601 | 0.50191 | 458974
2016-05-10 | 0.58634 | 0.52715 | 460125
2016-05-10 01:00 | 0.26423 | 0.56975 | 454568
2016-05-10 02:00 | 0.010226 | 0.58296 | 433819
2016-05-10 03:00 | 0 | 0.56371 | 406534
2016-05-10 04:00 | 0 | 0.53571 | 383084
2016-05-10 05:00 | 0 | 0.50657 | 362448
2016-05-10 06:00 | 0 | 0.48265 | 348334
2016-05-10 07:00 | 0 | 0.46965 | 339313
2016-05-10 08:00 | 0 | 0.47201 | 337125
2016-05-10 09:00 | 0 | 0.4595 | 344916
2016-05-10 10:00 | 0 | 0.44295 | 366983
2016-05-10 11:00 | 0 | 0.42611 | 389659
2016-05-10 12:00 | 0.047706 | 0.35214 | 404419
2016-05-10 13:00 | 0.42904 | 0.28997 | 419261
2016-05-10 14:00 | 0.67894 | 0.31289 | 434066
2016-05-10 15:00 | 0.81709 | 0.33628 | 446541
2016-05-10 16:00 | 0.86491 | 0.34846 | 456308
2016-05-10 17:00 | 0.87226 | 0.35957 | 465920
2016-05-10 18:00 | 0.862 | 0.37497 | 472503
2016-05-10 19:00 | 0.85026 | 0.39095 | 482473
2016-05-10 20:00 | 0.84529 | 0.40548 | 487083
2016-05-10 21:00 | 0.8366 | 0.4191 | 491162
2016-05-10 22:00 | 0.80445 | 0.42699 | 489289
2016-05-10 23:00 | 0.70907 | 0.43994 | 484040
2016-05-11 | 0.55386 | 0.50214 | 482045
2016-05-11 01:00 | 0.2547 | 0.5943 | 474763
2016-05-11 02:00 | 0.011398 | 0.65775 | 451796
2016-05-11 03:00 | 0 | 0.67354 | 422468
2016-05-11 04:00 | 0 | 0.66908 | 395481
2016-05-11 05:00 | 0 | 0.66781 | 374208
2016-05-11 06:00 | 0 | 0.65228 | 356964
2016-05-11 07:00 | 0 | 0.6288 | 346965
2016-05-11 08:00 | 0 | 0.6071 | 343361
2016-05-11 09:00 | 0 | 0.582 | 350486
2016-05-11 10:00 | 0 | 0.54966 | 371278
2016-05-11 11:00 | 0 | 0.5164 | 393207
2016-05-11 12:00 | 0.069394 | 0.42954 | 408675
2016-05-11 13:00 | 0.48588 | 0.42899 | 423244
2016-05-11 14:00 | 0.70629 | 0.47151 | 439106
2016-05-11 15:00 | 0.83419 | 0.47327 | 453877
2016-05-11 16:00 | 0.88345 | 0.45661 | 466276
2016-05-11 17:00 | 0.88725 | 0.4412 | 478553
2016-05-11 18:00 | 0.8763 | 0.43429 | 488461
2016-05-11 19:00 | 0.86422 | 0.43369 | 496684
2016-05-11 20:00 | 0.85932 | 0.43704 | 503446
2016-05-11 21:00 | 0.85121 | 0.44128 | 507256
2016-05-11 22:00 | 0.82166 | 0.44171 | 505658
2016-05-11 23:00 | 0.72722 | 0.43228 | 499182
2016-05-12 | 0.57456 | 0.43679 | 494879
2016-05-12 01:00 | 0.27163 | 0.53834 | 486960
2016-05-12 02:00 | 0.021054 | 0.60631 | 463156
2016-05-12 03:00 | 0 | 0.5818 | 431786
2016-05-12 04:00 | 0 | 0.55381 | 402945
2016-05-12 05:00 | 0 | 0.54045 | 378794
2016-05-12 06:00 | 0 | 0.51994 | 360427
2016-05-12 07:00 | 0 | 0.50075 | 348378
2016-05-12 08:00 | 0 | 0.49739 | 344455
2016-05-12 09:00 | 0 | 0.50989 | 351745
2016-05-12 10:00 | 0 | 0.51587 | 371489
2016-05-12 11:00 | 0 | 0.50124 | 394087
2016-05-12 12:00 | 0.067875 | 0.34839 | 411018
2016-05-12 13:00 | 0.4612 | 0.33277 | 425972
2016-05-12 14:00 | 0.6754 | 0.39533 | 441729
2016-05-12 15:00 | 0.81249 | 0.38969 | 456234
2016-05-12 16:00 | 0.85739 | 0.37598 | 467349
2016-05-12 17:00 | 0.87056 | 0.37829 | 478180
2016-05-12 18:00 | 0.86374 | 0.39174 | 486478
2016-05-12 19:00 | 0.85309 | 0.40304 | 492041
2016-05-12 20:00 | 0.84785 | 0.4074 | 496444
2016-05-12 21:00 | 0.83301 | 0.4002 | 498562
2016-05-12 22:00 | 0.80079 | 0.3839 | 495548
2016-05-12 23:00 | 0.70793 | 0.34669 | 488381
2016-05-13 | 0.56051 | 0.31708 | 485226
2016-05-13 01:00 | 0.26984 | 0.35688 | 476994
2016-05-13 02:00 | 0.022584 | 0.39318 | 454338
2016-05-13 03:00 | 0 | 0.41104 | 425241
2016-05-13 04:00 | 0 | 0.44561 | 397075
2016-05-13 05:00 | 0 | 0.46961 | 373740
2016-05-13 06:00 | 0 | 0.49269 | 355538
2016-05-13 07:00 | 0 | 0.51337 | 344884
2016-05-13 08:00 | 0 | 0.53024 | 340706
2016-05-13 09:00 | 0 | 0.53107 | 347137
2016-05-13 10:00 | 0 | 0.53209 | 365799
2016-05-13 11:00 | 0 | 0.5283 | 386840
2016-05-13 12:00 | 0.083158 | 0.41845 | 404240
2016-05-13 13:00 | 0.49106 | 0.41054 | 420934
2016-05-13 14:00 | 0.67711 | 0.53858 | 437331
2016-05-13 15:00 | 0.79652 | 0.61767 | 450750
2016-05-13 16:00 | 0.8407 | 0.62579 | 460881
2016-05-13 17:00 | 0.84589 | 0.62621 | 470063
2016-05-13 18:00 | 0.83472 | 0.63024 | 477395
2016-05-13 19:00 | 0.82363 | 0.63398 | 482250
2016-05-13 20:00 | 0.82171 | 0.6311 | 487130
2016-05-13 21:00 | 0.81189 | 0.62348 | 488871
2016-05-13 22:00 | 0.78303 | 0.62032 | 482639
2016-05-13 23:00 | 0.69893 | 0.62769 | 472125
2016-05-14 | 0.55322 | 0.66353 | 464396
2016-05-14 01:00 | 0.25976 | 0.70431 | 456650
2016-05-14 02:00 | 0.013686 | 0.72001 | 436573
2016-05-14 03:00 | 0 | 0.68804 | 410969
2016-05-14 04:00 | 0 | 0.642 | 386548
2016-05-14 05:00 | 0 | 0.59594 | 364735
2016-05-14 06:00 | 0 | 0.55442 | 347950
2016-05-14 07:00 | 0 | 0.5119 | 336595
2016-05-14 08:00 | 0 | 0.48488 | 329954
2016-05-14 09:00 | 0 | 0.46078 | 329381
2016-05-14 10:00 | 0 | 0.4471 | 331966
2016-05-14 11:00 | 0 | 0.41578 | 339821
2016-05-14 12:00 | 0.050996 | 0.37089 | 354790
2016-05-14 13:00 | 0.32267 | 0.43244 | 373261
2016-05-14 14:00 | 0.54315 | 0.45841 | 389689
2016-05-14 15:00 | 0.68054 | 0.42525 | 402974
2016-05-14 16:00 | 0.75608 | 0.39011 | 412566
2016-05-14 17:00 | 0.77452 | 0.36713 | 419073
2016-05-14 18:00 | 0.76786 | 0.352 | 423400
2016-05-14 19:00 | 0.75258 | 0.33719 | 426488
2016-05-14 20:00 | 0.73625 | 0.32233 | 428397
2016-05-14 21:00 | 0.7009 | 0.3077 | 429643
2016-05-14 22:00 | 0.64479 | 0.29006 | 426999
2016-05-14 23:00 | 0.53809 | 0.26326 | 421121
2016-05-15 | 0.38676 | 0.23336 | 418122
2016-05-15 01:00 | 0.18775 | 0.28091 | 415781
2016-05-15 02:00 | 0.015831 | 0.28584 | 402866
2016-05-15 03:00 | 0 | 0.26787 | 383232
2016-05-15 04:00 | 0 | 0.2502 | 362945
2016-05-15 05:00 | 0 | 0.24461 | 346723
2016-05-15 06:00 | 0 | 0.24197 | 333578
2016-05-15 07:00 | 0 | 0.24602 | 324196
2016-05-15 08:00 | 0 | 0.26263 | 319701
2016-05-15 09:00 | 0 | 0.27192 | 318872
2016-05-15 10:00 | 0 | 0.27632 | 318994
2016-05-15 11:00 | 0 | 0.27255 | 323783
2016-05-15 12:00 | 0.014976 | 0.17217 | 337445
2016-05-15 13:00 | 0.21377 | 0.12291 | 352435
2016-05-15 14:00 | 0.40936 | 0.16576 | 363915
2016-05-15 15:00 | 0.5322 | 0.19151 | 373504
2016-05-15 16:00 | 0.60983 | 0.20043 | 381919
2016-05-15 17:00 | 0.64688 | 0.21104 | 388083
2016-05-15 18:00 | 0.65724 | 0.22307 | 392908
2016-05-15 19:00 | 0.65046 | 0.23647 | 396532
2016-05-15 20:00 | 0.63554 | 0.25032 | 400970
2016-05-15 21:00 | 0.60481 | 0.25336 | 406594
2016-05-15 22:00 | 0.56195 | 0.24872 | 409840
2016-05-15 23:00 | 0.49789 | 0.24587 | 410874
2016-05-16 | 0.38964 | 0.26505 | 415868
2016-05-16 01:00 | 0.21786 | 0.31022 | 417754
2016-05-16 02:00 | 0.018832 | 0.34897 | 404136
2016-05-16 03:00 | 0 | 0.37553 | 383325
2016-05-16 04:00 | 0 | 0.38872 | 363727
2016-05-16 05:00 | 0 | 0.37958 | 346806
2016-05-16 06:00 | 0 | 0.3631 | 335215
2016-05-16 07:00 | 0 | 0.34727 | 329279
2016-05-16 08:00 | 0 | 0.32664 | 330265
2016-05-16 09:00 | 0 | 0.29933 | 340929
2016-05-16 10:00 | 0 | 0.27396 | 364383
2016-05-16 11:00 | 0 | 0.23671 | 388026
2016-05-16 12:00 | 0.043513 | 0.15614 | 402296
2016-05-16 13:00 | 0.37264 | 0.1279 | 413477
2016-05-16 14:00 | 0.6031 | 0.1557 | 424269
2016-05-16 15:00 | 0.7272 | 0.19283 | 431985
2016-05-16 16:00 | 0.77612 | 0.21005 | 437327
2016-05-16 17:00 | 0.77852 | 0.21363 | 442315
2016-05-16 18:00 | 0.76685 | 0.21459 | 446051
2016-05-16 19:00 | 0.7513 | 0.21392 | 447837
2016-05-16 20:00 | 0.73601 | 0.21149 | 450109
2016-05-16 21:00 | 0.70864 | 0.2069 | 451899
2016-05-16 22:00 | 0.65801 | 0.20463 | 451067
2016-05-16 23:00 | 0.566 | 0.21253 | 449437
2016-05-17 | 0.41488 | 0.26183 | 452267
2016-05-17 01:00 | 0.19091 | 0.37155 | 449303
2016-05-17 02:00 | 0.018621 | 0.44508 | 430077
2016-05-17 03:00 | 0 | 0.46314 | 403559
2016-05-17 04:00 | 0 | 0.45126 | 380929
2016-05-17 05:00 | 0 | 0.42836 | 362454
2016-05-17 06:00 | 0 | 0.41073 | 347520
2016-05-17 07:00 | 0 | 0.39186 | 339506
2016-05-17 08:00 | 0 | 0.37552 | 338388
2016-05-17 09:00 | 0 | 0.34208 | 347189
2016-05-17 10:00 | 0 | 0.3092 | 370062
2016-05-17 11:00 | 0 | 0.28431 | 393054
2016-05-17 12:00 | 0.036614 | 0.22463 | 408527
2016-05-17 13:00 | 0.3093 | 0.21153 | 420490
2016-05-17 14:00 | 0.55257 | 0.22934 | 432111
2016-05-17 15:00 | 0.67128 | 0.24211 | 439578
2016-05-17 16:00 | 0.71269 | 0.23622 | 447591
2016-05-17 17:00 | 0.72267 | 0.22505 | 452503
2016-05-17 18:00 | 0.71026 | 0.21449 | 455461
2016-05-17 19:00 | 0.68903 | 0.20727 | 458010
2016-05-17 20:00 | 0.6662 | 0.20433 | 458342
2016-05-17 21:00 | 0.62522 | 0.20465 | 459922
2016-05-17 22:00 | 0.56601 | 0.21057 | 459064
2016-05-17 23:00 | 0.48084 | 0.21856 | 455928
2016-05-18 | 0.36041 | 0.23001 | 456165
2016-05-18 01:00 | 0.19443 | 0.28932 | 453024
2016-05-18 02:00 | 0.037754 | 0.35672 | 434923
2016-05-18 03:00 | 0 | 0.40605 | 408791
2016-05-18 04:00 | 0 | 0.43567 | 385096
2016-05-18 05:00 | 0 | 0.43786 | 365147
2016-05-18 06:00 | 0 | 0.42421 | 349847
2016-05-18 07:00 | 0 | 0.40571 | 340892
2016-05-18 08:00 | 0 | 0.38845 | 339155
2016-05-18 09:00 | 0 | 0.35982 | 347311
2016-05-18 10:00 | 0 | 0.32916 | 369141
2016-05-18 11:00 | 0 | 0.29905 | 391333
2016-05-18 12:00 | 0.043256 | 0.1707 | 404643
2016-05-18 13:00 | 0.32908 | 0.11326 | 414696
2016-05-18 14:00 | 0.55779 | 0.14183 | 425309
2016-05-18 15:00 | 0.67739 | 0.14632 | 433956
2016-05-18 16:00 | 0.72567 | 0.13387 | 441180
2016-05-18 17:00 | 0.73463 | 0.1287 | 447088
2016-05-18 18:00 | 0.72099 | 0.12674 | 452422
2016-05-18 19:00 | 0.7033 | 0.12597 | 455695
2016-05-18 20:00 | 0.6873 | 0.12713 | 458559
2016-05-18 21:00 | 0.65825 | 0.13112 | 460812
2016-05-18 22:00 | 0.61046 | 0.13712 | 458743
2016-05-18 23:00 | 0.52541 | 0.15043 | 455111
2016-05-19 | 0.41013 | 0.19179 | 455162
2016-05-19 01:00 | 0.23695 | 0.35209 | 452069
2016-05-19 02:00 | 0.021841 | 0.46865 | 434434
2016-05-19 03:00 | 0 | 0.52096 | 408119
2016-05-19 04:00 | 0 | 0.54282 | 383142
2016-05-19 05:00 | 0 | 0.54061 | 362941
2016-05-19 06:00 | 0 | 0.52507 | 347770
2016-05-19 07:00 | 0 | 0.49847 | 337967
2016-05-19 08:00 | 0 | 0.46653 | 336146
2016-05-19 09:00 | 0 | 0.43175 | 345081
2016-05-19 10:00 | 0 | 0.40809 | 367118
2016-05-19 11:00 | 0 | 0.36435 | 389239
2016-05-19 12:00 | 0.061455 | 0.20468 | 403543
2016-05-19 13:00 | 0.40671 | 0.17805 | 415692
2016-05-19 14:00 | 0.61774 | 0.25192 | 427306
2016-05-19 15:00 | 0.73766 | 0.29842 | 436602
2016-05-19 16:00 | 0.79059 | 0.31598 | 443665
2016-05-19 17:00 | 0.80139 | 0.32446 | 449379
2016-05-19 18:00 | 0.79477 | 0.32642 | 453245
2016-05-19 19:00 | 0.78901 | 0.31867 | 455347
2016-05-19 20:00 | 0.78544 | 0.30863 | 456705
2016-05-19 21:00 | 0.77444 | 0.30026 | 457769
2016-05-19 22:00 | 0.74362 | 0.29869 | 454744
2016-05-19 23:00 | 0.66629 | 0.31137 | 450085
2016-05-20 | 0.52372 | 0.3594 | 449796
2016-05-20 01:00 | 0.24614 | 0.50547 | 447542
2016-05-20 02:00 | 0.011815 | 0.61162 | 430084
2016-05-20 03:00 | 0 | 0.62169 | 403363
2016-05-20 04:00 | 0 | 0.61152 | 378108
2016-05-20 05:00 | 0 | 0.58386 | 359636
2016-05-20 06:00 | 0 | 0.54281 | 344888
2016-05-20 07:00 | 0 | 0.49583 | 335003
2016-05-20 08:00 | 0 | 0.45278 | 332872
2016-05-20 09:00 | 0 | 0.4172 | 341353
2016-05-20 10:00 | 0 | 0.38146 | 361869
2016-05-20 11:00 | 0 | 0.33583 | 383643
2016-05-20 12:00 | 0.086822 | 0.22302 | 399492
2016-05-20 13:00 | 0.41818 | 0.2129 | 413654
2016-05-20 14:00 | 0.6338 | 0.25 | 426738
2016-05-20 15:00 | 0.76151 | 0.28959 | 435829
2016-05-20 16:00 | 0.82493 | 0.31101 | 441805
2016-05-20 17:00 | 0.83761 | 0.32364 | 446073
2016-05-20 18:00 | 0.83523 | 0.3257 | 449358
2016-05-20 19:00 | 0.82658 | 0.32168 | 451726
2016-05-20 20:00 | 0.82114 | 0.31897 | 454033
2016-05-20 21:00 | 0.80486 | 0.31676 | 454399
2016-05-20 22:00 | 0.76492 | 0.32315 | 449646
2016-05-20 23:00 | 0.66438 | 0.34747 | 441625
2016-05-21 | 0.53583 | 0.4061 | 438654
2016-05-21 01:00 | 0.23513 | 0.55421 | 433474
2016-05-21 02:00 | 0.024648 | 0.63754 | 415012
2016-05-21 03:00 | 0 | 0.65343 | 396530
2016-05-21 04:00 | 0 | 0.64685 | 374530
2016-05-21 05:00 | 0 | 0.62112 | 355822
2016-05-21 06:00 | 0 | 0.58532 | 340289
2016-05-21 07:00 | 0 | 0.55338 | 330939
2016-05-21 08:00 | 0 | 0.52108 | 326053
2016-05-21 09:00 | 0 | 0.48758 | 325912
2016-05-21 10:00 | 0 | 0.46698 | 330394
2016-05-21 11:00 | 0 | 0.44767 | 338051
2016-05-21 12:00 | 0.083589 | 0.34681 | 355555
2016-05-21 13:00 | 0.42984 | 0.37771 | 375291
2016-05-21 14:00 | 0.66901 | 0.45477 | 393987
2016-05-21 15:00 | 0.79388 | 0.48671 | 408509
2016-05-21 16:00 | 0.84797 | 0.50022 | 418122
2016-05-21 17:00 | 0.85339 | 0.51767 | 424519
2016-05-21 18:00 | 0.84675 | 0.53994 | 429572
2016-05-21 19:00 | 0.83684 | 0.56398 | 433418
2016-05-21 20:00 | 0.8313 | 0.58552 | 436977
2016-05-21 21:00 | 0.81788 | 0.60298 | 439549
2016-05-21 22:00 | 0.7775 | 0.62144 | 436862
2016-05-21 23:00 | 0.68351 | 0.64576 | 431572
2016-05-22 | 0.50961 | 0.67891 | 426922
2016-05-22 01:00 | 0.23449 | 0.75866 | 422713
2016-05-22 02:00 | 0.017635 | 0.77888 | 410686
2016-05-22 03:00 | 0 | 0.76926 | 391852
2016-05-22 04:00 | 0 | 0.75868 | 371675
2016-05-22 05:00 | 0 | 0.73719 | 352334
2016-05-22 06:00 | 0 | 0.72192 | 337141
2016-05-22 07:00 | 0 | 0.71567 | 326650
2016-05-22 08:00 | 0 | 0.71049 | 321017
2016-05-22 09:00 | 0 | 0.68866 | 319360
2016-05-22 10:00 | 0 | 0.66301 | 319221
2016-05-22 11:00 | 0 | 0.61415 | 324076
2016-05-22 12:00 | 0.081906 | 0.45706 | 340092
2016-05-22 13:00 | 0.44858 | 0.42586 | 358790
2016-05-22 14:00 | 0.67486 | 0.50501 | 375530
2016-05-22 15:00 | 0.80633 | 0.53014 | 389040
2016-05-22 16:00 | 0.856 | 0.52469 | 401106
2016-05-22 17:00 | 0.86509 | 0.53218 | 410650
2016-05-22 18:00 | 0.85632 | 0.55327 | 419010
2016-05-22 19:00 | 0.84848 | 0.58182 | 426197
2016-05-22 20:00 | 0.84822 | 0.60784 | 434349
2016-05-22 21:00 | 0.83714 | 0.62819 | 440959
2016-05-22 22:00 | 0.80607 | 0.64718 | 443899
2016-05-22 23:00 | 0.71861 | 0.66542 | 442256
2016-05-23 | 0.57 | 0.71168 | 440455
2016-05-23 01:00 | 0.27534 | 0.78636 | 437320
2016-05-23 02:00 | 0.026223 | 0.81607 | 421608
2016-05-23 03:00 | 0 | 0.81344 | 397199
2016-05-23 04:00 | 0 | 0.80577 | 372838
2016-05-23 05:00 | 0 | 0.79768 | 352582
2016-05-23 06:00 | 0 | 0.78654 | 337779
2016-05-23 07:00 | 0 | 0.75933 | 329066
2016-05-23 08:00 | 0 | 0.72663 | 326685
2016-05-23 09:00 | 0 | 0.68742 | 336393
2016-05-23 10:00 | 0 | 0.65255 | 358134
2016-05-23 11:00 | 0 | 0.6006 | 381460
2016-05-23 12:00 | 0.092986 | 0.41085 | 399759
2016-05-23 13:00 | 0.46252 | 0.31422 | 416209
2016-05-23 14:00 | 0.68274 | 0.35816 | 432114
2016-05-23 15:00 | 0.80035 | 0.36119 | 446006
2016-05-23 16:00 | 0.84854 | 0.35655 | 457678
2016-05-23 17:00 | 0.86561 | 0.35165 | 469006
2016-05-23 18:00 | 0.86041 | 0.35181 | 478348
2016-05-23 19:00 | 0.85177 | 0.35985 | 486089
2016-05-23 20:00 | 0.84635 | 0.37243 | 490872
2016-05-23 21:00 | 0.83416 | 0.3779 | 493110
2016-05-23 22:00 | 0.79812 | 0.37525 | 490741
2016-05-23 23:00 | 0.70889 | 0.36889 | 484074
2016-05-24 | 0.54544 | 0.38989 | 477807
2016-05-24 01:00 | 0.23942 | 0.47217 | 471053
2016-05-24 02:00 | 0.016679 | 0.51356 | 448908
2016-05-24 03:00 | 0 | 0.50944 | 420111
2016-05-24 04:00 | 0 | 0.49727 | 392234
2016-05-24 05:00 | 0 | 0.49026 | 370342
2016-05-24 06:00 | 0 | 0.49104 | 354097
2016-05-24 07:00 | 0 | 0.47945 | 344011
2016-05-24 08:00 | 0 | 0.46636 | 341307
2016-05-24 09:00 | 0 | 0.43389 | 348338
2016-05-24 10:00 | 0 | 0.39899 | 366672
2016-05-24 11:00 | 0 | 0.35084 | 389826
2016-05-24 12:00 | 0.10236 | 0.2019 | 408663
2016-05-24 13:00 | 0.44092 | 0.13618 | 426934
2016-05-24 14:00 | 0.63748 | 0.14701 | 445433
2016-05-24 15:00 | 0.76678 | 0.15259 | 462381
2016-05-24 16:00 | 0.81711 | 0.16146 | 476400
2016-05-24 17:00 | 0.82547 | 0.18189 | 489270
2016-05-24 18:00 | 0.81687 | 0.20975 | 500907
2016-05-24 19:00 | 0.80473 | 0.23939 | 509782
2016-05-24 20:00 | 0.79565 | 0.26625 | 516707
2016-05-24 21:00 | 0.77621 | 0.28638 | 520133
2016-05-24 22:00 | 0.73136 | 0.30691 | 518155
2016-05-24 23:00 | 0.63317 | 0.32889 | 509918
2016-05-25 | 0.48962 | 0.38948 | 501806
2016-05-25 01:00 | 0.22571 | 0.50063 | 493666
2016-05-25 02:00 | 0.015504 | 0.57726 | 469882
2016-05-25 03:00 | 0 | 0.605 | 439830
2016-05-25 04:00 | 0 | 0.61158 | 412104
2016-05-25 05:00 | 0 | 0.61331 | 388110
2016-05-25 06:00 | 0 | 0.61228 | 369349
2016-05-25 07:00 | 0 | 0.59868 | 357330
2016-05-25 08:00 | 0 | 0.57266 | 353196
2016-05-25 09:00 | 0 | 0.52423 | 360438
2016-05-25 10:00 | 0 | 0.50152 | 377881
2016-05-25 11:00 | 7.37e-07 | 0.4705 | 400106
2016-05-25 12:00 | 0.10862 | 0.34779 | 420344
2016-05-25 13:00 | 0.45435 | 0.24805 | 440803
2016-05-25 14:00 | 0.64761 | 0.26962 | 461933
2016-05-25 15:00 | 0.77893 | 0.2969 | 481414
2016-05-25 16:00 | 0.8168 | 0.30972 | 497705
2016-05-25 17:00 | 0.82341 | 0.31252 | 513227
2016-05-25 18:00 | 0.81631 | 0.31325 | 526761
2016-05-25 19:00 | 0.80637 | 0.31762 | 537291
2016-05-25 20:00 | 0.7978 | 0.32336 | 544450
2016-05-25 21:00 | 0.78196 | 0.32217 | 547431
2016-05-25 22:00 | 0.73925 | 0.30716 | 542287
2016-05-25 23:00 | 0.64889 | 0.29381 | 531381
2016-05-26 | 0.50988 | 0.31604 | 521817
2016-05-26 01:00 | 0.23654 | 0.38678 | 512256
2016-05-26 02:00 | 0.019863 | 0.44162 | 488412
2016-05-26 03:00 | 0 | 0.4729 | 455944
2016-05-26 04:00 | 0 | 0.48563 | 425635
2016-05-26 05:00 | 0 | 0.48738 | 400557
2016-05-26 06:00 | 0 | 0.48906 | 380967
2016-05-26 07:00 | 0 | 0.48407 | 367149
2016-05-26 08:00 | 0 | 0.47463 | 361979
2016-05-26 09:00 | 0 | 0.46112 | 367885
2016-05-26 10:00 | 0 | 0.4547 | 387246
2016-05-26 11:00 | 2.01e-06 | 0.41266 | 410827
2016-05-26 12:00 | 0.12671 | 0.25615 | 432688
2016-05-26 13:00 | 0.48296 | 0.19962 | 453714
2016-05-26 14:00 | 0.67948 | 0.2414 | 476278
2016-05-26 15:00 | 0.79882 | 0.26719 | 497102
2016-05-26 16:00 | 0.83705 | 0.28329 | 514615
2016-05-26 17:00 | 0.83488 | 0.30489 | 530002
2016-05-26 18:00 | 0.8201 | 0.33688 | 540760
2016-05-26 19:00 | 0.8019 | 0.37467 | 550035
2016-05-26 20:00 | 0.78721 | 0.40391 | 554684
2016-05-26 21:00 | 0.76588 | 0.41054 | 553672
2016-05-26 22:00 | 0.72145 | 0.40843 | 546361
2016-05-26 23:00 | 0.63807 | 0.41786 | 533794
2016-05-27 | 0.50929 | 0.44619 | 523360
2016-05-27 01:00 | 0.26338 | 0.48975 | 514618
2016-05-27 02:00 | 0.03045 | 0.53372 | 489810
2016-05-27 03:00 | 0 | 0.54002 | 459477
2016-05-27 04:00 | 0 | 0.47951 | 428775
2016-05-27 05:00 | 0 | 0.42656 | 402449
2016-05-27 06:00 | 0 | 0.39216 | 381992
2016-05-27 07:00 | 0 | 0.35837 | 368753
2016-05-27 08:00 | 0 | 0.33343 | 363980
2016-05-27 09:00 | 0 | 0.31531 | 368934
2016-05-27 10:00 | 0 | 0.30055 | 384185
2016-05-27 11:00 | 2.79e-06 | 0.28318 | 405105
2016-05-27 12:00 | 0.11218 | 0.18903 | 429110
2016-05-27 13:00 | 0.46854 | 0.15126 | 452260
2016-05-27 14:00 | 0.68702 | 0.17369 | 475781
2016-05-27 15:00 | 0.79284 | 0.19269 | 496673
2016-05-27 16:00 | 0.82854 | 0.19678 | 513944
2016-05-27 17:00 | 0.83215 | 0.20042 | 527326
2016-05-27 18:00 | 0.82402 | 0.19689 | 537440
2016-05-27 19:00 | 0.81389 | 0.18161 | 543658
2016-05-27 20:00 | 0.80547 | 0.16612 | 546585
2016-05-27 21:00 | 0.78766 | 0.15394 | 544994
2016-05-27 22:00 | 0.75212 | 0.14516 | 535312
2016-05-27 23:00 | 0.67337 | 0.14424 | 520452
2016-05-28 | 0.54357 | 0.16117 | 507956
2016-05-28 01:00 | 0.28267 | 0.22755 | 498303
2016-05-28 02:00 | 0.042965 | 0.30488 | 477056
2016-05-28 03:00 | 0 | 0.33354 | 447806
2016-05-28 04:00 | 0 | 0.32921 | 418066
2016-05-28 05:00 | 0 | 0.32187 | 394181
2016-05-28 06:00 | 0 | 0.31473 | 375435
2016-05-28 07:00 | 0 | 0.30029 | 360860
2016-05-28 08:00 | 0 | 0.28636 | 352135
2016-05-28 09:00 | 0 | 0.27405 | 348132
2016-05-28 10:00 | 0 | 0.27263 | 349321
2016-05-28 11:00 | 4.42e-06 | 0.26279 | 357711
2016-05-28 12:00 | 0.14609 | 0.15471 | 377804
2016-05-28 13:00 | 0.53994 | 0.11444 | 404774
2016-05-28 14:00 | 0.71055 | 0.13518 | 431917
2016-05-28 15:00 | 0.8149 | 0.14472 | 456896
2016-05-28 16:00 | 0.85937 | 0.15061 | 477425
2016-05-28 17:00 | 0.86027 | 0.15743 | 492482
2016-05-28 18:00 | 0.8501 | 0.16789 | 504366
2016-05-28 19:00 | 0.8352 | 0.17979 | 514319
2016-05-28 20:00 | 0.82292 | 0.19003 | 522878
2016-05-28 21:00 | 0.80116 | 0.19483 | 526804
2016-05-28 22:00 | 0.75611 | 0.19185 | 524119
2016-05-28 23:00 | 0.66673 | 0.18375 | 513281
2016-05-29 | 0.51716 | 0.18774 | 501272
2016-05-29 01:00 | 0.25147 | 0.25184 | 491484
2016-05-29 02:00 | 0.026963 | 0.31356 | 472491
2016-05-29 03:00 | 0 | 0.34067 | 444592
2016-05-29 04:00 | 0 | 0.3648 | 418205
2016-05-29 05:00 | 0 | 0.39308 | 394074
2016-05-29 06:00 | 0 | 0.40376 | 373955
2016-05-29 07:00 | 0 | 0.41534 | 359007
2016-05-29 08:00 | 0 | 0.43254 | 349369
2016-05-29 09:00 | 0 | 0.43142 | 344568
2016-05-29 10:00 | 0 | 0.42394 | 342370
2016-05-29 11:00 | 7.61e-07 | 0.36163 | 347608
2016-05-29 12:00 | 0.11175 | 0.20046 | 364457
2016-05-29 13:00 | 0.42767 | 0.1438 | 390643
2016-05-29 14:00 | 0.62417 | 0.18465 | 417784
2016-05-29 15:00 | 0.72977 | 0.20846 | 442750
2016-05-29 16:00 | 0.77993 | 0.20444 | 464005
2016-05-29 17:00 | 0.79032 | 0.19818 | 480240
2016-05-29 18:00 | 0.78754 | 0.20274 | 492006
2016-05-29 19:00 | 0.77717 | 0.21491 | 500465
2016-05-29 20:00 | 0.76983 | 0.22593 | 506111
2016-05-29 21:00 | 0.75031 | 0.22596 | 508248
2016-05-29 22:00 | 0.71367 | 0.21392 | 504790
2016-05-29 23:00 | 0.6259 | 0.20597 | 494498
2016-05-30 | 0.49145 | 0.23669 | 483132
2016-05-30 01:00 | 0.26525 | 0.35234 | 472908
2016-05-30 02:00 | 0.035805 | 0.43953 | 456189
2016-05-30 03:00 | 0 | 0.45361 | 431028
2016-05-30 04:00 | 0 | 0.446 | 404498
2016-05-30 05:00 | 0 | 0.43279 | 380422
2016-05-30 06:00 | 0 | 0.41569 | 362999
2016-05-30 07:00 | 0 | 0.38928 | 349662
2016-05-30 08:00 | 0 | 0.35471 | 342344
2016-05-30 09:00 | 0 | 0.30925 | 340098
2016-05-30 10:00 | 0 | 0.27168 | 340563
2016-05-30 11:00 | 3.22e-07 | 0.23875 | 346582
2016-05-30 12:00 | 0.09808 | 0.13958 | 362900
2016-05-30 13:00 | 0.44311 | 0.12039 | 390192
2016-05-30 14:00 | 0.66598 | 0.15949 | 420252
2016-05-30 15:00 | 0.77994 | 0.16709 | 448922
2016-05-30 16:00 | 0.82954 | 0.1728 | 472712
2016-05-30 17:00 | 0.84063 | 0.18979 | 490171
2016-05-30 18:00 | 0.83586 | 0.21666 | 503610
2016-05-30 19:00 | 0.82842 | 0.24993 | 513592
2016-05-30 20:00 | 0.82647 | 0.28801 | 521499
2016-05-30 21:00 | 0.81773 | 0.32532 | 526698
2016-05-30 22:00 | 0.78696 | 0.35824 | 526040
2016-05-30 23:00 | 0.70199 | 0.39855 | 519884
2016-05-31 | 0.55368 | 0.49626 | 510821
2016-05-31 01:00 | 0.30087 | 0.6643 | 501289
2016-05-31 02:00 | 0.042811 | 0.75113 | 478475
2016-05-31 03:00 | 0 | 0.7208 | 446575
2016-05-31 04:00 | 0 | 0.64417 | 417426
2016-05-31 05:00 | 0 | 0.58532 | 392066
2016-05-31 06:00 | 0 | 0.53603 | 372274
2016-05-31 07:00 | 0 | 0.49539 | 359147
2016-05-31 08:00 | 0 | 0.45969 | 355102
2016-05-31 09:00 | 0 | 0.42906 | 362437
2016-05-31 10:00 | 0 | 0.40241 | 380869
2016-05-31 11:00 | 4.13e-07 | 0.36744 | 404434
2016-05-31 12:00 | 0.11954 | 0.28438 | 430258
2016-05-31 13:00 | 0.50381 | 0.34283 | 457434
2016-05-31 14:00 | 0.69321 | 0.37319 | 485399
2016-05-31 15:00 | 0.78357 | 0.36874 | 511566
2016-05-31 16:00 | 0.82333 | 0.35283 | 533684
2016-05-31 17:00 | 0.82337 | 0.34465 | 552896
2016-05-31 18:00 | 0.80871 | 0.34202 | 566702
2016-05-31 19:00 | 0.78707 | 0.34077 | 575476
2016-05-31 20:00 | 0.76967 | 0.33851 | 578930
2016-05-31 21:00 | 0.74837 | 0.33407 | 578388
2016-05-31 22:00 | 0.71517 | 0.33072 | 571152
2016-05-31 23:00 | 0.64265 | 0.33106 | 558447
2016-06-01 | 0.51419 | 0.34412 | 545151
2016-06-01 01:00 | 0.30891 | 0.38816 | 533134
2016-06-01 02:00 | 0.057516 | 0.43458 | 505636
2016-06-01 03:00 | 1.91e-08 | 0.43709 | 469955
2016-06-01 04:00 | 0 | 0.42316 | 436947
2016-06-01 05:00 | 0 | 0.4087 | 409528
2016-06-01 06:00 | 0 | 0.40039 | 388462
2016-06-01 07:00 | 0 | 0.40449 | 373860
2016-06-01 08:00 | 0 | 0.41249 | 367627
2016-06-01 09:00 | 0 | 0.42511 | 372843
2016-06-01 10:00 | 0 | 0.43535 | 388457
2016-06-01 11:00 | 7.59e-06 | 0.39317 | 411140
2016-06-01 12:00 | 0.074201 | 0.25997 | 435165
2016-06-01 13:00 | 0.41453 | 0.29419 | 458866
2016-06-01 14:00 | 0.60638 | 0.33529 | 485380
2016-06-01 15:00 | 0.71441 | 0.32728 | 510547
2016-06-01 16:00 | 0.75556 | 0.31979 | 531408
2016-06-01 17:00 | 0.7617 | 0.31554 | 550110
2016-06-01 18:00 | 0.74909 | 0.30863 | 564854
2016-06-01 19:00 | 0.73391 | 0.29604 | 574628
2016-06-01 20:00 | 0.71686 | 0.27979 | 580324
2016-06-01 21:00 | 0.6936 | 0.26005 | 579092
2016-06-01 22:00 | 0.66201 | 0.23284 | 570068
2016-06-01 23:00 | 0.59673 | 0.19673 | 556557
2016-06-02 | 0.47466 | 0.16863 | 544273
2016-06-02 01:00 | 0.30003 | 0.18209 | 532348
2016-06-02 02:00 | 0.057849 | 0.21307 | 507490
2016-06-02 03:00 | 2e-07 | 0.2412 | 472589
2016-06-02 04:00 | 0 | 0.26897 | 439690
2016-06-02 05:00 | 0 | 0.29437 | 412308
2016-06-02 06:00 | 0 | 0.31342 | 390358
2016-06-02 07:00 | 0 | 0.32801 | 375879
2016-06-02 08:00 | 0 | 0.34255 | 370219
2016-06-02 09:00 | 0 | 0.34703 | 375798
2016-06-02 10:00 | 0 | 0.35021 | 393345
2016-06-02 11:00 | 5.3e-06 | 0.31332 | 414211
2016-06-02 12:00 | 0.10477 | 0.16557 | 435951
2016-06-02 13:00 | 0.46895 | 0.10429 | 457230
2016-06-02 14:00 | 0.67136 | 0.12116 | 479125
2016-06-02 15:00 | 0.78624 | 0.14578 | 500458
2016-06-02 16:00 | 0.83038 | 0.16033 | 519600
2016-06-02 17:00 | 0.83619 | 0.17474 | 537657
2016-06-02 18:00 | 0.83006 | 0.18892 | 551753
2016-06-02 19:00 | 0.81939 | 0.19899 | 561585
2016-06-02 20:00 | 0.81198 | 0.20594 | 567278
2016-06-02 21:00 | 0.79392 | 0.21516 | 568552
2016-06-02 22:00 | 0.7638 | 0.22706 | 562007
2016-06-02 23:00 | 0.69543 | 0.24487 | 550541
2016-06-03 | 0.55894 | 0.30145 | 540859
2016-06-03 01:00 | 0.34026 | 0.4573 | 528804
2016-06-03 02:00 | 0.046418 | 0.5566 | 504648
2016-06-03 03:00 | 3.37e-07 | 0.58278 | 471826
2016-06-03 04:00 | 0 | 0.5798 | 440612
2016-06-03 05:00 | 0 | 0.56433 | 412775
2016-06-03 06:00 | 0 | 0.54738 | 391019
2016-06-03 07:00 | 0 | 0.53664 | 376807
2016-06-03 08:00 | 0 | 0.5273 | 370748
2016-06-03 09:00 | 0 | 0.52193 | 376029
2016-06-03 10:00 | 0 | 0.51258 | 390568
2016-06-03 11:00 | 8.38e-06 | 0.46433 | 410728
2016-06-03 12:00 | 0.12234 | 0.28898 | 433401
2016-06-03 13:00 | 0.49458 | 0.25553 | 456710
2016-06-03 14:00 | 0.7017 | 0.34365 | 482352
2016-06-03 15:00 | 0.79597 | 0.38076 | 506438
2016-06-03 16:00 | 0.83754 | 0.37861 | 526219
2016-06-03 17:00 | 0.84857 | 0.36968 | 544271
2016-06-03 18:00 | 0.84346 | 0.36141 | 559157
2016-06-03 19:00 | 0.83538 | 0.35597 | 568887
2016-06-03 20:00 | 0.83221 | 0.35296 | 574581
2016-06-03 21:00 | 0.82329 | 0.3541 | 574869
2016-06-03 22:00 | 0.79445 | 0.35681 | 567521
2016-06-03 23:00 | 0.72217 | 0.34788 | 553923
2016-06-04 | 0.5906 | 0.35202 | 541270
2016-06-04 01:00 | 0.35349 | 0.4329 | 530077
2016-06-04 02:00 | 0.04755 | 0.53084 | 507757
2016-06-04 03:00 | 4.31e-07 | 0.54703 | 476751
2016-06-04 04:00 | 0 | 0.51072 | 445566
2016-06-04 05:00 | 0 | 0.45923 | 417881
2016-06-04 06:00 | 0 | 0.41708 | 395618
2016-06-04 07:00 | 0 | 0.39272 | 378450
2016-06-04 08:00 | 0 | 0.39198 | 367703
2016-06-04 09:00 | 0 | 0.40717 | 364114
2016-06-04 10:00 | 0 | 0.43044 | 364270
2016-06-04 11:00 | 9.92e-06 | 0.39997 | 372504
2016-06-04 12:00 | 0.15011 | 0.23693 | 391583
2016-06-04 13:00 | 0.5314 | 0.23452 | 416910
2016-06-04 14:00 | 0.68035 | 0.36388 | 444249
2016-06-04 15:00 | 0.78321 | 0.43363 | 469972
2016-06-04 16:00 | 0.81915 | 0.47453 | 491295
2016-06-04 17:00 | 0.82724 | 0.50135 | 507879
2016-06-04 18:00 | 0.82258 | 0.52351 | 520690
2016-06-04 19:00 | 0.81438 | 0.54379 | 530123
2016-06-04 20:00 | 0.80999 | 0.56098 | 536156
2016-06-04 21:00 | 0.79802 | 0.57492 | 539077
2016-06-04 22:00 | 0.76981 | 0.57239 | 535584
2016-06-04 23:00 | 0.69583 | 0.53889 | 526357
2016-06-05 | 0.56748 | 0.48925 | 517223
2016-06-05 01:00 | 0.3084 | 0.55322 | 507566
2016-06-05 02:00 | 0.031121 | 0.57285 | 488695
2016-06-05 03:00 | 0 | 0.52782 | 461209
2016-06-05 04:00 | 0 | 0.4779 | 431573
2016-06-05 05:00 | 0 | 0.43968 | 406781
2016-06-05 06:00 | 0 | 0.41995 | 386419
2016-06-05 07:00 | 0 | 0.40743 | 370429
2016-06-05 08:00 | 0 | 0.4004 | 360252
2016-06-05 09:00 | 0 | 0.39213 | 355281
2016-06-05 10:00 | 0 | 0.39484 | 352955
2016-06-05 11:00 | 1.34e-05 | 0.35168 | 357290
2016-06-05 12:00 | 0.14986 | 0.19319 | 374022
2016-06-05 13:00 | 0.53103 | 0.11867 | 397413
2016-06-05 14:00 | 0.70881 | 0.18483 | 422285
2016-06-05 15:00 | 0.79729 | 0.26326 | 445523
2016-06-05 16:00 | 0.84048 | 0.30512 | 466044
2016-06-05 17:00 | 0.84662 | 0.3361 | 483304
2016-06-05 18:00 | 0.84006 | 0.3592 | 497201
2016-06-05 19:00 | 0.83079 | 0.37258 | 508990
2016-06-05 20:00 | 0.82758 | 0.38104 | 519010
2016-06-05 21:00 | 0.81836 | 0.38738 | 525768
2016-06-05 22:00 | 0.79115 | 0.38828 | 526990
2016-06-05 23:00 | 0.70785 | 0.38631 | 521930
2016-06-06 | 0.57799 | 0.39814 | 513888
2016-06-06 01:00 | 0.31762 | 0.48725 | 504098
2016-06-06 02:00 | 0.043799 | 0.58846 | 485611
2016-06-06 03:00 | 8.35e-07 | 0.60534 | 456516
2016-06-06 04:00 | 0 | 0.57023 | 426240
2016-06-06 05:00 | 0 | 0.52917 | 403188
2016-06-06 06:00 | 0 | 0.50243 | 384384
2016-06-06 07:00 | 0 | 0.4966 | 370595
2016-06-06 08:00 | 0 | 0.49349 | 366015
2016-06-06 09:00 | 0 | 0.48861 | 371425
2016-06-06 10:00 | 0 | 0.48715 | 387935
2016-06-06 11:00 | 1.22e-05 | 0.42548 | 411661
2016-06-06 12:00 | 0.1305 | 0.25569 | 435162
2016-06-06 13:00 | 0.47762 | 0.22149 | 461328
2016-06-06 14:00 | 0.6826 | 0.27385 | 485280
2016-06-06 15:00 | 0.77921 | 0.30285 | 509087
2016-06-06 16:00 | 0.82034 | 0.30425 | 527204
2016-06-06 17:00 | 0.82732 | 0.30768 | 545385
2016-06-06 18:00 | 0.81727 | 0.30856 | 560299
2016-06-06 19:00 | 0.79848 | 0.3116 | 570244
2016-06-06 20:00 | 0.7796 | 0.31599 | 578371
2016-06-06 21:00 | 0.75136 | 0.31896 | 581232
2016-06-06 22:00 | 0.71603 | 0.32234 | 579340
2016-06-06 23:00 | 0.64068 | 0.32668 | 568858
2016-06-07 | 0.52204 | 0.35354 | 558041
2016-06-07 01:00 | 0.30548 | 0.48713 | 544630
2016-06-07 02:00 | 0.039285 | 0.63609 | 517539
2016-06-07 03:00 | 6.58e-07 | 0.62914 | 483215
2016-06-07 04:00 | 0 | 0.56097 | 448043
2016-06-07 05:00 | 0 | 0.49273 | 419365
2016-06-07 06:00 | 0 | 0.43344 | 397308
2016-06-07 07:00 | 0 | 0.38778 | 381818
2016-06-07 08:00 | 0 | 0.35407 | 375224
2016-06-07 09:00 | 0 | 0.33221 | 379918
2016-06-07 10:00 | 0 | 0.31655 | 394415
2016-06-07 11:00 | 5.73e-06 | 0.25255 | 414034
2016-06-07 12:00 | 0.11247 | 0.12153 | 436079
2016-06-07 13:00 | 0.4616 | 0.12064 | 460021
2016-06-07 14:00 | 0.65955 | 0.15079 | 485342
2016-06-07 15:00 | 0.76164 | 0.1394 | 508842
2016-06-07 16:00 | 0.80642 | 0.12017 | 528600
2016-06-07 17:00 | 0.81705 | 0.1083 | 546244
2016-06-07 18:00 | 0.80772 | 0.10338 | 559521
2016-06-07 19:00 | 0.79148 | 0.10384 | 569433
2016-06-07 20:00 | 0.77536 | 0.10981 | 575757
2016-06-07 21:00 | 0.75432 | 0.11786 | 579190
2016-06-07 22:00 | 0.72036 | 0.13348 | 575363
2016-06-07 23:00 | 0.63645 | 0.15925 | 564201
2016-06-08 | 0.50509 | 0.20742 | 548515
2016-06-08 01:00 | 0.28016 | 0.34787 | 533334
2016-06-08 02:00 | 0.03863 | 0.51707 | 506870
2016-06-08 03:00 | 1.93e-06 | 0.558 | 470978
2016-06-08 04:00 | 0 | 0.54047 | 437565
2016-06-08 05:00 | 0 | 0.50119 | 408850
2016-06-08 06:00 | 0 | 0.46938 | 386228
2016-06-08 07:00 | 0 | 0.44948 | 371486
2016-06-08 08:00 | 0 | 0.44456 | 364715
2016-06-08 09:00 | 0 | 0.44071 | 370472
2016-06-08 10:00 | 0 | 0.43629 | 382405
2016-06-08 11:00 | 4.31e-06 | 0.38475 | 400432
2016-06-08 12:00 | 0.11727 | 0.20314 | 420465
2016-06-08 13:00 | 0.44153 | 0.17551 | 442199
2016-06-08 14:00 | 0.63022 | 0.22489 | 465246
2016-06-08 15:00 | 0.71917 | 0.23147 | 486017
2016-06-08 16:00 | 0.76693 | 0.22054 | 502863
2016-06-08 17:00 | 0.77969 | 0.2198 | 519109
2016-06-08 18:00 | 0.77735 | 0.22851 | 532051
2016-06-08 19:00 | 0.76621 | 0.2403 | 543040
2016-06-08 20:00 | 0.75604 | 0.25393 | 551323
2016-06-08 21:00 | 0.73633 | 0.26528 | 555836
2016-06-08 22:00 | 0.69985 | 0.27602 | 553751
2016-06-08 23:00 | 0.61946 | 0.30876 | 543784
2016-06-09 | 0.48716 | 0.39716 | 530422
2016-06-09 01:00 | 0.26552 | 0.55529 | 517442
2016-06-09 02:00 | 0.034859 | 0.66508 | 494403
2016-06-09 03:00 | 1.49e-06 | 0.70627 | 461505
2016-06-09 04:00 | 0 | 0.70124 | 429485
2016-06-09 05:00 | 0 | 0.66947 | 402849
2016-06-09 06:00 | 0 | 0.63228 | 382478
2016-06-09 07:00 | 0 | 0.60365 | 368821
2016-06-09 08:00 | 0 | 0.57698 | 362709
2016-06-09 09:00 | 0 | 0.53165 | 366616
2016-06-09 10:00 | 0 | 0.48826 | 380315
2016-06-09 11:00 | 7.27e-06 | 0.4029 | 398304
2016-06-09 12:00 | 0.11535 | 0.23263 | 419320
2016-06-09 13:00 | 0.43497 | 0.23629 | 441583
2016-06-09 14:00 | 0.64097 | 0.32703 | 464597
2016-06-09 15:00 | 0.7517 | 0.33226 | 485879
2016-06-09 16:00 | 0.80899 | 0.32023 | 505989
2016-06-09 17:00 | 0.82262 | 0.31611 | 524767
2016-06-09 18:00 | 0.82029 | 0.31783 | 539999
2016-06-09 19:00 | 0.81231 | 0.32287 | 552774
2016-06-09 20:00 | 0.80617 | 0.32847 | 560594
2016-06-09 21:00 | 0.7912 | 0.33666 | 566846
2016-06-09 22:00 | 0.75729 | 0.35068 | 564371
2016-06-09 23:00 | 0.67834 | 0.38014 | 554318
2016-06-10 | 0.53952 | 0.4577 | 540316
2016-06-10 01:00 | 0.31319 | 0.61268 | 530398
2016-06-10 02:00 | 0.052476 | 0.72229 | 505423
2016-06-10 03:00 | 2.05e-06 | 0.71947 | 473098
2016-06-10 04:00 | 0 | 0.69097 | 438393
2016-06-10 05:00 | 0 | 0.65463 | 411512
2016-06-10 06:00 | 0 | 0.6153 | 391226
2016-06-10 07:00 | 0 | 0.5657 | 376885
2016-06-10 08:00 | 0 | 0.5154 | 369546
2016-06-10 09:00 | 0 | 0.46668 | 372398
2016-06-10 10:00 | 0 | 0.42754 | 383857
2016-06-10 11:00 | 9.14e-06 | 0.33945 | 402748
2016-06-10 12:00 | 0.12657 | 0.18186 | 426829
2016-06-10 13:00 | 0.42817 | 0.19712 | 454646
2016-06-10 14:00 | 0.58886 | 0.24662 | 482301
2016-06-10 15:00 | 0.68137 | 0.25357 | 508873
2016-06-10 16:00 | 0.72998 | 0.26226 | 531905
2016-06-10 17:00 | 0.74446 | 0.28399 | 551022
2016-06-10 18:00 | 0.74244 | 0.31146 | 567314
2016-06-10 19:00 | 0.73347 | 0.33132 | 579868
2016-06-10 20:00 | 0.71689 | 0.33505 | 589997
2016-06-10 21:00 | 0.68376 | 0.33241 | 593420
2016-06-10 22:00 | 0.6295 | 0.32853 | 587600
2016-06-10 23:00 | 0.53742 | 0.34125 | 573688
2016-06-11 | 0.40509 | 0.41187 | 556480
2016-06-11 01:00 | 0.21393 | 0.58689 | 540736
2016-06-11 02:00 | 0.032552 | 0.70348 | 517639
2016-06-11 03:00 | 2.62e-06 | 0.69478 | 486640
2016-06-11 04:00 | 0 | 0.66402 | 455231
2016-06-11 05:00 | 0 | 0.63536 | 426453
2016-06-11 06:00 | 0 | 0.60039 | 405689
2016-06-11 07:00 | 0 | 0.56313 | 388245
2016-06-11 08:00 | 0 | 0.53447 | 375972
2016-06-11 09:00 | 0 | 0.49515 | 372056
2016-06-11 10:00 | 0 | 0.45654 | 372473
2016-06-11 11:00 | 8.03e-06 | 0.37924 | 382390
2016-06-11 12:00 | 0.092122 | 0.25114 | 405494
2016-06-11 13:00 | 0.3086 | 0.24893 | 438077
2016-06-11 14:00 | 0.48649 | 0.30419 | 473340
2016-06-11 15:00 | 0.5999 | 0.32961 | 506666
2016-06-11 16:00 | 0.66231 | 0.33391 | 534752
2016-06-11 17:00 | 0.683 | 0.34272 | 555285
2016-06-11 18:00 | 0.67726 | 0.35925 | 571006
2016-06-11 19:00 | 0.66388 | 0.37801 | 582511
2016-06-11 20:00 | 0.64097 | 0.40251 | 590597
2016-06-11 21:00 | 0.60496 | 0.43479 | 595049
2016-06-11 22:00 | 0.54997 | 0.47559 | 591829
2016-06-11 23:00 | 0.47173 | 0.52699 | 580903
2016-06-12 | 0.35875 | 0.60492 | 566512
2016-06-12 01:00 | 0.20329 | 0.7093 | 552841
2016-06-12 02:00 | 0.024773 | 0.75993 | 531300
2016-06-12 03:00 | 1.6e-06 | 0.74616 | 501243
2016-06-12 04:00 | 0 | 0.70781 | 470687
2016-06-12 05:00 | 0 | 0.67295 | 442054
2016-06-12 06:00 | 0 | 0.64964 | 418211
2016-06-12 07:00 | 0 | 0.61829 | 400428
2016-06-12 08:00 | 0 | 0.59265 | 387567
2016-06-12 09:00 | 0 | 0.53706 | 380020
2016-06-12 10:00 | 0 | 0.46561 | 376210
2016-06-12 11:00 | 3.77e-06 | 0.39354 | 384024
2016-06-12 12:00 | 0.10397 | 0.30643 | 407958
2016-06-12 13:00 | 0.41377 | 0.32105 | 437678
2016-06-12 14:00 | 0.61229 | 0.33931 | 468012
2016-06-12 15:00 | 0.7192 | 0.32998 | 494687
2016-06-12 16:00 | 0.77461 | 0.32303 | 517422
2016-06-12 17:00 | 0.78608 | 0.31934 | 534487
2016-06-12 18:00 | 0.78057 | 0.32071 | 545621
2016-06-12 19:00 | 0.77104 | 0.32004 | 552724
2016-06-12 20:00 | 0.76189 | 0.31468 | 556947
2016-06-12 21:00 | 0.74442 | 0.30521 | 558748
2016-06-12 22:00 | 0.70904 | 0.29166 | 554207
2016-06-12 23:00 | 0.63446 | 0.27884 | 543277
2016-06-13 | 0.52686 | 0.29455 | 530139
2016-06-13 01:00 | 0.30355 | 0.40086 | 519068
2016-06-13 02:00 | 0.035865 | 0.4744 | 498816
2016-06-13 03:00 | 2.74e-06 | 0.45119 | 469138
2016-06-13 04:00 | 0 | 0.40546 | 439711
2016-06-13 05:00 | 0 | 0.36584 | 415207
2016-06-13 06:00 | 0 | 0.32732 | 394517
2016-06-13 07:00 | 0 | 0.29394 | 380639
2016-06-13 08:00 | 0 | 0.27134 | 374559
2016-06-13 09:00 | 0 | 0.2423 | 379564
2016-06-13 10:00 | 0 | 0.22054 | 394195
2016-06-13 11:00 | 4e-06 | 0.18451 | 416210
2016-06-13 12:00 | 0.14144 | 0.11091 | 440541
2016-06-13 13:00 | 0.46694 | 0.094479 | 467299
2016-06-13 14:00 | 0.6673 | 0.10295 | 495712
2016-06-13 15:00 | 0.76388 | 0.09984 | 522570
2016-06-13 16:00 | 0.803 | 0.093823 | 545584
2016-06-13 17:00 | 0.80562 | 0.089879 | 565469
2016-06-13 18:00 | 0.79493 | 0.090341 | 580343
2016-06-13 19:00 | 0.78386 | 0.094501 | 589658
2016-06-13 20:00 | 0.77718 | 0.098483 | 595279
2016-06-13 21:00 | 0.76668 | 0.10711 | 596967
2016-06-13 22:00 | 0.73376 | 0.12524 | 591091
2016-06-13 23:00 | 0.65056 | 0.15896 | 579889
2016-06-14 | 0.53824 | 0.21258 | 565632
2016-06-14 01:00 | 0.2948 | 0.341 | 551948
2016-06-14 02:00 | 0.04099 | 0.46675 | 527027
2016-06-14 03:00 | 0 | 0.47225 | 491855
2016-06-14 04:00 | 0 | 0.44611 | 458318
2016-06-14 05:00 | 0 | 0.41848 | 429694
2016-06-14 06:00 | 0 | 0.39414 | 408610
2016-06-14 07:00 | 0 | 0.37013 | 393006
2016-06-14 08:00 | 0 | 0.34431 | 386262
2016-06-14 09:00 | 0 | 0.31773 | 390262
2016-06-14 10:00 | 0 | 0.3071 | 405010
2016-06-14 11:00 | 1.32e-05 | 0.28893 | 425599
2016-06-14 12:00 | 0.16651 | 0.20155 | 449688
2016-06-14 13:00 | 0.55105 | 0.21367 | 476353
2016-06-14 14:00 | 0.70221 | 0.25338 | 503944
2016-06-14 15:00 | 0.80436 | 0.26357 | 530927
2016-06-14 16:00 | 0.8593 | 0.2772 | 553952
2016-06-14 17:00 | 0.86532 | 0.29852 | 573249
2016-06-14 18:00 | 0.85367 | 0.3212 | 587081
2016-06-14 19:00 | 0.84006 | 0.34304 | 595687
2016-06-14 20:00 | 0.83191 | 0.3573 | 601822
2016-06-14 21:00 | 0.81708 | 0.35726 | 603737
2016-06-14 22:00 | 0.78601 | 0.3491 | 597600
2016-06-14 23:00 | 0.70256 | 0.33149 | 585548
2016-06-15 | 0.554 | 0.33634 | 570965
2016-06-15 01:00 | 0.30135 | 0.40804 | 557325
2016-06-15 02:00 | 0.037084 | 0.46001 | 532471
2016-06-15 03:00 | 2.61e-06 | 0.47924 | 498690
2016-06-15 04:00 | 0 | 0.48186 | 466211
2016-06-15 05:00 | 0 | 0.48775 | 438142
2016-06-15 06:00 | 0 | 0.50478 | 417100
2016-06-15 07:00 | 0 | 0.51539 | 402112
2016-06-15 08:00 | 0 | 0.51429 | 394759
2016-06-15 09:00 | 0 | 0.50176 | 398514
2016-06-15 10:00 | 0 | 0.4782 | 413684
2016-06-15 11:00 | 1.75e-05 | 0.40943 | 433725
2016-06-15 12:00 | 0.15071 | 0.22061 | 458210
2016-06-15 13:00 | 0.52471 | 0.15861 | 486171
2016-06-15 14:00 | 0.6847 | 0.1642 | 515729
2016-06-15 15:00 | 0.7965 | 0.18625 | 544200
2016-06-15 16:00 | 0.8423 | 0.19834 | 569028
2016-06-15 17:00 | 0.85369 | 0.21806 | 590949
2016-06-15 18:00 | 0.84986 | 0.24605 | 608682
2016-06-15 19:00 | 0.84329 | 0.27776 | 621100
2016-06-15 20:00 | 0.84225 | 0.30696 | 629859
2016-06-15 21:00 | 0.83687 | 0.32989 | 632024
2016-06-15 22:00 | 0.80844 | 0.3476 | 626813
2016-06-15 23:00 | 0.74235 | 0.37164 | 613147
2016-06-16 | 0.59446 | 0.44433 | 596583
2016-06-16 01:00 | 0.34037 | 0.61156 | 579747
2016-06-16 02:00 | 0.047601 | 0.7209 | 552876
2016-06-16 03:00 | 2.07e-06 | 0.75404 | 516809
2016-06-16 04:00 | 0 | 0.73338 | 482294
2016-06-16 05:00 | 0 | 0.69511 | 452694
2016-06-16 06:00 | 0 | 0.65012 | 429579
2016-06-16 07:00 | 0 | 0.60901 | 412910
2016-06-16 08:00 | 0 | 0.58165 | 404973
2016-06-16 09:00 | 0 | 0.55667 | 408505
2016-06-16 10:00 | 0 | 0.5282 | 422239
2016-06-16 11:00 | 1.67e-05 | 0.45926 | 442317
2016-06-16 12:00 | 0.16139 | 0.33655 | 467491
2016-06-16 13:00 | 0.55893 | 0.34697 | 494771
2016-06-16 14:00 | 0.70996 | 0.37596 | 523244
2016-06-16 15:00 | 0.81812 | 0.38081 | 550557
2016-06-16 16:00 | 0.85707 | 0.36736 | 573493
2016-06-16 17:00 | 0.87499 | 0.3656 | 593314
2016-06-16 18:00 | 0.86837 | 0.38406 | 608327
2016-06-16 19:00 | 0.86004 | 0.4121 | 617141
2016-06-16 20:00 | 0.85833 | 0.44206 | 622344
2016-06-16 21:00 | 0.8518 | 0.46807 | 623112
2016-06-16 22:00 | 0.82356 | 0.48019 | 617203
2016-06-16 23:00 | 0.7577 | 0.47581 | 605611
2016-06-17 | 0.60271 | 0.51317 | 591553
2016-06-17 01:00 | 0.35658 | 0.6363 | 575723
2016-06-17 02:00 | 0.049939 | 0.72472 | 549591
2016-06-17 03:00 | 1.78e-06 | 0.73126 | 515717
2016-06-17 04:00 | 0 | 0.70743 | 483717
2016-06-17 05:00 | 0 | 0.68153 | 454279
2016-06-17 06:00 | 0 | 0.64985 | 428248
2016-06-17 07:00 | 0 | 0.62478 | 411752
2016-06-17 08:00 | 0 | 0.59611 | 403500
2016-06-17 09:00 | 0 | 0.56534 | 405513
2016-06-17 10:00 | 0 | 0.535 | 416644
2016-06-17 11:00 | 1.66e-05 | 0.4624 | 434301
2016-06-17 12:00 | 0.15707 | 0.30858 | 459290
2016-06-17 13:00 | 0.55306 | 0.29951 | 488911
2016-06-17 14:00 | 0.70763 | 0.28985 | 518595
2016-06-17 15:00 | 0.81093 | 0.25138 | 545741
2016-06-17 16:00 | 0.85203 | 0.21914 | 567490
2016-06-17 17:00 | 0.86526 | 0.20013 | 584549
2016-06-17 18:00 | 0.86101 | 0.18937 | 597291
2016-06-17 19:00 | 0.8533 | 0.18475 | 606608
2016-06-17 20:00 | 0.85114 | 0.18274 | 612181
2016-06-17 21:00 | 0.84395 | 0.18265 | 612561
2016-06-17 22:00 | 0.814 | 0.18868 | 604742
2016-06-17 23:00 | 0.74226 | 0.20837 | 590018
2016-06-18 | 0.58769 | 0.27552 | 571383
2016-06-18 01:00 | 0.32722 | 0.42267 | 554508
2016-06-18 02:00 | 0.048206 | 0.55167 | 530096
2016-06-18 03:00 | 8.24e-07 | 0.58047 | 497484
2016-06-18 04:00 | 0 | 0.54755 | 465759
2016-06-18 05:00 | 0 | 0.50665 | 436125
2016-06-18 06:00 | 0 | 0.46711 | 410907
2016-06-18 07:00 | 0 | 0.42833 | 393168
2016-06-18 08:00 | 0 | 0.39851 | 381758
2016-06-18 09:00 | 0 | 0.34793 | 376227
2016-06-18 10:00 | 0 | 0.30212 | 375830
2016-06-18 11:00 | 8.76e-06 | 0.24589 | 384738
2016-06-18 12:00 | 0.16263 | 0.14261 | 405325
2016-06-18 13:00 | 0.53801 | 0.10942 | 432021
2016-06-18 14:00 | 0.68773 | 0.11973 | 460821
2016-06-18 15:00 | 0.78578 | 0.11117 | 489654
2016-06-18 16:00 | 0.82382 | 0.097808 | 514631
2016-06-18 17:00 | 0.82882 | 0.092262 | 534606
2016-06-18 18:00 | 0.82061 | 0.092331 | 551191
2016-06-18 19:00 | 0.80996 | 0.099156 | 564545
2016-06-18 20:00 | 0.80153 | 0.11372 | 574478
2016-06-18 21:00 | 0.78424 | 0.13741 | 579685
2016-06-18 22:00 | 0.75119 | 0.17188 | 575841
2016-06-18 23:00 | 0.67038 | 0.22191 | 562708
2016-06-19 | 0.51684 | 0.29895 | 545617
2016-06-19 01:00 | 0.28293 | 0.46338 | 531539
2016-06-19 02:00 | 0.047518 | 0.61502 | 511308
2016-06-19 03:00 | 4.12e-06 | 0.65664 | 481727
2016-06-19 04:00 | 0 | 0.65631 | 450963
2016-06-19 05:00 | 0 | 0.63725 | 423780
2016-06-19 06:00 | 0 | 0.6111 | 400632
2016-06-19 07:00 | 0 | 0.58515 | 383744
2016-06-19 08:00 | 0 | 0.56323 | 372003
2016-06-19 09:00 | 0 | 0.54485 | 364628
2016-06-19 10:00 | 0 | 0.52409 | 361484
2016-06-19 11:00 | 1.49e-05 | 0.45628 | 367308
2016-06-19 12:00 | 0.13804 | 0.3188 | 387174
2016-06-19 13:00 | 0.46228 | 0.36011 | 415881
2016-06-19 14:00 | 0.63772 | 0.41874 | 447988
2016-06-19 15:00 | 0.74573 | 0.43877 | 479035
2016-06-19 16:00 | 0.79638 | 0.4547 | 506647
2016-06-19 17:00 | 0.80831 | 0.46895 | 530674
2016-06-19 18:00 | 0.80607 | 0.47772 | 550246
2016-06-19 19:00 | 0.8003 | 0.48098 | 567009
2016-06-19 20:00 | 0.79586 | 0.482 | 580864
2016-06-19 21:00 | 0.78208 | 0.48549 | 590387
2016-06-19 22:00 | 0.75162 | 0.49367 | 591563
2016-06-19 23:00 | 0.68352 | 0.51054 | 584623
2016-06-20 | 0.54053 | 0.55826 | 571899
2016-06-20 01:00 | 0.33336 | 0.67232 | 560612
2016-06-20 02:00 | 0.045559 | 0.77277 | 538629
2016-06-20 03:00 | 1.45e-06 | 0.77673 | 506404
2016-06-20 04:00 | 0 | 0.74855 | 472788
2016-06-20 05:00 | 0 | 0.7177 | 444380
2016-06-20 06:00 | 0 | 0.68687 | 420074
2016-06-20 07:00 | 0 | 0.65765 | 403268
2016-06-20 08:00 | 0 | 0.62122 | 394676
2016-06-20 09:00 | 0 | 0.57143 | 397331
2016-06-20 10:00 | 0 | 0.51769 | 410679
2016-06-20 11:00 | 1.66e-05 | 0.39334 | 433379
2016-06-20 12:00 | 0.16261 | 0.22459 | 461784
2016-06-20 13:00 | 0.51456 | 0.28205 | 494530
2016-06-20 14:00 | 0.69468 | 0.29187 | 529278
2016-06-20 15:00 | 0.78144 | 0.2573 | 563124
2016-06-20 16:00 | 0.82391 | 0.22493 | 592728
2016-06-20 17:00 | 0.82969 | 0.20826 | 618309
2016-06-20 18:00 | 0.82305 | 0.20207 | 637952
2016-06-20 19:00 | 0.81542 | 0.19855 | 653245
2016-06-20 20:00 | 0.8137 | 0.19481 | 664302
2016-06-20 21:00 | 0.80703 | 0.1942 | 668915
2016-06-20 22:00 | 0.78356 | 0.1931 | 664906
2016-06-20 23:00 | 0.71005 | 0.19169 | 651397
2016-06-21 | 0.57976 | 0.20697 | 631507
2016-06-21 01:00 | 0.32615 | 0.3286 | 612804
2016-06-21 02:00 | 0.048632 | 0.49889 | 581995
2016-06-21 03:00 | 1.26e-06 | 0.55426 | 539949
2016-06-21 04:00 | 0 | 0.54404 | 501362
2016-06-21 05:00 | 0 | 0.52013 | 469238
2016-06-21 06:00 | 0 | 0.4948 | 441958
2016-06-21 07:00 | 0 | 0.47726 | 422625
2016-06-21 08:00 | 0 | 0.4652 | 412705
2016-06-21 09:00 | 0 | 0.43709 | 414254
2016-06-21 10:00 | 0 | 0.40477 | 427487
2016-06-21 11:00 | 1.41e-05 | 0.34471 | 447267
2016-06-21 12:00 | 0.14051 | 0.1878 | 470193
2016-06-21 13:00 | 0.44528 | 0.15691 | 498042
2016-06-21 14:00 | 0.64717 | 0.21341 | 529549
2016-06-21 15:00 | 0.7343 | 0.23773 | 560715
2016-06-21 16:00 | 0.78676 | 0.24515 | 586867
2016-06-21 17:00 | 0.80003 | 0.25826 | 609939
2016-06-21 18:00 | 0.80045 | 0.28049 | 627655
2016-06-21 19:00 | 0.79378 | 0.31004 | 640291
2016-06-21 20:00 | 0.78771 | 0.34247 | 649707
2016-06-21 21:00 | 0.77568 | 0.37151 | 653434
2016-06-21 22:00 | 0.74371 | 0.39778 | 648117
2016-06-21 23:00 | 0.66455 | 0.43303 | 634951
2016-06-22 | 0.52356 | 0.51851 | 617957
2016-06-22 01:00 | 0.27825 | 0.70788 | 599868
2016-06-22 02:00 | 0.048132 | 0.82969 | 571899
2016-06-22 03:00 | 3.82e-06 | 0.84836 | 532903
2016-06-22 04:00 | 0 | 0.83532 | 495486
2016-06-22 05:00 | 0 | 0.80966 | 464781
2016-06-22 06:00 | 0 | 0.7808 | 439728
2016-06-22 07:00 | 0 | 0.75598 | 422327
2016-06-22 08:00 | 0 | 0.72815 | 411323
2016-06-22 09:00 | 0 | 0.69449 | 412625
2016-06-22 10:00 | 0 | 0.6628 | 424663
2016-06-22 11:00 | 1.63e-05 | 0.59264 | 445447
2016-06-22 12:00 | 0.13922 | 0.45761 | 469789
2016-06-22 13:00 | 0.44249 | 0.54688 | 498029
2016-06-22 14:00 | 0.64527 | 0.5737 | 528101
2016-06-22 15:00 | 0.72496 | 0.53277 | 557079
2016-06-22 16:00 | 0.77651 | 0.48681 | 582091
2016-06-22 17:00 | 0.78886 | 0.45305 | 604925
2016-06-22 18:00 | 0.78458 | 0.42845 | 623197
2016-06-22 19:00 | 0.77181 | 0.40658 | 636797
2016-06-22 20:00 | 0.76156 | 0.38738 | 648742
2016-06-22 21:00 | 0.74634 | 0.36855 | 653933
2016-06-22 22:00 | 0.71119 | 0.35148 | 651094
2016-06-22 23:00 | 0.63839 | 0.34148 | 640266
2016-06-23 | 0.51504 | 0.36351 | 623630
2016-06-23 01:00 | 0.29098 | 0.4892 | 607473
2016-06-23 02:00 | 0.050151 | 0.59734 | 579275
2016-06-23 03:00 | 4.03e-06 | 0.62867 | 541127
2016-06-23 04:00 | 0 | 0.6027 | 505365
2016-06-23 05:00 | 0 | 0.55896 | 474918
2016-06-23 06:00 | 0 | 0.51945 | 449614
2016-06-23 07:00 | 0 | 0.47986 | 430975
2016-06-23 08:00 | 0 | 0.44459 | 420920
2016-06-23 09:00 | 0 | 0.40927 | 422636
2016-06-23 10:00 | 0 | 0.37099 | 435624
2016-06-23 11:00 | 1.85e-06 | 0.28293 | 453506
2016-06-23 12:00 | 0.11425 | 0.1774 | 476162
2016-06-23 13:00 | 0.43225 | 0.19809 | 503574
2016-06-23 14:00 | 0.61958 | 0.21713 | 533806
2016-06-23 15:00 | 0.70485 | 0.20004 | 562667
2016-06-23 16:00 | 0.74737 | 0.17614 | 586908
2016-06-23 17:00 | 0.76084 | 0.16038 | 609543
2016-06-23 18:00 | 0.75453 | 0.15063 | 626573
2016-06-23 19:00 | 0.744 | 0.14256 | 639206
2016-06-23 20:00 | 0.73409 | 0.14034 | 646663
2016-06-23 21:00 | 0.71504 | 0.14611 | 648522
2016-06-23 22:00 | 0.68149 | 0.16132 | 641842
2016-06-23 23:00 | 0.60987 | 0.19533 | 627035
2016-06-24 | 0.48903 | 0.26882 | 610069
2016-06-24 01:00 | 0.29726 | 0.44222 | 593801
2016-06-24 02:00 | 0.047409 | 0.59401 | 567900
2016-06-24 03:00 | 3.95e-06 | 0.62864 | 530470
2016-06-24 04:00 | 0 | 0.60303 | 495549
2016-06-24 05:00 | 0 | 0.56139 | 464939
2016-06-24 06:00 | 0 | 0.52236 | 439525
2016-06-24 07:00 | 0 | 0.50174 | 421376
2016-06-24 08:00 | 0 | 0.4877 | 412085
2016-06-24 09:00 | 0 | 0.46158 | 413435
2016-06-24 10:00 | 0 | 0.43714 | 424244
2016-06-24 11:00 | 2.55e-06 | 0.36689 | 440458
2016-06-24 12:00 | 0.10713 | 0.23088 | 463708
2016-06-24 13:00 | 0.42151 | 0.27078 | 493073
2016-06-24 14:00 | 0.61034 | 0.28959 | 525878
2016-06-24 15:00 | 0.71196 | 0.26166 | 555545
2016-06-24 16:00 | 0.76665 | 0.25228 | 580705
2016-06-24 17:00 | 0.79094 | 0.26845 | 602435
2016-06-24 18:00 | 0.78659 | 0.30011 | 619693
2016-06-24 19:00 | 0.775 | 0.33847 | 630709
2016-06-24 20:00 | 0.76212 | 0.37923 | 638495
2016-06-24 21:00 | 0.74043 | 0.42227 | 640690
2016-06-24 22:00 | 0.69938 | 0.46574 | 633972
2016-06-24 23:00 | 0.62277 | 0.51402 | 618931
2016-06-25 | 0.48921 | 0.57995 | 599867
2016-06-25 01:00 | 0.28986 | 0.70264 | 582333
2016-06-25 02:00 | 0.040875 | 0.78129 | 556986
2016-06-25 03:00 | 3.71e-06 | 0.77185 | 523448
2016-06-25 04:00 | 0 | 0.74945 | 488739
2016-06-25 05:00 | 0 | 0.72856 | 458760
2016-06-25 06:00 | 0 | 0.70213 | 434366
2016-06-25 07:00 | 0 | 0.67722 | 415428
2016-06-25 08:00 | 0 | 0.66433 | 403474
2016-06-25 09:00 | 0 | 0.64321 | 398206
2016-06-25 10:00 | 0 | 0.61466 | 396437
2016-06-25 11:00 | 9.57e-06 | 0.54909 | 406211
2016-06-25 12:00 | 0.10578 | 0.47036 | 429393
2016-06-25 13:00 | 0.42089 | 0.60459 | 460277
2016-06-25 14:00 | 0.6214 | 0.652 | 496302
2016-06-25 15:00 | 0.72398 | 0.63851 | 529538
2016-06-25 16:00 | 0.77384 | 0.62844 | 556540
2016-06-25 17:00 | 0.78935 | 0.62826 | 577439
2016-06-25 18:00 | 0.78534 | 0.63159 | 594128
2016-06-25 19:00 | 0.76934 | 0.63366 | 607626
2016-06-25 20:00 | 0.75284 | 0.63095 | 617969
2016-06-25 21:00 | 0.72642 | 0.62425 | 622318
2016-06-25 22:00 | 0.67781 | 0.62032 | 618800
2016-06-25 23:00 | 0.59671 | 0.61911 | 606976
2016-06-26 | 0.474 | 0.62445 | 589083
2016-06-26 01:00 | 0.28758 | 0.64888 | 574644
2016-06-26 02:00 | 0.052865 | 0.63898 | 551576
2016-06-26 03:00 | 3.23e-06 | 0.58502 | 519032
2016-06-26 04:00 | 0 | 0.53455 | 486390
2016-06-26 05:00 | 0 | 0.48692 | 459029
2016-06-26 06:00 | 0 | 0.44867 | 434515
2016-06-26 07:00 | 0 | 0.4227 | 415502
2016-06-26 08:00 | 0 | 0.41479 | 402118
2016-06-26 09:00 | 0 | 0.41315 | 393992
2016-06-26 10:00 | 0 | 0.40196 | 389269
2016-06-26 11:00 | 2.66e-06 | 0.34645 | 395323
2016-06-26 12:00 | 0.09336 | 0.23117 | 417009
2016-06-26 13:00 | 0.41427 | 0.26343 | 448690
2016-06-26 14:00 | 0.57732 | 0.28971 | 482510
2016-06-26 15:00 | 0.68365 | 0.29972 | 515606
2016-06-26 16:00 | 0.73274 | 0.30681 | 545152
2016-06-26 17:00 | 0.74548 | 0.31354 | 569377
2016-06-26 18:00 | 0.73895 | 0.31909 | 587630
2016-06-26 19:00 | 0.72363 | 0.3217 | 600551
2016-06-26 20:00 | 0.70841 | 0.32065 | 611011
2016-06-26 21:00 | 0.68422 | 0.31633 | 618377
2016-06-26 22:00 | 0.64674 | 0.31178 | 617665
2016-06-26 23:00 | 0.57888 | 0.3073 | 607496
2016-06-27 | 0.44827 | 0.31444 | 592599
2016-06-27 01:00 | 0.2749 | 0.36696 | 578817
2016-06-27 02:00 | 0.051251 | 0.44577 | 554582
2016-06-27 03:00 | 2.31e-06 | 0.47235 | 522357
2016-06-27 04:00 | 0 | 0.45846 | 487380
2016-06-27 05:00 | 0 | 0.42355 | 457889
2016-06-27 06:00 | 0 | 0.38021 | 434252
2016-06-27 07:00 | 0 | 0.33475 | 417528
2016-06-27 08:00 | 0 | 0.29721 | 409693
2016-06-27 09:00 | 0 | 0.25681 | 412485
2016-06-27 10:00 | 0 | 0.22229 | 425260
2016-06-27 11:00 | 1.36e-05 | 0.15796 | 445867
2016-06-27 12:00 | 0.13226 | 0.093115 | 473347
2016-06-27 13:00 | 0.43441 | 0.094565 | 505702
2016-06-27 14:00 | 0.60539 | 0.10925 | 541134
2016-06-27 15:00 | 0.70728 | 0.11496 | 575398
2016-06-27 16:00 | 0.74991 | 0.11723 | 605106
2016-06-27 17:00 | 0.76743 | 0.11683 | 630216
2016-06-27 18:00 | 0.76274 | 0.11536 | 649665
2016-06-27 19:00 | 0.75167 | 0.113 | 662709
2016-06-27 20:00 | 0.74176 | 0.1115 | 670215
2016-06-27 21:00 | 0.72263 | 0.10974 | 671047
2016-06-27 22:00 | 0.68568 | 0.10931 | 663408
2016-06-27 23:00 | 0.6029 | 0.11526 | 649398
2016-06-28 | 0.46759 | 0.14024 | 630972
2016-06-28 01:00 | 0.262 | 0.23919 | 611553
2016-06-28 02:00 | 0.039836 | 0.38103 | 582436
2016-06-28 03:00 | 2.45e-06 | 0.43686 | 542570
2016-06-28 04:00 | 0 | 0.42154 | 505108
2016-06-28 05:00 | 0 | 0.38564 | 472652
2016-06-28 06:00 | 0 | 0.34406 | 447155
2016-06-28 07:00 | 0 | 0.30037 | 428315
2016-06-28 08:00 | 0 | 0.2621 | 418966
2016-06-28 09:00 | 0 | 0.21946 | 421131
2016-06-28 10:00 | 0 | 0.19029 | 432714
2016-06-28 11:00 | 5.03e-06 | 0.15564 | 450973
2016-06-28 12:00 | 0.12651 | 0.069084 | 473234
2016-06-28 13:00 | 0.39905 | 0.046865 | 500024
2016-06-28 14:00 | 0.5773 | 0.045806 | 529073
2016-06-28 15:00 | 0.69149 | 0.03997 | 556879
2016-06-28 16:00 | 0.73874 | 0.037423 | 580836
2016-06-28 17:00 | 0.75504 | 0.037973 | 601203
2016-06-28 18:00 | 0.7516 | 0.040708 | 616276
2016-06-28 19:00 | 0.73985 | 0.044996 | 624529
2016-06-28 20:00 | 0.72542 | 0.050787 | 628520
2016-06-28 21:00 | 0.69259 | 0.05972 | 628828
2016-06-28 22:00 | 0.6435 | 0.072342 | 621537
2016-06-28 23:00 | 0.56051 | 0.090669 | 607995
2016-06-29 | 0.42302 | 0.12629 | 591546
2016-06-29 01:00 | 0.22366 | 0.22112 | 574649
2016-06-29 02:00 | 0.036303 | 0.34715 | 547945
2016-06-29 03:00 | 2.2e-06 | 0.37423 | 513219
2016-06-29 04:00 | 0 | 0.35625 | 478698
2016-06-29 05:00 | 0 | 0.33098 | 449349
2016-06-29 06:00 | 0 | 0.30401 | 424797
2016-06-29 07:00 | 0 | 0.28245 | 407843
2016-06-29 08:00 | 0 | 0.26457 | 399379
2016-06-29 09:00 | 0 | 0.23229 | 401264
2016-06-29 10:00 | 0 | 0.20104 | 413223
2016-06-29 11:00 | 3.84e-06 | 0.15703 | 432696
2016-06-29 12:00 | 0.10804 | 0.070059 | 456995
2016-06-29 13:00 | 0.36695 | 0.05476 | 482516
2016-06-29 14:00 | 0.53659 | 0.062831 | 511202
2016-06-29 15:00 | 0.63005 | 0.051916 | 540055
2016-06-29 16:00 | 0.68127 | 0.039492 | 565473
2016-06-29 17:00 | 0.70161 | 0.032319 | 588208
2016-06-29 18:00 | 0.70233 | 0.029421 | 607375
2016-06-29 19:00 | 0.69343 | 0.030806 | 621004
2016-06-29 20:00 | 0.68231 | 0.033987 | 630653
2016-06-29 21:00 | 0.66154 | 0.038369 | 634465
2016-06-29 22:00 | 0.61903 | 0.048229 | 629556
2016-06-29 23:00 | 0.53675 | 0.065849 | 616067
2016-06-30 | 0.3959 | 0.10485 | 597182
2016-06-30 01:00 | 0.19767 | 0.20803 | 580014
2016-06-30 02:00 | 0.041619 | 0.33214 | 553545
2016-06-30 03:00 | 2.07e-06 | 0.37657 | 516726
2016-06-30 04:00 | 0 | 0.36222 | 480169
2016-06-30 05:00 | 0 | 0.33453 | 449511
2016-06-30 06:00 | 0 | 0.30751 | 424274
2016-06-30 07:00 | 0 | 0.28604 | 406855
2016-06-30 08:00 | 0 | 0.27226 | 398026
2016-06-30 09:00 | 0 | 0.25006 | 399538
2016-06-30 10:00 | 0 | 0.22907 | 410455
2016-06-30 11:00 | 2.01e-06 | 0.19032 | 428603
2016-06-30 12:00 | 0.082016 | 0.11435 | 452042
2016-06-30 13:00 | 0.301 | 0.12254 | 479897
2016-06-30 14:00 | 0.47567 | 0.1573 | 509011
2016-06-30 15:00 | 0.57205 | 0.16388 | 536971
2016-06-30 16:00 | 0.62566 | 0.15947 | 561106
2016-06-30 17:00 | 0.64401 | 0.15657 | 582107
2016-06-30 18:00 | 0.6336 | 0.15868 | 600446
2016-06-30 19:00 | 0.61205 | 0.16607 | 614080
2016-06-30 20:00 | 0.58427 | 0.17829 | 623589
2016-06-30 21:00 | 0.54081 | 0.19329 | 626709
2016-06-30 22:00 | 0.48173 | 0.2078 | 620594
2016-06-30 23:00 | 0.40326 | 0.22323 | 607167
2016-07-01 | 0.29173 | 0.25809 | 590202
2016-07-01 01:00 | 0.15922 | 0.37034 | 574790
2016-07-01 02:00 | 0.047611 | 0.52093 | 549953
2016-07-01 03:00 | 2.34e-06 | 0.5434 | 515518
2016-07-01 04:00 | 0 | 0.50751 | 480417
2016-07-01 05:00 | 0 | 0.47052 | 450190
2016-07-01 06:00 | 0 | 0.43127 | 426366
2016-07-01 07:00 | 0 | 0.39622 | 409213
2016-07-01 08:00 | 0 | 0.37261 | 400250
2016-07-01 09:00 | 0 | 0.34342 | 401487
2016-07-01 10:00 | 0 | 0.31092 | 412287
2016-07-01 11:00 | 0 | 0.23838 | 428746
2016-07-01 12:00 | 0.068691 | 0.15314 | 450070
2016-07-01 13:00 | 0.28862 | 0.17822 | 478324
2016-07-01 14:00 | 0.48574 | 0.18983 | 508012
2016-07-01 15:00 | 0.5991 | 0.16868 | 535615
2016-07-01 16:00 | 0.64763 | 0.14994 | 559186
2016-07-01 17:00 | 0.66524 | 0.14355 | 579245
2016-07-01 18:00 | 0.65535 | 0.14609 | 595305
2016-07-01 19:00 | 0.63179 | 0.15307 | 605699
2016-07-01 20:00 | 0.59675 | 0.1601 | 611337
2016-07-01 21:00 | 0.53964 | 0.17321 | 611951
2016-07-01 22:00 | 0.47607 | 0.18933 | 605031
2016-07-01 23:00 | 0.3931 | 0.20193 | 590638
2016-07-02 | 0.29182 | 0.22569 | 571712
2016-07-02 01:00 | 0.16844 | 0.29122 | 554807
2016-07-02 02:00 | 0.036967 | 0.36899 | 531328
2016-07-02 03:00 | 1.96e-06 | 0.40506 | 499376
2016-07-02 04:00 | 0 | 0.39277 | 466635
2016-07-02 05:00 | 0 | 0.37068 | 439718
2016-07-02 06:00 | 0 | 0.35069 | 416966
2016-07-02 07:00 | 0 | 0.32547 | 399240
2016-07-02 08:00 | 0 | 0.30577 | 387170
2016-07-02 09:00 | 0 | 0.28367 | 380581
2016-07-02 10:00 | 0 | 0.26489 | 378094
2016-07-02 11:00 | 5.64e-06 | 0.23061 | 383661
2016-07-02 12:00 | 0.098114 | 0.14459 | 400616
2016-07-02 13:00 | 0.37952 | 0.18027 | 426470
2016-07-02 14:00 | 0.58733 | 0.21103 | 455527
2016-07-02 15:00 | 0.69626 | 0.19989 | 483095
2016-07-02 16:00 | 0.73563 | 0.18701 | 505288
2016-07-02 17:00 | 0.74112 | 0.18015 | 521550
2016-07-02 18:00 | 0.72939 | 0.17551 | 534147
2016-07-02 19:00 | 0.71283 | 0.17158 | 543318
2016-07-02 20:00 | 0.69206 | 0.1697 | 550529
2016-07-02 21:00 | 0.65749 | 0.17335 | 553668
2016-07-02 22:00 | 0.61386 | 0.1868 | 551163
2016-07-02 23:00 | 0.54035 | 0.21483 | 541555
2016-07-03 | 0.4304 | 0.26787 | 529567
2016-07-03 01:00 | 0.25903 | 0.35372 | 519482
2016-07-03 02:00 | 0.039335 | 0.44831 | 501337
2016-07-03 03:00 | 1.61e-06 | 0.47676 | 475042
2016-07-03 04:00 | 0 | 0.46694 | 447642
2016-07-03 05:00 | 0 | 0.45683 | 423652
2016-07-03 06:00 | 0 | 0.45981 | 404833
2016-07-03 07:00 | 0 | 0.46001 | 389215
2016-07-03 08:00 | 0 | 0.45335 | 378146
2016-07-03 09:00 | 0 | 0.41875 | 372341
2016-07-03 10:00 | 0 | 0.38052 | 368890
2016-07-03 11:00 | 3.86e-06 | 0.31692 | 371706
2016-07-03 12:00 | 0.13285 | 0.25241 | 386611
2016-07-03 13:00 | 0.4854 | 0.28719 | 411545
2016-07-03 14:00 | 0.67164 | 0.29755 | 439309
2016-07-03 15:00 | 0.7669 | 0.28465 | 464843
2016-07-03 16:00 | 0.80761 | 0.26215 | 488465
2016-07-03 17:00 | 0.81625 | 0.23988 | 506543
2016-07-03 18:00 | 0.80746 | 0.22121 | 520834
2016-07-03 19:00 | 0.79779 | 0.20873 | 531090
2016-07-03 20:00 | 0.79293 | 0.19906 | 538146
2016-07-03 21:00 | 0.78281 | 0.19496 | 542328
2016-07-03 22:00 | 0.75653 | 0.19511 | 540729
2016-07-03 23:00 | 0.69037 | 0.20225 | 532210
2016-07-04 | 0.55835 | 0.22935 | 521496
2016-07-04 01:00 | 0.32526 | 0.31971 | 511466
2016-07-04 02:00 | 0.044486 | 0.43386 | 495426
2016-07-04 03:00 | 2.44e-06 | 0.45556 | 471952
2016-07-04 04:00 | 0 | 0.4267 | 444686
2016-07-04 05:00 | 0 | 0.39542 | 420950
2016-07-04 06:00 | 0 | 0.37342 | 400759
2016-07-04 07:00 | 0 | 0.36664 | 385823
2016-07-04 08:00 | 0 | 0.3698 | 377948
2016-07-04 09:00 | 0 | 0.36547 | 375023
2016-07-04 10:00 | 0 | 0.36164 | 373626
2016-07-04 11:00 | 1.18e-05 | 0.32995 | 376666
2016-07-04 12:00 | 0.17191 | 0.19897 | 392312
2016-07-04 13:00 | 0.53198 | 0.15166 | 418892
2016-07-04 14:00 | 0.69308 | 0.1615 | 450265
2016-07-04 15:00 | 0.7753 | 0.14238 | 479712
2016-07-04 16:00 | 0.82893 | 0.1217 | 505125
2016-07-04 17:00 | 0.8341 | 0.11423 | 524716
2016-07-04 18:00 | 0.82817 | 0.11973 | 539792
2016-07-04 19:00 | 0.81869 | 0.13027 | 550802
2016-07-04 20:00 | 0.81515 | 0.13832 | 559591
2016-07-04 21:00 | 0.80412 | 0.13729 | 564260
2016-07-04 22:00 | 0.77304 | 0.13058 | 562347
2016-07-04 23:00 | 0.70466 | 0.13 | 553619
2016-07-05 | 0.56463 | 0.15007 | 541829
2016-07-05 01:00 | 0.32475 | 0.25459 | 528918
2016-07-05 02:00 | 0.040933 | 0.44479 | 512243
2016-07-05 03:00 | 1.44e-06 | 0.58419 | 489014
2016-07-05 04:00 | 0 | 0.62792 | 463425
2016-07-05 05:00 | 0 | 0.6215 | 439017
2016-07-05 06:00 | 0 | 0.59757 | 420628
2016-07-05 07:00 | 0 | 0.56285 | 407204
2016-07-05 08:00 | 0 | 0.52169 | 400873
2016-07-05 09:00 | 0 | 0.48941 | 404728
2016-07-05 10:00 | 0 | 0.47103 | 418595
2016-07-05 11:00 | 5.11e-06 | 0.4073 | 438717
2016-07-05 12:00 | 0.15258 | 0.24115 | 466482
2016-07-05 13:00 | 0.51223 | 0.20021 | 498721
2016-07-05 14:00 | 0.67802 | 0.23091 | 532131
2016-07-05 15:00 | 0.77083 | 0.24584 | 562591
2016-07-05 16:00 | 0.82301 | 0.24459 | 588617
2016-07-05 17:00 | 0.83084 | 0.24443 | 611568
2016-07-05 18:00 | 0.82542 | 0.24742 | 630490
2016-07-05 19:00 | 0.81916 | 0.25221 | 645161
2016-07-05 20:00 | 0.81779 | 0.25271 | 655847
2016-07-05 21:00 | 0.81101 | 0.24412 | 660906
2016-07-05 22:00 | 0.78394 | 0.23998 | 659394
2016-07-05 23:00 | 0.70749 | 0.2593 | 648330
2016-07-06 | 0.57202 | 0.31771 | 631841
2016-07-06 01:00 | 0.3331 | 0.413 | 615342
2016-07-06 02:00 | 0.038526 | 0.49 | 588636
2016-07-06 03:00 | 1.59e-06 | 0.51989 | 550875
2016-07-06 04:00 | 0 | 0.50413 | 513295
2016-07-06 05:00 | 0 | 0.47093 | 482780
2016-07-06 06:00 | 0 | 0.45007 | 456911
2016-07-06 07:00 | 0 | 0.44086 | 438013
2016-07-06 08:00 | 0 | 0.4369 | 428937
2016-07-06 09:00 | 0 | 0.41591 | 430708
2016-07-06 10:00 | 0 | 0.39488 | 445156
2016-07-06 11:00 | 9.35e-06 | 0.34248 | 463770
2016-07-06 12:00 | 0.15093 | 0.21405 | 489145
2016-07-06 13:00 | 0.518 | 0.23502 | 520664
2016-07-06 14:00 | 0.66941 | 0.25113 | 555412
2016-07-06 15:00 | 0.77396 | 0.22833 | 588346
2016-07-06 16:00 | 0.81761 | 0.19832 | 615929
2016-07-06 17:00 | 0.83079 | 0.18595 | 637138
2016-07-06 18:00 | 0.8252 | 0.19313 | 653810
2016-07-06 19:00 | 0.81699 | 0.20952 | 665008
2016-07-06 20:00 | 0.81321 | 0.2308 | 672372
2016-07-06 21:00 | 0.8044 | 0.25463 | 676348
2016-07-06 22:00 | 0.7777 | 0.2817 | 672541
2016-07-06 23:00 | 0.70168 | 0.32089 | 659367
2016-07-07 | 0.56028 | 0.38003 | 641094
2016-07-07 01:00 | 0.31165 | 0.5354 | 623195
2016-07-07 02:00 | 0.041634 | 0.64674 | 595023
2016-07-07 03:00 | 1.13e-06 | 0.65589 | 556249
2016-07-07 04:00 | 0 | 0.61769 | 519251
2016-07-07 05:00 | 0 | 0.58123 | 487018
2016-07-07 06:00 | 0 | 0.54786 | 460529
2016-07-07 07:00 | 0 | 0.52704 | 441619
2016-07-07 08:00 | 0 | 0.51734 | 432270
2016-07-07 09:00 | 0 | 0.49178 | 434678
2016-07-07 10:00 | 0 | 0.46565 | 447332
2016-07-07 11:00 | 1.14e-05 | 0.42957 | 467197
2016-07-07 12:00 | 0.13077 | 0.32581 | 491641
2016-07-07 13:00 | 0.49844 | 0.33661 | 521731
2016-07-07 14:00 | 0.66098 | 0.36092 | 555164
2016-07-07 15:00 | 0.76373 | 0.34289 | 587617
2016-07-07 16:00 | 0.81378 | 0.3227 | 614204
2016-07-07 17:00 | 0.82678 | 0.31255 | 635168
2016-07-07 18:00 | 0.81919 | 0.30981 | 654364
2016-07-07 19:00 | 0.80829 | 0.31618 | 664473
2016-07-07 20:00 | 0.80218 | 0.32182 | 671071
2016-07-07 21:00 | 0.78905 | 0.32011 | 673729
2016-07-07 22:00 | 0.75704 | 0.31243 | 668069
2016-07-07 23:00 | 0.67065 | 0.30809 | 654646
2016-07-08 | 0.54908 | 0.31746 | 638410
2016-07-08 01:00 | 0.31152 | 0.40512 | 621532
2016-07-08 02:00 | 0.039956 | 0.49963 | 593605
2016-07-08 03:00 | 8.11e-07 | 0.5189 | 555858
2016-07-08 04:00 | 0 | 0.49081 | 518604
2016-07-08 05:00 | 0 | 0.45065 | 488114
2016-07-08 06:00 | 0 | 0.41923 | 461874
2016-07-08 07:00 | 0 | 0.39987 | 442742
2016-07-08 08:00 | 0 | 0.38737 | 432778
2016-07-08 09:00 | 0 | 0.36433 | 434603
2016-07-08 10:00 | 0 | 0.34447 | 446741
2016-07-08 11:00 | 9.69e-09 | 0.29382 | 464941
2016-07-08 12:00 | 0.096627 | 0.18652 | 491037
2016-07-08 13:00 | 0.43696 | 0.17694 | 523699
2016-07-08 14:00 | 0.62036 | 0.20428 | 557938
2016-07-08 15:00 | 0.72685 | 0.20659 | 591140
2016-07-08 16:00 | 0.78604 | 0.20137 | 616688
2016-07-08 17:00 | 0.79948 | 0.19796 | 637306
2016-07-08 18:00 | 0.79605 | 0.19595 | 652156
2016-07-08 19:00 | 0.78672 | 0.19311 | 661112
2016-07-08 20:00 | 0.77955 | 0.18697 | 666277
2016-07-08 21:00 | 0.76197 | 0.17848 | 666264
2016-07-08 22:00 | 0.73252 | 0.16986 | 657650
2016-07-08 23:00 | 0.64847 | 0.17226 | 641615
2016-07-09 | 0.54079 | 0.2165 | 621080
2016-07-09 01:00 | 0.30984 | 0.36017 | 600655
2016-07-09 02:00 | 0.0401 | 0.49134 | 573074
2016-07-09 03:00 | 2.38e-07 | 0.51375 | 537026
2016-07-09 04:00 | 0 | 0.49029 | 503058
2016-07-09 05:00 | 0 | 0.45924 | 472233
2016-07-09 06:00 | 0 | 0.43767 | 446984
2016-07-09 07:00 | 0 | 0.41806 | 427811
2016-07-09 08:00 | 0 | 0.3983 | 415102
2016-07-09 09:00 | 0 | 0.36921 | 408303
2016-07-09 10:00 | 0 | 0.34848 | 405812
2016-07-09 11:00 | 7.37e-06 | 0.29793 | 412095
2016-07-09 12:00 | 0.12135 | 0.16801 | 431529
2016-07-09 13:00 | 0.49015 | 0.15517 | 461399
2016-07-09 14:00 | 0.6455 | 0.17437 | 494489
2016-07-09 15:00 | 0.74934 | 0.16509 | 525257
2016-07-09 16:00 | 0.80593 | 0.16381 | 550195
2016-07-09 17:00 | 0.81757 | 0.17406 | 569722
2016-07-09 18:00 | 0.81365 | 0.19107 | 583892
2016-07-09 19:00 | 0.80472 | 0.20769 | 595393
2016-07-09 20:00 | 0.79994 | 0.22283 | 603013
2016-07-09 21:00 | 0.78864 | 0.2416 | 605780
2016-07-09 22:00 | 0.76146 | 0.26462 | 600420
2016-07-09 23:00 | 0.68366 | 0.29779 | 588550
2016-07-10 | 0.55426 | 0.3714 | 572382
2016-07-10 01:00 | 0.29687 | 0.54659 | 557030
2016-07-10 02:00 | 0.035977 | 0.65514 | 534735
2016-07-10 03:00 | 3.02e-07 | 0.665 | 504637
2016-07-10 04:00 | 0 | 0.6464 | 472865
2016-07-10 05:00 | 0 | 0.61817 | 445168
2016-07-10 06:00 | 0 | 0.58191 | 423042
2016-07-10 07:00 | 0 | 0.55108 | 405389
2016-07-10 08:00 | 0 | 0.5162 | 392995
2016-07-10 09:00 | 0 | 0.46763 | 386041
2016-07-10 10:00 | 0 | 0.42014 | 382415
2016-07-10 11:00 | 6.35e-06 | 0.35472 | 387490
2016-07-10 12:00 | 0.10511 | 0.22777 | 407703
2016-07-10 13:00 | 0.47974 | 0.22842 | 435099
2016-07-10 14:00 | 0.68131 | 0.25541 | 466139
2016-07-10 15:00 | 0.78333 | 0.26425 | 496547
2016-07-10 16:00 | 0.83642 | 0.29315 | 524202
2016-07-10 17:00 | 0.84522 | 0.33927 | 547624
2016-07-10 18:00 | 0.83983 | 0.37574 | 566798
2016-07-10 19:00 | 0.83326 | 0.40361 | 581698
2016-07-10 20:00 | 0.83368 | 0.4279 | 592595
2016-07-10 21:00 | 0.82858 | 0.45326 | 599783
2016-07-10 22:00 | 0.80631 | 0.47936 | 600387
2016-07-10 23:00 | 0.72724 | 0.51506 | 591233
2016-07-11 | 0.59818 | 0.57877 | 576878
2016-07-11 01:00 | 0.32583 | 0.70289 | 564175
2016-07-11 02:00 | 0.049906 | 0.75932 | 541665
2016-07-11 03:00 | 1.82e-07 | 0.75979 | 509761
2016-07-11 04:00 | 0 | 0.75555 | 477528
2016-07-11 05:00 | 0 | 0.75991 | 450542
2016-07-11 06:00 | 0 | 0.75606 | 428646
2016-07-11 07:00 | 0 | 0.75431 | 412850
2016-07-11 08:00 | 0 | 0.74412 | 406101
2016-07-11 09:00 | 0 | 0.72413 | 410976
2016-07-11 10:00 | 0 | 0.70122 | 424742
2016-07-11 11:00 | 5.69e-06 | 0.65814 | 443139
2016-07-11 12:00 | 0.12414 | 0.60235 | 469783
2016-07-11 13:00 | 0.49097 | 0.66755 | 501025
2016-07-11 14:00 | 0.69504 | 0.70241 | 535818
2016-07-11 15:00 | 0.80201 | 0.69658 | 568424
2016-07-11 16:00 | 0.84935 | 0.68419 | 596823
2016-07-11 17:00 | 0.86169 | 0.68292 | 621048
2016-07-11 18:00 | 0.8564 | 0.68742 | 640543
2016-07-11 19:00 | 0.84887 | 0.69127 | 654436
2016-07-11 20:00 | 0.84716 | 0.69332 | 663615
2016-07-11 21:00 | 0.84126 | 0.69812 | 666782
2016-07-11 22:00 | 0.81723 | 0.70652 | 661340
2016-07-11 23:00 | 0.74397 | 0.71744 | 647838
2016-07-12 | 0.58749 | 0.74177 | 629895
2016-07-12 01:00 | 0.32748 | 0.80468 | 611767
2016-07-12 02:00 | 0.035868 | 0.83911 | 583447
2016-07-12 03:00 | 1.36e-08 | 0.85221 | 544892
2016-07-12 04:00 | 0 | 0.84468 | 509022
2016-07-12 05:00 | 0 | 0.82267 | 477314
2016-07-12 06:00 | 0 | 0.79016 | 450498
2016-07-12 07:00 | 0 | 0.75455 | 431704
2016-07-12 08:00 | 0 | 0.71814 | 421999
2016-07-12 09:00 | 0 | 0.67805 | 422987
2016-07-12 10:00 | 0 | 0.64907 | 436029
2016-07-12 11:00 | 4.67e-06 | 0.59417 | 456498
2016-07-12 12:00 | 0.12606 | 0.44322 | 482934
2016-07-12 13:00 | 0.49407 | 0.48719 | 512658
2016-07-12 14:00 | 0.68639 | 0.52715 | 546489
2016-07-12 15:00 | 0.79895 | 0.50132 | 578718
2016-07-12 16:00 | 0.84426 | 0.48391 | 607314
2016-07-12 17:00 | 0.85235 | 0.48402 | 630683
2016-07-12 18:00 | 0.84806 | 0.4965 | 648626
2016-07-12 19:00 | 0.84081 | 0.50911 | 661644
2016-07-12 20:00 | 0.84069 | 0.51722 | 670411
2016-07-12 21:00 | 0.83645 | 0.51859 | 673446
2016-07-12 22:00 | 0.81236 | 0.5157 | 669508
2016-07-12 23:00 | 0.74202 | 0.51281 | 656296
2016-07-13 | 0.56527 | 0.53186 | 638843
2016-07-13 01:00 | 0.2957 | 0.62083 | 620660
2016-07-13 02:00 | 0.034598 | 0.6927 | 592697
2016-07-13 03:00 | 0 | 0.74815 | 554697
2016-07-13 04:00 | 0 | 0.76409 | 517724
2016-07-13 05:00 | 0 | 0.75013 | 485379
2016-07-13 06:00 | 0 | 0.7191 | 459917
2016-07-13 07:00 | 0 | 0.68945 | 441934
2016-07-13 08:00 | 0 | 0.66211 | 432676
2016-07-13 09:00 | 0 | 0.63965 | 435833
2016-07-13 10:00 | 0 | 0.62262 | 448951
2016-07-13 11:00 | 4.41e-06 | 0.55845 | 469550
2016-07-13 12:00 | 0.12583 | 0.38947 | 496070
2016-07-13 13:00 | 0.48746 | 0.43794 | 525443
2016-07-13 14:00 | 0.6976 | 0.4996 | 559810
2016-07-13 15:00 | 0.79546 | 0.49022 | 594899
2016-07-13 16:00 | 0.84383 | 0.46161 | 625088
2016-07-13 17:00 | 0.85075 | 0.44079 | 649828
2016-07-13 18:00 | 0.84419 | 0.43408 | 668009
2016-07-13 19:00 | 0.83662 | 0.43514 | 679325
2016-07-13 20:00 | 0.83618 | 0.43756 | 684178
2016-07-13 21:00 | 0.8305 | 0.4371 | 685078
2016-07-13 22:00 | 0.80711 | 0.43415 | 679696
2016-07-13 23:00 | 0.74008 | 0.43515 | 666990
2016-07-14 | 0.56046 | 0.46346 | 650042
2016-07-14 01:00 | 0.29831 | 0.53769 | 631894
2016-07-14 02:00 | 0.037011 | 0.5926 | 602801
2016-07-14 03:00 | 0 | 0.58953 | 564675
2016-07-14 04:00 | 0 | 0.57142 | 526053
2016-07-14 05:00 | 0 | 0.54478 | 493962
2016-07-14 06:00 | 0 | 0.51878 | 467053
2016-07-14 07:00 | 0 | 0.49876 | 447367
2016-07-14 08:00 | 0 | 0.48774 | 437746
2016-07-14 09:00 | 0 | 0.46201 | 439448
2016-07-14 10:00 | 0 | 0.43826 | 453146
2016-07-14 11:00 | 0 | 0.3789 | 473437
2016-07-14 12:00 | 0.10722 | 0.24254 | 498162
2016-07-14 13:00 | 0.48664 | 0.2596 | 527954
2016-07-14 14:00 | 0.68413 | 0.29124 | 563662
2016-07-14 15:00 | 0.78483 | 0.29888 | 597192
2016-07-14 16:00 | 0.82831 | 0.29038 | 624767
2016-07-14 17:00 | 0.8353 | 0.28481 | 645953
2016-07-14 18:00 | 0.82905 | 0.28231 | 661070
2016-07-14 19:00 | 0.82207 | 0.28003 | 671398
2016-07-14 20:00 | 0.82225 | 0.27537 | 676307
2016-07-14 21:00 | 0.81601 | 0.26784 | 677747
2016-07-14 22:00 | 0.79542 | 0.26049 | 673278
2016-07-14 23:00 | 0.71602 | 0.25279 | 660714
2016-07-15 | 0.56013 | 0.26262 | 643060
2016-07-15 01:00 | 0.28635 | 0.3469 | 626168
2016-07-15 02:00 | 0.032675 | 0.43159 | 596932
2016-07-15 03:00 | 0 | 0.42696 | 557655
2016-07-15 04:00 | 0 | 0.38986 | 520968
2016-07-15 05:00 | 0 | 0.35303 | 488419
2016-07-15 06:00 | 0 | 0.31833 | 461753
2016-07-15 07:00 | 0 | 0.28668 | 442091
2016-07-15 08:00 | 0 | 0.25602 | 431829
2016-07-15 09:00 | 0 | 0.22398 | 432607
2016-07-15 10:00 | 0 | 0.20201 | 444406
2016-07-15 11:00 | 1.89e-06 | 0.16458 | 462733
2016-07-15 12:00 | 0.10531 | 0.089451 | 487020
2016-07-15 13:00 | 0.46128 | 0.090023 | 517382
2016-07-15 14:00 | 0.67264 | 0.10799 | 548705
2016-07-15 15:00 | 0.76874 | 0.10293 | 577335
2016-07-15 16:00 | 0.81323 | 0.086933 | 601301
2016-07-15 17:00 | 0.82246 | 0.072891 | 623336
2016-07-15 18:00 | 0.81827 | 0.063544 | 640286
2016-07-15 19:00 | 0.81041 | 0.054996 | 650704
2016-07-15 20:00 | 0.80712 | 0.04998 | 657165
2016-07-15 21:00 | 0.79747 | 0.055623 | 657587
2016-07-15 22:00 | 0.76622 | 0.070154 | 648192
2016-07-15 23:00 | 0.68155 | 0.09747 | 630495
2016-07-16 | 0.52794 | 0.14951 | 610563
2016-07-16 01:00 | 0.25734 | 0.27394 | 593282
2016-07-16 02:00 | 0.027069 | 0.42346 | 566934
2016-07-16 03:00 | 0 | 0.45258 | 531396
2016-07-16 04:00 | 0 | 0.43797 | 495930
2016-07-16 05:00 | 0 | 0.41111 | 465615
2016-07-16 06:00 | 0 | 0.38793 | 441570
2016-07-16 07:00 | 0 | 0.36999 | 422379
2016-07-16 08:00 | 0 | 0.35606 | 410187
2016-07-16 09:00 | 0 | 0.31976 | 404433
2016-07-16 10:00 | 0 | 0.27947 | 403956
2016-07-16 11:00 | 0 | 0.23719 | 411897
2016-07-16 12:00 | 0.091395 | 0.166 | 431408
2016-07-16 13:00 | 0.41184 | 0.20568 | 460733
2016-07-16 14:00 | 0.62882 | 0.25893 | 493000
2016-07-16 15:00 | 0.74324 | 0.27484 | 524171
2016-07-16 16:00 | 0.7994 | 0.28157 | 550527
2016-07-16 17:00 | 0.81709 | 0.29195 | 572417
2016-07-16 18:00 | 0.81503 | 0.31115 | 589029
2016-07-16 19:00 | 0.80746 | 0.33752 | 600006
2016-07-16 20:00 | 0.80345 | 0.36777 | 606513
2016-07-16 21:00 | 0.79455 | 0.3975 | 608656
2016-07-16 22:00 | 0.76805 | 0.43627 | 603469
2016-07-16 23:00 | 0.69038 | 0.48349 | 591077
2016-07-17 | 0.53853 | 0.54919 | 575707
2016-07-17 01:00 | 0.27378 | 0.66005 | 560346
2016-07-17 02:00 | 0.024951 | 0.70719 | 538670
2016-07-17 03:00 | 0 | 0.69133 | 508492
2016-07-17 04:00 | 0 | 0.65645 | 477482
2016-07-17 05:00 | 0 | 0.61903 | 451035
2016-07-17 06:00 | 0 | 0.58701 | 429643
2016-07-17 07:00 | 0 | 0.55377 | 411588
2016-07-17 08:00 | 0 | 0.53338 | 399818
2016-07-17 09:00 | 0 | 0.50684 | 392622
2016-07-17 10:00 | 0 | 0.48067 | 387527
2016-07-17 11:00 | 7.91e-07 | 0.43158 | 391641
2016-07-17 12:00 | 0.10636 | 0.31304 | 411311
2016-07-17 13:00 | 0.4338 | 0.36089 | 444110
2016-07-17 14:00 | 0.64684 | 0.40011 | 479639
2016-07-17 15:00 | 0.74108 | 0.38163 | 514092
2016-07-17 16:00 | 0.78917 | 0.35467 | 545689
2016-07-17 17:00 | 0.80439 | 0.33955 | 571375
2016-07-17 18:00 | 0.80052 | 0.33693 | 591889
2016-07-17 19:00 | 0.78919 | 0.33969 | 607872
2016-07-17 20:00 | 0.78143 | 0.34012 | 620128
2016-07-17 21:00 | 0.76603 | 0.33821 | 628734
2016-07-17 22:00 | 0.73136 | 0.33325 | 630088
2016-07-17 23:00 | 0.65331 | 0.33043 | 622054
2016-07-18 | 0.50747 | 0.3566 | 608973
2016-07-18 01:00 | 0.25564 | 0.4422 | 595724
2016-07-18 02:00 | 0.028984 | 0.52098 | 572179
2016-07-18 03:00 | 0 | 0.52496 | 540002
2016-07-18 04:00 | 0 | 0.48699 | 506806
2016-07-18 05:00 | 0 | 0.45565 | 477936
2016-07-18 06:00 | 0 | 0.43481 | 455072
2016-07-18 07:00 | 0 | 0.43038 | 438275
2016-07-18 08:00 | 0 | 0.41922 | 430035
2016-07-18 09:00 | 0 | 0.3839 | 432780
2016-07-18 10:00 | 0 | 0.34952 | 446146
2016-07-18 11:00 | 4.31e-07 | 0.31774 | 466590
2016-07-18 12:00 | 0.076565 | 0.18341 | 495607
2016-07-18 13:00 | 0.36175 | 0.17642 | 530189
2016-07-18 14:00 | 0.56222 | 0.22742 | 567488
2016-07-18 15:00 | 0.67073 | 0.20517 | 602663
2016-07-18 16:00 | 0.72923 | 0.17354 | 632805
2016-07-18 17:00 | 0.75318 | 0.16505 | 655699
2016-07-18 18:00 | 0.75075 | 0.17436 | 671854
2016-07-18 19:00 | 0.73706 | 0.19361 | 678778
2016-07-18 20:00 | 0.72211 | 0.22006 | 679882
2016-07-18 21:00 | 0.69633 | 0.24989 | 677977
2016-07-18 22:00 | 0.65752 | 0.28727 | 673385
2016-07-18 23:00 | 0.57804 | 0.3336 | 662839
2016-07-19 | 0.43704 | 0.40645 | 645707
2016-07-19 01:00 | 0.21685 | 0.53986 | 626926
2016-07-19 02:00 | 0.034844 | 0.63338 | 597364
2016-07-19 03:00 | 0 | 0.62526 | 558734
2016-07-19 04:00 | 0 | 0.59716 | 520670
2016-07-19 05:00 | 0 | 0.55789 | 488298
2016-07-19 06:00 | 0 | 0.51964 | 461564
2016-07-19 07:00 | 0 | 0.48955 | 442848
2016-07-19 08:00 | 0 | 0.47857 | 433311
2016-07-19 09:00 | 0 | 0.45634 | 435488
2016-07-19 10:00 | 0 | 0.4275 | 448967
2016-07-19 11:00 | 7.89e-08 | 0.36868 | 468631
2016-07-19 12:00 | 0.08166 | 0.20578 | 495509
2016-07-19 13:00 | 0.40397 | 0.17921 | 525717
2016-07-19 14:00 | 0.61781 | 0.23126 | 561169
2016-07-19 15:00 | 0.71487 | 0.22908 | 594934
2016-07-19 16:00 | 0.76661 | 0.21876 | 622824
2016-07-19 17:00 | 0.77272 | 0.22479 | 644321
2016-07-19 18:00 | 0.7599 | 0.23691 | 659831
2016-07-19 19:00 | 0.74404 | 0.24691 | 669705
2016-07-19 20:00 | 0.72984 | 0.25399 | 676736
2016-07-19 21:00 | 0.70368 | 0.2618 | 678202
2016-07-19 22:00 | 0.66092 | 0.27316 | 671340
2016-07-19 23:00 | 0.57513 | 0.29695 | 655422
2016-07-20 | 0.4323 | 0.36533 | 636565
2016-07-20 01:00 | 0.22584 | 0.52542 | 618519
2016-07-20 02:00 | 0.030576 | 0.62887 | 589729
2016-07-20 03:00 | 0 | 0.6198 | 552048
2016-07-20 04:00 | 0 | 0.58735 | 514405
2016-07-20 05:00 | 0 | 0.56405 | 482657
2016-07-20 06:00 | 0 | 0.54722 | 456339
2016-07-20 07:00 | 0 | 0.52081 | 437311
2016-07-20 08:00 | 0 | 0.4932 | 427406
2016-07-20 09:00 | 0 | 0.47113 | 429429
2016-07-20 10:00 | 0 | 0.44711 | 441816
2016-07-20 11:00 | 3.4e-08 | 0.39718 | 460581
2016-07-20 12:00 | 0.089385 | 0.24711 | 486874
2016-07-20 13:00 | 0.40212 | 0.25401 | 517655
2016-07-20 14:00 | 0.62142 | 0.25867 | 552701
2016-07-20 15:00 | 0.70821 | 0.2134 | 587835
2016-07-20 16:00 | 0.75537 | 0.18404 | 618472
2016-07-20 17:00 | 0.76203 | 0.19306 | 645401
2016-07-20 18:00 | 0.75064 | 0.22729 | 666420
2016-07-20 19:00 | 0.73343 | 0.26722 | 681326
2016-07-20 20:00 | 0.7157 | 0.30259 | 691916
2016-07-20 21:00 | 0.68554 | 0.33534 | 696978
2016-07-20 22:00 | 0.63483 | 0.36608 | 691384
2016-07-20 23:00 | 0.5491 | 0.39838 | 678219
2016-07-21 | 0.41514 | 0.45896 | 659397
2016-07-21 01:00 | 0.21827 | 0.5844 | 640391
2016-07-21 02:00 | 0.021531 | 0.67308 | 611187
2016-07-21 03:00 | 0 | 0.68304 | 572027
2016-07-21 04:00 | 0 | 0.66313 | 533254
2016-07-21 05:00 | 0 | 0.63744 | 498740
2016-07-21 06:00 | 0 | 0.61096 | 470257
2016-07-21 07:00 | 0 | 0.57767 | 449749
2016-07-21 08:00 | 0 | 0.54119 | 438554
2016-07-21 09:00 | 0 | 0.49089 | 440488
2016-07-21 10:00 | 0 | 0.437 | 453335
2016-07-21 11:00 | 0 | 0.36689 | 472775
2016-07-21 12:00 | 0.093763 | 0.20342 | 499350
2016-07-21 13:00 | 0.41047 | 0.2113 | 533096
2016-07-21 14:00 | 0.63917 | 0.2393 | 571530
2016-07-21 15:00 | 0.73427 | 0.19916 | 609171
2016-07-21 16:00 | 0.77114 | 0.17222 | 640721
2016-07-21 17:00 | 0.78386 | 0.17039 | 668011
2016-07-21 18:00 | 0.77284 | 0.18498 | 687574
2016-07-21 19:00 | 0.75624 | 0.20158 | 699093
2016-07-21 20:00 | 0.74126 | 0.21029 | 706996
2016-07-21 21:00 | 0.71677 | 0.2118 | 708155
2016-07-21 22:00 | 0.67241 | 0.20754 | 703672
2016-07-21 23:00 | 0.58838 | 0.20959 | 690274
2016-07-22 | 0.4515 | 0.25419 | 672875
2016-07-22 01:00 | 0.22054 | 0.39007 | 654666
2016-07-22 02:00 | 0.021923 | 0.48796 | 622878
2016-07-22 03:00 | 0 | 0.51807 | 585323
2016-07-22 04:00 | 0 | 0.51894 | 547793
2016-07-22 05:00 | 0 | 0.50415 | 512625
2016-07-22 06:00 | 0 | 0.48286 | 483330
2016-07-22 07:00 | 0 | 0.45983 | 462741
2016-07-22 08:00 | 0 | 0.44138 | 451233
2016-07-22 09:00 | 0 | 0.4125 | 451810
2016-07-22 10:00 | 0 | 0.3848 | 463057
2016-07-22 11:00 | 0 | 0.34686 | 480339
2016-07-22 12:00 | 0.084332 | 0.19124 | 506206
2016-07-22 13:00 | 0.39217 | 0.13375 | 540344
2016-07-22 14:00 | 0.59667 | 0.14862 | 574745
2016-07-22 15:00 | 0.70995 | 0.1492 | 611626
2016-07-22 16:00 | 0.76412 | 0.15309 | 643805
2016-07-22 17:00 | 0.78132 | 0.1681 | 669636
2016-07-22 18:00 | 0.77077 | 0.18481 | 689538
2016-07-22 19:00 | 0.75382 | 0.1965 | 702510
2016-07-22 20:00 | 0.74133 | 0.2053 | 709819
2016-07-22 21:00 | 0.71961 | 0.21533 | 711442
2016-07-22 22:00 | 0.68395 | 0.22981 | 706132
2016-07-22 23:00 | 0.60478 | 0.25364 | 692225
2016-07-23 | 0.46757 | 0.31277 | 671763
2016-07-23 01:00 | 0.21656 | 0.48972 | 651983
2016-07-23 02:00 | 0.017055 | 0.626 | 622735
2016-07-23 03:00 | 0 | 0.65758 | 585435
2016-07-23 04:00 | 0 | 0.64357 | 548300
2016-07-23 05:00 | 0 | 0.61395 | 513775
2016-07-23 06:00 | 0 | 0.59075 | 485017
2016-07-23 07:00 | 0 | 0.56257 | 462396
2016-07-23 08:00 | 0 | 0.54453 | 446904
2016-07-23 09:00 | 0 | 0.52632 | 438752
2016-07-23 10:00 | 0 | 0.50427 | 436738
2016-07-23 11:00 | 0 | 0.46118 | 444141
2016-07-23 12:00 | 0.077278 | 0.32018 | 469768
2016-07-23 13:00 | 0.4309 | 0.3081 | 507074
2016-07-23 14:00 | 0.64377 | 0.40002 | 548202
2016-07-23 15:00 | 0.76657 | 0.42124 | 587785
2016-07-23 16:00 | 0.80645 | 0.4239 | 621140
2016-07-23 17:00 | 0.81754 | 0.43291 | 644617
2016-07-23 18:00 | 0.81323 | 0.44101 | 662366
2016-07-23 19:00 | 0.80445 | 0.44254 | 673513
2016-07-23 20:00 | 0.80041 | 0.43656 | 680986
2016-07-23 21:00 | 0.7885 | 0.4244 | 683097
2016-07-23 22:00 | 0.75645 | 0.40743 | 677117
2016-07-23 23:00 | 0.67636 | 0.39872 | 661899
2016-07-24 | 0.52595 | 0.43207 | 643422
2016-07-24 01:00 | 0.2621 | 0.58171 | 626308
2016-07-24 02:00 | 0.019335 | 0.69229 | 599234
2016-07-24 03:00 | 0 | 0.68858 | 565417
2016-07-24 04:00 | 0 | 0.63578 | 531046
2016-07-24 05:00 | 0 | 0.57063 | 499365
2016-07-24 06:00 | 0 | 0.5217 | 472698
2016-07-24 07:00 | 0 | 0.4854 | 451439
2016-07-24 08:00 | 0 | 0.44808 | 436259
2016-07-24 09:00 | 0 | 0.40844 | 427100
2016-07-24 10:00 | 0 | 0.38941 | 422282
2016-07-24 11:00 | 0 | 0.3461 | 426061
2016-07-24 12:00 | 0.067864 | 0.18873 | 447059
2016-07-24 13:00 | 0.3792 | 0.20167 | 480914
2016-07-24 14:00 | 0.58594 | 0.25703 | 520133
2016-07-24 15:00 | 0.71577 | 0.24078 | 558015
2016-07-24 16:00 | 0.77039 | 0.21692 | 591243
2016-07-24 17:00 | 0.7784 | 0.20004 | 618086
2016-07-24 18:00 | 0.76733 | 0.19159 | 639300
2016-07-24 19:00 | 0.75031 | 0.18918 | 654798
2016-07-24 20:00 | 0.73536 | 0.19062 | 666727
2016-07-24 21:00 | 0.71976 | 0.19534 | 674628
2016-07-24 22:00 | 0.68468 | 0.20177 | 674912
2016-07-24 23:00 | 0.60793 | 0.20988 | 664359
2016-07-25 | 0.46154 | 0.24134 | 649454
2016-07-25 01:00 | 0.2312 | 0.35346 | 634444
2016-07-25 02:00 | 0.01699 | 0.43154 | 605194
2016-07-25 03:00 | 0 | 0.43117 | 570238
2016-07-25 04:00 | 0 | 0.4231 | 536805
2016-07-25 05:00 | 0 | 0.41649 | 505415
2016-07-25 06:00 | 0 | 0.40967 | 479358
2016-07-25 07:00 | 0 | 0.40024 | 460062
2016-07-25 08:00 | 0 | 0.38918 | 450411
2016-07-25 09:00 | 0 | 0.33985 | 451810
2016-07-25 10:00 | 0 | 0.28742 | 464579
2016-07-25 11:00 | 0 | 0.24355 | 484904
2016-07-25 12:00 | 0.064276 | 0.12375 | 513142
2016-07-25 13:00 | 0.33637 | 0.085143 | 546585
2016-07-25 14:00 | 0.56843 | 0.12425 | 584999
2016-07-25 15:00 | 0.68692 | 0.13305 | 623644
2016-07-25 16:00 | 0.73513 | 0.13376 | 655225
2016-07-25 17:00 | 0.7431 | 0.13292 | 680782
2016-07-25 18:00 | 0.73882 | 0.13158 | 699429
2016-07-25 19:00 | 0.72045 | 0.12995 | 711269
2016-07-25 20:00 | 0.70763 | 0.12969 | 716310
2016-07-25 21:00 | 0.67923 | 0.13539 | 716023
2016-07-25 22:00 | 0.63213 | 0.14577 | 709531
2016-07-25 23:00 | 0.54697 | 0.1672 | 694428
2016-07-26 | 0.41026 | 0.22004 | 676132
2016-07-26 01:00 | 0.20484 | 0.36494 | 655962
2016-07-26 02:00 | 0.017393 | 0.48309 | 623004
2016-07-26 03:00 | 0 | 0.49827 | 581261
2016-07-26 04:00 | 0 | 0.48415 | 543580
2016-07-26 05:00 | 0 | 0.45169 | 508876
2016-07-26 06:00 | 0 | 0.4125 | 480696
2016-07-26 07:00 | 0 | 0.37483 | 460391
2016-07-26 08:00 | 0 | 0.34861 | 449809
2016-07-26 09:00 | 0 | 0.31521 | 451638
2016-07-26 10:00 | 0 | 0.2863 | 465570
2016-07-26 11:00 | 0 | 0.24817 | 484569
2016-07-26 12:00 | 0.052464 | 0.12988 | 509911
2016-07-26 13:00 | 0.30762 | 0.085747 | 540417
2016-07-26 14:00 | 0.54846 | 0.12319 | 576926
2016-07-26 15:00 | 0.66758 | 0.13064 | 612758
2016-07-26 16:00 | 0.73049 | 0.1196 | 643650
2016-07-26 17:00 | 0.74499 | 0.11203 | 669322
2016-07-26 18:00 | 0.73683 | 0.10498 | 688128
2016-07-26 19:00 | 0.7183 | 0.099126 | 700540
2016-07-26 20:00 | 0.70008 | 0.097847 | 708679
2016-07-26 21:00 | 0.67 | 0.10712 | 711359
2016-07-26 22:00 | 0.62701 | 0.12897 | 706608
2016-07-26 23:00 | 0.55138 | 0.16408 | 691752
2016-07-27 | 0.42012 | 0.22413 | 673003
2016-07-27 01:00 | 0.22281 | 0.354 | 653739
2016-07-27 02:00 | 0.014462 | 0.4339 | 621186
2016-07-27 03:00 | 0 | 0.40531 | 580774
2016-07-27 04:00 | 0 | 0.3563 | 542329
2016-07-27 05:00 | 0 | 0.31137 | 507273
2016-07-27 06:00 | 0 | 0.26421 | 480502
2016-07-27 07:00 | 0 | 0.22281 | 460678
2016-07-27 08:00 | 0 | 0.18856 | 450024
2016-07-27 09:00 | 0 | 0.16123 | 451869
2016-07-27 10:00 | 0 | 0.14627 | 463705
2016-07-27 11:00 | 0 | 0.12848 | 482751
2016-07-27 12:00 | 0.056496 | 0.069071 | 506035
2016-07-27 13:00 | 0.39644 | 0.054696 | 535215
2016-07-27 14:00 | 0.62803 | 0.067528 | 571253
2016-07-27 15:00 | 0.72853 | 0.066403 | 606150
2016-07-27 16:00 | 0.78337 | 0.06292 | 636932
2016-07-27 17:00 | 0.79593 | 0.061736 | 663231
2016-07-27 18:00 | 0.78929 | 0.062671 | 683972
2016-07-27 19:00 | 0.77753 | 0.065121 | 697747
2016-07-27 20:00 | 0.77029 | 0.068838 | 707014
2016-07-27 21:00 | 0.75881 | 0.073431 | 710613
2016-07-27 22:00 | 0.72983 | 0.080809 | 705857
2016-07-27 23:00 | 0.64717 | 0.095354 | 690397
2016-07-28 | 0.50885 | 0.1278 | 671829
2016-07-28 01:00 | 0.22469 | 0.2286 | 653940
2016-07-28 02:00 | 0.01284 | 0.31972 | 622504
2016-07-28 03:00 | 0 | 0.31415 | 581709
2016-07-28 04:00 | 0 | 0.27754 | 544970
2016-07-28 05:00 | 0 | 0.24308 | 511693
2016-07-28 06:00 | 0 | 0.2139 | 484090
2016-07-28 07:00 | 0 | 0.193 | 463557
2016-07-28 08:00 | 0 | 0.18193 | 452595
2016-07-28 09:00 | 0 | 0.16682 | 454199
2016-07-28 10:00 | 0 | 0.15615 | 466476
2016-07-28 11:00 | 0 | 0.13815 | 484847
2016-07-28 12:00 | 0.074043 | 0.074727 | 508526
2016-07-28 13:00 | 0.40719 | 0.062904 | 538216
2016-07-28 14:00 | 0.63658 | 0.080003 | 571509
2016-07-28 15:00 | 0.74026 | 0.09407 | 604417
2016-07-28 16:00 | 0.78023 | 0.097448 | 631869
2016-07-28 17:00 | 0.79967 | 0.09444 | 655351
2016-07-28 18:00 | 0.7928 | 0.086422 | 672844
2016-07-28 19:00 | 0.78441 | 0.078301 | 682884
2016-07-28 20:00 | 0.78152 | 0.072832 | 687430
2016-07-28 21:00 | 0.77272 | 0.072381 | 685827
2016-07-28 22:00 | 0.74328 | 0.079814 | 677578
2016-07-28 23:00 | 0.66018 | 0.096228 | 662885
2016-07-29 | 0.51409 | 0.13549 | 647637
2016-07-29 01:00 | 0.2207 | 0.25095 | 630930
2016-07-29 02:00 | 0.011755 | 0.33614 | 601375
2016-07-29 03:00 | 0 | 0.32911 | 565258
2016-07-29 04:00 | 0 | 0.29331 | 530970
2016-07-29 05:00 | 0 | 0.25162 | 499706
2016-07-29 06:00 | 0 | 0.21201 | 473385
2016-07-29 07:00 | 0 | 0.18456 | 453827
2016-07-29 08:00 | 0 | 0.16431 | 443185
2016-07-29 09:00 | 0 | 0.14307 | 444954
2016-07-29 10:00 | 0 | 0.12683 | 456762
2016-07-29 11:00 | 0 | 0.10663 | 471010
2016-07-29 12:00 | 0.04364 | 0.055523 | 492462
2016-07-29 13:00 | 0.3444 | 0.038356 | 519661
2016-07-29 14:00 | 0.57758 | 0.037565 | 550570
2016-07-29 15:00 | 0.69352 | 0.035128 | 581314
2016-07-29 16:00 | 0.73804 | 0.035578 | 607866
2016-07-29 17:00 | 0.75667 | 0.040334 | 630198
2016-07-29 18:00 | 0.75505 | 0.047139 | 648328
2016-07-29 19:00 | 0.7473 | 0.054377 | 661198
2016-07-29 20:00 | 0.7378 | 0.062324 | 670462
2016-07-29 21:00 | 0.71738 | 0.067448 | 673061
2016-07-29 22:00 | 0.68231 | 0.070517 | 665364
2016-07-29 23:00 | 0.59441 | 0.077812 | 647298
2016-07-30 | 0.44818 | 0.10858 | 628330
2016-07-30 01:00 | 0.19812 | 0.22047 | 610732
2016-07-30 02:00 | 0.011256 | 0.33882 | 582387
2016-07-30 03:00 | 0 | 0.36781 | 546078
2016-07-30 04:00 | 0 | 0.36218 | 511269
2016-07-30 05:00 | 0 | 0.34675 | 481131
2016-07-30 06:00 | 0 | 0.3334 | 455364
2016-07-30 07:00 | 0 | 0.31793 | 436572
2016-07-30 08:00 | 0 | 0.29784 | 424111
2016-07-30 09:00 | 0 | 0.25685 | 418253
2016-07-30 10:00 | 0 | 0.21997 | 418195
2016-07-30 11:00 | 0 | 0.19112 | 424007
2016-07-30 12:00 | 0.059183 | 0.11405 | 444413
2016-07-30 13:00 | 0.34629 | 0.11329 | 473661
2016-07-30 14:00 | 0.57007 | 0.13503 | 507186
2016-07-30 15:00 | 0.69045 | 0.13156 | 539766
2016-07-30 16:00 | 0.74058 | 0.12676 | 567012
2016-07-30 17:00 | 0.75102 | 0.12357 | 587831
2016-07-30 18:00 | 0.74192 | 0.12145 | 602724
2016-07-30 19:00 | 0.7252 | 0.12089 | 612872
2016-07-30 20:00 | 0.70653 | 0.12279 | 620163
2016-07-30 21:00 | 0.67661 | 0.131 | 621612
2016-07-30 22:00 | 0.62859 | 0.15094 | 615579
2016-07-30 23:00 | 0.5404 | 0.19069 | 599767
2016-07-31 | 0.39852 | 0.27903 | 586029
2016-07-31 01:00 | 0.17438 | 0.49953 | 573461
2016-07-31 02:00 | 0.010821 | 0.64715 | 550364
2016-07-31 03:00 | 0 | 0.63819 | 522363
2016-07-31 04:00 | 0 | 0.59796 | 492477
2016-07-31 05:00 | 0 | 0.56017 | 465571
2016-07-31 06:00 | 0 | 0.52971 | 442492
2016-07-31 07:00 | 0 | 0.50965 | 424682
2016-07-31 08:00 | 0 | 0.4972 | 412231
2016-07-31 09:00 | 0 | 0.47103 | 405962
2016-07-31 10:00 | 0 | 0.44024 | 404106
2016-07-31 11:00 | 0 | 0.39257 | 406223
2016-07-31 12:00 | 0.060657 | 0.24848 | 424927
2016-07-31 13:00 | 0.3069 | 0.21703 | 454237
2016-07-31 14:00 | 0.53948 | 0.25043 | 488251
2016-07-31 15:00 | 0.67014 | 0.24027 | 521252
2016-07-31 16:00 | 0.71425 | 0.23091 | 552152
2016-07-31 17:00 | 0.72258 | 0.23936 | 577859
2016-07-31 18:00 | 0.70443 | 0.25966 | 598135
2016-07-31 19:00 | 0.68238 | 0.28345 | 611955
2016-07-31 20:00 | 0.65856 | 0.30274 | 621525
2016-07-31 21:00 | 0.62375 | 0.32034 | 625838
2016-07-31 22:00 | 0.57455 | 0.34373 | 622856
2016-07-31 23:00 | 0.4952 | 0.3943 | 612704
2016-08-01 | 0.363 | 0.49835 | 600594
2016-08-01 01:00 | 0.1693 | 0.67692 | 586283
2016-08-01 02:00 | 0.0091852 | 0.75132 | 562283
2016-08-01 03:00 | 0 | 0.7084 | 529962
2016-08-01 04:00 | 0 | 0.64537 | 496993
2016-08-01 05:00 | 0 | 0.59348 | 468458
2016-08-01 06:00 | 0 | 0.54835 | 446164
2016-08-01 07:00 | 0 | 0.50651 | 430203
2016-08-01 08:00 | 0 | 0.47762 | 423452
2016-08-01 09:00 | 0 | 0.44246 | 426831
2016-08-01 10:00 | 0 | 0.41885 | 441975
2016-08-01 11:00 | 0 | 0.38073 | 460070
2016-08-01 12:00 | 0.052305 | 0.27053 | 483963
2016-08-01 13:00 | 0.3042 | 0.27789 | 514411
2016-08-01 14:00 | 0.53944 | 0.32309 | 548025
2016-08-01 15:00 | 0.65642 | 0.31588 | 581008
2016-08-01 16:00 | 0.71076 | 0.299 | 609100
2016-08-01 17:00 | 0.72584 | 0.29745 | 633495
2016-08-01 18:00 | 0.71825 | 0.30394 | 652822
2016-08-01 19:00 | 0.69983 | 0.30915 | 666006
2016-08-01 20:00 | 0.67798 | 0.31021 | 674610
2016-08-01 21:00 | 0.64316 | 0.30067 | 677045
2016-08-01 22:00 | 0.59272 | 0.28807 | 670787
2016-08-01 23:00 | 0.50427 | 0.2895 | 657844
2016-08-02 | 0.36509 | 0.34786 | 641335
2016-08-02 01:00 | 0.1716 | 0.49155 | 622717
2016-08-02 02:00 | 0.0080411 | 0.55757 | 592757
2016-08-02 03:00 | 0 | 0.55212 | 554537
2016-08-02 04:00 | 0 | 0.5127 | 516692
2016-08-02 05:00 | 0 | 0.4696 | 485217
2016-08-02 06:00 | 0 | 0.43494 | 459636
2016-08-02 07:00 | 0 | 0.41775 | 441125
2016-08-02 08:00 | 0 | 0.40723 | 432409
2016-08-02 09:00 | 0 | 0.37175 | 435990
2016-08-02 10:00 | 0 | 0.32705 | 451272
2016-08-02 11:00 | 0 | 0.27915 | 468913
2016-08-02 12:00 | 0.048246 | 0.16093 | 489949
2016-08-02 13:00 | 0.32003 | 0.12054 | 517096
2016-08-02 14:00 | 0.55232 | 0.12968 | 549361
2016-08-02 15:00 | 0.67168 | 0.11591 | 581580
2016-08-02 16:00 | 0.71549 | 0.091279 | 609773
2016-08-02 17:00 | 0.71817 | 0.079614 | 634098
2016-08-02 18:00 | 0.70055 | 0.077201 | 653280
2016-08-02 19:00 | 0.67166 | 0.081205 | 663366
2016-08-02 20:00 | 0.63982 | 0.090119 | 670381
2016-08-02 21:00 | 0.60078 | 0.10029 | 672154
2016-08-02 22:00 | 0.54948 | 0.11452 | 666562
2016-08-02 23:00 | 0.47508 | 0.14176 | 652378
2016-08-03 | 0.35329 | 0.19993 | 635814
2016-08-03 01:00 | 0.17449 | 0.35508 | 617329
2016-08-03 02:00 | 0.0079898 | 0.45115 | 587534
2016-08-03 03:00 | 0 | 0.46716 | 548730
2016-08-03 04:00 | 0 | 0.45272 | 512360
2016-08-03 05:00 | 0 | 0.43424 | 481561
2016-08-03 06:00 | 0 | 0.42133 | 456311
2016-08-03 07:00 | 0 | 0.40223 | 438423
2016-08-03 08:00 | 0 | 0.38369 | 429382
2016-08-03 09:00 | 0 | 0.36123 | 432012
2016-08-03 10:00 | 0 | 0.34406 | 446890
2016-08-03 11:00 | 0 | 0.33245 | 465284
2016-08-03 12:00 | 0.039294 | 0.23303 | 486959
2016-08-03 13:00 | 0.27726 | 0.22091 | 514567
2016-08-03 14:00 | 0.4906 | 0.27535 | 547136
2016-08-03 15:00 | 0.62632 | 0.31093 | 580434
2016-08-03 16:00 | 0.68886 | 0.33027 | 610440
2016-08-03 17:00 | 0.6969 | 0.34831 | 636024
2016-08-03 18:00 | 0.68356 | 0.36885 | 656420
2016-08-03 19:00 | 0.66007 | 0.38959 | 671477
2016-08-03 20:00 | 0.63215 | 0.41221 | 681036
2016-08-03 21:00 | 0.5959 | 0.43746 | 683380
2016-08-03 22:00 | 0.54986 | 0.46561 | 677806
2016-08-03 23:00 | 0.46279 | 0.49659 | 663640
2016-08-04 | 0.33248 | 0.5591 | 647265
2016-08-04 01:00 | 0.1552 | 0.70639 | 629193
2016-08-04 02:00 | 0.0075409 | 0.76329 | 597187
2016-08-04 03:00 | 0 | 0.74326 | 558357
2016-08-04 04:00 | 0 | 0.70294 | 521327
2016-08-04 05:00 | 0 | 0.66733 | 490549
2016-08-04 06:00 | 0 | 0.64215 | 462055
2016-08-04 07:00 | 0 | 0.61386 | 443032
2016-08-04 08:00 | 0 | 0.58574 | 433845
2016-08-04 09:00 | 0 | 0.55141 | 436996
2016-08-04 10:00 | 0 | 0.52779 | 452952
2016-08-04 11:00 | 0 | 0.49543 | 471032
2016-08-04 12:00 | 0.0423 | 0.38467 | 492757
2016-08-04 13:00 | 0.2758 | 0.40985 | 520777
2016-08-04 14:00 | 0.49975 | 0.46025 | 554967
2016-08-04 15:00 | 0.63117 | 0.44021 | 588187
2016-08-04 16:00 | 0.69771 | 0.41033 | 616495
2016-08-04 17:00 | 0.71181 | 0.392 | 640288
2016-08-04 18:00 | 0.69942 | 0.38077 | 658458
2016-08-04 19:00 | 0.6772 | 0.37279 | 670155
2016-08-04 20:00 | 0.65478 | 0.36342 | 676999
2016-08-04 21:00 | 0.62096 | 0.35518 | 678514
2016-08-04 22:00 | 0.56864 | 0.34563 | 672659
2016-08-04 23:00 | 0.47462 | 0.33134 | 657579
2016-08-05 | 0.3326 | 0.33217 | 641092
2016-08-05 01:00 | 0.14075 | 0.43159 | 623479
2016-08-05 02:00 | 0.0068187 | 0.49068 | 592327
2016-08-05 03:00 | 0 | 0.49867 | 554932
2016-08-05 04:00 | 0 | 0.481 | 518997
2016-08-05 05:00 | 0 | 0.44732 | 487155
2016-08-05 06:00 | 0 | 0.41098 | 461710
2016-08-05 07:00 | 0 | 0.37683 | 444178
2016-08-05 08:00 | 0 | 0.35179 | 434777
2016-08-05 09:00 | 0 | 0.30421 | 437450
2016-08-05 10:00 | 0 | 0.2569 | 450978
2016-08-05 11:00 | 0 | 0.21462 | 467665
2016-08-05 12:00 | 0.044431 | 0.1345 | 489571
2016-08-05 13:00 | 0.28068 | 0.11576 | 517694
2016-08-05 14:00 | 0.52047 | 0.12329 | 548878
2016-08-05 15:00 | 0.6472 | 0.11236 | 579384
2016-08-05 16:00 | 0.69914 | 0.1063 | 605984
2016-08-05 17:00 | 0.70562 | 0.1077 | 629230
2016-08-05 18:00 | 0.68986 | 0.11288 | 646679
2016-08-05 19:00 | 0.66901 | 0.12052 | 657913
2016-08-05 20:00 | 0.64707 | 0.12799 | 662883
2016-08-05 21:00 | 0.61259 | 0.13602 | 661113
2016-08-05 22:00 | 0.56212 | 0.14452 | 651147
2016-08-05 23:00 | 0.47918 | 0.15636 | 634076
2016-08-06 | 0.34817 | 0.19541 | 616767
2016-08-06 01:00 | 0.15655 | 0.31952 | 600353
2016-08-06 02:00 | 0.0057006 | 0.41072 | 573118
2016-08-06 03:00 | 0 | 0.41525 | 539577
2016-08-06 04:00 | 0 | 0.40147 | 506865
2016-08-06 05:00 | 0 | 0.38139 | 477499
2016-08-06 06:00 | 0 | 0.36412 | 453173
2016-08-06 07:00 | 0 | 0.34578 | 435218
2016-08-06 08:00 | 0 | 0.33087 | 423260
2016-08-06 09:00 | 0 | 0.30011 | 418988
2016-08-06 10:00 | 0 | 0.26909 | 419093
2016-08-06 11:00 | 0 | 0.23907 | 424830
2016-08-06 12:00 | 0.030881 | 0.14229 | 443533
2016-08-06 13:00 | 0.30731 | 0.11999 | 472726
2016-08-06 14:00 | 0.55915 | 0.13927 | 507408
2016-08-06 15:00 | 0.67469 | 0.13312 | 541235
2016-08-06 16:00 | 0.72234 | 0.12522 | 569814
2016-08-06 17:00 | 0.72882 | 0.12089 | 592151
2016-08-06 18:00 | 0.71374 | 0.12128 | 608053
2016-08-06 19:00 | 0.69193 | 0.12594 | 619282
2016-08-06 20:00 | 0.6761 | 0.13426 | 626743
2016-08-06 21:00 | 0.65035 | 0.14706 | 629027
2016-08-06 22:00 | 0.61185 | 0.16425 | 623131
2016-08-06 23:00 | 0.53569 | 0.19197 | 609762
2016-08-07 | 0.39696 | 0.25262 | 594637
2016-08-07 01:00 | 0.18537 | 0.38624 | 579373
2016-08-07 02:00 | 0.0048807 | 0.46359 | 551628
2016-08-07 03:00 | 0 | 0.46296 | 518395
2016-08-07 04:00 | 0 | 0.43908 | 487018
2016-08-07 05:00 | 0 | 0.41453 | 460336
2016-08-07 06:00 | 0 | 0.38955 | 436438
2016-08-07 07:00 | 0 | 0.36697 | 418176
2016-08-07 08:00 | 0 | 0.34972 | 405109
2016-08-07 09:00 | 0 | 0.31171 | 398654
2016-08-07 10:00 | 0 | 0.27456 | 396437
2016-08-07 11:00 | 0 | 0.24518 | 400201
2016-08-07 12:00 | 0.026118 | 0.14606 | 417446
2016-08-07 13:00 | 0.33043 | 0.11469 | 445771
2016-08-07 14:00 | 0.61631 | 0.13864 | 476693
2016-08-07 15:00 | 0.72553 | 0.13048 | 508737
2016-08-07 16:00 | 0.77595 | 0.12278 | 537718
2016-08-07 17:00 | 0.77911 | 0.11556 | 561896
2016-08-07 18:00 | 0.7617 | 0.10723 | 580214
2016-08-07 19:00 | 0.74132 | 0.10183 | 594523
2016-08-07 20:00 | 0.72317 | 0.10213 | 604471
2016-08-07 21:00 | 0.70085 | 0.1124 | 610725
2016-08-07 22:00 | 0.66368 | 0.13395 | 609226
2016-08-07 23:00 | 0.57784 | 0.17137 | 598850
2016-08-08 | 0.42484 | 0.24702 | 586835
2016-08-08 01:00 | 0.19436 | 0.40451 | 573941
2016-08-08 02:00 | 0.0054181 | 0.48618 | 547508
2016-08-08 03:00 | 0 | 0.487 | 514602
2016-08-08 04:00 | 0 | 0.46723 | 484360
2016-08-08 05:00 | 0 | 0.44199 | 456614
2016-08-08 06:00 | 0 | 0.40577 | 434810
2016-08-08 07:00 | 0 | 0.37384 | 420049
2016-08-08 08:00 | 0 | 0.35001 | 413608
2016-08-08 09:00 | 0 | 0.3227 | 418611
2016-08-08 10:00 | 0 | 0.3085 | 433554
2016-08-08 11:00 | 0 | 0.30067 | 451396
2016-08-08 12:00 | 0.021898 | 0.2089 | 472744
2016-08-08 13:00 | 0.32077 | 0.20613 | 500555
2016-08-08 14:00 | 0.60304 | 0.28307 | 530957
2016-08-08 15:00 | 0.72266 | 0.2796 | 562651
2016-08-08 16:00 | 0.77921 | 0.26186 | 588832
2016-08-08 17:00 | 0.78282 | 0.24968 | 610947
2016-08-08 18:00 | 0.77012 | 0.24361 | 628214
2016-08-08 19:00 | 0.75604 | 0.24013 | 640296
2016-08-08 20:00 | 0.75031 | 0.23666 | 648566
2016-08-08 21:00 | 0.73576 | 0.23302 | 651755
2016-08-08 22:00 | 0.70293 | 0.23056 | 647720
2016-08-08 23:00 | 0.62164 | 0.23312 | 635421
2016-08-09 | 0.46999 | 0.27498 | 621949
2016-08-09 01:00 | 0.20156 | 0.43935 | 604820
2016-08-09 02:00 | 0.0042747 | 0.5178 | 573048
2016-08-09 03:00 | 0 | 0.49956 | 534744
2016-08-09 04:00 | 0 | 0.46207 | 500652
2016-08-09 05:00 | 0 | 0.43329 | 471436
2016-08-09 06:00 | 0 | 0.40736 | 448168
2016-08-09 07:00 | 0 | 0.38365 | 431015
2016-08-09 08:00 | 0 | 0.36285 | 423605
2016-08-09 09:00 | 0 | 0.33878 | 428396
2016-08-09 10:00 | 0 | 0.30776 | 445945
2016-08-09 11:00 | 0 | 0.27217 | 464137
2016-08-09 12:00 | 0.022785 | 0.15898 | 484561
2016-08-09 13:00 | 0.29108 | 0.10924 | 510825
2016-08-09 14:00 | 0.56184 | 0.10857 | 544130
2016-08-09 15:00 | 0.6824 | 0.10797 | 576327
2016-08-09 16:00 | 0.72681 | 0.10654 | 604939
2016-08-09 17:00 | 0.74396 | 0.11496 | 630306
2016-08-09 18:00 | 0.74255 | 0.13034 | 650268
2016-08-09 19:00 | 0.73141 | 0.15151 | 662438
2016-08-09 20:00 | 0.71932 | 0.17909 | 669236
2016-08-09 21:00 | 0.6956 | 0.21292 | 670932
2016-08-09 22:00 | 0.65384 | 0.257 | 664467
2016-08-09 23:00 | 0.55897 | 0.32428 | 651555
2016-08-10 | 0.41495 | 0.41082 | 638816
2016-08-10 01:00 | 0.19205 | 0.55031 | 622333
2016-08-10 02:00 | 0.0040341 | 0.60296 | 593236
2016-08-10 03:00 | 0 | 0.59299 | 555718
2016-08-10 04:00 | 0 | 0.57594 | 522030
2016-08-10 05:00 | 0 | 0.56092 | 491580
2016-08-10 06:00 | 0 | 0.53996 | 466906
2016-08-10 07:00 | 0 | 0.51022 | 449880
2016-08-10 08:00 | 0 | 0.47646 | 442094
2016-08-10 09:00 | 0 | 0.43962 | 446610
2016-08-10 10:00 | 0 | 0.4016 | 463323
2016-08-10 11:00 | 0 | 0.3741 | 482624
2016-08-10 12:00 | 0.024794 | 0.26147 | 504305
2016-08-10 13:00 | 0.27918 | 0.22074 | 532360
2016-08-10 14:00 | 0.55163 | 0.26815 | 566502
2016-08-10 15:00 | 0.688 | 0.28093 | 600882
2016-08-10 16:00 | 0.75309 | 0.28994 | 630175
2016-08-10 17:00 | 0.75894 | 0.31524 | 654319
2016-08-10 18:00 | 0.73997 | 0.34434 | 672363
2016-08-10 19:00 | 0.71283 | 0.3725 | 683463
2016-08-10 20:00 | 0.68428 | 0.39714 | 692115
2016-08-10 21:00 | 0.64705 | 0.41517 | 694043
2016-08-10 22:00 | 0.59519 | 0.42851 | 689634
2016-08-10 23:00 | 0.5041 | 0.44347 | 676888
2016-08-11 | 0.37368 | 0.50485 | 663518
2016-08-11 01:00 | 0.18008 | 0.61283 | 645779
2016-08-11 02:00 | 0.0058516 | 0.62546 | 613591
2016-08-11 03:00 | 0 | 0.58083 | 574880
2016-08-11 04:00 | 0 | 0.5373 | 539161
2016-08-11 05:00 | 0 | 0.49951 | 506885
2016-08-11 06:00 | 0 | 0.45356 | 480926
2016-08-11 07:00 | 0 | 0.4155 | 463267
2016-08-11 08:00 | 0 | 0.39012 | 454853
2016-08-11 09:00 | 0 | 0.36365 | 459811
2016-08-11 10:00 | 0 | 0.34228 | 477411
2016-08-11 11:00 | 0 | 0.33229 | 496658
2016-08-11 12:00 | 0.02335 | 0.24601 | 520056
2016-08-11 13:00 | 0.28151 | 0.23649 | 548905
2016-08-11 14:00 | 0.52539 | 0.31122 | 584554
2016-08-11 15:00 | 0.6612 | 0.31284 | 620926
2016-08-11 16:00 | 0.72903 | 0.28386 | 650476
2016-08-11 17:00 | 0.74392 | 0.26102 | 672839
2016-08-11 18:00 | 0.73958 | 0.24661 | 691270
2016-08-11 19:00 | 0.73014 | 0.23539 | 704348
2016-08-11 20:00 | 0.72422 | 0.22344 | 711228
2016-08-11 21:00 | 0.71145 | 0.21317 | 712067
2016-08-11 22:00 | 0.67675 | 0.20183 | 705532
2016-08-11 23:00 | 0.58503 | 0.1956 | 693311
2016-08-12 | 0.44402 | 0.23111 | 679786
2016-08-12 01:00 | 0.20224 | 0.32528 | 661145
2016-08-12 02:00 | 0.0027509 | 0.36693 | 627372
2016-08-12 03:00 | 0 | 0.35162 | 587829
2016-08-12 04:00 | 0 | 0.31811 | 552138
2016-08-12 05:00 | 0 | 0.29515 | 518806
2016-08-12 06:00 | 0 | 0.27977 | 491927
2016-08-12 07:00 | 0 | 0.27714 | 472808
2016-08-12 08:00 | 0 | 0.2828 | 463193
2016-08-12 09:00 | 0 | 0.28469 | 466210
2016-08-12 10:00 | 0 | 0.29585 | 482275
2016-08-12 11:00 | 0 | 0.30371 | 501898
2016-08-12 12:00 | 0.028933 | 0.22353 | 523776
2016-08-12 13:00 | 0.37921 | 0.19962 | 552524
2016-08-12 14:00 | 0.59224 | 0.25395 | 585241
2016-08-12 15:00 | 0.73469 | 0.27089 | 618102
2016-08-12 16:00 | 0.7923 | 0.2606 | 645060
2016-08-12 17:00 | 0.80032 | 0.2492 | 667185
2016-08-12 18:00 | 0.79017 | 0.24042 | 683130
2016-08-12 19:00 | 0.77736 | 0.23261 | 691605
2016-08-12 20:00 | 0.76952 | 0.2257 | 693676
2016-08-12 21:00 | 0.75359 | 0.21638 | 691677
2016-08-12 22:00 | 0.71723 | 0.20809 | 681134
2016-08-12 23:00 | 0.61886 | 0.19706 | 662811
2016-08-13 | 0.46548 | 0.20049 | 647312
2016-08-13 01:00 | 0.17651 | 0.27263 | 628394
2016-08-13 02:00 | 0.002373 | 0.2989 | 598858
2016-08-13 03:00 | 0 | 0.30331 | 564410
2016-08-13 04:00 | 0 | 0.30004 | 530967
2016-08-13 05:00 | 0 | 0.29046 | 500597
2016-08-13 06:00 | 0 | 0.28152 | 474944
2016-08-13 07:00 | 0 | 0.27698 | 456605
2016-08-13 08:00 | 0 | 0.28205 | 444618
2016-08-13 09:00 | 0 | 0.28896 | 439691
2016-08-13 10:00 | 0 | 0.30272 | 440900
2016-08-13 11:00 | 0 | 0.31125 | 448811
2016-08-13 12:00 | 0.022261 | 0.18212 | 469762
2016-08-13 13:00 | 0.30415 | 0.1216 | 498958
2016-08-13 14:00 | 0.55874 | 0.18752 | 531719
2016-08-13 15:00 | 0.68077 | 0.2099 | 563517
2016-08-13 16:00 | 0.74825 | 0.21066 | 590577
2016-08-13 17:00 | 0.75538 | 0.20785 | 610030
2016-08-13 18:00 | 0.74625 | 0.20711 | 625920
2016-08-13 19:00 | 0.73706 | 0.20459 | 637776
2016-08-13 20:00 | 0.73421 | 0.20122 | 645466
2016-08-13 21:00 | 0.72411 | 0.20259 | 647940
2016-08-13 22:00 | 0.69047 | 0.20325 | 643110
2016-08-13 23:00 | 0.60151 | 0.20121 | 628592
2016-08-14 | 0.45096 | 0.22888 | 615613
2016-08-14 01:00 | 0.17477 | 0.32009 | 598889
2016-08-14 02:00 | 0.0019266 | 0.34414 | 570370
2016-08-14 03:00 | 0 | 0.33093 | 539040
2016-08-14 04:00 | 0 | 0.30257 | 506573
2016-08-14 05:00 | 0 | 0.2715 | 479368
2016-08-14 06:00 | 0 | 0.2522 | 454836
2016-08-14 07:00 | 0 | 0.2461 | 436168
2016-08-14 08:00 | 0 | 0.25239 | 423088
2016-08-14 09:00 | 0 | 0.25556 | 416755
2016-08-14 10:00 | 0 | 0.25926 | 413239
2016-08-14 11:00 | 0 | 0.26696 | 417707
2016-08-14 12:00 | 0.013324 | 0.18342 | 437681
2016-08-14 13:00 | 0.28149 | 0.081057 | 467631
2016-08-14 14:00 | 0.55697 | 0.10216 | 499596
2016-08-14 15:00 | 0.71097 | 0.12194 | 530843
2016-08-14 16:00 | 0.7797 | 0.12414 | 558890
2016-08-14 17:00 | 0.78958 | 0.12283 | 580961
2016-08-14 18:00 | 0.78177 | 0.12021 | 597919
2016-08-14 19:00 | 0.77136 | 0.11683 | 610934
2016-08-14 20:00 | 0.76805 | 0.11476 | 620918
2016-08-14 21:00 | 0.75908 | 0.11951 | 627236
2016-08-14 22:00 | 0.73106 | 0.13593 | 625583
2016-08-14 23:00 | 0.63973 | 0.17503 | 616316
2016-08-15 | 0.49244 | 0.26448 | 607623
2016-08-15 01:00 | 0.16875 | 0.41268 | 594043
2016-08-15 02:00 | 0.001872 | 0.4791 | 565864
2016-08-15 03:00 | 0 | 0.48517 | 531803
2016-08-15 04:00 | 0 | 0.45914 | 498640
2016-08-15 05:00 | 0 | 0.41846 | 471763
2016-08-15 06:00 | 0 | 0.36793 | 448691
2016-08-15 07:00 | 0 | 0.32262 | 433241
2016-08-15 08:00 | 0 | 0.29669 | 426487
2016-08-15 09:00 | 0 | 0.27569 | 430827
2016-08-15 10:00 | 0 | 0.25622 | 448712
2016-08-15 11:00 | 0 | 0.24651 | 470395
2016-08-15 12:00 | 0.012353 | 0.16435 | 491924
2016-08-15 13:00 | 0.30937 | 0.069014 | 518273
2016-08-15 14:00 | 0.59267 | 0.088494 | 549237
2016-08-15 15:00 | 0.72274 | 0.10299 | 578771
2016-08-15 16:00 | 0.79137 | 0.099849 | 603983
2016-08-15 17:00 | 0.79541 | 0.096078 | 625189
2016-08-15 18:00 | 0.78899 | 0.094523 | 639774
2016-08-15 19:00 | 0.78027 | 0.090157 | 650054
2016-08-15 20:00 | 0.77944 | 0.085994 | 657927
2016-08-15 21:00 | 0.77271 | 0.083351 | 659978
2016-08-15 22:00 | 0.73597 | 0.08577 | 653805
2016-08-15 23:00 | 0.65013 | 0.10347 | 641039
2016-08-16 | 0.44945 | 0.18408 | 631686
2016-08-16 01:00 | 0.14935 | 0.37549 | 615028
2016-08-16 02:00 | 0.0013284 | 0.45391 | 582698
2016-08-16 03:00 | 0 | 0.44857 | 545197
2016-08-16 04:00 | 0 | 0.41433 | 509549
2016-08-16 05:00 | 0 | 0.37218 | 478492
2016-08-16 06:00 | 0 | 0.33314 | 454127
2016-08-16 07:00 | 0 | 0.30325 | 437248
2016-08-16 08:00 | 0 | 0.28845 | 429944
2016-08-16 09:00 | 0 | 0.26867 | 434927
2016-08-16 10:00 | 0 | 0.24874 | 453229
2016-08-16 11:00 | 0 | 0.22963 | 473966
2016-08-16 12:00 | 0.0092355 | 0.14056 | 495516
2016-08-16 13:00 | 0.28331 | 0.051648 | 521078
2016-08-16 14:00 | 0.57119 | 0.056231 | 551975
2016-08-16 15:00 | 0.70787 | 0.060625 | 581844
2016-08-16 16:00 | 0.78072 | 0.053736 | 607904
2016-08-16 17:00 | 0.78906 | 0.053604 | 629406
2016-08-16 18:00 | 0.78463 | 0.05687 | 645681
2016-08-16 19:00 | 0.77302 | 0.062372 | 655792
2016-08-16 20:00 | 0.76603 | 0.066764 | 662781
2016-08-16 21:00 | 0.74996 | 0.069338 | 666103
2016-08-16 22:00 | 0.71012 | 0.072832 | 660448
2016-08-16 23:00 | 0.60708 | 0.084518 | 649221
2016-08-17 | 0.44795 | 0.15009 | 639748
2016-08-17 01:00 | 0.15171 | 0.32549 | 622478
2016-08-17 02:00 | 0.0010527 | 0.45808 | 589902
2016-08-17 03:00 | 0 | 0.50813 | 551696
2016-08-17 04:00 | 0 | 0.5059 | 516398
2016-08-17 05:00 | 0 | 0.48228 | 486058
2016-08-17 06:00 | 0 | 0.44557 | 460748
2016-08-17 07:00 | 0 | 0.40621 | 442708
2016-08-17 08:00 | 0 | 0.37314 | 435260
2016-08-17 09:00 | 0 | 0.34232 | 439205
2016-08-17 10:00 | 0 | 0.31243 | 458406
2016-08-17 11:00 | 0 | 0.28656 | 480095
2016-08-17 12:00 | 0.012567 | 0.19383 | 498402
2016-08-17 13:00 | 0.26067 | 0.073587 | 521282
2016-08-17 14:00 | 0.55729 | 0.071133 | 549024
2016-08-17 15:00 | 0.68897 | 0.09353 | 576883
2016-08-17 16:00 | 0.7567 | 0.087068 | 602481
2016-08-17 17:00 | 0.76117 | 0.081991 | 624699
2016-08-17 18:00 | 0.74929 | 0.082665 | 642586
2016-08-17 19:00 | 0.73194 | 0.087826 | 655492
2016-08-17 20:00 | 0.71499 | 0.095316 | 665307
2016-08-17 21:00 | 0.6887 | 0.10494 | 668430
2016-08-17 22:00 | 0.64275 | 0.12331 | 661194
2016-08-17 23:00 | 0.55131 | 0.16434 | 646276
2016-08-18 | 0.39303 | 0.28131 | 634017
2016-08-18 01:00 | 0.13733 | 0.49705 | 614945
2016-08-18 02:00 | 0.00087392 | 0.59306 | 582294
2016-08-18 03:00 | 0 | 0.59951 | 543538
2016-08-18 04:00 | 0 | 0.5683 | 507707
2016-08-18 05:00 | 0 | 0.52202 | 476687
2016-08-18 06:00 | 0 | 0.47123 | 452939
2016-08-18 07:00 | 0 | 0.42708 | 435719
2016-08-18 08:00 | 0 | 0.39466 | 427768
2016-08-18 09:00 | 0 | 0.36329 | 433040
2016-08-18 10:00 | 0 | 0.33661 | 452116
2016-08-18 11:00 | 0 | 0.31639 | 472052
2016-08-18 12:00 | 0.011263 | 0.21381 | 491223
2016-08-18 13:00 | 0.21073 | 0.12739 | 514763
2016-08-18 14:00 | 0.5107 | 0.14382 | 543408
2016-08-18 15:00 | 0.6546 | 0.19398 | 573296
2016-08-18 16:00 | 0.71729 | 0.21998 | 600194
2016-08-18 17:00 | 0.7186 | 0.2405 | 623965
2016-08-18 18:00 | 0.705 | 0.25574 | 642152
2016-08-18 19:00 | 0.68509 | 0.26202 | 654155
2016-08-18 20:00 | 0.66528 | 0.26493 | 661159
2016-08-18 21:00 | 0.63851 | 0.2712 | 661487
2016-08-18 22:00 | 0.59625 | 0.28502 | 652540
2016-08-18 23:00 | 0.51321 | 0.31179 | 637120
2016-08-19 | 0.36767 | 0.37656 | 625313
2016-08-19 01:00 | 0.1255 | 0.48303 | 608471
2016-08-19 02:00 | 0.0008235 | 0.48442 | 577238
2016-08-19 03:00 | 0 | 0.45453 | 539195
2016-08-19 04:00 | 0 | 0.42122 | 504080
2016-08-19 05:00 | 0 | 0.384 | 473150
2016-08-19 06:00 | 0 | 0.34943 | 449103
2016-08-19 07:00 | 0 | 0.3191 | 431993
2016-08-19 08:00 | 0 | 0.2974 | 424279
2016-08-19 09:00 | 0 | 0.26884 | 428643
2016-08-19 10:00 | 0 | 0.25134 | 445811
2016-08-19 11:00 | 0 | 0.23997 | 465515
2016-08-19 12:00 | 0.005565 | 0.17183 | 485714
2016-08-19 13:00 | 0.21476 | 0.14747 | 509916
2016-08-19 14:00 | 0.51358 | 0.17063 | 539855
2016-08-19 15:00 | 0.6533 | 0.17149 | 568155
2016-08-19 16:00 | 0.71484 | 0.1638 | 593314
2016-08-19 17:00 | 0.72651 | 0.16043 | 615385
2016-08-19 18:00 | 0.71734 | 0.16482 | 632255
2016-08-19 19:00 | 0.69989 | 0.17465 | 642342
2016-08-19 20:00 | 0.68646 | 0.1921 | 647445
2016-08-19 21:00 | 0.65971 | 0.2164 | 645344
2016-08-19 22:00 | 0.61422 | 0.24302 | 633038
2016-08-19 23:00 | 0.52645 | 0.27205 | 613220
2016-08-20 | 0.38007 | 0.31468 | 598060
2016-08-20 01:00 | 0.12132 | 0.37498 | 580612
2016-08-20 02:00 | 0.00057373 | 0.39779 | 551582
2016-08-20 03:00 | 0 | 0.38812 | 517337
2016-08-20 04:00 | 0 | 0.37029 | 484281
2016-08-20 05:00 | 0 | 0.36571 | 457219
2016-08-20 06:00 | 0 | 0.37016 | 434967
2016-08-20 07:00 | 0 | 0.38258 | 418235
2016-08-20 08:00 | 0 | 0.40526 | 407918
2016-08-20 09:00 | 0 | 0.4167 | 404022
2016-08-20 10:00 | 0 | 0.42236 | 406349
2016-08-20 11:00 | 0 | 0.41697 | 414084
2016-08-20 12:00 | 0.0048235 | 0.36811 | 434124
2016-08-20 13:00 | 0.22043 | 0.37851 | 461548
2016-08-20 14:00 | 0.51253 | 0.40751 | 491914
2016-08-20 15:00 | 0.68287 | 0.38884 | 520936
2016-08-20 16:00 | 0.74524 | 0.34559 | 543602
2016-08-20 17:00 | 0.75301 | 0.30832 | 560233
2016-08-20 18:00 | 0.74165 | 0.28288 | 572044
2016-08-20 19:00 | 0.72399 | 0.26816 | 580000
2016-08-20 20:00 | 0.71042 | 0.25939 | 587024
2016-08-20 21:00 | 0.68525 | 0.25146 | 589548
2016-08-20 22:00 | 0.64615 | 0.23869 | 583463
2016-08-20 23:00 | 0.55224 | 0.2153 | 570525
2016-08-21 | 0.39487 | 0.21739 | 560708
2016-08-21 01:00 | 0.12058 | 0.28206 | 546320
2016-08-21 02:00 | 0.00045065 | 0.28246 | 522016
2016-08-21 03:00 | 0 | 0.27102 | 492804
2016-08-21 04:00 | 0 | 0.26523 | 463664
2016-08-21 05:00 | 0 | 0.27143 | 439723
2016-08-21 06:00 | 0 | 0.29207 | 419299
2016-08-21 07:00 | 0 | 0.32059 | 403933
2016-08-21 08:00 | 0 | 0.35417 | 393719
2016-08-21 09:00 | 0 | 0.35968 | 388523
2016-08-21 10:00 | 0 | 0.36264 | 389420
2016-08-21 11:00 | 0 | 0.37141 | 393384
2016-08-21 12:00 | 0.0057517 | 0.29295 | 409119
2016-08-21 13:00 | 0.21642 | 0.11582 | 434233
2016-08-21 14:00 | 0.50111 | 0.10087 | 460036
2016-08-21 15:00 | 0.65985 | 0.12374 | 486552
2016-08-21 16:00 | 0.7245 | 0.13003 | 510928
2016-08-21 17:00 | 0.73089 | 0.13142 | 530086
2016-08-21 18:00 | 0.71727 | 0.13587 | 544479
2016-08-21 19:00 | 0.69366 | 0.1385 | 554802
2016-08-21 20:00 | 0.67056 | 0.13882 | 562710
2016-08-21 21:00 | 0.63575 | 0.14005 | 569215
2016-08-21 22:00 | 0.58863 | 0.14589 | 568881
2016-08-21 23:00 | 0.4868 | 0.16635 | 561221
2016-08-22 | 0.3314 | 0.28692 | 553368
2016-08-22 01:00 | 0.10468 | 0.50836 | 540660
2016-08-22 02:00 | 0.00030083 | 0.60944 | 513972
2016-08-22 03:00 | 0 | 0.66037 | 480482
2016-08-22 04:00 | 0 | 0.67995 | 450332
2016-08-22 05:00 | 0 | 0.68185 | 424764
2016-08-22 06:00 | 0 | 0.66956 | 405107
2016-08-22 07:00 | 0 | 0.65537 | 391802
2016-08-22 08:00 | 0 | 0.63987 | 386560
2016-08-22 09:00 | 0 | 0.60992 | 392538
2016-08-22 10:00 | 0 | 0.5833 | 411037
2016-08-22 11:00 | 0 | 0.56115 | 432991
2016-08-22 12:00 | 0.0041716 | 0.42068 | 452576
2016-08-22 13:00 | 0.18375 | 0.30854 | 476225
2016-08-22 14:00 | 0.42998 | 0.36692 | 502924
2016-08-22 15:00 | 0.56726 | 0.4156 | 527223
2016-08-22 16:00 | 0.63076 | 0.44653 | 548113
2016-08-22 17:00 | 0.64144 | 0.47295 | 567815
2016-08-22 18:00 | 0.63187 | 0.49328 | 584628
2016-08-22 19:00 | 0.61481 | 0.51186 | 597886
2016-08-22 20:00 | 0.59968 | 0.53016 | 606740
2016-08-22 21:00 | 0.57146 | 0.54744 | 610780
2016-08-22 22:00 | 0.52362 | 0.56393 | 605164
2016-08-22 23:00 | 0.43472 | 0.58351 | 590472
2016-08-23 | 0.29031 | 0.66768 | 578424
2016-08-23 01:00 | 0.078792 | 0.77064 | 561596
2016-08-23 02:00 | 0.00027031 | 0.79172 | 528809
2016-08-23 03:00 | 0 | 0.78834 | 492151
2016-08-23 04:00 | 0 | 0.77278 | 459051
2016-08-23 05:00 | 0 | 0.74906 | 431811
2016-08-23 06:00 | 0 | 0.72738 | 410817
2016-08-23 07:00 | 0 | 0.7164 | 396993
2016-08-23 08:00 | 0 | 0.71213 | 390746
2016-08-23 09:00 | 0 | 0.70078 | 397163
2016-08-23 10:00 | 0 | 0.68274 | 416794
2016-08-23 11:00 | 0 | 0.66108 | 437417
2016-08-23 12:00 | 0.0058434 | 0.57613 | 454648
2016-08-23 13:00 | 0.19091 | 0.48957 | 477293
2016-08-23 14:00 | 0.46838 | 0.65188 | 505355
2016-08-23 15:00 | 0.62111 | 0.70389 | 533055
2016-08-23 16:00 | 0.69978 | 0.71381 | 557774
2016-08-23 17:00 | 0.70799 | 0.72873 | 579989
2016-08-23 18:00 | 0.69882 | 0.7395 | 599625
2016-08-23 19:00 | 0.67758 | 0.74171 | 613462
2016-08-23 20:00 | 0.65422 | 0.73541 | 623291
2016-08-23 21:00 | 0.62124 | 0.71634 | 628108
2016-08-23 22:00 | 0.57461 | 0.68637 | 622384
2016-08-23 23:00 | 0.49133 | 0.67594 | 608385
2016-08-24 | 0.35592 | 0.70401 | 598766
2016-08-24 01:00 | 0.12161 | 0.78605 | 581939
2016-08-24 02:00 | 0.00018064 | 0.79012 | 548730
2016-08-24 03:00 | 0 | 0.76602 | 510750
2016-08-24 04:00 | 0 | 0.72337 | 477056
2016-08-24 05:00 | 0 | 0.68322 | 447879
2016-08-24 06:00 | 0 | 0.64663 | 425903
2016-08-24 07:00 | 0 | 0.62037 | 410647
2016-08-24 08:00 | 0 | 0.59591 | 403762
2016-08-24 09:00 | 0 | 0.56374 | 409712
2016-08-24 10:00 | 0 | 0.54099 | 428782
2016-08-24 11:00 | 0 | 0.51445 | 447986
2016-08-24 12:00 | 0.002651 | 0.40182 | 465480
2016-08-24 13:00 | 0.17495 | 0.3445 | 488202
2016-08-24 14:00 | 0.49969 | 0.41249 | 516237
2016-08-24 15:00 | 0.64902 | 0.43558 | 544552
2016-08-24 16:00 | 0.73625 | 0.43189 | 569357
2016-08-24 17:00 | 0.7462 | 0.42352 | 593181
2016-08-24 18:00 | 0.73551 | 0.41766 | 614042
2016-08-24 19:00 | 0.71702 | 0.40948 | 628911
2016-08-24 20:00 | 0.70307 | 0.39649 | 639660
2016-08-24 21:00 | 0.67625 | 0.37921 | 644653
2016-08-24 22:00 | 0.63399 | 0.36024 | 639097
2016-08-24 23:00 | 0.54331 | 0.34854 | 626278
2016-08-25 | 0.38736 | 0.38215 | 615389
2016-08-25 01:00 | 0.11753 | 0.44931 | 596882
2016-08-25 02:00 | 0.00014435 | 0.44392 | 563679
2016-08-25 03:00 | 0 | 0.42542 | 524938
2016-08-25 04:00 | 0 | 0.40783 | 489614
2016-08-25 05:00 | 0 | 0.38474 | 461217
2016-08-25 06:00 | 0 | 0.36616 | 437953
2016-08-25 07:00 | 0 | 0.35456 | 421820
2016-08-25 08:00 | 0 | 0.35169 | 415450
2016-08-25 09:00 | 0 | 0.33664 | 420070
2016-08-25 10:00 | 0 | 0.32175 | 439258
2016-08-25 11:00 | 0 | 0.30558 | 460850
2016-08-25 12:00 | 0.0014828 | 0.22825 | 479942
2016-08-25 13:00 | 0.19025 | 0.21003 | 504835
2016-08-25 14:00 | 0.50505 | 0.2257 | 535488
2016-08-25 15:00 | 0.66323 | 0.20138 | 565825
2016-08-25 16:00 | 0.73232 | 0.16639 | 594468
2016-08-25 17:00 | 0.73188 | 0.14131 | 620489
2016-08-25 18:00 | 0.72238 | 0.1255 | 639768
2016-08-25 19:00 | 0.70157 | 0.11461 | 652454
2016-08-25 20:00 | 0.67938 | 0.10615 | 659693
2016-08-25 21:00 | 0.64155 | 0.098582 | 660450
2016-08-25 22:00 | 0.58744 | 0.092967 | 651636
2016-08-25 23:00 | 0.48602 | 0.094251 | 636994
2016-08-26 | 0.33693 | 0.13664 | 625254
2016-08-26 01:00 | 0.11164 | 0.20275 | 606013
2016-08-26 02:00 | 0.00012143 | 0.23386 | 572344
2016-08-26 03:00 | 0 | 0.24303 | 533346
2016-08-26 04:00 | 0 | 0.24733 | 497549
2016-08-26 05:00 | 0 | 0.25384 | 467937
2016-08-26 06:00 | 0 | 0.26083 | 444734
2016-08-26 07:00 | 0 | 0.26509 | 428458
2016-08-26 08:00 | 0 | 0.26099 | 420866
2016-08-26 09:00 | 0 | 0.24152 | 425519
2016-08-26 10:00 | 0 | 0.22178 | 444728
2016-08-26 11:00 | 0 | 0.20676 | 466043
2016-08-26 12:00 | 0.00091518 | 0.13815 | 487524
2016-08-26 13:00 | 0.15143 | 0.054934 | 514353
2016-08-26 14:00 | 0.45747 | 0.063852 | 545261
2016-08-26 15:00 | 0.6085 | 0.079083 | 576723
2016-08-26 16:00 | 0.68776 | 0.081088 | 603840
2016-08-26 17:00 | 0.69877 | 0.079802 | 625441
2016-08-26 18:00 | 0.69527 | 0.080306 | 641847
2016-08-26 19:00 | 0.68315 | 0.083409 | 651451
2016-08-26 20:00 | 0.67757 | 0.088855 | 655480
2016-08-26 21:00 | 0.65818 | 0.091578 | 653550
2016-08-26 22:00 | 0.62565 | 0.092799 | 639815
2016-08-26 23:00 | 0.53257 | 0.10342 | 617267
2016-08-27 | 0.36912 | 0.16296 | 600923
2016-08-27 01:00 | 0.10772 | 0.29295 | 580016
2016-08-27 02:00 | 8.82e-05 | 0.34269 | 549444
2016-08-27 03:00 | 0 | 0.34466 | 516865
2016-08-27 04:00 | 0 | 0.32549 | 484549
2016-08-27 05:00 | 0 | 0.30134 | 455263
2016-08-27 06:00 | 0 | 0.28369 | 431590
2016-08-27 07:00 | 0 | 0.27119 | 414085
2016-08-27 08:00 | 0 | 0.2596 | 404444
2016-08-27 09:00 | 0 | 0.24432 | 400736
2016-08-27 10:00 | 0 | 0.22976 | 403135
2016-08-27 11:00 | 0 | 0.21675 | 411095
2016-08-27 12:00 | 0.0013379 | 0.17531 | 431558
2016-08-27 13:00 | 0.19779 | 0.094248 | 461423
2016-08-27 14:00 | 0.52467 | 0.080179 | 494132
2016-08-27 15:00 | 0.66568 | 0.083477 | 525588
2016-08-27 16:00 | 0.73359 | 0.082004 | 554105
2016-08-27 17:00 | 0.73622 | 0.081013 | 576251
2016-08-27 18:00 | 0.72366 | 0.084226 | 591311
2016-08-27 19:00 | 0.7078 | 0.090188 | 600803
2016-08-27 20:00 | 0.6966 | 0.094977 | 606858
2016-08-27 21:00 | 0.67443 | 0.096909 | 604271
2016-08-27 22:00 | 0.63086 | 0.10044 | 598870
2016-08-27 23:00 | 0.52953 | 0.1185 | 582528
2016-08-28 | 0.37143 | 0.21214 | 569917
2016-08-28 01:00 | 0.10772 | 0.39989 | 553360
2016-08-28 02:00 | 6.99e-05 | 0.50411 | 527742
2016-08-28 03:00 | 0 | 0.56779 | 498208
2016-08-28 04:00 | 0 | 0.5835 | 468879
2016-08-28 05:00 | 0 | 0.57876 | 442377
2016-08-28 06:00 | 0 | 0.56108 | 421597
2016-08-28 07:00 | 0 | 0.53709 | 406476
2016-08-28 08:00 | 0 | 0.50794 | 395549
2016-08-28 09:00 | 0 | 0.46967 | 390437
2016-08-28 10:00 | 0 | 0.43086 | 390275
2016-08-28 11:00 | 0 | 0.39412 | 394254
2016-08-28 12:00 | 0.001114 | 0.29666 | 413566
2016-08-28 13:00 | 0.16993 | 0.14677 | 444935
2016-08-28 14:00 | 0.51481 | 0.11337 | 478450
2016-08-28 15:00 | 0.70123 | 0.12905 | 511645
2016-08-28 16:00 | 0.74097 | 0.13346 | 544093
2016-08-28 17:00 | 0.73852 | 0.1429 | 570618
2016-08-28 18:00 | 0.7271 | 0.15782 | 591249
2016-08-28 19:00 | 0.70835 | 0.17169 | 604776
2016-08-28 20:00 | 0.69415 | 0.18176 | 615064
2016-08-28 21:00 | 0.66962 | 0.19337 | 618991
2016-08-28 22:00 | 0.63207 | 0.21031 | 613165
2016-08-28 23:00 | 0.54545 | 0.24449 | 600665
2016-08-29 | 0.39528 | 0.34037 | 591304
2016-08-29 01:00 | 0.10675 | 0.45827 | 573739
2016-08-29 02:00 | 5.59e-05 | 0.48791 | 542108
2016-08-29 03:00 | 0 | 0.46879 | 506758
2016-08-29 04:00 | 0 | 0.44464 | 473517
2016-08-29 05:00 | 0 | 0.41794 | 446810
2016-08-29 06:00 | 0 | 0.38593 | 426452
2016-08-29 07:00 | 0 | 0.34588 | 412154
2016-08-29 08:00 | 0 | 0.30888 | 407216
2016-08-29 09:00 | 0 | 0.26784 | 414170
2016-08-29 10:00 | 0 | 0.23722 | 436856
2016-08-29 11:00 | 0 | 0.21294 | 457948
2016-08-29 12:00 | 0.00035055 | 0.15933 | 478038
2016-08-29 13:00 | 0.11591 | 0.093916 | 505765
2016-08-29 14:00 | 0.4552 | 0.09843 | 537954
2016-08-29 15:00 | 0.64028 | 0.10148 | 569735
2016-08-29 16:00 | 0.68052 | 0.10179 | 599965
2016-08-29 17:00 | 0.68775 | 0.10087 | 625021
2016-08-29 18:00 | 0.68073 | 0.099487 | 643308
2016-08-29 19:00 | 0.66668 | 0.097022 | 654056
2016-08-29 20:00 | 0.65452 | 0.093777 | 659447
2016-08-29 21:00 | 0.63131 | 0.089649 | 660975
2016-08-29 22:00 | 0.5926 | 0.08957 | 653722
2016-08-29 23:00 | 0.50494 | 0.097512 | 638313
2016-08-30 | 0.34953 | 0.13695 | 627299
2016-08-30 01:00 | 0.087471 | 0.24224 | 604806
2016-08-30 02:00 | 3.78e-05 | 0.29957 | 566777
2016-08-30 03:00 | 0 | 0.30269 | 525022
2016-08-30 04:00 | 0 | 0.28566 | 488171
2016-08-30 05:00 | 0 | 0.2605 | 457494
2016-08-30 06:00 | 0 | 0.23564 | 433597
2016-08-30 07:00 | 0 | 0.21216 | 417950
2016-08-30 08:00 | 0 | 0.19368 | 410177
2016-08-30 09:00 | 0 | 0.18147 | 416385
2016-08-30 10:00 | 0 | 0.17555 | 437575
2016-08-30 11:00 | 0 | 0.17022 | 456389
2016-08-30 12:00 | 0.00053928 | 0.14054 | 474287
2016-08-30 13:00 | 0.13172 | 0.069301 | 498228
2016-08-30 14:00 | 0.46218 | 0.063872 | 528147
2016-08-30 15:00 | 0.64212 | 0.078612 | 558262
2016-08-30 16:00 | 0.68701 | 0.079106 | 585627
2016-08-30 17:00 | 0.69402 | 0.077045 | 610613
2016-08-30 18:00 | 0.68564 | 0.077924 | 629443
2016-08-30 19:00 | 0.67238 | 0.0816 | 642942
2016-08-30 20:00 | 0.66437 | 0.085914 | 651700
2016-08-30 21:00 | 0.6468 | 0.090645 | 654714
2016-08-30 22:00 | 0.61424 | 0.10067 | 646260
2016-08-30 23:00 | 0.52036 | 0.12602 | 631370
2016-08-31 | 0.35379 | 0.19801 | 620327
2016-08-31 01:00 | 0.084828 | 0.32277 | 599178
2016-08-31 02:00 | 2.16e-05 | 0.3719 | 562468
2016-08-31 03:00 | 0 | 0.36627 | 522581
2016-08-31 04:00 | 0 | 0.34445 | 487285
2016-08-31 05:00 | 0 | 0.31393 | 460254
2016-08-31 06:00 | 0 | 0.28812 | 436830
2016-08-31 07:00 | 0 | 0.2679 | 423222
2016-08-31 08:00 | 0 | 0.24853 | 416224
2016-08-31 09:00 | 0 | 0.23066 | 422535
2016-08-31 10:00 | 0 | 0.21796 | 442793
2016-08-31 11:00 | 0 | 0.21192 | 462873
2016-08-31 12:00 | 0.00039584 | 0.17745 | 481439
2016-08-31 13:00 | 0.13336 | 0.09154 | 503448
2016-08-31 14:00 | 0.46067 | 0.077274 | 531164
2016-08-31 15:00 | 0.66748 | 0.11177 | 558056
2016-08-31 16:00 | 0.71397 | 0.13861 | 583431
2016-08-31 17:00 | 0.71473 | 0.15446 | 606050
2016-08-31 18:00 | 0.70306 | 0.16454 | 622657
2016-08-31 19:00 | 0.68818 | 0.17267 | 632821
2016-08-31 20:00 | 0.67664 | 0.18262 | 640752
2016-08-31 21:00 | 0.65788 | 0.19286 | 640375
2016-08-31 22:00 | 0.61744 | 0.20399 | 631718
2016-08-31 23:00 | 0.52175 | 0.22835 | 619018
2016-09-01 | 0.3516 | 0.31722 | 609097
2016-09-01 01:00 | 0.084384 | 0.41979 | 588286
2016-09-01 02:00 | 2.92e-05 | 0.42808 | 555048
2016-09-01 03:00 | 0 | 0.41544 | 516859
2016-09-01 04:00 | 0 | 0.40646 | 482326
2016-09-01 05:00 | 0 | 0.38752 | 453317
2016-09-01 06:00 | 0 | 0.36493 | 431277
2016-09-01 07:00 | 0 | 0.35083 | 415650
2016-09-01 08:00 | 0 | 0.33842 | 408914
2016-09-01 09:00 | 0 | 0.32012 | 414048
2016-09-01 10:00 | 0 | 0.3103 | 435041
2016-09-01 11:00 | 0 | 0.30604 | 454300
2016-09-01 12:00 | 0.0005094 | 0.25121 | 469139
2016-09-01 13:00 | 0.15226 | 0.14592 | 490089
2016-09-01 14:00 | 0.49696 | 0.17423 | 514772
2016-09-01 15:00 | 0.65849 | 0.22207 | 538909
2016-09-01 16:00 | 0.71559 | 0.23451 | 559226
2016-09-01 17:00 | 0.70821 | 0.23584 | 577014
2016-09-01 18:00 | 0.69031 | 0.23851 | 588812
2016-09-01 19:00 | 0.66929 | 0.24393 | 595831
2016-09-01 20:00 | 0.65549 | 0.25295 | 599406
2016-09-01 21:00 | 0.63119 | 0.26995 | 599573
2016-09-01 22:00 | 0.58734 | 0.30074 | 590983
2016-09-01 23:00 | 0.49045 | 0.3475 | 579268
2016-09-02 | 0.32412 | 0.47134 | 570677
2016-09-02 01:00 | 0.084028 | 0.61715 | 555203
2016-09-02 02:00 | 2.26e-05 | 0.63021 | 524072
2016-09-02 03:00 | 0 | 0.60275 | 489864
2016-09-02 04:00 | 0 | 0.56072 | 458419
2016-09-02 05:00 | 0 | 0.52325 | 432694
2016-09-02 06:00 | 0 | 0.49734 | 411570
2016-09-02 07:00 | 0 | 0.47989 | 397043
2016-09-02 08:00 | 0 | 0.46549 | 390801
2016-09-02 09:00 | 0 | 0.44282 | 395237
2016-09-02 10:00 | 0 | 0.4255 | 411279
2016-09-02 11:00 | 0 | 0.4151 | 429471
2016-09-02 12:00 | 0.00042728 | 0.3484 | 443622
2016-09-02 13:00 | 0.1337 | 0.30817 | 461899
2016-09-02 14:00 | 0.50201 | 0.37917 | 482422
2016-09-02 15:00 | 0.66406 | 0.39159 | 500856
2016-09-02 16:00 | 0.74447 | 0.38336 | 516563
2016-09-02 17:00 | 0.7379 | 0.37678 | 531791
2016-09-02 18:00 | 0.71512 | 0.37269 | 544019
2016-09-02 19:00 | 0.69416 | 0.37365 | 551969
2016-09-02 20:00 | 0.686 | 0.3788 | 557436
2016-09-02 21:00 | 0.669 | 0.38868 | 558648
2016-09-02 22:00 | 0.62719 | 0.40654 | 549446
2016-09-02 23:00 | 0.53124 | 0.44497 | 535830
2016-09-03 | 0.36338 | 0.55731 | 525082
2016-09-03 01:00 | 0.076612 | 0.69957 | 509780
2016-09-03 02:00 | 1.16e-05 | 0.73045 | 484607
2016-09-03 03:00 | 0 | 0.72024 | 455399
2016-09-03 04:00 | 0 | 0.69218 | 428410
2016-09-03 05:00 | 0 | 0.6557 | 405539
2016-09-03 06:00 | 0 | 0.62371 | 386607
2016-09-03 07:00 | 0 | 0.59174 | 372541
2016-09-03 08:00 | 0 | 0.56654 | 363495
2016-09-03 09:00 | 0 | 0.53006 | 359961
2016-09-03 10:00 | 0 | 0.48457 | 362478
2016-09-03 11:00 | 0 | 0.45141 | 365475
2016-09-03 12:00 | 0.00026946 | 0.37715 | 378162
2016-09-03 13:00 | 0.14297 | 0.30753 | 398947
2016-09-03 14:00 | 0.46494 | 0.36399 | 422857
2016-09-03 15:00 | 0.65628 | 0.3858 | 445178
2016-09-03 16:00 | 0.71378 | 0.37665 | 465906
2016-09-03 17:00 | 0.7163 | 0.37307 | 482753
2016-09-03 18:00 | 0.70862 | 0.37758 | 496541
2016-09-03 19:00 | 0.69919 | 0.38274 | 507892
2016-09-03 20:00 | 0.6969 | 0.38671 | 516890
2016-09-03 21:00 | 0.68603 | 0.39511 | 521120
2016-09-03 22:00 | 0.64744 | 0.41264 | 517258
2016-09-03 23:00 | 0.55155 | 0.44524 | 507028
2016-09-04 | 0.36376 | 0.5436 | 497324
2016-09-04 01:00 | 0.06943 | 0.6567 | 483109
2016-09-04 02:00 | 1.07e-05 | 0.66084 | 460774
2016-09-04 03:00 | 0 | 0.63165 | 435321
2016-09-04 04:00 | 0 | 0.59471 | 410858
2016-09-04 05:00 | 0 | 0.55744 | 389279
2016-09-04 06:00 | 0 | 0.51656 | 372139
2016-09-04 07:00 | 0 | 0.48101 | 359705
2016-09-04 08:00 | 0 | 0.45409 | 352011
2016-09-04 09:00 | 0 | 0.43479 | 348343
2016-09-04 10:00 | 0 | 0.42339 | 347660
2016-09-04 11:00 | 0 | 0.41171 | 350404
2016-09-04 12:00 | 0.00018684 | 0.38081 | 362722
2016-09-04 13:00 | 0.15832 | 0.34319 | 385606
2016-09-04 14:00 | 0.52897 | 0.41473 | 411518
2016-09-04 15:00 | 0.73945 | 0.43932 | 436974
2016-09-04 16:00 | 0.77549 | 0.44193 | 461851
2016-09-04 17:00 | 0.7805 | 0.45039 | 483097
2016-09-04 18:00 | 0.77441 | 0.47322 | 499644
2016-09-04 19:00 | 0.76705 | 0.50443 | 512563
2016-09-04 20:00 | 0.76947 | 0.53568 | 522026
2016-09-04 21:00 | 0.77008 | 0.56743 | 526330
2016-09-04 22:00 | 0.74048 | 0.60133 | 521745
2016-09-04 23:00 | 0.63792 | 0.63486 | 509010
2016-09-05 | 0.42382 | 0.68672 | 499706
2016-09-05 01:00 | 0.075843 | 0.73287 | 485495
2016-09-05 02:00 | 1.29e-05 | 0.71088 | 462737
2016-09-05 03:00 | 0 | 0.6759 | 437089
2016-09-05 04:00 | 0 | 0.64226 | 412375
2016-09-05 05:00 | 0 | 0.61815 | 389910
2016-09-05 06:00 | 0 | 0.59708 | 373373
2016-09-05 07:00 | 0 | 0.57453 | 361629
2016-09-05 08:00 | 0 | 0.55566 | 354901
2016-09-05 09:00 | 0 | 0.53056 | 353197
2016-09-05 10:00 | 0 | 0.49888 | 356613
2016-09-05 11:00 | 0 | 0.46073 | 359505
2016-09-05 12:00 | 0.00014488 | 0.39663 | 371656
2016-09-05 13:00 | 0.15765 | 0.35235 | 397428
2016-09-05 14:00 | 0.57277 | 0.43836 | 429589
2016-09-05 15:00 | 0.78851 | 0.4626 | 461590
2016-09-05 16:00 | 0.81151 | 0.44936 | 490153
2016-09-05 17:00 | 0.80625 | 0.44136 | 513829
2016-09-05 18:00 | 0.79084 | 0.45141 | 532803
2016-09-05 19:00 | 0.77794 | 0.47338 | 547506
2016-09-05 20:00 | 0.77776 | 0.49274 | 559333
2016-09-05 21:00 | 0.77395 | 0.50103 | 567243
2016-09-05 22:00 | 0.74489 | 0.50762 | 566801
2016-09-05 23:00 | 0.64096 | 0.52507 | 558791
2016-09-06 | 0.416 | 0.57101 | 553560
2016-09-06 01:00 | 0.070994 | 0.62158 | 536653
2016-09-06 02:00 | 6.73e-06 | 0.6235 | 505417
2016-09-06 03:00 | 0 | 0.59236 | 471840
2016-09-06 04:00 | 0 | 0.55981 | 441900
2016-09-06 05:00 | 0 | 0.53875 | 416467
2016-09-06 06:00 | 0 | 0.52459 | 397731
2016-09-06 07:00 | 0 | 0.51512 | 385563
2016-09-06 08:00 | 0 | 0.5044 | 381781
2016-09-06 09:00 | 0 | 0.49314 | 390414
2016-09-06 10:00 | 0 | 0.47218 | 414539
2016-09-06 11:00 | 0 | 0.45328 | 437133
2016-09-06 12:00 | 0.00010323 | 0.41179 | 457047
2016-09-06 13:00 | 0.1403 | 0.38361 | 482950
2016-09-06 14:00 | 0.53133 | 0.44537 | 513254
2016-09-06 15:00 | 0.71545 | 0.43082 | 543266
2016-09-06 16:00 | 0.73158 | 0.38439 | 570498
2016-09-06 17:00 | 0.72583 | 0.33436 | 596132
2016-09-06 18:00 | 0.70407 | 0.31185 | 616338
2016-09-06 19:00 | 0.67771 | 0.31541 | 630808
2016-09-06 20:00 | 0.65261 | 0.32618 | 640366
2016-09-06 21:00 | 0.61806 | 0.33867 | 643927
2016-09-06 22:00 | 0.56539 | 0.35074 | 637359
2016-09-06 23:00 | 0.46827 | 0.36837 | 624075
2016-09-07 | 0.31564 | 0.41957 | 613268
2016-09-07 01:00 | 0.065678 | 0.47573 | 590777
2016-09-07 02:00 | 5.32e-06 | 0.49863 | 555333
2016-09-07 03:00 | 0 | 0.50038 | 518248
2016-09-07 04:00 | 0 | 0.48857 | 483143
2016-09-07 05:00 | 0 | 0.48046 | 453597
2016-09-07 06:00 | 0 | 0.47474 | 430734
2016-09-07 07:00 | 0 | 0.45847 | 415236
2016-09-07 08:00 | 0 | 0.44125 | 409003
2016-09-07 09:00 | 0 | 0.42675 | 416585
2016-09-07 10:00 | 0 | 0.42283 | 440038
2016-09-07 11:00 | 0 | 0.41129 | 460425
2016-09-07 12:00 | 3.04e-05 | 0.37969 | 478984
2016-09-07 13:00 | 0.077208 | 0.32009 | 502651
2016-09-07 14:00 | 0.38159 | 0.40526 | 531556
2016-09-07 15:00 | 0.57 | 0.46492 | 561068
2016-09-07 16:00 | 0.61425 | 0.44697 | 589066
2016-09-07 17:00 | 0.63063 | 0.43094 | 612874
2016-09-07 18:00 | 0.63253 | 0.43122 | 631647
2016-09-07 19:00 | 0.62435 | 0.43771 | 644930
2016-09-07 20:00 | 0.61515 | 0.44628 | 653355
2016-09-07 21:00 | 0.59341 | 0.4578 | 656020
2016-09-07 22:00 | 0.55475 | 0.46498 | 648378
2016-09-07 23:00 | 0.46749 | 0.47345 | 635022
2016-09-08 | 0.31342 | 0.53831 | 623500
2016-09-08 01:00 | 0.054098 | 0.62503 | 600621
2016-09-08 02:00 | 2.33e-06 | 0.61651 | 564849
2016-09-08 03:00 | 0 | 0.59328 | 525607
2016-09-08 04:00 | 0 | 0.56996 | 490421
2016-09-08 05:00 | 0 | 0.54592 | 461164
2016-09-08 06:00 | 0 | 0.51959 | 438309
2016-09-08 07:00 | 0 | 0.49583 | 423023
2016-09-08 08:00 | 0 | 0.47013 | 416468
2016-09-08 09:00 | 0 | 0.43953 | 424161
2016-09-08 10:00 | 0 | 0.41904 | 448419
2016-09-08 11:00 | 0 | 0.41333 | 469557
2016-09-08 12:00 | 4.93e-05 | 0.37779 | 484677
2016-09-08 13:00 | 0.12067 | 0.24942 | 506377
2016-09-08 14:00 | 0.52818 | 0.23194 | 535641
2016-09-08 15:00 | 0.73713 | 0.26576 | 564311
2016-09-08 16:00 | 0.77819 | 0.26312 | 591052
2016-09-08 17:00 | 0.7786 | 0.26018 | 614819
2016-09-08 18:00 | 0.76609 | 0.27032 | 633513
2016-09-08 19:00 | 0.75627 | 0.28516 | 646581
2016-09-08 20:00 | 0.7584 | 0.30114 | 654955
2016-09-08 21:00 | 0.7528 | 0.31358 | 657602
2016-09-08 22:00 | 0.72214 | 0.32404 | 649221
2016-09-08 23:00 | 0.62115 | 0.34807 | 636235
2016-09-09 | 0.42545 | 0.45011 | 625267
2016-09-09 01:00 | 0.059403 | 0.55189 | 601889
2016-09-09 02:00 | 9.8e-07 | 0.58367 | 564918
2016-09-09 03:00 | 0 | 0.58499 | 526930
2016-09-09 04:00 | 0 | 0.56177 | 491451
2016-09-09 05:00 | 0 | 0.53225 | 461648
2016-09-09 06:00 | 0 | 0.50322 | 438210
2016-09-09 07:00 | 0 | 0.48058 | 422423
2016-09-09 08:00 | 0 | 0.45954 | 415921
2016-09-09 09:00 | 0 | 0.43938 | 423218
2016-09-09 10:00 | 0 | 0.42414 | 446054
2016-09-09 11:00 | 0 | 0.41289 | 467381
2016-09-09 12:00 | 5.01e-05 | 0.37101 | 482993
2016-09-09 13:00 | 0.13596 | 0.26012 | 506442
2016-09-09 14:00 | 0.56312 | 0.35042 | 534724
2016-09-09 15:00 | 0.76286 | 0.38755 | 563014
2016-09-09 16:00 | 0.79114 | 0.36953 | 588325
2016-09-09 17:00 | 0.78778 | 0.35736 | 611508
2016-09-09 18:00 | 0.77474 | 0.3688 | 629152
2016-09-09 19:00 | 0.76381 | 0.40082 | 640895
2016-09-09 20:00 | 0.76593 | 0.44186 | 647977
2016-09-09 21:00 | 0.76335 | 0.46812 | 647514
2016-09-09 22:00 | 0.73382 | 0.48941 | 635007
2016-09-09 23:00 | 0.63214 | 0.5108 | 616608
2016-09-10 | 0.41181 | 0.56897 | 602141
2016-09-10 01:00 | 0.059859 | 0.64842 | 579290
2016-09-10 02:00 | 5.4e-07 | 0.64127 | 548551
2016-09-10 03:00 | 0 | 0.63131 | 515363
2016-09-10 04:00 | 0 | 0.63739 | 482675
2016-09-10 05:00 | 0 | 0.6405 | 452595
2016-09-10 06:00 | 0 | 0.63363 | 429718
2016-09-10 07:00 | 0 | 0.6356 | 412703
2016-09-10 08:00 | 0 | 0.60954 | 402092
2016-09-10 09:00 | 0 | 0.56355 | 398700
2016-09-10 10:00 | 0 | 0.52876 | 401747
2016-09-10 11:00 | 0 | 0.52162 | 408440
2016-09-10 12:00 | 3.62e-05 | 0.47306 | 426216
2016-09-10 13:00 | 0.12263 | 0.31883 | 452245
2016-09-10 14:00 | 0.51814 | 0.32376 | 482481
2016-09-10 15:00 | 0.73543 | 0.3647 | 511554
2016-09-10 16:00 | 0.77706 | 0.36158 | 535911
2016-09-10 17:00 | 0.77439 | 0.33169 | 554524
2016-09-10 18:00 | 0.76233 | 0.30473 | 567796
2016-09-10 19:00 | 0.7548 | 0.28373 | 576545
2016-09-10 20:00 | 0.76031 | 0.26759 | 581338
2016-09-10 21:00 | 0.76214 | 0.25588 | 580827
2016-09-10 22:00 | 0.73553 | 0.23858 | 572569
2016-09-10 23:00 | 0.63355 | 0.22967 | 561112
2016-09-11 | 0.40183 | 0.2856 | 551027
2016-09-11 01:00 | 0.053466 | 0.35522 | 533658
2016-09-11 02:00 | 6.39e-08 | 0.41759 | 506921
2016-09-11 03:00 | 0 | 0.48788 | 477279
2016-09-11 04:00 | 0 | 0.55253 | 447993
2016-09-11 05:00 | 0 | 0.59571 | 422117
2016-09-11 06:00 | 0 | 0.62527 | 402358
2016-09-11 07:00 | 0 | 0.64004 | 386718
2016-09-11 08:00 | 0 | 0.64289 | 376287
2016-09-11 09:00 | 0 | 0.62314 | 371742
2016-09-11 10:00 | 0 | 0.59967 | 372620
2016-09-11 11:00 | 0 | 0.5854 | 375875
2016-09-11 12:00 | 5.79e-05 | 0.53601 | 389538
2016-09-11 13:00 | 0.13226 | 0.33557 | 412784
2016-09-11 14:00 | 0.55601 | 0.30007 | 437043
2016-09-11 15:00 | 0.73747 | 0.3757 | 459920
2016-09-11 16:00 | 0.77957 | 0.40624 | 482980
2016-09-11 17:00 | 0.77104 | 0.41338 | 503234
2016-09-11 18:00 | 0.75592 | 0.41529 | 519746
2016-09-11 19:00 | 0.74167 | 0.4182 | 532370
2016-09-11 20:00 | 0.73924 | 0.42054 | 542155
2016-09-11 21:00 | 0.73171 | 0.42141 | 547828
2016-09-11 22:00 | 0.69581 | 0.42601 | 543941
2016-09-11 23:00 | 0.57889 | 0.49346 | 534700
2016-09-12 | 0.3588 | 0.69236 | 527731
2016-09-12 01:00 | 0.050499 | 0.79047 | 509612
2016-09-12 02:00 | 0 | 0.8117 | 480759
2016-09-12 03:00 | 0 | 0.80437 | 449727
2016-09-12 04:00 | 0 | 0.77898 | 420593
2016-09-12 05:00 | 0 | 0.747 | 395761
2016-09-12 06:00 | 0 | 0.71075 | 377690
2016-09-12 07:00 | 0 | 0.68169 | 366274
2016-09-12 08:00 | 0 | 0.64732 | 363221
2016-09-12 09:00 | 0 | 0.61388 | 371835
2016-09-12 10:00 | 0 | 0.58567 | 395317
2016-09-12 11:00 | 0 | 0.56227 | 417166
2016-09-12 12:00 | 2.52e-05 | 0.51535 | 432034
2016-09-12 13:00 | 0.084892 | 0.41809 | 452760
2016-09-12 14:00 | 0.45872 | 0.51642 | 476402
2016-09-12 15:00 | 0.65191 | 0.56437 | 499707
2016-09-12 16:00 | 0.70802 | 0.53504 | 521331
2016-09-12 17:00 | 0.70983 | 0.50894 | 542091
2016-09-12 18:00 | 0.69497 | 0.49316 | 559929
2016-09-12 19:00 | 0.67312 | 0.47587 | 572163
2016-09-12 20:00 | 0.65761 | 0.45301 | 580272
2016-09-12 21:00 | 0.63515 | 0.42591 | 582208
2016-09-12 22:00 | 0.5888 | 0.41477 | 573717
2016-09-12 23:00 | 0.48558 | 0.44383 | 562447
2016-09-13 | 0.30755 | 0.51069 | 553340
2016-09-13 01:00 | 0.043115 | 0.54154 | 531862
2016-09-13 02:00 | 0 | 0.52039 | 499804
2016-09-13 03:00 | 0 | 0.50129 | 463720
2016-09-13 04:00 | 0 | 0.47326 | 431172
2016-09-13 05:00 | 0 | 0.44345 | 406107
2016-09-13 06:00 | 0 | 0.41869 | 388315
2016-09-13 07:00 | 0 | 0.3953 | 376303
2016-09-13 08:00 | 0 | 0.37237 | 373384
2016-09-13 09:00 | 0 | 0.33872 | 381489
2016-09-13 10:00 | 0 | 0.30812 | 405252
2016-09-13 11:00 | 0 | 0.28321 | 427960
2016-09-13 12:00 | 3.63e-06 | 0.24305 | 443105
2016-09-13 13:00 | 0.098759 | 0.19813 | 463253
2016-09-13 14:00 | 0.48765 | 0.18891 | 485936
2016-09-13 15:00 | 0.68484 | 0.17063 | 507323
2016-09-13 16:00 | 0.73496 | 0.13881 | 529282
2016-09-13 17:00 | 0.72987 | 0.11582 | 549796
2016-09-13 18:00 | 0.70814 | 0.10381 | 566080
2016-09-13 19:00 | 0.6886 | 0.09811 | 577699
2016-09-13 20:00 | 0.6766 | 0.098174 | 585213
2016-09-13 21:00 | 0.65312 | 0.10082 | 586393
2016-09-13 22:00 | 0.59897 | 0.10683 | 576414
2016-09-13 23:00 | 0.46862 | 0.12438 | 564411
2016-09-14 | 0.25519 | 0.17146 | 557510
2016-09-14 01:00 | 0.031 | 0.24224 | 538277
2016-09-14 02:00 | 0 | 0.24835 | 509253
2016-09-14 03:00 | 0 | 0.25674 | 473004
2016-09-14 04:00 | 0 | 0.27518 | 438738
2016-09-14 05:00 | 0 | 0.28682 | 411716
2016-09-14 06:00 | 0 | 0.29335 | 392440
2016-09-14 07:00 | 0 | 0.29836 | 381027
2016-09-14 08:00 | 0 | 0.29737 | 377224
2016-09-14 09:00 | 0 | 0.27877 | 385772
2016-09-14 10:00 | 0 | 0.2557 | 410618
2016-09-14 11:00 | 0 | 0.24014 | 433998
2016-09-14 12:00 | 1.25e-05 | 0.21306 | 451544
2016-09-14 13:00 | 0.062715 | 0.117 | 472214
2016-09-14 14:00 | 0.41679 | 0.13624 | 496004
2016-09-14 15:00 | 0.64405 | 0.16328 | 519969
2016-09-14 16:00 | 0.70053 | 0.16494 | 542546
2016-09-14 17:00 | 0.7088 | 0.168 | 563715
2016-09-14 18:00 | 0.70223 | 0.1725 | 579326
2016-09-14 19:00 | 0.69312 | 0.17653 | 590339
2016-09-14 20:00 | 0.69411 | 0.17693 | 597164
2016-09-14 21:00 | 0.68203 | 0.17868 | 596445
2016-09-14 22:00 | 0.64042 | 0.18403 | 585395
2016-09-14 23:00 | 0.5354 | 0.19458 | 572760
2016-09-15 | 0.33754 | 0.30234 | 562942
2016-09-15 01:00 | 0.036458 | 0.43446 | 541029
2016-09-15 02:00 | 0 | 0.44941 | 508860
2016-09-15 03:00 | 0 | 0.42996 | 471861
2016-09-15 04:00 | 0 | 0.4063 | 437274
2016-09-15 05:00 | 0 | 0.3868 | 409873
2016-09-15 06:00 | 0 | 0.37404 | 390396
2016-09-15 07:00 | 0 | 0.35734 | 377710
2016-09-15 08:00 | 0 | 0.34293 | 372857
2016-09-15 09:00 | 0 | 0.32485 | 380669
2016-09-15 10:00 | 0 | 0.312 | 405076
2016-09-15 11:00 | 0 | 0.31077 | 426605
2016-09-15 12:00 | 8.33e-06 | 0.28883 | 441383
2016-09-15 13:00 | 0.070045 | 0.19048 | 461221
2016-09-15 14:00 | 0.48207 | 0.15595 | 483767
2016-09-15 15:00 | 0.7095 | 0.18163 | 506225
2016-09-15 16:00 | 0.73563 | 0.20369 | 526880
2016-09-15 17:00 | 0.7313 | 0.22435 | 546504
2016-09-15 18:00 | 0.71782 | 0.24697 | 561739
2016-09-15 19:00 | 0.70417 | 0.26595 | 572572
2016-09-15 20:00 | 0.70455 | 0.27082 | 579275
2016-09-15 21:00 | 0.70372 | 0.2654 | 579583
2016-09-15 22:00 | 0.68179 | 0.27219 | 570244
2016-09-15 23:00 | 0.59385 | 0.30626 | 559133
2016-09-16 | 0.3736 | 0.39517 | 552439
2016-09-16 01:00 | 0.031103 | 0.46943 | 532841
2016-09-16 02:00 | 0 | 0.47931 | 502456
2016-09-16 03:00 | 0 | 0.46696 | 467791
2016-09-16 04:00 | 0 | 0.44576 | 435036
2016-09-16 05:00 | 0 | 0.42056 | 408298
2016-09-16 06:00 | 0 | 0.39844 | 389324
2016-09-16 07:00 | 0 | 0.38158 | 376567
2016-09-16 08:00 | 0 | 0.37065 | 372278
2016-09-16 09:00 | 0 | 0.34719 | 379772
2016-09-16 10:00 | 0 | 0.32729 | 403765
2016-09-16 11:00 | 0 | 0.31913 | 426434
2016-09-16 12:00 | 4.47e-06 | 0.30555 | 441129
2016-09-16 13:00 | 0.078259 | 0.20153 | 460947
2016-09-16 14:00 | 0.50524 | 0.17287 | 482425
2016-09-16 15:00 | 0.76579 | 0.21351 | 503225
2016-09-16 16:00 | 0.79237 | 0.21902 | 522004
2016-09-16 17:00 | 0.78681 | 0.21534 | 539250
2016-09-16 18:00 | 0.77001 | 0.21332 | 552449
2016-09-16 19:00 | 0.75879 | 0.21598 | 562395
2016-09-16 20:00 | 0.76288 | 0.21801 | 568008
2016-09-16 21:00 | 0.76235 | 0.21432 | 566868
2016-09-16 22:00 | 0.73049 | 0.20555 | 556300
2016-09-16 23:00 | 0.62448 | 0.19847 | 543980
2016-09-17 | 0.37913 | 0.22838 | 533857
2016-09-17 01:00 | 0.031625 | 0.26015 | 514936
2016-09-17 02:00 | 0 | 0.2746 | 491140
2016-09-17 03:00 | 0 | 0.28235 | 461461
2016-09-17 04:00 | 0 | 0.29124 | 432146
2016-09-17 05:00 | 0 | 0.30886 | 407483
2016-09-17 06:00 | 0 | 0.32707 | 388124
2016-09-17 07:00 | 0 | 0.34052 | 375365
2016-09-17 08:00 | 0 | 0.35263 | 367743
2016-09-17 09:00 | 0 | 0.36109 | 366707
2016-09-17 10:00 | 0 | 0.36775 | 372011
2016-09-17 11:00 | 0 | 0.37452 | 379978
2016-09-17 12:00 | 2.9e-06 | 0.36046 | 395702
2016-09-17 13:00 | 0.087556 | 0.22406 | 418046
2016-09-17 14:00 | 0.49513 | 0.12012 | 442054
2016-09-17 15:00 | 0.73987 | 0.12385 | 465066
2016-09-17 16:00 | 0.76538 | 0.15772 | 485343
2016-09-17 17:00 | 0.76077 | 0.17454 | 502464
2016-09-17 18:00 | 0.74596 | 0.18281 | 516397
2016-09-17 19:00 | 0.7373 | 0.19596 | 526818
2016-09-17 20:00 | 0.74254 | 0.20978 | 535561
2016-09-17 21:00 | 0.7415 | 0.22073 | 539564
2016-09-17 22:00 | 0.71569 | 0.22386 | 535724
2016-09-17 23:00 | 0.59783 | 0.25415 | 528480
2016-09-18 | 0.35252 | 0.35893 | 521396
2016-09-18 01:00 | 0.028435 | 0.47082 | 504388
2016-09-18 02:00 | 0 | 0.53622 | 480604
2016-09-18 03:00 | 0 | 0.58871 | 453704
2016-09-18 04:00 | 0 | 0.63165 | 426816
2016-09-18 05:00 | 0 | 0.66132 | 403371
2016-09-18 06:00 | 0 | 0.66927 | 384582
2016-09-18 07:00 | 0 | 0.66554 | 370698
2016-09-18 08:00 | 0 | 0.65065 | 362522
2016-09-18 09:00 | 0 | 0.63098 | 360159
2016-09-18 10:00 | 0 | 0.60523 | 363022
2016-09-18 11:00 | 0 | 0.58298 | 368632
2016-09-18 12:00 | 0 | 0.55217 | 383070
2016-09-18 13:00 | 0.088419 | 0.41328 | 407510
2016-09-18 14:00 | 0.50875 | 0.27598 | 433739
2016-09-18 15:00 | 0.7402 | 0.33065 | 460279
2016-09-18 16:00 | 0.76733 | 0.38025 | 486363
2016-09-18 17:00 | 0.76073 | 0.40579 | 510136
2016-09-18 18:00 | 0.74715 | 0.4336 | 529340
2016-09-18 19:00 | 0.73617 | 0.4563 | 544013
2016-09-18 20:00 | 0.73973 | 0.46703 | 556485
2016-09-18 21:00 | 0.74215 | 0.46772 | 565678
2016-09-18 22:00 | 0.72145 | 0.46459 | 566590
2016-09-18 23:00 | 0.61167 | 0.4968 | 564433
2016-09-19 | 0.35671 | 0.58356 | 558678
2016-09-19 01:00 | 0.030638 | 0.65862 | 538138
2016-09-19 02:00 | 0 | 0.69597 | 508786
2016-09-19 03:00 | 0 | 0.71056 | 475390
2016-09-19 04:00 | 0 | 0.71245 | 443166
2016-09-19 05:00 | 0 | 0.70939 | 416746
2016-09-19 06:00 | 0 | 0.70587 | 397704
2016-09-19 07:00 | 0 | 0.69921 | 386159
2016-09-19 08:00 | 0 | 0.68663 | 383320
2016-09-19 09:00 | 0 | 0.65821 | 393834
2016-09-19 10:00 | 0 | 0.6262 | 419651
2016-09-19 11:00 | 0 | 0.59281 | 443218
2016-09-19 12:00 | 2.13e-07 | 0.53971 | 460085
2016-09-19 13:00 | 0.10895 | 0.31314 | 481042
2016-09-19 14:00 | 0.51555 | 0.16285 | 505348
2016-09-19 15:00 | 0.71363 | 0.20859 | 529849
2016-09-19 16:00 | 0.74133 | 0.23538 | 553897
2016-09-19 17:00 | 0.73067 | 0.22643 | 575743
2016-09-19 18:00 | 0.71398 | 0.21765 | 594099
2016-09-19 19:00 | 0.7003 | 0.21722 | 607306
2016-09-19 20:00 | 0.69677 | 0.22065 | 616818
2016-09-19 21:00 | 0.68462 | 0.21826 | 618763
2016-09-19 22:00 | 0.63925 | 0.21089 | 612028
2016-09-19 23:00 | 0.50795 | 0.24291 | 600923
2016-09-20 | 0.23185 | 0.37948 | 588349
2016-09-20 01:00 | 0.020818 | 0.47088 | 564326
2016-09-20 02:00 | 0 | 0.51626 | 530781
2016-09-20 03:00 | 0 | 0.53461 | 491276
2016-09-20 04:00 | 0 | 0.53275 | 454545
2016-09-20 05:00 | 0 | 0.51447 | 425252
2016-09-20 06:00 | 0 | 0.48978 | 404308
2016-09-20 07:00 | 0 | 0.46854 | 390534
2016-09-20 08:00 | 0 | 0.46195 | 385650
2016-09-20 09:00 | 0 | 0.4661 | 393778
2016-09-20 10:00 | 0 | 0.45788 | 418576
2016-09-20 11:00 | 0 | 0.44223 | 441938
2016-09-20 12:00 | 0 | 0.40246 | 456999
2016-09-20 13:00 | 0.077967 | 0.22314 | 477501
2016-09-20 14:00 | 0.29535 | 0.12826 | 501755
2016-09-20 15:00 | 0.46826 | 0.15689 | 527500
2016-09-20 16:00 | 0.54162 | 0.19476 | 551934
2016-09-20 17:00 | 0.56379 | 0.21499 | 575250
2016-09-20 18:00 | 0.56994 | 0.22594 | 593606
2016-09-20 19:00 | 0.56203 | 0.23342 | 607109
2016-09-20 20:00 | 0.54607 | 0.23791 | 615912
2016-09-20 21:00 | 0.51475 | 0.23858 | 617397
2016-09-20 22:00 | 0.46323 | 0.25759 | 608226
2016-09-20 23:00 | 0.3592 | 0.35378 | 595605
2016-09-21 | 0.17905 | 0.54704 | 584391
2016-09-21 01:00 | 0.021272 | 0.65818 | 559930
2016-09-21 02:00 | 0 | 0.6762 | 526181
2016-09-21 03:00 | 0 | 0.66343 | 487926
2016-09-21 04:00 | 0 | 0.62858 | 452003
2016-09-21 05:00 | 0 | 0.59064 | 423398
2016-09-21 06:00 | 0 | 0.56357 | 402738
2016-09-21 07:00 | 0 | 0.55051 | 389346
2016-09-21 08:00 | 0 | 0.53507 | 383965
2016-09-21 09:00 | 0 | 0.50942 | 391881
2016-09-21 10:00 | 0 | 0.48027 | 416612
2016-09-21 11:00 | 0 | 0.4573 | 439838
2016-09-21 12:00 | 0 | 0.43898 | 454962
2016-09-21 13:00 | 0.047408 | 0.32896 | 475231
2016-09-21 14:00 | 0.30117 | 0.3015 | 497212
2016-09-21 15:00 | 0.49116 | 0.38242 | 521302
2016-09-21 16:00 | 0.58466 | 0.39833 | 544593
2016-09-21 17:00 | 0.61796 | 0.38789 | 566369
2016-09-21 18:00 | 0.61652 | 0.37681 | 584246
2016-09-21 19:00 | 0.60116 | 0.37153 | 596829
2016-09-21 20:00 | 0.59312 | 0.37781 | 604822
2016-09-21 21:00 | 0.56925 | 0.39157 | 605721
2016-09-21 22:00 | 0.52083 | 0.41826 | 596355
2016-09-21 23:00 | 0.41207 | 0.46769 | 584985
2016-09-22 | 0.2271 | 0.55919 | 573454
2016-09-22 01:00 | 0.018676 | 0.62458 | 548664
2016-09-22 02:00 | 0 | 0.62174 | 516374
2016-09-22 03:00 | 0 | 0.6036 | 479292
2016-09-22 04:00 | 0 | 0.58099 | 443302
2016-09-22 05:00 | 0 | 0.55492 | 415188
2016-09-22 06:00 | 0 | 0.53173 | 395166
2016-09-22 07:00 | 0 | 0.50557 | 382311
2016-09-22 08:00 | 0 | 0.48411 | 377551
2016-09-22 09:00 | 0 | 0.45328 | 385422
2016-09-22 10:00 | 0 | 0.41511 | 410280
2016-09-22 11:00 | 0 | 0.39035 | 433417
2016-09-22 12:00 | 0 | 0.36169 | 449577
2016-09-22 13:00 | 0.071732 | 0.26707 | 469504
2016-09-22 14:00 | 0.3871 | 0.29788 | 492763
2016-09-22 15:00 | 0.62594 | 0.39223 | 517230
2016-09-22 16:00 | 0.69107 | 0.39318 | 540813
2016-09-22 17:00 | 0.69846 | 0.37104 | 562153
2016-09-22 18:00 | 0.6915 | 0.36162 | 578833
2016-09-22 19:00 | 0.68218 | 0.36426 | 591220
2016-09-22 20:00 | 0.68116 | 0.37282 | 599241
2016-09-22 21:00 | 0.67158 | 0.38335 | 599315
2016-09-22 22:00 | 0.63922 | 0.39927 | 586693
2016-09-22 23:00 | 0.52581 | 0.44027 | 574124
2016-09-23 | 0.25972 | 0.56713 | 563475
2016-09-23 01:00 | 0.018963 | 0.65338 | 540989
2016-09-23 02:00 | 0 | 0.65237 | 510591
2016-09-23 03:00 | 0 | 0.6372 | 474484
2016-09-23 04:00 | 0 | 0.60869 | 440499
2016-09-23 05:00 | 0 | 0.58268 | 411698
2016-09-23 06:00 | 0 | 0.56275 | 392249
2016-09-23 07:00 | 0 | 0.54286 | 380374
2016-09-23 08:00 | 0 | 0.52198 | 376076
2016-09-23 09:00 | 0 | 0.5031 | 382748
2016-09-23 10:00 | 0 | 0.48964 | 406169
2016-09-23 11:00 | 0 | 0.47999 | 429086
2016-09-23 12:00 | 0 | 0.47154 | 445632
2016-09-23 13:00 | 0.069164 | 0.3586 | 468144
2016-09-23 14:00 | 0.4265 | 0.40576 | 491424
2016-09-23 15:00 | 0.65226 | 0.50752 | 515169
2016-09-23 16:00 | 0.7373 | 0.53932 | 536671
2016-09-23 17:00 | 0.73882 | 0.56024 | 556404
2016-09-23 18:00 | 0.72875 | 0.5901 | 571875
2016-09-23 19:00 | 0.72159 | 0.6177 | 582063
2016-09-23 20:00 | 0.72719 | 0.63886 | 588232
2016-09-23 21:00 | 0.72721 | 0.64936 | 586369
2016-09-23 22:00 | 0.68876 | 0.65258 | 572867
2016-09-23 23:00 | 0.55311 | 0.68284 | 556402
2016-09-24 | 0.27325 | 0.7592 | 541761
2016-09-24 01:00 | 0.014452 | 0.77925 | 520490
2016-09-24 02:00 | 0 | 0.76307 | 495866
2016-09-24 03:00 | 0 | 0.74143 | 465603
2016-09-24 04:00 | 0 | 0.7282 | 435837
2016-09-24 05:00 | 0 | 0.70937 | 410777
2016-09-24 06:00 | 0 | 0.68747 | 390880
2016-09-24 07:00 | 0 | 0.65116 | 376962
2016-09-24 08:00 | 0 | 0.6211 | 368954
2016-09-24 09:00 | 0 | 0.59464 | 367250
2016-09-24 10:00 | 0 | 0.57146 | 372473
2016-09-24 11:00 | 0 | 0.55055 | 380737
2016-09-24 12:00 | 0 | 0.51484 | 396108
2016-09-24 13:00 | 0.048043 | 0.40319 | 419312
2016-09-24 14:00 | 0.41221 | 0.38823 | 445085
2016-09-24 15:00 | 0.68603 | 0.4452 | 469931
2016-09-24 16:00 | 0.74233 | 0.47314 | 490873
2016-09-24 17:00 | 0.74141 | 0.4833 | 506967
2016-09-24 18:00 | 0.72704 | 0.49411 | 518027
2016-09-24 19:00 | 0.71707 | 0.50682 | 526151
2016-09-24 20:00 | 0.71936 | 0.50705 | 531570
2016-09-24 21:00 | 0.71448 | 0.48947 | 531513
2016-09-24 22:00 | 0.6892 | 0.47396 | 524247
2016-09-24 23:00 | 0.58696 | 0.49847 | 514988
2016-09-25 | 0.29583 | 0.57594 | 507029
2016-09-25 01:00 | 0.021975 | 0.60492 | 488250
2016-09-25 02:00 | 0 | 0.60908 | 465257
2016-09-25 03:00 | 0 | 0.60432 | 438400
2016-09-25 04:00 | 0 | 0.60011 | 412771
2016-09-25 05:00 | 0 | 0.59325 | 389711
2016-09-25 06:00 | 0 | 0.57896 | 371879
2016-09-25 07:00 | 0 | 0.57209 | 359076
2016-09-25 08:00 | 0 | 0.57198 | 351230
2016-09-25 09:00 | 0 | 0.58195 | 347942
2016-09-25 10:00 | 0 | 0.59738 | 349504
2016-09-25 11:00 | 0 | 0.6138 | 355102
2016-09-25 12:00 | 0 | 0.61841 | 367703
2016-09-25 13:00 | 0.040995 | 0.56354 | 389629
2016-09-25 14:00 | 0.41165 | 0.60787 | 411035
2016-09-25 15:00 | 0.70222 | 0.68491 | 433297
2016-09-25 16:00 | 0.73555 | 0.7214 | 455494
2016-09-25 17:00 | 0.7267 | 0.73269 | 474452
2016-09-25 18:00 | 0.71134 | 0.74085 | 489324
2016-09-25 19:00 | 0.6948 | 0.7416 | 499479
2016-09-25 20:00 | 0.69141 | 0.74218 | 506893
2016-09-25 21:00 | 0.68042 | 0.73379 | 512205
2016-09-25 22:00 | 0.64835 | 0.709 | 510048
2016-09-25 23:00 | 0.52275 | 0.68326 | 508980
2016-09-26 | 0.27227 | 0.71099 | 507252
2016-09-26 01:00 | 0.011276 | 0.7093 | 488879
2016-09-26 02:00 | 0 | 0.68538 | 463538
2016-09-26 03:00 | 0 | 0.67171 | 432734
2016-09-26 04:00 | 0 | 0.652 | 404904
2016-09-26 05:00 | 0 | 0.645 | 381928
2016-09-26 06:00 | 0 | 0.64275 | 365113
2016-09-26 07:00 | 0 | 0.63467 | 355928
2016-09-26 08:00 | 0 | 0.62573 | 354275
2016-09-26 09:00 | 0 | 0.61972 | 364282
2016-09-26 10:00 | 0 | 0.62376 | 388057
2016-09-26 11:00 | 0 | 0.63355 | 412470
2016-09-26 12:00 | 0 | 0.62422 | 427194
2016-09-26 13:00 | 0.041704 | 0.42192 | 441798
2016-09-26 14:00 | 0.36767 | 0.28896 | 457712
2016-09-26 15:00 | 0.64534 | 0.39673 | 473022
2016-09-26 16:00 | 0.69271 | 0.45612 | 486534
2016-09-26 17:00 | 0.69326 | 0.45934 | 498321
2016-09-26 18:00 | 0.68089 | 0.46467 | 506525
2016-09-26 19:00 | 0.66609 | 0.47412 | 511847
2016-09-26 20:00 | 0.66068 | 0.48016 | 516288
2016-09-26 21:00 | 0.64784 | 0.47484 | 516610
2016-09-26 22:00 | 0.61665 | 0.44788 | 513497
2016-09-26 23:00 | 0.49934 | 0.42124 | 512918
2016-09-27 | 0.23818 | 0.45148 | 510195
2016-09-27 01:00 | 0.012223 | 0.4461 | 488881
2016-09-27 02:00 | 0 | 0.43297 | 462918
2016-09-27 03:00 | 0 | 0.42557 | 433838
2016-09-27 04:00 | 0 | 0.43542 | 403286
2016-09-27 05:00 | 0 | 0.45588 | 380547
2016-09-27 06:00 | 0 | 0.47505 | 364245
2016-09-27 07:00 | 0 | 0.49199 | 354187
2016-09-27 08:00 | 0 | 0.50657 | 351614
2016-09-27 09:00 | 0 | 0.51589 | 360380
2016-09-27 10:00 | 0 | 0.52601 | 384379
2016-09-27 11:00 | 0 | 0.53579 | 408124
2016-09-27 12:00 | 0 | 0.53023 | 421531
2016-09-27 13:00 | 0.040494 | 0.35476 | 436094
2016-09-27 14:00 | 0.4061 | 0.18315 | 449971
2016-09-27 15:00 | 0.68732 | 0.18346 | 464478
2016-09-27 16:00 | 0.73682 | 0.22404 | 478113
2016-09-27 17:00 | 0.73197 | 0.25256 | 490862
2016-09-27 18:00 | 0.7164 | 0.26754 | 502725
2016-09-27 19:00 | 0.7035 | 0.27861 | 511919
2016-09-27 20:00 | 0.7022 | 0.2879 | 518483
2016-09-27 21:00 | 0.69556 | 0.28646 | 520523
2016-09-27 22:00 | 0.6577 | 0.26898 | 516150
2016-09-27 23:00 | 0.52644 | 0.28762 | 514287
2016-09-28 | 0.23156 | 0.36085 | 509353
2016-09-28 01:00 | 0.0096907 | 0.41001 | 490346
2016-09-28 02:00 | 0 | 0.44814 | 462860
2016-09-28 03:00 | 0 | 0.4646 | 429862
2016-09-28 04:00 | 0 | 0.45988 | 400207
2016-09-28 05:00 | 0 | 0.45271 | 377301
2016-09-28 06:00 | 0 | 0.45029 | 361628
2016-09-28 07:00 | 0 | 0.45474 | 351135
2016-09-28 08:00 | 0 | 0.45436 | 348448
2016-09-28 09:00 | 0 | 0.43808 | 357233
2016-09-28 10:00 | 0 | 0.41462 | 380412
2016-09-28 11:00 | 0 | 0.39221 | 404373
2016-09-28 12:00 | 0 | 0.36606 | 417225
2016-09-28 13:00 | 0.04663 | 0.21148 | 433252
2016-09-28 14:00 | 0.3943 | 0.13519 | 448706
2016-09-28 15:00 | 0.66177 | 0.15208 | 463538
2016-09-28 16:00 | 0.71901 | 0.16971 | 478083
2016-09-28 17:00 | 0.71674 | 0.16868 | 491792
2016-09-28 18:00 | 0.69837 | 0.16689 | 503207
2016-09-28 19:00 | 0.67926 | 0.16861 | 513287
2016-09-28 20:00 | 0.66899 | 0.17441 | 521245
2016-09-28 21:00 | 0.64282 | 0.18328 | 525594
2016-09-28 22:00 | 0.57875 | 0.19258 | 522849
2016-09-28 23:00 | 0.43273 | 0.24783 | 519181
2016-09-29 | 0.17082 | 0.50823 | 510516
2016-09-29 01:00 | 0.0083044 | 0.61986 | 490776
2016-09-29 02:00 | 0 | 0.62577 | 463586
2016-09-29 03:00 | 0 | 0.60151 | 431162
2016-09-29 04:00 | 0 | 0.56583 | 402391
2016-09-29 05:00 | 0 | 0.52963 | 379998
2016-09-29 06:00 | 0 | 0.49812 | 363000
2016-09-29 07:00 | 0 | 0.47678 | 352206
2016-09-29 08:00 | 0 | 0.45766 | 349223
2016-09-29 09:00 | 0 | 0.42153 | 357698
2016-09-29 10:00 | 0 | 0.39107 | 380829
2016-09-29 11:00 | 0 | 0.3745 | 405282
2016-09-29 12:00 | 0 | 0.35232 | 418930
2016-09-29 13:00 | 0.042634 | 0.22257 | 433174
2016-09-29 14:00 | 0.35971 | 0.14823 | 446476
2016-09-29 15:00 | 0.58862 | 0.16732 | 457915
2016-09-29 16:00 | 0.66303 | 0.20107 | 467097
2016-09-29 17:00 | 0.66252 | 0.21337 | 476837
2016-09-29 18:00 | 0.63516 | 0.22144 | 484414
2016-09-29 19:00 | 0.60951 | 0.22868 | 490997
2016-09-29 20:00 | 0.59498 | 0.23504 | 496619
2016-09-29 21:00 | 0.56657 | 0.24344 | 498650
2016-09-29 22:00 | 0.51684 | 0.25676 | 496050
2016-09-29 23:00 | 0.40341 | 0.33217 | 495047
2016-09-30 | 0.18245 | 0.51676 | 490559
2016-09-30 01:00 | 0.0069679 | 0.62602 | 474123
2016-09-30 02:00 | 0 | 0.63701 | 449269
2016-09-30 03:00 | 0 | 0.60454 | 418628
2016-09-30 04:00 | 0 | 0.54966 | 390352
2016-09-30 05:00 | 0 | 0.49842 | 369439
2016-09-30 06:00 | 0 | 0.45894 | 355595
2016-09-30 07:00 | 0 | 0.42976 | 346003
2016-09-30 08:00 | 0 | 0.4009 | 343264
2016-09-30 09:00 | 0 | 0.36934 | 351472
2016-09-30 10:00 | 0 | 0.34467 | 372870
2016-09-30 11:00 | 0 | 0.33222 | 396585
2016-09-30 12:00 | 0 | 0.31667 | 410605
2016-09-30 13:00 | 0.027815 | 0.23082 | 425358
2016-09-30 14:00 | 0.2866 | 0.16129 | 438424
2016-09-30 15:00 | 0.55898 | 0.20711 | 449478
2016-09-30 16:00 | 0.66316 | 0.23257 | 458534
2016-09-30 17:00 | 0.6715 | 0.239 | 466904
2016-09-30 18:00 | 0.65764 | 0.23911 | 473293
2016-09-30 19:00 | 0.64757 | 0.2315 | 477889
2016-09-30 20:00 | 0.65063 | 0.22049 | 481571
2016-09-30 21:00 | 0.64887 | 0.20619 | 481980
2016-09-30 22:00 | 0.6215 | 0.19731 | 477094
2016-09-30 23:00 | 0.50821 | 0.25342 | 471788
2016-10-01 | 0.24306 | 0.41798 | 464160
2016-10-01 01:00 | 0.014263 | 0.49983 | 449071
2016-10-01 02:00 | 0 | 0.4981 | 429616
2016-10-01 03:00 | 0 | 0.4666 | 403733
2016-10-01 04:00 | 0 | 0.41559 | 379347
2016-10-01 05:00 | 0 | 0.36307 | 360029
2016-10-01 06:00 | 0 | 0.32156 | 345957
2016-10-01 07:00 | 0 | 0.29273 | 335981
2016-10-01 08:00 | 0 | 0.26729 | 330386
2016-10-01 09:00 | 0 | 0.24889 | 329674
2016-10-01 10:00 | 0 | 0.23976 | 335756
2016-10-01 11:00 | 0 | 0.23578 | 344879
2016-10-01 12:00 | 0 | 0.22877 | 358481
2016-10-01 13:00 | 0.038544 | 0.15882 | 375301
2016-10-01 14:00 | 0.39965 | 0.078225 | 391050
2016-10-01 15:00 | 0.69564 | 0.091038 | 405328
2016-10-01 16:00 | 0.75124 | 0.11062 | 416744
2016-10-01 17:00 | 0.73339 | 0.12654 | 426036
2016-10-01 18:00 | 0.70978 | 0.13149 | 434374
2016-10-01 19:00 | 0.69638 | 0.12673 | 441308
2016-10-01 20:00 | 0.70368 | 0.11734 | 446442
2016-10-01 21:00 | 0.71294 | 0.11211 | 449559
2016-10-01 22:00 | 0.69614 | 0.11525 | 447957
2016-10-01 23:00 | 0.57704 | 0.16947 | 447614
2016-10-02 | 0.253 | 0.3709 | 444225
2016-10-02 01:00 | 0.0048617 | 0.48312 | 431609
2016-10-02 02:00 | 0 | 0.52098 | 414372
2016-10-02 03:00 | 0 | 0.52578 | 392285
2016-10-02 04:00 | 0 | 0.50539 | 369627
2016-10-02 05:00 | 0 | 0.48151 | 352065
2016-10-02 06:00 | 0 | 0.45505 | 338309
2016-10-02 07:00 | 0 | 0.42531 | 328815
2016-10-02 08:00 | 0 | 0.39592 | 322930
2016-10-02 09:00 | 0 | 0.35882 | 321307
2016-10-02 10:00 | 0 | 0.3268 | 324074
2016-10-02 11:00 | 0 | 0.302 | 330659
2016-10-02 12:00 | 0 | 0.27804 | 341997
2016-10-02 13:00 | 0.04114 | 0.18431 | 360340
2016-10-02 14:00 | 0.39181 | 0.088688 | 377856
2016-10-02 15:00 | 0.69627 | 0.11504 | 394308
2016-10-02 16:00 | 0.75135 | 0.13335 | 409258
2016-10-02 17:00 | 0.73402 | 0.14939 | 422382
2016-10-02 18:00 | 0.71075 | 0.16254 | 432750
2016-10-02 19:00 | 0.6962 | 0.16854 | 440823
2016-10-02 20:00 | 0.70103 | 0.17028 | 447418
2016-10-02 21:00 | 0.7084 | 0.17435 | 452442
2016-10-02 22:00 | 0.68294 | 0.19069 | 453706
2016-10-02 23:00 | 0.55377 | 0.28244 | 455845
2016-10-03 | 0.22151 | 0.52189 | 454506
2016-10-03 01:00 | 0.0043462 | 0.63557 | 440665
2016-10-03 02:00 | 0 | 0.67261 | 419948
2016-10-03 03:00 | 0 | 0.67816 | 393288
2016-10-03 04:00 | 0 | 0.65846 | 370228
2016-10-03 05:00 | 0 | 0.6304 | 352069
2016-10-03 06:00 | 0 | 0.60629 | 339911
2016-10-03 07:00 | 0 | 0.59218 | 332910
2016-10-03 08:00 | 0 | 0.57761 | 333017
2016-10-03 09:00 | 0 | 0.55632 | 343797
2016-10-03 10:00 | 0 | 0.54136 | 367448
2016-10-03 11:00 | 0 | 0.53092 | 392416
2016-10-03 12:00 | 0 | 0.53136 | 407507
2016-10-03 13:00 | 0.028871 | 0.45366 | 422920
2016-10-03 14:00 | 0.34633 | 0.42937 | 438778
2016-10-03 15:00 | 0.64317 | 0.57175 | 452970
2016-10-03 16:00 | 0.70779 | 0.65743 | 466381
2016-10-03 17:00 | 0.70748 | 0.69287 | 478612
2016-10-03 18:00 | 0.69639 | 0.7232 | 488215
2016-10-03 19:00 | 0.69176 | 0.75332 | 494304
2016-10-03 20:00 | 0.69997 | 0.78283 | 497335
2016-10-03 21:00 | 0.70059 | 0.8099 | 497321
2016-10-03 22:00 | 0.68436 | 0.83436 | 493897
2016-10-03 23:00 | 0.56166 | 0.87587 | 493550
2016-10-04 | 0.2296 | 0.92683 | 488761
2016-10-04 01:00 | 0.0028047 | 0.92409 | 471633
2016-10-04 02:00 | 0 | 0.89612 | 446352
2016-10-04 03:00 | 0 | 0.87606 | 416647
2016-10-04 04:00 | 0 | 0.85831 | 388923
2016-10-04 05:00 | 0 | 0.84701 | 366116
2016-10-04 06:00 | 0 | 0.83609 | 351179
2016-10-04 07:00 | 0 | 0.82432 | 342658
2016-10-04 08:00 | 0 | 0.81318 | 341000
2016-10-04 09:00 | 0 | 0.79795 | 350712
2016-10-04 10:00 | 0 | 0.78207 | 375478
2016-10-04 11:00 | 0 | 0.77285 | 400098
2016-10-04 12:00 | 0 | 0.76163 | 413981
2016-10-04 13:00 | 0.028333 | 0.6743 | 428455
2016-10-04 14:00 | 0.39342 | 0.63101 | 442417
2016-10-04 15:00 | 0.73227 | 0.69759 | 455453
2016-10-04 16:00 | 0.77387 | 0.68997 | 468286
2016-10-04 17:00 | 0.76659 | 0.67872 | 480699
2016-10-04 18:00 | 0.74779 | 0.66874 | 490527
2016-10-04 19:00 | 0.73534 | 0.66026 | 497249
2016-10-04 20:00 | 0.74218 | 0.65214 | 502525
2016-10-04 21:00 | 0.74821 | 0.63751 | 503411
2016-10-04 22:00 | 0.73262 | 0.62526 | 498983
2016-10-04 23:00 | 0.58774 | 0.64168 | 498935
2016-10-05 | 0.23474 | 0.67327 | 495150
2016-10-05 01:00 | 0.0027234 | 0.66717 | 478735
2016-10-05 02:00 | 0 | 0.65579 | 453603
2016-10-05 03:00 | 0 | 0.65041 | 425594
2016-10-05 04:00 | 0 | 0.63964 | 397551
2016-10-05 05:00 | 0 | 0.63132 | 377091
2016-10-05 06:00 | 0 | 0.6189 | 361549
2016-10-05 07:00 | 0 | 0.59907 | 352193
2016-10-05 08:00 | 0 | 0.58577 | 349490
2016-10-05 09:00 | 0 | 0.5636 | 357785
2016-10-05 10:00 | 0 | 0.54214 | 381831
2016-10-05 11:00 | 0 | 0.53204 | 406223
2016-10-05 12:00 | 0 | 0.51999 | 419017
2016-10-05 13:00 | 0.026937 | 0.4261 | 432725
2016-10-05 14:00 | 0.38634 | 0.36453 | 447305
2016-10-05 15:00 | 0.73522 | 0.41094 | 460409
2016-10-05 16:00 | 0.77442 | 0.42178 | 473195
2016-10-05 17:00 | 0.75644 | 0.42758 | 486313
2016-10-05 18:00 | 0.73305 | 0.43845 | 498180
2016-10-05 19:00 | 0.71886 | 0.45099 | 507295
2016-10-05 20:00 | 0.7239 | 0.45624 | 513946
2016-10-05 21:00 | 0.72961 | 0.45178 | 515936
2016-10-05 22:00 | 0.71028 | 0.44058 | 511466
2016-10-05 23:00 | 0.562 | 0.47028 | 509137
2016-10-06 | 0.2154 | 0.56064 | 502299
2016-10-06 01:00 | 0.0028614 | 0.63033 | 481284
2016-10-06 02:00 | 0 | 0.66521 | 458450
2016-10-06 03:00 | 0 | 0.66669 | 429111
2016-10-06 04:00 | 0 | 0.64369 | 403890
2016-10-06 05:00 | 0 | 0.61133 | 381752
2016-10-06 06:00 | 0 | 0.58087 | 366277
2016-10-06 07:00 | 0 | 0.55091 | 356084
2016-10-06 08:00 | 0 | 0.5241 | 353626
2016-10-06 09:00 | 0 | 0.49789 | 362758
2016-10-06 10:00 | 0 | 0.47428 | 385927
2016-10-06 11:00 | 0 | 0.45657 | 410874
2016-10-06 12:00 | 0 | 0.44604 | 424885
2016-10-06 13:00 | 0.022041 | 0.38317 | 438806
2016-10-06 14:00 | 0.3326 | 0.38766 | 452384
2016-10-06 15:00 | 0.71098 | 0.4533 | 464701
2016-10-06 16:00 | 0.75616 | 0.45436 | 475928
2016-10-06 17:00 | 0.73612 | 0.43231 | 487992
2016-10-06 18:00 | 0.71714 | 0.41225 | 498243
2016-10-06 19:00 | 0.70476 | 0.40246 | 504825
2016-10-06 20:00 | 0.70994 | 0.4106 | 509579
2016-10-06 21:00 | 0.71306 | 0.42769 | 510568
2016-10-06 22:00 | 0.68395 | 0.44094 | 506396
2016-10-06 23:00 | 0.55136 | 0.46609 | 505799
2016-10-07 | 0.20958 | 0.50132 | 500734
2016-10-07 01:00 | 0.0035225 | 0.51485 | 484447
2016-10-07 02:00 | 0 | 0.53299 | 459365
2016-10-07 03:00 | 0 | 0.54765 | 428443
2016-10-07 04:00 | 0 | 0.55475 | 401406
2016-10-07 05:00 | 0 | 0.55657 | 379573
2016-10-07 06:00 | 0 | 0.56091 | 362525
2016-10-07 07:00 | 0 | 0.56411 | 353282
2016-10-07 08:00 | 0 | 0.56013 | 350335
2016-10-07 09:00 | 0 | 0.52426 | 357442
2016-10-07 10:00 | 0 | 0.47797 | 377785
2016-10-07 11:00 | 0 | 0.46106 | 401400
2016-10-07 12:00 | 0 | 0.45521 | 416117
2016-10-07 13:00 | 0.016532 | 0.3877 | 429380
2016-10-07 14:00 | 0.37611 | 0.38406 | 442980
2016-10-07 15:00 | 0.6794 | 0.40238 | 453071
2016-10-07 16:00 | 0.73263 | 0.38629 | 461304
2016-10-07 17:00 | 0.72758 | 0.37046 | 469765
2016-10-07 18:00 | 0.70706 | 0.35873 | 476505
2016-10-07 19:00 | 0.6941 | 0.34992 | 479943
2016-10-07 20:00 | 0.69694 | 0.34138 | 482069
2016-10-07 21:00 | 0.69671 | 0.32724 | 481238
2016-10-07 22:00 | 0.67296 | 0.29092 | 476103
2016-10-07 23:00 | 0.51603 | 0.2783 | 472386
2016-10-08 | 0.17346 | 0.34457 | 465369
2016-10-08 01:00 | 0.0012964 | 0.3849 | 450868
2016-10-08 02:00 | 0 | 0.41562 | 428352
2016-10-08 03:00 | 0 | 0.44606 | 407395
2016-10-08 04:00 | 0 | 0.46075 | 385732
2016-10-08 05:00 | 0 | 0.45923 | 364959
2016-10-08 06:00 | 0 | 0.45132 | 350104
2016-10-08 07:00 | 0 | 0.4403 | 339014
2016-10-08 08:00 | 0 | 0.42518 | 332471
2016-10-08 09:00 | 0 | 0.40211 | 331938
2016-10-08 10:00 | 0 | 0.37833 | 338002
2016-10-08 11:00 | 0 | 0.35774 | 348329
2016-10-08 12:00 | 0 | 0.34008 | 361100
2016-10-08 13:00 | 0.011475 | 0.24348 | 379211
2016-10-08 14:00 | 0.2288 | 0.10919 | 394483
2016-10-08 15:00 | 0.50403 | 0.11635 | 406622
2016-10-08 16:00 | 0.60041 | 0.14536 | 415739
2016-10-08 17:00 | 0.60721 | 0.13961 | 421708
2016-10-08 18:00 | 0.58993 | 0.12758 | 426659
2016-10-08 19:00 | 0.57137 | 0.11682 | 431968
2016-10-08 20:00 | 0.55779 | 0.10915 | 436274
2016-10-08 21:00 | 0.53064 | 0.10486 | 439383
2016-10-08 22:00 | 0.49097 | 0.11477 | 439069
2016-10-08 23:00 | 0.38473 | 0.20657 | 435365
2016-10-09 | 0.16564 | 0.36874 | 432182
2016-10-09 01:00 | 0.0019661 | 0.46817 | 422059
2016-10-09 02:00 | 0 | 0.48252 | 402252
2016-10-09 03:00 | 0 | 0.48164 | 380070
2016-10-09 04:00 | 0 | 0.48055 | 362415
2016-10-09 05:00 | 0 | 0.47414 | 344211
2016-10-09 06:00 | 0 | 0.47834 | 329703
2016-10-09 07:00 | 0 | 0.477 | 320457
2016-10-09 08:00 | 0 | 0.46869 | 314804
2016-10-09 09:00 | 0 | 0.44924 | 313504
2016-10-09 10:00 | 0 | 0.43864 | 316333
2016-10-09 11:00 | 0 | 0.43705 | 323004
2016-10-09 12:00 | 0 | 0.43931 | 334487
2016-10-09 13:00 | 0.0095861 | 0.37159 | 350536
2016-10-09 14:00 | 0.24328 | 0.23843 | 363656
2016-10-09 15:00 | 0.56268 | 0.28561 | 374100
2016-10-09 16:00 | 0.65616 | 0.36313 | 383930
2016-10-09 17:00 | 0.65121 | 0.40079 | 392899
2016-10-09 18:00 | 0.62912 | 0.43313 | 400269
2016-10-09 19:00 | 0.60847 | 0.45797 | 408188
2016-10-09 20:00 | 0.59542 | 0.47236 | 416624
2016-10-09 21:00 | 0.58142 | 0.47569 | 423858
2016-10-09 22:00 | 0.55574 | 0.47024 | 427184
2016-10-09 23:00 | 0.45481 | 0.55654 | 433837
2016-10-10 | 0.18453 | 0.66285 | 435426
2016-10-10 01:00 | 0.00094442 | 0.70913 | 419781
2016-10-10 02:00 | 0 | 0.72461 | 401543
2016-10-10 03:00 | 0 | 0.72683 | 381256
2016-10-10 04:00 | 0 | 0.71765 | 358189
2016-10-10 05:00 | 0 | 0.69993 | 340263
2016-10-10 06:00 | 0 | 0.68353 | 327877
2016-10-10 07:00 | 0 | 0.65894 | 320921
2016-10-10 08:00 | 0 | 0.63466 | 320475
2016-10-10 09:00 | 0 | 0.59699 | 328559
2016-10-10 10:00 | 0 | 0.56363 | 350200
2016-10-10 11:00 | 0 | 0.53667 | 374730
2016-10-10 12:00 | 0 | 0.52089 | 390068
2016-10-10 13:00 | 0.023213 | 0.44198 | 403659
2016-10-10 14:00 | 0.35092 | 0.32457 | 414344
2016-10-10 15:00 | 0.61674 | 0.36526 | 422674
2016-10-10 16:00 | 0.68672 | 0.41232 | 429540
2016-10-10 17:00 | 0.67969 | 0.41449 | 436521
2016-10-10 18:00 | 0.66245 | 0.41191 | 443254
2016-10-10 19:00 | 0.64942 | 0.40896 | 449624
2016-10-10 20:00 | 0.65119 | 0.40141 | 456276
2016-10-10 21:00 | 0.65067 | 0.39478 | 461341
2016-10-10 22:00 | 0.61271 | 0.40232 | 463319
2016-10-10 23:00 | 0.45385 | 0.49056 | 469066
2016-10-11 | 0.12846 | 0.62632 | 465861
2016-10-11 01:00 | 0.0006282 | 0.70463 | 450737
2016-10-11 02:00 | 0 | 0.74238 | 428112
2016-10-11 03:00 | 0 | 0.74898 | 400669
2016-10-11 04:00 | 0 | 0.72859 | 375252
2016-10-11 05:00 | 0 | 0.69775 | 357030
2016-10-11 06:00 | 0 | 0.65884 | 343584
2016-10-11 07:00 | 0 | 0.6188 | 336113
2016-10-11 08:00 | 0 | 0.58215 | 334737
2016-10-11 09:00 | 0 | 0.55234 | 343866
2016-10-11 10:00 | 0 | 0.5279 | 369914
2016-10-11 11:00 | 0 | 0.5029 | 395969
2016-10-11 12:00 | 0 | 0.47665 | 407918
2016-10-11 13:00 | 0.015359 | 0.36317 | 417206
2016-10-11 14:00 | 0.30124 | 0.23366 | 425449
2016-10-11 15:00 | 0.58977 | 0.23341 | 432647
2016-10-11 16:00 | 0.67929 | 0.26421 | 439652
2016-10-11 17:00 | 0.67986 | 0.26901 | 446392
2016-10-11 18:00 | 0.6636 | 0.28303 | 453427
2016-10-11 19:00 | 0.65332 | 0.30572 | 458453
2016-10-11 20:00 | 0.65947 | 0.32551 | 464133
2016-10-11 21:00 | 0.66645 | 0.34319 | 468519
2016-10-11 22:00 | 0.64842 | 0.38285 | 469706
2016-10-11 23:00 | 0.5109 | 0.45568 | 474251
2016-10-12 | 0.17349 | 0.53594 | 471249
2016-10-12 01:00 | 0.00051295 | 0.55689 | 456932
2016-10-12 02:00 | 0 | 0.56873 | 433484
2016-10-12 03:00 | 0 | 0.56538 | 406043
2016-10-12 04:00 | 0 | 0.56421 | 380992
2016-10-12 05:00 | 0 | 0.55766 | 361760
2016-10-12 06:00 | 0 | 0.54877 | 348243
2016-10-12 07:00 | 0 | 0.54253 | 340838
2016-10-12 08:00 | 0 | 0.54342 | 340028
2016-10-12 09:00 | 0 | 0.54005 | 348468
2016-10-12 10:00 | 0 | 0.52714 | 373533
2016-10-12 11:00 | 0 | 0.52005 | 399567
2016-10-12 12:00 | 0 | 0.50979 | 411951
2016-10-12 13:00 | 0.013642 | 0.46102 | 423006
2016-10-12 14:00 | 0.30358 | 0.42656 | 433683
2016-10-12 15:00 | 0.61662 | 0.42925 | 442339
2016-10-12 16:00 | 0.69518 | 0.40761 | 449506
2016-10-12 17:00 | 0.69897 | 0.36937 | 456544
2016-10-12 18:00 | 0.67324 | 0.33344 | 462687
2016-10-12 19:00 | 0.65533 | 0.30622 | 467162
2016-10-12 20:00 | 0.65424 | 0.28527 | 471056
2016-10-12 21:00 | 0.65111 | 0.26724 | 474321
2016-10-12 22:00 | 0.59659 | 0.24799 | 474450
2016-10-12 23:00 | 0.43019 | 0.25213 | 477720
2016-10-13 | 0.1422 | 0.29729 | 473170
2016-10-13 01:00 | 0.00033761 | 0.31825 | 458461
2016-10-13 02:00 | 0 | 0.33588 | 435066
2016-10-13 03:00 | 0 | 0.34176 | 407110
2016-10-13 04:00 | 0 | 0.35017 | 381865
2016-10-13 05:00 | 0 | 0.36055 | 362529
2016-10-13 06:00 | 0 | 0.36544 | 348729
2016-10-13 07:00 | 0 | 0.36113 | 341147
2016-10-13 08:00 | 0 | 0.35114 | 340195
2016-10-13 09:00 | 0 | 0.34398 | 348595
2016-10-13 10:00 | 0 | 0.33778 | 373419
2016-10-13 11:00 | 0 | 0.33165 | 399415
2016-10-13 12:00 | 0 | 0.32246 | 412453
2016-10-13 13:00 | 0.0068971 | 0.25687 | 423354
2016-10-13 14:00 | 0.24106 | 0.16636 | 433595
2016-10-13 15:00 | 0.55264 | 0.1602 | 441745
2016-10-13 16:00 | 0.63093 | 0.16492 | 448142
2016-10-13 17:00 | 0.63405 | 0.16717 | 454591
2016-10-13 18:00 | 0.62393 | 0.17095 | 460716
2016-10-13 19:00 | 0.61718 | 0.1731 | 464994
2016-10-13 20:00 | 0.62488 | 0.16633 | 467977
2016-10-13 21:00 | 0.631 | 0.16291 | 469397
2016-10-13 22:00 | 0.60297 | 0.17842 | 468201
2016-10-13 23:00 | 0.45331 | 0.29318 | 472705
2016-10-14 | 0.1138 | 0.47024 | 470940
2016-10-14 01:00 | 0.00019909 | 0.56053 | 456951
2016-10-14 02:00 | 0 | 0.60141 | 433342
2016-10-14 03:00 | 0 | 0.62144 | 407036
2016-10-14 04:00 | 0 | 0.63032 | 382596
2016-10-14 05:00 | 0 | 0.6292 | 362278
2016-10-14 06:00 | 0 | 0.62267 | 348008
2016-10-14 07:00 | 0 | 0.61482 | 340313
2016-10-14 08:00 | 0 | 0.60154 | 339060
2016-10-14 09:00 | 0 | 0.57517 | 347726
2016-10-14 10:00 | 0 | 0.55219 | 371146
2016-10-14 11:00 | 0 | 0.53831 | 396426
2016-10-14 12:00 | 0 | 0.5302 | 409246
2016-10-14 13:00 | 0.0091081 | 0.49674 | 419731
2016-10-14 14:00 | 0.27824 | 0.40222 | 429523
2016-10-14 15:00 | 0.54355 | 0.3911 | 436532
2016-10-14 16:00 | 0.62779 | 0.42927 | 442480
2016-10-14 17:00 | 0.64069 | 0.46427 | 448288
2016-10-14 18:00 | 0.63372 | 0.5031 | 453012
2016-10-14 19:00 | 0.62863 | 0.54428 | 456009
2016-10-14 20:00 | 0.63496 | 0.58197 | 458200
2016-10-14 21:00 | 0.64108 | 0.62739 | 458185
2016-10-14 22:00 | 0.60225 | 0.67944 | 455239
2016-10-14 23:00 | 0.4391 | 0.79742 | 456333
2016-10-15 | 0.094799 | 0.90436 | 451920
2016-10-15 01:00 | 0.00014375 | 0.9307 | 440415
2016-10-15 02:00 | 0 | 0.92822 | 422463
2016-10-15 03:00 | 0 | 0.92437 | 399992
2016-10-15 04:00 | 0 | 0.9159 | 377730
2016-10-15 05:00 | 0 | 0.89859 | 360123
2016-10-15 06:00 | 0 | 0.87759 | 346109
2016-10-15 07:00 | 0 | 0.85874 | 337138
2016-10-15 08:00 | 0 | 0.84313 | 333073
2016-10-15 09:00 | 0 | 0.82265 | 334219
2016-10-15 10:00 | 0 | 0.79482 | 341744
2016-10-15 11:00 | 0 | 0.77354 | 353154
2016-10-15 12:00 | 0 | 0.74801 | 366424
2016-10-15 13:00 | 0.009392 | 0.68303 | 381324
2016-10-15 14:00 | 0.32178 | 0.54576 | 395160
2016-10-15 15:00 | 0.62946 | 0.47298 | 407344
2016-10-15 16:00 | 0.70065 | 0.4964 | 417435
2016-10-15 17:00 | 0.69472 | 0.50092 | 425068
2016-10-15 18:00 | 0.6759 | 0.47024 | 431579
2016-10-15 19:00 | 0.66763 | 0.43578 | 437621
2016-10-15 20:00 | 0.6785 | 0.39693 | 442960
2016-10-15 21:00 | 0.69543 | 0.36063 | 445535
2016-10-15 22:00 | 0.68042 | 0.34869 | 446436
2016-10-15 23:00 | 0.49636 | 0.41525 | 449627
2016-10-16 | 0.11725 | 0.47742 | 445552
2016-10-16 01:00 | 0.00011651 | 0.51837 | 434826
2016-10-16 02:00 | 0 | 0.54409 | 417311
2016-10-16 03:00 | 0 | 0.57581 | 396189
2016-10-16 04:00 | 0 | 0.60853 | 374750
2016-10-16 05:00 | 0 | 0.62411 | 357343
2016-10-16 06:00 | 0 | 0.6281 | 343637
2016-10-16 07:00 | 0 | 0.63994 | 333971
2016-10-16 08:00 | 0 | 0.65447 | 328806
2016-10-16 09:00 | 0 | 0.66635 | 327782
2016-10-16 10:00 | 0 | 0.68219 | 331842
2016-10-16 11:00 | 0 | 0.69173 | 340368
2016-10-16 12:00 | 0 | 0.70583 | 351891
2016-10-16 13:00 | 0.0081807 | 0.65264 | 367423
2016-10-16 14:00 | 0.31655 | 0.53615 | 383772
2016-10-16 15:00 | 0.57035 | 0.5099 | 400544
2016-10-16 16:00 | 0.6447 | 0.59078 | 416790
2016-10-16 17:00 | 0.64454 | 0.68706 | 430707
2016-10-16 18:00 | 0.62667 | 0.73268 | 442178
2016-10-16 19:00 | 0.6189 | 0.75319 | 451589
2016-10-16 20:00 | 0.62334 | 0.75853 | 458822
2016-10-16 21:00 | 0.63252 | 0.75228 | 464628
2016-10-16 22:00 | 0.61418 | 0.75669 | 467804
2016-10-16 23:00 | 0.45714 | 0.81713 | 471245
2016-10-17 | 0.10816 | 0.85498 | 468534
2016-10-17 01:00 | 8.49e-05 | 0.84947 | 453973
2016-10-17 02:00 | 0 | 0.8215 | 431304
2016-10-17 03:00 | 0 | 0.78858 | 404663
2016-10-17 04:00 | 0 | 0.76709 | 379946
2016-10-17 05:00 | 0 | 0.74994 | 360858
2016-10-17 06:00 | 0 | 0.72122 | 347528
2016-10-17 07:00 | 0 | 0.69575 | 340423
2016-10-17 08:00 | 0 | 0.67029 | 339804
2016-10-17 09:00 | 0 | 0.63714 | 349623
2016-10-17 10:00 | 0 | 0.60881 | 376218
2016-10-17 11:00 | 0 | 0.5899 | 404471
2016-10-17 12:00 | 0 | 0.58016 | 420646
2016-10-17 13:00 | 0.0079174 | 0.54041 | 436484
2016-10-17 14:00 | 0.30061 | 0.4363 | 453409
2016-10-17 15:00 | 0.60107 | 0.43545 | 468848
2016-10-17 16:00 | 0.68774 | 0.51896 | 483953
2016-10-17 17:00 | 0.69122 | 0.58003 | 498846
2016-10-17 18:00 | 0.66971 | 0.61724 | 511978
2016-10-17 19:00 | 0.66 | 0.63975 | 521613
2016-10-17 20:00 | 0.6718 | 0.65474 | 527488
2016-10-17 21:00 | 0.69386 | 0.6666 | 528429
2016-10-17 22:00 | 0.68577 | 0.69133 | 523606
2016-10-17 23:00 | 0.51176 | 0.76937 | 522334
2016-10-18 | 0.12135 | 0.81432 | 514513
2016-10-18 01:00 | 8.84e-05 | 0.81057 | 495858
2016-10-18 02:00 | 0 | 0.79928 | 468422
2016-10-18 03:00 | 0 | 0.79092 | 435906
2016-10-18 04:00 | 0 | 0.78313 | 406153
2016-10-18 05:00 | 0 | 0.76608 | 383174
2016-10-18 06:00 | 0 | 0.75023 | 367099
2016-10-18 07:00 | 0 | 0.73741 | 357029
2016-10-18 08:00 | 0 | 0.71698 | 354533
2016-10-18 09:00 | 0 | 0.67642 | 363232
2016-10-18 10:00 | 0 | 0.63577 | 388280
2016-10-18 11:00 | 0 | 0.59703 | 414599
2016-10-18 12:00 | 0 | 0.56205 | 428263
2016-10-18 13:00 | 0.0058595 | 0.44825 | 443362
2016-10-18 14:00 | 0.28001 | 0.26506 | 459677
2016-10-18 15:00 | 0.67268 | 0.25748 | 473422
2016-10-18 16:00 | 0.73686 | 0.24389 | 487336
2016-10-18 17:00 | 0.71155 | 0.21427 | 500972
2016-10-18 18:00 | 0.68389 | 0.19931 | 512847
2016-10-18 19:00 | 0.66782 | 0.19869 | 521572
2016-10-18 20:00 | 0.67458 | 0.19986 | 527230
2016-10-18 21:00 | 0.68845 | 0.1988 | 527453
2016-10-18 22:00 | 0.66896 | 0.20335 | 522155
2016-10-18 23:00 | 0.49627 | 0.25835 | 520044
2016-10-19 | 0.11895 | 0.35453 | 512531
2016-10-19 01:00 | 6.18e-05 | 0.42021 | 493705
2016-10-19 02:00 | 0 | 0.44105 | 465734
2016-10-19 03:00 | 0 | 0.43067 | 434382
2016-10-19 04:00 | 0 | 0.40441 | 404120
2016-10-19 05:00 | 0 | 0.37167 | 381461
2016-10-19 06:00 | 0 | 0.34386 | 365213
2016-10-19 07:00 | 0 | 0.32185 | 355191
2016-10-19 08:00 | 0 | 0.3038 | 353273
2016-10-19 09:00 | 0 | 0.28924 | 362507
2016-10-19 10:00 | 0 | 0.28264 | 387847
2016-10-19 11:00 | 0 | 0.28485 | 413174
2016-10-19 12:00 | 0 | 0.28751 | 427913
2016-10-19 13:00 | 0.0050292 | 0.24365 | 441862
2016-10-19 14:00 | 0.26848 | 0.12636 | 458750
2016-10-19 15:00 | 0.69145 | 0.13094 | 474396
2016-10-19 16:00 | 0.74362 | 0.15916 | 488621
2016-10-19 17:00 | 0.71762 | 0.14789 | 504233
2016-10-19 18:00 | 0.68988 | 0.13924 | 514868
2016-10-19 19:00 | 0.67638 | 0.14675 | 522783
2016-10-19 20:00 | 0.68546 | 0.16754 | 526819
2016-10-19 21:00 | 0.70109 | 0.20051 | 524964
2016-10-19 22:00 | 0.68883 | 0.24308 | 520100
2016-10-19 23:00 | 0.51667 | 0.35088 | 519054
2016-10-20 | 0.11501 | 0.48392 | 509934
2016-10-20 01:00 | 5.1e-05 | 0.48911 | 488304
2016-10-20 02:00 | 0 | 0.46043 | 461216
2016-10-20 03:00 | 0 | 0.42539 | 433142
2016-10-20 04:00 | 0 | 0.40721 | 402047
2016-10-20 05:00 | 0 | 0.41165 | 379104
2016-10-20 06:00 | 0 | 0.43422 | 362360
2016-10-20 07:00 | 0 | 0.45151 | 352629
2016-10-20 08:00 | 0 | 0.46327 | 350469
2016-10-20 09:00 | 0 | 0.45832 | 358516
2016-10-20 10:00 | 0 | 0.45044 | 382205
2016-10-20 11:00 | 0 | 0.44036 | 407642
2016-10-20 12:00 | 0 | 0.42952 | 421327
2016-10-20 13:00 | 0.0047758 | 0.38594 | 433915
2016-10-20 14:00 | 0.24858 | 0.32793 | 446863
2016-10-20 15:00 | 0.67916 | 0.30479 | 458334
2016-10-20 16:00 | 0.73505 | 0.28017 | 468446
2016-10-20 17:00 | 0.72176 | 0.25841 | 477166
2016-10-20 18:00 | 0.69621 | 0.24524 | 483333
2016-10-20 19:00 | 0.68256 | 0.23717 | 485984
2016-10-20 20:00 | 0.69208 | 0.23069 | 487956
2016-10-20 21:00 | 0.70991 | 0.22033 | 486898
2016-10-20 22:00 | 0.69967 | 0.20219 | 485387
2016-10-20 23:00 | 0.51975 | 0.23258 | 487256
2016-10-21 | 0.11839 | 0.32175 | 481349
2016-10-21 01:00 | 3.32e-05 | 0.40078 | 464833
2016-10-21 02:00 | 0 | 0.47779 | 440739
2016-10-21 03:00 | 0 | 0.53168 | 411354
2016-10-21 04:00 | 0 | 0.55199 | 384789
2016-10-21 05:00 | 0 | 0.55481 | 365676
2016-10-21 06:00 | 0 | 0.55176 | 350932
2016-10-21 07:00 | 0 | 0.54355 | 342072
2016-10-21 08:00 | 0 | 0.53667 | 340233
2016-10-21 09:00 | 0 | 0.52861 | 347723
2016-10-21 10:00 | 0 | 0.52643 | 369935
2016-10-21 11:00 | 0 | 0.53104 | 396221
2016-10-21 12:00 | 0 | 0.54018 | 410677
2016-10-21 13:00 | 0.0034688 | 0.51203 | 423400
2016-10-21 14:00 | 0.24934 | 0.32562 | 433205
2016-10-21 15:00 | 0.68087 | 0.25331 | 439526
2016-10-21 16:00 | 0.73708 | 0.34517 | 443972
2016-10-21 17:00 | 0.71133 | 0.36555 | 448132
2016-10-21 18:00 | 0.68414 | 0.34828 | 450191
2016-10-21 19:00 | 0.6702 | 0.33138 | 451429
2016-10-21 20:00 | 0.67884 | 0.31506 | 452203
2016-10-21 21:00 | 0.69828 | 0.29126 | 451126
2016-10-21 22:00 | 0.69485 | 0.27135 | 448961
2016-10-21 23:00 | 0.51178 | 0.37948 | 449429
2016-10-22 | 0.1125 | 0.46134 | 443542
2016-10-22 01:00 | 2.65e-05 | 0.50653 | 430130
2016-10-22 02:00 | 0 | 0.52395 | 411926
2016-10-22 03:00 | 0 | 0.53572 | 388331
2016-10-22 04:00 | 0 | 0.54814 | 367509
2016-10-22 05:00 | 0 | 0.54752 | 350055
2016-10-22 06:00 | 0 | 0.53947 | 336559
2016-10-22 07:00 | 0 | 0.52624 | 328180
2016-10-22 08:00 | 0 | 0.50576 | 324353
2016-10-22 09:00 | 0 | 0.47664 | 326281
2016-10-22 10:00 | 0 | 0.45652 | 333702
2016-10-22 11:00 | 0 | 0.45146 | 346674
2016-10-22 12:00 | 0 | 0.45859 | 360161
2016-10-22 13:00 | 0.0028987 | 0.42345 | 374661
2016-10-22 14:00 | 0.26086 | 0.26891 | 383664
2016-10-22 15:00 | 0.61088 | 0.15772 | 387972
2016-10-22 16:00 | 0.6835 | 0.22351 | 388617
2016-10-22 17:00 | 0.67245 | 0.32898 | 388083
2016-10-22 18:00 | 0.64955 | 0.372 | 387684
2016-10-22 19:00 | 0.63789 | 0.39942 | 389417
2016-10-22 20:00 | 0.64608 | 0.41432 | 393748
2016-10-22 21:00 | 0.66141 | 0.42424 | 398974
2016-10-22 22:00 | 0.62641 | 0.47435 | 403878
2016-10-22 23:00 | 0.43036 | 0.64969 | 410658
2016-10-23 | 0.086016 | 0.74998 | 410237
2016-10-23 01:00 | 1.29e-05 | 0.78496 | 403081
2016-10-23 02:00 | 0 | 0.79783 | 389395
2016-10-23 03:00 | 0 | 0.79901 | 371839
2016-10-23 04:00 | 0 | 0.78444 | 354383
2016-10-23 05:00 | 0 | 0.76489 | 339525
2016-10-23 06:00 | 0 | 0.73883 | 328360
2016-10-23 07:00 | 0 | 0.71365 | 321477
2016-10-23 08:00 | 0 | 0.68792 | 318501
2016-10-23 09:00 | 0 | 0.6519 | 318837
2016-10-23 10:00 | 0 | 0.61843 | 325778
2016-10-23 11:00 | 0 | 0.58619 | 335639
2016-10-23 12:00 | 0 | 0.5585 | 347934
2016-10-23 13:00 | 0.0014174 | 0.48118 | 358905
2016-10-23 14:00 | 0.2237 | 0.31613 | 364785
2016-10-23 15:00 | 0.4846 | 0.34712 | 368963
2016-10-23 16:00 | 0.59979 | 0.3481 | 373345
2016-10-23 17:00 | 0.61424 | 0.32748 | 377387
2016-10-23 18:00 | 0.5965 | 0.29964 | 380953
2016-10-23 19:00 | 0.58129 | 0.27933 | 384868
2016-10-23 20:00 | 0.58171 | 0.26381 | 391183
2016-10-23 21:00 | 0.58047 | 0.2527 | 398828
2016-10-23 22:00 | 0.53275 | 0.25498 | 408238
2016-10-23 23:00 | 0.35288 | 0.40228 | 420251
2016-10-24 | 0.056876 | 0.59725 | 422595
2016-10-24 01:00 | 1.15e-05 | 0.66155 | 411659
2016-10-24 02:00 | 0 | 0.64985 | 393670
2016-10-24 03:00 | 0 | 0.61525 | 371559
2016-10-24 04:00 | 0 | 0.57156 | 352342
2016-10-24 05:00 | 0 | 0.5249 | 336659
2016-10-24 06:00 | 0 | 0.48514 | 325873
2016-10-24 07:00 | 0 | 0.45036 | 321177
2016-10-24 08:00 | 0 | 0.41957 | 322115
2016-10-24 09:00 | 0 | 0.38298 | 334390
2016-10-24 10:00 | 0 | 0.35381 | 362713
2016-10-24 11:00 | 0 | 0.32605 | 392252
2016-10-24 12:00 | 0 | 0.29742 | 406365
2016-10-24 13:00 | 0.0021007 | 0.24852 | 414488
2016-10-24 14:00 | 0.22403 | 0.15819 | 422221
2016-10-24 15:00 | 0.42068 | 0.14701 | 427759
2016-10-24 16:00 | 0.51173 | 0.16532 | 432360
2016-10-24 17:00 | 0.52967 | 0.17165 | 437102
2016-10-24 18:00 | 0.51769 | 0.17914 | 441106
2016-10-24 19:00 | 0.50117 | 0.18643 | 444839
2016-10-24 20:00 | 0.48437 | 0.19168 | 448354
2016-10-24 21:00 | 0.45033 | 0.19734 | 451542
2016-10-24 22:00 | 0.37941 | 0.221 | 454806
2016-10-24 23:00 | 0.22674 | 0.40067 | 462102
2016-10-25 | 0.049075 | 0.63928 | 459418
2016-10-25 01:00 | 1.28e-05 | 0.72394 | 445715
2016-10-25 02:00 | 0 | 0.72337 | 421898
2016-10-25 03:00 | 0 | 0.69728 | 395290
2016-10-25 04:00 | 0 | 0.66315 | 370928
2016-10-25 05:00 | 0 | 0.6265 | 353108
2016-10-25 06:00 | 0 | 0.58689 | 340493
2016-10-25 07:00 | 0 | 0.54778 | 333872
2016-10-25 08:00 | 0 | 0.51397 | 333840
2016-10-25 09:00 | 0 | 0.48461 | 345250
2016-10-25 10:00 | 0 | 0.47087 | 374380
2016-10-25 11:00 | 0 | 0.46125 | 402791
2016-10-25 12:00 | 0 | 0.45851 | 414577
2016-10-25 13:00 | 0.00060858 | 0.43481 | 420864
2016-10-25 14:00 | 0.10337 | 0.35033 | 425780
2016-10-25 15:00 | 0.36828 | 0.33402 | 429361
2016-10-25 16:00 | 0.5278 | 0.4093 | 433164
2016-10-25 17:00 | 0.58626 | 0.46754 | 437173
2016-10-25 18:00 | 0.58052 | 0.51008 | 440755
2016-10-25 19:00 | 0.57192 | 0.54519 | 444026
2016-10-25 20:00 | 0.58453 | 0.56278 | 448066
2016-10-25 21:00 | 0.60449 | 0.56047 | 451997
2016-10-25 22:00 | 0.59043 | 0.56234 | 457558
2016-10-25 23:00 | 0.45082 | 0.60567 | 465965
2016-10-26 | 0.08443 | 0.65915 | 463206
2016-10-26 01:00 | 1.25e-05 | 0.63796 | 450822
2016-10-26 02:00 | 0 | 0.61677 | 427489
2016-10-26 03:00 | 0 | 0.60167 | 401143
2016-10-26 04:00 | 0 | 0.58579 | 377467
2016-10-26 05:00 | 0 | 0.57539 | 358988
2016-10-26 06:00 | 0 | 0.56459 | 346963
2016-10-26 07:00 | 0 | 0.54997 | 340536
2016-10-26 08:00 | 0 | 0.52819 | 341377
2016-10-26 09:00 | 0 | 0.49029 | 351909
2016-10-26 10:00 | 0 | 0.45255 | 379889
2016-10-26 11:00 | 0 | 0.42703 | 408520
2016-10-26 12:00 | 0 | 0.40995 | 419924
2016-10-26 13:00 | 0.0015322 | 0.37334 | 425356
2016-10-26 14:00 | 0.22155 | 0.2509 | 430914
2016-10-26 15:00 | 0.60229 | 0.22467 | 434118
2016-10-26 16:00 | 0.69086 | 0.23716 | 437865
2016-10-26 17:00 | 0.67295 | 0.22542 | 442826
2016-10-26 18:00 | 0.64094 | 0.21141 | 447686
2016-10-26 19:00 | 0.62692 | 0.2041 | 452795
2016-10-26 20:00 | 0.6373 | 0.19366 | 458288
2016-10-26 21:00 | 0.66055 | 0.17845 | 463634
2016-10-26 22:00 | 0.63826 | 0.16027 | 469313
2016-10-26 23:00 | 0.43153 | 0.19458 | 474513
2016-10-27 | 0.066606 | 0.25241 | 470084
2016-10-27 01:00 | 1.18e-05 | 0.30527 | 457175
2016-10-27 02:00 | 0 | 0.3397 | 433502
2016-10-27 03:00 | 0 | 0.36102 | 405656
2016-10-27 04:00 | 0 | 0.36809 | 380313
2016-10-27 05:00 | 0 | 0.36953 | 361970
2016-10-27 06:00 | 0 | 0.37219 | 348505
2016-10-27 07:00 | 0 | 0.37093 | 341247
2016-10-27 08:00 | 0 | 0.36309 | 340680
2016-10-27 09:00 | 0 | 0.35047 | 350607
2016-10-27 10:00 | 0 | 0.34035 | 376569
2016-10-27 11:00 | 0 | 0.33383 | 404673
2016-10-27 12:00 | 0 | 0.32529 | 417790
2016-10-27 13:00 | 0.00108 | 0.31053 | 426933
2016-10-27 14:00 | 0.21046 | 0.21473 | 435210
2016-10-27 15:00 | 0.47088 | 0.1249 | 441686
2016-10-27 16:00 | 0.55383 | 0.13883 | 447689
2016-10-27 17:00 | 0.55972 | 0.15899 | 454898
2016-10-27 18:00 | 0.54281 | 0.16001 | 460712
2016-10-27 19:00 | 0.52744 | 0.16277 | 464519
2016-10-27 20:00 | 0.51936 | 0.17285 | 469105
2016-10-27 21:00 | 0.49665 | 0.19797 | 471458
2016-10-27 22:00 | 0.41965 | 0.29307 | 473190
2016-10-27 23:00 | 0.22641 | 0.53549 | 475743
2016-10-28 | 0.016406 | 0.69452 | 471538
2016-10-28 01:00 | 3.05e-07 | 0.78253 | 458174
2016-10-28 02:00 | 0 | 0.81725 | 435168
2016-10-28 03:00 | 0 | 0.82706 | 407076
2016-10-28 04:00 | 0 | 0.82673 | 380575
2016-10-28 05:00 | 0 | 0.81748 | 360923
2016-10-28 06:00 | 0 | 0.80145 | 346937
2016-10-28 07:00 | 0 | 0.78337 | 340245
2016-10-28 08:00 | 0 | 0.76474 | 339281
2016-10-28 09:00 | 0 | 0.7493 | 347939
2016-10-28 10:00 | 0 | 0.74235 | 374656
2016-10-28 11:00 | 0 | 0.73259 | 401690
2016-10-28 12:00 | 0 | 0.71839 | 413635
2016-10-28 13:00 | 0.0010715 | 0.66963 | 422680
2016-10-28 14:00 | 0.12715 | 0.50738 | 431243
2016-10-28 15:00 | 0.30073 | 0.37897 | 437540
2016-10-28 16:00 | 0.40028 | 0.43798 | 443197
2016-10-28 17:00 | 0.43958 | 0.49528 | 449351
2016-10-28 18:00 | 0.45617 | 0.50447 | 454376
2016-10-28 19:00 | 0.46053 | 0.51205 | 456865
2016-10-28 20:00 | 0.45842 | 0.51886 | 459630
2016-10-28 21:00 | 0.43588 | 0.51998 | 460343
2016-10-28 22:00 | 0.383 | 0.53825 | 459351
2016-10-28 23:00 | 0.25355 | 0.59539 | 458141
2016-10-29 | 0.056879 | 0.65941 | 451526
2016-10-29 01:00 | 2.79e-06 | 0.6569 | 438382
2016-10-29 02:00 | 0 | 0.63744 | 419698
2016-10-29 03:00 | 0 | 0.60871 | 398575
2016-10-29 04:00 | 0 | 0.57895 | 376913
2016-10-29 05:00 | 0 | 0.56044 | 358730
2016-10-29 06:00 | 0 | 0.54359 | 345598
2016-10-29 07:00 | 0 | 0.52466 | 336136
2016-10-29 08:00 | 0 | 0.51013 | 331955
2016-10-29 09:00 | 0 | 0.49525 | 334188
2016-10-29 10:00 | 0 | 0.48529 | 341183
2016-10-29 11:00 | 0 | 0.4785 | 353400
2016-10-29 12:00 | 0 | 0.46809 | 366362
2016-10-29 13:00 | 0.00071991 | 0.42792 | 379350
2016-10-29 14:00 | 0.1736 | 0.29084 | 393060
2016-10-29 15:00 | 0.50484 | 0.30702 | 402815
2016-10-29 16:00 | 0.62039 | 0.36949 | 410672
2016-10-29 17:00 | 0.62886 | 0.35709 | 417739
2016-10-29 18:00 | 0.60249 | 0.33823 | 425048
2016-10-29 19:00 | 0.59032 | 0.3416 | 430421
2016-10-29 20:00 | 0.60182 | 0.3581 | 436729
2016-10-29 21:00 | 0.62088 | 0.37472 | 439461
2016-10-29 22:00 | 0.59377 | 0.39075 | 439395
2016-10-29 23:00 | 0.37758 | 0.44487 | 439845
2016-10-30 | 0.046086 | 0.50805 | 433880
2016-10-30 01:00 | 7.84e-07 | 0.51938 | 421469
2016-10-30 02:00 | 0 | 0.51727 | 405072
2016-10-30 03:00 | 0 | 0.51507 | 385088
2016-10-30 04:00 | 0 | 0.51261 | 364576
2016-10-30 05:00 | 0 | 0.50782 | 348139
2016-10-30 06:00 | 0 | 0.49634 | 334018
2016-10-30 07:00 | 0 | 0.47682 | 324431
2016-10-30 08:00 | 0 | 0.45328 | 318956
2016-10-30 09:00 | 0 | 0.41187 | 317742
2016-10-30 10:00 | 0 | 0.37247 | 321987
2016-10-30 11:00 | 0 | 0.34725 | 330156
2016-10-30 12:00 | 0 | 0.32841 | 342297
2016-10-30 13:00 | 0.00059478 | 0.29405 | 356809
2016-10-30 14:00 | 0.18889 | 0.23537 | 371612
2016-10-30 15:00 | 0.3703 | 0.1885 | 384979
2016-10-30 16:00 | 0.46062 | 0.17385 | 398469
2016-10-30 17:00 | 0.48806 | 0.17828 | 411094
2016-10-30 18:00 | 0.4952 | 0.17708 | 421927
2016-10-30 19:00 | 0.5012 | 0.17661 | 429488
2016-10-30 20:00 | 0.50413 | 0.17675 | 436896
2016-10-30 21:00 | 0.49205 | 0.17665 | 441267
2016-10-30 22:00 | 0.43942 | 0.18572 | 444525
2016-10-30 23:00 | 0.26733 | 0.29305 | 448448
2016-10-31 | 0.054225 | 0.43282 | 445376
2016-10-31 01:00 | 1.55e-07 | 0.51223 | 430012
2016-10-31 02:00 | 0 | 0.54834 | 410424
2016-10-31 03:00 | 0 | 0.56649 | 386114
2016-10-31 04:00 | 0 | 0.57182 | 363896
2016-10-31 05:00 | 0 | 0.57026 | 346071
2016-10-31 06:00 | 0 | 0.5732 | 334247
2016-10-31 07:00 | 0 | 0.58172 | 327083
2016-10-31 08:00 | 0 | 0.58684 | 326644
2016-10-31 09:00 | 0 | 0.58748 | 336996
2016-10-31 10:00 | 0 | 0.59156 | 364167
2016-10-31 11:00 | 0 | 0.60877 | 394234
2016-10-31 12:00 | 0 | 0.63876 | 409948
2016-10-31 13:00 | 0.00047581 | 0.64488 | 418819
2016-10-31 14:00 | 0.15252 | 0.58588 | 428158
2016-10-31 15:00 | 0.50213 | 0.63919 | 435884
2016-10-31 16:00 | 0.62814 | 0.73225 | 443570
2016-10-31 17:00 | 0.6393 | 0.77852 | 452155
2016-10-31 18:00 | 0.61377 | 0.79627 | 457632
2016-10-31 19:00 | 0.59979 | 0.79533 | 463453
2016-10-31 20:00 | 0.60827 | 0.78543 | 466731
2016-10-31 21:00 | 0.62142 | 0.76919 | 467068
2016-10-31 22:00 | 0.58233 | 0.7741 | 465870
2016-10-31 23:00 | 0.37658 | 0.82655 | 462651
2016-11-01 | 0.058282 | 0.86168 | 457791
2016-11-01 01:00 | 0 | 0.85389 | 446536
2016-11-01 02:00 | 0 | 0.84215 | 426933
2016-11-01 03:00 | 0 | 0.82492 | 401248
2016-11-01 04:00 | 0 | 0.80523 | 377067
2016-11-01 05:00 | 0 | 0.78966 | 358819
2016-11-01 06:00 | 0 | 0.76166 | 346642
2016-11-01 07:00 | 0 | 0.72028 | 340076
2016-11-01 08:00 | 0 | 0.66835 | 339261
2016-11-01 09:00 | 0 | 0.59616 | 348857
2016-11-01 10:00 | 0 | 0.52623 | 375785
2016-11-01 11:00 | 0 | 0.47006 | 404362
2016-11-01 12:00 | 0 | 0.42961 | 418100
2016-11-01 13:00 | 0.0003552 | 0.38116 | 424883
2016-11-01 14:00 | 0.09131 | 0.26449 | 432738
2016-11-01 15:00 | 0.3218 | 0.19823 | 441024
2016-11-01 16:00 | 0.46121 | 0.19421 | 448543
2016-11-01 17:00 | 0.51334 | 0.23987 | 454209
2016-11-01 18:00 | 0.51294 | 0.26402 | 460031
2016-11-01 19:00 | 0.5041 | 0.28035 | 464625
2016-11-01 20:00 | 0.49829 | 0.29036 | 469424
2016-11-01 21:00 | 0.48337 | 0.29391 | 473308
2016-11-01 22:00 | 0.43537 | 0.31523 | 477350
2016-11-01 23:00 | 0.3073 | 0.42383 | 481831
2016-11-02 | 0.058241 | 0.49996 | 478077
2016-11-02 01:00 | 0 | 0.52088 | 461935
2016-11-02 02:00 | 0 | 0.5239 | 438071
2016-11-02 03:00 | 0 | 0.53165 | 411034
2016-11-02 04:00 | 0 | 0.53283 | 384186
2016-11-02 05:00 | 0 | 0.51605 | 363898
2016-11-02 06:00 | 0 | 0.48946 | 350436
2016-11-02 07:00 | 0 | 0.46407 | 342291
2016-11-02 08:00 | 0 | 0.44964 | 340929
2016-11-02 09:00 | 0 | 0.41985 | 350511
2016-11-02 10:00 | 0 | 0.39053 | 375741
2016-11-02 11:00 | 0 | 0.36786 | 403615
2016-11-02 12:00 | 0 | 0.34788 | 418313
2016-11-02 13:00 | 0.0001469 | 0.3173 | 426393
2016-11-02 14:00 | 0.090839 | 0.23045 | 436379
2016-11-02 15:00 | 0.49401 | 0.16919 | 444579
2016-11-02 16:00 | 0.6102 | 0.15316 | 451675
2016-11-02 17:00 | 0.60246 | 0.15635 | 459394
2016-11-02 18:00 | 0.57566 | 0.16208 | 466383
2016-11-02 19:00 | 0.55841 | 0.16308 | 471568
2016-11-02 20:00 | 0.56125 | 0.16472 | 474377
2016-11-02 21:00 | 0.57053 | 0.1712 | 475810
2016-11-02 22:00 | 0.54677 | 0.19586 | 479192
2016-11-02 23:00 | 0.37102 | 0.26805 | 481998
2016-11-03 | 0.054502 | 0.32192 | 476820
2016-11-03 01:00 | 0 | 0.33738 | 460151
2016-11-03 02:00 | 0 | 0.33984 | 436685
2016-11-03 03:00 | 0 | 0.34388 | 410743
2016-11-03 04:00 | 0 | 0.35579 | 386212
2016-11-03 05:00 | 0 | 0.3774 | 367300
2016-11-03 06:00 | 0 | 0.40505 | 351478
2016-11-03 07:00 | 0 | 0.42573 | 342221
2016-11-03 08:00 | 0 | 0.43823 | 340441
2016-11-03 09:00 | 0 | 0.43661 | 349046
2016-11-03 10:00 | 0 | 0.42904 | 372309
2016-11-03 11:00 | 0 | 0.42241 | 400076
2016-11-03 12:00 | 0 | 0.41969 | 415884
2016-11-03 13:00 | 9.89e-05 | 0.41156 | 425592
2016-11-03 14:00 | 0.087324 | 0.28845 | 436543
2016-11-03 15:00 | 0.43963 | 0.15792 | 444376
2016-11-03 16:00 | 0.56917 | 0.11204 | 450775
2016-11-03 17:00 | 0.584 | 0.10215 | 457150
2016-11-03 18:00 | 0.56883 | 0.10558 | 461030
2016-11-03 19:00 | 0.55311 | 0.10428 | 462902
2016-11-03 20:00 | 0.55007 | 0.098255 | 463605
2016-11-03 21:00 | 0.5448 | 0.091792 | 464188
2016-11-03 22:00 | 0.50449 | 0.107 | 466431
2016-11-03 23:00 | 0.32006 | 0.12507 | 469489
2016-11-04 | 0.045918 | 0.14517 | 466276
2016-11-04 01:00 | 0 | 0.16145 | 452064
2016-11-04 02:00 | 0 | 0.17814 | 428563
2016-11-04 03:00 | 0 | 0.21157 | 402878
2016-11-04 04:00 | 0 | 0.24962 | 378204
2016-11-04 05:00 | 0 | 0.27849 | 358324
2016-11-04 06:00 | 0 | 0.30317 | 345610
2016-11-04 07:00 | 0 | 0.32233 | 337040
2016-11-04 08:00 | 0 | 0.33283 | 335876
2016-11-04 09:00 | 0 | 0.31946 | 344352
2016-11-04 10:00 | 0 | 0.29838 | 368826
2016-11-04 11:00 | 0 | 0.28295 | 396880
2016-11-04 12:00 | 0 | 0.27061 | 411547
2016-11-04 13:00 | 3.04e-05 | 0.25344 | 419830
2016-11-04 14:00 | 0.061083 | 0.18028 | 428091
2016-11-04 15:00 | 0.36023 | 0.090824 | 432715
2016-11-04 16:00 | 0.48477 | 0.05975 | 435014
2016-11-04 17:00 | 0.52163 | 0.062693 | 438947
2016-11-04 18:00 | 0.5125 | 0.074259 | 441631
2016-11-04 19:00 | 0.49878 | 0.082199 | 442149
2016-11-04 20:00 | 0.49503 | 0.079657 | 442635
2016-11-04 21:00 | 0.49086 | 0.078435 | 442022
2016-11-04 22:00 | 0.44536 | 0.10602 | 442778
2016-11-04 23:00 | 0.28666 | 0.1716 | 445082
2016-11-05 | 0.035852 | 0.27805 | 439915
2016-11-05 01:00 | 0 | 0.36304 | 429862
2016-11-05 02:00 | 0 | 0.42301 | 411940
2016-11-05 03:00 | 0 | 0.46368 | 391059
2016-11-05 04:00 | 0 | 0.48608 | 370153
2016-11-05 05:00 | 0 | 0.49168 | 353399
2016-11-05 06:00 | 0 | 0.48296 | 341473
2016-11-05 07:00 | 0 | 0.46608 | 334333
2016-11-05 08:00 | 0 | 0.44448 | 331103
2016-11-05 09:00 | 0 | 0.40724 | 334017
2016-11-05 10:00 | 0 | 0.36327 | 342246
2016-11-05 11:00 | 0 | 0.33049 | 356642
2016-11-05 12:00 | 0 | 0.31098 | 371131
2016-11-05 13:00 | 7.2e-05 | 0.29555 | 383228
2016-11-05 14:00 | 0.04753 | 0.19885 | 390961
2016-11-05 15:00 | 0.34259 | 0.11207 | 394262
2016-11-05 16:00 | 0.48692 | 0.087998 | 394556
2016-11-05 17:00 | 0.52217 | 0.11272 | 393623
2016-11-05 18:00 | 0.51006 | 0.14657 | 392979
2016-11-05 19:00 | 0.49681 | 0.16768 | 392981
2016-11-05 20:00 | 0.49407 | 0.18014 | 395241
2016-11-05 21:00 | 0.48966 | 0.19407 | 397859
2016-11-05 22:00 | 0.45127 | 0.27496 | 405579
2016-11-05 23:00 | 0.31306 | 0.41097 | 412819
2016-11-06 | 0.043386 | 0.5164 | 411564
2016-11-06 01:00 | 0 | 0.57223 | 404747
2016-11-06 02:00 | 0 | 0.60668 | 390608
2016-11-06 03:00 | 0 | 0.63554 | 373425
2016-11-06 04:00 | 0 | 0.65732 | 355387
2016-11-06 05:00 | 0 | 0.66896 | 339352
2016-11-06 06:00 | 0 | 0.66521 | 329384
2016-11-06 07:00 | 0 | 0.64511 | 322959
2016-11-06 08:00 | 0 | 0.61031 | 320466
2016-11-06 09:00 | 0 | 0.56717 | 321170
2016-11-06 10:00 | 0 | 0.5308 | 325728
2016-11-06 11:00 | 0 | 0.50992 | 332624
2016-11-06 12:00 | 0 | 0.50393 | 345359
2016-11-06 13:00 | 4.1e-05 | 0.49817 | 357221
2016-11-06 14:00 | 0.085637 | 0.38196 | 367391
2016-11-06 15:00 | 0.4202 | 0.29985 | 373236
2016-11-06 16:00 | 0.53898 | 0.35314 | 377869
2016-11-06 17:00 | 0.5446 | 0.44288 | 381108
2016-11-06 18:00 | 0.53021 | 0.48695 | 384402
2016-11-06 19:00 | 0.52801 | 0.50987 | 386938
2016-11-06 20:00 | 0.543 | 0.51202 | 390845
2016-11-06 21:00 | 0.56571 | 0.50425 | 400236
2016-11-06 22:00 | 0.53484 | 0.53599 | 410590
2016-11-06 23:00 | 0.34439 | 0.62182 | 420573
2016-11-07 | 0.035073 | 0.67602 | 422553
2016-11-07 01:00 | 0 | 0.67817 | 417048
2016-11-07 02:00 | 0 | 0.66981 | 401103
2016-11-07 03:00 | 0 | 0.6594 | 383244
2016-11-07 04:00 | 0 | 0.64614 | 364444
2016-11-07 05:00 | 0 | 0.61552 | 348335
2016-11-07 06:00 | 0 | 0.58606 | 336181
2016-11-07 07:00 | 0 | 0.55818 | 329397
2016-11-07 08:00 | 0 | 0.53731 | 327608
2016-11-07 09:00 | 0 | 0.51038 | 331047
2016-11-07 10:00 | 0 | 0.48595 | 345633
2016-11-07 11:00 | 0 | 0.46614 | 376476
2016-11-07 12:00 | 0 | 0.44852 | 402683
2016-11-07 13:00 | 9.87e-05 | 0.41935 | 414736
2016-11-07 14:00 | 0.18835 | 0.28371 | 421647
2016-11-07 15:00 | 0.46513 | 0.21078 | 426656
2016-11-07 16:00 | 0.58962 | 0.24726 | 428919
2016-11-07 17:00 | 0.60697 | 0.26919 | 430687
2016-11-07 18:00 | 0.59176 | 0.28026 | 432362
2016-11-07 19:00 | 0.58084 | 0.28969 | 433968
2016-11-07 20:00 | 0.5953 | 0.30289 | 434391
2016-11-07 21:00 | 0.61936 | 0.31786 | 437060
2016-11-07 22:00 | 0.58627 | 0.32507 | 448643
2016-11-07 23:00 | 0.37143 | 0.39245 | 460712
2016-11-08 | 0.035522 | 0.44354 | 460750
2016-11-08 01:00 | 0 | 0.44975 | 454242
2016-11-08 02:00 | 0 | 0.43494 | 437320
2016-11-08 03:00 | 0 | 0.42117 | 414551
2016-11-08 04:00 | 0 | 0.41333 | 390965
2016-11-08 05:00 | 0 | 0.41024 | 370090
2016-11-08 06:00 | 0 | 0.41434 | 355713
2016-11-08 07:00 | 0 | 0.42045 | 346507
2016-11-08 08:00 | 0 | 0.42422 | 342579
2016-11-08 09:00 | 0 | 0.42813 | 343730
2016-11-08 10:00 | 0 | 0.43449 | 356009
2016-11-08 11:00 | 0 | 0.43497 | 382960
2016-11-08 12:00 | 0 | 0.43461 | 407432
2016-11-08 13:00 | 6.13e-05 | 0.42436 | 417824
2016-11-08 14:00 | 0.19821 | 0.3287 | 423057
2016-11-08 15:00 | 0.54457 | 0.30715 | 425691
2016-11-08 16:00 | 0.65281 | 0.28975 | 426448
2016-11-08 17:00 | 0.63926 | 0.27064 | 426886
2016-11-08 18:00 | 0.60235 | 0.26123 | 428327
2016-11-08 19:00 | 0.58659 | 0.25672 | 429072
2016-11-08 20:00 | 0.59891 | 0.25436 | 429520
2016-11-08 21:00 | 0.63246 | 0.25673 | 432640
2016-11-08 22:00 | 0.61522 | 0.30503 | 445778
2016-11-08 23:00 | 0.37868 | 0.4085 | 457394
2016-11-09 | 0.036632 | 0.5054 | 457668
2016-11-09 01:00 | 0 | 0.54479 | 451035
2016-11-09 02:00 | 0 | 0.54998 | 434243
2016-11-09 03:00 | 0 | 0.53878 | 410461
2016-11-09 04:00 | 0 | 0.51941 | 388056
2016-11-09 05:00 | 0 | 0.5025 | 371470
2016-11-09 06:00 | 0 | 0.49322 | 356814
2016-11-09 07:00 | 0 | 0.48235 | 345056
2016-11-09 08:00 | 0 | 0.47009 | 338487
2016-11-09 09:00 | 0 | 0.46187 | 338307
2016-11-09 10:00 | 0 | 0.45597 | 348602
2016-11-09 11:00 | 0 | 0.45644 | 375832
2016-11-09 12:00 | 0 | 0.45922 | 400769
2016-11-09 13:00 | 1.97e-05 | 0.45267 | 413065
2016-11-09 14:00 | 0.20866 | 0.34299 | 421908
2016-11-09 15:00 | 0.54671 | 0.19448 | 426417
2016-11-09 16:00 | 0.63677 | 0.12604 | 426920
2016-11-09 17:00 | 0.6264 | 0.14684 | 428995
2016-11-09 18:00 | 0.59241 | 0.16573 | 430462
2016-11-09 19:00 | 0.57383 | 0.18108 | 430710
2016-11-09 20:00 | 0.58132 | 0.18578 | 430888
2016-11-09 21:00 | 0.60428 | 0.19269 | 435479
2016-11-09 22:00 | 0.57118 | 0.30981 | 446668
2016-11-09 23:00 | 0.35379 | 0.43098 | 458996
2016-11-10 | 0.032319 | 0.51648 | 459987
2016-11-10 01:00 | 0 | 0.58375 | 454010
2016-11-10 02:00 | 0 | 0.63266 | 437767
2016-11-10 03:00 | 0 | 0.66923 | 415539
2016-11-10 04:00 | 0 | 0.69835 | 392399
2016-11-10 05:00 | 0 | 0.71789 | 372662
2016-11-10 06:00 | 0 | 0.726 | 358277
2016-11-10 07:00 | 0 | 0.71939 | 349674
2016-11-10 08:00 | 0 | 0.69938 | 345853
2016-11-10 09:00 | 0 | 0.67222 | 348169
2016-11-10 10:00 | 0 | 0.6488 | 360076
2016-11-10 11:00 | 0 | 0.62688 | 389933
2016-11-10 12:00 | 0 | 0.60677 | 414297
2016-11-10 13:00 | 2.42e-05 | 0.57491 | 422778
2016-11-10 14:00 | 0.16159 | 0.39133 | 424861
2016-11-10 15:00 | 0.50842 | 0.23404 | 425356
2016-11-10 16:00 | 0.61482 | 0.3347 | 424871
2016-11-10 17:00 | 0.61119 | 0.4044 | 424766
2016-11-10 18:00 | 0.57708 | 0.43226 | 425604
2016-11-10 19:00 | 0.56003 | 0.43728 | 426796
2016-11-10 20:00 | 0.56977 | 0.43397 | 427295
2016-11-10 21:00 | 0.59285 | 0.42891 | 429964
2016-11-10 22:00 | 0.56237 | 0.47397 | 440203
2016-11-10 23:00 | 0.32904 | 0.58329 | 452413
2016-11-11 | 0.025362 | 0.65565 | 453740
2016-11-11 01:00 | 0 | 0.69485 | 448723
2016-11-11 02:00 | 0 | 0.71141 | 434945
2016-11-11 03:00 | 0 | 0.71042 | 413757
2016-11-11 04:00 | 0 | 0.69203 | 391708
2016-11-11 05:00 | 0 | 0.66461 | 371502
2016-11-11 06:00 | 0 | 0.63548 | 357326
2016-11-11 07:00 | 0 | 0.60083 | 347689
2016-11-11 08:00 | 0 | 0.56494 | 343422
2016-11-11 09:00 | 0 | 0.53003 | 344999
2016-11-11 10:00 | 0 | 0.5001 | 354705
2016-11-11 11:00 | 0 | 0.4745 | 378884
2016-11-11 12:00 | 0 | 0.45462 | 402229
2016-11-11 13:00 | 3.58e-05 | 0.41896 | 413318
2016-11-11 14:00 | 0.1455 | 0.2892 | 417219
2016-11-11 15:00 | 0.50679 | 0.23944 | 418797
2016-11-11 16:00 | 0.64362 | 0.22113 | 419146
2016-11-11 17:00 | 0.63532 | 0.21662 | 418334
2016-11-11 18:00 | 0.59609 | 0.21877 | 418496
2016-11-11 19:00 | 0.57887 | 0.22777 | 418696
2016-11-11 20:00 | 0.59332 | 0.24302 | 418481
2016-11-11 21:00 | 0.62102 | 0.26028 | 421340
2016-11-11 22:00 | 0.58323 | 0.31089 | 431879
2016-11-11 23:00 | 0.31726 | 0.45497 | 440688
2016-11-12 | 0.021613 | 0.5624 | 439461
2016-11-12 01:00 | 0 | 0.60334 | 433417
2016-11-12 02:00 | 0 | 0.61828 | 420648
2016-11-12 03:00 | 0 | 0.61888 | 403892
2016-11-12 04:00 | 0 | 0.61755 | 385337
2016-11-12 05:00 | 0 | 0.61783 | 367248
2016-11-12 06:00 | 0 | 0.61823 | 353155
2016-11-12 07:00 | 0 | 0.61394 | 344828
2016-11-12 08:00 | 0 | 0.60623 | 340511
2016-11-12 09:00 | 0 | 0.59571 | 340583
2016-11-12 10:00 | 0 | 0.58514 | 345289
2016-11-12 11:00 | 0 | 0.57087 | 355373
2016-11-12 12:00 | 0 | 0.55875 | 368396
2016-11-12 13:00 | 4.35e-05 | 0.53986 | 381390
2016-11-12 14:00 | 0.18715 | 0.42827 | 389712
2016-11-12 15:00 | 0.43785 | 0.27949 | 392801
2016-11-12 16:00 | 0.53778 | 0.32452 | 393111
2016-11-12 17:00 | 0.54546 | 0.35692 | 391081
2016-11-12 18:00 | 0.5334 | 0.35838 | 388594
2016-11-12 19:00 | 0.5275 | 0.36779 | 386795
2016-11-12 20:00 | 0.54027 | 0.37307 | 387364
2016-11-12 21:00 | 0.55471 | 0.37812 | 392396
2016-11-12 22:00 | 0.50971 | 0.44845 | 406035
2016-11-12 23:00 | 0.25867 | 0.56445 | 419527
2016-11-13 | 0.019455 | 0.66151 | 422595
2016-11-13 01:00 | 0 | 0.73017 | 421057
2016-11-13 02:00 | 0 | 0.77072 | 411988
2016-11-13 03:00 | 0 | 0.79402 | 398326
2016-11-13 04:00 | 0 | 0.80453 | 382834
2016-11-13 05:00 | 0 | 0.80911 | 367618
2016-11-13 06:00 | 0 | 0.80827 | 355910
2016-11-13 07:00 | 0 | 0.80221 | 348713
2016-11-13 08:00 | 0 | 0.79217 | 343481
2016-11-13 09:00 | 0 | 0.77372 | 342102
2016-11-13 10:00 | 0 | 0.75738 | 346332
2016-11-13 11:00 | 0 | 0.7402 | 354510
2016-11-13 12:00 | 0 | 0.72208 | 365072
2016-11-13 13:00 | 3.36e-05 | 0.69317 | 375353
2016-11-13 14:00 | 0.17079 | 0.52023 | 381539
2016-11-13 15:00 | 0.49924 | 0.34094 | 382161
2016-11-13 16:00 | 0.61755 | 0.3969 | 381553
2016-11-13 17:00 | 0.61042 | 0.51232 | 381489
2016-11-13 18:00 | 0.57803 | 0.51666 | 381742
2016-11-13 19:00 | 0.56551 | 0.51132 | 382484
2016-11-13 20:00 | 0.58333 | 0.50204 | 384574
2016-11-13 21:00 | 0.61267 | 0.49492 | 391806
2016-11-13 22:00 | 0.57851 | 0.5359 | 408986
2016-11-13 23:00 | 0.31695 | 0.63982 | 426882
2016-11-14 | 0.02192 | 0.67351 | 430953
2016-11-14 01:00 | 0 | 0.69272 | 430938
2016-11-14 02:00 | 0 | 0.6945 | 417746
2016-11-14 03:00 | 0 | 0.68277 | 399502
2016-11-14 04:00 | 0 | 0.66914 | 379881
2016-11-14 05:00 | 0 | 0.66114 | 362913
2016-11-14 06:00 | 0 | 0.6515 | 349904
2016-11-14 07:00 | 0 | 0.64016 | 342914
2016-11-14 08:00 | 0 | 0.62074 | 341012
2016-11-14 09:00 | 0 | 0.58465 | 345976
2016-11-14 10:00 | 0 | 0.54462 | 362341
2016-11-14 11:00 | 0 | 0.51206 | 393689
2016-11-14 12:00 | 0 | 0.4847 | 421004
2016-11-14 13:00 | 2.38e-05 | 0.45668 | 430839
2016-11-14 14:00 | 0.18611 | 0.33694 | 433072
2016-11-14 15:00 | 0.51314 | 0.20802 | 432017
2016-11-14 16:00 | 0.63871 | 0.1659 | 430617
2016-11-14 17:00 | 0.6322 | 0.18535 | 428936
2016-11-14 18:00 | 0.59416 | 0.20663 | 429070
2016-11-14 19:00 | 0.5803 | 0.22521 | 429960
2016-11-14 20:00 | 0.59862 | 0.24299 | 430707
2016-11-14 21:00 | 0.63527 | 0.25345 | 436153
2016-11-14 22:00 | 0.60133 | 0.28695 | 450135
2016-11-14 23:00 | 0.33691 | 0.32128 | 462512
2016-11-15 | 0.018082 | 0.34175 | 463726
2016-11-15 01:00 | 0 | 0.36325 | 458080
2016-11-15 02:00 | 0 | 0.3873 | 441923
2016-11-15 03:00 | 0 | 0.42248 | 419149
2016-11-15 04:00 | 0 | 0.46574 | 394010
2016-11-15 05:00 | 0 | 0.50418 | 374011
2016-11-15 06:00 | 0 | 0.53616 | 359783
2016-11-15 07:00 | 0 | 0.56506 | 350973
2016-11-15 08:00 | 0 | 0.58359 | 347090
2016-11-15 09:00 | 0 | 0.5918 | 349717
2016-11-15 10:00 | 0 | 0.59244 | 361722
2016-11-15 11:00 | 0 | 0.59192 | 391526
2016-11-15 12:00 | 0 | 0.5906 | 417710
2016-11-15 13:00 | 2.47e-05 | 0.58535 | 426726
2016-11-15 14:00 | 0.20047 | 0.45203 | 429103
2016-11-15 15:00 | 0.56314 | 0.18747 | 428933
2016-11-15 16:00 | 0.66132 | 0.165 | 427043
2016-11-15 17:00 | 0.63426 | 0.21636 | 426613
2016-11-15 18:00 | 0.59195 | 0.23055 | 428470
2016-11-15 19:00 | 0.57433 | 0.23554 | 429860
2016-11-15 20:00 | 0.587 | 0.23321 | 431192
2016-11-15 21:00 | 0.61214 | 0.21568 | 435035
2016-11-15 22:00 | 0.5726 | 0.26866 | 447443
2016-11-15 23:00 | 0.2887 | 0.34492 | 457660
2016-11-16 | 0.014792 | 0.40672 | 459462
2016-11-16 01:00 | 0 | 0.44886 | 454621
2016-11-16 02:00 | 0 | 0.47637 | 439452
2016-11-16 03:00 | 0 | 0.50032 | 416820
2016-11-16 04:00 | 0 | 0.52776 | 392584
2016-11-16 05:00 | 0 | 0.55123 | 371667
2016-11-16 06:00 | 0 | 0.56916 | 357214
2016-11-16 07:00 | 0 | 0.58612 | 349218
2016-11-16 08:00 | 0 | 0.59892 | 345715
2016-11-16 09:00 | 0 | 0.60664 | 347876
2016-11-16 10:00 | 0 | 0.62262 | 362110
2016-11-16 11:00 | 0 | 0.64059 | 392804
2016-11-16 12:00 | 0 | 0.64834 | 418031
2016-11-16 13:00 | 2.62e-05 | 0.6587 | 425972
2016-11-16 14:00 | 0.13532 | 0.54813 | 427597
2016-11-16 15:00 | 0.31881 | 0.31763 | 427627
2016-11-16 16:00 | 0.44679 | 0.27515 | 426578
2016-11-16 17:00 | 0.4859 | 0.45895 | 426245
2016-11-16 18:00 | 0.48515 | 0.58808 | 428712
2016-11-16 19:00 | 0.47905 | 0.63536 | 430296
2016-11-16 20:00 | 0.48331 | 0.65404 | 431956
2016-11-16 21:00 | 0.47039 | 0.66785 | 435639
2016-11-16 22:00 | 0.39232 | 0.70689 | 446127
2016-11-16 23:00 | 0.18696 | 0.77544 | 456617
2016-11-17 | 0.018365 | 0.81228 | 458388
2016-11-17 01:00 | 0 | 0.80471 | 453785
2016-11-17 02:00 | 0 | 0.77974 | 439943
2016-11-17 03:00 | 0 | 0.75421 | 417582
2016-11-17 04:00 | 0 | 0.73164 | 393907
2016-11-17 05:00 | 0 | 0.71578 | 373832
2016-11-17 06:00 | 0 | 0.70306 | 358914
2016-11-17 07:00 | 0 | 0.69288 | 349622
2016-11-17 08:00 | 0 | 0.68168 | 345824
2016-11-17 09:00 | 0 | 0.65845 | 349147
2016-11-17 10:00 | 0 | 0.63755 | 362368
2016-11-17 11:00 | 0 | 0.62668 | 391662
2016-11-17 12:00 | 0 | 0.6173 | 417282
2016-11-17 13:00 | 1.8e-05 | 0.60838 | 425836
2016-11-17 14:00 | 0.099928 | 0.55908 | 428519
2016-11-17 15:00 | 0.42475 | 0.551 | 429950
2016-11-17 16:00 | 0.56179 | 0.59199 | 428367
2016-11-17 17:00 | 0.56136 | 0.62074 | 428497
2016-11-17 18:00 | 0.53842 | 0.64433 | 429853
2016-11-17 19:00 | 0.52742 | 0.66047 | 431227
2016-11-17 20:00 | 0.53333 | 0.68247 | 432204
2016-11-17 21:00 | 0.54809 | 0.71306 | 434647
2016-11-17 22:00 | 0.537 | 0.73744 | 445468
2016-11-17 23:00 | 0.29832 | 0.75509 | 455817
2016-11-18 | 0.016674 | 0.75967 | 458725
2016-11-18 01:00 | 0 | 0.75591 | 455329
2016-11-18 02:00 | 0 | 0.75477 | 441714
2016-11-18 03:00 | 0 | 0.75522 | 420225
2016-11-18 04:00 | 0 | 0.75388 | 397919
2016-11-18 05:00 | 0 | 0.75334 | 377492
2016-11-18 06:00 | 0 | 0.74747 | 361446
2016-11-18 07:00 | 0 | 0.74383 | 351750
2016-11-18 08:00 | 0 | 0.74888 | 347859
2016-11-18 09:00 | 0 | 0.75631 | 350172
2016-11-18 10:00 | 0 | 0.76008 | 362246
2016-11-18 11:00 | 0 | 0.76537 | 390730
2016-11-18 12:00 | 0 | 0.76482 | 415430
2016-11-18 13:00 | 2.35e-05 | 0.76036 | 424480
2016-11-18 14:00 | 0.1318 | 0.74901 | 429303
2016-11-18 15:00 | 0.58081 | 0.78372 | 432262
2016-11-18 16:00 | 0.67854 | 0.79347 | 432288
2016-11-18 17:00 | 0.66039 | 0.78354 | 431234
2016-11-18 18:00 | 0.6255 | 0.77327 | 431637
2016-11-18 19:00 | 0.60785 | 0.76908 | 431202
2016-11-18 20:00 | 0.62143 | 0.76299 | 429761
2016-11-18 21:00 | 0.65265 | 0.74902 | 429356
2016-11-18 22:00 | 0.60903 | 0.71976 | 436510
2016-11-18 23:00 | 0.32916 | 0.69778 | 442370
2016-11-19 | 0.015713 | 0.70358 | 440526
2016-11-19 01:00 | 0 | 0.67843 | 434981
2016-11-19 02:00 | 0 | 0.64497 | 422453
2016-11-19 03:00 | 0 | 0.61165 | 406615
2016-11-19 04:00 | 0 | 0.58258 | 387722
2016-11-19 05:00 | 0 | 0.56013 | 369717
2016-11-19 06:00 | 0 | 0.54125 | 354879
2016-11-19 07:00 | 0 | 0.519 | 344814
2016-11-19 08:00 | 0 | 0.49244 | 339808
2016-11-19 09:00 | 0 | 0.45117 | 340430
2016-11-19 10:00 | 0 | 0.40794 | 345724
2016-11-19 11:00 | 0 | 0.38125 | 356890
2016-11-19 12:00 | 0 | 0.36273 | 371621
2016-11-19 13:00 | 2.04e-05 | 0.34648 | 386603
2016-11-19 14:00 | 0.12827 | 0.26343 | 398800
2016-11-19 15:00 | 0.53421 | 0.26304 | 405020
2016-11-19 16:00 | 0.65757 | 0.30987 | 406368
2016-11-19 17:00 | 0.63824 | 0.33489 | 404935
2016-11-19 18:00 | 0.59851 | 0.35106 | 402033
2016-11-19 19:00 | 0.58113 | 0.36259 | 399027
2016-11-19 20:00 | 0.59317 | 0.37013 | 397484
2016-11-19 21:00 | 0.62465 | 0.36828 | 400502
2016-11-19 22:00 | 0.58108 | 0.36779 | 413683
2016-11-19 23:00 | 0.26681 | 0.4896 | 427279
2016-11-20 | 0.011802 | 0.54532 | 431645
2016-11-20 01:00 | 0 | 0.55647 | 430975
2016-11-20 02:00 | 0 | 0.5548 | 423762
2016-11-20 03:00 | 0 | 0.57318 | 411879
2016-11-20 04:00 | 0 | 0.58705 | 396011
2016-11-20 05:00 | 0 | 0.58949 | 382816
2016-11-20 06:00 | 0 | 0.58018 | 371724
2016-11-20 07:00 | 0 | 0.56837 | 364615
2016-11-20 08:00 | 0 | 0.5557 | 361541
2016-11-20 09:00 | 0 | 0.52701 | 362066
2016-11-20 10:00 | 0 | 0.50121 | 367715
2016-11-20 11:00 | 0 | 0.48104 | 377998
2016-11-20 12:00 | 0 | 0.46581 | 390252
2016-11-20 13:00 | 2.28e-05 | 0.44773 | 404595
2016-11-20 14:00 | 0.095506 | 0.33938 | 413303
2016-11-20 15:00 | 0.42029 | 0.29386 | 413355
2016-11-20 16:00 | 0.52859 | 0.31263 | 411016
2016-11-20 17:00 | 0.53046 | 0.30861 | 408200
2016-11-20 18:00 | 0.50024 | 0.28805 | 405059
2016-11-20 19:00 | 0.48172 | 0.26147 | 402637
2016-11-20 20:00 | 0.47902 | 0.23499 | 402846
2016-11-20 21:00 | 0.46255 | 0.20869 | 409160
2016-11-20 22:00 | 0.37658 | 0.25825 | 426655
2016-11-20 23:00 | 0.13829 | 0.4101 | 444859
2016-11-21 | 0.0076254 | 0.51124 | 452735
2016-11-21 01:00 | 0 | 0.55683 | 453663
2016-11-21 02:00 | 0 | 0.56372 | 444215
2016-11-21 03:00 | 0 | 0.55238 | 429663
2016-11-21 04:00 | 0 | 0.53917 | 412088
2016-11-21 05:00 | 0 | 0.52499 | 396983
2016-11-21 06:00 | 0 | 0.50086 | 386667
2016-11-21 07:00 | 0 | 0.47638 | 381643
2016-11-21 08:00 | 0 | 0.45753 | 380988
2016-11-21 09:00 | 0 | 0.42783 | 385774
2016-11-21 10:00 | 0 | 0.39814 | 400883
2016-11-21 11:00 | 0 | 0.38833 | 433200
2016-11-21 12:00 | 0 | 0.39541 | 460210
2016-11-21 13:00 | 1.79e-05 | 0.40546 | 470429
2016-11-21 14:00 | 0.047487 | 0.35284 | 469601
2016-11-21 15:00 | 0.16175 | 0.27948 | 464608
2016-11-21 16:00 | 0.2712 | 0.27336 | 457689
2016-11-21 17:00 | 0.34147 | 0.32378 | 450508
2016-11-21 18:00 | 0.36637 | 0.38846 | 445167
2016-11-21 19:00 | 0.36407 | 0.42079 | 440899
2016-11-21 20:00 | 0.34632 | 0.44456 | 439651
2016-11-21 21:00 | 0.31713 | 0.46849 | 444452
2016-11-21 22:00 | 0.26344 | 0.57538 | 462555
2016-11-21 23:00 | 0.16766 | 0.71958 | 478994
2016-11-22 | 0.013395 | 0.74609 | 485243
2016-11-22 01:00 | 0 | 0.73725 | 484328
2016-11-22 02:00 | 0 | 0.72005 | 472096
2016-11-22 03:00 | 0 | 0.70695 | 451534
2016-11-22 04:00 | 0 | 0.69181 | 430349
2016-11-22 05:00 | 0 | 0.68076 | 411026
2016-11-22 06:00 | 0 | 0.66705 | 398180
2016-11-22 07:00 | 0 | 0.65902 | 390171
2016-11-22 08:00 | 0 | 0.6425 | 387592
2016-11-22 09:00 | 0 | 0.63075 | 391911
2016-11-22 10:00 | 0 | 0.62603 | 404976
2016-11-22 11:00 | 0 | 0.61974 | 433602
2016-11-22 12:00 | 0 | 0.61231 | 457480
2016-11-22 13:00 | 5.38e-08 | 0.60802 | 466043
2016-11-22 14:00 | 0.071122 | 0.53612 | 464785
2016-11-22 15:00 | 0.42971 | 0.49679 | 460742
2016-11-22 16:00 | 0.58341 | 0.54037 | 454831
2016-11-22 17:00 | 0.5959 | 0.57232 | 447871
2016-11-22 18:00 | 0.55742 | 0.57981 | 444399
2016-11-22 19:00 | 0.53775 | 0.57499 | 441711
2016-11-22 20:00 | 0.54466 | 0.56715 | 440798
2016-11-22 21:00 | 0.56203 | 0.55205 | 445928
2016-11-22 22:00 | 0.5217 | 0.55696 | 461392
2016-11-22 23:00 | 0.25109 | 0.597 | 474383
2016-11-23 | 0.0063784 | 0.58402 | 478166
2016-11-23 01:00 | 0 | 0.56081 | 475989
2016-11-23 02:00 | 0 | 0.53674 | 464330
2016-11-23 03:00 | 0 | 0.52083 | 445737
2016-11-23 04:00 | 0 | 0.51232 | 424766
2016-11-23 05:00 | 0 | 0.50481 | 405449
2016-11-23 06:00 | 0 | 0.49932 | 391023
2016-11-23 07:00 | 0 | 0.49426 | 381703
2016-11-23 08:00 | 0 | 0.48526 | 377086
2016-11-23 09:00 | 0 | 0.46916 | 378179
2016-11-23 10:00 | 0 | 0.45492 | 387805
2016-11-23 11:00 | 0 | 0.44024 | 410565
2016-11-23 12:00 | 0 | 0.42182 | 432308
2016-11-23 13:00 | 1.07e-05 | 0.40312 | 445040
2016-11-23 14:00 | 0.15702 | 0.29931 | 450014
2016-11-23 15:00 | 0.48034 | 0.27772 | 451262
2016-11-23 16:00 | 0.59334 | 0.25622 | 448505
2016-11-23 17:00 | 0.59953 | 0.22649 | 443676
2016-11-23 18:00 | 0.57029 | 0.20794 | 439557
2016-11-23 19:00 | 0.55756 | 0.20172 | 437064
2016-11-23 20:00 | 0.57509 | 0.19807 | 435214
2016-11-23 21:00 | 0.60588 | 0.18519 | 438616
2016-11-23 22:00 | 0.56652 | 0.19381 | 450517
2016-11-23 23:00 | 0.25987 | 0.25727 | 457499
2016-11-24 | 0.019017 | 0.29588 | 457519
2016-11-24 01:00 | 0 | 0.32361 | 452882
2016-11-24 02:00 | 0 | 0.34824 | 440455
2016-11-24 03:00 | 0 | 0.37973 | 422019
2016-11-24 04:00 | 0 | 0.39879 | 400437
2016-11-24 05:00 | 0 | 0.40114 | 378621
2016-11-24 06:00 | 0 | 0.39981 | 361370
2016-11-24 07:00 | 0 | 0.39257 | 349616
2016-11-24 08:00 | 0 | 0.38735 | 342238
2016-11-24 09:00 | 0 | 0.38313 | 339265
2016-11-24 10:00 | 0 | 0.37911 | 341378
2016-11-24 11:00 | 0 | 0.38104 | 349184
2016-11-24 12:00 | 0 | 0.38145 | 360350
2016-11-24 13:00 | 8.1e-06 | 0.37974 | 378419
2016-11-24 14:00 | 0.121 | 0.31725 | 397131
2016-11-24 15:00 | 0.45457 | 0.24927 | 410459
2016-11-24 16:00 | 0.5999 | 0.29506 | 417634
2016-11-24 17:00 | 0.60157 | 0.36437 | 414375
2016-11-24 18:00 | 0.57085 | 0.37716 | 404355
2016-11-24 19:00 | 0.55488 | 0.37331 | 395055
2016-11-24 20:00 | 0.56753 | 0.37195 | 386948
2016-11-24 21:00 | 0.58479 | 0.36533 | 381058
2016-11-24 22:00 | 0.54184 | 0.36161 | 380683
2016-11-24 23:00 | 0.24719 | 0.42876 | 383072
2016-11-25 | 0.0064978 | 0.45052 | 383138
2016-11-25 01:00 | 0 | 0.45735 | 382911
2016-11-25 02:00 | 0 | 0.46304 | 377658
2016-11-25 03:00 | 0 | 0.47665 | 369843
2016-11-25 04:00 | 0 | 0.49226 | 358662
2016-11-25 05:00 | 0 | 0.50467 | 346627
2016-11-25 06:00 | 0 | 0.51445 | 336310
2016-11-25 07:00 | 0 | 0.52252 | 328607
2016-11-25 08:00 | 0 | 0.51631 | 325091
2016-11-25 09:00 | 0 | 0.50504 | 326511
2016-11-25 10:00 | 0 | 0.49899 | 331977
2016-11-25 11:00 | 0 | 0.48956 | 343329
2016-11-25 12:00 | 0 | 0.47574 | 357486
2016-11-25 13:00 | 3.02e-07 | 0.46332 | 371226
2016-11-25 14:00 | 0.11004 | 0.38056 | 383890
2016-11-25 15:00 | 0.48557 | 0.23888 | 391571
2016-11-25 16:00 | 0.60668 | 0.16614 | 395380
2016-11-25 17:00 | 0.58435 | 0.15312 | 396317
2016-11-25 18:00 | 0.55642 | 0.16035 | 394411
2016-11-25 19:00 | 0.53961 | 0.17186 | 392762
2016-11-25 20:00 | 0.54595 | 0.17577 | 391901
2016-11-25 21:00 | 0.55706 | 0.21905 | 396044
2016-11-25 22:00 | 0.50413 | 0.32492 | 406896
2016-11-25 23:00 | 0.19677 | 0.45298 | 416199
2016-11-26 | 0.0051314 | 0.55427 | 418426
2016-11-26 01:00 | 0 | 0.62732 | 415820
2016-11-26 02:00 | 0 | 0.67196 | 407072
2016-11-26 03:00 | 0 | 0.68767 | 393596
2016-11-26 04:00 | 0 | 0.67958 | 378696
2016-11-26 05:00 | 0 | 0.6632 | 361931
2016-11-26 06:00 | 0 | 0.64051 | 349185
2016-11-26 07:00 | 0 | 0.61417 | 340395
2016-11-26 08:00 | 0 | 0.58891 | 335497
2016-11-26 09:00 | 0 | 0.57269 | 334757
2016-11-26 10:00 | 0 | 0.56145 | 339519
2016-11-26 11:00 | 0 | 0.54286 | 348815
2016-11-26 12:00 | 0 | 0.51642 | 361410
2016-11-26 13:00 | 0 | 0.4956 | 375765
2016-11-26 14:00 | 0.044908 | 0.40129 | 389723
2016-11-26 15:00 | 0.40162 | 0.23556 | 397906
2016-11-26 16:00 | 0.52884 | 0.19982 | 400428
2016-11-26 17:00 | 0.52598 | 0.24334 | 398878
2016-11-26 18:00 | 0.48968 | 0.27604 | 394611
2016-11-26 19:00 | 0.46614 | 0.28139 | 390173
2016-11-26 20:00 | 0.45634 | 0.2661 | 387851
2016-11-26 21:00 | 0.44754 | 0.2471 | 393039
2016-11-26 22:00 | 0.36802 | 0.27944 | 407750
2016-11-26 23:00 | 0.15401 | 0.36775 | 422463
2016-11-27 | 0.0021298 | 0.45758 | 428188
2016-11-27 01:00 | 0 | 0.51509 | 427833
2016-11-27 02:00 | 0 | 0.5554 | 420951
2016-11-27 03:00 | 0 | 0.56885 | 409666
2016-11-27 04:00 | 0 | 0.57004 | 395489
2016-11-27 05:00 | 0 | 0.5569 | 380970
2016-11-27 06:00 | 0 | 0.53262 | 368714
2016-11-27 07:00 | 0 | 0.51194 | 360779
2016-11-27 08:00 | 0 | 0.49535 | 357817
2016-11-27 09:00 | 0 | 0.481 | 357740
2016-11-27 10:00 | 0 | 0.49657 | 362297
2016-11-27 11:00 | 0 | 0.53261 | 371445
2016-11-27 12:00 | 0 | 0.56333 | 383264
2016-11-27 13:00 | 0 | 0.58346 | 394819
2016-11-27 14:00 | 0.035921 | 0.57758 | 400599
2016-11-27 15:00 | 0.24958 | 0.59099 | 400939
2016-11-27 16:00 | 0.39952 | 0.60306 | 399311
2016-11-27 17:00 | 0.45151 | 0.63772 | 397982
2016-11-27 18:00 | 0.4475 | 0.67485 | 397282
2016-11-27 19:00 | 0.44125 | 0.70498 | 396576
2016-11-27 20:00 | 0.44049 | 0.72842 | 398083
2016-11-27 21:00 | 0.43384 | 0.76141 | 406538
2016-11-27 22:00 | 0.37243 | 0.81079 | 427369
2016-11-27 23:00 | 0.16594 | 0.85209 | 444427
2016-11-28 | 0.005972 | 0.86063 | 451693
2016-11-28 01:00 | 0 | 0.86156 | 450201
2016-11-28 02:00 | 0 | 0.86247 | 436097
2016-11-28 03:00 | 0 | 0.86837 | 420486
2016-11-28 04:00 | 0 | 0.87844 | 399764
2016-11-28 05:00 | 0 | 0.88867 | 383424
2016-11-28 06:00 | 0 | 0.89231 | 369420
2016-11-28 07:00 | 0 | 0.89313 | 362223
2016-11-28 08:00 | 0 | 0.88596 | 359618
2016-11-28 09:00 | 0 | 0.87818 | 361754
2016-11-28 10:00 | 0 | 0.87255 | 375602
2016-11-28 11:00 | 0 | 0.86657 | 406268
2016-11-28 12:00 | 0 | 0.85771 | 433750
2016-11-28 13:00 | 1.64e-06 | 0.85082 | 445747
2016-11-28 14:00 | 0.12211 | 0.75841 | 450896
2016-11-28 15:00 | 0.32252 | 0.68212 | 453009
2016-11-28 16:00 | 0.43992 | 0.7399 | 452270
2016-11-28 17:00 | 0.46279 | 0.79712 | 449944
2016-11-28 18:00 | 0.45789 | 0.80492 | 447330
2016-11-28 19:00 | 0.45144 | 0.80753 | 445643
2016-11-28 20:00 | 0.4538 | 0.79765 | 445537
2016-11-28 21:00 | 0.44493 | 0.78527 | 451033
2016-11-28 22:00 | 0.36771 | 0.80125 | 466339
2016-11-28 23:00 | 0.17167 | 0.82248 | 477026
2016-11-29 | 0.0057514 | 0.82804 | 480299
2016-11-29 01:00 | 0 | 0.83238 | 476024
2016-11-29 02:00 | 0 | 0.83226 | 460372
2016-11-29 03:00 | 0 | 0.83047 | 437418
2016-11-29 04:00 | 0 | 0.82832 | 411152
2016-11-29 05:00 | 0 | 0.82341 | 388395
2016-11-29 06:00 | 0 | 0.81067 | 370865
2016-11-29 07:00 | 0 | 0.79561 | 359202
2016-11-29 08:00 | 0 | 0.78704 | 353473
2016-11-29 09:00 | 0 | 0.78 | 354019
2016-11-29 10:00 | 0 | 0.77162 | 364087
2016-11-29 11:00 | 0 | 0.76743 | 392679
2016-11-29 12:00 | 0 | 0.76713 | 421206
2016-11-29 13:00 | 1.17e-06 | 0.76016 | 434752
2016-11-29 14:00 | 0.064637 | 0.61128 | 442692
2016-11-29 15:00 | 0.44369 | 0.5614 | 447076
2016-11-29 16:00 | 0.59592 | 0.65794 | 447270
2016-11-29 17:00 | 0.58334 | 0.66232 | 446183
2016-11-29 18:00 | 0.53401 | 0.6689 | 445690
2016-11-29 19:00 | 0.51469 | 0.68341 | 443770
2016-11-29 20:00 | 0.52267 | 0.69429 | 441815
2016-11-29 21:00 | 0.53711 | 0.69798 | 444535
2016-11-29 22:00 | 0.50151 | 0.71978 | 457321
2016-11-29 23:00 | 0.26146 | 0.78818 | 470093
2016-11-30 | 0.0054853 | 0.80524 | 475132
2016-11-30 01:00 | 0 | 0.79608 | 472057
2016-11-30 02:00 | 0 | 0.77829 | 457313
2016-11-30 03:00 | 0 | 0.75044 | 435628
2016-11-30 04:00 | 0 | 0.72647 | 410476
2016-11-30 05:00 | 0 | 0.70765 | 387059
2016-11-30 06:00 | 0 | 0.69154 | 369075
2016-11-30 07:00 | 0 | 0.67188 | 357559
2016-11-30 08:00 | 0 | 0.65433 | 351988
2016-11-30 09:00 | 0 | 0.6433 | 353346
2016-11-30 10:00 | 0 | 0.63063 | 365143
2016-11-30 11:00 | 0 | 0.62208 | 393457
2016-11-30 12:00 | 0 | 0.61172 | 421615
2016-11-30 13:00 | 6.54e-07 | 0.60021 | 435659
2016-11-30 14:00 | 0.079457 | 0.4887 | 444282
2016-11-30 15:00 | 0.51423 | 0.45855 | 448406
2016-11-30 16:00 | 0.60731 | 0.54408 | 449393
2016-11-30 17:00 | 0.59735 | 0.57301 | 447517
2016-11-30 18:00 | 0.56552 | 0.58707 | 445504
2016-11-30 19:00 | 0.55117 | 0.59047 | 444301
2016-11-30 20:00 | 0.56274 | 0.57976 | 442947
2016-11-30 21:00 | 0.58199 | 0.54561 | 446786
2016-11-30 22:00 | 0.50834 | 0.52033 | 459609
2016-11-30 23:00 | 0.2085 | 0.54398 | 471628
2016-12-01 | 0.0036948 | 0.53425 | 477172
2016-12-01 01:00 | 0 | 0.51084 | 475680
2016-12-01 02:00 | 0 | 0.49517 | 462867
2016-12-01 03:00 | 0 | 0.49652 | 441928
2016-12-01 04:00 | 0 | 0.50189 | 418210
2016-12-01 05:00 | 0 | 0.49543 | 396190
2016-12-01 06:00 | 0 | 0.47781 | 379482
2016-12-01 07:00 | 0 | 0.45 | 369828
2016-12-01 08:00 | 0 | 0.41916 | 366207
2016-12-01 09:00 | 0 | 0.39518 | 369381
2016-12-01 10:00 | 0 | 0.37678 | 382798
2016-12-01 11:00 | 0 | 0.35841 | 412850
2016-12-01 12:00 | 0 | 0.34052 | 442143
2016-12-01 13:00 | 3.68e-07 | 0.32454 | 454793
2016-12-01 14:00 | 0.075276 | 0.21397 | 458619
2016-12-01 15:00 | 0.38044 | 0.13045 | 458254
2016-12-01 16:00 | 0.51899 | 0.13692 | 454588
2016-12-01 17:00 | 0.54224 | 0.15019 | 449213
2016-12-01 18:00 | 0.52142 | 0.14664 | 445828
2016-12-01 19:00 | 0.50748 | 0.13943 | 443702
2016-12-01 20:00 | 0.51613 | 0.13196 | 441771
2016-12-01 21:00 | 0.51749 | 0.12192 | 445029
2016-12-01 22:00 | 0.45191 | 0.14686 | 460354
2016-12-01 23:00 | 0.20552 | 0.17404 | 476034
2016-12-02 | 0.0044039 | 0.2005 | 483265
2016-12-02 01:00 | 0 | 0.22091 | 484225
2016-12-02 02:00 | 0 | 0.2302 | 474133
2016-12-02 03:00 | 0 | 0.22875 | 454348
2016-12-02 04:00 | 0 | 0.22165 | 431309
2016-12-02 05:00 | 0 | 0.2116 | 410862
2016-12-02 06:00 | 0 | 0.19915 | 395520
2016-12-02 07:00 | 0 | 0.18933 | 386345
2016-12-02 08:00 | 0 | 0.18139 | 382964
2016-12-02 09:00 | 0 | 0.17482 | 385768
2016-12-02 10:00 | 0 | 0.17731 | 398872
2016-12-02 11:00 | 0 | 0.1835 | 430263
2016-12-02 12:00 | 0 | 0.18285 | 458440
2016-12-02 13:00 | 0 | 0.17333 | 468105
2016-12-02 14:00 | 0.023716 | 0.12772 | 468340
2016-12-02 15:00 | 0.27647 | 0.083993 | 463520
2016-12-02 16:00 | 0.45127 | 0.078079 | 456429
2016-12-02 17:00 | 0.49044 | 0.078895 | 449418
2016-12-02 18:00 | 0.46246 | 0.082008 | 445013
2016-12-02 19:00 | 0.44692 | 0.088946 | 441327
2016-12-02 20:00 | 0.44766 | 0.1035 | 439813
2016-12-02 21:00 | 0.43701 | 0.12084 | 444457
2016-12-02 22:00 | 0.37965 | 0.16818 | 458344
2016-12-02 23:00 | 0.20342 | 0.24082 | 471340
2016-12-03 | 0.0043175 | 0.2766 | 474735
2016-12-03 01:00 | 0 | 0.27678 | 473002
2016-12-03 02:00 | 0 | 0.27878 | 463743
2016-12-03 03:00 | 0 | 0.28163 | 447592
2016-12-03 04:00 | 0 | 0.28827 | 428138
2016-12-03 05:00 | 0 | 0.31022 | 409157
2016-12-03 06:00 | 0 | 0.34627 | 394654
2016-12-03 07:00 | 0 | 0.36598 | 384381
2016-12-03 08:00 | 0 | 0.37209 | 378927
2016-12-03 09:00 | 0 | 0.36603 | 377562
2016-12-03 10:00 | 0 | 0.35989 | 382297
2016-12-03 11:00 | 0 | 0.35486 | 391458
2016-12-03 12:00 | 0 | 0.35101 | 405403
2016-12-03 13:00 | 0 | 0.34618 | 420327
2016-12-03 14:00 | 0.010415 | 0.31962 | 431496
2016-12-03 15:00 | 0.3417 | 0.26155 | 436825
2016-12-03 16:00 | 0.5067 | 0.2622 | 436892
2016-12-03 17:00 | 0.53023 | 0.27953 | 433208
2016-12-03 18:00 | 0.50603 | 0.29538 | 428346
2016-12-03 19:00 | 0.4895 | 0.30512 | 425207
2016-12-03 20:00 | 0.5011 | 0.31072 | 424515
2016-12-03 21:00 | 0.52368 | 0.31031 | 429335
2016-12-03 22:00 | 0.48387 | 0.34397 | 445857
2016-12-03 23:00 | 0.22706 | 0.39629 | 456957
2016-12-04 | 0.0034572 | 0.41572 | 459226
2016-12-04 01:00 | 0 | 0.41466 | 457461
2016-12-04 02:00 | 0 | 0.40948 | 448462
2016-12-04 03:00 | 0 | 0.40924 | 434284
2016-12-04 04:00 | 0 | 0.41404 | 416817
2016-12-04 05:00 | 0 | 0.42155 | 399836
2016-12-04 06:00 | 0 | 0.42689 | 384940
2016-12-04 07:00 | 0 | 0.42916 | 373882
2016-12-04 08:00 | 0 | 0.43392 | 367585
2016-12-04 09:00 | 0 | 0.4481 | 365589
2016-12-04 10:00 | 0 | 0.46704 | 367383
2016-12-04 11:00 | 0 | 0.484 | 374978
2016-12-04 12:00 | 0 | 0.49218 | 385505
2016-12-04 13:00 | 0 | 0.48617 | 400585
2016-12-04 14:00 | 0.084526 | 0.4279 | 413990
2016-12-04 15:00 | 0.44933 | 0.28953 | 420910
2016-12-04 16:00 | 0.58094 | 0.22532 | 423653
2016-12-04 17:00 | 0.58468 | 0.23684 | 425473
2016-12-04 18:00 | 0.55484 | 0.26556 | 426290
2016-12-04 19:00 | 0.53626 | 0.27978 | 425797
2016-12-04 20:00 | 0.55151 | 0.27263 | 426201
2016-12-04 21:00 | 0.5771 | 0.26416 | 435167
2016-12-04 22:00 | 0.52969 | 0.30235 | 453288
2016-12-04 23:00 | 0.2165 | 0.36076 | 468054
2016-12-05 | 0.0021879 | 0.44793 | 474630
2016-12-05 01:00 | 0 | 0.51961 | 474565
2016-12-05 02:00 | 0 | 0.55978 | 462403
2016-12-05 03:00 | 0 | 0.57518 | 442384
2016-12-05 04:00 | 0 | 0.58157 | 420138
2016-12-05 05:00 | 0 | 0.58428 | 400445
2016-12-05 06:00 | 0 | 0.58401 | 385515
2016-12-05 07:00 | 0 | 0.58855 | 376224
2016-12-05 08:00 | 0 | 0.58883 | 372708
2016-12-05 09:00 | 0 | 0.57856 | 376676
2016-12-05 10:00 | 0 | 0.57008 | 390407
2016-12-05 11:00 | 0 | 0.56614 | 421183
2016-12-05 12:00 | 0 | 0.55934 | 451832
2016-12-05 13:00 | 0 | 0.55978 | 466587
2016-12-05 14:00 | 0.086458 | 0.51421 | 473979
2016-12-05 15:00 | 0.38223 | 0.43041 | 476630
2016-12-05 16:00 | 0.52056 | 0.49824 | 473521
2016-12-05 17:00 | 0.54372 | 0.59164 | 469196
2016-12-05 18:00 | 0.5247 | 0.63863 | 464977
2016-12-05 19:00 | 0.5189 | 0.66625 | 462140
2016-12-05 20:00 | 0.53984 | 0.67445 | 460300
2016-12-05 21:00 | 0.56598 | 0.66812 | 466385
2016-12-05 22:00 | 0.5027 | 0.6874 | 485100
2016-12-05 23:00 | 0.17557 | 0.74605 | 500221
2016-12-06 | 0.0021579 | 0.77482 | 505617
2016-12-06 01:00 | 0 | 0.77708 | 503684
2016-12-06 02:00 | 0 | 0.76156 | 489900
2016-12-06 03:00 | 0 | 0.7342 | 466299
2016-12-06 04:00 | 0 | 0.70473 | 439753
2016-12-06 05:00 | 0 | 0.69718 | 416325
2016-12-06 06:00 | 0 | 0.70201 | 398910
2016-12-06 07:00 | 0 | 0.7155 | 388642
2016-12-06 08:00 | 0 | 0.73226 | 383548
2016-12-06 09:00 | 0 | 0.74305 | 385909
2016-12-06 10:00 | 0 | 0.74738 | 399364
2016-12-06 11:00 | 0 | 0.74899 | 428384
2016-12-06 12:00 | 0 | 0.73473 | 457657
2016-12-06 13:00 | 0 | 0.70809 | 470719
2016-12-06 14:00 | 0.035758 | 0.64717 | 477873
2016-12-06 15:00 | 0.27608 | 0.66903 | 480748
2016-12-06 16:00 | 0.44022 | 0.65898 | 479528
2016-12-06 17:00 | 0.48498 | 0.6071 | 475564
2016-12-06 18:00 | 0.47262 | 0.56551 | 472105
2016-12-06 19:00 | 0.45722 | 0.54106 | 469315
2016-12-06 20:00 | 0.457 | 0.52495 | 468827
2016-12-06 21:00 | 0.45102 | 0.50983 | 474872
2016-12-06 22:00 | 0.38697 | 0.50096 | 489968
2016-12-06 23:00 | 0.17504 | 0.50976 | 503644
2016-12-07 | 0.0018476 | 0.52129 | 509312
2016-12-07 01:00 | 0 | 0.52843 | 507253
2016-12-07 02:00 | 0 | 0.53199 | 494187
2016-12-07 03:00 | 0 | 0.531 | 471487
2016-12-07 04:00 | 0 | 0.53239 | 447099
2016-12-07 05:00 | 0 | 0.53418 | 425025
2016-12-07 06:00 | 0 | 0.53461 | 407421
2016-12-07 07:00 | 0 | 0.53789 | 397029
2016-12-07 08:00 | 0 | 0.53696 | 393111
2016-12-07 09:00 | 0 | 0.53575 | 395627
2016-12-07 10:00 | 0 | 0.54079 | 408777
2016-12-07 11:00 | 0 | 0.54205 | 438605
2016-12-07 12:00 | 0 | 0.53809 | 468836
2016-12-07 13:00 | 0 | 0.53541 | 480119
2016-12-07 14:00 | 0.031302 | 0.51584 | 483620
2016-12-07 15:00 | 0.30724 | 0.50513 | 482502
2016-12-07 16:00 | 0.46479 | 0.5121 | 477539
2016-12-07 17:00 | 0.48823 | 0.51384 | 472931
2016-12-07 18:00 | 0.46727 | 0.52133 | 468546
2016-12-07 19:00 | 0.45193 | 0.53857 | 465826
2016-12-07 20:00 | 0.45534 | 0.56744 | 464802
2016-12-07 21:00 | 0.45193 | 0.59754 | 470564
2016-12-07 22:00 | 0.38759 | 0.62722 | 490794
2016-12-07 23:00 | 0.13248 | 0.64055 | 508905
2016-12-08 | 0.0016504 | 0.6377 | 515767
2016-12-08 01:00 | 0 | 0.63352 | 515797
2016-12-08 02:00 | 0 | 0.62273 | 504234
2016-12-08 03:00 | 0 | 0.60625 | 483118
2016-12-08 04:00 | 0 | 0.5889 | 458668
2016-12-08 05:00 | 0 | 0.57979 | 436373
2016-12-08 06:00 | 0 | 0.57567 | 420643
2016-12-08 07:00 | 0 | 0.56996 | 410867
2016-12-08 08:00 | 0 | 0.56088 | 406984
2016-12-08 09:00 | 0 | 0.54868 | 410688
2016-12-08 10:00 | 0 | 0.53491 | 425576
2016-12-08 11:00 | 0 | 0.51904 | 455738
2016-12-08 12:00 | 0 | 0.50178 | 486601
2016-12-08 13:00 | 0 | 0.47384 | 499919
2016-12-08 14:00 | 0.036084 | 0.46173 | 505890
2016-12-08 15:00 | 0.30616 | 0.4667 | 507576
2016-12-08 16:00 | 0.44646 | 0.41765 | 504190
2016-12-08 17:00 | 0.47666 | 0.36463 | 499818
2016-12-08 18:00 | 0.46338 | 0.3338 | 496188
2016-12-08 19:00 | 0.45269 | 0.31167 | 493982
2016-12-08 20:00 | 0.46036 | 0.29035 | 492492
2016-12-08 21:00 | 0.46604 | 0.26458 | 500117
2016-12-08 22:00 | 0.39582 | 0.23091 | 522102
2016-12-08 23:00 | 0.14761 | 0.22619 | 540306
2016-12-09 | 0.00090965 | 0.22761 | 548078
2016-12-09 01:00 | 0 | 0.21949 | 548669
2016-12-09 02:00 | 0 | 0.20393 | 537696
2016-12-09 03:00 | 0 | 0.19003 | 516390
2016-12-09 04:00 | 0 | 0.18574 | 492244
2016-12-09 05:00 | 0 | 0.1884 | 472568
2016-12-09 06:00 | 0 | 0.19501 | 457516
2016-12-09 07:00 | 0 | 0.1973 | 449077
2016-12-09 08:00 | 0 | 0.2012 | 446304
2016-12-09 09:00 | 0 | 0.19975 | 449959
2016-12-09 10:00 | 0 | 0.19276 | 463778
2016-12-09 11:00 | 0 | 0.18667 | 495626
2016-12-09 12:00 | 0 | 0.1805 | 525030
2016-12-09 13:00 | 0 | 0.17716 | 533803
2016-12-09 14:00 | 0.073628 | 0.17035 | 533344
2016-12-09 15:00 | 0.33224 | 0.18212 | 528271
2016-12-09 16:00 | 0.44521 | 0.1807 | 518734
2016-12-09 17:00 | 0.46512 | 0.17127 | 508481
2016-12-09 18:00 | 0.45832 | 0.16523 | 499720
2016-12-09 19:00 | 0.4632 | 0.15836 | 493059
2016-12-09 20:00 | 0.48301 | 0.14915 | 489983
2016-12-09 21:00 | 0.48875 | 0.13358 | 497648
2016-12-09 22:00 | 0.41794 | 0.13665 | 518119
2016-12-09 23:00 | 0.13844 | 0.2133 | 534333
2016-12-10 | 0.0016572 | 0.27827 | 539440
2016-12-10 01:00 | 0 | 0.30034 | 539358
2016-12-10 02:00 | 0 | 0.29871 | 531113
2016-12-10 03:00 | 0 | 0.28979 | 515810
2016-12-10 04:00 | 0 | 0.27821 | 495884
2016-12-10 05:00 | 0 | 0.26299 | 477552
2016-12-10 06:00 | 0 | 0.24804 | 463945
2016-12-10 07:00 | 0 | 0.2357 | 454895
2016-12-10 08:00 | 0 | 0.22819 | 449580
2016-12-10 09:00 | 0 | 0.22808 | 450270
2016-12-10 10:00 | 0 | 0.23373 | 455532
2016-12-10 11:00 | 0 | 0.24478 | 468218
2016-12-10 12:00 | 0 | 0.2597 | 483684
2016-12-10 13:00 | 0 | 0.27714 | 496268
2016-12-10 14:00 | 0.068245 | 0.25973 | 499445
2016-12-10 15:00 | 0.3221 | 0.26231 | 493783
2016-12-10 16:00 | 0.43409 | 0.3221 | 485209
2016-12-10 17:00 | 0.45711 | 0.3693 | 475911
2016-12-10 18:00 | 0.44789 | 0.41473 | 465551
2016-12-10 19:00 | 0.44334 | 0.44939 | 457626
2016-12-10 20:00 | 0.44848 | 0.47325 | 454752
2016-12-10 21:00 | 0.4531 | 0.49736 | 462525
2016-12-10 22:00 | 0.38322 | 0.54916 | 482787
2016-12-10 23:00 | 0.12822 | 0.60337 | 498996
2016-12-11 | 0.0015759 | 0.61427 | 506135
2016-12-11 01:00 | 0 | 0.60542 | 506369
2016-12-11 02:00 | 0 | 0.58958 | 498720
2016-12-11 03:00 | 0 | 0.56752 | 485255
2016-12-11 04:00 | 0 | 0.55007 | 468080
2016-12-11 05:00 | 0 | 0.53822 | 451964
2016-12-11 06:00 | 0 | 0.53197 | 438417
2016-12-11 07:00 | 0 | 0.52462 | 428411
2016-12-11 08:00 | 0 | 0.5215 | 422924
2016-12-11 09:00 | 0 | 0.50582 | 420773
2016-12-11 10:00 | 0 | 0.48206 | 423363
2016-12-11 11:00 | 0 | 0.46154 | 429902
2016-12-11 12:00 | 0 | 0.4478 | 438684
2016-12-11 13:00 | 0 | 0.4376 | 449833
2016-12-11 14:00 | 0.049626 | 0.4148 | 455639
2016-12-11 15:00 | 0.26146 | 0.38197 | 455897
2016-12-11 16:00 | 0.41766 | 0.40624 | 452539
2016-12-11 17:00 | 0.48759 | 0.43942 | 450280
2016-12-11 18:00 | 0.48338 | 0.46778 | 447019
2016-12-11 19:00 | 0.47259 | 0.49091 | 444274
2016-12-11 20:00 | 0.49349 | 0.49773 | 443363
2016-12-11 21:00 | 0.52767 | 0.48093 | 449731
2016-12-11 22:00 | 0.46355 | 0.45661 | 468778
2016-12-11 23:00 | 0.17172 | 0.4649 | 483949
2016-12-12 | 0.001935 | 0.44827 | 490456
2016-12-12 01:00 | 0 | 0.43232 | 490156
2016-12-12 02:00 | 0 | 0.42136 | 477727
2016-12-12 03:00 | 0 | 0.41285 | 458047
2016-12-12 04:00 | 0 | 0.39789 | 435517
2016-12-12 05:00 | 0 | 0.38182 | 413850
2016-12-12 06:00 | 0 | 0.37219 | 397790
2016-12-12 07:00 | 0 | 0.36289 | 388280
2016-12-12 08:00 | 0 | 0.36081 | 383816
2016-12-12 09:00 | 0 | 0.35374 | 386705
2016-12-12 10:00 | 0 | 0.34712 | 399214
2016-12-12 11:00 | 0 | 0.34327 | 428769
2016-12-12 12:00 | 0 | 0.33818 | 459733
2016-12-12 13:00 | 0 | 0.33465 | 474570
2016-12-12 14:00 | 0.077631 | 0.30513 | 481857
2016-12-12 15:00 | 0.30685 | 0.23626 | 485452
2016-12-12 16:00 | 0.46542 | 0.22115 | 483680
2016-12-12 17:00 | 0.51106 | 0.2825 | 479136
2016-12-12 18:00 | 0.49055 | 0.34181 | 474502
2016-12-12 19:00 | 0.47486 | 0.3706 | 469330
2016-12-12 20:00 | 0.48472 | 0.3801 | 465665
2016-12-12 21:00 | 0.4916 | 0.37379 | 471122
2016-12-12 22:00 | 0.4152 | 0.39711 | 489289
2016-12-12 23:00 | 0.12978 | 0.44643 | 506586
2016-12-13 | 0.00099876 | 0.47251 | 513426
2016-12-13 01:00 | 0 | 0.49353 | 512445
2016-12-13 02:00 | 0 | 0.50773 | 498922
2016-12-13 03:00 | 0 | 0.51291 | 477079
2016-12-13 04:00 | 0 | 0.51902 | 450772
2016-12-13 05:00 | 0 | 0.5228 | 428061
2016-12-13 06:00 | 0 | 0.52392 | 411296
2016-12-13 07:00 | 0 | 0.51696 | 400863
2016-12-13 08:00 | 0 | 0.5064 | 396104
2016-12-13 09:00 | 0 | 0.48999 | 398352
2016-12-13 10:00 | 0 | 0.47742 | 412311
2016-12-13 11:00 | 0 | 0.47191 | 439986
2016-12-13 12:00 | 0 | 0.46213 | 468628
2016-12-13 13:00 | 0 | 0.44846 | 480429
2016-12-13 14:00 | 0.079673 | 0.4334 | 485323
2016-12-13 15:00 | 0.36042 | 0.38239 | 488028
2016-12-13 16:00 | 0.50833 | 0.33076 | 485695
2016-12-13 17:00 | 0.53494 | 0.34645 | 482159
2016-12-13 18:00 | 0.50567 | 0.37945 | 479438
2016-12-13 19:00 | 0.48803 | 0.40256 | 478435
2016-12-13 20:00 | 0.50054 | 0.41754 | 478561
2016-12-13 21:00 | 0.5013 | 0.41498 | 484659
2016-12-13 22:00 | 0.42526 | 0.41143 | 501507
2016-12-13 23:00 | 0.15114 | 0.48402 | 516581
2016-12-14 | 0.0016147 | 0.53873 | 522850
2016-12-14 01:00 | 0 | 0.53782 | 520842
2016-12-14 02:00 | 0 | 0.52724 | 507901
2016-12-14 03:00 | 0 | 0.52285 | 486219
2016-12-14 04:00 | 0 | 0.51513 | 461112
2016-12-14 05:00 | 0 | 0.50034 | 437754
2016-12-14 06:00 | 0 | 0.48417 | 420383
2016-12-14 07:00 | 0 | 0.46386 | 409972
2016-12-14 08:00 | 0 | 0.44649 | 405901
2016-12-14 09:00 | 0 | 0.44195 | 408921
2016-12-14 10:00 | 0 | 0.44337 | 423189
2016-12-14 11:00 | 0 | 0.44976 | 453577
2016-12-14 12:00 | 0 | 0.46149 | 483151
2016-12-14 13:00 | 0 | 0.471 | 494539
2016-12-14 14:00 | 0.050178 | 0.4405 | 497724
2016-12-14 15:00 | 0.30541 | 0.42968 | 495918
2016-12-14 16:00 | 0.43688 | 0.45643 | 492643
2016-12-14 17:00 | 0.48326 | 0.4904 | 488018
2016-12-14 18:00 | 0.47631 | 0.50852 | 486077
2016-12-14 19:00 | 0.47066 | 0.51451 | 484267
2016-12-14 20:00 | 0.48909 | 0.51145 | 485080
2016-12-14 21:00 | 0.49696 | 0.49694 | 493089
2016-12-14 22:00 | 0.41569 | 0.46642 | 512913
2016-12-14 23:00 | 0.15361 | 0.50044 | 530545
2016-12-15 | 0.0014445 | 0.50222 | 537736
2016-12-15 01:00 | 0 | 0.46331 | 537977
2016-12-15 02:00 | 0 | 0.41726 | 527870
2016-12-15 03:00 | 0 | 0.36914 | 508040
2016-12-15 04:00 | 0 | 0.32824 | 483044
2016-12-15 05:00 | 0 | 0.29653 | 460192
2016-12-15 06:00 | 0 | 0.27065 | 444580
2016-12-15 07:00 | 0 | 0.24796 | 435415
2016-12-15 08:00 | 0 | 0.23681 | 432190
2016-12-15 09:00 | 0 | 0.22649 | 436254
2016-12-15 10:00 | 0 | 0.22034 | 453968
2016-12-15 11:00 | 0 | 0.22199 | 485955
2016-12-15 12:00 | 0 | 0.23195 | 516985
2016-12-15 13:00 | 0 | 0.24743 | 529454
2016-12-15 14:00 | 0.034955 | 0.25903 | 532001
2016-12-15 15:00 | 0.25423 | 0.29202 | 530640
2016-12-15 16:00 | 0.34154 | 0.32303 | 526810
2016-12-15 17:00 | 0.36673 | 0.34743 | 521762
2016-12-15 18:00 | 0.3677 | 0.36521 | 517951
2016-12-15 19:00 | 0.36505 | 0.37752 | 515590
2016-12-15 20:00 | 0.36175 | 0.388 | 515718
2016-12-15 21:00 | 0.34756 | 0.40479 | 525072
2016-12-15 22:00 | 0.27463 | 0.42351 | 547634
2016-12-15 23:00 | 0.062033 | 0.48096 | 565975
2016-12-16 | 2.05e-05 | 0.51121 | 573691
2016-12-16 01:00 | 0 | 0.50703 | 574150
2016-12-16 02:00 | 0 | 0.48695 | 563855
2016-12-16 03:00 | 0 | 0.45571 | 542728
2016-12-16 04:00 | 0 | 0.42819 | 516634
2016-12-16 05:00 | 0 | 0.40392 | 494644
2016-12-16 06:00 | 0 | 0.38671 | 478167
2016-12-16 07:00 | 0 | 0.38523 | 468952
2016-12-16 08:00 | 0 | 0.38356 | 464287
2016-12-16 09:00 | 0 | 0.38358 | 466808
2016-12-16 10:00 | 0 | 0.38356 | 480215
2016-12-16 11:00 | 0 | 0.3882 | 509127
2016-12-16 12:00 | 0 | 0.39719 | 536307
2016-12-16 13:00 | 0 | 0.40193 | 546053
2016-12-16 14:00 | 0.029469 | 0.39279 | 547755
2016-12-16 15:00 | 0.18219 | 0.38701 | 545038
2016-12-16 16:00 | 0.32189 | 0.38602 | 537828
2016-12-16 17:00 | 0.39512 | 0.3828 | 527938
2016-12-16 18:00 | 0.41821 | 0.38238 | 521278
2016-12-16 19:00 | 0.42422 | 0.39026 | 516221
2016-12-16 20:00 | 0.4459 | 0.41284 | 512984
2016-12-16 21:00 | 0.47377 | 0.44728 | 516347
2016-12-16 22:00 | 0.42474 | 0.48641 | 528963
2016-12-16 23:00 | 0.16511 | 0.51566 | 538562
2016-12-17 | 0.0017548 | 0.52954 | 538262
2016-12-17 01:00 | 0 | 0.54068 | 534022
2016-12-17 02:00 | 0 | 0.54696 | 521280
2016-12-17 03:00 | 0 | 0.55486 | 502161
2016-12-17 04:00 | 0 | 0.57883 | 478629
2016-12-17 05:00 | 0 | 0.60484 | 456200
2016-12-17 06:00 | 0 | 0.62756 | 438385
2016-12-17 07:00 | 0 | 0.65204 | 425874
2016-12-17 08:00 | 0 | 0.67187 | 418189
2016-12-17 09:00 | 0 | 0.68499 | 415645
2016-12-17 10:00 | 0 | 0.6892 | 418795
2016-12-17 11:00 | 0 | 0.69087 | 427947
2016-12-17 12:00 | 0 | 0.68811 | 441519
2016-12-17 13:00 | 0 | 0.6713 | 458175
2016-12-17 14:00 | 0.040671 | 0.66158 | 474077
2016-12-17 15:00 | 0.34483 | 0.62199 | 484504
2016-12-17 16:00 | 0.54866 | 0.58072 | 487476
2016-12-17 17:00 | 0.55772 | 0.57371 | 484404
2016-12-17 18:00 | 0.5312 | 0.59781 | 478451
2016-12-17 19:00 | 0.51826 | 0.63463 | 472354
2016-12-17 20:00 | 0.53331 | 0.67074 | 468144
2016-12-17 21:00 | 0.55544 | 0.68852 | 470744
2016-12-17 22:00 | 0.54205 | 0.67999 | 484005
2016-12-17 23:00 | 0.22549 | 0.65553 | 495374
2016-12-18 | 0.0018111 | 0.63064 | 499639
2016-12-18 01:00 | 0 | 0.60451 | 500069
2016-12-18 02:00 | 0 | 0.58374 | 491239
2016-12-18 03:00 | 0 | 0.57207 | 479320
2016-12-18 04:00 | 0 | 0.56082 | 461403
2016-12-18 05:00 | 0 | 0.54524 | 443249
2016-12-18 06:00 | 0 | 0.52749 | 427707
2016-12-18 07:00 | 0 | 0.51122 | 417417
2016-12-18 08:00 | 0 | 0.49654 | 412050
2016-12-18 09:00 | 0 | 0.47064 | 411510
2016-12-18 10:00 | 0 | 0.44009 | 415036
2016-12-18 11:00 | 0 | 0.41713 | 424423
2016-12-18 12:00 | 0 | 0.39853 | 438142
2016-12-18 13:00 | 0 | 0.39174 | 457346
2016-12-18 14:00 | 0.08574 | 0.38993 | 474790
2016-12-18 15:00 | 0.49042 | 0.34076 | 485275
2016-12-18 16:00 | 0.65036 | 0.27617 | 488225
2016-12-18 17:00 | 0.62786 | 0.27764 | 487242
2016-12-18 18:00 | 0.58885 | 0.29185 | 484137
2016-12-18 19:00 | 0.57185 | 0.29843 | 480659
2016-12-18 20:00 | 0.58722 | 0.30567 | 479543
2016-12-18 21:00 | 0.61569 | 0.30905 | 486497
2016-12-18 22:00 | 0.56998 | 0.3594 | 505481
2016-12-18 23:00 | 0.21815 | 0.44216 | 525851
2016-12-19 | 0.002806 | 0.51372 | 537426
2016-12-19 01:00 | 0 | 0.54668 | 542277
2016-12-19 02:00 | 0 | 0.55543 | 534931
2016-12-19 03:00 | 0 | 0.5645 | 519640
2016-12-19 04:00 | 0 | 0.57968 | 499938
2016-12-19 05:00 | 0 | 0.59477 | 481449
2016-12-19 06:00 | 0 | 0.60459 | 468614
2016-12-19 07:00 | 0 | 0.60922 | 461616
2016-12-19 08:00 | 0 | 0.60989 | 459526
2016-12-19 09:00 | 0 | 0.60255 | 463945
2016-12-19 10:00 | 0 | 0.59446 | 480074
2016-12-19 11:00 | 0 | 0.59125 | 510834
2016-12-19 12:00 | 0 | 0.58977 | 542300
2016-12-19 13:00 | 0 | 0.58928 | 559266
2016-12-19 14:00 | 0.034472 | 0.56355 | 565631
2016-12-19 15:00 | 0.43438 | 0.47045 | 563343
2016-12-19 16:00 | 0.59115 | 0.39615 | 555471
2016-12-19 17:00 | 0.58021 | 0.3972 | 545422
2016-12-19 18:00 | 0.55009 | 0.44331 | 536491
2016-12-19 19:00 | 0.53303 | 0.48065 | 528857
2016-12-19 20:00 | 0.54548 | 0.50786 | 525223
2016-12-19 21:00 | 0.5696 | 0.55828 | 529043
2016-12-19 22:00 | 0.50964 | 0.70921 | 548076
2016-12-19 23:00 | 0.22809 | 0.81683 | 567860
2016-12-20 | 0.0029418 | 0.85892 | 576875
2016-12-20 01:00 | 0 | 0.87688 | 577523
2016-12-20 02:00 | 0 | 0.88115 | 566272
2016-12-20 03:00 | 0 | 0.88767 | 545611
2016-12-20 04:00 | 0 | 0.89717 | 520703
2016-12-20 05:00 | 0 | 0.89965 | 498602
2016-12-20 06:00 | 0 | 0.89398 | 480938
2016-12-20 07:00 | 0 | 0.884 | 470824
2016-12-20 08:00 | 0 | 0.869 | 467099
2016-12-20 09:00 | 0 | 0.85397 | 470497
2016-12-20 10:00 | 0 | 0.84754 | 483373
2016-12-20 11:00 | 0 | 0.84386 | 509656
2016-12-20 12:00 | 0 | 0.82415 | 537310
2016-12-20 13:00 | 0 | 0.79622 | 547315
2016-12-20 14:00 | 0.037892 | 0.71372 | 545994
2016-12-20 15:00 | 0.43035 | 0.55863 | 537898
2016-12-20 16:00 | 0.5851 | 0.40151 | 525586
2016-12-20 17:00 | 0.58562 | 0.36268 | 511467
2016-12-20 18:00 | 0.54551 | 0.37676 | 499927
2016-12-20 19:00 | 0.52171 | 0.37875 | 491141
2016-12-20 20:00 | 0.53037 | 0.38089 | 486462
2016-12-20 21:00 | 0.53592 | 0.42794 | 490003
2016-12-20 22:00 | 0.45063 | 0.50718 | 509653
2016-12-20 23:00 | 0.1518 | 0.54771 | 529350
2016-12-21 | 0.0029824 | 0.59463 | 539075
2016-12-21 01:00 | 0 | 0.6364 | 541622
2016-12-21 02:00 | 0 | 0.6761 | 532200
2016-12-21 03:00 | 0 | 0.71479 | 513573
2016-12-21 04:00 | 0 | 0.73252 | 490567
2016-12-21 05:00 | 0 | 0.73452 | 468962
2016-12-21 06:00 | 0 | 0.7343 | 453796
2016-12-21 07:00 | 0 | 0.73454 | 445178
2016-12-21 08:00 | 0 | 0.73425 | 441880
2016-12-21 09:00 | 0 | 0.73834 | 444408
2016-12-21 10:00 | 0 | 0.74579 | 456626
2016-12-21 11:00 | 0 | 0.76246 | 483811
2016-12-21 12:00 | 0 | 0.7826 | 510286
2016-12-21 13:00 | 0 | 0.80063 | 520079
2016-12-21 14:00 | 0.034087 | 0.73504 | 517715
2016-12-21 15:00 | 0.17097 | 0.57903 | 509230
2016-12-21 16:00 | 0.30738 | 0.49612 | 497804
2016-12-21 17:00 | 0.36807 | 0.53692 | 485887
2016-12-21 18:00 | 0.38004 | 0.61254 | 475256
2016-12-21 19:00 | 0.3791 | 0.66402 | 467024
2016-12-21 20:00 | 0.38052 | 0.69069 | 464161
2016-12-21 21:00 | 0.36492 | 0.71917 | 469351
2016-12-21 22:00 | 0.30241 | 0.78256 | 486513
2016-12-21 23:00 | 0.10896 | 0.82479 | 502430
2016-12-22 | 0.0012124 | 0.83637 | 509163
2016-12-22 01:00 | 0 | 0.82779 | 509868
2016-12-22 02:00 | 0 | 0.81489 | 500571
2016-12-22 03:00 | 0 | 0.80652 | 482877
2016-12-22 04:00 | 0 | 0.78658 | 460330
2016-12-22 05:00 | 0 | 0.76152 | 440070
2016-12-22 06:00 | 0 | 0.74035 | 423190
2016-12-22 07:00 | 0 | 0.71191 | 411998
2016-12-22 08:00 | 0 | 0.68555 | 406434
2016-12-22 09:00 | 0 | 0.65724 | 407653
2016-12-22 10:00 | 0 | 0.62109 | 417723
2016-12-22 11:00 | 0 | 0.57785 | 441338
2016-12-22 12:00 | 0 | 0.53364 | 468480
2016-12-22 13:00 | 0 | 0.49787 | 481338
2016-12-22 14:00 | 0.018919 | 0.4309 | 484535
2016-12-22 15:00 | 0.091037 | 0.35842 | 482772
2016-12-22 16:00 | 0.22247 | 0.27019 | 476519
2016-12-22 17:00 | 0.30009 | 0.22943 | 467884
2016-12-22 18:00 | 0.33538 | 0.23819 | 460572
2016-12-22 19:00 | 0.34461 | 0.25639 | 455456
2016-12-22 20:00 | 0.34835 | 0.27997 | 454145
2016-12-22 21:00 | 0.3398 | 0.38178 | 459862
2016-12-22 22:00 | 0.28688 | 0.52788 | 475102
2016-12-22 23:00 | 0.13043 | 0.59947 | 489576
2016-12-23 | 0.0016122 | 0.62738 | 495798
2016-12-23 01:00 | 0 | 0.63333 | 497223
2016-12-23 02:00 | 0 | 0.62986 | 487588
2016-12-23 03:00 | 0 | 0.62675 | 472798
2016-12-23 04:00 | 0 | 0.62705 | 451296
2016-12-23 05:00 | 0 | 0.62692 | 429186
2016-12-23 06:00 | 0 | 0.62615 | 412910
2016-12-23 07:00 | 0 | 0.62134 | 401630
2016-12-23 08:00 | 0 | 0.6171 | 396314
2016-12-23 09:00 | 0 | 0.62294 | 397588
2016-12-23 10:00 | 0 | 0.63818 | 405943
2016-12-23 11:00 | 0 | 0.65648 | 424029
2016-12-23 12:00 | 0 | 0.67075 | 444616
2016-12-23 13:00 | 0 | 0.6697 | 458812
2016-12-23 14:00 | 0.019464 | 0.63157 | 465951
2016-12-23 15:00 | 0.2363 | 0.53461 | 466609
2016-12-23 16:00 | 0.36445 | 0.48939 | 463057
2016-12-23 17:00 | 0.42029 | 0.48697 | 457024
2016-12-23 18:00 | 0.42136 | 0.48154 | 451089
2016-12-23 19:00 | 0.42519 | 0.45183 | 446074
2016-12-23 20:00 | 0.43887 | 0.39245 | 443898
2016-12-23 21:00 | 0.44904 | 0.35112 | 449172
2016-12-23 22:00 | 0.3657 | 0.41582 | 463676
2016-12-23 23:00 | 0.11724 | 0.45572 | 474071
2016-12-24 | 0.00086813 | 0.46013 | 476015
2016-12-24 01:00 | 0 | 0.44129 | 472752
2016-12-24 02:00 | 0 | 0.40968 | 462869
2016-12-24 03:00 | 0 | 0.39241 | 446590
2016-12-24 04:00 | 0 | 0.37783 | 425537
2016-12-24 05:00 | 0 | 0.35993 | 404551
2016-12-24 06:00 | 0 | 0.3388 | 388257
2016-12-24 07:00 | 0 | 0.31799 | 375554
2016-12-24 08:00 | 0 | 0.30513 | 366969
2016-12-24 09:00 | 0 | 0.28924 | 363078
2016-12-24 10:00 | 0 | 0.28067 | 363251
2016-12-24 11:00 | 0 | 0.27563 | 369381
2016-12-24 12:00 | 0 | 0.27428 | 381480
2016-12-24 13:00 | 0 | 0.2834 | 398053
2016-12-24 14:00 | 0.033179 | 0.28864 | 415360
2016-12-24 15:00 | 0.32833 | 0.22943 | 428043
2016-12-24 16:00 | 0.44894 | 0.18798 | 433806
2016-12-24 17:00 | 0.47369 | 0.22227 | 433274
2016-12-24 18:00 | 0.46236 | 0.27503 | 428294
2016-12-24 19:00 | 0.4569 | 0.30938 | 423092
2016-12-24 20:00 | 0.46708 | 0.33916 | 419950
2016-12-24 21:00 | 0.47422 | 0.37689 | 420867
2016-12-24 22:00 | 0.39101 | 0.51925 | 429184
2016-12-24 23:00 | 0.11863 | 0.68853 | 434716
2016-12-25 | 0.0013198 | 0.74563 | 434106
2016-12-25 01:00 | 0 | 0.73086 | 431811
2016-12-25 02:00 | 0 | 0.67189 | 424473
2016-12-25 03:00 | 0 | 0.62163 | 414284
2016-12-25 04:00 | 0 | 0.59541 | 400191
2016-12-25 05:00 | 0 | 0.58242 | 383442
2016-12-25 06:00 | 0 | 0.58787 | 370192
2016-12-25 07:00 | 0 | 0.60199 | 360271
2016-12-25 08:00 | 0 | 0.6126 | 353271
2016-12-25 09:00 | 0 | 0.62226 | 350538
2016-12-25 10:00 | 0 | 0.6482 | 352300
2016-12-25 11:00 | 0 | 0.67752 | 358203
2016-12-25 12:00 | 0 | 0.70663 | 367970
2016-12-25 13:00 | 0 | 0.73766 | 382950
2016-12-25 14:00 | 0.033636 | 0.77113 | 396269
2016-12-25 15:00 | 0.29757 | 0.78498 | 403256
2016-12-25 16:00 | 0.46553 | 0.79523 | 405805
2016-12-25 17:00 | 0.50548 | 0.81045 | 404927
2016-12-25 18:00 | 0.49459 | 0.82808 | 400037
2016-12-25 19:00 | 0.48588 | 0.84999 | 394876
2016-12-25 20:00 | 0.50152 | 0.86734 | 390187
2016-12-25 21:00 | 0.52549 | 0.88805 | 389975
2016-12-25 22:00 | 0.47188 | 0.9048 | 398888
2016-12-25 23:00 | 0.1837 | 0.92466 | 408809
2016-12-26 | 0.0013995 | 0.92253 | 414867
2016-12-26 01:00 | 0 | 0.91107 | 418361
2016-12-26 02:00 | 0 | 0.88883 | 414284
2016-12-26 03:00 | 0 | 0.8814 | 404879
2016-12-26 04:00 | 0 | 0.87328 | 390156
2016-12-26 05:00 | 0 | 0.86757 | 375132
2016-12-26 06:00 | 0 | 0.86395 | 362658
2016-12-26 07:00 | 0 | 0.86203 | 353699
2016-12-26 08:00 | 0 | 0.85667 | 348608
2016-12-26 09:00 | 0 | 0.84155 | 347460
2016-12-26 10:00 | 0 | 0.83064 | 351425
2016-12-26 11:00 | 0 | 0.81583 | 360472
2016-12-26 12:00 | 0 | 0.80204 | 372219
2016-12-26 13:00 | 0 | 0.78995 | 386382
2016-12-26 14:00 | 0.037568 | 0.71759 | 402763
2016-12-26 15:00 | 0.44785 | 0.64497 | 415695
2016-12-26 16:00 | 0.61754 | 0.68585 | 423628
2016-12-26 17:00 | 0.60783 | 0.69351 | 425977
2016-12-26 18:00 | 0.56815 | 0.67925 | 424365
2016-12-26 19:00 | 0.55057 | 0.67451 | 421404
2016-12-26 20:00 | 0.56958 | 0.66289 | 419521
2016-12-26 21:00 | 0.59799 | 0.63181 | 423752
2016-12-26 22:00 | 0.51989 | 0.63488 | 436949
2016-12-26 23:00 | 0.18574 | 0.64107 | 451101
2016-12-27 | 0.0016102 | 0.64278 | 457182
2016-12-27 01:00 | 0 | 0.64502 | 456649
2016-12-27 02:00 | 0 | 0.64303 | 445529
2016-12-27 03:00 | 0 | 0.63856 | 428812
2016-12-27 04:00 | 0 | 0.63855 | 407088
2016-12-27 05:00 | 0 | 0.63862 | 386994
2016-12-27 06:00 | 0 | 0.63699 | 370840
2016-12-27 07:00 | 0 | 0.62298 | 360758
2016-12-27 08:00 | 0 | 0.5995 | 355649
2016-12-27 09:00 | 0 | 0.564 | 355194
2016-12-27 10:00 | 0 | 0.52854 | 363773
2016-12-27 11:00 | 0 | 0.50498 | 381884
2016-12-27 12:00 | 0 | 0.49361 | 404862
2016-12-27 13:00 | 0 | 0.49298 | 423598
2016-12-27 14:00 | 0.076485 | 0.45973 | 438131
2016-12-27 15:00 | 0.4282 | 0.34003 | 446838
2016-12-27 16:00 | 0.57818 | 0.24958 | 449707
2016-12-27 17:00 | 0.58181 | 0.24193 | 447435
2016-12-27 18:00 | 0.5438 | 0.27182 | 443791
2016-12-27 19:00 | 0.52405 | 0.2917 | 440307
2016-12-27 20:00 | 0.53867 | 0.31269 | 438806
2016-12-27 21:00 | 0.56243 | 0.38214 | 441567
2016-12-27 22:00 | 0.48888 | 0.50886 | 455269
2016-12-27 23:00 | 0.18982 | 0.61866 | 470265
2016-12-28 | 0.0027315 | 0.69105 | 475038
2016-12-28 01:00 | 0 | 0.74942 | 473497
2016-12-28 02:00 | 0 | 0.79499 | 462033
2016-12-28 03:00 | 0 | 0.83252 | 443776
2016-12-28 04:00 | 0 | 0.8639 | 422447
2016-12-28 05:00 | 0 | 0.87228 | 402556
2016-12-28 06:00 | 0 | 0.86302 | 387175
2016-12-28 07:00 | 0 | 0.84526 | 377738
2016-12-28 08:00 | 0 | 0.82933 | 373272
2016-12-28 09:00 | 0 | 0.81164 | 374497
2016-12-28 10:00 | 0 | 0.79934 | 384252
2016-12-28 11:00 | 0 | 0.79481 | 403077
2016-12-28 12:00 | 0 | 0.79305 | 427341
2016-12-28 13:00 | 0 | 0.799 | 443446
2016-12-28 14:00 | 0.032394 | 0.74703 | 452691
2016-12-28 15:00 | 0.33795 | 0.57599 | 456814
2016-12-28 16:00 | 0.52394 | 0.47493 | 456842
2016-12-28 17:00 | 0.54613 | 0.54654 | 453459
2016-12-28 18:00 | 0.51369 | 0.62825 | 449712
2016-12-28 19:00 | 0.49848 | 0.65336 | 446431
2016-12-28 20:00 | 0.51459 | 0.6624 | 444718
2016-12-28 21:00 | 0.53599 | 0.69437 | 448630
2016-12-28 22:00 | 0.46663 | 0.79235 | 463782
2016-12-28 23:00 | 0.19042 | 0.87426 | 477506
2016-12-29 | 0.0016683 | 0.91706 | 481095
2016-12-29 01:00 | 0 | 0.92816 | 479408
2016-12-29 02:00 | 0 | 0.9319 | 468166
2016-12-29 03:00 | 0 | 0.93426 | 448978
2016-12-29 04:00 | 0 | 0.93347 | 426749
2016-12-29 05:00 | 0 | 0.9235 | 407362
2016-12-29 06:00 | 0 | 0.91033 | 391950
2016-12-29 07:00 | 0 | 0.89451 | 380919
2016-12-29 08:00 | 0 | 0.87919 | 374964
2016-12-29 09:00 | 0 | 0.86798 | 375678
2016-12-29 10:00 | 0 | 0.85489 | 383293
2016-12-29 11:00 | 0 | 0.84381 | 400267
2016-12-29 12:00 | 0 | 0.83544 | 422823
2016-12-29 13:00 | 0 | 0.82554 | 439712
2016-12-29 14:00 | 0.053651 | 0.74334 | 451937
2016-12-29 15:00 | 0.35059 | 0.65793 | 458406
2016-12-29 16:00 | 0.5094 | 0.66335 | 459642
2016-12-29 17:00 | 0.52178 | 0.67686 | 457177
2016-12-29 18:00 | 0.49245 | 0.65697 | 453413
2016-12-29 19:00 | 0.47417 | 0.61991 | 448588
2016-12-29 20:00 | 0.47443 | 0.58244 | 445166
2016-12-29 21:00 | 0.491 | 0.53842 | 448553
2016-12-29 22:00 | 0.41173 | 0.55844 | 463901
2016-12-29 23:00 | 0.17009 | 0.58742 | 480596
2016-12-30 | 0.0016277 | 0.60732 | 486871
2016-12-30 01:00 | 0 | 0.61598 | 487082
2016-12-30 02:00 | 0 | 0.61955 | 476994
2016-12-30 03:00 | 0 | 0.63139 | 460130
2016-12-30 04:00 | 0 | 0.64122 | 439914
2016-12-30 05:00 | 0 | 0.64251 | 421903
2016-12-30 06:00 | 0 | 0.63847 | 407091
2016-12-30 07:00 | 0 | 0.63143 | 398686
2016-12-30 08:00 | 0 | 0.62491 | 394429
2016-12-30 09:00 | 0 | 0.6231 | 396327
2016-12-30 10:00 | 0 | 0.62508 | 405523
2016-12-30 11:00 | 0 | 0.63262 | 425145
2016-12-30 12:00 | 0 | 0.64758 | 447660
2016-12-30 13:00 | 0 | 0.66833 | 463447
2016-12-30 14:00 | 0.066719 | 0.61355 | 470223
2016-12-30 15:00 | 0.33992 | 0.49243 | 471272
2016-12-30 16:00 | 0.48141 | 0.49189 | 467833
2016-12-30 17:00 | 0.5036 | 0.58274 | 461282
2016-12-30 18:00 | 0.4784 | 0.63601 | 453356
2016-12-30 19:00 | 0.46424 | 0.67126 | 446082
2016-12-30 20:00 | 0.47219 | 0.68752 | 441690
2016-12-30 21:00 | 0.48048 | 0.73834 | 446474
2016-12-30 22:00 | 0.39249 | 0.78405 | 463624
2016-12-30 23:00 | 0.13147 | 0.81133 | 481092
2016-12-31 | 0.0013272 | 0.82084 | 487680
2016-12-31 01:00 | 0 | 0.81546 | 489425
2016-12-31 02:00 | 0 | 0.8063 | 481878
2016-12-31 03:00 | 0 | 0.8072 | 468220
2016-12-31 04:00 | 0 | 0.79934 | 450956
2016-12-31 05:00 | 0 | 0.79354 | 433000
2016-12-31 06:00 | 0 | 0.79506 | 420297
2016-12-31 07:00 | 0 | 0.79259 | 411686
2016-12-31 08:00 | 0 | 0.77895 | 406155
2016-12-31 09:00 | 0 | 0.75431 | 404289
2016-12-31 10:00 | 0 | 0.72933 | 407850
2016-12-31 11:00 | 0 | 0.70563 | 415139
2016-12-31 12:00 | 0 | 0.68337 | 426446
2016-12-31 13:00 | 0 | 0.65616 | 437460
2016-12-31 14:00 | 0.036427 | 0.55801 | 444140
2016-12-31 15:00 | 0.29475 | 0.49612 | 446688
2016-12-31 16:00 | 0.45444 | 0.45406 | 445791
2016-12-31 17:00 | 0.50867 | 0.40843 | 442001
2016-12-31 18:00 | 0.49731 | 0.39735 | 437484
2016-12-31 19:00 | 0.48732 | 0.39133 | 433876
2016-12-31 20:00 | 0.4976 | 0.38105 | 432009
2016-12-31 21:00 | 0.5139 | 0.37142 | 435982
2016-12-31 22:00 | 0.43958 | 0.41346 | 450070
2016-12-31 23:00 | 0.1567 | 0.48672 | 459604
2017-01-01 | 0.0017613 | 0.54371 | 460100

## case results
| objective [€] | system cost [€/h]
0 | 302853883699.6486 | 34477901.1498

## component results
| carrier | Capacity Factor | Capital Expenditure [€] | Curtailment [MWh] | Dispatch [MW] | Installed Capacity [MW] | Market Value [€/MWh] | Operational Expenditure [€] | Optimal Capacity [MW] | Revenue [€] | Supply [MW] | Withdrawal [MW]
Generator | geothermal |  | 0 | 0 | 0 | 0 |  | 0 | 0 | 0 | 0 | 0
| natgas |  | 0 | 0 | 0 | 0 |  | 0 | 0 | 0 | 0 | 0
| natgas_wCCS |  | 0 | 0 | 0 | 0 |  | 0 | 0 | 0 | 0 | 0
| nuclear |  | 0 | 0 | 0 | 0 |  | 0 | 0 | 0 | 0 | 0
| onwind | 0.13011 | 168236015043.8972 | 4286537236.5196 | 1791836069.3348 | 0 | 95.3903 | 2687754104.0021 | 1567628.0634 | 170923769147.7709 | 1791836069.3348 | 0
| solar-utility | 0.27673 | 45112852950.6984 | 3529760.0986 | 2211641436.6652 | 0 | 20.3979 | 0 | 909739.9903 | 45112852950.7188 | 2211641436.6652 | 0
Link | direct air capture |  | 0 |  | 0 | 0 |  | 0 | 0 | 0 | 0 | 0
| geothermal |  | 0 |  | 0 | 0 |  | 0 | 0 | 0 | 0 | 0
| lead_acid_store |  | 0 |  | 0 | 0 |  | 0 | 0 | 0 | 0 | 0
| lithium_ion_lfp_store | 0.27155 | 677884234.7742 |  | 2.11e-09 | 0 | -1.8268e+18 | 0 | 61870.256 | 677884234.7736 | 147597627.618 | -147597627.618
| lithium_ion_nmc_store |  | 0 |  | 0 | 0 |  | 0 | 0 | 0 | 0 | 0
| natgas |  | 0 |  | 0 | 0 |  | 0 | 0 | 0 | 0 | 0
| natgas_wCCS |  | 0 |  | 0 | 0 |  | 0 | 0 | 0 | 0 | 0
| ni_zn_store |  | 0 |  | 0 | 0 |  | 0 | 0 | 0 | 0 | 0
| redox_store |  | 0 |  | 0 | 0 |  | 0 | 0 | 0 | 0 | 0
| zn_br_flow_store |  | 0 |  | 0 | 0 |  | 0 | 0 | 0 | 0 | 0
| zn_br_nonflow_store | 0.34501 | 4765004429.2455 |  | 3.3528e-08 | 0 | 2.3591e+17 | 0 | 303851.755 | 4765004429.2597 | 920951657.9855 | -920951657.9855
Load | load |  |  |  | -4003477506 |  | -75.6477 |  |  | 302853883699.6596 | 0 | -4003477506
Store | co2 atmosphere |  | 0 |  | 0 | 0 |  | 0 | 0 | 0 | 0 | 0
| lead_acid_store |  | 0 |  | 0 | 0 |  | 0 | 0 | 0 | 0 | 0
| lithium_ion_lfp_store | 0.25501 | 1939307583.5835 |  | 2.11e-09 | 0 | -5.2262e+18 | 0 | 61870.256 | 1939307583.584 | 73798813.809 | -73798813.809
| lithium_ion_nmc_store |  | 0 |  | 0 | 0 |  | 0 | 0 | 0 | 0 | 0
| load shifting backward |  | 0 |  | 0 | 0 |  | 0 | 0 | 0 | 0 | 0
| load shifting forward |  | 0 |  | 0 | 0 |  | 0 | 0 | 0 | 0 | 0
| ni_zn_store |  | 0 |  | 0 | 0 |  | 0 | 0 | 0 | 0 | 0
| redox_store |  | 0 |  | 0 | 0 |  | 0 | 0 | 0 | 0 | 0
| zn_br_flow_store |  | 0 |  | 0 | 0 |  | 0 | 0 | 0 | 0 | 0
| zn_br_nonflow_store | 0.14559 | 79435065353.4412 |  | 4.1444e-08 | 0 | 3.9328e+18 | 0 | 2820801.8707 | 79435065353.5526 | 460475828.9927 | -460475828.9927

## time results
snapshot | CCGT dispatch | CCGT % wCCS dispatch | geothermal dispatch | nuclear dispatch | onwind dispatch | solar-utility dispatch | load load | load shifting forward state of charge | load shifting backward state of charge | co2 atmosphere state of charge | Lead-Acid-store state of charge | Lithium-Ion-LFP-store state of charge | Lithium-Ion-NMC-store state of charge | Ni-Zn-store state of charge | Vanadium-Redox-Flow-store state of charge | Zn-Br-Flow-store state of charge | Zn-Br-Nonflow-store state of charge | CCGT % link wCCS dispatch | CCGT % link dispatch | geothermal % link dispatch | direct air capture dispatch | Lead-Acid-bicharger dispatch | Lithium-Ion-LFP-bicharger dispatch | Lithium-Ion-NMC-bicharger dispatch | Ni-Zn-bicharger dispatch | Vanadium-Redox-Flow-bicharger dispatch | Zn-Br-Flow-bicharger dispatch | Zn-Br-Nonflow-bicharger dispatch
2016-01-01 | 0 | 0 | 0 | 0 | 773094.1364 | 1566.6187 | 470809 | 0 | 0 | 0 | 0 | 0 | 0 | 0 | 0 | 0 | 303851.755 | 0 | 0 | 0 | 0 | 0 | 0 | 0 | 0 | 0 | 0 | 303851.755
2016-01-01 01:00 | 0 | 0 | 0 | 0 | 159041.245 | 0 | 462893 | 0 | 0 | 0 | 0 | 0 | 0 | 0 | 0 | 0 | 0 | 0 | 0 | 0 | 0 | 0 | 0 | 0 | 0 | 0 | 0 | -303851.755
2016-01-01 02:00 | 0 | 0 | 0 | 0 | 452352 | 0 | 452352 | 0 | 0 | 0 | 0 | 0 | 0 | 0 | 0 | 0 | 0 | 0 | 0 | 0 | 0 | 0 | 0 | 0 | 0 | 0 | 0 | 0
2016-01-01 03:00 | 0 | 0 | 0 | 0 | 438677 | 0 | 438677 | 0 | 0 | 0 | 0 | 0 | 0 | 0 | 0 | 0 | 0 | 0 | 0 | 0 | 0 | 0 | 0 | 0 | 0 | 0 | 0 | 0
2016-01-01 04:00 | 0 | 0 | 0 | 0 | 423295 | 0 | 423295 | 0 | 0 | 0 | 0 | 0 | 0 | 0 | 0 | 0 | 0 | 0 | 0 | 0 | 0 | 0 | 0 | 0 | 0 | 0 | 0 | 0
2016-01-01 05:00 | 0 | 0 | 0 | 0 | 410979 | 0 | 410979 | 0 | 0 | 0 | 0 | 0 | 0 | 0 | 0 | 0 | 0 | 0 | 0 | 0 | 0 | 0 | 0 | 0 | 0 | 0 | 0 | 0
2016-01-01 06:00 | 0 | 0 | 0 | 0 | 400444 | 0 | 400444 | 0 | 0 | 0 | 0 | 0 | 0 | 0 | 0 | 0 | 0 | 0 | 0 | 0 | 0 | 0 | 0 | 0 | 0 | 0 | 0 | 0
2016-01-01 07:00 | 0 | 0 | 0 | 0 | 390845 | 0 | 390845 | 0 | 0 | 0 | 0 | 0 | 0 | 0 | 0 | 0 | 0 | 0 | 0 | 0 | 0 | 0 | 0 | 0 | 0 | 0 | 0 | 0
2016-01-01 08:00 | 0 | 0 | 0 | 0 | 383868 | 0 | 383868 | 0 | 0 | 0 | 0 | 0 | 0 | 0 | 0 | 0 | 0 | 0 | 0 | 0 | 0 | 0 | 0 | 0 | 0 | 0 | 0 | 0
2016-01-01 09:00 | 0 | 0 | 0 | 0 | 382247 | 0 | 382247 | 0 | 0 | 0 | 0 | 0 | 0 | 0 | 0 | 0 | 0 | 0 | 0 | 0 | 0 | 0 | 0 | 0 | 0 | 0 | 0 | 0
2016-01-01 10:00 | 0 | 0 | 0 | 0 | 385757 | 0 | 385757 | 0 | 0 | 0 | 0 | 0 | 0 | 0 | 0 | 0 | 0 | 0 | 0 | 0 | 0 | 0 | 0 | 0 | 0 | 0 | 0 | 0
2016-01-01 11:00 | 0 | 0 | 0 | 0 | 390944 | 0 | 390944 | 0 | 0 | 0 | 0 | 0 | 0 | 0 | 0 | 0 | 0 | 0 | 0 | 0 | 0 | 0 | 0 | 0 | 0 | 0 | 0 | 0
2016-01-01 12:00 | 0 | 0 | 0 | 0 | 398539 | 0 | 398539 | 0 | 0 | 0 | 0 | 0 | 0 | 0 | 0 | 0 | 0 | 0 | 0 | 0 | 0 | 0 | 0 | 0 | 0 | 0 | 0 | 0
2016-01-01 13:00 | 0 | 0 | 0 | 0 | 407548 | 0 | 407548 | 0 | 0 | 0 | 0 | 0 | 0 | 0 | 0 | 0 | 0 | 0 | 0 | 0 | 0 | 0 | 0 | 0 | 0 | 0 | 0 | 0
2016-01-01 14:00 | 0 | 0 | 0 | 0 | 379327.0245 | 40961.9755 | 420289 | 0 | 0 | 0 | 0 | 0 | 0 | 0 | 0 | 0 | 0 | 0 | 0 | 0 | 0 | 0 | 0 | 0 | 0 | 0 | 0 | 0
2016-01-01 15:00 | 0 | 0 | 0 | 0 | 65503.4298 | 366266.5702 | 431770 | 0 | 0 | 0 | 0 | 0 | 0 | 0 | 0 | 0 | 0 | 0 | 0 | 0 | 0 | 0 | 0 | 0 | 0 | 0 | 0 | 0
2016-01-01 16:00 | 0 | 0 | 0 | 0 | 0 | 531552.4747 | 438480 | 0 | 0 | 0 | 0 | 61870.256 | 0 | 0 | 0 | 0 | 31202.2187 | 0 | 0 | 0 | 0 | 0 | 61870.256 | 0 | 0 | 0 | 0 | 31202.2187
2016-01-01 17:00 | 0 | 0 | 0 | 0 | 0 | 532015.9845 | 440338 | 0 | 0 | 0 | 0 | 0 | 0 | 0 | 0 | 0 | 184750.4592 | 0 | 0 | 0 | 0 | 0 | -61870.256 | 0 | 0 | 0 | 0 | 153548.2406
2016-01-01 18:00 | 0 | 0 | 0 | 0 | 0 | 498627.2778 | 438036 | 0 | 0 | 0 | 0 | 61870.256 | 0 | 0 | 0 | 0 | 183471.481 | 0 | 0 | 0 | 0 | 0 | 61870.256 | 0 | 0 | 0 | 0 | -1278.9782
2016-01-01 19:00 | 0 | 0 | 0 | 0 | 0 | 485673.1698 | 432321 | 0 | 0 | 0 | 0 | 0 | 0 | 0 | 0 | 0 | 298693.9069 | 0 | 0 | 0 | 0 | 0 | -61870.256 | 0 | 0 | 0 | 0 | 115222.4259
2016-01-01 20:00 | 0 | 0 | 0 | 0 | 0 | 503226.0562 | 428860 | 0 | 0 | 0 | 0 | 0 | 0 | 0 | 0 | 0 | 373059.9631 | 0 | 0 | 0 | 0 | 0 | 0 | 0 | 0 | 0 | 0 | 74366.0562
2016-01-01 21:00 | 0 | 0 | 0 | 0 | 0 | 532016.5831 | 430801 | 0 | 0 | 0 | 0 | 0 | 0 | 0 | 0 | 0 | 474275.5462 | 0 | 0 | 0 | 0 | 0 | 0 | 0 | 0 | 0 | 0 | 101215.5831
2016-01-01 22:00 | 0 | 0 | 0 | 0 | 0 | 487253.672 | 445055 | 0 | 0 | 0 | 0 | 0 | 0 | 0 | 0 | 0 | 516474.2182 | 0 | 0 | 0 | 0 | 0 | 0 | 0 | 0 | 0 | 0 | 42198.672
2016-01-01 23:00 | 0 | 0 | 0 | 0 | 56296.5476 | 191250.9892 | 460170 | 0 | 0 | 0 | 0 | 0 | 0 | 0 | 0 | 0 | 303851.755 | 0 | 0 | 0 | 0 | 0 | 0 | 0 | 0 | 0 | 0 | -212622.4632
2016-01-02 | 0 | 0 | 0 | 0 | 829869.4721 | 1787.539 | 465935 | 0 | 0 | 0 | 0 | 61870.256 | 0 | 0 | 0 | 0 | 607703.5101 | 0 | 0 | 0 | 0 | 0 | 61870.256 | 0 | 0 | 0 | 0 | 303851.755
2016-01-02 01:00 | 0 | 0 | 0 | 0 | 99639.9889 | 0 | 465362 | 0 | 0 | 0 | 0 | 0 | 0 | 0 | 0 | 0 | 303851.755 | 0 | 0 | 0 | 0 | 0 | -61870.256 | 0 | 0 | 0 | 0 | -303851.755
2016-01-02 02:00 | 0 | 0 | 0 | 0 | 158242.245 | 0 | 462094 | 0 | 0 | 0 | 0 | 0 | 0 | 0 | 0 | 0 | 0 | 0 | 0 | 0 | 0 | 0 | 0 | 0 | 0 | 0 | 0 | -303851.755
2016-01-02 03:00 | 0 | 0 | 0 | 0 | 450580 | 0 | 450580 | 0 | 0 | 0 | 0 | 0 | 0 | 0 | 0 | 0 | 0 | 0 | 0 | 0 | 0 | 0 | 0 | 0 | 0 | 0 | 0 | 0
2016-01-02 04:00 | 0 | 0 | 0 | 0 | 434931 | 0 | 434931 | 0 | 0 | 0 | 0 | 0 | 0 | 0 | 0 | 0 | 0 | 0 | 0 | 0 | 0 | 0 | 0 | 0 | 0 | 0 | 0 | 0
2016-01-02 05:00 | 0 | 0 | 0 | 0 | 417915 | 0 | 417915 | 0 | 0 | 0 | 0 | 0 | 0 | 0 | 0 | 0 | 0 | 0 | 0 | 0 | 0 | 0 | 0 | 0 | 0 | 0 | 0 | 0
2016-01-02 06:00 | 0 | 0 | 0 | 0 | 406626 | 0 | 406626 | 0 | 0 | 0 | 0 | 0 | 0 | 0 | 0 | 0 | 0 | 0 | 0 | 0 | 0 | 0 | 0 | 0 | 0 | 0 | 0 | 0
2016-01-02 07:00 | 0 | 0 | 0 | 0 | 397512 | 0 | 397512 | 0 | 0 | 0 | 0 | 0 | 0 | 0 | 0 | 0 | 0 | 0 | 0 | 0 | 0 | 0 | 0 | 0 | 0 | 0 | 0 | 0
2016-01-02 08:00 | 0 | 0 | 0 | 0 | 392956 | 0 | 392956 | 0 | 0 | 0 | 0 | 0 | 0 | 0 | 0 | 0 | 0 | 0 | 0 | 0 | 0 | 0 | 0 | 0 | 0 | 0 | 0 | 0
2016-01-02 09:00 | 0 | 0 | 0 | 0 | 392210 | 0 | 392210 | 0 | 0 | 0 | 0 | 0 | 0 | 0 | 0 | 0 | 0 | 0 | 0 | 0 | 0 | 0 | 0 | 0 | 0 | 0 | 0 | 0
2016-01-02 10:00 | 0 | 0 | 0 | 0 | 396592 | 0 | 396592 | 0 | 0 | 0 | 0 | 0 | 0 | 0 | 0 | 0 | 0 | 0 | 0 | 0 | 0 | 0 | 0 | 0 | 0 | 0 | 0 | 0
2016-01-02 11:00 | 0 | 0 | 0 | 0 | 406767 | 0 | 406767 | 0 | 0 | 0 | 0 | 0 | 0 | 0 | 0 | 0 | 0 | 0 | 0 | 0 | 0 | 0 | 0 | 0 | 0 | 0 | 0 | 0
2016-01-02 12:00 | 0 | 0 | 0 | 0 | 420668 | 0 | 420668 | 0 | 0 | 0 | 0 | 0 | 0 | 0 | 0 | 0 | 0 | 0 | 0 | 0 | 0 | 0 | 0 | 0 | 0 | 0 | 0 | 0
2016-01-02 13:00 | 0 | 0 | 0 | 0 | 434757 | 0 | 434757 | 0 | 0 | 0 | 0 | 0 | 0 | 0 | 0 | 0 | 0 | 0 | 0 | 0 | 0 | 0 | 0 | 0 | 0 | 0 | 0 | 0
2016-01-02 14:00 | 0 | 0 | 0 | 0 | 385754.1283 | 59291.8717 | 445046 | 0 | 0 | 0 | 0 | 0 | 0 | 0 | 0 | 0 | 0 | 0 | 0 | 0 | 0 | 0 | 0 | 0 | 0 | 0 | 0 | 0
2016-01-02 15:00 | 0 | 0 | 0 | 0 | 161995.9322 | 288097.0678 | 450093 | 0 | 0 | 0 | 0 | 0 | 0 | 0 | 0 | 0 | 0 | 0 | 0 | 0 | 0 | 0 | 0 | 0 | 0 | 0 | 0 | 0
2016-01-02 16:00 | 0 | 0 | 0 | 0 | 25388.184 | 423387.816 | 448776 | 0 | 0 | 0 | 0 | 0 | 0 | 0 | 0 | 0 | 0 | 0 | 0 | 0 | 0 | 0 | 0 | 0 | 0 | 0 | 0 | 0
2016-01-02 17:00 | 0 | 0 | 0 | 0 | 0 | 459223.3875 | 443349 | 0 | 0 | 0 | 0 | 15874.3875 | 0 | 0 | 0 | 0 | 0 | 0 | 0 | 0 | 0 | 0 | 15874.3875 | 0 | 0 | 0 | 0 | 0
2016-01-02 18:00 | 0 | 0 | 0 | 0 | 0 | 451595.8218 | 435148 | 0 | 0 | 0 | 0 | 0 | 0 | 0 | 0 | 0 | 32322.2093 | 0 | 0 | 0 | 0 | 0 | -15874.3875 | 0 | 0 | 0 | 0 | 32322.2093
2016-01-02 19:00 | 0 | 0 | 0 | 0 | 0 | 440986.072 | 427129 | 0 | 0 | 0 | 0 | 46179.2813 | 0 | 0 | 0 | 0 | 0 | 0 | 0 | 0 | 0 | 0 | 46179.2813 | 0 | 0 | 0 | 0 | -32322.2093
2016-01-02 20:00 | 0 | 0 | 0 | 0 | 0 | 449279.6893 | 420682 | 0 | 0 | 0 | 0 | 61870.256 | 0 | 0 | 0 | 0 | 12906.7145 | 0 | 0 | 0 | 0 | 0 | 15690.9747 | 0 | 0 | 0 | 0 | 12906.7145
2016-01-02 21:00 | 0 | 0 | 0 | 0 | 0 | 453609.0746 | 423696 | 0 | 0 | 0 | 0 | 61870.256 | 0 | 0 | 0 | 0 | 42819.7891 | 0 | 0 | 0 | 0 | 0 | 0 | 0 | 0 | 0 | 0 | 29913.0746
2016-01-02 22:00 | 0 | 0 | 0 | 0 | 0 | 375373.7525 | 441498 | 0 | 0 | 0 | 0 | 38565.7977 | 0 | 0 | 0 | 0 | 0 | 0 | 0 | 0 | 0 | 0 | -23304.4584 | 0 | 0 | 0 | 0 | -42819.7891
2016-01-02 23:00 | 0 | 0 | 0 | 0 | 653443.6681 | 135304.5453 | 461592 | 0 | 0 | 0 | 0 | 61870.256 | 0 | 0 | 0 | 0 | 303851.755 | 0 | 0 | 0 | 0 | 0 | 23304.4584 | 0 | 0 | 0 | 0 | 303851.755
2016-01-03 | 0 | 0 | 0 | 0 | 771423.2142 | 1773.5408 | 469345 | 0 | 0 | 0 | 0 | 61870.256 | 0 | 0 | 0 | 0 | 607703.5101 | 0 | 0 | 0 | 0 | 0 | 0 | 0 | 0 | 0 | 0 | 303851.755
2016-01-03 01:00 | 0 | 0 | 0 | 0 | 104624.9889 | 0 | 470347 | 0 | 0 | 0 | 0 | 0 | 0 | 0 | 0 | 0 | 303851.755 | 0 | 0 | 0 | 0 | 0 | -61870.256 | 0 | 0 | 0 | 0 | -303851.755
2016-01-03 02:00 | 0 | 0 | 0 | 0 | 163458.245 | 0 | 467310 | 0 | 0 | 0 | 0 | 0 | 0 | 0 | 0 | 0 | 0 | 0 | 0 | 0 | 0 | 0 | 0 | 0 | 0 | 0 | 0 | -303851.755
2016-01-03 03:00 | 0 | 0 | 0 | 0 | 456030 | 0 | 456030 | 0 | 0 | 0 | 0 | 0 | 0 | 0 | 0 | 0 | 0 | 0 | 0 | 0 | 0 | 0 | 0 | 0 | 0 | 0 | 0 | 0
2016-01-03 04:00 | 0 | 0 | 0 | 0 | 441559 | 0 | 441559 | 0 | 0 | 0 | 0 | 0 | 0 | 0 | 0 | 0 | 0 | 0 | 0 | 0 | 0 | 0 | 0 | 0 | 0 | 0 | 0 | 0
2016-01-03 05:00 | 0 | 0 | 0 | 0 | 427167 | 0 | 427167 | 0 | 0 | 0 | 0 | 0 | 0 | 0 | 0 | 0 | 0 | 0 | 0 | 0 | 0 | 0 | 0 | 0 | 0 | 0 | 0 | 0
2016-01-03 06:00 | 0 | 0 | 0 | 0 | 413834 | 0 | 413834 | 0 | 0 | 0 | 0 | 0 | 0 | 0 | 0 | 0 | 0 | 0 | 0 | 0 | 0 | 0 | 0 | 0 | 0 | 0 | 0 | 0
2016-01-03 07:00 | 0 | 0 | 0 | 0 | 404865 | 0 | 404865 | 0 | 0 | 0 | 0 | 0 | 0 | 0 | 0 | 0 | 0 | 0 | 0 | 0 | 0 | 0 | 0 | 0 | 0 | 0 | 0 | 0
2016-01-03 08:00 | 0 | 0 | 0 | 0 | 399699 | 0 | 399699 | 0 | 0 | 0 | 0 | 0 | 0 | 0 | 0 | 0 | 0 | 0 | 0 | 0 | 0 | 0 | 0 | 0 | 0 | 0 | 0 | 0
2016-01-03 09:00 | 0 | 0 | 0 | 0 | 398110 | 0 | 398110 | 0 | 0 | 0 | 0 | 0 | 0 | 0 | 0 | 0 | 0 | 0 | 0 | 0 | 0 | 0 | 0 | 0 | 0 | 0 | 0 | 0
2016-01-03 10:00 | 0 | 0 | 0 | 0 | 400834 | 0 | 400834 | 0 | 0 | 0 | 0 | 0 | 0 | 0 | 0 | 0 | 0 | 0 | 0 | 0 | 0 | 0 | 0 | 0 | 0 | 0 | 0 | 0
2016-01-03 11:00 | 0 | 0 | 0 | 0 | 408834 | 0 | 408834 | 0 | 0 | 0 | 0 | 0 | 0 | 0 | 0 | 0 | 0 | 0 | 0 | 0 | 0 | 0 | 0 | 0 | 0 | 0 | 0 | 0
2016-01-03 12:00 | 0 | 0 | 0 | 0 | 420449 | 0 | 420449 | 0 | 0 | 0 | 0 | 0 | 0 | 0 | 0 | 0 | 0 | 0 | 0 | 0 | 0 | 0 | 0 | 0 | 0 | 0 | 0 | 0
2016-01-03 13:00 | 0 | 0 | 0 | 0 | 433181 | 0 | 433181 | 0 | 0 | 0 | 0 | 0 | 0 | 0 | 0 | 0 | 0 | 0 | 0 | 0 | 0 | 0 | 0 | 0 | 0 | 0 | 0 | 0
2016-01-03 14:00 | 0 | 0 | 0 | 0 | 404003.4502 | 36081.5498 | 440085 | 0 | 0 | 0 | 0 | 0 | 0 | 0 | 0 | 0 | 0 | 0 | 0 | 0 | 0 | 0 | 0 | 0 | 0 | 0 | 0 | 0
2016-01-03 15:00 | 0 | 0 | 0 | 0 | 100035.3851 | 339770.6149 | 439806 | 0 | 0 | 0 | 0 | 0 | 0 | 0 | 0 | 0 | 0 | 0 | 0 | 0 | 0 | 0 | 0 | 0 | 0 | 0 | 0 | 0
2016-01-03 16:00 | 0 | 0 | 0 | 0 | 0 | 451544.1304 | 434999 | 0 | 0 | 0 | 0 | 16545.1304 | 0 | 0 | 0 | 0 | 0 | 0 | 0 | 0 | 0 | 0 | 16545.1304 | 0 | 0 | 0 | 0 | 0
2016-01-03 17:00 | 0 | 0 | 0 | 0 | 0 | 466391.2007 | 430919 | 0 | 0 | 0 | 0 | 52017.3311 | 0 | 0 | 0 | 0 | 0 | 0 | 0 | 0 | 0 | 0 | 35472.2007 | 0 | 0 | 0 | 0 | 0
2016-01-03 18:00 | 0 | 0 | 0 | 0 | 0 | 447845.3814 | 427178 | 0 | 0 | 0 | 0 | 61870.256 | 0 | 0 | 0 | 0 | 10814.4565 | 0 | 0 | 0 | 0 | 0 | 9852.9249 | 0 | 0 | 0 | 0 | 10814.4565
2016-01-03 19:00 | 0 | 0 | 0 | 0 | 0 | 434216.7667 | 422449 | 0 | 0 | 0 | 0 | 0 | 0 | 0 | 0 | 0 | 84452.4792 | 0 | 0 | 0 | 0 | 0 | -61870.256 | 0 | 0 | 0 | 0 | 73638.0228
2016-01-03 20:00 | 0 | 0 | 0 | 0 | 0 | 435188.1289 | 418943 | 0 | 0 | 0 | 0 | 0 | 0 | 0 | 0 | 0 | 100697.6081 | 0 | 0 | 0 | 0 | 0 | 0 | 0 | 0 | 0 | 0 | 16245.1289
2016-01-03 21:00 | 0 | 0 | 0 | 0 | 1301.0728 | 423126.1092 | 424541 | 0 | 0 | 0 | 0 | 0 | 0 | 0 | 0 | 0 | 100583.7901 | 0 | 0 | 0 | 0 | 0 | 0 | 0 | 0 | 0 | 0 | -113.818
2016-01-03 22:00 | 0 | 0 | 0 | 0 | 229682.1309 | 335901.5927 | 444380 | 0 | 0 | 0 | 0 | 61870.256 | 0 | 0 | 0 | 0 | 159917.2576 | 0 | 0 | 0 | 0 | 0 | 61870.256 | 0 | 0 | 0 | 0 | 59333.4675
2016-01-03 23:00 | 0 | 0 | 0 | 0 | 302372.3983 | 79020.2102 | 464325 | 0 | 0 | 0 | 0 | 0 | 0 | 0 | 0 | 0 | 138855.1222 | 0 | 0 | 0 | 0 | 0 | -61870.256 | 0 | 0 | 0 | 0 | -21062.1354
2016-01-04 | 0 | 0 | 0 | 0 | 374986.6734 | 1893.0661 | 474796 | 0 | 0 | 0 | 0 | 0 | 0 | 0 | 0 | 0 | 40938.8618 | 0 | 0 | 0 | 0 | 0 | 0 | 0 | 0 | 0 | 0 | -97916.2605
2016-01-04 01:00 | 0 | 0 | 0 | 0 | 436082.1382 | 0 | 477021 | 0 | 0 | 0 | 0 | 0 | 0 | 0 | 0 | 0 | 0 | 0 | 0 | 0 | 0 | 0 | 0 | 0 | 0 | 0 | 0 | -40938.8618
2016-01-04 02:00 | 0 | 0 | 0 | 0 | 469735 | 0 | 469735 | 0 | 0 | 0 | 0 | 0 | 0 | 0 | 0 | 0 | 0 | 0 | 0 | 0 | 0 | 0 | 0 | 0 | 0 | 0 | 0 | 0
2016-01-04 03:00 | 0 | 0 | 0 | 0 | 452837 | 0 | 452837 | 0 | 0 | 0 | 0 | 0 | 0 | 0 | 0 | 0 | 0 | 0 | 0 | 0 | 0 | 0 | 0 | 0 | 0 | 0 | 0 | 0
2016-01-04 04:00 | 0 | 0 | 0 | 0 | 476231.862 | 0 | 435678 | 0 | 0 | 0 | 0 | 40553.862 | 0 | 0 | 0 | 0 | 0 | 0 | 0 | 0 | 0 | 0 | 40553.862 | 0 | 0 | 0 | 0 | 0
2016-01-04 05:00 | 0 | 0 | 0 | 0 | 494534.2027 | 0 | 421559 | 0 | 0 | 0 | 0 | 0 | 0 | 0 | 0 | 0 | 113529.0648 | 0 | 0 | 0 | 0 | 0 | -40553.862 | 0 | 0 | 0 | 0 | 113529.0648
2016-01-04 06:00 | 0 | 0 | 0 | 0 | 470612.4462 | 0 | 410607 | 0 | 0 | 0 | 0 | 0 | 0 | 0 | 0 | 0 | 173534.511 | 0 | 0 | 0 | 0 | 0 | 0 | 0 | 0 | 0 | 0 | 60005.4462
2016-01-04 07:00 | 0 | 0 | 0 | 0 | 449929.4358 | 0 | 404707 | 0 | 0 | 0 | 0 | 61870.256 | 0 | 0 | 0 | 0 | 156886.6908 | 0 | 0 | 0 | 0 | 0 | 61870.256 | 0 | 0 | 0 | 0 | -16647.8202
2016-01-04 08:00 | 0 | 0 | 0 | 0 | 430514.8138 | 0 | 403331 | 0 | 0 | 0 | 0 | 61870.256 | 0 | 0 | 0 | 0 | 184070.5045 | 0 | 0 | 0 | 0 | 0 | 0 | 0 | 0 | 0 | 0 | 27183.8138
2016-01-04 09:00 | 0 | 0 | 0 | 0 | 410876.5178 | 0 | 408268 | 0 | 0 | 0 | 0 | 61870.256 | 0 | 0 | 0 | 0 | 186679.0223 | 0 | 0 | 0 | 0 | 0 | 0 | 0 | 0 | 0 | 0 | 2608.5178
2016-01-04 10:00 | 0 | 0 | 0 | 0 | 398248.7172 | 0 | 424056 | 0 | 0 | 0 | 0 | 0 | 0 | 0 | 0 | 0 | 222741.9956 | 0 | 0 | 0 | 0 | 0 | -61870.256 | 0 | 0 | 0 | 0 | 36062.9733
2016-01-04 11:00 | 0 | 0 | 0 | 0 | 395485.0689 | 0 | 457966 | 0 | 0 | 0 | 0 | 0 | 0 | 0 | 0 | 0 | 160261.0645 | 0 | 0 | 0 | 0 | 0 | 0 | 0 | 0 | 0 | 0 | -62480.9311
2016-01-04 12:00 | 0 | 0 | 0 | 0 | 405140.3441 | 0 | 490049 | 0 | 0 | 0 | 0 | 61870.256 | 0 | 0 | 0 | 0 | 13482.1525 | 0 | 0 | 0 | 0 | 0 | 61870.256 | 0 | 0 | 0 | 0 | -146778.9119
2016-01-04 13:00 | 0 | 0 | 0 | 0 | 427994.5914 | 0 | 503347 | 0 | 0 | 0 | 0 | 0 | 0 | 0 | 0 | 0 | 0 | 0 | 0 | 0 | 0 | 0 | -61870.256 | 0 | 0 | 0 | 0 | -13482.1525
2016-01-04 14:00 | 0 | 0 | 0 | 0 | 428443.1361 | 77233.8639 | 505677 | 0 | 0 | 0 | 0 | 0 | 0 | 0 | 0 | 0 | 0 | 0 | 0 | 0 | 0 | 0 | 0 | 0 | 0 | 0 | 0 | 0
2016-01-04 15:00 | 0 | 0 | 0 | 0 | 269209.6775 | 235888.3225 | 505098 | 0 | 0 | 0 | 0 | 0 | 0 | 0 | 0 | 0 | 0 | 0 | 0 | 0 | 0 | 0 | 0 | 0 | 0 | 0 | 0 | 0
2016-01-04 16:00 | 0 | 0 | 0 | 0 | 165747.346 | 334119.654 | 499867 | 0 | 0 | 0 | 0 | 0 | 0 | 0 | 0 | 0 | 0 | 0 | 0 | 0 | 0 | 0 | 0 | 0 | 0 | 0 | 0 | 0
2016-01-04 17:00 | 0 | 0 | 0 | 0 | 129518.1939 | 363927.8061 | 493446 | 0 | 0 | 0 | 0 | 0 | 0 | 0 | 0 | 0 | 0 | 0 | 0 | 0 | 0 | 0 | 0 | 0 | 0 | 0 | 0 | 0
2016-01-04 18:00 | 0 | 0 | 0 | 0 | 121160.889 | 366739.111 | 487900 | 0 | 0 | 0 | 0 | 0 | 0 | 0 | 0 | 0 | 0 | 0 | 0 | 0 | 0 | 0 | 0 | 0 | 0 | 0 | 0 | 0
2016-01-04 19:00 | 0 | 0 | 0 | 0 | 119102.6149 | 364251.3851 | 483354 | 0 | 0 | 0 | 0 | 0 | 0 | 0 | 0 | 0 | 0 | 0 | 0 | 0 | 0 | 0 | 0 | 0 | 0 | 0 | 0 | 0
2016-01-04 20:00 | 0 | 0 | 0 | 0 | 120469.7244 | 359652.2756 | 480122 | 0 | 0 | 0 | 0 | 0 | 0 | 0 | 0 | 0 | 0 | 0 | 0 | 0 | 0 | 0 | 0 | 0 | 0 | 0 | 0 | 0
2016-01-04 21:00 | 0 | 0 | 0 | 0 | 156144.9495 | 328609.0505 | 484754 | 0 | 0 | 0 | 0 | 0 | 0 | 0 | 0 | 0 | 0 | 0 | 0 | 0 | 0 | 0 | 0 | 0 | 0 | 0 | 0 | 0
2016-01-04 22:00 | 0 | 0 | 0 | 0 | 625377.8765 | 238625.3398 | 504066 | 0 | 0 | 0 | 0 | 56085.4613 | 0 | 0 | 0 | 0 | 303851.755 | 0 | 0 | 0 | 0 | 0 | 56085.4613 | 0 | 0 | 0 | 0 | 303851.755
2016-01-04 23:00 | 0 | 0 | 0 | 0 | 94983.2782 | 72957.5055 | 527878 | 0 | 0 | 0 | 0 | 0 | 0 | 0 | 0 | 0 | 0 | 0 | 0 | 0 | 0 | 0 | -56085.4613 | 0 | 0 | 0 | 0 | -303851.755
2016-01-05 | 0 | 0 | 0 | 0 | 903224.7644 | 1491.2467 | 538994 | 0 | 0 | 0 | 0 | 61870.256 | 0 | 0 | 0 | 0 | 303851.755 | 0 | 0 | 0 | 0 | 0 | 61870.256 | 0 | 0 | 0 | 0 | 303851.755
2016-01-05 01:00 | 0 | 0 | 0 | 0 | 173954.9889 | 0 | 539677 | 0 | 0 | 0 | 0 | 0 | 0 | 0 | 0 | 0 | 0 | 0 | 0 | 0 | 0 | 0 | -61870.256 | 0 | 0 | 0 | 0 | -303851.755
2016-01-05 02:00 | 0 | 0 | 0 | 0 | 531819 | 0 | 531819 | 0 | 0 | 0 | 0 | 0 | 0 | 0 | 0 | 0 | 0 | 0 | 0 | 0 | 0 | 0 | 0 | 0 | 0 | 0 | 0 | 0
2016-01-05 03:00 | 0 | 0 | 0 | 0 | 511858 | 0 | 511858 | 0 | 0 | 0 | 0 | 0 | 0 | 0 | 0 | 0 | 0 | 0 | 0 | 0 | 0 | 0 | 0 | 0 | 0 | 0 | 0 | 0
2016-01-05 04:00 | 0 | 0 | 0 | 0 | 488356 | 0 | 488356 | 0 | 0 | 0 | 0 | 0 | 0 | 0 | 0 | 0 | 0 | 0 | 0 | 0 | 0 | 0 | 0 | 0 | 0 | 0 | 0 | 0
2016-01-05 05:00 | 0 | 0 | 0 | 0 | 470100 | 0 | 470100 | 0 | 0 | 0 | 0 | 0 | 0 | 0 | 0 | 0 | 0 | 0 | 0 | 0 | 0 | 0 | 0 | 0 | 0 | 0 | 0 | 0
2016-01-05 06:00 | 0 | 0 | 0 | 0 | 459532 | 0 | 459532 | 0 | 0 | 0 | 0 | 0 | 0 | 0 | 0 | 0 | 0 | 0 | 0 | 0 | 0 | 0 | 0 | 0 | 0 | 0 | 0 | 0
2016-01-05 07:00 | 0 | 0 | 0 | 0 | 452735 | 0 | 452735 | 0 | 0 | 0 | 0 | 0 | 0 | 0 | 0 | 0 | 0 | 0 | 0 | 0 | 0 | 0 | 0 | 0 | 0 | 0 | 0 | 0
2016-01-05 08:00 | 0 | 0 | 0 | 0 | 450290 | 0 | 450290 | 0 | 0 | 0 | 0 | 0 | 0 | 0 | 0 | 0 | 0 | 0 | 0 | 0 | 0 | 0 | 0 | 0 | 0 | 0 | 0 | 0
2016-01-05 09:00 | 0 | 0 | 0 | 0 | 455066 | 0 | 455066 | 0 | 0 | 0 | 0 | 0 | 0 | 0 | 0 | 0 | 0 | 0 | 0 | 0 | 0 | 0 | 0 | 0 | 0 | 0 | 0 | 0
2016-01-05 10:00 | 0 | 0 | 0 | 0 | 471666 | 0 | 471666 | 0 | 0 | 0 | 0 | 0 | 0 | 0 | 0 | 0 | 0 | 0 | 0 | 0 | 0 | 0 | 0 | 0 | 0 | 0 | 0 | 0
2016-01-05 11:00 | 0 | 0 | 0 | 0 | 505340 | 0 | 505340 | 0 | 0 | 0 | 0 | 0 | 0 | 0 | 0 | 0 | 0 | 0 | 0 | 0 | 0 | 0 | 0 | 0 | 0 | 0 | 0 | 0
2016-01-05 12:00 | 0 | 0 | 0 | 0 | 536414 | 0 | 536414 | 0 | 0 | 0 | 0 | 0 | 0 | 0 | 0 | 0 | 0 | 0 | 0 | 0 | 0 | 0 | 0 | 0 | 0 | 0 | 0 | 0
2016-01-05 13:00 | 0 | 0 | 0 | 0 | 544393 | 0 | 544393 | 0 | 0 | 0 | 0 | 0 | 0 | 0 | 0 | 0 | 0 | 0 | 0 | 0 | 0 | 0 | 0 | 0 | 0 | 0 | 0 | 0
2016-01-05 14:00 | 0 | 0 | 0 | 0 | 519000.1843 | 19307.8157 | 538308 | 0 | 0 | 0 | 0 | 0 | 0 | 0 | 0 | 0 | 0 | 0 | 0 | 0 | 0 | 0 | 0 | 0 | 0 | 0 | 0 | 0
2016-01-05 15:00 | 0 | 0 | 0 | 0 | 359630.7995 | 170801.2005 | 530432 | 0 | 0 | 0 | 0 | 0 | 0 | 0 | 0 | 0 | 0 | 0 | 0 | 0 | 0 | 0 | 0 | 0 | 0 | 0 | 0 | 0
2016-01-05 16:00 | 0 | 0 | 0 | 0 | 235653.6177 | 283307.3823 | 518961 | 0 | 0 | 0 | 0 | 0 | 0 | 0 | 0 | 0 | 0 | 0 | 0 | 0 | 0 | 0 | 0 | 0 | 0 | 0 | 0 | 0
2016-01-05 17:00 | 0 | 0 | 0 | 0 | 167145.8845 | 339900.1155 | 507046 | 0 | 0 | 0 | 0 | 0 | 0 | 0 | 0 | 0 | 0 | 0 | 0 | 0 | 0 | 0 | 0 | 0 | 0 | 0 | 0 | 0
2016-01-05 18:00 | 0 | 0 | 0 | 0 | 146488.8763 | 351407.1237 | 497896 | 0 | 0 | 0 | 0 | 0 | 0 | 0 | 0 | 0 | 0 | 0 | 0 | 0 | 0 | 0 | 0 | 0 | 0 | 0 | 0 | 0
2016-01-05 19:00 | 0 | 0 | 0 | 0 | 139903.1084 | 350073.8916 | 489977 | 0 | 0 | 0 | 0 | 0 | 0 | 0 | 0 | 0 | 0 | 0 | 0 | 0 | 0 | 0 | 0 | 0 | 0 | 0 | 0 | 0
2016-01-05 20:00 | 0 | 0 | 0 | 0 | 139058.8869 | 346233.1131 | 485292 | 0 | 0 | 0 | 0 | 0 | 0 | 0 | 0 | 0 | 0 | 0 | 0 | 0 | 0 | 0 | 0 | 0 | 0 | 0 | 0 | 0
2016-01-05 21:00 | 0 | 0 | 0 | 0 | 171459.1824 | 318444.8176 | 489904 | 0 | 0 | 0 | 0 | 0 | 0 | 0 | 0 | 0 | 0 | 0 | 0 | 0 | 0 | 0 | 0 | 0 | 0 | 0 | 0 | 0
2016-01-05 22:00 | 0 | 0 | 0 | 0 | 273731.1982 | 237357.8018 | 511089 | 0 | 0 | 0 | 0 | 0 | 0 | 0 | 0 | 0 | 0 | 0 | 0 | 0 | 0 | 0 | 0 | 0 | 0 | 0 | 0 | 0
2016-01-05 23:00 | 0 | 0 | 0 | 0 | 478712.5489 | 62003.8521 | 534774 | 0 | 0 | 0 | 0 | 5942.401 | 0 | 0 | 0 | 0 | 0 | 0 | 0 | 0 | 0 | 0 | 5942.401 | 0 | 0 | 0 | 0 | 0
2016-01-06 | 0 | 0 | 0 | 0 | 841001.4609 | 1665.8931 | 544758 | 0 | 0 | 0 | 0 | 0 | 0 | 0 | 0 | 0 | 303851.755 | 0 | 0 | 0 | 0 | 0 | -5942.401 | 0 | 0 | 0 | 0 | 303851.755
2016-01-06 01:00 | 0 | 0 | 0 | 0 | 240316.245 | 0 | 544168 | 0 | 0 | 0 | 0 | 0 | 0 | 0 | 0 | 0 | 0 | 0 | 0 | 0 | 0 | 0 | 0 | 0 | 0 | 0 | 0 | -303851.755
2016-01-06 02:00 | 0 | 0 | 0 | 0 | 534403 | 0 | 534403 | 0 | 0 | 0 | 0 | 0 | 0 | 0 | 0 | 0 | 0 | 0 | 0 | 0 | 0 | 0 | 0 | 0 | 0 | 0 | 0 | 0
2016-01-06 03:00 | 0 | 0 | 0 | 0 | 512646 | 0 | 512646 | 0 | 0 | 0 | 0 | 0 | 0 | 0 | 0 | 0 | 0 | 0 | 0 | 0 | 0 | 0 | 0 | 0 | 0 | 0 | 0 | 0
2016-01-06 04:00 | 0 | 0 | 0 | 0 | 488746 | 0 | 488746 | 0 | 0 | 0 | 0 | 0 | 0 | 0 | 0 | 0 | 0 | 0 | 0 | 0 | 0 | 0 | 0 | 0 | 0 | 0 | 0 | 0
2016-01-06 05:00 | 0 | 0 | 0 | 0 | 469710 | 0 | 469710 | 0 | 0 | 0 | 0 | 0 | 0 | 0 | 0 | 0 | 0 | 0 | 0 | 0 | 0 | 0 | 0 | 0 | 0 | 0 | 0 | 0
2016-01-06 06:00 | 0 | 0 | 0 | 0 | 459026 | 0 | 459026 | 0 | 0 | 0 | 0 | 0 | 0 | 0 | 0 | 0 | 0 | 0 | 0 | 0 | 0 | 0 | 0 | 0 | 0 | 0 | 0 | 0
2016-01-06 07:00 | 0 | 0 | 0 | 0 | 450847 | 0 | 450847 | 0 | 0 | 0 | 0 | 0 | 0 | 0 | 0 | 0 | 0 | 0 | 0 | 0 | 0 | 0 | 0 | 0 | 0 | 0 | 0 | 0
2016-01-06 08:00 | 0 | 0 | 0 | 0 | 447761 | 0 | 447761 | 0 | 0 | 0 | 0 | 0 | 0 | 0 | 0 | 0 | 0 | 0 | 0 | 0 | 0 | 0 | 0 | 0 | 0 | 0 | 0 | 0
2016-01-06 09:00 | 0 | 0 | 0 | 0 | 579624.9434 | 0 | 449636 | 0 | 0 | 0 | 0 | 61870.256 | 0 | 0 | 0 | 0 | 68118.6873 | 0 | 0 | 0 | 0 | 0 | 61870.256 | 0 | 0 | 0 | 0 | 68118.6873
2016-01-06 10:00 | 0 | 0 | 0 | 0 | 571880.1813 | 0 | 463512 | 0 | 0 | 0 | 0 | 0 | 0 | 0 | 0 | 0 | 238357.1247 | 0 | 0 | 0 | 0 | 0 | -61870.256 | 0 | 0 | 0 | 0 | 170238.4373
2016-01-06 11:00 | 0 | 0 | 0 | 0 | 543955.9724 | 0 | 495560 | 0 | 0 | 0 | 0 | 61870.256 | 0 | 0 | 0 | 0 | 224882.8411 | 0 | 0 | 0 | 0 | 0 | 61870.256 | 0 | 0 | 0 | 0 | -13474.2836
2016-01-06 12:00 | 0 | 0 | 0 | 0 | 514003.6166 | 0 | 524202 | 0 | 0 | 0 | 0 | 0 | 0 | 0 | 0 | 0 | 276554.7137 | 0 | 0 | 0 | 0 | 0 | -61870.256 | 0 | 0 | 0 | 0 | 51671.8726
2016-01-06 13:00 | 0 | 0 | 0 | 0 | 484462.2755 | 0 | 530125 | 0 | 0 | 0 | 0 | 0 | 0 | 0 | 0 | 0 | 230891.9892 | 0 | 0 | 0 | 0 | 0 | 0 | 0 | 0 | 0 | 0 | -45662.7245
2016-01-06 14:00 | 0 | 0 | 0 | 0 | 413285.1893 | 16369.5748 | 523807 | 0 | 0 | 0 | 0 | 61870.256 | 0 | 0 | 0 | 0 | 74869.4973 | 0 | 0 | 0 | 0 | 0 | 61870.256 | 0 | 0 | 0 | 0 | -156022.4919
2016-01-06 15:00 | 0 | 0 | 0 | 0 | 311170.1857 | 152046.8196 | 515122 | 0 | 0 | 0 | 0 | 0 | 0 | 0 | 0 | 0 | 84834.7586 | 0 | 0 | 0 | 0 | 0 | -61870.256 | 0 | 0 | 0 | 0 | 9965.2613
2016-01-06 16:00 | 0 | 0 | 0 | 0 | 273864.6634 | 262862.7564 | 505229 | 0 | 0 | 0 | 0 | 61870.256 | 0 | 0 | 0 | 0 | 54462.9224 | 0 | 0 | 0 | 0 | 0 | 61870.256 | 0 | 0 | 0 | 0 | -30371.8362
2016-01-06 17:00 | 0 | 0 | 0 | 0 | 289884.993 | 336185.6117 | 493888 | 0 | 0 | 0 | 0 | 61870.256 | 0 | 0 | 0 | 0 | 186645.527 | 0 | 0 | 0 | 0 | 0 | 0 | 0 | 0 | 0 | 0 | 132182.6046
2016-01-06 18:00 | 0 | 0 | 0 | 0 | 288174.3314 | 355908.6355 | 485222 | 0 | 0 | 0 | 0 | 0 | 0 | 0 | 0 | 0 | 407376.7499 | 0 | 0 | 0 | 0 | 0 | -61870.256 | 0 | 0 | 0 | 0 | 220731.2229
2016-01-06 19:00 | 0 | 0 | 0 | 0 | 276013.1902 | 355866.7319 | 478021 | 0 | 0 | 0 | 0 | 61870.256 | 0 | 0 | 0 | 0 | 499365.416 | 0 | 0 | 0 | 0 | 0 | 61870.256 | 0 | 0 | 0 | 0 | 91988.6661
2016-01-06 20:00 | 0 | 0 | 0 | 0 | 260910.9561 | 351538.6203 | 474674 | 0 | 0 | 0 | 0 | 61870.256 | 0 | 0 | 0 | 0 | 637140.9924 | 0 | 0 | 0 | 0 | 0 | 0 | 0 | 0 | 0 | 0 | 137775.5764
2016-01-06 21:00 | 0 | 0 | 0 | 0 | 257644.7529 | 331356.3825 | 478064 | 0 | 0 | 0 | 0 | 0 | 0 | 0 | 0 | 0 | 809948.3838 | 0 | 0 | 0 | 0 | 0 | -61870.256 | 0 | 0 | 0 | 0 | 172807.3914
2016-01-06 22:00 | 0 | 0 | 0 | 0 | 306252.1775 | 260455.5425 | 496279 | 0 | 0 | 0 | 0 | 61870.256 | 0 | 0 | 0 | 0 | 818506.8477 | 0 | 0 | 0 | 0 | 0 | 61870.256 | 0 | 0 | 0 | 0 | 8558.4639
2016-01-06 23:00 | 0 | 0 | 0 | 0 | 420293.6044 | 94633.7129 | 515072 | 0 | 0 | 0 | 0 | 61870.256 | 0 | 0 | 0 | 0 | 818362.165 | 0 | 0 | 0 | 0 | 0 | 0 | 0 | 0 | 0 | 0 | -144.6827
2016-01-07 | 0 | 0 | 0 | 0 | 495076.936 | 823.564 | 521111 | 0 | 0 | 0 | 0 | 0 | 0 | 0 | 0 | 0 | 855021.921 | 0 | 0 | 0 | 0 | 0 | -61870.256 | 0 | 0 | 0 | 0 | 36659.756
2016-01-07 01:00 | 0 | 0 | 0 | 0 | 531767.0874 | 0 | 518375 | 0 | 0 | 0 | 0 | 0 | 0 | 0 | 0 | 0 | 868414.0084 | 0 | 0 | 0 | 0 | 0 | 0 | 0 | 0 | 0 | 0 | 13392.0874
2016-01-07 02:00 | 0 | 0 | 0 | 0 | 533312.0209 | 0 | 506895 | 0 | 0 | 0 | 0 | 0 | 0 | 0 | 0 | 0 | 894831.0292 | 0 | 0 | 0 | 0 | 0 | 0 | 0 | 0 | 0 | 0 | 26417.0209
2016-01-07 03:00 | 0 | 0 | 0 | 0 | 506406.7891 | 0 | 486281 | 0 | 0 | 0 | 0 | 0 | 0 | 0 | 0 | 0 | 914956.8183 | 0 | 0 | 0 | 0 | 0 | 0 | 0 | 0 | 0 | 0 | 20125.7891
2016-01-07 04:00 | 0 | 0 | 0 | 0 | 454926.8993 | 0 | 461291 | 0 | 0 | 0 | 0 | 0 | 0 | 0 | 0 | 0 | 908592.7176 | 0 | 0 | 0 | 0 | 0 | 0 | 0 | 0 | 0 | 0 | -6364.1007
2016-01-07 05:00 | 0 | 0 | 0 | 0 | 413197.642 | 0 | 439921 | 0 | 0 | 0 | 0 | 61870.256 | 0 | 0 | 0 | 0 | 819999.1035 | 0 | 0 | 0 | 0 | 0 | 61870.256 | 0 | 0 | 0 | 0 | -88593.6141
2016-01-07 06:00 | 0 | 0 | 0 | 0 | 376198.5079 | 0 | 425551 | 0 | 0 | 0 | 0 | 61870.256 | 0 | 0 | 0 | 0 | 770646.6114 | 0 | 0 | 0 | 0 | 0 | 0 | 0 | 0 | 0 | 0 | -49352.4921
2016-01-07 07:00 | 0 | 0 | 0 | 0 | 346154.1479 | 0 | 415893 | 0 | 0 | 0 | 0 | 61870.256 | 0 | 0 | 0 | 0 | 700907.7594 | 0 | 0 | 0 | 0 | 0 | 0 | 0 | 0 | 0 | 0 | -69738.8521
2016-01-07 08:00 | 0 | 0 | 0 | 0 | 330620.2299 | 0 | 410460 | 0 | 0 | 0 | 0 | 0 | 0 | 0 | 0 | 0 | 682938.2453 | 0 | 0 | 0 | 0 | 0 | -61870.256 | 0 | 0 | 0 | 0 | -17969.5141
2016-01-07 09:00 | 0 | 0 | 0 | 0 | 326566.1744 | 0 | 411058 | 0 | 0 | 0 | 0 | 61870.256 | 0 | 0 | 0 | 0 | 536576.1637 | 0 | 0 | 0 | 0 | 0 | 61870.256 | 0 | 0 | 0 | 0 | -146362.0816
2016-01-07 10:00 | 0 | 0 | 0 | 0 | 338509.0187 | 0 | 423691 | 0 | 0 | 0 | 0 | 61870.256 | 0 | 0 | 0 | 0 | 451394.1824 | 0 | 0 | 0 | 0 | 0 | 0 | 0 | 0 | 0 | 0 | -85181.9813
2016-01-07 11:00 | 0 | 0 | 0 | 0 | 358468.8634 | 0 | 454300 | 0 | 0 | 0 | 0 | 61870.256 | 0 | 0 | 0 | 0 | 355563.0458 | 0 | 0 | 0 | 0 | 0 | 0 | 0 | 0 | 0 | 0 | -95831.1366
2016-01-07 12:00 | 0 | 0 | 0 | 0 | 377922.3642 | 0 | 483496 | 0 | 0 | 0 | 0 | 0 | 0 | 0 | 0 | 0 | 311859.666 | 0 | 0 | 0 | 0 | 0 | -61870.256 | 0 | 0 | 0 | 0 | -43703.3797
2016-01-07 13:00 | 0 | 0 | 0 | 0 | 386544.7559 | 0 | 491785 | 0 | 0 | 0 | 0 | 0 | 0 | 0 | 0 | 0 | 206619.422 | 0 | 0 | 0 | 0 | 0 | 0 | 0 | 0 | 0 | 0 | -105240.2441
2016-01-07 14:00 | 0 | 0 | 0 | 0 | 334576.6033 | 38560.2429 | 490686 | 0 | 0 | 0 | 0 | 0 | 0 | 0 | 0 | 0 | 89070.2682 | 0 | 0 | 0 | 0 | 0 | 0 | 0 | 0 | 0 | 0 | -117549.1538
2016-01-07 15:00 | 0 | 0 | 0 | 0 | 220242.0518 | 178943.68 | 488256 | 0 | 0 | 0 | 0 | 0 | 0 | 0 | 0 | 0 | 0 | 0 | 0 | 0 | 0 | 0 | 0 | 0 | 0 | 0 | 0 | -89070.2682
2016-01-07 16:00 | 0 | 0 | 0 | 0 | 204196.227 | 276933.773 | 481130 | 0 | 0 | 0 | 0 | 0 | 0 | 0 | 0 | 0 | 0 | 0 | 0 | 0 | 0 | 0 | 0 | 0 | 0 | 0 | 0 | 0
2016-01-07 17:00 | 0 | 0 | 0 | 0 | 142890.0053 | 330064.9947 | 472955 | 0 | 0 | 0 | 0 | 0 | 0 | 0 | 0 | 0 | 0 | 0 | 0 | 0 | 0 | 0 | 0 | 0 | 0 | 0 | 0 | 0
2016-01-07 18:00 | 0 | 0 | 0 | 0 | 121770.0922 | 343456.9078 | 465227 | 0 | 0 | 0 | 0 | 0 | 0 | 0 | 0 | 0 | 0 | 0 | 0 | 0 | 0 | 0 | 0 | 0 | 0 | 0 | 0 | 0
2016-01-07 19:00 | 0 | 0 | 0 | 0 | 121803.021 | 337506.979 | 459310 | 0 | 0 | 0 | 0 | 0 | 0 | 0 | 0 | 0 | 0 | 0 | 0 | 0 | 0 | 0 | 0 | 0 | 0 | 0 | 0 | 0
2016-01-07 20:00 | 0 | 0 | 0 | 0 | 130154.0423 | 326284.9577 | 456439 | 0 | 0 | 0 | 0 | 0 | 0 | 0 | 0 | 0 | 0 | 0 | 0 | 0 | 0 | 0 | 0 | 0 | 0 | 0 | 0 | 0
2016-01-07 21:00 | 0 | 0 | 0 | 0 | 194254.8325 | 299186.3271 | 457995 | 0 | 0 | 0 | 0 | 0 | 0 | 0 | 0 | 0 | 35446.1596 | 0 | 0 | 0 | 0 | 0 | 0 | 0 | 0 | 0 | 0 | 35446.1596
2016-01-07 22:00 | 0 | 0 | 0 | 0 | 392233.2722 | 236470.5115 | 473389 | 0 | 0 | 0 | 0 | 0 | 0 | 0 | 0 | 0 | 190760.9432 | 0 | 0 | 0 | 0 | 0 | 0 | 0 | 0 | 0 | 0 | 155314.7837
2016-01-07 23:00 | 0 | 0 | 0 | 0 | 449804.0178 | 81392.7585 | 488977 | 0 | 0 | 0 | 0 | 0 | 0 | 0 | 0 | 0 | 232980.7195 | 0 | 0 | 0 | 0 | 0 | 0 | 0 | 0 | 0 | 0 | 42219.7762
2016-01-08 | 0 | 0 | 0 | 0 | 466810.9356 | 2205.1461 | 494433 | 0 | 0 | 0 | 0 | 0 | 0 | 0 | 0 | 0 | 207563.8011 | 0 | 0 | 0 | 0 | 0 | 0 | 0 | 0 | 0 | 0 | -25416.9184
2016-01-08 01:00 | 0 | 0 | 0 | 0 | 459687.8233 | 0 | 491621 | 0 | 0 | 0 | 0 | 0 | 0 | 0 | 0 | 0 | 175630.6244 | 0 | 0 | 0 | 0 | 0 | 0 | 0 | 0 | 0 | 0 | -31933.1767
2016-01-08 02:00 | 0 | 0 | 0 | 0 | 438662.3098 | 0 | 481932 | 0 | 0 | 0 | 0 | 0 | 0 | 0 | 0 | 0 | 132360.9342 | 0 | 0 | 0 | 0 | 0 | 0 | 0 | 0 | 0 | 0 | -43269.6902
2016-01-08 03:00 | 0 | 0 | 0 | 0 | 413995.3953 | 0 | 461801 | 0 | 0 | 0 | 0 | 0 | 0 | 0 | 0 | 0 | 84555.3296 | 0 | 0 | 0 | 0 | 0 | 0 | 0 | 0 | 0 | 0 | -47805.6047
2016-01-08 04:00 | 0 | 0 | 0 | 0 | 393024.5826 | 0 | 437008 | 0 | 0 | 0 | 0 | 0 | 0 | 0 | 0 | 0 | 40571.9122 | 0 | 0 | 0 | 0 | 0 | 0 | 0 | 0 | 0 | 0 | -43983.4174
2016-01-08 05:00 | 0 | 0 | 0 | 0 | 387669.1591 | 0 | 415288 | 0 | 0 | 0 | 0 | 0 | 0 | 0 | 0 | 0 | 12953.0713 | 0 | 0 | 0 | 0 | 0 | 0 | 0 | 0 | 0 | 0 | -27618.8409
2016-01-08 06:00 | 0 | 0 | 0 | 0 | 386963.9287 | 0 | 399917 | 0 | 0 | 0 | 0 | 0 | 0 | 0 | 0 | 0 | 0 | 0 | 0 | 0 | 0 | 0 | 0 | 0 | 0 | 0 | 0 | -12953.0713
2016-01-08 07:00 | 0 | 0 | 0 | 0 | 389529 | 0 | 389529 | 0 | 0 | 0 | 0 | 0 | 0 | 0 | 0 | 0 | 0 | 0 | 0 | 0 | 0 | 0 | 0 | 0 | 0 | 0 | 0 | 0
2016-01-08 08:00 | 0 | 0 | 0 | 0 | 391045.1778 | 0 | 384659 | 0 | 0 | 0 | 0 | 0 | 0 | 0 | 0 | 0 | 6386.1778 | 0 | 0 | 0 | 0 | 0 | 0 | 0 | 0 | 0 | 0 | 6386.1778
2016-01-08 09:00 | 0 | 0 | 0 | 0 | 406737.7352 | 0 | 384914 | 0 | 0 | 0 | 0 | 28209.913 | 0 | 0 | 0 | 0 | 0 | 0 | 0 | 0 | 0 | 0 | 28209.913 | 0 | 0 | 0 | 0 | -6386.1778
2016-01-08 10:00 | 0 | 0 | 0 | 0 | 423606.5935 | 0 | 395661 | 0 | 0 | 0 | 0 | 0 | 0 | 0 | 0 | 0 | 56155.5065 | 0 | 0 | 0 | 0 | 0 | -28209.913 | 0 | 0 | 0 | 0 | 56155.5065
2016-01-08 11:00 | 0 | 0 | 0 | 0 | 435390.1088 | 0 | 426104 | 0 | 0 | 0 | 0 | 0 | 0 | 0 | 0 | 0 | 65441.6153 | 0 | 0 | 0 | 0 | 0 | 0 | 0 | 0 | 0 | 0 | 9286.1088
2016-01-08 12:00 | 0 | 0 | 0 | 0 | 442814.9769 | 0 | 455472 | 0 | 0 | 0 | 0 | 52784.5923 | 0 | 0 | 0 | 0 | 0 | 0 | 0 | 0 | 0 | 0 | 52784.5923 | 0 | 0 | 0 | 0 | -65441.6153
2016-01-08 13:00 | 0 | 0 | 0 | 0 | 442226.4533 | 0 | 467173 | 0 | 0 | 0 | 0 | 0 | 0 | 0 | 0 | 0 | 27838.0455 | 0 | 0 | 0 | 0 | 0 | -52784.5923 | 0 | 0 | 0 | 0 | 27838.0455
2016-01-08 14:00 | 0 | 0 | 0 | 0 | 412527.8854 | 32184.069 | 472550 | 0 | 0 | 0 | 0 | 0 | 0 | 0 | 0 | 0 | 0 | 0 | 0 | 0 | 0 | 0 | 0 | 0 | 0 | 0 | 0 | -27838.0455
2016-01-08 15:00 | 0 | 0 | 0 | 0 | 269160.7488 | 207573.2512 | 476734 | 0 | 0 | 0 | 0 | 0 | 0 | 0 | 0 | 0 | 0 | 0 | 0 | 0 | 0 | 0 | 0 | 0 | 0 | 0 | 0 | 0
2016-01-08 16:00 | 0 | 0 | 0 | 0 | 120310.8532 | 354705.1468 | 475016 | 0 | 0 | 0 | 0 | 0 | 0 | 0 | 0 | 0 | 0 | 0 | 0 | 0 | 0 | 0 | 0 | 0 | 0 | 0 | 0 | 0
2016-01-08 17:00 | 0 | 0 | 0 | 0 | 57152.3982 | 411510.6018 | 468663 | 0 | 0 | 0 | 0 | 0 | 0 | 0 | 0 | 0 | 0 | 0 | 0 | 0 | 0 | 0 | 0 | 0 | 0 | 0 | 0 | 0
2016-01-08 18:00 | 0 | 0 | 0 | 0 | 60314.2585 | 403249.7415 | 463564 | 0 | 0 | 0 | 0 | 0 | 0 | 0 | 0 | 0 | 0 | 0 | 0 | 0 | 0 | 0 | 0 | 0 | 0 | 0 | 0 | 0
2016-01-08 19:00 | 0 | 0 | 0 | 0 | 138257.209 | 382565.047 | 458952 | 0 | 0 | 0 | 0 | 61870.256 | 0 | 0 | 0 | 0 | 0 | 0 | 0 | 0 | 0 | 0 | 61870.256 | 0 | 0 | 0 | 0 | 0
2016-01-08 20:00 | 0 | 0 | 0 | 0 | 21769.3298 | 370897.4142 | 454537 | 0 | 0 | 0 | 0 | 0 | 0 | 0 | 0 | 0 | 0 | 0 | 0 | 0 | 0 | 0 | -61870.256 | 0 | 0 | 0 | 0 | 0
2016-01-08 21:00 | 0 | 0 | 0 | 0 | 90862.616 | 363583.384 | 454446 | 0 | 0 | 0 | 0 | 0 | 0 | 0 | 0 | 0 | 0 | 0 | 0 | 0 | 0 | 0 | 0 | 0 | 0 | 0 | 0 | 0
2016-01-08 22:00 | 0 | 0 | 0 | 0 | 141131.1648 | 322300.8352 | 463432 | 0 | 0 | 0 | 0 | 0 | 0 | 0 | 0 | 0 | 0 | 0 | 0 | 0 | 0 | 0 | 0 | 0 | 0 | 0 | 0 | 0
2016-01-08 23:00 | 0 | 0 | 0 | 0 | 625341.6407 | 171360.9244 | 472623 | 0 | 0 | 0 | 0 | 61870.256 | 0 | 0 | 0 | 0 | 262209.3091 | 0 | 0 | 0 | 0 | 0 | 61870.256 | 0 | 0 | 0 | 0 | 262209.3091
2016-01-09 | 0 | 0 | 0 | 0 | 643894.6694 | 3292.1516 | 473493 | 0 | 0 | 0 | 0 | 0 | 0 | 0 | 0 | 0 | 497773.3861 | 0 | 0 | 0 | 0 | 0 | -61870.256 | 0 | 0 | 0 | 0 | 235564.077
2016-01-09 01:00 | 0 | 0 | 0 | 0 | 164485.245 | 0 | 468337 | 0 | 0 | 0 | 0 | 0 | 0 | 0 | 0 | 0 | 193921.6311 | 0 | 0 | 0 | 0 | 0 | 0 | 0 | 0 | 0 | 0 | -303851.755
2016-01-09 02:00 | 0 | 0 | 0 | 0 | 265303.3689 | 0 | 459225 | 0 | 0 | 0 | 0 | 0 | 0 | 0 | 0 | 0 | 0 | 0 | 0 | 0 | 0 | 0 | 0 | 0 | 0 | 0 | 0 | -193921.6311
2016-01-09 03:00 | 0 | 0 | 0 | 0 | 443600 | 0 | 443600 | 0 | 0 | 0 | 0 | 0 | 0 | 0 | 0 | 0 | 0 | 0 | 0 | 0 | 0 | 0 | 0 | 0 | 0 | 0 | 0 | 0
2016-01-09 04:00 | 0 | 0 | 0 | 0 | 424303 | 0 | 424303 | 0 | 0 | 0 | 0 | 0 | 0 | 0 | 0 | 0 | 0 | 0 | 0 | 0 | 0 | 0 | 0 | 0 | 0 | 0 | 0 | 0
2016-01-09 05:00 | 0 | 0 | 0 | 0 | 406106 | 0 | 406106 | 0 | 0 | 0 | 0 | 0 | 0 | 0 | 0 | 0 | 0 | 0 | 0 | 0 | 0 | 0 | 0 | 0 | 0 | 0 | 0 | 0
2016-01-09 06:00 | 0 | 0 | 0 | 0 | 390602 | 0 | 390602 | 0 | 0 | 0 | 0 | 0 | 0 | 0 | 0 | 0 | 0 | 0 | 0 | 0 | 0 | 0 | 0 | 0 | 0 | 0 | 0 | 0
2016-01-09 07:00 | 0 | 0 | 0 | 0 | 380209 | 0 | 380209 | 0 | 0 | 0 | 0 | 0 | 0 | 0 | 0 | 0 | 0 | 0 | 0 | 0 | 0 | 0 | 0 | 0 | 0 | 0 | 0 | 0
2016-01-09 08:00 | 0 | 0 | 0 | 0 | 373855 | 0 | 373855 | 0 | 0 | 0 | 0 | 0 | 0 | 0 | 0 | 0 | 0 | 0 | 0 | 0 | 0 | 0 | 0 | 0 | 0 | 0 | 0 | 0
2016-01-09 09:00 | 0 | 0 | 0 | 0 | 372820 | 0 | 372820 | 0 | 0 | 0 | 0 | 0 | 0 | 0 | 0 | 0 | 0 | 0 | 0 | 0 | 0 | 0 | 0 | 0 | 0 | 0 | 0 | 0
2016-01-09 10:00 | 0 | 0 | 0 | 0 | 376458 | 0 | 376458 | 0 | 0 | 0 | 0 | 0 | 0 | 0 | 0 | 0 | 0 | 0 | 0 | 0 | 0 | 0 | 0 | 0 | 0 | 0 | 0 | 0
2016-01-09 11:00 | 0 | 0 | 0 | 0 | 385225 | 0 | 385225 | 0 | 0 | 0 | 0 | 0 | 0 | 0 | 0 | 0 | 0 | 0 | 0 | 0 | 0 | 0 | 0 | 0 | 0 | 0 | 0 | 0
2016-01-09 12:00 | 0 | 0 | 0 | 0 | 400062 | 0 | 400062 | 0 | 0 | 0 | 0 | 0 | 0 | 0 | 0 | 0 | 0 | 0 | 0 | 0 | 0 | 0 | 0 | 0 | 0 | 0 | 0 | 0
2016-01-09 13:00 | 0 | 0 | 0 | 0 | 417420.9763 | 0.023744 | 417421 | 0 | 0 | 0 | 0 | 0 | 0 | 0 | 0 | 0 | 0 | 0 | 0 | 0 | 0 | 0 | 0 | 0 | 0 | 0 | 0 | 0
2016-01-09 14:00 | 0 | 0 | 0 | 0 | 343022.3296 | 89752.6704 | 432775 | 0 | 0 | 0 | 0 | 0 | 0 | 0 | 0 | 0 | 0 | 0 | 0 | 0 | 0 | 0 | 0 | 0 | 0 | 0 | 0 | 0
2016-01-09 15:00 | 0 | 0 | 0 | 0 | 59879.3634 | 383624.6366 | 443504 | 0 | 0 | 0 | 0 | 0 | 0 | 0 | 0 | 0 | 0 | 0 | 0 | 0 | 0 | 0 | 0 | 0 | 0 | 0 | 0 | 0
2016-01-09 16:00 | 0 | 0 | 0 | 0 | 0 | 522380.9901 | 447564 | 0 | 0 | 0 | 0 | 0 | 0 | 0 | 0 | 0 | 74816.9901 | 0 | 0 | 0 | 0 | 0 | 0 | 0 | 0 | 0 | 0 | 74816.9901
2016-01-09 17:00 | 0 | 0 | 0 | 0 | 0 | 533212.7638 | 446237 | 0 | 0 | 0 | 0 | 0 | 0 | 0 | 0 | 0 | 161792.754 | 0 | 0 | 0 | 0 | 0 | 0 | 0 | 0 | 0 | 0 | 86975.7638
2016-01-09 18:00 | 0 | 0 | 0 | 0 | 0 | 500289.0261 | 441450 | 0 | 0 | 0 | 0 | 61870.256 | 0 | 0 | 0 | 0 | 158761.5241 | 0 | 0 | 0 | 0 | 0 | 61870.256 | 0 | 0 | 0 | 0 | -3031.2299
2016-01-09 19:00 | 0 | 0 | 0 | 0 | 0 | 482445.9309 | 437135 | 0 | 0 | 0 | 0 | 61870.256 | 0 | 0 | 0 | 0 | 204072.455 | 0 | 0 | 0 | 0 | 0 | 0 | 0 | 0 | 0 | 0 | 45310.9309
2016-01-09 20:00 | 0 | 0 | 0 | 0 | 0 | 495942.394 | 434799 | 0 | 0 | 0 | 0 | 0 | 0 | 0 | 0 | 0 | 327086.105 | 0 | 0 | 0 | 0 | 0 | -61870.256 | 0 | 0 | 0 | 0 | 123013.65
2016-01-09 21:00 | 0 | 0 | 0 | 0 | 0 | 507387.1651 | 438748 | 0 | 0 | 0 | 0 | 0 | 0 | 0 | 0 | 0 | 395725.2701 | 0 | 0 | 0 | 0 | 0 | 0 | 0 | 0 | 0 | 0 | 68639.1651
2016-01-09 22:00 | 0 | 0 | 0 | 0 | 0 | 451797.734 | 451099 | 0 | 0 | 0 | 0 | 61870.256 | 0 | 0 | 0 | 0 | 334553.7481 | 0 | 0 | 0 | 0 | 0 | 61870.256 | 0 | 0 | 0 | 0 | -61171.522
2016-01-09 23:00 | 0 | 0 | 0 | 0 | 393953.0369 | 155075.9636 | 461966 | 0 | 0 | 0 | 0 | 0 | 0 | 0 | 0 | 0 | 483487.0047 | 0 | 0 | 0 | 0 | 0 | -61870.256 | 0 | 0 | 0 | 0 | 148933.2565
2016-01-10 | 0 | 0 | 0 | 0 | 652342.5543 | 652.2072 | 466908 | 0 | 0 | 0 | 0 | 61870.256 | 0 | 0 | 0 | 0 | 607703.5101 | 0 | 0 | 0 | 0 | 0 | 61870.256 | 0 | 0 | 0 | 0 | 124216.5054
2016-01-10 01:00 | 0 | 0 | 0 | 0 | 99299.9889 | 0 | 465022 | 0 | 0 | 0 | 0 | 0 | 0 | 0 | 0 | 0 | 303851.755 | 0 | 0 | 0 | 0 | 0 | -61870.256 | 0 | 0 | 0 | 0 | -303851.755
2016-01-10 02:00 | 0 | 0 | 0 | 0 | 154187.245 | 0 | 458039 | 0 | 0 | 0 | 0 | 0 | 0 | 0 | 0 | 0 | 0 | 0 | 0 | 0 | 0 | 0 | 0 | 0 | 0 | 0 | 0 | -303851.755
2016-01-10 03:00 | 0 | 0 | 0 | 0 | 445223 | 0 | 445223 | 0 | 0 | 0 | 0 | 0 | 0 | 0 | 0 | 0 | 0 | 0 | 0 | 0 | 0 | 0 | 0 | 0 | 0 | 0 | 0 | 0
2016-01-10 04:00 | 0 | 0 | 0 | 0 | 429865 | 0 | 429865 | 0 | 0 | 0 | 0 | 0 | 0 | 0 | 0 | 0 | 0 | 0 | 0 | 0 | 0 | 0 | 0 | 0 | 0 | 0 | 0 | 0
2016-01-10 05:00 | 0 | 0 | 0 | 0 | 414836 | 0 | 414836 | 0 | 0 | 0 | 0 | 0 | 0 | 0 | 0 | 0 | 0 | 0 | 0 | 0 | 0 | 0 | 0 | 0 | 0 | 0 | 0 | 0
2016-01-10 06:00 | 0 | 0 | 0 | 0 | 401159 | 0 | 401159 | 0 | 0 | 0 | 0 | 0 | 0 | 0 | 0 | 0 | 0 | 0 | 0 | 0 | 0 | 0 | 0 | 0 | 0 | 0 | 0 | 0
2016-01-10 07:00 | 0 | 0 | 0 | 0 | 391763 | 0 | 391763 | 0 | 0 | 0 | 0 | 0 | 0 | 0 | 0 | 0 | 0 | 0 | 0 | 0 | 0 | 0 | 0 | 0 | 0 | 0 | 0 | 0
2016-01-10 08:00 | 0 | 0 | 0 | 0 | 387369 | 0 | 387369 | 0 | 0 | 0 | 0 | 0 | 0 | 0 | 0 | 0 | 0 | 0 | 0 | 0 | 0 | 0 | 0 | 0 | 0 | 0 | 0 | 0
2016-01-10 09:00 | 0 | 0 | 0 | 0 | 386669 | 0 | 386669 | 0 | 0 | 0 | 0 | 0 | 0 | 0 | 0 | 0 | 0 | 0 | 0 | 0 | 0 | 0 | 0 | 0 | 0 | 0 | 0 | 0
2016-01-10 10:00 | 0 | 0 | 0 | 0 | 390692 | 0 | 390692 | 0 | 0 | 0 | 0 | 0 | 0 | 0 | 0 | 0 | 0 | 0 | 0 | 0 | 0 | 0 | 0 | 0 | 0 | 0 | 0 | 0
2016-01-10 11:00 | 0 | 0 | 0 | 0 | 400516 | 0 | 400516 | 0 | 0 | 0 | 0 | 0 | 0 | 0 | 0 | 0 | 0 | 0 | 0 | 0 | 0 | 0 | 0 | 0 | 0 | 0 | 0 | 0
2016-01-10 12:00 | 0 | 0 | 0 | 0 | 415332 | 0 | 415332 | 0 | 0 | 0 | 0 | 0 | 0 | 0 | 0 | 0 | 0 | 0 | 0 | 0 | 0 | 0 | 0 | 0 | 0 | 0 | 0 | 0
2016-01-10 13:00 | 0 | 0 | 0 | 0 | 431530.8099 | 0.19014 | 431531 | 0 | 0 | 0 | 0 | 0 | 0 | 0 | 0 | 0 | 0 | 0 | 0 | 0 | 0 | 0 | 0 | 0 | 0 | 0 | 0 | 0
2016-01-10 14:00 | 0 | 0 | 0 | 0 | 348754.4074 | 97469.5926 | 446224 | 0 | 0 | 0 | 0 | 0 | 0 | 0 | 0 | 0 | 0 | 0 | 0 | 0 | 0 | 0 | 0 | 0 | 0 | 0 | 0 | 0
2016-01-10 15:00 | 0 | 0 | 0 | 0 | 120771.0058 | 333673.9942 | 454445 | 0 | 0 | 0 | 0 | 0 | 0 | 0 | 0 | 0 | 0 | 0 | 0 | 0 | 0 | 0 | 0 | 0 | 0 | 0 | 0 | 0
2016-01-10 16:00 | 0 | 0 | 0 | 0 | 0 | 459232.1365 | 455969 | 0 | 0 | 0 | 0 | 3263.1365 | 0 | 0 | 0 | 0 | 0 | 0 | 0 | 0 | 0 | 0 | 3263.1365 | 0 | 0 | 0 | 0 | 0
2016-01-10 17:00 | 0 | 0 | 0 | 0 | 0 | 487961.6499 | 455005 | 0 | 0 | 0 | 0 | 36219.7864 | 0 | 0 | 0 | 0 | 0 | 0 | 0 | 0 | 0 | 0 | 32956.6499 | 0 | 0 | 0 | 0 | 0
2016-01-10 18:00 | 0 | 0 | 0 | 0 | 0 | 476631.2022 | 450676 | 0 | 0 | 0 | 0 | 0 | 0 | 0 | 0 | 0 | 62174.9886 | 0 | 0 | 0 | 0 | 0 | -36219.7864 | 0 | 0 | 0 | 0 | 62174.9886
2016-01-10 19:00 | 0 | 0 | 0 | 0 | 0 | 461774.4249 | 445348 | 0 | 0 | 0 | 0 | 61870.256 | 0 | 0 | 0 | 0 | 16731.1575 | 0 | 0 | 0 | 0 | 0 | 61870.256 | 0 | 0 | 0 | 0 | -45443.8311
2016-01-10 20:00 | 0 | 0 | 0 | 0 | 0 | 461256.2907 | 441043 | 0 | 0 | 0 | 0 | 0 | 0 | 0 | 0 | 0 | 98814.7043 | 0 | 0 | 0 | 0 | 0 | -61870.256 | 0 | 0 | 0 | 0 | 82083.5468
2016-01-10 21:00 | 0 | 0 | 0 | 0 | 0 | 458833.4575 | 445970 | 0 | 0 | 0 | 0 | 0 | 0 | 0 | 0 | 0 | 111678.1618 | 0 | 0 | 0 | 0 | 0 | 0 | 0 | 0 | 0 | 0 | 12863.4575
2016-01-10 22:00 | 0 | 0 | 0 | 0 | 380466.454 | 386147.3011 | 462762 | 0 | 0 | 0 | 0 | 0 | 0 | 0 | 0 | 0 | 415529.9168 | 0 | 0 | 0 | 0 | 0 | 0 | 0 | 0 | 0 | 0 | 303851.755
2016-01-10 23:00 | 0 | 0 | 0 | 0 | 86415.1453 | 157990.3557 | 486387 | 0 | 0 | 0 | 0 | 61870.256 | 0 | 0 | 0 | 0 | 111678.1618 | 0 | 0 | 0 | 0 | 0 | 61870.256 | 0 | 0 | 0 | 0 | -303851.755
2016-01-11 | 0 | 0 | 0 | 0 | 588382.7038 | 2591.1069 | 499575 | 0 | 0 | 0 | 0 | 0 | 0 | 0 | 0 | 0 | 264947.2286 | 0 | 0 | 0 | 0 | 0 | -61870.256 | 0 | 0 | 0 | 0 | 153269.0667
2016-01-11 01:00 | 0 | 0 | 0 | 0 | 238815.7714 | 0 | 503763 | 0 | 0 | 0 | 0 | 0 | 0 | 0 | 0 | 0 | 0 | 0 | 0 | 0 | 0 | 0 | 0 | 0 | 0 | 0 | 0 | -264947.2286
2016-01-11 02:00 | 0 | 0 | 0 | 0 | 499300 | 0 | 499300 | 0 | 0 | 0 | 0 | 0 | 0 | 0 | 0 | 0 | 0 | 0 | 0 | 0 | 0 | 0 | 0 | 0 | 0 | 0 | 0 | 0
2016-01-11 03:00 | 0 | 0 | 0 | 0 | 486290 | 0 | 486290 | 0 | 0 | 0 | 0 | 0 | 0 | 0 | 0 | 0 | 0 | 0 | 0 | 0 | 0 | 0 | 0 | 0 | 0 | 0 | 0 | 0
2016-01-11 04:00 | 0 | 0 | 0 | 0 | 469026 | 0 | 469026 | 0 | 0 | 0 | 0 | 0 | 0 | 0 | 0 | 0 | 0 | 0 | 0 | 0 | 0 | 0 | 0 | 0 | 0 | 0 | 0 | 0
2016-01-11 05:00 | 0 | 0 | 0 | 0 | 454916 | 0 | 454916 | 0 | 0 | 0 | 0 | 0 | 0 | 0 | 0 | 0 | 0 | 0 | 0 | 0 | 0 | 0 | 0 | 0 | 0 | 0 | 0 | 0
2016-01-11 06:00 | 0 | 0 | 0 | 0 | 445035 | 0 | 445035 | 0 | 0 | 0 | 0 | 0 | 0 | 0 | 0 | 0 | 0 | 0 | 0 | 0 | 0 | 0 | 0 | 0 | 0 | 0 | 0 | 0
2016-01-11 07:00 | 0 | 0 | 0 | 0 | 440399 | 0 | 440399 | 0 | 0 | 0 | 0 | 0 | 0 | 0 | 0 | 0 | 0 | 0 | 0 | 0 | 0 | 0 | 0 | 0 | 0 | 0 | 0 | 0
2016-01-11 08:00 | 0 | 0 | 0 | 0 | 440627 | 0 | 440627 | 0 | 0 | 0 | 0 | 0 | 0 | 0 | 0 | 0 | 0 | 0 | 0 | 0 | 0 | 0 | 0 | 0 | 0 | 0 | 0 | 0
2016-01-11 09:00 | 0 | 0 | 0 | 0 | 447243 | 0 | 447243 | 0 | 0 | 0 | 0 | 0 | 0 | 0 | 0 | 0 | 0 | 0 | 0 | 0 | 0 | 0 | 0 | 0 | 0 | 0 | 0 | 0
2016-01-11 10:00 | 0 | 0 | 0 | 0 | 465391 | 0 | 465391 | 0 | 0 | 0 | 0 | 0 | 0 | 0 | 0 | 0 | 0 | 0 | 0 | 0 | 0 | 0 | 0 | 0 | 0 | 0 | 0 | 0
2016-01-11 11:00 | 0 | 0 | 0 | 0 | 503205 | 0 | 503205 | 0 | 0 | 0 | 0 | 0 | 0 | 0 | 0 | 0 | 0 | 0 | 0 | 0 | 0 | 0 | 0 | 0 | 0 | 0 | 0 | 0
2016-01-11 12:00 | 0 | 0 | 0 | 0 | 537493 | 0 | 537493 | 0 | 0 | 0 | 0 | 0 | 0 | 0 | 0 | 0 | 0 | 0 | 0 | 0 | 0 | 0 | 0 | 0 | 0 | 0 | 0 | 0
2016-01-11 13:00 | 0 | 0 | 0 | 0 | 547764.9472 | 0.052765 | 547765 | 0 | 0 | 0 | 0 | 0 | 0 | 0 | 0 | 0 | 0 | 0 | 0 | 0 | 0 | 0 | 0 | 0 | 0 | 0 | 0 | 0
2016-01-11 14:00 | 0 | 0 | 0 | 0 | 457020.5979 | 86656.4021 | 543677 | 0 | 0 | 0 | 0 | 0 | 0 | 0 | 0 | 0 | 0 | 0 | 0 | 0 | 0 | 0 | 0 | 0 | 0 | 0 | 0 | 0
2016-01-11 15:00 | 0 | 0 | 0 | 0 | 97587.6911 | 438279.3089 | 535867 | 0 | 0 | 0 | 0 | 0 | 0 | 0 | 0 | 0 | 0 | 0 | 0 | 0 | 0 | 0 | 0 | 0 | 0 | 0 | 0 | 0
2016-01-11 16:00 | 0 | 0 | 0 | 0 | 0 | 563954.3073 | 524193 | 0 | 0 | 0 | 0 | 39761.3073 | 0 | 0 | 0 | 0 | 0 | 0 | 0 | 0 | 0 | 0 | 39761.3073 | 0 | 0 | 0 | 0 | 0
2016-01-11 17:00 | 0 | 0 | 0 | 0 | 0 | 558755.962 | 511046 | 0 | 0 | 0 | 0 | 61870.256 | 0 | 0 | 0 | 0 | 25601.0133 | 0 | 0 | 0 | 0 | 0 | 22108.9487 | 0 | 0 | 0 | 0 | 25601.0133
2016-01-11 18:00 | 0 | 0 | 0 | 0 | 0 | 532503.4723 | 501251 | 0 | 0 | 0 | 0 | 0 | 0 | 0 | 0 | 0 | 118723.7417 | 0 | 0 | 0 | 0 | 0 | -61870.256 | 0 | 0 | 0 | 0 | 93122.7284
2016-01-11 19:00 | 0 | 0 | 0 | 0 | 0 | 522936.8049 | 492140 | 0 | 0 | 0 | 0 | 0 | 0 | 0 | 0 | 0 | 149520.5466 | 0 | 0 | 0 | 0 | 0 | 0 | 0 | 0 | 0 | 0 | 30796.8049
2016-01-11 20:00 | 0 | 0 | 0 | 0 | 0 | 538887.4863 | 485928 | 0 | 0 | 0 | 0 | 0 | 0 | 0 | 0 | 0 | 202480.0328 | 0 | 0 | 0 | 0 | 0 | 0 | 0 | 0 | 0 | 0 | 52959.4863
2016-01-11 21:00 | 0 | 0 | 0 | 0 | 0 | 564422.7443 | 488605 | 0 | 0 | 0 | 0 | 61870.256 | 0 | 0 | 0 | 0 | 216427.5211 | 0 | 0 | 0 | 0 | 0 | 61870.256 | 0 | 0 | 0 | 0 | 13947.4882
2016-01-11 22:00 | 0 | 0 | 0 | 0 | 0 | 510167.426 | 506939 | 0 | 0 | 0 | 0 | 61870.256 | 0 | 0 | 0 | 0 | 219655.9471 | 0 | 0 | 0 | 0 | 0 | 0 | 0 | 0 | 0 | 0 | 3228.426
2016-01-11 23:00 | 0 | 0 | 0 | 0 | 67122.3516 | 177730.4453 | 526379 | 0 | 0 | 0 | 0 | 0 | 0 | 0 | 0 | 0 | 0 | 0 | 0 | 0 | 0 | 0 | -61870.256 | 0 | 0 | 0 | 0 | -219655.9471
2016-01-12 | 0 | 0 | 0 | 0 | 905819.4534 | 2347.5577 | 542445 | 0 | 0 | 0 | 0 | 61870.256 | 0 | 0 | 0 | 0 | 303851.755 | 0 | 0 | 0 | 0 | 0 | 61870.256 | 0 | 0 | 0 | 0 | 303851.755
2016-01-12 01:00 | 0 | 0 | 0 | 0 | 177916.9889 | 0 | 543639 | 0 | 0 | 0 | 0 | 0 | 0 | 0 | 0 | 0 | 0 | 0 | 0 | 0 | 0 | 0 | -61870.256 | 0 | 0 | 0 | 0 | -303851.755
2016-01-12 02:00 | 0 | 0 | 0 | 0 | 535222 | 0 | 535222 | 0 | 0 | 0 | 0 | 0 | 0 | 0 | 0 | 0 | 0 | 0 | 0 | 0 | 0 | 0 | 0 | 0 | 0 | 0 | 0 | 0
2016-01-12 03:00 | 0 | 0 | 0 | 0 | 517768 | 0 | 517768 | 0 | 0 | 0 | 0 | 0 | 0 | 0 | 0 | 0 | 0 | 0 | 0 | 0 | 0 | 0 | 0 | 0 | 0 | 0 | 0 | 0
2016-01-12 04:00 | 0 | 0 | 0 | 0 | 493946 | 0 | 493946 | 0 | 0 | 0 | 0 | 0 | 0 | 0 | 0 | 0 | 0 | 0 | 0 | 0 | 0 | 0 | 0 | 0 | 0 | 0 | 0 | 0
2016-01-12 05:00 | 0 | 0 | 0 | 0 | 476108 | 0 | 476108 | 0 | 0 | 0 | 0 | 0 | 0 | 0 | 0 | 0 | 0 | 0 | 0 | 0 | 0 | 0 | 0 | 0 | 0 | 0 | 0 | 0
2016-01-12 06:00 | 0 | 0 | 0 | 0 | 463046 | 0 | 463046 | 0 | 0 | 0 | 0 | 0 | 0 | 0 | 0 | 0 | 0 | 0 | 0 | 0 | 0 | 0 | 0 | 0 | 0 | 0 | 0 | 0
2016-01-12 07:00 | 0 | 0 | 0 | 0 | 454908 | 0 | 454908 | 0 | 0 | 0 | 0 | 0 | 0 | 0 | 0 | 0 | 0 | 0 | 0 | 0 | 0 | 0 | 0 | 0 | 0 | 0 | 0 | 0
2016-01-12 08:00 | 0 | 0 | 0 | 0 | 451631 | 0 | 451631 | 0 | 0 | 0 | 0 | 0 | 0 | 0 | 0 | 0 | 0 | 0 | 0 | 0 | 0 | 0 | 0 | 0 | 0 | 0 | 0 | 0
2016-01-12 09:00 | 0 | 0 | 0 | 0 | 454626 | 0 | 454626 | 0 | 0 | 0 | 0 | 0 | 0 | 0 | 0 | 0 | 0 | 0 | 0 | 0 | 0 | 0 | 0 | 0 | 0 | 0 | 0 | 0
2016-01-12 10:00 | 0 | 0 | 0 | 0 | 468323 | 0 | 468323 | 0 | 0 | 0 | 0 | 0 | 0 | 0 | 0 | 0 | 0 | 0 | 0 | 0 | 0 | 0 | 0 | 0 | 0 | 0 | 0 | 0
2016-01-12 11:00 | 0 | 0 | 0 | 0 | 501211 | 0 | 501211 | 0 | 0 | 0 | 0 | 0 | 0 | 0 | 0 | 0 | 0 | 0 | 0 | 0 | 0 | 0 | 0 | 0 | 0 | 0 | 0 | 0
2016-01-12 12:00 | 0 | 0 | 0 | 0 | 532066 | 0 | 532066 | 0 | 0 | 0 | 0 | 0 | 0 | 0 | 0 | 0 | 0 | 0 | 0 | 0 | 0 | 0 | 0 | 0 | 0 | 0 | 0 | 0
2016-01-12 13:00 | 0 | 0 | 0 | 0 | 539232.4068 | 0.59315 | 539233 | 0 | 0 | 0 | 0 | 0 | 0 | 0 | 0 | 0 | 0 | 0 | 0 | 0 | 0 | 0 | 0 | 0 | 0 | 0 | 0 | 0
2016-01-12 14:00 | 0 | 0 | 0 | 0 | 414490.8256 | 117614.1744 | 532105 | 0 | 0 | 0 | 0 | 0 | 0 | 0 | 0 | 0 | 0 | 0 | 0 | 0 | 0 | 0 | 0 | 0 | 0 | 0 | 0 | 0
2016-01-12 15:00 | 0 | 0 | 0 | 0 | 17724.3795 | 503945.6205 | 521670 | 0 | 0 | 0 | 0 | 0 | 0 | 0 | 0 | 0 | 0 | 0 | 0 | 0 | 0 | 0 | 0 | 0 | 0 | 0 | 0 | 0
2016-01-12 16:00 | 0 | 0 | 0 | 0 | 0 | 598119.0705 | 510052 | 0 | 0 | 0 | 0 | 61870.256 | 0 | 0 | 0 | 0 | 26196.8144 | 0 | 0 | 0 | 0 | 0 | 61870.256 | 0 | 0 | 0 | 0 | 26196.8144
2016-01-12 17:00 | 0 | 0 | 0 | 0 | 0 | 582744.3 | 498062 | 0 | 0 | 0 | 0 | 61870.256 | 0 | 0 | 0 | 0 | 110879.1144 | 0 | 0 | 0 | 0 | 0 | 0 | 0 | 0 | 0 | 0 | 84682.3
2016-01-12 18:00 | 0 | 0 | 0 | 0 | 0 | 548248.5234 | 488561 | 0 | 0 | 0 | 0 | 0 | 0 | 0 | 0 | 0 | 232436.8938 | 0 | 0 | 0 | 0 | 0 | -61870.256 | 0 | 0 | 0 | 0 | 121557.7794
2016-01-12 19:00 | 0 | 0 | 0 | 0 | 0 | 532729.7838 | 480756 | 0 | 0 | 0 | 0 | 0 | 0 | 0 | 0 | 0 | 284410.6776 | 0 | 0 | 0 | 0 | 0 | 0 | 0 | 0 | 0 | 0 | 51973.7838
2016-01-12 20:00 | 0 | 0 | 0 | 0 | 0 | 545958.1492 | 474428 | 0 | 0 | 0 | 0 | 0 | 0 | 0 | 0 | 0 | 355940.8268 | 0 | 0 | 0 | 0 | 0 | 0 | 0 | 0 | 0 | 0 | 71530.1492
2016-01-12 21:00 | 0 | 0 | 0 | 0 | 0 | 571035.5296 | 476053 | 0 | 0 | 0 | 0 | 61870.256 | 0 | 0 | 0 | 0 | 389053.1004 | 0 | 0 | 0 | 0 | 0 | 61870.256 | 0 | 0 | 0 | 0 | 33112.2736
2016-01-12 22:00 | 0 | 0 | 0 | 0 | 211458.9822 | 522637.5168 | 492115 | 0 | 0 | 0 | 0 | 0 | 0 | 0 | 0 | 0 | 692904.8554 | 0 | 0 | 0 | 0 | 0 | -61870.256 | 0 | 0 | 0 | 0 | 303851.755
2016-01-12 23:00 | 0 | 0 | 0 | 0 | 84126.0388 | 187092.4622 | 513200 | 0 | 0 | 0 | 0 | 61870.256 | 0 | 0 | 0 | 0 | 389053.1004 | 0 | 0 | 0 | 0 | 0 | 61870.256 | 0 | 0 | 0 | 0 | -303851.755
2016-01-13 | 0 | 0 | 0 | 0 | 594231.1071 | 3063.8733 | 524891 | 0 | 0 | 0 | 0 | 0 | 0 | 0 | 0 | 0 | 523327.3369 | 0 | 0 | 0 | 0 | 0 | -61870.256 | 0 | 0 | 0 | 0 | 134274.2365
2016-01-13 01:00 | 0 | 0 | 0 | 0 | 306596.4182 | 0 | 526072 | 0 | 0 | 0 | 0 | 0 | 0 | 0 | 0 | 0 | 303851.755 | 0 | 0 | 0 | 0 | 0 | 0 | 0 | 0 | 0 | 0 | -219475.5818
2016-01-13 02:00 | 0 | 0 | 0 | 0 | 215606.245 | 0 | 519458 | 0 | 0 | 0 | 0 | 0 | 0 | 0 | 0 | 0 | 0 | 0 | 0 | 0 | 0 | 0 | 0 | 0 | 0 | 0 | 0 | -303851.755
2016-01-13 03:00 | 0 | 0 | 0 | 0 | 503849 | 0 | 503849 | 0 | 0 | 0 | 0 | 0 | 0 | 0 | 0 | 0 | 0 | 0 | 0 | 0 | 0 | 0 | 0 | 0 | 0 | 0 | 0 | 0
2016-01-13 04:00 | 0 | 0 | 0 | 0 | 483469 | 0 | 483469 | 0 | 0 | 0 | 0 | 0 | 0 | 0 | 0 | 0 | 0 | 0 | 0 | 0 | 0 | 0 | 0 | 0 | 0 | 0 | 0 | 0
2016-01-13 05:00 | 0 | 0 | 0 | 0 | 465481 | 0 | 465481 | 0 | 0 | 0 | 0 | 0 | 0 | 0 | 0 | 0 | 0 | 0 | 0 | 0 | 0 | 0 | 0 | 0 | 0 | 0 | 0 | 0
2016-01-13 06:00 | 0 | 0 | 0 | 0 | 454923 | 0 | 454923 | 0 | 0 | 0 | 0 | 0 | 0 | 0 | 0 | 0 | 0 | 0 | 0 | 0 | 0 | 0 | 0 | 0 | 0 | 0 | 0 | 0
2016-01-13 07:00 | 0 | 0 | 0 | 0 | 448875 | 0 | 448875 | 0 | 0 | 0 | 0 | 0 | 0 | 0 | 0 | 0 | 0 | 0 | 0 | 0 | 0 | 0 | 0 | 0 | 0 | 0 | 0 | 0
2016-01-13 08:00 | 0 | 0 | 0 | 0 | 447429 | 0 | 447429 | 0 | 0 | 0 | 0 | 0 | 0 | 0 | 0 | 0 | 0 | 0 | 0 | 0 | 0 | 0 | 0 | 0 | 0 | 0 | 0 | 0
2016-01-13 09:00 | 0 | 0 | 0 | 0 | 452208 | 0 | 452208 | 0 | 0 | 0 | 0 | 0 | 0 | 0 | 0 | 0 | 0 | 0 | 0 | 0 | 0 | 0 | 0 | 0 | 0 | 0 | 0 | 0
2016-01-13 10:00 | 0 | 0 | 0 | 0 | 469687 | 0 | 469687 | 0 | 0 | 0 | 0 | 0 | 0 | 0 | 0 | 0 | 0 | 0 | 0 | 0 | 0 | 0 | 0 | 0 | 0 | 0 | 0 | 0
2016-01-13 11:00 | 0 | 0 | 0 | 0 | 505391 | 0 | 505391 | 0 | 0 | 0 | 0 | 0 | 0 | 0 | 0 | 0 | 0 | 0 | 0 | 0 | 0 | 0 | 0 | 0 | 0 | 0 | 0 | 0
2016-01-13 12:00 | 0 | 0 | 0 | 0 | 537146 | 0 | 537146 | 0 | 0 | 0 | 0 | 0 | 0 | 0 | 0 | 0 | 0 | 0 | 0 | 0 | 0 | 0 | 0 | 0 | 0 | 0 | 0 | 0
2016-01-13 13:00 | 0 | 0 | 0 | 0 | 545010.9265 | 1.0735 | 545012 | 0 | 0 | 0 | 0 | 0 | 0 | 0 | 0 | 0 | 0 | 0 | 0 | 0 | 0 | 0 | 0 | 0 | 0 | 0 | 0 | 0
2016-01-13 14:00 | 0 | 0 | 0 | 0 | 486589.0013 | 50644.9987 | 537234 | 0 | 0 | 0 | 0 | 0 | 0 | 0 | 0 | 0 | 0 | 0 | 0 | 0 | 0 | 0 | 0 | 0 | 0 | 0 | 0 | 0
2016-01-13 15:00 | 0 | 0 | 0 | 0 | 83845.2488 | 441773.7512 | 525619 | 0 | 0 | 0 | 0 | 0 | 0 | 0 | 0 | 0 | 0 | 0 | 0 | 0 | 0 | 0 | 0 | 0 | 0 | 0 | 0 | 0
2016-01-13 16:00 | 0 | 0 | 0 | 0 | 0 | 528465.8297 | 512003 | 0 | 0 | 0 | 0 | 0 | 0 | 0 | 0 | 0 | 16462.8297 | 0 | 0 | 0 | 0 | 0 | 0 | 0 | 0 | 0 | 0 | 16462.8297
2016-01-13 17:00 | 0 | 0 | 0 | 0 | 0 | 529067.1615 | 498883 | 0 | 0 | 0 | 0 | 46646.9912 | 0 | 0 | 0 | 0 | 0 | 0 | 0 | 0 | 0 | 0 | 46646.9912 | 0 | 0 | 0 | 0 | -16462.8297
2016-01-13 18:00 | 0 | 0 | 0 | 0 | 0 | 509140.6298 | 487741 | 0 | 0 | 0 | 0 | 0 | 0 | 0 | 0 | 0 | 68046.621 | 0 | 0 | 0 | 0 | 0 | -46646.9912 | 0 | 0 | 0 | 0 | 68046.621
2016-01-13 19:00 | 0 | 0 | 0 | 0 | 0 | 497632.3898 | 480098 | 0 | 0 | 0 | 0 | 0 | 0 | 0 | 0 | 0 | 85581.0108 | 0 | 0 | 0 | 0 | 0 | 0 | 0 | 0 | 0 | 0 | 17534.3898
2016-01-13 20:00 | 0 | 0 | 0 | 0 | 0 | 510427.0758 | 475714 | 0 | 0 | 0 | 0 | 0 | 0 | 0 | 0 | 0 | 120294.0866 | 0 | 0 | 0 | 0 | 0 | 0 | 0 | 0 | 0 | 0 | 34713.0758
2016-01-13 21:00 | 0 | 0 | 0 | 0 | 0 | 522361.2852 | 479086 | 0 | 0 | 0 | 0 | 0 | 0 | 0 | 0 | 0 | 163569.3717 | 0 | 0 | 0 | 0 | 0 | 0 | 0 | 0 | 0 | 0 | 43275.2852
2016-01-13 22:00 | 0 | 0 | 0 | 0 | 411838.2106 | 449422.8005 | 495539 | 0 | 0 | 0 | 0 | 61870.256 | 0 | 0 | 0 | 0 | 467421.1268 | 0 | 0 | 0 | 0 | 0 | 61870.256 | 0 | 0 | 0 | 0 | 303851.755
2016-01-13 23:00 | 0 | 0 | 0 | 0 | 0 | 158574.9382 | 515312 | 0 | 0 | 0 | 0 | 0 | 0 | 0 | 0 | 0 | 172554.321 | 0 | 0 | 0 | 0 | 0 | -61870.256 | 0 | 0 | 0 | 0 | -294866.8058
2016-01-14 | 0 | 0 | 0 | 0 | 887921.4168 | 3531.5943 | 525731 | 0 | 0 | 0 | 0 | 61870.256 | 0 | 0 | 0 | 0 | 476406.0761 | 0 | 0 | 0 | 0 | 0 | 61870.256 | 0 | 0 | 0 | 0 | 303851.755
2016-01-14 01:00 | 0 | 0 | 0 | 0 | 160065.9889 | 0 | 525788 | 0 | 0 | 0 | 0 | 0 | 0 | 0 | 0 | 0 | 172554.321 | 0 | 0 | 0 | 0 | 0 | -61870.256 | 0 | 0 | 0 | 0 | -303851.755
2016-01-14 02:00 | 0 | 0 | 0 | 0 | 345666.679 | 0 | 518221 | 0 | 0 | 0 | 0 | 0 | 0 | 0 | 0 | 0 | 0 | 0 | 0 | 0 | 0 | 0 | 0 | 0 | 0 | 0 | 0 | -172554.321
2016-01-14 03:00 | 0 | 0 | 0 | 0 | 499085 | 0 | 499085 | 0 | 0 | 0 | 0 | 0 | 0 | 0 | 0 | 0 | 0 | 0 | 0 | 0 | 0 | 0 | 0 | 0 | 0 | 0 | 0 | 0
2016-01-14 04:00 | 0 | 0 | 0 | 0 | 476059 | 0 | 476059 | 0 | 0 | 0 | 0 | 0 | 0 | 0 | 0 | 0 | 0 | 0 | 0 | 0 | 0 | 0 | 0 | 0 | 0 | 0 | 0 | 0
2016-01-14 05:00 | 0 | 0 | 0 | 0 | 455967 | 0 | 455967 | 0 | 0 | 0 | 0 | 0 | 0 | 0 | 0 | 0 | 0 | 0 | 0 | 0 | 0 | 0 | 0 | 0 | 0 | 0 | 0 | 0
2016-01-14 06:00 | 0 | 0 | 0 | 0 | 443426 | 0 | 443426 | 0 | 0 | 0 | 0 | 0 | 0 | 0 | 0 | 0 | 0 | 0 | 0 | 0 | 0 | 0 | 0 | 0 | 0 | 0 | 0 | 0
2016-01-14 07:00 | 0 | 0 | 0 | 0 | 434625 | 0 | 434625 | 0 | 0 | 0 | 0 | 0 | 0 | 0 | 0 | 0 | 0 | 0 | 0 | 0 | 0 | 0 | 0 | 0 | 0 | 0 | 0 | 0
2016-01-14 08:00 | 0 | 0 | 0 | 0 | 430323 | 0 | 430323 | 0 | 0 | 0 | 0 | 0 | 0 | 0 | 0 | 0 | 0 | 0 | 0 | 0 | 0 | 0 | 0 | 0 | 0 | 0 | 0 | 0
2016-01-14 09:00 | 0 | 0 | 0 | 0 | 433882 | 0 | 433882 | 0 | 0 | 0 | 0 | 0 | 0 | 0 | 0 | 0 | 0 | 0 | 0 | 0 | 0 | 0 | 0 | 0 | 0 | 0 | 0 | 0
2016-01-14 10:00 | 0 | 0 | 0 | 0 | 449048 | 0 | 449048 | 0 | 0 | 0 | 0 | 0 | 0 | 0 | 0 | 0 | 0 | 0 | 0 | 0 | 0 | 0 | 0 | 0 | 0 | 0 | 0 | 0
2016-01-14 11:00 | 0 | 0 | 0 | 0 | 482678 | 0 | 482678 | 0 | 0 | 0 | 0 | 0 | 0 | 0 | 0 | 0 | 0 | 0 | 0 | 0 | 0 | 0 | 0 | 0 | 0 | 0 | 0 | 0
2016-01-14 12:00 | 0 | 0 | 0 | 0 | 511825 | 0 | 511825 | 0 | 0 | 0 | 0 | 0 | 0 | 0 | 0 | 0 | 0 | 0 | 0 | 0 | 0 | 0 | 0 | 0 | 0 | 0 | 0 | 0
2016-01-14 13:00 | 0 | 0 | 0 | 0 | 518934 | 0 | 518934 | 0 | 0 | 0 | 0 | 0 | 0 | 0 | 0 | 0 | 0 | 0 | 0 | 0 | 0 | 0 | 0 | 0 | 0 | 0 | 0 | 0
2016-01-14 14:00 | 0 | 0 | 0 | 0 | 392416.9902 | 118748.0098 | 511165 | 0 | 0 | 0 | 0 | 0 | 0 | 0 | 0 | 0 | 0 | 0 | 0 | 0 | 0 | 0 | 0 | 0 | 0 | 0 | 0 | 0
2016-01-14 15:00 | 0 | 0 | 0 | 0 | 61360.2761 | 438413.7239 | 499774 | 0 | 0 | 0 | 0 | 0 | 0 | 0 | 0 | 0 | 0 | 0 | 0 | 0 | 0 | 0 | 0 | 0 | 0 | 0 | 0 | 0
2016-01-14 16:00 | 0 | 0 | 0 | 0 | 0 | 533506.9874 | 485758 | 0 | 0 | 0 | 0 | 47748.9874 | 0 | 0 | 0 | 0 | 0 | 0 | 0 | 0 | 0 | 0 | 47748.9874 | 0 | 0 | 0 | 0 | 0
2016-01-14 17:00 | 0 | 0 | 0 | 0 | 0 | 549830.5057 | 471708 | 0 | 0 | 0 | 0 | 0 | 0 | 0 | 0 | 0 | 125871.4931 | 0 | 0 | 0 | 0 | 0 | -47748.9874 | 0 | 0 | 0 | 0 | 125871.4931
2016-01-14 18:00 | 0 | 0 | 0 | 0 | 0 | 528812.5644 | 461997 | 0 | 0 | 0 | 0 | 61870.256 | 0 | 0 | 0 | 0 | 130816.8015 | 0 | 0 | 0 | 0 | 0 | 61870.256 | 0 | 0 | 0 | 0 | 4945.3083
2016-01-14 19:00 | 0 | 0 | 0 | 0 | 0 | 511132.0415 | 454127 | 0 | 0 | 0 | 0 | 61870.256 | 0 | 0 | 0 | 0 | 187821.843 | 0 | 0 | 0 | 0 | 0 | 0 | 0 | 0 | 0 | 0 | 57005.0415
2016-01-14 20:00 | 0 | 0 | 0 | 0 | 0 | 518173.5882 | 449692 | 0 | 0 | 0 | 0 | 61870.256 | 0 | 0 | 0 | 0 | 256303.4312 | 0 | 0 | 0 | 0 | 0 | 0 | 0 | 0 | 0 | 0 | 68481.5882
2016-01-14 21:00 | 0 | 0 | 0 | 0 | 0 | 528039.4391 | 451533 | 0 | 0 | 0 | 0 | 61870.256 | 0 | 0 | 0 | 0 | 332809.8704 | 0 | 0 | 0 | 0 | 0 | 0 | 0 | 0 | 0 | 0 | 76506.4391
2016-01-14 22:00 | 0 | 0 | 0 | 0 | 0 | 460130.311 | 463636 | 0 | 0 | 0 | 0 | 0 | 0 | 0 | 0 | 0 | 391174.4374 | 0 | 0 | 0 | 0 | 0 | -61870.256 | 0 | 0 | 0 | 0 | 58364.567
2016-01-14 23:00 | 0 | 0 | 0 | 0 | 217131.5996 | 177531.718 | 481986 | 0 | 0 | 0 | 0 | 0 | 0 | 0 | 0 | 0 | 303851.755 | 0 | 0 | 0 | 0 | 0 | 0 | 0 | 0 | 0 | 0 | -87322.6824
2016-01-15 | 0 | 0 | 0 | 0 | 854369.1371 | 2423.8739 | 491071 | 0 | 0 | 0 | 0 | 61870.256 | 0 | 0 | 0 | 0 | 607703.5101 | 0 | 0 | 0 | 0 | 0 | 61870.256 | 0 | 0 | 0 | 0 | 303851.755
2016-01-15 01:00 | 0 | 0 | 0 | 0 | 125241.9889 | 0 | 490964 | 0 | 0 | 0 | 0 | 0 | 0 | 0 | 0 | 0 | 303851.755 | 0 | 0 | 0 | 0 | 0 | -61870.256 | 0 | 0 | 0 | 0 | -303851.755
2016-01-15 02:00 | 0 | 0 | 0 | 0 | 178407.245 | 0 | 482259 | 0 | 0 | 0 | 0 | 0 | 0 | 0 | 0 | 0 | 0 | 0 | 0 | 0 | 0 | 0 | 0 | 0 | 0 | 0 | 0 | -303851.755
2016-01-15 03:00 | 0 | 0 | 0 | 0 | 462693 | 0 | 462693 | 0 | 0 | 0 | 0 | 0 | 0 | 0 | 0 | 0 | 0 | 0 | 0 | 0 | 0 | 0 | 0 | 0 | 0 | 0 | 0 | 0
2016-01-15 04:00 | 0 | 0 | 0 | 0 | 440735 | 0 | 440735 | 0 | 0 | 0 | 0 | 0 | 0 | 0 | 0 | 0 | 0 | 0 | 0 | 0 | 0 | 0 | 0 | 0 | 0 | 0 | 0 | 0
2016-01-15 05:00 | 0 | 0 | 0 | 0 | 420298 | 0 | 420298 | 0 | 0 | 0 | 0 | 0 | 0 | 0 | 0 | 0 | 0 | 0 | 0 | 0 | 0 | 0 | 0 | 0 | 0 | 0 | 0 | 0
2016-01-15 06:00 | 0 | 0 | 0 | 0 | 406086 | 0 | 406086 | 0 | 0 | 0 | 0 | 0 | 0 | 0 | 0 | 0 | 0 | 0 | 0 | 0 | 0 | 0 | 0 | 0 | 0 | 0 | 0 | 0
2016-01-15 07:00 | 0 | 0 | 0 | 0 | 397042 | 0 | 397042 | 0 | 0 | 0 | 0 | 0 | 0 | 0 | 0 | 0 | 0 | 0 | 0 | 0 | 0 | 0 | 0 | 0 | 0 | 0 | 0 | 0
2016-01-15 08:00 | 0 | 0 | 0 | 0 | 392675 | 0 | 392675 | 0 | 0 | 0 | 0 | 0 | 0 | 0 | 0 | 0 | 0 | 0 | 0 | 0 | 0 | 0 | 0 | 0 | 0 | 0 | 0 | 0
2016-01-15 09:00 | 0 | 0 | 0 | 0 | 394761 | 0 | 394761 | 0 | 0 | 0 | 0 | 0 | 0 | 0 | 0 | 0 | 0 | 0 | 0 | 0 | 0 | 0 | 0 | 0 | 0 | 0 | 0 | 0
2016-01-15 10:00 | 0 | 0 | 0 | 0 | 407359 | 0 | 407359 | 0 | 0 | 0 | 0 | 0 | 0 | 0 | 0 | 0 | 0 | 0 | 0 | 0 | 0 | 0 | 0 | 0 | 0 | 0 | 0 | 0
2016-01-15 11:00 | 0 | 0 | 0 | 0 | 436666 | 0 | 436666 | 0 | 0 | 0 | 0 | 0 | 0 | 0 | 0 | 0 | 0 | 0 | 0 | 0 | 0 | 0 | 0 | 0 | 0 | 0 | 0 | 0
2016-01-15 12:00 | 0 | 0 | 0 | 0 | 466185 | 0 | 466185 | 0 | 0 | 0 | 0 | 0 | 0 | 0 | 0 | 0 | 0 | 0 | 0 | 0 | 0 | 0 | 0 | 0 | 0 | 0 | 0 | 0
2016-01-15 13:00 | 0 | 0 | 0 | 0 | 477549.6984 | 2.3016 | 477552 | 0 | 0 | 0 | 0 | 0 | 0 | 0 | 0 | 0 | 0 | 0 | 0 | 0 | 0 | 0 | 0 | 0 | 0 | 0 | 0 | 0
2016-01-15 14:00 | 0 | 0 | 0 | 0 | 352698.6409 | 127541.3591 | 480240 | 0 | 0 | 0 | 0 | 0 | 0 | 0 | 0 | 0 | 0 | 0 | 0 | 0 | 0 | 0 | 0 | 0 | 0 | 0 | 0 | 0
2016-01-15 15:00 | 0 | 0 | 0 | 0 | 176468.9807 | 305057.0193 | 481526 | 0 | 0 | 0 | 0 | 0 | 0 | 0 | 0 | 0 | 0 | 0 | 0 | 0 | 0 | 0 | 0 | 0 | 0 | 0 | 0 | 0
2016-01-15 16:00 | 0 | 0 | 0 | 0 | 67326.2656 | 409917.7344 | 477244 | 0 | 0 | 0 | 0 | 0 | 0 | 0 | 0 | 0 | 0 | 0 | 0 | 0 | 0 | 0 | 0 | 0 | 0 | 0 | 0 | 0
2016-01-15 17:00 | 0 | 0 | 0 | 0 | 31794.7531 | 438740.2469 | 470535 | 0 | 0 | 0 | 0 | 0 | 0 | 0 | 0 | 0 | 0 | 0 | 0 | 0 | 0 | 0 | 0 | 0 | 0 | 0 | 0 | 0
2016-01-15 18:00 | 0 | 0 | 0 | 0 | 31555.4787 | 433253.5213 | 464809 | 0 | 0 | 0 | 0 | 0 | 0 | 0 | 0 | 0 | 0 | 0 | 0 | 0 | 0 | 0 | 0 | 0 | 0 | 0 | 0 | 0
2016-01-15 19:00 | 0 | 0 | 0 | 0 | 31252.2514 | 428053.7486 | 459306 | 0 | 0 | 0 | 0 | 0 | 0 | 0 | 0 | 0 | 0 | 0 | 0 | 0 | 0 | 0 | 0 | 0 | 0 | 0 | 0 | 0
2016-01-15 20:00 | 0 | 0 | 0 | 0 | 31603.9384 | 424034.0616 | 455638 | 0 | 0 | 0 | 0 | 0 | 0 | 0 | 0 | 0 | 0 | 0 | 0 | 0 | 0 | 0 | 0 | 0 | 0 | 0 | 0 | 0
2016-01-15 21:00 | 0 | 0 | 0 | 0 | 43954.0717 | 412956.9283 | 456911 | 0 | 0 | 0 | 0 | 0 | 0 | 0 | 0 | 0 | 0 | 0 | 0 | 0 | 0 | 0 | 0 | 0 | 0 | 0 | 0 | 0
2016-01-15 22:00 | 0 | 0 | 0 | 0 | 112681.9791 | 363845.8085 | 464155 | 0 | 0 | 0 | 0 | 0 | 0 | 0 | 0 | 0 | 12372.7876 | 0 | 0 | 0 | 0 | 0 | 0 | 0 | 0 | 0 | 0 | 12372.7876
2016-01-15 23:00 | 0 | 0 | 0 | 0 | 515037.4939 | 173364.201 | 471864 | 0 | 0 | 0 | 0 | 61870.256 | 0 | 0 | 0 | 0 | 167040.2264 | 0 | 0 | 0 | 0 | 0 | 61870.256 | 0 | 0 | 0 | 0 | 154667.4388
2016-01-16 | 0 | 0 | 0 | 0 | 543159.9325 | 5299.3401 | 473518 | 0 | 0 | 0 | 0 | 0 | 0 | 0 | 0 | 0 | 303851.755 | 0 | 0 | 0 | 0 | 0 | -61870.256 | 0 | 0 | 0 | 0 | 136811.5286
2016-01-16 01:00 | 0 | 0 | 0 | 0 | 166138.245 | 0 | 469990 | 0 | 0 | 0 | 0 | 0 | 0 | 0 | 0 | 0 | 0 | 0 | 0 | 0 | 0 | 0 | 0 | 0 | 0 | 0 | 0 | -303851.755
2016-01-16 02:00 | 0 | 0 | 0 | 0 | 462067 | 0 | 462067 | 0 | 0 | 0 | 0 | 0 | 0 | 0 | 0 | 0 | 0 | 0 | 0 | 0 | 0 | 0 | 0 | 0 | 0 | 0 | 0 | 0
2016-01-16 03:00 | 0 | 0 | 0 | 0 | 446898 | 0 | 446898 | 0 | 0 | 0 | 0 | 0 | 0 | 0 | 0 | 0 | 0 | 0 | 0 | 0 | 0 | 0 | 0 | 0 | 0 | 0 | 0 | 0
2016-01-16 04:00 | 0 | 0 | 0 | 0 | 429098 | 0 | 429098 | 0 | 0 | 0 | 0 | 0 | 0 | 0 | 0 | 0 | 0 | 0 | 0 | 0 | 0 | 0 | 0 | 0 | 0 | 0 | 0 | 0
2016-01-16 05:00 | 0 | 0 | 0 | 0 | 411200 | 0 | 411200 | 0 | 0 | 0 | 0 | 0 | 0 | 0 | 0 | 0 | 0 | 0 | 0 | 0 | 0 | 0 | 0 | 0 | 0 | 0 | 0 | 0
2016-01-16 06:00 | 0 | 0 | 0 | 0 | 397507 | 0 | 397507 | 0 | 0 | 0 | 0 | 0 | 0 | 0 | 0 | 0 | 0 | 0 | 0 | 0 | 0 | 0 | 0 | 0 | 0 | 0 | 0 | 0
2016-01-16 07:00 | 0 | 0 | 0 | 0 | 388116 | 0 | 388116 | 0 | 0 | 0 | 0 | 0 | 0 | 0 | 0 | 0 | 0 | 0 | 0 | 0 | 0 | 0 | 0 | 0 | 0 | 0 | 0 | 0
2016-01-16 08:00 | 0 | 0 | 0 | 0 | 383335 | 0 | 383335 | 0 | 0 | 0 | 0 | 0 | 0 | 0 | 0 | 0 | 0 | 0 | 0 | 0 | 0 | 0 | 0 | 0 | 0 | 0 | 0 | 0
2016-01-16 09:00 | 0 | 0 | 0 | 0 | 382836 | 0 | 382836 | 0 | 0 | 0 | 0 | 0 | 0 | 0 | 0 | 0 | 0 | 0 | 0 | 0 | 0 | 0 | 0 | 0 | 0 | 0 | 0 | 0
2016-01-16 10:00 | 0 | 0 | 0 | 0 | 388193 | 0 | 388193 | 0 | 0 | 0 | 0 | 0 | 0 | 0 | 0 | 0 | 0 | 0 | 0 | 0 | 0 | 0 | 0 | 0 | 0 | 0 | 0 | 0
2016-01-16 11:00 | 0 | 0 | 0 | 0 | 398613 | 0 | 398613 | 0 | 0 | 0 | 0 | 0 | 0 | 0 | 0 | 0 | 0 | 0 | 0 | 0 | 0 | 0 | 0 | 0 | 0 | 0 | 0 | 0
2016-01-16 12:00 | 0 | 0 | 0 | 0 | 414957 | 0 | 414957 | 0 | 0 | 0 | 0 | 0 | 0 | 0 | 0 | 0 | 0 | 0 | 0 | 0 | 0 | 0 | 0 | 0 | 0 | 0 | 0 | 0
2016-01-16 13:00 | 0 | 0 | 0 | 0 | 431737 | 0 | 431737 | 0 | 0 | 0 | 0 | 0 | 0 | 0 | 0 | 0 | 0 | 0 | 0 | 0 | 0 | 0 | 0 | 0 | 0 | 0 | 0 | 0
2016-01-16 14:00 | 0 | 0 | 0 | 0 | 393698.6136 | 51337.3864 | 445036 | 0 | 0 | 0 | 0 | 0 | 0 | 0 | 0 | 0 | 0 | 0 | 0 | 0 | 0 | 0 | 0 | 0 | 0 | 0 | 0 | 0
2016-01-16 15:00 | 0 | 0 | 0 | 0 | 109433.0533 | 341333.9467 | 450767 | 0 | 0 | 0 | 0 | 0 | 0 | 0 | 0 | 0 | 0 | 0 | 0 | 0 | 0 | 0 | 0 | 0 | 0 | 0 | 0 | 0
2016-01-16 16:00 | 0 | 0 | 0 | 0 | 17883.9585 | 431712.0415 | 449596 | 0 | 0 | 0 | 0 | 0 | 0 | 0 | 0 | 0 | 0 | 0 | 0 | 0 | 0 | 0 | 0 | 0 | 0 | 0 | 0 | 0
2016-01-16 17:00 | 0 | 0 | 0 | 0 | 0 | 449712.3416 | 445176 | 0 | 0 | 0 | 0 | 4536.3416 | 0 | 0 | 0 | 0 | 0 | 0 | 0 | 0 | 0 | 0 | 4536.3416 | 0 | 0 | 0 | 0 | 0
2016-01-16 18:00 | 0 | 0 | 0 | 0 | 0 | 438835.5822 | 438693 | 0 | 0 | 0 | 0 | 0 | 0 | 0 | 0 | 0 | 4678.9238 | 0 | 0 | 0 | 0 | 0 | -4536.3416 | 0 | 0 | 0 | 0 | 4678.9238
2016-01-16 19:00 | 0 | 0 | 0 | 0 | 0 | 433636.8657 | 433491 | 0 | 0 | 0 | 0 | 0 | 0 | 0 | 0 | 0 | 4824.7895 | 0 | 0 | 0 | 0 | 0 | 0 | 0 | 0 | 0 | 0 | 145.8657
2016-01-16 20:00 | 0 | 0 | 0 | 0 | 0 | 435389.6991 | 430588 | 0 | 0 | 0 | 0 | 9626.4886 | 0 | 0 | 0 | 0 | 0 | 0 | 0 | 0 | 0 | 0 | 9626.4886 | 0 | 0 | 0 | 0 | -4824.7895
2016-01-16 21:00 | 0 | 0 | 0 | 0 | 0 | 431130.0426 | 433541 | 0 | 0 | 0 | 0 | 7215.5312 | 0 | 0 | 0 | 0 | 0 | 0 | 0 | 0 | 0 | 0 | -2410.9574 | 0 | 0 | 0 | 0 | 0
2016-01-16 22:00 | 0 | 0 | 0 | 0 | 79445.3321 | 358149.1367 | 444810 | 0 | 0 | 0 | 0 | 0 | 0 | 0 | 0 | 0 | 0 | 0 | 0 | 0 | 0 | 0 | -7215.5312 | 0 | 0 | 0 | 0 | 0
2016-01-16 23:00 | 0 | 0 | 0 | 0 | 471695.2241 | 125018.6665 | 460141 | 0 | 0 | 0 | 0 | 0 | 0 | 0 | 0 | 0 | 136572.8906 | 0 | 0 | 0 | 0 | 0 | 0 | 0 | 0 | 0 | 0 | 136572.8906
2016-01-17 | 0 | 0 | 0 | 0 | 466561.4554 | 3353.1315 | 466002 | 0 | 0 | 0 | 0 | 0 | 0 | 0 | 0 | 0 | 140485.4775 | 0 | 0 | 0 | 0 | 0 | 0 | 0 | 0 | 0 | 0 | 3912.5869
2016-01-17 01:00 | 0 | 0 | 0 | 0 | 325716.5225 | 0 | 466202 | 0 | 0 | 0 | 0 | 0 | 0 | 0 | 0 | 0 | 0 | 0 | 0 | 0 | 0 | 0 | 0 | 0 | 0 | 0 | 0 | -140485.4775
2016-01-17 02:00 | 0 | 0 | 0 | 0 | 461031 | 0 | 461031 | 0 | 0 | 0 | 0 | 0 | 0 | 0 | 0 | 0 | 0 | 0 | 0 | 0 | 0 | 0 | 0 | 0 | 0 | 0 | 0 | 0
2016-01-17 03:00 | 0 | 0 | 0 | 0 | 449651 | 0 | 449651 | 0 | 0 | 0 | 0 | 0 | 0 | 0 | 0 | 0 | 0 | 0 | 0 | 0 | 0 | 0 | 0 | 0 | 0 | 0 | 0 | 0
2016-01-17 04:00 | 0 | 0 | 0 | 0 | 433925 | 0 | 433925 | 0 | 0 | 0 | 0 | 0 | 0 | 0 | 0 | 0 | 0 | 0 | 0 | 0 | 0 | 0 | 0 | 0 | 0 | 0 | 0 | 0
2016-01-17 05:00 | 0 | 0 | 0 | 0 | 420780 | 0 | 420780 | 0 | 0 | 0 | 0 | 0 | 0 | 0 | 0 | 0 | 0 | 0 | 0 | 0 | 0 | 0 | 0 | 0 | 0 | 0 | 0 | 0
2016-01-17 06:00 | 0 | 0 | 0 | 0 | 409148 | 0 | 409148 | 0 | 0 | 0 | 0 | 0 | 0 | 0 | 0 | 0 | 0 | 0 | 0 | 0 | 0 | 0 | 0 | 0 | 0 | 0 | 0 | 0
2016-01-17 07:00 | 0 | 0 | 0 | 0 | 400726 | 0 | 400726 | 0 | 0 | 0 | 0 | 0 | 0 | 0 | 0 | 0 | 0 | 0 | 0 | 0 | 0 | 0 | 0 | 0 | 0 | 0 | 0 | 0
2016-01-17 08:00 | 0 | 0 | 0 | 0 | 397107 | 0 | 397107 | 0 | 0 | 0 | 0 | 0 | 0 | 0 | 0 | 0 | 0 | 0 | 0 | 0 | 0 | 0 | 0 | 0 | 0 | 0 | 0 | 0
2016-01-17 09:00 | 0 | 0 | 0 | 0 | 396995 | 0 | 396995 | 0 | 0 | 0 | 0 | 0 | 0 | 0 | 0 | 0 | 0 | 0 | 0 | 0 | 0 | 0 | 0 | 0 | 0 | 0 | 0 | 0
2016-01-17 10:00 | 0 | 0 | 0 | 0 | 401148 | 0 | 401148 | 0 | 0 | 0 | 0 | 0 | 0 | 0 | 0 | 0 | 0 | 0 | 0 | 0 | 0 | 0 | 0 | 0 | 0 | 0 | 0 | 0
2016-01-17 11:00 | 0 | 0 | 0 | 0 | 411144 | 0 | 411144 | 0 | 0 | 0 | 0 | 0 | 0 | 0 | 0 | 0 | 0 | 0 | 0 | 0 | 0 | 0 | 0 | 0 | 0 | 0 | 0 | 0
2016-01-17 12:00 | 0 | 0 | 0 | 0 | 426593 | 0 | 426593 | 0 | 0 | 0 | 0 | 0 | 0 | 0 | 0 | 0 | 0 | 0 | 0 | 0 | 0 | 0 | 0 | 0 | 0 | 0 | 0 | 0
2016-01-17 13:00 | 0 | 0 | 0 | 0 | 444513.6249 | 3.3751 | 444517 | 0 | 0 | 0 | 0 | 0 | 0 | 0 | 0 | 0 | 0 | 0 | 0 | 0 | 0 | 0 | 0 | 0 | 0 | 0 | 0 | 0
2016-01-17 14:00 | 0 | 0 | 0 | 0 | 414132.2754 | 44799.7246 | 458932 | 0 | 0 | 0 | 0 | 0 | 0 | 0 | 0 | 0 | 0 | 0 | 0 | 0 | 0 | 0 | 0 | 0 | 0 | 0 | 0 | 0
2016-01-17 15:00 | 0 | 0 | 0 | 0 | 136275.9834 | 327969.0166 | 464245 | 0 | 0 | 0 | 0 | 0 | 0 | 0 | 0 | 0 | 0 | 0 | 0 | 0 | 0 | 0 | 0 | 0 | 0 | 0 | 0 | 0
2016-01-17 16:00 | 0 | 0 | 0 | 0 | 0 | 463496.5109 | 462424 | 0 | 0 | 0 | 0 | 0 | 0 | 0 | 0 | 0 | 1072.5109 | 0 | 0 | 0 | 0 | 0 | 0 | 0 | 0 | 0 | 0 | 1072.5109
2016-01-17 17:00 | 0 | 0 | 0 | 0 | 31192.643 | 495351.1321 | 459077 | 0 | 0 | 0 | 0 | 61870.256 | 0 | 0 | 0 | 0 | 6669.03 | 0 | 0 | 0 | 0 | 0 | 61870.256 | 0 | 0 | 0 | 0 | 5596.5192
2016-01-17 18:00 | 0 | 0 | 0 | 0 | 222635.8872 | 473442.6118 | 454097 | 0 | 0 | 0 | 0 | 0 | 0 | 0 | 0 | 0 | 310520.7851 | 0 | 0 | 0 | 0 | 0 | -61870.256 | 0 | 0 | 0 | 0 | 303851.755
2016-01-17 19:00 | 0 | 0 | 0 | 0 | 286272.722 | 466518.033 | 448939 | 0 | 0 | 0 | 0 | 0 | 0 | 0 | 0 | 0 | 614372.5401 | 0 | 0 | 0 | 0 | 0 | 0 | 0 | 0 | 0 | 0 | 303851.755
2016-01-17 20:00 | 0 | 0 | 0 | 0 | 265769.4042 | 483452.3508 | 445370 | 0 | 0 | 0 | 0 | 0 | 0 | 0 | 0 | 0 | 918224.2951 | 0 | 0 | 0 | 0 | 0 | 0 | 0 | 0 | 0 | 0 | 303851.755
2016-01-17 21:00 | 0 | 0 | 0 | 0 | 298193.3592 | 500186.5394 | 448873 | 0 | 0 | 0 | 0 | 45655.1436 | 0 | 0 | 0 | 0 | 1222076.0502 | 0 | 0 | 0 | 0 | 0 | 45655.1436 | 0 | 0 | 0 | 0 | 303851.755
2016-01-17 22:00 | 0 | 0 | 0 | 0 | 331584.3494 | 452570.5181 | 464088 | 0 | 0 | 0 | 0 | 61870.256 | 0 | 0 | 0 | 0 | 1525927.8052 | 0 | 0 | 0 | 0 | 0 | 16215.1125 | 0 | 0 | 0 | 0 | 303851.755
2016-01-17 23:00 | 0 | 0 | 0 | 0 | 388641.9335 | 157952.5969 | 485734 | 0 | 0 | 0 | 0 | 0 | 0 | 0 | 0 | 0 | 1648658.5916 | 0 | 0 | 0 | 0 | 0 | -61870.256 | 0 | 0 | 0 | 0 | 122730.7864
2016-01-18 | 0 | 0 | 0 | 0 | 426948.0523 | 4581.5252 | 496055 | 0 | 0 | 0 | 0 | 0 | 0 | 0 | 0 | 0 | 1584133.1691 | 0 | 0 | 0 | 0 | 0 | 0 | 0 | 0 | 0 | 0 | -64525.4225
2016-01-18 01:00 | 0 | 0 | 0 | 0 | 428184.2101 | 0 | 499903 | 0 | 0 | 0 | 0 | 0 | 0 | 0 | 0 | 0 | 1512414.3793 | 0 | 0 | 0 | 0 | 0 | 0 | 0 | 0 | 0 | 0 | -71718.7899
2016-01-18 02:00 | 0 | 0 | 0 | 0 | 421047.0708 | 0 | 495273 | 0 | 0 | 0 | 0 | 61870.256 | 0 | 0 | 0 | 0 | 1376318.194 | 0 | 0 | 0 | 0 | 0 | 61870.256 | 0 | 0 | 0 | 0 | -136096.1853
2016-01-18 03:00 | 0 | 0 | 0 | 0 | 406134.8364 | 0 | 485022 | 0 | 0 | 0 | 0 | 0 | 0 | 0 | 0 | 0 | 1359301.2864 | 0 | 0 | 0 | 0 | 0 | -61870.256 | 0 | 0 | 0 | 0 | -17016.9076
2016-01-18 04:00 | 0 | 0 | 0 | 0 | 389948.8007 | 0 | 469740 | 0 | 0 | 0 | 0 | 0 | 0 | 0 | 0 | 0 | 1279510.0871 | 0 | 0 | 0 | 0 | 0 | 0 | 0 | 0 | 0 | 0 | -79791.1993
2016-01-18 05:00 | 0 | 0 | 0 | 0 | 381241.9546 | 0 | 455921 | 0 | 0 | 0 | 0 | 61870.256 | 0 | 0 | 0 | 0 | 1142960.7857 | 0 | 0 | 0 | 0 | 0 | 61870.256 | 0 | 0 | 0 | 0 | -136549.3014
2016-01-18 06:00 | 0 | 0 | 0 | 0 | 374922.3991 | 0 | 448386 | 0 | 0 | 0 | 0 | 0 | 0 | 0 | 0 | 0 | 1131367.4408 | 0 | 0 | 0 | 0 | 0 | -61870.256 | 0 | 0 | 0 | 0 | -11593.3449
2016-01-18 07:00 | 0 | 0 | 0 | 0 | 365299.1976 | 0 | 444095 | 0 | 0 | 0 | 0 | 61870.256 | 0 | 0 | 0 | 0 | 990701.3824 | 0 | 0 | 0 | 0 | 0 | 61870.256 | 0 | 0 | 0 | 0 | -140666.0585
2016-01-18 08:00 | 0 | 0 | 0 | 0 | 356806.5788 | 0 | 444476 | 0 | 0 | 0 | 0 | 0 | 0 | 0 | 0 | 0 | 964902.2172 | 0 | 0 | 0 | 0 | 0 | -61870.256 | 0 | 0 | 0 | 0 | -25799.1651
2016-01-18 09:00 | 0 | 0 | 0 | 0 | 343819.9027 | 0 | 451294 | 0 | 0 | 0 | 0 | 61870.256 | 0 | 0 | 0 | 0 | 795557.8639 | 0 | 0 | 0 | 0 | 0 | 61870.256 | 0 | 0 | 0 | 0 | -169344.3533
2016-01-18 10:00 | 0 | 0 | 0 | 0 | 335446.303 | 0 | 467139 | 0 | 0 | 0 | 0 | 0 | 0 | 0 | 0 | 0 | 725735.423 | 0 | 0 | 0 | 0 | 0 | -61870.256 | 0 | 0 | 0 | 0 | -69822.441
2016-01-18 11:00 | 0 | 0 | 0 | 0 | 331367.7957 | 0 | 494557 | 0 | 0 | 0 | 0 | 0 | 0 | 0 | 0 | 0 | 562546.2186 | 0 | 0 | 0 | 0 | 0 | 0 | 0 | 0 | 0 | 0 | -163189.2043
2016-01-18 12:00 | 0 | 0 | 0 | 0 | 330249.384 | 0 | 523689 | 0 | 0 | 0 | 0 | 0 | 0 | 0 | 0 | 0 | 369106.6026 | 0 | 0 | 0 | 0 | 0 | 0 | 0 | 0 | 0 | 0 | -193439.616
2016-01-18 13:00 | 0 | 0 | 0 | 0 | 335514.8413 | 4.576 | 540845 | 0 | 0 | 0 | 0 | 0 | 0 | 0 | 0 | 0 | 163781.0198 | 0 | 0 | 0 | 0 | 0 | 0 | 0 | 0 | 0 | 0 | -205325.5827
2016-01-18 14:00 | 0 | 0 | 0 | 0 | 313183.3681 | 68021.6121 | 544986 | 0 | 0 | 0 | 0 | 0 | 0 | 0 | 0 | 0 | 0 | 0 | 0 | 0 | 0 | 0 | 0 | 0 | 0 | 0 | 0 | -163781.0198
2016-01-18 15:00 | 0 | 0 | 0 | 0 | 241416.7241 | 301878.2759 | 543295 | 0 | 0 | 0 | 0 | 0 | 0 | 0 | 0 | 0 | 0 | 0 | 0 | 0 | 0 | 0 | 0 | 0 | 0 | 0 | 0 | 0
2016-01-18 16:00 | 0 | 0 | 0 | 0 | 135081.7227 | 401600.2773 | 536682 | 0 | 0 | 0 | 0 | 0 | 0 | 0 | 0 | 0 | 0 | 0 | 0 | 0 | 0 | 0 | 0 | 0 | 0 | 0 | 0 | 0
2016-01-18 17:00 | 0 | 0 | 0 | 0 | 93169.2881 | 434301.7119 | 527471 | 0 | 0 | 0 | 0 | 0 | 0 | 0 | 0 | 0 | 0 | 0 | 0 | 0 | 0 | 0 | 0 | 0 | 0 | 0 | 0 | 0
2016-01-18 18:00 | 0 | 0 | 0 | 0 | 81513.0846 | 436110.9154 | 517624 | 0 | 0 | 0 | 0 | 0 | 0 | 0 | 0 | 0 | 0 | 0 | 0 | 0 | 0 | 0 | 0 | 0 | 0 | 0 | 0 | 0
2016-01-18 19:00 | 0 | 0 | 0 | 0 | 75142.3304 | 434503.6696 | 509646 | 0 | 0 | 0 | 0 | 0 | 0 | 0 | 0 | 0 | 0 | 0 | 0 | 0 | 0 | 0 | 0 | 0 | 0 | 0 | 0 | 0
2016-01-18 20:00 | 0 | 0 | 0 | 0 | 65270.9137 | 439277.0863 | 504548 | 0 | 0 | 0 | 0 | 0 | 0 | 0 | 0 | 0 | 0 | 0 | 0 | 0 | 0 | 0 | 0 | 0 | 0 | 0 | 0 | 0
2016-01-18 21:00 | 0 | 0 | 0 | 0 | 75819.6447 | 431754.3553 | 507574 | 0 | 0 | 0 | 0 | 0 | 0 | 0 | 0 | 0 | 0 | 0 | 0 | 0 | 0 | 0 | 0 | 0 | 0 | 0 | 0 | 0
2016-01-18 22:00 | 0 | 0 | 0 | 0 | 168308.4421 | 357945.5579 | 526254 | 0 | 0 | 0 | 0 | 0 | 0 | 0 | 0 | 0 | 0 | 0 | 0 | 0 | 0 | 0 | 0 | 0 | 0 | 0 | 0 | 0
2016-01-18 23:00 | 0 | 0 | 0 | 0 | 397695.0084 | 151797.7073 | 549477 | 0 | 0 | 0 | 0 | 0 | 0 | 0 | 0 | 0 | 15.7157 | 0 | 0 | 0 | 0 | 0 | 0 | 0 | 0 | 0 | 0 | 15.7157
2016-01-19 | 0 | 0 | 0 | 0 | 619592.9119 | 4630.6284 | 562369 | 0 | 0 | 0 | 0 | 61870.256 | 0 | 0 | 0 | 0 | 0 | 0 | 0 | 0 | 0 | 0 | 61870.256 | 0 | 0 | 0 | 0 | -15.7157
2016-01-19 01:00 | 0 | 0 | 0 | 0 | 502087.744 | 0 | 563958 | 0 | 0 | 0 | 0 | 0 | 0 | 0 | 0 | 0 | 0 | 0 | 0 | 0 | 0 | 0 | -61870.256 | 0 | 0 | 0 | 0 | 0
2016-01-19 02:00 | 0 | 0 | 0 | 0 | 556327 | 0 | 556327 | 0 | 0 | 0 | 0 | 0 | 0 | 0 | 0 | 0 | 0 | 0 | 0 | 0 | 0 | 0 | 0 | 0 | 0 | 0 | 0 | 0
2016-01-19 03:00 | 0 | 0 | 0 | 0 | 538055 | 0 | 538055 | 0 | 0 | 0 | 0 | 0 | 0 | 0 | 0 | 0 | 0 | 0 | 0 | 0 | 0 | 0 | 0 | 0 | 0 | 0 | 0 | 0
2016-01-19 04:00 | 0 | 0 | 0 | 0 | 516738 | 0 | 516738 | 0 | 0 | 0 | 0 | 0 | 0 | 0 | 0 | 0 | 0 | 0 | 0 | 0 | 0 | 0 | 0 | 0 | 0 | 0 | 0 | 0
2016-01-19 05:00 | 0 | 0 | 0 | 0 | 501292 | 0 | 501292 | 0 | 0 | 0 | 0 | 0 | 0 | 0 | 0 | 0 | 0 | 0 | 0 | 0 | 0 | 0 | 0 | 0 | 0 | 0 | 0 | 0
2016-01-19 06:00 | 0 | 0 | 0 | 0 | 488827 | 0 | 488827 | 0 | 0 | 0 | 0 | 0 | 0 | 0 | 0 | 0 | 0 | 0 | 0 | 0 | 0 | 0 | 0 | 0 | 0 | 0 | 0 | 0
2016-01-19 07:00 | 0 | 0 | 0 | 0 | 482783 | 0 | 482783 | 0 | 0 | 0 | 0 | 0 | 0 | 0 | 0 | 0 | 0 | 0 | 0 | 0 | 0 | 0 | 0 | 0 | 0 | 0 | 0 | 0
2016-01-19 08:00 | 0 | 0 | 0 | 0 | 481076 | 0 | 481076 | 0 | 0 | 0 | 0 | 0 | 0 | 0 | 0 | 0 | 0 | 0 | 0 | 0 | 0 | 0 | 0 | 0 | 0 | 0 | 0 | 0
2016-01-19 09:00 | 0 | 0 | 0 | 0 | 528927.1922 | 0 | 486092 | 0 | 0 | 0 | 0 | 42835.1922 | 0 | 0 | 0 | 0 | 0 | 0 | 0 | 0 | 0 | 0 | 42835.1922 | 0 | 0 | 0 | 0 | 0
2016-01-19 10:00 | 0 | 0 | 0 | 0 | 534832.1937 | 0 | 502163 | 0 | 0 | 0 | 0 | 0 | 0 | 0 | 0 | 0 | 75504.3859 | 0 | 0 | 0 | 0 | 0 | -42835.1922 | 0 | 0 | 0 | 0 | 75504.3859
2016-01-19 11:00 | 0 | 0 | 0 | 0 | 529770.3807 | 0 | 535457 | 0 | 0 | 0 | 0 | 0 | 0 | 0 | 0 | 0 | 69817.7665 | 0 | 0 | 0 | 0 | 0 | 0 | 0 | 0 | 0 | 0 | -5686.6193
2016-01-19 12:00 | 0 | 0 | 0 | 0 | 531632.1569 | 0 | 566299 | 0 | 0 | 0 | 0 | 0 | 0 | 0 | 0 | 0 | 35150.9235 | 0 | 0 | 0 | 0 | 0 | 0 | 0 | 0 | 0 | 0 | -34666.8431
2016-01-19 13:00 | 0 | 0 | 0 | 0 | 541555.0952 | 0 | 573164 | 0 | 0 | 0 | 0 | 0 | 0 | 0 | 0 | 0 | 3542.0187 | 0 | 0 | 0 | 0 | 0 | 0 | 0 | 0 | 0 | 0 | -31608.9048
2016-01-19 14:00 | 0 | 0 | 0 | 0 | 515350.0884 | 47536.893 | 566429 | 0 | 0 | 0 | 0 | 0 | 0 | 0 | 0 | 0 | 0 | 0 | 0 | 0 | 0 | 0 | 0 | 0 | 0 | 0 | 0 | -3542.0187
2016-01-19 15:00 | 0 | 0 | 0 | 0 | 252950.7243 | 304765.2757 | 557716 | 0 | 0 | 0 | 0 | 0 | 0 | 0 | 0 | 0 | 0 | 0 | 0 | 0 | 0 | 0 | 0 | 0 | 0 | 0 | 0 | 0
2016-01-19 16:00 | 0 | 0 | 0 | 0 | 142824.8115 | 402305.1885 | 545130 | 0 | 0 | 0 | 0 | 0 | 0 | 0 | 0 | 0 | 0 | 0 | 0 | 0 | 0 | 0 | 0 | 0 | 0 | 0 | 0 | 0
2016-01-19 17:00 | 0 | 0 | 0 | 0 | 115703.5961 | 416276.4039 | 531980 | 0 | 0 | 0 | 0 | 0 | 0 | 0 | 0 | 0 | 0 | 0 | 0 | 0 | 0 | 0 | 0 | 0 | 0 | 0 | 0 | 0
2016-01-19 18:00 | 0 | 0 | 0 | 0 | 109111.2463 | 411845.7537 | 520957 | 0 | 0 | 0 | 0 | 0 | 0 | 0 | 0 | 0 | 0 | 0 | 0 | 0 | 0 | 0 | 0 | 0 | 0 | 0 | 0 | 0
2016-01-19 19:00 | 0 | 0 | 0 | 0 | 99509.7424 | 412994.2576 | 512504 | 0 | 0 | 0 | 0 | 0 | 0 | 0 | 0 | 0 | 0 | 0 | 0 | 0 | 0 | 0 | 0 | 0 | 0 | 0 | 0 | 0
2016-01-19 20:00 | 0 | 0 | 0 | 0 | 85597.872 | 422440.128 | 508038 | 0 | 0 | 0 | 0 | 0 | 0 | 0 | 0 | 0 | 0 | 0 | 0 | 0 | 0 | 0 | 0 | 0 | 0 | 0 | 0 | 0
2016-01-19 21:00 | 0 | 0 | 0 | 0 | 90659.6186 | 420690.3814 | 511350 | 0 | 0 | 0 | 0 | 0 | 0 | 0 | 0 | 0 | 0 | 0 | 0 | 0 | 0 | 0 | 0 | 0 | 0 | 0 | 0 | 0
2016-01-19 22:00 | 0 | 0 | 0 | 0 | 330902.1411 | 340588.6513 | 528590 | 0 | 0 | 0 | 0 | 0 | 0 | 0 | 0 | 0 | 142900.7925 | 0 | 0 | 0 | 0 | 0 | 0 | 0 | 0 | 0 | 0 | 142900.7925
2016-01-19 23:00 | 0 | 0 | 0 | 0 | 360865.9797 | 113095.8607 | 550838 | 0 | 0 | 0 | 0 | 61870.256 | 0 | 0 | 0 | 0 | 4154.3768 | 0 | 0 | 0 | 0 | 0 | 61870.256 | 0 | 0 | 0 | 0 | -138746.4157
2016-01-20 | 0 | 0 | 0 | 0 | 493964.7117 | 3796.254 | 561888 | 0 | 0 | 0 | 0 | 0 | 0 | 0 | 0 | 0 | 1897.5985 | 0 | 0 | 0 | 0 | 0 | -61870.256 | 0 | 0 | 0 | 0 | -2256.7783
2016-01-20 01:00 | 0 | 0 | 0 | 0 | 560045.4015 | 0 | 561943 | 0 | 0 | 0 | 0 | 0 | 0 | 0 | 0 | 0 | 0 | 0 | 0 | 0 | 0 | 0 | 0 | 0 | 0 | 0 | 0 | -1897.5985
2016-01-20 02:00 | 0 | 0 | 0 | 0 | 552117 | 0 | 552117 | 0 | 0 | 0 | 0 | 0 | 0 | 0 | 0 | 0 | 0 | 0 | 0 | 0 | 0 | 0 | 0 | 0 | 0 | 0 | 0 | 0
2016-01-20 03:00 | 0 | 0 | 0 | 0 | 614663.2178 | 0 | 532519 | 0 | 0 | 0 | 0 | 0 | 0 | 0 | 0 | 0 | 82144.2178 | 0 | 0 | 0 | 0 | 0 | 0 | 0 | 0 | 0 | 0 | 82144.2178
2016-01-20 04:00 | 0 | 0 | 0 | 0 | 605235.3733 | 0 | 508121 | 0 | 0 | 0 | 0 | 61870.256 | 0 | 0 | 0 | 0 | 117388.335 | 0 | 0 | 0 | 0 | 0 | 61870.256 | 0 | 0 | 0 | 0 | 35244.1173
2016-01-20 05:00 | 0 | 0 | 0 | 0 | 572970.2848 | 0 | 489033 | 0 | 0 | 0 | 0 | 0 | 0 | 0 | 0 | 0 | 263195.8758 | 0 | 0 | 0 | 0 | 0 | -61870.256 | 0 | 0 | 0 | 0 | 145807.5408
2016-01-20 06:00 | 0 | 0 | 0 | 0 | 545352.8999 | 0 | 477201 | 0 | 0 | 0 | 0 | 0 | 0 | 0 | 0 | 0 | 331347.7758 | 0 | 0 | 0 | 0 | 0 | 0 | 0 | 0 | 0 | 0 | 68151.8999
2016-01-20 07:00 | 0 | 0 | 0 | 0 | 529185.7463 | 0 | 469244 | 0 | 0 | 0 | 0 | 61870.256 | 0 | 0 | 0 | 0 | 329419.2661 | 0 | 0 | 0 | 0 | 0 | 61870.256 | 0 | 0 | 0 | 0 | -1928.5097
2016-01-20 08:00 | 0 | 0 | 0 | 0 | 513912.3461 | 0 | 465073 | 0 | 0 | 0 | 0 | 0 | 0 | 0 | 0 | 0 | 440128.8682 | 0 | 0 | 0 | 0 | 0 | -61870.256 | 0 | 0 | 0 | 0 | 110709.6022
2016-01-20 09:00 | 0 | 0 | 0 | 0 | 490397.7653 | 0 | 467668 | 0 | 0 | 0 | 0 | 0 | 0 | 0 | 0 | 0 | 462858.6335 | 0 | 0 | 0 | 0 | 0 | 0 | 0 | 0 | 0 | 0 | 22729.7653
2016-01-20 10:00 | 0 | 0 | 0 | 0 | 465942.2847 | 0 | 480665 | 0 | 0 | 0 | 0 | 0 | 0 | 0 | 0 | 0 | 448135.9182 | 0 | 0 | 0 | 0 | 0 | 0 | 0 | 0 | 0 | 0 | -14722.7153
2016-01-20 11:00 | 0 | 0 | 0 | 0 | 441341.1353 | 0 | 511178 | 0 | 0 | 0 | 0 | 61870.256 | 0 | 0 | 0 | 0 | 316428.7974 | 0 | 0 | 0 | 0 | 0 | 61870.256 | 0 | 0 | 0 | 0 | -131707.1207
2016-01-20 12:00 | 0 | 0 | 0 | 0 | 420038.9872 | 0 | 538547 | 0 | 0 | 0 | 0 | 61870.256 | 0 | 0 | 0 | 0 | 197920.7846 | 0 | 0 | 0 | 0 | 0 | 0 | 0 | 0 | 0 | 0 | -118508.0128
2016-01-20 13:00 | 0 | 0 | 0 | 0 | 414046.4546 | 9.9162 | 545720 | 0 | 0 | 0 | 0 | 61870.256 | 0 | 0 | 0 | 0 | 66257.1553 | 0 | 0 | 0 | 0 | 0 | 0 | 0 | 0 | 0 | 0 | -131663.6293
2016-01-20 14:00 | 0 | 0 | 0 | 0 | 382673.1865 | 30724.4022 | 541525 | 0 | 0 | 0 | 0 | 0 | 0 | 0 | 0 | 0 | 0 | 0 | 0 | 0 | 0 | 0 | -61870.256 | 0 | 0 | 0 | 0 | -66257.1553
2016-01-20 15:00 | 0 | 0 | 0 | 0 | 247205.191 | 288577.809 | 535783 | 0 | 0 | 0 | 0 | 0 | 0 | 0 | 0 | 0 | 0 | 0 | 0 | 0 | 0 | 0 | 0 | 0 | 0 | 0 | 0 | 0
2016-01-20 16:00 | 0 | 0 | 0 | 0 | 95832.469 | 429100.531 | 524933 | 0 | 0 | 0 | 0 | 0 | 0 | 0 | 0 | 0 | 0 | 0 | 0 | 0 | 0 | 0 | 0 | 0 | 0 | 0 | 0 | 0
2016-01-20 17:00 | 0 | 0 | 0 | 0 | 31726.0521 | 481596.9479 | 513323 | 0 | 0 | 0 | 0 | 0 | 0 | 0 | 0 | 0 | 0 | 0 | 0 | 0 | 0 | 0 | 0 | 0 | 0 | 0 | 0 | 0
2016-01-20 18:00 | 0 | 0 | 0 | 0 | 21950.0589 | 482895.9411 | 504846 | 0 | 0 | 0 | 0 | 0 | 0 | 0 | 0 | 0 | 0 | 0 | 0 | 0 | 0 | 0 | 0 | 0 | 0 | 0 | 0 | 0
2016-01-20 19:00 | 0 | 0 | 0 | 0 | 14608.8221 | 484902.1779 | 499511 | 0 | 0 | 0 | 0 | 0 | 0 | 0 | 0 | 0 | 0 | 0 | 0 | 0 | 0 | 0 | 0 | 0 | 0 | 0 | 0 | 0
2016-01-20 20:00 | 0 | 0 | 0 | 0 | 0 | 506775.5196 | 496267 | 0 | 0 | 0 | 0 | 0 | 0 | 0 | 0 | 0 | 10508.5196 | 0 | 0 | 0 | 0 | 0 | 0 | 0 | 0 | 0 | 0 | 10508.5196
2016-01-20 21:00 | 0 | 0 | 0 | 0 | 0 | 534521.6941 | 498452 | 0 | 0 | 0 | 0 | 0 | 0 | 0 | 0 | 0 | 46578.2137 | 0 | 0 | 0 | 0 | 0 | 0 | 0 | 0 | 0 | 0 | 36069.6941
2016-01-20 22:00 | 0 | 0 | 0 | 0 | 31931.9416 | 496320.1008 | 512960 | 0 | 0 | 0 | 0 | 61870.256 | 0 | 0 | 0 | 0 | 0 | 0 | 0 | 0 | 0 | 0 | 61870.256 | 0 | 0 | 0 | 0 | -46578.2137
2016-01-20 23:00 | 0 | 0 | 0 | 0 | 290155.4388 | 240199.5612 | 530355 | 0 | 0 | 0 | 0 | 61870.256 | 0 | 0 | 0 | 0 | 0 | 0 | 0 | 0 | 0 | 0 | 0 | 0 | 0 | 0 | 0 | 0
2016-01-21 | 0 | 0 | 0 | 0 | 561684.7219 | 8409.0397 | 536685 | 0 | 0 | 0 | 0 | 0 | 0 | 0 | 0 | 0 | 95279.0176 | 0 | 0 | 0 | 0 | 0 | -61870.256 | 0 | 0 | 0 | 0 | 95279.0176
2016-01-21 01:00 | 0 | 0 | 0 | 0 | 438641.9824 | 0 | 533921 | 0 | 0 | 0 | 0 | 0 | 0 | 0 | 0 | 0 | 0 | 0 | 0 | 0 | 0 | 0 | 0 | 0 | 0 | 0 | 0 | -95279.0176
2016-01-21 02:00 | 0 | 0 | 0 | 0 | 523733 | 0 | 523733 | 0 | 0 | 0 | 0 | 0 | 0 | 0 | 0 | 0 | 0 | 0 | 0 | 0 | 0 | 0 | 0 | 0 | 0 | 0 | 0 | 0
2016-01-21 03:00 | 0 | 0 | 0 | 0 | 502414 | 0 | 502414 | 0 | 0 | 0 | 0 | 0 | 0 | 0 | 0 | 0 | 0 | 0 | 0 | 0 | 0 | 0 | 0 | 0 | 0 | 0 | 0 | 0
2016-01-21 04:00 | 0 | 0 | 0 | 0 | 477551 | 0 | 477551 | 0 | 0 | 0 | 0 | 0 | 0 | 0 | 0 | 0 | 0 | 0 | 0 | 0 | 0 | 0 | 0 | 0 | 0 | 0 | 0 | 0
2016-01-21 05:00 | 0 | 0 | 0 | 0 | 456315 | 0 | 456315 | 0 | 0 | 0 | 0 | 0 | 0 | 0 | 0 | 0 | 0 | 0 | 0 | 0 | 0 | 0 | 0 | 0 | 0 | 0 | 0 | 0
2016-01-21 06:00 | 0 | 0 | 0 | 0 | 443693 | 0 | 443693 | 0 | 0 | 0 | 0 | 0 | 0 | 0 | 0 | 0 | 0 | 0 | 0 | 0 | 0 | 0 | 0 | 0 | 0 | 0 | 0 | 0
2016-01-21 07:00 | 0 | 0 | 0 | 0 | 435960 | 0 | 435960 | 0 | 0 | 0 | 0 | 0 | 0 | 0 | 0 | 0 | 0 | 0 | 0 | 0 | 0 | 0 | 0 | 0 | 0 | 0 | 0 | 0
2016-01-21 08:00 | 0 | 0 | 0 | 0 | 432949 | 0 | 432949 | 0 | 0 | 0 | 0 | 0 | 0 | 0 | 0 | 0 | 0 | 0 | 0 | 0 | 0 | 0 | 0 | 0 | 0 | 0 | 0 | 0
2016-01-21 09:00 | 0 | 0 | 0 | 0 | 435901 | 0 | 435901 | 0 | 0 | 0 | 0 | 0 | 0 | 0 | 0 | 0 | 0 | 0 | 0 | 0 | 0 | 0 | 0 | 0 | 0 | 0 | 0 | 0
2016-01-21 10:00 | 0 | 0 | 0 | 0 | 461146.1831 | 0 | 448923 | 0 | 0 | 0 | 0 | 0 | 0 | 0 | 0 | 0 | 12223.1831 | 0 | 0 | 0 | 0 | 0 | 0 | 0 | 0 | 0 | 0 | 12223.1831
2016-01-21 11:00 | 0 | 0 | 0 | 0 | 494844.9709 | 0 | 480425 | 0 | 0 | 0 | 0 | 26643.154 | 0 | 0 | 0 | 0 | 0 | 0 | 0 | 0 | 0 | 0 | 26643.154 | 0 | 0 | 0 | 0 | -12223.1831
2016-01-21 12:00 | 0 | 0 | 0 | 0 | 498320.1389 | 0 | 510035 | 0 | 0 | 0 | 0 | 14928.2929 | 0 | 0 | 0 | 0 | 0 | 0 | 0 | 0 | 0 | 0 | -11714.8611 | 0 | 0 | 0 | 0 | 0
2016-01-21 13:00 | 0 | 0 | 0 | 0 | 503592.3339 | 13.3732 | 518534 | 0 | 0 | 0 | 0 | 0 | 0 | 0 | 0 | 0 | 0 | 0 | 0 | 0 | 0 | 0 | -14928.2929 | 0 | 0 | 0 | 0 | 0
2016-01-21 14:00 | 0 | 0 | 0 | 0 | 443904.6807 | 71933.3193 | 515838 | 0 | 0 | 0 | 0 | 0 | 0 | 0 | 0 | 0 | 0 | 0 | 0 | 0 | 0 | 0 | 0 | 0 | 0 | 0 | 0 | 0
2016-01-21 15:00 | 0 | 0 | 0 | 0 | 48616.672 | 463008.328 | 511625 | 0 | 0 | 0 | 0 | 0 | 0 | 0 | 0 | 0 | 0 | 0 | 0 | 0 | 0 | 0 | 0 | 0 | 0 | 0 | 0 | 0
2016-01-21 16:00 | 0 | 0 | 0 | 0 | 0 | 563248.4082 | 504869 | 0 | 0 | 0 | 0 | 0 | 0 | 0 | 0 | 0 | 58379.4082 | 0 | 0 | 0 | 0 | 0 | 0 | 0 | 0 | 0 | 0 | 58379.4082
2016-01-21 17:00 | 0 | 0 | 0 | 0 | 0 | 562005.0102 | 497314 | 0 | 0 | 0 | 0 | 61870.256 | 0 | 0 | 0 | 0 | 61200.1623 | 0 | 0 | 0 | 0 | 0 | 61870.256 | 0 | 0 | 0 | 0 | 2820.7541
2016-01-21 18:00 | 0 | 0 | 0 | 0 | 0 | 534999.9217 | 490719 | 0 | 0 | 0 | 0 | 61870.256 | 0 | 0 | 0 | 0 | 105481.084 | 0 | 0 | 0 | 0 | 0 | 0 | 0 | 0 | 0 | 0 | 44280.9217
2016-01-21 19:00 | 0 | 0 | 0 | 0 | 0 | 521512.3413 | 486338 | 0 | 0 | 0 | 0 | 61870.256 | 0 | 0 | 0 | 0 | 140655.4253 | 0 | 0 | 0 | 0 | 0 | 0 | 0 | 0 | 0 | 0 | 35174.3413
2016-01-21 20:00 | 0 | 0 | 0 | 0 | 0 | 530319.8462 | 483984 | 0 | 0 | 0 | 0 | 0 | 0 | 0 | 0 | 0 | 248861.5275 | 0 | 0 | 0 | 0 | 0 | -61870.256 | 0 | 0 | 0 | 0 | 108206.1022
2016-01-21 21:00 | 0 | 0 | 0 | 0 | 0 | 542737.8762 | 486412 | 0 | 0 | 0 | 0 | 61870.256 | 0 | 0 | 0 | 0 | 243317.1476 | 0 | 0 | 0 | 0 | 0 | 61870.256 | 0 | 0 | 0 | 0 | -5544.3799
2016-01-21 22:00 | 0 | 0 | 0 | 0 | 320948.9809 | 484863.7742 | 501961 | 0 | 0 | 0 | 0 | 61870.256 | 0 | 0 | 0 | 0 | 547168.9027 | 0 | 0 | 0 | 0 | 0 | 0 | 0 | 0 | 0 | 0 | 303851.755
2016-01-21 23:00 | 0 | 0 | 0 | 0 | 23939.2275 | 192654.0175 | 520445 | 0 | 0 | 0 | 0 | 61870.256 | 0 | 0 | 0 | 0 | 243317.1476 | 0 | 0 | 0 | 0 | 0 | 0 | 0 | 0 | 0 | 0 | -303851.755
2016-01-22 | 0 | 0 | 0 | 0 | 661788.2721 | 5717.6467 | 527936 | 0 | 0 | 0 | 0 | 0 | 0 | 0 | 0 | 0 | 444757.3225 | 0 | 0 | 0 | 0 | 0 | -61870.256 | 0 | 0 | 0 | 0 | 201440.1748
2016-01-22 01:00 | 0 | 0 | 0 | 0 | 222616.245 | 0 | 526468 | 0 | 0 | 0 | 0 | 0 | 0 | 0 | 0 | 0 | 140905.5675 | 0 | 0 | 0 | 0 | 0 | 0 | 0 | 0 | 0 | 0 | -303851.755
2016-01-22 02:00 | 0 | 0 | 0 | 0 | 375950.4325 | 0 | 516856 | 0 | 0 | 0 | 0 | 0 | 0 | 0 | 0 | 0 | 0 | 0 | 0 | 0 | 0 | 0 | 0 | 0 | 0 | 0 | 0 | -140905.5675
2016-01-22 03:00 | 0 | 0 | 0 | 0 | 498821 | 0 | 498821 | 0 | 0 | 0 | 0 | 0 | 0 | 0 | 0 | 0 | 0 | 0 | 0 | 0 | 0 | 0 | 0 | 0 | 0 | 0 | 0 | 0
2016-01-22 04:00 | 0 | 0 | 0 | 0 | 476229 | 0 | 476229 | 0 | 0 | 0 | 0 | 0 | 0 | 0 | 0 | 0 | 0 | 0 | 0 | 0 | 0 | 0 | 0 | 0 | 0 | 0 | 0 | 0
2016-01-22 05:00 | 0 | 0 | 0 | 0 | 456375 | 0 | 456375 | 0 | 0 | 0 | 0 | 0 | 0 | 0 | 0 | 0 | 0 | 0 | 0 | 0 | 0 | 0 | 0 | 0 | 0 | 0 | 0 | 0
2016-01-22 06:00 | 0 | 0 | 0 | 0 | 444230 | 0 | 444230 | 0 | 0 | 0 | 0 | 0 | 0 | 0 | 0 | 0 | 0 | 0 | 0 | 0 | 0 | 0 | 0 | 0 | 0 | 0 | 0 | 0
2016-01-22 07:00 | 0 | 0 | 0 | 0 | 436401 | 0 | 436401 | 0 | 0 | 0 | 0 | 0 | 0 | 0 | 0 | 0 | 0 | 0 | 0 | 0 | 0 | 0 | 0 | 0 | 0 | 0 | 0 | 0
2016-01-22 08:00 | 0 | 0 | 0 | 0 | 433510 | 0 | 433510 | 0 | 0 | 0 | 0 | 0 | 0 | 0 | 0 | 0 | 0 | 0 | 0 | 0 | 0 | 0 | 0 | 0 | 0 | 0 | 0 | 0
2016-01-22 09:00 | 0 | 0 | 0 | 0 | 436978 | 0 | 436978 | 0 | 0 | 0 | 0 | 0 | 0 | 0 | 0 | 0 | 0 | 0 | 0 | 0 | 0 | 0 | 0 | 0 | 0 | 0 | 0 | 0
2016-01-22 10:00 | 0 | 0 | 0 | 0 | 449180 | 0 | 449180 | 0 | 0 | 0 | 0 | 0 | 0 | 0 | 0 | 0 | 0 | 0 | 0 | 0 | 0 | 0 | 0 | 0 | 0 | 0 | 0 | 0
2016-01-22 11:00 | 0 | 0 | 0 | 0 | 477761 | 0 | 477761 | 0 | 0 | 0 | 0 | 0 | 0 | 0 | 0 | 0 | 0 | 0 | 0 | 0 | 0 | 0 | 0 | 0 | 0 | 0 | 0 | 0
2016-01-22 12:00 | 0 | 0 | 0 | 0 | 507663 | 0 | 507663 | 0 | 0 | 0 | 0 | 0 | 0 | 0 | 0 | 0 | 0 | 0 | 0 | 0 | 0 | 0 | 0 | 0 | 0 | 0 | 0 | 0
2016-01-22 13:00 | 0 | 0 | 0 | 0 | 521648.4399 | 20.5601 | 521669 | 0 | 0 | 0 | 0 | 0 | 0 | 0 | 0 | 0 | 0 | 0 | 0 | 0 | 0 | 0 | 0 | 0 | 0 | 0 | 0 | 0
2016-01-22 14:00 | 0 | 0 | 0 | 0 | 448419.7565 | 79310.2435 | 527730 | 0 | 0 | 0 | 0 | 0 | 0 | 0 | 0 | 0 | 0 | 0 | 0 | 0 | 0 | 0 | 0 | 0 | 0 | 0 | 0 | 0
2016-01-22 15:00 | 0 | 0 | 0 | 0 | 100182.6405 | 430343.3595 | 530526 | 0 | 0 | 0 | 0 | 0 | 0 | 0 | 0 | 0 | 0 | 0 | 0 | 0 | 0 | 0 | 0 | 0 | 0 | 0 | 0 | 0
2016-01-22 16:00 | 0 | 0 | 0 | 0 | 13987.4796 | 513361.5204 | 527349 | 0 | 0 | 0 | 0 | 0 | 0 | 0 | 0 | 0 | 0 | 0 | 0 | 0 | 0 | 0 | 0 | 0 | 0 | 0 | 0 | 0
2016-01-22 17:00 | 0 | 0 | 0 | 0 | 14676.1596 | 506730.8404 | 521407 | 0 | 0 | 0 | 0 | 0 | 0 | 0 | 0 | 0 | 0 | 0 | 0 | 0 | 0 | 0 | 0 | 0 | 0 | 0 | 0 | 0
2016-01-22 18:00 | 0 | 0 | 0 | 0 | 25712.0224 | 490172.9776 | 515885 | 0 | 0 | 0 | 0 | 0 | 0 | 0 | 0 | 0 | 0 | 0 | 0 | 0 | 0 | 0 | 0 | 0 | 0 | 0 | 0 | 0
2016-01-22 19:00 | 0 | 0 | 0 | 0 | 25437.0893 | 485109.9107 | 510547 | 0 | 0 | 0 | 0 | 0 | 0 | 0 | 0 | 0 | 0 | 0 | 0 | 0 | 0 | 0 | 0 | 0 | 0 | 0 | 0 | 0
2016-01-22 20:00 | 0 | 0 | 0 | 0 | 9850.839 | 496663.161 | 506514 | 0 | 0 | 0 | 0 | 0 | 0 | 0 | 0 | 0 | 0 | 0 | 0 | 0 | 0 | 0 | 0 | 0 | 0 | 0 | 0 | 0
2016-01-22 21:00 | 0 | 0 | 0 | 0 | 2439.6781 | 504606.3219 | 507046 | 0 | 0 | 0 | 0 | 0 | 0 | 0 | 0 | 0 | 0 | 0 | 0 | 0 | 0 | 0 | 0 | 0 | 0 | 0 | 0 | 0
2016-01-22 22:00 | 0 | 0 | 0 | 0 | 457984.9717 | 423648.8922 | 517154 | 0 | 0 | 0 | 0 | 60628.1089 | 0 | 0 | 0 | 0 | 303851.755 | 0 | 0 | 0 | 0 | 0 | 60628.1089 | 0 | 0 | 0 | 0 | 303851.755
2016-01-22 23:00 | 0 | 0 | 0 | 0 | 0 | 164844.9153 | 529079 | 0 | 0 | 0 | 0 | 0 | 0 | 0 | 0 | 0 | 245.7793 | 0 | 0 | 0 | 0 | 0 | -60628.1089 | 0 | 0 | 0 | 0 | -303605.9758
2016-01-23 | 0 | 0 | 0 | 0 | 724376.818 | 4693.193 | 532762 | 0 | 0 | 0 | 0 | 61870.256 | 0 | 0 | 0 | 0 | 134683.5342 | 0 | 0 | 0 | 0 | 0 | 61870.256 | 0 | 0 | 0 | 0 | 134437.755
2016-01-23 01:00 | 0 | 0 | 0 | 0 | 332641.2097 | 0 | 529195 | 0 | 0 | 0 | 0 | 0 | 0 | 0 | 0 | 0 | 0 | 0 | 0 | 0 | 0 | 0 | -61870.256 | 0 | 0 | 0 | 0 | -134683.5342
2016-01-23 02:00 | 0 | 0 | 0 | 0 | 520505 | 0 | 520505 | 0 | 0 | 0 | 0 | 0 | 0 | 0 | 0 | 0 | 0 | 0 | 0 | 0 | 0 | 0 | 0 | 0 | 0 | 0 | 0 | 0
2016-01-23 03:00 | 0 | 0 | 0 | 0 | 505807 | 0 | 505807 | 0 | 0 | 0 | 0 | 0 | 0 | 0 | 0 | 0 | 0 | 0 | 0 | 0 | 0 | 0 | 0 | 0 | 0 | 0 | 0 | 0
2016-01-23 04:00 | 0 | 0 | 0 | 0 | 487425 | 0 | 487425 | 0 | 0 | 0 | 0 | 0 | 0 | 0 | 0 | 0 | 0 | 0 | 0 | 0 | 0 | 0 | 0 | 0 | 0 | 0 | 0 | 0
2016-01-23 05:00 | 0 | 0 | 0 | 0 | 471931 | 0 | 471931 | 0 | 0 | 0 | 0 | 0 | 0 | 0 | 0 | 0 | 0 | 0 | 0 | 0 | 0 | 0 | 0 | 0 | 0 | 0 | 0 | 0
2016-01-23 06:00 | 0 | 0 | 0 | 0 | 460046 | 0 | 460046 | 0 | 0 | 0 | 0 | 0 | 0 | 0 | 0 | 0 | 0 | 0 | 0 | 0 | 0 | 0 | 0 | 0 | 0 | 0 | 0 | 0
2016-01-23 07:00 | 0 | 0 | 0 | 0 | 452760 | 0 | 452760 | 0 | 0 | 0 | 0 | 0 | 0 | 0 | 0 | 0 | 0 | 0 | 0 | 0 | 0 | 0 | 0 | 0 | 0 | 0 | 0 | 0
2016-01-23 08:00 | 0 | 0 | 0 | 0 | 448842 | 0 | 448842 | 0 | 0 | 0 | 0 | 0 | 0 | 0 | 0 | 0 | 0 | 0 | 0 | 0 | 0 | 0 | 0 | 0 | 0 | 0 | 0 | 0
2016-01-23 09:00 | 0 | 0 | 0 | 0 | 449099 | 0 | 449099 | 0 | 0 | 0 | 0 | 0 | 0 | 0 | 0 | 0 | 0 | 0 | 0 | 0 | 0 | 0 | 0 | 0 | 0 | 0 | 0 | 0
2016-01-23 10:00 | 0 | 0 | 0 | 0 | 454288 | 0 | 454288 | 0 | 0 | 0 | 0 | 0 | 0 | 0 | 0 | 0 | 0 | 0 | 0 | 0 | 0 | 0 | 0 | 0 | 0 | 0 | 0 | 0
2016-01-23 11:00 | 0 | 0 | 0 | 0 | 463739 | 0 | 463739 | 0 | 0 | 0 | 0 | 0 | 0 | 0 | 0 | 0 | 0 | 0 | 0 | 0 | 0 | 0 | 0 | 0 | 0 | 0 | 0 | 0
2016-01-23 12:00 | 0 | 0 | 0 | 0 | 478856 | 0 | 478856 | 0 | 0 | 0 | 0 | 0 | 0 | 0 | 0 | 0 | 0 | 0 | 0 | 0 | 0 | 0 | 0 | 0 | 0 | 0 | 0 | 0
2016-01-23 13:00 | 0 | 0 | 0 | 0 | 495494.7092 | 25.2908 | 495520 | 0 | 0 | 0 | 0 | 0 | 0 | 0 | 0 | 0 | 0 | 0 | 0 | 0 | 0 | 0 | 0 | 0 | 0 | 0 | 0 | 0
2016-01-23 14:00 | 0 | 0 | 0 | 0 | 419789.2032 | 90138.7968 | 509928 | 0 | 0 | 0 | 0 | 0 | 0 | 0 | 0 | 0 | 0 | 0 | 0 | 0 | 0 | 0 | 0 | 0 | 0 | 0 | 0 | 0
2016-01-23 15:00 | 0 | 0 | 0 | 0 | 199593.3506 | 316984.6494 | 516578 | 0 | 0 | 0 | 0 | 0 | 0 | 0 | 0 | 0 | 0 | 0 | 0 | 0 | 0 | 0 | 0 | 0 | 0 | 0 | 0 | 0
2016-01-23 16:00 | 0 | 0 | 0 | 0 | 103336.0433 | 410394.9567 | 513731 | 0 | 0 | 0 | 0 | 0 | 0 | 0 | 0 | 0 | 0 | 0 | 0 | 0 | 0 | 0 | 0 | 0 | 0 | 0 | 0 | 0
2016-01-23 17:00 | 0 | 0 | 0 | 0 | 69518.8842 | 436124.1158 | 505643 | 0 | 0 | 0 | 0 | 0 | 0 | 0 | 0 | 0 | 0 | 0 | 0 | 0 | 0 | 0 | 0 | 0 | 0 | 0 | 0 | 0
2016-01-23 18:00 | 0 | 0 | 0 | 0 | 63907.4665 | 430797.5335 | 494705 | 0 | 0 | 0 | 0 | 0 | 0 | 0 | 0 | 0 | 0 | 0 | 0 | 0 | 0 | 0 | 0 | 0 | 0 | 0 | 0 | 0
2016-01-23 19:00 | 0 | 0 | 0 | 0 | 61376.436 | 421983.564 | 483360 | 0 | 0 | 0 | 0 | 0 | 0 | 0 | 0 | 0 | 0 | 0 | 0 | 0 | 0 | 0 | 0 | 0 | 0 | 0 | 0 | 0
2016-01-23 20:00 | 0 | 0 | 0 | 0 | 59156.6094 | 417622.3906 | 476779 | 0 | 0 | 0 | 0 | 0 | 0 | 0 | 0 | 0 | 0 | 0 | 0 | 0 | 0 | 0 | 0 | 0 | 0 | 0 | 0 | 0
2016-01-23 21:00 | 0 | 0 | 0 | 0 | 81125.5272 | 395601.4728 | 476727 | 0 | 0 | 0 | 0 | 0 | 0 | 0 | 0 | 0 | 0 | 0 | 0 | 0 | 0 | 0 | 0 | 0 | 0 | 0 | 0 | 0
2016-01-23 22:00 | 0 | 0 | 0 | 0 | 170273.2943 | 318026.7057 | 488300 | 0 | 0 | 0 | 0 | 0 | 0 | 0 | 0 | 0 | 0 | 0 | 0 | 0 | 0 | 0 | 0 | 0 | 0 | 0 | 0 | 0
2016-01-23 23:00 | 0 | 0 | 0 | 0 | 368652.0207 | 136721.9793 | 505374 | 0 | 0 | 0 | 0 | 0 | 0 | 0 | 0 | 0 | 0 | 0 | 0 | 0 | 0 | 0 | 0 | 0 | 0 | 0 | 0 | 0
2016-01-24 | 0 | 0 | 0 | 0 | 870804.8626 | 8936.1485 | 514019 | 0 | 0 | 0 | 0 | 61870.256 | 0 | 0 | 0 | 0 | 303851.755 | 0 | 0 | 0 | 0 | 0 | 61870.256 | 0 | 0 | 0 | 0 | 303851.755
2016-01-24 01:00 | 0 | 0 | 0 | 0 | 452153.744 | 0 | 514024 | 0 | 0 | 0 | 0 | 0 | 0 | 0 | 0 | 0 | 303851.755 | 0 | 0 | 0 | 0 | 0 | -61870.256 | 0 | 0 | 0 | 0 | 0
2016-01-24 02:00 | 0 | 0 | 0 | 0 | 205110.245 | 0 | 508962 | 0 | 0 | 0 | 0 | 0 | 0 | 0 | 0 | 0 | 0 | 0 | 0 | 0 | 0 | 0 | 0 | 0 | 0 | 0 | 0 | -303851.755
2016-01-24 03:00 | 0 | 0 | 0 | 0 | 497824 | 0 | 497824 | 0 | 0 | 0 | 0 | 0 | 0 | 0 | 0 | 0 | 0 | 0 | 0 | 0 | 0 | 0 | 0 | 0 | 0 | 0 | 0 | 0
2016-01-24 04:00 | 0 | 0 | 0 | 0 | 482754 | 0 | 482754 | 0 | 0 | 0 | 0 | 0 | 0 | 0 | 0 | 0 | 0 | 0 | 0 | 0 | 0 | 0 | 0 | 0 | 0 | 0 | 0 | 0
2016-01-24 05:00 | 0 | 0 | 0 | 0 | 468555 | 0 | 468555 | 0 | 0 | 0 | 0 | 0 | 0 | 0 | 0 | 0 | 0 | 0 | 0 | 0 | 0 | 0 | 0 | 0 | 0 | 0 | 0 | 0
2016-01-24 06:00 | 0 | 0 | 0 | 0 | 459947 | 0 | 459947 | 0 | 0 | 0 | 0 | 0 | 0 | 0 | 0 | 0 | 0 | 0 | 0 | 0 | 0 | 0 | 0 | 0 | 0 | 0 | 0 | 0
2016-01-24 07:00 | 0 | 0 | 0 | 0 | 454182 | 0 | 454182 | 0 | 0 | 0 | 0 | 0 | 0 | 0 | 0 | 0 | 0 | 0 | 0 | 0 | 0 | 0 | 0 | 0 | 0 | 0 | 0 | 0
2016-01-24 08:00 | 0 | 0 | 0 | 0 | 452194 | 0 | 452194 | 0 | 0 | 0 | 0 | 0 | 0 | 0 | 0 | 0 | 0 | 0 | 0 | 0 | 0 | 0 | 0 | 0 | 0 | 0 | 0 | 0
2016-01-24 09:00 | 0 | 0 | 0 | 0 | 453163 | 0 | 453163 | 0 | 0 | 0 | 0 | 0 | 0 | 0 | 0 | 0 | 0 | 0 | 0 | 0 | 0 | 0 | 0 | 0 | 0 | 0 | 0 | 0
2016-01-24 10:00 | 0 | 0 | 0 | 0 | 457622 | 0 | 457622 | 0 | 0 | 0 | 0 | 0 | 0 | 0 | 0 | 0 | 0 | 0 | 0 | 0 | 0 | 0 | 0 | 0 | 0 | 0 | 0 | 0
2016-01-24 11:00 | 0 | 0 | 0 | 0 | 468618 | 0 | 468618 | 0 | 0 | 0 | 0 | 0 | 0 | 0 | 0 | 0 | 0 | 0 | 0 | 0 | 0 | 0 | 0 | 0 | 0 | 0 | 0 | 0
2016-01-24 12:00 | 0 | 0 | 0 | 0 | 482809 | 0 | 482809 | 0 | 0 | 0 | 0 | 0 | 0 | 0 | 0 | 0 | 0 | 0 | 0 | 0 | 0 | 0 | 0 | 0 | 0 | 0 | 0 | 0
2016-01-24 13:00 | 0 | 0 | 0 | 0 | 494715.4377 | 23.5623 | 494739 | 0 | 0 | 0 | 0 | 0 | 0 | 0 | 0 | 0 | 0 | 0 | 0 | 0 | 0 | 0 | 0 | 0 | 0 | 0 | 0 | 0
2016-01-24 14:00 | 0 | 0 | 0 | 0 | 425057.1914 | 71274.8086 | 496332 | 0 | 0 | 0 | 0 | 0 | 0 | 0 | 0 | 0 | 0 | 0 | 0 | 0 | 0 | 0 | 0 | 0 | 0 | 0 | 0 | 0
2016-01-24 15:00 | 0 | 0 | 0 | 0 | 124564.8893 | 362827.1107 | 487392 | 0 | 0 | 0 | 0 | 0 | 0 | 0 | 0 | 0 | 0 | 0 | 0 | 0 | 0 | 0 | 0 | 0 | 0 | 0 | 0 | 0
2016-01-24 16:00 | 0 | 0 | 0 | 0 | 0 | 486856.3031 | 473672 | 0 | 0 | 0 | 0 | 0 | 0 | 0 | 0 | 0 | 13184.3031 | 0 | 0 | 0 | 0 | 0 | 0 | 0 | 0 | 0 | 0 | 13184.3031
2016-01-24 17:00 | 0 | 0 | 0 | 0 | 0 | 516979.8684 | 460203 | 0 | 0 | 0 | 0 | 61870.256 | 0 | 0 | 0 | 0 | 8090.9154 | 0 | 0 | 0 | 0 | 0 | 61870.256 | 0 | 0 | 0 | 0 | -5093.3877
2016-01-24 18:00 | 0 | 0 | 0 | 0 | 0 | 498133.4382 | 447336 | 0 | 0 | 0 | 0 | 61870.256 | 0 | 0 | 0 | 0 | 58888.3536 | 0 | 0 | 0 | 0 | 0 | 0 | 0 | 0 | 0 | 0 | 50797.4382
2016-01-24 19:00 | 0 | 0 | 0 | 0 | 0 | 486077.0062 | 437481 | 0 | 0 | 0 | 0 | 61870.256 | 0 | 0 | 0 | 0 | 107484.3597 | 0 | 0 | 0 | 0 | 0 | 0 | 0 | 0 | 0 | 0 | 48596.0062
2016-01-24 20:00 | 0 | 0 | 0 | 0 | 0 | 494546.5081 | 431504 | 0 | 0 | 0 | 0 | 61870.256 | 0 | 0 | 0 | 0 | 170526.8678 | 0 | 0 | 0 | 0 | 0 | 0 | 0 | 0 | 0 | 0 | 63042.5081
2016-01-24 21:00 | 0 | 0 | 0 | 0 | 0 | 507013.1955 | 433670 | 0 | 0 | 0 | 0 | 61870.256 | 0 | 0 | 0 | 0 | 243870.0633 | 0 | 0 | 0 | 0 | 0 | 0 | 0 | 0 | 0 | 0 | 73343.1955
2016-01-24 22:00 | 0 | 0 | 0 | 0 | 0 | 457596.8434 | 450881 | 0 | 0 | 0 | 0 | 0 | 0 | 0 | 0 | 0 | 312456.1628 | 0 | 0 | 0 | 0 | 0 | -61870.256 | 0 | 0 | 0 | 0 | 68586.0994
2016-01-24 23:00 | 0 | 0 | 0 | 0 | 605286.1015 | 233707.2736 | 474596 | 0 | 0 | 0 | 0 | 61870.256 | 0 | 0 | 0 | 0 | 614983.2818 | 0 | 0 | 0 | 0 | 0 | 61870.256 | 0 | 0 | 0 | 0 | 302527.1191
2016-01-25 | 0 | 0 | 0 | 0 | 779168.4459 | 9129.5374 | 491726 | 0 | 0 | 0 | 0 | 61870.256 | 0 | 0 | 0 | 0 | 911555.2651 | 0 | 0 | 0 | 0 | 0 | 0 | 0 | 0 | 0 | 0 | 296571.9833
2016-01-25 01:00 | 0 | 0 | 0 | 0 | 130239.9889 | 0 | 495962 | 0 | 0 | 0 | 0 | 0 | 0 | 0 | 0 | 0 | 607703.5101 | 0 | 0 | 0 | 0 | 0 | -61870.256 | 0 | 0 | 0 | 0 | -303851.755
2016-01-25 02:00 | 0 | 0 | 0 | 0 | 187319.245 | 0 | 491171 | 0 | 0 | 0 | 0 | 0 | 0 | 0 | 0 | 0 | 303851.755 | 0 | 0 | 0 | 0 | 0 | 0 | 0 | 0 | 0 | 0 | -303851.755
2016-01-25 03:00 | 0 | 0 | 0 | 0 | 174248.245 | 0 | 478100 | 0 | 0 | 0 | 0 | 0 | 0 | 0 | 0 | 0 | 0 | 0 | 0 | 0 | 0 | 0 | 0 | 0 | 0 | 0 | 0 | -303851.755
2016-01-25 04:00 | 0 | 0 | 0 | 0 | 460344 | 0 | 460344 | 0 | 0 | 0 | 0 | 0 | 0 | 0 | 0 | 0 | 0 | 0 | 0 | 0 | 0 | 0 | 0 | 0 | 0 | 0 | 0 | 0
2016-01-25 05:00 | 0 | 0 | 0 | 0 | 445039 | 0 | 445039 | 0 | 0 | 0 | 0 | 0 | 0 | 0 | 0 | 0 | 0 | 0 | 0 | 0 | 0 | 0 | 0 | 0 | 0 | 0 | 0 | 0
2016-01-25 06:00 | 0 | 0 | 0 | 0 | 435449 | 0 | 435449 | 0 | 0 | 0 | 0 | 0 | 0 | 0 | 0 | 0 | 0 | 0 | 0 | 0 | 0 | 0 | 0 | 0 | 0 | 0 | 0 | 0
2016-01-25 07:00 | 0 | 0 | 0 | 0 | 430084 | 0 | 430084 | 0 | 0 | 0 | 0 | 0 | 0 | 0 | 0 | 0 | 0 | 0 | 0 | 0 | 0 | 0 | 0 | 0 | 0 | 0 | 0 | 0
2016-01-25 08:00 | 0 | 0 | 0 | 0 | 429371 | 0 | 429371 | 0 | 0 | 0 | 0 | 0 | 0 | 0 | 0 | 0 | 0 | 0 | 0 | 0 | 0 | 0 | 0 | 0 | 0 | 0 | 0 | 0
2016-01-25 09:00 | 0 | 0 | 0 | 0 | 434477 | 0 | 434477 | 0 | 0 | 0 | 0 | 0 | 0 | 0 | 0 | 0 | 0 | 0 | 0 | 0 | 0 | 0 | 0 | 0 | 0 | 0 | 0 | 0
2016-01-25 10:00 | 0 | 0 | 0 | 0 | 450562 | 0 | 450562 | 0 | 0 | 0 | 0 | 0 | 0 | 0 | 0 | 0 | 0 | 0 | 0 | 0 | 0 | 0 | 0 | 0 | 0 | 0 | 0 | 0
2016-01-25 11:00 | 0 | 0 | 0 | 0 | 482964 | 0 | 482964 | 0 | 0 | 0 | 0 | 0 | 0 | 0 | 0 | 0 | 0 | 0 | 0 | 0 | 0 | 0 | 0 | 0 | 0 | 0 | 0 | 0
2016-01-25 12:00 | 0 | 0 | 0 | 0 | 513254 | 0 | 513254 | 0 | 0 | 0 | 0 | 0 | 0 | 0 | 0 | 0 | 0 | 0 | 0 | 0 | 0 | 0 | 0 | 0 | 0 | 0 | 0 | 0
2016-01-25 13:00 | 0 | 0 | 0 | 0 | 521807.5273 | 25.4727 | 521833 | 0 | 0 | 0 | 0 | 0 | 0 | 0 | 0 | 0 | 0 | 0 | 0 | 0 | 0 | 0 | 0 | 0 | 0 | 0 | 0 | 0
2016-01-25 14:00 | 0 | 0 | 0 | 0 | 434693.0561 | 140577.1999 | 513400 | 0 | 0 | 0 | 0 | 61870.256 | 0 | 0 | 0 | 0 | 0 | 0 | 0 | 0 | 0 | 0 | 61870.256 | 0 | 0 | 0 | 0 | 0
2016-01-25 15:00 | 0 | 0 | 0 | 0 | 3513.3258 | 437419.4181 | 502803 | 0 | 0 | 0 | 0 | 0 | 0 | 0 | 0 | 0 | 0 | 0 | 0 | 0 | 0 | 0 | -61870.256 | 0 | 0 | 0 | 0 | 0
2016-01-25 16:00 | 0 | 0 | 0 | 0 | 0 | 559754.5372 | 490218 | 0 | 0 | 0 | 0 | 0 | 0 | 0 | 0 | 0 | 69536.5372 | 0 | 0 | 0 | 0 | 0 | 0 | 0 | 0 | 0 | 0 | 69536.5372
2016-01-25 17:00 | 0 | 0 | 0 | 0 | 0 | 576230.1959 | 478418 | 0 | 0 | 0 | 0 | 0 | 0 | 0 | 0 | 0 | 167348.7331 | 0 | 0 | 0 | 0 | 0 | 0 | 0 | 0 | 0 | 0 | 97812.1959
2016-01-25 18:00 | 0 | 0 | 0 | 0 | 0 | 547099.5554 | 468443 | 0 | 0 | 0 | 0 | 61870.256 | 0 | 0 | 0 | 0 | 184135.0325 | 0 | 0 | 0 | 0 | 0 | 61870.256 | 0 | 0 | 0 | 0 | 16786.2994
2016-01-25 19:00 | 0 | 0 | 0 | 0 | 0 | 530325.613 | 460520 | 0 | 0 | 0 | 0 | 0 | 0 | 0 | 0 | 0 | 315810.9016 | 0 | 0 | 0 | 0 | 0 | -61870.256 | 0 | 0 | 0 | 0 | 131675.8691
2016-01-25 20:00 | 0 | 0 | 0 | 0 | 0 | 539862.0298 | 455084 | 0 | 0 | 0 | 0 | 61870.256 | 0 | 0 | 0 | 0 | 338718.6753 | 0 | 0 | 0 | 0 | 0 | 61870.256 | 0 | 0 | 0 | 0 | 22907.7737
2016-01-25 21:00 | 0 | 0 | 0 | 0 | 0 | 551688.1784 | 456462 | 0 | 0 | 0 | 0 | 0 | 0 | 0 | 0 | 0 | 495815.1098 | 0 | 0 | 0 | 0 | 0 | -61870.256 | 0 | 0 | 0 | 0 | 157096.4344
2016-01-25 22:00 | 0 | 0 | 0 | 0 | 0 | 497183.4003 | 470804 | 0 | 0 | 0 | 0 | 61870.256 | 0 | 0 | 0 | 0 | 460324.2541 | 0 | 0 | 0 | 0 | 0 | 61870.256 | 0 | 0 | 0 | 0 | -35490.8557
2016-01-25 23:00 | 0 | 0 | 0 | 0 | 7250.2611 | 264377.9838 | 489971 | 0 | 0 | 0 | 0 | 0 | 0 | 0 | 0 | 0 | 303851.755 | 0 | 0 | 0 | 0 | 0 | -61870.256 | 0 | 0 | 0 | 0 | -156472.499
2016-01-26 | 0 | 0 | 0 | 0 | 851546.9451 | 13057.066 | 498882 | 0 | 0 | 0 | 0 | 61870.256 | 0 | 0 | 0 | 0 | 607703.5101 | 0 | 0 | 0 | 0 | 0 | 61870.256 | 0 | 0 | 0 | 0 | 303851.755
2016-01-26 01:00 | 0 | 0 | 0 | 0 | 132197.9889 | 0 | 497920 | 0 | 0 | 0 | 0 | 0 | 0 | 0 | 0 | 0 | 303851.755 | 0 | 0 | 0 | 0 | 0 | -61870.256 | 0 | 0 | 0 | 0 | -303851.755
2016-01-26 02:00 | 0 | 0 | 0 | 0 | 183726.245 | 0 | 487578 | 0 | 0 | 0 | 0 | 0 | 0 | 0 | 0 | 0 | 0 | 0 | 0 | 0 | 0 | 0 | 0 | 0 | 0 | 0 | 0 | -303851.755
2016-01-26 03:00 | 0 | 0 | 0 | 0 | 468214 | 0 | 468214 | 0 | 0 | 0 | 0 | 0 | 0 | 0 | 0 | 0 | 0 | 0 | 0 | 0 | 0 | 0 | 0 | 0 | 0 | 0 | 0 | 0
2016-01-26 04:00 | 0 | 0 | 0 | 0 | 444306 | 0 | 444306 | 0 | 0 | 0 | 0 | 0 | 0 | 0 | 0 | 0 | 0 | 0 | 0 | 0 | 0 | 0 | 0 | 0 | 0 | 0 | 0 | 0
2016-01-26 05:00 | 0 | 0 | 0 | 0 | 424224 | 0 | 424224 | 0 | 0 | 0 | 0 | 0 | 0 | 0 | 0 | 0 | 0 | 0 | 0 | 0 | 0 | 0 | 0 | 0 | 0 | 0 | 0 | 0
2016-01-26 06:00 | 0 | 0 | 0 | 0 | 410463 | 0 | 410463 | 0 | 0 | 0 | 0 | 0 | 0 | 0 | 0 | 0 | 0 | 0 | 0 | 0 | 0 | 0 | 0 | 0 | 0 | 0 | 0 | 0
2016-01-26 07:00 | 0 | 0 | 0 | 0 | 402333 | 0 | 402333 | 0 | 0 | 0 | 0 | 0 | 0 | 0 | 0 | 0 | 0 | 0 | 0 | 0 | 0 | 0 | 0 | 0 | 0 | 0 | 0 | 0
2016-01-26 08:00 | 0 | 0 | 0 | 0 | 398895 | 0 | 398895 | 0 | 0 | 0 | 0 | 0 | 0 | 0 | 0 | 0 | 0 | 0 | 0 | 0 | 0 | 0 | 0 | 0 | 0 | 0 | 0 | 0
2016-01-26 09:00 | 0 | 0 | 0 | 0 | 402129 | 0 | 402129 | 0 | 0 | 0 | 0 | 0 | 0 | 0 | 0 | 0 | 0 | 0 | 0 | 0 | 0 | 0 | 0 | 0 | 0 | 0 | 0 | 0
2016-01-26 10:00 | 0 | 0 | 0 | 0 | 415301 | 0 | 415301 | 0 | 0 | 0 | 0 | 0 | 0 | 0 | 0 | 0 | 0 | 0 | 0 | 0 | 0 | 0 | 0 | 0 | 0 | 0 | 0 | 0
2016-01-26 11:00 | 0 | 0 | 0 | 0 | 445595 | 0 | 445595 | 0 | 0 | 0 | 0 | 0 | 0 | 0 | 0 | 0 | 0 | 0 | 0 | 0 | 0 | 0 | 0 | 0 | 0 | 0 | 0 | 0
2016-01-26 12:00 | 0 | 0 | 0 | 0 | 475322 | 0 | 475322 | 0 | 0 | 0 | 0 | 0 | 0 | 0 | 0 | 0 | 0 | 0 | 0 | 0 | 0 | 0 | 0 | 0 | 0 | 0 | 0 | 0
2016-01-26 13:00 | 0 | 0 | 0 | 0 | 486891.7515 | 4.2485 | 486896 | 0 | 0 | 0 | 0 | 0 | 0 | 0 | 0 | 0 | 0 | 0 | 0 | 0 | 0 | 0 | 0 | 0 | 0 | 0 | 0 | 0
2016-01-26 14:00 | 0 | 0 | 0 | 0 | 448446.0951 | 38998.9049 | 487445 | 0 | 0 | 0 | 0 | 0 | 0 | 0 | 0 | 0 | 0 | 0 | 0 | 0 | 0 | 0 | 0 | 0 | 0 | 0 | 0 | 0
2016-01-26 15:00 | 0 | 0 | 0 | 0 | 33330.3247 | 453124.6753 | 486455 | 0 | 0 | 0 | 0 | 0 | 0 | 0 | 0 | 0 | 0 | 0 | 0 | 0 | 0 | 0 | 0 | 0 | 0 | 0 | 0 | 0
2016-01-26 16:00 | 0 | 0 | 0 | 0 | 0 | 561451.7827 | 481157 | 0 | 0 | 0 | 0 | 0 | 0 | 0 | 0 | 0 | 80294.7827 | 0 | 0 | 0 | 0 | 0 | 0 | 0 | 0 | 0 | 0 | 80294.7827
2016-01-26 17:00 | 0 | 0 | 0 | 0 | 0 | 552857.7911 | 474019 | 0 | 0 | 0 | 0 | 0 | 0 | 0 | 0 | 0 | 159133.5738 | 0 | 0 | 0 | 0 | 0 | 0 | 0 | 0 | 0 | 0 | 78838.7911
2016-01-26 18:00 | 0 | 0 | 0 | 0 | 0 | 534153.6806 | 468079 | 0 | 0 | 0 | 0 | 61870.256 | 0 | 0 | 0 | 0 | 163337.9984 | 0 | 0 | 0 | 0 | 0 | 61870.256 | 0 | 0 | 0 | 0 | 4204.4246
2016-01-26 19:00 | 0 | 0 | 0 | 0 | 0 | 524666.9011 | 463872 | 0 | 0 | 0 | 0 | 0 | 0 | 0 | 0 | 0 | 286003.1555 | 0 | 0 | 0 | 0 | 0 | -61870.256 | 0 | 0 | 0 | 0 | 122665.1571
2016-01-26 20:00 | 0 | 0 | 0 | 0 | 0 | 539229.9906 | 461239 | 0 | 0 | 0 | 0 | 0 | 0 | 0 | 0 | 0 | 363994.1462 | 0 | 0 | 0 | 0 | 0 | 0 | 0 | 0 | 0 | 0 | 77990.9906
2016-01-26 21:00 | 0 | 0 | 0 | 0 | 0 | 561256.8909 | 463887 | 0 | 0 | 0 | 0 | 61870.256 | 0 | 0 | 0 | 0 | 399493.7811 | 0 | 0 | 0 | 0 | 0 | 61870.256 | 0 | 0 | 0 | 0 | 35499.6349
2016-01-26 22:00 | 0 | 0 | 0 | 0 | 0 | 539429.8705 | 477148 | 0 | 0 | 0 | 0 | 0 | 0 | 0 | 0 | 0 | 523645.9076 | 0 | 0 | 0 | 0 | 0 | -61870.256 | 0 | 0 | 0 | 0 | 124152.1266
2016-01-26 23:00 | 0 | 0 | 0 | 0 | 42964.606 | 281273.4348 | 492997 | 0 | 0 | 0 | 0 | 0 | 0 | 0 | 0 | 0 | 354886.9484 | 0 | 0 | 0 | 0 | 0 | 0 | 0 | 0 | 0 | 0 | -168758.9592
2016-01-27 | 0 | 0 | 0 | 0 | 434766.3386 | 14447.468 | 500249 | 0 | 0 | 0 | 0 | 0 | 0 | 0 | 0 | 0 | 303851.755 | 0 | 0 | 0 | 0 | 0 | 0 | 0 | 0 | 0 | 0 | -51035.1934
2016-01-27 01:00 | 0 | 0 | 0 | 0 | 195261.245 | 0 | 499113 | 0 | 0 | 0 | 0 | 0 | 0 | 0 | 0 | 0 | 0 | 0 | 0 | 0 | 0 | 0 | 0 | 0 | 0 | 0 | 0 | -303851.755
2016-01-27 02:00 | 0 | 0 | 0 | 0 | 488910 | 0 | 488910 | 0 | 0 | 0 | 0 | 0 | 0 | 0 | 0 | 0 | 0 | 0 | 0 | 0 | 0 | 0 | 0 | 0 | 0 | 0 | 0 | 0
2016-01-27 03:00 | 0 | 0 | 0 | 0 | 469326 | 0 | 469326 | 0 | 0 | 0 | 0 | 0 | 0 | 0 | 0 | 0 | 0 | 0 | 0 | 0 | 0 | 0 | 0 | 0 | 0 | 0 | 0 | 0
2016-01-27 04:00 | 0 | 0 | 0 | 0 | 445534 | 0 | 445534 | 0 | 0 | 0 | 0 | 0 | 0 | 0 | 0 | 0 | 0 | 0 | 0 | 0 | 0 | 0 | 0 | 0 | 0 | 0 | 0 | 0
2016-01-27 05:00 | 0 | 0 | 0 | 0 | 425309 | 0 | 425309 | 0 | 0 | 0 | 0 | 0 | 0 | 0 | 0 | 0 | 0 | 0 | 0 | 0 | 0 | 0 | 0 | 0 | 0 | 0 | 0 | 0
2016-01-27 06:00 | 0 | 0 | 0 | 0 | 411719 | 0 | 411719 | 0 | 0 | 0 | 0 | 0 | 0 | 0 | 0 | 0 | 0 | 0 | 0 | 0 | 0 | 0 | 0 | 0 | 0 | 0 | 0 | 0
2016-01-27 07:00 | 0 | 0 | 0 | 0 | 403198 | 0 | 403198 | 0 | 0 | 0 | 0 | 0 | 0 | 0 | 0 | 0 | 0 | 0 | 0 | 0 | 0 | 0 | 0 | 0 | 0 | 0 | 0 | 0
2016-01-27 08:00 | 0 | 0 | 0 | 0 | 399404 | 0 | 399404 | 0 | 0 | 0 | 0 | 0 | 0 | 0 | 0 | 0 | 0 | 0 | 0 | 0 | 0 | 0 | 0 | 0 | 0 | 0 | 0 | 0
2016-01-27 09:00 | 0 | 0 | 0 | 0 | 403381 | 0 | 403381 | 0 | 0 | 0 | 0 | 0 | 0 | 0 | 0 | 0 | 0 | 0 | 0 | 0 | 0 | 0 | 0 | 0 | 0 | 0 | 0 | 0
2016-01-27 10:00 | 0 | 0 | 0 | 0 | 418666 | 0 | 418666 | 0 | 0 | 0 | 0 | 0 | 0 | 0 | 0 | 0 | 0 | 0 | 0 | 0 | 0 | 0 | 0 | 0 | 0 | 0 | 0 | 0
2016-01-27 11:00 | 0 | 0 | 0 | 0 | 449958 | 0 | 449958 | 0 | 0 | 0 | 0 | 0 | 0 | 0 | 0 | 0 | 0 | 0 | 0 | 0 | 0 | 0 | 0 | 0 | 0 | 0 | 0 | 0
2016-01-27 12:00 | 0 | 0 | 0 | 0 | 482253 | 0 | 482253 | 0 | 0 | 0 | 0 | 0 | 0 | 0 | 0 | 0 | 0 | 0 | 0 | 0 | 0 | 0 | 0 | 0 | 0 | 0 | 0 | 0
2016-01-27 13:00 | 0 | 0 | 0 | 0 | 494426.8897 | 27.1103 | 494454 | 0 | 0 | 0 | 0 | 0 | 0 | 0 | 0 | 0 | 0 | 0 | 0 | 0 | 0 | 0 | 0 | 0 | 0 | 0 | 0 | 0
2016-01-27 14:00 | 0 | 0 | 0 | 0 | 412685.8876 | 83786.1124 | 496472 | 0 | 0 | 0 | 0 | 0 | 0 | 0 | 0 | 0 | 0 | 0 | 0 | 0 | 0 | 0 | 0 | 0 | 0 | 0 | 0 | 0
2016-01-27 15:00 | 0 | 0 | 0 | 0 | 3862.7582 | 491547.2418 | 495410 | 0 | 0 | 0 | 0 | 0 | 0 | 0 | 0 | 0 | 0 | 0 | 0 | 0 | 0 | 0 | 0 | 0 | 0 | 0 | 0 | 0
2016-01-27 16:00 | 0 | 0 | 0 | 0 | 0 | 581334.2275 | 488754 | 0 | 0 | 0 | 0 | 0 | 0 | 0 | 0 | 0 | 92580.2275 | 0 | 0 | 0 | 0 | 0 | 0 | 0 | 0 | 0 | 0 | 92580.2275
2016-01-27 17:00 | 0 | 0 | 0 | 0 | 0 | 564896.7925 | 479322 | 0 | 0 | 0 | 0 | 0 | 0 | 0 | 0 | 0 | 178155.02 | 0 | 0 | 0 | 0 | 0 | 0 | 0 | 0 | 0 | 0 | 85574.7925
2016-01-27 18:00 | 0 | 0 | 0 | 0 | 0 | 540386.927 | 469952 | 0 | 0 | 0 | 0 | 61870.256 | 0 | 0 | 0 | 0 | 186719.691 | 0 | 0 | 0 | 0 | 0 | 61870.256 | 0 | 0 | 0 | 0 | 8564.671
2016-01-27 19:00 | 0 | 0 | 0 | 0 | 0 | 528665.0837 | 462707 | 0 | 0 | 0 | 0 | 61870.256 | 0 | 0 | 0 | 0 | 252677.7747 | 0 | 0 | 0 | 0 | 0 | 0 | 0 | 0 | 0 | 0 | 65958.0837
2016-01-27 20:00 | 0 | 0 | 0 | 0 | 0 | 539111.5325 | 458018 | 0 | 0 | 0 | 0 | 0 | 0 | 0 | 0 | 0 | 395641.5632 | 0 | 0 | 0 | 0 | 0 | -61870.256 | 0 | 0 | 0 | 0 | 142963.7885
2016-01-27 21:00 | 0 | 0 | 0 | 0 | 0 | 555080.6152 | 458984 | 0 | 0 | 0 | 0 | 0 | 0 | 0 | 0 | 0 | 491738.1784 | 0 | 0 | 0 | 0 | 0 | 0 | 0 | 0 | 0 | 0 | 96096.6152
2016-01-27 22:00 | 0 | 0 | 0 | 0 | 0 | 508149.4362 | 471783 | 0 | 0 | 0 | 0 | 61870.256 | 0 | 0 | 0 | 0 | 466234.3586 | 0 | 0 | 0 | 0 | 0 | 61870.256 | 0 | 0 | 0 | 0 | -25503.8198
2016-01-27 23:00 | 0 | 0 | 0 | 0 | 0 | 211596.7682 | 491721 | 0 | 0 | 0 | 0 | 0 | 0 | 0 | 0 | 0 | 247980.3829 | 0 | 0 | 0 | 0 | 0 | -61870.256 | 0 | 0 | 0 | 0 | -218253.9757
2016-01-28 | 0 | 0 | 0 | 0 | 859894.1344 | 9622.8766 | 503795 | 0 | 0 | 0 | 0 | 61870.256 | 0 | 0 | 0 | 0 | 551832.1379 | 0 | 0 | 0 | 0 | 0 | 61870.256 | 0 | 0 | 0 | 0 | 303851.755
2016-01-28 01:00 | 0 | 0 | 0 | 0 | 139895.9889 | 0 | 505618 | 0 | 0 | 0 | 0 | 0 | 0 | 0 | 0 | 0 | 247980.3829 | 0 | 0 | 0 | 0 | 0 | -61870.256 | 0 | 0 | 0 | 0 | -303851.755
2016-01-28 02:00 | 0 | 0 | 0 | 0 | 250552.6171 | 0 | 498533 | 0 | 0 | 0 | 0 | 0 | 0 | 0 | 0 | 0 | 0 | 0 | 0 | 0 | 0 | 0 | 0 | 0 | 0 | 0 | 0 | -247980.3829
2016-01-28 03:00 | 0 | 0 | 0 | 0 | 480798 | 0 | 480798 | 0 | 0 | 0 | 0 | 0 | 0 | 0 | 0 | 0 | 0 | 0 | 0 | 0 | 0 | 0 | 0 | 0 | 0 | 0 | 0 | 0
2016-01-28 04:00 | 0 | 0 | 0 | 0 | 458328 | 0 | 458328 | 0 | 0 | 0 | 0 | 0 | 0 | 0 | 0 | 0 | 0 | 0 | 0 | 0 | 0 | 0 | 0 | 0 | 0 | 0 | 0 | 0
2016-01-28 05:00 | 0 | 0 | 0 | 0 | 439388 | 0 | 439388 | 0 | 0 | 0 | 0 | 0 | 0 | 0 | 0 | 0 | 0 | 0 | 0 | 0 | 0 | 0 | 0 | 0 | 0 | 0 | 0 | 0
2016-01-28 06:00 | 0 | 0 | 0 | 0 | 427549 | 0 | 427549 | 0 | 0 | 0 | 0 | 0 | 0 | 0 | 0 | 0 | 0 | 0 | 0 | 0 | 0 | 0 | 0 | 0 | 0 | 0 | 0 | 0
2016-01-28 07:00 | 0 | 0 | 0 | 0 | 420148 | 0 | 420148 | 0 | 0 | 0 | 0 | 0 | 0 | 0 | 0 | 0 | 0 | 0 | 0 | 0 | 0 | 0 | 0 | 0 | 0 | 0 | 0 | 0
2016-01-28 08:00 | 0 | 0 | 0 | 0 | 417062 | 0 | 417062 | 0 | 0 | 0 | 0 | 0 | 0 | 0 | 0 | 0 | 0 | 0 | 0 | 0 | 0 | 0 | 0 | 0 | 0 | 0 | 0 | 0
2016-01-28 09:00 | 0 | 0 | 0 | 0 | 420727 | 0 | 420727 | 0 | 0 | 0 | 0 | 0 | 0 | 0 | 0 | 0 | 0 | 0 | 0 | 0 | 0 | 0 | 0 | 0 | 0 | 0 | 0 | 0
2016-01-28 10:00 | 0 | 0 | 0 | 0 | 437126 | 0 | 437126 | 0 | 0 | 0 | 0 | 0 | 0 | 0 | 0 | 0 | 0 | 0 | 0 | 0 | 0 | 0 | 0 | 0 | 0 | 0 | 0 | 0
2016-01-28 11:00 | 0 | 0 | 0 | 0 | 471427 | 0 | 471427 | 0 | 0 | 0 | 0 | 0 | 0 | 0 | 0 | 0 | 0 | 0 | 0 | 0 | 0 | 0 | 0 | 0 | 0 | 0 | 0 | 0
2016-01-28 12:00 | 0 | 0 | 0 | 0 | 503404 | 0 | 503404 | 0 | 0 | 0 | 0 | 0 | 0 | 0 | 0 | 0 | 0 | 0 | 0 | 0 | 0 | 0 | 0 | 0 | 0 | 0 | 0 | 0
2016-01-28 13:00 | 0 | 0 | 0 | 0 | 512007.0674 | 32.9326 | 512040 | 0 | 0 | 0 | 0 | 0 | 0 | 0 | 0 | 0 | 0 | 0 | 0 | 0 | 0 | 0 | 0 | 0 | 0 | 0 | 0 | 0
2016-01-28 14:00 | 0 | 0 | 0 | 0 | 423960.9504 | 83661.0496 | 507622 | 0 | 0 | 0 | 0 | 0 | 0 | 0 | 0 | 0 | 0 | 0 | 0 | 0 | 0 | 0 | 0 | 0 | 0 | 0 | 0 | 0
2016-01-28 15:00 | 0 | 0 | 0 | 0 | 1536.6956 | 497292.3044 | 498829 | 0 | 0 | 0 | 0 | 0 | 0 | 0 | 0 | 0 | 0 | 0 | 0 | 0 | 0 | 0 | 0 | 0 | 0 | 0 | 0 | 0
2016-01-28 16:00 | 0 | 0 | 0 | 0 | 0 | 613957.2088 | 486539 | 0 | 0 | 0 | 0 | 61870.256 | 0 | 0 | 0 | 0 | 65547.9528 | 0 | 0 | 0 | 0 | 0 | 61870.256 | 0 | 0 | 0 | 0 | 65547.9528
2016-01-28 17:00 | 0 | 0 | 0 | 0 | 0 | 599510.9099 | 473213 | 0 | 0 | 0 | 0 | 0 | 0 | 0 | 0 | 0 | 253716.1187 | 0 | 0 | 0 | 0 | 0 | -61870.256 | 0 | 0 | 0 | 0 | 188168.1659
2016-01-28 18:00 | 0 | 0 | 0 | 0 | 0 | 563228.6223 | 463101 | 0 | 0 | 0 | 0 | 61870.256 | 0 | 0 | 0 | 0 | 291973.4849 | 0 | 0 | 0 | 0 | 0 | 61870.256 | 0 | 0 | 0 | 0 | 38257.3662
2016-01-28 19:00 | 0 | 0 | 0 | 0 | 0 | 548322.5835 | 455087 | 0 | 0 | 0 | 0 | 0 | 0 | 0 | 0 | 0 | 447079.3245 | 0 | 0 | 0 | 0 | 0 | -61870.256 | 0 | 0 | 0 | 0 | 155105.8395
2016-01-28 20:00 | 0 | 0 | 0 | 0 | 0 | 562183.6567 | 450296 | 0 | 0 | 0 | 0 | 61870.256 | 0 | 0 | 0 | 0 | 497096.7251 | 0 | 0 | 0 | 0 | 0 | 61870.256 | 0 | 0 | 0 | 0 | 50017.4007
2016-01-28 21:00 | 0 | 0 | 0 | 0 | 0 | 593491.6916 | 452306 | 0 | 0 | 0 | 0 | 61870.256 | 0 | 0 | 0 | 0 | 638282.4168 | 0 | 0 | 0 | 0 | 0 | 0 | 0 | 0 | 0 | 0 | 141185.6916
2016-01-28 22:00 | 0 | 0 | 0 | 0 | 0 | 561366.5628 | 463893 | 0 | 0 | 0 | 0 | 0 | 0 | 0 | 0 | 0 | 797626.2357 | 0 | 0 | 0 | 0 | 0 | -61870.256 | 0 | 0 | 0 | 0 | 159343.8189
2016-01-28 23:00 | 0 | 0 | 0 | 0 | 0 | 243154.5259 | 479734 | 0 | 0 | 0 | 0 | 0 | 0 | 0 | 0 | 0 | 561046.7615 | 0 | 0 | 0 | 0 | 0 | 0 | 0 | 0 | 0 | 0 | -236579.4741
2016-01-29 | 0 | 0 | 0 | 0 | 585749.9297 | 12765.0749 | 489988 | 0 | 0 | 0 | 0 | 61870.256 | 0 | 0 | 0 | 0 | 607703.5101 | 0 | 0 | 0 | 0 | 0 | 61870.256 | 0 | 0 | 0 | 0 | 46656.7485
2016-01-29 01:00 | 0 | 0 | 0 | 0 | 125742.9889 | 0 | 491465 | 0 | 0 | 0 | 0 | 0 | 0 | 0 | 0 | 0 | 303851.755 | 0 | 0 | 0 | 0 | 0 | -61870.256 | 0 | 0 | 0 | 0 | -303851.755
2016-01-29 02:00 | 0 | 0 | 0 | 0 | 180033.245 | 0 | 483885 | 0 | 0 | 0 | 0 | 0 | 0 | 0 | 0 | 0 | 0 | 0 | 0 | 0 | 0 | 0 | 0 | 0 | 0 | 0 | 0 | -303851.755
2016-01-29 03:00 | 0 | 0 | 0 | 0 | 466139 | 0 | 466139 | 0 | 0 | 0 | 0 | 0 | 0 | 0 | 0 | 0 | 0 | 0 | 0 | 0 | 0 | 0 | 0 | 0 | 0 | 0 | 0 | 0
2016-01-29 04:00 | 0 | 0 | 0 | 0 | 442987 | 0 | 442987 | 0 | 0 | 0 | 0 | 0 | 0 | 0 | 0 | 0 | 0 | 0 | 0 | 0 | 0 | 0 | 0 | 0 | 0 | 0 | 0 | 0
2016-01-29 05:00 | 0 | 0 | 0 | 0 | 424662 | 0 | 424662 | 0 | 0 | 0 | 0 | 0 | 0 | 0 | 0 | 0 | 0 | 0 | 0 | 0 | 0 | 0 | 0 | 0 | 0 | 0 | 0 | 0
2016-01-29 06:00 | 0 | 0 | 0 | 0 | 413273 | 0 | 413273 | 0 | 0 | 0 | 0 | 0 | 0 | 0 | 0 | 0 | 0 | 0 | 0 | 0 | 0 | 0 | 0 | 0 | 0 | 0 | 0 | 0
2016-01-29 07:00 | 0 | 0 | 0 | 0 | 406076 | 0 | 406076 | 0 | 0 | 0 | 0 | 0 | 0 | 0 | 0 | 0 | 0 | 0 | 0 | 0 | 0 | 0 | 0 | 0 | 0 | 0 | 0 | 0
2016-01-29 08:00 | 0 | 0 | 0 | 0 | 403830 | 0 | 403830 | 0 | 0 | 0 | 0 | 0 | 0 | 0 | 0 | 0 | 0 | 0 | 0 | 0 | 0 | 0 | 0 | 0 | 0 | 0 | 0 | 0
2016-01-29 09:00 | 0 | 0 | 0 | 0 | 408717 | 0 | 408717 | 0 | 0 | 0 | 0 | 0 | 0 | 0 | 0 | 0 | 0 | 0 | 0 | 0 | 0 | 0 | 0 | 0 | 0 | 0 | 0 | 0
2016-01-29 10:00 | 0 | 0 | 0 | 0 | 423725 | 0 | 423725 | 0 | 0 | 0 | 0 | 0 | 0 | 0 | 0 | 0 | 0 | 0 | 0 | 0 | 0 | 0 | 0 | 0 | 0 | 0 | 0 | 0
2016-01-29 11:00 | 0 | 0 | 0 | 0 | 458104 | 0 | 458104 | 0 | 0 | 0 | 0 | 0 | 0 | 0 | 0 | 0 | 0 | 0 | 0 | 0 | 0 | 0 | 0 | 0 | 0 | 0 | 0 | 0
2016-01-29 12:00 | 0 | 0 | 0 | 0 | 489880 | 0 | 489880 | 0 | 0 | 0 | 0 | 0 | 0 | 0 | 0 | 0 | 0 | 0 | 0 | 0 | 0 | 0 | 0 | 0 | 0 | 0 | 0 | 0
2016-01-29 13:00 | 0 | 0 | 0 | 0 | 498303.1562 | 35.8438 | 498339 | 0 | 0 | 0 | 0 | 0 | 0 | 0 | 0 | 0 | 0 | 0 | 0 | 0 | 0 | 0 | 0 | 0 | 0 | 0 | 0 | 0
2016-01-29 14:00 | 0 | 0 | 0 | 0 | 391352.5311 | 100931.4689 | 492284 | 0 | 0 | 0 | 0 | 0 | 0 | 0 | 0 | 0 | 0 | 0 | 0 | 0 | 0 | 0 | 0 | 0 | 0 | 0 | 0 | 0
2016-01-29 15:00 | 0 | 0 | 0 | 0 | 46348.8558 | 437638.1442 | 483987 | 0 | 0 | 0 | 0 | 0 | 0 | 0 | 0 | 0 | 0 | 0 | 0 | 0 | 0 | 0 | 0 | 0 | 0 | 0 | 0 | 0
2016-01-29 16:00 | 0 | 0 | 0 | 0 | 0 | 520224.5052 | 472607 | 0 | 0 | 0 | 0 | 47617.5052 | 0 | 0 | 0 | 0 | 0 | 0 | 0 | 0 | 0 | 0 | 47617.5052 | 0 | 0 | 0 | 0 | 0
2016-01-29 17:00 | 0 | 0 | 0 | 0 | 0 | 517423.4185 | 461493 | 0 | 0 | 0 | 0 | 0 | 0 | 0 | 0 | 0 | 103547.9236 | 0 | 0 | 0 | 0 | 0 | -47617.5052 | 0 | 0 | 0 | 0 | 103547.9236
2016-01-29 18:00 | 0 | 0 | 0 | 0 | 0 | 501342.6624 | 453063 | 0 | 0 | 0 | 0 | 0 | 0 | 0 | 0 | 0 | 151827.5861 | 0 | 0 | 0 | 0 | 0 | 0 | 0 | 0 | 0 | 0 | 48279.6624
2016-01-29 19:00 | 0 | 0 | 0 | 0 | 0 | 495150.3252 | 446413 | 0 | 0 | 0 | 0 | 0 | 0 | 0 | 0 | 0 | 200564.9113 | 0 | 0 | 0 | 0 | 0 | 0 | 0 | 0 | 0 | 0 | 48737.3252
2016-01-29 20:00 | 0 | 0 | 0 | 0 | 0 | 502930.3398 | 441068 | 0 | 0 | 0 | 0 | 61870.256 | 0 | 0 | 0 | 0 | 200556.995 | 0 | 0 | 0 | 0 | 0 | 61870.256 | 0 | 0 | 0 | 0 | -7.9163
2016-01-29 21:00 | 0 | 0 | 0 | 0 | 0 | 512941.3642 | 441048 | 0 | 0 | 0 | 0 | 61870.256 | 0 | 0 | 0 | 0 | 272450.3593 | 0 | 0 | 0 | 0 | 0 | 0 | 0 | 0 | 0 | 0 | 71893.3642
2016-01-29 22:00 | 0 | 0 | 0 | 0 | 0 | 447412.6354 | 450733 | 0 | 0 | 0 | 0 | 61870.256 | 0 | 0 | 0 | 0 | 269129.9946 | 0 | 0 | 0 | 0 | 0 | 0 | 0 | 0 | 0 | 0 | -3320.3646
2016-01-29 23:00 | 0 | 0 | 0 | 0 | 229541.0126 | 209309.4917 | 465999 | 0 | 0 | 0 | 0 | 0 | 0 | 0 | 0 | 0 | 303851.755 | 0 | 0 | 0 | 0 | 0 | -61870.256 | 0 | 0 | 0 | 0 | 34721.7604
2016-01-30 | 0 | 0 | 0 | 0 | 827100.6053 | 12339.4057 | 473718 | 0 | 0 | 0 | 0 | 61870.256 | 0 | 0 | 0 | 0 | 607703.5101 | 0 | 0 | 0 | 0 | 0 | 61870.256 | 0 | 0 | 0 | 0 | 303851.755
2016-01-30 01:00 | 0 | 0 | 0 | 0 | 107539.9889 | 0 | 473262 | 0 | 0 | 0 | 0 | 0 | 0 | 0 | 0 | 0 | 303851.755 | 0 | 0 | 0 | 0 | 0 | -61870.256 | 0 | 0 | 0 | 0 | -303851.755
2016-01-30 02:00 | 0 | 0 | 0 | 0 | 164225.245 | 0 | 468077 | 0 | 0 | 0 | 0 | 0 | 0 | 0 | 0 | 0 | 0 | 0 | 0 | 0 | 0 | 0 | 0 | 0 | 0 | 0 | 0 | -303851.755
2016-01-30 03:00 | 0 | 0 | 0 | 0 | 455580 | 0 | 455580 | 0 | 0 | 0 | 0 | 0 | 0 | 0 | 0 | 0 | 0 | 0 | 0 | 0 | 0 | 0 | 0 | 0 | 0 | 0 | 0 | 0
2016-01-30 04:00 | 0 | 0 | 0 | 0 | 437622 | 0 | 437622 | 0 | 0 | 0 | 0 | 0 | 0 | 0 | 0 | 0 | 0 | 0 | 0 | 0 | 0 | 0 | 0 | 0 | 0 | 0 | 0 | 0
2016-01-30 05:00 | 0 | 0 | 0 | 0 | 421454 | 0 | 421454 | 0 | 0 | 0 | 0 | 0 | 0 | 0 | 0 | 0 | 0 | 0 | 0 | 0 | 0 | 0 | 0 | 0 | 0 | 0 | 0 | 0
2016-01-30 06:00 | 0 | 0 | 0 | 0 | 409661 | 0 | 409661 | 0 | 0 | 0 | 0 | 0 | 0 | 0 | 0 | 0 | 0 | 0 | 0 | 0 | 0 | 0 | 0 | 0 | 0 | 0 | 0 | 0
2016-01-30 07:00 | 0 | 0 | 0 | 0 | 401725 | 0 | 401725 | 0 | 0 | 0 | 0 | 0 | 0 | 0 | 0 | 0 | 0 | 0 | 0 | 0 | 0 | 0 | 0 | 0 | 0 | 0 | 0 | 0
2016-01-30 08:00 | 0 | 0 | 0 | 0 | 397446 | 0 | 397446 | 0 | 0 | 0 | 0 | 0 | 0 | 0 | 0 | 0 | 0 | 0 | 0 | 0 | 0 | 0 | 0 | 0 | 0 | 0 | 0 | 0
2016-01-30 09:00 | 0 | 0 | 0 | 0 | 399211 | 0 | 399211 | 0 | 0 | 0 | 0 | 0 | 0 | 0 | 0 | 0 | 0 | 0 | 0 | 0 | 0 | 0 | 0 | 0 | 0 | 0 | 0 | 0
2016-01-30 10:00 | 0 | 0 | 0 | 0 | 406491 | 0 | 406491 | 0 | 0 | 0 | 0 | 0 | 0 | 0 | 0 | 0 | 0 | 0 | 0 | 0 | 0 | 0 | 0 | 0 | 0 | 0 | 0 | 0
2016-01-30 11:00 | 0 | 0 | 0 | 0 | 420075 | 0 | 420075 | 0 | 0 | 0 | 0 | 0 | 0 | 0 | 0 | 0 | 0 | 0 | 0 | 0 | 0 | 0 | 0 | 0 | 0 | 0 | 0 | 0
2016-01-30 12:00 | 0 | 0 | 0 | 0 | 436599 | 0 | 436599 | 0 | 0 | 0 | 0 | 0 | 0 | 0 | 0 | 0 | 0 | 0 | 0 | 0 | 0 | 0 | 0 | 0 | 0 | 0 | 0 | 0
2016-01-30 13:00 | 0 | 0 | 0 | 0 | 448042.3353 | 39.6647 | 448082 | 0 | 0 | 0 | 0 | 0 | 0 | 0 | 0 | 0 | 0 | 0 | 0 | 0 | 0 | 0 | 0 | 0 | 0 | 0 | 0 | 0
2016-01-30 14:00 | 0 | 0 | 0 | 0 | 348441.6384 | 99481.3616 | 447923 | 0 | 0 | 0 | 0 | 0 | 0 | 0 | 0 | 0 | 0 | 0 | 0 | 0 | 0 | 0 | 0 | 0 | 0 | 0 | 0 | 0
2016-01-30 15:00 | 0 | 0 | 0 | 0 | 56430.9517 | 384538.0483 | 440969 | 0 | 0 | 0 | 0 | 0 | 0 | 0 | 0 | 0 | 0 | 0 | 0 | 0 | 0 | 0 | 0 | 0 | 0 | 0 | 0 | 0
2016-01-30 16:00 | 0 | 0 | 0 | 0 | 0 | 471815.4645 | 431135 | 0 | 0 | 0 | 0 | 0 | 0 | 0 | 0 | 0 | 40680.4645 | 0 | 0 | 0 | 0 | 0 | 0 | 0 | 0 | 0 | 0 | 40680.4645
2016-01-30 17:00 | 0 | 0 | 0 | 0 | 0 | 487345.806 | 420375 | 0 | 0 | 0 | 0 | 61870.256 | 0 | 0 | 0 | 0 | 45781.0144 | 0 | 0 | 0 | 0 | 0 | 61870.256 | 0 | 0 | 0 | 0 | 5100.5499
2016-01-30 18:00 | 0 | 0 | 0 | 0 | 0 | 478197.4206 | 410136 | 0 | 0 | 0 | 0 | 0 | 0 | 0 | 0 | 0 | 175712.691 | 0 | 0 | 0 | 0 | 0 | -61870.256 | 0 | 0 | 0 | 0 | 129931.6766
2016-01-30 19:00 | 0 | 0 | 0 | 0 | 0 | 473295.7515 | 402345 | 0 | 0 | 0 | 0 | 0 | 0 | 0 | 0 | 0 | 246663.4426 | 0 | 0 | 0 | 0 | 0 | 0 | 0 | 0 | 0 | 0 | 70950.7515
2016-01-30 20:00 | 0 | 0 | 0 | 0 | 0 | 480305.8649 | 398119 | 0 | 0 | 0 | 0 | 0 | 0 | 0 | 0 | 0 | 328850.3075 | 0 | 0 | 0 | 0 | 0 | 0 | 0 | 0 | 0 | 0 | 82186.8649
2016-01-30 21:00 | 0 | 0 | 0 | 0 | 0 | 489381.2118 | 398211 | 0 | 0 | 0 | 0 | 61870.256 | 0 | 0 | 0 | 0 | 358150.2633 | 0 | 0 | 0 | 0 | 0 | 61870.256 | 0 | 0 | 0 | 0 | 29299.9558
2016-01-30 22:00 | 0 | 0 | 0 | 0 | 0 | 433505.7722 | 407935 | 0 | 0 | 0 | 0 | 61870.256 | 0 | 0 | 0 | 0 | 383721.0355 | 0 | 0 | 0 | 0 | 0 | 0 | 0 | 0 | 0 | 0 | 25570.7722
2016-01-30 23:00 | 0 | 0 | 0 | 0 | 55725.2363 | 227247.2272 | 424712 | 0 | 0 | 0 | 0 | 0 | 0 | 0 | 0 | 0 | 303851.755 | 0 | 0 | 0 | 0 | 0 | -61870.256 | 0 | 0 | 0 | 0 | -79869.2804
2016-01-31 | 0 | 0 | 0 | 0 | 783426.949 | 15001.062 | 432706 | 0 | 0 | 0 | 0 | 61870.256 | 0 | 0 | 0 | 0 | 607703.5101 | 0 | 0 | 0 | 0 | 0 | 61870.256 | 0 | 0 | 0 | 0 | 303851.755
2016-01-31 01:00 | 0 | 0 | 0 | 0 | 67843.9889 | 0 | 433566 | 0 | 0 | 0 | 0 | 0 | 0 | 0 | 0 | 0 | 303851.755 | 0 | 0 | 0 | 0 | 0 | -61870.256 | 0 | 0 | 0 | 0 | -303851.755
2016-01-31 02:00 | 0 | 0 | 0 | 0 | 124542.245 | 0 | 428394 | 0 | 0 | 0 | 0 | 0 | 0 | 0 | 0 | 0 | 0 | 0 | 0 | 0 | 0 | 0 | 0 | 0 | 0 | 0 | 0 | -303851.755
2016-01-31 03:00 | 0 | 0 | 0 | 0 | 417412 | 0 | 417412 | 0 | 0 | 0 | 0 | 0 | 0 | 0 | 0 | 0 | 0 | 0 | 0 | 0 | 0 | 0 | 0 | 0 | 0 | 0 | 0 | 0
2016-01-31 04:00 | 0 | 0 | 0 | 0 | 401466 | 0 | 401466 | 0 | 0 | 0 | 0 | 0 | 0 | 0 | 0 | 0 | 0 | 0 | 0 | 0 | 0 | 0 | 0 | 0 | 0 | 0 | 0 | 0
2016-01-31 05:00 | 0 | 0 | 0 | 0 | 385031 | 0 | 385031 | 0 | 0 | 0 | 0 | 0 | 0 | 0 | 0 | 0 | 0 | 0 | 0 | 0 | 0 | 0 | 0 | 0 | 0 | 0 | 0 | 0
2016-01-31 06:00 | 0 | 0 | 0 | 0 | 372884 | 0 | 372884 | 0 | 0 | 0 | 0 | 0 | 0 | 0 | 0 | 0 | 0 | 0 | 0 | 0 | 0 | 0 | 0 | 0 | 0 | 0 | 0 | 0
2016-01-31 07:00 | 0 | 0 | 0 | 0 | 364163 | 0 | 364163 | 0 | 0 | 0 | 0 | 0 | 0 | 0 | 0 | 0 | 0 | 0 | 0 | 0 | 0 | 0 | 0 | 0 | 0 | 0 | 0 | 0
2016-01-31 08:00 | 0 | 0 | 0 | 0 | 359200 | 0 | 359200 | 0 | 0 | 0 | 0 | 0 | 0 | 0 | 0 | 0 | 0 | 0 | 0 | 0 | 0 | 0 | 0 | 0 | 0 | 0 | 0 | 0
2016-01-31 09:00 | 0 | 0 | 0 | 0 | 358040 | 0 | 358040 | 0 | 0 | 0 | 0 | 0 | 0 | 0 | 0 | 0 | 0 | 0 | 0 | 0 | 0 | 0 | 0 | 0 | 0 | 0 | 0 | 0
2016-01-31 10:00 | 0 | 0 | 0 | 0 | 360898 | 0 | 360898 | 0 | 0 | 0 | 0 | 0 | 0 | 0 | 0 | 0 | 0 | 0 | 0 | 0 | 0 | 0 | 0 | 0 | 0 | 0 | 0 | 0
2016-01-31 11:00 | 0 | 0 | 0 | 0 | 368195 | 0 | 368195 | 0 | 0 | 0 | 0 | 0 | 0 | 0 | 0 | 0 | 0 | 0 | 0 | 0 | 0 | 0 | 0 | 0 | 0 | 0 | 0 | 0
2016-01-31 12:00 | 0 | 0 | 0 | 0 | 380157 | 0 | 380157 | 0 | 0 | 0 | 0 | 0 | 0 | 0 | 0 | 0 | 0 | 0 | 0 | 0 | 0 | 0 | 0 | 0 | 0 | 0 | 0 | 0
2016-01-31 13:00 | 0 | 0 | 0 | 0 | 391701.8733 | 50.1267 | 391752 | 0 | 0 | 0 | 0 | 0 | 0 | 0 | 0 | 0 | 0 | 0 | 0 | 0 | 0 | 0 | 0 | 0 | 0 | 0 | 0 | 0
2016-01-31 14:00 | 0 | 0 | 0 | 0 | 292553.8246 | 106855.1754 | 399409 | 0 | 0 | 0 | 0 | 0 | 0 | 0 | 0 | 0 | 0 | 0 | 0 | 0 | 0 | 0 | 0 | 0 | 0 | 0 | 0 | 0
2016-01-31 15:00 | 0 | 0 | 0 | 0 | 64834.5635 | 335630.4365 | 400465 | 0 | 0 | 0 | 0 | 0 | 0 | 0 | 0 | 0 | 0 | 0 | 0 | 0 | 0 | 0 | 0 | 0 | 0 | 0 | 0 | 0
2016-01-31 16:00 | 0 | 0 | 0 | 0 | 0 | 417869.6052 | 398733 | 0 | 0 | 0 | 0 | 19136.6052 | 0 | 0 | 0 | 0 | 0 | 0 | 0 | 0 | 0 | 0 | 19136.6052 | 0 | 0 | 0 | 0 | 0
2016-01-31 17:00 | 0 | 0 | 0 | 0 | 0 | 435151.661 | 397649 | 0 | 0 | 0 | 0 | 56639.2662 | 0 | 0 | 0 | 0 | 0 | 0 | 0 | 0 | 0 | 0 | 37502.661 | 0 | 0 | 0 | 0 | 0
2016-01-31 18:00 | 0 | 0 | 0 | 0 | 0 | 430760.4516 | 395805 | 0 | 0 | 0 | 0 | 61870.256 | 0 | 0 | 0 | 0 | 29724.4618 | 0 | 0 | 0 | 0 | 0 | 5230.9898 | 0 | 0 | 0 | 0 | 29724.4618
2016-01-31 19:00 | 0 | 0 | 0 | 0 | 0 | 422943.7864 | 393066 | 0 | 0 | 0 | 0 | 0 | 0 | 0 | 0 | 0 | 121472.5043 | 0 | 0 | 0 | 0 | 0 | -61870.256 | 0 | 0 | 0 | 0 | 91748.0425
2016-01-31 20:00 | 0 | 0 | 0 | 0 | 0 | 404814.8054 | 391975 | 0 | 0 | 0 | 0 | 0 | 0 | 0 | 0 | 0 | 134312.3097 | 0 | 0 | 0 | 0 | 0 | 0 | 0 | 0 | 0 | 0 | 12839.8054
2016-01-31 21:00 | 0 | 0 | 0 | 0 | 0 | 367433.3381 | 395107 | 0 | 0 | 0 | 0 | 61870.256 | 0 | 0 | 0 | 0 | 44768.3917 | 0 | 0 | 0 | 0 | 0 | 61870.256 | 0 | 0 | 0 | 0 | -89543.9179
2016-01-31 22:00 | 0 | 0 | 0 | 0 | 6147.6595 | 294683.6927 | 407470 | 0 | 0 | 0 | 0 | 0 | 0 | 0 | 0 | 0 | 0 | 0 | 0 | 0 | 0 | 0 | -61870.256 | 0 | 0 | 0 | 0 | -44768.3917
2016-01-31 23:00 | 0 | 0 | 0 | 0 | 561747.7311 | 134675.3081 | 425236 | 0 | 0 | 0 | 0 | 0 | 0 | 0 | 0 | 0 | 271187.0392 | 0 | 0 | 0 | 0 | 0 | 0 | 0 | 0 | 0 | 0 | 271187.0392
2016-02-01 | 0 | 0 | 0 | 0 | 569015.863 | 11092.4242 | 434806 | 0 | 0 | 0 | 0 | 61870.256 | 0 | 0 | 0 | 0 | 354619.0704 | 0 | 0 | 0 | 0 | 0 | 61870.256 | 0 | 0 | 0 | 0 | 83432.0312
2016-02-01 01:00 | 0 | 0 | 0 | 0 | 69341.9889 | 0 | 435064 | 0 | 0 | 0 | 0 | 0 | 0 | 0 | 0 | 0 | 50767.3154 | 0 | 0 | 0 | 0 | 0 | -61870.256 | 0 | 0 | 0 | 0 | -303851.755
2016-02-01 02:00 | 0 | 0 | 0 | 0 | 376051.6846 | 0 | 426819 | 0 | 0 | 0 | 0 | 0 | 0 | 0 | 0 | 0 | 0 | 0 | 0 | 0 | 0 | 0 | 0 | 0 | 0 | 0 | 0 | -50767.3154
2016-02-01 03:00 | 0 | 0 | 0 | 0 | 411759 | 0 | 411759 | 0 | 0 | 0 | 0 | 0 | 0 | 0 | 0 | 0 | 0 | 0 | 0 | 0 | 0 | 0 | 0 | 0 | 0 | 0 | 0 | 0
2016-02-01 04:00 | 0 | 0 | 0 | 0 | 391383 | 0 | 391383 | 0 | 0 | 0 | 0 | 0 | 0 | 0 | 0 | 0 | 0 | 0 | 0 | 0 | 0 | 0 | 0 | 0 | 0 | 0 | 0 | 0
2016-02-01 05:00 | 0 | 0 | 0 | 0 | 372942 | 0 | 372942 | 0 | 0 | 0 | 0 | 0 | 0 | 0 | 0 | 0 | 0 | 0 | 0 | 0 | 0 | 0 | 0 | 0 | 0 | 0 | 0 | 0
2016-02-01 06:00 | 0 | 0 | 0 | 0 | 439306.4082 | 0 | 361001 | 0 | 0 | 0 | 0 | 61870.256 | 0 | 0 | 0 | 0 | 16435.1522 | 0 | 0 | 0 | 0 | 0 | 61870.256 | 0 | 0 | 0 | 0 | 16435.1522
2016-02-01 07:00 | 0 | 0 | 0 | 0 | 433847.011 | 0 | 353033 | 0 | 0 | 0 | 0 | 61870.256 | 0 | 0 | 0 | 0 | 97249.1632 | 0 | 0 | 0 | 0 | 0 | 0 | 0 | 0 | 0 | 0 | 80814.011
2016-02-01 08:00 | 0 | 0 | 0 | 0 | 423198.5117 | 0 | 350045 | 0 | 0 | 0 | 0 | 0 | 0 | 0 | 0 | 0 | 232272.931 | 0 | 0 | 0 | 0 | 0 | -61870.256 | 0 | 0 | 0 | 0 | 135023.7678
2016-02-01 09:00 | 0 | 0 | 0 | 0 | 402935.8562 | 0 | 353256 | 0 | 0 | 0 | 0 | 0 | 0 | 0 | 0 | 0 | 281952.7871 | 0 | 0 | 0 | 0 | 0 | 0 | 0 | 0 | 0 | 0 | 49679.8562
2016-02-01 10:00 | 0 | 0 | 0 | 0 | 377374.2948 | 0 | 368542 | 0 | 0 | 0 | 0 | 0 | 0 | 0 | 0 | 0 | 290785.0819 | 0 | 0 | 0 | 0 | 0 | 0 | 0 | 0 | 0 | 0 | 8832.2948
2016-02-01 11:00 | 0 | 0 | 0 | 0 | 367145.8258 | 0 | 401550 | 0 | 0 | 0 | 0 | 61870.256 | 0 | 0 | 0 | 0 | 194510.6517 | 0 | 0 | 0 | 0 | 0 | 61870.256 | 0 | 0 | 0 | 0 | -96274.4302
2016-02-01 12:00 | 0 | 0 | 0 | 0 | 364485.4732 | 0 | 433191 | 0 | 0 | 0 | 0 | 61870.256 | 0 | 0 | 0 | 0 | 125805.1249 | 0 | 0 | 0 | 0 | 0 | 0 | 0 | 0 | 0 | 0 | -68705.5268
2016-02-01 13:00 | 0 | 0 | 0 | 0 | 358014.4065 | 54.4025 | 444295 | 0 | 0 | 0 | 0 | 0 | 0 | 0 | 0 | 0 | 101449.1899 | 0 | 0 | 0 | 0 | 0 | -61870.256 | 0 | 0 | 0 | 0 | -24355.9351
2016-02-01 14:00 | 0 | 0 | 0 | 0 | 261950.0239 | 84494.7862 | 447894 | 0 | 0 | 0 | 0 | 0 | 0 | 0 | 0 | 0 | 0 | 0 | 0 | 0 | 0 | 0 | 0 | 0 | 0 | 0 | 0 | -101449.1899
2016-02-01 15:00 | 0 | 0 | 0 | 0 | 162138.3541 | 288555.6459 | 450694 | 0 | 0 | 0 | 0 | 0 | 0 | 0 | 0 | 0 | 0 | 0 | 0 | 0 | 0 | 0 | 0 | 0 | 0 | 0 | 0 | 0
2016-02-01 16:00 | 0 | 0 | 0 | 0 | 37060.0187 | 412583.9813 | 449644 | 0 | 0 | 0 | 0 | 0 | 0 | 0 | 0 | 0 | 0 | 0 | 0 | 0 | 0 | 0 | 0 | 0 | 0 | 0 | 0 | 0
2016-02-01 17:00 | 0 | 0 | 0 | 0 | 0 | 454182.7411 | 446263 | 0 | 0 | 0 | 0 | 7919.7411 | 0 | 0 | 0 | 0 | 0 | 0 | 0 | 0 | 0 | 0 | 7919.7411 | 0 | 0 | 0 | 0 | 0
2016-02-01 18:00 | 0 | 0 | 0 | 0 | 0 | 460899.9328 | 442699 | 0 | 0 | 0 | 0 | 26120.674 | 0 | 0 | 0 | 0 | 0 | 0 | 0 | 0 | 0 | 0 | 18200.9328 | 0 | 0 | 0 | 0 | 0
2016-02-01 19:00 | 0 | 0 | 0 | 0 | 0 | 454308.7383 | 439797 | 0 | 0 | 0 | 0 | 0 | 0 | 0 | 0 | 0 | 40632.4123 | 0 | 0 | 0 | 0 | 0 | -26120.674 | 0 | 0 | 0 | 0 | 40632.4123
2016-02-01 20:00 | 0 | 0 | 0 | 0 | 0 | 447342.9802 | 437129 | 0 | 0 | 0 | 0 | 0 | 0 | 0 | 0 | 0 | 50846.3925 | 0 | 0 | 0 | 0 | 0 | 0 | 0 | 0 | 0 | 0 | 10213.9802
2016-02-01 21:00 | 0 | 0 | 0 | 0 | 0 | 436898.128 | 438025 | 0 | 0 | 0 | 0 | 49719.5205 | 0 | 0 | 0 | 0 | 0 | 0 | 0 | 0 | 0 | 0 | 49719.5205 | 0 | 0 | 0 | 0 | -50846.3925
2016-02-01 22:00 | 0 | 0 | 0 | 0 | 599.9544 | 395868.5251 | 446188 | 0 | 0 | 0 | 0 | 0 | 0 | 0 | 0 | 0 | 0 | 0 | 0 | 0 | 0 | 0 | -49719.5205 | 0 | 0 | 0 | 0 | 0
2016-02-01 23:00 | 0 | 0 | 0 | 0 | 528319.1712 | 237462.5839 | 461930 | 0 | 0 | 0 | 0 | 0 | 0 | 0 | 0 | 0 | 303851.755 | 0 | 0 | 0 | 0 | 0 | 0 | 0 | 0 | 0 | 0 | 303851.755
2016-02-02 | 0 | 0 | 0 | 0 | 815531.0258 | 21996.9853 | 471806 | 0 | 0 | 0 | 0 | 61870.256 | 0 | 0 | 0 | 0 | 607703.5101 | 0 | 0 | 0 | 0 | 0 | 61870.256 | 0 | 0 | 0 | 0 | 303851.755
2016-02-02 01:00 | 0 | 0 | 0 | 0 | 104986.9889 | 0 | 470709 | 0 | 0 | 0 | 0 | 0 | 0 | 0 | 0 | 0 | 303851.755 | 0 | 0 | 0 | 0 | 0 | -61870.256 | 0 | 0 | 0 | 0 | -303851.755
2016-02-02 02:00 | 0 | 0 | 0 | 0 | 157227.245 | 0 | 461079 | 0 | 0 | 0 | 0 | 0 | 0 | 0 | 0 | 0 | 0 | 0 | 0 | 0 | 0 | 0 | 0 | 0 | 0 | 0 | 0 | -303851.755
2016-02-02 03:00 | 0 | 0 | 0 | 0 | 442670 | 0 | 442670 | 0 | 0 | 0 | 0 | 0 | 0 | 0 | 0 | 0 | 0 | 0 | 0 | 0 | 0 | 0 | 0 | 0 | 0 | 0 | 0 | 0
2016-02-02 04:00 | 0 | 0 | 0 | 0 | 418336 | 0 | 418336 | 0 | 0 | 0 | 0 | 0 | 0 | 0 | 0 | 0 | 0 | 0 | 0 | 0 | 0 | 0 | 0 | 0 | 0 | 0 | 0 | 0
2016-02-02 05:00 | 0 | 0 | 0 | 0 | 396625 | 0 | 396625 | 0 | 0 | 0 | 0 | 0 | 0 | 0 | 0 | 0 | 0 | 0 | 0 | 0 | 0 | 0 | 0 | 0 | 0 | 0 | 0 | 0
2016-02-02 06:00 | 0 | 0 | 0 | 0 | 381749 | 0 | 381749 | 0 | 0 | 0 | 0 | 0 | 0 | 0 | 0 | 0 | 0 | 0 | 0 | 0 | 0 | 0 | 0 | 0 | 0 | 0 | 0 | 0
2016-02-02 07:00 | 0 | 0 | 0 | 0 | 371769 | 0 | 371769 | 0 | 0 | 0 | 0 | 0 | 0 | 0 | 0 | 0 | 0 | 0 | 0 | 0 | 0 | 0 | 0 | 0 | 0 | 0 | 0 | 0
2016-02-02 08:00 | 0 | 0 | 0 | 0 | 366772 | 0 | 366772 | 0 | 0 | 0 | 0 | 0 | 0 | 0 | 0 | 0 | 0 | 0 | 0 | 0 | 0 | 0 | 0 | 0 | 0 | 0 | 0 | 0
2016-02-02 09:00 | 0 | 0 | 0 | 0 | 368591 | 0 | 368591 | 0 | 0 | 0 | 0 | 0 | 0 | 0 | 0 | 0 | 0 | 0 | 0 | 0 | 0 | 0 | 0 | 0 | 0 | 0 | 0 | 0
2016-02-02 10:00 | 0 | 0 | 0 | 0 | 382021 | 0 | 382021 | 0 | 0 | 0 | 0 | 0 | 0 | 0 | 0 | 0 | 0 | 0 | 0 | 0 | 0 | 0 | 0 | 0 | 0 | 0 | 0 | 0
2016-02-02 11:00 | 0 | 0 | 0 | 0 | 414646 | 0 | 414646 | 0 | 0 | 0 | 0 | 0 | 0 | 0 | 0 | 0 | 0 | 0 | 0 | 0 | 0 | 0 | 0 | 0 | 0 | 0 | 0 | 0
2016-02-02 12:00 | 0 | 0 | 0 | 0 | 443825 | 0 | 443825 | 0 | 0 | 0 | 0 | 0 | 0 | 0 | 0 | 0 | 0 | 0 | 0 | 0 | 0 | 0 | 0 | 0 | 0 | 0 | 0 | 0
2016-02-02 13:00 | 0 | 0 | 0 | 0 | 453881.2215 | 71.7785 | 453953 | 0 | 0 | 0 | 0 | 0 | 0 | 0 | 0 | 0 | 0 | 0 | 0 | 0 | 0 | 0 | 0 | 0 | 0 | 0 | 0 | 0
2016-02-02 14:00 | 0 | 0 | 0 | 0 | 349605.6344 | 107547.3656 | 457153 | 0 | 0 | 0 | 0 | 0 | 0 | 0 | 0 | 0 | 0 | 0 | 0 | 0 | 0 | 0 | 0 | 0 | 0 | 0 | 0 | 0
2016-02-02 15:00 | 0 | 0 | 0 | 0 | 0 | 465919.8044 | 459078 | 0 | 0 | 0 | 0 | 0 | 0 | 0 | 0 | 0 | 6841.8044 | 0 | 0 | 0 | 0 | 0 | 0 | 0 | 0 | 0 | 0 | 6841.8044
2016-02-02 16:00 | 0 | 0 | 0 | 0 | 0 | 553885.155 | 457079 | 0 | 0 | 0 | 0 | 0 | 0 | 0 | 0 | 0 | 103647.9594 | 0 | 0 | 0 | 0 | 0 | 0 | 0 | 0 | 0 | 0 | 96806.155
2016-02-02 17:00 | 0 | 0 | 0 | 0 | 0 | 558731.339 | 450673 | 0 | 0 | 0 | 0 | 0 | 0 | 0 | 0 | 0 | 211706.2984 | 0 | 0 | 0 | 0 | 0 | 0 | 0 | 0 | 0 | 0 | 108058.339
2016-02-02 18:00 | 0 | 0 | 0 | 0 | 0 | 543158.3544 | 448768 | 0 | 0 | 0 | 0 | 0 | 0 | 0 | 0 | 0 | 306096.6528 | 0 | 0 | 0 | 0 | 0 | 0 | 0 | 0 | 0 | 0 | 94390.3544
2016-02-02 19:00 | 0 | 0 | 0 | 0 | 0 | 529106.253 | 444618 | 0 | 0 | 0 | 0 | 0 | 0 | 0 | 0 | 0 | 390584.9058 | 0 | 0 | 0 | 0 | 0 | 0 | 0 | 0 | 0 | 0 | 84488.253
2016-02-02 20:00 | 0 | 0 | 0 | 0 | 0 | 529783.8155 | 441273 | 0 | 0 | 0 | 0 | 0 | 0 | 0 | 0 | 0 | 479095.7213 | 0 | 0 | 0 | 0 | 0 | 0 | 0 | 0 | 0 | 0 | 88510.8155
2016-02-02 21:00 | 0 | 0 | 0 | 0 | 0 | 524816.3341 | 442635 | 0 | 0 | 0 | 0 | 0 | 0 | 0 | 0 | 0 | 561277.0554 | 0 | 0 | 0 | 0 | 0 | 0 | 0 | 0 | 0 | 0 | 82181.3341
2016-02-02 22:00 | 0 | 0 | 0 | 0 | 0 | 467427.5902 | 452450 | 0 | 0 | 0 | 0 | 0 | 0 | 0 | 0 | 0 | 576254.6456 | 0 | 0 | 0 | 0 | 0 | 0 | 0 | 0 | 0 | 0 | 14977.5902
2016-02-02 23:00 | 0 | 0 | 0 | 0 | 0 | 281075.4408 | 466845 | 0 | 0 | 0 | 0 | 61870.256 | 0 | 0 | 0 | 0 | 328614.8303 | 0 | 0 | 0 | 0 | 0 | 61870.256 | 0 | 0 | 0 | 0 | -247639.8153
2016-02-03 | 0 | 0 | 0 | 0 | 728315.4353 | 26069.2444 | 475296 | 0 | 0 | 0 | 0 | 61870.256 | 0 | 0 | 0 | 0 | 607703.5101 | 0 | 0 | 0 | 0 | 0 | 0 | 0 | 0 | 0 | 0 | 279088.6798
2016-02-03 01:00 | 0 | 0 | 0 | 0 | 108345.9889 | 0 | 474068 | 0 | 0 | 0 | 0 | 0 | 0 | 0 | 0 | 0 | 303851.755 | 0 | 0 | 0 | 0 | 0 | -61870.256 | 0 | 0 | 0 | 0 | -303851.755
2016-02-03 02:00 | 0 | 0 | 0 | 0 | 159718.245 | 0 | 463570 | 0 | 0 | 0 | 0 | 0 | 0 | 0 | 0 | 0 | 0 | 0 | 0 | 0 | 0 | 0 | 0 | 0 | 0 | 0 | 0 | -303851.755
2016-02-03 03:00 | 0 | 0 | 0 | 0 | 444152 | 0 | 444152 | 0 | 0 | 0 | 0 | 0 | 0 | 0 | 0 | 0 | 0 | 0 | 0 | 0 | 0 | 0 | 0 | 0 | 0 | 0 | 0 | 0
2016-02-03 04:00 | 0 | 0 | 0 | 0 | 420117 | 0 | 420117 | 0 | 0 | 0 | 0 | 0 | 0 | 0 | 0 | 0 | 0 | 0 | 0 | 0 | 0 | 0 | 0 | 0 | 0 | 0 | 0 | 0
2016-02-03 05:00 | 0 | 0 | 0 | 0 | 399540 | 0 | 399540 | 0 | 0 | 0 | 0 | 0 | 0 | 0 | 0 | 0 | 0 | 0 | 0 | 0 | 0 | 0 | 0 | 0 | 0 | 0 | 0 | 0
2016-02-03 06:00 | 0 | 0 | 0 | 0 | 384347 | 0 | 384347 | 0 | 0 | 0 | 0 | 0 | 0 | 0 | 0 | 0 | 0 | 0 | 0 | 0 | 0 | 0 | 0 | 0 | 0 | 0 | 0 | 0
2016-02-03 07:00 | 0 | 0 | 0 | 0 | 374131 | 0 | 374131 | 0 | 0 | 0 | 0 | 0 | 0 | 0 | 0 | 0 | 0 | 0 | 0 | 0 | 0 | 0 | 0 | 0 | 0 | 0 | 0 | 0
2016-02-03 08:00 | 0 | 0 | 0 | 0 | 369211 | 0 | 369211 | 0 | 0 | 0 | 0 | 0 | 0 | 0 | 0 | 0 | 0 | 0 | 0 | 0 | 0 | 0 | 0 | 0 | 0 | 0 | 0 | 0
2016-02-03 09:00 | 0 | 0 | 0 | 0 | 371215 | 0 | 371215 | 0 | 0 | 0 | 0 | 0 | 0 | 0 | 0 | 0 | 0 | 0 | 0 | 0 | 0 | 0 | 0 | 0 | 0 | 0 | 0 | 0
2016-02-03 10:00 | 0 | 0 | 0 | 0 | 383781 | 0 | 383781 | 0 | 0 | 0 | 0 | 0 | 0 | 0 | 0 | 0 | 0 | 0 | 0 | 0 | 0 | 0 | 0 | 0 | 0 | 0 | 0 | 0
2016-02-03 11:00 | 0 | 0 | 0 | 0 | 415255 | 0 | 415255 | 0 | 0 | 0 | 0 | 0 | 0 | 0 | 0 | 0 | 0 | 0 | 0 | 0 | 0 | 0 | 0 | 0 | 0 | 0 | 0 | 0
2016-02-03 12:00 | 0 | 0 | 0 | 0 | 446694 | 0 | 446694 | 0 | 0 | 0 | 0 | 0 | 0 | 0 | 0 | 0 | 0 | 0 | 0 | 0 | 0 | 0 | 0 | 0 | 0 | 0 | 0 | 0
2016-02-03 13:00 | 0 | 0 | 0 | 0 | 459797.9365 | 89.0635 | 459887 | 0 | 0 | 0 | 0 | 0 | 0 | 0 | 0 | 0 | 0 | 0 | 0 | 0 | 0 | 0 | 0 | 0 | 0 | 0 | 0 | 0
2016-02-03 14:00 | 0 | 0 | 0 | 0 | 256562.9136 | 209423.0864 | 465986 | 0 | 0 | 0 | 0 | 0 | 0 | 0 | 0 | 0 | 0 | 0 | 0 | 0 | 0 | 0 | 0 | 0 | 0 | 0 | 0 | 0
2016-02-03 15:00 | 0 | 0 | 0 | 0 | 0 | 570910.3257 | 469666 | 0 | 0 | 0 | 0 | 0 | 0 | 0 | 0 | 0 | 101244.3257 | 0 | 0 | 0 | 0 | 0 | 0 | 0 | 0 | 0 | 0 | 101244.3257
2016-02-03 16:00 | 0 | 0 | 0 | 0 | 0 | 648129.7657 | 468347 | 0 | 0 | 0 | 0 | 61870.256 | 0 | 0 | 0 | 0 | 219156.8354 | 0 | 0 | 0 | 0 | 0 | 61870.256 | 0 | 0 | 0 | 0 | 117912.5097
2016-02-03 17:00 | 0 | 0 | 0 | 0 | 0 | 638007.7257 | 463302 | 0 | 0 | 0 | 0 | 61870.256 | 0 | 0 | 0 | 0 | 393862.5611 | 0 | 0 | 0 | 0 | 0 | 0 | 0 | 0 | 0 | 0 | 174705.7257
2016-02-03 18:00 | 0 | 0 | 0 | 0 | 0 | 606284.0487 | 458532 | 0 | 0 | 0 | 0 | 0 | 0 | 0 | 0 | 0 | 603484.8659 | 0 | 0 | 0 | 0 | 0 | -61870.256 | 0 | 0 | 0 | 0 | 209622.3048
2016-02-03 19:00 | 0 | 0 | 0 | 0 | 0 | 587699.1433 | 453700 | 0 | 0 | 0 | 0 | 61870.256 | 0 | 0 | 0 | 0 | 675613.7531 | 0 | 0 | 0 | 0 | 0 | 61870.256 | 0 | 0 | 0 | 0 | 72128.8873
2016-02-03 20:00 | 0 | 0 | 0 | 0 | 0 | 593313.873 | 449532 | 0 | 0 | 0 | 0 | 61870.256 | 0 | 0 | 0 | 0 | 819395.6261 | 0 | 0 | 0 | 0 | 0 | 0 | 0 | 0 | 0 | 0 | 143781.873
2016-02-03 21:00 | 0 | 0 | 0 | 0 | 0 | 604453.4308 | 450158 | 0 | 0 | 0 | 0 | 61870.256 | 0 | 0 | 0 | 0 | 973691.0569 | 0 | 0 | 0 | 0 | 0 | 0 | 0 | 0 | 0 | 0 | 154295.4308
2016-02-03 22:00 | 0 | 0 | 0 | 0 | 0 | 564957.3293 | 458219 | 0 | 0 | 0 | 0 | 61870.256 | 0 | 0 | 0 | 0 | 1080429.3862 | 0 | 0 | 0 | 0 | 0 | 0 | 0 | 0 | 0 | 0 | 106738.3293
2016-02-03 23:00 | 0 | 0 | 0 | 0 | 258110.2795 | 348932.3544 | 472065 | 0 | 0 | 0 | 0 | 61870.256 | 0 | 0 | 0 | 0 | 1215407.0201 | 0 | 0 | 0 | 0 | 0 | 0 | 0 | 0 | 0 | 0 | 134977.6339
2016-02-04 | 0 | 0 | 0 | 0 | 152315.5971 | 26160.6478 | 482328 | 0 | 0 | 0 | 0 | 61870.256 | 0 | 0 | 0 | 0 | 911555.2651 | 0 | 0 | 0 | 0 | 0 | 0 | 0 | 0 | 0 | 0 | -303851.755
2016-02-04 01:00 | 0 | 0 | 0 | 0 | 117133.9889 | 0 | 482856 | 0 | 0 | 0 | 0 | 0 | 0 | 0 | 0 | 0 | 607703.5101 | 0 | 0 | 0 | 0 | 0 | -61870.256 | 0 | 0 | 0 | 0 | -303851.755
2016-02-04 02:00 | 0 | 0 | 0 | 0 | 170515.245 | 0 | 474367 | 0 | 0 | 0 | 0 | 0 | 0 | 0 | 0 | 0 | 303851.755 | 0 | 0 | 0 | 0 | 0 | 0 | 0 | 0 | 0 | 0 | -303851.755
2016-02-04 03:00 | 0 | 0 | 0 | 0 | 152438.245 | 0 | 456290 | 0 | 0 | 0 | 0 | 0 | 0 | 0 | 0 | 0 | 0 | 0 | 0 | 0 | 0 | 0 | 0 | 0 | 0 | 0 | 0 | -303851.755
2016-02-04 04:00 | 0 | 0 | 0 | 0 | 432825 | 0 | 432825 | 0 | 0 | 0 | 0 | 0 | 0 | 0 | 0 | 0 | 0 | 0 | 0 | 0 | 0 | 0 | 0 | 0 | 0 | 0 | 0 | 0
2016-02-04 05:00 | 0 | 0 | 0 | 0 | 412681 | 0 | 412681 | 0 | 0 | 0 | 0 | 0 | 0 | 0 | 0 | 0 | 0 | 0 | 0 | 0 | 0 | 0 | 0 | 0 | 0 | 0 | 0 | 0
2016-02-04 06:00 | 0 | 0 | 0 | 0 | 398724 | 0 | 398724 | 0 | 0 | 0 | 0 | 0 | 0 | 0 | 0 | 0 | 0 | 0 | 0 | 0 | 0 | 0 | 0 | 0 | 0 | 0 | 0 | 0
2016-02-04 07:00 | 0 | 0 | 0 | 0 | 390171 | 0 | 390171 | 0 | 0 | 0 | 0 | 0 | 0 | 0 | 0 | 0 | 0 | 0 | 0 | 0 | 0 | 0 | 0 | 0 | 0 | 0 | 0 | 0
2016-02-04 08:00 | 0 | 0 | 0 | 0 | 386439 | 0 | 386439 | 0 | 0 | 0 | 0 | 0 | 0 | 0 | 0 | 0 | 0 | 0 | 0 | 0 | 0 | 0 | 0 | 0 | 0 | 0 | 0 | 0
2016-02-04 09:00 | 0 | 0 | 0 | 0 | 389595 | 0 | 389595 | 0 | 0 | 0 | 0 | 0 | 0 | 0 | 0 | 0 | 0 | 0 | 0 | 0 | 0 | 0 | 0 | 0 | 0 | 0 | 0 | 0
2016-02-04 10:00 | 0 | 0 | 0 | 0 | 404973 | 0 | 404973 | 0 | 0 | 0 | 0 | 0 | 0 | 0 | 0 | 0 | 0 | 0 | 0 | 0 | 0 | 0 | 0 | 0 | 0 | 0 | 0 | 0
2016-02-04 11:00 | 0 | 0 | 0 | 0 | 438227 | 0 | 438227 | 0 | 0 | 0 | 0 | 0 | 0 | 0 | 0 | 0 | 0 | 0 | 0 | 0 | 0 | 0 | 0 | 0 | 0 | 0 | 0 | 0
2016-02-04 12:00 | 0 | 0 | 0 | 0 | 472199 | 0 | 472199 | 0 | 0 | 0 | 0 | 0 | 0 | 0 | 0 | 0 | 0 | 0 | 0 | 0 | 0 | 0 | 0 | 0 | 0 | 0 | 0 | 0
2016-02-04 13:00 | 0 | 0 | 0 | 0 | 484850.4824 | 98.5176 | 484949 | 0 | 0 | 0 | 0 | 0 | 0 | 0 | 0 | 0 | 0 | 0 | 0 | 0 | 0 | 0 | 0 | 0 | 0 | 0 | 0 | 0
2016-02-04 14:00 | 0 | 0 | 0 | 0 | 356319.3352 | 131008.6648 | 487328 | 0 | 0 | 0 | 0 | 0 | 0 | 0 | 0 | 0 | 0 | 0 | 0 | 0 | 0 | 0 | 0 | 0 | 0 | 0 | 0 | 0
2016-02-04 15:00 | 0 | 0 | 0 | 0 | 0 | 490317.0304 | 485781 | 0 | 0 | 0 | 0 | 0 | 0 | 0 | 0 | 0 | 4536.0304 | 0 | 0 | 0 | 0 | 0 | 0 | 0 | 0 | 0 | 0 | 4536.0304
2016-02-04 16:00 | 0 | 0 | 0 | 0 | 0 | 565200.6993 | 479593 | 0 | 0 | 0 | 0 | 0 | 0 | 0 | 0 | 0 | 90143.7297 | 0 | 0 | 0 | 0 | 0 | 0 | 0 | 0 | 0 | 0 | 85607.6993
2016-02-04 17:00 | 0 | 0 | 0 | 0 | 0 | 575151.8456 | 470967 | 0 | 0 | 0 | 0 | 0 | 0 | 0 | 0 | 0 | 194328.5754 | 0 | 0 | 0 | 0 | 0 | 0 | 0 | 0 | 0 | 0 | 104184.8456
2016-02-04 18:00 | 0 | 0 | 0 | 0 | 0 | 555359.9509 | 462918 | 0 | 0 | 0 | 0 | 0 | 0 | 0 | 0 | 0 | 286770.5262 | 0 | 0 | 0 | 0 | 0 | 0 | 0 | 0 | 0 | 0 | 92441.9509
2016-02-04 19:00 | 0 | 0 | 0 | 0 | 0 | 540158.4313 | 456299 | 0 | 0 | 0 | 0 | 61870.256 | 0 | 0 | 0 | 0 | 308759.7014 | 0 | 0 | 0 | 0 | 0 | 61870.256 | 0 | 0 | 0 | 0 | 21989.1752
2016-02-04 20:00 | 0 | 0 | 0 | 0 | 0 | 538315.0688 | 451360 | 0 | 0 | 0 | 0 | 61870.256 | 0 | 0 | 0 | 0 | 395714.7702 | 0 | 0 | 0 | 0 | 0 | 0 | 0 | 0 | 0 | 0 | 86955.0688
2016-02-04 21:00 | 0 | 0 | 0 | 0 | 0 | 537776.2926 | 451716 | 0 | 0 | 0 | 0 | 61870.256 | 0 | 0 | 0 | 0 | 481775.0628 | 0 | 0 | 0 | 0 | 0 | 0 | 0 | 0 | 0 | 0 | 86060.2926
2016-02-04 22:00 | 0 | 0 | 0 | 0 | 219864.0076 | 483612.4914 | 461495 | 0 | 0 | 0 | 0 | 0 | 0 | 0 | 0 | 0 | 785626.8178 | 0 | 0 | 0 | 0 | 0 | -61870.256 | 0 | 0 | 0 | 0 | 303851.755
2016-02-04 23:00 | 0 | 0 | 0 | 0 | 378405.7298 | 302675.7867 | 477809 | 0 | 0 | 0 | 0 | 0 | 0 | 0 | 0 | 0 | 988899.3343 | 0 | 0 | 0 | 0 | 0 | 0 | 0 | 0 | 0 | 0 | 203272.5165
2016-02-05 | 0 | 0 | 0 | 0 | 408167.1486 | 26700.2619 | 491436 | 0 | 0 | 0 | 0 | 61870.256 | 0 | 0 | 0 | 0 | 870460.4888 | 0 | 0 | 0 | 0 | 0 | 61870.256 | 0 | 0 | 0 | 0 | -118438.8455
2016-02-05 01:00 | 0 | 0 | 0 | 0 | 129362.9889 | 0 | 495085 | 0 | 0 | 0 | 0 | 0 | 0 | 0 | 0 | 0 | 566608.7338 | 0 | 0 | 0 | 0 | 0 | -61870.256 | 0 | 0 | 0 | 0 | -303851.755
2016-02-05 02:00 | 0 | 0 | 0 | 0 | 185138.245 | 0 | 488990 | 0 | 0 | 0 | 0 | 0 | 0 | 0 | 0 | 0 | 262756.9787 | 0 | 0 | 0 | 0 | 0 | 0 | 0 | 0 | 0 | 0 | -303851.755
2016-02-05 03:00 | 0 | 0 | 0 | 0 | 210286.0213 | 0 | 473043 | 0 | 0 | 0 | 0 | 0 | 0 | 0 | 0 | 0 | 0 | 0 | 0 | 0 | 0 | 0 | 0 | 0 | 0 | 0 | 0 | -262756.9787
2016-02-05 04:00 | 0 | 0 | 0 | 0 | 452119 | 0 | 452119 | 0 | 0 | 0 | 0 | 0 | 0 | 0 | 0 | 0 | 0 | 0 | 0 | 0 | 0 | 0 | 0 | 0 | 0 | 0 | 0 | 0
2016-02-05 05:00 | 0 | 0 | 0 | 0 | 433235 | 0 | 433235 | 0 | 0 | 0 | 0 | 0 | 0 | 0 | 0 | 0 | 0 | 0 | 0 | 0 | 0 | 0 | 0 | 0 | 0 | 0 | 0 | 0
2016-02-05 06:00 | 0 | 0 | 0 | 0 | 421814 | 0 | 421814 | 0 | 0 | 0 | 0 | 0 | 0 | 0 | 0 | 0 | 0 | 0 | 0 | 0 | 0 | 0 | 0 | 0 | 0 | 0 | 0 | 0
2016-02-05 07:00 | 0 | 0 | 0 | 0 | 416139 | 0 | 416139 | 0 | 0 | 0 | 0 | 0 | 0 | 0 | 0 | 0 | 0 | 0 | 0 | 0 | 0 | 0 | 0 | 0 | 0 | 0 | 0 | 0
2016-02-05 08:00 | 0 | 0 | 0 | 0 | 414463 | 0 | 414463 | 0 | 0 | 0 | 0 | 0 | 0 | 0 | 0 | 0 | 0 | 0 | 0 | 0 | 0 | 0 | 0 | 0 | 0 | 0 | 0 | 0
2016-02-05 09:00 | 0 | 0 | 0 | 0 | 418537 | 0 | 418537 | 0 | 0 | 0 | 0 | 0 | 0 | 0 | 0 | 0 | 0 | 0 | 0 | 0 | 0 | 0 | 0 | 0 | 0 | 0 | 0 | 0
2016-02-05 10:00 | 0 | 0 | 0 | 0 | 435319 | 0 | 435319 | 0 | 0 | 0 | 0 | 0 | 0 | 0 | 0 | 0 | 0 | 0 | 0 | 0 | 0 | 0 | 0 | 0 | 0 | 0 | 0 | 0
2016-02-05 11:00 | 0 | 0 | 0 | 0 | 470378 | 0 | 470378 | 0 | 0 | 0 | 0 | 0 | 0 | 0 | 0 | 0 | 0 | 0 | 0 | 0 | 0 | 0 | 0 | 0 | 0 | 0 | 0 | 0
2016-02-05 12:00 | 0 | 0 | 0 | 0 | 503832 | 0 | 503832 | 0 | 0 | 0 | 0 | 0 | 0 | 0 | 0 | 0 | 0 | 0 | 0 | 0 | 0 | 0 | 0 | 0 | 0 | 0 | 0 | 0
2016-02-05 13:00 | 0 | 0 | 0 | 0 | 514024.7257 | 114.2743 | 514139 | 0 | 0 | 0 | 0 | 0 | 0 | 0 | 0 | 0 | 0 | 0 | 0 | 0 | 0 | 0 | 0 | 0 | 0 | 0 | 0 | 0
2016-02-05 14:00 | 0 | 0 | 0 | 0 | 394127.4198 | 117242.5802 | 511370 | 0 | 0 | 0 | 0 | 0 | 0 | 0 | 0 | 0 | 0 | 0 | 0 | 0 | 0 | 0 | 0 | 0 | 0 | 0 | 0 | 0
2016-02-05 15:00 | 0 | 0 | 0 | 0 | 0 | 546734.8789 | 503724 | 0 | 0 | 0 | 0 | 43010.8789 | 0 | 0 | 0 | 0 | 0 | 0 | 0 | 0 | 0 | 0 | 43010.8789 | 0 | 0 | 0 | 0 | 0
2016-02-05 16:00 | 0 | 0 | 0 | 0 | 0 | 641873.8823 | 490621 | 0 | 0 | 0 | 0 | 61870.256 | 0 | 0 | 0 | 0 | 132393.5051 | 0 | 0 | 0 | 0 | 0 | 18859.3772 | 0 | 0 | 0 | 0 | 132393.5051
2016-02-05 17:00 | 0 | 0 | 0 | 0 | 0 | 644770.7773 | 475355 | 0 | 0 | 0 | 0 | 61870.256 | 0 | 0 | 0 | 0 | 301809.2824 | 0 | 0 | 0 | 0 | 0 | 0 | 0 | 0 | 0 | 0 | 169415.7773
2016-02-05 18:00 | 0 | 0 | 0 | 0 | 0 | 614567.7635 | 462022 | 0 | 0 | 0 | 0 | 61870.256 | 0 | 0 | 0 | 0 | 454355.046 | 0 | 0 | 0 | 0 | 0 | 0 | 0 | 0 | 0 | 0 | 152545.7635
2016-02-05 19:00 | 0 | 0 | 0 | 0 | 0 | 598556.3606 | 451872 | 0 | 0 | 0 | 0 | 0 | 0 | 0 | 0 | 0 | 662909.6627 | 0 | 0 | 0 | 0 | 0 | -61870.256 | 0 | 0 | 0 | 0 | 208554.6167
2016-02-05 20:00 | 0 | 0 | 0 | 0 | 0 | 608232.8765 | 443685 | 0 | 0 | 0 | 0 | 0 | 0 | 0 | 0 | 0 | 827457.5391 | 0 | 0 | 0 | 0 | 0 | 0 | 0 | 0 | 0 | 0 | 164547.8765
2016-02-05 21:00 | 0 | 0 | 0 | 0 | 0 | 627344.9598 | 442344 | 0 | 0 | 0 | 0 | 61870.256 | 0 | 0 | 0 | 0 | 950588.2429 | 0 | 0 | 0 | 0 | 0 | 61870.256 | 0 | 0 | 0 | 0 | 123130.7038
2016-02-05 22:00 | 0 | 0 | 0 | 0 | 0 | 592150.3364 | 452742 | 0 | 0 | 0 | 0 | 0 | 0 | 0 | 0 | 0 | 1151866.8354 | 0 | 0 | 0 | 0 | 0 | -61870.256 | 0 | 0 | 0 | 0 | 201278.5925
2016-02-05 23:00 | 0 | 0 | 0 | 0 | 209565.8286 | 325630.3562 | 471656 | 0 | 0 | 0 | 0 | 0 | 0 | 0 | 0 | 0 | 1215407.0201 | 0 | 0 | 0 | 0 | 0 | 0 | 0 | 0 | 0 | 0 | 63540.1848
2016-02-06 | 0 | 0 | 0 | 0 | 210557.4656 | 30878.0354 | 483417 | 0 | 0 | 0 | 0 | 61870.256 | 0 | 0 | 0 | 0 | 911555.2651 | 0 | 0 | 0 | 0 | 0 | 61870.256 | 0 | 0 | 0 | 0 | -303851.755
2016-02-06 01:00 | 0 | 0 | 0 | 0 | 120777.9889 | 0 | 486500 | 0 | 0 | 0 | 0 | 0 | 0 | 0 | 0 | 0 | 607703.5101 | 0 | 0 | 0 | 0 | 0 | -61870.256 | 0 | 0 | 0 | 0 | -303851.755
2016-02-06 02:00 | 0 | 0 | 0 | 0 | 179533.245 | 0 | 483385 | 0 | 0 | 0 | 0 | 0 | 0 | 0 | 0 | 0 | 303851.755 | 0 | 0 | 0 | 0 | 0 | 0 | 0 | 0 | 0 | 0 | -303851.755
2016-02-06 03:00 | 0 | 0 | 0 | 0 | 168608.245 | 0 | 472460 | 0 | 0 | 0 | 0 | 0 | 0 | 0 | 0 | 0 | 0 | 0 | 0 | 0 | 0 | 0 | 0 | 0 | 0 | 0 | 0 | -303851.755
2016-02-06 04:00 | 0 | 0 | 0 | 0 | 454189 | 0 | 454189 | 0 | 0 | 0 | 0 | 0 | 0 | 0 | 0 | 0 | 0 | 0 | 0 | 0 | 0 | 0 | 0 | 0 | 0 | 0 | 0 | 0
2016-02-06 05:00 | 0 | 0 | 0 | 0 | 438683 | 0 | 438683 | 0 | 0 | 0 | 0 | 0 | 0 | 0 | 0 | 0 | 0 | 0 | 0 | 0 | 0 | 0 | 0 | 0 | 0 | 0 | 0 | 0
2016-02-06 06:00 | 0 | 0 | 0 | 0 | 427364 | 0 | 427364 | 0 | 0 | 0 | 0 | 0 | 0 | 0 | 0 | 0 | 0 | 0 | 0 | 0 | 0 | 0 | 0 | 0 | 0 | 0 | 0 | 0
2016-02-06 07:00 | 0 | 0 | 0 | 0 | 420107 | 0 | 420107 | 0 | 0 | 0 | 0 | 0 | 0 | 0 | 0 | 0 | 0 | 0 | 0 | 0 | 0 | 0 | 0 | 0 | 0 | 0 | 0 | 0
2016-02-06 08:00 | 0 | 0 | 0 | 0 | 416611 | 0 | 416611 | 0 | 0 | 0 | 0 | 0 | 0 | 0 | 0 | 0 | 0 | 0 | 0 | 0 | 0 | 0 | 0 | 0 | 0 | 0 | 0 | 0
2016-02-06 09:00 | 0 | 0 | 0 | 0 | 417580 | 0 | 417580 | 0 | 0 | 0 | 0 | 0 | 0 | 0 | 0 | 0 | 0 | 0 | 0 | 0 | 0 | 0 | 0 | 0 | 0 | 0 | 0 | 0
2016-02-06 10:00 | 0 | 0 | 0 | 0 | 424321 | 0 | 424321 | 0 | 0 | 0 | 0 | 0 | 0 | 0 | 0 | 0 | 0 | 0 | 0 | 0 | 0 | 0 | 0 | 0 | 0 | 0 | 0 | 0
2016-02-06 11:00 | 0 | 0 | 0 | 0 | 438511 | 0 | 438511 | 0 | 0 | 0 | 0 | 0 | 0 | 0 | 0 | 0 | 0 | 0 | 0 | 0 | 0 | 0 | 0 | 0 | 0 | 0 | 0 | 0
2016-02-06 12:00 | 0 | 0 | 0 | 0 | 455511 | 0 | 455511 | 0 | 0 | 0 | 0 | 0 | 0 | 0 | 0 | 0 | 0 | 0 | 0 | 0 | 0 | 0 | 0 | 0 | 0 | 0 | 0 | 0
2016-02-06 13:00 | 0 | 0 | 0 | 0 | 468081.99 | 130.01 | 468212 | 0 | 0 | 0 | 0 | 0 | 0 | 0 | 0 | 0 | 0 | 0 | 0 | 0 | 0 | 0 | 0 | 0 | 0 | 0 | 0 | 0
2016-02-06 14:00 | 0 | 0 | 0 | 0 | 320112.0746 | 150418.9254 | 470531 | 0 | 0 | 0 | 0 | 0 | 0 | 0 | 0 | 0 | 0 | 0 | 0 | 0 | 0 | 0 | 0 | 0 | 0 | 0 | 0 | 0
2016-02-06 15:00 | 0 | 0 | 0 | 0 | 0 | 598592.4464 | 464518 | 0 | 0 | 0 | 0 | 61870.256 | 0 | 0 | 0 | 0 | 72204.1903 | 0 | 0 | 0 | 0 | 0 | 61870.256 | 0 | 0 | 0 | 0 | 72204.1903
2016-02-06 16:00 | 0 | 0 | 0 | 0 | 0 | 664772.2962 | 453862 | 0 | 0 | 0 | 0 | 0 | 0 | 0 | 0 | 0 | 344984.7426 | 0 | 0 | 0 | 0 | 0 | -61870.256 | 0 | 0 | 0 | 0 | 272780.5522
2016-02-06 17:00 | 0 | 0 | 0 | 0 | 0 | 650040.0268 | 441481 | 0 | 0 | 0 | 0 | 61870.256 | 0 | 0 | 0 | 0 | 491673.5134 | 0 | 0 | 0 | 0 | 0 | 61870.256 | 0 | 0 | 0 | 0 | 146688.7708
2016-02-06 18:00 | 0 | 0 | 0 | 0 | 0 | 620962.6498 | 429388 | 0 | 0 | 0 | 0 | 0 | 0 | 0 | 0 | 0 | 745118.4192 | 0 | 0 | 0 | 0 | 0 | -61870.256 | 0 | 0 | 0 | 0 | 253444.9058
2016-02-06 19:00 | 0 | 0 | 0 | 0 | 0 | 607059.5384 | 419274 | 0 | 0 | 0 | 0 | 0 | 0 | 0 | 0 | 0 | 932903.9576 | 0 | 0 | 0 | 0 | 0 | 0 | 0 | 0 | 0 | 0 | 187785.5384
2016-02-06 20:00 | 0 | 0 | 0 | 0 | 0 | 618646.077 | 413456 | 0 | 0 | 0 | 0 | 61870.256 | 0 | 0 | 0 | 0 | 1076223.7785 | 0 | 0 | 0 | 0 | 0 | 61870.256 | 0 | 0 | 0 | 0 | 143319.8209
2016-02-06 21:00 | 0 | 0 | 0 | 0 | 0 | 637630.1499 | 413630 | 0 | 0 | 0 | 0 | 0 | 0 | 0 | 0 | 0 | 1362094.1845 | 0 | 0 | 0 | 0 | 0 | -61870.256 | 0 | 0 | 0 | 0 | 285870.4059
2016-02-06 22:00 | 0 | 0 | 0 | 0 | 0 | 585501.6 | 423228 | 0 | 0 | 0 | 0 | 61870.256 | 0 | 0 | 0 | 0 | 1462497.5284 | 0 | 0 | 0 | 0 | 0 | 61870.256 | 0 | 0 | 0 | 0 | 100403.3439
2016-02-06 23:00 | 0 | 0 | 0 | 0 | 0 | 341664.69 | 441840 | 0 | 0 | 0 | 0 | 61870.256 | 0 | 0 | 0 | 0 | 1362322.2184 | 0 | 0 | 0 | 0 | 0 | 0 | 0 | 0 | 0 | 0 | -100175.31
2016-02-07 | 0 | 0 | 0 | 0 | 121421.8172 | 29222.4278 | 454496 | 0 | 0 | 0 | 0 | 61870.256 | 0 | 0 | 0 | 0 | 1058470.4633 | 0 | 0 | 0 | 0 | 0 | 0 | 0 | 0 | 0 | 0 | -303851.755
2016-02-07 01:00 | 0 | 0 | 0 | 0 | 93161.9889 | 0 | 458884 | 0 | 0 | 0 | 0 | 0 | 0 | 0 | 0 | 0 | 754618.7083 | 0 | 0 | 0 | 0 | 0 | -61870.256 | 0 | 0 | 0 | 0 | -303851.755
2016-02-07 02:00 | 0 | 0 | 0 | 0 | 152597.245 | 0 | 456449 | 0 | 0 | 0 | 0 | 0 | 0 | 0 | 0 | 0 | 450766.9533 | 0 | 0 | 0 | 0 | 0 | 0 | 0 | 0 | 0 | 0 | -303851.755
2016-02-07 03:00 | 0 | 0 | 0 | 0 | 144401.245 | 0 | 448253 | 0 | 0 | 0 | 0 | 0 | 0 | 0 | 0 | 0 | 146915.1982 | 0 | 0 | 0 | 0 | 0 | 0 | 0 | 0 | 0 | 0 | -303851.755
2016-02-07 04:00 | 0 | 0 | 0 | 0 | 287981.8018 | 0 | 434897 | 0 | 0 | 0 | 0 | 0 | 0 | 0 | 0 | 0 | 0 | 0 | 0 | 0 | 0 | 0 | 0 | 0 | 0 | 0 | 0 | -146915.1982
2016-02-07 05:00 | 0 | 0 | 0 | 0 | 421779 | 0 | 421779 | 0 | 0 | 0 | 0 | 0 | 0 | 0 | 0 | 0 | 0 | 0 | 0 | 0 | 0 | 0 | 0 | 0 | 0 | 0 | 0 | 0
2016-02-07 06:00 | 0 | 0 | 0 | 0 | 412123 | 0 | 412123 | 0 | 0 | 0 | 0 | 0 | 0 | 0 | 0 | 0 | 0 | 0 | 0 | 0 | 0 | 0 | 0 | 0 | 0 | 0 | 0 | 0
2016-02-07 07:00 | 0 | 0 | 0 | 0 | 406532 | 0 | 406532 | 0 | 0 | 0 | 0 | 0 | 0 | 0 | 0 | 0 | 0 | 0 | 0 | 0 | 0 | 0 | 0 | 0 | 0 | 0 | 0 | 0
2016-02-07 08:00 | 0 | 0 | 0 | 0 | 404173 | 0 | 404173 | 0 | 0 | 0 | 0 | 0 | 0 | 0 | 0 | 0 | 0 | 0 | 0 | 0 | 0 | 0 | 0 | 0 | 0 | 0 | 0 | 0
2016-02-07 09:00 | 0 | 0 | 0 | 0 | 405629 | 0 | 405629 | 0 | 0 | 0 | 0 | 0 | 0 | 0 | 0 | 0 | 0 | 0 | 0 | 0 | 0 | 0 | 0 | 0 | 0 | 0 | 0 | 0
2016-02-07 10:00 | 0 | 0 | 0 | 0 | 410888 | 0 | 410888 | 0 | 0 | 0 | 0 | 0 | 0 | 0 | 0 | 0 | 0 | 0 | 0 | 0 | 0 | 0 | 0 | 0 | 0 | 0 | 0 | 0
2016-02-07 11:00 | 0 | 0 | 0 | 0 | 421930 | 0 | 421930 | 0 | 0 | 0 | 0 | 0 | 0 | 0 | 0 | 0 | 0 | 0 | 0 | 0 | 0 | 0 | 0 | 0 | 0 | 0 | 0 | 0
2016-02-07 12:00 | 0 | 0 | 0 | 0 | 436080 | 0 | 436080 | 0 | 0 | 0 | 0 | 0 | 0 | 0 | 0 | 0 | 0 | 0 | 0 | 0 | 0 | 0 | 0 | 0 | 0 | 0 | 0 | 0
2016-02-07 13:00 | 0 | 0 | 0 | 0 | 449835.8756 | 159.1244 | 449995 | 0 | 0 | 0 | 0 | 0 | 0 | 0 | 0 | 0 | 0 | 0 | 0 | 0 | 0 | 0 | 0 | 0 | 0 | 0 | 0 | 0
2016-02-07 14:00 | 0 | 0 | 0 | 0 | 301259.4645 | 153042.5355 | 454302 | 0 | 0 | 0 | 0 | 0 | 0 | 0 | 0 | 0 | 0 | 0 | 0 | 0 | 0 | 0 | 0 | 0 | 0 | 0 | 0 | 0
2016-02-07 15:00 | 0 | 0 | 0 | 0 | 0 | 589644.5768 | 448053 | 0 | 0 | 0 | 0 | 61870.256 | 0 | 0 | 0 | 0 | 79721.3208 | 0 | 0 | 0 | 0 | 0 | 61870.256 | 0 | 0 | 0 | 0 | 79721.3208
2016-02-07 16:00 | 0 | 0 | 0 | 0 | 0 | 666061.3159 | 438340 | 0 | 0 | 0 | 0 | 0 | 0 | 0 | 0 | 0 | 369312.8927 | 0 | 0 | 0 | 0 | 0 | -61870.256 | 0 | 0 | 0 | 0 | 289591.5719
2016-02-07 17:00 | 0 | 0 | 0 | 0 | 0 | 646067.4679 | 429703 | 0 | 0 | 0 | 0 | 0 | 0 | 0 | 0 | 0 | 585677.3606 | 0 | 0 | 0 | 0 | 0 | 0 | 0 | 0 | 0 | 0 | 216364.4679
2016-02-07 18:00 | 0 | 0 | 0 | 0 | 0 | 613983.8033 | 422701 | 0 | 0 | 0 | 0 | 61870.256 | 0 | 0 | 0 | 0 | 715089.9079 | 0 | 0 | 0 | 0 | 0 | 61870.256 | 0 | 0 | 0 | 0 | 129412.5472
2016-02-07 19:00 | 0 | 0 | 0 | 0 | 0 | 600212.9071 | 416621 | 0 | 0 | 0 | 0 | 0 | 0 | 0 | 0 | 0 | 960552.071 | 0 | 0 | 0 | 0 | 0 | -61870.256 | 0 | 0 | 0 | 0 | 245462.1631
2016-02-07 20:00 | 0 | 0 | 0 | 0 | 0 | 612729.4792 | 413206 | 0 | 0 | 0 | 0 | 0 | 0 | 0 | 0 | 0 | 1160075.5502 | 0 | 0 | 0 | 0 | 0 | 0 | 0 | 0 | 0 | 0 | 199523.4792
2016-02-07 21:00 | 0 | 0 | 0 | 0 | 0 | 639702.0209 | 414826 | 0 | 0 | 0 | 0 | 61870.256 | 0 | 0 | 0 | 0 | 1323081.3151 | 0 | 0 | 0 | 0 | 0 | 61870.256 | 0 | 0 | 0 | 0 | 163005.7648
2016-02-07 22:00 | 0 | 0 | 0 | 0 | 0 | 598889.7394 | 425152 | 0 | 0 | 0 | 0 | 61870.256 | 0 | 0 | 0 | 0 | 1496819.0545 | 0 | 0 | 0 | 0 | 0 | 0 | 0 | 0 | 0 | 0 | 173737.7394
2016-02-07 23:00 | 0 | 0 | 0 | 0 | 0 | 350316.5611 | 437288 | 0 | 0 | 0 | 0 | 61870.256 | 0 | 0 | 0 | 0 | 1409847.6156 | 0 | 0 | 0 | 0 | 0 | 0 | 0 | 0 | 0 | 0 | -86971.4389
2016-02-08 | 0 | 0 | 0 | 0 | 100705.7086 | 36740.5364 | 441298 | 0 | 0 | 0 | 0 | 61870.256 | 0 | 0 | 0 | 0 | 1105995.8605 | 0 | 0 | 0 | 0 | 0 | 0 | 0 | 0 | 0 | 0 | -303851.755
2016-02-08 01:00 | 0 | 0 | 0 | 0 | 79057.9889 | 0 | 444780 | 0 | 0 | 0 | 0 | 0 | 0 | 0 | 0 | 0 | 802144.1055 | 0 | 0 | 0 | 0 | 0 | -61870.256 | 0 | 0 | 0 | 0 | -303851.755
2016-02-08 02:00 | 0 | 0 | 0 | 0 | 140452.245 | 0 | 444304 | 0 | 0 | 0 | 0 | 0 | 0 | 0 | 0 | 0 | 498292.3505 | 0 | 0 | 0 | 0 | 0 | 0 | 0 | 0 | 0 | 0 | -303851.755
2016-02-08 03:00 | 0 | 0 | 0 | 0 | 134507.245 | 0 | 438359 | 0 | 0 | 0 | 0 | 0 | 0 | 0 | 0 | 0 | 194440.5954 | 0 | 0 | 0 | 0 | 0 | 0 | 0 | 0 | 0 | 0 | -303851.755
2016-02-08 04:00 | 0 | 0 | 0 | 0 | 235577.4046 | 0 | 430018 | 0 | 0 | 0 | 0 | 0 | 0 | 0 | 0 | 0 | 0 | 0 | 0 | 0 | 0 | 0 | 0 | 0 | 0 | 0 | 0 | -194440.5954
2016-02-08 05:00 | 0 | 0 | 0 | 0 | 413486 | 0 | 413486 | 0 | 0 | 0 | 0 | 0 | 0 | 0 | 0 | 0 | 0 | 0 | 0 | 0 | 0 | 0 | 0 | 0 | 0 | 0 | 0 | 0
2016-02-08 06:00 | 0 | 0 | 0 | 0 | 402235 | 0 | 402235 | 0 | 0 | 0 | 0 | 0 | 0 | 0 | 0 | 0 | 0 | 0 | 0 | 0 | 0 | 0 | 0 | 0 | 0 | 0 | 0 | 0
2016-02-08 07:00 | 0 | 0 | 0 | 0 | 396922 | 0 | 396922 | 0 | 0 | 0 | 0 | 0 | 0 | 0 | 0 | 0 | 0 | 0 | 0 | 0 | 0 | 0 | 0 | 0 | 0 | 0 | 0 | 0
2016-02-08 08:00 | 0 | 0 | 0 | 0 | 396560 | 0 | 396560 | 0 | 0 | 0 | 0 | 0 | 0 | 0 | 0 | 0 | 0 | 0 | 0 | 0 | 0 | 0 | 0 | 0 | 0 | 0 | 0 | 0
2016-02-08 09:00 | 0 | 0 | 0 | 0 | 402530 | 0 | 402530 | 0 | 0 | 0 | 0 | 0 | 0 | 0 | 0 | 0 | 0 | 0 | 0 | 0 | 0 | 0 | 0 | 0 | 0 | 0 | 0 | 0
2016-02-08 10:00 | 0 | 0 | 0 | 0 | 421060 | 0 | 421060 | 0 | 0 | 0 | 0 | 0 | 0 | 0 | 0 | 0 | 0 | 0 | 0 | 0 | 0 | 0 | 0 | 0 | 0 | 0 | 0 | 0
2016-02-08 11:00 | 0 | 0 | 0 | 0 | 457551 | 0 | 457551 | 0 | 0 | 0 | 0 | 0 | 0 | 0 | 0 | 0 | 0 | 0 | 0 | 0 | 0 | 0 | 0 | 0 | 0 | 0 | 0 | 0
2016-02-08 12:00 | 0 | 0 | 0 | 0 | 490360 | 0 | 490360 | 0 | 0 | 0 | 0 | 0 | 0 | 0 | 0 | 0 | 0 | 0 | 0 | 0 | 0 | 0 | 0 | 0 | 0 | 0 | 0 | 0
2016-02-08 13:00 | 0 | 0 | 0 | 0 | 498673.2247 | 194.7753 | 498868 | 0 | 0 | 0 | 0 | 0 | 0 | 0 | 0 | 0 | 0 | 0 | 0 | 0 | 0 | 0 | 0 | 0 | 0 | 0 | 0 | 0
2016-02-08 14:00 | 0 | 0 | 0 | 0 | 355337.0195 | 140558.9805 | 495896 | 0 | 0 | 0 | 0 | 0 | 0 | 0 | 0 | 0 | 0 | 0 | 0 | 0 | 0 | 0 | 0 | 0 | 0 | 0 | 0 | 0
2016-02-08 15:00 | 0 | 0 | 0 | 0 | 0 | 574783.5629 | 491192 | 0 | 0 | 0 | 0 | 0 | 0 | 0 | 0 | 0 | 83591.5629 | 0 | 0 | 0 | 0 | 0 | 0 | 0 | 0 | 0 | 0 | 83591.5629
2016-02-08 16:00 | 0 | 0 | 0 | 0 | 0 | 658976.7248 | 483825 | 0 | 0 | 0 | 0 | 0 | 0 | 0 | 0 | 0 | 258743.2877 | 0 | 0 | 0 | 0 | 0 | 0 | 0 | 0 | 0 | 0 | 175151.7248
2016-02-08 17:00 | 0 | 0 | 0 | 0 | 0 | 644240.9284 | 475907 | 0 | 0 | 0 | 0 | 61870.256 | 0 | 0 | 0 | 0 | 365206.96 | 0 | 0 | 0 | 0 | 0 | 61870.256 | 0 | 0 | 0 | 0 | 106463.6723
2016-02-08 18:00 | 0 | 0 | 0 | 0 | 0 | 616170.7945 | 469962 | 0 | 0 | 0 | 0 | 61870.256 | 0 | 0 | 0 | 0 | 511415.7546 | 0 | 0 | 0 | 0 | 0 | 0 | 0 | 0 | 0 | 0 | 146208.7945
2016-02-08 19:00 | 0 | 0 | 0 | 0 | 0 | 605443.7128 | 464212 | 0 | 0 | 0 | 0 | 0 | 0 | 0 | 0 | 0 | 714517.7234 | 0 | 0 | 0 | 0 | 0 | -61870.256 | 0 | 0 | 0 | 0 | 203101.9688
2016-02-08 20:00 | 0 | 0 | 0 | 0 | 0 | 618922.0739 | 462931 | 0 | 0 | 0 | 0 | 61870.256 | 0 | 0 | 0 | 0 | 808638.5413 | 0 | 0 | 0 | 0 | 0 | 61870.256 | 0 | 0 | 0 | 0 | 94120.8179
2016-02-08 21:00 | 0 | 0 | 0 | 0 | 0 | 645279.6932 | 465945 | 0 | 0 | 0 | 0 | 61870.256 | 0 | 0 | 0 | 0 | 987973.2344 | 0 | 0 | 0 | 0 | 0 | 0 | 0 | 0 | 0 | 0 | 179334.6932
2016-02-08 22:00 | 0 | 0 | 0 | 0 | 0 | 596611.0982 | 477812 | 0 | 0 | 0 | 0 | 0 | 0 | 0 | 0 | 0 | 1168642.5886 | 0 | 0 | 0 | 0 | 0 | -61870.256 | 0 | 0 | 0 | 0 | 180669.3542
2016-02-08 23:00 | 0 | 0 | 0 | 0 | 0 | 345157.1572 | 496619 | 0 | 0 | 0 | 0 | 61870.256 | 0 | 0 | 0 | 0 | 955310.4898 | 0 | 0 | 0 | 0 | 0 | 61870.256 | 0 | 0 | 0 | 0 | -213332.0988
2016-02-09 | 0 | 0 | 0 | 0 | 430562.2279 | 35308.5474 | 509626 | 0 | 0 | 0 | 0 | 61870.256 | 0 | 0 | 0 | 0 | 911555.2651 | 0 | 0 | 0 | 0 | 0 | 0 | 0 | 0 | 0 | 0 | -43755.2247
2016-02-09 01:00 | 0 | 0 | 0 | 0 | 144516.9889 | 0 | 510239 | 0 | 0 | 0 | 0 | 0 | 0 | 0 | 0 | 0 | 607703.5101 | 0 | 0 | 0 | 0 | 0 | -61870.256 | 0 | 0 | 0 | 0 | -303851.755
2016-02-09 02:00 | 0 | 0 | 0 | 0 | 197650.245 | 0 | 501502 | 0 | 0 | 0 | 0 | 0 | 0 | 0 | 0 | 0 | 303851.755 | 0 | 0 | 0 | 0 | 0 | 0 | 0 | 0 | 0 | 0 | -303851.755
2016-02-09 03:00 | 0 | 0 | 0 | 0 | 178882.245 | 0 | 482734 | 0 | 0 | 0 | 0 | 0 | 0 | 0 | 0 | 0 | 0 | 0 | 0 | 0 | 0 | 0 | 0 | 0 | 0 | 0 | 0 | -303851.755
2016-02-09 04:00 | 0 | 0 | 0 | 0 | 460155 | 0 | 460155 | 0 | 0 | 0 | 0 | 0 | 0 | 0 | 0 | 0 | 0 | 0 | 0 | 0 | 0 | 0 | 0 | 0 | 0 | 0 | 0 | 0
2016-02-09 05:00 | 0 | 0 | 0 | 0 | 441222 | 0 | 441222 | 0 | 0 | 0 | 0 | 0 | 0 | 0 | 0 | 0 | 0 | 0 | 0 | 0 | 0 | 0 | 0 | 0 | 0 | 0 | 0 | 0
2016-02-09 06:00 | 0 | 0 | 0 | 0 | 430094 | 0 | 430094 | 0 | 0 | 0 | 0 | 0 | 0 | 0 | 0 | 0 | 0 | 0 | 0 | 0 | 0 | 0 | 0 | 0 | 0 | 0 | 0 | 0
2016-02-09 07:00 | 0 | 0 | 0 | 0 | 422745 | 0 | 422745 | 0 | 0 | 0 | 0 | 0 | 0 | 0 | 0 | 0 | 0 | 0 | 0 | 0 | 0 | 0 | 0 | 0 | 0 | 0 | 0 | 0
2016-02-09 08:00 | 0 | 0 | 0 | 0 | 420922 | 0 | 420922 | 0 | 0 | 0 | 0 | 0 | 0 | 0 | 0 | 0 | 0 | 0 | 0 | 0 | 0 | 0 | 0 | 0 | 0 | 0 | 0 | 0
2016-02-09 09:00 | 0 | 0 | 0 | 0 | 425374 | 0 | 425374 | 0 | 0 | 0 | 0 | 0 | 0 | 0 | 0 | 0 | 0 | 0 | 0 | 0 | 0 | 0 | 0 | 0 | 0 | 0 | 0 | 0
2016-02-09 10:00 | 0 | 0 | 0 | 0 | 441627 | 0 | 441627 | 0 | 0 | 0 | 0 | 0 | 0 | 0 | 0 | 0 | 0 | 0 | 0 | 0 | 0 | 0 | 0 | 0 | 0 | 0 | 0 | 0
2016-02-09 11:00 | 0 | 0 | 0 | 0 | 474965 | 0 | 474965 | 0 | 0 | 0 | 0 | 0 | 0 | 0 | 0 | 0 | 0 | 0 | 0 | 0 | 0 | 0 | 0 | 0 | 0 | 0 | 0 | 0
2016-02-09 12:00 | 0 | 0 | 0 | 0 | 506389 | 0 | 506389 | 0 | 0 | 0 | 0 | 0 | 0 | 0 | 0 | 0 | 0 | 0 | 0 | 0 | 0 | 0 | 0 | 0 | 0 | 0 | 0 | 0
2016-02-09 13:00 | 0 | 0 | 0 | 0 | 516685.302 | 231.698 | 516917 | 0 | 0 | 0 | 0 | 0 | 0 | 0 | 0 | 0 | 0 | 0 | 0 | 0 | 0 | 0 | 0 | 0 | 0 | 0 | 0 | 0
2016-02-09 14:00 | 0 | 0 | 0 | 0 | 354044.0547 | 163594.9453 | 517639 | 0 | 0 | 0 | 0 | 0 | 0 | 0 | 0 | 0 | 0 | 0 | 0 | 0 | 0 | 0 | 0 | 0 | 0 | 0 | 0 | 0
2016-02-09 15:00 | 0 | 0 | 0 | 0 | 0 | 616522.5346 | 515197 | 0 | 0 | 0 | 0 | 0 | 0 | 0 | 0 | 0 | 101325.5346 | 0 | 0 | 0 | 0 | 0 | 0 | 0 | 0 | 0 | 0 | 101325.5346
2016-02-09 16:00 | 0 | 0 | 0 | 0 | 0 | 671883.7601 | 507624 | 0 | 0 | 0 | 0 | 61870.256 | 0 | 0 | 0 | 0 | 203715.0386 | 0 | 0 | 0 | 0 | 0 | 61870.256 | 0 | 0 | 0 | 0 | 102389.504
2016-02-09 17:00 | 0 | 0 | 0 | 0 | 0 | 646877.9962 | 499345 | 0 | 0 | 0 | 0 | 61870.256 | 0 | 0 | 0 | 0 | 351248.0349 | 0 | 0 | 0 | 0 | 0 | 0 | 0 | 0 | 0 | 0 | 147532.9962
2016-02-09 18:00 | 0 | 0 | 0 | 0 | 0 | 620001.2257 | 492763 | 0 | 0 | 0 | 0 | 61870.256 | 0 | 0 | 0 | 0 | 478486.2605 | 0 | 0 | 0 | 0 | 0 | 0 | 0 | 0 | 0 | 0 | 127238.2257
2016-02-09 19:00 | 0 | 0 | 0 | 0 | 0 | 606895.3776 | 487287 | 0 | 0 | 0 | 0 | 0 | 0 | 0 | 0 | 0 | 659964.8942 | 0 | 0 | 0 | 0 | 0 | -61870.256 | 0 | 0 | 0 | 0 | 181478.6337
2016-02-09 20:00 | 0 | 0 | 0 | 0 | 0 | 618798.0008 | 484330 | 0 | 0 | 0 | 0 | 61870.256 | 0 | 0 | 0 | 0 | 732562.639 | 0 | 0 | 0 | 0 | 0 | 61870.256 | 0 | 0 | 0 | 0 | 72597.7448
2016-02-09 21:00 | 0 | 0 | 0 | 0 | 0 | 638714.1579 | 487233 | 0 | 0 | 0 | 0 | 61870.256 | 0 | 0 | 0 | 0 | 884043.7969 | 0 | 0 | 0 | 0 | 0 | 0 | 0 | 0 | 0 | 0 | 151481.1579
2016-02-09 22:00 | 0 | 0 | 0 | 0 | 0 | 588660.1262 | 498901 | 0 | 0 | 0 | 0 | 0 | 0 | 0 | 0 | 0 | 1035673.1791 | 0 | 0 | 0 | 0 | 0 | -61870.256 | 0 | 0 | 0 | 0 | 151629.3823
2016-02-09 23:00 | 0 | 0 | 0 | 0 | 0 | 338217.1793 | 517753 | 0 | 0 | 0 | 0 | 0 | 0 | 0 | 0 | 0 | 856137.3585 | 0 | 0 | 0 | 0 | 0 | 0 | 0 | 0 | 0 | 0 | -179535.8207
2016-02-10 | 0 | 0 | 0 | 0 | 303931.7234 | 40500.9048 | 529194 | 0 | 0 | 0 | 0 | 61870.256 | 0 | 0 | 0 | 0 | 609505.7306 | 0 | 0 | 0 | 0 | 0 | 61870.256 | 0 | 0 | 0 | 0 | -246631.6279
2016-02-10 01:00 | 0 | 0 | 0 | 0 | 165250.9889 | 0 | 530973 | 0 | 0 | 0 | 0 | 0 | 0 | 0 | 0 | 0 | 305653.9756 | 0 | 0 | 0 | 0 | 0 | -61870.256 | 0 | 0 | 0 | 0 | -303851.755
2016-02-10 02:00 | 0 | 0 | 0 | 0 | 218389.245 | 0 | 522241 | 0 | 0 | 0 | 0 | 0 | 0 | 0 | 0 | 0 | 1802.2205 | 0 | 0 | 0 | 0 | 0 | 0 | 0 | 0 | 0 | 0 | -303851.755
2016-02-10 03:00 | 0 | 0 | 0 | 0 | 501938.7795 | 0 | 503741 | 0 | 0 | 0 | 0 | 0 | 0 | 0 | 0 | 0 | 0 | 0 | 0 | 0 | 0 | 0 | 0 | 0 | 0 | 0 | 0 | -1802.2205
2016-02-10 04:00 | 0 | 0 | 0 | 0 | 482147 | 0 | 482147 | 0 | 0 | 0 | 0 | 0 | 0 | 0 | 0 | 0 | 0 | 0 | 0 | 0 | 0 | 0 | 0 | 0 | 0 | 0 | 0 | 0
2016-02-10 05:00 | 0 | 0 | 0 | 0 | 464778 | 0 | 464778 | 0 | 0 | 0 | 0 | 0 | 0 | 0 | 0 | 0 | 0 | 0 | 0 | 0 | 0 | 0 | 0 | 0 | 0 | 0 | 0 | 0
2016-02-10 06:00 | 0 | 0 | 0 | 0 | 452580 | 0 | 452580 | 0 | 0 | 0 | 0 | 0 | 0 | 0 | 0 | 0 | 0 | 0 | 0 | 0 | 0 | 0 | 0 | 0 | 0 | 0 | 0 | 0
2016-02-10 07:00 | 0 | 0 | 0 | 0 | 445595 | 0 | 445595 | 0 | 0 | 0 | 0 | 0 | 0 | 0 | 0 | 0 | 0 | 0 | 0 | 0 | 0 | 0 | 0 | 0 | 0 | 0 | 0 | 0
2016-02-10 08:00 | 0 | 0 | 0 | 0 | 444200 | 0 | 444200 | 0 | 0 | 0 | 0 | 0 | 0 | 0 | 0 | 0 | 0 | 0 | 0 | 0 | 0 | 0 | 0 | 0 | 0 | 0 | 0 | 0
2016-02-10 09:00 | 0 | 0 | 0 | 0 | 449544 | 0 | 449544 | 0 | 0 | 0 | 0 | 0 | 0 | 0 | 0 | 0 | 0 | 0 | 0 | 0 | 0 | 0 | 0 | 0 | 0 | 0 | 0 | 0
2016-02-10 10:00 | 0 | 0 | 0 | 0 | 466577 | 0 | 466577 | 0 | 0 | 0 | 0 | 0 | 0 | 0 | 0 | 0 | 0 | 0 | 0 | 0 | 0 | 0 | 0 | 0 | 0 | 0 | 0 | 0
2016-02-10 11:00 | 0 | 0 | 0 | 0 | 500684 | 0 | 500684 | 0 | 0 | 0 | 0 | 0 | 0 | 0 | 0 | 0 | 0 | 0 | 0 | 0 | 0 | 0 | 0 | 0 | 0 | 0 | 0 | 0
2016-02-10 12:00 | 0 | 0 | 0 | 0 | 531402 | 0 | 531402 | 0 | 0 | 0 | 0 | 0 | 0 | 0 | 0 | 0 | 0 | 0 | 0 | 0 | 0 | 0 | 0 | 0 | 0 | 0 | 0 | 0
2016-02-10 13:00 | 0 | 0 | 0 | 0 | 537504.3368 | 265.6632 | 537770 | 0 | 0 | 0 | 0 | 0 | 0 | 0 | 0 | 0 | 0 | 0 | 0 | 0 | 0 | 0 | 0 | 0 | 0 | 0 | 0 | 0
2016-02-10 14:00 | 0 | 0 | 0 | 0 | 355813.1269 | 175368.8731 | 531182 | 0 | 0 | 0 | 0 | 0 | 0 | 0 | 0 | 0 | 0 | 0 | 0 | 0 | 0 | 0 | 0 | 0 | 0 | 0 | 0 | 0
2016-02-10 15:00 | 0 | 0 | 0 | 0 | 0 | 598371.7043 | 523892 | 0 | 0 | 0 | 0 | 0 | 0 | 0 | 0 | 0 | 74479.7043 | 0 | 0 | 0 | 0 | 0 | 0 | 0 | 0 | 0 | 0 | 74479.7043
2016-02-10 16:00 | 0 | 0 | 0 | 0 | 0 | 651547.0757 | 511822 | 0 | 0 | 0 | 0 | 61870.256 | 0 | 0 | 0 | 0 | 152334.524 | 0 | 0 | 0 | 0 | 0 | 61870.256 | 0 | 0 | 0 | 0 | 77854.8197
2016-02-10 17:00 | 0 | 0 | 0 | 0 | 0 | 640686.6134 | 499374 | 0 | 0 | 0 | 0 | 61870.256 | 0 | 0 | 0 | 0 | 293647.1374 | 0 | 0 | 0 | 0 | 0 | 0 | 0 | 0 | 0 | 0 | 141312.6134
2016-02-10 18:00 | 0 | 0 | 0 | 0 | 0 | 610504.3817 | 492133 | 0 | 0 | 0 | 0 | 61870.256 | 0 | 0 | 0 | 0 | 412018.5191 | 0 | 0 | 0 | 0 | 0 | 0 | 0 | 0 | 0 | 0 | 118371.3817
2016-02-10 19:00 | 0 | 0 | 0 | 0 | 0 | 596575.8694 | 486135 | 0 | 0 | 0 | 0 | 61870.256 | 0 | 0 | 0 | 0 | 522459.3885 | 0 | 0 | 0 | 0 | 0 | 0 | 0 | 0 | 0 | 0 | 110440.8694
2016-02-10 20:00 | 0 | 0 | 0 | 0 | 0 | 607171.6275 | 483900 | 0 | 0 | 0 | 0 | 0 | 0 | 0 | 0 | 0 | 707601.272 | 0 | 0 | 0 | 0 | 0 | -61870.256 | 0 | 0 | 0 | 0 | 185141.8835
2016-02-10 21:00 | 0 | 0 | 0 | 0 | 0 | 625979.9841 | 485523 | 0 | 0 | 0 | 0 | 0 | 0 | 0 | 0 | 0 | 848058.2561 | 0 | 0 | 0 | 0 | 0 | 0 | 0 | 0 | 0 | 0 | 140456.9841
2016-02-10 22:00 | 0 | 0 | 0 | 0 | 0 | 586850.526 | 497609 | 0 | 0 | 0 | 0 | 0 | 0 | 0 | 0 | 0 | 937299.7821 | 0 | 0 | 0 | 0 | 0 | 0 | 0 | 0 | 0 | 0 | 89241.526
2016-02-10 23:00 | 0 | 0 | 0 | 0 | 0 | 340077.6931 | 518119 | 0 | 0 | 0 | 0 | 0 | 0 | 0 | 0 | 0 | 759258.4752 | 0 | 0 | 0 | 0 | 0 | 0 | 0 | 0 | 0 | 0 | -178041.3069
2016-02-11 | 0 | 0 | 0 | 0 | 699660.5371 | 45404.5088 | 530898 | 0 | 0 | 0 | 0 | 61870.256 | 0 | 0 | 0 | 0 | 911555.2651 | 0 | 0 | 0 | 0 | 0 | 61870.256 | 0 | 0 | 0 | 0 | 152296.7898
2016-02-11 01:00 | 0 | 0 | 0 | 0 | 167397.9889 | 0 | 533120 | 0 | 0 | 0 | 0 | 0 | 0 | 0 | 0 | 0 | 607703.5101 | 0 | 0 | 0 | 0 | 0 | -61870.256 | 0 | 0 | 0 | 0 | -303851.755
2016-02-11 02:00 | 0 | 0 | 0 | 0 | 222121.245 | 0 | 525973 | 0 | 0 | 0 | 0 | 0 | 0 | 0 | 0 | 0 | 303851.755 | 0 | 0 | 0 | 0 | 0 | 0 | 0 | 0 | 0 | 0 | -303851.755
2016-02-11 03:00 | 0 | 0 | 0 | 0 | 205023.245 | 0 | 508875 | 0 | 0 | 0 | 0 | 0 | 0 | 0 | 0 | 0 | 0 | 0 | 0 | 0 | 0 | 0 | 0 | 0 | 0 | 0 | 0 | -303851.755
2016-02-11 04:00 | 0 | 0 | 0 | 0 | 486593 | 0 | 486593 | 0 | 0 | 0 | 0 | 0 | 0 | 0 | 0 | 0 | 0 | 0 | 0 | 0 | 0 | 0 | 0 | 0 | 0 | 0 | 0 | 0
2016-02-11 05:00 | 0 | 0 | 0 | 0 | 468600 | 0 | 468600 | 0 | 0 | 0 | 0 | 0 | 0 | 0 | 0 | 0 | 0 | 0 | 0 | 0 | 0 | 0 | 0 | 0 | 0 | 0 | 0 | 0
2016-02-11 06:00 | 0 | 0 | 0 | 0 | 457292 | 0 | 457292 | 0 | 0 | 0 | 0 | 0 | 0 | 0 | 0 | 0 | 0 | 0 | 0 | 0 | 0 | 0 | 0 | 0 | 0 | 0 | 0 | 0
2016-02-11 07:00 | 0 | 0 | 0 | 0 | 449932 | 0 | 449932 | 0 | 0 | 0 | 0 | 0 | 0 | 0 | 0 | 0 | 0 | 0 | 0 | 0 | 0 | 0 | 0 | 0 | 0 | 0 | 0 | 0
2016-02-11 08:00 | 0 | 0 | 0 | 0 | 447546 | 0 | 447546 | 0 | 0 | 0 | 0 | 0 | 0 | 0 | 0 | 0 | 0 | 0 | 0 | 0 | 0 | 0 | 0 | 0 | 0 | 0 | 0 | 0
2016-02-11 09:00 | 0 | 0 | 0 | 0 | 451367 | 0 | 451367 | 0 | 0 | 0 | 0 | 0 | 0 | 0 | 0 | 0 | 0 | 0 | 0 | 0 | 0 | 0 | 0 | 0 | 0 | 0 | 0 | 0
2016-02-11 10:00 | 0 | 0 | 0 | 0 | 468521 | 0 | 468521 | 0 | 0 | 0 | 0 | 0 | 0 | 0 | 0 | 0 | 0 | 0 | 0 | 0 | 0 | 0 | 0 | 0 | 0 | 0 | 0 | 0
2016-02-11 11:00 | 0 | 0 | 0 | 0 | 502753 | 0 | 502753 | 0 | 0 | 0 | 0 | 0 | 0 | 0 | 0 | 0 | 0 | 0 | 0 | 0 | 0 | 0 | 0 | 0 | 0 | 0 | 0 | 0
2016-02-11 12:00 | 0 | 0 | 0 | 0 | 530737 | 0 | 530737 | 0 | 0 | 0 | 0 | 0 | 0 | 0 | 0 | 0 | 0 | 0 | 0 | 0 | 0 | 0 | 0 | 0 | 0 | 0 | 0 | 0
2016-02-11 13:00 | 0 | 0 | 0 | 0 | 532890.7618 | 317.2382 | 533208 | 0 | 0 | 0 | 0 | 0 | 0 | 0 | 0 | 0 | 0 | 0 | 0 | 0 | 0 | 0 | 0 | 0 | 0 | 0 | 0 | 0
2016-02-11 14:00 | 0 | 0 | 0 | 0 | 338846.8343 | 184461.1657 | 523308 | 0 | 0 | 0 | 0 | 0 | 0 | 0 | 0 | 0 | 0 | 0 | 0 | 0 | 0 | 0 | 0 | 0 | 0 | 0 | 0 | 0
2016-02-11 15:00 | 0 | 0 | 0 | 0 | 0 | 574176.6753 | 512717 | 0 | 0 | 0 | 0 | 61459.6753 | 0 | 0 | 0 | 0 | 0 | 0 | 0 | 0 | 0 | 0 | 61459.6753 | 0 | 0 | 0 | 0 | 0
2016-02-11 16:00 | 0 | 0 | 0 | 0 | 0 | 632115.1933 | 499570 | 0 | 0 | 0 | 0 | 61870.256 | 0 | 0 | 0 | 0 | 132134.6126 | 0 | 0 | 0 | 0 | 0 | 410.5807 | 0 | 0 | 0 | 0 | 132134.6126
2016-02-11 17:00 | 0 | 0 | 0 | 0 | 0 | 632218.9755 | 487907 | 0 | 0 | 0 | 0 | 0 | 0 | 0 | 0 | 0 | 338316.8441 | 0 | 0 | 0 | 0 | 0 | -61870.256 | 0 | 0 | 0 | 0 | 206182.2315
2016-02-11 18:00 | 0 | 0 | 0 | 0 | 0 | 608368.6815 | 479400 | 0 | 0 | 0 | 0 | 0 | 0 | 0 | 0 | 0 | 467285.5256 | 0 | 0 | 0 | 0 | 0 | 0 | 0 | 0 | 0 | 0 | 128968.6815
2016-02-11 19:00 | 0 | 0 | 0 | 0 | 0 | 594586.6028 | 473142 | 0 | 0 | 0 | 0 | 0 | 0 | 0 | 0 | 0 | 588730.1285 | 0 | 0 | 0 | 0 | 0 | 0 | 0 | 0 | 0 | 0 | 121444.6028
2016-02-11 20:00 | 0 | 0 | 0 | 0 | 0 | 603054.0506 | 469165 | 0 | 0 | 0 | 0 | 0 | 0 | 0 | 0 | 0 | 722619.179 | 0 | 0 | 0 | 0 | 0 | 0 | 0 | 0 | 0 | 0 | 133889.0506
2016-02-11 21:00 | 0 | 0 | 0 | 0 | 0 | 619838.0793 | 471140 | 0 | 0 | 0 | 0 | 61870.256 | 0 | 0 | 0 | 0 | 809447.0023 | 0 | 0 | 0 | 0 | 0 | 61870.256 | 0 | 0 | 0 | 0 | 86827.8232
2016-02-11 22:00 | 0 | 0 | 0 | 0 | 79434.836 | 569007.9712 | 481798 | 0 | 0 | 0 | 0 | 61870.256 | 0 | 0 | 0 | 0 | 976091.8095 | 0 | 0 | 0 | 0 | 0 | 0 | 0 | 0 | 0 | 0 | 166644.8072
2016-02-11 23:00 | 0 | 0 | 0 | 0 | 0 | 326517.9158 | 501780 | 0 | 0 | 0 | 0 | 61870.256 | 0 | 0 | 0 | 0 | 800829.7252 | 0 | 0 | 0 | 0 | 0 | 0 | 0 | 0 | 0 | 0 | -175262.0842
2016-02-12 | 0 | 0 | 0 | 0 | 456984.6384 | 33416.8386 | 515314 | 0 | 0 | 0 | 0 | 0 | 0 | 0 | 0 | 0 | 837787.4583 | 0 | 0 | 0 | 0 | 0 | -61870.256 | 0 | 0 | 0 | 0 | 36957.7331
2016-02-12 01:00 | 0 | 0 | 0 | 0 | 213806.245 | 0 | 517658 | 0 | 0 | 0 | 0 | 0 | 0 | 0 | 0 | 0 | 533935.7033 | 0 | 0 | 0 | 0 | 0 | 0 | 0 | 0 | 0 | 0 | -303851.755
2016-02-12 02:00 | 0 | 0 | 0 | 0 | 268569.501 | 0 | 510551 | 0 | 0 | 0 | 0 | 61870.256 | 0 | 0 | 0 | 0 | 230083.9483 | 0 | 0 | 0 | 0 | 0 | 61870.256 | 0 | 0 | 0 | 0 | -303851.755
2016-02-12 03:00 | 0 | 0 | 0 | 0 | 413334.3611 | 0 | 492901 | 0 | 0 | 0 | 0 | 61870.256 | 0 | 0 | 0 | 0 | 150517.3093 | 0 | 0 | 0 | 0 | 0 | 0 | 0 | 0 | 0 | 0 | -79566.6389
2016-02-12 04:00 | 0 | 0 | 0 | 0 | 387254.4666 | 0 | 471644 | 0 | 0 | 0 | 0 | 0 | 0 | 0 | 0 | 0 | 127998.032 | 0 | 0 | 0 | 0 | 0 | -61870.256 | 0 | 0 | 0 | 0 | -22519.2773
2016-02-12 05:00 | 0 | 0 | 0 | 0 | 377381.4307 | 0 | 451818 | 0 | 0 | 0 | 0 | 53561.4627 | 0 | 0 | 0 | 0 | 0 | 0 | 0 | 0 | 0 | 0 | 53561.4627 | 0 | 0 | 0 | 0 | -127998.032
2016-02-12 06:00 | 0 | 0 | 0 | 0 | 393628.1382 | 0 | 438740 | 0 | 0 | 0 | 0 | 0 | 0 | 0 | 0 | 0 | 8449.6009 | 0 | 0 | 0 | 0 | 0 | -53561.4627 | 0 | 0 | 0 | 0 | 8449.6009
2016-02-12 07:00 | 0 | 0 | 0 | 0 | 422206.3991 | 0 | 430656 | 0 | 0 | 0 | 0 | 0 | 0 | 0 | 0 | 0 | 0 | 0 | 0 | 0 | 0 | 0 | 0 | 0 | 0 | 0 | 0 | -8449.6009
2016-02-12 08:00 | 0 | 0 | 0 | 0 | 426606 | 0 | 426606 | 0 | 0 | 0 | 0 | 0 | 0 | 0 | 0 | 0 | 0 | 0 | 0 | 0 | 0 | 0 | 0 | 0 | 0 | 0 | 0 | 0
2016-02-12 09:00 | 0 | 0 | 0 | 0 | 429427 | 0 | 429427 | 0 | 0 | 0 | 0 | 0 | 0 | 0 | 0 | 0 | 0 | 0 | 0 | 0 | 0 | 0 | 0 | 0 | 0 | 0 | 0 | 0
2016-02-12 10:00 | 0 | 0 | 0 | 0 | 444187 | 0 | 444187 | 0 | 0 | 0 | 0 | 0 | 0 | 0 | 0 | 0 | 0 | 0 | 0 | 0 | 0 | 0 | 0 | 0 | 0 | 0 | 0 | 0
2016-02-12 11:00 | 0 | 0 | 0 | 0 | 475473 | 0 | 475473 | 0 | 0 | 0 | 0 | 0 | 0 | 0 | 0 | 0 | 0 | 0 | 0 | 0 | 0 | 0 | 0 | 0 | 0 | 0 | 0 | 0
2016-02-12 12:00 | 0 | 0 | 0 | 0 | 502426 | 0 | 502426 | 0 | 0 | 0 | 0 | 0 | 0 | 0 | 0 | 0 | 0 | 0 | 0 | 0 | 0 | 0 | 0 | 0 | 0 | 0 | 0 | 0
2016-02-12 13:00 | 0 | 0 | 0 | 0 | 508124.6576 | 398.3424 | 508523 | 0 | 0 | 0 | 0 | 0 | 0 | 0 | 0 | 0 | 0 | 0 | 0 | 0 | 0 | 0 | 0 | 0 | 0 | 0 | 0 | 0
2016-02-12 14:00 | 0 | 0 | 0 | 0 | 338197.2354 | 168305.7646 | 506503 | 0 | 0 | 0 | 0 | 0 | 0 | 0 | 0 | 0 | 0 | 0 | 0 | 0 | 0 | 0 | 0 | 0 | 0 | 0 | 0 | 0
2016-02-12 15:00 | 0 | 0 | 0 | 0 | 0 | 574132.9114 | 502566 | 0 | 0 | 0 | 0 | 0 | 0 | 0 | 0 | 0 | 71566.9114 | 0 | 0 | 0 | 0 | 0 | 0 | 0 | 0 | 0 | 0 | 71566.9114
2016-02-12 16:00 | 0 | 0 | 0 | 0 | 0 | 629855.0807 | 495536 | 0 | 0 | 0 | 0 | 61870.256 | 0 | 0 | 0 | 0 | 144015.7361 | 0 | 0 | 0 | 0 | 0 | 61870.256 | 0 | 0 | 0 | 0 | 72448.8247
2016-02-12 17:00 | 0 | 0 | 0 | 0 | 0 | 619256.6062 | 486750 | 0 | 0 | 0 | 0 | 0 | 0 | 0 | 0 | 0 | 338392.5983 | 0 | 0 | 0 | 0 | 0 | -61870.256 | 0 | 0 | 0 | 0 | 194376.8623
2016-02-12 18:00 | 0 | 0 | 0 | 0 | 0 | 597761.0559 | 481045 | 0 | 0 | 0 | 0 | 0 | 0 | 0 | 0 | 0 | 455108.6542 | 0 | 0 | 0 | 0 | 0 | 0 | 0 | 0 | 0 | 0 | 116716.0559
2016-02-12 19:00 | 0 | 0 | 0 | 0 | 0 | 587371.2248 | 477507 | 0 | 0 | 0 | 0 | 61870.256 | 0 | 0 | 0 | 0 | 503102.623 | 0 | 0 | 0 | 0 | 0 | 61870.256 | 0 | 0 | 0 | 0 | 47993.9688
2016-02-12 20:00 | 0 | 0 | 0 | 0 | 0 | 597910.8837 | 475470 | 0 | 0 | 0 | 0 | 61870.256 | 0 | 0 | 0 | 0 | 625543.5068 | 0 | 0 | 0 | 0 | 0 | 0 | 0 | 0 | 0 | 0 | 122440.8837
2016-02-12 21:00 | 0 | 0 | 0 | 0 | 0 | 614841.5589 | 475511 | 0 | 0 | 0 | 0 | 0 | 0 | 0 | 0 | 0 | 826744.3217 | 0 | 0 | 0 | 0 | 0 | -61870.256 | 0 | 0 | 0 | 0 | 201200.8149
2016-02-12 22:00 | 0 | 0 | 0 | 0 | 0 | 573978.0181 | 480587 | 0 | 0 | 0 | 0 | 0 | 0 | 0 | 0 | 0 | 920135.3398 | 0 | 0 | 0 | 0 | 0 | 0 | 0 | 0 | 0 | 0 | 93391.0181
2016-02-12 23:00 | 0 | 0 | 0 | 0 | 0 | 374923.6805 | 492585 | 0 | 0 | 0 | 0 | 61870.256 | 0 | 0 | 0 | 0 | 740603.7643 | 0 | 0 | 0 | 0 | 0 | 61870.256 | 0 | 0 | 0 | 0 | -179531.5755
2016-02-13 | 0 | 0 | 0 | 0 | 75694.105 | 58392.884 | 499809 | 0 | 0 | 0 | 0 | 0 | 0 | 0 | 0 | 0 | 436752.0092 | 0 | 0 | 0 | 0 | 0 | -61870.256 | 0 | 0 | 0 | 0 | -303851.755
2016-02-13 01:00 | 0 | 0 | 0 | 0 | 731552.7363 | 0.02056 | 498731 | 0 | 0 | 0 | 0 | 61870.256 | 0 | 0 | 0 | 0 | 607703.5101 | 0 | 0 | 0 | 0 | 0 | 61870.256 | 0 | 0 | 0 | 0 | 170951.5008
2016-02-13 02:00 | 0 | 0 | 0 | 0 | 126197.9889 | 0 | 491920 | 0 | 0 | 0 | 0 | 0 | 0 | 0 | 0 | 0 | 303851.755 | 0 | 0 | 0 | 0 | 0 | -61870.256 | 0 | 0 | 0 | 0 | -303851.755
2016-02-13 03:00 | 0 | 0 | 0 | 0 | 175318.245 | 0 | 479170 | 0 | 0 | 0 | 0 | 0 | 0 | 0 | 0 | 0 | 0 | 0 | 0 | 0 | 0 | 0 | 0 | 0 | 0 | 0 | 0 | -303851.755
2016-02-13 04:00 | 0 | 0 | 0 | 0 | 462280 | 0 | 462280 | 0 | 0 | 0 | 0 | 0 | 0 | 0 | 0 | 0 | 0 | 0 | 0 | 0 | 0 | 0 | 0 | 0 | 0 | 0 | 0 | 0
2016-02-13 05:00 | 0 | 0 | 0 | 0 | 446151 | 0 | 446151 | 0 | 0 | 0 | 0 | 0 | 0 | 0 | 0 | 0 | 0 | 0 | 0 | 0 | 0 | 0 | 0 | 0 | 0 | 0 | 0 | 0
2016-02-13 06:00 | 0 | 0 | 0 | 0 | 434017 | 0 | 434017 | 0 | 0 | 0 | 0 | 0 | 0 | 0 | 0 | 0 | 0 | 0 | 0 | 0 | 0 | 0 | 0 | 0 | 0 | 0 | 0 | 0
2016-02-13 07:00 | 0 | 0 | 0 | 0 | 426569 | 0 | 426569 | 0 | 0 | 0 | 0 | 0 | 0 | 0 | 0 | 0 | 0 | 0 | 0 | 0 | 0 | 0 | 0 | 0 | 0 | 0 | 0 | 0
2016-02-13 08:00 | 0 | 0 | 0 | 0 | 423312 | 0 | 423312 | 0 | 0 | 0 | 0 | 0 | 0 | 0 | 0 | 0 | 0 | 0 | 0 | 0 | 0 | 0 | 0 | 0 | 0 | 0 | 0 | 0
2016-02-13 09:00 | 0 | 0 | 0 | 0 | 425077 | 0 | 425077 | 0 | 0 | 0 | 0 | 0 | 0 | 0 | 0 | 0 | 0 | 0 | 0 | 0 | 0 | 0 | 0 | 0 | 0 | 0 | 0 | 0
2016-02-13 10:00 | 0 | 0 | 0 | 0 | 432371 | 0 | 432371 | 0 | 0 | 0 | 0 | 0 | 0 | 0 | 0 | 0 | 0 | 0 | 0 | 0 | 0 | 0 | 0 | 0 | 0 | 0 | 0 | 0
2016-02-13 11:00 | 0 | 0 | 0 | 0 | 445669 | 0 | 445669 | 0 | 0 | 0 | 0 | 0 | 0 | 0 | 0 | 0 | 0 | 0 | 0 | 0 | 0 | 0 | 0 | 0 | 0 | 0 | 0 | 0
2016-02-13 12:00 | 0 | 0 | 0 | 0 | 462097 | 0 | 462097 | 0 | 0 | 0 | 0 | 0 | 0 | 0 | 0 | 0 | 0 | 0 | 0 | 0 | 0 | 0 | 0 | 0 | 0 | 0 | 0 | 0
2016-02-13 13:00 | 0 | 0 | 0 | 0 | 475692.6663 | 484.3337 | 476177 | 0 | 0 | 0 | 0 | 0 | 0 | 0 | 0 | 0 | 0 | 0 | 0 | 0 | 0 | 0 | 0 | 0 | 0 | 0 | 0 | 0
2016-02-13 14:00 | 0 | 0 | 0 | 0 | 350929.556 | 133953.444 | 484883 | 0 | 0 | 0 | 0 | 0 | 0 | 0 | 0 | 0 | 0 | 0 | 0 | 0 | 0 | 0 | 0 | 0 | 0 | 0 | 0 | 0
2016-02-13 15:00 | 0 | 0 | 0 | 0 | 0 | 498848.9259 | 485582 | 0 | 0 | 0 | 0 | 13266.9259 | 0 | 0 | 0 | 0 | 0 | 0 | 0 | 0 | 0 | 0 | 13266.9259 | 0 | 0 | 0 | 0 | 0
2016-02-13 16:00 | 0 | 0 | 0 | 0 | 0 | 590137.352 | 480430 | 0 | 0 | 0 | 0 | 61870.256 | 0 | 0 | 0 | 0 | 61104.0219 | 0 | 0 | 0 | 0 | 0 | 48603.3301 | 0 | 0 | 0 | 0 | 61104.0219
2016-02-13 17:00 | 0 | 0 | 0 | 0 | 0 | 605584.2895 | 471854 | 0 | 0 | 0 | 0 | 61870.256 | 0 | 0 | 0 | 0 | 194834.3114 | 0 | 0 | 0 | 0 | 0 | 0 | 0 | 0 | 0 | 0 | 133730.2895
2016-02-13 18:00 | 0 | 0 | 0 | 0 | 0 | 590875.0274 | 462669 | 0 | 0 | 0 | 0 | 0 | 0 | 0 | 0 | 0 | 384910.5949 | 0 | 0 | 0 | 0 | 0 | -61870.256 | 0 | 0 | 0 | 0 | 190076.2835
2016-02-13 19:00 | 0 | 0 | 0 | 0 | 0 | 582865.4673 | 456167 | 0 | 0 | 0 | 0 | 61870.256 | 0 | 0 | 0 | 0 | 449738.8061 | 0 | 0 | 0 | 0 | 0 | 61870.256 | 0 | 0 | 0 | 0 | 64828.2113
2016-02-13 20:00 | 0 | 0 | 0 | 0 | 0 | 594557.533 | 452362 | 0 | 0 | 0 | 0 | 0 | 0 | 0 | 0 | 0 | 653804.5952 | 0 | 0 | 0 | 0 | 0 | -61870.256 | 0 | 0 | 0 | 0 | 204065.789
2016-02-13 21:00 | 0 | 0 | 0 | 0 | 0 | 605752.2593 | 455137 | 0 | 0 | 0 | 0 | 61870.256 | 0 | 0 | 0 | 0 | 742549.5985 | 0 | 0 | 0 | 0 | 0 | 61870.256 | 0 | 0 | 0 | 0 | 88745.0033
2016-02-13 22:00 | 0 | 0 | 0 | 0 | 0 | 575214.2956 | 466557 | 0 | 0 | 0 | 0 | 61870.256 | 0 | 0 | 0 | 0 | 851206.8941 | 0 | 0 | 0 | 0 | 0 | 0 | 0 | 0 | 0 | 0 | 108657.2956
2016-02-13 23:00 | 0 | 0 | 0 | 0 | 0 | 380694.6525 | 487773 | 0 | 0 | 0 | 0 | 61870.256 | 0 | 0 | 0 | 0 | 744128.5466 | 0 | 0 | 0 | 0 | 0 | 0 | 0 | 0 | 0 | 0 | -107078.3475
2016-02-14 | 0 | 0 | 0 | 0 | 56471.3778 | 79003.6111 | 501197 | 0 | 0 | 0 | 0 | 0 | 0 | 0 | 0 | 0 | 440276.7916 | 0 | 0 | 0 | 0 | 0 | -61870.256 | 0 | 0 | 0 | 0 | -303851.755
2016-02-14 01:00 | 0 | 0 | 0 | 0 | 733969.2544 | 2.7201 | 504675 | 0 | 0 | 0 | 0 | 61870.256 | 0 | 0 | 0 | 0 | 607703.5101 | 0 | 0 | 0 | 0 | 0 | 61870.256 | 0 | 0 | 0 | 0 | 167426.7185
2016-02-14 02:00 | 0 | 0 | 0 | 0 | 136218.9889 | 0 | 501941 | 0 | 0 | 0 | 0 | 0 | 0 | 0 | 0 | 0 | 303851.755 | 0 | 0 | 0 | 0 | 0 | -61870.256 | 0 | 0 | 0 | 0 | -303851.755
2016-02-14 03:00 | 0 | 0 | 0 | 0 | 189363.245 | 0 | 493215 | 0 | 0 | 0 | 0 | 0 | 0 | 0 | 0 | 0 | 0 | 0 | 0 | 0 | 0 | 0 | 0 | 0 | 0 | 0 | 0 | -303851.755
2016-02-14 04:00 | 0 | 0 | 0 | 0 | 478969 | 0 | 478969 | 0 | 0 | 0 | 0 | 0 | 0 | 0 | 0 | 0 | 0 | 0 | 0 | 0 | 0 | 0 | 0 | 0 | 0 | 0 | 0 | 0
2016-02-14 05:00 | 0 | 0 | 0 | 0 | 464148 | 0 | 464148 | 0 | 0 | 0 | 0 | 0 | 0 | 0 | 0 | 0 | 0 | 0 | 0 | 0 | 0 | 0 | 0 | 0 | 0 | 0 | 0 | 0
2016-02-14 06:00 | 0 | 0 | 0 | 0 | 453891 | 0 | 453891 | 0 | 0 | 0 | 0 | 0 | 0 | 0 | 0 | 0 | 0 | 0 | 0 | 0 | 0 | 0 | 0 | 0 | 0 | 0 | 0 | 0
2016-02-14 07:00 | 0 | 0 | 0 | 0 | 447242 | 0 | 447242 | 0 | 0 | 0 | 0 | 0 | 0 | 0 | 0 | 0 | 0 | 0 | 0 | 0 | 0 | 0 | 0 | 0 | 0 | 0 | 0 | 0
2016-02-14 08:00 | 0 | 0 | 0 | 0 | 443436 | 0 | 443436 | 0 | 0 | 0 | 0 | 0 | 0 | 0 | 0 | 0 | 0 | 0 | 0 | 0 | 0 | 0 | 0 | 0 | 0 | 0 | 0 | 0
2016-02-14 09:00 | 0 | 0 | 0 | 0 | 442406 | 0 | 442406 | 0 | 0 | 0 | 0 | 0 | 0 | 0 | 0 | 0 | 0 | 0 | 0 | 0 | 0 | 0 | 0 | 0 | 0 | 0 | 0 | 0
2016-02-14 10:00 | 0 | 0 | 0 | 0 | 446344 | 0 | 446344 | 0 | 0 | 0 | 0 | 0 | 0 | 0 | 0 | 0 | 0 | 0 | 0 | 0 | 0 | 0 | 0 | 0 | 0 | 0 | 0 | 0
2016-02-14 11:00 | 0 | 0 | 0 | 0 | 455950 | 0 | 455950 | 0 | 0 | 0 | 0 | 0 | 0 | 0 | 0 | 0 | 0 | 0 | 0 | 0 | 0 | 0 | 0 | 0 | 0 | 0 | 0 | 0
2016-02-14 12:00 | 0 | 0 | 0 | 0 | 467682 | 0 | 467682 | 0 | 0 | 0 | 0 | 0 | 0 | 0 | 0 | 0 | 0 | 0 | 0 | 0 | 0 | 0 | 0 | 0 | 0 | 0 | 0 | 0
2016-02-14 13:00 | 0 | 0 | 0 | 0 | 477220.1315 | 601.8685 | 477822 | 0 | 0 | 0 | 0 | 0 | 0 | 0 | 0 | 0 | 0 | 0 | 0 | 0 | 0 | 0 | 0 | 0 | 0 | 0 | 0 | 0
2016-02-14 14:00 | 0 | 0 | 0 | 0 | 342943.5747 | 139788.4253 | 482732 | 0 | 0 | 0 | 0 | 0 | 0 | 0 | 0 | 0 | 0 | 0 | 0 | 0 | 0 | 0 | 0 | 0 | 0 | 0 | 0 | 0
2016-02-14 15:00 | 0 | 0 | 0 | 0 | 0 | 493568.9606 | 480794 | 0 | 0 | 0 | 0 | 0 | 0 | 0 | 0 | 0 | 12774.9606 | 0 | 0 | 0 | 0 | 0 | 0 | 0 | 0 | 0 | 0 | 12774.9606
2016-02-14 16:00 | 0 | 0 | 0 | 0 | 0 | 581063.3015 | 474300 | 0 | 0 | 0 | 0 | 0 | 0 | 0 | 0 | 0 | 119538.2621 | 0 | 0 | 0 | 0 | 0 | 0 | 0 | 0 | 0 | 0 | 106763.3015
2016-02-14 17:00 | 0 | 0 | 0 | 0 | 0 | 586411.1835 | 468035 | 0 | 0 | 0 | 0 | 0 | 0 | 0 | 0 | 0 | 237914.4456 | 0 | 0 | 0 | 0 | 0 | 0 | 0 | 0 | 0 | 0 | 118376.1835
2016-02-14 18:00 | 0 | 0 | 0 | 0 | 0 | 568391.3176 | 461079 | 0 | 0 | 0 | 0 | 61870.256 | 0 | 0 | 0 | 0 | 283356.5071 | 0 | 0 | 0 | 0 | 0 | 61870.256 | 0 | 0 | 0 | 0 | 45442.0615
2016-02-14 19:00 | 0 | 0 | 0 | 0 | 0 | 560444.4749 | 454990 | 0 | 0 | 0 | 0 | 0 | 0 | 0 | 0 | 0 | 450681.2381 | 0 | 0 | 0 | 0 | 0 | -61870.256 | 0 | 0 | 0 | 0 | 167324.731
2016-02-14 20:00 | 0 | 0 | 0 | 0 | 0 | 571431.9188 | 453504 | 0 | 0 | 0 | 0 | 61870.256 | 0 | 0 | 0 | 0 | 506738.9009 | 0 | 0 | 0 | 0 | 0 | 61870.256 | 0 | 0 | 0 | 0 | 56057.6628
2016-02-14 21:00 | 0 | 0 | 0 | 0 | 0 | 583702.9166 | 457219 | 0 | 0 | 0 | 0 | 0 | 0 | 0 | 0 | 0 | 695093.0736 | 0 | 0 | 0 | 0 | 0 | -61870.256 | 0 | 0 | 0 | 0 | 188354.1727
2016-02-14 22:00 | 0 | 0 | 0 | 0 | 0 | 528761.4952 | 468996 | 0 | 0 | 0 | 0 | 61870.256 | 0 | 0 | 0 | 0 | 692988.3127 | 0 | 0 | 0 | 0 | 0 | 61870.256 | 0 | 0 | 0 | 0 | -2104.7608
2016-02-14 23:00 | 0 | 0 | 0 | 0 | 0 | 339026.0182 | 487064 | 0 | 0 | 0 | 0 | 0 | 0 | 0 | 0 | 0 | 606820.587 | 0 | 0 | 0 | 0 | 0 | -61870.256 | 0 | 0 | 0 | 0 | -86167.7257
2016-02-15 | 0 | 0 | 0 | 0 | 633707.9839 | 49276.9718 | 497245 | 0 | 0 | 0 | 0 | 0 | 0 | 0 | 0 | 0 | 792560.5427 | 0 | 0 | 0 | 0 | 0 | 0 | 0 | 0 | 0 | 0 | 185739.9557
2016-02-15 01:00 | 0 | 0 | 0 | 0 | 677324.4752 | 4.5032 | 496464 | 0 | 0 | 0 | 0 | 61870.256 | 0 | 0 | 0 | 0 | 911555.2651 | 0 | 0 | 0 | 0 | 0 | 61870.256 | 0 | 0 | 0 | 0 | 118994.7224
2016-02-15 02:00 | 0 | 0 | 0 | 0 | 122036.9889 | 0 | 487759 | 0 | 0 | 0 | 0 | 0 | 0 | 0 | 0 | 0 | 607703.5101 | 0 | 0 | 0 | 0 | 0 | -61870.256 | 0 | 0 | 0 | 0 | -303851.755
2016-02-15 03:00 | 0 | 0 | 0 | 0 | 170011.245 | 0 | 473863 | 0 | 0 | 0 | 0 | 0 | 0 | 0 | 0 | 0 | 303851.755 | 0 | 0 | 0 | 0 | 0 | 0 | 0 | 0 | 0 | 0 | -303851.755
2016-02-15 04:00 | 0 | 0 | 0 | 0 | 152395.245 | 0 | 456247 | 0 | 0 | 0 | 0 | 0 | 0 | 0 | 0 | 0 | 0 | 0 | 0 | 0 | 0 | 0 | 0 | 0 | 0 | 0 | 0 | -303851.755
2016-02-15 05:00 | 0 | 0 | 0 | 0 | 438571 | 0 | 438571 | 0 | 0 | 0 | 0 | 0 | 0 | 0 | 0 | 0 | 0 | 0 | 0 | 0 | 0 | 0 | 0 | 0 | 0 | 0 | 0 | 0
2016-02-15 06:00 | 0 | 0 | 0 | 0 | 426178 | 0 | 426178 | 0 | 0 | 0 | 0 | 0 | 0 | 0 | 0 | 0 | 0 | 0 | 0 | 0 | 0 | 0 | 0 | 0 | 0 | 0 | 0 | 0
2016-02-15 07:00 | 0 | 0 | 0 | 0 | 418030 | 0 | 418030 | 0 | 0 | 0 | 0 | 0 | 0 | 0 | 0 | 0 | 0 | 0 | 0 | 0 | 0 | 0 | 0 | 0 | 0 | 0 | 0 | 0
2016-02-15 08:00 | 0 | 0 | 0 | 0 | 413802 | 0 | 413802 | 0 | 0 | 0 | 0 | 0 | 0 | 0 | 0 | 0 | 0 | 0 | 0 | 0 | 0 | 0 | 0 | 0 | 0 | 0 | 0 | 0
2016-02-15 09:00 | 0 | 0 | 0 | 0 | 416020 | 0 | 416020 | 0 | 0 | 0 | 0 | 0 | 0 | 0 | 0 | 0 | 0 | 0 | 0 | 0 | 0 | 0 | 0 | 0 | 0 | 0 | 0 | 0
2016-02-15 10:00 | 0 | 0 | 0 | 0 | 426241 | 0 | 426241 | 0 | 0 | 0 | 0 | 0 | 0 | 0 | 0 | 0 | 0 | 0 | 0 | 0 | 0 | 0 | 0 | 0 | 0 | 0 | 0 | 0
2016-02-15 11:00 | 0 | 0 | 0 | 0 | 448824 | 0 | 448824 | 0 | 0 | 0 | 0 | 0 | 0 | 0 | 0 | 0 | 0 | 0 | 0 | 0 | 0 | 0 | 0 | 0 | 0 | 0 | 0 | 0
2016-02-15 12:00 | 0 | 0 | 0 | 0 | 472250 | 0 | 472250 | 0 | 0 | 0 | 0 | 0 | 0 | 0 | 0 | 0 | 0 | 0 | 0 | 0 | 0 | 0 | 0 | 0 | 0 | 0 | 0 | 0
2016-02-15 13:00 | 0 | 0 | 0 | 0 | 485881.3874 | 756.6126 | 486638 | 0 | 0 | 0 | 0 | 0 | 0 | 0 | 0 | 0 | 0 | 0 | 0 | 0 | 0 | 0 | 0 | 0 | 0 | 0 | 0 | 0
2016-02-15 14:00 | 0 | 0 | 0 | 0 | 309362.9778 | 186049.0222 | 495412 | 0 | 0 | 0 | 0 | 0 | 0 | 0 | 0 | 0 | 0 | 0 | 0 | 0 | 0 | 0 | 0 | 0 | 0 | 0 | 0 | 0
2016-02-15 15:00 | 0 | 0 | 0 | 0 | 0 | 554322.175 | 501301 | 0 | 0 | 0 | 0 | 53021.175 | 0 | 0 | 0 | 0 | 0 | 0 | 0 | 0 | 0 | 0 | 53021.175 | 0 | 0 | 0 | 0 | 0
2016-02-15 16:00 | 0 | 0 | 0 | 0 | 0 | 626655.5861 | 502221 | 0 | 0 | 0 | 0 | 0 | 0 | 0 | 0 | 0 | 177455.7611 | 0 | 0 | 0 | 0 | 0 | -53021.175 | 0 | 0 | 0 | 0 | 177455.7611
2016-02-15 17:00 | 0 | 0 | 0 | 0 | 0 | 626642.505 | 499362 | 0 | 0 | 0 | 0 | 61870.256 | 0 | 0 | 0 | 0 | 242866.0101 | 0 | 0 | 0 | 0 | 0 | 61870.256 | 0 | 0 | 0 | 0 | 65410.249
2016-02-15 18:00 | 0 | 0 | 0 | 0 | 0 | 607138.2291 | 495186 | 0 | 0 | 0 | 0 | 0 | 0 | 0 | 0 | 0 | 416688.4952 | 0 | 0 | 0 | 0 | 0 | -61870.256 | 0 | 0 | 0 | 0 | 173822.4851
2016-02-15 19:00 | 0 | 0 | 0 | 0 | 0 | 597618.3969 | 490387 | 0 | 0 | 0 | 0 | 61870.256 | 0 | 0 | 0 | 0 | 462049.636 | 0 | 0 | 0 | 0 | 0 | 61870.256 | 0 | 0 | 0 | 0 | 45361.1408
2016-02-15 20:00 | 0 | 0 | 0 | 0 | 0 | 609902.5332 | 486695 | 0 | 0 | 0 | 0 | 61870.256 | 0 | 0 | 0 | 0 | 585257.1692 | 0 | 0 | 0 | 0 | 0 | 0 | 0 | 0 | 0 | 0 | 123207.5332
2016-02-15 21:00 | 0 | 0 | 0 | 0 | 0 | 635558.4836 | 487005 | 0 | 0 | 0 | 0 | 61870.256 | 0 | 0 | 0 | 0 | 733810.6528 | 0 | 0 | 0 | 0 | 0 | 0 | 0 | 0 | 0 | 0 | 148553.4836
2016-02-15 22:00 | 0 | 0 | 0 | 0 | 0 | 613894.3549 | 494230 | 0 | 0 | 0 | 0 | 61870.256 | 0 | 0 | 0 | 0 | 853475.0077 | 0 | 0 | 0 | 0 | 0 | 0 | 0 | 0 | 0 | 0 | 119664.3549
2016-02-15 23:00 | 0 | 0 | 0 | 0 | 0 | 421463.4402 | 505582 | 0 | 0 | 0 | 0 | 61870.256 | 0 | 0 | 0 | 0 | 769356.448 | 0 | 0 | 0 | 0 | 0 | 0 | 0 | 0 | 0 | 0 | -84118.5598
2016-02-16 | 0 | 0 | 0 | 0 | 85363.2096 | 59489.7793 | 510575 | 0 | 0 | 0 | 0 | 0 | 0 | 0 | 0 | 0 | 465504.6929 | 0 | 0 | 0 | 0 | 0 | -61870.256 | 0 | 0 | 0 | 0 | -303851.755
2016-02-16 01:00 | 0 | 0 | 0 | 0 | 866409.9951 | 10.8259 | 506685 | 0 | 0 | 0 | 0 | 61870.256 | 0 | 0 | 0 | 0 | 763370.2579 | 0 | 0 | 0 | 0 | 0 | 61870.256 | 0 | 0 | 0 | 0 | 297865.565
2016-02-16 02:00 | 0 | 0 | 0 | 0 | 126897.9889 | 0 | 492620 | 0 | 0 | 0 | 0 | 0 | 0 | 0 | 0 | 0 | 459518.5028 | 0 | 0 | 0 | 0 | 0 | -61870.256 | 0 | 0 | 0 | 0 | -303851.755
2016-02-16 03:00 | 0 | 0 | 0 | 0 | 167931.245 | 0 | 471783 | 0 | 0 | 0 | 0 | 0 | 0 | 0 | 0 | 0 | 155666.7478 | 0 | 0 | 0 | 0 | 0 | 0 | 0 | 0 | 0 | 0 | -303851.755
2016-02-16 04:00 | 0 | 0 | 0 | 0 | 290866.2522 | 0 | 446533 | 0 | 0 | 0 | 0 | 0 | 0 | 0 | 0 | 0 | 0 | 0 | 0 | 0 | 0 | 0 | 0 | 0 | 0 | 0 | 0 | -155666.7478
2016-02-16 05:00 | 0 | 0 | 0 | 0 | 425067 | 0 | 425067 | 0 | 0 | 0 | 0 | 0 | 0 | 0 | 0 | 0 | 0 | 0 | 0 | 0 | 0 | 0 | 0 | 0 | 0 | 0 | 0 | 0
2016-02-16 06:00 | 0 | 0 | 0 | 0 | 408969 | 0 | 408969 | 0 | 0 | 0 | 0 | 0 | 0 | 0 | 0 | 0 | 0 | 0 | 0 | 0 | 0 | 0 | 0 | 0 | 0 | 0 | 0 | 0
2016-02-16 07:00 | 0 | 0 | 0 | 0 | 398529 | 0 | 398529 | 0 | 0 | 0 | 0 | 0 | 0 | 0 | 0 | 0 | 0 | 0 | 0 | 0 | 0 | 0 | 0 | 0 | 0 | 0 | 0 | 0
2016-02-16 08:00 | 0 | 0 | 0 | 0 | 392492 | 0 | 392492 | 0 | 0 | 0 | 0 | 0 | 0 | 0 | 0 | 0 | 0 | 0 | 0 | 0 | 0 | 0 | 0 | 0 | 0 | 0 | 0 | 0
2016-02-16 09:00 | 0 | 0 | 0 | 0 | 393274 | 0 | 393274 | 0 | 0 | 0 | 0 | 0 | 0 | 0 | 0 | 0 | 0 | 0 | 0 | 0 | 0 | 0 | 0 | 0 | 0 | 0 | 0 | 0
2016-02-16 10:00 | 0 | 0 | 0 | 0 | 404072 | 0 | 404072 | 0 | 0 | 0 | 0 | 0 | 0 | 0 | 0 | 0 | 0 | 0 | 0 | 0 | 0 | 0 | 0 | 0 | 0 | 0 | 0 | 0
2016-02-16 11:00 | 0 | 0 | 0 | 0 | 430339 | 0 | 430339 | 0 | 0 | 0 | 0 | 0 | 0 | 0 | 0 | 0 | 0 | 0 | 0 | 0 | 0 | 0 | 0 | 0 | 0 | 0 | 0 | 0
2016-02-16 12:00 | 0 | 0 | 0 | 0 | 458011 | 0 | 458011 | 0 | 0 | 0 | 0 | 0 | 0 | 0 | 0 | 0 | 0 | 0 | 0 | 0 | 0 | 0 | 0 | 0 | 0 | 0 | 0 | 0
2016-02-16 13:00 | 0 | 0 | 0 | 0 | 468791.0005 | 959.9995 | 469751 | 0 | 0 | 0 | 0 | 0 | 0 | 0 | 0 | 0 | 0 | 0 | 0 | 0 | 0 | 0 | 0 | 0 | 0 | 0 | 0 | 0
2016-02-16 14:00 | 0 | 0 | 0 | 0 | 276921.1862 | 195167.8138 | 472089 | 0 | 0 | 0 | 0 | 0 | 0 | 0 | 0 | 0 | 0 | 0 | 0 | 0 | 0 | 0 | 0 | 0 | 0 | 0 | 0 | 0
2016-02-16 15:00 | 0 | 0 | 0 | 0 | 0 | 584768.6106 | 471516 | 0 | 0 | 0 | 0 | 61870.256 | 0 | 0 | 0 | 0 | 51382.3546 | 0 | 0 | 0 | 0 | 0 | 61870.256 | 0 | 0 | 0 | 0 | 51382.3546
2016-02-16 16:00 | 0 | 0 | 0 | 0 | 0 | 664717.0968 | 467780 | 0 | 0 | 0 | 0 | 61870.256 | 0 | 0 | 0 | 0 | 248319.4514 | 0 | 0 | 0 | 0 | 0 | 0 | 0 | 0 | 0 | 0 | 196937.0968
2016-02-16 17:00 | 0 | 0 | 0 | 0 | 0 | 648895.7695 | 462095 | 0 | 0 | 0 | 0 | 0 | 0 | 0 | 0 | 0 | 496990.477 | 0 | 0 | 0 | 0 | 0 | -61870.256 | 0 | 0 | 0 | 0 | 248671.0256
2016-02-16 18:00 | 0 | 0 | 0 | 0 | 0 | 625999.6636 | 457704 | 0 | 0 | 0 | 0 | 61870.256 | 0 | 0 | 0 | 0 | 603415.8845 | 0 | 0 | 0 | 0 | 0 | 61870.256 | 0 | 0 | 0 | 0 | 106425.4076
2016-02-16 19:00 | 0 | 0 | 0 | 0 | 0 | 614937.0698 | 454346 | 0 | 0 | 0 | 0 | 0 | 0 | 0 | 0 | 0 | 825877.2103 | 0 | 0 | 0 | 0 | 0 | -61870.256 | 0 | 0 | 0 | 0 | 222461.3258
2016-02-16 20:00 | 0 | 0 | 0 | 0 | 0 | 625106.228 | 451843 | 0 | 0 | 0 | 0 | 0 | 0 | 0 | 0 | 0 | 999140.4383 | 0 | 0 | 0 | 0 | 0 | 0 | 0 | 0 | 0 | 0 | 173263.228
2016-02-16 21:00 | 0 | 0 | 0 | 0 | 0 | 645157.4023 | 453875 | 0 | 0 | 0 | 0 | 0 | 0 | 0 | 0 | 0 | 1190422.8406 | 0 | 0 | 0 | 0 | 0 | 0 | 0 | 0 | 0 | 0 | 191282.4023
2016-02-16 22:00 | 0 | 0 | 0 | 0 | 0 | 624209.762 | 461734 | 0 | 0 | 0 | 0 | 61870.256 | 0 | 0 | 0 | 0 | 1291028.3465 | 0 | 0 | 0 | 0 | 0 | 61870.256 | 0 | 0 | 0 | 0 | 100605.506
2016-02-16 23:00 | 0 | 0 | 0 | 0 | 0 | 398711.9238 | 475995 | 0 | 0 | 0 | 0 | 0 | 0 | 0 | 0 | 0 | 1275615.5264 | 0 | 0 | 0 | 0 | 0 | -61870.256 | 0 | 0 | 0 | 0 | -15412.8201
2016-02-17 | 0 | 0 | 0 | 0 | 117449.0746 | 63636.1704 | 484937 | 0 | 0 | 0 | 0 | 0 | 0 | 0 | 0 | 0 | 971763.7714 | 0 | 0 | 0 | 0 | 0 | 0 | 0 | 0 | 0 | 0 | -303851.755
2016-02-17 01:00 | 0 | 0 | 0 | 0 | 485685.3751 | 15.3746 | 484039 | 0 | 0 | 0 | 0 | 61870.256 | 0 | 0 | 0 | 0 | 911555.2651 | 0 | 0 | 0 | 0 | 0 | 61870.256 | 0 | 0 | 0 | 0 | -60208.5063
2016-02-17 02:00 | 0 | 0 | 0 | 0 | 107724.9889 | 0 | 473447 | 0 | 0 | 0 | 0 | 0 | 0 | 0 | 0 | 0 | 607703.5101 | 0 | 0 | 0 | 0 | 0 | -61870.256 | 0 | 0 | 0 | 0 | -303851.755
2016-02-17 03:00 | 0 | 0 | 0 | 0 | 149585.245 | 0 | 453437 | 0 | 0 | 0 | 0 | 0 | 0 | 0 | 0 | 0 | 303851.755 | 0 | 0 | 0 | 0 | 0 | 0 | 0 | 0 | 0 | 0 | -303851.755
2016-02-17 04:00 | 0 | 0 | 0 | 0 | 125596.245 | 0 | 429448 | 0 | 0 | 0 | 0 | 0 | 0 | 0 | 0 | 0 | 0 | 0 | 0 | 0 | 0 | 0 | 0 | 0 | 0 | 0 | 0 | -303851.755
2016-02-17 05:00 | 0 | 0 | 0 | 0 | 409782 | 0 | 409782 | 0 | 0 | 0 | 0 | 0 | 0 | 0 | 0 | 0 | 0 | 0 | 0 | 0 | 0 | 0 | 0 | 0 | 0 | 0 | 0 | 0
2016-02-17 06:00 | 0 | 0 | 0 | 0 | 396069 | 0 | 396069 | 0 | 0 | 0 | 0 | 0 | 0 | 0 | 0 | 0 | 0 | 0 | 0 | 0 | 0 | 0 | 0 | 0 | 0 | 0 | 0 | 0
2016-02-17 07:00 | 0 | 0 | 0 | 0 | 387846 | 0 | 387846 | 0 | 0 | 0 | 0 | 0 | 0 | 0 | 0 | 0 | 0 | 0 | 0 | 0 | 0 | 0 | 0 | 0 | 0 | 0 | 0 | 0
2016-02-17 08:00 | 0 | 0 | 0 | 0 | 384746 | 0 | 384746 | 0 | 0 | 0 | 0 | 0 | 0 | 0 | 0 | 0 | 0 | 0 | 0 | 0 | 0 | 0 | 0 | 0 | 0 | 0 | 0 | 0
2016-02-17 09:00 | 0 | 0 | 0 | 0 | 387908 | 0 | 387908 | 0 | 0 | 0 | 0 | 0 | 0 | 0 | 0 | 0 | 0 | 0 | 0 | 0 | 0 | 0 | 0 | 0 | 0 | 0 | 0 | 0
2016-02-17 10:00 | 0 | 0 | 0 | 0 | 402965 | 0 | 402965 | 0 | 0 | 0 | 0 | 0 | 0 | 0 | 0 | 0 | 0 | 0 | 0 | 0 | 0 | 0 | 0 | 0 | 0 | 0 | 0 | 0
2016-02-17 11:00 | 0 | 0 | 0 | 0 | 435062 | 0 | 435062 | 0 | 0 | 0 | 0 | 0 | 0 | 0 | 0 | 0 | 0 | 0 | 0 | 0 | 0 | 0 | 0 | 0 | 0 | 0 | 0 | 0
2016-02-17 12:00 | 0 | 0 | 0 | 0 | 464480 | 0 | 464480 | 0 | 0 | 0 | 0 | 0 | 0 | 0 | 0 | 0 | 0 | 0 | 0 | 0 | 0 | 0 | 0 | 0 | 0 | 0 | 0 | 0
2016-02-17 13:00 | 0 | 0 | 0 | 0 | 471134.0855 | 1128.9145 | 472263 | 0 | 0 | 0 | 0 | 0 | 0 | 0 | 0 | 0 | 0 | 0 | 0 | 0 | 0 | 0 | 0 | 0 | 0 | 0 | 0 | 0
2016-02-17 14:00 | 0 | 0 | 0 | 0 | 254291.5064 | 215834.4936 | 470126 | 0 | 0 | 0 | 0 | 0 | 0 | 0 | 0 | 0 | 0 | 0 | 0 | 0 | 0 | 0 | 0 | 0 | 0 | 0 | 0 | 0
2016-02-17 15:00 | 0 | 0 | 0 | 0 | 0 | 503843.9352 | 465928 | 0 | 0 | 0 | 0 | 37915.9352 | 0 | 0 | 0 | 0 | 0 | 0 | 0 | 0 | 0 | 0 | 37915.9352 | 0 | 0 | 0 | 0 | 0
2016-02-17 16:00 | 0 | 0 | 0 | 0 | 0 | 568953.0001 | 460744 | 0 | 0 | 0 | 0 | 0 | 0 | 0 | 0 | 0 | 146124.9354 | 0 | 0 | 0 | 0 | 0 | -37915.9352 | 0 | 0 | 0 | 0 | 146124.9354
2016-02-17 17:00 | 0 | 0 | 0 | 0 | 0 | 567090.7205 | 454129 | 0 | 0 | 0 | 0 | 61870.256 | 0 | 0 | 0 | 0 | 197216.3999 | 0 | 0 | 0 | 0 | 0 | 61870.256 | 0 | 0 | 0 | 0 | 51091.4645
2016-02-17 18:00 | 0 | 0 | 0 | 0 | 0 | 553222.5895 | 450106 | 0 | 0 | 0 | 0 | 61870.256 | 0 | 0 | 0 | 0 | 300332.9894 | 0 | 0 | 0 | 0 | 0 | 0 | 0 | 0 | 0 | 0 | 103116.5895
2016-02-17 19:00 | 0 | 0 | 0 | 0 | 0 | 544882.0469 | 446675 | 0 | 0 | 0 | 0 | 61870.256 | 0 | 0 | 0 | 0 | 398540.0363 | 0 | 0 | 0 | 0 | 0 | 0 | 0 | 0 | 0 | 0 | 98207.0469
2016-02-17 20:00 | 0 | 0 | 0 | 0 | 0 | 545996.6731 | 445132 | 0 | 0 | 0 | 0 | 61870.256 | 0 | 0 | 0 | 0 | 499404.7094 | 0 | 0 | 0 | 0 | 0 | 0 | 0 | 0 | 0 | 0 | 100864.6731
2016-02-17 21:00 | 0 | 0 | 0 | 0 | 0 | 542108.0568 | 447514 | 0 | 0 | 0 | 0 | 0 | 0 | 0 | 0 | 0 | 655869.0223 | 0 | 0 | 0 | 0 | 0 | -61870.256 | 0 | 0 | 0 | 0 | 156464.3129
2016-02-17 22:00 | 0 | 0 | 0 | 0 | 0 | 483340.0197 | 455731 | 0 | 0 | 0 | 0 | 61870.256 | 0 | 0 | 0 | 0 | 621607.786 | 0 | 0 | 0 | 0 | 0 | 61870.256 | 0 | 0 | 0 | 0 | -34261.2363
2016-02-17 23:00 | 0 | 0 | 0 | 0 | 0 | 285195.8633 | 471276 | 0 | 0 | 0 | 0 | 0 | 0 | 0 | 0 | 0 | 497397.9053 | 0 | 0 | 0 | 0 | 0 | -61870.256 | 0 | 0 | 0 | 0 | -124209.8806
2016-02-18 | 0 | 0 | 0 | 0 | 143164.9247 | 36710.3203 | 483727 | 0 | 0 | 0 | 0 | 0 | 0 | 0 | 0 | 0 | 193546.1503 | 0 | 0 | 0 | 0 | 0 | 0 | 0 | 0 | 0 | 0 | -303851.755
2016-02-18 01:00 | 0 | 0 | 0 | 0 | 850878.0824 | 1.9286 | 485158 | 0 | 0 | 0 | 0 | 61870.256 | 0 | 0 | 0 | 0 | 497397.9053 | 0 | 0 | 0 | 0 | 0 | 61870.256 | 0 | 0 | 0 | 0 | 303851.755
2016-02-18 02:00 | 0 | 0 | 0 | 0 | 111250.9889 | 0 | 476973 | 0 | 0 | 0 | 0 | 0 | 0 | 0 | 0 | 0 | 193546.1503 | 0 | 0 | 0 | 0 | 0 | -61870.256 | 0 | 0 | 0 | 0 | -303851.755
2016-02-18 03:00 | 0 | 0 | 0 | 0 | 266026.8497 | 0 | 459573 | 0 | 0 | 0 | 0 | 0 | 0 | 0 | 0 | 0 | 0 | 0 | 0 | 0 | 0 | 0 | 0 | 0 | 0 | 0 | 0 | -193546.1503
2016-02-18 04:00 | 0 | 0 | 0 | 0 | 437201 | 0 | 437201 | 0 | 0 | 0 | 0 | 0 | 0 | 0 | 0 | 0 | 0 | 0 | 0 | 0 | 0 | 0 | 0 | 0 | 0 | 0 | 0 | 0
2016-02-18 05:00 | 0 | 0 | 0 | 0 | 418285 | 0 | 418285 | 0 | 0 | 0 | 0 | 0 | 0 | 0 | 0 | 0 | 0 | 0 | 0 | 0 | 0 | 0 | 0 | 0 | 0 | 0 | 0 | 0
2016-02-18 06:00 | 0 | 0 | 0 | 0 | 406299 | 0 | 406299 | 0 | 0 | 0 | 0 | 0 | 0 | 0 | 0 | 0 | 0 | 0 | 0 | 0 | 0 | 0 | 0 | 0 | 0 | 0 | 0 | 0
2016-02-18 07:00 | 0 | 0 | 0 | 0 | 399315 | 0 | 399315 | 0 | 0 | 0 | 0 | 0 | 0 | 0 | 0 | 0 | 0 | 0 | 0 | 0 | 0 | 0 | 0 | 0 | 0 | 0 | 0 | 0
2016-02-18 08:00 | 0 | 0 | 0 | 0 | 397681 | 0 | 397681 | 0 | 0 | 0 | 0 | 0 | 0 | 0 | 0 | 0 | 0 | 0 | 0 | 0 | 0 | 0 | 0 | 0 | 0 | 0 | 0 | 0
2016-02-18 09:00 | 0 | 0 | 0 | 0 | 401207 | 0 | 401207 | 0 | 0 | 0 | 0 | 0 | 0 | 0 | 0 | 0 | 0 | 0 | 0 | 0 | 0 | 0 | 0 | 0 | 0 | 0 | 0 | 0
2016-02-18 10:00 | 0 | 0 | 0 | 0 | 416327 | 0 | 416327 | 0 | 0 | 0 | 0 | 0 | 0 | 0 | 0 | 0 | 0 | 0 | 0 | 0 | 0 | 0 | 0 | 0 | 0 | 0 | 0 | 0
2016-02-18 11:00 | 0 | 0 | 0 | 0 | 450344 | 0 | 450344 | 0 | 0 | 0 | 0 | 0 | 0 | 0 | 0 | 0 | 0 | 0 | 0 | 0 | 0 | 0 | 0 | 0 | 0 | 0 | 0 | 0
2016-02-18 12:00 | 0 | 0 | 0 | 0 | 478649 | 0 | 478649 | 0 | 0 | 0 | 0 | 0 | 0 | 0 | 0 | 0 | 0 | 0 | 0 | 0 | 0 | 0 | 0 | 0 | 0 | 0 | 0 | 0
2016-02-18 13:00 | 0 | 0 | 0 | 0 | 480989.0853 | 1476.9147 | 482466 | 0 | 0 | 0 | 0 | 0 | 0 | 0 | 0 | 0 | 0 | 0 | 0 | 0 | 0 | 0 | 0 | 0 | 0 | 0 | 0 | 0
2016-02-18 14:00 | 0 | 0 | 0 | 0 | 283591.2475 | 192292.7525 | 475884 | 0 | 0 | 0 | 0 | 0 | 0 | 0 | 0 | 0 | 0 | 0 | 0 | 0 | 0 | 0 | 0 | 0 | 0 | 0 | 0 | 0
2016-02-18 15:00 | 0 | 0 | 0 | 0 | 30052.0576 | 438561.9424 | 468614 | 0 | 0 | 0 | 0 | 0 | 0 | 0 | 0 | 0 | 0 | 0 | 0 | 0 | 0 | 0 | 0 | 0 | 0 | 0 | 0 | 0
2016-02-18 16:00 | 0 | 0 | 0 | 0 | 0 | 537339.5992 | 460316 | 0 | 0 | 0 | 0 | 61870.256 | 0 | 0 | 0 | 0 | 15153.3431 | 0 | 0 | 0 | 0 | 0 | 61870.256 | 0 | 0 | 0 | 0 | 15153.3431
2016-02-18 17:00 | 0 | 0 | 0 | 0 | 0 | 567540.2695 | 452277 | 0 | 0 | 0 | 0 | 0 | 0 | 0 | 0 | 0 | 192286.8686 | 0 | 0 | 0 | 0 | 0 | -61870.256 | 0 | 0 | 0 | 0 | 177133.5255
2016-02-18 18:00 | 0 | 0 | 0 | 0 | 0 | 557265.6233 | 446581 | 0 | 0 | 0 | 0 | 61870.256 | 0 | 0 | 0 | 0 | 241101.2358 | 0 | 0 | 0 | 0 | 0 | 61870.256 | 0 | 0 | 0 | 0 | 48814.3672
2016-02-18 19:00 | 0 | 0 | 0 | 0 | 0 | 555605.7217 | 442689 | 0 | 0 | 0 | 0 | 0 | 0 | 0 | 0 | 0 | 415888.2136 | 0 | 0 | 0 | 0 | 0 | -61870.256 | 0 | 0 | 0 | 0 | 174786.9777
2016-02-18 20:00 | 0 | 0 | 0 | 0 | 0 | 567338.0543 | 440034 | 0 | 0 | 0 | 0 | 61870.256 | 0 | 0 | 0 | 0 | 481322.0118 | 0 | 0 | 0 | 0 | 0 | 61870.256 | 0 | 0 | 0 | 0 | 65433.7982
2016-02-18 21:00 | 0 | 0 | 0 | 0 | 0 | 582970.1593 | 441636 | 0 | 0 | 0 | 0 | 61870.256 | 0 | 0 | 0 | 0 | 622656.1711 | 0 | 0 | 0 | 0 | 0 | 0 | 0 | 0 | 0 | 0 | 141334.1593
2016-02-18 22:00 | 0 | 0 | 0 | 0 | 0 | 560804.4463 | 450288 | 0 | 0 | 0 | 0 | 0 | 0 | 0 | 0 | 0 | 795042.8734 | 0 | 0 | 0 | 0 | 0 | -61870.256 | 0 | 0 | 0 | 0 | 172386.7024
2016-02-18 23:00 | 0 | 0 | 0 | 0 | 0 | 398107.5272 | 467437 | 0 | 0 | 0 | 0 | 61870.256 | 0 | 0 | 0 | 0 | 663843.1446 | 0 | 0 | 0 | 0 | 0 | 61870.256 | 0 | 0 | 0 | 0 | -131199.7289
2016-02-19 | 0 | 0 | 0 | 0 | 38329.3508 | 76058.6381 | 480110 | 0 | 0 | 0 | 0 | 0 | 0 | 0 | 0 | 0 | 359991.3895 | 0 | 0 | 0 | 0 | 0 | -61870.256 | 0 | 0 | 0 | 0 | -303851.755
2016-02-19 01:00 | 0 | 0 | 0 | 0 | 791665.3602 | 23.0164 | 482106 | 0 | 0 | 0 | 0 | 61870.256 | 0 | 0 | 0 | 0 | 607703.5101 | 0 | 0 | 0 | 0 | 0 | 61870.256 | 0 | 0 | 0 | 0 | 247712.1205
2016-02-19 02:00 | 0 | 0 | 0 | 0 | 108672.9889 | 0 | 474395 | 0 | 0 | 0 | 0 | 0 | 0 | 0 | 0 | 0 | 303851.755 | 0 | 0 | 0 | 0 | 0 | -61870.256 | 0 | 0 | 0 | 0 | -303851.755
2016-02-19 03:00 | 0 | 0 | 0 | 0 | 153430.245 | 0 | 457282 | 0 | 0 | 0 | 0 | 0 | 0 | 0 | 0 | 0 | 0 | 0 | 0 | 0 | 0 | 0 | 0 | 0 | 0 | 0 | 0 | -303851.755
2016-02-19 04:00 | 0 | 0 | 0 | 0 | 434122 | 0 | 434122 | 0 | 0 | 0 | 0 | 0 | 0 | 0 | 0 | 0 | 0 | 0 | 0 | 0 | 0 | 0 | 0 | 0 | 0 | 0 | 0 | 0
2016-02-19 05:00 | 0 | 0 | 0 | 0 | 414536 | 0 | 414536 | 0 | 0 | 0 | 0 | 0 | 0 | 0 | 0 | 0 | 0 | 0 | 0 | 0 | 0 | 0 | 0 | 0 | 0 | 0 | 0 | 0
2016-02-19 06:00 | 0 | 0 | 0 | 0 | 402028 | 0 | 402028 | 0 | 0 | 0 | 0 | 0 | 0 | 0 | 0 | 0 | 0 | 0 | 0 | 0 | 0 | 0 | 0 | 0 | 0 | 0 | 0 | 0
2016-02-19 07:00 | 0 | 0 | 0 | 0 | 393397 | 0 | 393397 | 0 | 0 | 0 | 0 | 0 | 0 | 0 | 0 | 0 | 0 | 0 | 0 | 0 | 0 | 0 | 0 | 0 | 0 | 0 | 0 | 0
2016-02-19 08:00 | 0 | 0 | 0 | 0 | 389054 | 0 | 389054 | 0 | 0 | 0 | 0 | 0 | 0 | 0 | 0 | 0 | 0 | 0 | 0 | 0 | 0 | 0 | 0 | 0 | 0 | 0 | 0 | 0
2016-02-19 09:00 | 0 | 0 | 0 | 0 | 391710 | 0 | 391710 | 0 | 0 | 0 | 0 | 0 | 0 | 0 | 0 | 0 | 0 | 0 | 0 | 0 | 0 | 0 | 0 | 0 | 0 | 0 | 0 | 0
2016-02-19 10:00 | 0 | 0 | 0 | 0 | 405420 | 0 | 405420 | 0 | 0 | 0 | 0 | 0 | 0 | 0 | 0 | 0 | 0 | 0 | 0 | 0 | 0 | 0 | 0 | 0 | 0 | 0 | 0 | 0
2016-02-19 11:00 | 0 | 0 | 0 | 0 | 435170 | 0 | 435170 | 0 | 0 | 0 | 0 | 0 | 0 | 0 | 0 | 0 | 0 | 0 | 0 | 0 | 0 | 0 | 0 | 0 | 0 | 0 | 0 | 0
2016-02-19 12:00 | 0 | 0 | 0 | 0 | 460531 | 0 | 460531 | 0 | 0 | 0 | 0 | 0 | 0 | 0 | 0 | 0 | 0 | 0 | 0 | 0 | 0 | 0 | 0 | 0 | 0 | 0 | 0 | 0
2016-02-19 13:00 | 0 | 0 | 0 | 0 | 462210.6351 | 1756.3649 | 463967 | 0 | 0 | 0 | 0 | 0 | 0 | 0 | 0 | 0 | 0 | 0 | 0 | 0 | 0 | 0 | 0 | 0 | 0 | 0 | 0 | 0
2016-02-19 14:00 | 0 | 0 | 0 | 0 | 289898.3894 | 170932.6106 | 460831 | 0 | 0 | 0 | 0 | 0 | 0 | 0 | 0 | 0 | 0 | 0 | 0 | 0 | 0 | 0 | 0 | 0 | 0 | 0 | 0 | 0
2016-02-19 15:00 | 0 | 0 | 0 | 0 | 0 | 489012.7225 | 457400 | 0 | 0 | 0 | 0 | 0 | 0 | 0 | 0 | 0 | 31612.7225 | 0 | 0 | 0 | 0 | 0 | 0 | 0 | 0 | 0 | 0 | 31612.7225
2016-02-19 16:00 | 0 | 0 | 0 | 0 | 0 | 577051.4164 | 450971 | 0 | 0 | 0 | 0 | 0 | 0 | 0 | 0 | 0 | 157693.1389 | 0 | 0 | 0 | 0 | 0 | 0 | 0 | 0 | 0 | 0 | 126080.4164
2016-02-19 17:00 | 0 | 0 | 0 | 0 | 0 | 581488.0564 | 444834 | 0 | 0 | 0 | 0 | 61870.256 | 0 | 0 | 0 | 0 | 232476.9393 | 0 | 0 | 0 | 0 | 0 | 61870.256 | 0 | 0 | 0 | 0 | 74783.8003
2016-02-19 18:00 | 0 | 0 | 0 | 0 | 0 | 558680.3963 | 439677 | 0 | 0 | 0 | 0 | 0 | 0 | 0 | 0 | 0 | 413350.5916 | 0 | 0 | 0 | 0 | 0 | -61870.256 | 0 | 0 | 0 | 0 | 180873.6523
2016-02-19 19:00 | 0 | 0 | 0 | 0 | 0 | 541433.8531 | 436715 | 0 | 0 | 0 | 0 | 0 | 0 | 0 | 0 | 0 | 518069.4447 | 0 | 0 | 0 | 0 | 0 | 0 | 0 | 0 | 0 | 0 | 104718.8531
2016-02-19 20:00 | 0 | 0 | 0 | 0 | 0 | 539995.0838 | 434312 | 0 | 0 | 0 | 0 | 61870.256 | 0 | 0 | 0 | 0 | 561882.2724 | 0 | 0 | 0 | 0 | 0 | 61870.256 | 0 | 0 | 0 | 0 | 43812.8278
2016-02-19 21:00 | 0 | 0 | 0 | 0 | 0 | 532190.0369 | 433831 | 0 | 0 | 0 | 0 | 0 | 0 | 0 | 0 | 0 | 722111.5654 | 0 | 0 | 0 | 0 | 0 | -61870.256 | 0 | 0 | 0 | 0 | 160229.2929
2016-02-19 22:00 | 0 | 0 | 0 | 0 | 0 | 498688.8208 | 438853 | 0 | 0 | 0 | 0 | 61870.256 | 0 | 0 | 0 | 0 | 720077.1301 | 0 | 0 | 0 | 0 | 0 | 61870.256 | 0 | 0 | 0 | 0 | -2034.4352
2016-02-19 23:00 | 0 | 0 | 0 | 0 | 0 | 363682.1472 | 448325 | 0 | 0 | 0 | 0 | 61870.256 | 0 | 0 | 0 | 0 | 635434.2773 | 0 | 0 | 0 | 0 | 0 | 0 | 0 | 0 | 0 | 0 | -84642.8528
2016-02-20 | 0 | 0 | 0 | 0 | 19758.701 | 68222.288 | 453703 | 0 | 0 | 0 | 0 | 0 | 0 | 0 | 0 | 0 | 331582.5222 | 0 | 0 | 0 | 0 | 0 | -61870.256 | 0 | 0 | 0 | 0 | -303851.755
2016-02-20 01:00 | 0 | 0 | 0 | 0 | 816539.4517 | 19.5594 | 450837 | 0 | 0 | 0 | 0 | 61870.256 | 0 | 0 | 0 | 0 | 635434.2773 | 0 | 0 | 0 | 0 | 0 | 61870.256 | 0 | 0 | 0 | 0 | 303851.755
2016-02-20 02:00 | 0 | 0 | 0 | 0 | 76519.9889 | 0 | 442242 | 0 | 0 | 0 | 0 | 0 | 0 | 0 | 0 | 0 | 331582.5222 | 0 | 0 | 0 | 0 | 0 | -61870.256 | 0 | 0 | 0 | 0 | -303851.755
2016-02-20 03:00 | 0 | 0 | 0 | 0 | 123994.245 | 0 | 427846 | 0 | 0 | 0 | 0 | 0 | 0 | 0 | 0 | 0 | 27730.7672 | 0 | 0 | 0 | 0 | 0 | 0 | 0 | 0 | 0 | 0 | -303851.755
2016-02-20 04:00 | 0 | 0 | 0 | 0 | 380339.2328 | 0 | 408070 | 0 | 0 | 0 | 0 | 0 | 0 | 0 | 0 | 0 | 0 | 0 | 0 | 0 | 0 | 0 | 0 | 0 | 0 | 0 | 0 | -27730.7672
2016-02-20 05:00 | 0 | 0 | 0 | 0 | 388577 | 0 | 388577 | 0 | 0 | 0 | 0 | 0 | 0 | 0 | 0 | 0 | 0 | 0 | 0 | 0 | 0 | 0 | 0 | 0 | 0 | 0 | 0 | 0
2016-02-20 06:00 | 0 | 0 | 0 | 0 | 373572 | 0 | 373572 | 0 | 0 | 0 | 0 | 0 | 0 | 0 | 0 | 0 | 0 | 0 | 0 | 0 | 0 | 0 | 0 | 0 | 0 | 0 | 0 | 0
2016-02-20 07:00 | 0 | 0 | 0 | 0 | 362627 | 0 | 362627 | 0 | 0 | 0 | 0 | 0 | 0 | 0 | 0 | 0 | 0 | 0 | 0 | 0 | 0 | 0 | 0 | 0 | 0 | 0 | 0 | 0
2016-02-20 08:00 | 0 | 0 | 0 | 0 | 356552 | 0 | 356552 | 0 | 0 | 0 | 0 | 0 | 0 | 0 | 0 | 0 | 0 | 0 | 0 | 0 | 0 | 0 | 0 | 0 | 0 | 0 | 0 | 0
2016-02-20 09:00 | 0 | 0 | 0 | 0 | 354018 | 0 | 354018 | 0 | 0 | 0 | 0 | 0 | 0 | 0 | 0 | 0 | 0 | 0 | 0 | 0 | 0 | 0 | 0 | 0 | 0 | 0 | 0 | 0
2016-02-20 10:00 | 0 | 0 | 0 | 0 | 356351 | 0 | 356351 | 0 | 0 | 0 | 0 | 0 | 0 | 0 | 0 | 0 | 0 | 0 | 0 | 0 | 0 | 0 | 0 | 0 | 0 | 0 | 0 | 0
2016-02-20 11:00 | 0 | 0 | 0 | 0 | 365919 | 0 | 365919 | 0 | 0 | 0 | 0 | 0 | 0 | 0 | 0 | 0 | 0 | 0 | 0 | 0 | 0 | 0 | 0 | 0 | 0 | 0 | 0 | 0
2016-02-20 12:00 | 0 | 0 | 0 | 0 | 377725 | 0 | 377725 | 0 | 0 | 0 | 0 | 0 | 0 | 0 | 0 | 0 | 0 | 0 | 0 | 0 | 0 | 0 | 0 | 0 | 0 | 0 | 0 | 0
2016-02-20 13:00 | 0 | 0 | 0 | 0 | 388500.6472 | 1460.3528 | 389961 | 0 | 0 | 0 | 0 | 0 | 0 | 0 | 0 | 0 | 0 | 0 | 0 | 0 | 0 | 0 | 0 | 0 | 0 | 0 | 0 | 0
2016-02-20 14:00 | 0 | 0 | 0 | 0 | 203110.7081 | 196843.2919 | 399954 | 0 | 0 | 0 | 0 | 0 | 0 | 0 | 0 | 0 | 0 | 0 | 0 | 0 | 0 | 0 | 0 | 0 | 0 | 0 | 0 | 0
2016-02-20 15:00 | 0 | 0 | 0 | 0 | 0 | 556105.4519 | 403739 | 0 | 0 | 0 | 0 | 0 | 0 | 0 | 0 | 0 | 152366.4519 | 0 | 0 | 0 | 0 | 0 | 0 | 0 | 0 | 0 | 0 | 152366.4519
2016-02-20 16:00 | 0 | 0 | 0 | 0 | 0 | 638275.6332 | 402616 | 0 | 0 | 0 | 0 | 0 | 0 | 0 | 0 | 0 | 388026.085 | 0 | 0 | 0 | 0 | 0 | 0 | 0 | 0 | 0 | 0 | 235659.6332
2016-02-20 17:00 | 0 | 0 | 0 | 0 | 0 | 633909.4016 | 399046 | 0 | 0 | 0 | 0 | 61870.256 | 0 | 0 | 0 | 0 | 561019.2306 | 0 | 0 | 0 | 0 | 0 | 61870.256 | 0 | 0 | 0 | 0 | 172993.1456
2016-02-20 18:00 | 0 | 0 | 0 | 0 | 0 | 612564.7317 | 394304 | 0 | 0 | 0 | 0 | 61870.256 | 0 | 0 | 0 | 0 | 779279.9623 | 0 | 0 | 0 | 0 | 0 | 0 | 0 | 0 | 0 | 0 | 218260.7317
2016-02-20 19:00 | 0 | 0 | 0 | 0 | 0 | 598114.4226 | 389180 | 0 | 0 | 0 | 0 | 61870.256 | 0 | 0 | 0 | 0 | 988214.3849 | 0 | 0 | 0 | 0 | 0 | 0 | 0 | 0 | 0 | 0 | 208934.4226
2016-02-20 20:00 | 0 | 0 | 0 | 0 | 0 | 600825.3259 | 385273 | 0 | 0 | 0 | 0 | 0 | 0 | 0 | 0 | 0 | 1265636.9668 | 0 | 0 | 0 | 0 | 0 | -61870.256 | 0 | 0 | 0 | 0 | 277422.5819
2016-02-20 21:00 | 0 | 0 | 0 | 0 | 0 | 607734.0451 | 384806 | 0 | 0 | 0 | 0 | 61870.256 | 0 | 0 | 0 | 0 | 1426694.7558 | 0 | 0 | 0 | 0 | 0 | 61870.256 | 0 | 0 | 0 | 0 | 161057.7891
2016-02-20 22:00 | 0 | 0 | 0 | 0 | 0 | 577595.1516 | 389641 | 0 | 0 | 0 | 0 | 61870.256 | 0 | 0 | 0 | 0 | 1614648.9074 | 0 | 0 | 0 | 0 | 0 | 0 | 0 | 0 | 0 | 0 | 187954.1516
2016-02-20 23:00 | 0 | 0 | 0 | 0 | 0 | 397406.3023 | 402422 | 0 | 0 | 0 | 0 | 61870.256 | 0 | 0 | 0 | 0 | 1609633.2097 | 0 | 0 | 0 | 0 | 0 | 0 | 0 | 0 | 0 | 0 | -5015.6977
2016-02-21 | 0 | 0 | 0 | 0 | 0 | 75428.1401 | 410711 | 0 | 0 | 0 | 0 | 30439.1512 | 0 | 0 | 0 | 0 | 1305781.4547 | 0 | 0 | 0 | 0 | 0 | -31431.1049 | 0 | 0 | 0 | 0 | -303851.755
2016-02-21 01:00 | 0 | 0 | 0 | 0 | 137700.3334 | 23.0164 | 410144 | 0 | 0 | 0 | 0 | 61870.256 | 0 | 0 | 0 | 0 | 1001929.6997 | 0 | 0 | 0 | 0 | 0 | 31431.1049 | 0 | 0 | 0 | 0 | -303851.755
2016-02-21 02:00 | 0 | 0 | 0 | 0 | 39115.9889 | 0 | 404838 | 0 | 0 | 0 | 0 | 0 | 0 | 0 | 0 | 0 | 698077.9446 | 0 | 0 | 0 | 0 | 0 | -61870.256 | 0 | 0 | 0 | 0 | -303851.755
2016-02-21 03:00 | 0 | 0 | 0 | 0 | 90037.245 | 0 | 393889 | 0 | 0 | 0 | 0 | 0 | 0 | 0 | 0 | 0 | 394226.1896 | 0 | 0 | 0 | 0 | 0 | 0 | 0 | 0 | 0 | 0 | -303851.755
2016-02-21 04:00 | 0 | 0 | 0 | 0 | 74528.245 | 0 | 378380 | 0 | 0 | 0 | 0 | 0 | 0 | 0 | 0 | 0 | 90374.4346 | 0 | 0 | 0 | 0 | 0 | 0 | 0 | 0 | 0 | 0 | -303851.755
2016-02-21 05:00 | 0 | 0 | 0 | 0 | 271993.5654 | 0 | 362368 | 0 | 0 | 0 | 0 | 0 | 0 | 0 | 0 | 0 | 0 | 0 | 0 | 0 | 0 | 0 | 0 | 0 | 0 | 0 | 0 | -90374.4346
2016-02-21 06:00 | 0 | 0 | 0 | 0 | 349945 | 0 | 349945 | 0 | 0 | 0 | 0 | 0 | 0 | 0 | 0 | 0 | 0 | 0 | 0 | 0 | 0 | 0 | 0 | 0 | 0 | 0 | 0 | 0
2016-02-21 07:00 | 0 | 0 | 0 | 0 | 340082 | 0 | 340082 | 0 | 0 | 0 | 0 | 0 | 0 | 0 | 0 | 0 | 0 | 0 | 0 | 0 | 0 | 0 | 0 | 0 | 0 | 0 | 0 | 0
2016-02-21 08:00 | 0 | 0 | 0 | 0 | 334957 | 0 | 334957 | 0 | 0 | 0 | 0 | 0 | 0 | 0 | 0 | 0 | 0 | 0 | 0 | 0 | 0 | 0 | 0 | 0 | 0 | 0 | 0 | 0
2016-02-21 09:00 | 0 | 0 | 0 | 0 | 332892 | 0 | 332892 | 0 | 0 | 0 | 0 | 0 | 0 | 0 | 0 | 0 | 0 | 0 | 0 | 0 | 0 | 0 | 0 | 0 | 0 | 0 | 0 | 0
2016-02-21 10:00 | 0 | 0 | 0 | 0 | 334852 | 0 | 334852 | 0 | 0 | 0 | 0 | 0 | 0 | 0 | 0 | 0 | 0 | 0 | 0 | 0 | 0 | 0 | 0 | 0 | 0 | 0 | 0 | 0
2016-02-21 11:00 | 0 | 0 | 0 | 0 | 341609 | 0 | 341609 | 0 | 0 | 0 | 0 | 0 | 0 | 0 | 0 | 0 | 0 | 0 | 0 | 0 | 0 | 0 | 0 | 0 | 0 | 0 | 0 | 0
2016-02-21 12:00 | 0 | 0 | 0 | 0 | 351690 | 0 | 351690 | 0 | 0 | 0 | 0 | 0 | 0 | 0 | 0 | 0 | 0 | 0 | 0 | 0 | 0 | 0 | 0 | 0 | 0 | 0 | 0 | 0
2016-02-21 13:00 | 0 | 0 | 0 | 0 | 362978.7034 | 604.2966 | 363583 | 0 | 0 | 0 | 0 | 0 | 0 | 0 | 0 | 0 | 0 | 0 | 0 | 0 | 0 | 0 | 0 | 0 | 0 | 0 | 0 | 0
2016-02-21 14:00 | 0 | 0 | 0 | 0 | 219954.7426 | 156777.2574 | 376732 | 0 | 0 | 0 | 0 | 0 | 0 | 0 | 0 | 0 | 0 | 0 | 0 | 0 | 0 | 0 | 0 | 0 | 0 | 0 | 0 | 0
2016-02-21 15:00 | 0 | 0 | 0 | 0 | 0 | 503125.9284 | 383921 | 0 | 0 | 0 | 0 | 0 | 0 | 0 | 0 | 0 | 119204.9284 | 0 | 0 | 0 | 0 | 0 | 0 | 0 | 0 | 0 | 0 | 119204.9284
2016-02-21 16:00 | 0 | 0 | 0 | 0 | 0 | 592603.6635 | 387634 | 0 | 0 | 0 | 0 | 0 | 0 | 0 | 0 | 0 | 324174.5919 | 0 | 0 | 0 | 0 | 0 | 0 | 0 | 0 | 0 | 0 | 204969.6635
2016-02-21 17:00 | 0 | 0 | 0 | 0 | 0 | 593772.9987 | 389435 | 0 | 0 | 0 | 0 | 61870.256 | 0 | 0 | 0 | 0 | 466642.3346 | 0 | 0 | 0 | 0 | 0 | 61870.256 | 0 | 0 | 0 | 0 | 142467.7427
2016-02-21 18:00 | 0 | 0 | 0 | 0 | 0 | 583977.669 | 388620 | 0 | 0 | 0 | 0 | 61870.256 | 0 | 0 | 0 | 0 | 662000.0036 | 0 | 0 | 0 | 0 | 0 | 0 | 0 | 0 | 0 | 0 | 195357.669
2016-02-21 19:00 | 0 | 0 | 0 | 0 | 0 | 576854.9426 | 386747 | 0 | 0 | 0 | 0 | 0 | 0 | 0 | 0 | 0 | 913978.2022 | 0 | 0 | 0 | 0 | 0 | -61870.256 | 0 | 0 | 0 | 0 | 251978.1986
2016-02-21 20:00 | 0 | 0 | 0 | 0 | 0 | 584187.728 | 386428 | 0 | 0 | 0 | 0 | 61870.256 | 0 | 0 | 0 | 0 | 1049867.6742 | 0 | 0 | 0 | 0 | 0 | 61870.256 | 0 | 0 | 0 | 0 | 135889.472
2016-02-21 21:00 | 0 | 0 | 0 | 0 | 0 | 594561.0346 | 389231 | 0 | 0 | 0 | 0 | 0 | 0 | 0 | 0 | 0 | 1317067.9648 | 0 | 0 | 0 | 0 | 0 | -61870.256 | 0 | 0 | 0 | 0 | 267200.2906
2016-02-21 22:00 | 0 | 0 | 0 | 0 | 0 | 587996.5464 | 397837 | 0 | 0 | 0 | 0 | 61870.256 | 0 | 0 | 0 | 0 | 1445357.2552 | 0 | 0 | 0 | 0 | 0 | 61870.256 | 0 | 0 | 0 | 0 | 128289.2904
2016-02-21 23:00 | 0 | 0 | 0 | 0 | 0 | 434699.3529 | 412587 | 0 | 0 | 0 | 0 | 10081.089 | 0 | 0 | 0 | 0 | 1519258.7752 | 0 | 0 | 0 | 0 | 0 | -51789.1671 | 0 | 0 | 0 | 0 | 73901.52
2016-02-22 | 0 | 0 | 0 | 0 | 77039.2554 | 95532.1566 | 424634 | 0 | 0 | 0 | 0 | 61870.256 | 0 | 0 | 0 | 0 | 1215407.0201 | 0 | 0 | 0 | 0 | 0 | 51789.1671 | 0 | 0 | 0 | 0 | -303851.755
2016-02-22 01:00 | 0 | 0 | 0 | 0 | 121158.8518 | 41.3932 | 425052 | 0 | 0 | 0 | 0 | 61870.256 | 0 | 0 | 0 | 0 | 911555.2651 | 0 | 0 | 0 | 0 | 0 | 0 | 0 | 0 | 0 | 0 | -303851.755
2016-02-22 02:00 | 0 | 0 | 0 | 0 | 52154.9889 | 0 | 417877 | 0 | 0 | 0 | 0 | 0 | 0 | 0 | 0 | 0 | 607703.5101 | 0 | 0 | 0 | 0 | 0 | -61870.256 | 0 | 0 | 0 | 0 | -303851.755
2016-02-22 03:00 | 0 | 0 | 0 | 0 | 99896.245 | 0 | 403748 | 0 | 0 | 0 | 0 | 0 | 0 | 0 | 0 | 0 | 303851.755 | 0 | 0 | 0 | 0 | 0 | 0 | 0 | 0 | 0 | 0 | -303851.755
2016-02-22 04:00 | 0 | 0 | 0 | 0 | 80473.245 | 0 | 384325 | 0 | 0 | 0 | 0 | 0 | 0 | 0 | 0 | 0 | 0 | 0 | 0 | 0 | 0 | 0 | 0 | 0 | 0 | 0 | 0 | -303851.755
2016-02-22 05:00 | 0 | 0 | 0 | 0 | 366010 | 0 | 366010 | 0 | 0 | 0 | 0 | 0 | 0 | 0 | 0 | 0 | 0 | 0 | 0 | 0 | 0 | 0 | 0 | 0 | 0 | 0 | 0 | 0
2016-02-22 06:00 | 0 | 0 | 0 | 0 | 353139 | 0 | 353139 | 0 | 0 | 0 | 0 | 0 | 0 | 0 | 0 | 0 | 0 | 0 | 0 | 0 | 0 | 0 | 0 | 0 | 0 | 0 | 0 | 0
2016-02-22 07:00 | 0 | 0 | 0 | 0 | 344882 | 0 | 344882 | 0 | 0 | 0 | 0 | 0 | 0 | 0 | 0 | 0 | 0 | 0 | 0 | 0 | 0 | 0 | 0 | 0 | 0 | 0 | 0 | 0
2016-02-22 08:00 | 0 | 0 | 0 | 0 | 341726 | 0 | 341726 | 0 | 0 | 0 | 0 | 0 | 0 | 0 | 0 | 0 | 0 | 0 | 0 | 0 | 0 | 0 | 0 | 0 | 0 | 0 | 0 | 0
2016-02-22 09:00 | 0 | 0 | 0 | 0 | 389107.5004 | 0 | 345837 | 0 | 0 | 0 | 0 | 43270.5004 | 0 | 0 | 0 | 0 | 0 | 0 | 0 | 0 | 0 | 0 | 43270.5004 | 0 | 0 | 0 | 0 | 0
2016-02-22 10:00 | 0 | 0 | 0 | 0 | 447474.4503 | 0 | 360995 | 0 | 0 | 0 | 0 | 61870.256 | 0 | 0 | 0 | 0 | 67879.6947 | 0 | 0 | 0 | 0 | 0 | 18599.7557 | 0 | 0 | 0 | 0 | 67879.6947
2016-02-22 11:00 | 0 | 0 | 0 | 0 | 419806.2524 | 0 | 392795 | 0 | 0 | 0 | 0 | 61870.256 | 0 | 0 | 0 | 0 | 94890.9471 | 0 | 0 | 0 | 0 | 0 | 0 | 0 | 0 | 0 | 0 | 27011.2524
2016-02-22 12:00 | 0 | 0 | 0 | 0 | 394292.0005 | 0 | 421725 | 0 | 0 | 0 | 0 | 61870.256 | 0 | 0 | 0 | 0 | 67457.9476 | 0 | 0 | 0 | 0 | 0 | 0 | 0 | 0 | 0 | 0 | -27432.9995
2016-02-22 13:00 | 0 | 0 | 0 | 0 | 336774.4492 | 2651.5464 | 434072 | 0 | 0 | 0 | 0 | 0 | 0 | 0 | 0 | 0 | 34682.1992 | 0 | 0 | 0 | 0 | 0 | -61870.256 | 0 | 0 | 0 | 0 | -32775.7484
2016-02-22 14:00 | 0 | 0 | 0 | 0 | 222564.8534 | 182159.9475 | 439407 | 0 | 0 | 0 | 0 | 0 | 0 | 0 | 0 | 0 | 0 | 0 | 0 | 0 | 0 | 0 | 0 | 0 | 0 | 0 | 0 | -34682.1992
2016-02-22 15:00 | 0 | 0 | 0 | 0 | 0 | 491748.197 | 442540 | 0 | 0 | 0 | 0 | 0 | 0 | 0 | 0 | 0 | 49208.197 | 0 | 0 | 0 | 0 | 0 | 0 | 0 | 0 | 0 | 0 | 49208.197
2016-02-22 16:00 | 0 | 0 | 0 | 0 | 0 | 582221.6461 | 441350 | 0 | 0 | 0 | 0 | 61870.256 | 0 | 0 | 0 | 0 | 128209.5871 | 0 | 0 | 0 | 0 | 0 | 61870.256 | 0 | 0 | 0 | 0 | 79001.3901
2016-02-22 17:00 | 0 | 0 | 0 | 0 | 0 | 585499.9379 | 438115 | 0 | 0 | 0 | 0 | 0 | 0 | 0 | 0 | 0 | 337464.781 | 0 | 0 | 0 | 0 | 0 | -61870.256 | 0 | 0 | 0 | 0 | 209255.1939
2016-02-22 18:00 | 0 | 0 | 0 | 0 | 0 | 569844.7655 | 435252 | 0 | 0 | 0 | 0 | 61870.256 | 0 | 0 | 0 | 0 | 410187.2905 | 0 | 0 | 0 | 0 | 0 | 61870.256 | 0 | 0 | 0 | 0 | 72722.5095
2016-02-22 19:00 | 0 | 0 | 0 | 0 | 0 | 553325.4529 | 432459 | 0 | 0 | 0 | 0 | 0 | 0 | 0 | 0 | 0 | 592923.9994 | 0 | 0 | 0 | 0 | 0 | -61870.256 | 0 | 0 | 0 | 0 | 182736.709
2016-02-22 20:00 | 0 | 0 | 0 | 0 | 0 | 546558.8569 | 429886 | 0 | 0 | 0 | 0 | 0 | 0 | 0 | 0 | 0 | 709596.8563 | 0 | 0 | 0 | 0 | 0 | 0 | 0 | 0 | 0 | 0 | 116672.8569
2016-02-22 21:00 | 0 | 0 | 0 | 0 | 0 | 531280.6517 | 431668 | 0 | 0 | 0 | 0 | 0 | 0 | 0 | 0 | 0 | 809209.508 | 0 | 0 | 0 | 0 | 0 | 0 | 0 | 0 | 0 | 0 | 99612.6517
2016-02-22 22:00 | 0 | 0 | 0 | 0 | 0 | 491139.6746 | 438908 | 0 | 0 | 0 | 0 | 0 | 0 | 0 | 0 | 0 | 861441.1827 | 0 | 0 | 0 | 0 | 0 | 0 | 0 | 0 | 0 | 0 | 52231.6746
2016-02-22 23:00 | 0 | 0 | 0 | 0 | 0 | 367170.053 | 455125 | 0 | 0 | 0 | 0 | 0 | 0 | 0 | 0 | 0 | 773486.2356 | 0 | 0 | 0 | 0 | 0 | 0 | 0 | 0 | 0 | 0 | -87954.947
2016-02-23 | 0 | 0 | 0 | 0 | 504456.2586 | 99937.7709 | 466325 | 0 | 0 | 0 | 0 | 0 | 0 | 0 | 0 | 0 | 911555.2651 | 0 | 0 | 0 | 0 | 0 | 0 | 0 | 0 | 0 | 0 | 138069.0295
2016-02-23 01:00 | 0 | 0 | 0 | 0 | 223283.1 | 52.401 | 465317 | 0 | 0 | 0 | 0 | 61870.256 | 0 | 0 | 0 | 0 | 607703.5101 | 0 | 0 | 0 | 0 | 0 | 61870.256 | 0 | 0 | 0 | 0 | -303851.755
2016-02-23 02:00 | 0 | 0 | 0 | 0 | 89508.9889 | 0 | 455231 | 0 | 0 | 0 | 0 | 0 | 0 | 0 | 0 | 0 | 303851.755 | 0 | 0 | 0 | 0 | 0 | -61870.256 | 0 | 0 | 0 | 0 | -303851.755
2016-02-23 03:00 | 0 | 0 | 0 | 0 | 132743.245 | 0 | 436595 | 0 | 0 | 0 | 0 | 0 | 0 | 0 | 0 | 0 | 0 | 0 | 0 | 0 | 0 | 0 | 0 | 0 | 0 | 0 | 0 | -303851.755
2016-02-23 04:00 | 0 | 0 | 0 | 0 | 412301 | 0 | 412301 | 0 | 0 | 0 | 0 | 0 | 0 | 0 | 0 | 0 | 0 | 0 | 0 | 0 | 0 | 0 | 0 | 0 | 0 | 0 | 0 | 0
2016-02-23 05:00 | 0 | 0 | 0 | 0 | 391289 | 0 | 391289 | 0 | 0 | 0 | 0 | 0 | 0 | 0 | 0 | 0 | 0 | 0 | 0 | 0 | 0 | 0 | 0 | 0 | 0 | 0 | 0 | 0
2016-02-23 06:00 | 0 | 0 | 0 | 0 | 376473 | 0 | 376473 | 0 | 0 | 0 | 0 | 0 | 0 | 0 | 0 | 0 | 0 | 0 | 0 | 0 | 0 | 0 | 0 | 0 | 0 | 0 | 0 | 0
2016-02-23 07:00 | 0 | 0 | 0 | 0 | 366921 | 0 | 366921 | 0 | 0 | 0 | 0 | 0 | 0 | 0 | 0 | 0 | 0 | 0 | 0 | 0 | 0 | 0 | 0 | 0 | 0 | 0 | 0 | 0
2016-02-23 08:00 | 0 | 0 | 0 | 0 | 362150 | 0 | 362150 | 0 | 0 | 0 | 0 | 0 | 0 | 0 | 0 | 0 | 0 | 0 | 0 | 0 | 0 | 0 | 0 | 0 | 0 | 0 | 0 | 0
2016-02-23 09:00 | 0 | 0 | 0 | 0 | 364236 | 0 | 364236 | 0 | 0 | 0 | 0 | 0 | 0 | 0 | 0 | 0 | 0 | 0 | 0 | 0 | 0 | 0 | 0 | 0 | 0 | 0 | 0 | 0
2016-02-23 10:00 | 0 | 0 | 0 | 0 | 377442 | 0 | 377442 | 0 | 0 | 0 | 0 | 0 | 0 | 0 | 0 | 0 | 0 | 0 | 0 | 0 | 0 | 0 | 0 | 0 | 0 | 0 | 0 | 0
2016-02-23 11:00 | 0 | 0 | 0 | 0 | 409522 | 0 | 409522 | 0 | 0 | 0 | 0 | 0 | 0 | 0 | 0 | 0 | 0 | 0 | 0 | 0 | 0 | 0 | 0 | 0 | 0 | 0 | 0 | 0
2016-02-23 12:00 | 0 | 0 | 0 | 0 | 437217 | 0 | 437217 | 0 | 0 | 0 | 0 | 0 | 0 | 0 | 0 | 0 | 0 | 0 | 0 | 0 | 0 | 0 | 0 | 0 | 0 | 0 | 0 | 0
2016-02-23 13:00 | 0 | 0 | 0 | 0 | 446416.0844 | 2373.9156 | 448790 | 0 | 0 | 0 | 0 | 0 | 0 | 0 | 0 | 0 | 0 | 0 | 0 | 0 | 0 | 0 | 0 | 0 | 0 | 0 | 0 | 0
2016-02-23 14:00 | 0 | 0 | 0 | 0 | 293433.3924 | 161648.6076 | 455082 | 0 | 0 | 0 | 0 | 0 | 0 | 0 | 0 | 0 | 0 | 0 | 0 | 0 | 0 | 0 | 0 | 0 | 0 | 0 | 0 | 0
2016-02-23 15:00 | 0 | 0 | 0 | 0 | 0 | 497285.1993 | 459144 | 0 | 0 | 0 | 0 | 0 | 0 | 0 | 0 | 0 | 38141.1993 | 0 | 0 | 0 | 0 | 0 | 0 | 0 | 0 | 0 | 0 | 38141.1993
2016-02-23 16:00 | 0 | 0 | 0 | 0 | 0 | 578860.8601 | 458114 | 0 | 0 | 0 | 0 | 0 | 0 | 0 | 0 | 0 | 158888.0595 | 0 | 0 | 0 | 0 | 0 | 0 | 0 | 0 | 0 | 0 | 120746.8601
2016-02-23 17:00 | 0 | 0 | 0 | 0 | 0 | 596169.6514 | 455547 | 0 | 0 | 0 | 0 | 61870.256 | 0 | 0 | 0 | 0 | 237640.4548 | 0 | 0 | 0 | 0 | 0 | 61870.256 | 0 | 0 | 0 | 0 | 78752.3954
2016-02-23 18:00 | 0 | 0 | 0 | 0 | 0 | 591795.7871 | 453357 | 0 | 0 | 0 | 0 | 0 | 0 | 0 | 0 | 0 | 437949.498 | 0 | 0 | 0 | 0 | 0 | -61870.256 | 0 | 0 | 0 | 0 | 200309.0431
2016-02-23 19:00 | 0 | 0 | 0 | 0 | 0 | 581826.6561 | 450352 | 0 | 0 | 0 | 0 | 61870.256 | 0 | 0 | 0 | 0 | 507553.8981 | 0 | 0 | 0 | 0 | 0 | 61870.256 | 0 | 0 | 0 | 0 | 69604.4001
2016-02-23 20:00 | 0 | 0 | 0 | 0 | 0 | 584131.1777 | 448235 | 0 | 0 | 0 | 0 | 0 | 0 | 0 | 0 | 0 | 705320.3318 | 0 | 0 | 0 | 0 | 0 | -61870.256 | 0 | 0 | 0 | 0 | 197766.4337
2016-02-23 21:00 | 0 | 0 | 0 | 0 | 0 | 583426.9006 | 450200 | 0 | 0 | 0 | 0 | 0 | 0 | 0 | 0 | 0 | 838547.2324 | 0 | 0 | 0 | 0 | 0 | 0 | 0 | 0 | 0 | 0 | 133226.9006
2016-02-23 22:00 | 0 | 0 | 0 | 0 | 0 | 550040.0352 | 457914 | 0 | 0 | 0 | 0 | 0 | 0 | 0 | 0 | 0 | 930673.2676 | 0 | 0 | 0 | 0 | 0 | 0 | 0 | 0 | 0 | 0 | 92126.0352
2016-02-23 23:00 | 0 | 0 | 0 | 0 | 0 | 392987.6524 | 470990 | 0 | 0 | 0 | 0 | 61870.256 | 0 | 0 | 0 | 0 | 790800.664 | 0 | 0 | 0 | 0 | 0 | 61870.256 | 0 | 0 | 0 | 0 | -139872.6036
2016-02-24 | 0 | 0 | 0 | 0 | 26128.9301 | 88154.0589 | 480005 | 0 | 0 | 0 | 0 | 0 | 0 | 0 | 0 | 0 | 486948.9089 | 0 | 0 | 0 | 0 | 0 | -61870.256 | 0 | 0 | 0 | 0 | -303851.755
2016-02-24 01:00 | 0 | 0 | 0 | 0 | 660599.1839 | 51.6732 | 478026 | 0 | 0 | 0 | 0 | 61870.256 | 0 | 0 | 0 | 0 | 607703.5101 | 0 | 0 | 0 | 0 | 0 | 61870.256 | 0 | 0 | 0 | 0 | 120754.6011
2016-02-24 02:00 | 0 | 0 | 0 | 0 | 101454.9889 | 0 | 467177 | 0 | 0 | 0 | 0 | 0 | 0 | 0 | 0 | 0 | 303851.755 | 0 | 0 | 0 | 0 | 0 | -61870.256 | 0 | 0 | 0 | 0 | -303851.755
2016-02-24 03:00 | 0 | 0 | 0 | 0 | 142687.245 | 0 | 446539 | 0 | 0 | 0 | 0 | 0 | 0 | 0 | 0 | 0 | 0 | 0 | 0 | 0 | 0 | 0 | 0 | 0 | 0 | 0 | 0 | -303851.755
2016-02-24 04:00 | 0 | 0 | 0 | 0 | 422370 | 0 | 422370 | 0 | 0 | 0 | 0 | 0 | 0 | 0 | 0 | 0 | 0 | 0 | 0 | 0 | 0 | 0 | 0 | 0 | 0 | 0 | 0 | 0
2016-02-24 05:00 | 0 | 0 | 0 | 0 | 400870 | 0 | 400870 | 0 | 0 | 0 | 0 | 0 | 0 | 0 | 0 | 0 | 0 | 0 | 0 | 0 | 0 | 0 | 0 | 0 | 0 | 0 | 0 | 0
2016-02-24 06:00 | 0 | 0 | 0 | 0 | 385872 | 0 | 385872 | 0 | 0 | 0 | 0 | 0 | 0 | 0 | 0 | 0 | 0 | 0 | 0 | 0 | 0 | 0 | 0 | 0 | 0 | 0 | 0 | 0
2016-02-24 07:00 | 0 | 0 | 0 | 0 | 376535 | 0 | 376535 | 0 | 0 | 0 | 0 | 0 | 0 | 0 | 0 | 0 | 0 | 0 | 0 | 0 | 0 | 0 | 0 | 0 | 0 | 0 | 0 | 0
2016-02-24 08:00 | 0 | 0 | 0 | 0 | 371637 | 0 | 371637 | 0 | 0 | 0 | 0 | 0 | 0 | 0 | 0 | 0 | 0 | 0 | 0 | 0 | 0 | 0 | 0 | 0 | 0 | 0 | 0 | 0
2016-02-24 09:00 | 0 | 0 | 0 | 0 | 373087 | 0 | 373087 | 0 | 0 | 0 | 0 | 0 | 0 | 0 | 0 | 0 | 0 | 0 | 0 | 0 | 0 | 0 | 0 | 0 | 0 | 0 | 0 | 0
2016-02-24 10:00 | 0 | 0 | 0 | 0 | 385851 | 0 | 385851 | 0 | 0 | 0 | 0 | 0 | 0 | 0 | 0 | 0 | 0 | 0 | 0 | 0 | 0 | 0 | 0 | 0 | 0 | 0 | 0 | 0
2016-02-24 11:00 | 0 | 0 | 0 | 0 | 417203 | 0 | 417203 | 0 | 0 | 0 | 0 | 0 | 0 | 0 | 0 | 0 | 0 | 0 | 0 | 0 | 0 | 0 | 0 | 0 | 0 | 0 | 0 | 0
2016-02-24 12:00 | 0 | 0 | 0 | 0 | 446997 | 0 | 446997 | 0 | 0 | 0 | 0 | 0 | 0 | 0 | 0 | 0 | 0 | 0 | 0 | 0 | 0 | 0 | 0 | 0 | 0 | 0 | 0 | 0
2016-02-24 13:00 | 0 | 0 | 0 | 0 | 454400.258 | 4115.742 | 458516 | 0 | 0 | 0 | 0 | 0 | 0 | 0 | 0 | 0 | 0 | 0 | 0 | 0 | 0 | 0 | 0 | 0 | 0 | 0 | 0 | 0
2016-02-24 14:00 | 0 | 0 | 0 | 0 | 186036.3885 | 277131.6115 | 463168 | 0 | 0 | 0 | 0 | 0 | 0 | 0 | 0 | 0 | 0 | 0 | 0 | 0 | 0 | 0 | 0 | 0 | 0 | 0 | 0 | 0
2016-02-24 15:00 | 0 | 0 | 0 | 0 | 0 | 636468.0935 | 466375 | 0 | 0 | 0 | 0 | 61870.256 | 0 | 0 | 0 | 0 | 108222.8375 | 0 | 0 | 0 | 0 | 0 | 61870.256 | 0 | 0 | 0 | 0 | 108222.8375
2016-02-24 16:00 | 0 | 0 | 0 | 0 | 0 | 701009.7254 | 465391 | 0 | 0 | 0 | 0 | 0 | 0 | 0 | 0 | 0 | 405711.8189 | 0 | 0 | 0 | 0 | 0 | -61870.256 | 0 | 0 | 0 | 0 | 297488.9815
2016-02-24 17:00 | 0 | 0 | 0 | 0 | 0 | 697077.3843 | 460966 | 0 | 0 | 0 | 0 | 0 | 0 | 0 | 0 | 0 | 641823.2033 | 0 | 0 | 0 | 0 | 0 | 0 | 0 | 0 | 0 | 0 | 236111.3843
2016-02-24 18:00 | 0 | 0 | 0 | 0 | 0 | 677977.5197 | 456504 | 0 | 0 | 0 | 0 | 0 | 0 | 0 | 0 | 0 | 863296.7229 | 0 | 0 | 0 | 0 | 0 | 0 | 0 | 0 | 0 | 0 | 221473.5197
2016-02-24 19:00 | 0 | 0 | 0 | 0 | 0 | 666685.312 | 451870 | 0 | 0 | 0 | 0 | 0 | 0 | 0 | 0 | 0 | 1078112.0349 | 0 | 0 | 0 | 0 | 0 | 0 | 0 | 0 | 0 | 0 | 214815.312
2016-02-24 20:00 | 0 | 0 | 0 | 0 | 0 | 673929.6416 | 447422 | 0 | 0 | 0 | 0 | 61870.256 | 0 | 0 | 0 | 0 | 1242749.4205 | 0 | 0 | 0 | 0 | 0 | 61870.256 | 0 | 0 | 0 | 0 | 164637.3856
2016-02-24 21:00 | 0 | 0 | 0 | 0 | 0 | 681443.0568 | 447402 | 0 | 0 | 0 | 0 | 61870.256 | 0 | 0 | 0 | 0 | 1476790.4773 | 0 | 0 | 0 | 0 | 0 | 0 | 0 | 0 | 0 | 0 | 234041.0568
2016-02-24 22:00 | 0 | 0 | 0 | 0 | 0 | 651708.9139 | 453275 | 0 | 0 | 0 | 0 | 61870.256 | 0 | 0 | 0 | 0 | 1675224.3912 | 0 | 0 | 0 | 0 | 0 | 0 | 0 | 0 | 0 | 0 | 198433.9139
2016-02-24 23:00 | 0 | 0 | 0 | 0 | 0 | 458131.151 | 464896 | 0 | 0 | 0 | 0 | 61870.256 | 0 | 0 | 0 | 0 | 1668459.5422 | 0 | 0 | 0 | 0 | 0 | 0 | 0 | 0 | 0 | 0 | -6764.849
2016-02-25 | 0 | 0 | 0 | 0 | 2821.5002 | 105761.4887 | 474305 | 0 | 0 | 0 | 0 | 0 | 0 | 0 | 0 | 0 | 1364607.7872 | 0 | 0 | 0 | 0 | 0 | -61870.256 | 0 | 0 | 0 | 0 | -303851.755
2016-02-25 01:00 | 0 | 0 | 0 | 0 | 231749.8099 | 76.6911 | 473808 | 0 | 0 | 0 | 0 | 61870.256 | 0 | 0 | 0 | 0 | 1060756.0321 | 0 | 0 | 0 | 0 | 0 | 61870.256 | 0 | 0 | 0 | 0 | -303851.755
2016-02-25 02:00 | 0 | 0 | 0 | 0 | 99258.9889 | 0 | 464981 | 0 | 0 | 0 | 0 | 0 | 0 | 0 | 0 | 0 | 756904.2771 | 0 | 0 | 0 | 0 | 0 | -61870.256 | 0 | 0 | 0 | 0 | -303851.755
2016-02-25 03:00 | 0 | 0 | 0 | 0 | 143153.245 | 0 | 447005 | 0 | 0 | 0 | 0 | 0 | 0 | 0 | 0 | 0 | 453052.5221 | 0 | 0 | 0 | 0 | 0 | 0 | 0 | 0 | 0 | 0 | -303851.755
2016-02-25 04:00 | 0 | 0 | 0 | 0 | 119926.245 | 0 | 423778 | 0 | 0 | 0 | 0 | 0 | 0 | 0 | 0 | 0 | 149200.767 | 0 | 0 | 0 | 0 | 0 | 0 | 0 | 0 | 0 | 0 | -303851.755
2016-02-25 05:00 | 0 | 0 | 0 | 0 | 254671.233 | 0 | 403872 | 0 | 0 | 0 | 0 | 0 | 0 | 0 | 0 | 0 | 0 | 0 | 0 | 0 | 0 | 0 | 0 | 0 | 0 | 0 | 0 | -149200.767
2016-02-25 06:00 | 0 | 0 | 0 | 0 | 390676 | 0 | 390676 | 0 | 0 | 0 | 0 | 0 | 0 | 0 | 0 | 0 | 0 | 0 | 0 | 0 | 0 | 0 | 0 | 0 | 0 | 0 | 0 | 0
2016-02-25 07:00 | 0 | 0 | 0 | 0 | 382205 | 0 | 382205 | 0 | 0 | 0 | 0 | 0 | 0 | 0 | 0 | 0 | 0 | 0 | 0 | 0 | 0 | 0 | 0 | 0 | 0 | 0 | 0 | 0
2016-02-25 08:00 | 0 | 0 | 0 | 0 | 378974 | 0 | 378974 | 0 | 0 | 0 | 0 | 0 | 0 | 0 | 0 | 0 | 0 | 0 | 0 | 0 | 0 | 0 | 0 | 0 | 0 | 0 | 0 | 0
2016-02-25 09:00 | 0 | 0 | 0 | 0 | 382788 | 0 | 382788 | 0 | 0 | 0 | 0 | 0 | 0 | 0 | 0 | 0 | 0 | 0 | 0 | 0 | 0 | 0 | 0 | 0 | 0 | 0 | 0 | 0
2016-02-25 10:00 | 0 | 0 | 0 | 0 | 397613 | 0 | 397613 | 0 | 0 | 0 | 0 | 0 | 0 | 0 | 0 | 0 | 0 | 0 | 0 | 0 | 0 | 0 | 0 | 0 | 0 | 0 | 0 | 0
2016-02-25 11:00 | 0 | 0 | 0 | 0 | 430734 | 0 | 430734 | 0 | 0 | 0 | 0 | 0 | 0 | 0 | 0 | 0 | 0 | 0 | 0 | 0 | 0 | 0 | 0 | 0 | 0 | 0 | 0 | 0
2016-02-25 12:00 | 0 | 0 | 0 | 0 | 460048 | 0 | 460048 | 0 | 0 | 0 | 0 | 0 | 0 | 0 | 0 | 0 | 0 | 0 | 0 | 0 | 0 | 0 | 0 | 0 | 0 | 0 | 0 | 0
2016-02-25 13:00 | 0 | 0 | 0 | 0 | 465053.1928 | 4400.8072 | 469454 | 0 | 0 | 0 | 0 | 0 | 0 | 0 | 0 | 0 | 0 | 0 | 0 | 0 | 0 | 0 | 0 | 0 | 0 | 0 | 0 | 0
2016-02-25 14:00 | 0 | 0 | 0 | 0 | 195650.9523 | 274290.0477 | 469941 | 0 | 0 | 0 | 0 | 0 | 0 | 0 | 0 | 0 | 0 | 0 | 0 | 0 | 0 | 0 | 0 | 0 | 0 | 0 | 0 | 0
2016-02-25 15:00 | 0 | 0 | 0 | 0 | 0 | 677780.4946 | 468999 | 0 | 0 | 0 | 0 | 61870.256 | 0 | 0 | 0 | 0 | 146911.2385 | 0 | 0 | 0 | 0 | 0 | 61870.256 | 0 | 0 | 0 | 0 | 146911.2385
2016-02-25 16:00 | 0 | 0 | 0 | 0 | 0 | 721676.5935 | 464064 | 0 | 0 | 0 | 0 | 61870.256 | 0 | 0 | 0 | 0 | 404523.832 | 0 | 0 | 0 | 0 | 0 | 0 | 0 | 0 | 0 | 0 | 257612.5935
2016-02-25 17:00 | 0 | 0 | 0 | 0 | 0 | 699340.1951 | 457790 | 0 | 0 | 0 | 0 | 0 | 0 | 0 | 0 | 0 | 707944.2832 | 0 | 0 | 0 | 0 | 0 | -61870.256 | 0 | 0 | 0 | 0 | 303420.4512
2016-02-25 18:00 | 0 | 0 | 0 | 0 | 0 | 676189.2265 | 452895 | 0 | 0 | 0 | 0 | 61870.256 | 0 | 0 | 0 | 0 | 869368.2537 | 0 | 0 | 0 | 0 | 0 | 61870.256 | 0 | 0 | 0 | 0 | 161423.9704
2016-02-25 19:00 | 0 | 0 | 0 | 0 | 0 | 664269.4611 | 449327 | 0 | 0 | 0 | 0 | 0 | 0 | 0 | 0 | 0 | 1146180.9708 | 0 | 0 | 0 | 0 | 0 | -61870.256 | 0 | 0 | 0 | 0 | 276812.7171
2016-02-25 20:00 | 0 | 0 | 0 | 0 | 0 | 672315.0269 | 447423 | 0 | 0 | 0 | 0 | 0 | 0 | 0 | 0 | 0 | 1371072.9977 | 0 | 0 | 0 | 0 | 0 | 0 | 0 | 0 | 0 | 0 | 224892.0269
2016-02-25 21:00 | 0 | 0 | 0 | 0 | 0 | 685622.1567 | 449033 | 0 | 0 | 0 | 0 | 0 | 0 | 0 | 0 | 0 | 1607662.1544 | 0 | 0 | 0 | 0 | 0 | 0 | 0 | 0 | 0 | 0 | 236589.1567
2016-02-25 22:00 | 0 | 0 | 0 | 0 | 0 | 649965.3408 | 456517 | 0 | 0 | 0 | 0 | 0 | 0 | 0 | 0 | 0 | 1801110.4952 | 0 | 0 | 0 | 0 | 0 | 0 | 0 | 0 | 0 | 0 | 193448.3408
2016-02-25 23:00 | 0 | 0 | 0 | 0 | 0 | 479124.5994 | 472070 | 0 | 0 | 0 | 0 | 61870.256 | 0 | 0 | 0 | 0 | 1746294.8385 | 0 | 0 | 0 | 0 | 0 | 61870.256 | 0 | 0 | 0 | 0 | -54815.6567
2016-02-26 | 0 | 0 | 0 | 0 | 61988.7476 | 118604.4974 | 484445 | 0 | 0 | 0 | 0 | 61870.256 | 0 | 0 | 0 | 0 | 1442443.0835 | 0 | 0 | 0 | 0 | 0 | 0 | 0 | 0 | 0 | 0 | -303851.755
2016-02-26 01:00 | 0 | 0 | 0 | 0 | 182578.7621 | 94.4829 | 486525 | 0 | 0 | 0 | 0 | 61870.256 | 0 | 0 | 0 | 0 | 1138591.3285 | 0 | 0 | 0 | 0 | 0 | 0 | 0 | 0 | 0 | 0 | -303851.755
2016-02-26 02:00 | 0 | 0 | 0 | 0 | 112421.9889 | 0 | 478144 | 0 | 0 | 0 | 0 | 0 | 0 | 0 | 0 | 0 | 834739.5734 | 0 | 0 | 0 | 0 | 0 | -61870.256 | 0 | 0 | 0 | 0 | -303851.755
2016-02-26 03:00 | 0 | 0 | 0 | 0 | 158381.245 | 0 | 462233 | 0 | 0 | 0 | 0 | 0 | 0 | 0 | 0 | 0 | 530887.8184 | 0 | 0 | 0 | 0 | 0 | 0 | 0 | 0 | 0 | 0 | -303851.755
2016-02-26 04:00 | 0 | 0 | 0 | 0 | 136442.245 | 0 | 440294 | 0 | 0 | 0 | 0 | 0 | 0 | 0 | 0 | 0 | 227036.0634 | 0 | 0 | 0 | 0 | 0 | 0 | 0 | 0 | 0 | 0 | -303851.755
2016-02-26 05:00 | 0 | 0 | 0 | 0 | 193792.9366 | 0 | 420829 | 0 | 0 | 0 | 0 | 0 | 0 | 0 | 0 | 0 | 0 | 0 | 0 | 0 | 0 | 0 | 0 | 0 | 0 | 0 | 0 | -227036.0634
2016-02-26 06:00 | 0 | 0 | 0 | 0 | 408908 | 0 | 408908 | 0 | 0 | 0 | 0 | 0 | 0 | 0 | 0 | 0 | 0 | 0 | 0 | 0 | 0 | 0 | 0 | 0 | 0 | 0 | 0 | 0
2016-02-26 07:00 | 0 | 0 | 0 | 0 | 401981 | 0 | 401981 | 0 | 0 | 0 | 0 | 0 | 0 | 0 | 0 | 0 | 0 | 0 | 0 | 0 | 0 | 0 | 0 | 0 | 0 | 0 | 0 | 0
2016-02-26 08:00 | 0 | 0 | 0 | 0 | 400044 | 0 | 400044 | 0 | 0 | 0 | 0 | 0 | 0 | 0 | 0 | 0 | 0 | 0 | 0 | 0 | 0 | 0 | 0 | 0 | 0 | 0 | 0 | 0
2016-02-26 09:00 | 0 | 0 | 0 | 0 | 404325 | 0 | 404325 | 0 | 0 | 0 | 0 | 0 | 0 | 0 | 0 | 0 | 0 | 0 | 0 | 0 | 0 | 0 | 0 | 0 | 0 | 0 | 0 | 0
2016-02-26 10:00 | 0 | 0 | 0 | 0 | 419789 | 0 | 419789 | 0 | 0 | 0 | 0 | 0 | 0 | 0 | 0 | 0 | 0 | 0 | 0 | 0 | 0 | 0 | 0 | 0 | 0 | 0 | 0 | 0
2016-02-26 11:00 | 0 | 0 | 0 | 0 | 453147 | 0 | 453147 | 0 | 0 | 0 | 0 | 0 | 0 | 0 | 0 | 0 | 0 | 0 | 0 | 0 | 0 | 0 | 0 | 0 | 0 | 0 | 0 | 0
2016-02-26 12:00 | 0 | 0 | 0 | 0 | 480966 | 0 | 480966 | 0 | 0 | 0 | 0 | 0 | 0 | 0 | 0 | 0 | 0 | 0 | 0 | 0 | 0 | 0 | 0 | 0 | 0 | 0 | 0 | 0
2016-02-26 13:00 | 0 | 0 | 0 | 0 | 480903.546 | 6353.454 | 487257 | 0 | 0 | 0 | 0 | 0 | 0 | 0 | 0 | 0 | 0 | 0 | 0 | 0 | 0 | 0 | 0 | 0 | 0 | 0 | 0 | 0
2016-02-26 14:00 | 0 | 0 | 0 | 0 | 189240.4571 | 292920.5429 | 482161 | 0 | 0 | 0 | 0 | 0 | 0 | 0 | 0 | 0 | 0 | 0 | 0 | 0 | 0 | 0 | 0 | 0 | 0 | 0 | 0 | 0
2016-02-26 15:00 | 0 | 0 | 0 | 0 | 0 | 648364.8807 | 474541 | 0 | 0 | 0 | 0 | 61870.256 | 0 | 0 | 0 | 0 | 111953.6247 | 0 | 0 | 0 | 0 | 0 | 61870.256 | 0 | 0 | 0 | 0 | 111953.6247
2016-02-26 16:00 | 0 | 0 | 0 | 0 | 0 | 690854.6427 | 465184 | 0 | 0 | 0 | 0 | 0 | 0 | 0 | 0 | 0 | 399494.5234 | 0 | 0 | 0 | 0 | 0 | -61870.256 | 0 | 0 | 0 | 0 | 287540.8987
2016-02-26 17:00 | 0 | 0 | 0 | 0 | 0 | 677979.5629 | 454966 | 0 | 0 | 0 | 0 | 61870.256 | 0 | 0 | 0 | 0 | 560637.8303 | 0 | 0 | 0 | 0 | 0 | 61870.256 | 0 | 0 | 0 | 0 | 161143.3069
2016-02-26 18:00 | 0 | 0 | 0 | 0 | 0 | 656366.7708 | 445971 | 0 | 0 | 0 | 0 | 0 | 0 | 0 | 0 | 0 | 832903.8572 | 0 | 0 | 0 | 0 | 0 | -61870.256 | 0 | 0 | 0 | 0 | 272266.0269
2016-02-26 19:00 | 0 | 0 | 0 | 0 | 0 | 643221.5393 | 439126 | 0 | 0 | 0 | 0 | 61870.256 | 0 | 0 | 0 | 0 | 975129.1404 | 0 | 0 | 0 | 0 | 0 | 61870.256 | 0 | 0 | 0 | 0 | 142225.2832
2016-02-26 20:00 | 0 | 0 | 0 | 0 | 0 | 648177.5544 | 434190 | 0 | 0 | 0 | 0 | 61870.256 | 0 | 0 | 0 | 0 | 1189116.6948 | 0 | 0 | 0 | 0 | 0 | 0 | 0 | 0 | 0 | 0 | 213987.5544
2016-02-26 21:00 | 0 | 0 | 0 | 0 | 0 | 654626.1735 | 433274 | 0 | 0 | 0 | 0 | 0 | 0 | 0 | 0 | 0 | 1472339.1243 | 0 | 0 | 0 | 0 | 0 | -61870.256 | 0 | 0 | 0 | 0 | 283222.4295
2016-02-26 22:00 | 0 | 0 | 0 | 0 | 0 | 618164.4624 | 439688 | 0 | 0 | 0 | 0 | 0 | 0 | 0 | 0 | 0 | 1650815.5868 | 0 | 0 | 0 | 0 | 0 | 0 | 0 | 0 | 0 | 0 | 178476.4624
2016-02-26 23:00 | 0 | 0 | 0 | 0 | 0 | 430432.444 | 454068 | 0 | 0 | 0 | 0 | 61870.256 | 0 | 0 | 0 | 0 | 1565309.7747 | 0 | 0 | 0 | 0 | 0 | 61870.256 | 0 | 0 | 0 | 0 | -85505.8121
2016-02-27 | 0 | 0 | 0 | 0 | 73723.2594 | 89643.9855 | 467219 | 0 | 0 | 0 | 0 | 61870.256 | 0 | 0 | 0 | 0 | 1261458.0197 | 0 | 0 | 0 | 0 | 0 | 0 | 0 | 0 | 0 | 0 | -303851.755
2016-02-27 01:00 | 0 | 0 | 0 | 0 | 166328.7512 | 94.4938 | 470275 | 0 | 0 | 0 | 0 | 61870.256 | 0 | 0 | 0 | 0 | 957606.2646 | 0 | 0 | 0 | 0 | 0 | 0 | 0 | 0 | 0 | 0 | -303851.755
2016-02-27 02:00 | 0 | 0 | 0 | 0 | 100361.9889 | 0 | 466084 | 0 | 0 | 0 | 0 | 0 | 0 | 0 | 0 | 0 | 653754.5096 | 0 | 0 | 0 | 0 | 0 | -61870.256 | 0 | 0 | 0 | 0 | -303851.755
2016-02-27 03:00 | 0 | 0 | 0 | 0 | 150842.245 | 0 | 454694 | 0 | 0 | 0 | 0 | 0 | 0 | 0 | 0 | 0 | 349902.7546 | 0 | 0 | 0 | 0 | 0 | 0 | 0 | 0 | 0 | 0 | -303851.755
2016-02-27 04:00 | 0 | 0 | 0 | 0 | 133741.245 | 0 | 437593 | 0 | 0 | 0 | 0 | 0 | 0 | 0 | 0 | 0 | 46050.9995 | 0 | 0 | 0 | 0 | 0 | 0 | 0 | 0 | 0 | 0 | -303851.755
2016-02-27 05:00 | 0 | 0 | 0 | 0 | 374854.0005 | 0 | 420905 | 0 | 0 | 0 | 0 | 0 | 0 | 0 | 0 | 0 | 0 | 0 | 0 | 0 | 0 | 0 | 0 | 0 | 0 | 0 | 0 | -46050.9995
2016-02-27 06:00 | 0 | 0 | 0 | 0 | 409881 | 0 | 409881 | 0 | 0 | 0 | 0 | 0 | 0 | 0 | 0 | 0 | 0 | 0 | 0 | 0 | 0 | 0 | 0 | 0 | 0 | 0 | 0 | 0
2016-02-27 07:00 | 0 | 0 | 0 | 0 | 403439 | 0 | 403439 | 0 | 0 | 0 | 0 | 0 | 0 | 0 | 0 | 0 | 0 | 0 | 0 | 0 | 0 | 0 | 0 | 0 | 0 | 0 | 0 | 0
2016-02-27 08:00 | 0 | 0 | 0 | 0 | 400110 | 0 | 400110 | 0 | 0 | 0 | 0 | 0 | 0 | 0 | 0 | 0 | 0 | 0 | 0 | 0 | 0 | 0 | 0 | 0 | 0 | 0 | 0 | 0
2016-02-27 09:00 | 0 | 0 | 0 | 0 | 401585 | 0 | 401585 | 0 | 0 | 0 | 0 | 0 | 0 | 0 | 0 | 0 | 0 | 0 | 0 | 0 | 0 | 0 | 0 | 0 | 0 | 0 | 0 | 0
2016-02-27 10:00 | 0 | 0 | 0 | 0 | 407285 | 0 | 407285 | 0 | 0 | 0 | 0 | 0 | 0 | 0 | 0 | 0 | 0 | 0 | 0 | 0 | 0 | 0 | 0 | 0 | 0 | 0 | 0 | 0
2016-02-27 11:00 | 0 | 0 | 0 | 0 | 421811 | 0 | 421811 | 0 | 0 | 0 | 0 | 0 | 0 | 0 | 0 | 0 | 0 | 0 | 0 | 0 | 0 | 0 | 0 | 0 | 0 | 0 | 0 | 0
2016-02-27 12:00 | 0 | 0 | 0 | 0 | 436914 | 0 | 436914 | 0 | 0 | 0 | 0 | 0 | 0 | 0 | 0 | 0 | 0 | 0 | 0 | 0 | 0 | 0 | 0 | 0 | 0 | 0 | 0 | 0
2016-02-27 13:00 | 0 | 0 | 0 | 0 | 437259.8956 | 6317.1044 | 443577 | 0 | 0 | 0 | 0 | 0 | 0 | 0 | 0 | 0 | 0 | 0 | 0 | 0 | 0 | 0 | 0 | 0 | 0 | 0 | 0 | 0
2016-02-27 14:00 | 0 | 0 | 0 | 0 | 175122.6537 | 265180.3463 | 440303 | 0 | 0 | 0 | 0 | 0 | 0 | 0 | 0 | 0 | 0 | 0 | 0 | 0 | 0 | 0 | 0 | 0 | 0 | 0 | 0 | 0
2016-02-27 15:00 | 0 | 0 | 0 | 0 | 0 | 585304.18 | 431766 | 0 | 0 | 0 | 0 | 0 | 0 | 0 | 0 | 0 | 153538.18 | 0 | 0 | 0 | 0 | 0 | 0 | 0 | 0 | 0 | 0 | 153538.18
2016-02-27 16:00 | 0 | 0 | 0 | 0 | 0 | 651951.4533 | 421204 | 0 | 0 | 0 | 0 | 61870.256 | 0 | 0 | 0 | 0 | 322415.3773 | 0 | 0 | 0 | 0 | 0 | 61870.256 | 0 | 0 | 0 | 0 | 168877.1973
2016-02-27 17:00 | 0 | 0 | 0 | 0 | 0 | 651068.2404 | 410971 | 0 | 0 | 0 | 0 | 61870.256 | 0 | 0 | 0 | 0 | 562512.6177 | 0 | 0 | 0 | 0 | 0 | 0 | 0 | 0 | 0 | 0 | 240097.2404
2016-02-27 18:00 | 0 | 0 | 0 | 0 | 0 | 636586.1232 | 401316 | 0 | 0 | 0 | 0 | 61870.256 | 0 | 0 | 0 | 0 | 797782.7409 | 0 | 0 | 0 | 0 | 0 | 0 | 0 | 0 | 0 | 0 | 235270.1232
2016-02-27 19:00 | 0 | 0 | 0 | 0 | 0 | 627536.219 | 394032 | 0 | 0 | 0 | 0 | 61870.256 | 0 | 0 | 0 | 0 | 1031286.9599 | 0 | 0 | 0 | 0 | 0 | 0 | 0 | 0 | 0 | 0 | 233504.219
2016-02-27 20:00 | 0 | 0 | 0 | 0 | 0 | 632930.0983 | 388994 | 0 | 0 | 0 | 0 | 54052.1417 | 0 | 0 | 0 | 0 | 1283041.1726 | 0 | 0 | 0 | 0 | 0 | -7818.1144 | 0 | 0 | 0 | 0 | 251754.2127
2016-02-27 21:00 | 0 | 0 | 0 | 0 | 0 | 638525.6133 | 388726 | 0 | 0 | 0 | 0 | 0 | 0 | 0 | 0 | 0 | 1586892.9277 | 0 | 0 | 0 | 0 | 0 | -54052.1417 | 0 | 0 | 0 | 0 | 303851.755
2016-02-27 22:00 | 0 | 0 | 0 | 0 | 0 | 605203.213 | 393736 | 0 | 0 | 0 | 0 | 0 | 0 | 0 | 0 | 0 | 1798360.1407 | 0 | 0 | 0 | 0 | 0 | 0 | 0 | 0 | 0 | 0 | 211467.213
2016-02-27 23:00 | 0 | 0 | 0 | 0 | 0 | 445183.1128 | 408718 | 0 | 0 | 0 | 0 | 61870.256 | 0 | 0 | 0 | 0 | 1772954.9975 | 0 | 0 | 0 | 0 | 0 | 61870.256 | 0 | 0 | 0 | 0 | -25405.1432
2016-02-28 | 0 | 0 | 0 | 0 | 0 | 116699.9904 | 423181 | 0 | 0 | 0 | 0 | 59241.0014 | 0 | 0 | 0 | 0 | 1469103.2425 | 0 | 0 | 0 | 0 | 0 | -2629.2546 | 0 | 0 | 0 | 0 | -303851.755
2016-02-28 01:00 | 0 | 0 | 0 | 0 | 125665.3548 | 148.1448 | 427036 | 0 | 0 | 0 | 0 | 61870.256 | 0 | 0 | 0 | 0 | 1165251.4874 | 0 | 0 | 0 | 0 | 0 | 2629.2546 | 0 | 0 | 0 | 0 | -303851.755
2016-02-28 02:00 | 0 | 0 | 0 | 0 | 59336.9889 | 0 | 425059 | 0 | 0 | 0 | 0 | 0 | 0 | 0 | 0 | 0 | 861399.7324 | 0 | 0 | 0 | 0 | 0 | -61870.256 | 0 | 0 | 0 | 0 | -303851.755
2016-02-28 03:00 | 0 | 0 | 0 | 0 | 112981.245 | 0 | 416833 | 0 | 0 | 0 | 0 | 0 | 0 | 0 | 0 | 0 | 557547.9774 | 0 | 0 | 0 | 0 | 0 | 0 | 0 | 0 | 0 | 0 | -303851.755
2016-02-28 04:00 | 0 | 0 | 0 | 0 | 99085.245 | 0 | 402937 | 0 | 0 | 0 | 0 | 0 | 0 | 0 | 0 | 0 | 253696.2223 | 0 | 0 | 0 | 0 | 0 | 0 | 0 | 0 | 0 | 0 | -303851.755
2016-02-28 05:00 | 0 | 0 | 0 | 0 | 135823.7777 | 0 | 389520 | 0 | 0 | 0 | 0 | 0 | 0 | 0 | 0 | 0 | 0 | 0 | 0 | 0 | 0 | 0 | 0 | 0 | 0 | 0 | 0 | -253696.2223
2016-02-28 06:00 | 0 | 0 | 0 | 0 | 379015 | 0 | 379015 | 0 | 0 | 0 | 0 | 0 | 0 | 0 | 0 | 0 | 0 | 0 | 0 | 0 | 0 | 0 | 0 | 0 | 0 | 0 | 0 | 0
2016-02-28 07:00 | 0 | 0 | 0 | 0 | 372201 | 0 | 372201 | 0 | 0 | 0 | 0 | 0 | 0 | 0 | 0 | 0 | 0 | 0 | 0 | 0 | 0 | 0 | 0 | 0 | 0 | 0 | 0 | 0
2016-02-28 08:00 | 0 | 0 | 0 | 0 | 368586 | 0 | 368586 | 0 | 0 | 0 | 0 | 0 | 0 | 0 | 0 | 0 | 0 | 0 | 0 | 0 | 0 | 0 | 0 | 0 | 0 | 0 | 0 | 0
2016-02-28 09:00 | 0 | 0 | 0 | 0 | 368931 | 0 | 368931 | 0 | 0 | 0 | 0 | 0 | 0 | 0 | 0 | 0 | 0 | 0 | 0 | 0 | 0 | 0 | 0 | 0 | 0 | 0 | 0 | 0
2016-02-28 10:00 | 0 | 0 | 0 | 0 | 373265 | 0 | 373265 | 0 | 0 | 0 | 0 | 0 | 0 | 0 | 0 | 0 | 0 | 0 | 0 | 0 | 0 | 0 | 0 | 0 | 0 | 0 | 0 | 0
2016-02-28 11:00 | 0 | 0 | 0 | 0 | 382121 | 0 | 382121 | 0 | 0 | 0 | 0 | 0 | 0 | 0 | 0 | 0 | 0 | 0 | 0 | 0 | 0 | 0 | 0 | 0 | 0 | 0 | 0 | 0
2016-02-28 12:00 | 0 | 0 | 0 | 0 | 392248 | 0 | 392248 | 0 | 0 | 0 | 0 | 0 | 0 | 0 | 0 | 0 | 0 | 0 | 0 | 0 | 0 | 0 | 0 | 0 | 0 | 0 | 0 | 0
2016-02-28 13:00 | 0 | 0 | 0 | 0 | 389605.947 | 7565.053 | 397171 | 0 | 0 | 0 | 0 | 0 | 0 | 0 | 0 | 0 | 0 | 0 | 0 | 0 | 0 | 0 | 0 | 0 | 0 | 0 | 0 | 0
2016-02-28 14:00 | 0 | 0 | 0 | 0 | 112732.9796 | 283269.0204 | 396002 | 0 | 0 | 0 | 0 | 0 | 0 | 0 | 0 | 0 | 0 | 0 | 0 | 0 | 0 | 0 | 0 | 0 | 0 | 0 | 0 | 0
2016-02-28 15:00 | 0 | 0 | 0 | 0 | 0 | 616017.9619 | 390876 | 0 | 0 | 0 | 0 | 61870.256 | 0 | 0 | 0 | 0 | 163271.7058 | 0 | 0 | 0 | 0 | 0 | 61870.256 | 0 | 0 | 0 | 0 | 163271.7058
2016-02-28 16:00 | 0 | 0 | 0 | 0 | 0 | 654166.6102 | 385642 | 0 | 0 | 0 | 0 | 61870.256 | 0 | 0 | 0 | 0 | 431796.316 | 0 | 0 | 0 | 0 | 0 | 0 | 0 | 0 | 0 | 0 | 268524.6102
2016-02-28 17:00 | 0 | 0 | 0 | 0 | 0 | 645627.0555 | 380965 | 0 | 0 | 0 | 0 | 61870.256 | 0 | 0 | 0 | 0 | 696458.3715 | 0 | 0 | 0 | 0 | 0 | 0 | 0 | 0 | 0 | 0 | 264662.0555
2016-02-28 18:00 | 0 | 0 | 0 | 0 | 0 | 627956.9929 | 377464 | 0 | 0 | 0 | 0 | 8511.4939 | 0 | 0 | 0 | 0 | 1000310.1266 | 0 | 0 | 0 | 0 | 0 | -53358.7622 | 0 | 0 | 0 | 0 | 303851.755
2016-02-28 19:00 | 0 | 0 | 0 | 0 | 0 | 614124.2735 | 374184 | 0 | 0 | 0 | 0 | 0 | 0 | 0 | 0 | 0 | 1248761.8939 | 0 | 0 | 0 | 0 | 0 | -8511.4939 | 0 | 0 | 0 | 0 | 248451.7673
2016-02-28 20:00 | 0 | 0 | 0 | 0 | 0 | 612246.6538 | 372997 | 0 | 0 | 0 | 0 | 0 | 0 | 0 | 0 | 0 | 1488011.5477 | 0 | 0 | 0 | 0 | 0 | 0 | 0 | 0 | 0 | 0 | 239249.6538
2016-02-28 21:00 | 0 | 0 | 0 | 0 | 0 | 605759.0059 | 375600 | 0 | 0 | 0 | 0 | 0 | 0 | 0 | 0 | 0 | 1718170.5537 | 0 | 0 | 0 | 0 | 0 | 0 | 0 | 0 | 0 | 0 | 230159.0059
2016-02-28 22:00 | 0 | 0 | 0 | 0 | 0 | 548193.0374 | 384629 | 0 | 0 | 0 | 0 | 61870.256 | 0 | 0 | 0 | 0 | 1819864.3351 | 0 | 0 | 0 | 0 | 0 | 61870.256 | 0 | 0 | 0 | 0 | 101693.7814
2016-02-28 23:00 | 0 | 0 | 0 | 0 | 0 | 391236.4948 | 401421 | 0 | 0 | 0 | 0 | 61870.256 | 0 | 0 | 0 | 0 | 1809679.8299 | 0 | 0 | 0 | 0 | 0 | 0 | 0 | 0 | 0 | 0 | -10184.5052
2016-02-29 | 0 | 0 | 0 | 0 | 0 | 80675.7451 | 416582 | 0 | 0 | 0 | 0 | 29815.7561 | 0 | 0 | 0 | 0 | 1505828.0748 | 0 | 0 | 0 | 0 | 0 | -32054.4999 | 0 | 0 | 0 | 0 | -303851.755
2016-02-29 01:00 | 0 | 0 | 0 | 0 | 147695.5205 | 155.2244 | 419648 | 0 | 0 | 0 | 0 | 61870.256 | 0 | 0 | 0 | 0 | 1201976.3198 | 0 | 0 | 0 | 0 | 0 | 32054.4999 | 0 | 0 | 0 | 0 | -303851.755
2016-02-29 02:00 | 0 | 0 | 0 | 0 | 47066.9889 | 0 | 412789 | 0 | 0 | 0 | 0 | 0 | 0 | 0 | 0 | 0 | 898124.5648 | 0 | 0 | 0 | 0 | 0 | -61870.256 | 0 | 0 | 0 | 0 | -303851.755
2016-02-29 03:00 | 0 | 0 | 0 | 0 | 94879.245 | 0 | 398731 | 0 | 0 | 0 | 0 | 0 | 0 | 0 | 0 | 0 | 594272.8098 | 0 | 0 | 0 | 0 | 0 | 0 | 0 | 0 | 0 | 0 | -303851.755
2016-02-29 04:00 | 0 | 0 | 0 | 0 | 75832.245 | 0 | 379684 | 0 | 0 | 0 | 0 | 0 | 0 | 0 | 0 | 0 | 290421.0547 | 0 | 0 | 0 | 0 | 0 | 0 | 0 | 0 | 0 | 0 | -303851.755
2016-02-29 05:00 | 0 | 0 | 0 | 0 | 73270.9453 | 0 | 363692 | 0 | 0 | 0 | 0 | 0 | 0 | 0 | 0 | 0 | 0 | 0 | 0 | 0 | 0 | 0 | 0 | 0 | 0 | 0 | 0 | -290421.0547
2016-02-29 06:00 | 0 | 0 | 0 | 0 | 350896 | 0 | 350896 | 0 | 0 | 0 | 0 | 0 | 0 | 0 | 0 | 0 | 0 | 0 | 0 | 0 | 0 | 0 | 0 | 0 | 0 | 0 | 0 | 0
2016-02-29 07:00 | 0 | 0 | 0 | 0 | 343233 | 0 | 343233 | 0 | 0 | 0 | 0 | 0 | 0 | 0 | 0 | 0 | 0 | 0 | 0 | 0 | 0 | 0 | 0 | 0 | 0 | 0 | 0 | 0
2016-02-29 08:00 | 0 | 0 | 0 | 0 | 341224 | 0 | 341224 | 0 | 0 | 0 | 0 | 0 | 0 | 0 | 0 | 0 | 0 | 0 | 0 | 0 | 0 | 0 | 0 | 0 | 0 | 0 | 0 | 0
2016-02-29 09:00 | 0 | 0 | 0 | 0 | 345544 | 0 | 345544 | 0 | 0 | 0 | 0 | 0 | 0 | 0 | 0 | 0 | 0 | 0 | 0 | 0 | 0 | 0 | 0 | 0 | 0 | 0 | 0 | 0
2016-02-29 10:00 | 0 | 0 | 0 | 0 | 362124 | 0 | 362124 | 0 | 0 | 0 | 0 | 0 | 0 | 0 | 0 | 0 | 0 | 0 | 0 | 0 | 0 | 0 | 0 | 0 | 0 | 0 | 0 | 0
2016-02-29 11:00 | 0 | 0 | 0 | 0 | 395627 | 0 | 395627 | 0 | 0 | 0 | 0 | 0 | 0 | 0 | 0 | 0 | 0 | 0 | 0 | 0 | 0 | 0 | 0 | 0 | 0 | 0 | 0 | 0
2016-02-29 12:00 | 0 | 0 | 0 | 0 | 424567 | 0 | 424567 | 0 | 0 | 0 | 0 | 0 | 0 | 0 | 0 | 0 | 0 | 0 | 0 | 0 | 0 | 0 | 0 | 0 | 0 | 0 | 0 | 0
2016-02-29 13:00 | 0 | 0 | 0 | 0 | 423006.1606 | 10068.8394 | 433075 | 0 | 0 | 0 | 0 | 0 | 0 | 0 | 0 | 0 | 0 | 0 | 0 | 0 | 0 | 0 | 0 | 0 | 0 | 0 | 0 | 0
2016-02-29 14:00 | 0 | 0 | 0 | 0 | 153029.9967 | 282585.0033 | 435615 | 0 | 0 | 0 | 0 | 0 | 0 | 0 | 0 | 0 | 0 | 0 | 0 | 0 | 0 | 0 | 0 | 0 | 0 | 0 | 0 | 0
2016-02-29 15:00 | 0 | 0 | 0 | 0 | 0 | 601538.3118 | 436352 | 0 | 0 | 0 | 0 | 61870.256 | 0 | 0 | 0 | 0 | 103316.0558 | 0 | 0 | 0 | 0 | 0 | 61870.256 | 0 | 0 | 0 | 0 | 103316.0558
2016-02-29 16:00 | 0 | 0 | 0 | 0 | 0 | 675490.8719 | 434270 | 0 | 0 | 0 | 0 | 0 | 0 | 0 | 0 | 0 | 406407.1837 | 0 | 0 | 0 | 0 | 0 | -61870.256 | 0 | 0 | 0 | 0 | 303091.1279
2016-02-29 17:00 | 0 | 0 | 0 | 0 | 0 | 660213.7983 | 430284 | 0 | 0 | 0 | 0 | 0 | 0 | 0 | 0 | 0 | 636336.982 | 0 | 0 | 0 | 0 | 0 | 0 | 0 | 0 | 0 | 0 | 229929.7983
2016-02-29 18:00 | 0 | 0 | 0 | 0 | 0 | 637810.1547 | 426871 | 0 | 0 | 0 | 0 | 0 | 0 | 0 | 0 | 0 | 847276.1367 | 0 | 0 | 0 | 0 | 0 | 0 | 0 | 0 | 0 | 0 | 210939.1547
2016-02-29 19:00 | 0 | 0 | 0 | 0 | 0 | 622033.9742 | 424041 | 0 | 0 | 0 | 0 | 0 | 0 | 0 | 0 | 0 | 1045269.1109 | 0 | 0 | 0 | 0 | 0 | 0 | 0 | 0 | 0 | 0 | 197992.9742
2016-02-29 20:00 | 0 | 0 | 0 | 0 | 0 | 625059.0161 | 421577 | 0 | 0 | 0 | 0 | 0 | 0 | 0 | 0 | 0 | 1248751.127 | 0 | 0 | 0 | 0 | 0 | 0 | 0 | 0 | 0 | 0 | 203482.0161
2016-02-29 21:00 | 0 | 0 | 0 | 0 | 0 | 627420.4346 | 422147 | 0 | 0 | 0 | 0 | 61870.256 | 0 | 0 | 0 | 0 | 1392154.3056 | 0 | 0 | 0 | 0 | 0 | 61870.256 | 0 | 0 | 0 | 0 | 143403.1785
2016-02-29 22:00 | 0 | 0 | 0 | 0 | 0 | 599721.2445 | 427406 | 0 | 0 | 0 | 0 | 0 | 0 | 0 | 0 | 0 | 1626339.8061 | 0 | 0 | 0 | 0 | 0 | -61870.256 | 0 | 0 | 0 | 0 | 234185.5005
2016-02-29 23:00 | 0 | 0 | 0 | 0 | 0 | 452074.0385 | 440807 | 0 | 0 | 0 | 0 | 61870.256 | 0 | 0 | 0 | 0 | 1575736.5885 | 0 | 0 | 0 | 0 | 0 | 61870.256 | 0 | 0 | 0 | 0 | -50603.2176
2016-03-01 | 0 | 0 | 0 | 0 | 0 | 134952.2403 | 454975 | 0 | 0 | 0 | 0 | 45699.2513 | 0 | 0 | 0 | 0 | 1271884.8335 | 0 | 0 | 0 | 0 | 0 | -16171.0047 | 0 | 0 | 0 | 0 | -303851.755
2016-03-01 01:00 | 0 | 0 | 0 | 0 | 167010.5622 | 248.6874 | 454940 | 0 | 0 | 0 | 0 | 61870.256 | 0 | 0 | 0 | 0 | 968033.0784 | 0 | 0 | 0 | 0 | 0 | 16171.0047 | 0 | 0 | 0 | 0 | -303851.755
2016-03-01 02:00 | 0 | 0 | 0 | 0 | 77923.9889 | 0 | 443646 | 0 | 0 | 0 | 0 | 0 | 0 | 0 | 0 | 0 | 664181.3234 | 0 | 0 | 0 | 0 | 0 | -61870.256 | 0 | 0 | 0 | 0 | -303851.755
2016-03-01 03:00 | 0 | 0 | 0 | 0 | 121088.245 | 0 | 424940 | 0 | 0 | 0 | 0 | 0 | 0 | 0 | 0 | 0 | 360329.5684 | 0 | 0 | 0 | 0 | 0 | 0 | 0 | 0 | 0 | 0 | -303851.755
2016-03-01 04:00 | 0 | 0 | 0 | 0 | 98596.245 | 0 | 402448 | 0 | 0 | 0 | 0 | 0 | 0 | 0 | 0 | 0 | 56477.8133 | 0 | 0 | 0 | 0 | 0 | 0 | 0 | 0 | 0 | 0 | -303851.755
2016-03-01 05:00 | 0 | 0 | 0 | 0 | 326044.1867 | 0 | 382522 | 0 | 0 | 0 | 0 | 0 | 0 | 0 | 0 | 0 | 0 | 0 | 0 | 0 | 0 | 0 | 0 | 0 | 0 | 0 | 0 | -56477.8133
2016-03-01 06:00 | 0 | 0 | 0 | 0 | 369140 | 0 | 369140 | 0 | 0 | 0 | 0 | 0 | 0 | 0 | 0 | 0 | 0 | 0 | 0 | 0 | 0 | 0 | 0 | 0 | 0 | 0 | 0 | 0
2016-03-01 07:00 | 0 | 0 | 0 | 0 | 360103 | 0 | 360103 | 0 | 0 | 0 | 0 | 0 | 0 | 0 | 0 | 0 | 0 | 0 | 0 | 0 | 0 | 0 | 0 | 0 | 0 | 0 | 0 | 0
2016-03-01 08:00 | 0 | 0 | 0 | 0 | 356976 | 0 | 356976 | 0 | 0 | 0 | 0 | 0 | 0 | 0 | 0 | 0 | 0 | 0 | 0 | 0 | 0 | 0 | 0 | 0 | 0 | 0 | 0 | 0
2016-03-01 09:00 | 0 | 0 | 0 | 0 | 359428 | 0 | 359428 | 0 | 0 | 0 | 0 | 0 | 0 | 0 | 0 | 0 | 0 | 0 | 0 | 0 | 0 | 0 | 0 | 0 | 0 | 0 | 0 | 0
2016-03-01 10:00 | 0 | 0 | 0 | 0 | 373689 | 0 | 373689 | 0 | 0 | 0 | 0 | 0 | 0 | 0 | 0 | 0 | 0 | 0 | 0 | 0 | 0 | 0 | 0 | 0 | 0 | 0 | 0 | 0
2016-03-01 11:00 | 0 | 0 | 0 | 0 | 405395 | 0 | 405395 | 0 | 0 | 0 | 0 | 0 | 0 | 0 | 0 | 0 | 0 | 0 | 0 | 0 | 0 | 0 | 0 | 0 | 0 | 0 | 0 | 0
2016-03-01 12:00 | 0 | 0 | 0 | 0 | 430326 | 0 | 430326 | 0 | 0 | 0 | 0 | 0 | 0 | 0 | 0 | 0 | 0 | 0 | 0 | 0 | 0 | 0 | 0 | 0 | 0 | 0 | 0 | 0
2016-03-01 13:00 | 0 | 0 | 0 | 0 | 423370.4921 | 12356.5079 | 435727 | 0 | 0 | 0 | 0 | 0 | 0 | 0 | 0 | 0 | 0 | 0 | 0 | 0 | 0 | 0 | 0 | 0 | 0 | 0 | 0 | 0
2016-03-01 14:00 | 0 | 0 | 0 | 0 | 146755.0896 | 289565.9104 | 436321 | 0 | 0 | 0 | 0 | 0 | 0 | 0 | 0 | 0 | 0 | 0 | 0 | 0 | 0 | 0 | 0 | 0 | 0 | 0 | 0 | 0
2016-03-01 15:00 | 0 | 0 | 0 | 0 | 0 | 541566.3158 | 437031 | 0 | 0 | 0 | 0 | 61870.256 | 0 | 0 | 0 | 0 | 42665.0597 | 0 | 0 | 0 | 0 | 0 | 61870.256 | 0 | 0 | 0 | 0 | 42665.0597
2016-03-01 16:00 | 0 | 0 | 0 | 0 | 0 | 620731.605 | 436038 | 0 | 0 | 0 | 0 | 0 | 0 | 0 | 0 | 0 | 289228.9207 | 0 | 0 | 0 | 0 | 0 | -61870.256 | 0 | 0 | 0 | 0 | 246563.861
2016-03-01 17:00 | 0 | 0 | 0 | 0 | 0 | 642751.5157 | 434122 | 0 | 0 | 0 | 0 | 61870.256 | 0 | 0 | 0 | 0 | 435988.1804 | 0 | 0 | 0 | 0 | 0 | 61870.256 | 0 | 0 | 0 | 0 | 146759.2597
2016-03-01 18:00 | 0 | 0 | 0 | 0 | 0 | 633901.3777 | 434041 | 0 | 0 | 0 | 0 | 61870.256 | 0 | 0 | 0 | 0 | 635848.5581 | 0 | 0 | 0 | 0 | 0 | 0 | 0 | 0 | 0 | 0 | 199860.3777
2016-03-01 19:00 | 0 | 0 | 0 | 0 | 0 | 627635.0359 | 433074 | 0 | 0 | 0 | 0 | 0 | 0 | 0 | 0 | 0 | 892279.85 | 0 | 0 | 0 | 0 | 0 | -61870.256 | 0 | 0 | 0 | 0 | 256431.2919
2016-03-01 20:00 | 0 | 0 | 0 | 0 | 0 | 635883.9113 | 432861 | 0 | 0 | 0 | 0 | 0 | 0 | 0 | 0 | 0 | 1095302.7613 | 0 | 0 | 0 | 0 | 0 | 0 | 0 | 0 | 0 | 0 | 203022.9113
2016-03-01 21:00 | 0 | 0 | 0 | 0 | 0 | 640338.8198 | 434932 | 0 | 0 | 0 | 0 | 0 | 0 | 0 | 0 | 0 | 1300709.581 | 0 | 0 | 0 | 0 | 0 | 0 | 0 | 0 | 0 | 0 | 205406.8198
2016-03-01 22:00 | 0 | 0 | 0 | 0 | 0 | 603664.0767 | 441207 | 0 | 0 | 0 | 0 | 0 | 0 | 0 | 0 | 0 | 1463166.6577 | 0 | 0 | 0 | 0 | 0 | 0 | 0 | 0 | 0 | 0 | 162457.0767
2016-03-01 23:00 | 0 | 0 | 0 | 0 | 0 | 455284.4645 | 453833 | 0 | 0 | 0 | 0 | 0 | 0 | 0 | 0 | 0 | 1464618.1222 | 0 | 0 | 0 | 0 | 0 | 0 | 0 | 0 | 0 | 0 | 1451.4645
2016-03-02 | 0 | 0 | 0 | 0 | 118905.9203 | 158785.2337 | 465032 | 0 | 0 | 0 | 0 | 61870.256 | 0 | 0 | 0 | 0 | 1215407.0201 | 0 | 0 | 0 | 0 | 0 | 61870.256 | 0 | 0 | 0 | 0 | -249211.1021
2016-03-02 01:00 | 0 | 0 | 0 | 0 | 161098.5046 | 331.7403 | 465282 | 0 | 0 | 0 | 0 | 61870.256 | 0 | 0 | 0 | 0 | 911555.2651 | 0 | 0 | 0 | 0 | 0 | 0 | 0 | 0 | 0 | 0 | -303851.755
2016-03-02 02:00 | 0 | 0 | 0 | 0 | 88847.9889 | 0 | 454570 | 0 | 0 | 0 | 0 | 0 | 0 | 0 | 0 | 0 | 607703.5101 | 0 | 0 | 0 | 0 | 0 | -61870.256 | 0 | 0 | 0 | 0 | -303851.755
2016-03-02 03:00 | 0 | 0 | 0 | 0 | 132503.245 | 0 | 436355 | 0 | 0 | 0 | 0 | 0 | 0 | 0 | 0 | 0 | 303851.755 | 0 | 0 | 0 | 0 | 0 | 0 | 0 | 0 | 0 | 0 | -303851.755
2016-03-02 04:00 | 0 | 0 | 0 | 0 | 108582.245 | 0 | 412434 | 0 | 0 | 0 | 0 | 0 | 0 | 0 | 0 | 0 | 0 | 0 | 0 | 0 | 0 | 0 | 0 | 0 | 0 | 0 | 0 | -303851.755
2016-03-02 05:00 | 0 | 0 | 0 | 0 | 392239 | 0 | 392239 | 0 | 0 | 0 | 0 | 0 | 0 | 0 | 0 | 0 | 0 | 0 | 0 | 0 | 0 | 0 | 0 | 0 | 0 | 0 | 0 | 0
2016-03-02 06:00 | 0 | 0 | 0 | 0 | 377688 | 0 | 377688 | 0 | 0 | 0 | 0 | 0 | 0 | 0 | 0 | 0 | 0 | 0 | 0 | 0 | 0 | 0 | 0 | 0 | 0 | 0 | 0 | 0
2016-03-02 07:00 | 0 | 0 | 0 | 0 | 367874 | 0 | 367874 | 0 | 0 | 0 | 0 | 0 | 0 | 0 | 0 | 0 | 0 | 0 | 0 | 0 | 0 | 0 | 0 | 0 | 0 | 0 | 0 | 0
2016-03-02 08:00 | 0 | 0 | 0 | 0 | 363047 | 0 | 363047 | 0 | 0 | 0 | 0 | 0 | 0 | 0 | 0 | 0 | 0 | 0 | 0 | 0 | 0 | 0 | 0 | 0 | 0 | 0 | 0 | 0
2016-03-02 09:00 | 0 | 0 | 0 | 0 | 366611 | 0 | 366611 | 0 | 0 | 0 | 0 | 0 | 0 | 0 | 0 | 0 | 0 | 0 | 0 | 0 | 0 | 0 | 0 | 0 | 0 | 0 | 0 | 0
2016-03-02 10:00 | 0 | 0 | 0 | 0 | 380785 | 0 | 380785 | 0 | 0 | 0 | 0 | 0 | 0 | 0 | 0 | 0 | 0 | 0 | 0 | 0 | 0 | 0 | 0 | 0 | 0 | 0 | 0 | 0
2016-03-02 11:00 | 0 | 0 | 0 | 0 | 413576 | 0 | 413576 | 0 | 0 | 0 | 0 | 0 | 0 | 0 | 0 | 0 | 0 | 0 | 0 | 0 | 0 | 0 | 0 | 0 | 0 | 0 | 0 | 0
2016-03-02 12:00 | 0 | 0 | 0 | 0 | 442641 | 0 | 442641 | 0 | 0 | 0 | 0 | 0 | 0 | 0 | 0 | 0 | 0 | 0 | 0 | 0 | 0 | 0 | 0 | 0 | 0 | 0 | 0 | 0
2016-03-02 13:00 | 0 | 0 | 0 | 0 | 439549.0562 | 13801.9438 | 453351 | 0 | 0 | 0 | 0 | 0 | 0 | 0 | 0 | 0 | 0 | 0 | 0 | 0 | 0 | 0 | 0 | 0 | 0 | 0 | 0 | 0
2016-03-02 14:00 | 0 | 0 | 0 | 0 | 164166.6801 | 291824.3199 | 455991 | 0 | 0 | 0 | 0 | 0 | 0 | 0 | 0 | 0 | 0 | 0 | 0 | 0 | 0 | 0 | 0 | 0 | 0 | 0 | 0 | 0
2016-03-02 15:00 | 0 | 0 | 0 | 0 | 0 | 633043.169 | 456455 | 0 | 0 | 0 | 0 | 61870.256 | 0 | 0 | 0 | 0 | 114717.913 | 0 | 0 | 0 | 0 | 0 | 61870.256 | 0 | 0 | 0 | 0 | 114717.913
2016-03-02 16:00 | 0 | 0 | 0 | 0 | 0 | 687282.5304 | 452835 | 0 | 0 | 0 | 0 | 61870.256 | 0 | 0 | 0 | 0 | 349165.4434 | 0 | 0 | 0 | 0 | 0 | 0 | 0 | 0 | 0 | 0 | 234447.5304
2016-03-02 17:00 | 0 | 0 | 0 | 0 | 0 | 683023.4444 | 447782 | 0 | 0 | 0 | 0 | 61870.256 | 0 | 0 | 0 | 0 | 584406.8878 | 0 | 0 | 0 | 0 | 0 | 0 | 0 | 0 | 0 | 0 | 235241.4444
2016-03-02 18:00 | 0 | 0 | 0 | 0 | 0 | 668195.2584 | 444000 | 0 | 0 | 0 | 0 | 0 | 0 | 0 | 0 | 0 | 870472.4022 | 0 | 0 | 0 | 0 | 0 | -61870.256 | 0 | 0 | 0 | 0 | 286065.5144
2016-03-02 19:00 | 0 | 0 | 0 | 0 | 0 | 659334.9577 | 440889 | 0 | 0 | 0 | 0 | 61870.256 | 0 | 0 | 0 | 0 | 1027048.1039 | 0 | 0 | 0 | 0 | 0 | 61870.256 | 0 | 0 | 0 | 0 | 156575.7016
2016-03-02 20:00 | 0 | 0 | 0 | 0 | 0 | 668537.7182 | 440393 | 0 | 0 | 0 | 0 | 0 | 0 | 0 | 0 | 0 | 1317063.0781 | 0 | 0 | 0 | 0 | 0 | -61870.256 | 0 | 0 | 0 | 0 | 290014.9742
2016-03-02 21:00 | 0 | 0 | 0 | 0 | 0 | 676321.7174 | 441612 | 0 | 0 | 0 | 0 | 0 | 0 | 0 | 0 | 0 | 1551772.7955 | 0 | 0 | 0 | 0 | 0 | 0 | 0 | 0 | 0 | 0 | 234709.7174
2016-03-02 22:00 | 0 | 0 | 0 | 0 | 0 | 653715.3909 | 448869 | 0 | 0 | 0 | 0 | 61870.256 | 0 | 0 | 0 | 0 | 1694748.9304 | 0 | 0 | 0 | 0 | 0 | 61870.256 | 0 | 0 | 0 | 0 | 142976.1349
2016-03-02 23:00 | 0 | 0 | 0 | 0 | 0 | 503447.3022 | 464980 | 0 | 0 | 0 | 0 | 61870.256 | 0 | 0 | 0 | 0 | 1733216.2326 | 0 | 0 | 0 | 0 | 0 | 0 | 0 | 0 | 0 | 0 | 38467.3022
2016-03-03 | 0 | 0 | 0 | 0 | 0 | 138530.0975 | 480343 | 0 | 0 | 0 | 0 | 23909.1086 | 0 | 0 | 0 | 0 | 1429364.4776 | 0 | 0 | 0 | 0 | 0 | -37961.1474 | 0 | 0 | 0 | 0 | -303851.755
2016-03-03 01:00 | 0 | 0 | 0 | 0 | 215981.0358 | 372.3566 | 482244 | 0 | 0 | 0 | 0 | 61870.256 | 0 | 0 | 0 | 0 | 1125512.7226 | 0 | 0 | 0 | 0 | 0 | 37961.1474 | 0 | 0 | 0 | 0 | -303851.755
2016-03-03 02:00 | 0 | 0 | 0 | 0 | 108221.9889 | 0 | 473944 | 0 | 0 | 0 | 0 | 0 | 0 | 0 | 0 | 0 | 821660.9675 | 0 | 0 | 0 | 0 | 0 | -61870.256 | 0 | 0 | 0 | 0 | -303851.755
2016-03-03 03:00 | 0 | 0 | 0 | 0 | 151844.245 | 0 | 455696 | 0 | 0 | 0 | 0 | 0 | 0 | 0 | 0 | 0 | 517809.2125 | 0 | 0 | 0 | 0 | 0 | 0 | 0 | 0 | 0 | 0 | -303851.755
2016-03-03 04:00 | 0 | 0 | 0 | 0 | 128615.245 | 0 | 432467 | 0 | 0 | 0 | 0 | 0 | 0 | 0 | 0 | 0 | 213957.4575 | 0 | 0 | 0 | 0 | 0 | 0 | 0 | 0 | 0 | 0 | -303851.755
2016-03-03 05:00 | 0 | 0 | 0 | 0 | 198372.5425 | 0 | 412330 | 0 | 0 | 0 | 0 | 0 | 0 | 0 | 0 | 0 | 0 | 0 | 0 | 0 | 0 | 0 | 0 | 0 | 0 | 0 | 0 | -213957.4575
2016-03-03 06:00 | 0 | 0 | 0 | 0 | 398057 | 0 | 398057 | 0 | 0 | 0 | 0 | 0 | 0 | 0 | 0 | 0 | 0 | 0 | 0 | 0 | 0 | 0 | 0 | 0 | 0 | 0 | 0 | 0
2016-03-03 07:00 | 0 | 0 | 0 | 0 | 389473 | 0 | 389473 | 0 | 0 | 0 | 0 | 0 | 0 | 0 | 0 | 0 | 0 | 0 | 0 | 0 | 0 | 0 | 0 | 0 | 0 | 0 | 0 | 0
2016-03-03 08:00 | 0 | 0 | 0 | 0 | 385904 | 0 | 385904 | 0 | 0 | 0 | 0 | 0 | 0 | 0 | 0 | 0 | 0 | 0 | 0 | 0 | 0 | 0 | 0 | 0 | 0 | 0 | 0 | 0
2016-03-03 09:00 | 0 | 0 | 0 | 0 | 389188 | 0 | 389188 | 0 | 0 | 0 | 0 | 0 | 0 | 0 | 0 | 0 | 0 | 0 | 0 | 0 | 0 | 0 | 0 | 0 | 0 | 0 | 0 | 0
2016-03-03 10:00 | 0 | 0 | 0 | 0 | 403284 | 0 | 403284 | 0 | 0 | 0 | 0 | 0 | 0 | 0 | 0 | 0 | 0 | 0 | 0 | 0 | 0 | 0 | 0 | 0 | 0 | 0 | 0 | 0
2016-03-03 11:00 | 0 | 0 | 0 | 0 | 434864 | 0 | 434864 | 0 | 0 | 0 | 0 | 0 | 0 | 0 | 0 | 0 | 0 | 0 | 0 | 0 | 0 | 0 | 0 | 0 | 0 | 0 | 0 | 0
2016-03-03 12:00 | 0 | 0 | 0 | 0 | 459002 | 0 | 459002 | 0 | 0 | 0 | 0 | 0 | 0 | 0 | 0 | 0 | 0 | 0 | 0 | 0 | 0 | 0 | 0 | 0 | 0 | 0 | 0 | 0
2016-03-03 13:00 | 0 | 0 | 0 | 0 | 448775.4126 | 14878.5874 | 463654 | 0 | 0 | 0 | 0 | 0 | 0 | 0 | 0 | 0 | 0 | 0 | 0 | 0 | 0 | 0 | 0 | 0 | 0 | 0 | 0 | 0
2016-03-03 14:00 | 0 | 0 | 0 | 0 | 168008.8245 | 295666.1755 | 463675 | 0 | 0 | 0 | 0 | 0 | 0 | 0 | 0 | 0 | 0 | 0 | 0 | 0 | 0 | 0 | 0 | 0 | 0 | 0 | 0 | 0
2016-03-03 15:00 | 0 | 0 | 0 | 0 | 0 | 539597.5856 | 462773 | 0 | 0 | 0 | 0 | 0 | 0 | 0 | 0 | 0 | 76824.5856 | 0 | 0 | 0 | 0 | 0 | 0 | 0 | 0 | 0 | 0 | 76824.5856
2016-03-03 16:00 | 0 | 0 | 0 | 0 | 0 | 614721.0948 | 459966 | 0 | 0 | 0 | 0 | 61870.256 | 0 | 0 | 0 | 0 | 169709.4244 | 0 | 0 | 0 | 0 | 0 | 61870.256 | 0 | 0 | 0 | 0 | 92884.8387
2016-03-03 17:00 | 0 | 0 | 0 | 0 | 0 | 626966.2714 | 456789 | 0 | 0 | 0 | 0 | 0 | 0 | 0 | 0 | 0 | 401756.9519 | 0 | 0 | 0 | 0 | 0 | -61870.256 | 0 | 0 | 0 | 0 | 232047.5275
2016-03-03 18:00 | 0 | 0 | 0 | 0 | 0 | 616592.0833 | 455812 | 0 | 0 | 0 | 0 | 0 | 0 | 0 | 0 | 0 | 562537.0352 | 0 | 0 | 0 | 0 | 0 | 0 | 0 | 0 | 0 | 0 | 160780.0833
2016-03-03 19:00 | 0 | 0 | 0 | 0 | 0 | 606358.762 | 455296 | 0 | 0 | 0 | 0 | 0 | 0 | 0 | 0 | 0 | 713599.7972 | 0 | 0 | 0 | 0 | 0 | 0 | 0 | 0 | 0 | 0 | 151062.762
2016-03-03 20:00 | 0 | 0 | 0 | 0 | 0 | 603030.6875 | 455980 | 0 | 0 | 0 | 0 | 61870.256 | 0 | 0 | 0 | 0 | 798780.2287 | 0 | 0 | 0 | 0 | 0 | 61870.256 | 0 | 0 | 0 | 0 | 85180.4315
2016-03-03 21:00 | 0 | 0 | 0 | 0 | 0 | 580948.6988 | 459774 | 0 | 0 | 0 | 0 | 61870.256 | 0 | 0 | 0 | 0 | 919954.9275 | 0 | 0 | 0 | 0 | 0 | 0 | 0 | 0 | 0 | 0 | 121174.6988
2016-03-03 22:00 | 0 | 0 | 0 | 0 | 0 | 516242.7151 | 466502 | 0 | 0 | 0 | 0 | 61870.256 | 0 | 0 | 0 | 0 | 969695.6427 | 0 | 0 | 0 | 0 | 0 | 0 | 0 | 0 | 0 | 0 | 49740.7151
2016-03-03 23:00 | 0 | 0 | 0 | 0 | 0 | 358838.3658 | 478087 | 0 | 0 | 0 | 0 | 61870.256 | 0 | 0 | 0 | 0 | 850447.0084 | 0 | 0 | 0 | 0 | 0 | 0 | 0 | 0 | 0 | 0 | -119248.6342
2016-03-04 | 0 | 0 | 0 | 0 | 31208.7451 | 88315.2439 | 485246 | 0 | 0 | 0 | 0 | 0 | 0 | 0 | 0 | 0 | 546595.2534 | 0 | 0 | 0 | 0 | 0 | -61870.256 | 0 | 0 | 0 | 0 | -303851.755
2016-03-04 01:00 | 0 | 0 | 0 | 0 | 603281.2027 | 294.1289 | 483854 | 0 | 0 | 0 | 0 | 58613.0749 | 0 | 0 | 0 | 0 | 607703.5101 | 0 | 0 | 0 | 0 | 0 | 58613.0749 | 0 | 0 | 0 | 0 | 61108.2567
2016-03-04 02:00 | 0 | 0 | 0 | 0 | 110185.17 | 0 | 472650 | 0 | 0 | 0 | 0 | 0 | 0 | 0 | 0 | 0 | 303851.755 | 0 | 0 | 0 | 0 | 0 | -58613.0749 | 0 | 0 | 0 | 0 | -303851.755
2016-03-04 03:00 | 0 | 0 | 0 | 0 | 149762.245 | 0 | 453614 | 0 | 0 | 0 | 0 | 0 | 0 | 0 | 0 | 0 | 0 | 0 | 0 | 0 | 0 | 0 | 0 | 0 | 0 | 0 | 0 | -303851.755
2016-03-04 04:00 | 0 | 0 | 0 | 0 | 429518 | 0 | 429518 | 0 | 0 | 0 | 0 | 0 | 0 | 0 | 0 | 0 | 0 | 0 | 0 | 0 | 0 | 0 | 0 | 0 | 0 | 0 | 0 | 0
2016-03-04 05:00 | 0 | 0 | 0 | 0 | 409097 | 0 | 409097 | 0 | 0 | 0 | 0 | 0 | 0 | 0 | 0 | 0 | 0 | 0 | 0 | 0 | 0 | 0 | 0 | 0 | 0 | 0 | 0 | 0
2016-03-04 06:00 | 0 | 0 | 0 | 0 | 395777 | 0 | 395777 | 0 | 0 | 0 | 0 | 0 | 0 | 0 | 0 | 0 | 0 | 0 | 0 | 0 | 0 | 0 | 0 | 0 | 0 | 0 | 0 | 0
2016-03-04 07:00 | 0 | 0 | 0 | 0 | 386963 | 0 | 386963 | 0 | 0 | 0 | 0 | 0 | 0 | 0 | 0 | 0 | 0 | 0 | 0 | 0 | 0 | 0 | 0 | 0 | 0 | 0 | 0 | 0
2016-03-04 08:00 | 0 | 0 | 0 | 0 | 382446 | 0 | 382446 | 0 | 0 | 0 | 0 | 0 | 0 | 0 | 0 | 0 | 0 | 0 | 0 | 0 | 0 | 0 | 0 | 0 | 0 | 0 | 0 | 0
2016-03-04 09:00 | 0 | 0 | 0 | 0 | 383930 | 0 | 383930 | 0 | 0 | 0 | 0 | 0 | 0 | 0 | 0 | 0 | 0 | 0 | 0 | 0 | 0 | 0 | 0 | 0 | 0 | 0 | 0 | 0
2016-03-04 10:00 | 0 | 0 | 0 | 0 | 396378 | 0 | 396378 | 0 | 0 | 0 | 0 | 0 | 0 | 0 | 0 | 0 | 0 | 0 | 0 | 0 | 0 | 0 | 0 | 0 | 0 | 0 | 0 | 0
2016-03-04 11:00 | 0 | 0 | 0 | 0 | 426195 | 0 | 426195 | 0 | 0 | 0 | 0 | 0 | 0 | 0 | 0 | 0 | 0 | 0 | 0 | 0 | 0 | 0 | 0 | 0 | 0 | 0 | 0 | 0
2016-03-04 12:00 | 0 | 0 | 0 | 0 | 452772 | 0 | 452772 | 0 | 0 | 0 | 0 | 0 | 0 | 0 | 0 | 0 | 0 | 0 | 0 | 0 | 0 | 0 | 0 | 0 | 0 | 0 | 0 | 0
2016-03-04 13:00 | 0 | 0 | 0 | 0 | 446859.5218 | 16277.4782 | 463137 | 0 | 0 | 0 | 0 | 0 | 0 | 0 | 0 | 0 | 0 | 0 | 0 | 0 | 0 | 0 | 0 | 0 | 0 | 0 | 0 | 0
2016-03-04 14:00 | 0 | 0 | 0 | 0 | 229847.3741 | 236885.6259 | 466733 | 0 | 0 | 0 | 0 | 0 | 0 | 0 | 0 | 0 | 0 | 0 | 0 | 0 | 0 | 0 | 0 | 0 | 0 | 0 | 0 | 0
2016-03-04 15:00 | 0 | 0 | 0 | 0 | 0 | 541926.8921 | 467077 | 0 | 0 | 0 | 0 | 0 | 0 | 0 | 0 | 0 | 74849.8921 | 0 | 0 | 0 | 0 | 0 | 0 | 0 | 0 | 0 | 0 | 74849.8921
2016-03-04 16:00 | 0 | 0 | 0 | 0 | 0 | 624602.877 | 464285 | 0 | 0 | 0 | 0 | 61870.256 | 0 | 0 | 0 | 0 | 173297.5131 | 0 | 0 | 0 | 0 | 0 | 61870.256 | 0 | 0 | 0 | 0 | 98447.621
2016-03-04 17:00 | 0 | 0 | 0 | 0 | 0 | 629086.3996 | 456607 | 0 | 0 | 0 | 0 | 61870.256 | 0 | 0 | 0 | 0 | 345776.9127 | 0 | 0 | 0 | 0 | 0 | 0 | 0 | 0 | 0 | 0 | 172479.3996
2016-03-04 18:00 | 0 | 0 | 0 | 0 | 0 | 617654.9698 | 452165 | 0 | 0 | 0 | 0 | 61870.256 | 0 | 0 | 0 | 0 | 511266.8825 | 0 | 0 | 0 | 0 | 0 | 0 | 0 | 0 | 0 | 0 | 165489.9698
2016-03-04 19:00 | 0 | 0 | 0 | 0 | 0 | 607289.0267 | 448207 | 0 | 0 | 0 | 0 | 0 | 0 | 0 | 0 | 0 | 732219.1652 | 0 | 0 | 0 | 0 | 0 | -61870.256 | 0 | 0 | 0 | 0 | 220952.2827
2016-03-04 20:00 | 0 | 0 | 0 | 0 | 0 | 606630.9353 | 444972 | 0 | 0 | 0 | 0 | 61870.256 | 0 | 0 | 0 | 0 | 832007.8445 | 0 | 0 | 0 | 0 | 0 | 61870.256 | 0 | 0 | 0 | 0 | 99788.6793
2016-03-04 21:00 | 0 | 0 | 0 | 0 | 0 | 599718.9065 | 444497 | 0 | 0 | 0 | 0 | 0 | 0 | 0 | 0 | 0 | 1049100.007 | 0 | 0 | 0 | 0 | 0 | -61870.256 | 0 | 0 | 0 | 0 | 217092.1625
2016-03-04 22:00 | 0 | 0 | 0 | 0 | 0 | 552939.332 | 447234 | 0 | 0 | 0 | 0 | 61870.256 | 0 | 0 | 0 | 0 | 1092935.0829 | 0 | 0 | 0 | 0 | 0 | 61870.256 | 0 | 0 | 0 | 0 | 43835.0759
2016-03-04 23:00 | 0 | 0 | 0 | 0 | 0 | 397870.3552 | 454889 | 0 | 0 | 0 | 0 | 61870.256 | 0 | 0 | 0 | 0 | 1035916.4382 | 0 | 0 | 0 | 0 | 0 | 0 | 0 | 0 | 0 | 0 | -57018.6448
2016-03-05 | 0 | 0 | 0 | 0 | 6230.4603 | 90592.5287 | 462545 | 0 | 0 | 0 | 0 | 0 | 0 | 0 | 0 | 0 | 732064.6831 | 0 | 0 | 0 | 0 | 0 | -61870.256 | 0 | 0 | 0 | 0 | -303851.755
2016-03-05 01:00 | 0 | 0 | 0 | 0 | 396955.9234 | 291.1596 | 459738 | 0 | 0 | 0 | 0 | 61870.256 | 0 | 0 | 0 | 0 | 607703.5101 | 0 | 0 | 0 | 0 | 0 | 61870.256 | 0 | 0 | 0 | 0 | -124361.1731
2016-03-05 02:00 | 0 | 0 | 0 | 0 | 88325.9889 | 0 | 454048 | 0 | 0 | 0 | 0 | 0 | 0 | 0 | 0 | 0 | 303851.755 | 0 | 0 | 0 | 0 | 0 | -61870.256 | 0 | 0 | 0 | 0 | -303851.755
2016-03-05 03:00 | 0 | 0 | 0 | 0 | 136133.245 | 0 | 439985 | 0 | 0 | 0 | 0 | 0 | 0 | 0 | 0 | 0 | 0 | 0 | 0 | 0 | 0 | 0 | 0 | 0 | 0 | 0 | 0 | -303851.755
2016-03-05 04:00 | 0 | 0 | 0 | 0 | 419916 | 0 | 419916 | 0 | 0 | 0 | 0 | 0 | 0 | 0 | 0 | 0 | 0 | 0 | 0 | 0 | 0 | 0 | 0 | 0 | 0 | 0 | 0 | 0
2016-03-05 05:00 | 0 | 0 | 0 | 0 | 402308 | 0 | 402308 | 0 | 0 | 0 | 0 | 0 | 0 | 0 | 0 | 0 | 0 | 0 | 0 | 0 | 0 | 0 | 0 | 0 | 0 | 0 | 0 | 0
2016-03-05 06:00 | 0 | 0 | 0 | 0 | 389789 | 0 | 389789 | 0 | 0 | 0 | 0 | 0 | 0 | 0 | 0 | 0 | 0 | 0 | 0 | 0 | 0 | 0 | 0 | 0 | 0 | 0 | 0 | 0
2016-03-05 07:00 | 0 | 0 | 0 | 0 | 381883 | 0 | 381883 | 0 | 0 | 0 | 0 | 0 | 0 | 0 | 0 | 0 | 0 | 0 | 0 | 0 | 0 | 0 | 0 | 0 | 0 | 0 | 0 | 0
2016-03-05 08:00 | 0 | 0 | 0 | 0 | 378361 | 0 | 378361 | 0 | 0 | 0 | 0 | 0 | 0 | 0 | 0 | 0 | 0 | 0 | 0 | 0 | 0 | 0 | 0 | 0 | 0 | 0 | 0 | 0
2016-03-05 09:00 | 0 | 0 | 0 | 0 | 378804 | 0 | 378804 | 0 | 0 | 0 | 0 | 0 | 0 | 0 | 0 | 0 | 0 | 0 | 0 | 0 | 0 | 0 | 0 | 0 | 0 | 0 | 0 | 0
2016-03-05 10:00 | 0 | 0 | 0 | 0 | 383622 | 0 | 383622 | 0 | 0 | 0 | 0 | 0 | 0 | 0 | 0 | 0 | 0 | 0 | 0 | 0 | 0 | 0 | 0 | 0 | 0 | 0 | 0 | 0
2016-03-05 11:00 | 0 | 0 | 0 | 0 | 394733 | 0 | 394733 | 0 | 0 | 0 | 0 | 0 | 0 | 0 | 0 | 0 | 0 | 0 | 0 | 0 | 0 | 0 | 0 | 0 | 0 | 0 | 0 | 0
2016-03-05 12:00 | 0 | 0 | 0 | 0 | 407767 | 0 | 407767 | 0 | 0 | 0 | 0 | 0 | 0 | 0 | 0 | 0 | 0 | 0 | 0 | 0 | 0 | 0 | 0 | 0 | 0 | 0 | 0 | 0
2016-03-05 13:00 | 0 | 0 | 0 | 0 | 397981.5746 | 19614.4254 | 417596 | 0 | 0 | 0 | 0 | 0 | 0 | 0 | 0 | 0 | 0 | 0 | 0 | 0 | 0 | 0 | 0 | 0 | 0 | 0 | 0 | 0
2016-03-05 14:00 | 0 | 0 | 0 | 0 | 201197.9996 | 220017.0004 | 421215 | 0 | 0 | 0 | 0 | 0 | 0 | 0 | 0 | 0 | 0 | 0 | 0 | 0 | 0 | 0 | 0 | 0 | 0 | 0 | 0 | 0
2016-03-05 15:00 | 0 | 0 | 0 | 0 | 272.5033 | 420347.4967 | 420620 | 0 | 0 | 0 | 0 | 0 | 0 | 0 | 0 | 0 | 0 | 0 | 0 | 0 | 0 | 0 | 0 | 0 | 0 | 0 | 0 | 0
2016-03-05 16:00 | 0 | 0 | 0 | 0 | 0 | 528188.4182 | 416121 | 0 | 0 | 0 | 0 | 61870.256 | 0 | 0 | 0 | 0 | 50197.1621 | 0 | 0 | 0 | 0 | 0 | 61870.256 | 0 | 0 | 0 | 0 | 50197.1621
2016-03-05 17:00 | 0 | 0 | 0 | 0 | 0 | 566886.0345 | 411893 | 0 | 0 | 0 | 0 | 61870.256 | 0 | 0 | 0 | 0 | 205190.1966 | 0 | 0 | 0 | 0 | 0 | 0 | 0 | 0 | 0 | 0 | 154993.0345
2016-03-05 18:00 | 0 | 0 | 0 | 0 | 0 | 562621.6183 | 407135 | 0 | 0 | 0 | 0 | 61870.256 | 0 | 0 | 0 | 0 | 360676.8149 | 0 | 0 | 0 | 0 | 0 | 0 | 0 | 0 | 0 | 0 | 155486.6183
2016-03-05 19:00 | 0 | 0 | 0 | 0 | 0 | 554734.5601 | 404596 | 0 | 0 | 0 | 0 | 61870.256 | 0 | 0 | 0 | 0 | 510815.375 | 0 | 0 | 0 | 0 | 0 | 0 | 0 | 0 | 0 | 0 | 150138.5601
2016-03-05 20:00 | 0 | 0 | 0 | 0 | 0 | 546680.1025 | 402744 | 0 | 0 | 0 | 0 | 0 | 0 | 0 | 0 | 0 | 716621.7336 | 0 | 0 | 0 | 0 | 0 | -61870.256 | 0 | 0 | 0 | 0 | 205806.3586
2016-03-05 21:00 | 0 | 0 | 0 | 0 | 0 | 517340.9997 | 403627 | 0 | 0 | 0 | 0 | 61870.256 | 0 | 0 | 0 | 0 | 768465.4772 | 0 | 0 | 0 | 0 | 0 | 61870.256 | 0 | 0 | 0 | 0 | 51843.7436
2016-03-05 22:00 | 0 | 0 | 0 | 0 | 0 | 449119.1702 | 407156 | 0 | 0 | 0 | 0 | 0 | 0 | 0 | 0 | 0 | 872298.9035 | 0 | 0 | 0 | 0 | 0 | -61870.256 | 0 | 0 | 0 | 0 | 103833.4263
2016-03-05 23:00 | 0 | 0 | 0 | 0 | 0 | 315118.1323 | 417186 | 0 | 0 | 0 | 0 | 24756.6263 | 0 | 0 | 0 | 0 | 745474.4095 | 0 | 0 | 0 | 0 | 0 | 24756.6263 | 0 | 0 | 0 | 0 | -126824.494
2016-03-06 | 0 | 0 | 0 | 0 | 0 | 98372.6187 | 426981 | 0 | 0 | 0 | 0 | 0 | 0 | 0 | 0 | 0 | 441622.6544 | 0 | 0 | 0 | 0 | 0 | -24756.6263 | 0 | 0 | 0 | 0 | -303851.755
2016-03-06 01:00 | 0 | 0 | 0 | 0 | 656110.5264 | 398.5853 | 428558 | 0 | 0 | 0 | 0 | 61870.256 | 0 | 0 | 0 | 0 | 607703.5101 | 0 | 0 | 0 | 0 | 0 | 61870.256 | 0 | 0 | 0 | 0 | 166080.8556
2016-03-06 02:00 | 0 | 0 | 0 | 0 | 57734.9889 | 0 | 423457 | 0 | 0 | 0 | 0 | 0 | 0 | 0 | 0 | 0 | 303851.755 | 0 | 0 | 0 | 0 | 0 | -61870.256 | 0 | 0 | 0 | 0 | -303851.755
2016-03-06 03:00 | 0 | 0 | 0 | 0 | 107695.245 | 0 | 411547 | 0 | 0 | 0 | 0 | 0 | 0 | 0 | 0 | 0 | 0 | 0 | 0 | 0 | 0 | 0 | 0 | 0 | 0 | 0 | 0 | -303851.755
2016-03-06 04:00 | 0 | 0 | 0 | 0 | 394847 | 0 | 394847 | 0 | 0 | 0 | 0 | 0 | 0 | 0 | 0 | 0 | 0 | 0 | 0 | 0 | 0 | 0 | 0 | 0 | 0 | 0 | 0 | 0
2016-03-06 05:00 | 0 | 0 | 0 | 0 | 378337 | 0 | 378337 | 0 | 0 | 0 | 0 | 0 | 0 | 0 | 0 | 0 | 0 | 0 | 0 | 0 | 0 | 0 | 0 | 0 | 0 | 0 | 0 | 0
2016-03-06 06:00 | 0 | 0 | 0 | 0 | 366804 | 0 | 366804 | 0 | 0 | 0 | 0 | 0 | 0 | 0 | 0 | 0 | 0 | 0 | 0 | 0 | 0 | 0 | 0 | 0 | 0 | 0 | 0 | 0
2016-03-06 07:00 | 0 | 0 | 0 | 0 | 360173 | 0 | 360173 | 0 | 0 | 0 | 0 | 0 | 0 | 0 | 0 | 0 | 0 | 0 | 0 | 0 | 0 | 0 | 0 | 0 | 0 | 0 | 0 | 0
2016-03-06 08:00 | 0 | 0 | 0 | 0 | 356411 | 0 | 356411 | 0 | 0 | 0 | 0 | 0 | 0 | 0 | 0 | 0 | 0 | 0 | 0 | 0 | 0 | 0 | 0 | 0 | 0 | 0 | 0 | 0
2016-03-06 09:00 | 0 | 0 | 0 | 0 | 356415 | 0 | 356415 | 0 | 0 | 0 | 0 | 0 | 0 | 0 | 0 | 0 | 0 | 0 | 0 | 0 | 0 | 0 | 0 | 0 | 0 | 0 | 0 | 0
2016-03-06 10:00 | 0 | 0 | 0 | 0 | 359048 | 0 | 359048 | 0 | 0 | 0 | 0 | 0 | 0 | 0 | 0 | 0 | 0 | 0 | 0 | 0 | 0 | 0 | 0 | 0 | 0 | 0 | 0 | 0
2016-03-06 11:00 | 0 | 0 | 0 | 0 | 366646 | 0 | 366646 | 0 | 0 | 0 | 0 | 0 | 0 | 0 | 0 | 0 | 0 | 0 | 0 | 0 | 0 | 0 | 0 | 0 | 0 | 0 | 0 | 0
2016-03-06 12:00 | 0 | 0 | 0 | 0 | 377600 | 0 | 377600 | 0 | 0 | 0 | 0 | 0 | 0 | 0 | 0 | 0 | 0 | 0 | 0 | 0 | 0 | 0 | 0 | 0 | 0 | 0 | 0 | 0
2016-03-06 13:00 | 0 | 0 | 0 | 0 | 376189.2578 | 11429.7422 | 387619 | 0 | 0 | 0 | 0 | 0 | 0 | 0 | 0 | 0 | 0 | 0 | 0 | 0 | 0 | 0 | 0 | 0 | 0 | 0 | 0 | 0
2016-03-06 14:00 | 0 | 0 | 0 | 0 | 190968.5181 | 202867.4819 | 393836 | 0 | 0 | 0 | 0 | 0 | 0 | 0 | 0 | 0 | 0 | 0 | 0 | 0 | 0 | 0 | 0 | 0 | 0 | 0 | 0 | 0
2016-03-06 15:00 | 0 | 0 | 0 | 0 | 0 | 407236.3695 | 394051 | 0 | 0 | 0 | 0 | 0 | 0 | 0 | 0 | 0 | 13185.3695 | 0 | 0 | 0 | 0 | 0 | 0 | 0 | 0 | 0 | 0 | 13185.3695
2016-03-06 16:00 | 0 | 0 | 0 | 0 | 0 | 506610.6019 | 391527 | 0 | 0 | 0 | 0 | 61870.256 | 0 | 0 | 0 | 0 | 66398.7154 | 0 | 0 | 0 | 0 | 0 | 61870.256 | 0 | 0 | 0 | 0 | 53213.3459
2016-03-06 17:00 | 0 | 0 | 0 | 0 | 0 | 545013.9246 | 389677 | 0 | 0 | 0 | 0 | 61870.256 | 0 | 0 | 0 | 0 | 221735.64 | 0 | 0 | 0 | 0 | 0 | 0 | 0 | 0 | 0 | 0 | 155336.9246
2016-03-06 18:00 | 0 | 0 | 0 | 0 | 0 | 542053.2277 | 387230 | 0 | 0 | 0 | 0 | 61870.256 | 0 | 0 | 0 | 0 | 376558.8677 | 0 | 0 | 0 | 0 | 0 | 0 | 0 | 0 | 0 | 0 | 154823.2277
2016-03-06 19:00 | 0 | 0 | 0 | 0 | 0 | 533112.5733 | 385165 | 0 | 0 | 0 | 0 | 0 | 0 | 0 | 0 | 0 | 586376.697 | 0 | 0 | 0 | 0 | 0 | -61870.256 | 0 | 0 | 0 | 0 | 209817.8293
2016-03-06 20:00 | 0 | 0 | 0 | 0 | 0 | 525917.2086 | 383511 | 0 | 0 | 0 | 0 | 0 | 0 | 0 | 0 | 0 | 728782.9056 | 0 | 0 | 0 | 0 | 0 | 0 | 0 | 0 | 0 | 0 | 142406.2086
2016-03-06 21:00 | 0 | 0 | 0 | 0 | 0 | 505831.0484 | 386144 | 0 | 0 | 0 | 0 | 0 | 0 | 0 | 0 | 0 | 848469.9541 | 0 | 0 | 0 | 0 | 0 | 0 | 0 | 0 | 0 | 0 | 119687.0484
2016-03-06 22:00 | 0 | 0 | 0 | 0 | 0 | 456443.143 | 392608 | 0 | 0 | 0 | 0 | 0 | 0 | 0 | 0 | 0 | 912305.0971 | 0 | 0 | 0 | 0 | 0 | 0 | 0 | 0 | 0 | 0 | 63835.143
2016-03-06 23:00 | 0 | 0 | 0 | 0 | 0 | 350497.4356 | 408579 | 0 | 0 | 0 | 0 | 61870.256 | 0 | 0 | 0 | 0 | 792353.2766 | 0 | 0 | 0 | 0 | 0 | 61870.256 | 0 | 0 | 0 | 0 | -119951.8205
2016-03-07 | 0 | 0 | 0 | 0 | 0 | 149760.411 | 426425 | 0 | 0 | 0 | 0 | 0 | 0 | 0 | 0 | 0 | 577558.9437 | 0 | 0 | 0 | 0 | 0 | -61870.256 | 0 | 0 | 0 | 0 | -214794.3329
2016-03-07 01:00 | 0 | 0 | 0 | 0 | 522716.2127 | 947.6097 | 431649 | 0 | 0 | 0 | 0 | 61870.256 | 0 | 0 | 0 | 0 | 607703.5101 | 0 | 0 | 0 | 0 | 0 | 61870.256 | 0 | 0 | 0 | 0 | 30144.5664
2016-03-07 02:00 | 0 | 0 | 0 | 0 | 58712.9889 | 0 | 424435 | 0 | 0 | 0 | 0 | 0 | 0 | 0 | 0 | 0 | 303851.755 | 0 | 0 | 0 | 0 | 0 | -61870.256 | 0 | 0 | 0 | 0 | -303851.755
2016-03-07 03:00 | 0 | 0 | 0 | 0 | 106836.245 | 0 | 410688 | 0 | 0 | 0 | 0 | 0 | 0 | 0 | 0 | 0 | 0 | 0 | 0 | 0 | 0 | 0 | 0 | 0 | 0 | 0 | 0 | -303851.755
2016-03-07 04:00 | 0 | 0 | 0 | 0 | 391731 | 0 | 391731 | 0 | 0 | 0 | 0 | 0 | 0 | 0 | 0 | 0 | 0 | 0 | 0 | 0 | 0 | 0 | 0 | 0 | 0 | 0 | 0 | 0
2016-03-07 05:00 | 0 | 0 | 0 | 0 | 376348 | 0 | 376348 | 0 | 0 | 0 | 0 | 0 | 0 | 0 | 0 | 0 | 0 | 0 | 0 | 0 | 0 | 0 | 0 | 0 | 0 | 0 | 0 | 0
2016-03-07 06:00 | 0 | 0 | 0 | 0 | 366160 | 0 | 366160 | 0 | 0 | 0 | 0 | 0 | 0 | 0 | 0 | 0 | 0 | 0 | 0 | 0 | 0 | 0 | 0 | 0 | 0 | 0 | 0 | 0
2016-03-07 07:00 | 0 | 0 | 0 | 0 | 359939 | 0 | 359939 | 0 | 0 | 0 | 0 | 0 | 0 | 0 | 0 | 0 | 0 | 0 | 0 | 0 | 0 | 0 | 0 | 0 | 0 | 0 | 0 | 0
2016-03-07 08:00 | 0 | 0 | 0 | 0 | 357960 | 0 | 357960 | 0 | 0 | 0 | 0 | 0 | 0 | 0 | 0 | 0 | 0 | 0 | 0 | 0 | 0 | 0 | 0 | 0 | 0 | 0 | 0 | 0
2016-03-07 09:00 | 0 | 0 | 0 | 0 | 361536 | 0 | 361536 | 0 | 0 | 0 | 0 | 0 | 0 | 0 | 0 | 0 | 0 | 0 | 0 | 0 | 0 | 0 | 0 | 0 | 0 | 0 | 0 | 0
2016-03-07 10:00 | 0 | 0 | 0 | 0 | 376711 | 0 | 376711 | 0 | 0 | 0 | 0 | 0 | 0 | 0 | 0 | 0 | 0 | 0 | 0 | 0 | 0 | 0 | 0 | 0 | 0 | 0 | 0 | 0
2016-03-07 11:00 | 0 | 0 | 0 | 0 | 408344 | 0 | 408344 | 0 | 0 | 0 | 0 | 0 | 0 | 0 | 0 | 0 | 0 | 0 | 0 | 0 | 0 | 0 | 0 | 0 | 0 | 0 | 0 | 0
2016-03-07 12:00 | 0 | 0 | 0 | 0 | 431451 | 0 | 431451 | 0 | 0 | 0 | 0 | 0 | 0 | 0 | 0 | 0 | 0 | 0 | 0 | 0 | 0 | 0 | 0 | 0 | 0 | 0 | 0 | 0
2016-03-07 13:00 | 0 | 0 | 0 | 0 | 418223.1435 | 17788.8565 | 436012 | 0 | 0 | 0 | 0 | 0 | 0 | 0 | 0 | 0 | 0 | 0 | 0 | 0 | 0 | 0 | 0 | 0 | 0 | 0 | 0 | 0
2016-03-07 14:00 | 0 | 0 | 0 | 0 | 154435.8085 | 280773.1915 | 435209 | 0 | 0 | 0 | 0 | 0 | 0 | 0 | 0 | 0 | 0 | 0 | 0 | 0 | 0 | 0 | 0 | 0 | 0 | 0 | 0 | 0
2016-03-07 15:00 | 0 | 0 | 0 | 0 | 0 | 500020.3026 | 434992 | 0 | 0 | 0 | 0 | 61870.256 | 0 | 0 | 0 | 0 | 3158.0466 | 0 | 0 | 0 | 0 | 0 | 61870.256 | 0 | 0 | 0 | 0 | 3158.0466
2016-03-07 16:00 | 0 | 0 | 0 | 0 | 0 | 553690.1977 | 433605 | 0 | 0 | 0 | 0 | 0 | 0 | 0 | 0 | 0 | 185113.5003 | 0 | 0 | 0 | 0 | 0 | -61870.256 | 0 | 0 | 0 | 0 | 181955.4538
2016-03-07 17:00 | 0 | 0 | 0 | 0 | 0 | 567797.7732 | 430155 | 0 | 0 | 0 | 0 | 61870.256 | 0 | 0 | 0 | 0 | 260886.0175 | 0 | 0 | 0 | 0 | 0 | 61870.256 | 0 | 0 | 0 | 0 | 75772.5171
2016-03-07 18:00 | 0 | 0 | 0 | 0 | 0 | 566839.2693 | 428360 | 0 | 0 | 0 | 0 | 0 | 0 | 0 | 0 | 0 | 461235.5428 | 0 | 0 | 0 | 0 | 0 | -61870.256 | 0 | 0 | 0 | 0 | 200349.5254
2016-03-07 19:00 | 0 | 0 | 0 | 0 | 0 | 556995.7498 | 425749 | 0 | 0 | 0 | 0 | 61870.256 | 0 | 0 | 0 | 0 | 530612.0366 | 0 | 0 | 0 | 0 | 0 | 61870.256 | 0 | 0 | 0 | 0 | 69376.4938
2016-03-07 20:00 | 0 | 0 | 0 | 0 | 0 | 544120.2106 | 423283 | 0 | 0 | 0 | 0 | 61870.256 | 0 | 0 | 0 | 0 | 651449.2472 | 0 | 0 | 0 | 0 | 0 | 0 | 0 | 0 | 0 | 0 | 120837.2106
2016-03-07 21:00 | 0 | 0 | 0 | 0 | 0 | 514123.1711 | 422736 | 0 | 0 | 0 | 0 | 0 | 0 | 0 | 0 | 0 | 804706.6743 | 0 | 0 | 0 | 0 | 0 | -61870.256 | 0 | 0 | 0 | 0 | 153257.4271
2016-03-07 22:00 | 0 | 0 | 0 | 0 | 0 | 449323.4714 | 425027 | 0 | 0 | 0 | 0 | 61870.256 | 0 | 0 | 0 | 0 | 767132.8897 | 0 | 0 | 0 | 0 | 0 | 61870.256 | 0 | 0 | 0 | 0 | -37573.7846
2016-03-07 23:00 | 0 | 0 | 0 | 0 | 0 | 309968.6036 | 436129 | 0 | 0 | 0 | 0 | 61870.256 | 0 | 0 | 0 | 0 | 640972.4933 | 0 | 0 | 0 | 0 | 0 | 0 | 0 | 0 | 0 | 0 | -126160.3964
2016-03-08 | 0 | 0 | 0 | 0 | 731.0635 | 82342.9255 | 448796 | 0 | 0 | 0 | 0 | 0 | 0 | 0 | 0 | 0 | 337120.7383 | 0 | 0 | 0 | 0 | 0 | -61870.256 | 0 | 0 | 0 | 0 | -303851.755
2016-03-08 01:00 | 0 | 0 | 0 | 0 | 778711.2969 | 1304.7309 | 447563 | 0 | 0 | 0 | 0 | 61870.256 | 0 | 0 | 0 | 0 | 607703.5101 | 0 | 0 | 0 | 0 | 0 | 61870.256 | 0 | 0 | 0 | 0 | 270582.7718
2016-03-08 02:00 | 0 | 0 | 0 | 0 | 70954.9889 | 0 | 436677 | 0 | 0 | 0 | 0 | 0 | 0 | 0 | 0 | 0 | 303851.755 | 0 | 0 | 0 | 0 | 0 | -61870.256 | 0 | 0 | 0 | 0 | -303851.755
2016-03-08 03:00 | 0 | 0 | 0 | 0 | 114679.245 | 0 | 418531 | 0 | 0 | 0 | 0 | 0 | 0 | 0 | 0 | 0 | 0 | 0 | 0 | 0 | 0 | 0 | 0 | 0 | 0 | 0 | 0 | -303851.755
2016-03-08 04:00 | 0 | 0 | 0 | 0 | 395467 | 0 | 395467 | 0 | 0 | 0 | 0 | 0 | 0 | 0 | 0 | 0 | 0 | 0 | 0 | 0 | 0 | 0 | 0 | 0 | 0 | 0 | 0 | 0
2016-03-08 05:00 | 0 | 0 | 0 | 0 | 374281 | 0 | 374281 | 0 | 0 | 0 | 0 | 0 | 0 | 0 | 0 | 0 | 0 | 0 | 0 | 0 | 0 | 0 | 0 | 0 | 0 | 0 | 0 | 0
2016-03-08 06:00 | 0 | 0 | 0 | 0 | 359069 | 0 | 359069 | 0 | 0 | 0 | 0 | 0 | 0 | 0 | 0 | 0 | 0 | 0 | 0 | 0 | 0 | 0 | 0 | 0 | 0 | 0 | 0 | 0
2016-03-08 07:00 | 0 | 0 | 0 | 0 | 349145 | 0 | 349145 | 0 | 0 | 0 | 0 | 0 | 0 | 0 | 0 | 0 | 0 | 0 | 0 | 0 | 0 | 0 | 0 | 0 | 0 | 0 | 0 | 0
2016-03-08 08:00 | 0 | 0 | 0 | 0 | 344267 | 0 | 344267 | 0 | 0 | 0 | 0 | 0 | 0 | 0 | 0 | 0 | 0 | 0 | 0 | 0 | 0 | 0 | 0 | 0 | 0 | 0 | 0 | 0
2016-03-08 09:00 | 0 | 0 | 0 | 0 | 346924 | 0 | 346924 | 0 | 0 | 0 | 0 | 0 | 0 | 0 | 0 | 0 | 0 | 0 | 0 | 0 | 0 | 0 | 0 | 0 | 0 | 0 | 0 | 0
2016-03-08 10:00 | 0 | 0 | 0 | 0 | 358915 | 0 | 358915 | 0 | 0 | 0 | 0 | 0 | 0 | 0 | 0 | 0 | 0 | 0 | 0 | 0 | 0 | 0 | 0 | 0 | 0 | 0 | 0 | 0
2016-03-08 11:00 | 0 | 0 | 0 | 0 | 387430 | 0 | 387430 | 0 | 0 | 0 | 0 | 0 | 0 | 0 | 0 | 0 | 0 | 0 | 0 | 0 | 0 | 0 | 0 | 0 | 0 | 0 | 0 | 0
2016-03-08 12:00 | 0 | 0 | 0 | 0 | 411254 | 0 | 411254 | 0 | 0 | 0 | 0 | 0 | 0 | 0 | 0 | 0 | 0 | 0 | 0 | 0 | 0 | 0 | 0 | 0 | 0 | 0 | 0 | 0
2016-03-08 13:00 | 0 | 0 | 0 | 0 | 407459.0018 | 11701.9982 | 419161 | 0 | 0 | 0 | 0 | 0 | 0 | 0 | 0 | 0 | 0 | 0 | 0 | 0 | 0 | 0 | 0 | 0 | 0 | 0 | 0 | 0
2016-03-08 14:00 | 0 | 0 | 0 | 0 | 162589.2652 | 260746.7348 | 423336 | 0 | 0 | 0 | 0 | 0 | 0 | 0 | 0 | 0 | 0 | 0 | 0 | 0 | 0 | 0 | 0 | 0 | 0 | 0 | 0 | 0
2016-03-08 15:00 | 0 | 0 | 0 | 0 | 0 | 594110.2002 | 425877 | 0 | 0 | 0 | 0 | 0 | 0 | 0 | 0 | 0 | 168233.2002 | 0 | 0 | 0 | 0 | 0 | 0 | 0 | 0 | 0 | 0 | 168233.2002
2016-03-08 16:00 | 0 | 0 | 0 | 0 | 0 | 664739.4309 | 426409 | 0 | 0 | 0 | 0 | 61870.256 | 0 | 0 | 0 | 0 | 344693.3751 | 0 | 0 | 0 | 0 | 0 | 61870.256 | 0 | 0 | 0 | 0 | 176460.1749
2016-03-08 17:00 | 0 | 0 | 0 | 0 | 0 | 656775.1695 | 424840 | 0 | 0 | 0 | 0 | 61870.256 | 0 | 0 | 0 | 0 | 576628.5446 | 0 | 0 | 0 | 0 | 0 | 0 | 0 | 0 | 0 | 0 | 231935.1695
2016-03-08 18:00 | 0 | 0 | 0 | 0 | 0 | 631457.8607 | 424108 | 0 | 0 | 0 | 0 | 61870.256 | 0 | 0 | 0 | 0 | 783978.4052 | 0 | 0 | 0 | 0 | 0 | 0 | 0 | 0 | 0 | 0 | 207349.8607
2016-03-08 19:00 | 0 | 0 | 0 | 0 | 0 | 604461.0035 | 423858 | 0 | 0 | 0 | 0 | 0 | 0 | 0 | 0 | 0 | 1026451.6648 | 0 | 0 | 0 | 0 | 0 | -61870.256 | 0 | 0 | 0 | 0 | 242473.2595
2016-03-08 20:00 | 0 | 0 | 0 | 0 | 0 | 588860.5019 | 422736 | 0 | 0 | 0 | 0 | 61870.256 | 0 | 0 | 0 | 0 | 1130705.9107 | 0 | 0 | 0 | 0 | 0 | 61870.256 | 0 | 0 | 0 | 0 | 104254.2459
2016-03-08 21:00 | 0 | 0 | 0 | 0 | 0 | 563033.5486 | 422784 | 0 | 0 | 0 | 0 | 0 | 0 | 0 | 0 | 0 | 1332825.7152 | 0 | 0 | 0 | 0 | 0 | -61870.256 | 0 | 0 | 0 | 0 | 202119.8046
2016-03-08 22:00 | 0 | 0 | 0 | 0 | 0 | 507413.4866 | 424813 | 0 | 0 | 0 | 0 | 0 | 0 | 0 | 0 | 0 | 1415426.2018 | 0 | 0 | 0 | 0 | 0 | 0 | 0 | 0 | 0 | 0 | 82600.4866
2016-03-08 23:00 | 0 | 0 | 0 | 0 | 0 | 367845.4248 | 433883 | 0 | 0 | 0 | 0 | 61870.256 | 0 | 0 | 0 | 0 | 1287518.3706 | 0 | 0 | 0 | 0 | 0 | 61870.256 | 0 | 0 | 0 | 0 | -127907.8312
2016-03-09 | 0 | 0 | 0 | 0 | 246682.3428 | 127841.3067 | 446635 | 0 | 0 | 0 | 0 | 61870.256 | 0 | 0 | 0 | 0 | 1215407.0201 | 0 | 0 | 0 | 0 | 0 | 0 | 0 | 0 | 0 | 0 | -72111.3505
2016-03-09 01:00 | 0 | 0 | 0 | 0 | 139912.8372 | 1342.4078 | 445107 | 0 | 0 | 0 | 0 | 61870.256 | 0 | 0 | 0 | 0 | 911555.2651 | 0 | 0 | 0 | 0 | 0 | 0 | 0 | 0 | 0 | 0 | -303851.755
2016-03-09 02:00 | 0 | 0 | 0 | 0 | 67071.9889 | 0 | 432794 | 0 | 0 | 0 | 0 | 0 | 0 | 0 | 0 | 0 | 607703.5101 | 0 | 0 | 0 | 0 | 0 | -61870.256 | 0 | 0 | 0 | 0 | -303851.755
2016-03-09 03:00 | 0 | 0 | 0 | 0 | 109913.245 | 0 | 413765 | 0 | 0 | 0 | 0 | 0 | 0 | 0 | 0 | 0 | 303851.755 | 0 | 0 | 0 | 0 | 0 | 0 | 0 | 0 | 0 | 0 | -303851.755
2016-03-09 04:00 | 0 | 0 | 0 | 0 | 85895.245 | 0 | 389747 | 0 | 0 | 0 | 0 | 0 | 0 | 0 | 0 | 0 | 0 | 0 | 0 | 0 | 0 | 0 | 0 | 0 | 0 | 0 | 0 | -303851.755
2016-03-09 05:00 | 0 | 0 | 0 | 0 | 367798 | 0 | 367798 | 0 | 0 | 0 | 0 | 0 | 0 | 0 | 0 | 0 | 0 | 0 | 0 | 0 | 0 | 0 | 0 | 0 | 0 | 0 | 0 | 0
2016-03-09 06:00 | 0 | 0 | 0 | 0 | 350590 | 0 | 350590 | 0 | 0 | 0 | 0 | 0 | 0 | 0 | 0 | 0 | 0 | 0 | 0 | 0 | 0 | 0 | 0 | 0 | 0 | 0 | 0 | 0
2016-03-09 07:00 | 0 | 0 | 0 | 0 | 339505 | 0 | 339505 | 0 | 0 | 0 | 0 | 0 | 0 | 0 | 0 | 0 | 0 | 0 | 0 | 0 | 0 | 0 | 0 | 0 | 0 | 0 | 0 | 0
2016-03-09 08:00 | 0 | 0 | 0 | 0 | 346223.2193 | 0 | 334541 | 0 | 0 | 0 | 0 | 0 | 0 | 0 | 0 | 0 | 11682.2193 | 0 | 0 | 0 | 0 | 0 | 0 | 0 | 0 | 0 | 0 | 11682.2193
2016-03-09 09:00 | 0 | 0 | 0 | 0 | 405711.1661 | 0 | 336101 | 0 | 0 | 0 | 0 | 0 | 0 | 0 | 0 | 0 | 81292.3853 | 0 | 0 | 0 | 0 | 0 | 0 | 0 | 0 | 0 | 0 | 69610.1661
2016-03-09 10:00 | 0 | 0 | 0 | 0 | 386531.9845 | 0 | 349279 | 0 | 0 | 0 | 0 | 0 | 0 | 0 | 0 | 0 | 118545.3698 | 0 | 0 | 0 | 0 | 0 | 0 | 0 | 0 | 0 | 0 | 37252.9845
2016-03-09 11:00 | 0 | 0 | 0 | 0 | 372529.9479 | 0 | 375362 | 0 | 0 | 0 | 0 | 61870.256 | 0 | 0 | 0 | 0 | 53843.0616 | 0 | 0 | 0 | 0 | 0 | 61870.256 | 0 | 0 | 0 | 0 | -64702.3082
2016-03-09 12:00 | 0 | 0 | 0 | 0 | 365613.2797 | 0 | 399305 | 0 | 0 | 0 | 0 | 0 | 0 | 0 | 0 | 0 | 82021.5974 | 0 | 0 | 0 | 0 | 0 | -61870.256 | 0 | 0 | 0 | 0 | 28178.5357
2016-03-09 13:00 | 0 | 0 | 0 | 0 | 317215.6445 | 10474.7581 | 409712 | 0 | 0 | 0 | 0 | 0 | 0 | 0 | 0 | 0 | 0 | 0 | 0 | 0 | 0 | 0 | 0 | 0 | 0 | 0 | 0 | -82021.5974
2016-03-09 14:00 | 0 | 0 | 0 | 0 | 155989.0871 | 259748.9129 | 415738 | 0 | 0 | 0 | 0 | 0 | 0 | 0 | 0 | 0 | 0 | 0 | 0 | 0 | 0 | 0 | 0 | 0 | 0 | 0 | 0 | 0
2016-03-09 15:00 | 0 | 0 | 0 | 0 | 0 | 537512.3515 | 420814 | 0 | 0 | 0 | 0 | 0 | 0 | 0 | 0 | 0 | 116698.3515 | 0 | 0 | 0 | 0 | 0 | 0 | 0 | 0 | 0 | 0 | 116698.3515
2016-03-09 16:00 | 0 | 0 | 0 | 0 | 0 | 627342.2224 | 423758 | 0 | 0 | 0 | 0 | 0 | 0 | 0 | 0 | 0 | 320282.5739 | 0 | 0 | 0 | 0 | 0 | 0 | 0 | 0 | 0 | 0 | 203584.2224
2016-03-09 17:00 | 0 | 0 | 0 | 0 | 0 | 637945.6732 | 424288 | 0 | 0 | 0 | 0 | 0 | 0 | 0 | 0 | 0 | 533940.2471 | 0 | 0 | 0 | 0 | 0 | 0 | 0 | 0 | 0 | 0 | 213657.6732
2016-03-09 18:00 | 0 | 0 | 0 | 0 | 0 | 630227.6493 | 424566 | 0 | 0 | 0 | 0 | 61870.256 | 0 | 0 | 0 | 0 | 677731.6404 | 0 | 0 | 0 | 0 | 0 | 61870.256 | 0 | 0 | 0 | 0 | 143791.3932
2016-03-09 19:00 | 0 | 0 | 0 | 0 | 0 | 623575.8079 | 424719 | 0 | 0 | 0 | 0 | 61870.256 | 0 | 0 | 0 | 0 | 876588.4482 | 0 | 0 | 0 | 0 | 0 | 0 | 0 | 0 | 0 | 0 | 198856.8079
2016-03-09 20:00 | 0 | 0 | 0 | 0 | 0 | 630615.9873 | 423876 | 0 | 0 | 0 | 0 | 0 | 0 | 0 | 0 | 0 | 1145198.6915 | 0 | 0 | 0 | 0 | 0 | -61870.256 | 0 | 0 | 0 | 0 | 268610.2433
2016-03-09 21:00 | 0 | 0 | 0 | 0 | 0 | 631623.1186 | 424493 | 0 | 0 | 0 | 0 | 0 | 0 | 0 | 0 | 0 | 1352328.8101 | 0 | 0 | 0 | 0 | 0 | 0 | 0 | 0 | 0 | 0 | 207130.1186
2016-03-09 22:00 | 0 | 0 | 0 | 0 | 0 | 596633.1357 | 426869 | 0 | 0 | 0 | 0 | 61870.256 | 0 | 0 | 0 | 0 | 1460222.6898 | 0 | 0 | 0 | 0 | 0 | 61870.256 | 0 | 0 | 0 | 0 | 107893.8797
2016-03-09 23:00 | 0 | 0 | 0 | 0 | 0 | 451382.1657 | 436308 | 0 | 0 | 0 | 0 | 17908.3364 | 0 | 0 | 0 | 0 | 1519258.7752 | 0 | 0 | 0 | 0 | 0 | -43961.9196 | 0 | 0 | 0 | 0 | 59036.0854
2016-03-10 | 0 | 0 | 0 | 0 | 48720.0692 | 137667.0954 | 446277 | 0 | 0 | 0 | 0 | 61870.256 | 0 | 0 | 0 | 0 | 1215407.0201 | 0 | 0 | 0 | 0 | 0 | 43961.9196 | 0 | 0 | 0 | 0 | -303851.755
2016-03-10 01:00 | 0 | 0 | 0 | 0 | 137305.32 | 2153.925 | 443311 | 0 | 0 | 0 | 0 | 61870.256 | 0 | 0 | 0 | 0 | 911555.2651 | 0 | 0 | 0 | 0 | 0 | 0 | 0 | 0 | 0 | 0 | -303851.755
2016-03-10 02:00 | 0 | 0 | 0 | 0 | 66079.9889 | 0 | 431802 | 0 | 0 | 0 | 0 | 0 | 0 | 0 | 0 | 0 | 607703.5101 | 0 | 0 | 0 | 0 | 0 | -61870.256 | 0 | 0 | 0 | 0 | -303851.755
2016-03-10 03:00 | 0 | 0 | 0 | 0 | 108565.245 | 0 | 412417 | 0 | 0 | 0 | 0 | 0 | 0 | 0 | 0 | 0 | 303851.755 | 0 | 0 | 0 | 0 | 0 | 0 | 0 | 0 | 0 | 0 | -303851.755
2016-03-10 04:00 | 0 | 0 | 0 | 0 | 83706.245 | 0 | 387558 | 0 | 0 | 0 | 0 | 0 | 0 | 0 | 0 | 0 | 0 | 0 | 0 | 0 | 0 | 0 | 0 | 0 | 0 | 0 | 0 | -303851.755
2016-03-10 05:00 | 0 | 0 | 0 | 0 | 365298 | 0 | 365298 | 0 | 0 | 0 | 0 | 0 | 0 | 0 | 0 | 0 | 0 | 0 | 0 | 0 | 0 | 0 | 0 | 0 | 0 | 0 | 0 | 0
2016-03-10 06:00 | 0 | 0 | 0 | 0 | 348775 | 0 | 348775 | 0 | 0 | 0 | 0 | 0 | 0 | 0 | 0 | 0 | 0 | 0 | 0 | 0 | 0 | 0 | 0 | 0 | 0 | 0 | 0 | 0
2016-03-10 07:00 | 0 | 0 | 0 | 0 | 337334 | 0 | 337334 | 0 | 0 | 0 | 0 | 0 | 0 | 0 | 0 | 0 | 0 | 0 | 0 | 0 | 0 | 0 | 0 | 0 | 0 | 0 | 0 | 0
2016-03-10 08:00 | 0 | 0 | 0 | 0 | 331475 | 0 | 331475 | 0 | 0 | 0 | 0 | 0 | 0 | 0 | 0 | 0 | 0 | 0 | 0 | 0 | 0 | 0 | 0 | 0 | 0 | 0 | 0 | 0
2016-03-10 09:00 | 0 | 0 | 0 | 0 | 332082 | 0 | 332082 | 0 | 0 | 0 | 0 | 0 | 0 | 0 | 0 | 0 | 0 | 0 | 0 | 0 | 0 | 0 | 0 | 0 | 0 | 0 | 0 | 0
2016-03-10 10:00 | 0 | 0 | 0 | 0 | 344103 | 0 | 344103 | 0 | 0 | 0 | 0 | 0 | 0 | 0 | 0 | 0 | 0 | 0 | 0 | 0 | 0 | 0 | 0 | 0 | 0 | 0 | 0 | 0
2016-03-10 11:00 | 0 | 0 | 0 | 0 | 368195 | 0 | 368195 | 0 | 0 | 0 | 0 | 0 | 0 | 0 | 0 | 0 | 0 | 0 | 0 | 0 | 0 | 0 | 0 | 0 | 0 | 0 | 0 | 0
2016-03-10 12:00 | 0 | 0 | 0 | 0 | 393405 | 0 | 393405 | 0 | 0 | 0 | 0 | 0 | 0 | 0 | 0 | 0 | 0 | 0 | 0 | 0 | 0 | 0 | 0 | 0 | 0 | 0 | 0 | 0
2016-03-10 13:00 | 0 | 0 | 0 | 0 | 388380.0184 | 18506.9816 | 406887 | 0 | 0 | 0 | 0 | 0 | 0 | 0 | 0 | 0 | 0 | 0 | 0 | 0 | 0 | 0 | 0 | 0 | 0 | 0 | 0 | 0
2016-03-10 14:00 | 0 | 0 | 0 | 0 | 81638.6076 | 334791.3924 | 416430 | 0 | 0 | 0 | 0 | 0 | 0 | 0 | 0 | 0 | 0 | 0 | 0 | 0 | 0 | 0 | 0 | 0 | 0 | 0 | 0 | 0
2016-03-10 15:00 | 0 | 0 | 0 | 0 | 0 | 674364.198 | 424084 | 0 | 0 | 0 | 0 | 61870.256 | 0 | 0 | 0 | 0 | 188409.942 | 0 | 0 | 0 | 0 | 0 | 61870.256 | 0 | 0 | 0 | 0 | 188409.942
2016-03-10 16:00 | 0 | 0 | 0 | 0 | 0 | 718433.0466 | 427335 | 0 | 0 | 0 | 0 | 61870.256 | 0 | 0 | 0 | 0 | 479507.9886 | 0 | 0 | 0 | 0 | 0 | 0 | 0 | 0 | 0 | 0 | 291098.0466
2016-03-10 17:00 | 0 | 0 | 0 | 0 | 0 | 709277.9537 | 428866 | 0 | 0 | 0 | 0 | 61870.256 | 0 | 0 | 0 | 0 | 759919.9423 | 0 | 0 | 0 | 0 | 0 | 0 | 0 | 0 | 0 | 0 | 280411.9537
2016-03-10 18:00 | 0 | 0 | 0 | 0 | 0 | 691770.4179 | 430572 | 0 | 0 | 0 | 0 | 61870.256 | 0 | 0 | 0 | 0 | 1021118.3602 | 0 | 0 | 0 | 0 | 0 | 0 | 0 | 0 | 0 | 0 | 261198.4179
2016-03-10 19:00 | 0 | 0 | 0 | 0 | 0 | 678619.3221 | 431701 | 0 | 0 | 0 | 0 | 54139.7713 | 0 | 0 | 0 | 0 | 1275767.167 | 0 | 0 | 0 | 0 | 0 | -7730.4847 | 0 | 0 | 0 | 0 | 254648.8068
2016-03-10 20:00 | 0 | 0 | 0 | 0 | 0 | 681862.9837 | 432151 | 0 | 0 | 0 | 0 | 0 | 0 | 0 | 0 | 0 | 1579618.922 | 0 | 0 | 0 | 0 | 0 | -54139.7713 | 0 | 0 | 0 | 0 | 303851.755
2016-03-10 21:00 | 0 | 0 | 0 | 0 | 0 | 684706.3251 | 433016 | 0 | 0 | 0 | 0 | 0 | 0 | 0 | 0 | 0 | 1831309.2471 | 0 | 0 | 0 | 0 | 0 | 0 | 0 | 0 | 0 | 0 | 251690.3251
2016-03-10 22:00 | 0 | 0 | 0 | 0 | 0 | 653374.7315 | 434635 | 0 | 0 | 0 | 0 | 61870.256 | 0 | 0 | 0 | 0 | 1988178.7226 | 0 | 0 | 0 | 0 | 0 | 61870.256 | 0 | 0 | 0 | 0 | 156869.4755
2016-03-10 23:00 | 0 | 0 | 0 | 0 | 0 | 508296.0372 | 440543 | 0 | 0 | 0 | 0 | 44815.8757 | 0 | 0 | 0 | 0 | 2072986.1402 | 0 | 0 | 0 | 0 | 0 | -17054.3804 | 0 | 0 | 0 | 0 | 84807.4175
2016-03-11 | 0 | 0 | 0 | 0 | 0 | 161771.6253 | 448569 | 0 | 0 | 0 | 0 | 61870.256 | 0 | 0 | 0 | 0 | 1769134.3851 | 0 | 0 | 0 | 0 | 0 | 17054.3804 | 0 | 0 | 0 | 0 | -303851.755
2016-03-11 01:00 | 0 | 0 | 0 | 0 | 140541.2769 | 2616.9681 | 447010 | 0 | 0 | 0 | 0 | 61870.256 | 0 | 0 | 0 | 0 | 1465282.6301 | 0 | 0 | 0 | 0 | 0 | 0 | 0 | 0 | 0 | 0 | -303851.755
2016-03-11 02:00 | 0 | 0 | 0 | 0 | 70532.9889 | 0 | 436255 | 0 | 0 | 0 | 0 | 0 | 0 | 0 | 0 | 0 | 1161430.8751 | 0 | 0 | 0 | 0 | 0 | -61870.256 | 0 | 0 | 0 | 0 | -303851.755
2016-03-11 03:00 | 0 | 0 | 0 | 0 | 113158.245 | 0 | 417010 | 0 | 0 | 0 | 0 | 0 | 0 | 0 | 0 | 0 | 857579.12 | 0 | 0 | 0 | 0 | 0 | 0 | 0 | 0 | 0 | 0 | -303851.755
2016-03-11 04:00 | 0 | 0 | 0 | 0 | 88844.245 | 0 | 392696 | 0 | 0 | 0 | 0 | 0 | 0 | 0 | 0 | 0 | 553727.365 | 0 | 0 | 0 | 0 | 0 | 0 | 0 | 0 | 0 | 0 | -303851.755
2016-03-11 05:00 | 0 | 0 | 0 | 0 | 67734.245 | 0 | 371586 | 0 | 0 | 0 | 0 | 0 | 0 | 0 | 0 | 0 | 249875.61 | 0 | 0 | 0 | 0 | 0 | 0 | 0 | 0 | 0 | 0 | -303851.755
2016-03-11 06:00 | 0 | 0 | 0 | 0 | 104787.39 | 0 | 354663 | 0 | 0 | 0 | 0 | 0 | 0 | 0 | 0 | 0 | 0 | 0 | 0 | 0 | 0 | 0 | 0 | 0 | 0 | 0 | 0 | -249875.61
2016-03-11 07:00 | 0 | 0 | 0 | 0 | 342633 | 0 | 342633 | 0 | 0 | 0 | 0 | 0 | 0 | 0 | 0 | 0 | 0 | 0 | 0 | 0 | 0 | 0 | 0 | 0 | 0 | 0 | 0 | 0
2016-03-11 08:00 | 0 | 0 | 0 | 0 | 336132 | 0 | 336132 | 0 | 0 | 0 | 0 | 0 | 0 | 0 | 0 | 0 | 0 | 0 | 0 | 0 | 0 | 0 | 0 | 0 | 0 | 0 | 0 | 0
2016-03-11 09:00 | 0 | 0 | 0 | 0 | 336078 | 0 | 336078 | 0 | 0 | 0 | 0 | 0 | 0 | 0 | 0 | 0 | 0 | 0 | 0 | 0 | 0 | 0 | 0 | 0 | 0 | 0 | 0 | 0
2016-03-11 10:00 | 0 | 0 | 0 | 0 | 345496 | 0 | 345496 | 0 | 0 | 0 | 0 | 0 | 0 | 0 | 0 | 0 | 0 | 0 | 0 | 0 | 0 | 0 | 0 | 0 | 0 | 0 | 0 | 0
2016-03-11 11:00 | 0 | 0 | 0 | 0 | 370252 | 0 | 370252 | 0 | 0 | 0 | 0 | 0 | 0 | 0 | 0 | 0 | 0 | 0 | 0 | 0 | 0 | 0 | 0 | 0 | 0 | 0 | 0 | 0
2016-03-11 12:00 | 0 | 0 | 0 | 0 | 395329 | 0 | 395329 | 0 | 0 | 0 | 0 | 0 | 0 | 0 | 0 | 0 | 0 | 0 | 0 | 0 | 0 | 0 | 0 | 0 | 0 | 0 | 0 | 0
2016-03-11 13:00 | 0 | 0 | 0 | 0 | 383963.3962 | 25051.6038 | 409015 | 0 | 0 | 0 | 0 | 0 | 0 | 0 | 0 | 0 | 0 | 0 | 0 | 0 | 0 | 0 | 0 | 0 | 0 | 0 | 0 | 0
2016-03-11 14:00 | 0 | 0 | 0 | 0 | 96804.3561 | 320828.6439 | 417633 | 0 | 0 | 0 | 0 | 0 | 0 | 0 | 0 | 0 | 0 | 0 | 0 | 0 | 0 | 0 | 0 | 0 | 0 | 0 | 0 | 0
2016-03-11 15:00 | 0 | 0 | 0 | 0 | 0 | 497503.546 | 424674 | 0 | 0 | 0 | 0 | 61870.256 | 0 | 0 | 0 | 0 | 10959.29 | 0 | 0 | 0 | 0 | 0 | 61870.256 | 0 | 0 | 0 | 0 | 10959.29
2016-03-11 16:00 | 0 | 0 | 0 | 0 | 0 | 538099.2766 | 429006 | 0 | 0 | 0 | 0 | 61870.256 | 0 | 0 | 0 | 0 | 120052.5666 | 0 | 0 | 0 | 0 | 0 | 0 | 0 | 0 | 0 | 0 | 109093.2766
2016-03-11 17:00 | 0 | 0 | 0 | 0 | 0 | 558611.1451 | 429653 | 0 | 0 | 0 | 0 | 0 | 0 | 0 | 0 | 0 | 310880.9677 | 0 | 0 | 0 | 0 | 0 | -61870.256 | 0 | 0 | 0 | 0 | 190828.4011
2016-03-11 18:00 | 0 | 0 | 0 | 0 | 0 | 566831.8049 | 429771 | 0 | 0 | 0 | 0 | 0 | 0 | 0 | 0 | 0 | 447941.7726 | 0 | 0 | 0 | 0 | 0 | 0 | 0 | 0 | 0 | 0 | 137060.8049
2016-03-11 19:00 | 0 | 0 | 0 | 0 | 0 | 562989.7609 | 429113 | 0 | 0 | 0 | 0 | 61870.256 | 0 | 0 | 0 | 0 | 519948.2776 | 0 | 0 | 0 | 0 | 0 | 61870.256 | 0 | 0 | 0 | 0 | 72006.5049
2016-03-11 20:00 | 0 | 0 | 0 | 0 | 0 | 555146.9707 | 426720 | 0 | 0 | 0 | 0 | 0 | 0 | 0 | 0 | 0 | 710245.5043 | 0 | 0 | 0 | 0 | 0 | -61870.256 | 0 | 0 | 0 | 0 | 190297.2268
2016-03-11 21:00 | 0 | 0 | 0 | 0 | 0 | 532358.9146 | 424934 | 0 | 0 | 0 | 0 | 61870.256 | 0 | 0 | 0 | 0 | 755800.1629 | 0 | 0 | 0 | 0 | 0 | 61870.256 | 0 | 0 | 0 | 0 | 45554.6586
2016-03-11 22:00 | 0 | 0 | 0 | 0 | 0 | 474596.7079 | 422823 | 0 | 0 | 0 | 0 | 0 | 0 | 0 | 0 | 0 | 869444.1269 | 0 | 0 | 0 | 0 | 0 | -61870.256 | 0 | 0 | 0 | 0 | 113643.964
2016-03-11 23:00 | 0 | 0 | 0 | 0 | 0 | 341156.5392 | 424991 | 0 | 0 | 0 | 0 | 61870.256 | 0 | 0 | 0 | 0 | 723739.4101 | 0 | 0 | 0 | 0 | 0 | 61870.256 | 0 | 0 | 0 | 0 | -145704.7168
2016-03-12 | 0 | 0 | 0 | 0 | 0 | 101199.1654 | 430809 | 0 | 0 | 0 | 0 | 0 | 0 | 0 | 0 | 0 | 455999.8315 | 0 | 0 | 0 | 0 | 0 | -61870.256 | 0 | 0 | 0 | 0 | -267739.5786
2016-03-12 01:00 | 0 | 0 | 0 | 0 | 792079.3532 | 2286.6578 | 428644 | 0 | 0 | 0 | 0 | 61870.256 | 0 | 0 | 0 | 0 | 759851.5865 | 0 | 0 | 0 | 0 | 0 | 61870.256 | 0 | 0 | 0 | 0 | 303851.755
2016-03-12 02:00 | 0 | 0 | 0 | 0 | 51943.9889 | 0 | 417666 | 0 | 0 | 0 | 0 | 0 | 0 | 0 | 0 | 0 | 455999.8315 | 0 | 0 | 0 | 0 | 0 | -61870.256 | 0 | 0 | 0 | 0 | -303851.755
2016-03-12 03:00 | 0 | 0 | 0 | 0 | 101105.245 | 0 | 404957 | 0 | 0 | 0 | 0 | 0 | 0 | 0 | 0 | 0 | 152148.0765 | 0 | 0 | 0 | 0 | 0 | 0 | 0 | 0 | 0 | 0 | -303851.755
2016-03-12 04:00 | 0 | 0 | 0 | 0 | 230015.9235 | 0 | 382164 | 0 | 0 | 0 | 0 | 0 | 0 | 0 | 0 | 0 | 0 | 0 | 0 | 0 | 0 | 0 | 0 | 0 | 0 | 0 | 0 | -152148.0765
2016-03-12 05:00 | 0 | 0 | 0 | 0 | 364958 | 0 | 364958 | 0 | 0 | 0 | 0 | 0 | 0 | 0 | 0 | 0 | 0 | 0 | 0 | 0 | 0 | 0 | 0 | 0 | 0 | 0 | 0 | 0
2016-03-12 06:00 | 0 | 0 | 0 | 0 | 350331 | 0 | 350331 | 0 | 0 | 0 | 0 | 0 | 0 | 0 | 0 | 0 | 0 | 0 | 0 | 0 | 0 | 0 | 0 | 0 | 0 | 0 | 0 | 0
2016-03-12 07:00 | 0 | 0 | 0 | 0 | 338382 | 0 | 338382 | 0 | 0 | 0 | 0 | 0 | 0 | 0 | 0 | 0 | 0 | 0 | 0 | 0 | 0 | 0 | 0 | 0 | 0 | 0 | 0 | 0
2016-03-12 08:00 | 0 | 0 | 0 | 0 | 331415 | 0 | 331415 | 0 | 0 | 0 | 0 | 0 | 0 | 0 | 0 | 0 | 0 | 0 | 0 | 0 | 0 | 0 | 0 | 0 | 0 | 0 | 0 | 0
2016-03-12 09:00 | 0 | 0 | 0 | 0 | 328871 | 0 | 328871 | 0 | 0 | 0 | 0 | 0 | 0 | 0 | 0 | 0 | 0 | 0 | 0 | 0 | 0 | 0 | 0 | 0 | 0 | 0 | 0 | 0
2016-03-12 10:00 | 0 | 0 | 0 | 0 | 331181 | 0 | 331181 | 0 | 0 | 0 | 0 | 0 | 0 | 0 | 0 | 0 | 0 | 0 | 0 | 0 | 0 | 0 | 0 | 0 | 0 | 0 | 0 | 0
2016-03-12 11:00 | 0 | 0 | 0 | 0 | 337640 | 0 | 337640 | 0 | 0 | 0 | 0 | 0 | 0 | 0 | 0 | 0 | 0 | 0 | 0 | 0 | 0 | 0 | 0 | 0 | 0 | 0 | 0 | 0
2016-03-12 12:00 | 0 | 0 | 0 | 0 | 348302 | 0 | 348302 | 0 | 0 | 0 | 0 | 0 | 0 | 0 | 0 | 0 | 0 | 0 | 0 | 0 | 0 | 0 | 0 | 0 | 0 | 0 | 0 | 0
2016-03-12 13:00 | 0 | 0 | 0 | 0 | 341607.8977 | 21144.1023 | 362752 | 0 | 0 | 0 | 0 | 0 | 0 | 0 | 0 | 0 | 0 | 0 | 0 | 0 | 0 | 0 | 0 | 0 | 0 | 0 | 0 | 0
2016-03-12 14:00 | 0 | 0 | 0 | 0 | 86477.08 | 291198.92 | 377676 | 0 | 0 | 0 | 0 | 0 | 0 | 0 | 0 | 0 | 0 | 0 | 0 | 0 | 0 | 0 | 0 | 0 | 0 | 0 | 0 | 0
2016-03-12 15:00 | 0 | 0 | 0 | 0 | 0 | 588575.5977 | 388255 | 0 | 0 | 0 | 0 | 48806.3611 | 0 | 0 | 0 | 0 | 151514.2366 | 0 | 0 | 0 | 0 | 0 | 48806.3611 | 0 | 0 | 0 | 0 | 151514.2366
2016-03-12 16:00 | 0 | 0 | 0 | 0 | 0 | 668247.1136 | 393475 | 0 | 0 | 0 | 0 | 19726.7197 | 0 | 0 | 0 | 0 | 455365.9916 | 0 | 0 | 0 | 0 | 0 | -29079.6414 | 0 | 0 | 0 | 0 | 303851.755
2016-03-12 17:00 | 0 | 0 | 0 | 0 | 0 | 678583.0353 | 394458 | 0 | 0 | 0 | 0 | 0 | 0 | 0 | 0 | 0 | 759217.7467 | 0 | 0 | 0 | 0 | 0 | -19726.7197 | 0 | 0 | 0 | 0 | 303851.755
2016-03-12 18:00 | 0 | 0 | 0 | 0 | 0 | 668097.7197 | 393388 | 0 | 0 | 0 | 0 | 0 | 0 | 0 | 0 | 0 | 1033927.4664 | 0 | 0 | 0 | 0 | 0 | 0 | 0 | 0 | 0 | 0 | 274709.7197
2016-03-12 19:00 | 0 | 0 | 0 | 0 | 0 | 658144.2281 | 391365 | 0 | 0 | 0 | 0 | 0 | 0 | 0 | 0 | 0 | 1300706.6945 | 0 | 0 | 0 | 0 | 0 | 0 | 0 | 0 | 0 | 0 | 266779.2281
2016-03-12 20:00 | 0 | 0 | 0 | 0 | 0 | 660686.3191 | 390385 | 0 | 0 | 0 | 0 | 0 | 0 | 0 | 0 | 0 | 1571008.0136 | 0 | 0 | 0 | 0 | 0 | 0 | 0 | 0 | 0 | 0 | 270301.3191
2016-03-12 21:00 | 0 | 0 | 0 | 0 | 0 | 658678.9332 | 390775 | 0 | 0 | 0 | 0 | 0 | 0 | 0 | 0 | 0 | 1838911.9469 | 0 | 0 | 0 | 0 | 0 | 0 | 0 | 0 | 0 | 0 | 267903.9332
2016-03-12 22:00 | 0 | 0 | 0 | 0 | 0 | 619050.2499 | 392732 | 0 | 0 | 0 | 0 | 0 | 0 | 0 | 0 | 0 | 2065230.1967 | 0 | 0 | 0 | 0 | 0 | 0 | 0 | 0 | 0 | 0 | 226318.2499
2016-03-12 23:00 | 0 | 0 | 0 | 0 | 0 | 492923.773 | 399719 | 0 | 0 | 0 | 0 | 0 | 0 | 0 | 0 | 0 | 2158434.9697 | 0 | 0 | 0 | 0 | 0 | 0 | 0 | 0 | 0 | 0 | 93204.773
2016-03-13 | 0 | 0 | 0 | 0 | 0 | 177853.7978 | 407436 | 0 | 0 | 0 | 0 | 61870.256 | 0 | 0 | 0 | 0 | 1866982.5115 | 0 | 0 | 0 | 0 | 0 | 61870.256 | 0 | 0 | 0 | 0 | -291452.4582
2016-03-13 01:00 | 0 | 0 | 0 | 0 | 99276.8036 | 3387.4414 | 406516 | 0 | 0 | 0 | 0 | 61870.256 | 0 | 0 | 0 | 0 | 1563130.7565 | 0 | 0 | 0 | 0 | 0 | 0 | 0 | 0 | 0 | 0 | -303851.755
2016-03-13 02:00 | 0 | 0 | 0 | 0 | 33153.9889 | 0 | 398876 | 0 | 0 | 0 | 0 | 0 | 0 | 0 | 0 | 0 | 1259279.0015 | 0 | 0 | 0 | 0 | 0 | -61870.256 | 0 | 0 | 0 | 0 | -303851.755
2016-03-13 03:00 | 0 | 0 | 0 | 0 | 82439.245 | 0 | 386291 | 0 | 0 | 0 | 0 | 0 | 0 | 0 | 0 | 0 | 955427.2464 | 0 | 0 | 0 | 0 | 0 | 0 | 0 | 0 | 0 | 0 | -303851.755
2016-03-13 04:00 | 0 | 0 | 0 | 0 | 64537.245 | 0 | 368389 | 0 | 0 | 0 | 0 | 0 | 0 | 0 | 0 | 0 | 651575.4914 | 0 | 0 | 0 | 0 | 0 | 0 | 0 | 0 | 0 | 0 | -303851.755
2016-03-13 05:00 | 0 | 0 | 0 | 0 | 47209.245 | 0 | 351061 | 0 | 0 | 0 | 0 | 0 | 0 | 0 | 0 | 0 | 347723.7364 | 0 | 0 | 0 | 0 | 0 | 0 | 0 | 0 | 0 | 0 | -303851.755
2016-03-13 06:00 | 0 | 0 | 0 | 0 | 33462.245 | 0 | 337314 | 0 | 0 | 0 | 0 | 0 | 0 | 0 | 0 | 0 | 43871.9813 | 0 | 0 | 0 | 0 | 0 | 0 | 0 | 0 | 0 | 0 | -303851.755
2016-03-13 07:00 | 0 | 0 | 0 | 0 | 283269.0187 | 0 | 327141 | 0 | 0 | 0 | 0 | 0 | 0 | 0 | 0 | 0 | 0 | 0 | 0 | 0 | 0 | 0 | 0 | 0 | 0 | 0 | 0 | -43871.9813
2016-03-13 08:00 | 0 | 0 | 0 | 0 | 320515 | 0 | 320515 | 0 | 0 | 0 | 0 | 0 | 0 | 0 | 0 | 0 | 0 | 0 | 0 | 0 | 0 | 0 | 0 | 0 | 0 | 0 | 0 | 0
2016-03-13 09:00 | 0 | 0 | 0 | 0 | 318901 | 0 | 318901 | 0 | 0 | 0 | 0 | 0 | 0 | 0 | 0 | 0 | 0 | 0 | 0 | 0 | 0 | 0 | 0 | 0 | 0 | 0 | 0 | 0
2016-03-13 10:00 | 0 | 0 | 0 | 0 | 322082 | 0 | 322082 | 0 | 0 | 0 | 0 | 0 | 0 | 0 | 0 | 0 | 0 | 0 | 0 | 0 | 0 | 0 | 0 | 0 | 0 | 0 | 0 | 0
2016-03-13 11:00 | 0 | 0 | 0 | 0 | 327898 | 0 | 327898 | 0 | 0 | 0 | 0 | 0 | 0 | 0 | 0 | 0 | 0 | 0 | 0 | 0 | 0 | 0 | 0 | 0 | 0 | 0 | 0 | 0
2016-03-13 12:00 | 0 | 0 | 0 | 0 | 336578 | 0 | 336578 | 0 | 0 | 0 | 0 | 0 | 0 | 0 | 0 | 0 | 0 | 0 | 0 | 0 | 0 | 0 | 0 | 0 | 0 | 0 | 0 | 0
2016-03-13 13:00 | 0 | 0 | 0 | 0 | 314458.0822 | 35414.9178 | 349873 | 0 | 0 | 0 | 0 | 0 | 0 | 0 | 0 | 0 | 0 | 0 | 0 | 0 | 0 | 0 | 0 | 0 | 0 | 0 | 0 | 0
2016-03-13 14:00 | 0 | 0 | 0 | 0 | 13792.8381 | 350510.1619 | 364303 | 0 | 0 | 0 | 0 | 0 | 0 | 0 | 0 | 0 | 0 | 0 | 0 | 0 | 0 | 0 | 0 | 0 | 0 | 0 | 0 | 0
2016-03-13 15:00 | 0 | 0 | 0 | 0 | 0 | 585265.3441 | 374745 | 0 | 0 | 0 | 0 | 61870.256 | 0 | 0 | 0 | 0 | 148650.0881 | 0 | 0 | 0 | 0 | 0 | 61870.256 | 0 | 0 | 0 | 0 | 148650.0881
2016-03-13 16:00 | 0 | 0 | 0 | 0 | 0 | 635610.6299 | 383345 | 0 | 0 | 0 | 0 | 10284.1309 | 0 | 0 | 0 | 0 | 452501.8431 | 0 | 0 | 0 | 0 | 0 | -51586.1251 | 0 | 0 | 0 | 0 | 303851.755
2016-03-13 17:00 | 0 | 0 | 0 | 0 | 0 | 641756.6514 | 389604 | 0 | 0 | 0 | 0 | 0 | 0 | 0 | 0 | 0 | 714938.6254 | 0 | 0 | 0 | 0 | 0 | -10284.1309 | 0 | 0 | 0 | 0 | 262436.7823
2016-03-13 18:00 | 0 | 0 | 0 | 0 | 0 | 629391.4791 | 392033 | 0 | 0 | 0 | 0 | 0 | 0 | 0 | 0 | 0 | 952297.1045 | 0 | 0 | 0 | 0 | 0 | 0 | 0 | 0 | 0 | 0 | 237358.4791
2016-03-13 19:00 | 0 | 0 | 0 | 0 | 0 | 617406.2569 | 392600 | 0 | 0 | 0 | 0 | 0 | 0 | 0 | 0 | 0 | 1177103.3614 | 0 | 0 | 0 | 0 | 0 | 0 | 0 | 0 | 0 | 0 | 224806.2569
2016-03-13 20:00 | 0 | 0 | 0 | 0 | 0 | 612461.7346 | 394457 | 0 | 0 | 0 | 0 | 0 | 0 | 0 | 0 | 0 | 1395108.096 | 0 | 0 | 0 | 0 | 0 | 0 | 0 | 0 | 0 | 0 | 218004.7346
2016-03-13 21:00 | 0 | 0 | 0 | 0 | 0 | 595519.7777 | 398498 | 0 | 0 | 0 | 0 | 0 | 0 | 0 | 0 | 0 | 1592129.8737 | 0 | 0 | 0 | 0 | 0 | 0 | 0 | 0 | 0 | 0 | 197021.7777
2016-03-13 22:00 | 0 | 0 | 0 | 0 | 0 | 546181.3412 | 402033 | 0 | 0 | 0 | 0 | 61870.256 | 0 | 0 | 0 | 0 | 1674407.9589 | 0 | 0 | 0 | 0 | 0 | 61870.256 | 0 | 0 | 0 | 0 | 82278.0852
2016-03-13 23:00 | 0 | 0 | 0 | 0 | 0 | 395287.6953 | 407399 | 0 | 0 | 0 | 0 | 61870.256 | 0 | 0 | 0 | 0 | 1662296.6541 | 0 | 0 | 0 | 0 | 0 | 0 | 0 | 0 | 0 | 0 | -12111.3047
2016-03-14 | 0 | 0 | 0 | 0 | 0 | 134589.7844 | 415290 | 0 | 0 | 0 | 0 | 61870.256 | 0 | 0 | 0 | 0 | 1381596.4385 | 0 | 0 | 0 | 0 | 0 | 0 | 0 | 0 | 0 | 0 | -280700.2156
2016-03-14 01:00 | 0 | 0 | 0 | 0 | 110074.5885 | 2488.6565 | 416415 | 0 | 0 | 0 | 0 | 61870.256 | 0 | 0 | 0 | 0 | 1077744.6835 | 0 | 0 | 0 | 0 | 0 | 0 | 0 | 0 | 0 | 0 | -303851.755
2016-03-14 02:00 | 0 | 0 | 0 | 0 | 39001.9889 | 0 | 404724 | 0 | 0 | 0 | 0 | 0 | 0 | 0 | 0 | 0 | 773892.9284 | 0 | 0 | 0 | 0 | 0 | -61870.256 | 0 | 0 | 0 | 0 | -303851.755
2016-03-14 03:00 | 0 | 0 | 0 | 0 | 81185.245 | 0 | 385037 | 0 | 0 | 0 | 0 | 0 | 0 | 0 | 0 | 0 | 470041.1734 | 0 | 0 | 0 | 0 | 0 | 0 | 0 | 0 | 0 | 0 | -303851.755
2016-03-14 04:00 | 0 | 0 | 0 | 0 | 58137.245 | 0 | 361989 | 0 | 0 | 0 | 0 | 0 | 0 | 0 | 0 | 0 | 166189.4184 | 0 | 0 | 0 | 0 | 0 | 0 | 0 | 0 | 0 | 0 | -303851.755
2016-03-14 05:00 | 0 | 0 | 0 | 0 | 176832.5816 | 0 | 343022 | 0 | 0 | 0 | 0 | 0 | 0 | 0 | 0 | 0 | 0 | 0 | 0 | 0 | 0 | 0 | 0 | 0 | 0 | 0 | 0 | -166189.4184
2016-03-14 06:00 | 0 | 0 | 0 | 0 | 331889 | 0 | 331889 | 0 | 0 | 0 | 0 | 0 | 0 | 0 | 0 | 0 | 0 | 0 | 0 | 0 | 0 | 0 | 0 | 0 | 0 | 0 | 0 | 0
2016-03-14 07:00 | 0 | 0 | 0 | 0 | 325049 | 0 | 325049 | 0 | 0 | 0 | 0 | 0 | 0 | 0 | 0 | 0 | 0 | 0 | 0 | 0 | 0 | 0 | 0 | 0 | 0 | 0 | 0 | 0
2016-03-14 08:00 | 0 | 0 | 0 | 0 | 326183 | 0 | 326183 | 0 | 0 | 0 | 0 | 0 | 0 | 0 | 0 | 0 | 0 | 0 | 0 | 0 | 0 | 0 | 0 | 0 | 0 | 0 | 0 | 0
2016-03-14 09:00 | 0 | 0 | 0 | 0 | 338931 | 0 | 338931 | 0 | 0 | 0 | 0 | 0 | 0 | 0 | 0 | 0 | 0 | 0 | 0 | 0 | 0 | 0 | 0 | 0 | 0 | 0 | 0 | 0
2016-03-14 10:00 | 0 | 0 | 0 | 0 | 362356 | 0 | 362356 | 0 | 0 | 0 | 0 | 0 | 0 | 0 | 0 | 0 | 0 | 0 | 0 | 0 | 0 | 0 | 0 | 0 | 0 | 0 | 0 | 0
2016-03-14 11:00 | 0 | 0 | 0 | 0 | 391876 | 0 | 391876 | 0 | 0 | 0 | 0 | 0 | 0 | 0 | 0 | 0 | 0 | 0 | 0 | 0 | 0 | 0 | 0 | 0 | 0 | 0 | 0 | 0
2016-03-14 12:00 | 0 | 0 | 0 | 0 | 409185 | 0 | 409185 | 0 | 0 | 0 | 0 | 0 | 0 | 0 | 0 | 0 | 0 | 0 | 0 | 0 | 0 | 0 | 0 | 0 | 0 | 0 | 0 | 0
2016-03-14 13:00 | 0 | 0 | 0 | 0 | 371530.4087 | 48924.5913 | 420455 | 0 | 0 | 0 | 0 | 0 | 0 | 0 | 0 | 0 | 0 | 0 | 0 | 0 | 0 | 0 | 0 | 0 | 0 | 0 | 0 | 0
2016-03-14 14:00 | 0 | 0 | 0 | 0 | 35508.712 | 394435.288 | 429944 | 0 | 0 | 0 | 0 | 0 | 0 | 0 | 0 | 0 | 0 | 0 | 0 | 0 | 0 | 0 | 0 | 0 | 0 | 0 | 0 | 0
2016-03-14 15:00 | 0 | 0 | 0 | 0 | 0 | 631017.3809 | 437125 | 0 | 0 | 0 | 0 | 61870.256 | 0 | 0 | 0 | 0 | 132022.1249 | 0 | 0 | 0 | 0 | 0 | 61870.256 | 0 | 0 | 0 | 0 | 132022.1249
2016-03-14 16:00 | 0 | 0 | 0 | 0 | 0 | 687106.9179 | 440561 | 0 | 0 | 0 | 0 | 61870.256 | 0 | 0 | 0 | 0 | 378568.0427 | 0 | 0 | 0 | 0 | 0 | 0 | 0 | 0 | 0 | 0 | 246545.9179
2016-03-14 17:00 | 0 | 0 | 0 | 0 | 0 | 686016.5226 | 443657 | 0 | 0 | 0 | 0 | 61870.256 | 0 | 0 | 0 | 0 | 620927.5654 | 0 | 0 | 0 | 0 | 0 | 0 | 0 | 0 | 0 | 0 | 242359.5226
2016-03-14 18:00 | 0 | 0 | 0 | 0 | 0 | 674623.1346 | 446603 | 0 | 0 | 0 | 0 | 61870.256 | 0 | 0 | 0 | 0 | 848947.6999 | 0 | 0 | 0 | 0 | 0 | 0 | 0 | 0 | 0 | 0 | 228020.1346
2016-03-14 19:00 | 0 | 0 | 0 | 0 | 0 | 666640.6101 | 448872 | 0 | 0 | 0 | 0 | 61870.256 | 0 | 0 | 0 | 0 | 1066716.31 | 0 | 0 | 0 | 0 | 0 | 0 | 0 | 0 | 0 | 0 | 217768.6101
2016-03-14 20:00 | 0 | 0 | 0 | 0 | 0 | 671229.2995 | 450737 | 0 | 0 | 0 | 0 | 0 | 0 | 0 | 0 | 0 | 1349078.8656 | 0 | 0 | 0 | 0 | 0 | -61870.256 | 0 | 0 | 0 | 0 | 282362.5555
2016-03-14 21:00 | 0 | 0 | 0 | 0 | 0 | 674082.2541 | 452592 | 0 | 0 | 0 | 0 | 0 | 0 | 0 | 0 | 0 | 1570569.1197 | 0 | 0 | 0 | 0 | 0 | 0 | 0 | 0 | 0 | 0 | 221490.2541
2016-03-14 22:00 | 0 | 0 | 0 | 0 | 0 | 642192.0247 | 452529 | 0 | 0 | 0 | 0 | 61870.256 | 0 | 0 | 0 | 0 | 1698361.8884 | 0 | 0 | 0 | 0 | 0 | 61870.256 | 0 | 0 | 0 | 0 | 127792.7687
2016-03-14 23:00 | 0 | 0 | 0 | 0 | 0 | 513205.4436 | 452786 | 0 | 0 | 0 | 0 | 61870.256 | 0 | 0 | 0 | 0 | 1758781.3319 | 0 | 0 | 0 | 0 | 0 | 0 | 0 | 0 | 0 | 0 | 60419.4436
2016-03-15 | 0 | 0 | 0 | 0 | 0 | 225466.3666 | 455067 | 0 | 0 | 0 | 0 | 61870.256 | 0 | 0 | 0 | 0 | 1529180.6985 | 0 | 0 | 0 | 0 | 0 | 0 | 0 | 0 | 0 | 0 | -229600.6334
2016-03-15 01:00 | 0 | 0 | 0 | 0 | 138546.8606 | 5584.3843 | 447983 | 0 | 0 | 0 | 0 | 61870.256 | 0 | 0 | 0 | 0 | 1225328.9435 | 0 | 0 | 0 | 0 | 0 | 0 | 0 | 0 | 0 | 0 | -303851.755
2016-03-15 02:00 | 0 | 0 | 0 | 0 | 63243.9889 | 0 | 428966 | 0 | 0 | 0 | 0 | 0 | 0 | 0 | 0 | 0 | 921477.1885 | 0 | 0 | 0 | 0 | 0 | -61870.256 | 0 | 0 | 0 | 0 | -303851.755
2016-03-15 03:00 | 0 | 0 | 0 | 0 | 102561.245 | 0 | 406413 | 0 | 0 | 0 | 0 | 0 | 0 | 0 | 0 | 0 | 617625.4334 | 0 | 0 | 0 | 0 | 0 | 0 | 0 | 0 | 0 | 0 | -303851.755
2016-03-15 04:00 | 0 | 0 | 0 | 0 | 78501.245 | 0 | 382353 | 0 | 0 | 0 | 0 | 0 | 0 | 0 | 0 | 0 | 313773.6784 | 0 | 0 | 0 | 0 | 0 | 0 | 0 | 0 | 0 | 0 | -303851.755
2016-03-15 05:00 | 0 | 0 | 0 | 0 | 58321.245 | 0 | 362173 | 0 | 0 | 0 | 0 | 0 | 0 | 0 | 0 | 0 | 9921.9234 | 0 | 0 | 0 | 0 | 0 | 0 | 0 | 0 | 0 | 0 | -303851.755
2016-03-15 06:00 | 0 | 0 | 0 | 0 | 338663.0766 | 0 | 348585 | 0 | 0 | 0 | 0 | 0 | 0 | 0 | 0 | 0 | 0 | 0 | 0 | 0 | 0 | 0 | 0 | 0 | 0 | 0 | 0 | -9921.9234
2016-03-15 07:00 | 0 | 0 | 0 | 0 | 339980 | 0 | 339980 | 0 | 0 | 0 | 0 | 0 | 0 | 0 | 0 | 0 | 0 | 0 | 0 | 0 | 0 | 0 | 0 | 0 | 0 | 0 | 0 | 0
2016-03-15 08:00 | 0 | 0 | 0 | 0 | 339086 | 0 | 339086 | 0 | 0 | 0 | 0 | 0 | 0 | 0 | 0 | 0 | 0 | 0 | 0 | 0 | 0 | 0 | 0 | 0 | 0 | 0 | 0 | 0
2016-03-15 09:00 | 0 | 0 | 0 | 0 | 347259 | 0 | 347259 | 0 | 0 | 0 | 0 | 0 | 0 | 0 | 0 | 0 | 0 | 0 | 0 | 0 | 0 | 0 | 0 | 0 | 0 | 0 | 0 | 0
2016-03-15 10:00 | 0 | 0 | 0 | 0 | 373132 | 0 | 373132 | 0 | 0 | 0 | 0 | 0 | 0 | 0 | 0 | 0 | 0 | 0 | 0 | 0 | 0 | 0 | 0 | 0 | 0 | 0 | 0 | 0
2016-03-15 11:00 | 0 | 0 | 0 | 0 | 400253 | 0 | 400253 | 0 | 0 | 0 | 0 | 0 | 0 | 0 | 0 | 0 | 0 | 0 | 0 | 0 | 0 | 0 | 0 | 0 | 0 | 0 | 0 | 0
2016-03-15 12:00 | 0 | 0 | 0 | 0 | 413051 | 0 | 413051 | 0 | 0 | 0 | 0 | 0 | 0 | 0 | 0 | 0 | 0 | 0 | 0 | 0 | 0 | 0 | 0 | 0 | 0 | 0 | 0 | 0
2016-03-15 13:00 | 0 | 0 | 0 | 0 | 372395.3308 | 48684.6692 | 421080 | 0 | 0 | 0 | 0 | 0 | 0 | 0 | 0 | 0 | 0 | 0 | 0 | 0 | 0 | 0 | 0 | 0 | 0 | 0 | 0 | 0
2016-03-15 14:00 | 0 | 0 | 0 | 0 | 0 | 432157.0526 | 429798 | 0 | 0 | 0 | 0 | 0 | 0 | 0 | 0 | 0 | 2359.0526 | 0 | 0 | 0 | 0 | 0 | 0 | 0 | 0 | 0 | 0 | 2359.0526
2016-03-15 15:00 | 0 | 0 | 0 | 0 | 0 | 669107.6976 | 434747 | 0 | 0 | 0 | 0 | 0 | 0 | 0 | 0 | 0 | 236719.7502 | 0 | 0 | 0 | 0 | 0 | 0 | 0 | 0 | 0 | 0 | 234360.6976
2016-03-15 16:00 | 0 | 0 | 0 | 0 | 0 | 709685.8502 | 438744 | 0 | 0 | 0 | 0 | 0 | 0 | 0 | 0 | 0 | 507661.6004 | 0 | 0 | 0 | 0 | 0 | 0 | 0 | 0 | 0 | 0 | 270941.8502
2016-03-15 17:00 | 0 | 0 | 0 | 0 | 0 | 706692.1906 | 442489 | 0 | 0 | 0 | 0 | 61870.256 | 0 | 0 | 0 | 0 | 709994.535 | 0 | 0 | 0 | 0 | 0 | 61870.256 | 0 | 0 | 0 | 0 | 202332.9346
2016-03-15 18:00 | 0 | 0 | 0 | 0 | 0 | 694712.0676 | 445272 | 0 | 0 | 0 | 0 | 61870.256 | 0 | 0 | 0 | 0 | 959434.6026 | 0 | 0 | 0 | 0 | 0 | 0 | 0 | 0 | 0 | 0 | 249440.0676
2016-03-15 19:00 | 0 | 0 | 0 | 0 | 0 | 686726.5137 | 447216 | 0 | 0 | 0 | 0 | 61870.256 | 0 | 0 | 0 | 0 | 1198945.1164 | 0 | 0 | 0 | 0 | 0 | 0 | 0 | 0 | 0 | 0 | 239510.5137
2016-03-15 20:00 | 0 | 0 | 0 | 0 | 0 | 689585.3716 | 450355 | 0 | 0 | 0 | 0 | 61870.256 | 0 | 0 | 0 | 0 | 1438175.488 | 0 | 0 | 0 | 0 | 0 | 0 | 0 | 0 | 0 | 0 | 239230.3716
2016-03-15 21:00 | 0 | 0 | 0 | 0 | 0 | 681541.6062 | 453096 | 0 | 0 | 0 | 0 | 0 | 0 | 0 | 0 | 0 | 1728491.3503 | 0 | 0 | 0 | 0 | 0 | -61870.256 | 0 | 0 | 0 | 0 | 290315.8623
2016-03-15 22:00 | 0 | 0 | 0 | 0 | 0 | 638126.918 | 451827 | 0 | 0 | 0 | 0 | 61870.256 | 0 | 0 | 0 | 0 | 1852921.0122 | 0 | 0 | 0 | 0 | 0 | 61870.256 | 0 | 0 | 0 | 0 | 124429.6619
2016-03-15 23:00 | 0 | 0 | 0 | 0 | 0 | 509307.0703 | 453300 | 0 | 0 | 0 | 0 | 61870.256 | 0 | 0 | 0 | 0 | 1908928.0825 | 0 | 0 | 0 | 0 | 0 | 0 | 0 | 0 | 0 | 0 | 56007.0703
2016-03-16 | 0 | 0 | 0 | 0 | 0 | 221823.9469 | 457078 | 0 | 0 | 0 | 0 | 61870.256 | 0 | 0 | 0 | 0 | 1673674.0295 | 0 | 0 | 0 | 0 | 0 | 0 | 0 | 0 | 0 | 0 | -235254.0531
2016-03-16 01:00 | 0 | 0 | 0 | 0 | 138470.2049 | 7854.0401 | 450176 | 0 | 0 | 0 | 0 | 61870.256 | 0 | 0 | 0 | 0 | 1369822.2744 | 0 | 0 | 0 | 0 | 0 | 0 | 0 | 0 | 0 | 0 | -303851.755
2016-03-16 02:00 | 0 | 0 | 0 | 0 | 64172.9889 | 0 | 429895 | 0 | 0 | 0 | 0 | 0 | 0 | 0 | 0 | 0 | 1065970.5194 | 0 | 0 | 0 | 0 | 0 | -61870.256 | 0 | 0 | 0 | 0 | -303851.755
2016-03-16 03:00 | 0 | 0 | 0 | 0 | 102138.245 | 0 | 405990 | 0 | 0 | 0 | 0 | 0 | 0 | 0 | 0 | 0 | 762118.7644 | 0 | 0 | 0 | 0 | 0 | 0 | 0 | 0 | 0 | 0 | -303851.755
2016-03-16 04:00 | 0 | 0 | 0 | 0 | 77684.245 | 0 | 381536 | 0 | 0 | 0 | 0 | 0 | 0 | 0 | 0 | 0 | 458267.0093 | 0 | 0 | 0 | 0 | 0 | 0 | 0 | 0 | 0 | 0 | -303851.755
2016-03-16 05:00 | 0 | 0 | 0 | 0 | 58952.245 | 0 | 362804 | 0 | 0 | 0 | 0 | 0 | 0 | 0 | 0 | 0 | 154415.2543 | 0 | 0 | 0 | 0 | 0 | 0 | 0 | 0 | 0 | 0 | -303851.755
2016-03-16 06:00 | 0 | 0 | 0 | 0 | 194047.7457 | 0 | 348463 | 0 | 0 | 0 | 0 | 0 | 0 | 0 | 0 | 0 | 0 | 0 | 0 | 0 | 0 | 0 | 0 | 0 | 0 | 0 | 0 | -154415.2543
2016-03-16 07:00 | 0 | 0 | 0 | 0 | 340052 | 0 | 340052 | 0 | 0 | 0 | 0 | 0 | 0 | 0 | 0 | 0 | 0 | 0 | 0 | 0 | 0 | 0 | 0 | 0 | 0 | 0 | 0 | 0
2016-03-16 08:00 | 0 | 0 | 0 | 0 | 338483 | 0 | 338483 | 0 | 0 | 0 | 0 | 0 | 0 | 0 | 0 | 0 | 0 | 0 | 0 | 0 | 0 | 0 | 0 | 0 | 0 | 0 | 0 | 0
2016-03-16 09:00 | 0 | 0 | 0 | 0 | 347356 | 0 | 347356 | 0 | 0 | 0 | 0 | 0 | 0 | 0 | 0 | 0 | 0 | 0 | 0 | 0 | 0 | 0 | 0 | 0 | 0 | 0 | 0 | 0
2016-03-16 10:00 | 0 | 0 | 0 | 0 | 373130 | 0 | 373130 | 0 | 0 | 0 | 0 | 0 | 0 | 0 | 0 | 0 | 0 | 0 | 0 | 0 | 0 | 0 | 0 | 0 | 0 | 0 | 0 | 0
2016-03-16 11:00 | 0 | 0 | 0 | 0 | 399637 | 0 | 399637 | 0 | 0 | 0 | 0 | 0 | 0 | 0 | 0 | 0 | 0 | 0 | 0 | 0 | 0 | 0 | 0 | 0 | 0 | 0 | 0 | 0
2016-03-16 12:00 | 0 | 0 | 0 | 0 | 411341 | 0 | 411341 | 0 | 0 | 0 | 0 | 0 | 0 | 0 | 0 | 0 | 0 | 0 | 0 | 0 | 0 | 0 | 0 | 0 | 0 | 0 | 0 | 0
2016-03-16 13:00 | 0 | 0 | 0 | 0 | 366153.4875 | 52273.5125 | 418427 | 0 | 0 | 0 | 0 | 0 | 0 | 0 | 0 | 0 | 0 | 0 | 0 | 0 | 0 | 0 | 0 | 0 | 0 | 0 | 0 | 0
2016-03-16 14:00 | 0 | 0 | 0 | 0 | 0 | 430605.9105 | 426785 | 0 | 0 | 0 | 0 | 0 | 0 | 0 | 0 | 0 | 3820.9105 | 0 | 0 | 0 | 0 | 0 | 0 | 0 | 0 | 0 | 0 | 3820.9105
2016-03-16 15:00 | 0 | 0 | 0 | 0 | 0 | 719436.125 | 430950 | 0 | 0 | 0 | 0 | 49936.2431 | 0 | 0 | 0 | 0 | 242370.7924 | 0 | 0 | 0 | 0 | 0 | 49936.2431 | 0 | 0 | 0 | 0 | 238549.8819
2016-03-16 16:00 | 0 | 0 | 0 | 0 | 0 | 749032.768 | 433247 | 0 | 0 | 0 | 0 | 61870.256 | 0 | 0 | 0 | 0 | 546222.5474 | 0 | 0 | 0 | 0 | 0 | 11934.0129 | 0 | 0 | 0 | 0 | 303851.755
2016-03-16 17:00 | 0 | 0 | 0 | 0 | 0 | 737373.4211 | 436321 | 0 | 0 | 0 | 0 | 61870.256 | 0 | 0 | 0 | 0 | 847274.9685 | 0 | 0 | 0 | 0 | 0 | 0 | 0 | 0 | 0 | 0 | 301052.4211
2016-03-16 18:00 | 0 | 0 | 0 | 0 | 0 | 721091.366 | 440033 | 0 | 0 | 0 | 0 | 61870.256 | 0 | 0 | 0 | 0 | 1128333.3345 | 0 | 0 | 0 | 0 | 0 | 0 | 0 | 0 | 0 | 0 | 281058.366
2016-03-16 19:00 | 0 | 0 | 0 | 0 | 0 | 709399.7006 | 441359 | 0 | 0 | 0 | 0 | 26059.2016 | 0 | 0 | 0 | 0 | 1432185.0895 | 0 | 0 | 0 | 0 | 0 | -35811.0544 | 0 | 0 | 0 | 0 | 303851.755
2016-03-16 20:00 | 0 | 0 | 0 | 0 | 0 | 715177.1818 | 442901 | 0 | 0 | 0 | 0 | 61870.256 | 0 | 0 | 0 | 0 | 1668650.2169 | 0 | 0 | 0 | 0 | 0 | 35811.0544 | 0 | 0 | 0 | 0 | 236465.1273
2016-03-16 21:00 | 0 | 0 | 0 | 0 | 0 | 718087.4109 | 445026 | 0 | 0 | 0 | 0 | 61870.256 | 0 | 0 | 0 | 0 | 1941711.6278 | 0 | 0 | 0 | 0 | 0 | 0 | 0 | 0 | 0 | 0 | 273061.4109
2016-03-16 22:00 | 0 | 0 | 0 | 0 | 0 | 690149.6015 | 443029 | 0 | 0 | 0 | 0 | 61870.256 | 0 | 0 | 0 | 0 | 2188832.2292 | 0 | 0 | 0 | 0 | 0 | 0 | 0 | 0 | 0 | 0 | 247120.6015
2016-03-16 23:00 | 0 | 0 | 0 | 0 | 0 | 549802.6831 | 444337 | 0 | 0 | 0 | 0 | 0 | 0 | 0 | 0 | 0 | 2356168.1684 | 0 | 0 | 0 | 0 | 0 | -61870.256 | 0 | 0 | 0 | 0 | 167335.9392
2016-03-17 | 0 | 0 | 0 | 0 | 0 | 240538.1136 | 450102 | 0 | 0 | 0 | 0 | 61870.256 | 0 | 0 | 0 | 0 | 2084734.026 | 0 | 0 | 0 | 0 | 0 | 61870.256 | 0 | 0 | 0 | 0 | -271434.1424
2016-03-17 01:00 | 0 | 0 | 0 | 0 | 132112.3794 | 7787.8656 | 443752 | 0 | 0 | 0 | 0 | 61870.256 | 0 | 0 | 0 | 0 | 1780882.271 | 0 | 0 | 0 | 0 | 0 | 0 | 0 | 0 | 0 | 0 | -303851.755
2016-03-17 02:00 | 0 | 0 | 0 | 0 | 59375.9889 | 0 | 425098 | 0 | 0 | 0 | 0 | 0 | 0 | 0 | 0 | 0 | 1477030.516 | 0 | 0 | 0 | 0 | 0 | -61870.256 | 0 | 0 | 0 | 0 | -303851.755
2016-03-17 03:00 | 0 | 0 | 0 | 0 | 97982.245 | 0 | 401834 | 0 | 0 | 0 | 0 | 0 | 0 | 0 | 0 | 0 | 1173178.7609 | 0 | 0 | 0 | 0 | 0 | 0 | 0 | 0 | 0 | 0 | -303851.755
2016-03-17 04:00 | 0 | 0 | 0 | 0 | 75915.245 | 0 | 379767 | 0 | 0 | 0 | 0 | 0 | 0 | 0 | 0 | 0 | 869327.0059 | 0 | 0 | 0 | 0 | 0 | 0 | 0 | 0 | 0 | 0 | -303851.755
2016-03-17 05:00 | 0 | 0 | 0 | 0 | 56509.245 | 0 | 360361 | 0 | 0 | 0 | 0 | 0 | 0 | 0 | 0 | 0 | 565475.2509 | 0 | 0 | 0 | 0 | 0 | 0 | 0 | 0 | 0 | 0 | -303851.755
2016-03-17 06:00 | 0 | 0 | 0 | 0 | 43559.245 | 0 | 347411 | 0 | 0 | 0 | 0 | 0 | 0 | 0 | 0 | 0 | 261623.4958 | 0 | 0 | 0 | 0 | 0 | 0 | 0 | 0 | 0 | 0 | -303851.755
2016-03-17 07:00 | 0 | 0 | 0 | 0 | 78339.5042 | 0 | 339963 | 0 | 0 | 0 | 0 | 0 | 0 | 0 | 0 | 0 | 0 | 0 | 0 | 0 | 0 | 0 | 0 | 0 | 0 | 0 | 0 | -261623.4958
2016-03-17 08:00 | 0 | 0 | 0 | 0 | 339724 | 0 | 339724 | 0 | 0 | 0 | 0 | 0 | 0 | 0 | 0 | 0 | 0 | 0 | 0 | 0 | 0 | 0 | 0 | 0 | 0 | 0 | 0 | 0
2016-03-17 09:00 | 0 | 0 | 0 | 0 | 349694 | 0 | 349694 | 0 | 0 | 0 | 0 | 0 | 0 | 0 | 0 | 0 | 0 | 0 | 0 | 0 | 0 | 0 | 0 | 0 | 0 | 0 | 0 | 0
2016-03-17 10:00 | 0 | 0 | 0 | 0 | 376622 | 0 | 376622 | 0 | 0 | 0 | 0 | 0 | 0 | 0 | 0 | 0 | 0 | 0 | 0 | 0 | 0 | 0 | 0 | 0 | 0 | 0 | 0 | 0
2016-03-17 11:00 | 0 | 0 | 0 | 0 | 404862 | 0 | 404862 | 0 | 0 | 0 | 0 | 0 | 0 | 0 | 0 | 0 | 0 | 0 | 0 | 0 | 0 | 0 | 0 | 0 | 0 | 0 | 0 | 0
2016-03-17 12:00 | 0 | 0 | 0 | 0 | 416193 | 0 | 416193 | 0 | 0 | 0 | 0 | 0 | 0 | 0 | 0 | 0 | 0 | 0 | 0 | 0 | 0 | 0 | 0 | 0 | 0 | 0 | 0 | 0
2016-03-17 13:00 | 0 | 0 | 0 | 0 | 331796.9849 | 90729.0151 | 422526 | 0 | 0 | 0 | 0 | 0 | 0 | 0 | 0 | 0 | 0 | 0 | 0 | 0 | 0 | 0 | 0 | 0 | 0 | 0 | 0 | 0
2016-03-17 14:00 | 0 | 0 | 0 | 0 | 0 | 435534.6643 | 428195 | 0 | 0 | 0 | 0 | 7339.6643 | 0 | 0 | 0 | 0 | 0 | 0 | 0 | 0 | 0 | 0 | 7339.6643 | 0 | 0 | 0 | 0 | 0
2016-03-17 15:00 | 0 | 0 | 0 | 0 | 0 | 725288.8417 | 431071 | 0 | 0 | 0 | 0 | 0 | 0 | 0 | 0 | 0 | 301557.506 | 0 | 0 | 0 | 0 | 0 | -7339.6643 | 0 | 0 | 0 | 0 | 301557.506
2016-03-17 16:00 | 0 | 0 | 0 | 0 | 0 | 748147.2262 | 431928 | 0 | 0 | 0 | 0 | 50504.6479 | 0 | 0 | 0 | 0 | 567272.0843 | 0 | 0 | 0 | 0 | 0 | 50504.6479 | 0 | 0 | 0 | 0 | 265714.5783
2016-03-17 17:00 | 0 | 0 | 0 | 0 | 0 | 736079.7417 | 433473 | 0 | 0 | 0 | 0 | 49259.6346 | 0 | 0 | 0 | 0 | 871123.8393 | 0 | 0 | 0 | 0 | 0 | -1245.0133 | 0 | 0 | 0 | 0 | 303851.755
2016-03-17 18:00 | 0 | 0 | 0 | 0 | 0 | 718933.9704 | 433891 | 0 | 0 | 0 | 0 | 30450.8499 | 0 | 0 | 0 | 0 | 1174975.5943 | 0 | 0 | 0 | 0 | 0 | -18808.7847 | 0 | 0 | 0 | 0 | 303851.755
2016-03-17 19:00 | 0 | 0 | 0 | 0 | 0 | 706458.9051 | 433058 | 0 | 0 | 0 | 0 | 0 | 0 | 0 | 0 | 0 | 1478827.3494 | 0 | 0 | 0 | 0 | 0 | -30450.8499 | 0 | 0 | 0 | 0 | 303851.755
2016-03-17 20:00 | 0 | 0 | 0 | 0 | 0 | 710994.6877 | 432969 | 0 | 0 | 0 | 0 | 61870.256 | 0 | 0 | 0 | 0 | 1694982.781 | 0 | 0 | 0 | 0 | 0 | 61870.256 | 0 | 0 | 0 | 0 | 216155.4316
2016-03-17 21:00 | 0 | 0 | 0 | 0 | 0 | 712070.2087 | 433016 | 0 | 0 | 0 | 0 | 37072.7097 | 0 | 0 | 0 | 0 | 1998834.536 | 0 | 0 | 0 | 0 | 0 | -24797.5464 | 0 | 0 | 0 | 0 | 303851.755
2016-03-17 22:00 | 0 | 0 | 0 | 0 | 0 | 680482.98 | 431528 | 0 | 0 | 0 | 0 | 61870.256 | 0 | 0 | 0 | 0 | 2222991.9697 | 0 | 0 | 0 | 0 | 0 | 24797.5464 | 0 | 0 | 0 | 0 | 224157.4336
2016-03-17 23:00 | 0 | 0 | 0 | 0 | 0 | 540827.7897 | 434635 | 0 | 0 | 0 | 0 | 0 | 0 | 0 | 0 | 0 | 2391055.0154 | 0 | 0 | 0 | 0 | 0 | -61870.256 | 0 | 0 | 0 | 0 | 168063.0458
2016-03-18 | 0 | 0 | 0 | 0 | 0 | 249460.7116 | 442171 | 0 | 0 | 0 | 0 | 61870.256 | 0 | 0 | 0 | 0 | 2136474.4709 | 0 | 0 | 0 | 0 | 0 | 61870.256 | 0 | 0 | 0 | 0 | -254580.5445
2016-03-18 01:00 | 0 | 0 | 0 | 0 | 121863.7219 | 10294.5231 | 436010 | 0 | 0 | 0 | 0 | 61870.256 | 0 | 0 | 0 | 0 | 1832622.7159 | 0 | 0 | 0 | 0 | 0 | 0 | 0 | 0 | 0 | 0 | -303851.755
2016-03-18 02:00 | 0 | 0 | 0 | 0 | 54010.9889 | 0 | 419733 | 0 | 0 | 0 | 0 | 0 | 0 | 0 | 0 | 0 | 1528770.9609 | 0 | 0 | 0 | 0 | 0 | -61870.256 | 0 | 0 | 0 | 0 | -303851.755
2016-03-18 03:00 | 0 | 0 | 0 | 0 | 95297.245 | 0 | 399149 | 0 | 0 | 0 | 0 | 0 | 0 | 0 | 0 | 0 | 1224919.2058 | 0 | 0 | 0 | 0 | 0 | 0 | 0 | 0 | 0 | 0 | -303851.755
2016-03-18 04:00 | 0 | 0 | 0 | 0 | 74722.245 | 0 | 378574 | 0 | 0 | 0 | 0 | 0 | 0 | 0 | 0 | 0 | 921067.4508 | 0 | 0 | 0 | 0 | 0 | 0 | 0 | 0 | 0 | 0 | -303851.755
2016-03-18 05:00 | 0 | 0 | 0 | 0 | 57320.245 | 0 | 361172 | 0 | 0 | 0 | 0 | 0 | 0 | 0 | 0 | 0 | 617215.6958 | 0 | 0 | 0 | 0 | 0 | 0 | 0 | 0 | 0 | 0 | -303851.755
2016-03-18 06:00 | 0 | 0 | 0 | 0 | 44903.245 | 0 | 348755 | 0 | 0 | 0 | 0 | 0 | 0 | 0 | 0 | 0 | 313363.9408 | 0 | 0 | 0 | 0 | 0 | 0 | 0 | 0 | 0 | 0 | -303851.755
2016-03-18 07:00 | 0 | 0 | 0 | 0 | 37725.245 | 0 | 341577 | 0 | 0 | 0 | 0 | 0 | 0 | 0 | 0 | 0 | 9512.1857 | 0 | 0 | 0 | 0 | 0 | 0 | 0 | 0 | 0 | 0 | -303851.755
2016-03-18 08:00 | 0 | 0 | 0 | 0 | 332158.8143 | 0 | 341671 | 0 | 0 | 0 | 0 | 0 | 0 | 0 | 0 | 0 | 0 | 0 | 0 | 0 | 0 | 0 | 0 | 0 | 0 | 0 | 0 | -9512.1857
2016-03-18 09:00 | 0 | 0 | 0 | 0 | 352041 | 0 | 352041 | 0 | 0 | 0 | 0 | 0 | 0 | 0 | 0 | 0 | 0 | 0 | 0 | 0 | 0 | 0 | 0 | 0 | 0 | 0 | 0 | 0
2016-03-18 10:00 | 0 | 0 | 0 | 0 | 378131 | 0 | 378131 | 0 | 0 | 0 | 0 | 0 | 0 | 0 | 0 | 0 | 0 | 0 | 0 | 0 | 0 | 0 | 0 | 0 | 0 | 0 | 0 | 0
2016-03-18 11:00 | 0 | 0 | 0 | 0 | 405393 | 0 | 405393 | 0 | 0 | 0 | 0 | 0 | 0 | 0 | 0 | 0 | 0 | 0 | 0 | 0 | 0 | 0 | 0 | 0 | 0 | 0 | 0 | 0
2016-03-18 12:00 | 0 | 0 | 0 | 0 | 416764 | 0 | 416764 | 0 | 0 | 0 | 0 | 0 | 0 | 0 | 0 | 0 | 0 | 0 | 0 | 0 | 0 | 0 | 0 | 0 | 0 | 0 | 0 | 0
2016-03-18 13:00 | 0 | 0 | 0 | 0 | 356613.9133 | 66285.0867 | 422899 | 0 | 0 | 0 | 0 | 0 | 0 | 0 | 0 | 0 | 0 | 0 | 0 | 0 | 0 | 0 | 0 | 0 | 0 | 0 | 0 | 0
2016-03-18 14:00 | 0 | 0 | 0 | 0 | 32591.8138 | 395903.1862 | 428495 | 0 | 0 | 0 | 0 | 0 | 0 | 0 | 0 | 0 | 0 | 0 | 0 | 0 | 0 | 0 | 0 | 0 | 0 | 0 | 0 | 0
2016-03-18 15:00 | 0 | 0 | 0 | 0 | 0 | 682826.6567 | 430735 | 0 | 0 | 0 | 0 | 0 | 0 | 0 | 0 | 0 | 252091.6567 | 0 | 0 | 0 | 0 | 0 | 0 | 0 | 0 | 0 | 0 | 252091.6567
2016-03-18 16:00 | 0 | 0 | 0 | 0 | 0 | 724178.3903 | 430355 | 0 | 0 | 0 | 0 | 0 | 0 | 0 | 0 | 0 | 545915.047 | 0 | 0 | 0 | 0 | 0 | 0 | 0 | 0 | 0 | 0 | 293823.3903
2016-03-18 17:00 | 0 | 0 | 0 | 0 | 0 | 728808.603 | 430978 | 0 | 0 | 0 | 0 | 0 | 0 | 0 | 0 | 0 | 843745.65 | 0 | 0 | 0 | 0 | 0 | 0 | 0 | 0 | 0 | 0 | 297830.603
2016-03-18 18:00 | 0 | 0 | 0 | 0 | 0 | 718859.2616 | 430776 | 0 | 0 | 0 | 0 | 0 | 0 | 0 | 0 | 0 | 1131828.9116 | 0 | 0 | 0 | 0 | 0 | 0 | 0 | 0 | 0 | 0 | 288083.2616
2016-03-18 19:00 | 0 | 0 | 0 | 0 | 0 | 711082.2356 | 429869 | 0 | 0 | 0 | 0 | 0 | 0 | 0 | 0 | 0 | 1413042.1472 | 0 | 0 | 0 | 0 | 0 | 0 | 0 | 0 | 0 | 0 | 281213.2356
2016-03-18 20:00 | 0 | 0 | 0 | 0 | 0 | 719652.6813 | 427879 | 0 | 0 | 0 | 0 | 61870.256 | 0 | 0 | 0 | 0 | 1642945.5725 | 0 | 0 | 0 | 0 | 0 | 61870.256 | 0 | 0 | 0 | 0 | 229903.4253
2016-03-18 21:00 | 0 | 0 | 0 | 0 | 0 | 724768.7343 | 426015 | 0 | 0 | 0 | 0 | 61870.256 | 0 | 0 | 0 | 0 | 1941699.3068 | 0 | 0 | 0 | 0 | 0 | 0 | 0 | 0 | 0 | 0 | 298753.7343
2016-03-18 22:00 | 0 | 0 | 0 | 0 | 0 | 699723.0738 | 423443 | 0 | 0 | 0 | 0 | 61870.256 | 0 | 0 | 0 | 0 | 2217979.3806 | 0 | 0 | 0 | 0 | 0 | 0 | 0 | 0 | 0 | 0 | 276280.0738
2016-03-18 23:00 | 0 | 0 | 0 | 0 | 0 | 568761.9038 | 426392 | 0 | 0 | 0 | 0 | 0 | 0 | 0 | 0 | 0 | 2422219.5404 | 0 | 0 | 0 | 0 | 0 | -61870.256 | 0 | 0 | 0 | 0 | 204240.1598
2016-03-19 | 0 | 0 | 0 | 0 | 0 | 251596.0505 | 431619 | 0 | 0 | 0 | 0 | 61870.256 | 0 | 0 | 0 | 0 | 2180326.3349 | 0 | 0 | 0 | 0 | 0 | 61870.256 | 0 | 0 | 0 | 0 | -241893.2055
2016-03-19 01:00 | 0 | 0 | 0 | 0 | 111615.772 | 11354.473 | 426822 | 0 | 0 | 0 | 0 | 61870.256 | 0 | 0 | 0 | 0 | 1876474.5799 | 0 | 0 | 0 | 0 | 0 | 0 | 0 | 0 | 0 | 0 | -303851.755
2016-03-19 02:00 | 0 | 0 | 0 | 0 | 49308.9889 | 0 | 415031 | 0 | 0 | 0 | 0 | 0 | 0 | 0 | 0 | 0 | 1572622.8248 | 0 | 0 | 0 | 0 | 0 | -61870.256 | 0 | 0 | 0 | 0 | -303851.755
2016-03-19 03:00 | 0 | 0 | 0 | 0 | 93505.245 | 0 | 397357 | 0 | 0 | 0 | 0 | 0 | 0 | 0 | 0 | 0 | 1268771.0698 | 0 | 0 | 0 | 0 | 0 | 0 | 0 | 0 | 0 | 0 | -303851.755
2016-03-19 04:00 | 0 | 0 | 0 | 0 | 74301.245 | 0 | 378153 | 0 | 0 | 0 | 0 | 0 | 0 | 0 | 0 | 0 | 964919.3148 | 0 | 0 | 0 | 0 | 0 | 0 | 0 | 0 | 0 | 0 | -303851.755
2016-03-19 05:00 | 0 | 0 | 0 | 0 | 58833.245 | 0 | 362685 | 0 | 0 | 0 | 0 | 0 | 0 | 0 | 0 | 0 | 661067.5597 | 0 | 0 | 0 | 0 | 0 | 0 | 0 | 0 | 0 | 0 | -303851.755
2016-03-19 06:00 | 0 | 0 | 0 | 0 | 46757.245 | 0 | 350609 | 0 | 0 | 0 | 0 | 0 | 0 | 0 | 0 | 0 | 357215.8047 | 0 | 0 | 0 | 0 | 0 | 0 | 0 | 0 | 0 | 0 | -303851.755
2016-03-19 07:00 | 0 | 0 | 0 | 0 | 38989.245 | 0 | 342841 | 0 | 0 | 0 | 0 | 0 | 0 | 0 | 0 | 0 | 53364.0497 | 0 | 0 | 0 | 0 | 0 | 0 | 0 | 0 | 0 | 0 | -303851.755
2016-03-19 08:00 | 0 | 0 | 0 | 0 | 286805.9503 | 0 | 340170 | 0 | 0 | 0 | 0 | 0 | 0 | 0 | 0 | 0 | 0 | 0 | 0 | 0 | 0 | 0 | 0 | 0 | 0 | 0 | 0 | -53364.0497
2016-03-19 09:00 | 0 | 0 | 0 | 0 | 342388 | 0 | 342388 | 0 | 0 | 0 | 0 | 0 | 0 | 0 | 0 | 0 | 0 | 0 | 0 | 0 | 0 | 0 | 0 | 0 | 0 | 0 | 0 | 0
2016-03-19 10:00 | 0 | 0 | 0 | 0 | 351318 | 0 | 351318 | 0 | 0 | 0 | 0 | 0 | 0 | 0 | 0 | 0 | 0 | 0 | 0 | 0 | 0 | 0 | 0 | 0 | 0 | 0 | 0 | 0
2016-03-19 11:00 | 0 | 0 | 0 | 0 | 364242 | 0 | 364242 | 0 | 0 | 0 | 0 | 0 | 0 | 0 | 0 | 0 | 0 | 0 | 0 | 0 | 0 | 0 | 0 | 0 | 0 | 0 | 0 | 0
2016-03-19 12:00 | 0 | 0 | 0 | 0 | 379072 | 0 | 379072 | 0 | 0 | 0 | 0 | 0 | 0 | 0 | 0 | 0 | 0 | 0 | 0 | 0 | 0 | 0 | 0 | 0 | 0 | 0 | 0 | 0
2016-03-19 13:00 | 0 | 0 | 0 | 0 | 289301.2967 | 104697.7033 | 393999 | 0 | 0 | 0 | 0 | 0 | 0 | 0 | 0 | 0 | 0 | 0 | 0 | 0 | 0 | 0 | 0 | 0 | 0 | 0 | 0 | 0
2016-03-19 14:00 | 0 | 0 | 0 | 0 | 0 | 443585.2273 | 404444 | 0 | 0 | 0 | 0 | 0 | 0 | 0 | 0 | 0 | 39141.2273 | 0 | 0 | 0 | 0 | 0 | 0 | 0 | 0 | 0 | 0 | 39141.2273
2016-03-19 15:00 | 0 | 0 | 0 | 0 | 0 | 708823.4949 | 407591 | 0 | 0 | 0 | 0 | 0 | 0 | 0 | 0 | 0 | 340373.7222 | 0 | 0 | 0 | 0 | 0 | 0 | 0 | 0 | 0 | 0 | 301232.4949
2016-03-19 16:00 | 0 | 0 | 0 | 0 | 0 | 709951.755 | 406100 | 0 | 0 | 0 | 0 | 0 | 0 | 0 | 0 | 0 | 644225.4773 | 0 | 0 | 0 | 0 | 0 | 0 | 0 | 0 | 0 | 0 | 303851.755
2016-03-19 17:00 | 0 | 0 | 0 | 0 | 0 | 705804.755 | 401953 | 0 | 0 | 0 | 0 | 0 | 0 | 0 | 0 | 0 | 948077.2323 | 0 | 0 | 0 | 0 | 0 | 0 | 0 | 0 | 0 | 0 | 303851.755
2016-03-19 18:00 | 0 | 0 | 0 | 0 | 0 | 702917.9026 | 396743 | 0 | 0 | 0 | 0 | 2323.1476 | 0 | 0 | 0 | 0 | 1251928.9873 | 0 | 0 | 0 | 0 | 0 | 2323.1476 | 0 | 0 | 0 | 0 | 303851.755
2016-03-19 19:00 | 0 | 0 | 0 | 0 | 0 | 714736.4046 | 392100 | 0 | 0 | 0 | 0 | 21107.7971 | 0 | 0 | 0 | 0 | 1555780.7424 | 0 | 0 | 0 | 0 | 0 | 18784.6495 | 0 | 0 | 0 | 0 | 303851.755
2016-03-19 20:00 | 0 | 0 | 0 | 0 | 0 | 717293.932 | 390815 | 0 | 0 | 0 | 0 | 43734.9741 | 0 | 0 | 0 | 0 | 1859632.4974 | 0 | 0 | 0 | 0 | 0 | 22627.177 | 0 | 0 | 0 | 0 | 303851.755
2016-03-19 21:00 | 0 | 0 | 0 | 0 | 0 | 714388.0369 | 392401 | 0 | 0 | 0 | 0 | 61870.256 | 0 | 0 | 0 | 0 | 2163484.2524 | 0 | 0 | 0 | 0 | 0 | 18135.2819 | 0 | 0 | 0 | 0 | 303851.755
2016-03-19 22:00 | 0 | 0 | 0 | 0 | 0 | 677690.2256 | 394474 | 0 | 0 | 0 | 0 | 41234.7266 | 0 | 0 | 0 | 0 | 2467336.0075 | 0 | 0 | 0 | 0 | 0 | -20635.5294 | 0 | 0 | 0 | 0 | 303851.755
2016-03-19 23:00 | 0 | 0 | 0 | 0 | 0 | 524435.657 | 401004 | 0 | 0 | 0 | 0 | 61870.256 | 0 | 0 | 0 | 0 | 2570132.135 | 0 | 0 | 0 | 0 | 0 | 20635.5294 | 0 | 0 | 0 | 0 | 102796.1276
2016-03-20 | 0 | 0 | 0 | 0 | 0 | 229753.1424 | 411271 | 0 | 0 | 0 | 0 | 61870.256 | 0 | 0 | 0 | 0 | 2388614.2775 | 0 | 0 | 0 | 0 | 0 | 0 | 0 | 0 | 0 | 0 | -181517.8576
2016-03-20 01:00 | 0 | 0 | 0 | 0 | 95312.0594 | 12432.1856 | 411596 | 0 | 0 | 0 | 0 | 61870.256 | 0 | 0 | 0 | 0 | 2084762.5224 | 0 | 0 | 0 | 0 | 0 | 0 | 0 | 0 | 0 | 0 | -303851.755
2016-03-20 02:00 | 0 | 0 | 0 | 0 | 37561.9889 | 0 | 403284 | 0 | 0 | 0 | 0 | 0 | 0 | 0 | 0 | 0 | 1780910.7674 | 0 | 0 | 0 | 0 | 0 | -61870.256 | 0 | 0 | 0 | 0 | -303851.755
2016-03-20 03:00 | 0 | 0 | 0 | 0 | 86231.245 | 0 | 390083 | 0 | 0 | 0 | 0 | 0 | 0 | 0 | 0 | 0 | 1477059.0124 | 0 | 0 | 0 | 0 | 0 | 0 | 0 | 0 | 0 | 0 | -303851.755
2016-03-20 04:00 | 0 | 0 | 0 | 0 | 71457.245 | 0 | 375309 | 0 | 0 | 0 | 0 | 0 | 0 | 0 | 0 | 0 | 1173207.2573 | 0 | 0 | 0 | 0 | 0 | 0 | 0 | 0 | 0 | 0 | -303851.755
2016-03-20 05:00 | 0 | 0 | 0 | 0 | 58638.245 | 0 | 362490 | 0 | 0 | 0 | 0 | 0 | 0 | 0 | 0 | 0 | 869355.5023 | 0 | 0 | 0 | 0 | 0 | 0 | 0 | 0 | 0 | 0 | -303851.755
2016-03-20 06:00 | 0 | 0 | 0 | 0 | 48867.245 | 0 | 352719 | 0 | 0 | 0 | 0 | 0 | 0 | 0 | 0 | 0 | 565503.7473 | 0 | 0 | 0 | 0 | 0 | 0 | 0 | 0 | 0 | 0 | -303851.755
2016-03-20 07:00 | 0 | 0 | 0 | 0 | 43080.245 | 0 | 346932 | 0 | 0 | 0 | 0 | 0 | 0 | 0 | 0 | 0 | 261651.9922 | 0 | 0 | 0 | 0 | 0 | 0 | 0 | 0 | 0 | 0 | -303851.755
2016-03-20 08:00 | 0 | 0 | 0 | 0 | 82730.0078 | 0 | 344382 | 0 | 0 | 0 | 0 | 0 | 0 | 0 | 0 | 0 | 0 | 0 | 0 | 0 | 0 | 0 | 0 | 0 | 0 | 0 | 0 | -261651.9922
2016-03-20 09:00 | 0 | 0 | 0 | 0 | 347241 | 0 | 347241 | 0 | 0 | 0 | 0 | 0 | 0 | 0 | 0 | 0 | 0 | 0 | 0 | 0 | 0 | 0 | 0 | 0 | 0 | 0 | 0 | 0
2016-03-20 10:00 | 0 | 0 | 0 | 0 | 354367 | 0 | 354367 | 0 | 0 | 0 | 0 | 0 | 0 | 0 | 0 | 0 | 0 | 0 | 0 | 0 | 0 | 0 | 0 | 0 | 0 | 0 | 0 | 0
2016-03-20 11:00 | 0 | 0 | 0 | 0 | 366569 | 0 | 366569 | 0 | 0 | 0 | 0 | 0 | 0 | 0 | 0 | 0 | 0 | 0 | 0 | 0 | 0 | 0 | 0 | 0 | 0 | 0 | 0 | 0
2016-03-20 12:00 | 0 | 0 | 0 | 0 | 435525.5785 | 0 | 380362 | 0 | 0 | 0 | 0 | 0 | 0 | 0 | 0 | 0 | 55163.5785 | 0 | 0 | 0 | 0 | 0 | 0 | 0 | 0 | 0 | 0 | 55163.5785
2016-03-20 13:00 | 0 | 0 | 0 | 0 | 241625.3982 | 96111.0233 | 392900 | 0 | 0 | 0 | 0 | 0 | 0 | 0 | 0 | 0 | 0 | 0 | 0 | 0 | 0 | 0 | 0 | 0 | 0 | 0 | 0 | -55163.5785
2016-03-20 14:00 | 0 | 0 | 0 | 0 | 0 | 431960.1949 | 399596 | 0 | 0 | 0 | 0 | 16164.1309 | 0 | 0 | 0 | 0 | 16200.064 | 0 | 0 | 0 | 0 | 0 | 16164.1309 | 0 | 0 | 0 | 0 | 16200.064
2016-03-20 15:00 | 0 | 0 | 0 | 0 | 0 | 688221.6241 | 400534 | 0 | 0 | 0 | 0 | 0 | 0 | 0 | 0 | 0 | 320051.819 | 0 | 0 | 0 | 0 | 0 | -16164.1309 | 0 | 0 | 0 | 0 | 303851.755
2016-03-20 16:00 | 0 | 0 | 0 | 0 | 0 | 704661.755 | 400810 | 0 | 0 | 0 | 0 | 0 | 0 | 0 | 0 | 0 | 623903.574 | 0 | 0 | 0 | 0 | 0 | 0 | 0 | 0 | 0 | 0 | 303851.755
2016-03-20 17:00 | 0 | 0 | 0 | 0 | 0 | 703953.755 | 400102 | 0 | 0 | 0 | 0 | 0 | 0 | 0 | 0 | 0 | 927755.3291 | 0 | 0 | 0 | 0 | 0 | 0 | 0 | 0 | 0 | 0 | 303851.755
2016-03-20 18:00 | 0 | 0 | 0 | 0 | 0 | 701295.755 | 397444 | 0 | 0 | 0 | 0 | 0 | 0 | 0 | 0 | 0 | 1231607.0841 | 0 | 0 | 0 | 0 | 0 | 0 | 0 | 0 | 0 | 0 | 303851.755
2016-03-20 19:00 | 0 | 0 | 0 | 0 | 0 | 703664.3399 | 395478 | 0 | 0 | 0 | 0 | 4334.5848 | 0 | 0 | 0 | 0 | 1535458.8391 | 0 | 0 | 0 | 0 | 0 | 4334.5848 | 0 | 0 | 0 | 0 | 303851.755
2016-03-20 20:00 | 0 | 0 | 0 | 0 | 0 | 730339.5753 | 395877 | 0 | 0 | 0 | 0 | 34945.4051 | 0 | 0 | 0 | 0 | 1839310.5942 | 0 | 0 | 0 | 0 | 0 | 30610.8203 | 0 | 0 | 0 | 0 | 303851.755
2016-03-20 21:00 | 0 | 0 | 0 | 0 | 0 | 730438.606 | 399662 | 0 | 0 | 0 | 0 | 61870.256 | 0 | 0 | 0 | 0 | 2143162.3492 | 0 | 0 | 0 | 0 | 0 | 26924.8509 | 0 | 0 | 0 | 0 | 303851.755
2016-03-20 22:00 | 0 | 0 | 0 | 0 | 0 | 704523.6516 | 405572 | 0 | 0 | 0 | 0 | 56970.1526 | 0 | 0 | 0 | 0 | 2447014.1042 | 0 | 0 | 0 | 0 | 0 | -4900.1034 | 0 | 0 | 0 | 0 | 303851.755
2016-03-20 23:00 | 0 | 0 | 0 | 0 | 0 | 568036.7073 | 416082 | 0 | 0 | 0 | 0 | 0 | 0 | 0 | 0 | 0 | 2655938.9641 | 0 | 0 | 0 | 0 | 0 | -56970.1526 | 0 | 0 | 0 | 0 | 208924.8599
2016-03-21 | 0 | 0 | 0 | 0 | 0 | 262300.3178 | 427870 | 0 | 0 | 0 | 0 | 61870.256 | 0 | 0 | 0 | 0 | 2428499.0259 | 0 | 0 | 0 | 0 | 0 | 61870.256 | 0 | 0 | 0 | 0 | -227439.9382
2016-03-21 01:00 | 0 | 0 | 0 | 0 | 113900.0407 | 12016.2042 | 429768 | 0 | 0 | 0 | 0 | 61870.256 | 0 | 0 | 0 | 0 | 2124647.2709 | 0 | 0 | 0 | 0 | 0 | 0 | 0 | 0 | 0 | 0 | -303851.755
2016-03-21 02:00 | 0 | 0 | 0 | 0 | 53501.9889 | 0 | 419224 | 0 | 0 | 0 | 0 | 0 | 0 | 0 | 0 | 0 | 1820795.5159 | 0 | 0 | 0 | 0 | 0 | -61870.256 | 0 | 0 | 0 | 0 | -303851.755
2016-03-21 03:00 | 0 | 0 | 0 | 0 | 100248.245 | 0 | 404100 | 0 | 0 | 0 | 0 | 0 | 0 | 0 | 0 | 0 | 1516943.7608 | 0 | 0 | 0 | 0 | 0 | 0 | 0 | 0 | 0 | 0 | -303851.755
2016-03-21 04:00 | 0 | 0 | 0 | 0 | 83074.245 | 0 | 386926 | 0 | 0 | 0 | 0 | 0 | 0 | 0 | 0 | 0 | 1213092.0058 | 0 | 0 | 0 | 0 | 0 | 0 | 0 | 0 | 0 | 0 | -303851.755
2016-03-21 05:00 | 0 | 0 | 0 | 0 | 70587.245 | 0 | 374439 | 0 | 0 | 0 | 0 | 0 | 0 | 0 | 0 | 0 | 909240.2508 | 0 | 0 | 0 | 0 | 0 | 0 | 0 | 0 | 0 | 0 | -303851.755
2016-03-21 06:00 | 0 | 0 | 0 | 0 | 62732.245 | 0 | 366584 | 0 | 0 | 0 | 0 | 0 | 0 | 0 | 0 | 0 | 605388.4957 | 0 | 0 | 0 | 0 | 0 | 0 | 0 | 0 | 0 | 0 | -303851.755
2016-03-21 07:00 | 0 | 0 | 0 | 0 | 59713.245 | 0 | 363565 | 0 | 0 | 0 | 0 | 0 | 0 | 0 | 0 | 0 | 301536.7407 | 0 | 0 | 0 | 0 | 0 | 0 | 0 | 0 | 0 | 0 | -303851.755
2016-03-21 08:00 | 0 | 0 | 0 | 0 | 65797.2593 | 0 | 367334 | 0 | 0 | 0 | 0 | 0 | 0 | 0 | 0 | 0 | 0 | 0 | 0 | 0 | 0 | 0 | 0 | 0 | 0 | 0 | 0 | -301536.7407
2016-03-21 09:00 | 0 | 0 | 0 | 0 | 382061 | 0 | 382061 | 0 | 0 | 0 | 0 | 0 | 0 | 0 | 0 | 0 | 0 | 0 | 0 | 0 | 0 | 0 | 0 | 0 | 0 | 0 | 0 | 0
2016-03-21 10:00 | 0 | 0 | 0 | 0 | 414117 | 0 | 414117 | 0 | 0 | 0 | 0 | 0 | 0 | 0 | 0 | 0 | 0 | 0 | 0 | 0 | 0 | 0 | 0 | 0 | 0 | 0 | 0 | 0
2016-03-21 11:00 | 0 | 0 | 0 | 0 | 446242 | 0 | 446242 | 0 | 0 | 0 | 0 | 0 | 0 | 0 | 0 | 0 | 0 | 0 | 0 | 0 | 0 | 0 | 0 | 0 | 0 | 0 | 0 | 0
2016-03-21 12:00 | 0 | 0 | 0 | 0 | 459193 | 0 | 459193 | 0 | 0 | 0 | 0 | 0 | 0 | 0 | 0 | 0 | 0 | 0 | 0 | 0 | 0 | 0 | 0 | 0 | 0 | 0 | 0 | 0
2016-03-21 13:00 | 0 | 0 | 0 | 0 | 381831.8127 | 76967.1873 | 458799 | 0 | 0 | 0 | 0 | 0 | 0 | 0 | 0 | 0 | 0 | 0 | 0 | 0 | 0 | 0 | 0 | 0 | 0 | 0 | 0 | 0
2016-03-21 14:00 | 0 | 0 | 0 | 0 | 22201.2923 | 432194.7077 | 454396 | 0 | 0 | 0 | 0 | 0 | 0 | 0 | 0 | 0 | 0 | 0 | 0 | 0 | 0 | 0 | 0 | 0 | 0 | 0 | 0 | 0
2016-03-21 15:00 | 0 | 0 | 0 | 0 | 0 | 617274.583 | 448158 | 0 | 0 | 0 | 0 | 61870.256 | 0 | 0 | 0 | 0 | 107246.3269 | 0 | 0 | 0 | 0 | 0 | 61870.256 | 0 | 0 | 0 | 0 | 107246.3269
2016-03-21 16:00 | 0 | 0 | 0 | 0 | 0 | 666231.4254 | 440472 | 0 | 0 | 0 | 0 | 61870.256 | 0 | 0 | 0 | 0 | 333005.7524 | 0 | 0 | 0 | 0 | 0 | 0 | 0 | 0 | 0 | 0 | 225759.4254
2016-03-21 17:00 | 0 | 0 | 0 | 0 | 0 | 670316.5528 | 433201 | 0 | 0 | 0 | 0 | 0 | 0 | 0 | 0 | 0 | 631991.5612 | 0 | 0 | 0 | 0 | 0 | -61870.256 | 0 | 0 | 0 | 0 | 298985.8089
2016-03-21 18:00 | 0 | 0 | 0 | 0 | 0 | 658584.1665 | 426170 | 0 | 0 | 0 | 0 | 61870.256 | 0 | 0 | 0 | 0 | 802535.4717 | 0 | 0 | 0 | 0 | 0 | 61870.256 | 0 | 0 | 0 | 0 | 170543.9105
2016-03-21 19:00 | 0 | 0 | 0 | 0 | 0 | 647699.6497 | 420613 | 0 | 0 | 0 | 0 | 0 | 0 | 0 | 0 | 0 | 1091492.3775 | 0 | 0 | 0 | 0 | 0 | -61870.256 | 0 | 0 | 0 | 0 | 288956.9058
2016-03-21 20:00 | 0 | 0 | 0 | 0 | 0 | 641507.4426 | 417130 | 0 | 0 | 0 | 0 | 61870.256 | 0 | 0 | 0 | 0 | 1253999.5641 | 0 | 0 | 0 | 0 | 0 | 61870.256 | 0 | 0 | 0 | 0 | 162507.1866
2016-03-21 21:00 | 0 | 0 | 0 | 0 | 0 | 621018.1894 | 417140 | 0 | 0 | 0 | 0 | 0 | 0 | 0 | 0 | 0 | 1519748.0096 | 0 | 0 | 0 | 0 | 0 | -61870.256 | 0 | 0 | 0 | 0 | 265748.4455
2016-03-21 22:00 | 0 | 0 | 0 | 0 | 0 | 562835.1297 | 419473 | 0 | 0 | 0 | 0 | 61870.256 | 0 | 0 | 0 | 0 | 1601239.8833 | 0 | 0 | 0 | 0 | 0 | 61870.256 | 0 | 0 | 0 | 0 | 81491.8737
2016-03-21 23:00 | 0 | 0 | 0 | 0 | 0 | 437982.5763 | 429597 | 0 | 0 | 0 | 0 | 61870.256 | 0 | 0 | 0 | 0 | 1609625.4596 | 0 | 0 | 0 | 0 | 0 | 0 | 0 | 0 | 0 | 0 | 8385.5763
2016-03-22 | 0 | 0 | 0 | 0 | 0 | 187056.5565 | 443841 | 0 | 0 | 0 | 0 | 61870.256 | 0 | 0 | 0 | 0 | 1352841.0161 | 0 | 0 | 0 | 0 | 0 | 0 | 0 | 0 | 0 | 0 | -256784.4435
2016-03-22 01:00 | 0 | 0 | 0 | 0 | 127138.7747 | 12525.4703 | 443516 | 0 | 0 | 0 | 0 | 61870.256 | 0 | 0 | 0 | 0 | 1048989.2611 | 0 | 0 | 0 | 0 | 0 | 0 | 0 | 0 | 0 | 0 | -303851.755
2016-03-22 02:00 | 0 | 0 | 0 | 0 | 63620.9889 | 0 | 429343 | 0 | 0 | 0 | 0 | 0 | 0 | 0 | 0 | 0 | 745137.506 | 0 | 0 | 0 | 0 | 0 | -61870.256 | 0 | 0 | 0 | 0 | -303851.755
2016-03-22 03:00 | 0 | 0 | 0 | 0 | 106050.245 | 0 | 409902 | 0 | 0 | 0 | 0 | 0 | 0 | 0 | 0 | 0 | 441285.751 | 0 | 0 | 0 | 0 | 0 | 0 | 0 | 0 | 0 | 0 | -303851.755
2016-03-22 04:00 | 0 | 0 | 0 | 0 | 87295.245 | 0 | 391147 | 0 | 0 | 0 | 0 | 0 | 0 | 0 | 0 | 0 | 137433.996 | 0 | 0 | 0 | 0 | 0 | 0 | 0 | 0 | 0 | 0 | -303851.755
2016-03-22 05:00 | 0 | 0 | 0 | 0 | 240771.004 | 0 | 378205 | 0 | 0 | 0 | 0 | 0 | 0 | 0 | 0 | 0 | 0 | 0 | 0 | 0 | 0 | 0 | 0 | 0 | 0 | 0 | 0 | -137433.996
2016-03-22 06:00 | 0 | 0 | 0 | 0 | 369958 | 0 | 369958 | 0 | 0 | 0 | 0 | 0 | 0 | 0 | 0 | 0 | 0 | 0 | 0 | 0 | 0 | 0 | 0 | 0 | 0 | 0 | 0 | 0
2016-03-22 07:00 | 0 | 0 | 0 | 0 | 367249 | 0 | 367249 | 0 | 0 | 0 | 0 | 0 | 0 | 0 | 0 | 0 | 0 | 0 | 0 | 0 | 0 | 0 | 0 | 0 | 0 | 0 | 0 | 0
2016-03-22 08:00 | 0 | 0 | 0 | 0 | 370148 | 0 | 370148 | 0 | 0 | 0 | 0 | 0 | 0 | 0 | 0 | 0 | 0 | 0 | 0 | 0 | 0 | 0 | 0 | 0 | 0 | 0 | 0 | 0
2016-03-22 09:00 | 0 | 0 | 0 | 0 | 384088 | 0 | 384088 | 0 | 0 | 0 | 0 | 0 | 0 | 0 | 0 | 0 | 0 | 0 | 0 | 0 | 0 | 0 | 0 | 0 | 0 | 0 | 0 | 0
2016-03-22 10:00 | 0 | 0 | 0 | 0 | 415444 | 0 | 415444 | 0 | 0 | 0 | 0 | 0 | 0 | 0 | 0 | 0 | 0 | 0 | 0 | 0 | 0 | 0 | 0 | 0 | 0 | 0 | 0 | 0
2016-03-22 11:00 | 0 | 0 | 0 | 0 | 444966 | 0 | 444966 | 0 | 0 | 0 | 0 | 0 | 0 | 0 | 0 | 0 | 0 | 0 | 0 | 0 | 0 | 0 | 0 | 0 | 0 | 0 | 0 | 0
2016-03-22 12:00 | 0 | 0 | 0 | 0 | 452497 | 0 | 452497 | 0 | 0 | 0 | 0 | 0 | 0 | 0 | 0 | 0 | 0 | 0 | 0 | 0 | 0 | 0 | 0 | 0 | 0 | 0 | 0 | 0
2016-03-22 13:00 | 0 | 0 | 0 | 0 | 384090.393 | 62981.607 | 447072 | 0 | 0 | 0 | 0 | 0 | 0 | 0 | 0 | 0 | 0 | 0 | 0 | 0 | 0 | 0 | 0 | 0 | 0 | 0 | 0 | 0
2016-03-22 14:00 | 0 | 0 | 0 | 0 | 78930.2424 | 361233.7576 | 440164 | 0 | 0 | 0 | 0 | 0 | 0 | 0 | 0 | 0 | 0 | 0 | 0 | 0 | 0 | 0 | 0 | 0 | 0 | 0 | 0 | 0
2016-03-22 15:00 | 0 | 0 | 0 | 0 | 0 | 566315.9423 | 433376 | 0 | 0 | 0 | 0 | 0 | 0 | 0 | 0 | 0 | 132939.9423 | 0 | 0 | 0 | 0 | 0 | 0 | 0 | 0 | 0 | 0 | 132939.9423
2016-03-22 16:00 | 0 | 0 | 0 | 0 | 0 | 644479.212 | 426274 | 0 | 0 | 0 | 0 | 61870.256 | 0 | 0 | 0 | 0 | 289274.8983 | 0 | 0 | 0 | 0 | 0 | 61870.256 | 0 | 0 | 0 | 0 | 156334.956
2016-03-22 17:00 | 0 | 0 | 0 | 0 | 0 | 658879.7693 | 419962 | 0 | 0 | 0 | 0 | 61870.256 | 0 | 0 | 0 | 0 | 528192.6676 | 0 | 0 | 0 | 0 | 0 | 0 | 0 | 0 | 0 | 0 | 238917.7693
2016-03-22 18:00 | 0 | 0 | 0 | 0 | 0 | 657957.3903 | 415490 | 0 | 0 | 0 | 0 | 61870.256 | 0 | 0 | 0 | 0 | 770660.0578 | 0 | 0 | 0 | 0 | 0 | 0 | 0 | 0 | 0 | 0 | 242467.3903
2016-03-22 19:00 | 0 | 0 | 0 | 0 | 0 | 654730.7063 | 410986 | 0 | 0 | 0 | 0 | 1763.2073 | 0 | 0 | 0 | 0 | 1074511.8128 | 0 | 0 | 0 | 0 | 0 | -60107.0488 | 0 | 0 | 0 | 0 | 303851.755
2016-03-22 20:00 | 0 | 0 | 0 | 0 | 0 | 657151.5126 | 408946 | 0 | 0 | 0 | 0 | 0 | 0 | 0 | 0 | 0 | 1324480.5327 | 0 | 0 | 0 | 0 | 0 | -1763.2073 | 0 | 0 | 0 | 0 | 249968.7198
2016-03-22 21:00 | 0 | 0 | 0 | 0 | 0 | 648192.2976 | 409661 | 0 | 0 | 0 | 0 | 61870.256 | 0 | 0 | 0 | 0 | 1501141.5742 | 0 | 0 | 0 | 0 | 0 | 61870.256 | 0 | 0 | 0 | 0 | 176661.0416
2016-03-22 22:00 | 0 | 0 | 0 | 0 | 0 | 597777.8133 | 411033 | 0 | 0 | 0 | 0 | 61870.256 | 0 | 0 | 0 | 0 | 1687886.3876 | 0 | 0 | 0 | 0 | 0 | 0 | 0 | 0 | 0 | 0 | 186744.8133
2016-03-22 23:00 | 0 | 0 | 0 | 0 | 0 | 493308.1709 | 417740 | 0 | 0 | 0 | 0 | 0 | 0 | 0 | 0 | 0 | 1825324.8145 | 0 | 0 | 0 | 0 | 0 | -61870.256 | 0 | 0 | 0 | 0 | 137438.4269
2016-03-23 | 0 | 0 | 0 | 0 | 0 | 252619.7436 | 429407 | 0 | 0 | 0 | 0 | 61870.256 | 0 | 0 | 0 | 0 | 1586667.3021 | 0 | 0 | 0 | 0 | 0 | 61870.256 | 0 | 0 | 0 | 0 | -238657.5124
2016-03-23 01:00 | 0 | 0 | 0 | 0 | 101462.0762 | 22096.1688 | 427410 | 0 | 0 | 0 | 0 | 61870.256 | 0 | 0 | 0 | 0 | 1282815.5471 | 0 | 0 | 0 | 0 | 0 | 0 | 0 | 0 | 0 | 0 | -303851.755
2016-03-23 02:00 | 0 | 0 | 0 | 0 | 46446.9889 | 0 | 412169 | 0 | 0 | 0 | 0 | 0 | 0 | 0 | 0 | 0 | 978963.7921 | 0 | 0 | 0 | 0 | 0 | -61870.256 | 0 | 0 | 0 | 0 | -303851.755
2016-03-23 03:00 | 0 | 0 | 0 | 0 | 88225.245 | 0 | 392077 | 0 | 0 | 0 | 0 | 0 | 0 | 0 | 0 | 0 | 675112.037 | 0 | 0 | 0 | 0 | 0 | 0 | 0 | 0 | 0 | 0 | -303851.755
2016-03-23 04:00 | 0 | 0 | 0 | 0 | 67583.245 | 0 | 371435 | 0 | 0 | 0 | 0 | 0 | 0 | 0 | 0 | 0 | 371260.282 | 0 | 0 | 0 | 0 | 0 | 0 | 0 | 0 | 0 | 0 | -303851.755
2016-03-23 05:00 | 0 | 0 | 0 | 0 | 51423.245 | 0 | 355275 | 0 | 0 | 0 | 0 | 0 | 0 | 0 | 0 | 0 | 67408.527 | 0 | 0 | 0 | 0 | 0 | 0 | 0 | 0 | 0 | 0 | -303851.755
2016-03-23 06:00 | 0 | 0 | 0 | 0 | 277334.473 | 0 | 344743 | 0 | 0 | 0 | 0 | 0 | 0 | 0 | 0 | 0 | 0 | 0 | 0 | 0 | 0 | 0 | 0 | 0 | 0 | 0 | 0 | -67408.527
2016-03-23 07:00 | 0 | 0 | 0 | 0 | 338507 | 0 | 338507 | 0 | 0 | 0 | 0 | 0 | 0 | 0 | 0 | 0 | 0 | 0 | 0 | 0 | 0 | 0 | 0 | 0 | 0 | 0 | 0 | 0
2016-03-23 08:00 | 0 | 0 | 0 | 0 | 340284 | 0 | 340284 | 0 | 0 | 0 | 0 | 0 | 0 | 0 | 0 | 0 | 0 | 0 | 0 | 0 | 0 | 0 | 0 | 0 | 0 | 0 | 0 | 0
2016-03-23 09:00 | 0 | 0 | 0 | 0 | 351735 | 0 | 351735 | 0 | 0 | 0 | 0 | 0 | 0 | 0 | 0 | 0 | 0 | 0 | 0 | 0 | 0 | 0 | 0 | 0 | 0 | 0 | 0 | 0
2016-03-23 10:00 | 0 | 0 | 0 | 0 | 379557 | 0 | 379557 | 0 | 0 | 0 | 0 | 0 | 0 | 0 | 0 | 0 | 0 | 0 | 0 | 0 | 0 | 0 | 0 | 0 | 0 | 0 | 0 | 0
2016-03-23 11:00 | 0 | 0 | 0 | 0 | 406573 | 0 | 406573 | 0 | 0 | 0 | 0 | 0 | 0 | 0 | 0 | 0 | 0 | 0 | 0 | 0 | 0 | 0 | 0 | 0 | 0 | 0 | 0 | 0
2016-03-23 12:00 | 0 | 0 | 0 | 0 | 417571.912 | 0.087972 | 417572 | 0 | 0 | 0 | 0 | 0 | 0 | 0 | 0 | 0 | 0 | 0 | 0 | 0 | 0 | 0 | 0 | 0 | 0 | 0 | 0 | 0
2016-03-23 13:00 | 0 | 0 | 0 | 0 | 331679.3446 | 88843.6554 | 420523 | 0 | 0 | 0 | 0 | 0 | 0 | 0 | 0 | 0 | 0 | 0 | 0 | 0 | 0 | 0 | 0 | 0 | 0 | 0 | 0 | 0
2016-03-23 14:00 | 0 | 0 | 0 | 0 | 25918.7969 | 397671.2031 | 423590 | 0 | 0 | 0 | 0 | 0 | 0 | 0 | 0 | 0 | 0 | 0 | 0 | 0 | 0 | 0 | 0 | 0 | 0 | 0 | 0 | 0
2016-03-23 15:00 | 0 | 0 | 0 | 0 | 0 | 630674.529 | 423947 | 0 | 0 | 0 | 0 | 0 | 0 | 0 | 0 | 0 | 206727.529 | 0 | 0 | 0 | 0 | 0 | 0 | 0 | 0 | 0 | 0 | 206727.529
2016-03-23 16:00 | 0 | 0 | 0 | 0 | 0 | 711623.0742 | 421960 | 0 | 0 | 0 | 0 | 61870.256 | 0 | 0 | 0 | 0 | 434520.3472 | 0 | 0 | 0 | 0 | 0 | 61870.256 | 0 | 0 | 0 | 0 | 227792.8181
2016-03-23 17:00 | 0 | 0 | 0 | 0 | 0 | 718027.5 | 421085 | 0 | 0 | 0 | 0 | 61870.256 | 0 | 0 | 0 | 0 | 731462.8472 | 0 | 0 | 0 | 0 | 0 | 0 | 0 | 0 | 0 | 0 | 296942.5
2016-03-23 18:00 | 0 | 0 | 0 | 0 | 0 | 708235.2179 | 420827 | 0 | 0 | 0 | 0 | 61870.256 | 0 | 0 | 0 | 0 | 1018871.0651 | 0 | 0 | 0 | 0 | 0 | 0 | 0 | 0 | 0 | 0 | 287408.2179
2016-03-23 19:00 | 0 | 0 | 0 | 0 | 0 | 699217.4139 | 420457 | 0 | 0 | 0 | 0 | 61870.256 | 0 | 0 | 0 | 0 | 1297631.479 | 0 | 0 | 0 | 0 | 0 | 0 | 0 | 0 | 0 | 0 | 278760.4139
2016-03-23 20:00 | 0 | 0 | 0 | 0 | 0 | 701463.2817 | 421559 | 0 | 0 | 0 | 0 | 37922.7828 | 0 | 0 | 0 | 0 | 1601483.234 | 0 | 0 | 0 | 0 | 0 | -23947.4733 | 0 | 0 | 0 | 0 | 303851.755
2016-03-23 21:00 | 0 | 0 | 0 | 0 | 0 | 696758.8561 | 423750 | 0 | 0 | 0 | 0 | 7079.8839 | 0 | 0 | 0 | 0 | 1905334.9891 | 0 | 0 | 0 | 0 | 0 | -30842.8989 | 0 | 0 | 0 | 0 | 303851.755
2016-03-23 22:00 | 0 | 0 | 0 | 0 | 0 | 670067.779 | 424144 | 0 | 0 | 0 | 0 | 61870.256 | 0 | 0 | 0 | 0 | 2096468.3958 | 0 | 0 | 0 | 0 | 0 | 54790.3722 | 0 | 0 | 0 | 0 | 191133.4068
2016-03-23 23:00 | 0 | 0 | 0 | 0 | 0 | 563612.4434 | 428453 | 0 | 0 | 0 | 0 | 61870.256 | 0 | 0 | 0 | 0 | 2231627.8392 | 0 | 0 | 0 | 0 | 0 | 0 | 0 | 0 | 0 | 0 | 135159.4434
2016-03-24 | 0 | 0 | 0 | 0 | 0 | 322132.0147 | 436285 | 0 | 0 | 0 | 0 | 61870.256 | 0 | 0 | 0 | 0 | 2117474.854 | 0 | 0 | 0 | 0 | 0 | 0 | 0 | 0 | 0 | 0 | -114152.9853
2016-03-24 01:00 | 0 | 0 | 0 | 0 | 102752.5382 | 25208.7068 | 431813 | 0 | 0 | 0 | 0 | 61870.256 | 0 | 0 | 0 | 0 | 1813623.0989 | 0 | 0 | 0 | 0 | 0 | 0 | 0 | 0 | 0 | 0 | -303851.755
2016-03-24 02:00 | 0 | 0 | 0 | 0 | 49461.9889 | 0 | 415184 | 0 | 0 | 0 | 0 | 0 | 0 | 0 | 0 | 0 | 1509771.3439 | 0 | 0 | 0 | 0 | 0 | -61870.256 | 0 | 0 | 0 | 0 | -303851.755
2016-03-24 03:00 | 0 | 0 | 0 | 0 | 89396.245 | 0 | 393248 | 0 | 0 | 0 | 0 | 0 | 0 | 0 | 0 | 0 | 1205919.5889 | 0 | 0 | 0 | 0 | 0 | 0 | 0 | 0 | 0 | 0 | -303851.755
2016-03-24 04:00 | 0 | 0 | 0 | 0 | 66928.245 | 0 | 370780 | 0 | 0 | 0 | 0 | 0 | 0 | 0 | 0 | 0 | 902067.8338 | 0 | 0 | 0 | 0 | 0 | 0 | 0 | 0 | 0 | 0 | -303851.755
2016-03-24 05:00 | 0 | 0 | 0 | 0 | 49913.245 | 0 | 353765 | 0 | 0 | 0 | 0 | 0 | 0 | 0 | 0 | 0 | 598216.0788 | 0 | 0 | 0 | 0 | 0 | 0 | 0 | 0 | 0 | 0 | -303851.755
2016-03-24 06:00 | 0 | 0 | 0 | 0 | 38347.245 | 0 | 342199 | 0 | 0 | 0 | 0 | 0 | 0 | 0 | 0 | 0 | 294364.3238 | 0 | 0 | 0 | 0 | 0 | 0 | 0 | 0 | 0 | 0 | -303851.755
2016-03-24 07:00 | 0 | 0 | 0 | 0 | 40900.6762 | 0 | 335265 | 0 | 0 | 0 | 0 | 0 | 0 | 0 | 0 | 0 | 0 | 0 | 0 | 0 | 0 | 0 | 0 | 0 | 0 | 0 | 0 | -294364.3238
2016-03-24 08:00 | 0 | 0 | 0 | 0 | 334414 | 0 | 334414 | 0 | 0 | 0 | 0 | 0 | 0 | 0 | 0 | 0 | 0 | 0 | 0 | 0 | 0 | 0 | 0 | 0 | 0 | 0 | 0 | 0
2016-03-24 09:00 | 0 | 0 | 0 | 0 | 344570 | 0 | 344570 | 0 | 0 | 0 | 0 | 0 | 0 | 0 | 0 | 0 | 0 | 0 | 0 | 0 | 0 | 0 | 0 | 0 | 0 | 0 | 0 | 0
2016-03-24 10:00 | 0 | 0 | 0 | 0 | 369985 | 0 | 369985 | 0 | 0 | 0 | 0 | 0 | 0 | 0 | 0 | 0 | 0 | 0 | 0 | 0 | 0 | 0 | 0 | 0 | 0 | 0 | 0 | 0
2016-03-24 11:00 | 0 | 0 | 0 | 0 | 397052 | 0 | 397052 | 0 | 0 | 0 | 0 | 0 | 0 | 0 | 0 | 0 | 0 | 0 | 0 | 0 | 0 | 0 | 0 | 0 | 0 | 0 | 0 | 0
2016-03-24 12:00 | 0 | 0 | 0 | 0 | 410674.944 | 2.056 | 410677 | 0 | 0 | 0 | 0 | 0 | 0 | 0 | 0 | 0 | 0 | 0 | 0 | 0 | 0 | 0 | 0 | 0 | 0 | 0 | 0 | 0
2016-03-24 13:00 | 0 | 0 | 0 | 0 | 308390.1013 | 109299.8987 | 417690 | 0 | 0 | 0 | 0 | 0 | 0 | 0 | 0 | 0 | 0 | 0 | 0 | 0 | 0 | 0 | 0 | 0 | 0 | 0 | 0 | 0
2016-03-24 14:00 | 0 | 0 | 0 | 0 | 0 | 468943.5436 | 424441 | 0 | 0 | 0 | 0 | 0 | 0 | 0 | 0 | 0 | 44502.5436 | 0 | 0 | 0 | 0 | 0 | 0 | 0 | 0 | 0 | 0 | 44502.5436
2016-03-24 15:00 | 0 | 0 | 0 | 0 | 0 | 730629.755 | 426778 | 0 | 0 | 0 | 0 | 0 | 0 | 0 | 0 | 0 | 348354.2986 | 0 | 0 | 0 | 0 | 0 | 0 | 0 | 0 | 0 | 0 | 303851.755
2016-03-24 16:00 | 0 | 0 | 0 | 0 | 0 | 730227.755 | 426376 | 0 | 0 | 0 | 0 | 0 | 0 | 0 | 0 | 0 | 652206.0537 | 0 | 0 | 0 | 0 | 0 | 0 | 0 | 0 | 0 | 0 | 303851.755
2016-03-24 17:00 | 0 | 0 | 0 | 0 | 0 | 729626.755 | 425775 | 0 | 0 | 0 | 0 | 0 | 0 | 0 | 0 | 0 | 956057.8087 | 0 | 0 | 0 | 0 | 0 | 0 | 0 | 0 | 0 | 0 | 303851.755
2016-03-24 18:00 | 0 | 0 | 0 | 0 | 0 | 753882.7884 | 424162 | 0 | 0 | 0 | 0 | 25869.0333 | 0 | 0 | 0 | 0 | 1259909.5637 | 0 | 0 | 0 | 0 | 0 | 25869.0333 | 0 | 0 | 0 | 0 | 303851.755
2016-03-24 19:00 | 0 | 0 | 0 | 0 | 0 | 739808.1528 | 422130 | 0 | 0 | 0 | 0 | 39695.4311 | 0 | 0 | 0 | 0 | 1563761.3188 | 0 | 0 | 0 | 0 | 0 | 13826.3977 | 0 | 0 | 0 | 0 | 303851.755
2016-03-24 20:00 | 0 | 0 | 0 | 0 | 0 | 739931.8201 | 421635 | 0 | 0 | 0 | 0 | 54140.4961 | 0 | 0 | 0 | 0 | 1867613.0738 | 0 | 0 | 0 | 0 | 0 | 14445.0651 | 0 | 0 | 0 | 0 | 303851.755
2016-03-24 21:00 | 0 | 0 | 0 | 0 | 0 | 733617.515 | 422036 | 0 | 0 | 0 | 0 | 61870.256 | 0 | 0 | 0 | 0 | 2171464.8288 | 0 | 0 | 0 | 0 | 0 | 7729.7599 | 0 | 0 | 0 | 0 | 303851.755
2016-03-24 22:00 | 0 | 0 | 0 | 0 | 0 | 699172.3508 | 421562 | 0 | 0 | 0 | 0 | 61870.256 | 0 | 0 | 0 | 0 | 2449075.1797 | 0 | 0 | 0 | 0 | 0 | 0 | 0 | 0 | 0 | 0 | 277610.3508
2016-03-24 23:00 | 0 | 0 | 0 | 0 | 0 | 583884.1942 | 424048 | 0 | 0 | 0 | 0 | 0 | 0 | 0 | 0 | 0 | 2670781.6299 | 0 | 0 | 0 | 0 | 0 | -61870.256 | 0 | 0 | 0 | 0 | 221706.4502
2016-03-25 | 0 | 0 | 0 | 0 | 0 | 308268.7053 | 429148 | 0 | 0 | 0 | 0 | 61870.256 | 0 | 0 | 0 | 0 | 2488032.0792 | 0 | 0 | 0 | 0 | 0 | 61870.256 | 0 | 0 | 0 | 0 | -182749.5507
2016-03-25 01:00 | 0 | 0 | 0 | 0 | 96586.0786 | 26384.1664 | 426822 | 0 | 0 | 0 | 0 | 61870.256 | 0 | 0 | 0 | 0 | 2184180.3241 | 0 | 0 | 0 | 0 | 0 | 0 | 0 | 0 | 0 | 0 | -303851.755
2016-03-25 02:00 | 0 | 0 | 0 | 0 | 45670.9889 | 0 | 411393 | 0 | 0 | 0 | 0 | 0 | 0 | 0 | 0 | 0 | 1880328.5691 | 0 | 0 | 0 | 0 | 0 | -61870.256 | 0 | 0 | 0 | 0 | -303851.755
2016-03-25 03:00 | 0 | 0 | 0 | 0 | 87496.245 | 0 | 391348 | 0 | 0 | 0 | 0 | 0 | 0 | 0 | 0 | 0 | 1576476.8141 | 0 | 0 | 0 | 0 | 0 | 0 | 0 | 0 | 0 | 0 | -303851.755
2016-03-25 04:00 | 0 | 0 | 0 | 0 | 66766.245 | 0 | 370618 | 0 | 0 | 0 | 0 | 0 | 0 | 0 | 0 | 0 | 1272625.059 | 0 | 0 | 0 | 0 | 0 | 0 | 0 | 0 | 0 | 0 | -303851.755
2016-03-25 05:00 | 0 | 0 | 0 | 0 | 49913.245 | 0 | 353765 | 0 | 0 | 0 | 0 | 0 | 0 | 0 | 0 | 0 | 968773.304 | 0 | 0 | 0 | 0 | 0 | 0 | 0 | 0 | 0 | 0 | -303851.755
2016-03-25 06:00 | 0 | 0 | 0 | 0 | 38182.245 | 0 | 342034 | 0 | 0 | 0 | 0 | 0 | 0 | 0 | 0 | 0 | 664921.549 | 0 | 0 | 0 | 0 | 0 | 0 | 0 | 0 | 0 | 0 | -303851.755
2016-03-25 07:00 | 0 | 0 | 0 | 0 | 31399.245 | 0 | 335251 | 0 | 0 | 0 | 0 | 0 | 0 | 0 | 0 | 0 | 361069.7939 | 0 | 0 | 0 | 0 | 0 | 0 | 0 | 0 | 0 | 0 | -303851.755
2016-03-25 08:00 | 0 | 0 | 0 | 0 | 30447.245 | 0 | 334299 | 0 | 0 | 0 | 0 | 0 | 0 | 0 | 0 | 0 | 57218.0389 | 0 | 0 | 0 | 0 | 0 | 0 | 0 | 0 | 0 | 0 | -303851.755
2016-03-25 09:00 | 0 | 0 | 0 | 0 | 283495.9611 | 0 | 340714 | 0 | 0 | 0 | 0 | 0 | 0 | 0 | 0 | 0 | 0 | 0 | 0 | 0 | 0 | 0 | 0 | 0 | 0 | 0 | 0 | -57218.0389
2016-03-25 10:00 | 0 | 0 | 0 | 0 | 358380 | 0 | 358380 | 0 | 0 | 0 | 0 | 0 | 0 | 0 | 0 | 0 | 0 | 0 | 0 | 0 | 0 | 0 | 0 | 0 | 0 | 0 | 0 | 0
2016-03-25 11:00 | 0 | 0 | 0 | 0 | 380796 | 0 | 380796 | 0 | 0 | 0 | 0 | 0 | 0 | 0 | 0 | 0 | 0 | 0 | 0 | 0 | 0 | 0 | 0 | 0 | 0 | 0 | 0 | 0
2016-03-25 12:00 | 0 | 0 | 0 | 0 | 397201.0881 | 3.9119 | 397205 | 0 | 0 | 0 | 0 | 0 | 0 | 0 | 0 | 0 | 0 | 0 | 0 | 0 | 0 | 0 | 0 | 0 | 0 | 0 | 0 | 0
2016-03-25 13:00 | 0 | 0 | 0 | 0 | 312976.4212 | 97530.5788 | 410507 | 0 | 0 | 0 | 0 | 0 | 0 | 0 | 0 | 0 | 0 | 0 | 0 | 0 | 0 | 0 | 0 | 0 | 0 | 0 | 0 | 0
2016-03-25 14:00 | 0 | 0 | 0 | 0 | 0 | 463848.2646 | 419029 | 0 | 0 | 0 | 0 | 0 | 0 | 0 | 0 | 0 | 44819.2646 | 0 | 0 | 0 | 0 | 0 | 0 | 0 | 0 | 0 | 0 | 44819.2646
2016-03-25 15:00 | 0 | 0 | 0 | 0 | 0 | 678519.2935 | 420350 | 0 | 0 | 0 | 0 | 17929.9783 | 0 | 0 | 0 | 0 | 285058.5798 | 0 | 0 | 0 | 0 | 0 | 17929.9783 | 0 | 0 | 0 | 0 | 240239.3152
2016-03-25 16:00 | 0 | 0 | 0 | 0 | 0 | 709854.9327 | 417424 | 0 | 0 | 0 | 0 | 6509.1559 | 0 | 0 | 0 | 0 | 588910.3348 | 0 | 0 | 0 | 0 | 0 | -11420.8224 | 0 | 0 | 0 | 0 | 303851.755
2016-03-25 17:00 | 0 | 0 | 0 | 0 | 0 | 715981.28 | 413151 | 0 | 0 | 0 | 0 | 5487.6809 | 0 | 0 | 0 | 0 | 892762.0898 | 0 | 0 | 0 | 0 | 0 | -1021.475 | 0 | 0 | 0 | 0 | 303851.755
2016-03-25 18:00 | 0 | 0 | 0 | 0 | 0 | 707622.0741 | 409258 | 0 | 0 | 0 | 0 | 0 | 0 | 0 | 0 | 0 | 1196613.8449 | 0 | 0 | 0 | 0 | 0 | -5487.6809 | 0 | 0 | 0 | 0 | 303851.755
2016-03-25 19:00 | 0 | 0 | 0 | 0 | 0 | 696485.5539 | 405291 | 0 | 0 | 0 | 0 | 0 | 0 | 0 | 0 | 0 | 1487808.3987 | 0 | 0 | 0 | 0 | 0 | 0 | 0 | 0 | 0 | 0 | 291194.5539
2016-03-25 20:00 | 0 | 0 | 0 | 0 | 0 | 695958.3623 | 402461 | 0 | 0 | 0 | 0 | 0 | 0 | 0 | 0 | 0 | 1781305.761 | 0 | 0 | 0 | 0 | 0 | 0 | 0 | 0 | 0 | 0 | 293497.3623
2016-03-25 21:00 | 0 | 0 | 0 | 0 | 0 | 686738.3285 | 401640 | 0 | 0 | 0 | 0 | 61870.256 | 0 | 0 | 0 | 0 | 2004533.8335 | 0 | 0 | 0 | 0 | 0 | 61870.256 | 0 | 0 | 0 | 0 | 223228.0725
2016-03-25 22:00 | 0 | 0 | 0 | 0 | 0 | 646394.5704 | 399619 | 0 | 0 | 0 | 0 | 61870.256 | 0 | 0 | 0 | 0 | 2251309.4039 | 0 | 0 | 0 | 0 | 0 | 0 | 0 | 0 | 0 | 0 | 246775.5704
2016-03-25 23:00 | 0 | 0 | 0 | 0 | 0 | 538239.0054 | 400658 | 0 | 0 | 0 | 0 | 0 | 0 | 0 | 0 | 0 | 2450760.6654 | 0 | 0 | 0 | 0 | 0 | -61870.256 | 0 | 0 | 0 | 0 | 199451.2615
2016-03-26 | 0 | 0 | 0 | 0 | 0 | 292835.1538 | 407842 | 0 | 0 | 0 | 0 | 61870.256 | 0 | 0 | 0 | 0 | 2273883.5631 | 0 | 0 | 0 | 0 | 0 | 61870.256 | 0 | 0 | 0 | 0 | -176877.1022
2016-03-26 01:00 | 0 | 0 | 0 | 0 | 74609.6206 | 27967.6243 | 406429 | 0 | 0 | 0 | 0 | 61870.256 | 0 | 0 | 0 | 0 | 1970031.8081 | 0 | 0 | 0 | 0 | 0 | 0 | 0 | 0 | 0 | 0 | -303851.755
2016-03-26 02:00 | 0 | 0 | 0 | 0 | 30604.9889 | 0 | 396327 | 0 | 0 | 0 | 0 | 0 | 0 | 0 | 0 | 0 | 1666180.0531 | 0 | 0 | 0 | 0 | 0 | -61870.256 | 0 | 0 | 0 | 0 | -303851.755
2016-03-26 03:00 | 0 | 0 | 0 | 0 | 77737.245 | 0 | 381589 | 0 | 0 | 0 | 0 | 0 | 0 | 0 | 0 | 0 | 1362328.298 | 0 | 0 | 0 | 0 | 0 | 0 | 0 | 0 | 0 | 0 | -303851.755
2016-03-26 04:00 | 0 | 0 | 0 | 0 | 61366.245 | 0 | 365218 | 0 | 0 | 0 | 0 | 0 | 0 | 0 | 0 | 0 | 1058476.543 | 0 | 0 | 0 | 0 | 0 | 0 | 0 | 0 | 0 | 0 | -303851.755
2016-03-26 05:00 | 0 | 0 | 0 | 0 | 46839.245 | 0 | 350691 | 0 | 0 | 0 | 0 | 0 | 0 | 0 | 0 | 0 | 754624.788 | 0 | 0 | 0 | 0 | 0 | 0 | 0 | 0 | 0 | 0 | -303851.755
2016-03-26 06:00 | 0 | 0 | 0 | 0 | 37034.245 | 0 | 340886 | 0 | 0 | 0 | 0 | 0 | 0 | 0 | 0 | 0 | 450773.0329 | 0 | 0 | 0 | 0 | 0 | 0 | 0 | 0 | 0 | 0 | -303851.755
2016-03-26 07:00 | 0 | 0 | 0 | 0 | 30054.245 | 0 | 333906 | 0 | 0 | 0 | 0 | 0 | 0 | 0 | 0 | 0 | 146921.2779 | 0 | 0 | 0 | 0 | 0 | 0 | 0 | 0 | 0 | 0 | -303851.755
2016-03-26 08:00 | 0 | 0 | 0 | 0 | 184689.7221 | 0 | 331611 | 0 | 0 | 0 | 0 | 0 | 0 | 0 | 0 | 0 | 0 | 0 | 0 | 0 | 0 | 0 | 0 | 0 | 0 | 0 | 0 | -146921.2779
2016-03-26 09:00 | 0 | 0 | 0 | 0 | 334220 | 0 | 334220 | 0 | 0 | 0 | 0 | 0 | 0 | 0 | 0 | 0 | 0 | 0 | 0 | 0 | 0 | 0 | 0 | 0 | 0 | 0 | 0 | 0
2016-03-26 10:00 | 0 | 0 | 0 | 0 | 342424 | 0 | 342424 | 0 | 0 | 0 | 0 | 0 | 0 | 0 | 0 | 0 | 0 | 0 | 0 | 0 | 0 | 0 | 0 | 0 | 0 | 0 | 0 | 0
2016-03-26 11:00 | 0 | 0 | 0 | 0 | 354664 | 0 | 354664 | 0 | 0 | 0 | 0 | 0 | 0 | 0 | 0 | 0 | 0 | 0 | 0 | 0 | 0 | 0 | 0 | 0 | 0 | 0 | 0 | 0
2016-03-26 12:00 | 0 | 0 | 0 | 0 | 369413.1748 | 9.8252 | 369423 | 0 | 0 | 0 | 0 | 0 | 0 | 0 | 0 | 0 | 0 | 0 | 0 | 0 | 0 | 0 | 0 | 0 | 0 | 0 | 0 | 0
2016-03-26 13:00 | 0 | 0 | 0 | 0 | 292113.1427 | 90131.8573 | 382245 | 0 | 0 | 0 | 0 | 0 | 0 | 0 | 0 | 0 | 0 | 0 | 0 | 0 | 0 | 0 | 0 | 0 | 0 | 0 | 0 | 0
2016-03-26 14:00 | 0 | 0 | 0 | 0 | 0 | 438113.6635 | 389687 | 0 | 0 | 0 | 0 | 0 | 0 | 0 | 0 | 0 | 48426.6635 | 0 | 0 | 0 | 0 | 0 | 0 | 0 | 0 | 0 | 0 | 48426.6635
2016-03-26 15:00 | 0 | 0 | 0 | 0 | 0 | 682319.4694 | 391379 | 0 | 0 | 0 | 0 | 0 | 0 | 0 | 0 | 0 | 339367.1328 | 0 | 0 | 0 | 0 | 0 | 0 | 0 | 0 | 0 | 0 | 290940.4694
2016-03-26 16:00 | 0 | 0 | 0 | 0 | 0 | 693645.755 | 389794 | 0 | 0 | 0 | 0 | 0 | 0 | 0 | 0 | 0 | 643218.8879 | 0 | 0 | 0 | 0 | 0 | 0 | 0 | 0 | 0 | 0 | 303851.755
2016-03-26 17:00 | 0 | 0 | 0 | 0 | 0 | 701383.6435 | 385681 | 0 | 0 | 0 | 0 | 11850.8884 | 0 | 0 | 0 | 0 | 947070.6429 | 0 | 0 | 0 | 0 | 0 | 11850.8884 | 0 | 0 | 0 | 0 | 303851.755
2016-03-26 18:00 | 0 | 0 | 0 | 0 | 0 | 709427.0119 | 381045 | 0 | 0 | 0 | 0 | 36381.1453 | 0 | 0 | 0 | 0 | 1250922.3979 | 0 | 0 | 0 | 0 | 0 | 24530.2569 | 0 | 0 | 0 | 0 | 303851.755
2016-03-26 19:00 | 0 | 0 | 0 | 0 | 0 | 697738.8781 | 378689 | 0 | 0 | 0 | 0 | 51579.2683 | 0 | 0 | 0 | 0 | 1554774.153 | 0 | 0 | 0 | 0 | 0 | 15198.1231 | 0 | 0 | 0 | 0 | 303851.755
2016-03-26 20:00 | 0 | 0 | 0 | 0 | 0 | 692755.7427 | 378613 | 0 | 0 | 0 | 0 | 61870.256 | 0 | 0 | 0 | 0 | 1858625.908 | 0 | 0 | 0 | 0 | 0 | 10290.9877 | 0 | 0 | 0 | 0 | 303851.755
2016-03-26 21:00 | 0 | 0 | 0 | 0 | 0 | 680454.2258 | 380015 | 0 | 0 | 0 | 0 | 58457.7269 | 0 | 0 | 0 | 0 | 2162477.663 | 0 | 0 | 0 | 0 | 0 | -3412.5292 | 0 | 0 | 0 | 0 | 303851.755
2016-03-26 22:00 | 0 | 0 | 0 | 0 | 0 | 645795.1509 | 382175 | 0 | 0 | 0 | 0 | 18226.1227 | 0 | 0 | 0 | 0 | 2466329.4181 | 0 | 0 | 0 | 0 | 0 | -40231.6041 | 0 | 0 | 0 | 0 | 303851.755
2016-03-26 23:00 | 0 | 0 | 0 | 0 | 0 | 543871.8944 | 387402 | 0 | 0 | 0 | 0 | 61870.256 | 0 | 0 | 0 | 0 | 2579155.1791 | 0 | 0 | 0 | 0 | 0 | 43644.1333 | 0 | 0 | 0 | 0 | 112825.7611
2016-03-27 | 0 | 0 | 0 | 0 | 0 | 317232.2097 | 397354 | 0 | 0 | 0 | 0 | 61870.256 | 0 | 0 | 0 | 0 | 2499033.3889 | 0 | 0 | 0 | 0 | 0 | 0 | 0 | 0 | 0 | 0 | -80121.7903
2016-03-27 01:00 | 0 | 0 | 0 | 0 | 64421.9596 | 29480.2854 | 397754 | 0 | 0 | 0 | 0 | 61870.256 | 0 | 0 | 0 | 0 | 2195181.6338 | 0 | 0 | 0 | 0 | 0 | 0 | 0 | 0 | 0 | 0 | -303851.755
2016-03-27 02:00 | 0 | 0 | 0 | 0 | 23495.9889 | 0 | 389218 | 0 | 0 | 0 | 0 | 0 | 0 | 0 | 0 | 0 | 1891329.8788 | 0 | 0 | 0 | 0 | 0 | -61870.256 | 0 | 0 | 0 | 0 | -303851.755
2016-03-27 03:00 | 0 | 0 | 0 | 0 | 71831.245 | 0 | 375683 | 0 | 0 | 0 | 0 | 0 | 0 | 0 | 0 | 0 | 1587478.1238 | 0 | 0 | 0 | 0 | 0 | 0 | 0 | 0 | 0 | 0 | -303851.755
2016-03-27 04:00 | 0 | 0 | 0 | 0 | 55351.245 | 0 | 359203 | 0 | 0 | 0 | 0 | 0 | 0 | 0 | 0 | 0 | 1283626.3687 | 0 | 0 | 0 | 0 | 0 | 0 | 0 | 0 | 0 | 0 | -303851.755
2016-03-27 05:00 | 0 | 0 | 0 | 0 | 39321.245 | 0 | 343173 | 0 | 0 | 0 | 0 | 0 | 0 | 0 | 0 | 0 | 979774.6137 | 0 | 0 | 0 | 0 | 0 | 0 | 0 | 0 | 0 | 0 | -303851.755
2016-03-27 06:00 | 0 | 0 | 0 | 0 | 27349.245 | 0 | 331201 | 0 | 0 | 0 | 0 | 0 | 0 | 0 | 0 | 0 | 675922.8587 | 0 | 0 | 0 | 0 | 0 | 0 | 0 | 0 | 0 | 0 | -303851.755
2016-03-27 07:00 | 0 | 0 | 0 | 0 | 19725.245 | 0 | 323577 | 0 | 0 | 0 | 0 | 0 | 0 | 0 | 0 | 0 | 372071.1036 | 0 | 0 | 0 | 0 | 0 | 0 | 0 | 0 | 0 | 0 | -303851.755
2016-03-27 08:00 | 0 | 0 | 0 | 0 | 16154.245 | 0 | 320006 | 0 | 0 | 0 | 0 | 0 | 0 | 0 | 0 | 0 | 68219.3486 | 0 | 0 | 0 | 0 | 0 | 0 | 0 | 0 | 0 | 0 | -303851.755
2016-03-27 09:00 | 0 | 0 | 0 | 0 | 252782.6514 | 0 | 321002 | 0 | 0 | 0 | 0 | 0 | 0 | 0 | 0 | 0 | 0 | 0 | 0 | 0 | 0 | 0 | 0 | 0 | 0 | 0 | 0 | -68219.3486
2016-03-27 10:00 | 0 | 0 | 0 | 0 | 326695 | 0 | 326695 | 0 | 0 | 0 | 0 | 0 | 0 | 0 | 0 | 0 | 0 | 0 | 0 | 0 | 0 | 0 | 0 | 0 | 0 | 0 | 0 | 0
2016-03-27 11:00 | 0 | 0 | 0 | 0 | 335550 | 0 | 335550 | 0 | 0 | 0 | 0 | 0 | 0 | 0 | 0 | 0 | 0 | 0 | 0 | 0 | 0 | 0 | 0 | 0 | 0 | 0 | 0 | 0
2016-03-27 12:00 | 0 | 0 | 0 | 0 | 350020.1691 | 17.8309 | 350038 | 0 | 0 | 0 | 0 | 0 | 0 | 0 | 0 | 0 | 0 | 0 | 0 | 0 | 0 | 0 | 0 | 0 | 0 | 0 | 0 | 0
2016-03-27 13:00 | 0 | 0 | 0 | 0 | 206410.9726 | 158482.0274 | 364893 | 0 | 0 | 0 | 0 | 0 | 0 | 0 | 0 | 0 | 0 | 0 | 0 | 0 | 0 | 0 | 0 | 0 | 0 | 0 | 0 | 0
2016-03-27 14:00 | 0 | 0 | 0 | 0 | 0 | 485579.8978 | 373526 | 0 | 0 | 0 | 0 | 0 | 0 | 0 | 0 | 0 | 112053.8978 | 0 | 0 | 0 | 0 | 0 | 0 | 0 | 0 | 0 | 0 | 112053.8978
2016-03-27 15:00 | 0 | 0 | 0 | 0 | 0 | 679969.755 | 376118 | 0 | 0 | 0 | 0 | 0 | 0 | 0 | 0 | 0 | 415905.6529 | 0 | 0 | 0 | 0 | 0 | 0 | 0 | 0 | 0 | 0 | 303851.755
2016-03-27 16:00 | 0 | 0 | 0 | 0 | 0 | 680547.755 | 376696 | 0 | 0 | 0 | 0 | 0 | 0 | 0 | 0 | 0 | 719757.4079 | 0 | 0 | 0 | 0 | 0 | 0 | 0 | 0 | 0 | 0 | 303851.755
2016-03-27 17:00 | 0 | 0 | 0 | 0 | 0 | 677901.755 | 374050 | 0 | 0 | 0 | 0 | 0 | 0 | 0 | 0 | 0 | 1023609.1629 | 0 | 0 | 0 | 0 | 0 | 0 | 0 | 0 | 0 | 0 | 303851.755
2016-03-27 18:00 | 0 | 0 | 0 | 0 | 0 | 673275.755 | 369424 | 0 | 0 | 0 | 0 | 0 | 0 | 0 | 0 | 0 | 1327460.918 | 0 | 0 | 0 | 0 | 0 | 0 | 0 | 0 | 0 | 0 | 303851.755
2016-03-27 19:00 | 0 | 0 | 0 | 0 | 0 | 670444.755 | 366593 | 0 | 0 | 0 | 0 | 0 | 0 | 0 | 0 | 0 | 1631312.673 | 0 | 0 | 0 | 0 | 0 | 0 | 0 | 0 | 0 | 0 | 303851.755
2016-03-27 20:00 | 0 | 0 | 0 | 0 | 0 | 669768.755 | 365917 | 0 | 0 | 0 | 0 | 0 | 0 | 0 | 0 | 0 | 1935164.428 | 0 | 0 | 0 | 0 | 0 | 0 | 0 | 0 | 0 | 0 | 303851.755
2016-03-27 21:00 | 0 | 0 | 0 | 0 | 0 | 714957.845 | 366194 | 0 | 0 | 0 | 0 | 44912.0899 | 0 | 0 | 0 | 0 | 2239016.1831 | 0 | 0 | 0 | 0 | 0 | 44912.0899 | 0 | 0 | 0 | 0 | 303851.755
2016-03-27 22:00 | 0 | 0 | 0 | 0 | 0 | 690547.9211 | 369738 | 0 | 0 | 0 | 0 | 61870.256 | 0 | 0 | 0 | 0 | 2542867.9381 | 0 | 0 | 0 | 0 | 0 | 16958.1661 | 0 | 0 | 0 | 0 | 303851.755
2016-03-27 23:00 | 0 | 0 | 0 | 0 | 0 | 572318.6942 | 378549 | 0 | 0 | 0 | 0 | 61870.256 | 0 | 0 | 0 | 0 | 2736637.6323 | 0 | 0 | 0 | 0 | 0 | 0 | 0 | 0 | 0 | 0 | 193769.6942
2016-03-28 | 0 | 0 | 0 | 0 | 0 | 302883.0828 | 389831 | 0 | 0 | 0 | 0 | 61870.256 | 0 | 0 | 0 | 0 | 2649689.7151 | 0 | 0 | 0 | 0 | 0 | 0 | 0 | 0 | 0 | 0 | -86947.9172
2016-03-28 01:00 | 0 | 0 | 0 | 0 | 63131.0826 | 24829.1624 | 391812 | 0 | 0 | 0 | 0 | 61870.256 | 0 | 0 | 0 | 0 | 2345837.9601 | 0 | 0 | 0 | 0 | 0 | 0 | 0 | 0 | 0 | 0 | -303851.755
2016-03-28 02:00 | 0 | 0 | 0 | 0 | 17207.9889 | 0 | 382930 | 0 | 0 | 0 | 0 | 0 | 0 | 0 | 0 | 0 | 2041986.2051 | 0 | 0 | 0 | 0 | 0 | -61870.256 | 0 | 0 | 0 | 0 | -303851.755
2016-03-28 03:00 | 0 | 0 | 0 | 0 | 64213.245 | 0 | 368065 | 0 | 0 | 0 | 0 | 0 | 0 | 0 | 0 | 0 | 1738134.45 | 0 | 0 | 0 | 0 | 0 | 0 | 0 | 0 | 0 | 0 | -303851.755
2016-03-28 04:00 | 0 | 0 | 0 | 0 | 46633.245 | 0 | 350485 | 0 | 0 | 0 | 0 | 0 | 0 | 0 | 0 | 0 | 1434282.695 | 0 | 0 | 0 | 0 | 0 | 0 | 0 | 0 | 0 | 0 | -303851.755
2016-03-28 05:00 | 0 | 0 | 0 | 0 | 33225.245 | 0 | 337077 | 0 | 0 | 0 | 0 | 0 | 0 | 0 | 0 | 0 | 1130430.94 | 0 | 0 | 0 | 0 | 0 | 0 | 0 | 0 | 0 | 0 | -303851.755
2016-03-28 06:00 | 0 | 0 | 0 | 0 | 24321.245 | 0 | 328173 | 0 | 0 | 0 | 0 | 0 | 0 | 0 | 0 | 0 | 826579.1849 | 0 | 0 | 0 | 0 | 0 | 0 | 0 | 0 | 0 | 0 | -303851.755
2016-03-28 07:00 | 0 | 0 | 0 | 0 | 19449.245 | 0 | 323301 | 0 | 0 | 0 | 0 | 0 | 0 | 0 | 0 | 0 | 522727.4299 | 0 | 0 | 0 | 0 | 0 | 0 | 0 | 0 | 0 | 0 | -303851.755
2016-03-28 08:00 | 0 | 0 | 0 | 0 | 20639.245 | 0 | 324491 | 0 | 0 | 0 | 0 | 0 | 0 | 0 | 0 | 0 | 218875.6749 | 0 | 0 | 0 | 0 | 0 | 0 | 0 | 0 | 0 | 0 | -303851.755
2016-03-28 09:00 | 0 | 0 | 0 | 0 | 118148.3251 | 0 | 337024 | 0 | 0 | 0 | 0 | 0 | 0 | 0 | 0 | 0 | 0 | 0 | 0 | 0 | 0 | 0 | 0 | 0 | 0 | 0 | 0 | -218875.6749
2016-03-28 10:00 | 0 | 0 | 0 | 0 | 363343 | 0 | 363343 | 0 | 0 | 0 | 0 | 0 | 0 | 0 | 0 | 0 | 0 | 0 | 0 | 0 | 0 | 0 | 0 | 0 | 0 | 0 | 0 | 0
2016-03-28 11:00 | 0 | 0 | 0 | 0 | 392770 | 0 | 392770 | 0 | 0 | 0 | 0 | 0 | 0 | 0 | 0 | 0 | 0 | 0 | 0 | 0 | 0 | 0 | 0 | 0 | 0 | 0 | 0 | 0
2016-03-28 12:00 | 0 | 0 | 0 | 0 | 410859.3403 | 32.6597 | 410892 | 0 | 0 | 0 | 0 | 0 | 0 | 0 | 0 | 0 | 0 | 0 | 0 | 0 | 0 | 0 | 0 | 0 | 0 | 0 | 0 | 0
2016-03-28 13:00 | 0 | 0 | 0 | 0 | 276586.7839 | 144956.2161 | 421543 | 0 | 0 | 0 | 0 | 0 | 0 | 0 | 0 | 0 | 0 | 0 | 0 | 0 | 0 | 0 | 0 | 0 | 0 | 0 | 0 | 0
2016-03-28 14:00 | 0 | 0 | 0 | 0 | 19169.3398 | 410431.6602 | 429601 | 0 | 0 | 0 | 0 | 0 | 0 | 0 | 0 | 0 | 0 | 0 | 0 | 0 | 0 | 0 | 0 | 0 | 0 | 0 | 0 | 0
2016-03-28 15:00 | 0 | 0 | 0 | 0 | 0 | 572655.7074 | 432761 | 0 | 0 | 0 | 0 | 61870.256 | 0 | 0 | 0 | 0 | 78024.4514 | 0 | 0 | 0 | 0 | 0 | 61870.256 | 0 | 0 | 0 | 0 | 78024.4514
2016-03-28 16:00 | 0 | 0 | 0 | 0 | 0 | 617722.075 | 432650 | 0 | 0 | 0 | 0 | 61870.256 | 0 | 0 | 0 | 0 | 263096.5264 | 0 | 0 | 0 | 0 | 0 | 0 | 0 | 0 | 0 | 0 | 185072.075
2016-03-28 17:00 | 0 | 0 | 0 | 0 | 0 | 629623.7248 | 432249 | 0 | 0 | 0 | 0 | 61870.256 | 0 | 0 | 0 | 0 | 460471.2511 | 0 | 0 | 0 | 0 | 0 | 0 | 0 | 0 | 0 | 0 | 197374.7248
2016-03-28 18:00 | 0 | 0 | 0 | 0 | 0 | 626312.696 | 431364 | 0 | 0 | 0 | 0 | 61870.256 | 0 | 0 | 0 | 0 | 655419.9472 | 0 | 0 | 0 | 0 | 0 | 0 | 0 | 0 | 0 | 0 | 194948.696
2016-03-28 19:00 | 0 | 0 | 0 | 0 | 0 | 615429.9405 | 429831 | 0 | 0 | 0 | 0 | 61870.256 | 0 | 0 | 0 | 0 | 841018.8877 | 0 | 0 | 0 | 0 | 0 | 0 | 0 | 0 | 0 | 0 | 185598.9405
2016-03-28 20:00 | 0 | 0 | 0 | 0 | 0 | 602748.9547 | 428490 | 0 | 0 | 0 | 0 | 61870.256 | 0 | 0 | 0 | 0 | 1015277.8424 | 0 | 0 | 0 | 0 | 0 | 0 | 0 | 0 | 0 | 0 | 174258.9547
2016-03-28 21:00 | 0 | 0 | 0 | 0 | 0 | 575874.6249 | 429216 | 0 | 0 | 0 | 0 | 0 | 0 | 0 | 0 | 0 | 1223806.7233 | 0 | 0 | 0 | 0 | 0 | -61870.256 | 0 | 0 | 0 | 0 | 208528.881
2016-03-28 22:00 | 0 | 0 | 0 | 0 | 0 | 524210.1052 | 428639 | 0 | 0 | 0 | 0 | 61870.256 | 0 | 0 | 0 | 0 | 1257507.5725 | 0 | 0 | 0 | 0 | 0 | 61870.256 | 0 | 0 | 0 | 0 | 33700.8491
2016-03-28 23:00 | 0 | 0 | 0 | 0 | 0 | 411609.0884 | 430926 | 0 | 0 | 0 | 0 | 61870.256 | 0 | 0 | 0 | 0 | 1238190.6609 | 0 | 0 | 0 | 0 | 0 | 0 | 0 | 0 | 0 | 0 | -19316.9116
2016-03-29 | 0 | 0 | 0 | 0 | 0 | 201617.0379 | 437328 | 0 | 0 | 0 | 0 | 0 | 0 | 0 | 0 | 0 | 1064349.9548 | 0 | 0 | 0 | 0 | 0 | -61870.256 | 0 | 0 | 0 | 0 | -173840.7061
2016-03-29 01:00 | 0 | 0 | 0 | 0 | 319694.1039 | 23287.4624 | 433906 | 0 | 0 | 0 | 0 | 61870.256 | 0 | 0 | 0 | 0 | 911555.2651 | 0 | 0 | 0 | 0 | 0 | 61870.256 | 0 | 0 | 0 | 0 | -152794.6897
2016-03-29 02:00 | 0 | 0 | 0 | 0 | 52097.9889 | 0 | 417820 | 0 | 0 | 0 | 0 | 0 | 0 | 0 | 0 | 0 | 607703.5101 | 0 | 0 | 0 | 0 | 0 | -61870.256 | 0 | 0 | 0 | 0 | -303851.755
2016-03-29 03:00 | 0 | 0 | 0 | 0 | 93058.245 | 0 | 396910 | 0 | 0 | 0 | 0 | 0 | 0 | 0 | 0 | 0 | 303851.755 | 0 | 0 | 0 | 0 | 0 | 0 | 0 | 0 | 0 | 0 | -303851.755
2016-03-29 04:00 | 0 | 0 | 0 | 0 | 71217.245 | 0 | 375069 | 0 | 0 | 0 | 0 | 0 | 0 | 0 | 0 | 0 | 0 | 0 | 0 | 0 | 0 | 0 | 0 | 0 | 0 | 0 | 0 | -303851.755
2016-03-29 05:00 | 0 | 0 | 0 | 0 | 359006 | 0 | 359006 | 0 | 0 | 0 | 0 | 0 | 0 | 0 | 0 | 0 | 0 | 0 | 0 | 0 | 0 | 0 | 0 | 0 | 0 | 0 | 0 | 0
2016-03-29 06:00 | 0 | 0 | 0 | 0 | 348076 | 0 | 348076 | 0 | 0 | 0 | 0 | 0 | 0 | 0 | 0 | 0 | 0 | 0 | 0 | 0 | 0 | 0 | 0 | 0 | 0 | 0 | 0 | 0
2016-03-29 07:00 | 0 | 0 | 0 | 0 | 342509 | 0 | 342509 | 0 | 0 | 0 | 0 | 0 | 0 | 0 | 0 | 0 | 0 | 0 | 0 | 0 | 0 | 0 | 0 | 0 | 0 | 0 | 0 | 0
2016-03-29 08:00 | 0 | 0 | 0 | 0 | 342496 | 0 | 342496 | 0 | 0 | 0 | 0 | 0 | 0 | 0 | 0 | 0 | 0 | 0 | 0 | 0 | 0 | 0 | 0 | 0 | 0 | 0 | 0 | 0
2016-03-29 09:00 | 0 | 0 | 0 | 0 | 353594 | 0 | 353594 | 0 | 0 | 0 | 0 | 0 | 0 | 0 | 0 | 0 | 0 | 0 | 0 | 0 | 0 | 0 | 0 | 0 | 0 | 0 | 0 | 0
2016-03-29 10:00 | 0 | 0 | 0 | 0 | 381057 | 0 | 381057 | 0 | 0 | 0 | 0 | 0 | 0 | 0 | 0 | 0 | 0 | 0 | 0 | 0 | 0 | 0 | 0 | 0 | 0 | 0 | 0 | 0
2016-03-29 11:00 | 0 | 0 | 0 | 0 | 409016 | 0 | 409016 | 0 | 0 | 0 | 0 | 0 | 0 | 0 | 0 | 0 | 0 | 0 | 0 | 0 | 0 | 0 | 0 | 0 | 0 | 0 | 0 | 0
2016-03-29 12:00 | 0 | 0 | 0 | 0 | 421254.3482 | 21.6518 | 421276 | 0 | 0 | 0 | 0 | 0 | 0 | 0 | 0 | 0 | 0 | 0 | 0 | 0 | 0 | 0 | 0 | 0 | 0 | 0 | 0 | 0
2016-03-29 13:00 | 0 | 0 | 0 | 0 | 321116.9589 | 104999.0411 | 426116 | 0 | 0 | 0 | 0 | 0 | 0 | 0 | 0 | 0 | 0 | 0 | 0 | 0 | 0 | 0 | 0 | 0 | 0 | 0 | 0 | 0
2016-03-29 14:00 | 0 | 0 | 0 | 0 | 46674.7562 | 383437.2438 | 430112 | 0 | 0 | 0 | 0 | 0 | 0 | 0 | 0 | 0 | 0 | 0 | 0 | 0 | 0 | 0 | 0 | 0 | 0 | 0 | 0 | 0
2016-03-29 15:00 | 0 | 0 | 0 | 0 | 0 | 576087.5323 | 429882 | 0 | 0 | 0 | 0 | 0 | 0 | 0 | 0 | 0 | 146205.5323 | 0 | 0 | 0 | 0 | 0 | 0 | 0 | 0 | 0 | 0 | 146205.5323
2016-03-29 16:00 | 0 | 0 | 0 | 0 | 0 | 629346.2313 | 426445 | 0 | 0 | 0 | 0 | 61870.256 | 0 | 0 | 0 | 0 | 287236.5076 | 0 | 0 | 0 | 0 | 0 | 61870.256 | 0 | 0 | 0 | 0 | 141030.9753
2016-03-29 17:00 | 0 | 0 | 0 | 0 | 0 | 642371.8366 | 423530 | 0 | 0 | 0 | 0 | 0 | 0 | 0 | 0 | 0 | 567948.6003 | 0 | 0 | 0 | 0 | 0 | -61870.256 | 0 | 0 | 0 | 0 | 280712.0927
2016-03-29 18:00 | 0 | 0 | 0 | 0 | 0 | 635179.7934 | 419707 | 0 | 0 | 0 | 0 | 61870.256 | 0 | 0 | 0 | 0 | 721551.1377 | 0 | 0 | 0 | 0 | 0 | 61870.256 | 0 | 0 | 0 | 0 | 153602.5374
2016-03-29 19:00 | 0 | 0 | 0 | 0 | 0 | 623100.7553 | 414668 | 0 | 0 | 0 | 0 | 0 | 0 | 0 | 0 | 0 | 991854.149 | 0 | 0 | 0 | 0 | 0 | -61870.256 | 0 | 0 | 0 | 0 | 270303.0113
2016-03-29 20:00 | 0 | 0 | 0 | 0 | 0 | 608657.3739 | 411618 | 0 | 0 | 0 | 0 | 61870.256 | 0 | 0 | 0 | 0 | 1127023.2668 | 0 | 0 | 0 | 0 | 0 | 61870.256 | 0 | 0 | 0 | 0 | 135169.1178
2016-03-29 21:00 | 0 | 0 | 0 | 0 | 0 | 577823.9112 | 410978 | 0 | 0 | 0 | 0 | 0 | 0 | 0 | 0 | 0 | 1355739.4341 | 0 | 0 | 0 | 0 | 0 | -61870.256 | 0 | 0 | 0 | 0 | 228716.1672
2016-03-29 22:00 | 0 | 0 | 0 | 0 | 0 | 504227.7636 | 411659 | 0 | 0 | 0 | 0 | 0 | 0 | 0 | 0 | 0 | 1448308.1977 | 0 | 0 | 0 | 0 | 0 | 0 | 0 | 0 | 0 | 0 | 92568.7636
2016-03-29 23:00 | 0 | 0 | 0 | 0 | 0 | 367259.4913 | 416763 | 0 | 0 | 0 | 0 | 0 | 0 | 0 | 0 | 0 | 1398804.689 | 0 | 0 | 0 | 0 | 0 | 0 | 0 | 0 | 0 | 0 | -49503.5087
2016-03-30 | 0 | 0 | 0 | 0 | 0 | 196623.2213 | 428876 | 0 | 0 | 0 | 0 | 61870.256 | 0 | 0 | 0 | 0 | 1104681.6542 | 0 | 0 | 0 | 0 | 0 | 61870.256 | 0 | 0 | 0 | 0 | -294123.0348
2016-03-30 01:00 | 0 | 0 | 0 | 0 | 97367.0614 | 25650.1836 | 426869 | 0 | 0 | 0 | 0 | 61870.256 | 0 | 0 | 0 | 0 | 800829.8992 | 0 | 0 | 0 | 0 | 0 | 0 | 0 | 0 | 0 | 0 | -303851.755
2016-03-30 02:00 | 0 | 0 | 0 | 0 | 45506.9889 | 0 | 411229 | 0 | 0 | 0 | 0 | 0 | 0 | 0 | 0 | 0 | 496978.1442 | 0 | 0 | 0 | 0 | 0 | -61870.256 | 0 | 0 | 0 | 0 | -303851.755
2016-03-30 03:00 | 0 | 0 | 0 | 0 | 88091.245 | 0 | 391943 | 0 | 0 | 0 | 0 | 0 | 0 | 0 | 0 | 0 | 193126.3892 | 0 | 0 | 0 | 0 | 0 | 0 | 0 | 0 | 0 | 0 | -303851.755
2016-03-30 04:00 | 0 | 0 | 0 | 0 | 180172.6108 | 0 | 373299 | 0 | 0 | 0 | 0 | 0 | 0 | 0 | 0 | 0 | 0 | 0 | 0 | 0 | 0 | 0 | 0 | 0 | 0 | 0 | 0 | -193126.3892
2016-03-30 05:00 | 0 | 0 | 0 | 0 | 358903 | 0 | 358903 | 0 | 0 | 0 | 0 | 0 | 0 | 0 | 0 | 0 | 0 | 0 | 0 | 0 | 0 | 0 | 0 | 0 | 0 | 0 | 0 | 0
2016-03-30 06:00 | 0 | 0 | 0 | 0 | 348692 | 0 | 348692 | 0 | 0 | 0 | 0 | 0 | 0 | 0 | 0 | 0 | 0 | 0 | 0 | 0 | 0 | 0 | 0 | 0 | 0 | 0 | 0 | 0
2016-03-30 07:00 | 0 | 0 | 0 | 0 | 343985 | 0 | 343985 | 0 | 0 | 0 | 0 | 0 | 0 | 0 | 0 | 0 | 0 | 0 | 0 | 0 | 0 | 0 | 0 | 0 | 0 | 0 | 0 | 0
2016-03-30 08:00 | 0 | 0 | 0 | 0 | 345324 | 0 | 345324 | 0 | 0 | 0 | 0 | 0 | 0 | 0 | 0 | 0 | 0 | 0 | 0 | 0 | 0 | 0 | 0 | 0 | 0 | 0 | 0 | 0
2016-03-30 09:00 | 0 | 0 | 0 | 0 | 354962 | 0 | 354962 | 0 | 0 | 0 | 0 | 0 | 0 | 0 | 0 | 0 | 0 | 0 | 0 | 0 | 0 | 0 | 0 | 0 | 0 | 0 | 0 | 0
2016-03-30 10:00 | 0 | 0 | 0 | 0 | 382679 | 0 | 382679 | 0 | 0 | 0 | 0 | 0 | 0 | 0 | 0 | 0 | 0 | 0 | 0 | 0 | 0 | 0 | 0 | 0 | 0 | 0 | 0 | 0
2016-03-30 11:00 | 0 | 0 | 0 | 0 | 409373 | 0 | 409373 | 0 | 0 | 0 | 0 | 0 | 0 | 0 | 0 | 0 | 0 | 0 | 0 | 0 | 0 | 0 | 0 | 0 | 0 | 0 | 0 | 0
2016-03-30 12:00 | 0 | 0 | 0 | 0 | 419959.5309 | 20.4691 | 419980 | 0 | 0 | 0 | 0 | 0 | 0 | 0 | 0 | 0 | 0 | 0 | 0 | 0 | 0 | 0 | 0 | 0 | 0 | 0 | 0 | 0
2016-03-30 13:00 | 0 | 0 | 0 | 0 | 317513.9262 | 105882.0738 | 423396 | 0 | 0 | 0 | 0 | 0 | 0 | 0 | 0 | 0 | 0 | 0 | 0 | 0 | 0 | 0 | 0 | 0 | 0 | 0 | 0 | 0
2016-03-30 14:00 | 0 | 0 | 0 | 0 | 7596.3707 | 418392.6293 | 425989 | 0 | 0 | 0 | 0 | 0 | 0 | 0 | 0 | 0 | 0 | 0 | 0 | 0 | 0 | 0 | 0 | 0 | 0 | 0 | 0 | 0
2016-03-30 15:00 | 0 | 0 | 0 | 0 | 0 | 643339.0413 | 425878 | 0 | 0 | 0 | 0 | 61870.256 | 0 | 0 | 0 | 0 | 155590.7852 | 0 | 0 | 0 | 0 | 0 | 61870.256 | 0 | 0 | 0 | 0 | 155590.7852
2016-03-30 16:00 | 0 | 0 | 0 | 0 | 0 | 687946.9081 | 423641 | 0 | 0 | 0 | 0 | 61870.256 | 0 | 0 | 0 | 0 | 419896.6933 | 0 | 0 | 0 | 0 | 0 | 0 | 0 | 0 | 0 | 0 | 264305.9081
2016-03-30 17:00 | 0 | 0 | 0 | 0 | 0 | 687155.0868 | 422023 | 0 | 0 | 0 | 0 | 23150.5878 | 0 | 0 | 0 | 0 | 723748.4483 | 0 | 0 | 0 | 0 | 0 | -38719.6683 | 0 | 0 | 0 | 0 | 303851.755
2016-03-30 18:00 | 0 | 0 | 0 | 0 | 0 | 678066.3067 | 419795 | 0 | 0 | 0 | 0 | 61870.256 | 0 | 0 | 0 | 0 | 943300.0867 | 0 | 0 | 0 | 0 | 0 | 38719.6683 | 0 | 0 | 0 | 0 | 219551.6384
2016-03-30 19:00 | 0 | 0 | 0 | 0 | 0 | 668306.1848 | 420096 | 0 | 0 | 0 | 0 | 61870.256 | 0 | 0 | 0 | 0 | 1191510.2716 | 0 | 0 | 0 | 0 | 0 | 0 | 0 | 0 | 0 | 0 | 248210.1848
2016-03-30 20:00 | 0 | 0 | 0 | 0 | 0 | 665357.9713 | 419362 | 0 | 0 | 0 | 0 | 61870.256 | 0 | 0 | 0 | 0 | 1437506.2429 | 0 | 0 | 0 | 0 | 0 | 0 | 0 | 0 | 0 | 0 | 245995.9713
2016-03-30 21:00 | 0 | 0 | 0 | 0 | 0 | 654671.968 | 420230 | 0 | 0 | 0 | 0 | 61870.256 | 0 | 0 | 0 | 0 | 1671948.2109 | 0 | 0 | 0 | 0 | 0 | 0 | 0 | 0 | 0 | 0 | 234441.968
2016-03-30 22:00 | 0 | 0 | 0 | 0 | 0 | 624343.2099 | 421131 | 0 | 0 | 0 | 0 | 0 | 0 | 0 | 0 | 0 | 1937030.6769 | 0 | 0 | 0 | 0 | 0 | -61870.256 | 0 | 0 | 0 | 0 | 265082.466
2016-03-30 23:00 | 0 | 0 | 0 | 0 | 0 | 523210.6439 | 425611 | 0 | 0 | 0 | 0 | 0 | 0 | 0 | 0 | 0 | 2034630.3208 | 0 | 0 | 0 | 0 | 0 | 0 | 0 | 0 | 0 | 0 | 97599.6439
2016-03-31 | 0 | 0 | 0 | 0 | 0 | 306921.687 | 434380 | 0 | 0 | 0 | 0 | 61870.256 | 0 | 0 | 0 | 0 | 1845301.7517 | 0 | 0 | 0 | 0 | 0 | 61870.256 | 0 | 0 | 0 | 0 | -189328.5691
2016-03-31 01:00 | 0 | 0 | 0 | 0 | 81551.6098 | 44052.6352 | 429456 | 0 | 0 | 0 | 0 | 61870.256 | 0 | 0 | 0 | 0 | 1541449.9967 | 0 | 0 | 0 | 0 | 0 | 0 | 0 | 0 | 0 | 0 | -303851.755
2016-03-31 02:00 | 0 | 0 | 0 | 0 | 46589.9889 | 0 | 412312 | 0 | 0 | 0 | 0 | 0 | 0 | 0 | 0 | 0 | 1237598.2417 | 0 | 0 | 0 | 0 | 0 | -61870.256 | 0 | 0 | 0 | 0 | -303851.755
2016-03-31 03:00 | 0 | 0 | 0 | 0 | 88210.245 | 0 | 392062 | 0 | 0 | 0 | 0 | 0 | 0 | 0 | 0 | 0 | 933746.4866 | 0 | 0 | 0 | 0 | 0 | 0 | 0 | 0 | 0 | 0 | -303851.755
2016-03-31 04:00 | 0 | 0 | 0 | 0 | 66756.245 | 0 | 370608 | 0 | 0 | 0 | 0 | 0 | 0 | 0 | 0 | 0 | 629894.7316 | 0 | 0 | 0 | 0 | 0 | 0 | 0 | 0 | 0 | 0 | -303851.755
2016-03-31 05:00 | 0 | 0 | 0 | 0 | 50161.245 | 0 | 354013 | 0 | 0 | 0 | 0 | 0 | 0 | 0 | 0 | 0 | 326042.9766 | 0 | 0 | 0 | 0 | 0 | 0 | 0 | 0 | 0 | 0 | -303851.755
2016-03-31 06:00 | 0 | 0 | 0 | 0 | 38133.245 | 0 | 341985 | 0 | 0 | 0 | 0 | 0 | 0 | 0 | 0 | 0 | 22191.2215 | 0 | 0 | 0 | 0 | 0 | 0 | 0 | 0 | 0 | 0 | -303851.755
2016-03-31 07:00 | 0 | 0 | 0 | 0 | 312739.7785 | 0 | 334931 | 0 | 0 | 0 | 0 | 0 | 0 | 0 | 0 | 0 | 0 | 0 | 0 | 0 | 0 | 0 | 0 | 0 | 0 | 0 | 0 | -22191.2215
2016-03-31 08:00 | 0 | 0 | 0 | 0 | 334585 | 0 | 334585 | 0 | 0 | 0 | 0 | 0 | 0 | 0 | 0 | 0 | 0 | 0 | 0 | 0 | 0 | 0 | 0 | 0 | 0 | 0 | 0 | 0
2016-03-31 09:00 | 0 | 0 | 0 | 0 | 343135 | 0 | 343135 | 0 | 0 | 0 | 0 | 0 | 0 | 0 | 0 | 0 | 0 | 0 | 0 | 0 | 0 | 0 | 0 | 0 | 0 | 0 | 0 | 0
2016-03-31 10:00 | 0 | 0 | 0 | 0 | 366257 | 0 | 366257 | 0 | 0 | 0 | 0 | 0 | 0 | 0 | 0 | 0 | 0 | 0 | 0 | 0 | 0 | 0 | 0 | 0 | 0 | 0 | 0 | 0
2016-03-31 11:00 | 0 | 0 | 0 | 0 | 392250 | 0 | 392250 | 0 | 0 | 0 | 0 | 0 | 0 | 0 | 0 | 0 | 0 | 0 | 0 | 0 | 0 | 0 | 0 | 0 | 0 | 0 | 0 | 0
2016-03-31 12:00 | 0 | 0 | 0 | 0 | 405857.0353 | 77.9647 | 405935 | 0 | 0 | 0 | 0 | 0 | 0 | 0 | 0 | 0 | 0 | 0 | 0 | 0 | 0 | 0 | 0 | 0 | 0 | 0 | 0 | 0
2016-03-31 13:00 | 0 | 0 | 0 | 0 | 254245.9597 | 160851.0403 | 415097 | 0 | 0 | 0 | 0 | 0 | 0 | 0 | 0 | 0 | 0 | 0 | 0 | 0 | 0 | 0 | 0 | 0 | 0 | 0 | 0 | 0
2016-03-31 14:00 | 0 | 0 | 0 | 0 | 0 | 471460.8769 | 424306 | 0 | 0 | 0 | 0 | 47154.8769 | 0 | 0 | 0 | 0 | 0 | 0 | 0 | 0 | 0 | 0 | 47154.8769 | 0 | 0 | 0 | 0 | 0
2016-03-31 15:00 | 0 | 0 | 0 | 0 | 0 | 681125.2692 | 429177 | 0 | 0 | 0 | 0 | 59649.025 | 0 | 0 | 0 | 0 | 239454.1211 | 0 | 0 | 0 | 0 | 0 | 12494.1481 | 0 | 0 | 0 | 0 | 239454.1211
2016-03-31 16:00 | 0 | 0 | 0 | 0 | 0 | 736750.9861 | 430678 | 0 | 0 | 0 | 0 | 61870.256 | 0 | 0 | 0 | 0 | 543305.8761 | 0 | 0 | 0 | 0 | 0 | 2221.2311 | 0 | 0 | 0 | 0 | 303851.755
2016-03-31 17:00 | 0 | 0 | 0 | 0 | 0 | 734814.731 | 432261 | 0 | 0 | 0 | 0 | 61870.256 | 0 | 0 | 0 | 0 | 845859.6071 | 0 | 0 | 0 | 0 | 0 | 0 | 0 | 0 | 0 | 0 | 302553.731
2016-03-31 18:00 | 0 | 0 | 0 | 0 | 0 | 715702.8068 | 433513 | 0 | 0 | 0 | 0 | 61870.256 | 0 | 0 | 0 | 0 | 1128049.4139 | 0 | 0 | 0 | 0 | 0 | 0 | 0 | 0 | 0 | 0 | 282189.8068
2016-03-31 19:00 | 0 | 0 | 0 | 0 | 0 | 694872.7705 | 433019 | 0 | 0 | 0 | 0 | 61870.256 | 0 | 0 | 0 | 0 | 1389903.1844 | 0 | 0 | 0 | 0 | 0 | 0 | 0 | 0 | 0 | 0 | 261853.7705
2016-03-31 20:00 | 0 | 0 | 0 | 0 | 0 | 680479.16 | 433947 | 0 | 0 | 0 | 0 | 4550.661 | 0 | 0 | 0 | 0 | 1693754.9394 | 0 | 0 | 0 | 0 | 0 | -57319.595 | 0 | 0 | 0 | 0 | 303851.755
2016-03-31 21:00 | 0 | 0 | 0 | 0 | 0 | 654467.0209 | 435573 | 0 | 0 | 0 | 0 | 0 | 0 | 0 | 0 | 0 | 1917199.6213 | 0 | 0 | 0 | 0 | 0 | -4550.661 | 0 | 0 | 0 | 0 | 223444.6819
2016-03-31 22:00 | 0 | 0 | 0 | 0 | 0 | 598707.604 | 434337 | 0 | 0 | 0 | 0 | 0 | 0 | 0 | 0 | 0 | 2081570.2253 | 0 | 0 | 0 | 0 | 0 | 0 | 0 | 0 | 0 | 0 | 164370.604
2016-03-31 23:00 | 0 | 0 | 0 | 0 | 0 | 490566.4748 | 435426 | 0 | 0 | 0 | 0 | 61870.256 | 0 | 0 | 0 | 0 | 2074840.444 | 0 | 0 | 0 | 0 | 0 | 61870.256 | 0 | 0 | 0 | 0 | -6729.7813
2016-04-01 | 0 | 0 | 0 | 0 | 0 | 288517.8471 | 439296 | 0 | 0 | 0 | 0 | 61870.256 | 0 | 0 | 0 | 0 | 1924062.2911 | 0 | 0 | 0 | 0 | 0 | 0 | 0 | 0 | 0 | 0 | -150778.1529
2016-04-01 01:00 | 0 | 0 | 0 | 0 | 22470.3915 | 46397.5974 | 434590 | 0 | 0 | 0 | 0 | 0 | 0 | 0 | 0 | 0 | 1620210.5361 | 0 | 0 | 0 | 0 | 0 | -61870.256 | 0 | 0 | 0 | 0 | -303851.755
2016-04-01 02:00 | 0 | 0 | 0 | 0 | 175238.3445 | 0.15648 | 417220 | 0 | 0 | 0 | 0 | 61870.256 | 0 | 0 | 0 | 0 | 1316358.7811 | 0 | 0 | 0 | 0 | 0 | 61870.256 | 0 | 0 | 0 | 0 | -303851.755
2016-04-01 03:00 | 0 | 0 | 0 | 0 | 30638.9889 | 0 | 396361 | 0 | 0 | 0 | 0 | 0 | 0 | 0 | 0 | 0 | 1012507.026 | 0 | 0 | 0 | 0 | 0 | -61870.256 | 0 | 0 | 0 | 0 | -303851.755
2016-04-01 04:00 | 0 | 0 | 0 | 0 | 69913.245 | 0 | 373765 | 0 | 0 | 0 | 0 | 0 | 0 | 0 | 0 | 0 | 708655.271 | 0 | 0 | 0 | 0 | 0 | 0 | 0 | 0 | 0 | 0 | -303851.755
2016-04-01 05:00 | 0 | 0 | 0 | 0 | 51754.245 | 0 | 355606 | 0 | 0 | 0 | 0 | 0 | 0 | 0 | 0 | 0 | 404803.516 | 0 | 0 | 0 | 0 | 0 | 0 | 0 | 0 | 0 | 0 | -303851.755
2016-04-01 06:00 | 0 | 0 | 0 | 0 | 38746.245 | 0 | 342598 | 0 | 0 | 0 | 0 | 0 | 0 | 0 | 0 | 0 | 100951.7609 | 0 | 0 | 0 | 0 | 0 | 0 | 0 | 0 | 0 | 0 | -303851.755
2016-04-01 07:00 | 0 | 0 | 0 | 0 | 233149.2391 | 0 | 334101 | 0 | 0 | 0 | 0 | 0 | 0 | 0 | 0 | 0 | 0 | 0 | 0 | 0 | 0 | 0 | 0 | 0 | 0 | 0 | 0 | -100951.7609
2016-04-01 08:00 | 0 | 0 | 0 | 0 | 332912 | 0 | 332912 | 0 | 0 | 0 | 0 | 0 | 0 | 0 | 0 | 0 | 0 | 0 | 0 | 0 | 0 | 0 | 0 | 0 | 0 | 0 | 0 | 0
2016-04-01 09:00 | 0 | 0 | 0 | 0 | 340789 | 0 | 340789 | 0 | 0 | 0 | 0 | 0 | 0 | 0 | 0 | 0 | 0 | 0 | 0 | 0 | 0 | 0 | 0 | 0 | 0 | 0 | 0 | 0
2016-04-01 10:00 | 0 | 0 | 0 | 0 | 363022 | 0 | 363022 | 0 | 0 | 0 | 0 | 0 | 0 | 0 | 0 | 0 | 0 | 0 | 0 | 0 | 0 | 0 | 0 | 0 | 0 | 0 | 0 | 0
2016-04-01 11:00 | 0 | 0 | 0 | 0 | 389519 | 0 | 389519 | 0 | 0 | 0 | 0 | 0 | 0 | 0 | 0 | 0 | 0 | 0 | 0 | 0 | 0 | 0 | 0 | 0 | 0 | 0 | 0 | 0
2016-04-01 12:00 | 0 | 0 | 0 | 0 | 404954.7995 | 26.2005 | 404981 | 0 | 0 | 0 | 0 | 0 | 0 | 0 | 0 | 0 | 0 | 0 | 0 | 0 | 0 | 0 | 0 | 0 | 0 | 0 | 0 | 0
2016-04-01 13:00 | 0 | 0 | 0 | 0 | 308417.5784 | 107791.4216 | 416209 | 0 | 0 | 0 | 0 | 0 | 0 | 0 | 0 | 0 | 0 | 0 | 0 | 0 | 0 | 0 | 0 | 0 | 0 | 0 | 0 | 0
2016-04-01 14:00 | 0 | 0 | 0 | 0 | 0 | 460717.6473 | 425683 | 0 | 0 | 0 | 0 | 35034.6473 | 0 | 0 | 0 | 0 | 0 | 0 | 0 | 0 | 0 | 0 | 35034.6473 | 0 | 0 | 0 | 0 | 0
2016-04-01 15:00 | 0 | 0 | 0 | 0 | 0 | 647778.174 | 430139 | 0 | 0 | 0 | 0 | 0 | 0 | 0 | 0 | 0 | 252673.8213 | 0 | 0 | 0 | 0 | 0 | -35034.6473 | 0 | 0 | 0 | 0 | 252673.8213
2016-04-01 16:00 | 0 | 0 | 0 | 0 | 0 | 731044.7639 | 430453 | 0 | 0 | 0 | 0 | 18831.9639 | 0 | 0 | 0 | 0 | 534433.6212 | 0 | 0 | 0 | 0 | 0 | 18831.9639 | 0 | 0 | 0 | 0 | 281759.8
2016-04-01 17:00 | 0 | 0 | 0 | 0 | 0 | 733696.8215 | 429766 | 0 | 0 | 0 | 0 | 18911.0304 | 0 | 0 | 0 | 0 | 838285.3763 | 0 | 0 | 0 | 0 | 0 | 79.0665 | 0 | 0 | 0 | 0 | 303851.755
2016-04-01 18:00 | 0 | 0 | 0 | 0 | 0 | 725166.6245 | 427550 | 0 | 0 | 0 | 0 | 12675.8999 | 0 | 0 | 0 | 0 | 1142137.1313 | 0 | 0 | 0 | 0 | 0 | -6235.1305 | 0 | 0 | 0 | 0 | 303851.755
2016-04-01 19:00 | 0 | 0 | 0 | 0 | 0 | 715748.8551 | 424573 | 0 | 0 | 0 | 0 | 0 | 0 | 0 | 0 | 0 | 1445988.8863 | 0 | 0 | 0 | 0 | 0 | -12675.8999 | 0 | 0 | 0 | 0 | 303851.755
2016-04-01 20:00 | 0 | 0 | 0 | 0 | 0 | 719711.8217 | 421807 | 0 | 0 | 0 | 0 | 0 | 0 | 0 | 0 | 0 | 1743893.7081 | 0 | 0 | 0 | 0 | 0 | 0 | 0 | 0 | 0 | 0 | 297904.8217
2016-04-01 21:00 | 0 | 0 | 0 | 0 | 0 | 718930.6171 | 419340 | 0 | 0 | 0 | 0 | 0 | 0 | 0 | 0 | 0 | 2043484.3251 | 0 | 0 | 0 | 0 | 0 | 0 | 0 | 0 | 0 | 0 | 299590.6171
2016-04-01 22:00 | 0 | 0 | 0 | 0 | 0 | 700207.4139 | 415624 | 0 | 0 | 0 | 0 | 0 | 0 | 0 | 0 | 0 | 2328067.739 | 0 | 0 | 0 | 0 | 0 | 0 | 0 | 0 | 0 | 0 | 284583.4139
2016-04-01 23:00 | 0 | 0 | 0 | 0 | 0 | 609120.5234 | 414611 | 0 | 0 | 0 | 0 | 61870.256 | 0 | 0 | 0 | 0 | 2460707.0064 | 0 | 0 | 0 | 0 | 0 | 61870.256 | 0 | 0 | 0 | 0 | 132639.2674
2016-04-02 | 0 | 0 | 0 | 0 | 0 | 391202.5788 | 419217 | 0 | 0 | 0 | 0 | 61870.256 | 0 | 0 | 0 | 0 | 2432692.5852 | 0 | 0 | 0 | 0 | 0 | 0 | 0 | 0 | 0 | 0 | -28014.4212
2016-04-02 01:00 | 0 | 0 | 0 | 0 | 0 | 52107.1802 | 416423 | 0 | 0 | 0 | 0 | 1406.1912 | 0 | 0 | 0 | 0 | 2128840.8301 | 0 | 0 | 0 | 0 | 0 | -60464.0648 | 0 | 0 | 0 | 0 | -303851.755
2016-04-02 02:00 | 0 | 0 | 0 | 0 | 161539.9204 | 0.38937 | 404928 | 0 | 0 | 0 | 0 | 61870.256 | 0 | 0 | 0 | 0 | 1824989.0751 | 0 | 0 | 0 | 0 | 0 | 60464.0648 | 0 | 0 | 0 | 0 | -303851.755
2016-04-02 03:00 | 0 | 0 | 0 | 0 | 22287.9889 | 0 | 388010 | 0 | 0 | 0 | 0 | 0 | 0 | 0 | 0 | 0 | 1521137.3201 | 0 | 0 | 0 | 0 | 0 | -61870.256 | 0 | 0 | 0 | 0 | -303851.755
2016-04-02 04:00 | 0 | 0 | 0 | 0 | 64419.245 | 0 | 368271 | 0 | 0 | 0 | 0 | 0 | 0 | 0 | 0 | 0 | 1217285.565 | 0 | 0 | 0 | 0 | 0 | 0 | 0 | 0 | 0 | 0 | -303851.755
2016-04-02 05:00 | 0 | 0 | 0 | 0 | 49169.245 | 0 | 353021 | 0 | 0 | 0 | 0 | 0 | 0 | 0 | 0 | 0 | 913433.81 | 0 | 0 | 0 | 0 | 0 | 0 | 0 | 0 | 0 | 0 | -303851.755
2016-04-02 06:00 | 0 | 0 | 0 | 0 | 37198.245 | 0 | 341050 | 0 | 0 | 0 | 0 | 0 | 0 | 0 | 0 | 0 | 609582.055 | 0 | 0 | 0 | 0 | 0 | 0 | 0 | 0 | 0 | 0 | -303851.755
2016-04-02 07:00 | 0 | 0 | 0 | 0 | 28931.245 | 0 | 332783 | 0 | 0 | 0 | 0 | 0 | 0 | 0 | 0 | 0 | 305730.3 | 0 | 0 | 0 | 0 | 0 | 0 | 0 | 0 | 0 | 0 | -303851.755
2016-04-02 08:00 | 0 | 0 | 0 | 0 | 26136.245 | 0 | 329988 | 0 | 0 | 0 | 0 | 0 | 0 | 0 | 0 | 0 | 1878.5449 | 0 | 0 | 0 | 0 | 0 | 0 | 0 | 0 | 0 | 0 | -303851.755
2016-04-02 09:00 | 0 | 0 | 0 | 0 | 331364.4551 | 0 | 333243 | 0 | 0 | 0 | 0 | 0 | 0 | 0 | 0 | 0 | 0 | 0 | 0 | 0 | 0 | 0 | 0 | 0 | 0 | 0 | 0 | -1878.5449
2016-04-02 10:00 | 0 | 0 | 0 | 0 | 342208 | 0 | 342208 | 0 | 0 | 0 | 0 | 0 | 0 | 0 | 0 | 0 | 0 | 0 | 0 | 0 | 0 | 0 | 0 | 0 | 0 | 0 | 0 | 0
2016-04-02 11:00 | 0 | 0 | 0 | 0 | 355236 | 0 | 355236 | 0 | 0 | 0 | 0 | 0 | 0 | 0 | 0 | 0 | 0 | 0 | 0 | 0 | 0 | 0 | 0 | 0 | 0 | 0 | 0 | 0
2016-04-02 12:00 | 0 | 0 | 0 | 0 | 369867.0844 | 91.9156 | 369959 | 0 | 0 | 0 | 0 | 0 | 0 | 0 | 0 | 0 | 0 | 0 | 0 | 0 | 0 | 0 | 0 | 0 | 0 | 0 | 0 | 0
2016-04-02 13:00 | 0 | 0 | 0 | 0 | 224723.496 | 159872.504 | 384596 | 0 | 0 | 0 | 0 | 0 | 0 | 0 | 0 | 0 | 0 | 0 | 0 | 0 | 0 | 0 | 0 | 0 | 0 | 0 | 0 | 0
2016-04-02 14:00 | 0 | 0 | 0 | 0 | 0 | 524920.3797 | 393724 | 0 | 0 | 0 | 0 | 0 | 0 | 0 | 0 | 0 | 131196.3797 | 0 | 0 | 0 | 0 | 0 | 0 | 0 | 0 | 0 | 0 | 131196.3797
2016-04-02 15:00 | 0 | 0 | 0 | 0 | 0 | 700605.755 | 396754 | 0 | 0 | 0 | 0 | 0 | 0 | 0 | 0 | 0 | 435048.1347 | 0 | 0 | 0 | 0 | 0 | 0 | 0 | 0 | 0 | 0 | 303851.755
2016-04-02 16:00 | 0 | 0 | 0 | 0 | 0 | 697852.755 | 394001 | 0 | 0 | 0 | 0 | 0 | 0 | 0 | 0 | 0 | 738899.8897 | 0 | 0 | 0 | 0 | 0 | 0 | 0 | 0 | 0 | 0 | 303851.755
2016-04-02 17:00 | 0 | 0 | 0 | 0 | 0 | 693746.755 | 389895 | 0 | 0 | 0 | 0 | 0 | 0 | 0 | 0 | 0 | 1042751.6448 | 0 | 0 | 0 | 0 | 0 | 0 | 0 | 0 | 0 | 0 | 303851.755
2016-04-02 18:00 | 0 | 0 | 0 | 0 | 0 | 689362.755 | 385511 | 0 | 0 | 0 | 0 | 0 | 0 | 0 | 0 | 0 | 1346603.3998 | 0 | 0 | 0 | 0 | 0 | 0 | 0 | 0 | 0 | 0 | 303851.755
2016-04-02 19:00 | 0 | 0 | 0 | 0 | 0 | 685568.755 | 381717 | 0 | 0 | 0 | 0 | 0 | 0 | 0 | 0 | 0 | 1650455.1548 | 0 | 0 | 0 | 0 | 0 | 0 | 0 | 0 | 0 | 0 | 303851.755
2016-04-02 20:00 | 0 | 0 | 0 | 0 | 0 | 684778.755 | 380927 | 0 | 0 | 0 | 0 | 0 | 0 | 0 | 0 | 0 | 1954306.9099 | 0 | 0 | 0 | 0 | 0 | 0 | 0 | 0 | 0 | 0 | 303851.755
2016-04-02 21:00 | 0 | 0 | 0 | 0 | 0 | 685853.755 | 382002 | 0 | 0 | 0 | 0 | 0 | 0 | 0 | 0 | 0 | 2258158.6649 | 0 | 0 | 0 | 0 | 0 | 0 | 0 | 0 | 0 | 0 | 303851.755
2016-04-02 22:00 | 0 | 0 | 0 | 0 | 0 | 749313.0111 | 383591 | 0 | 0 | 0 | 0 | 61870.256 | 0 | 0 | 0 | 0 | 2562010.4199 | 0 | 0 | 0 | 0 | 0 | 61870.256 | 0 | 0 | 0 | 0 | 303851.755
2016-04-02 23:00 | 0 | 0 | 0 | 0 | 0 | 646847.4508 | 388056 | 0 | 0 | 0 | 0 | 61870.256 | 0 | 0 | 0 | 0 | 2820801.8707 | 0 | 0 | 0 | 0 | 0 | 0 | 0 | 0 | 0 | 0 | 258791.4508
2016-04-03 | 0 | 0 | 0 | 0 | 0 | 386967.791 | 397214 | 0 | 0 | 0 | 0 | 61870.256 | 0 | 0 | 0 | 0 | 2810555.6617 | 0 | 0 | 0 | 0 | 0 | 0 | 0 | 0 | 0 | 0 | -10246.209
2016-04-03 01:00 | 0 | 0 | 0 | 0 | 0 | 50845.953 | 399248 | 0 | 0 | 0 | 0 | 17319.9641 | 0 | 0 | 0 | 0 | 2506703.9067 | 0 | 0 | 0 | 0 | 0 | -44550.2919 | 0 | 0 | 0 | 0 | -303851.755
2016-04-03 02:00 | 0 | 0 | 0 | 0 | 131144.4703 | 0.066593 | 390446 | 0 | 0 | 0 | 0 | 61870.256 | 0 | 0 | 0 | 0 | 2202852.1517 | 0 | 0 | 0 | 0 | 0 | 44550.2919 | 0 | 0 | 0 | 0 | -303851.755
2016-04-03 03:00 | 0 | 0 | 0 | 0 | 11427.9889 | 0 | 377150 | 0 | 0 | 0 | 0 | 0 | 0 | 0 | 0 | 0 | 1899000.3966 | 0 | 0 | 0 | 0 | 0 | -61870.256 | 0 | 0 | 0 | 0 | -303851.755
2016-04-03 04:00 | 0 | 0 | 0 | 0 | 57428.245 | 0 | 361280 | 0 | 0 | 0 | 0 | 0 | 0 | 0 | 0 | 0 | 1595148.6416 | 0 | 0 | 0 | 0 | 0 | 0 | 0 | 0 | 0 | 0 | -303851.755
2016-04-03 05:00 | 0 | 0 | 0 | 0 | 43992.245 | 0 | 347844 | 0 | 0 | 0 | 0 | 0 | 0 | 0 | 0 | 0 | 1291296.8866 | 0 | 0 | 0 | 0 | 0 | 0 | 0 | 0 | 0 | 0 | -303851.755
2016-04-03 06:00 | 0 | 0 | 0 | 0 | 34299.245 | 0 | 338151 | 0 | 0 | 0 | 0 | 0 | 0 | 0 | 0 | 0 | 987445.1316 | 0 | 0 | 0 | 0 | 0 | 0 | 0 | 0 | 0 | 0 | -303851.755
2016-04-03 07:00 | 0 | 0 | 0 | 0 | 28972.245 | 0 | 332824 | 0 | 0 | 0 | 0 | 0 | 0 | 0 | 0 | 0 | 683593.3765 | 0 | 0 | 0 | 0 | 0 | 0 | 0 | 0 | 0 | 0 | -303851.755
2016-04-03 08:00 | 0 | 0 | 0 | 0 | 27496.245 | 0 | 331348 | 0 | 0 | 0 | 0 | 0 | 0 | 0 | 0 | 0 | 379741.6215 | 0 | 0 | 0 | 0 | 0 | 0 | 0 | 0 | 0 | 0 | -303851.755
2016-04-03 09:00 | 0 | 0 | 0 | 0 | 29736.245 | 0 | 333588 | 0 | 0 | 0 | 0 | 0 | 0 | 0 | 0 | 0 | 75889.8665 | 0 | 0 | 0 | 0 | 0 | 0 | 0 | 0 | 0 | 0 | -303851.755
2016-04-03 10:00 | 0 | 0 | 0 | 0 | 265541.1335 | 0 | 341431 | 0 | 0 | 0 | 0 | 0 | 0 | 0 | 0 | 0 | 0 | 0 | 0 | 0 | 0 | 0 | 0 | 0 | 0 | 0 | 0 | -75889.8665
2016-04-03 11:00 | 0 | 0 | 0 | 0 | 351983 | 0 | 351983 | 0 | 0 | 0 | 0 | 0 | 0 | 0 | 0 | 0 | 0 | 0 | 0 | 0 | 0 | 0 | 0 | 0 | 0 | 0 | 0 | 0
2016-04-03 12:00 | 0 | 0 | 0 | 0 | 364542.2079 | 90.7921 | 364633 | 0 | 0 | 0 | 0 | 0 | 0 | 0 | 0 | 0 | 0 | 0 | 0 | 0 | 0 | 0 | 0 | 0 | 0 | 0 | 0 | 0
2016-04-03 13:00 | 0 | 0 | 0 | 0 | 211496.0822 | 162889.9178 | 374386 | 0 | 0 | 0 | 0 | 0 | 0 | 0 | 0 | 0 | 0 | 0 | 0 | 0 | 0 | 0 | 0 | 0 | 0 | 0 | 0 | 0
2016-04-03 14:00 | 0 | 0 | 0 | 0 | 0 | 516631.4052 | 378868 | 0 | 0 | 0 | 0 | 0 | 0 | 0 | 0 | 0 | 137763.4052 | 0 | 0 | 0 | 0 | 0 | 0 | 0 | 0 | 0 | 0 | 137763.4052
2016-04-03 15:00 | 0 | 0 | 0 | 0 | 0 | 679988.5127 | 378196 | 0 | 0 | 0 | 0 | 0 | 0 | 0 | 0 | 0 | 439555.9179 | 0 | 0 | 0 | 0 | 0 | 0 | 0 | 0 | 0 | 0 | 301792.5127
2016-04-03 16:00 | 0 | 0 | 0 | 0 | 0 | 681118.755 | 377267 | 0 | 0 | 0 | 0 | 0 | 0 | 0 | 0 | 0 | 743407.6729 | 0 | 0 | 0 | 0 | 0 | 0 | 0 | 0 | 0 | 0 | 303851.755
2016-04-03 17:00 | 0 | 0 | 0 | 0 | 0 | 679489.755 | 375638 | 0 | 0 | 0 | 0 | 0 | 0 | 0 | 0 | 0 | 1047259.4279 | 0 | 0 | 0 | 0 | 0 | 0 | 0 | 0 | 0 | 0 | 303851.755
2016-04-03 18:00 | 0 | 0 | 0 | 0 | 0 | 677543.755 | 373692 | 0 | 0 | 0 | 0 | 0 | 0 | 0 | 0 | 0 | 1351111.183 | 0 | 0 | 0 | 0 | 0 | 0 | 0 | 0 | 0 | 0 | 303851.755
2016-04-03 19:00 | 0 | 0 | 0 | 0 | 0 | 675989.755 | 372138 | 0 | 0 | 0 | 0 | 0 | 0 | 0 | 0 | 0 | 1654962.938 | 0 | 0 | 0 | 0 | 0 | 0 | 0 | 0 | 0 | 0 | 303851.755
2016-04-03 20:00 | 0 | 0 | 0 | 0 | 0 | 678744.755 | 374893 | 0 | 0 | 0 | 0 | 0 | 0 | 0 | 0 | 0 | 1958814.693 | 0 | 0 | 0 | 0 | 0 | 0 | 0 | 0 | 0 | 0 | 303851.755
2016-04-03 21:00 | 0 | 0 | 0 | 0 | 0 | 726523.5671 | 380097 | 0 | 0 | 0 | 0 | 42574.8121 | 0 | 0 | 0 | 0 | 2262666.448 | 0 | 0 | 0 | 0 | 0 | 42574.8121 | 0 | 0 | 0 | 0 | 303851.755
2016-04-03 22:00 | 0 | 0 | 0 | 0 | 0 | 709447.199 | 386300 | 0 | 0 | 0 | 0 | 61870.256 | 0 | 0 | 0 | 0 | 2566518.2031 | 0 | 0 | 0 | 0 | 0 | 19295.444 | 0 | 0 | 0 | 0 | 303851.755
2016-04-03 23:00 | 0 | 0 | 0 | 0 | 0 | 594226.0483 | 393963 | 0 | 0 | 0 | 0 | 61870.256 | 0 | 0 | 0 | 0 | 2766781.2514 | 0 | 0 | 0 | 0 | 0 | 0 | 0 | 0 | 0 | 0 | 200263.0483
2016-04-04 | 0 | 0 | 0 | 0 | 0 | 347493.314 | 405691 | 0 | 0 | 0 | 0 | 61870.256 | 0 | 0 | 0 | 0 | 2708583.5654 | 0 | 0 | 0 | 0 | 0 | 0 | 0 | 0 | 0 | 0 | -58197.686
2016-04-04 01:00 | 0 | 0 | 0 | 0 | 0 | 44161.7267 | 406544 | 0 | 0 | 0 | 0 | 3339.7378 | 0 | 0 | 0 | 0 | 2404731.8104 | 0 | 0 | 0 | 0 | 0 | -58530.5183 | 0 | 0 | 0 | 0 | -303851.755
2016-04-04 02:00 | 0 | 0 | 0 | 0 | 148286.5526 | 2.2107 | 393610 | 0 | 0 | 0 | 0 | 61870.256 | 0 | 0 | 0 | 0 | 2100880.0554 | 0 | 0 | 0 | 0 | 0 | 58530.5183 | 0 | 0 | 0 | 0 | -303851.755
2016-04-04 03:00 | 0 | 0 | 0 | 0 | 10723.9889 | 0 | 376446 | 0 | 0 | 0 | 0 | 0 | 0 | 0 | 0 | 0 | 1797028.3003 | 0 | 0 | 0 | 0 | 0 | -61870.256 | 0 | 0 | 0 | 0 | -303851.755
2016-04-04 04:00 | 0 | 0 | 0 | 0 | 53338.245 | 0 | 357190 | 0 | 0 | 0 | 0 | 0 | 0 | 0 | 0 | 0 | 1493176.5453 | 0 | 0 | 0 | 0 | 0 | 0 | 0 | 0 | 0 | 0 | -303851.755
2016-04-04 05:00 | 0 | 0 | 0 | 0 | 38652.245 | 0 | 342504 | 0 | 0 | 0 | 0 | 0 | 0 | 0 | 0 | 0 | 1189324.7903 | 0 | 0 | 0 | 0 | 0 | 0 | 0 | 0 | 0 | 0 | -303851.755
2016-04-04 06:00 | 0 | 0 | 0 | 0 | 29092.245 | 0 | 332944 | 0 | 0 | 0 | 0 | 0 | 0 | 0 | 0 | 0 | 885473.0352 | 0 | 0 | 0 | 0 | 0 | 0 | 0 | 0 | 0 | 0 | -303851.755
2016-04-04 07:00 | 0 | 0 | 0 | 0 | 23772.245 | 0 | 327624 | 0 | 0 | 0 | 0 | 0 | 0 | 0 | 0 | 0 | 581621.2802 | 0 | 0 | 0 | 0 | 0 | 0 | 0 | 0 | 0 | 0 | -303851.755
2016-04-04 08:00 | 0 | 0 | 0 | 0 | 24905.245 | 0 | 328757 | 0 | 0 | 0 | 0 | 0 | 0 | 0 | 0 | 0 | 277769.5252 | 0 | 0 | 0 | 0 | 0 | 0 | 0 | 0 | 0 | 0 | -303851.755
2016-04-04 09:00 | 0 | 0 | 0 | 0 | 64385.4748 | 0 | 342155 | 0 | 0 | 0 | 0 | 0 | 0 | 0 | 0 | 0 | 0 | 0 | 0 | 0 | 0 | 0 | 0 | 0 | 0 | 0 | 0 | -277769.5252
2016-04-04 10:00 | 0 | 0 | 0 | 0 | 371782 | 0 | 371782 | 0 | 0 | 0 | 0 | 0 | 0 | 0 | 0 | 0 | 0 | 0 | 0 | 0 | 0 | 0 | 0 | 0 | 0 | 0 | 0 | 0
2016-04-04 11:00 | 0 | 0 | 0 | 0 | 399995 | 0 | 399995 | 0 | 0 | 0 | 0 | 0 | 0 | 0 | 0 | 0 | 0 | 0 | 0 | 0 | 0 | 0 | 0 | 0 | 0 | 0 | 0 | 0
2016-04-04 12:00 | 0 | 0 | 0 | 0 | 411860.0108 | 96.9892 | 411957 | 0 | 0 | 0 | 0 | 0 | 0 | 0 | 0 | 0 | 0 | 0 | 0 | 0 | 0 | 0 | 0 | 0 | 0 | 0 | 0 | 0
2016-04-04 13:00 | 0 | 0 | 0 | 0 | 217190.6148 | 200205.3852 | 417396 | 0 | 0 | 0 | 0 | 0 | 0 | 0 | 0 | 0 | 0 | 0 | 0 | 0 | 0 | 0 | 0 | 0 | 0 | 0 | 0 | 0
2016-04-04 14:00 | 0 | 0 | 0 | 0 | 0 | 465412.7635 | 422326 | 0 | 0 | 0 | 0 | 0 | 0 | 0 | 0 | 0 | 43086.7635 | 0 | 0 | 0 | 0 | 0 | 0 | 0 | 0 | 0 | 0 | 43086.7635
2016-04-04 15:00 | 0 | 0 | 0 | 0 | 0 | 638257.3137 | 424961 | 0 | 0 | 0 | 0 | 0 | 0 | 0 | 0 | 0 | 256383.0773 | 0 | 0 | 0 | 0 | 0 | 0 | 0 | 0 | 0 | 0 | 213296.3137
2016-04-04 16:00 | 0 | 0 | 0 | 0 | 0 | 722036.1528 | 426317 | 0 | 0 | 0 | 0 | 0 | 0 | 0 | 0 | 0 | 552102.2301 | 0 | 0 | 0 | 0 | 0 | 0 | 0 | 0 | 0 | 0 | 295719.1528
2016-04-04 17:00 | 0 | 0 | 0 | 0 | 0 | 732734.0974 | 428527 | 0 | 0 | 0 | 0 | 355.3424 | 0 | 0 | 0 | 0 | 855953.9851 | 0 | 0 | 0 | 0 | 0 | 355.3424 | 0 | 0 | 0 | 0 | 303851.755
2016-04-04 18:00 | 0 | 0 | 0 | 0 | 0 | 721120.2593 | 430624 | 0 | 0 | 0 | 0 | 26817.2278 | 0 | 0 | 0 | 0 | 1119988.359 | 0 | 0 | 0 | 0 | 0 | 26461.8855 | 0 | 0 | 0 | 0 | 264034.3739
2016-04-04 19:00 | 0 | 0 | 0 | 0 | 0 | 709820.5272 | 432786 | 0 | 0 | 0 | 0 | 0 | 0 | 0 | 0 | 0 | 1423840.114 | 0 | 0 | 0 | 0 | 0 | -26817.2278 | 0 | 0 | 0 | 0 | 303851.755
2016-04-04 20:00 | 0 | 0 | 0 | 0 | 0 | 705289.9083 | 436918 | 0 | 0 | 0 | 0 | 0 | 0 | 0 | 0 | 0 | 1692212.0223 | 0 | 0 | 0 | 0 | 0 | 0 | 0 | 0 | 0 | 0 | 268371.9083
2016-04-04 21:00 | 0 | 0 | 0 | 0 | 0 | 690723.0988 | 441503 | 0 | 0 | 0 | 0 | 61870.256 | 0 | 0 | 0 | 0 | 1879561.8651 | 0 | 0 | 0 | 0 | 0 | 61870.256 | 0 | 0 | 0 | 0 | 187349.8428
2016-04-04 22:00 | 0 | 0 | 0 | 0 | 0 | 645703.5228 | 444042 | 0 | 0 | 0 | 0 | 61870.256 | 0 | 0 | 0 | 0 | 2081223.388 | 0 | 0 | 0 | 0 | 0 | 0 | 0 | 0 | 0 | 0 | 201661.5228
2016-04-04 23:00 | 0 | 0 | 0 | 0 | 0 | 543768.6826 | 445816 | 0 | 0 | 0 | 0 | 0 | 0 | 0 | 0 | 0 | 2241046.3265 | 0 | 0 | 0 | 0 | 0 | -61870.256 | 0 | 0 | 0 | 0 | 159822.9386
2016-04-05 | 0 | 0 | 0 | 0 | 0 | 322376.0888 | 451312 | 0 | 0 | 0 | 0 | 61870.256 | 0 | 0 | 0 | 0 | 2050240.1594 | 0 | 0 | 0 | 0 | 0 | 61870.256 | 0 | 0 | 0 | 0 | -190806.1672
2016-04-05 01:00 | 0 | 0 | 0 | 0 | 27646.0368 | 53043.9522 | 446412 | 0 | 0 | 0 | 0 | 0 | 0 | 0 | 0 | 0 | 1746388.4043 | 0 | 0 | 0 | 0 | 0 | -61870.256 | 0 | 0 | 0 | 0 | -303851.755
2016-04-05 02:00 | 0 | 0 | 0 | 0 | 185589.207 | 4.294 | 427575 | 0 | 0 | 0 | 0 | 61870.256 | 0 | 0 | 0 | 0 | 1442536.6493 | 0 | 0 | 0 | 0 | 0 | 61870.256 | 0 | 0 | 0 | 0 | -303851.755
2016-04-05 03:00 | 0 | 0 | 0 | 0 | 38498.9889 | 0 | 404221 | 0 | 0 | 0 | 0 | 0 | 0 | 0 | 0 | 0 | 1138684.8943 | 0 | 0 | 0 | 0 | 0 | -61870.256 | 0 | 0 | 0 | 0 | -303851.755
2016-04-05 04:00 | 0 | 0 | 0 | 0 | 78199.245 | 0 | 382051 | 0 | 0 | 0 | 0 | 0 | 0 | 0 | 0 | 0 | 834833.1392 | 0 | 0 | 0 | 0 | 0 | 0 | 0 | 0 | 0 | 0 | -303851.755
2016-04-05 05:00 | 0 | 0 | 0 | 0 | 60482.245 | 0 | 364334 | 0 | 0 | 0 | 0 | 0 | 0 | 0 | 0 | 0 | 530981.3842 | 0 | 0 | 0 | 0 | 0 | 0 | 0 | 0 | 0 | 0 | -303851.755
2016-04-05 06:00 | 0 | 0 | 0 | 0 | 48799.245 | 0 | 352651 | 0 | 0 | 0 | 0 | 0 | 0 | 0 | 0 | 0 | 227129.6292 | 0 | 0 | 0 | 0 | 0 | 0 | 0 | 0 | 0 | 0 | -303851.755
2016-04-05 07:00 | 0 | 0 | 0 | 0 | 118852.3708 | 0 | 345982 | 0 | 0 | 0 | 0 | 0 | 0 | 0 | 0 | 0 | 0 | 0 | 0 | 0 | 0 | 0 | 0 | 0 | 0 | 0 | 0 | -227129.6292
2016-04-05 08:00 | 0 | 0 | 0 | 0 | 346231 | 0 | 346231 | 0 | 0 | 0 | 0 | 0 | 0 | 0 | 0 | 0 | 0 | 0 | 0 | 0 | 0 | 0 | 0 | 0 | 0 | 0 | 0 | 0
2016-04-05 09:00 | 0 | 0 | 0 | 0 | 359065 | 0 | 359065 | 0 | 0 | 0 | 0 | 0 | 0 | 0 | 0 | 0 | 0 | 0 | 0 | 0 | 0 | 0 | 0 | 0 | 0 | 0 | 0 | 0
2016-04-05 10:00 | 0 | 0 | 0 | 0 | 388043 | 0 | 388043 | 0 | 0 | 0 | 0 | 0 | 0 | 0 | 0 | 0 | 0 | 0 | 0 | 0 | 0 | 0 | 0 | 0 | 0 | 0 | 0 | 0
2016-04-05 11:00 | 0 | 0 | 0 | 0 | 415330 | 0 | 415330 | 0 | 0 | 0 | 0 | 0 | 0 | 0 | 0 | 0 | 0 | 0 | 0 | 0 | 0 | 0 | 0 | 0 | 0 | 0 | 0 | 0
2016-04-05 12:00 | 0 | 0 | 0 | 0 | 425226.0056 | 116.9944 | 425343 | 0 | 0 | 0 | 0 | 0 | 0 | 0 | 0 | 0 | 0 | 0 | 0 | 0 | 0 | 0 | 0 | 0 | 0 | 0 | 0 | 0
2016-04-05 13:00 | 0 | 0 | 0 | 0 | 246110.8079 | 183471.1921 | 429582 | 0 | 0 | 0 | 0 | 0 | 0 | 0 | 0 | 0 | 0 | 0 | 0 | 0 | 0 | 0 | 0 | 0 | 0 | 0 | 0 | 0
2016-04-05 14:00 | 0 | 0 | 0 | 0 | 0 | 502009.8967 | 433786 | 0 | 0 | 0 | 0 | 0 | 0 | 0 | 0 | 0 | 68223.8967 | 0 | 0 | 0 | 0 | 0 | 0 | 0 | 0 | 0 | 0 | 68223.8967
2016-04-05 15:00 | 0 | 0 | 0 | 0 | 0 | 678683.1886 | 434652 | 0 | 0 | 0 | 0 | 0 | 0 | 0 | 0 | 0 | 312255.0853 | 0 | 0 | 0 | 0 | 0 | 0 | 0 | 0 | 0 | 0 | 244031.1886
2016-04-05 16:00 | 0 | 0 | 0 | 0 | 0 | 757078.3347 | 433606 | 0 | 0 | 0 | 0 | 19620.5797 | 0 | 0 | 0 | 0 | 616106.8403 | 0 | 0 | 0 | 0 | 0 | 19620.5797 | 0 | 0 | 0 | 0 | 303851.755
2016-04-05 17:00 | 0 | 0 | 0 | 0 | 0 | 749998.1331 | 433699 | 0 | 0 | 0 | 0 | 32067.9577 | 0 | 0 | 0 | 0 | 919958.5954 | 0 | 0 | 0 | 0 | 0 | 12447.3781 | 0 | 0 | 0 | 0 | 303851.755
2016-04-05 18:00 | 0 | 0 | 0 | 0 | 0 | 730922.11 | 433874 | 0 | 0 | 0 | 0 | 61870.256 | 0 | 0 | 0 | 0 | 1187204.4071 | 0 | 0 | 0 | 0 | 0 | 29802.2983 | 0 | 0 | 0 | 0 | 267245.8117
2016-04-05 19:00 | 0 | 0 | 0 | 0 | 0 | 717664.7557 | 434463 | 0 | 0 | 0 | 0 | 55070.4143 | 0 | 0 | 0 | 0 | 1477206.0046 | 0 | 0 | 0 | 0 | 0 | -6799.8418 | 0 | 0 | 0 | 0 | 290001.5975
2016-04-05 20:00 | 0 | 0 | 0 | 0 | 0 | 717473.1672 | 436496 | 0 | 0 | 0 | 0 | 32195.8264 | 0 | 0 | 0 | 0 | 1781057.7596 | 0 | 0 | 0 | 0 | 0 | -22874.5878 | 0 | 0 | 0 | 0 | 303851.755
2016-04-05 21:00 | 0 | 0 | 0 | 0 | 0 | 711743.9286 | 440088 | 0 | 0 | 0 | 0 | 0 | 0 | 0 | 0 | 0 | 2084909.5146 | 0 | 0 | 0 | 0 | 0 | -32195.8264 | 0 | 0 | 0 | 0 | 303851.755
2016-04-05 22:00 | 0 | 0 | 0 | 0 | 0 | 682272.5377 | 442738 | 0 | 0 | 0 | 0 | 0 | 0 | 0 | 0 | 0 | 2324444.0523 | 0 | 0 | 0 | 0 | 0 | 0 | 0 | 0 | 0 | 0 | 239534.5377
2016-04-05 23:00 | 0 | 0 | 0 | 0 | 0 | 581737.6572 | 446832 | 0 | 0 | 0 | 0 | 61870.256 | 0 | 0 | 0 | 0 | 2397479.4535 | 0 | 0 | 0 | 0 | 0 | 61870.256 | 0 | 0 | 0 | 0 | 73035.4012
2016-04-06 | 0 | 0 | 0 | 0 | 0 | 358527.3739 | 457670 | 0 | 0 | 0 | 0 | 61870.256 | 0 | 0 | 0 | 0 | 2298336.8274 | 0 | 0 | 0 | 0 | 0 | 0 | 0 | 0 | 0 | 0 | -99142.6261
2016-04-06 01:00 | 0 | 0 | 0 | 0 | 33044.5631 | 56503.4259 | 455270 | 0 | 0 | 0 | 0 | 0 | 0 | 0 | 0 | 0 | 1994485.0724 | 0 | 0 | 0 | 0 | 0 | -61870.256 | 0 | 0 | 0 | 0 | -303851.755
2016-04-06 02:00 | 0 | 0 | 0 | 0 | 195555.3861 | 8.1149 | 437545 | 0 | 0 | 0 | 0 | 61870.256 | 0 | 0 | 0 | 0 | 1690633.3173 | 0 | 0 | 0 | 0 | 0 | 61870.256 | 0 | 0 | 0 | 0 | -303851.755
2016-04-06 03:00 | 0 | 0 | 0 | 0 | 48964.9889 | 0 | 414687 | 0 | 0 | 0 | 0 | 0 | 0 | 0 | 0 | 0 | 1386781.5623 | 0 | 0 | 0 | 0 | 0 | -61870.256 | 0 | 0 | 0 | 0 | -303851.755
2016-04-06 04:00 | 0 | 0 | 0 | 0 | 90484.245 | 0 | 394336 | 0 | 0 | 0 | 0 | 0 | 0 | 0 | 0 | 0 | 1082929.8073 | 0 | 0 | 0 | 0 | 0 | 0 | 0 | 0 | 0 | 0 | -303851.755
2016-04-06 05:00 | 0 | 0 | 0 | 0 | 73547.245 | 0 | 377399 | 0 | 0 | 0 | 0 | 0 | 0 | 0 | 0 | 0 | 779078.0522 | 0 | 0 | 0 | 0 | 0 | 0 | 0 | 0 | 0 | 0 | -303851.755
2016-04-06 06:00 | 0 | 0 | 0 | 0 | 61875.245 | 0 | 365727 | 0 | 0 | 0 | 0 | 0 | 0 | 0 | 0 | 0 | 475226.2972 | 0 | 0 | 0 | 0 | 0 | 0 | 0 | 0 | 0 | 0 | -303851.755
2016-04-06 07:00 | 0 | 0 | 0 | 0 | 55813.245 | 0 | 359665 | 0 | 0 | 0 | 0 | 0 | 0 | 0 | 0 | 0 | 171374.5422 | 0 | 0 | 0 | 0 | 0 | 0 | 0 | 0 | 0 | 0 | -303851.755
2016-04-06 08:00 | 0 | 0 | 0 | 0 | 188365.4578 | 0 | 359740 | 0 | 0 | 0 | 0 | 0 | 0 | 0 | 0 | 0 | 0 | 0 | 0 | 0 | 0 | 0 | 0 | 0 | 0 | 0 | 0 | -171374.5422
2016-04-06 09:00 | 0 | 0 | 0 | 0 | 370546 | 0 | 370546 | 0 | 0 | 0 | 0 | 0 | 0 | 0 | 0 | 0 | 0 | 0 | 0 | 0 | 0 | 0 | 0 | 0 | 0 | 0 | 0 | 0
2016-04-06 10:00 | 0 | 0 | 0 | 0 | 398678 | 0 | 398678 | 0 | 0 | 0 | 0 | 0 | 0 | 0 | 0 | 0 | 0 | 0 | 0 | 0 | 0 | 0 | 0 | 0 | 0 | 0 | 0 | 0
2016-04-06 11:00 | 0 | 0 | 0 | 0 | 423477 | 0 | 423477 | 0 | 0 | 0 | 0 | 0 | 0 | 0 | 0 | 0 | 0 | 0 | 0 | 0 | 0 | 0 | 0 | 0 | 0 | 0 | 0 | 0
2016-04-06 12:00 | 0 | 0 | 0 | 0 | 429505.3634 | 136.6366 | 429642 | 0 | 0 | 0 | 0 | 0 | 0 | 0 | 0 | 0 | 0 | 0 | 0 | 0 | 0 | 0 | 0 | 0 | 0 | 0 | 0 | 0
2016-04-06 13:00 | 0 | 0 | 0 | 0 | 237755.9897 | 193174.0103 | 430930 | 0 | 0 | 0 | 0 | 0 | 0 | 0 | 0 | 0 | 0 | 0 | 0 | 0 | 0 | 0 | 0 | 0 | 0 | 0 | 0 | 0
2016-04-06 14:00 | 0 | 0 | 0 | 0 | 0 | 540564.7157 | 432890 | 0 | 0 | 0 | 0 | 11488.2242 | 0 | 0 | 0 | 0 | 96186.4915 | 0 | 0 | 0 | 0 | 0 | 11488.2242 | 0 | 0 | 0 | 0 | 96186.4915
2016-04-06 15:00 | 0 | 0 | 0 | 0 | 0 | 724701.5309 | 432338 | 0 | 0 | 0 | 0 | 0 | 0 | 0 | 0 | 0 | 400038.2465 | 0 | 0 | 0 | 0 | 0 | -11488.2242 | 0 | 0 | 0 | 0 | 303851.755
2016-04-06 16:00 | 0 | 0 | 0 | 0 | 0 | 733985.755 | 430134 | 0 | 0 | 0 | 0 | 0 | 0 | 0 | 0 | 0 | 703890.0016 | 0 | 0 | 0 | 0 | 0 | 0 | 0 | 0 | 0 | 0 | 303851.755
2016-04-06 17:00 | 0 | 0 | 0 | 0 | 0 | 733206.755 | 429355 | 0 | 0 | 0 | 0 | 0 | 0 | 0 | 0 | 0 | 1007741.7566 | 0 | 0 | 0 | 0 | 0 | 0 | 0 | 0 | 0 | 0 | 303851.755
2016-04-06 18:00 | 0 | 0 | 0 | 0 | 0 | 733565.755 | 429714 | 0 | 0 | 0 | 0 | 0 | 0 | 0 | 0 | 0 | 1311593.5116 | 0 | 0 | 0 | 0 | 0 | 0 | 0 | 0 | 0 | 0 | 303851.755
2016-04-06 19:00 | 0 | 0 | 0 | 0 | 0 | 744122.6753 | 429632 | 0 | 0 | 0 | 0 | 10638.9203 | 0 | 0 | 0 | 0 | 1615445.2667 | 0 | 0 | 0 | 0 | 0 | 10638.9203 | 0 | 0 | 0 | 0 | 303851.755
2016-04-06 20:00 | 0 | 0 | 0 | 0 | 0 | 765613.4316 | 432251 | 0 | 0 | 0 | 0 | 40149.5968 | 0 | 0 | 0 | 0 | 1919297.0217 | 0 | 0 | 0 | 0 | 0 | 29510.6766 | 0 | 0 | 0 | 0 | 303851.755
2016-04-06 21:00 | 0 | 0 | 0 | 0 | 0 | 760938.4142 | 435366 | 0 | 0 | 0 | 0 | 61870.256 | 0 | 0 | 0 | 0 | 2223148.7767 | 0 | 0 | 0 | 0 | 0 | 21720.6592 | 0 | 0 | 0 | 0 | 303851.755
2016-04-06 22:00 | 0 | 0 | 0 | 0 | 0 | 733870.3963 | 438344 | 0 | 0 | 0 | 0 | 53544.8973 | 0 | 0 | 0 | 0 | 2527000.5318 | 0 | 0 | 0 | 0 | 0 | -8325.3587 | 0 | 0 | 0 | 0 | 303851.755
2016-04-06 23:00 | 0 | 0 | 0 | 0 | 0 | 625656.8345 | 443182 | 0 | 0 | 0 | 0 | 0 | 0 | 0 | 0 | 0 | 2763020.2635 | 0 | 0 | 0 | 0 | 0 | -53544.8973 | 0 | 0 | 0 | 0 | 236019.7318
2016-04-07 | 0 | 0 | 0 | 0 | 0 | 380185.0598 | 448526 | 0 | 0 | 0 | 0 | 61870.256 | 0 | 0 | 0 | 0 | 2632809.0673 | 0 | 0 | 0 | 0 | 0 | 61870.256 | 0 | 0 | 0 | 0 | -130211.1962
2016-04-07 01:00 | 0 | 0 | 0 | 0 | 24296.4478 | 53005.5411 | 443024 | 0 | 0 | 0 | 0 | 0 | 0 | 0 | 0 | 0 | 2328957.3123 | 0 | 0 | 0 | 0 | 0 | -61870.256 | 0 | 0 | 0 | 0 | -303851.755
2016-04-07 02:00 | 0 | 0 | 0 | 0 | 182760.1132 | 8.3878 | 424750 | 0 | 0 | 0 | 0 | 61870.256 | 0 | 0 | 0 | 0 | 2025105.5573 | 0 | 0 | 0 | 0 | 0 | 61870.256 | 0 | 0 | 0 | 0 | -303851.755
2016-04-07 03:00 | 0 | 0 | 0 | 0 | 35896.9889 | 0 | 401619 | 0 | 0 | 0 | 0 | 0 | 0 | 0 | 0 | 0 | 1721253.8022 | 0 | 0 | 0 | 0 | 0 | -61870.256 | 0 | 0 | 0 | 0 | -303851.755
2016-04-07 04:00 | 0 | 0 | 0 | 0 | 74806.245 | 0 | 378658 | 0 | 0 | 0 | 0 | 0 | 0 | 0 | 0 | 0 | 1417402.0472 | 0 | 0 | 0 | 0 | 0 | 0 | 0 | 0 | 0 | 0 | -303851.755
2016-04-07 05:00 | 0 | 0 | 0 | 0 | 57242.245 | 0 | 361094 | 0 | 0 | 0 | 0 | 0 | 0 | 0 | 0 | 0 | 1113550.2922 | 0 | 0 | 0 | 0 | 0 | 0 | 0 | 0 | 0 | 0 | -303851.755
2016-04-07 06:00 | 0 | 0 | 0 | 0 | 45097.245 | 0 | 348949 | 0 | 0 | 0 | 0 | 0 | 0 | 0 | 0 | 0 | 809698.5371 | 0 | 0 | 0 | 0 | 0 | 0 | 0 | 0 | 0 | 0 | -303851.755
2016-04-07 07:00 | 0 | 0 | 0 | 0 | 38270.245 | 0 | 342122 | 0 | 0 | 0 | 0 | 0 | 0 | 0 | 0 | 0 | 505846.7821 | 0 | 0 | 0 | 0 | 0 | 0 | 0 | 0 | 0 | 0 | -303851.755
2016-04-07 08:00 | 0 | 0 | 0 | 0 | 38034.245 | 0 | 341886 | 0 | 0 | 0 | 0 | 0 | 0 | 0 | 0 | 0 | 201995.0271 | 0 | 0 | 0 | 0 | 0 | 0 | 0 | 0 | 0 | 0 | -303851.755
2016-04-07 09:00 | 0 | 0 | 0 | 0 | 148121.9729 | 0 | 350117 | 0 | 0 | 0 | 0 | 0 | 0 | 0 | 0 | 0 | 0 | 0 | 0 | 0 | 0 | 0 | 0 | 0 | 0 | 0 | 0 | -201995.0271
2016-04-07 10:00 | 0 | 0 | 0 | 0 | 376991 | 0 | 376991 | 0 | 0 | 0 | 0 | 0 | 0 | 0 | 0 | 0 | 0 | 0 | 0 | 0 | 0 | 0 | 0 | 0 | 0 | 0 | 0 | 0
2016-04-07 11:00 | 0 | 0 | 0 | 0 | 403392 | 0 | 403392 | 0 | 0 | 0 | 0 | 0 | 0 | 0 | 0 | 0 | 0 | 0 | 0 | 0 | 0 | 0 | 0 | 0 | 0 | 0 | 0 | 0
2016-04-07 12:00 | 0 | 0 | 0 | 0 | 414676.5472 | 164.4528 | 414841 | 0 | 0 | 0 | 0 | 0 | 0 | 0 | 0 | 0 | 0 | 0 | 0 | 0 | 0 | 0 | 0 | 0 | 0 | 0 | 0 | 0
2016-04-07 13:00 | 0 | 0 | 0 | 0 | 253881.3119 | 167892.6881 | 421774 | 0 | 0 | 0 | 0 | 0 | 0 | 0 | 0 | 0 | 0 | 0 | 0 | 0 | 0 | 0 | 0 | 0 | 0 | 0 | 0 | 0
2016-04-07 14:00 | 0 | 0 | 0 | 0 | 16608.9804 | 411821.0196 | 428430 | 0 | 0 | 0 | 0 | 0 | 0 | 0 | 0 | 0 | 0 | 0 | 0 | 0 | 0 | 0 | 0 | 0 | 0 | 0 | 0 | 0
2016-04-07 15:00 | 0 | 0 | 0 | 0 | 0 | 556481.5074 | 431891 | 0 | 0 | 0 | 0 | 61870.256 | 0 | 0 | 0 | 0 | 62720.2514 | 0 | 0 | 0 | 0 | 0 | 61870.256 | 0 | 0 | 0 | 0 | 62720.2514
2016-04-07 16:00 | 0 | 0 | 0 | 0 | 0 | 631275.6461 | 433514 | 0 | 0 | 0 | 0 | 0 | 0 | 0 | 0 | 0 | 322352.1535 | 0 | 0 | 0 | 0 | 0 | -61870.256 | 0 | 0 | 0 | 0 | 259631.9021
2016-04-07 17:00 | 0 | 0 | 0 | 0 | 0 | 653060.9013 | 435105 | 0 | 0 | 0 | 0 | 0 | 0 | 0 | 0 | 0 | 540308.0548 | 0 | 0 | 0 | 0 | 0 | 0 | 0 | 0 | 0 | 0 | 217955.9013
2016-04-07 18:00 | 0 | 0 | 0 | 0 | 0 | 651858.8309 | 436583 | 0 | 0 | 0 | 0 | 0 | 0 | 0 | 0 | 0 | 755583.8857 | 0 | 0 | 0 | 0 | 0 | 0 | 0 | 0 | 0 | 0 | 215275.8309
2016-04-07 19:00 | 0 | 0 | 0 | 0 | 0 | 639990.4494 | 438358 | 0 | 0 | 0 | 0 | 61870.256 | 0 | 0 | 0 | 0 | 895346.079 | 0 | 0 | 0 | 0 | 0 | 61870.256 | 0 | 0 | 0 | 0 | 139762.1933
2016-04-07 20:00 | 0 | 0 | 0 | 0 | 0 | 629135.8539 | 441584 | 0 | 0 | 0 | 0 | 0 | 0 | 0 | 0 | 0 | 1144768.189 | 0 | 0 | 0 | 0 | 0 | -61870.256 | 0 | 0 | 0 | 0 | 249422.11
2016-04-07 21:00 | 0 | 0 | 0 | 0 | 0 | 602045.622 | 444346 | 0 | 0 | 0 | 0 | 61870.256 | 0 | 0 | 0 | 0 | 1240597.5549 | 0 | 0 | 0 | 0 | 0 | 61870.256 | 0 | 0 | 0 | 0 | 95829.3659
2016-04-07 22:00 | 0 | 0 | 0 | 0 | 0 | 541150.5637 | 443858 | 0 | 0 | 0 | 0 | 0 | 0 | 0 | 0 | 0 | 1399760.3746 | 0 | 0 | 0 | 0 | 0 | -61870.256 | 0 | 0 | 0 | 0 | 159162.8197
2016-04-07 23:00 | 0 | 0 | 0 | 0 | 0 | 422835.541 | 443415 | 0 | 0 | 0 | 0 | 0 | 0 | 0 | 0 | 0 | 1379180.9157 | 0 | 0 | 0 | 0 | 0 | 0 | 0 | 0 | 0 | 0 | -20579.459
2016-04-08 | 0 | 0 | 0 | 0 | 0 | 239211.4571 | 447159 | 0 | 0 | 0 | 0 | 61870.256 | 0 | 0 | 0 | 0 | 1109363.1167 | 0 | 0 | 0 | 0 | 0 | 61870.256 | 0 | 0 | 0 | 0 | -269817.7989
2016-04-08 01:00 | 0 | 0 | 0 | 0 | 45474.6377 | 31207.3513 | 442404 | 0 | 0 | 0 | 0 | 0 | 0 | 0 | 0 | 0 | 805511.3617 | 0 | 0 | 0 | 0 | 0 | -61870.256 | 0 | 0 | 0 | 0 | -303851.755
2016-04-08 02:00 | 0 | 0 | 0 | 0 | 288924.7913 | 5.6131 | 424868 | 0 | 0 | 0 | 0 | 61870.256 | 0 | 0 | 0 | 0 | 607703.5101 | 0 | 0 | 0 | 0 | 0 | 61870.256 | 0 | 0 | 0 | 0 | -197807.8516
2016-04-08 03:00 | 0 | 0 | 0 | 0 | 37026.9889 | 0 | 402749 | 0 | 0 | 0 | 0 | 0 | 0 | 0 | 0 | 0 | 303851.755 | 0 | 0 | 0 | 0 | 0 | -61870.256 | 0 | 0 | 0 | 0 | -303851.755
2016-04-08 04:00 | 0 | 0 | 0 | 0 | 77113.245 | 0 | 380965 | 0 | 0 | 0 | 0 | 0 | 0 | 0 | 0 | 0 | 0 | 0 | 0 | 0 | 0 | 0 | 0 | 0 | 0 | 0 | 0 | -303851.755
2016-04-08 05:00 | 0 | 0 | 0 | 0 | 363625 | 0 | 363625 | 0 | 0 | 0 | 0 | 0 | 0 | 0 | 0 | 0 | 0 | 0 | 0 | 0 | 0 | 0 | 0 | 0 | 0 | 0 | 0 | 0
2016-04-08 06:00 | 0 | 0 | 0 | 0 | 351875 | 0 | 351875 | 0 | 0 | 0 | 0 | 0 | 0 | 0 | 0 | 0 | 0 | 0 | 0 | 0 | 0 | 0 | 0 | 0 | 0 | 0 | 0 | 0
2016-04-08 07:00 | 0 | 0 | 0 | 0 | 345250 | 0 | 345250 | 0 | 0 | 0 | 0 | 0 | 0 | 0 | 0 | 0 | 0 | 0 | 0 | 0 | 0 | 0 | 0 | 0 | 0 | 0 | 0 | 0
2016-04-08 08:00 | 0 | 0 | 0 | 0 | 345398 | 0 | 345398 | 0 | 0 | 0 | 0 | 0 | 0 | 0 | 0 | 0 | 0 | 0 | 0 | 0 | 0 | 0 | 0 | 0 | 0 | 0 | 0 | 0
2016-04-08 09:00 | 0 | 0 | 0 | 0 | 355321 | 0 | 355321 | 0 | 0 | 0 | 0 | 0 | 0 | 0 | 0 | 0 | 0 | 0 | 0 | 0 | 0 | 0 | 0 | 0 | 0 | 0 | 0 | 0
2016-04-08 10:00 | 0 | 0 | 0 | 0 | 380433 | 0 | 380433 | 0 | 0 | 0 | 0 | 0 | 0 | 0 | 0 | 0 | 0 | 0 | 0 | 0 | 0 | 0 | 0 | 0 | 0 | 0 | 0 | 0
2016-04-08 11:00 | 0 | 0 | 0 | 0 | 404672 | 0 | 404672 | 0 | 0 | 0 | 0 | 0 | 0 | 0 | 0 | 0 | 0 | 0 | 0 | 0 | 0 | 0 | 0 | 0 | 0 | 0 | 0 | 0
2016-04-08 12:00 | 0 | 0 | 0 | 0 | 414573.5017 | 178.4983 | 414752 | 0 | 0 | 0 | 0 | 0 | 0 | 0 | 0 | 0 | 0 | 0 | 0 | 0 | 0 | 0 | 0 | 0 | 0 | 0 | 0 | 0
2016-04-08 13:00 | 0 | 0 | 0 | 0 | 301918.7632 | 118657.2368 | 420576 | 0 | 0 | 0 | 0 | 0 | 0 | 0 | 0 | 0 | 0 | 0 | 0 | 0 | 0 | 0 | 0 | 0 | 0 | 0 | 0 | 0
2016-04-08 14:00 | 0 | 0 | 0 | 0 | 126879.8242 | 299243.1758 | 426123 | 0 | 0 | 0 | 0 | 0 | 0 | 0 | 0 | 0 | 0 | 0 | 0 | 0 | 0 | 0 | 0 | 0 | 0 | 0 | 0 | 0
2016-04-08 15:00 | 0 | 0 | 0 | 0 | 0 | 435976.7534 | 429033 | 0 | 0 | 0 | 0 | 0 | 0 | 0 | 0 | 0 | 6943.7534 | 0 | 0 | 0 | 0 | 0 | 0 | 0 | 0 | 0 | 0 | 6943.7534
2016-04-08 16:00 | 0 | 0 | 0 | 0 | 0 | 514041.5419 | 428742 | 0 | 0 | 0 | 0 | 61870.256 | 0 | 0 | 0 | 0 | 30373.0392 | 0 | 0 | 0 | 0 | 0 | 61870.256 | 0 | 0 | 0 | 0 | 23429.2859
2016-04-08 17:00 | 0 | 0 | 0 | 0 | 0 | 549071.5551 | 428449 | 0 | 0 | 0 | 0 | 0 | 0 | 0 | 0 | 0 | 212865.8504 | 0 | 0 | 0 | 0 | 0 | -61870.256 | 0 | 0 | 0 | 0 | 182492.8112
2016-04-08 18:00 | 0 | 0 | 0 | 0 | 0 | 554444.5496 | 428302 | 0 | 0 | 0 | 0 | 0 | 0 | 0 | 0 | 0 | 339008.4 | 0 | 0 | 0 | 0 | 0 | 0 | 0 | 0 | 0 | 0 | 126142.5496
2016-04-08 19:00 | 0 | 0 | 0 | 0 | 0 | 547283.5276 | 426825 | 0 | 0 | 0 | 0 | 0 | 0 | 0 | 0 | 0 | 459466.9276 | 0 | 0 | 0 | 0 | 0 | 0 | 0 | 0 | 0 | 0 | 120458.5276
2016-04-08 20:00 | 0 | 0 | 0 | 0 | 0 | 532988.9032 | 426716 | 0 | 0 | 0 | 0 | 0 | 0 | 0 | 0 | 0 | 565739.8308 | 0 | 0 | 0 | 0 | 0 | 0 | 0 | 0 | 0 | 0 | 106272.9032
2016-04-08 21:00 | 0 | 0 | 0 | 0 | 0 | 493427.3941 | 426130 | 0 | 0 | 0 | 0 | 0 | 0 | 0 | 0 | 0 | 633037.2249 | 0 | 0 | 0 | 0 | 0 | 0 | 0 | 0 | 0 | 0 | 67297.3941
2016-04-08 22:00 | 0 | 0 | 0 | 0 | 0 | 428511.8373 | 423852 | 0 | 0 | 0 | 0 | 0 | 0 | 0 | 0 | 0 | 637697.0622 | 0 | 0 | 0 | 0 | 0 | 0 | 0 | 0 | 0 | 0 | 4659.8373
2016-04-08 23:00 | 0 | 0 | 0 | 0 | 0 | 315346.5498 | 422141 | 0 | 0 | 0 | 0 | 0 | 0 | 0 | 0 | 0 | 530902.612 | 0 | 0 | 0 | 0 | 0 | 0 | 0 | 0 | 0 | 0 | -106794.4502
2016-04-09 | 0 | 0 | 0 | 0 | 0 | 163870.9796 | 427867 | 0 | 0 | 0 | 0 | 0 | 0 | 0 | 0 | 0 | 266906.5916 | 0 | 0 | 0 | 0 | 0 | 0 | 0 | 0 | 0 | 0 | -263996.0204
2016-04-09 01:00 | 0 | 0 | 0 | 0 | 447874.7831 | 15694.3804 | 426624 | 0 | 0 | 0 | 0 | 0 | 0 | 0 | 0 | 0 | 303851.755 | 0 | 0 | 0 | 0 | 0 | 0 | 0 | 0 | 0 | 0 | 36945.1635
2016-04-09 02:00 | 0 | 0 | 0 | 0 | 780995.9276 | 0.083514 | 415274 | 0 | 0 | 0 | 0 | 61870.256 | 0 | 0 | 0 | 0 | 607703.5101 | 0 | 0 | 0 | 0 | 0 | 61870.256 | 0 | 0 | 0 | 0 | 303851.755
2016-04-09 03:00 | 0 | 0 | 0 | 0 | 33420.9889 | 0 | 399143 | 0 | 0 | 0 | 0 | 0 | 0 | 0 | 0 | 0 | 303851.755 | 0 | 0 | 0 | 0 | 0 | -61870.256 | 0 | 0 | 0 | 0 | -303851.755
2016-04-09 04:00 | 0 | 0 | 0 | 0 | 77209.245 | 0 | 381061 | 0 | 0 | 0 | 0 | 0 | 0 | 0 | 0 | 0 | 0 | 0 | 0 | 0 | 0 | 0 | 0 | 0 | 0 | 0 | 0 | -303851.755
2016-04-09 05:00 | 0 | 0 | 0 | 0 | 367048 | 0 | 367048 | 0 | 0 | 0 | 0 | 0 | 0 | 0 | 0 | 0 | 0 | 0 | 0 | 0 | 0 | 0 | 0 | 0 | 0 | 0 | 0 | 0
2016-04-09 06:00 | 0 | 0 | 0 | 0 | 356187 | 0 | 356187 | 0 | 0 | 0 | 0 | 0 | 0 | 0 | 0 | 0 | 0 | 0 | 0 | 0 | 0 | 0 | 0 | 0 | 0 | 0 | 0 | 0
2016-04-09 07:00 | 0 | 0 | 0 | 0 | 349844 | 0 | 349844 | 0 | 0 | 0 | 0 | 0 | 0 | 0 | 0 | 0 | 0 | 0 | 0 | 0 | 0 | 0 | 0 | 0 | 0 | 0 | 0 | 0
2016-04-09 08:00 | 0 | 0 | 0 | 0 | 347363 | 0 | 347363 | 0 | 0 | 0 | 0 | 0 | 0 | 0 | 0 | 0 | 0 | 0 | 0 | 0 | 0 | 0 | 0 | 0 | 0 | 0 | 0 | 0
2016-04-09 09:00 | 0 | 0 | 0 | 0 | 351170 | 0 | 351170 | 0 | 0 | 0 | 0 | 0 | 0 | 0 | 0 | 0 | 0 | 0 | 0 | 0 | 0 | 0 | 0 | 0 | 0 | 0 | 0 | 0
2016-04-09 10:00 | 0 | 0 | 0 | 0 | 359217 | 0 | 359217 | 0 | 0 | 0 | 0 | 0 | 0 | 0 | 0 | 0 | 0 | 0 | 0 | 0 | 0 | 0 | 0 | 0 | 0 | 0 | 0 | 0
2016-04-09 11:00 | 0 | 0 | 0 | 0 | 369960 | 0 | 369960 | 0 | 0 | 0 | 0 | 0 | 0 | 0 | 0 | 0 | 0 | 0 | 0 | 0 | 0 | 0 | 0 | 0 | 0 | 0 | 0 | 0
2016-04-09 12:00 | 0 | 0 | 0 | 0 | 383038.5879 | 200.4121 | 383239 | 0 | 0 | 0 | 0 | 0 | 0 | 0 | 0 | 0 | 0 | 0 | 0 | 0 | 0 | 0 | 0 | 0 | 0 | 0 | 0 | 0
2016-04-09 13:00 | 0 | 0 | 0 | 0 | 242870.2585 | 151632.7415 | 394503 | 0 | 0 | 0 | 0 | 0 | 0 | 0 | 0 | 0 | 0 | 0 | 0 | 0 | 0 | 0 | 0 | 0 | 0 | 0 | 0 | 0
2016-04-09 14:00 | 0 | 0 | 0 | 0 | 5952.0634 | 396206.9366 | 402159 | 0 | 0 | 0 | 0 | 0 | 0 | 0 | 0 | 0 | 0 | 0 | 0 | 0 | 0 | 0 | 0 | 0 | 0 | 0 | 0 | 0
2016-04-09 15:00 | 0 | 0 | 0 | 0 | 0 | 557896.4797 | 404535 | 0 | 0 | 0 | 0 | 0 | 0 | 0 | 0 | 0 | 153361.4797 | 0 | 0 | 0 | 0 | 0 | 0 | 0 | 0 | 0 | 0 | 153361.4797
2016-04-09 16:00 | 0 | 0 | 0 | 0 | 0 | 616438.0943 | 403425 | 0 | 0 | 0 | 0 | 0 | 0 | 0 | 0 | 0 | 366374.5741 | 0 | 0 | 0 | 0 | 0 | 0 | 0 | 0 | 0 | 0 | 213013.0943
2016-04-09 17:00 | 0 | 0 | 0 | 0 | 0 | 625374.7568 | 401764 | 0 | 0 | 0 | 0 | 61870.256 | 0 | 0 | 0 | 0 | 528115.0749 | 0 | 0 | 0 | 0 | 0 | 61870.256 | 0 | 0 | 0 | 0 | 161740.5008
2016-04-09 18:00 | 0 | 0 | 0 | 0 | 0 | 620654.5027 | 399211 | 0 | 0 | 0 | 0 | 61870.256 | 0 | 0 | 0 | 0 | 749558.5775 | 0 | 0 | 0 | 0 | 0 | 0 | 0 | 0 | 0 | 0 | 221443.5027
2016-04-09 19:00 | 0 | 0 | 0 | 0 | 0 | 614296.4773 | 396576 | 0 | 0 | 0 | 0 | 0 | 0 | 0 | 0 | 0 | 1029149.3108 | 0 | 0 | 0 | 0 | 0 | -61870.256 | 0 | 0 | 0 | 0 | 279590.7333
2016-04-09 20:00 | 0 | 0 | 0 | 0 | 0 | 607119.9688 | 396480 | 0 | 0 | 0 | 0 | 0 | 0 | 0 | 0 | 0 | 1239789.2796 | 0 | 0 | 0 | 0 | 0 | 0 | 0 | 0 | 0 | 0 | 210639.9688
2016-04-09 21:00 | 0 | 0 | 0 | 0 | 0 | 581960.2324 | 396600 | 0 | 0 | 0 | 0 | 0 | 0 | 0 | 0 | 0 | 1425149.512 | 0 | 0 | 0 | 0 | 0 | 0 | 0 | 0 | 0 | 0 | 185360.2324
2016-04-09 22:00 | 0 | 0 | 0 | 0 | 0 | 525953.369 | 397334 | 0 | 0 | 0 | 0 | 0 | 0 | 0 | 0 | 0 | 1553768.8809 | 0 | 0 | 0 | 0 | 0 | 0 | 0 | 0 | 0 | 0 | 128619.369
2016-04-09 23:00 | 0 | 0 | 0 | 0 | 0 | 420446.1362 | 400185 | 0 | 0 | 0 | 0 | 0 | 0 | 0 | 0 | 0 | 1574030.0172 | 0 | 0 | 0 | 0 | 0 | 0 | 0 | 0 | 0 | 0 | 20261.1362
2016-04-10 | 0 | 0 | 0 | 0 | 0 | 240907.0469 | 410290 | 0 | 0 | 0 | 0 | 61870.256 | 0 | 0 | 0 | 0 | 1342776.808 | 0 | 0 | 0 | 0 | 0 | 61870.256 | 0 | 0 | 0 | 0 | -231253.2092
2016-04-10 01:00 | 0 | 0 | 0 | 0 | 23769.0535 | 23371.9354 | 412863 | 0 | 0 | 0 | 0 | 0 | 0 | 0 | 0 | 0 | 1038925.053 | 0 | 0 | 0 | 0 | 0 | -61870.256 | 0 | 0 | 0 | 0 | -303851.755
2016-04-10 02:00 | 0 | 0 | 0 | 0 | 338805.3554 | 0.11281 | 404305 | 0 | 0 | 0 | 0 | 61870.256 | 0 | 0 | 0 | 0 | 911555.2651 | 0 | 0 | 0 | 0 | 0 | 61870.256 | 0 | 0 | 0 | 0 | -127369.7879
2016-04-10 03:00 | 0 | 0 | 0 | 0 | 25345.9889 | 0 | 391068 | 0 | 0 | 0 | 0 | 0 | 0 | 0 | 0 | 0 | 607703.5101 | 0 | 0 | 0 | 0 | 0 | -61870.256 | 0 | 0 | 0 | 0 | -303851.755
2016-04-10 04:00 | 0 | 0 | 0 | 0 | 72199.245 | 0 | 376051 | 0 | 0 | 0 | 0 | 0 | 0 | 0 | 0 | 0 | 303851.755 | 0 | 0 | 0 | 0 | 0 | 0 | 0 | 0 | 0 | 0 | -303851.755
2016-04-10 05:00 | 0 | 0 | 0 | 0 | 60074.245 | 0 | 363926 | 0 | 0 | 0 | 0 | 0 | 0 | 0 | 0 | 0 | 0 | 0 | 0 | 0 | 0 | 0 | 0 | 0 | 0 | 0 | 0 | -303851.755
2016-04-10 06:00 | 0 | 0 | 0 | 0 | 354621 | 0 | 354621 | 0 | 0 | 0 | 0 | 0 | 0 | 0 | 0 | 0 | 0 | 0 | 0 | 0 | 0 | 0 | 0 | 0 | 0 | 0 | 0 | 0
2016-04-10 07:00 | 0 | 0 | 0 | 0 | 348915 | 0 | 348915 | 0 | 0 | 0 | 0 | 0 | 0 | 0 | 0 | 0 | 0 | 0 | 0 | 0 | 0 | 0 | 0 | 0 | 0 | 0 | 0 | 0
2016-04-10 08:00 | 0 | 0 | 0 | 0 | 347315 | 0 | 347315 | 0 | 0 | 0 | 0 | 0 | 0 | 0 | 0 | 0 | 0 | 0 | 0 | 0 | 0 | 0 | 0 | 0 | 0 | 0 | 0 | 0
2016-04-10 09:00 | 0 | 0 | 0 | 0 | 348954 | 0 | 348954 | 0 | 0 | 0 | 0 | 0 | 0 | 0 | 0 | 0 | 0 | 0 | 0 | 0 | 0 | 0 | 0 | 0 | 0 | 0 | 0 | 0
2016-04-10 10:00 | 0 | 0 | 0 | 0 | 354885 | 0 | 354885 | 0 | 0 | 0 | 0 | 0 | 0 | 0 | 0 | 0 | 0 | 0 | 0 | 0 | 0 | 0 | 0 | 0 | 0 | 0 | 0 | 0
2016-04-10 11:00 | 0 | 0 | 0 | 0 | 362477 | 0 | 362477 | 0 | 0 | 0 | 0 | 0 | 0 | 0 | 0 | 0 | 0 | 0 | 0 | 0 | 0 | 0 | 0 | 0 | 0 | 0 | 0 | 0
2016-04-10 12:00 | 0 | 0 | 0 | 0 | 370692.6147 | 416.3853 | 371109 | 0 | 0 | 0 | 0 | 0 | 0 | 0 | 0 | 0 | 0 | 0 | 0 | 0 | 0 | 0 | 0 | 0 | 0 | 0 | 0 | 0
2016-04-10 13:00 | 0 | 0 | 0 | 0 | 183008.6535 | 196657.3465 | 379666 | 0 | 0 | 0 | 0 | 0 | 0 | 0 | 0 | 0 | 0 | 0 | 0 | 0 | 0 | 0 | 0 | 0 | 0 | 0 | 0 | 0
2016-04-10 14:00 | 0 | 0 | 0 | 0 | 0 | 428109.5448 | 385109 | 0 | 0 | 0 | 0 | 43000.5448 | 0 | 0 | 0 | 0 | 0 | 0 | 0 | 0 | 0 | 0 | 43000.5448 | 0 | 0 | 0 | 0 | 0
2016-04-10 15:00 | 0 | 0 | 0 | 0 | 0 | 587314.5953 | 386806 | 0 | 0 | 0 | 0 | 61870.256 | 0 | 0 | 0 | 0 | 181638.8841 | 0 | 0 | 0 | 0 | 0 | 18869.7112 | 0 | 0 | 0 | 0 | 181638.8841
2016-04-10 16:00 | 0 | 0 | 0 | 0 | 0 | 639878.8625 | 388802 | 0 | 0 | 0 | 0 | 61870.256 | 0 | 0 | 0 | 0 | 432715.7466 | 0 | 0 | 0 | 0 | 0 | 0 | 0 | 0 | 0 | 0 | 251076.8625
2016-04-10 17:00 | 0 | 0 | 0 | 0 | 0 | 639049.6363 | 388882 | 0 | 0 | 0 | 0 | 61870.256 | 0 | 0 | 0 | 0 | 682883.3829 | 0 | 0 | 0 | 0 | 0 | 0 | 0 | 0 | 0 | 0 | 250167.6363
2016-04-10 18:00 | 0 | 0 | 0 | 0 | 0 | 624373.7954 | 388785 | 0 | 0 | 0 | 0 | 0 | 0 | 0 | 0 | 0 | 980342.4344 | 0 | 0 | 0 | 0 | 0 | -61870.256 | 0 | 0 | 0 | 0 | 297459.0514
2016-04-10 19:00 | 0 | 0 | 0 | 0 | 0 | 601332.4013 | 388616 | 0 | 0 | 0 | 0 | 61870.256 | 0 | 0 | 0 | 0 | 1131188.5796 | 0 | 0 | 0 | 0 | 0 | 61870.256 | 0 | 0 | 0 | 0 | 150846.1452
2016-04-10 20:00 | 0 | 0 | 0 | 0 | 0 | 575833.2136 | 391078 | 0 | 0 | 0 | 0 | 0 | 0 | 0 | 0 | 0 | 1377814.0492 | 0 | 0 | 0 | 0 | 0 | -61870.256 | 0 | 0 | 0 | 0 | 246625.4696
2016-04-10 21:00 | 0 | 0 | 0 | 0 | 0 | 531015.8937 | 395313 | 0 | 0 | 0 | 0 | 61870.256 | 0 | 0 | 0 | 0 | 1451646.6869 | 0 | 0 | 0 | 0 | 0 | 61870.256 | 0 | 0 | 0 | 0 | 73832.6377
2016-04-10 22:00 | 0 | 0 | 0 | 0 | 0 | 453108.8986 | 399719 | 0 | 0 | 0 | 0 | 61870.256 | 0 | 0 | 0 | 0 | 1505036.5855 | 0 | 0 | 0 | 0 | 0 | 0 | 0 | 0 | 0 | 0 | 53389.8986
2016-04-10 23:00 | 0 | 0 | 0 | 0 | 0 | 343753.9697 | 405711 | 0 | 0 | 0 | 0 | 61870.256 | 0 | 0 | 0 | 0 | 1443079.5552 | 0 | 0 | 0 | 0 | 0 | 0 | 0 | 0 | 0 | 0 | -61957.0303
2016-04-11 | 0 | 0 | 0 | 0 | 0 | 185665.5514 | 416358 | 0 | 0 | 0 | 0 | 61870.256 | 0 | 0 | 0 | 0 | 1212387.1066 | 0 | 0 | 0 | 0 | 0 | 0 | 0 | 0 | 0 | 0 | -230692.4486
2016-04-11 01:00 | 0 | 0 | 0 | 0 | 12237.4785 | 37416.5105 | 415376 | 0 | 0 | 0 | 0 | 0 | 0 | 0 | 0 | 0 | 908535.3515 | 0 | 0 | 0 | 0 | 0 | -61870.256 | 0 | 0 | 0 | 0 | -303851.755
2016-04-11 02:00 | 0 | 0 | 0 | 0 | 162546.7861 | 1.6284 | 401510 | 0 | 0 | 0 | 0 | 61870.256 | 0 | 0 | 0 | 0 | 607703.5101 | 0 | 0 | 0 | 0 | 0 | 61870.256 | 0 | 0 | 0 | 0 | -300831.8415
2016-04-11 03:00 | 0 | 0 | 0 | 0 | 18071.9889 | 0 | 383794 | 0 | 0 | 0 | 0 | 0 | 0 | 0 | 0 | 0 | 303851.755 | 0 | 0 | 0 | 0 | 0 | -61870.256 | 0 | 0 | 0 | 0 | -303851.755
2016-04-11 04:00 | 0 | 0 | 0 | 0 | 61382.245 | 0 | 365234 | 0 | 0 | 0 | 0 | 0 | 0 | 0 | 0 | 0 | 0 | 0 | 0 | 0 | 0 | 0 | 0 | 0 | 0 | 0 | 0 | -303851.755
2016-04-11 05:00 | 0 | 0 | 0 | 0 | 350424 | 0 | 350424 | 0 | 0 | 0 | 0 | 0 | 0 | 0 | 0 | 0 | 0 | 0 | 0 | 0 | 0 | 0 | 0 | 0 | 0 | 0 | 0 | 0
2016-04-11 06:00 | 0 | 0 | 0 | 0 | 340447 | 0 | 340447 | 0 | 0 | 0 | 0 | 0 | 0 | 0 | 0 | 0 | 0 | 0 | 0 | 0 | 0 | 0 | 0 | 0 | 0 | 0 | 0 | 0
2016-04-11 07:00 | 0 | 0 | 0 | 0 | 335183 | 0 | 335183 | 0 | 0 | 0 | 0 | 0 | 0 | 0 | 0 | 0 | 0 | 0 | 0 | 0 | 0 | 0 | 0 | 0 | 0 | 0 | 0 | 0
2016-04-11 08:00 | 0 | 0 | 0 | 0 | 337219 | 0 | 337219 | 0 | 0 | 0 | 0 | 0 | 0 | 0 | 0 | 0 | 0 | 0 | 0 | 0 | 0 | 0 | 0 | 0 | 0 | 0 | 0 | 0
2016-04-11 09:00 | 0 | 0 | 0 | 0 | 348728 | 0 | 348728 | 0 | 0 | 0 | 0 | 0 | 0 | 0 | 0 | 0 | 0 | 0 | 0 | 0 | 0 | 0 | 0 | 0 | 0 | 0 | 0 | 0
2016-04-11 10:00 | 0 | 0 | 0 | 0 | 376332 | 0 | 376332 | 0 | 0 | 0 | 0 | 0 | 0 | 0 | 0 | 0 | 0 | 0 | 0 | 0 | 0 | 0 | 0 | 0 | 0 | 0 | 0 | 0
2016-04-11 11:00 | 0 | 0 | 0 | 0 | 402260 | 0 | 402260 | 0 | 0 | 0 | 0 | 0 | 0 | 0 | 0 | 0 | 0 | 0 | 0 | 0 | 0 | 0 | 0 | 0 | 0 | 0 | 0 | 0
2016-04-11 12:00 | 0 | 0 | 0 | 0 | 413685.8446 | 340.1554 | 414026 | 0 | 0 | 0 | 0 | 0 | 0 | 0 | 0 | 0 | 0 | 0 | 0 | 0 | 0 | 0 | 0 | 0 | 0 | 0 | 0 | 0
2016-04-11 13:00 | 0 | 0 | 0 | 0 | 236300.9732 | 184915.0268 | 421216 | 0 | 0 | 0 | 0 | 0 | 0 | 0 | 0 | 0 | 0 | 0 | 0 | 0 | 0 | 0 | 0 | 0 | 0 | 0 | 0 | 0
2016-04-11 14:00 | 0 | 0 | 0 | 0 | 0 | 437844.7416 | 427489 | 0 | 0 | 0 | 0 | 10355.7416 | 0 | 0 | 0 | 0 | 0 | 0 | 0 | 0 | 0 | 0 | 10355.7416 | 0 | 0 | 0 | 0 | 0
2016-04-11 15:00 | 0 | 0 | 0 | 0 | 0 | 612284.7983 | 430492 | 0 | 0 | 0 | 0 | 0 | 0 | 0 | 0 | 0 | 192148.5399 | 0 | 0 | 0 | 0 | 0 | -10355.7416 | 0 | 0 | 0 | 0 | 192148.5399
2016-04-11 16:00 | 0 | 0 | 0 | 0 | 0 | 681904.7935 | 430721 | 0 | 0 | 0 | 0 | 0 | 0 | 0 | 0 | 0 | 443332.3334 | 0 | 0 | 0 | 0 | 0 | 0 | 0 | 0 | 0 | 0 | 251183.7935
2016-04-11 17:00 | 0 | 0 | 0 | 0 | 0 | 683295.4348 | 431134 | 0 | 0 | 0 | 0 | 61870.256 | 0 | 0 | 0 | 0 | 633623.5122 | 0 | 0 | 0 | 0 | 0 | 61870.256 | 0 | 0 | 0 | 0 | 190291.1788
2016-04-11 18:00 | 0 | 0 | 0 | 0 | 0 | 668948.1692 | 431481 | 0 | 0 | 0 | 0 | 0 | 0 | 0 | 0 | 0 | 932960.9375 | 0 | 0 | 0 | 0 | 0 | -61870.256 | 0 | 0 | 0 | 0 | 299337.4253
2016-04-11 19:00 | 0 | 0 | 0 | 0 | 0 | 656997.6564 | 431842 | 0 | 0 | 0 | 0 | 0 | 0 | 0 | 0 | 0 | 1158116.5939 | 0 | 0 | 0 | 0 | 0 | 0 | 0 | 0 | 0 | 0 | 225155.6564
2016-04-11 20:00 | 0 | 0 | 0 | 0 | 0 | 652509.9973 | 432855 | 0 | 0 | 0 | 0 | 61870.256 | 0 | 0 | 0 | 0 | 1315901.3351 | 0 | 0 | 0 | 0 | 0 | 61870.256 | 0 | 0 | 0 | 0 | 157784.7412
2016-04-11 21:00 | 0 | 0 | 0 | 0 | 0 | 637404.5853 | 434795 | 0 | 0 | 0 | 0 | 61870.256 | 0 | 0 | 0 | 0 | 1518510.9205 | 0 | 0 | 0 | 0 | 0 | 0 | 0 | 0 | 0 | 0 | 202609.5853
2016-04-11 22:00 | 0 | 0 | 0 | 0 | 0 | 596900.8713 | 434879 | 0 | 0 | 0 | 0 | 0 | 0 | 0 | 0 | 0 | 1742403.0478 | 0 | 0 | 0 | 0 | 0 | -61870.256 | 0 | 0 | 0 | 0 | 223892.1273
2016-04-11 23:00 | 0 | 0 | 0 | 0 | 0 | 497765.825 | 435622 | 0 | 0 | 0 | 0 | 0 | 0 | 0 | 0 | 0 | 1804546.8728 | 0 | 0 | 0 | 0 | 0 | 0 | 0 | 0 | 0 | 0 | 62143.825
2016-04-12 | 0 | 0 | 0 | 0 | 0 | 312284.1803 | 440493 | 0 | 0 | 0 | 0 | 61870.256 | 0 | 0 | 0 | 0 | 1614467.7971 | 0 | 0 | 0 | 0 | 0 | 61870.256 | 0 | 0 | 0 | 0 | -190079.0757
2016-04-12 01:00 | 0 | 0 | 0 | 0 | 6739.4954 | 63928.4935 | 436390 | 0 | 0 | 0 | 0 | 0 | 0 | 0 | 0 | 0 | 1310616.042 | 0 | 0 | 0 | 0 | 0 | -61870.256 | 0 | 0 | 0 | 0 | -303851.755
2016-04-12 02:00 | 0 | 0 | 0 | 0 | 177168.3972 | 18.1038 | 419168 | 0 | 0 | 0 | 0 | 61870.256 | 0 | 0 | 0 | 0 | 1006764.287 | 0 | 0 | 0 | 0 | 0 | 61870.256 | 0 | 0 | 0 | 0 | -303851.755
2016-04-12 03:00 | 0 | 0 | 0 | 0 | 30674.9889 | 0 | 396397 | 0 | 0 | 0 | 0 | 0 | 0 | 0 | 0 | 0 | 702912.532 | 0 | 0 | 0 | 0 | 0 | -61870.256 | 0 | 0 | 0 | 0 | -303851.755
2016-04-12 04:00 | 0 | 0 | 0 | 0 | 71512.245 | 0 | 375364 | 0 | 0 | 0 | 0 | 0 | 0 | 0 | 0 | 0 | 399060.7769 | 0 | 0 | 0 | 0 | 0 | 0 | 0 | 0 | 0 | 0 | -303851.755
2016-04-12 05:00 | 0 | 0 | 0 | 0 | 53821.245 | 0 | 357673 | 0 | 0 | 0 | 0 | 0 | 0 | 0 | 0 | 0 | 95209.0219 | 0 | 0 | 0 | 0 | 0 | 0 | 0 | 0 | 0 | 0 | -303851.755
2016-04-12 06:00 | 0 | 0 | 0 | 0 | 250472.9781 | 0 | 345682 | 0 | 0 | 0 | 0 | 0 | 0 | 0 | 0 | 0 | 0 | 0 | 0 | 0 | 0 | 0 | 0 | 0 | 0 | 0 | 0 | -95209.0219
2016-04-12 07:00 | 0 | 0 | 0 | 0 | 339401 | 0 | 339401 | 0 | 0 | 0 | 0 | 0 | 0 | 0 | 0 | 0 | 0 | 0 | 0 | 0 | 0 | 0 | 0 | 0 | 0 | 0 | 0 | 0
2016-04-12 08:00 | 0 | 0 | 0 | 0 | 339616 | 0 | 339616 | 0 | 0 | 0 | 0 | 0 | 0 | 0 | 0 | 0 | 0 | 0 | 0 | 0 | 0 | 0 | 0 | 0 | 0 | 0 | 0 | 0
2016-04-12 09:00 | 0 | 0 | 0 | 0 | 349814 | 0 | 349814 | 0 | 0 | 0 | 0 | 0 | 0 | 0 | 0 | 0 | 0 | 0 | 0 | 0 | 0 | 0 | 0 | 0 | 0 | 0 | 0 | 0
2016-04-12 10:00 | 0 | 0 | 0 | 0 | 376869 | 0 | 376869 | 0 | 0 | 0 | 0 | 0 | 0 | 0 | 0 | 0 | 0 | 0 | 0 | 0 | 0 | 0 | 0 | 0 | 0 | 0 | 0 | 0
2016-04-12 11:00 | 0 | 0 | 0 | 0 | 402783 | 0 | 402783 | 0 | 0 | 0 | 0 | 0 | 0 | 0 | 0 | 0 | 0 | 0 | 0 | 0 | 0 | 0 | 0 | 0 | 0 | 0 | 0 | 0
2016-04-12 12:00 | 0 | 0 | 0 | 0 | 413294.9808 | 813.0192 | 414108 | 0 | 0 | 0 | 0 | 0 | 0 | 0 | 0 | 0 | 0 | 0 | 0 | 0 | 0 | 0 | 0 | 0 | 0 | 0 | 0 | 0
2016-04-12 13:00 | 0 | 0 | 0 | 0 | 257686.9796 | 162519.0204 | 420206 | 0 | 0 | 0 | 0 | 0 | 0 | 0 | 0 | 0 | 0 | 0 | 0 | 0 | 0 | 0 | 0 | 0 | 0 | 0 | 0 | 0
2016-04-12 14:00 | 0 | 0 | 0 | 0 | 0 | 452379.43 | 426478 | 0 | 0 | 0 | 0 | 25901.43 | 0 | 0 | 0 | 0 | 0 | 0 | 0 | 0 | 0 | 0 | 25901.43 | 0 | 0 | 0 | 0 | 0
2016-04-12 15:00 | 0 | 0 | 0 | 0 | 0 | 608856.6988 | 428627 | 0 | 0 | 0 | 0 | 0 | 0 | 0 | 0 | 0 | 206131.1288 | 0 | 0 | 0 | 0 | 0 | -25901.43 | 0 | 0 | 0 | 0 | 206131.1288
2016-04-12 16:00 | 0 | 0 | 0 | 0 | 0 | 660814.0011 | 428801 | 0 | 0 | 0 | 0 | 61870.256 | 0 | 0 | 0 | 0 | 376273.8739 | 0 | 0 | 0 | 0 | 0 | 61870.256 | 0 | 0 | 0 | 0 | 170142.7451
2016-04-12 17:00 | 0 | 0 | 0 | 0 | 0 | 655463.3999 | 429079 | 0 | 0 | 0 | 0 | 61870.256 | 0 | 0 | 0 | 0 | 602658.2738 | 0 | 0 | 0 | 0 | 0 | 0 | 0 | 0 | 0 | 0 | 226384.3999
2016-04-12 18:00 | 0 | 0 | 0 | 0 | 0 | 640051.8396 | 428016 | 0 | 0 | 0 | 0 | 0 | 0 | 0 | 0 | 0 | 876564.3694 | 0 | 0 | 0 | 0 | 0 | -61870.256 | 0 | 0 | 0 | 0 | 273906.0956
2016-04-12 19:00 | 0 | 0 | 0 | 0 | 0 | 624338.1472 | 426659 | 0 | 0 | 0 | 0 | 61870.256 | 0 | 0 | 0 | 0 | 1012373.2606 | 0 | 0 | 0 | 0 | 0 | 61870.256 | 0 | 0 | 0 | 0 | 135808.8912
2016-04-12 20:00 | 0 | 0 | 0 | 0 | 0 | 611941.3233 | 426407 | 0 | 0 | 0 | 0 | 61870.256 | 0 | 0 | 0 | 0 | 1197907.5839 | 0 | 0 | 0 | 0 | 0 | 0 | 0 | 0 | 0 | 0 | 185534.3233
2016-04-12 21:00 | 0 | 0 | 0 | 0 | 0 | 588097.4793 | 426789 | 0 | 0 | 0 | 0 | 0 | 0 | 0 | 0 | 0 | 1421086.3193 | 0 | 0 | 0 | 0 | 0 | -61870.256 | 0 | 0 | 0 | 0 | 223178.7354
2016-04-12 22:00 | 0 | 0 | 0 | 0 | 0 | 545891.0959 | 425314 | 0 | 0 | 0 | 0 | 61870.256 | 0 | 0 | 0 | 0 | 1479793.1592 | 0 | 0 | 0 | 0 | 0 | 61870.256 | 0 | 0 | 0 | 0 | 58706.8399
2016-04-12 23:00 | 0 | 0 | 0 | 0 | 0 | 453860.8788 | 426837 | 0 | 0 | 0 | 0 | 61870.256 | 0 | 0 | 0 | 0 | 1506817.0379 | 0 | 0 | 0 | 0 | 0 | 0 | 0 | 0 | 0 | 0 | 27023.8788
2016-04-13 | 0 | 0 | 0 | 0 | 0 | 307716.0974 | 437655 | 0 | 0 | 0 | 0 | 61870.256 | 0 | 0 | 0 | 0 | 1376878.1354 | 0 | 0 | 0 | 0 | 0 | 0 | 0 | 0 | 0 | 0 | -129938.9026
2016-04-13 01:00 | 0 | 0 | 0 | 0 | 0 | 77944.0761 | 436961 | 0 | 0 | 0 | 0 | 0 | 0 | 0 | 0 | 0 | 1079731.4675 | 0 | 0 | 0 | 0 | 0 | -61870.256 | 0 | 0 | 0 | 0 | -297146.6679
2016-04-13 02:00 | 0 | 0 | 0 | 0 | 177994.9423 | 18.5587 | 419995 | 0 | 0 | 0 | 0 | 61870.256 | 0 | 0 | 0 | 0 | 775879.7124 | 0 | 0 | 0 | 0 | 0 | 61870.256 | 0 | 0 | 0 | 0 | -303851.755
2016-04-13 03:00 | 0 | 0 | 0 | 0 | 31515.9889 | 0 | 397238 | 0 | 0 | 0 | 0 | 0 | 0 | 0 | 0 | 0 | 472027.9574 | 0 | 0 | 0 | 0 | 0 | -61870.256 | 0 | 0 | 0 | 0 | -303851.755
2016-04-13 04:00 | 0 | 0 | 0 | 0 | 72343.245 | 0 | 376195 | 0 | 0 | 0 | 0 | 0 | 0 | 0 | 0 | 0 | 168176.2024 | 0 | 0 | 0 | 0 | 0 | 0 | 0 | 0 | 0 | 0 | -303851.755
2016-04-13 05:00 | 0 | 0 | 0 | 0 | 192442.7976 | 0 | 360619 | 0 | 0 | 0 | 0 | 0 | 0 | 0 | 0 | 0 | 0 | 0 | 0 | 0 | 0 | 0 | 0 | 0 | 0 | 0 | 0 | -168176.2024
2016-04-13 06:00 | 0 | 0 | 0 | 0 | 349758 | 0 | 349758 | 0 | 0 | 0 | 0 | 0 | 0 | 0 | 0 | 0 | 0 | 0 | 0 | 0 | 0 | 0 | 0 | 0 | 0 | 0 | 0 | 0
2016-04-13 07:00 | 0 | 0 | 0 | 0 | 344004 | 0 | 344004 | 0 | 0 | 0 | 0 | 0 | 0 | 0 | 0 | 0 | 0 | 0 | 0 | 0 | 0 | 0 | 0 | 0 | 0 | 0 | 0 | 0
2016-04-13 08:00 | 0 | 0 | 0 | 0 | 343734 | 0 | 343734 | 0 | 0 | 0 | 0 | 0 | 0 | 0 | 0 | 0 | 0 | 0 | 0 | 0 | 0 | 0 | 0 | 0 | 0 | 0 | 0 | 0
2016-04-13 09:00 | 0 | 0 | 0 | 0 | 355247 | 0 | 355247 | 0 | 0 | 0 | 0 | 0 | 0 | 0 | 0 | 0 | 0 | 0 | 0 | 0 | 0 | 0 | 0 | 0 | 0 | 0 | 0 | 0
2016-04-13 10:00 | 0 | 0 | 0 | 0 | 383845 | 0 | 383845 | 0 | 0 | 0 | 0 | 0 | 0 | 0 | 0 | 0 | 0 | 0 | 0 | 0 | 0 | 0 | 0 | 0 | 0 | 0 | 0 | 0
2016-04-13 11:00 | 0 | 0 | 0 | 0 | 408309 | 0 | 408309 | 0 | 0 | 0 | 0 | 0 | 0 | 0 | 0 | 0 | 0 | 0 | 0 | 0 | 0 | 0 | 0 | 0 | 0 | 0 | 0 | 0
2016-04-13 12:00 | 0 | 0 | 0 | 0 | 414181.0121 | 1836.9879 | 416018 | 0 | 0 | 0 | 0 | 0 | 0 | 0 | 0 | 0 | 0 | 0 | 0 | 0 | 0 | 0 | 0 | 0 | 0 | 0 | 0 | 0
2016-04-13 13:00 | 0 | 0 | 0 | 0 | 217836.0561 | 201659.9439 | 419496 | 0 | 0 | 0 | 0 | 0 | 0 | 0 | 0 | 0 | 0 | 0 | 0 | 0 | 0 | 0 | 0 | 0 | 0 | 0 | 0 | 0
2016-04-13 14:00 | 0 | 0 | 0 | 0 | 0 | 509992.3165 | 422022 | 0 | 0 | 0 | 0 | 61870.256 | 0 | 0 | 0 | 0 | 26100.0605 | 0 | 0 | 0 | 0 | 0 | 61870.256 | 0 | 0 | 0 | 0 | 26100.0605
2016-04-13 15:00 | 0 | 0 | 0 | 0 | 0 | 655421.5655 | 422677 | 0 | 0 | 0 | 0 | 19787.8624 | 0 | 0 | 0 | 0 | 300927.0196 | 0 | 0 | 0 | 0 | 0 | -42082.3936 | 0 | 0 | 0 | 0 | 274826.9592
2016-04-13 16:00 | 0 | 0 | 0 | 0 | 0 | 715438.0197 | 421635 | 0 | 0 | 0 | 0 | 9739.1271 | 0 | 0 | 0 | 0 | 604778.7747 | 0 | 0 | 0 | 0 | 0 | -10048.7353 | 0 | 0 | 0 | 0 | 303851.755
2016-04-13 17:00 | 0 | 0 | 0 | 0 | 0 | 715533.6279 | 421421 | 0 | 0 | 0 | 0 | 0 | 0 | 0 | 0 | 0 | 908630.5297 | 0 | 0 | 0 | 0 | 0 | -9739.1271 | 0 | 0 | 0 | 0 | 303851.755
2016-04-13 18:00 | 0 | 0 | 0 | 0 | 0 | 708695.5709 | 420318 | 0 | 0 | 0 | 0 | 61870.256 | 0 | 0 | 0 | 0 | 1135137.8446 | 0 | 0 | 0 | 0 | 0 | 61870.256 | 0 | 0 | 0 | 0 | 226507.3149
2016-04-13 19:00 | 0 | 0 | 0 | 0 | 0 | 704090.7891 | 419147 | 0 | 0 | 0 | 0 | 61870.256 | 0 | 0 | 0 | 0 | 1420081.6337 | 0 | 0 | 0 | 0 | 0 | 0 | 0 | 0 | 0 | 0 | 284943.7891
2016-04-13 20:00 | 0 | 0 | 0 | 0 | 0 | 703430.1596 | 419580 | 0 | 0 | 0 | 0 | 41868.6606 | 0 | 0 | 0 | 0 | 1723933.3888 | 0 | 0 | 0 | 0 | 0 | -20001.5954 | 0 | 0 | 0 | 0 | 303851.755
2016-04-13 21:00 | 0 | 0 | 0 | 0 | 0 | 695693.194 | 420450 | 0 | 0 | 0 | 0 | 13260.0996 | 0 | 0 | 0 | 0 | 2027785.1438 | 0 | 0 | 0 | 0 | 0 | -28608.561 | 0 | 0 | 0 | 0 | 303851.755
2016-04-13 22:00 | 0 | 0 | 0 | 0 | 0 | 661188.0061 | 420714 | 0 | 0 | 0 | 0 | 61870.256 | 0 | 0 | 0 | 0 | 2219648.9935 | 0 | 0 | 0 | 0 | 0 | 48610.1565 | 0 | 0 | 0 | 0 | 191863.8497
2016-04-13 23:00 | 0 | 0 | 0 | 0 | 0 | 565134.4402 | 423466 | 0 | 0 | 0 | 0 | 61870.256 | 0 | 0 | 0 | 0 | 2361317.4337 | 0 | 0 | 0 | 0 | 0 | 0 | 0 | 0 | 0 | 0 | 141668.4402
2016-04-14 | 0 | 0 | 0 | 0 | 0 | 388709.0261 | 433333 | 0 | 0 | 0 | 0 | 61870.256 | 0 | 0 | 0 | 0 | 2316693.4598 | 0 | 0 | 0 | 0 | 0 | 0 | 0 | 0 | 0 | 0 | -44623.9739
2016-04-14 01:00 | 0 | 0 | 0 | 0 | 0 | 91494.9716 | 431857 | 0 | 0 | 0 | 0 | 25359.9827 | 0 | 0 | 0 | 0 | 2012841.7048 | 0 | 0 | 0 | 0 | 0 | -36510.2733 | 0 | 0 | 0 | 0 | -303851.755
2016-04-14 02:00 | 0 | 0 | 0 | 0 | 147841.0242 | 55.4941 | 415238 | 0 | 0 | 0 | 0 | 61870.256 | 0 | 0 | 0 | 0 | 1708989.9497 | 0 | 0 | 0 | 0 | 0 | 36510.2733 | 0 | 0 | 0 | 0 | -303851.755
2016-04-14 03:00 | 0 | 0 | 0 | 0 | 27379.9889 | 0 | 393102 | 0 | 0 | 0 | 0 | 0 | 0 | 0 | 0 | 0 | 1405138.1947 | 0 | 0 | 0 | 0 | 0 | -61870.256 | 0 | 0 | 0 | 0 | -303851.755
2016-04-14 04:00 | 0 | 0 | 0 | 0 | 69154.245 | 0 | 373006 | 0 | 0 | 0 | 0 | 0 | 0 | 0 | 0 | 0 | 1101286.4397 | 0 | 0 | 0 | 0 | 0 | 0 | 0 | 0 | 0 | 0 | -303851.755
2016-04-14 05:00 | 0 | 0 | 0 | 0 | 54371.245 | 0 | 358223 | 0 | 0 | 0 | 0 | 0 | 0 | 0 | 0 | 0 | 797434.6846 | 0 | 0 | 0 | 0 | 0 | 0 | 0 | 0 | 0 | 0 | -303851.755
2016-04-14 06:00 | 0 | 0 | 0 | 0 | 43491.245 | 0 | 347343 | 0 | 0 | 0 | 0 | 0 | 0 | 0 | 0 | 0 | 493582.9296 | 0 | 0 | 0 | 0 | 0 | 0 | 0 | 0 | 0 | 0 | -303851.755
2016-04-14 07:00 | 0 | 0 | 0 | 0 | 38141.245 | 0 | 341993 | 0 | 0 | 0 | 0 | 0 | 0 | 0 | 0 | 0 | 189731.1746 | 0 | 0 | 0 | 0 | 0 | 0 | 0 | 0 | 0 | 0 | -303851.755
2016-04-14 08:00 | 0 | 0 | 0 | 0 | 152014.8254 | 0 | 341746 | 0 | 0 | 0 | 0 | 0 | 0 | 0 | 0 | 0 | 0 | 0 | 0 | 0 | 0 | 0 | 0 | 0 | 0 | 0 | 0 | -189731.1746
2016-04-14 09:00 | 0 | 0 | 0 | 0 | 352742 | 0 | 352742 | 0 | 0 | 0 | 0 | 0 | 0 | 0 | 0 | 0 | 0 | 0 | 0 | 0 | 0 | 0 | 0 | 0 | 0 | 0 | 0 | 0
2016-04-14 10:00 | 0 | 0 | 0 | 0 | 380747 | 0 | 380747 | 0 | 0 | 0 | 0 | 0 | 0 | 0 | 0 | 0 | 0 | 0 | 0 | 0 | 0 | 0 | 0 | 0 | 0 | 0 | 0 | 0
2016-04-14 11:00 | 0 | 0 | 0 | 0 | 404590 | 0 | 404590 | 0 | 0 | 0 | 0 | 0 | 0 | 0 | 0 | 0 | 0 | 0 | 0 | 0 | 0 | 0 | 0 | 0 | 0 | 0 | 0 | 0
2016-04-14 12:00 | 0 | 0 | 0 | 0 | 412006.4532 | 1013.5468 | 413020 | 0 | 0 | 0 | 0 | 0 | 0 | 0 | 0 | 0 | 0 | 0 | 0 | 0 | 0 | 0 | 0 | 0 | 0 | 0 | 0 | 0
2016-04-14 13:00 | 0 | 0 | 0 | 0 | 170051.418 | 246520.582 | 416572 | 0 | 0 | 0 | 0 | 0 | 0 | 0 | 0 | 0 | 0 | 0 | 0 | 0 | 0 | 0 | 0 | 0 | 0 | 0 | 0 | 0
2016-04-14 14:00 | 0 | 0 | 0 | 0 | 0 | 548902.631 | 420562 | 0 | 0 | 0 | 0 | 36459.1992 | 0 | 0 | 0 | 0 | 91881.4318 | 0 | 0 | 0 | 0 | 0 | 36459.1992 | 0 | 0 | 0 | 0 | 91881.4318
2016-04-14 15:00 | 0 | 0 | 0 | 0 | 0 | 689894.5559 | 422502 | 0 | 0 | 0 | 0 | 0 | 0 | 0 | 0 | 0 | 395733.1868 | 0 | 0 | 0 | 0 | 0 | -36459.1992 | 0 | 0 | 0 | 0 | 303851.755
2016-04-14 16:00 | 0 | 0 | 0 | 0 | 0 | 730444.5911 | 423006 | 0 | 0 | 0 | 0 | 3586.8361 | 0 | 0 | 0 | 0 | 699584.9419 | 0 | 0 | 0 | 0 | 0 | 3586.8361 | 0 | 0 | 0 | 0 | 303851.755
2016-04-14 17:00 | 0 | 0 | 0 | 0 | 0 | 761604.666 | 424556 | 0 | 0 | 0 | 0 | 36783.747 | 0 | 0 | 0 | 0 | 1003436.6969 | 0 | 0 | 0 | 0 | 0 | 33196.9109 | 0 | 0 | 0 | 0 | 303851.755
2016-04-14 18:00 | 0 | 0 | 0 | 0 | 0 | 746381.5073 | 425327 | 0 | 0 | 0 | 0 | 53986.4993 | 0 | 0 | 0 | 0 | 1307288.4519 | 0 | 0 | 0 | 0 | 0 | 17202.7522 | 0 | 0 | 0 | 0 | 303851.755
2016-04-14 19:00 | 0 | 0 | 0 | 0 | 0 | 734593.0191 | 425102 | 0 | 0 | 0 | 0 | 59625.7634 | 0 | 0 | 0 | 0 | 1611140.207 | 0 | 0 | 0 | 0 | 0 | 5639.2641 | 0 | 0 | 0 | 0 | 303851.755
2016-04-14 20:00 | 0 | 0 | 0 | 0 | 0 | 731915.2477 | 425819 | 0 | 0 | 0 | 0 | 61870.256 | 0 | 0 | 0 | 0 | 1914991.962 | 0 | 0 | 0 | 0 | 0 | 2244.4927 | 0 | 0 | 0 | 0 | 303851.755
2016-04-14 21:00 | 0 | 0 | 0 | 0 | 0 | 721832.0945 | 426379 | 0 | 0 | 0 | 0 | 61870.256 | 0 | 0 | 0 | 0 | 2210445.0565 | 0 | 0 | 0 | 0 | 0 | 0 | 0 | 0 | 0 | 0 | 295453.0945
2016-04-14 22:00 | 0 | 0 | 0 | 0 | 0 | 685389.3297 | 425115 | 0 | 0 | 0 | 0 | 61870.256 | 0 | 0 | 0 | 0 | 2470719.3862 | 0 | 0 | 0 | 0 | 0 | 0 | 0 | 0 | 0 | 0 | 260274.3297
2016-04-14 23:00 | 0 | 0 | 0 | 0 | 0 | 592375.6572 | 426133 | 0 | 0 | 0 | 0 | 0 | 0 | 0 | 0 | 0 | 2698832.2994 | 0 | 0 | 0 | 0 | 0 | -61870.256 | 0 | 0 | 0 | 0 | 228112.9132
2016-04-15 | 0 | 0 | 0 | 0 | 0 | 397614.5099 | 434114 | 0 | 0 | 0 | 0 | 61870.256 | 0 | 0 | 0 | 0 | 2600462.5533 | 0 | 0 | 0 | 0 | 0 | 61870.256 | 0 | 0 | 0 | 0 | -98369.7461
2016-04-15 01:00 | 0 | 0 | 0 | 0 | 0 | 100980.0063 | 432498 | 0 | 0 | 0 | 0 | 34204.0174 | 0 | 0 | 0 | 0 | 2296610.7983 | 0 | 0 | 0 | 0 | 0 | -27666.2387 | 0 | 0 | 0 | 0 | -303851.755
2016-04-15 02:00 | 0 | 0 | 0 | 0 | 139395.6163 | 68.8673 | 415650 | 0 | 0 | 0 | 0 | 61870.256 | 0 | 0 | 0 | 0 | 1992759.0432 | 0 | 0 | 0 | 0 | 0 | 27666.2387 | 0 | 0 | 0 | 0 | -303851.755
2016-04-15 03:00 | 0 | 0 | 0 | 0 | 29001.9889 | 0 | 394724 | 0 | 0 | 0 | 0 | 0 | 0 | 0 | 0 | 0 | 1688907.2882 | 0 | 0 | 0 | 0 | 0 | -61870.256 | 0 | 0 | 0 | 0 | -303851.755
2016-04-15 04:00 | 0 | 0 | 0 | 0 | 69103.245 | 0 | 372955 | 0 | 0 | 0 | 0 | 0 | 0 | 0 | 0 | 0 | 1385055.5332 | 0 | 0 | 0 | 0 | 0 | 0 | 0 | 0 | 0 | 0 | -303851.755
2016-04-15 05:00 | 0 | 0 | 0 | 0 | 50990.245 | 0 | 354842 | 0 | 0 | 0 | 0 | 0 | 0 | 0 | 0 | 0 | 1081203.7781 | 0 | 0 | 0 | 0 | 0 | 0 | 0 | 0 | 0 | 0 | -303851.755
2016-04-15 06:00 | 0 | 0 | 0 | 0 | 39449.245 | 0 | 343301 | 0 | 0 | 0 | 0 | 0 | 0 | 0 | 0 | 0 | 777352.0231 | 0 | 0 | 0 | 0 | 0 | 0 | 0 | 0 | 0 | 0 | -303851.755
2016-04-15 07:00 | 0 | 0 | 0 | 0 | 33317.245 | 0 | 337169 | 0 | 0 | 0 | 0 | 0 | 0 | 0 | 0 | 0 | 473500.2681 | 0 | 0 | 0 | 0 | 0 | 0 | 0 | 0 | 0 | 0 | -303851.755
2016-04-15 08:00 | 0 | 0 | 0 | 0 | 32528.245 | 0 | 336380 | 0 | 0 | 0 | 0 | 0 | 0 | 0 | 0 | 0 | 169648.513 | 0 | 0 | 0 | 0 | 0 | 0 | 0 | 0 | 0 | 0 | -303851.755
2016-04-15 09:00 | 0 | 0 | 0 | 0 | 177509.487 | 0 | 347158 | 0 | 0 | 0 | 0 | 0 | 0 | 0 | 0 | 0 | 0 | 0 | 0 | 0 | 0 | 0 | 0 | 0 | 0 | 0 | 0 | -169648.513
2016-04-15 10:00 | 0 | 0 | 0 | 0 | 373539 | 0 | 373539 | 0 | 0 | 0 | 0 | 0 | 0 | 0 | 0 | 0 | 0 | 0 | 0 | 0 | 0 | 0 | 0 | 0 | 0 | 0 | 0 | 0
2016-04-15 11:00 | 0 | 0 | 0 | 0 | 396502 | 0 | 396502 | 0 | 0 | 0 | 0 | 0 | 0 | 0 | 0 | 0 | 0 | 0 | 0 | 0 | 0 | 0 | 0 | 0 | 0 | 0 | 0 | 0
2016-04-15 12:00 | 0 | 0 | 0 | 0 | 402591.5517 | 3096.4483 | 405688 | 0 | 0 | 0 | 0 | 0 | 0 | 0 | 0 | 0 | 0 | 0 | 0 | 0 | 0 | 0 | 0 | 0 | 0 | 0 | 0 | 0
2016-04-15 13:00 | 0 | 0 | 0 | 0 | 265994.257 | 146047.743 | 412042 | 0 | 0 | 0 | 0 | 0 | 0 | 0 | 0 | 0 | 0 | 0 | 0 | 0 | 0 | 0 | 0 | 0 | 0 | 0 | 0 | 0
2016-04-15 14:00 | 0 | 0 | 0 | 0 | 0 | 449567.9449 | 416745 | 0 | 0 | 0 | 0 | 32822.9449 | 0 | 0 | 0 | 0 | 0 | 0 | 0 | 0 | 0 | 0 | 32822.9449 | 0 | 0 | 0 | 0 | 0
2016-04-15 15:00 | 0 | 0 | 0 | 0 | 0 | 601210.3451 | 418833 | 0 | 0 | 0 | 0 | 61870.256 | 0 | 0 | 0 | 0 | 153330.034 | 0 | 0 | 0 | 0 | 0 | 29047.3111 | 0 | 0 | 0 | 0 | 153330.034
2016-04-15 16:00 | 0 | 0 | 0 | 0 | 0 | 653693.2652 | 418523 | 0 | 0 | 0 | 0 | 61870.256 | 0 | 0 | 0 | 0 | 388500.2992 | 0 | 0 | 0 | 0 | 0 | 0 | 0 | 0 | 0 | 0 | 235170.2652
2016-04-15 17:00 | 0 | 0 | 0 | 0 | 0 | 669287.4413 | 418123 | 0 | 0 | 0 | 0 | 9182.9423 | 0 | 0 | 0 | 0 | 692352.0542 | 0 | 0 | 0 | 0 | 0 | -52687.3137 | 0 | 0 | 0 | 0 | 303851.755
2016-04-15 18:00 | 0 | 0 | 0 | 0 | 0 | 667338.045 | 418358 | 0 | 0 | 0 | 0 | 0 | 0 | 0 | 0 | 0 | 950515.0415 | 0 | 0 | 0 | 0 | 0 | -9182.9423 | 0 | 0 | 0 | 0 | 258162.9873
2016-04-15 19:00 | 0 | 0 | 0 | 0 | 0 | 653463.4685 | 418101 | 0 | 0 | 0 | 0 | 61870.256 | 0 | 0 | 0 | 0 | 1124007.2539 | 0 | 0 | 0 | 0 | 0 | 61870.256 | 0 | 0 | 0 | 0 | 173492.2124
2016-04-15 20:00 | 0 | 0 | 0 | 0 | 0 | 640345.5145 | 417358 | 0 | 0 | 0 | 0 | 61870.256 | 0 | 0 | 0 | 0 | 1346994.7685 | 0 | 0 | 0 | 0 | 0 | 0 | 0 | 0 | 0 | 0 | 222987.5145
2016-04-15 21:00 | 0 | 0 | 0 | 0 | 0 | 615594.8591 | 416596 | 0 | 0 | 0 | 0 | 61870.256 | 0 | 0 | 0 | 0 | 1545993.6276 | 0 | 0 | 0 | 0 | 0 | 0 | 0 | 0 | 0 | 0 | 198998.8591
2016-04-15 22:00 | 0 | 0 | 0 | 0 | 0 | 569613.5423 | 413276 | 0 | 0 | 0 | 0 | 0 | 0 | 0 | 0 | 0 | 1764201.4259 | 0 | 0 | 0 | 0 | 0 | -61870.256 | 0 | 0 | 0 | 0 | 218207.7984
2016-04-15 23:00 | 0 | 0 | 0 | 0 | 0 | 485771.4909 | 410671 | 0 | 0 | 0 | 0 | 61870.256 | 0 | 0 | 0 | 0 | 1777431.6608 | 0 | 0 | 0 | 0 | 0 | 61870.256 | 0 | 0 | 0 | 0 | 13230.2349
2016-04-16 | 0 | 0 | 0 | 0 | 0 | 343422.1848 | 414985 | 0 | 0 | 0 | 0 | 61870.256 | 0 | 0 | 0 | 0 | 1705868.8456 | 0 | 0 | 0 | 0 | 0 | 0 | 0 | 0 | 0 | 0 | -71562.8152
2016-04-16 01:00 | 0 | 0 | 0 | 0 | 0 | 111266.2881 | 414242 | 0 | 0 | 0 | 0 | 61870.256 | 0 | 0 | 0 | 0 | 1402893.1337 | 0 | 0 | 0 | 0 | 0 | 0 | 0 | 0 | 0 | 0 | -302975.7119
2016-04-16 02:00 | 0 | 0 | 0 | 0 | 96705.3094 | 91.9356 | 400649 | 0 | 0 | 0 | 0 | 61870.256 | 0 | 0 | 0 | 0 | 1099041.3787 | 0 | 0 | 0 | 0 | 0 | 0 | 0 | 0 | 0 | 0 | -303851.755
2016-04-16 03:00 | 0 | 0 | 0 | 0 | 17172.9889 | 0 | 382895 | 0 | 0 | 0 | 0 | 0 | 0 | 0 | 0 | 0 | 795189.6236 | 0 | 0 | 0 | 0 | 0 | -61870.256 | 0 | 0 | 0 | 0 | -303851.755
2016-04-16 04:00 | 0 | 0 | 0 | 0 | 60003.245 | 0 | 363855 | 0 | 0 | 0 | 0 | 0 | 0 | 0 | 0 | 0 | 491337.8686 | 0 | 0 | 0 | 0 | 0 | 0 | 0 | 0 | 0 | 0 | -303851.755
2016-04-16 05:00 | 0 | 0 | 0 | 0 | 43644.245 | 0 | 347496 | 0 | 0 | 0 | 0 | 0 | 0 | 0 | 0 | 0 | 187486.1136 | 0 | 0 | 0 | 0 | 0 | 0 | 0 | 0 | 0 | 0 | -303851.755
2016-04-16 06:00 | 0 | 0 | 0 | 0 | 147930.8864 | 0 | 335417 | 0 | 0 | 0 | 0 | 0 | 0 | 0 | 0 | 0 | 0 | 0 | 0 | 0 | 0 | 0 | 0 | 0 | 0 | 0 | 0 | -187486.1136
2016-04-16 07:00 | 0 | 0 | 0 | 0 | 327825 | 0 | 327825 | 0 | 0 | 0 | 0 | 0 | 0 | 0 | 0 | 0 | 0 | 0 | 0 | 0 | 0 | 0 | 0 | 0 | 0 | 0 | 0 | 0
2016-04-16 08:00 | 0 | 0 | 0 | 0 | 325337 | 0 | 325337 | 0 | 0 | 0 | 0 | 0 | 0 | 0 | 0 | 0 | 0 | 0 | 0 | 0 | 0 | 0 | 0 | 0 | 0 | 0 | 0 | 0
2016-04-16 09:00 | 0 | 0 | 0 | 0 | 327933 | 0 | 327933 | 0 | 0 | 0 | 0 | 0 | 0 | 0 | 0 | 0 | 0 | 0 | 0 | 0 | 0 | 0 | 0 | 0 | 0 | 0 | 0 | 0
2016-04-16 10:00 | 0 | 0 | 0 | 0 | 334746 | 0 | 334746 | 0 | 0 | 0 | 0 | 0 | 0 | 0 | 0 | 0 | 0 | 0 | 0 | 0 | 0 | 0 | 0 | 0 | 0 | 0 | 0 | 0
2016-04-16 11:00 | 0 | 0 | 0 | 0 | 344307 | 0 | 344307 | 0 | 0 | 0 | 0 | 0 | 0 | 0 | 0 | 0 | 0 | 0 | 0 | 0 | 0 | 0 | 0 | 0 | 0 | 0 | 0 | 0
2016-04-16 12:00 | 0 | 0 | 0 | 0 | 355406.7177 | 1695.2823 | 357102 | 0 | 0 | 0 | 0 | 0 | 0 | 0 | 0 | 0 | 0 | 0 | 0 | 0 | 0 | 0 | 0 | 0 | 0 | 0 | 0 | 0
2016-04-16 13:00 | 0 | 0 | 0 | 0 | 216844.5494 | 152486.4506 | 369331 | 0 | 0 | 0 | 0 | 0 | 0 | 0 | 0 | 0 | 0 | 0 | 0 | 0 | 0 | 0 | 0 | 0 | 0 | 0 | 0 | 0
2016-04-16 14:00 | 0 | 0 | 0 | 0 | 0 | 454592.5235 | 378117 | 0 | 0 | 0 | 0 | 0 | 0 | 0 | 0 | 0 | 76475.5235 | 0 | 0 | 0 | 0 | 0 | 0 | 0 | 0 | 0 | 0 | 76475.5235
2016-04-16 15:00 | 0 | 0 | 0 | 0 | 0 | 622412.9955 | 382861 | 0 | 0 | 0 | 0 | 0 | 0 | 0 | 0 | 0 | 316027.519 | 0 | 0 | 0 | 0 | 0 | 0 | 0 | 0 | 0 | 0 | 239551.9955
2016-04-16 16:00 | 0 | 0 | 0 | 0 | 0 | 688992.755 | 385141 | 0 | 0 | 0 | 0 | 0 | 0 | 0 | 0 | 0 | 619879.2741 | 0 | 0 | 0 | 0 | 0 | 0 | 0 | 0 | 0 | 0 | 303851.755
2016-04-16 17:00 | 0 | 0 | 0 | 0 | 0 | 693971.7955 | 384341 | 0 | 0 | 0 | 0 | 5779.0404 | 0 | 0 | 0 | 0 | 923731.0291 | 0 | 0 | 0 | 0 | 0 | 5779.0404 | 0 | 0 | 0 | 0 | 303851.755
2016-04-16 18:00 | 0 | 0 | 0 | 0 | 0 | 716100.8635 | 383770 | 0 | 0 | 0 | 0 | 34258.149 | 0 | 0 | 0 | 0 | 1227582.7841 | 0 | 0 | 0 | 0 | 0 | 28479.1085 | 0 | 0 | 0 | 0 | 303851.755
2016-04-16 19:00 | 0 | 0 | 0 | 0 | 0 | 706979.8905 | 384101 | 0 | 0 | 0 | 0 | 53285.2844 | 0 | 0 | 0 | 0 | 1531434.5392 | 0 | 0 | 0 | 0 | 0 | 19027.1354 | 0 | 0 | 0 | 0 | 303851.755
2016-04-16 20:00 | 0 | 0 | 0 | 0 | 0 | 697898.7267 | 385462 | 0 | 0 | 0 | 0 | 61870.256 | 0 | 0 | 0 | 0 | 1835286.2942 | 0 | 0 | 0 | 0 | 0 | 8584.9717 | 0 | 0 | 0 | 0 | 303851.755
2016-04-16 21:00 | 0 | 0 | 0 | 0 | 0 | 672581.1395 | 387085 | 0 | 0 | 0 | 0 | 61870.256 | 0 | 0 | 0 | 0 | 2120782.4336 | 0 | 0 | 0 | 0 | 0 | 0 | 0 | 0 | 0 | 0 | 285496.1395
2016-04-16 22:00 | 0 | 0 | 0 | 0 | 0 | 628498.1635 | 388102 | 0 | 0 | 0 | 0 | 0 | 0 | 0 | 0 | 0 | 2423048.8532 | 0 | 0 | 0 | 0 | 0 | -61870.256 | 0 | 0 | 0 | 0 | 302266.4196
2016-04-16 23:00 | 0 | 0 | 0 | 0 | 0 | 537475.3924 | 388037 | 0 | 0 | 0 | 0 | 0 | 0 | 0 | 0 | 0 | 2572487.2456 | 0 | 0 | 0 | 0 | 0 | 0 | 0 | 0 | 0 | 0 | 149438.3924
2016-04-17 | 0 | 0 | 0 | 0 | 0 | 374020.3487 | 394464 | 0 | 0 | 0 | 0 | 35231.6642 | 0 | 0 | 0 | 0 | 2516811.9301 | 0 | 0 | 0 | 0 | 0 | 35231.6642 | 0 | 0 | 0 | 0 | -55675.3155
2016-04-17 01:00 | 0 | 0 | 0 | 0 | 0 | 117976.8368 | 395190 | 0 | 0 | 0 | 0 | 61870.256 | 0 | 0 | 0 | 0 | 2212960.1751 | 0 | 0 | 0 | 0 | 0 | 26638.5919 | 0 | 0 | 0 | 0 | -303851.755
2016-04-17 02:00 | 0 | 0 | 0 | 0 | 80834.0872 | 114.1578 | 384800 | 0 | 0 | 0 | 0 | 61870.256 | 0 | 0 | 0 | 0 | 1909108.4201 | 0 | 0 | 0 | 0 | 0 | 0 | 0 | 0 | 0 | 0 | -303851.755
2016-04-17 03:00 | 0 | 0 | 0 | 0 | 3624.9889 | 0 | 369347 | 0 | 0 | 0 | 0 | 0 | 0 | 0 | 0 | 0 | 1605256.6651 | 0 | 0 | 0 | 0 | 0 | -61870.256 | 0 | 0 | 0 | 0 | -303851.755
2016-04-17 04:00 | 0 | 0 | 0 | 0 | 47901.245 | 0 | 351753 | 0 | 0 | 0 | 0 | 0 | 0 | 0 | 0 | 0 | 1301404.91 | 0 | 0 | 0 | 0 | 0 | 0 | 0 | 0 | 0 | 0 | -303851.755
2016-04-17 05:00 | 0 | 0 | 0 | 0 | 31998.245 | 0 | 335850 | 0 | 0 | 0 | 0 | 0 | 0 | 0 | 0 | 0 | 997553.155 | 0 | 0 | 0 | 0 | 0 | 0 | 0 | 0 | 0 | 0 | -303851.755
2016-04-17 06:00 | 0 | 0 | 0 | 0 | 20195.245 | 0 | 324047 | 0 | 0 | 0 | 0 | 0 | 0 | 0 | 0 | 0 | 693701.4 | 0 | 0 | 0 | 0 | 0 | 0 | 0 | 0 | 0 | 0 | -303851.755
2016-04-17 07:00 | 0 | 0 | 0 | 0 | 12779.245 | 0 | 316631 | 0 | 0 | 0 | 0 | 0 | 0 | 0 | 0 | 0 | 389849.6449 | 0 | 0 | 0 | 0 | 0 | 0 | 0 | 0 | 0 | 0 | -303851.755
2016-04-17 08:00 | 0 | 0 | 0 | 0 | 9738.245 | 0 | 313590 | 0 | 0 | 0 | 0 | 0 | 0 | 0 | 0 | 0 | 85997.8899 | 0 | 0 | 0 | 0 | 0 | 0 | 0 | 0 | 0 | 0 | -303851.755
2016-04-17 09:00 | 0 | 0 | 0 | 0 | 228740.1101 | 0 | 314738 | 0 | 0 | 0 | 0 | 0 | 0 | 0 | 0 | 0 | 0 | 0 | 0 | 0 | 0 | 0 | 0 | 0 | 0 | 0 | 0 | -85997.8899
2016-04-17 10:00 | 0 | 0 | 0 | 0 | 318416 | 0 | 318416 | 0 | 0 | 0 | 0 | 0 | 0 | 0 | 0 | 0 | 0 | 0 | 0 | 0 | 0 | 0 | 0 | 0 | 0 | 0 | 0 | 0
2016-04-17 11:00 | 0 | 0 | 0 | 0 | 324666 | 0 | 324666 | 0 | 0 | 0 | 0 | 0 | 0 | 0 | 0 | 0 | 0 | 0 | 0 | 0 | 0 | 0 | 0 | 0 | 0 | 0 | 0 | 0
2016-04-17 12:00 | 0 | 0 | 0 | 0 | 334244.4137 | 2154.5863 | 336399 | 0 | 0 | 0 | 0 | 0 | 0 | 0 | 0 | 0 | 0 | 0 | 0 | 0 | 0 | 0 | 0 | 0 | 0 | 0 | 0 | 0
2016-04-17 13:00 | 0 | 0 | 0 | 0 | 167867.0345 | 181049.9655 | 348917 | 0 | 0 | 0 | 0 | 0 | 0 | 0 | 0 | 0 | 0 | 0 | 0 | 0 | 0 | 0 | 0 | 0 | 0 | 0 | 0 | 0
2016-04-17 14:00 | 0 | 0 | 0 | 0 | 0 | 496601.4397 | 357864 | 0 | 0 | 0 | 0 | 27331.8813 | 0 | 0 | 0 | 0 | 111405.5583 | 0 | 0 | 0 | 0 | 0 | 27331.8813 | 0 | 0 | 0 | 0 | 111405.5583
2016-04-17 15:00 | 0 | 0 | 0 | 0 | 0 | 640504.8737 | 363985 | 0 | 0 | 0 | 0 | 0 | 0 | 0 | 0 | 0 | 415257.3134 | 0 | 0 | 0 | 0 | 0 | -27331.8813 | 0 | 0 | 0 | 0 | 303851.755
2016-04-17 16:00 | 0 | 0 | 0 | 0 | 0 | 673510.755 | 369659 | 0 | 0 | 0 | 0 | 0 | 0 | 0 | 0 | 0 | 719109.0684 | 0 | 0 | 0 | 0 | 0 | 0 | 0 | 0 | 0 | 0 | 303851.755
2016-04-17 17:00 | 0 | 0 | 0 | 0 | 0 | 677712.755 | 373861 | 0 | 0 | 0 | 0 | 0 | 0 | 0 | 0 | 0 | 1022960.8234 | 0 | 0 | 0 | 0 | 0 | 0 | 0 | 0 | 0 | 0 | 303851.755
2016-04-17 18:00 | 0 | 0 | 0 | 0 | 0 | 681063.755 | 377212 | 0 | 0 | 0 | 0 | 0 | 0 | 0 | 0 | 0 | 1326812.5785 | 0 | 0 | 0 | 0 | 0 | 0 | 0 | 0 | 0 | 0 | 303851.755
2016-04-17 19:00 | 0 | 0 | 0 | 0 | 0 | 684069.755 | 380218 | 0 | 0 | 0 | 0 | 0 | 0 | 0 | 0 | 0 | 1630664.3335 | 0 | 0 | 0 | 0 | 0 | 0 | 0 | 0 | 0 | 0 | 303851.755
2016-04-17 20:00 | 0 | 0 | 0 | 0 | 0 | 728830.2273 | 385045 | 0 | 0 | 0 | 0 | 39933.4723 | 0 | 0 | 0 | 0 | 1934516.0885 | 0 | 0 | 0 | 0 | 0 | 39933.4723 | 0 | 0 | 0 | 0 | 303851.755
2016-04-17 21:00 | 0 | 0 | 0 | 0 | 0 | 716969.5388 | 391181 | 0 | 0 | 0 | 0 | 61870.256 | 0 | 0 | 0 | 0 | 2238367.8436 | 0 | 0 | 0 | 0 | 0 | 21936.7838 | 0 | 0 | 0 | 0 | 303851.755
2016-04-17 22:00 | 0 | 0 | 0 | 0 | 0 | 680883.2037 | 396115 | 0 | 0 | 0 | 0 | 42786.7047 | 0 | 0 | 0 | 0 | 2542219.5986 | 0 | 0 | 0 | 0 | 0 | -19083.5513 | 0 | 0 | 0 | 0 | 303851.755
2016-04-17 23:00 | 0 | 0 | 0 | 0 | 0 | 581452.6347 | 399850 | 0 | 0 | 0 | 0 | 61870.256 | 0 | 0 | 0 | 0 | 2704738.682 | 0 | 0 | 0 | 0 | 0 | 19083.5513 | 0 | 0 | 0 | 0 | 162519.0834
2016-04-18 | 0 | 0 | 0 | 0 | 0 | 398784.8477 | 409894 | 0 | 0 | 0 | 0 | 61870.256 | 0 | 0 | 0 | 0 | 2693629.5297 | 0 | 0 | 0 | 0 | 0 | 0 | 0 | 0 | 0 | 0 | -11109.1523
2016-04-18 01:00 | 0 | 0 | 0 | 0 | 0 | 118945.8191 | 410275 | 0 | 0 | 0 | 0 | 61870.256 | 0 | 0 | 0 | 0 | 2402300.3488 | 0 | 0 | 0 | 0 | 0 | 0 | 0 | 0 | 0 | 0 | -291329.1809
2016-04-18 02:00 | 0 | 0 | 0 | 0 | 90432.0718 | 147.1732 | 394431 | 0 | 0 | 0 | 0 | 61870.256 | 0 | 0 | 0 | 0 | 2098448.5938 | 0 | 0 | 0 | 0 | 0 | 0 | 0 | 0 | 0 | 0 | -303851.755
2016-04-18 03:00 | 0 | 0 | 0 | 0 | 8170.9889 | 0 | 373893 | 0 | 0 | 0 | 0 | 0 | 0 | 0 | 0 | 0 | 1794596.8387 | 0 | 0 | 0 | 0 | 0 | -61870.256 | 0 | 0 | 0 | 0 | -303851.755
2016-04-18 04:00 | 0 | 0 | 0 | 0 | 48960.245 | 0 | 352812 | 0 | 0 | 0 | 0 | 0 | 0 | 0 | 0 | 0 | 1490745.0837 | 0 | 0 | 0 | 0 | 0 | 0 | 0 | 0 | 0 | 0 | -303851.755
2016-04-18 05:00 | 0 | 0 | 0 | 0 | 32084.245 | 0 | 335936 | 0 | 0 | 0 | 0 | 0 | 0 | 0 | 0 | 0 | 1186893.3287 | 0 | 0 | 0 | 0 | 0 | 0 | 0 | 0 | 0 | 0 | -303851.755
2016-04-18 06:00 | 0 | 0 | 0 | 0 | 20609.245 | 0 | 324461 | 0 | 0 | 0 | 0 | 0 | 0 | 0 | 0 | 0 | 883041.5736 | 0 | 0 | 0 | 0 | 0 | 0 | 0 | 0 | 0 | 0 | -303851.755
2016-04-18 07:00 | 0 | 0 | 0 | 0 | 13712.245 | 0 | 317564 | 0 | 0 | 0 | 0 | 0 | 0 | 0 | 0 | 0 | 579189.8186 | 0 | 0 | 0 | 0 | 0 | 0 | 0 | 0 | 0 | 0 | -303851.755
2016-04-18 08:00 | 0 | 0 | 0 | 0 | 14933.245 | 0 | 318785 | 0 | 0 | 0 | 0 | 0 | 0 | 0 | 0 | 0 | 275338.0636 | 0 | 0 | 0 | 0 | 0 | 0 | 0 | 0 | 0 | 0 | -303851.755
2016-04-18 09:00 | 0 | 0 | 0 | 0 | 55482.9364 | 0 | 330821 | 0 | 0 | 0 | 0 | 0 | 0 | 0 | 0 | 0 | 0 | 0 | 0 | 0 | 0 | 0 | 0 | 0 | 0 | 0 | 0 | -275338.0636
2016-04-18 10:00 | 0 | 0 | 0 | 0 | 355668 | 0 | 355668 | 0 | 0 | 0 | 0 | 0 | 0 | 0 | 0 | 0 | 0 | 0 | 0 | 0 | 0 | 0 | 0 | 0 | 0 | 0 | 0 | 0
2016-04-18 11:00 | 0 | 0 | 0 | 0 | 444499.9247 | 0 | 379602 | 0 | 0 | 0 | 0 | 0 | 0 | 0 | 0 | 0 | 64897.9247 | 0 | 0 | 0 | 0 | 0 | 0 | 0 | 0 | 0 | 0 | 64897.9247
2016-04-18 12:00 | 0 | 0 | 0 | 0 | 324522.8767 | 3633.1986 | 393054 | 0 | 0 | 0 | 0 | 0 | 0 | 0 | 0 | 0 | 0 | 0 | 0 | 0 | 0 | 0 | 0 | 0 | 0 | 0 | 0 | -64897.9247
2016-04-18 13:00 | 0 | 0 | 0 | 0 | 215250.9184 | 187089.0816 | 402340 | 0 | 0 | 0 | 0 | 0 | 0 | 0 | 0 | 0 | 0 | 0 | 0 | 0 | 0 | 0 | 0 | 0 | 0 | 0 | 0 | 0
2016-04-18 14:00 | 0 | 0 | 0 | 0 | 0 | 526201.7098 | 411514 | 0 | 0 | 0 | 0 | 0 | 0 | 0 | 0 | 0 | 114687.7098 | 0 | 0 | 0 | 0 | 0 | 0 | 0 | 0 | 0 | 0 | 114687.7098
2016-04-18 15:00 | 0 | 0 | 0 | 0 | 0 | 657311.111 | 418575 | 0 | 0 | 0 | 0 | 3196.9842 | 0 | 0 | 0 | 0 | 350226.8366 | 0 | 0 | 0 | 0 | 0 | 3196.9842 | 0 | 0 | 0 | 0 | 235539.1268
2016-04-18 16:00 | 0 | 0 | 0 | 0 | 0 | 743651.6741 | 423926 | 0 | 0 | 0 | 0 | 19070.9033 | 0 | 0 | 0 | 0 | 654078.5916 | 0 | 0 | 0 | 0 | 0 | 15873.9191 | 0 | 0 | 0 | 0 | 303851.755
2016-04-18 17:00 | 0 | 0 | 0 | 0 | 0 | 754295.2599 | 430108 | 0 | 0 | 0 | 0 | 39406.4082 | 0 | 0 | 0 | 0 | 957930.3466 | 0 | 0 | 0 | 0 | 0 | 20335.5049 | 0 | 0 | 0 | 0 | 303851.755
2016-04-18 18:00 | 0 | 0 | 0 | 0 | 0 | 743553.4322 | 435650 | 0 | 0 | 0 | 0 | 43458.0854 | 0 | 0 | 0 | 0 | 1261782.1017 | 0 | 0 | 0 | 0 | 0 | 4051.6772 | 0 | 0 | 0 | 0 | 303851.755
2016-04-18 19:00 | 0 | 0 | 0 | 0 | 0 | 730027.3398 | 440894 | 0 | 0 | 0 | 0 | 28739.6701 | 0 | 0 | 0 | 0 | 1565633.8567 | 0 | 0 | 0 | 0 | 0 | -14718.4152 | 0 | 0 | 0 | 0 | 303851.755
2016-04-18 20:00 | 0 | 0 | 0 | 0 | 0 | 721235.0849 | 446123 | 0 | 0 | 0 | 0 | 0 | 0 | 0 | 0 | 0 | 1869485.6117 | 0 | 0 | 0 | 0 | 0 | -28739.6701 | 0 | 0 | 0 | 0 | 303851.755
2016-04-18 21:00 | 0 | 0 | 0 | 0 | 0 | 707031.1807 | 449708 | 0 | 0 | 0 | 0 | 0 | 0 | 0 | 0 | 0 | 2126808.7924 | 0 | 0 | 0 | 0 | 0 | 0 | 0 | 0 | 0 | 0 | 257323.1807
2016-04-18 22:00 | 0 | 0 | 0 | 0 | 0 | 668681.9475 | 449607 | 0 | 0 | 0 | 0 | 0 | 0 | 0 | 0 | 0 | 2345883.7399 | 0 | 0 | 0 | 0 | 0 | 0 | 0 | 0 | 0 | 0 | 219074.9475
2016-04-18 23:00 | 0 | 0 | 0 | 0 | 0 | 570702.6685 | 447482 | 0 | 0 | 0 | 0 | 61870.256 | 0 | 0 | 0 | 0 | 2407234.1524 | 0 | 0 | 0 | 0 | 0 | 61870.256 | 0 | 0 | 0 | 0 | 61350.4125
2016-04-19 | 0 | 0 | 0 | 0 | 0 | 416085.4677 | 451741 | 0 | 0 | 0 | 0 | 61870.256 | 0 | 0 | 0 | 0 | 2371578.62 | 0 | 0 | 0 | 0 | 0 | 0 | 0 | 0 | 0 | 0 | -35655.5323
2016-04-19 01:00 | 0 | 0 | 0 | 0 | 0 | 123683.3592 | 445831 | 0 | 0 | 0 | 0 | 43574.3703 | 0 | 0 | 0 | 0 | 2067726.865 | 0 | 0 | 0 | 0 | 0 | -18295.8857 | 0 | 0 | 0 | 0 | -303851.755
2016-04-19 02:00 | 0 | 0 | 0 | 0 | 137284.9483 | 179.1824 | 423020 | 0 | 0 | 0 | 0 | 61870.256 | 0 | 0 | 0 | 0 | 1763875.11 | 0 | 0 | 0 | 0 | 0 | 18295.8857 | 0 | 0 | 0 | 0 | -303851.755
2016-04-19 03:00 | 0 | 0 | 0 | 0 | 30182.9889 | 0 | 395905 | 0 | 0 | 0 | 0 | 0 | 0 | 0 | 0 | 0 | 1460023.3549 | 0 | 0 | 0 | 0 | 0 | -61870.256 | 0 | 0 | 0 | 0 | -303851.755
2016-04-19 04:00 | 0 | 0 | 0 | 0 | 66765.245 | 0 | 370617 | 0 | 0 | 0 | 0 | 0 | 0 | 0 | 0 | 0 | 1156171.5999 | 0 | 0 | 0 | 0 | 0 | 0 | 0 | 0 | 0 | 0 | -303851.755
2016-04-19 05:00 | 0 | 0 | 0 | 0 | 47229.245 | 0 | 351081 | 0 | 0 | 0 | 0 | 0 | 0 | 0 | 0 | 0 | 852319.8449 | 0 | 0 | 0 | 0 | 0 | 0 | 0 | 0 | 0 | 0 | -303851.755
2016-04-19 06:00 | 0 | 0 | 0 | 0 | 31871.245 | 0 | 335723 | 0 | 0 | 0 | 0 | 0 | 0 | 0 | 0 | 0 | 548468.0898 | 0 | 0 | 0 | 0 | 0 | 0 | 0 | 0 | 0 | 0 | -303851.755
2016-04-19 07:00 | 0 | 0 | 0 | 0 | 317760.2762 | 0 | 326292 | 0 | 0 | 0 | 0 | 0 | 0 | 0 | 0 | 0 | 539936.3661 | 0 | 0 | 0 | 0 | 0 | 0 | 0 | 0 | 0 | 0 | -8531.7238
2016-04-19 08:00 | 0 | 0 | 0 | 0 | 320132.2119 | 0 | 324772 | 0 | 0 | 0 | 0 | 0 | 0 | 0 | 0 | 0 | 535296.5779 | 0 | 0 | 0 | 0 | 0 | 0 | 0 | 0 | 0 | 0 | -4639.7881
2016-04-19 09:00 | 0 | 0 | 0 | 0 | 290652.5789 | 0 | 334201 | 0 | 0 | 0 | 0 | 0 | 0 | 0 | 0 | 0 | 491748.1568 | 0 | 0 | 0 | 0 | 0 | 0 | 0 | 0 | 0 | 0 | -43548.4211
2016-04-19 10:00 | 0 | 0 | 0 | 0 | 267938.3192 | 0 | 357981 | 0 | 0 | 0 | 0 | 61870.256 | 0 | 0 | 0 | 0 | 339835.22 | 0 | 0 | 0 | 0 | 0 | 61870.256 | 0 | 0 | 0 | 0 | -151912.9368
2016-04-19 11:00 | 0 | 0 | 0 | 0 | 255023.7572 | 0 | 381298 | 0 | 0 | 0 | 0 | 61870.256 | 0 | 0 | 0 | 0 | 213560.9772 | 0 | 0 | 0 | 0 | 0 | 0 | 0 | 0 | 0 | 0 | -126274.2428
2016-04-19 12:00 | 0 | 0 | 0 | 0 | 205996.5735 | 2320.0908 | 394412 | 0 | 0 | 0 | 0 | 0 | 0 | 0 | 0 | 0 | 89335.8976 | 0 | 0 | 0 | 0 | 0 | -61870.256 | 0 | 0 | 0 | 0 | -124225.0796
2016-04-19 13:00 | 0 | 0 | 0 | 0 | 132757.9498 | 181651.1526 | 403745 | 0 | 0 | 0 | 0 | 0 | 0 | 0 | 0 | 0 | 0 | 0 | 0 | 0 | 0 | 0 | 0 | 0 | 0 | 0 | 0 | -89335.8976
2016-04-19 14:00 | 0 | 0 | 0 | 0 | 0 | 470255.0148 | 412923 | 0 | 0 | 0 | 0 | 0 | 0 | 0 | 0 | 0 | 57332.0148 | 0 | 0 | 0 | 0 | 0 | 0 | 0 | 0 | 0 | 0 | 57332.0148
2016-04-19 15:00 | 0 | 0 | 0 | 0 | 0 | 640475.6619 | 420240 | 0 | 0 | 0 | 0 | 0 | 0 | 0 | 0 | 0 | 277567.6767 | 0 | 0 | 0 | 0 | 0 | 0 | 0 | 0 | 0 | 0 | 220235.6619
2016-04-19 16:00 | 0 | 0 | 0 | 0 | 0 | 718431.4655 | 426487 | 0 | 0 | 0 | 0 | 61870.256 | 0 | 0 | 0 | 0 | 507641.8861 | 0 | 0 | 0 | 0 | 0 | 61870.256 | 0 | 0 | 0 | 0 | 230074.2094
2016-04-19 17:00 | 0 | 0 | 0 | 0 | 0 | 735751.0244 | 433092 | 0 | 0 | 0 | 0 | 60677.5255 | 0 | 0 | 0 | 0 | 811493.6412 | 0 | 0 | 0 | 0 | 0 | -1192.7306 | 0 | 0 | 0 | 0 | 303851.755
2016-04-19 18:00 | 0 | 0 | 0 | 0 | 0 | 728979.0137 | 439811 | 0 | 0 | 0 | 0 | 61870.256 | 0 | 0 | 0 | 0 | 1099468.9242 | 0 | 0 | 0 | 0 | 0 | 1192.7306 | 0 | 0 | 0 | 0 | 287975.2831
2016-04-19 19:00 | 0 | 0 | 0 | 0 | 0 | 722206.7081 | 444448 | 0 | 0 | 0 | 0 | 35777.2091 | 0 | 0 | 0 | 0 | 1403320.6793 | 0 | 0 | 0 | 0 | 0 | -26093.0469 | 0 | 0 | 0 | 0 | 303851.755
2016-04-19 20:00 | 0 | 0 | 0 | 0 | 0 | 724174.241 | 449010 | 0 | 0 | 0 | 0 | 61870.256 | 0 | 0 | 0 | 0 | 1652391.8734 | 0 | 0 | 0 | 0 | 0 | 26093.0469 | 0 | 0 | 0 | 0 | 249071.1941
2016-04-19 21:00 | 0 | 0 | 0 | 0 | 0 | 717994.6575 | 451693 | 0 | 0 | 0 | 0 | 24320.1585 | 0 | 0 | 0 | 0 | 1956243.6284 | 0 | 0 | 0 | 0 | 0 | -37550.0976 | 0 | 0 | 0 | 0 | 303851.755
2016-04-19 22:00 | 0 | 0 | 0 | 0 | 0 | 685123.3626 | 450937 | 0 | 0 | 0 | 0 | 61870.256 | 0 | 0 | 0 | 0 | 2152879.8935 | 0 | 0 | 0 | 0 | 0 | 37550.0976 | 0 | 0 | 0 | 0 | 196636.2651
2016-04-19 23:00 | 0 | 0 | 0 | 0 | 0 | 592807.9893 | 448986 | 0 | 0 | 0 | 0 | 0 | 0 | 0 | 0 | 0 | 2358572.1388 | 0 | 0 | 0 | 0 | 0 | -61870.256 | 0 | 0 | 0 | 0 | 205692.2453
2016-04-20 | 0 | 0 | 0 | 0 | 0 | 420979.6641 | 453335 | 0 | 0 | 0 | 0 | 61870.256 | 0 | 0 | 0 | 0 | 2264346.5469 | 0 | 0 | 0 | 0 | 0 | 61870.256 | 0 | 0 | 0 | 0 | -94225.5919
2016-04-20 01:00 | 0 | 0 | 0 | 0 | 33173.9661 | 110774.2789 | 447800 | 0 | 0 | 0 | 0 | 61870.256 | 0 | 0 | 0 | 0 | 1960494.7919 | 0 | 0 | 0 | 0 | 0 | 0 | 0 | 0 | 0 | 0 | -303851.755
2016-04-20 02:00 | 0 | 0 | 0 | 0 | 121167.2217 | 188.0232 | 425207 | 0 | 0 | 0 | 0 | 61870.256 | 0 | 0 | 0 | 0 | 1656643.0369 | 0 | 0 | 0 | 0 | 0 | 0 | 0 | 0 | 0 | 0 | -303851.755
2016-04-20 03:00 | 0 | 0 | 0 | 0 | 32618.9889 | 0 | 398341 | 0 | 0 | 0 | 0 | 0 | 0 | 0 | 0 | 0 | 1352791.2818 | 0 | 0 | 0 | 0 | 0 | -61870.256 | 0 | 0 | 0 | 0 | -303851.755
2016-04-20 04:00 | 0 | 0 | 0 | 0 | 69938.245 | 0 | 373790 | 0 | 0 | 0 | 0 | 0 | 0 | 0 | 0 | 0 | 1048939.5268 | 0 | 0 | 0 | 0 | 0 | 0 | 0 | 0 | 0 | 0 | -303851.755
2016-04-20 05:00 | 0 | 0 | 0 | 0 | 50489.245 | 0 | 354341 | 0 | 0 | 0 | 0 | 0 | 0 | 0 | 0 | 0 | 745087.7718 | 0 | 0 | 0 | 0 | 0 | 0 | 0 | 0 | 0 | 0 | -303851.755
2016-04-20 06:00 | 0 | 0 | 0 | 0 | 237400.1296 | 0 | 338967 | 0 | 0 | 0 | 0 | 61870.256 | 0 | 0 | 0 | 0 | 581650.6453 | 0 | 0 | 0 | 0 | 0 | 61870.256 | 0 | 0 | 0 | 0 | -163437.1265
2016-04-20 07:00 | 0 | 0 | 0 | 0 | 305790.1959 | 0 | 329453 | 0 | 0 | 0 | 0 | 61870.256 | 0 | 0 | 0 | 0 | 557987.8412 | 0 | 0 | 0 | 0 | 0 | 0 | 0 | 0 | 0 | 0 | -23662.8041
2016-04-20 08:00 | 0 | 0 | 0 | 0 | 277115.1888 | 0 | 327697 | 0 | 0 | 0 | 0 | 0 | 0 | 0 | 0 | 0 | 569276.286 | 0 | 0 | 0 | 0 | 0 | -61870.256 | 0 | 0 | 0 | 0 | 11288.4449
2016-04-20 09:00 | 0 | 0 | 0 | 0 | 249168.7479 | 0 | 335851 | 0 | 0 | 0 | 0 | 61870.256 | 0 | 0 | 0 | 0 | 420723.7779 | 0 | 0 | 0 | 0 | 0 | 61870.256 | 0 | 0 | 0 | 0 | -148552.5082
2016-04-20 10:00 | 0 | 0 | 0 | 0 | 233295.3223 | 0 | 359277 | 0 | 0 | 0 | 0 | 0 | 0 | 0 | 0 | 0 | 356612.3562 | 0 | 0 | 0 | 0 | 0 | -61870.256 | 0 | 0 | 0 | 0 | -64111.4216
2016-04-20 11:00 | 0 | 0 | 0 | 0 | 230289.1369 | 0 | 381420 | 0 | 0 | 0 | 0 | 0 | 0 | 0 | 0 | 0 | 205481.4931 | 0 | 0 | 0 | 0 | 0 | 0 | 0 | 0 | 0 | 0 | -151130.8631
2016-04-20 12:00 | 0 | 0 | 0 | 0 | 201749.3518 | 6959.4509 | 393612 | 0 | 0 | 0 | 0 | 20578.2958 | 0 | 0 | 0 | 0 | 0 | 0 | 0 | 0 | 0 | 0 | 20578.2958 | 0 | 0 | 0 | 0 | -205481.4931
2016-04-20 13:00 | 0 | 0 | 0 | 0 | 150920.3631 | 230546.3411 | 402045 | 0 | 0 | 0 | 0 | 0 | 0 | 0 | 0 | 0 | 0 | 0 | 0 | 0 | 0 | 0 | -20578.2958 | 0 | 0 | 0 | 0 | 0
2016-04-20 14:00 | 0 | 0 | 0 | 0 | 0 | 540241.6615 | 411489 | 0 | 0 | 0 | 0 | 0 | 0 | 0 | 0 | 0 | 128752.6615 | 0 | 0 | 0 | 0 | 0 | 0 | 0 | 0 | 0 | 0 | 128752.6615
2016-04-20 15:00 | 0 | 0 | 0 | 0 | 0 | 716013.4448 | 418261 | 0 | 0 | 0 | 0 | 0 | 0 | 0 | 0 | 0 | 426505.1064 | 0 | 0 | 0 | 0 | 0 | 0 | 0 | 0 | 0 | 0 | 297752.4448
2016-04-20 16:00 | 0 | 0 | 0 | 0 | 0 | 727446.755 | 423595 | 0 | 0 | 0 | 0 | 0 | 0 | 0 | 0 | 0 | 730356.8614 | 0 | 0 | 0 | 0 | 0 | 0 | 0 | 0 | 0 | 0 | 303851.755
2016-04-20 17:00 | 0 | 0 | 0 | 0 | 0 | 758155.3431 | 429865 | 0 | 0 | 0 | 0 | 24438.5881 | 0 | 0 | 0 | 0 | 1034208.6164 | 0 | 0 | 0 | 0 | 0 | 24438.5881 | 0 | 0 | 0 | 0 | 303851.755
2016-04-20 18:00 | 0 | 0 | 0 | 0 | 0 | 765936.1973 | 436060 | 0 | 0 | 0 | 0 | 50463.0303 | 0 | 0 | 0 | 0 | 1338060.3715 | 0 | 0 | 0 | 0 | 0 | 26024.4423 | 0 | 0 | 0 | 0 | 303851.755
2016-04-20 19:00 | 0 | 0 | 0 | 0 | 0 | 754462.7212 | 441806 | 0 | 0 | 0 | 0 | 59267.9965 | 0 | 0 | 0 | 0 | 1641912.1265 | 0 | 0 | 0 | 0 | 0 | 8804.9662 | 0 | 0 | 0 | 0 | 303851.755
2016-04-20 20:00 | 0 | 0 | 0 | 0 | 0 | 753290.0145 | 446836 | 0 | 0 | 0 | 0 | 61870.256 | 0 | 0 | 0 | 0 | 1945763.8815 | 0 | 0 | 0 | 0 | 0 | 2602.2595 | 0 | 0 | 0 | 0 | 303851.755
2016-04-20 21:00 | 0 | 0 | 0 | 0 | 0 | 746617.2009 | 450042 | 0 | 0 | 0 | 0 | 54593.7019 | 0 | 0 | 0 | 0 | 2249615.6366 | 0 | 0 | 0 | 0 | 0 | -7276.5541 | 0 | 0 | 0 | 0 | 303851.755
2016-04-20 22:00 | 0 | 0 | 0 | 0 | 0 | 717797.8789 | 449574 | 0 | 0 | 0 | 0 | 61870.256 | 0 | 0 | 0 | 0 | 2510562.9613 | 0 | 0 | 0 | 0 | 0 | 7276.5541 | 0 | 0 | 0 | 0 | 260947.3247
2016-04-20 23:00 | 0 | 0 | 0 | 0 | 0 | 637897.8955 | 447815 | 0 | 0 | 0 | 0 | 61870.256 | 0 | 0 | 0 | 0 | 2700645.8568 | 0 | 0 | 0 | 0 | 0 | 0 | 0 | 0 | 0 | 0 | 190082.8955
2016-04-21 | 0 | 0 | 0 | 0 | 0 | 471957.1355 | 452475 | 0 | 0 | 0 | 0 | 61870.256 | 0 | 0 | 0 | 0 | 2720127.9923 | 0 | 0 | 0 | 0 | 0 | 0 | 0 | 0 | 0 | 0 | 19482.1355
2016-04-21 01:00 | 0 | 0 | 0 | 0 | 0 | 136160.5214 | 446707 | 0 | 0 | 0 | 0 | 55175.5325 | 0 | 0 | 0 | 0 | 2416276.2373 | 0 | 0 | 0 | 0 | 0 | -6694.7235 | 0 | 0 | 0 | 0 | -303851.755
2016-04-21 02:00 | 0 | 0 | 0 | 0 | 127316.5804 | 327.3881 | 424801 | 0 | 0 | 0 | 0 | 61870.256 | 0 | 0 | 0 | 0 | 2112424.4823 | 0 | 0 | 0 | 0 | 0 | 6694.7235 | 0 | 0 | 0 | 0 | -303851.755
2016-04-21 03:00 | 0 | 0 | 0 | 0 | 31726.9889 | 0 | 397449 | 0 | 0 | 0 | 0 | 0 | 0 | 0 | 0 | 0 | 1808572.7272 | 0 | 0 | 0 | 0 | 0 | -61870.256 | 0 | 0 | 0 | 0 | -303851.755
2016-04-21 04:00 | 0 | 0 | 0 | 0 | 69100.245 | 0 | 372952 | 0 | 0 | 0 | 0 | 0 | 0 | 0 | 0 | 0 | 1504720.9722 | 0 | 0 | 0 | 0 | 0 | 0 | 0 | 0 | 0 | 0 | -303851.755
2016-04-21 05:00 | 0 | 0 | 0 | 0 | 49598.245 | 0 | 353450 | 0 | 0 | 0 | 0 | 0 | 0 | 0 | 0 | 0 | 1200869.2172 | 0 | 0 | 0 | 0 | 0 | 0 | 0 | 0 | 0 | 0 | -303851.755
2016-04-21 06:00 | 0 | 0 | 0 | 0 | 35188.245 | 0 | 339040 | 0 | 0 | 0 | 0 | 0 | 0 | 0 | 0 | 0 | 897017.4621 | 0 | 0 | 0 | 0 | 0 | 0 | 0 | 0 | 0 | 0 | -303851.755
2016-04-21 07:00 | 0 | 0 | 0 | 0 | 25252.245 | 0 | 329104 | 0 | 0 | 0 | 0 | 0 | 0 | 0 | 0 | 0 | 593165.7071 | 0 | 0 | 0 | 0 | 0 | 0 | 0 | 0 | 0 | 0 | -303851.755
2016-04-21 08:00 | 0 | 0 | 0 | 0 | 24305.245 | 0 | 328157 | 0 | 0 | 0 | 0 | 0 | 0 | 0 | 0 | 0 | 289313.9521 | 0 | 0 | 0 | 0 | 0 | 0 | 0 | 0 | 0 | 0 | -303851.755
2016-04-21 09:00 | 0 | 0 | 0 | 0 | 48955.0479 | 0 | 338269 | 0 | 0 | 0 | 0 | 0 | 0 | 0 | 0 | 0 | 0 | 0 | 0 | 0 | 0 | 0 | 0 | 0 | 0 | 0 | 0 | -289313.9521
2016-04-21 10:00 | 0 | 0 | 0 | 0 | 361209 | 0 | 361209 | 0 | 0 | 0 | 0 | 0 | 0 | 0 | 0 | 0 | 0 | 0 | 0 | 0 | 0 | 0 | 0 | 0 | 0 | 0 | 0 | 0
2016-04-21 11:00 | 0 | 0 | 0 | 0 | 383770 | 0 | 383770 | 0 | 0 | 0 | 0 | 0 | 0 | 0 | 0 | 0 | 0 | 0 | 0 | 0 | 0 | 0 | 0 | 0 | 0 | 0 | 0 | 0
2016-04-21 12:00 | 0 | 0 | 0 | 0 | 391145.7072 | 5243.2928 | 396389 | 0 | 0 | 0 | 0 | 0 | 0 | 0 | 0 | 0 | 0 | 0 | 0 | 0 | 0 | 0 | 0 | 0 | 0 | 0 | 0 | 0
2016-04-21 13:00 | 0 | 0 | 0 | 0 | 142305.8468 | 264684.1532 | 406990 | 0 | 0 | 0 | 0 | 0 | 0 | 0 | 0 | 0 | 0 | 0 | 0 | 0 | 0 | 0 | 0 | 0 | 0 | 0 | 0 | 0
2016-04-21 14:00 | 0 | 0 | 0 | 0 | 0 | 567516.7854 | 416456 | 0 | 0 | 0 | 0 | 7488.3779 | 0 | 0 | 0 | 0 | 143572.4075 | 0 | 0 | 0 | 0 | 0 | 7488.3779 | 0 | 0 | 0 | 0 | 143572.4075
2016-04-21 15:00 | 0 | 0 | 0 | 0 | 0 | 719073.3771 | 422710 | 0 | 0 | 0 | 0 | 0 | 0 | 0 | 0 | 0 | 447424.1625 | 0 | 0 | 0 | 0 | 0 | -7488.3779 | 0 | 0 | 0 | 0 | 303851.755
2016-04-21 16:00 | 0 | 0 | 0 | 0 | 0 | 731068.755 | 427217 | 0 | 0 | 0 | 0 | 0 | 0 | 0 | 0 | 0 | 751275.9176 | 0 | 0 | 0 | 0 | 0 | 0 | 0 | 0 | 0 | 0 | 303851.755
2016-04-21 17:00 | 0 | 0 | 0 | 0 | 0 | 736567.755 | 432716 | 0 | 0 | 0 | 0 | 0 | 0 | 0 | 0 | 0 | 1055127.6726 | 0 | 0 | 0 | 0 | 0 | 0 | 0 | 0 | 0 | 0 | 303851.755
2016-04-21 18:00 | 0 | 0 | 0 | 0 | 0 | 759477.5022 | 438091 | 0 | 0 | 0 | 0 | 17534.7472 | 0 | 0 | 0 | 0 | 1358979.4276 | 0 | 0 | 0 | 0 | 0 | 17534.7472 | 0 | 0 | 0 | 0 | 303851.755
2016-04-21 19:00 | 0 | 0 | 0 | 0 | 0 | 763454.6613 | 441494 | 0 | 0 | 0 | 0 | 35643.6535 | 0 | 0 | 0 | 0 | 1662831.1827 | 0 | 0 | 0 | 0 | 0 | 18108.9063 | 0 | 0 | 0 | 0 | 303851.755
2016-04-21 20:00 | 0 | 0 | 0 | 0 | 0 | 764574.5322 | 445199 | 0 | 0 | 0 | 0 | 51167.4306 | 0 | 0 | 0 | 0 | 1966682.9377 | 0 | 0 | 0 | 0 | 0 | 15523.7771 | 0 | 0 | 0 | 0 | 303851.755
2016-04-21 21:00 | 0 | 0 | 0 | 0 | 0 | 761497.5805 | 446943 | 0 | 0 | 0 | 0 | 61870.256 | 0 | 0 | 0 | 0 | 2270534.6927 | 0 | 0 | 0 | 0 | 0 | 10702.8254 | 0 | 0 | 0 | 0 | 303851.755
2016-04-21 22:00 | 0 | 0 | 0 | 0 | 0 | 734049.3376 | 444527 | 0 | 0 | 0 | 0 | 47540.8386 | 0 | 0 | 0 | 0 | 2574386.4478 | 0 | 0 | 0 | 0 | 0 | -14329.4174 | 0 | 0 | 0 | 0 | 303851.755
2016-04-21 23:00 | 0 | 0 | 0 | 0 | 0 | 652588.6734 | 442859 | 0 | 0 | 0 | 0 | 61870.256 | 0 | 0 | 0 | 0 | 2769786.7038 | 0 | 0 | 0 | 0 | 0 | 14329.4174 | 0 | 0 | 0 | 0 | 195400.256
2016-04-22 | 0 | 0 | 0 | 0 | 0 | 484890.9254 | 447196 | 0 | 0 | 0 | 0 | 61870.256 | 0 | 0 | 0 | 0 | 2807481.6291 | 0 | 0 | 0 | 0 | 0 | 0 | 0 | 0 | 0 | 0 | 37694.9254
2016-04-22 01:00 | 0 | 0 | 0 | 0 | 0 | 133766.7635 | 441770 | 0 | 0 | 0 | 0 | 57718.7746 | 0 | 0 | 0 | 0 | 2503629.8741 | 0 | 0 | 0 | 0 | 0 | -4151.4814 | 0 | 0 | 0 | 0 | -303851.755
2016-04-22 02:00 | 0 | 0 | 0 | 0 | 122486.1659 | 385.5605 | 422572 | 0 | 0 | 0 | 0 | 61870.256 | 0 | 0 | 0 | 0 | 2199778.1191 | 0 | 0 | 0 | 0 | 0 | 4151.4814 | 0 | 0 | 0 | 0 | -303851.755
2016-04-22 03:00 | 0 | 0 | 0 | 0 | 31944.9889 | 0 | 397667 | 0 | 0 | 0 | 0 | 0 | 0 | 0 | 0 | 0 | 1895926.364 | 0 | 0 | 0 | 0 | 0 | -61870.256 | 0 | 0 | 0 | 0 | -303851.755
2016-04-22 04:00 | 0 | 0 | 0 | 0 | 68472.245 | 0 | 372324 | 0 | 0 | 0 | 0 | 0 | 0 | 0 | 0 | 0 | 1592074.609 | 0 | 0 | 0 | 0 | 0 | 0 | 0 | 0 | 0 | 0 | -303851.755
2016-04-22 05:00 | 0 | 0 | 0 | 0 | 48120.245 | 0 | 351972 | 0 | 0 | 0 | 0 | 0 | 0 | 0 | 0 | 0 | 1288222.854 | 0 | 0 | 0 | 0 | 0 | 0 | 0 | 0 | 0 | 0 | -303851.755
2016-04-22 06:00 | 0 | 0 | 0 | 0 | 33341.245 | 0 | 337193 | 0 | 0 | 0 | 0 | 0 | 0 | 0 | 0 | 0 | 984371.0989 | 0 | 0 | 0 | 0 | 0 | 0 | 0 | 0 | 0 | 0 | -303851.755
2016-04-22 07:00 | 0 | 0 | 0 | 0 | 24678.245 | 0 | 328530 | 0 | 0 | 0 | 0 | 0 | 0 | 0 | 0 | 0 | 680519.3439 | 0 | 0 | 0 | 0 | 0 | 0 | 0 | 0 | 0 | 0 | -303851.755
2016-04-22 08:00 | 0 | 0 | 0 | 0 | 22678.245 | 0 | 326530 | 0 | 0 | 0 | 0 | 0 | 0 | 0 | 0 | 0 | 376667.5889 | 0 | 0 | 0 | 0 | 0 | 0 | 0 | 0 | 0 | 0 | -303851.755
2016-04-22 09:00 | 0 | 0 | 0 | 0 | 31112.245 | 0 | 334964 | 0 | 0 | 0 | 0 | 0 | 0 | 0 | 0 | 0 | 72815.8338 | 0 | 0 | 0 | 0 | 0 | 0 | 0 | 0 | 0 | 0 | -303851.755
2016-04-22 10:00 | 0 | 0 | 0 | 0 | 284803.1662 | 0 | 357619 | 0 | 0 | 0 | 0 | 0 | 0 | 0 | 0 | 0 | 0 | 0 | 0 | 0 | 0 | 0 | 0 | 0 | 0 | 0 | 0 | -72815.8338
2016-04-22 11:00 | 0 | 0 | 0 | 0 | 379900 | 0 | 379900 | 0 | 0 | 0 | 0 | 0 | 0 | 0 | 0 | 0 | 0 | 0 | 0 | 0 | 0 | 0 | 0 | 0 | 0 | 0 | 0 | 0
2016-04-22 12:00 | 0 | 0 | 0 | 0 | 388124.2103 | 6548.7897 | 394673 | 0 | 0 | 0 | 0 | 0 | 0 | 0 | 0 | 0 | 0 | 0 | 0 | 0 | 0 | 0 | 0 | 0 | 0 | 0 | 0 | 0
2016-04-22 13:00 | 0 | 0 | 0 | 0 | 117144.2141 | 289843.7859 | 406988 | 0 | 0 | 0 | 0 | 0 | 0 | 0 | 0 | 0 | 0 | 0 | 0 | 0 | 0 | 0 | 0 | 0 | 0 | 0 | 0 | 0
2016-04-22 14:00 | 0 | 0 | 0 | 0 | 0 | 549423.2397 | 418460 | 0 | 0 | 0 | 0 | 61870.256 | 0 | 0 | 0 | 0 | 69092.9837 | 0 | 0 | 0 | 0 | 0 | 61870.256 | 0 | 0 | 0 | 0 | 69092.9837
2016-04-22 15:00 | 0 | 0 | 0 | 0 | 0 | 677575.7084 | 427657 | 0 | 0 | 0 | 0 | 23593.6873 | 0 | 0 | 0 | 0 | 357288.2609 | 0 | 0 | 0 | 0 | 0 | -38276.5688 | 0 | 0 | 0 | 0 | 288195.2772
2016-04-22 16:00 | 0 | 0 | 0 | 0 | 0 | 726973.238 | 433658 | 0 | 0 | 0 | 0 | 13057.1703 | 0 | 0 | 0 | 0 | 661140.0159 | 0 | 0 | 0 | 0 | 0 | -10536.517 | 0 | 0 | 0 | 0 | 303851.755
2016-04-22 17:00 | 0 | 0 | 0 | 0 | 0 | 729826.5848 | 439032 | 0 | 0 | 0 | 0 | 0 | 0 | 0 | 0 | 0 | 964991.7709 | 0 | 0 | 0 | 0 | 0 | -13057.1703 | 0 | 0 | 0 | 0 | 303851.755
2016-04-22 18:00 | 0 | 0 | 0 | 0 | 0 | 716376.9442 | 442216 | 0 | 0 | 0 | 0 | 0 | 0 | 0 | 0 | 0 | 1239152.7151 | 0 | 0 | 0 | 0 | 0 | 0 | 0 | 0 | 0 | 0 | 274160.9442
2016-04-22 19:00 | 0 | 0 | 0 | 0 | 0 | 701996.6314 | 444884 | 0 | 0 | 0 | 0 | 0 | 0 | 0 | 0 | 0 | 1496265.3465 | 0 | 0 | 0 | 0 | 0 | 0 | 0 | 0 | 0 | 0 | 257112.6314
2016-04-22 20:00 | 0 | 0 | 0 | 0 | 0 | 692695.2004 | 446311 | 0 | 0 | 0 | 0 | 61870.256 | 0 | 0 | 0 | 0 | 1680779.2909 | 0 | 0 | 0 | 0 | 0 | 61870.256 | 0 | 0 | 0 | 0 | 184513.9444
2016-04-22 21:00 | 0 | 0 | 0 | 0 | 0 | 668788.126 | 444810 | 0 | 0 | 0 | 0 | 61870.256 | 0 | 0 | 0 | 0 | 1904757.4168 | 0 | 0 | 0 | 0 | 0 | 0 | 0 | 0 | 0 | 0 | 223978.126
2016-04-22 22:00 | 0 | 0 | 0 | 0 | 0 | 617867.2413 | 438929 | 0 | 0 | 0 | 0 | 61870.256 | 0 | 0 | 0 | 0 | 2083695.6581 | 0 | 0 | 0 | 0 | 0 | 0 | 0 | 0 | 0 | 0 | 178938.2413
2016-04-22 23:00 | 0 | 0 | 0 | 0 | 0 | 529045.8345 | 432558 | 0 | 0 | 0 | 0 | 61870.256 | 0 | 0 | 0 | 0 | 2180183.4926 | 0 | 0 | 0 | 0 | 0 | 0 | 0 | 0 | 0 | 0 | 96487.8345
2016-04-23 | 0 | 0 | 0 | 0 | 0 | 362644.2257 | 430109 | 0 | 0 | 0 | 0 | 61870.256 | 0 | 0 | 0 | 0 | 2112718.7183 | 0 | 0 | 0 | 0 | 0 | 0 | 0 | 0 | 0 | 0 | -67464.7743
2016-04-23 01:00 | 0 | 0 | 0 | 0 | 0 | 95119.1001 | 425116 | 0 | 0 | 0 | 0 | 35725.1112 | 0 | 0 | 0 | 0 | 1808866.9632 | 0 | 0 | 0 | 0 | 0 | -26145.1449 | 0 | 0 | 0 | 0 | -303851.755
2016-04-23 02:00 | 0 | 0 | 0 | 0 | 131763.6022 | 447.7877 | 409918 | 0 | 0 | 0 | 0 | 61870.256 | 0 | 0 | 0 | 0 | 1505015.2082 | 0 | 0 | 0 | 0 | 0 | 26145.1449 | 0 | 0 | 0 | 0 | -303851.755
2016-04-23 03:00 | 0 | 0 | 0 | 0 | 23392.9889 | 0 | 389115 | 0 | 0 | 0 | 0 | 0 | 0 | 0 | 0 | 0 | 1201163.4532 | 0 | 0 | 0 | 0 | 0 | -61870.256 | 0 | 0 | 0 | 0 | -303851.755
2016-04-23 04:00 | 0 | 0 | 0 | 0 | 63269.245 | 0 | 367121 | 0 | 0 | 0 | 0 | 0 | 0 | 0 | 0 | 0 | 897311.6981 | 0 | 0 | 0 | 0 | 0 | 0 | 0 | 0 | 0 | 0 | -303851.755
2016-04-23 05:00 | 0 | 0 | 0 | 0 | 45243.245 | 0 | 349095 | 0 | 0 | 0 | 0 | 0 | 0 | 0 | 0 | 0 | 593459.9431 | 0 | 0 | 0 | 0 | 0 | 0 | 0 | 0 | 0 | 0 | -303851.755
2016-04-23 06:00 | 0 | 0 | 0 | 0 | 30666.245 | 0 | 334518 | 0 | 0 | 0 | 0 | 0 | 0 | 0 | 0 | 0 | 289608.1881 | 0 | 0 | 0 | 0 | 0 | 0 | 0 | 0 | 0 | 0 | -303851.755
2016-04-23 07:00 | 0 | 0 | 0 | 0 | 34452.8119 | 0 | 324061 | 0 | 0 | 0 | 0 | 0 | 0 | 0 | 0 | 0 | 0 | 0 | 0 | 0 | 0 | 0 | 0 | 0 | 0 | 0 | 0 | -289608.1881
2016-04-23 08:00 | 0 | 0 | 0 | 0 | 319655 | 0 | 319655 | 0 | 0 | 0 | 0 | 0 | 0 | 0 | 0 | 0 | 0 | 0 | 0 | 0 | 0 | 0 | 0 | 0 | 0 | 0 | 0 | 0
2016-04-23 09:00 | 0 | 0 | 0 | 0 | 319973 | 0 | 319973 | 0 | 0 | 0 | 0 | 0 | 0 | 0 | 0 | 0 | 0 | 0 | 0 | 0 | 0 | 0 | 0 | 0 | 0 | 0 | 0 | 0
2016-04-23 10:00 | 0 | 0 | 0 | 0 | 324738 | 0 | 324738 | 0 | 0 | 0 | 0 | 0 | 0 | 0 | 0 | 0 | 0 | 0 | 0 | 0 | 0 | 0 | 0 | 0 | 0 | 0 | 0 | 0
2016-04-23 11:00 | 0 | 0 | 0 | 0 | 331488 | 0 | 331488 | 0 | 0 | 0 | 0 | 0 | 0 | 0 | 0 | 0 | 0 | 0 | 0 | 0 | 0 | 0 | 0 | 0 | 0 | 0 | 0 | 0
2016-04-23 12:00 | 0 | 0 | 0 | 0 | 338955.524 | 8778.476 | 347734 | 0 | 0 | 0 | 0 | 0 | 0 | 0 | 0 | 0 | 0 | 0 | 0 | 0 | 0 | 0 | 0 | 0 | 0 | 0 | 0 | 0
2016-04-23 13:00 | 0 | 0 | 0 | 0 | 136919.8437 | 228009.1563 | 364929 | 0 | 0 | 0 | 0 | 0 | 0 | 0 | 0 | 0 | 0 | 0 | 0 | 0 | 0 | 0 | 0 | 0 | 0 | 0 | 0 | 0
2016-04-23 14:00 | 0 | 0 | 0 | 0 | 0 | 522965.9648 | 378609 | 0 | 0 | 0 | 0 | 14560.6116 | 0 | 0 | 0 | 0 | 129796.3532 | 0 | 0 | 0 | 0 | 0 | 14560.6116 | 0 | 0 | 0 | 0 | 129796.3532
2016-04-23 15:00 | 0 | 0 | 0 | 0 | 0 | 677129.1435 | 387838 | 0 | 0 | 0 | 0 | 0 | 0 | 0 | 0 | 0 | 433648.1082 | 0 | 0 | 0 | 0 | 0 | -14560.6116 | 0 | 0 | 0 | 0 | 303851.755
2016-04-23 16:00 | 0 | 0 | 0 | 0 | 0 | 697309.755 | 393458 | 0 | 0 | 0 | 0 | 0 | 0 | 0 | 0 | 0 | 737499.8633 | 0 | 0 | 0 | 0 | 0 | 0 | 0 | 0 | 0 | 0 | 303851.755
2016-04-23 17:00 | 0 | 0 | 0 | 0 | 0 | 703218.9107 | 396452 | 0 | 0 | 0 | 0 | 2915.1557 | 0 | 0 | 0 | 0 | 1041351.6183 | 0 | 0 | 0 | 0 | 0 | 2915.1557 | 0 | 0 | 0 | 0 | 303851.755
2016-04-23 18:00 | 0 | 0 | 0 | 0 | 0 | 742380.9238 | 399233 | 0 | 0 | 0 | 0 | 42211.3245 | 0 | 0 | 0 | 0 | 1345203.3733 | 0 | 0 | 0 | 0 | 0 | 39296.1688 | 0 | 0 | 0 | 0 | 303851.755
2016-04-23 19:00 | 0 | 0 | 0 | 0 | 0 | 726341.3426 | 402836 | 0 | 0 | 0 | 0 | 61864.9121 | 0 | 0 | 0 | 0 | 1649055.1284 | 0 | 0 | 0 | 0 | 0 | 19653.5876 | 0 | 0 | 0 | 0 | 303851.755
2016-04-23 20:00 | 0 | 0 | 0 | 0 | 0 | 711055.0989 | 407198 | 0 | 0 | 0 | 0 | 61870.256 | 0 | 0 | 0 | 0 | 1952906.8834 | 0 | 0 | 0 | 0 | 0 | 5.3439 | 0 | 0 | 0 | 0 | 303851.755
2016-04-23 21:00 | 0 | 0 | 0 | 0 | 0 | 684298.8253 | 410530 | 0 | 0 | 0 | 0 | 61870.256 | 0 | 0 | 0 | 0 | 2226675.7087 | 0 | 0 | 0 | 0 | 0 | 0 | 0 | 0 | 0 | 0 | 273768.8253
2016-04-23 22:00 | 0 | 0 | 0 | 0 | 0 | 648354.6252 | 410579 | 0 | 0 | 0 | 0 | 0 | 0 | 0 | 0 | 0 | 2526321.5899 | 0 | 0 | 0 | 0 | 0 | -61870.256 | 0 | 0 | 0 | 0 | 299645.8813
2016-04-23 23:00 | 0 | 0 | 0 | 0 | 0 | 572512.6881 | 406408 | 0 | 0 | 0 | 0 | 61870.256 | 0 | 0 | 0 | 0 | 2630556.022 | 0 | 0 | 0 | 0 | 0 | 61870.256 | 0 | 0 | 0 | 0 | 104234.4321
2016-04-24 | 0 | 0 | 0 | 0 | 0 | 434317.5932 | 406739 | 0 | 0 | 0 | 0 | 2638.9884 | 0 | 0 | 0 | 0 | 2717365.8828 | 0 | 0 | 0 | 0 | 0 | -59231.2676 | 0 | 0 | 0 | 0 | 86809.8608
2016-04-24 01:00 | 0 | 0 | 0 | 0 | 0 | 160042.5126 | 404663 | 0 | 0 | 0 | 0 | 61870.256 | 0 | 0 | 0 | 0 | 2413514.1278 | 0 | 0 | 0 | 0 | 0 | 59231.2676 | 0 | 0 | 0 | 0 | -303851.755
2016-04-24 02:00 | 0 | 0 | 0 | 0 | 86944.6754 | 678.5696 | 391475 | 0 | 0 | 0 | 0 | 61870.256 | 0 | 0 | 0 | 0 | 2109662.3727 | 0 | 0 | 0 | 0 | 0 | 0 | 0 | 0 | 0 | 0 | -303851.755
2016-04-24 03:00 | 0 | 0 | 0 | 0 | 8050.9889 | 0 | 373773 | 0 | 0 | 0 | 0 | 0 | 0 | 0 | 0 | 0 | 1805810.6177 | 0 | 0 | 0 | 0 | 0 | -61870.256 | 0 | 0 | 0 | 0 | -303851.755
2016-04-24 04:00 | 0 | 0 | 0 | 0 | 50834.245 | 0 | 354686 | 0 | 0 | 0 | 0 | 0 | 0 | 0 | 0 | 0 | 1501958.8627 | 0 | 0 | 0 | 0 | 0 | 0 | 0 | 0 | 0 | 0 | -303851.755
2016-04-24 05:00 | 0 | 0 | 0 | 0 | 33788.245 | 0 | 337640 | 0 | 0 | 0 | 0 | 0 | 0 | 0 | 0 | 0 | 1198107.1076 | 0 | 0 | 0 | 0 | 0 | 0 | 0 | 0 | 0 | 0 | -303851.755
2016-04-24 06:00 | 0 | 0 | 0 | 0 | 20639.245 | 0 | 324491 | 0 | 0 | 0 | 0 | 0 | 0 | 0 | 0 | 0 | 894255.3526 | 0 | 0 | 0 | 0 | 0 | 0 | 0 | 0 | 0 | 0 | -303851.755
2016-04-24 07:00 | 0 | 0 | 0 | 0 | 11646.245 | 0 | 315498 | 0 | 0 | 0 | 0 | 0 | 0 | 0 | 0 | 0 | 590403.5976 | 0 | 0 | 0 | 0 | 0 | 0 | 0 | 0 | 0 | 0 | -303851.755
2016-04-24 08:00 | 0 | 0 | 0 | 0 | 6742.245 | 0 | 310594 | 0 | 0 | 0 | 0 | 0 | 0 | 0 | 0 | 0 | 286551.8425 | 0 | 0 | 0 | 0 | 0 | 0 | 0 | 0 | 0 | 0 | -303851.755
2016-04-24 09:00 | 0 | 0 | 0 | 0 | 24345.1575 | 0 | 310897 | 0 | 0 | 0 | 0 | 0 | 0 | 0 | 0 | 0 | 0 | 0 | 0 | 0 | 0 | 0 | 0 | 0 | 0 | 0 | 0 | -286551.8425
2016-04-24 10:00 | 0 | 0 | 0 | 0 | 313017 | 0 | 313017 | 0 | 0 | 0 | 0 | 0 | 0 | 0 | 0 | 0 | 0 | 0 | 0 | 0 | 0 | 0 | 0 | 0 | 0 | 0 | 0 | 0
2016-04-24 11:00 | 0 | 0 | 0 | 0 | 318226 | 0 | 318226 | 0 | 0 | 0 | 0 | 0 | 0 | 0 | 0 | 0 | 0 | 0 | 0 | 0 | 0 | 0 | 0 | 0 | 0 | 0 | 0 | 0
2016-04-24 12:00 | 0 | 0 | 0 | 0 | 319252.9695 | 10013.0305 | 329266 | 0 | 0 | 0 | 0 | 0 | 0 | 0 | 0 | 0 | 0 | 0 | 0 | 0 | 0 | 0 | 0 | 0 | 0 | 0 | 0 | 0
2016-04-24 13:00 | 0 | 0 | 0 | 0 | 72833.6742 | 271624.3258 | 344458 | 0 | 0 | 0 | 0 | 0 | 0 | 0 | 0 | 0 | 0 | 0 | 0 | 0 | 0 | 0 | 0 | 0 | 0 | 0 | 0 | 0
2016-04-24 14:00 | 0 | 0 | 0 | 0 | 0 | 513720.6957 | 356787 | 0 | 0 | 0 | 0 | 6769.0916 | 0 | 0 | 0 | 0 | 150164.6041 | 0 | 0 | 0 | 0 | 0 | 6769.0916 | 0 | 0 | 0 | 0 | 150164.6041
2016-04-24 15:00 | 0 | 0 | 0 | 0 | 0 | 663426.6634 | 366344 | 0 | 0 | 0 | 0 | 0 | 0 | 0 | 0 | 0 | 454016.3591 | 0 | 0 | 0 | 0 | 0 | -6769.0916 | 0 | 0 | 0 | 0 | 303851.755
2016-04-24 16:00 | 0 | 0 | 0 | 0 | 0 | 679059.755 | 375208 | 0 | 0 | 0 | 0 | 0 | 0 | 0 | 0 | 0 | 757868.1142 | 0 | 0 | 0 | 0 | 0 | 0 | 0 | 0 | 0 | 0 | 303851.755
2016-04-24 17:00 | 0 | 0 | 0 | 0 | 0 | 714359.8478 | 382701 | 0 | 0 | 0 | 0 | 27807.0927 | 0 | 0 | 0 | 0 | 1061719.8692 | 0 | 0 | 0 | 0 | 0 | 27807.0927 | 0 | 0 | 0 | 0 | 303851.755
2016-04-24 18:00 | 0 | 0 | 0 | 0 | 0 | 717622.2017 | 389327 | 0 | 0 | 0 | 0 | 52250.5394 | 0 | 0 | 0 | 0 | 1365571.6242 | 0 | 0 | 0 | 0 | 0 | 24443.4467 | 0 | 0 | 0 | 0 | 303851.755
2016-04-24 19:00 | 0 | 0 | 0 | 0 | 0 | 708691.4716 | 395220 | 0 | 0 | 0 | 0 | 61870.256 | 0 | 0 | 0 | 0 | 1669423.3792 | 0 | 0 | 0 | 0 | 0 | 9619.7166 | 0 | 0 | 0 | 0 | 303851.755
2016-04-24 20:00 | 0 | 0 | 0 | 0 | 0 | 701347.2508 | 402723 | 0 | 0 | 0 | 0 | 56642.7518 | 0 | 0 | 0 | 0 | 1973275.1343 | 0 | 0 | 0 | 0 | 0 | -5227.5043 | 0 | 0 | 0 | 0 | 303851.755
2016-04-24 21:00 | 0 | 0 | 0 | 0 | 0 | 683739.1951 | 410249 | 0 | 0 | 0 | 0 | 61870.256 | 0 | 0 | 0 | 0 | 2241537.8251 | 0 | 0 | 0 | 0 | 0 | 5227.5043 | 0 | 0 | 0 | 0 | 268262.6908
2016-04-24 22:00 | 0 | 0 | 0 | 0 | 0 | 639165.9002 | 413936 | 0 | 0 | 0 | 0 | 0 | 0 | 0 | 0 | 0 | 2528637.9813 | 0 | 0 | 0 | 0 | 0 | -61870.256 | 0 | 0 | 0 | 0 | 287100.1562
2016-04-24 23:00 | 0 | 0 | 0 | 0 | 0 | 555637.9856 | 414161 | 0 | 0 | 0 | 0 | 61870.256 | 0 | 0 | 0 | 0 | 2608244.7109 | 0 | 0 | 0 | 0 | 0 | 61870.256 | 0 | 0 | 0 | 0 | 79606.7296
2016-04-25 | 0 | 0 | 0 | 0 | 0 | 394792.0671 | 419221 | 0 | 0 | 0 | 0 | 61870.256 | 0 | 0 | 0 | 0 | 2583815.778 | 0 | 0 | 0 | 0 | 0 | 0 | 0 | 0 | 0 | 0 | -24428.9329
2016-04-25 01:00 | 0 | 0 | 0 | 0 | 0 | 88463.2167 | 417903 | 0 | 0 | 0 | 0 | 36282.2278 | 0 | 0 | 0 | 0 | 2279964.0229 | 0 | 0 | 0 | 0 | 0 | -25588.0282 | 0 | 0 | 0 | 0 | -303851.755
2016-04-25 02:00 | 0 | 0 | 0 | 0 | 123193.9804 | 628.2928 | 402086 | 0 | 0 | 0 | 0 | 61870.256 | 0 | 0 | 0 | 0 | 1976112.2679 | 0 | 0 | 0 | 0 | 0 | 25588.0282 | 0 | 0 | 0 | 0 | -303851.755
2016-04-25 03:00 | 0 | 0 | 0 | 0 | 14128.9889 | 0 | 379851 | 0 | 0 | 0 | 0 | 0 | 0 | 0 | 0 | 0 | 1672260.5129 | 0 | 0 | 0 | 0 | 0 | -61870.256 | 0 | 0 | 0 | 0 | -303851.755
2016-04-25 04:00 | 0 | 0 | 0 | 0 | 54439.245 | 0 | 358291 | 0 | 0 | 0 | 0 | 0 | 0 | 0 | 0 | 0 | 1368408.7578 | 0 | 0 | 0 | 0 | 0 | 0 | 0 | 0 | 0 | 0 | -303851.755
2016-04-25 05:00 | 0 | 0 | 0 | 0 | 36570.245 | 0 | 340422 | 0 | 0 | 0 | 0 | 0 | 0 | 0 | 0 | 0 | 1064557.0028 | 0 | 0 | 0 | 0 | 0 | 0 | 0 | 0 | 0 | 0 | -303851.755
2016-04-25 06:00 | 0 | 0 | 0 | 0 | 24062.245 | 0 | 327914 | 0 | 0 | 0 | 0 | 0 | 0 | 0 | 0 | 0 | 760705.2478 | 0 | 0 | 0 | 0 | 0 | 0 | 0 | 0 | 0 | 0 | -303851.755
2016-04-25 07:00 | 0 | 0 | 0 | 0 | 17194.245 | 0 | 321046 | 0 | 0 | 0 | 0 | 0 | 0 | 0 | 0 | 0 | 456853.4927 | 0 | 0 | 0 | 0 | 0 | 0 | 0 | 0 | 0 | 0 | -303851.755
2016-04-25 08:00 | 0 | 0 | 0 | 0 | 16413.245 | 0 | 320265 | 0 | 0 | 0 | 0 | 0 | 0 | 0 | 0 | 0 | 153001.7377 | 0 | 0 | 0 | 0 | 0 | 0 | 0 | 0 | 0 | 0 | -303851.755
2016-04-25 09:00 | 0 | 0 | 0 | 0 | 178200.2623 | 0 | 331202 | 0 | 0 | 0 | 0 | 0 | 0 | 0 | 0 | 0 | 0 | 0 | 0 | 0 | 0 | 0 | 0 | 0 | 0 | 0 | 0 | -153001.7377
2016-04-25 10:00 | 0 | 0 | 0 | 0 | 355674 | 0 | 355674 | 0 | 0 | 0 | 0 | 0 | 0 | 0 | 0 | 0 | 0 | 0 | 0 | 0 | 0 | 0 | 0 | 0 | 0 | 0 | 0 | 0
2016-04-25 11:00 | 0 | 0 | 0 | 0 | 380416 | 0 | 380416 | 0 | 0 | 0 | 0 | 0 | 0 | 0 | 0 | 0 | 0 | 0 | 0 | 0 | 0 | 0 | 0 | 0 | 0 | 0 | 0 | 0
2016-04-25 12:00 | 0 | 0 | 0 | 0 | 380561.971 | 16048.029 | 396610 | 0 | 0 | 0 | 0 | 0 | 0 | 0 | 0 | 0 | 0 | 0 | 0 | 0 | 0 | 0 | 0 | 0 | 0 | 0 | 0 | 0
2016-04-25 13:00 | 0 | 0 | 0 | 0 | 140925.2854 | 269563.7146 | 410489 | 0 | 0 | 0 | 0 | 0 | 0 | 0 | 0 | 0 | 0 | 0 | 0 | 0 | 0 | 0 | 0 | 0 | 0 | 0 | 0 | 0
2016-04-25 14:00 | 0 | 0 | 0 | 0 | 0 | 515058.6476 | 423717 | 0 | 0 | 0 | 0 | 61870.256 | 0 | 0 | 0 | 0 | 29471.3916 | 0 | 0 | 0 | 0 | 0 | 61870.256 | 0 | 0 | 0 | 0 | 29471.3916
2016-04-25 15:00 | 0 | 0 | 0 | 0 | 0 | 648740.6616 | 434555 | 0 | 0 | 0 | 0 | 0 | 0 | 0 | 0 | 0 | 305527.3092 | 0 | 0 | 0 | 0 | 0 | -61870.256 | 0 | 0 | 0 | 0 | 276055.9176
2016-04-25 16:00 | 0 | 0 | 0 | 0 | 0 | 708812.4907 | 443887 | 0 | 0 | 0 | 0 | 61870.256 | 0 | 0 | 0 | 0 | 508582.5439 | 0 | 0 | 0 | 0 | 0 | 61870.256 | 0 | 0 | 0 | 0 | 203055.2347
2016-04-25 17:00 | 0 | 0 | 0 | 0 | 0 | 720181.2885 | 453038 | 0 | 0 | 0 | 0 | 61870.256 | 0 | 0 | 0 | 0 | 775725.8323 | 0 | 0 | 0 | 0 | 0 | 0 | 0 | 0 | 0 | 0 | 267143.2885
2016-04-25 18:00 | 0 | 0 | 0 | 0 | 0 | 712790.9729 | 460667 | 0 | 0 | 0 | 0 | 61870.256 | 0 | 0 | 0 | 0 | 1027849.8053 | 0 | 0 | 0 | 0 | 0 | 0 | 0 | 0 | 0 | 0 | 252123.9729
2016-04-25 19:00 | 0 | 0 | 0 | 0 | 0 | 701806.2537 | 466214 | 0 | 0 | 0 | 0 | 0 | 0 | 0 | 0 | 0 | 1325312.315 | 0 | 0 | 0 | 0 | 0 | -61870.256 | 0 | 0 | 0 | 0 | 297462.5098
2016-04-25 20:00 | 0 | 0 | 0 | 0 | 0 | 692840.0529 | 470456 | 0 | 0 | 0 | 0 | 61870.256 | 0 | 0 | 0 | 0 | 1485826.1119 | 0 | 0 | 0 | 0 | 0 | 61870.256 | 0 | 0 | 0 | 0 | 160513.7968
2016-04-25 21:00 | 0 | 0 | 0 | 0 | 0 | 672480.1792 | 472741 | 0 | 0 | 0 | 0 | 61870.256 | 0 | 0 | 0 | 0 | 1685565.2911 | 0 | 0 | 0 | 0 | 0 | 0 | 0 | 0 | 0 | 0 | 199739.1792
2016-04-25 22:00 | 0 | 0 | 0 | 0 | 0 | 616666.0998 | 470154 | 0 | 0 | 0 | 0 | 61870.256 | 0 | 0 | 0 | 0 | 1832077.3909 | 0 | 0 | 0 | 0 | 0 | 0 | 0 | 0 | 0 | 0 | 146512.0998
2016-04-25 23:00 | 0 | 0 | 0 | 0 | 0 | 525741.4223 | 464938 | 0 | 0 | 0 | 0 | 61870.256 | 0 | 0 | 0 | 0 | 1892880.8131 | 0 | 0 | 0 | 0 | 0 | 0 | 0 | 0 | 0 | 0 | 60803.4223
2016-04-26 | 0 | 0 | 0 | 0 | 0 | 376436.4598 | 465175 | 0 | 0 | 0 | 0 | 61870.256 | 0 | 0 | 0 | 0 | 1804142.273 | 0 | 0 | 0 | 0 | 0 | 0 | 0 | 0 | 0 | 0 | -88738.5402
2016-04-26 01:00 | 0 | 0 | 0 | 0 | 0 | 113656.0213 | 459454 | 0 | 0 | 0 | 0 | 19924.0324 | 0 | 0 | 0 | 0 | 1500290.5179 | 0 | 0 | 0 | 0 | 0 | -41946.2237 | 0 | 0 | 0 | 0 | -303851.755
2016-04-26 02:00 | 0 | 0 | 0 | 0 | 174217.8883 | 1153.5803 | 437277 | 0 | 0 | 0 | 0 | 61870.256 | 0 | 0 | 0 | 0 | 1196438.7629 | 0 | 0 | 0 | 0 | 0 | 41946.2237 | 0 | 0 | 0 | 0 | -303851.755
2016-04-26 03:00 | 0 | 0 | 0 | 0 | 44271.9889 | 0 | 409994 | 0 | 0 | 0 | 0 | 0 | 0 | 0 | 0 | 0 | 892587.0079 | 0 | 0 | 0 | 0 | 0 | -61870.256 | 0 | 0 | 0 | 0 | -303851.755
2016-04-26 04:00 | 0 | 0 | 0 | 0 | 80197.245 | 0 | 384049 | 0 | 0 | 0 | 0 | 0 | 0 | 0 | 0 | 0 | 588735.2529 | 0 | 0 | 0 | 0 | 0 | 0 | 0 | 0 | 0 | 0 | -303851.755
2016-04-26 05:00 | 0 | 0 | 0 | 0 | 59981.245 | 0 | 363833 | 0 | 0 | 0 | 0 | 0 | 0 | 0 | 0 | 0 | 284883.4978 | 0 | 0 | 0 | 0 | 0 | 0 | 0 | 0 | 0 | 0 | -303851.755
2016-04-26 06:00 | 0 | 0 | 0 | 0 | 62739.5022 | 0 | 347623 | 0 | 0 | 0 | 0 | 0 | 0 | 0 | 0 | 0 | 0 | 0 | 0 | 0 | 0 | 0 | 0 | 0 | 0 | 0 | 0 | -284883.4978
2016-04-26 07:00 | 0 | 0 | 0 | 0 | 337973 | 0 | 337973 | 0 | 0 | 0 | 0 | 0 | 0 | 0 | 0 | 0 | 0 | 0 | 0 | 0 | 0 | 0 | 0 | 0 | 0 | 0 | 0 | 0
2016-04-26 08:00 | 0 | 0 | 0 | 0 | 335367 | 0 | 335367 | 0 | 0 | 0 | 0 | 0 | 0 | 0 | 0 | 0 | 0 | 0 | 0 | 0 | 0 | 0 | 0 | 0 | 0 | 0 | 0 | 0
2016-04-26 09:00 | 0 | 0 | 0 | 0 | 344432 | 0 | 344432 | 0 | 0 | 0 | 0 | 0 | 0 | 0 | 0 | 0 | 0 | 0 | 0 | 0 | 0 | 0 | 0 | 0 | 0 | 0 | 0 | 0
2016-04-26 10:00 | 0 | 0 | 0 | 0 | 367887 | 0 | 367887 | 0 | 0 | 0 | 0 | 0 | 0 | 0 | 0 | 0 | 0 | 0 | 0 | 0 | 0 | 0 | 0 | 0 | 0 | 0 | 0 | 0
2016-04-26 11:00 | 0 | 0 | 0 | 0 | 391180 | 0 | 391180 | 0 | 0 | 0 | 0 | 0 | 0 | 0 | 0 | 0 | 0 | 0 | 0 | 0 | 0 | 0 | 0 | 0 | 0 | 0 | 0 | 0
2016-04-26 12:00 | 0 | 0 | 0 | 0 | 394192.5697 | 12985.4303 | 407178 | 0 | 0 | 0 | 0 | 0 | 0 | 0 | 0 | 0 | 0 | 0 | 0 | 0 | 0 | 0 | 0 | 0 | 0 | 0 | 0 | 0
2016-04-26 13:00 | 0 | 0 | 0 | 0 | 179139.5809 | 243095.4191 | 422235 | 0 | 0 | 0 | 0 | 0 | 0 | 0 | 0 | 0 | 0 | 0 | 0 | 0 | 0 | 0 | 0 | 0 | 0 | 0 | 0 | 0
2016-04-26 14:00 | 0 | 0 | 0 | 0 | 0 | 514480.3596 | 436334 | 0 | 0 | 0 | 0 | 61870.256 | 0 | 0 | 0 | 0 | 16276.1035 | 0 | 0 | 0 | 0 | 0 | 61870.256 | 0 | 0 | 0 | 0 | 16276.1035
2016-04-26 15:00 | 0 | 0 | 0 | 0 | 0 | 671218.6355 | 446619 | 0 | 0 | 0 | 0 | 0 | 0 | 0 | 0 | 0 | 302745.9951 | 0 | 0 | 0 | 0 | 0 | -61870.256 | 0 | 0 | 0 | 0 | 286469.8916
2016-04-26 16:00 | 0 | 0 | 0 | 0 | 0 | 729001.0558 | 455231 | 0 | 0 | 0 | 0 | 0 | 0 | 0 | 0 | 0 | 576516.0508 | 0 | 0 | 0 | 0 | 0 | 0 | 0 | 0 | 0 | 0 | 273770.0558
2016-04-26 17:00 | 0 | 0 | 0 | 0 | 0 | 737083.3978 | 463553 | 0 | 0 | 0 | 0 | 61870.256 | 0 | 0 | 0 | 0 | 788176.1926 | 0 | 0 | 0 | 0 | 0 | 61870.256 | 0 | 0 | 0 | 0 | 211660.1418
2016-04-26 18:00 | 0 | 0 | 0 | 0 | 0 | 726837.2019 | 469707 | 0 | 0 | 0 | 0 | 61870.256 | 0 | 0 | 0 | 0 | 1045306.3945 | 0 | 0 | 0 | 0 | 0 | 0 | 0 | 0 | 0 | 0 | 257130.2019
2016-04-26 19:00 | 0 | 0 | 0 | 0 | 0 | 711806.3768 | 475374 | 0 | 0 | 0 | 0 | 61870.256 | 0 | 0 | 0 | 0 | 1281738.7713 | 0 | 0 | 0 | 0 | 0 | 0 | 0 | 0 | 0 | 0 | 236432.3768
2016-04-26 20:00 | 0 | 0 | 0 | 0 | 0 | 700985.2689 | 480460 | 0 | 0 | 0 | 0 | 0 | 0 | 0 | 0 | 0 | 1564134.2962 | 0 | 0 | 0 | 0 | 0 | -61870.256 | 0 | 0 | 0 | 0 | 282395.5249
2016-04-26 21:00 | 0 | 0 | 0 | 0 | 0 | 678196.505 | 481605 | 0 | 0 | 0 | 0 | 61870.256 | 0 | 0 | 0 | 0 | 1698855.5452 | 0 | 0 | 0 | 0 | 0 | 61870.256 | 0 | 0 | 0 | 0 | 134721.249
2016-04-26 22:00 | 0 | 0 | 0 | 0 | 0 | 630231.2209 | 476490 | 0 | 0 | 0 | 0 | 0 | 0 | 0 | 0 | 0 | 1914467.0221 | 0 | 0 | 0 | 0 | 0 | -61870.256 | 0 | 0 | 0 | 0 | 215611.477
2016-04-26 23:00 | 0 | 0 | 0 | 0 | 0 | 536347.5277 | 470285 | 0 | 0 | 0 | 0 | 61870.256 | 0 | 0 | 0 | 0 | 1918659.2938 | 0 | 0 | 0 | 0 | 0 | 61870.256 | 0 | 0 | 0 | 0 | 4192.2717
2016-04-27 | 0 | 0 | 0 | 0 | 0 | 389777.7095 | 469467 | 0 | 0 | 0 | 0 | 61870.256 | 0 | 0 | 0 | 0 | 1838970.0032 | 0 | 0 | 0 | 0 | 0 | 0 | 0 | 0 | 0 | 0 | -79689.2905
2016-04-27 01:00 | 0 | 0 | 0 | 0 | 0 | 129012.7889 | 461997 | 0 | 0 | 0 | 0 | 32737.8 | 0 | 0 | 0 | 0 | 1535118.2482 | 0 | 0 | 0 | 0 | 0 | -29132.456 | 0 | 0 | 0 | 0 | -303851.755
2016-04-27 02:00 | 0 | 0 | 0 | 0 | 163172.0495 | 1175.6515 | 439067 | 0 | 0 | 0 | 0 | 61870.256 | 0 | 0 | 0 | 0 | 1231266.4932 | 0 | 0 | 0 | 0 | 0 | 29132.456 | 0 | 0 | 0 | 0 | -303851.755
2016-04-27 03:00 | 0 | 0 | 0 | 0 | 45119.9889 | 0 | 410842 | 0 | 0 | 0 | 0 | 0 | 0 | 0 | 0 | 0 | 927414.7381 | 0 | 0 | 0 | 0 | 0 | -61870.256 | 0 | 0 | 0 | 0 | -303851.755
2016-04-27 04:00 | 0 | 0 | 0 | 0 | 82124.245 | 0 | 385976 | 0 | 0 | 0 | 0 | 0 | 0 | 0 | 0 | 0 | 623562.9831 | 0 | 0 | 0 | 0 | 0 | 0 | 0 | 0 | 0 | 0 | -303851.755
2016-04-27 05:00 | 0 | 0 | 0 | 0 | 61961.245 | 0 | 365813 | 0 | 0 | 0 | 0 | 0 | 0 | 0 | 0 | 0 | 319711.2281 | 0 | 0 | 0 | 0 | 0 | 0 | 0 | 0 | 0 | 0 | -303851.755
2016-04-27 06:00 | 0 | 0 | 0 | 0 | 46767.245 | 0 | 350619 | 0 | 0 | 0 | 0 | 0 | 0 | 0 | 0 | 0 | 15859.473 | 0 | 0 | 0 | 0 | 0 | 0 | 0 | 0 | 0 | 0 | -303851.755
2016-04-27 07:00 | 0 | 0 | 0 | 0 | 324692.527 | 0 | 340552 | 0 | 0 | 0 | 0 | 0 | 0 | 0 | 0 | 0 | 0 | 0 | 0 | 0 | 0 | 0 | 0 | 0 | 0 | 0 | 0 | -15859.473
2016-04-27 08:00 | 0 | 0 | 0 | 0 | 338420 | 0 | 338420 | 0 | 0 | 0 | 0 | 0 | 0 | 0 | 0 | 0 | 0 | 0 | 0 | 0 | 0 | 0 | 0 | 0 | 0 | 0 | 0 | 0
2016-04-27 09:00 | 0 | 0 | 0 | 0 | 346567 | 0 | 346567 | 0 | 0 | 0 | 0 | 0 | 0 | 0 | 0 | 0 | 0 | 0 | 0 | 0 | 0 | 0 | 0 | 0 | 0 | 0 | 0 | 0
2016-04-27 10:00 | 0 | 0 | 0 | 0 | 366914 | 0 | 366914 | 0 | 0 | 0 | 0 | 0 | 0 | 0 | 0 | 0 | 0 | 0 | 0 | 0 | 0 | 0 | 0 | 0 | 0 | 0 | 0 | 0
2016-04-27 11:00 | 0 | 0 | 0 | 0 | 389260 | 0 | 389260 | 0 | 0 | 0 | 0 | 0 | 0 | 0 | 0 | 0 | 0 | 0 | 0 | 0 | 0 | 0 | 0 | 0 | 0 | 0 | 0 | 0
2016-04-27 12:00 | 0 | 0 | 0 | 0 | 382861.8831 | 21190.1169 | 404052 | 0 | 0 | 0 | 0 | 0 | 0 | 0 | 0 | 0 | 0 | 0 | 0 | 0 | 0 | 0 | 0 | 0 | 0 | 0 | 0 | 0
2016-04-27 13:00 | 0 | 0 | 0 | 0 | 128244.8017 | 287872.1983 | 416117 | 0 | 0 | 0 | 0 | 0 | 0 | 0 | 0 | 0 | 0 | 0 | 0 | 0 | 0 | 0 | 0 | 0 | 0 | 0 | 0 | 0
2016-04-27 14:00 | 0 | 0 | 0 | 0 | 0 | 490733.7577 | 427951 | 0 | 0 | 0 | 0 | 0 | 0 | 0 | 0 | 0 | 62782.7577 | 0 | 0 | 0 | 0 | 0 | 0 | 0 | 0 | 0 | 0 | 62782.7577
2016-04-27 15:00 | 0 | 0 | 0 | 0 | 0 | 612465.4709 | 437301 | 0 | 0 | 0 | 0 | 61870.256 | 0 | 0 | 0 | 0 | 176076.9726 | 0 | 0 | 0 | 0 | 0 | 61870.256 | 0 | 0 | 0 | 0 | 113294.2148
2016-04-27 16:00 | 0 | 0 | 0 | 0 | 0 | 673527.7521 | 445005 | 0 | 0 | 0 | 0 | 61870.256 | 0 | 0 | 0 | 0 | 404599.7247 | 0 | 0 | 0 | 0 | 0 | 0 | 0 | 0 | 0 | 0 | 228522.7521
2016-04-27 17:00 | 0 | 0 | 0 | 0 | 0 | 688397.4777 | 451967 | 0 | 0 | 0 | 0 | 0 | 0 | 0 | 0 | 0 | 702900.4585 | 0 | 0 | 0 | 0 | 0 | -61870.256 | 0 | 0 | 0 | 0 | 298300.7338
2016-04-27 18:00 | 0 | 0 | 0 | 0 | 0 | 686927.7418 | 457457 | 0 | 0 | 0 | 0 | 61870.256 | 0 | 0 | 0 | 0 | 870500.9443 | 0 | 0 | 0 | 0 | 0 | 61870.256 | 0 | 0 | 0 | 0 | 167600.4858
2016-04-27 19:00 | 0 | 0 | 0 | 0 | 0 | 678165.8513 | 461254 | 0 | 0 | 0 | 0 | 61870.256 | 0 | 0 | 0 | 0 | 1087412.7956 | 0 | 0 | 0 | 0 | 0 | 0 | 0 | 0 | 0 | 0 | 216911.8513
2016-04-27 20:00 | 0 | 0 | 0 | 0 | 0 | 663533.2613 | 464324 | 0 | 0 | 0 | 0 | 0 | 0 | 0 | 0 | 0 | 1348492.3129 | 0 | 0 | 0 | 0 | 0 | -61870.256 | 0 | 0 | 0 | 0 | 261079.5173
2016-04-27 21:00 | 0 | 0 | 0 | 0 | 0 | 632037.234 | 465915 | 0 | 0 | 0 | 0 | 0 | 0 | 0 | 0 | 0 | 1514614.5469 | 0 | 0 | 0 | 0 | 0 | 0 | 0 | 0 | 0 | 0 | 166122.234
2016-04-27 22:00 | 0 | 0 | 0 | 0 | 0 | 570087.1875 | 464293 | 0 | 0 | 0 | 0 | 0 | 0 | 0 | 0 | 0 | 1620408.7345 | 0 | 0 | 0 | 0 | 0 | 0 | 0 | 0 | 0 | 0 | 105794.1875
2016-04-27 23:00 | 0 | 0 | 0 | 0 | 0 | 473833.9674 | 459867 | 0 | 0 | 0 | 0 | 61870.256 | 0 | 0 | 0 | 0 | 1572505.4458 | 0 | 0 | 0 | 0 | 0 | 61870.256 | 0 | 0 | 0 | 0 | -47903.2887
2016-04-28 | 0 | 0 | 0 | 0 | 0 | 320165.2533 | 460658 | 0 | 0 | 0 | 0 | 0 | 0 | 0 | 0 | 0 | 1493882.9551 | 0 | 0 | 0 | 0 | 0 | -61870.256 | 0 | 0 | 0 | 0 | -78622.4907
2016-04-28 01:00 | 0 | 0 | 0 | 0 | 87673.0627 | 86993.0023 | 453142 | 0 | 0 | 0 | 0 | 0 | 0 | 0 | 0 | 0 | 1215407.0201 | 0 | 0 | 0 | 0 | 0 | 0 | 0 | 0 | 0 | 0 | -278475.935
2016-04-28 02:00 | 0 | 0 | 0 | 0 | 189295.0887 | 1263.4123 | 432540 | 0 | 0 | 0 | 0 | 61870.256 | 0 | 0 | 0 | 0 | 911555.2651 | 0 | 0 | 0 | 0 | 0 | 61870.256 | 0 | 0 | 0 | 0 | -303851.755
2016-04-28 03:00 | 0 | 0 | 0 | 0 | 40719.9889 | 0 | 406442 | 0 | 0 | 0 | 0 | 0 | 0 | 0 | 0 | 0 | 607703.5101 | 0 | 0 | 0 | 0 | 0 | -61870.256 | 0 | 0 | 0 | 0 | -303851.755
2016-04-28 04:00 | 0 | 0 | 0 | 0 | 78369.245 | 0 | 382221 | 0 | 0 | 0 | 0 | 0 | 0 | 0 | 0 | 0 | 303851.755 | 0 | 0 | 0 | 0 | 0 | 0 | 0 | 0 | 0 | 0 | -303851.755
2016-04-28 05:00 | 0 | 0 | 0 | 0 | 58186.245 | 0 | 362038 | 0 | 0 | 0 | 0 | 0 | 0 | 0 | 0 | 0 | 0 | 0 | 0 | 0 | 0 | 0 | 0 | 0 | 0 | 0 | 0 | -303851.755
2016-04-28 06:00 | 0 | 0 | 0 | 0 | 346774 | 0 | 346774 | 0 | 0 | 0 | 0 | 0 | 0 | 0 | 0 | 0 | 0 | 0 | 0 | 0 | 0 | 0 | 0 | 0 | 0 | 0 | 0 | 0
2016-04-28 07:00 | 0 | 0 | 0 | 0 | 337582 | 0 | 337582 | 0 | 0 | 0 | 0 | 0 | 0 | 0 | 0 | 0 | 0 | 0 | 0 | 0 | 0 | 0 | 0 | 0 | 0 | 0 | 0 | 0
2016-04-28 08:00 | 0 | 0 | 0 | 0 | 336250 | 0 | 336250 | 0 | 0 | 0 | 0 | 0 | 0 | 0 | 0 | 0 | 0 | 0 | 0 | 0 | 0 | 0 | 0 | 0 | 0 | 0 | 0 | 0
2016-04-28 09:00 | 0 | 0 | 0 | 0 | 345488 | 0 | 345488 | 0 | 0 | 0 | 0 | 0 | 0 | 0 | 0 | 0 | 0 | 0 | 0 | 0 | 0 | 0 | 0 | 0 | 0 | 0 | 0 | 0
2016-04-28 10:00 | 0 | 0 | 0 | 0 | 368035 | 0 | 368035 | 0 | 0 | 0 | 0 | 0 | 0 | 0 | 0 | 0 | 0 | 0 | 0 | 0 | 0 | 0 | 0 | 0 | 0 | 0 | 0 | 0
2016-04-28 11:00 | 0 | 0 | 0 | 0 | 391846 | 0 | 391846 | 0 | 0 | 0 | 0 | 0 | 0 | 0 | 0 | 0 | 0 | 0 | 0 | 0 | 0 | 0 | 0 | 0 | 0 | 0 | 0 | 0
2016-04-28 12:00 | 0 | 0 | 0 | 0 | 394008.7045 | 12893.2955 | 406902 | 0 | 0 | 0 | 0 | 0 | 0 | 0 | 0 | 0 | 0 | 0 | 0 | 0 | 0 | 0 | 0 | 0 | 0 | 0 | 0 | 0
2016-04-28 13:00 | 0 | 0 | 0 | 0 | 199115.7449 | 220166.2551 | 419282 | 0 | 0 | 0 | 0 | 0 | 0 | 0 | 0 | 0 | 0 | 0 | 0 | 0 | 0 | 0 | 0 | 0 | 0 | 0 | 0 | 0
2016-04-28 14:00 | 0 | 0 | 0 | 0 | 0 | 458894.9678 | 433056 | 0 | 0 | 0 | 0 | 25838.9678 | 0 | 0 | 0 | 0 | 0 | 0 | 0 | 0 | 0 | 0 | 25838.9678 | 0 | 0 | 0 | 0 | 0
2016-04-28 15:00 | 0 | 0 | 0 | 0 | 0 | 608930.3759 | 441684 | 0 | 0 | 0 | 0 | 61870.256 | 0 | 0 | 0 | 0 | 131215.0877 | 0 | 0 | 0 | 0 | 0 | 36031.2883 | 0 | 0 | 0 | 0 | 131215.0877
2016-04-28 16:00 | 0 | 0 | 0 | 0 | 0 | 677607.865 | 450834 | 0 | 0 | 0 | 0 | 0 | 0 | 0 | 0 | 0 | 419859.2087 | 0 | 0 | 0 | 0 | 0 | -61870.256 | 0 | 0 | 0 | 0 | 288644.1211
2016-04-28 17:00 | 0 | 0 | 0 | 0 | 0 | 691570.6044 | 458772 | 0 | 0 | 0 | 0 | 0 | 0 | 0 | 0 | 0 | 652657.8131 | 0 | 0 | 0 | 0 | 0 | 0 | 0 | 0 | 0 | 0 | 232798.6044
2016-04-28 18:00 | 0 | 0 | 0 | 0 | 0 | 685576.6415 | 465420 | 0 | 0 | 0 | 0 | 61870.256 | 0 | 0 | 0 | 0 | 810944.1986 | 0 | 0 | 0 | 0 | 0 | 61870.256 | 0 | 0 | 0 | 0 | 158286.3855
2016-04-28 19:00 | 0 | 0 | 0 | 0 | 0 | 673453.9422 | 469346 | 0 | 0 | 0 | 0 | 0 | 0 | 0 | 0 | 0 | 1076922.3968 | 0 | 0 | 0 | 0 | 0 | -61870.256 | 0 | 0 | 0 | 0 | 265978.1982
2016-04-28 20:00 | 0 | 0 | 0 | 0 | 0 | 659792.7579 | 472165 | 0 | 0 | 0 | 0 | 61870.256 | 0 | 0 | 0 | 0 | 1202679.8987 | 0 | 0 | 0 | 0 | 0 | 61870.256 | 0 | 0 | 0 | 0 | 125757.5019
2016-04-28 21:00 | 0 | 0 | 0 | 0 | 0 | 631070.4206 | 474195 | 0 | 0 | 0 | 0 | 61870.256 | 0 | 0 | 0 | 0 | 1359555.3193 | 0 | 0 | 0 | 0 | 0 | 0 | 0 | 0 | 0 | 0 | 156875.4206
2016-04-28 22:00 | 0 | 0 | 0 | 0 | 0 | 578508.6907 | 471519 | 0 | 0 | 0 | 0 | 61870.256 | 0 | 0 | 0 | 0 | 1466545.01 | 0 | 0 | 0 | 0 | 0 | 0 | 0 | 0 | 0 | 0 | 106989.6907
2016-04-28 23:00 | 0 | 0 | 0 | 0 | 0 | 475580.1732 | 466295 | 0 | 0 | 0 | 0 | 0 | 0 | 0 | 0 | 0 | 1537700.4393 | 0 | 0 | 0 | 0 | 0 | -61870.256 | 0 | 0 | 0 | 0 | 71155.4293
2016-04-29 | 0 | 0 | 0 | 0 | 0 | 328488.7164 | 464614 | 0 | 0 | 0 | 0 | 61870.256 | 0 | 0 | 0 | 0 | 1339704.8997 | 0 | 0 | 0 | 0 | 0 | 61870.256 | 0 | 0 | 0 | 0 | -197995.5396
2016-04-29 01:00 | 0 | 0 | 0 | 0 | 42765.0271 | 110946.2179 | 457563 | 0 | 0 | 0 | 0 | 61870.256 | 0 | 0 | 0 | 0 | 1035853.1446 | 0 | 0 | 0 | 0 | 0 | 0 | 0 | 0 | 0 | 0 | -303851.755
2016-04-29 02:00 | 0 | 0 | 0 | 0 | 310534.101 | 2271.0194 | 437103 | 0 | 0 | 0 | 0 | 61870.256 | 0 | 0 | 0 | 0 | 911555.2651 | 0 | 0 | 0 | 0 | 0 | 0 | 0 | 0 | 0 | 0 | -124297.8795
2016-04-29 03:00 | 0 | 0 | 0 | 0 | 46268.9889 | 0 | 411991 | 0 | 0 | 0 | 0 | 0 | 0 | 0 | 0 | 0 | 607703.5101 | 0 | 0 | 0 | 0 | 0 | -61870.256 | 0 | 0 | 0 | 0 | -303851.755
2016-04-29 04:00 | 0 | 0 | 0 | 0 | 84090.245 | 0 | 387942 | 0 | 0 | 0 | 0 | 0 | 0 | 0 | 0 | 0 | 303851.755 | 0 | 0 | 0 | 0 | 0 | 0 | 0 | 0 | 0 | 0 | -303851.755
2016-04-29 05:00 | 0 | 0 | 0 | 0 | 63671.245 | 0 | 367523 | 0 | 0 | 0 | 0 | 0 | 0 | 0 | 0 | 0 | 0 | 0 | 0 | 0 | 0 | 0 | 0 | 0 | 0 | 0 | 0 | -303851.755
2016-04-29 06:00 | 0 | 0 | 0 | 0 | 352398 | 0 | 352398 | 0 | 0 | 0 | 0 | 0 | 0 | 0 | 0 | 0 | 0 | 0 | 0 | 0 | 0 | 0 | 0 | 0 | 0 | 0 | 0 | 0
2016-04-29 07:00 | 0 | 0 | 0 | 0 | 343479 | 0 | 343479 | 0 | 0 | 0 | 0 | 0 | 0 | 0 | 0 | 0 | 0 | 0 | 0 | 0 | 0 | 0 | 0 | 0 | 0 | 0 | 0 | 0
2016-04-29 08:00 | 0 | 0 | 0 | 0 | 341591 | 0 | 341591 | 0 | 0 | 0 | 0 | 0 | 0 | 0 | 0 | 0 | 0 | 0 | 0 | 0 | 0 | 0 | 0 | 0 | 0 | 0 | 0 | 0
2016-04-29 09:00 | 0 | 0 | 0 | 0 | 348117 | 0 | 348117 | 0 | 0 | 0 | 0 | 0 | 0 | 0 | 0 | 0 | 0 | 0 | 0 | 0 | 0 | 0 | 0 | 0 | 0 | 0 | 0 | 0
2016-04-29 10:00 | 0 | 0 | 0 | 0 | 371354 | 0 | 371354 | 0 | 0 | 0 | 0 | 0 | 0 | 0 | 0 | 0 | 0 | 0 | 0 | 0 | 0 | 0 | 0 | 0 | 0 | 0 | 0 | 0
2016-04-29 11:00 | 0 | 0 | 0 | 0 | 431148.1512 | 0 | 393813 | 0 | 0 | 0 | 0 | 0 | 0 | 0 | 0 | 0 | 37335.1512 | 0 | 0 | 0 | 0 | 0 | 0 | 0 | 0 | 0 | 0 | 37335.1512
2016-04-29 12:00 | 0 | 0 | 0 | 0 | 363187.7769 | 8681.072 | 409204 | 0 | 0 | 0 | 0 | 0 | 0 | 0 | 0 | 0 | 0 | 0 | 0 | 0 | 0 | 0 | 0 | 0 | 0 | 0 | 0 | -37335.1512
2016-04-29 13:00 | 0 | 0 | 0 | 0 | 193895.9196 | 228169.0804 | 422065 | 0 | 0 | 0 | 0 | 0 | 0 | 0 | 0 | 0 | 0 | 0 | 0 | 0 | 0 | 0 | 0 | 0 | 0 | 0 | 0 | 0
2016-04-29 14:00 | 0 | 0 | 0 | 0 | 0 | 482405.4857 | 435392 | 0 | 0 | 0 | 0 | 0 | 0 | 0 | 0 | 0 | 47013.4857 | 0 | 0 | 0 | 0 | 0 | 0 | 0 | 0 | 0 | 0 | 47013.4857
2016-04-29 15:00 | 0 | 0 | 0 | 0 | 0 | 604879.6112 | 444825 | 0 | 0 | 0 | 0 | 61870.256 | 0 | 0 | 0 | 0 | 145197.8409 | 0 | 0 | 0 | 0 | 0 | 61870.256 | 0 | 0 | 0 | 0 | 98184.3552
2016-04-29 16:00 | 0 | 0 | 0 | 0 | 0 | 668092.6698 | 451813 | 0 | 0 | 0 | 0 | 61870.256 | 0 | 0 | 0 | 0 | 361477.5106 | 0 | 0 | 0 | 0 | 0 | 0 | 0 | 0 | 0 | 0 | 216279.6698
2016-04-29 17:00 | 0 | 0 | 0 | 0 | 0 | 672769.8095 | 458114 | 0 | 0 | 0 | 0 | 61870.256 | 0 | 0 | 0 | 0 | 576133.3202 | 0 | 0 | 0 | 0 | 0 | 0 | 0 | 0 | 0 | 0 | 214655.8095
2016-04-29 18:00 | 0 | 0 | 0 | 0 | 0 | 662526.4666 | 462240 | 0 | 0 | 0 | 0 | 0 | 0 | 0 | 0 | 0 | 838290.0428 | 0 | 0 | 0 | 0 | 0 | -61870.256 | 0 | 0 | 0 | 0 | 262156.7226
2016-04-29 19:00 | 0 | 0 | 0 | 0 | 0 | 650158.5223 | 463801 | 0 | 0 | 0 | 0 | 61870.256 | 0 | 0 | 0 | 0 | 962777.309 | 0 | 0 | 0 | 0 | 0 | 61870.256 | 0 | 0 | 0 | 0 | 124487.2662
2016-04-29 20:00 | 0 | 0 | 0 | 0 | 0 | 640904.759 | 463626 | 0 | 0 | 0 | 0 | 61870.256 | 0 | 0 | 0 | 0 | 1140056.068 | 0 | 0 | 0 | 0 | 0 | 0 | 0 | 0 | 0 | 0 | 177278.759
2016-04-29 21:00 | 0 | 0 | 0 | 0 | 0 | 617345.9748 | 460788 | 0 | 0 | 0 | 0 | 61870.256 | 0 | 0 | 0 | 0 | 1296614.0429 | 0 | 0 | 0 | 0 | 0 | 0 | 0 | 0 | 0 | 0 | 156557.9748
2016-04-29 22:00 | 0 | 0 | 0 | 0 | 0 | 569671.1107 | 453866 | 0 | 0 | 0 | 0 | 61870.256 | 0 | 0 | 0 | 0 | 1412419.1536 | 0 | 0 | 0 | 0 | 0 | 0 | 0 | 0 | 0 | 0 | 115805.1107
2016-04-29 23:00 | 0 | 0 | 0 | 0 | 0 | 480409.9228 | 445437 | 0 | 0 | 0 | 0 | 0 | 0 | 0 | 0 | 0 | 1509262.3324 | 0 | 0 | 0 | 0 | 0 | -61870.256 | 0 | 0 | 0 | 0 | 96843.1788
2016-04-30 | 0 | 0 | 0 | 0 | 0 | 329905.9158 | 444156 | 0 | 0 | 0 | 0 | 0 | 0 | 0 | 0 | 0 | 1395012.2482 | 0 | 0 | 0 | 0 | 0 | 0 | 0 | 0 | 0 | 0 | -114250.0842
2016-04-30 01:00 | 0 | 0 | 0 | 0 | 145522.9311 | 113745.8408 | 438874 | 0 | 0 | 0 | 0 | 0 | 0 | 0 | 0 | 0 | 1215407.0201 | 0 | 0 | 0 | 0 | 0 | 0 | 0 | 0 | 0 | 0 | -179605.228
2016-04-30 02:00 | 0 | 0 | 0 | 0 | 178120.1255 | 2562.3755 | 422664 | 0 | 0 | 0 | 0 | 61870.256 | 0 | 0 | 0 | 0 | 911555.2651 | 0 | 0 | 0 | 0 | 0 | 61870.256 | 0 | 0 | 0 | 0 | -303851.755
2016-04-30 03:00 | 0 | 0 | 0 | 0 | 36847.9889 | 0 | 402570 | 0 | 0 | 0 | 0 | 0 | 0 | 0 | 0 | 0 | 607703.5101 | 0 | 0 | 0 | 0 | 0 | -61870.256 | 0 | 0 | 0 | 0 | -303851.755
2016-04-30 04:00 | 0 | 0 | 0 | 0 | 77339.245 | 0 | 381191 | 0 | 0 | 0 | 0 | 0 | 0 | 0 | 0 | 0 | 303851.755 | 0 | 0 | 0 | 0 | 0 | 0 | 0 | 0 | 0 | 0 | -303851.755
2016-04-30 05:00 | 0 | 0 | 0 | 0 | 58286.245 | 0 | 362138 | 0 | 0 | 0 | 0 | 0 | 0 | 0 | 0 | 0 | 0 | 0 | 0 | 0 | 0 | 0 | 0 | 0 | 0 | 0 | 0 | -303851.755
2016-04-30 06:00 | 0 | 0 | 0 | 0 | 347527 | 0 | 347527 | 0 | 0 | 0 | 0 | 0 | 0 | 0 | 0 | 0 | 0 | 0 | 0 | 0 | 0 | 0 | 0 | 0 | 0 | 0 | 0 | 0
2016-04-30 07:00 | 0 | 0 | 0 | 0 | 338012 | 0 | 338012 | 0 | 0 | 0 | 0 | 0 | 0 | 0 | 0 | 0 | 0 | 0 | 0 | 0 | 0 | 0 | 0 | 0 | 0 | 0 | 0 | 0
2016-04-30 08:00 | 0 | 0 | 0 | 0 | 332576 | 0 | 332576 | 0 | 0 | 0 | 0 | 0 | 0 | 0 | 0 | 0 | 0 | 0 | 0 | 0 | 0 | 0 | 0 | 0 | 0 | 0 | 0 | 0
2016-04-30 09:00 | 0 | 0 | 0 | 0 | 332710 | 0 | 332710 | 0 | 0 | 0 | 0 | 0 | 0 | 0 | 0 | 0 | 0 | 0 | 0 | 0 | 0 | 0 | 0 | 0 | 0 | 0 | 0 | 0
2016-04-30 10:00 | 0 | 0 | 0 | 0 | 336162 | 0 | 336162 | 0 | 0 | 0 | 0 | 0 | 0 | 0 | 0 | 0 | 0 | 0 | 0 | 0 | 0 | 0 | 0 | 0 | 0 | 0 | 0 | 0
2016-04-30 11:00 | 0 | 0 | 0 | 0 | 344325 | 0 | 344325 | 0 | 0 | 0 | 0 | 0 | 0 | 0 | 0 | 0 | 0 | 0 | 0 | 0 | 0 | 0 | 0 | 0 | 0 | 0 | 0 | 0
2016-04-30 12:00 | 0 | 0 | 0 | 0 | 343618.6874 | 16147.3126 | 359766 | 0 | 0 | 0 | 0 | 0 | 0 | 0 | 0 | 0 | 0 | 0 | 0 | 0 | 0 | 0 | 0 | 0 | 0 | 0 | 0 | 0
2016-04-30 13:00 | 0 | 0 | 0 | 0 | 98776.6875 | 277645.3125 | 376422 | 0 | 0 | 0 | 0 | 0 | 0 | 0 | 0 | 0 | 0 | 0 | 0 | 0 | 0 | 0 | 0 | 0 | 0 | 0 | 0 | 0
2016-04-30 14:00 | 0 | 0 | 0 | 0 | 0 | 530638.3016 | 389822 | 0 | 0 | 0 | 0 | 0 | 0 | 0 | 0 | 0 | 140816.3016 | 0 | 0 | 0 | 0 | 0 | 0 | 0 | 0 | 0 | 0 | 140816.3016
2016-04-30 15:00 | 0 | 0 | 0 | 0 | 0 | 654714.0899 | 400099 | 0 | 0 | 0 | 0 | 61870.256 | 0 | 0 | 0 | 0 | 333561.1354 | 0 | 0 | 0 | 0 | 0 | 61870.256 | 0 | 0 | 0 | 0 | 192744.8338
2016-04-30 16:00 | 0 | 0 | 0 | 0 | 0 | 701213.821 | 406119 | 0 | 0 | 0 | 0 | 53113.322 | 0 | 0 | 0 | 0 | 637412.8904 | 0 | 0 | 0 | 0 | 0 | -8756.934 | 0 | 0 | 0 | 0 | 303851.755
2016-04-30 17:00 | 0 | 0 | 0 | 0 | 0 | 701794.5954 | 409523 | 0 | 0 | 0 | 0 | 61870.256 | 0 | 0 | 0 | 0 | 920927.5518 | 0 | 0 | 0 | 0 | 0 | 8756.934 | 0 | 0 | 0 | 0 | 283514.6614
2016-04-30 18:00 | 0 | 0 | 0 | 0 | 0 | 689064.8403 | 411456 | 0 | 0 | 0 | 0 | 35627.3413 | 0 | 0 | 0 | 0 | 1224779.3069 | 0 | 0 | 0 | 0 | 0 | -26242.9148 | 0 | 0 | 0 | 0 | 303851.755
2016-04-30 19:00 | 0 | 0 | 0 | 0 | 0 | 671437.1305 | 413469 | 0 | 0 | 0 | 0 | 61870.256 | 0 | 0 | 0 | 0 | 1456504.5226 | 0 | 0 | 0 | 0 | 0 | 26242.9148 | 0 | 0 | 0 | 0 | 231725.2157
2016-04-30 20:00 | 0 | 0 | 0 | 0 | 0 | 652037.3391 | 416757 | 0 | 0 | 0 | 0 | 61870.256 | 0 | 0 | 0 | 0 | 1691784.8617 | 0 | 0 | 0 | 0 | 0 | 0 | 0 | 0 | 0 | 0 | 235280.3391
2016-04-30 21:00 | 0 | 0 | 0 | 0 | 0 | 620091.7857 | 418294 | 0 | 0 | 0 | 0 | 61870.256 | 0 | 0 | 0 | 0 | 1893582.6475 | 0 | 0 | 0 | 0 | 0 | 0 | 0 | 0 | 0 | 0 | 201797.7857
2016-04-30 22:00 | 0 | 0 | 0 | 0 | 0 | 558945.7111 | 417016 | 0 | 0 | 0 | 0 | 61870.256 | 0 | 0 | 0 | 0 | 2035512.3585 | 0 | 0 | 0 | 0 | 0 | 0 | 0 | 0 | 0 | 0 | 141929.7111
2016-04-30 23:00 | 0 | 0 | 0 | 0 | 0 | 458508.2137 | 415549 | 0 | 0 | 0 | 0 | 0 | 0 | 0 | 0 | 0 | 2140341.8282 | 0 | 0 | 0 | 0 | 0 | -61870.256 | 0 | 0 | 0 | 0 | 104829.4697
2016-05-01 | 0 | 0 | 0 | 0 | 0 | 317163.2851 | 416916 | 0 | 0 | 0 | 0 | 49554.1027 | 0 | 0 | 0 | 0 | 1991035.0105 | 0 | 0 | 0 | 0 | 0 | 49554.1027 | 0 | 0 | 0 | 0 | -149306.8177
2016-05-01 01:00 | 0 | 0 | 0 | 0 | 0 | 121262.3983 | 412798 | 0 | 0 | 0 | 0 | 61870.256 | 0 | 0 | 0 | 0 | 1687183.2555 | 0 | 0 | 0 | 0 | 0 | 12316.1533 | 0 | 0 | 0 | 0 | -303851.755
2016-05-01 02:00 | 0 | 0 | 0 | 0 | 94557.9789 | 3093.2661 | 401503 | 0 | 0 | 0 | 0 | 61870.256 | 0 | 0 | 0 | 0 | 1383331.5005 | 0 | 0 | 0 | 0 | 0 | 0 | 0 | 0 | 0 | 0 | -303851.755
2016-05-01 03:00 | 0 | 0 | 0 | 0 | 19637.9889 | 0 | 385360 | 0 | 0 | 0 | 0 | 0 | 0 | 0 | 0 | 0 | 1079479.7455 | 0 | 0 | 0 | 0 | 0 | -61870.256 | 0 | 0 | 0 | 0 | -303851.755
2016-05-01 04:00 | 0 | 0 | 0 | 0 | 61913.245 | 0 | 365765 | 0 | 0 | 0 | 0 | 0 | 0 | 0 | 0 | 0 | 775627.9904 | 0 | 0 | 0 | 0 | 0 | 0 | 0 | 0 | 0 | 0 | -303851.755
2016-05-01 05:00 | 0 | 0 | 0 | 0 | 44197.245 | 0 | 348049 | 0 | 0 | 0 | 0 | 0 | 0 | 0 | 0 | 0 | 471776.2354 | 0 | 0 | 0 | 0 | 0 | 0 | 0 | 0 | 0 | 0 | -303851.755
2016-05-01 06:00 | 0 | 0 | 0 | 0 | 31399.245 | 0 | 335251 | 0 | 0 | 0 | 0 | 0 | 0 | 0 | 0 | 0 | 167924.4804 | 0 | 0 | 0 | 0 | 0 | 0 | 0 | 0 | 0 | 0 | -303851.755
2016-05-01 07:00 | 0 | 0 | 0 | 0 | 158472.5196 | 0 | 326397 | 0 | 0 | 0 | 0 | 0 | 0 | 0 | 0 | 0 | 0 | 0 | 0 | 0 | 0 | 0 | 0 | 0 | 0 | 0 | 0 | -167924.4804
2016-05-01 08:00 | 0 | 0 | 0 | 0 | 321535 | 0 | 321535 | 0 | 0 | 0 | 0 | 0 | 0 | 0 | 0 | 0 | 0 | 0 | 0 | 0 | 0 | 0 | 0 | 0 | 0 | 0 | 0 | 0
2016-05-01 09:00 | 0 | 0 | 0 | 0 | 319199 | 0 | 319199 | 0 | 0 | 0 | 0 | 0 | 0 | 0 | 0 | 0 | 0 | 0 | 0 | 0 | 0 | 0 | 0 | 0 | 0 | 0 | 0 | 0
2016-05-01 10:00 | 0 | 0 | 0 | 0 | 323091 | 0 | 323091 | 0 | 0 | 0 | 0 | 0 | 0 | 0 | 0 | 0 | 0 | 0 | 0 | 0 | 0 | 0 | 0 | 0 | 0 | 0 | 0 | 0
2016-05-01 11:00 | 0 | 0 | 0 | 0 | 328861 | 0 | 328861 | 0 | 0 | 0 | 0 | 0 | 0 | 0 | 0 | 0 | 0 | 0 | 0 | 0 | 0 | 0 | 0 | 0 | 0 | 0 | 0 | 0
2016-05-01 12:00 | 0 | 0 | 0 | 0 | 318840.7293 | 24917.2707 | 343758 | 0 | 0 | 0 | 0 | 0 | 0 | 0 | 0 | 0 | 0 | 0 | 0 | 0 | 0 | 0 | 0 | 0 | 0 | 0 | 0 | 0
2016-05-01 13:00 | 0 | 0 | 0 | 0 | 103761.0857 | 258700.9143 | 362462 | 0 | 0 | 0 | 0 | 0 | 0 | 0 | 0 | 0 | 0 | 0 | 0 | 0 | 0 | 0 | 0 | 0 | 0 | 0 | 0 | 0
2016-05-01 14:00 | 0 | 0 | 0 | 0 | 0 | 537256.7946 | 378251 | 0 | 0 | 0 | 0 | 31682.9468 | 0 | 0 | 0 | 0 | 127322.8478 | 0 | 0 | 0 | 0 | 0 | 31682.9468 | 0 | 0 | 0 | 0 | 127322.8478
2016-05-01 15:00 | 0 | 0 | 0 | 0 | 0 | 662291.8082 | 390123 | 0 | 0 | 0 | 0 | 0 | 0 | 0 | 0 | 0 | 431174.6029 | 0 | 0 | 0 | 0 | 0 | -31682.9468 | 0 | 0 | 0 | 0 | 303851.755
2016-05-01 16:00 | 0 | 0 | 0 | 0 | 0 | 712992.3284 | 400493 | 0 | 0 | 0 | 0 | 8647.5734 | 0 | 0 | 0 | 0 | 735026.3579 | 0 | 0 | 0 | 0 | 0 | 8647.5734 | 0 | 0 | 0 | 0 | 303851.755
2016-05-01 17:00 | 0 | 0 | 0 | 0 | 0 | 717670.0868 | 407354 | 0 | 0 | 0 | 0 | 15111.9051 | 0 | 0 | 0 | 0 | 1038878.1129 | 0 | 0 | 0 | 0 | 0 | 6464.3318 | 0 | 0 | 0 | 0 | 303851.755
2016-05-01 18:00 | 0 | 0 | 0 | 0 | 0 | 710299.8692 | 411927 | 0 | 0 | 0 | 0 | 9633.0193 | 0 | 0 | 0 | 0 | 1342729.868 | 0 | 0 | 0 | 0 | 0 | -5478.8858 | 0 | 0 | 0 | 0 | 303851.755
2016-05-01 19:00 | 0 | 0 | 0 | 0 | 0 | 695299.5804 | 414209 | 0 | 0 | 0 | 0 | 0 | 0 | 0 | 0 | 0 | 1633453.4677 | 0 | 0 | 0 | 0 | 0 | -9633.0193 | 0 | 0 | 0 | 0 | 290723.5997
2016-05-01 20:00 | 0 | 0 | 0 | 0 | 0 | 685089.5667 | 421199 | 0 | 0 | 0 | 0 | 61870.256 | 0 | 0 | 0 | 0 | 1835473.7783 | 0 | 0 | 0 | 0 | 0 | 61870.256 | 0 | 0 | 0 | 0 | 202020.3107
2016-05-01 21:00 | 0 | 0 | 0 | 0 | 0 | 661570.6437 | 424474 | 0 | 0 | 0 | 0 | 61870.256 | 0 | 0 | 0 | 0 | 2072570.422 | 0 | 0 | 0 | 0 | 0 | 0 | 0 | 0 | 0 | 0 | 237096.6437
2016-05-01 22:00 | 0 | 0 | 0 | 0 | 0 | 616638.9495 | 425817 | 0 | 0 | 0 | 0 | 0 | 0 | 0 | 0 | 0 | 2325262.6276 | 0 | 0 | 0 | 0 | 0 | -61870.256 | 0 | 0 | 0 | 0 | 252692.2055
2016-05-01 23:00 | 0 | 0 | 0 | 0 | 0 | 523970.285 | 426115 | 0 | 0 | 0 | 0 | 61870.256 | 0 | 0 | 0 | 0 | 2361247.6565 | 0 | 0 | 0 | 0 | 0 | 61870.256 | 0 | 0 | 0 | 0 | 35985.0289
2016-05-02 | 0 | 0 | 0 | 0 | 0 | 376463.0843 | 429974 | 0 | 0 | 0 | 0 | 30565.2046 | 0 | 0 | 0 | 0 | 2339041.7922 | 0 | 0 | 0 | 0 | 0 | -31305.0515 | 0 | 0 | 0 | 0 | -22205.8643
2016-05-02 01:00 | 0 | 0 | 0 | 0 | 0 | 154333.2964 | 426880 | 0 | 0 | 0 | 0 | 61870.256 | 0 | 0 | 0 | 0 | 2035190.0372 | 0 | 0 | 0 | 0 | 0 | 31305.0515 | 0 | 0 | 0 | 0 | -303851.755
2016-05-02 02:00 | 0 | 0 | 0 | 0 | 104187.4587 | 3605.7863 | 411645 | 0 | 0 | 0 | 0 | 61870.256 | 0 | 0 | 0 | 0 | 1731338.2822 | 0 | 0 | 0 | 0 | 0 | 0 | 0 | 0 | 0 | 0 | -303851.755
2016-05-02 03:00 | 0 | 0 | 0 | 0 | 23253.9889 | 0 | 388976 | 0 | 0 | 0 | 0 | 0 | 0 | 0 | 0 | 0 | 1427486.5271 | 0 | 0 | 0 | 0 | 0 | -61870.256 | 0 | 0 | 0 | 0 | -303851.755
2016-05-02 04:00 | 0 | 0 | 0 | 0 | 64277.245 | 0 | 368129 | 0 | 0 | 0 | 0 | 0 | 0 | 0 | 0 | 0 | 1123634.7721 | 0 | 0 | 0 | 0 | 0 | 0 | 0 | 0 | 0 | 0 | -303851.755
2016-05-02 05:00 | 0 | 0 | 0 | 0 | 45708.245 | 0 | 349560 | 0 | 0 | 0 | 0 | 0 | 0 | 0 | 0 | 0 | 819783.0171 | 0 | 0 | 0 | 0 | 0 | 0 | 0 | 0 | 0 | 0 | -303851.755
2016-05-02 06:00 | 0 | 0 | 0 | 0 | 33341.245 | 0 | 337193 | 0 | 0 | 0 | 0 | 0 | 0 | 0 | 0 | 0 | 515931.262 | 0 | 0 | 0 | 0 | 0 | 0 | 0 | 0 | 0 | 0 | -303851.755
2016-05-02 07:00 | 0 | 0 | 0 | 0 | 25955.245 | 0 | 329807 | 0 | 0 | 0 | 0 | 0 | 0 | 0 | 0 | 0 | 212079.507 | 0 | 0 | 0 | 0 | 0 | 0 | 0 | 0 | 0 | 0 | -303851.755
2016-05-02 08:00 | 0 | 0 | 0 | 0 | 117229.493 | 0 | 329309 | 0 | 0 | 0 | 0 | 0 | 0 | 0 | 0 | 0 | 0 | 0 | 0 | 0 | 0 | 0 | 0 | 0 | 0 | 0 | 0 | -212079.507
2016-05-02 09:00 | 0 | 0 | 0 | 0 | 339137 | 0 | 339137 | 0 | 0 | 0 | 0 | 0 | 0 | 0 | 0 | 0 | 0 | 0 | 0 | 0 | 0 | 0 | 0 | 0 | 0 | 0 | 0 | 0
2016-05-02 10:00 | 0 | 0 | 0 | 0 | 364593 | 0 | 364593 | 0 | 0 | 0 | 0 | 0 | 0 | 0 | 0 | 0 | 0 | 0 | 0 | 0 | 0 | 0 | 0 | 0 | 0 | 0 | 0 | 0
2016-05-02 11:00 | 0 | 0 | 0 | 0 | 388475 | 0 | 388475 | 0 | 0 | 0 | 0 | 0 | 0 | 0 | 0 | 0 | 0 | 0 | 0 | 0 | 0 | 0 | 0 | 0 | 0 | 0 | 0 | 0
2016-05-02 12:00 | 0 | 0 | 0 | 0 | 365286.1694 | 40126.8306 | 405413 | 0 | 0 | 0 | 0 | 0 | 0 | 0 | 0 | 0 | 0 | 0 | 0 | 0 | 0 | 0 | 0 | 0 | 0 | 0 | 0 | 0
2016-05-02 13:00 | 0 | 0 | 0 | 0 | 68406.0026 | 349695.9974 | 418102 | 0 | 0 | 0 | 0 | 0 | 0 | 0 | 0 | 0 | 0 | 0 | 0 | 0 | 0 | 0 | 0 | 0 | 0 | 0 | 0 | 0
2016-05-02 14:00 | 0 | 0 | 0 | 0 | 0 | 602616.9256 | 431131 | 0 | 0 | 0 | 0 | 0 | 0 | 0 | 0 | 0 | 171485.9256 | 0 | 0 | 0 | 0 | 0 | 0 | 0 | 0 | 0 | 0 | 171485.9256
2016-05-02 15:00 | 0 | 0 | 0 | 0 | 0 | 744656.755 | 440805 | 0 | 0 | 0 | 0 | 0 | 0 | 0 | 0 | 0 | 475337.6806 | 0 | 0 | 0 | 0 | 0 | 0 | 0 | 0 | 0 | 0 | 303851.755
2016-05-02 16:00 | 0 | 0 | 0 | 0 | 0 | 749996.755 | 446145 | 0 | 0 | 0 | 0 | 0 | 0 | 0 | 0 | 0 | 779189.4357 | 0 | 0 | 0 | 0 | 0 | 0 | 0 | 0 | 0 | 0 | 303851.755
2016-05-02 17:00 | 0 | 0 | 0 | 0 | 0 | 754857.755 | 451006 | 0 | 0 | 0 | 0 | 0 | 0 | 0 | 0 | 0 | 1083041.1907 | 0 | 0 | 0 | 0 | 0 | 0 | 0 | 0 | 0 | 0 | 303851.755
2016-05-02 18:00 | 0 | 0 | 0 | 0 | 0 | 781785.7919 | 454621 | 0 | 0 | 0 | 0 | 23313.0368 | 0 | 0 | 0 | 0 | 1386892.9457 | 0 | 0 | 0 | 0 | 0 | 23313.0368 | 0 | 0 | 0 | 0 | 303851.755
2016-05-02 19:00 | 0 | 0 | 0 | 0 | 0 | 774796.2415 | 454755 | 0 | 0 | 0 | 0 | 39502.5233 | 0 | 0 | 0 | 0 | 1690744.7007 | 0 | 0 | 0 | 0 | 0 | 16189.4865 | 0 | 0 | 0 | 0 | 303851.755
2016-05-02 20:00 | 0 | 0 | 0 | 0 | 0 | 773010.1827 | 454805 | 0 | 0 | 0 | 0 | 53855.9509 | 0 | 0 | 0 | 0 | 1994596.4558 | 0 | 0 | 0 | 0 | 0 | 14353.4276 | 0 | 0 | 0 | 0 | 303851.755
2016-05-02 21:00 | 0 | 0 | 0 | 0 | 0 | 766121.0601 | 454255 | 0 | 0 | 0 | 0 | 61870.256 | 0 | 0 | 0 | 0 | 2298448.2108 | 0 | 0 | 0 | 0 | 0 | 8014.3051 | 0 | 0 | 0 | 0 | 303851.755
2016-05-02 22:00 | 0 | 0 | 0 | 0 | 0 | 736145.3849 | 452259 | 0 | 0 | 0 | 0 | 41904.8859 | 0 | 0 | 0 | 0 | 2602299.9658 | 0 | 0 | 0 | 0 | 0 | -19965.3701 | 0 | 0 | 0 | 0 | 303851.755
2016-05-02 23:00 | 0 | 0 | 0 | 0 | 0 | 656144.0155 | 450556 | 0 | 0 | 0 | 0 | 61870.256 | 0 | 0 | 0 | 0 | 2787922.6113 | 0 | 0 | 0 | 0 | 0 | 19965.3701 | 0 | 0 | 0 | 0 | 185622.6454
2016-05-03 | 0 | 0 | 0 | 0 | 0 | 485559.2595 | 452680 | 0 | 0 | 0 | 0 | 61870.256 | 0 | 0 | 0 | 0 | 2820801.8707 | 0 | 0 | 0 | 0 | 0 | 0 | 0 | 0 | 0 | 0 | 32879.2595
2016-05-03 01:00 | 0 | 0 | 0 | 0 | 0 | 182940.8009 | 448063 | 0 | 0 | 0 | 0 | 61870.256 | 0 | 0 | 0 | 0 | 2555679.6717 | 0 | 0 | 0 | 0 | 0 | 0 | 0 | 0 | 0 | 0 | -265122.1991
2016-05-03 02:00 | 0 | 0 | 0 | 0 | 120513.2006 | 3626.0444 | 427991 | 0 | 0 | 0 | 0 | 61870.256 | 0 | 0 | 0 | 0 | 2251827.9167 | 0 | 0 | 0 | 0 | 0 | 0 | 0 | 0 | 0 | 0 | -303851.755
2016-05-03 03:00 | 0 | 0 | 0 | 0 | 36657.9889 | 0 | 402380 | 0 | 0 | 0 | 0 | 0 | 0 | 0 | 0 | 0 | 1947976.1616 | 0 | 0 | 0 | 0 | 0 | -61870.256 | 0 | 0 | 0 | 0 | -303851.755
2016-05-03 04:00 | 0 | 0 | 0 | 0 | 74184.245 | 0 | 378036 | 0 | 0 | 0 | 0 | 0 | 0 | 0 | 0 | 0 | 1644124.4066 | 0 | 0 | 0 | 0 | 0 | 0 | 0 | 0 | 0 | 0 | -303851.755
2016-05-03 05:00 | 0 | 0 | 0 | 0 | 55541.245 | 0 | 359393 | 0 | 0 | 0 | 0 | 0 | 0 | 0 | 0 | 0 | 1340272.6516 | 0 | 0 | 0 | 0 | 0 | 0 | 0 | 0 | 0 | 0 | -303851.755
2016-05-03 06:00 | 0 | 0 | 0 | 0 | 40644.245 | 0 | 344496 | 0 | 0 | 0 | 0 | 0 | 0 | 0 | 0 | 0 | 1036420.8965 | 0 | 0 | 0 | 0 | 0 | 0 | 0 | 0 | 0 | 0 | -303851.755
2016-05-03 07:00 | 0 | 0 | 0 | 0 | 32318.245 | 0 | 336170 | 0 | 0 | 0 | 0 | 0 | 0 | 0 | 0 | 0 | 732569.1415 | 0 | 0 | 0 | 0 | 0 | 0 | 0 | 0 | 0 | 0 | -303851.755
2016-05-03 08:00 | 0 | 0 | 0 | 0 | 30771.245 | 0 | 334623 | 0 | 0 | 0 | 0 | 0 | 0 | 0 | 0 | 0 | 428717.3865 | 0 | 0 | 0 | 0 | 0 | 0 | 0 | 0 | 0 | 0 | -303851.755
2016-05-03 09:00 | 0 | 0 | 0 | 0 | 39635.245 | 0 | 343487 | 0 | 0 | 0 | 0 | 0 | 0 | 0 | 0 | 0 | 124865.6314 | 0 | 0 | 0 | 0 | 0 | 0 | 0 | 0 | 0 | 0 | -303851.755
2016-05-03 10:00 | 0 | 0 | 0 | 0 | 241891.3686 | 0 | 366757 | 0 | 0 | 0 | 0 | 0 | 0 | 0 | 0 | 0 | 0 | 0 | 0 | 0 | 0 | 0 | 0 | 0 | 0 | 0 | 0 | -124865.6314
2016-05-03 11:00 | 0 | 0 | 0 | 0 | 390360 | 0 | 390360 | 0 | 0 | 0 | 0 | 0 | 0 | 0 | 0 | 0 | 0 | 0 | 0 | 0 | 0 | 0 | 0 | 0 | 0 | 0 | 0 | 0
2016-05-03 12:00 | 0 | 0 | 0 | 0 | 364364.9823 | 40677.0177 | 405042 | 0 | 0 | 0 | 0 | 0 | 0 | 0 | 0 | 0 | 0 | 0 | 0 | 0 | 0 | 0 | 0 | 0 | 0 | 0 | 0 | 0
2016-05-03 13:00 | 0 | 0 | 0 | 0 | 65318.5038 | 349978.4962 | 415297 | 0 | 0 | 0 | 0 | 0 | 0 | 0 | 0 | 0 | 0 | 0 | 0 | 0 | 0 | 0 | 0 | 0 | 0 | 0 | 0 | 0
2016-05-03 14:00 | 0 | 0 | 0 | 0 | 0 | 619599.3917 | 425481 | 0 | 0 | 0 | 0 | 5056.3942 | 0 | 0 | 0 | 0 | 189061.9974 | 0 | 0 | 0 | 0 | 0 | 5056.3942 | 0 | 0 | 0 | 0 | 189061.9974
2016-05-03 15:00 | 0 | 0 | 0 | 0 | 0 | 731895.3608 | 433100 | 0 | 0 | 0 | 0 | 0 | 0 | 0 | 0 | 0 | 492913.7525 | 0 | 0 | 0 | 0 | 0 | -5056.3942 | 0 | 0 | 0 | 0 | 303851.755
2016-05-03 16:00 | 0 | 0 | 0 | 0 | 0 | 742652.755 | 438801 | 0 | 0 | 0 | 0 | 0 | 0 | 0 | 0 | 0 | 796765.5075 | 0 | 0 | 0 | 0 | 0 | 0 | 0 | 0 | 0 | 0 | 303851.755
2016-05-03 17:00 | 0 | 0 | 0 | 0 | 0 | 748072.755 | 444221 | 0 | 0 | 0 | 0 | 0 | 0 | 0 | 0 | 0 | 1100617.2625 | 0 | 0 | 0 | 0 | 0 | 0 | 0 | 0 | 0 | 0 | 303851.755
2016-05-03 18:00 | 0 | 0 | 0 | 0 | 0 | 762433.7915 | 448945 | 0 | 0 | 0 | 0 | 9637.0365 | 0 | 0 | 0 | 0 | 1404469.0176 | 0 | 0 | 0 | 0 | 0 | 9637.0365 | 0 | 0 | 0 | 0 | 303851.755
2016-05-03 19:00 | 0 | 0 | 0 | 0 | 0 | 781714.6904 | 452197 | 0 | 0 | 0 | 0 | 35302.9719 | 0 | 0 | 0 | 0 | 1708320.7726 | 0 | 0 | 0 | 0 | 0 | 25665.9354 | 0 | 0 | 0 | 0 | 303851.755
2016-05-03 20:00 | 0 | 0 | 0 | 0 | 0 | 777661.7742 | 453611 | 0 | 0 | 0 | 0 | 55501.991 | 0 | 0 | 0 | 0 | 2012172.5276 | 0 | 0 | 0 | 0 | 0 | 20199.0192 | 0 | 0 | 0 | 0 | 303851.755
2016-05-03 21:00 | 0 | 0 | 0 | 0 | 0 | 766205.02 | 455985 | 0 | 0 | 0 | 0 | 61870.256 | 0 | 0 | 0 | 0 | 2316024.2827 | 0 | 0 | 0 | 0 | 0 | 6368.265 | 0 | 0 | 0 | 0 | 303851.755
2016-05-03 22:00 | 0 | 0 | 0 | 0 | 0 | 734246.1544 | 453653 | 0 | 0 | 0 | 0 | 61870.256 | 0 | 0 | 0 | 0 | 2596617.4371 | 0 | 0 | 0 | 0 | 0 | 0 | 0 | 0 | 0 | 0 | 280593.1544
2016-05-03 23:00 | 0 | 0 | 0 | 0 | 0 | 645956.9627 | 450134 | 0 | 0 | 0 | 0 | 33508.7851 | 0 | 0 | 0 | 0 | 2820801.8707 | 0 | 0 | 0 | 0 | 0 | -28361.4709 | 0 | 0 | 0 | 0 | 224184.4337
2016-05-04 | 0 | 0 | 0 | 0 | 0 | 472245.6459 | 450877 | 0 | 0 | 0 | 0 | 61870.256 | 0 | 0 | 0 | 0 | 2813809.0457 | 0 | 0 | 0 | 0 | 0 | 28361.4709 | 0 | 0 | 0 | 0 | -6992.825
2016-05-04 01:00 | 0 | 0 | 0 | 0 | 7645.9562 | 136312.2888 | 447810 | 0 | 0 | 0 | 0 | 61870.256 | 0 | 0 | 0 | 0 | 2509957.2907 | 0 | 0 | 0 | 0 | 0 | 0 | 0 | 0 | 0 | 0 | -303851.755
2016-05-04 02:00 | 0 | 0 | 0 | 0 | 122023.0207 | 2405.2243 | 428280 | 0 | 0 | 0 | 0 | 61870.256 | 0 | 0 | 0 | 0 | 2206105.5357 | 0 | 0 | 0 | 0 | 0 | 0 | 0 | 0 | 0 | 0 | -303851.755
2016-05-04 03:00 | 0 | 0 | 0 | 0 | 36292.9889 | 0 | 402015 | 0 | 0 | 0 | 0 | 0 | 0 | 0 | 0 | 0 | 1902253.7806 | 0 | 0 | 0 | 0 | 0 | -61870.256 | 0 | 0 | 0 | 0 | -303851.755
2016-05-04 04:00 | 0 | 0 | 0 | 0 | 73751.245 | 0 | 377603 | 0 | 0 | 0 | 0 | 0 | 0 | 0 | 0 | 0 | 1598402.0256 | 0 | 0 | 0 | 0 | 0 | 0 | 0 | 0 | 0 | 0 | -303851.755
2016-05-04 05:00 | 0 | 0 | 0 | 0 | 53020.245 | 0 | 356872 | 0 | 0 | 0 | 0 | 0 | 0 | 0 | 0 | 0 | 1294550.2706 | 0 | 0 | 0 | 0 | 0 | 0 | 0 | 0 | 0 | 0 | -303851.755
2016-05-04 06:00 | 0 | 0 | 0 | 0 | 38372.245 | 0 | 342224 | 0 | 0 | 0 | 0 | 0 | 0 | 0 | 0 | 0 | 990698.5155 | 0 | 0 | 0 | 0 | 0 | 0 | 0 | 0 | 0 | 0 | -303851.755
2016-05-04 07:00 | 0 | 0 | 0 | 0 | 29274.245 | 0 | 333126 | 0 | 0 | 0 | 0 | 0 | 0 | 0 | 0 | 0 | 686846.7605 | 0 | 0 | 0 | 0 | 0 | 0 | 0 | 0 | 0 | 0 | -303851.755
2016-05-04 08:00 | 0 | 0 | 0 | 0 | 27055.245 | 0 | 330907 | 0 | 0 | 0 | 0 | 0 | 0 | 0 | 0 | 0 | 382995.0055 | 0 | 0 | 0 | 0 | 0 | 0 | 0 | 0 | 0 | 0 | -303851.755
2016-05-04 09:00 | 0 | 0 | 0 | 0 | 35771.245 | 0 | 339623 | 0 | 0 | 0 | 0 | 0 | 0 | 0 | 0 | 0 | 79143.2504 | 0 | 0 | 0 | 0 | 0 | 0 | 0 | 0 | 0 | 0 | -303851.755
2016-05-04 10:00 | 0 | 0 | 0 | 0 | 284107.7496 | 0 | 363251 | 0 | 0 | 0 | 0 | 0 | 0 | 0 | 0 | 0 | 0 | 0 | 0 | 0 | 0 | 0 | 0 | 0 | 0 | 0 | 0 | -79143.2504
2016-05-04 11:00 | 0 | 0 | 0 | 0 | 384772 | 0 | 384772 | 0 | 0 | 0 | 0 | 0 | 0 | 0 | 0 | 0 | 0 | 0 | 0 | 0 | 0 | 0 | 0 | 0 | 0 | 0 | 0 | 0
2016-05-04 12:00 | 0 | 0 | 0 | 0 | 357820.0803 | 39903.9197 | 397724 | 0 | 0 | 0 | 0 | 0 | 0 | 0 | 0 | 0 | 0 | 0 | 0 | 0 | 0 | 0 | 0 | 0 | 0 | 0 | 0 | 0
2016-05-04 13:00 | 0 | 0 | 0 | 0 | 50908.0791 | 357150.9209 | 408059 | 0 | 0 | 0 | 0 | 0 | 0 | 0 | 0 | 0 | 0 | 0 | 0 | 0 | 0 | 0 | 0 | 0 | 0 | 0 | 0 | 0
2016-05-04 14:00 | 0 | 0 | 0 | 0 | 0 | 559379.8817 | 417378 | 0 | 0 | 0 | 0 | 61870.256 | 0 | 0 | 0 | 0 | 80131.6257 | 0 | 0 | 0 | 0 | 0 | 61870.256 | 0 | 0 | 0 | 0 | 80131.6257
2016-05-04 15:00 | 0 | 0 | 0 | 0 | 0 | 670864.2381 | 424290 | 0 | 0 | 0 | 0 | 25731.4241 | 0 | 0 | 0 | 0 | 362844.6958 | 0 | 0 | 0 | 0 | 0 | -36138.8319 | 0 | 0 | 0 | 0 | 282713.0701
2016-05-04 16:00 | 0 | 0 | 0 | 0 | 0 | 729306.6292 | 428071 | 0 | 0 | 0 | 0 | 23115.2983 | 0 | 0 | 0 | 0 | 666696.4508 | 0 | 0 | 0 | 0 | 0 | -2616.1258 | 0 | 0 | 0 | 0 | 303851.755
2016-05-04 17:00 | 0 | 0 | 0 | 0 | 0 | 748554.0455 | 431499 | 0 | 0 | 0 | 0 | 36318.5888 | 0 | 0 | 0 | 0 | 970548.2058 | 0 | 0 | 0 | 0 | 0 | 13203.2905 | 0 | 0 | 0 | 0 | 303851.755
2016-05-04 18:00 | 0 | 0 | 0 | 0 | 0 | 751344.6829 | 434414 | 0 | 0 | 0 | 0 | 49397.5167 | 0 | 0 | 0 | 0 | 1274399.9609 | 0 | 0 | 0 | 0 | 0 | 13078.9279 | 0 | 0 | 0 | 0 | 303851.755
2016-05-04 19:00 | 0 | 0 | 0 | 0 | 0 | 748257.5485 | 436900 | 0 | 0 | 0 | 0 | 56903.3102 | 0 | 0 | 0 | 0 | 1578251.7159 | 0 | 0 | 0 | 0 | 0 | 7505.7935 | 0 | 0 | 0 | 0 | 303851.755
2016-05-04 20:00 | 0 | 0 | 0 | 0 | 0 | 749198.7009 | 440380 | 0 | 0 | 0 | 0 | 61870.256 | 0 | 0 | 0 | 0 | 1882103.4709 | 0 | 0 | 0 | 0 | 0 | 4966.9459 | 0 | 0 | 0 | 0 | 303851.755
2016-05-04 21:00 | 0 | 0 | 0 | 0 | 0 | 742699.936 | 444502 | 0 | 0 | 0 | 0 | 61870.256 | 0 | 0 | 0 | 0 | 2180301.4069 | 0 | 0 | 0 | 0 | 0 | 0 | 0 | 0 | 0 | 0 | 298197.936
2016-05-04 22:00 | 0 | 0 | 0 | 0 | 0 | 711780.8695 | 445815 | 0 | 0 | 0 | 0 | 61870.256 | 0 | 0 | 0 | 0 | 2446267.2764 | 0 | 0 | 0 | 0 | 0 | 0 | 0 | 0 | 0 | 0 | 265965.8695
2016-05-04 23:00 | 0 | 0 | 0 | 0 | 0 | 633210.6585 | 445200 | 0 | 0 | 0 | 0 | 61870.256 | 0 | 0 | 0 | 0 | 2634277.9349 | 0 | 0 | 0 | 0 | 0 | 0 | 0 | 0 | 0 | 0 | 188010.6585
2016-05-05 | 0 | 0 | 0 | 0 | 0 | 475856.1711 | 446544 | 0 | 0 | 0 | 0 | 49036.195 | 0 | 0 | 0 | 0 | 2676424.167 | 0 | 0 | 0 | 0 | 0 | -12834.061 | 0 | 0 | 0 | 0 | 42146.2321
2016-05-05 01:00 | 0 | 0 | 0 | 0 | 0 | 150780.306 | 441798 | 0 | 0 | 0 | 0 | 61870.256 | 0 | 0 | 0 | 0 | 2372572.412 | 0 | 0 | 0 | 0 | 0 | 12834.061 | 0 | 0 | 0 | 0 | -303851.755
2016-05-05 02:00 | 0 | 0 | 0 | 0 | 117209.6741 | 2191.5709 | 423253 | 0 | 0 | 0 | 0 | 61870.256 | 0 | 0 | 0 | 0 | 2068720.657 | 0 | 0 | 0 | 0 | 0 | 0 | 0 | 0 | 0 | 0 | -303851.755
2016-05-05 03:00 | 0 | 0 | 0 | 0 | 30871.9889 | 0 | 396594 | 0 | 0 | 0 | 0 | 0 | 0 | 0 | 0 | 0 | 1764868.9019 | 0 | 0 | 0 | 0 | 0 | -61870.256 | 0 | 0 | 0 | 0 | -303851.755
2016-05-05 04:00 | 0 | 0 | 0 | 0 | 69213.245 | 0 | 373065 | 0 | 0 | 0 | 0 | 0 | 0 | 0 | 0 | 0 | 1461017.1469 | 0 | 0 | 0 | 0 | 0 | 0 | 0 | 0 | 0 | 0 | -303851.755
2016-05-05 05:00 | 0 | 0 | 0 | 0 | 49338.245 | 0 | 353190 | 0 | 0 | 0 | 0 | 0 | 0 | 0 | 0 | 0 | 1157165.3919 | 0 | 0 | 0 | 0 | 0 | 0 | 0 | 0 | 0 | 0 | -303851.755
2016-05-05 06:00 | 0 | 0 | 0 | 0 | 34624.245 | 0 | 338476 | 0 | 0 | 0 | 0 | 0 | 0 | 0 | 0 | 0 | 853313.6368 | 0 | 0 | 0 | 0 | 0 | 0 | 0 | 0 | 0 | 0 | -303851.755
2016-05-05 07:00 | 0 | 0 | 0 | 0 | 26356.245 | 0 | 330208 | 0 | 0 | 0 | 0 | 0 | 0 | 0 | 0 | 0 | 549461.8818 | 0 | 0 | 0 | 0 | 0 | 0 | 0 | 0 | 0 | 0 | -303851.755
2016-05-05 08:00 | 0 | 0 | 0 | 0 | 24472.245 | 0 | 328324 | 0 | 0 | 0 | 0 | 0 | 0 | 0 | 0 | 0 | 245610.1268 | 0 | 0 | 0 | 0 | 0 | 0 | 0 | 0 | 0 | 0 | -303851.755
2016-05-05 09:00 | 0 | 0 | 0 | 0 | 92389.8732 | 0 | 338000 | 0 | 0 | 0 | 0 | 0 | 0 | 0 | 0 | 0 | 0 | 0 | 0 | 0 | 0 | 0 | 0 | 0 | 0 | 0 | 0 | -245610.1268
2016-05-05 10:00 | 0 | 0 | 0 | 0 | 360668 | 0 | 360668 | 0 | 0 | 0 | 0 | 0 | 0 | 0 | 0 | 0 | 0 | 0 | 0 | 0 | 0 | 0 | 0 | 0 | 0 | 0 | 0 | 0
2016-05-05 11:00 | 0 | 0 | 0 | 0 | 384312 | 0 | 384312 | 0 | 0 | 0 | 0 | 0 | 0 | 0 | 0 | 0 | 0 | 0 | 0 | 0 | 0 | 0 | 0 | 0 | 0 | 0 | 0 | 0
2016-05-05 12:00 | 0 | 0 | 0 | 0 | 357643.0808 | 40222.9192 | 397866 | 0 | 0 | 0 | 0 | 0 | 0 | 0 | 0 | 0 | 0 | 0 | 0 | 0 | 0 | 0 | 0 | 0 | 0 | 0 | 0 | 0
2016-05-05 13:00 | 0 | 0 | 0 | 0 | 56431.5319 | 351409.4681 | 407841 | 0 | 0 | 0 | 0 | 0 | 0 | 0 | 0 | 0 | 0 | 0 | 0 | 0 | 0 | 0 | 0 | 0 | 0 | 0 | 0 | 0
2016-05-05 14:00 | 0 | 0 | 0 | 0 | 0 | 551522.966 | 417112 | 0 | 0 | 0 | 0 | 61870.256 | 0 | 0 | 0 | 0 | 72540.7099 | 0 | 0 | 0 | 0 | 0 | 61870.256 | 0 | 0 | 0 | 0 | 72540.7099
2016-05-05 15:00 | 0 | 0 | 0 | 0 | 0 | 678962.7135 | 423684 | 0 | 0 | 0 | 0 | 33144.8394 | 0 | 0 | 0 | 0 | 356544.8401 | 0 | 0 | 0 | 0 | 0 | -28725.4166 | 0 | 0 | 0 | 0 | 284004.1301
2016-05-05 16:00 | 0 | 0 | 0 | 0 | 0 | 737266.1145 | 428046 | 0 | 0 | 0 | 0 | 38513.1989 | 0 | 0 | 0 | 0 | 660396.5951 | 0 | 0 | 0 | 0 | 0 | 5368.3595 | 0 | 0 | 0 | 0 | 303851.755
2016-05-05 17:00 | 0 | 0 | 0 | 0 | 0 | 751273.0145 | 432047 | 0 | 0 | 0 | 0 | 53887.4584 | 0 | 0 | 0 | 0 | 964248.3501 | 0 | 0 | 0 | 0 | 0 | 15374.2595 | 0 | 0 | 0 | 0 | 303851.755
2016-05-05 18:00 | 0 | 0 | 0 | 0 | 0 | 746995.5526 | 435161 | 0 | 0 | 0 | 0 | 61870.256 | 0 | 0 | 0 | 0 | 1268100.1051 | 0 | 0 | 0 | 0 | 0 | 7982.7976 | 0 | 0 | 0 | 0 | 303851.755
2016-05-05 19:00 | 0 | 0 | 0 | 0 | 0 | 738371.919 | 438825 | 0 | 0 | 0 | 0 | 61870.256 | 0 | 0 | 0 | 0 | 1567647.0241 | 0 | 0 | 0 | 0 | 0 | 0 | 0 | 0 | 0 | 0 | 299546.919
2016-05-05 20:00 | 0 | 0 | 0 | 0 | 0 | 731411.4628 | 442719 | 0 | 0 | 0 | 0 | 61870.256 | 0 | 0 | 0 | 0 | 1856339.4869 | 0 | 0 | 0 | 0 | 0 | 0 | 0 | 0 | 0 | 0 | 288692.4628
2016-05-05 21:00 | 0 | 0 | 0 | 0 | 0 | 714782.9378 | 445012 | 0 | 0 | 0 | 0 | 61870.256 | 0 | 0 | 0 | 0 | 2126110.4247 | 0 | 0 | 0 | 0 | 0 | 0 | 0 | 0 | 0 | 0 | 269770.9378
2016-05-05 22:00 | 0 | 0 | 0 | 0 | 0 | 675038.8084 | 443527 | 0 | 0 | 0 | 0 | 0 | 0 | 0 | 0 | 0 | 2419492.4891 | 0 | 0 | 0 | 0 | 0 | -61870.256 | 0 | 0 | 0 | 0 | 293382.0645
2016-05-05 23:00 | 0 | 0 | 0 | 0 | 0 | 575152.3387 | 439817 | 0 | 0 | 0 | 0 | 0 | 0 | 0 | 0 | 0 | 2554827.8278 | 0 | 0 | 0 | 0 | 0 | 0 | 0 | 0 | 0 | 0 | 135335.3387
2016-05-06 | 0 | 0 | 0 | 0 | 0 | 398886.7504 | 440439 | 0 | 0 | 0 | 0 | 61870.256 | 0 | 0 | 0 | 0 | 2451405.3222 | 0 | 0 | 0 | 0 | 0 | 61870.256 | 0 | 0 | 0 | 0 | -103422.5056
2016-05-06 01:00 | 0 | 0 | 0 | 0 | 0 | 120901.2351 | 437238 | 0 | 0 | 0 | 0 | 49385.2462 | 0 | 0 | 0 | 0 | 2147553.5672 | 0 | 0 | 0 | 0 | 0 | -12485.0098 | 0 | 0 | 0 | 0 | -303851.755
2016-05-06 02:00 | 0 | 0 | 0 | 0 | 124757.3786 | 3364.8762 | 419489 | 0 | 0 | 0 | 0 | 61870.256 | 0 | 0 | 0 | 0 | 1843701.8121 | 0 | 0 | 0 | 0 | 0 | 12485.0098 | 0 | 0 | 0 | 0 | -303851.755
2016-05-06 03:00 | 0 | 0 | 0 | 0 | 30220.9889 | 0 | 395943 | 0 | 0 | 0 | 0 | 0 | 0 | 0 | 0 | 0 | 1539850.0571 | 0 | 0 | 0 | 0 | 0 | -61870.256 | 0 | 0 | 0 | 0 | -303851.755
2016-05-06 04:00 | 0 | 0 | 0 | 0 | 69206.245 | 0 | 373058 | 0 | 0 | 0 | 0 | 0 | 0 | 0 | 0 | 0 | 1235998.3021 | 0 | 0 | 0 | 0 | 0 | 0 | 0 | 0 | 0 | 0 | -303851.755
2016-05-06 05:00 | 0 | 0 | 0 | 0 | 50935.245 | 0 | 354787 | 0 | 0 | 0 | 0 | 0 | 0 | 0 | 0 | 0 | 932146.547 | 0 | 0 | 0 | 0 | 0 | 0 | 0 | 0 | 0 | 0 | -303851.755
2016-05-06 06:00 | 0 | 0 | 0 | 0 | 36283.245 | 0 | 340135 | 0 | 0 | 0 | 0 | 0 | 0 | 0 | 0 | 0 | 628294.792 | 0 | 0 | 0 | 0 | 0 | 0 | 0 | 0 | 0 | 0 | -303851.755
2016-05-06 07:00 | 0 | 0 | 0 | 0 | 28079.245 | 0 | 331931 | 0 | 0 | 0 | 0 | 0 | 0 | 0 | 0 | 0 | 324443.037 | 0 | 0 | 0 | 0 | 0 | 0 | 0 | 0 | 0 | 0 | -303851.755
2016-05-06 08:00 | 0 | 0 | 0 | 0 | 26321.245 | 0 | 330173 | 0 | 0 | 0 | 0 | 0 | 0 | 0 | 0 | 0 | 20591.2819 | 0 | 0 | 0 | 0 | 0 | 0 | 0 | 0 | 0 | 0 | -303851.755
2016-05-06 09:00 | 0 | 0 | 0 | 0 | 317505.7181 | 0 | 338097 | 0 | 0 | 0 | 0 | 0 | 0 | 0 | 0 | 0 | 0 | 0 | 0 | 0 | 0 | 0 | 0 | 0 | 0 | 0 | 0 | -20591.2819
2016-05-06 10:00 | 0 | 0 | 0 | 0 | 360487 | 0 | 360487 | 0 | 0 | 0 | 0 | 0 | 0 | 0 | 0 | 0 | 0 | 0 | 0 | 0 | 0 | 0 | 0 | 0 | 0 | 0 | 0 | 0
2016-05-06 11:00 | 0 | 0 | 0 | 0 | 380677 | 0 | 380677 | 0 | 0 | 0 | 0 | 0 | 0 | 0 | 0 | 0 | 0 | 0 | 0 | 0 | 0 | 0 | 0 | 0 | 0 | 0 | 0 | 0
2016-05-06 12:00 | 0 | 0 | 0 | 0 | 349502.8865 | 43822.1135 | 393325 | 0 | 0 | 0 | 0 | 0 | 0 | 0 | 0 | 0 | 0 | 0 | 0 | 0 | 0 | 0 | 0 | 0 | 0 | 0 | 0 | 0
2016-05-06 13:00 | 0 | 0 | 0 | 0 | 91460.9397 | 312776.0603 | 404237 | 0 | 0 | 0 | 0 | 0 | 0 | 0 | 0 | 0 | 0 | 0 | 0 | 0 | 0 | 0 | 0 | 0 | 0 | 0 | 0 | 0
2016-05-06 14:00 | 0 | 0 | 0 | 0 | 0 | 514058.8334 | 414417 | 0 | 0 | 0 | 0 | 0 | 0 | 0 | 0 | 0 | 99641.8334 | 0 | 0 | 0 | 0 | 0 | 0 | 0 | 0 | 0 | 0 | 99641.8334
2016-05-06 15:00 | 0 | 0 | 0 | 0 | 0 | 622235.0813 | 420427 | 0 | 0 | 0 | 0 | 61870.256 | 0 | 0 | 0 | 0 | 239579.6586 | 0 | 0 | 0 | 0 | 0 | 61870.256 | 0 | 0 | 0 | 0 | 139937.8253
2016-05-06 16:00 | 0 | 0 | 0 | 0 | 0 | 682442.791 | 423953 | 0 | 0 | 0 | 0 | 42708.6905 | 0 | 0 | 0 | 0 | 517231.0152 | 0 | 0 | 0 | 0 | 0 | -19161.5655 | 0 | 0 | 0 | 0 | 277651.3566
2016-05-06 17:00 | 0 | 0 | 0 | 0 | 0 | 690308.0645 | 429165 | 0 | 0 | 0 | 0 | 0 | 0 | 0 | 0 | 0 | 821082.7702 | 0 | 0 | 0 | 0 | 0 | -42708.6905 | 0 | 0 | 0 | 0 | 303851.755
2016-05-06 18:00 | 0 | 0 | 0 | 0 | 0 | 684029.6132 | 432520 | 0 | 0 | 0 | 0 | 0 | 0 | 0 | 0 | 0 | 1072592.3834 | 0 | 0 | 0 | 0 | 0 | 0 | 0 | 0 | 0 | 0 | 251509.6132
2016-05-06 19:00 | 0 | 0 | 0 | 0 | 0 | 672064.5336 | 435460 | 0 | 0 | 0 | 0 | 0 | 0 | 0 | 0 | 0 | 1309196.917 | 0 | 0 | 0 | 0 | 0 | 0 | 0 | 0 | 0 | 0 | 236604.5336
2016-05-06 20:00 | 0 | 0 | 0 | 0 | 0 | 660687.4754 | 438257 | 0 | 0 | 0 | 0 | 61870.256 | 0 | 0 | 0 | 0 | 1469757.1363 | 0 | 0 | 0 | 0 | 0 | 61870.256 | 0 | 0 | 0 | 0 | 160560.2194
2016-05-06 21:00 | 0 | 0 | 0 | 0 | 0 | 634183.8711 | 439977 | 0 | 0 | 0 | 0 | 0 | 0 | 0 | 0 | 0 | 1725834.2634 | 0 | 0 | 0 | 0 | 0 | -61870.256 | 0 | 0 | 0 | 0 | 256077.1271
2016-05-06 22:00 | 0 | 0 | 0 | 0 | 0 | 578321.2351 | 436609 | 0 | 0 | 0 | 0 | 61870.256 | 0 | 0 | 0 | 0 | 1805676.2425 | 0 | 0 | 0 | 0 | 0 | 61870.256 | 0 | 0 | 0 | 0 | 79841.9791
2016-05-06 23:00 | 0 | 0 | 0 | 0 | 0 | 485555.9717 | 430635 | 0 | 0 | 0 | 0 | 61870.256 | 0 | 0 | 0 | 0 | 1860597.2142 | 0 | 0 | 0 | 0 | 0 | 0 | 0 | 0 | 0 | 0 | 54920.9717
2016-05-07 | 0 | 0 | 0 | 0 | 0 | 331438.2836 | 427574 | 0 | 0 | 0 | 0 | 61870.256 | 0 | 0 | 0 | 0 | 1764461.4978 | 0 | 0 | 0 | 0 | 0 | 0 | 0 | 0 | 0 | 0 | -96135.7164
2016-05-07 01:00 | 0 | 0 | 0 | 0 | 0 | 84190.6047 | 423353 | 0 | 0 | 0 | 0 | 26559.6157 | 0 | 0 | 0 | 0 | 1460609.7428 | 0 | 0 | 0 | 0 | 0 | -35310.6403 | 0 | 0 | 0 | 0 | -303851.755
2016-05-07 02:00 | 0 | 0 | 0 | 0 | 137156.7717 | 2817.1136 | 408515 | 0 | 0 | 0 | 0 | 61870.256 | 0 | 0 | 0 | 0 | 1156757.9877 | 0 | 0 | 0 | 0 | 0 | 35310.6403 | 0 | 0 | 0 | 0 | -303851.755
2016-05-07 03:00 | 0 | 0 | 0 | 0 | 21575.9889 | 0 | 387298 | 0 | 0 | 0 | 0 | 0 | 0 | 0 | 0 | 0 | 852906.2327 | 0 | 0 | 0 | 0 | 0 | -61870.256 | 0 | 0 | 0 | 0 | -303851.755
2016-05-07 04:00 | 0 | 0 | 0 | 0 | 61660.245 | 0 | 365512 | 0 | 0 | 0 | 0 | 0 | 0 | 0 | 0 | 0 | 549054.4777 | 0 | 0 | 0 | 0 | 0 | 0 | 0 | 0 | 0 | 0 | -303851.755
2016-05-07 05:00 | 0 | 0 | 0 | 0 | 42763.245 | 0 | 346615 | 0 | 0 | 0 | 0 | 0 | 0 | 0 | 0 | 0 | 245202.7226 | 0 | 0 | 0 | 0 | 0 | 0 | 0 | 0 | 0 | 0 | -303851.755
2016-05-07 06:00 | 0 | 0 | 0 | 0 | 87248.2774 | 0 | 332451 | 0 | 0 | 0 | 0 | 0 | 0 | 0 | 0 | 0 | 0 | 0 | 0 | 0 | 0 | 0 | 0 | 0 | 0 | 0 | 0 | -245202.7226
2016-05-07 07:00 | 0 | 0 | 0 | 0 | 322728 | 0 | 322728 | 0 | 0 | 0 | 0 | 0 | 0 | 0 | 0 | 0 | 0 | 0 | 0 | 0 | 0 | 0 | 0 | 0 | 0 | 0 | 0 | 0
2016-05-07 08:00 | 0 | 0 | 0 | 0 | 318790 | 0 | 318790 | 0 | 0 | 0 | 0 | 0 | 0 | 0 | 0 | 0 | 0 | 0 | 0 | 0 | 0 | 0 | 0 | 0 | 0 | 0 | 0 | 0
2016-05-07 09:00 | 0 | 0 | 0 | 0 | 320006 | 0 | 320006 | 0 | 0 | 0 | 0 | 0 | 0 | 0 | 0 | 0 | 0 | 0 | 0 | 0 | 0 | 0 | 0 | 0 | 0 | 0 | 0 | 0
2016-05-07 10:00 | 0 | 0 | 0 | 0 | 324047 | 0 | 324047 | 0 | 0 | 0 | 0 | 0 | 0 | 0 | 0 | 0 | 0 | 0 | 0 | 0 | 0 | 0 | 0 | 0 | 0 | 0 | 0 | 0
2016-05-07 11:00 | 0 | 0 | 0 | 0 | 331978 | 0 | 331978 | 0 | 0 | 0 | 0 | 0 | 0 | 0 | 0 | 0 | 0 | 0 | 0 | 0 | 0 | 0 | 0 | 0 | 0 | 0 | 0 | 0
2016-05-07 12:00 | 0 | 0 | 0 | 0 | 299401.6365 | 46402.3635 | 345804 | 0 | 0 | 0 | 0 | 0 | 0 | 0 | 0 | 0 | 0 | 0 | 0 | 0 | 0 | 0 | 0 | 0 | 0 | 0 | 0 | 0
2016-05-07 13:00 | 0 | 0 | 0 | 0 | 52083.5497 | 308855.4503 | 360939 | 0 | 0 | 0 | 0 | 0 | 0 | 0 | 0 | 0 | 0 | 0 | 0 | 0 | 0 | 0 | 0 | 0 | 0 | 0 | 0 | 0
2016-05-07 14:00 | 0 | 0 | 0 | 0 | 0 | 486698.9808 | 372679 | 0 | 0 | 0 | 0 | 0 | 0 | 0 | 0 | 0 | 114019.9808 | 0 | 0 | 0 | 0 | 0 | 0 | 0 | 0 | 0 | 0 | 114019.9808
2016-05-07 15:00 | 0 | 0 | 0 | 0 | 0 | 605750.6372 | 381821 | 0 | 0 | 0 | 0 | 61870.256 | 0 | 0 | 0 | 0 | 276079.362 | 0 | 0 | 0 | 0 | 0 | 61870.256 | 0 | 0 | 0 | 0 | 162059.3812
2016-05-07 16:00 | 0 | 0 | 0 | 0 | 0 | 644350.2982 | 387645 | 0 | 0 | 0 | 0 | 61870.256 | 0 | 0 | 0 | 0 | 532784.6603 | 0 | 0 | 0 | 0 | 0 | 0 | 0 | 0 | 0 | 0 | 256705.2982
2016-05-07 17:00 | 0 | 0 | 0 | 0 | 0 | 655093.2786 | 392381 | 0 | 0 | 0 | 0 | 20730.7796 | 0 | 0 | 0 | 0 | 836636.4153 | 0 | 0 | 0 | 0 | 0 | -41139.4764 | 0 | 0 | 0 | 0 | 303851.755
2016-05-07 18:00 | 0 | 0 | 0 | 0 | 0 | 655132.029 | 397613 | 0 | 0 | 0 | 0 | 61870.256 | 0 | 0 | 0 | 0 | 1053015.9678 | 0 | 0 | 0 | 0 | 0 | 41139.4764 | 0 | 0 | 0 | 0 | 216379.5525
2016-05-07 19:00 | 0 | 0 | 0 | 0 | 0 | 649071.5804 | 403027 | 0 | 0 | 0 | 0 | 61870.256 | 0 | 0 | 0 | 0 | 1299060.5482 | 0 | 0 | 0 | 0 | 0 | 0 | 0 | 0 | 0 | 0 | 246044.5804
2016-05-07 20:00 | 0 | 0 | 0 | 0 | 0 | 641363.2771 | 408250 | 0 | 0 | 0 | 0 | 0 | 0 | 0 | 0 | 0 | 1594044.0813 | 0 | 0 | 0 | 0 | 0 | -61870.256 | 0 | 0 | 0 | 0 | 294983.5331
2016-05-07 21:00 | 0 | 0 | 0 | 0 | 0 | 626901.9801 | 412868 | 0 | 0 | 0 | 0 | 61870.256 | 0 | 0 | 0 | 0 | 1746207.8054 | 0 | 0 | 0 | 0 | 0 | 61870.256 | 0 | 0 | 0 | 0 | 152163.7241
2016-05-07 22:00 | 0 | 0 | 0 | 0 | 0 | 590957.7546 | 411596 | 0 | 0 | 0 | 0 | 0 | 0 | 0 | 0 | 0 | 1987439.8161 | 0 | 0 | 0 | 0 | 0 | -61870.256 | 0 | 0 | 0 | 0 | 241232.0107
2016-05-07 23:00 | 0 | 0 | 0 | 0 | 0 | 502876.1729 | 408324 | 0 | 0 | 0 | 0 | 61870.256 | 0 | 0 | 0 | 0 | 2020121.733 | 0 | 0 | 0 | 0 | 0 | 61870.256 | 0 | 0 | 0 | 0 | 32681.9169
2016-05-08 | 0 | 0 | 0 | 0 | 0 | 353101.9757 | 407114 | 0 | 0 | 0 | 0 | 61870.256 | 0 | 0 | 0 | 0 | 1966109.7087 | 0 | 0 | 0 | 0 | 0 | 0 | 0 | 0 | 0 | 0 | -54012.0243
2016-05-08 01:00 | 0 | 0 | 0 | 0 | 0 | 107295.0856 | 405342 | 0 | 0 | 0 | 0 | 61870.256 | 0 | 0 | 0 | 0 | 1668062.7943 | 0 | 0 | 0 | 0 | 0 | 0 | 0 | 0 | 0 | 0 | -298046.9144
2016-05-08 02:00 | 0 | 0 | 0 | 0 | 84509.9719 | 4698.273 | 393060 | 0 | 0 | 0 | 0 | 61870.256 | 0 | 0 | 0 | 0 | 1364211.0393 | 0 | 0 | 0 | 0 | 0 | 0 | 0 | 0 | 0 | 0 | -303851.755
2016-05-08 03:00 | 0 | 0 | 0 | 0 | 8406.9889 | 0 | 374129 | 0 | 0 | 0 | 0 | 0 | 0 | 0 | 0 | 0 | 1060359.2842 | 0 | 0 | 0 | 0 | 0 | -61870.256 | 0 | 0 | 0 | 0 | -303851.755
2016-05-08 04:00 | 0 | 0 | 0 | 0 | 51317.245 | 0 | 355169 | 0 | 0 | 0 | 0 | 0 | 0 | 0 | 0 | 0 | 756507.5292 | 0 | 0 | 0 | 0 | 0 | 0 | 0 | 0 | 0 | 0 | -303851.755
2016-05-08 05:00 | 0 | 0 | 0 | 0 | 34573.245 | 0 | 338425 | 0 | 0 | 0 | 0 | 0 | 0 | 0 | 0 | 0 | 452655.7742 | 0 | 0 | 0 | 0 | 0 | 0 | 0 | 0 | 0 | 0 | -303851.755
2016-05-08 06:00 | 0 | 0 | 0 | 0 | 19995.245 | 0 | 323847 | 0 | 0 | 0 | 0 | 0 | 0 | 0 | 0 | 0 | 148804.0191 | 0 | 0 | 0 | 0 | 0 | 0 | 0 | 0 | 0 | 0 | -303851.755
2016-05-08 07:00 | 0 | 0 | 0 | 0 | 165489.9809 | 0 | 314294 | 0 | 0 | 0 | 0 | 0 | 0 | 0 | 0 | 0 | 0 | 0 | 0 | 0 | 0 | 0 | 0 | 0 | 0 | 0 | 0 | -148804.0191
2016-05-08 08:00 | 0 | 0 | 0 | 0 | 309467 | 0 | 309467 | 0 | 0 | 0 | 0 | 0 | 0 | 0 | 0 | 0 | 0 | 0 | 0 | 0 | 0 | 0 | 0 | 0 | 0 | 0 | 0 | 0
2016-05-08 09:00 | 0 | 0 | 0 | 0 | 309104 | 0 | 309104 | 0 | 0 | 0 | 0 | 0 | 0 | 0 | 0 | 0 | 0 | 0 | 0 | 0 | 0 | 0 | 0 | 0 | 0 | 0 | 0 | 0
2016-05-08 10:00 | 0 | 0 | 0 | 0 | 310431 | 0 | 310431 | 0 | 0 | 0 | 0 | 0 | 0 | 0 | 0 | 0 | 0 | 0 | 0 | 0 | 0 | 0 | 0 | 0 | 0 | 0 | 0 | 0
2016-05-08 11:00 | 0 | 0 | 0 | 0 | 316560 | 0 | 316560 | 0 | 0 | 0 | 0 | 0 | 0 | 0 | 0 | 0 | 0 | 0 | 0 | 0 | 0 | 0 | 0 | 0 | 0 | 0 | 0 | 0
2016-05-08 12:00 | 0 | 0 | 0 | 0 | 288459.1804 | 42125.8196 | 330585 | 0 | 0 | 0 | 0 | 0 | 0 | 0 | 0 | 0 | 0 | 0 | 0 | 0 | 0 | 0 | 0 | 0 | 0 | 0 | 0 | 0
2016-05-08 13:00 | 0 | 0 | 0 | 0 | 42887.2984 | 304890.7016 | 347778 | 0 | 0 | 0 | 0 | 0 | 0 | 0 | 0 | 0 | 0 | 0 | 0 | 0 | 0 | 0 | 0 | 0 | 0 | 0 | 0 | 0
2016-05-08 14:00 | 0 | 0 | 0 | 0 | 0 | 490963.2342 | 361514 | 0 | 0 | 0 | 0 | 0 | 0 | 0 | 0 | 0 | 129449.2342 | 0 | 0 | 0 | 0 | 0 | 0 | 0 | 0 | 0 | 0 | 129449.2342
2016-05-08 15:00 | 0 | 0 | 0 | 0 | 0 | 611653.2696 | 371092 | 0 | 0 | 0 | 0 | 61870.256 | 0 | 0 | 0 | 0 | 308140.2477 | 0 | 0 | 0 | 0 | 0 | 61870.256 | 0 | 0 | 0 | 0 | 178691.0135
2016-05-08 16:00 | 0 | 0 | 0 | 0 | 0 | 657192.4809 | 378210 | 0 | 0 | 0 | 0 | 61870.256 | 0 | 0 | 0 | 0 | 587122.7286 | 0 | 0 | 0 | 0 | 0 | 0 | 0 | 0 | 0 | 0 | 278982.4809
2016-05-08 17:00 | 0 | 0 | 0 | 0 | 0 | 668064.2968 | 385384 | 0 | 0 | 0 | 0 | 61870.256 | 0 | 0 | 0 | 0 | 869803.0254 | 0 | 0 | 0 | 0 | 0 | 0 | 0 | 0 | 0 | 0 | 282680.2968
2016-05-08 18:00 | 0 | 0 | 0 | 0 | 0 | 666823.7389 | 390460 | 0 | 0 | 0 | 0 | 34382.24 | 0 | 0 | 0 | 0 | 1173654.7804 | 0 | 0 | 0 | 0 | 0 | -27488.0161 | 0 | 0 | 0 | 0 | 303851.755
2016-05-08 19:00 | 0 | 0 | 0 | 0 | 0 | 659392.5688 | 394844 | 0 | 0 | 0 | 0 | 61870.256 | 0 | 0 | 0 | 0 | 1410715.3331 | 0 | 0 | 0 | 0 | 0 | 27488.0161 | 0 | 0 | 0 | 0 | 237060.5527
2016-05-08 20:00 | 0 | 0 | 0 | 0 | 0 | 650030.0288 | 399732 | 0 | 0 | 0 | 0 | 61870.256 | 0 | 0 | 0 | 0 | 1661013.3619 | 0 | 0 | 0 | 0 | 0 | 0 | 0 | 0 | 0 | 0 | 250298.0288
2016-05-08 21:00 | 0 | 0 | 0 | 0 | 0 | 627369.0843 | 403856 | 0 | 0 | 0 | 0 | 61870.256 | 0 | 0 | 0 | 0 | 1884526.4462 | 0 | 0 | 0 | 0 | 0 | 0 | 0 | 0 | 0 | 0 | 223513.0843
2016-05-08 22:00 | 0 | 0 | 0 | 0 | 0 | 580031.2124 | 405261 | 0 | 0 | 0 | 0 | 61870.256 | 0 | 0 | 0 | 0 | 2059296.6586 | 0 | 0 | 0 | 0 | 0 | 0 | 0 | 0 | 0 | 0 | 174770.2124
2016-05-08 23:00 | 0 | 0 | 0 | 0 | 0 | 491861.7353 | 404452 | 0 | 0 | 0 | 0 | 61870.256 | 0 | 0 | 0 | 0 | 2146706.3939 | 0 | 0 | 0 | 0 | 0 | 0 | 0 | 0 | 0 | 0 | 87409.7353
2016-05-09 | 0 | 0 | 0 | 0 | 0 | 353507.9408 | 408354 | 0 | 0 | 0 | 0 | 37226.4332 | 0 | 0 | 0 | 0 | 2116504.1575 | 0 | 0 | 0 | 0 | 0 | -24643.8228 | 0 | 0 | 0 | 0 | -30202.2364
2016-05-09 01:00 | 0 | 0 | 0 | 0 | 0 | 131734.0678 | 410942 | 0 | 0 | 0 | 0 | 61870.256 | 0 | 0 | 0 | 0 | 1812652.4025 | 0 | 0 | 0 | 0 | 0 | 24643.8228 | 0 | 0 | 0 | 0 | -303851.755
2016-05-09 02:00 | 0 | 0 | 0 | 0 | 87065.4438 | 7354.8011 | 398272 | 0 | 0 | 0 | 0 | 61870.256 | 0 | 0 | 0 | 0 | 1508800.6474 | 0 | 0 | 0 | 0 | 0 | 0 | 0 | 0 | 0 | 0 | -303851.755
2016-05-09 03:00 | 0 | 0 | 0 | 0 | 11011.9889 | 0 | 376734 | 0 | 0 | 0 | 0 | 0 | 0 | 0 | 0 | 0 | 1204948.8924 | 0 | 0 | 0 | 0 | 0 | -61870.256 | 0 | 0 | 0 | 0 | -303851.755
2016-05-09 04:00 | 0 | 0 | 0 | 0 | 52297.245 | 0 | 356149 | 0 | 0 | 0 | 0 | 0 | 0 | 0 | 0 | 0 | 901097.1374 | 0 | 0 | 0 | 0 | 0 | 0 | 0 | 0 | 0 | 0 | -303851.755
2016-05-09 05:00 | 0 | 0 | 0 | 0 | 35361.245 | 0 | 339213 | 0 | 0 | 0 | 0 | 0 | 0 | 0 | 0 | 0 | 597245.3823 | 0 | 0 | 0 | 0 | 0 | 0 | 0 | 0 | 0 | 0 | -303851.755
2016-05-09 06:00 | 0 | 0 | 0 | 0 | 23014.245 | 0 | 326866 | 0 | 0 | 0 | 0 | 0 | 0 | 0 | 0 | 0 | 293393.6273 | 0 | 0 | 0 | 0 | 0 | 0 | 0 | 0 | 0 | 0 | -303851.755
2016-05-09 07:00 | 0 | 0 | 0 | 0 | 26355.3727 | 0 | 319749 | 0 | 0 | 0 | 0 | 0 | 0 | 0 | 0 | 0 | 0 | 0 | 0 | 0 | 0 | 0 | 0 | 0 | 0 | 0 | 0 | -293393.6273
2016-05-09 08:00 | 0 | 0 | 0 | 0 | 319811 | 0 | 319811 | 0 | 0 | 0 | 0 | 0 | 0 | 0 | 0 | 0 | 0 | 0 | 0 | 0 | 0 | 0 | 0 | 0 | 0 | 0 | 0 | 0
2016-05-09 09:00 | 0 | 0 | 0 | 0 | 330336 | 0 | 330336 | 0 | 0 | 0 | 0 | 0 | 0 | 0 | 0 | 0 | 0 | 0 | 0 | 0 | 0 | 0 | 0 | 0 | 0 | 0 | 0 | 0
2016-05-09 10:00 | 0 | 0 | 0 | 0 | 354415 | 0 | 354415 | 0 | 0 | 0 | 0 | 0 | 0 | 0 | 0 | 0 | 0 | 0 | 0 | 0 | 0 | 0 | 0 | 0 | 0 | 0 | 0 | 0
2016-05-09 11:00 | 0 | 0 | 0 | 0 | 378910 | 0 | 378910 | 0 | 0 | 0 | 0 | 0 | 0 | 0 | 0 | 0 | 0 | 0 | 0 | 0 | 0 | 0 | 0 | 0 | 0 | 0 | 0 | 0
2016-05-09 12:00 | 0 | 0 | 0 | 0 | 345597.0276 | 49705.9724 | 395303 | 0 | 0 | 0 | 0 | 0 | 0 | 0 | 0 | 0 | 0 | 0 | 0 | 0 | 0 | 0 | 0 | 0 | 0 | 0 | 0 | 0
2016-05-09 13:00 | 0 | 0 | 0 | 0 | 63556.7111 | 345042.2889 | 408599 | 0 | 0 | 0 | 0 | 0 | 0 | 0 | 0 | 0 | 0 | 0 | 0 | 0 | 0 | 0 | 0 | 0 | 0 | 0 | 0 | 0
2016-05-09 14:00 | 0 | 0 | 0 | 0 | 0 | 541790.4579 | 421708 | 0 | 0 | 0 | 0 | 0 | 0 | 0 | 0 | 0 | 120082.4579 | 0 | 0 | 0 | 0 | 0 | 0 | 0 | 0 | 0 | 0 | 120082.4579
2016-05-09 15:00 | 0 | 0 | 0 | 0 | 0 | 710136.1451 | 432747 | 0 | 0 | 0 | 0 | 0 | 0 | 0 | 0 | 0 | 397471.603 | 0 | 0 | 0 | 0 | 0 | 0 | 0 | 0 | 0 | 0 | 277389.1451
2016-05-09 16:00 | 0 | 0 | 0 | 0 | 0 | 744990.755 | 441139 | 0 | 0 | 0 | 0 | 0 | 0 | 0 | 0 | 0 | 701323.3581 | 0 | 0 | 0 | 0 | 0 | 0 | 0 | 0 | 0 | 0 | 303851.755
2016-05-09 17:00 | 0 | 0 | 0 | 0 | 0 | 753257.755 | 449406 | 0 | 0 | 0 | 0 | 0 | 0 | 0 | 0 | 0 | 1005175.1131 | 0 | 0 | 0 | 0 | 0 | 0 | 0 | 0 | 0 | 0 | 303851.755
2016-05-09 18:00 | 0 | 0 | 0 | 0 | 0 | 765164.5757 | 454614 | 0 | 0 | 0 | 0 | 6698.8207 | 0 | 0 | 0 | 0 | 1309026.8681 | 0 | 0 | 0 | 0 | 0 | 6698.8207 | 0 | 0 | 0 | 0 | 303851.755
2016-05-09 19:00 | 0 | 0 | 0 | 0 | 0 | 782666.2957 | 458060 | 0 | 0 | 0 | 0 | 27453.3614 | 0 | 0 | 0 | 0 | 1612878.6232 | 0 | 0 | 0 | 0 | 0 | 20754.5407 | 0 | 0 | 0 | 0 | 303851.755
2016-05-09 20:00 | 0 | 0 | 0 | 0 | 0 | 783669.6534 | 460481 | 0 | 0 | 0 | 0 | 46790.2598 | 0 | 0 | 0 | 0 | 1916730.3782 | 0 | 0 | 0 | 0 | 0 | 19336.8984 | 0 | 0 | 0 | 0 | 303851.755
2016-05-09 21:00 | 0 | 0 | 0 | 0 | 0 | 781259.7513 | 462328 | 0 | 0 | 0 | 0 | 61870.256 | 0 | 0 | 0 | 0 | 2220582.1332 | 0 | 0 | 0 | 0 | 0 | 15079.9963 | 0 | 0 | 0 | 0 | 303851.755
2016-05-09 22:00 | 0 | 0 | 0 | 0 | 0 | 759549.325 | 461423 | 0 | 0 | 0 | 0 | 61870.256 | 0 | 0 | 0 | 0 | 2518708.4582 | 0 | 0 | 0 | 0 | 0 | 0 | 0 | 0 | 0 | 0 | 298126.325
2016-05-09 23:00 | 0 | 0 | 0 | 0 | 0 | 687775.725 | 458974 | 0 | 0 | 0 | 0 | 61870.256 | 0 | 0 | 0 | 0 | 2747510.1832 | 0 | 0 | 0 | 0 | 0 | 0 | 0 | 0 | 0 | 0 | 228801.725
2016-05-10 | 0 | 0 | 0 | 0 | 0 | 533416.6875 | 460125 | 0 | 0 | 0 | 0 | 61870.256 | 0 | 0 | 0 | 0 | 2820801.8707 | 0 | 0 | 0 | 0 | 0 | 0 | 0 | 0 | 0 | 0 | 73291.6875
2016-05-10 01:00 | 0 | 0 | 0 | 0 | 0 | 240384.0146 | 454568 | 0 | 0 | 0 | 0 | 61870.256 | 0 | 0 | 0 | 0 | 2606617.8854 | 0 | 0 | 0 | 0 | 0 | 0 | 0 | 0 | 0 | 0 | -214183.9854
2016-05-10 02:00 | 0 | 0 | 0 | 0 | 120664.0682 | 9303.1767 | 433819 | 0 | 0 | 0 | 0 | 61870.256 | 0 | 0 | 0 | 0 | 2302766.1303 | 0 | 0 | 0 | 0 | 0 | 0 | 0 | 0 | 0 | 0 | -303851.755
2016-05-10 03:00 | 0 | 0 | 0 | 0 | 40811.9889 | 0 | 406534 | 0 | 0 | 0 | 0 | 0 | 0 | 0 | 0 | 0 | 1998914.3753 | 0 | 0 | 0 | 0 | 0 | -61870.256 | 0 | 0 | 0 | 0 | -303851.755
2016-05-10 04:00 | 0 | 0 | 0 | 0 | 79232.245 | 0 | 383084 | 0 | 0 | 0 | 0 | 0 | 0 | 0 | 0 | 0 | 1695062.6203 | 0 | 0 | 0 | 0 | 0 | 0 | 0 | 0 | 0 | 0 | -303851.755
2016-05-10 05:00 | 0 | 0 | 0 | 0 | 58596.245 | 0 | 362448 | 0 | 0 | 0 | 0 | 0 | 0 | 0 | 0 | 0 | 1391210.8652 | 0 | 0 | 0 | 0 | 0 | 0 | 0 | 0 | 0 | 0 | -303851.755
2016-05-10 06:00 | 0 | 0 | 0 | 0 | 44482.245 | 0 | 348334 | 0 | 0 | 0 | 0 | 0 | 0 | 0 | 0 | 0 | 1087359.1102 | 0 | 0 | 0 | 0 | 0 | 0 | 0 | 0 | 0 | 0 | -303851.755
2016-05-10 07:00 | 0 | 0 | 0 | 0 | 35461.245 | 0 | 339313 | 0 | 0 | 0 | 0 | 0 | 0 | 0 | 0 | 0 | 783507.3552 | 0 | 0 | 0 | 0 | 0 | 0 | 0 | 0 | 0 | 0 | -303851.755
2016-05-10 08:00 | 0 | 0 | 0 | 0 | 33273.245 | 0 | 337125 | 0 | 0 | 0 | 0 | 0 | 0 | 0 | 0 | 0 | 479655.6001 | 0 | 0 | 0 | 0 | 0 | 0 | 0 | 0 | 0 | 0 | -303851.755
2016-05-10 09:00 | 0 | 0 | 0 | 0 | 41064.245 | 0 | 344916 | 0 | 0 | 0 | 0 | 0 | 0 | 0 | 0 | 0 | 175803.8451 | 0 | 0 | 0 | 0 | 0 | 0 | 0 | 0 | 0 | 0 | -303851.755
2016-05-10 10:00 | 0 | 0 | 0 | 0 | 191179.1549 | 0 | 366983 | 0 | 0 | 0 | 0 | 0 | 0 | 0 | 0 | 0 | 0 | 0 | 0 | 0 | 0 | 0 | 0 | 0 | 0 | 0 | 0 | -175803.8451
2016-05-10 11:00 | 0 | 0 | 0 | 0 | 389659 | 0 | 389659 | 0 | 0 | 0 | 0 | 0 | 0 | 0 | 0 | 0 | 0 | 0 | 0 | 0 | 0 | 0 | 0 | 0 | 0 | 0 | 0 | 0
2016-05-10 12:00 | 0 | 0 | 0 | 0 | 361019.1806 | 43399.8194 | 404419 | 0 | 0 | 0 | 0 | 0 | 0 | 0 | 0 | 0 | 0 | 0 | 0 | 0 | 0 | 0 | 0 | 0 | 0 | 0 | 0 | 0
2016-05-10 13:00 | 0 | 0 | 0 | 0 | 28948.4708 | 390312.5292 | 419261 | 0 | 0 | 0 | 0 | 0 | 0 | 0 | 0 | 0 | 0 | 0 | 0 | 0 | 0 | 0 | 0 | 0 | 0 | 0 | 0 | 0
2016-05-10 14:00 | 0 | 0 | 0 | 0 | 0 | 617659.7969 | 434066 | 0 | 0 | 0 | 0 | 0 | 0 | 0 | 0 | 0 | 183593.7969 | 0 | 0 | 0 | 0 | 0 | 0 | 0 | 0 | 0 | 0 | 183593.7969
2016-05-10 15:00 | 0 | 0 | 0 | 0 | 0 | 743342.7683 | 446541 | 0 | 0 | 0 | 0 | 0 | 0 | 0 | 0 | 0 | 480395.5652 | 0 | 0 | 0 | 0 | 0 | 0 | 0 | 0 | 0 | 0 | 296801.7683
2016-05-10 16:00 | 0 | 0 | 0 | 0 | 0 | 786847.3234 | 456308 | 0 | 0 | 0 | 0 | 26687.5683 | 0 | 0 | 0 | 0 | 784247.3202 | 0 | 0 | 0 | 0 | 0 | 26687.5683 | 0 | 0 | 0 | 0 | 303851.755
2016-05-10 17:00 | 0 | 0 | 0 | 0 | 0 | 793532.0528 | 465920 | 0 | 0 | 0 | 0 | 50447.8661 | 0 | 0 | 0 | 0 | 1088099.0753 | 0 | 0 | 0 | 0 | 0 | 23760.2977 | 0 | 0 | 0 | 0 | 303851.755
2016-05-10 18:00 | 0 | 0 | 0 | 0 | 0 | 784197.2508 | 472503 | 0 | 0 | 0 | 0 | 58290.3618 | 0 | 0 | 0 | 0 | 1391950.8303 | 0 | 0 | 0 | 0 | 0 | 7842.4957 | 0 | 0 | 0 | 0 | 303851.755
2016-05-10 19:00 | 0 | 0 | 0 | 0 | 0 | 773519.7526 | 482473 | 0 | 0 | 0 | 0 | 45485.3594 | 0 | 0 | 0 | 0 | 1695802.5853 | 0 | 0 | 0 | 0 | 0 | -12805.0024 | 0 | 0 | 0 | 0 | 303851.755
2016-05-10 20:00 | 0 | 0 | 0 | 0 | 0 | 768994.8496 | 487083 | 0 | 0 | 0 | 0 | 23545.4539 | 0 | 0 | 0 | 0 | 1999654.3404 | 0 | 0 | 0 | 0 | 0 | -21939.9054 | 0 | 0 | 0 | 0 | 303851.755
2016-05-10 21:00 | 0 | 0 | 0 | 0 | 0 | 761089.8714 | 491162 | 0 | 0 | 0 | 0 | 0 | 0 | 0 | 0 | 0 | 2293127.6657 | 0 | 0 | 0 | 0 | 0 | -23545.4539 | 0 | 0 | 0 | 0 | 293473.3253
2016-05-10 22:00 | 0 | 0 | 0 | 0 | 0 | 731839.4382 | 489289 | 0 | 0 | 0 | 0 | 0 | 0 | 0 | 0 | 0 | 2535678.1038 | 0 | 0 | 0 | 0 | 0 | 0 | 0 | 0 | 0 | 0 | 242550.4382
2016-05-10 23:00 | 0 | 0 | 0 | 0 | 0 | 645067.3162 | 484040 | 0 | 0 | 0 | 0 | 61870.256 | 0 | 0 | 0 | 0 | 2634835.164 | 0 | 0 | 0 | 0 | 0 | 61870.256 | 0 | 0 | 0 | 0 | 99157.0601
2016-05-11 | 0 | 0 | 0 | 0 | 0 | 503867.3146 | 482045 | 0 | 0 | 0 | 0 | 61870.256 | 0 | 0 | 0 | 0 | 2656657.4786 | 0 | 0 | 0 | 0 | 0 | 0 | 0 | 0 | 0 | 0 | 21822.3146
2016-05-11 01:00 | 0 | 0 | 0 | 0 | 0 | 231709.9904 | 474763 | 0 | 0 | 0 | 0 | 61870.256 | 0 | 0 | 0 | 0 | 2413604.469 | 0 | 0 | 0 | 0 | 0 | 0 | 0 | 0 | 0 | 0 | -243053.0096
2016-05-11 02:00 | 0 | 0 | 0 | 0 | 137574.9039 | 10369.341 | 451796 | 0 | 0 | 0 | 0 | 61870.256 | 0 | 0 | 0 | 0 | 2109752.714 | 0 | 0 | 0 | 0 | 0 | 0 | 0 | 0 | 0 | 0 | -303851.755
2016-05-11 03:00 | 0 | 0 | 0 | 0 | 56745.9889 | 0 | 422468 | 0 | 0 | 0 | 0 | 0 | 0 | 0 | 0 | 0 | 1805900.959 | 0 | 0 | 0 | 0 | 0 | -61870.256 | 0 | 0 | 0 | 0 | -303851.755
2016-05-11 04:00 | 0 | 0 | 0 | 0 | 91629.245 | 0 | 395481 | 0 | 0 | 0 | 0 | 0 | 0 | 0 | 0 | 0 | 1502049.2039 | 0 | 0 | 0 | 0 | 0 | 0 | 0 | 0 | 0 | 0 | -303851.755
2016-05-11 05:00 | 0 | 0 | 0 | 0 | 70356.245 | 0 | 374208 | 0 | 0 | 0 | 0 | 0 | 0 | 0 | 0 | 0 | 1198197.4489 | 0 | 0 | 0 | 0 | 0 | 0 | 0 | 0 | 0 | 0 | -303851.755
2016-05-11 06:00 | 0 | 0 | 0 | 0 | 53112.245 | 0 | 356964 | 0 | 0 | 0 | 0 | 0 | 0 | 0 | 0 | 0 | 894345.6939 | 0 | 0 | 0 | 0 | 0 | 0 | 0 | 0 | 0 | 0 | -303851.755
2016-05-11 07:00 | 0 | 0 | 0 | 0 | 43113.245 | 0 | 346965 | 0 | 0 | 0 | 0 | 0 | 0 | 0 | 0 | 0 | 590493.9388 | 0 | 0 | 0 | 0 | 0 | 0 | 0 | 0 | 0 | 0 | -303851.755
2016-05-11 08:00 | 0 | 0 | 0 | 0 | 39509.245 | 0 | 343361 | 0 | 0 | 0 | 0 | 0 | 0 | 0 | 0 | 0 | 286642.1838 | 0 | 0 | 0 | 0 | 0 | 0 | 0 | 0 | 0 | 0 | -303851.755
2016-05-11 09:00 | 0 | 0 | 0 | 0 | 63843.8162 | 0 | 350486 | 0 | 0 | 0 | 0 | 0 | 0 | 0 | 0 | 0 | 0 | 0 | 0 | 0 | 0 | 0 | 0 | 0 | 0 | 0 | 0 | -286642.1838
2016-05-11 10:00 | 0 | 0 | 0 | 0 | 371278 | 0 | 371278 | 0 | 0 | 0 | 0 | 0 | 0 | 0 | 0 | 0 | 0 | 0 | 0 | 0 | 0 | 0 | 0 | 0 | 0 | 0 | 0 | 0
2016-05-11 11:00 | 0 | 0 | 0 | 0 | 393207 | 0 | 393207 | 0 | 0 | 0 | 0 | 0 | 0 | 0 | 0 | 0 | 0 | 0 | 0 | 0 | 0 | 0 | 0 | 0 | 0 | 0 | 0 | 0
2016-05-11 12:00 | 0 | 0 | 0 | 0 | 345544.6332 | 63130.3668 | 408675 | 0 | 0 | 0 | 0 | 0 | 0 | 0 | 0 | 0 | 0 | 0 | 0 | 0 | 0 | 0 | 0 | 0 | 0 | 0 | 0 | 0
2016-05-11 13:00 | 0 | 0 | 0 | 0 | 0 | 442021.78 | 423244 | 0 | 0 | 0 | 0 | 18777.78 | 0 | 0 | 0 | 0 | 0 | 0 | 0 | 0 | 0 | 0 | 18777.78 | 0 | 0 | 0 | 0 | 0
2016-05-11 14:00 | 0 | 0 | 0 | 0 | 0 | 642543.3372 | 439106 | 0 | 0 | 0 | 0 | 0 | 0 | 0 | 0 | 0 | 222215.1172 | 0 | 0 | 0 | 0 | 0 | -18777.78 | 0 | 0 | 0 | 0 | 222215.1172
2016-05-11 15:00 | 0 | 0 | 0 | 0 | 0 | 757728.755 | 453877 | 0 | 0 | 0 | 0 | 0 | 0 | 0 | 0 | 0 | 526066.8722 | 0 | 0 | 0 | 0 | 0 | 0 | 0 | 0 | 0 | 0 | 303851.755
2016-05-11 16:00 | 0 | 0 | 0 | 0 | 0 | 802344.7722 | 466276 | 0 | 0 | 0 | 0 | 32217.0172 | 0 | 0 | 0 | 0 | 829918.6273 | 0 | 0 | 0 | 0 | 0 | 32217.0172 | 0 | 0 | 0 | 0 | 303851.755
2016-05-11 17:00 | 0 | 0 | 0 | 0 | 0 | 807163.2848 | 478553 | 0 | 0 | 0 | 0 | 56975.5469 | 0 | 0 | 0 | 0 | 1133770.3823 | 0 | 0 | 0 | 0 | 0 | 24758.5297 | 0 | 0 | 0 | 0 | 303851.755
2016-05-11 18:00 | 0 | 0 | 0 | 0 | 0 | 797207.4642 | 488461 | 0 | 0 | 0 | 0 | 61870.256 | 0 | 0 | 0 | 0 | 1437622.1373 | 0 | 0 | 0 | 0 | 0 | 4894.7092 | 0 | 0 | 0 | 0 | 303851.755
2016-05-11 19:00 | 0 | 0 | 0 | 0 | 0 | 786212.4913 | 496684 | 0 | 0 | 0 | 0 | 61870.256 | 0 | 0 | 0 | 0 | 1727150.6286 | 0 | 0 | 0 | 0 | 0 | 0 | 0 | 0 | 0 | 0 | 289528.4913
2016-05-11 20:00 | 0 | 0 | 0 | 0 | 0 | 781755.7288 | 503446 | 0 | 0 | 0 | 0 | 61870.256 | 0 | 0 | 0 | 0 | 2005460.3574 | 0 | 0 | 0 | 0 | 0 | 0 | 0 | 0 | 0 | 0 | 278309.7288
2016-05-11 21:00 | 0 | 0 | 0 | 0 | 0 | 774378.3543 | 507256 | 0 | 0 | 0 | 0 | 25140.8553 | 0 | 0 | 0 | 0 | 2309312.1125 | 0 | 0 | 0 | 0 | 0 | -36729.4008 | 0 | 0 | 0 | 0 | 303851.755
2016-05-11 22:00 | 0 | 0 | 0 | 0 | 0 | 747494.0365 | 505658 | 0 | 0 | 0 | 0 | 0 | 0 | 0 | 0 | 0 | 2576289.0042 | 0 | 0 | 0 | 0 | 0 | -25140.8553 | 0 | 0 | 0 | 0 | 266976.8918
2016-05-11 23:00 | 0 | 0 | 0 | 0 | 0 | 661583.7585 | 499182 | 0 | 0 | 0 | 0 | 0 | 0 | 0 | 0 | 0 | 2738690.7627 | 0 | 0 | 0 | 0 | 0 | 0 | 0 | 0 | 0 | 0 | 162401.7585
2016-05-12 | 0 | 0 | 0 | 0 | 0 | 522701.1295 | 494879 | 0 | 0 | 0 | 0 | 0 | 0 | 0 | 0 | 0 | 2766512.8922 | 0 | 0 | 0 | 0 | 0 | 0 | 0 | 0 | 0 | 0 | 27822.1295
2016-05-12 01:00 | 0 | 0 | 0 | 0 | 0 | 247110.2518 | 486960 | 0 | 0 | 0 | 0 | 61870.256 | 0 | 0 | 0 | 0 | 2464792.888 | 0 | 0 | 0 | 0 | 0 | 61870.256 | 0 | 0 | 0 | 0 | -301720.0042
2016-05-12 02:00 | 0 | 0 | 0 | 0 | 140150.8385 | 19153.4065 | 463156 | 0 | 0 | 0 | 0 | 61870.256 | 0 | 0 | 0 | 0 | 2160941.133 | 0 | 0 | 0 | 0 | 0 | 0 | 0 | 0 | 0 | 0 | -303851.755
2016-05-12 03:00 | 0 | 0 | 0 | 0 | 66063.9889 | 0 | 431786 | 0 | 0 | 0 | 0 | 0 | 0 | 0 | 0 | 0 | 1857089.3779 | 0 | 0 | 0 | 0 | 0 | -61870.256 | 0 | 0 | 0 | 0 | -303851.755
2016-05-12 04:00 | 0 | 0 | 0 | 0 | 99093.245 | 0 | 402945 | 0 | 0 | 0 | 0 | 0 | 0 | 0 | 0 | 0 | 1553237.6229 | 0 | 0 | 0 | 0 | 0 | 0 | 0 | 0 | 0 | 0 | -303851.755
2016-05-12 05:00 | 0 | 0 | 0 | 0 | 74942.245 | 0 | 378794 | 0 | 0 | 0 | 0 | 0 | 0 | 0 | 0 | 0 | 1249385.8679 | 0 | 0 | 0 | 0 | 0 | 0 | 0 | 0 | 0 | 0 | -303851.755
2016-05-12 06:00 | 0 | 0 | 0 | 0 | 56575.245 | 0 | 360427 | 0 | 0 | 0 | 0 | 0 | 0 | 0 | 0 | 0 | 945534.1128 | 0 | 0 | 0 | 0 | 0 | 0 | 0 | 0 | 0 | 0 | -303851.755
2016-05-12 07:00 | 0 | 0 | 0 | 0 | 44526.245 | 0 | 348378 | 0 | 0 | 0 | 0 | 0 | 0 | 0 | 0 | 0 | 641682.3578 | 0 | 0 | 0 | 0 | 0 | 0 | 0 | 0 | 0 | 0 | -303851.755
2016-05-12 08:00 | 0 | 0 | 0 | 0 | 40603.245 | 0 | 344455 | 0 | 0 | 0 | 0 | 0 | 0 | 0 | 0 | 0 | 337830.6028 | 0 | 0 | 0 | 0 | 0 | 0 | 0 | 0 | 0 | 0 | -303851.755
2016-05-12 09:00 | 0 | 0 | 0 | 0 | 47893.245 | 0 | 351745 | 0 | 0 | 0 | 0 | 0 | 0 | 0 | 0 | 0 | 33978.8477 | 0 | 0 | 0 | 0 | 0 | 0 | 0 | 0 | 0 | 0 | -303851.755
2016-05-12 10:00 | 0 | 0 | 0 | 0 | 337510.1523 | 0 | 371489 | 0 | 0 | 0 | 0 | 0 | 0 | 0 | 0 | 0 | 0 | 0 | 0 | 0 | 0 | 0 | 0 | 0 | 0 | 0 | 0 | -33978.8477
2016-05-12 11:00 | 0 | 0 | 0 | 0 | 394087 | 0 | 394087 | 0 | 0 | 0 | 0 | 0 | 0 | 0 | 0 | 0 | 0 | 0 | 0 | 0 | 0 | 0 | 0 | 0 | 0 | 0 | 0 | 0
2016-05-12 12:00 | 0 | 0 | 0 | 0 | 349269.7047 | 61748.2953 | 411018 | 0 | 0 | 0 | 0 | 0 | 0 | 0 | 0 | 0 | 0 | 0 | 0 | 0 | 0 | 0 | 0 | 0 | 0 | 0 | 0 | 0
2016-05-12 13:00 | 0 | 0 | 0 | 0 | 6399.2924 | 419572.7076 | 425972 | 0 | 0 | 0 | 0 | 0 | 0 | 0 | 0 | 0 | 0 | 0 | 0 | 0 | 0 | 0 | 0 | 0 | 0 | 0 | 0 | 0
2016-05-12 14:00 | 0 | 0 | 0 | 0 | 0 | 614438.3585 | 441729 | 0 | 0 | 0 | 0 | 20928.1055 | 0 | 0 | 0 | 0 | 151781.253 | 0 | 0 | 0 | 0 | 0 | 20928.1055 | 0 | 0 | 0 | 0 | 151781.253
2016-05-12 15:00 | 0 | 0 | 0 | 0 | 0 | 739157.6496 | 456234 | 0 | 0 | 0 | 0 | 0 | 0 | 0 | 0 | 0 | 455633.008 | 0 | 0 | 0 | 0 | 0 | -20928.1055 | 0 | 0 | 0 | 0 | 303851.755
2016-05-12 16:00 | 0 | 0 | 0 | 0 | 0 | 780000.733 | 467349 | 0 | 0 | 0 | 0 | 8799.978 | 0 | 0 | 0 | 0 | 759484.7631 | 0 | 0 | 0 | 0 | 0 | 8799.978 | 0 | 0 | 0 | 0 | 303851.755
2016-05-12 17:00 | 0 | 0 | 0 | 0 | 0 | 791985.2446 | 478180 | 0 | 0 | 0 | 0 | 18753.4675 | 0 | 0 | 0 | 0 | 1063336.5181 | 0 | 0 | 0 | 0 | 0 | 9953.4896 | 0 | 0 | 0 | 0 | 303851.755
2016-05-12 18:00 | 0 | 0 | 0 | 0 | 0 | 785781.3947 | 486478 | 0 | 0 | 0 | 0 | 14205.1072 | 0 | 0 | 0 | 0 | 1367188.2731 | 0 | 0 | 0 | 0 | 0 | -4548.3604 | 0 | 0 | 0 | 0 | 303851.755
2016-05-12 19:00 | 0 | 0 | 0 | 0 | 0 | 776086.2474 | 492041 | 0 | 0 | 0 | 0 | 0 | 0 | 0 | 0 | 0 | 1665438.6277 | 0 | 0 | 0 | 0 | 0 | -14205.1072 | 0 | 0 | 0 | 0 | 298250.3545
2016-05-12 20:00 | 0 | 0 | 0 | 0 | 0 | 771325.2159 | 496444 | 0 | 0 | 0 | 0 | 0 | 0 | 0 | 0 | 0 | 1940319.8436 | 0 | 0 | 0 | 0 | 0 | 0 | 0 | 0 | 0 | 0 | 274881.2159
2016-05-12 21:00 | 0 | 0 | 0 | 0 | 0 | 757825.3431 | 498562 | 0 | 0 | 0 | 0 | 61870.256 | 0 | 0 | 0 | 0 | 2137712.9307 | 0 | 0 | 0 | 0 | 0 | 61870.256 | 0 | 0 | 0 | 0 | 197393.0871
2016-05-12 22:00 | 0 | 0 | 0 | 0 | 0 | 728512.4208 | 495548 | 0 | 0 | 0 | 0 | 61870.256 | 0 | 0 | 0 | 0 | 2370677.3514 | 0 | 0 | 0 | 0 | 0 | 0 | 0 | 0 | 0 | 0 | 232964.4208
2016-05-12 23:00 | 0 | 0 | 0 | 0 | 0 | 644032.3032 | 488381 | 0 | 0 | 0 | 0 | 61870.256 | 0 | 0 | 0 | 0 | 2526328.6546 | 0 | 0 | 0 | 0 | 0 | 0 | 0 | 0 | 0 | 0 | 155651.3032
2016-05-13 | 0 | 0 | 0 | 0 | 0 | 509918.1008 | 485226 | 0 | 0 | 0 | 0 | 0 | 0 | 0 | 0 | 0 | 2612891.0115 | 0 | 0 | 0 | 0 | 0 | -61870.256 | 0 | 0 | 0 | 0 | 86562.3569
2016-05-13 01:00 | 0 | 0 | 0 | 0 | 0 | 245485.6254 | 476994 | 0 | 0 | 0 | 0 | 61870.256 | 0 | 0 | 0 | 0 | 2319512.3809 | 0 | 0 | 0 | 0 | 0 | 61870.256 | 0 | 0 | 0 | 0 | -293378.6306
2016-05-13 02:00 | 0 | 0 | 0 | 0 | 129940.3395 | 20545.9055 | 454338 | 0 | 0 | 0 | 0 | 61870.256 | 0 | 0 | 0 | 0 | 2015660.6258 | 0 | 0 | 0 | 0 | 0 | 0 | 0 | 0 | 0 | 0 | -303851.755
2016-05-13 03:00 | 0 | 0 | 0 | 0 | 59518.9889 | 0 | 425241 | 0 | 0 | 0 | 0 | 0 | 0 | 0 | 0 | 0 | 1711808.8708 | 0 | 0 | 0 | 0 | 0 | -61870.256 | 0 | 0 | 0 | 0 | -303851.755
2016-05-13 04:00 | 0 | 0 | 0 | 0 | 93223.245 | 0 | 397075 | 0 | 0 | 0 | 0 | 0 | 0 | 0 | 0 | 0 | 1407957.1158 | 0 | 0 | 0 | 0 | 0 | 0 | 0 | 0 | 0 | 0 | -303851.755
2016-05-13 05:00 | 0 | 0 | 0 | 0 | 69888.245 | 0 | 373740 | 0 | 0 | 0 | 0 | 0 | 0 | 0 | 0 | 0 | 1104105.3607 | 0 | 0 | 0 | 0 | 0 | 0 | 0 | 0 | 0 | 0 | -303851.755
2016-05-13 06:00 | 0 | 0 | 0 | 0 | 51686.245 | 0 | 355538 | 0 | 0 | 0 | 0 | 0 | 0 | 0 | 0 | 0 | 800253.6057 | 0 | 0 | 0 | 0 | 0 | 0 | 0 | 0 | 0 | 0 | -303851.755
2016-05-13 07:00 | 0 | 0 | 0 | 0 | 41032.245 | 0 | 344884 | 0 | 0 | 0 | 0 | 0 | 0 | 0 | 0 | 0 | 496401.8507 | 0 | 0 | 0 | 0 | 0 | 0 | 0 | 0 | 0 | 0 | -303851.755
2016-05-13 08:00 | 0 | 0 | 0 | 0 | 36854.245 | 0 | 340706 | 0 | 0 | 0 | 0 | 0 | 0 | 0 | 0 | 0 | 192550.0956 | 0 | 0 | 0 | 0 | 0 | 0 | 0 | 0 | 0 | 0 | -303851.755
2016-05-13 09:00 | 0 | 0 | 0 | 0 | 154586.9044 | 0 | 347137 | 0 | 0 | 0 | 0 | 0 | 0 | 0 | 0 | 0 | 0 | 0 | 0 | 0 | 0 | 0 | 0 | 0 | 0 | 0 | 0 | -192550.0956
2016-05-13 10:00 | 0 | 0 | 0 | 0 | 365799 | 0 | 365799 | 0 | 0 | 0 | 0 | 0 | 0 | 0 | 0 | 0 | 0 | 0 | 0 | 0 | 0 | 0 | 0 | 0 | 0 | 0 | 0 | 0
2016-05-13 11:00 | 0 | 0 | 0 | 0 | 386840 | 0 | 386840 | 0 | 0 | 0 | 0 | 0 | 0 | 0 | 0 | 0 | 0 | 0 | 0 | 0 | 0 | 0 | 0 | 0 | 0 | 0 | 0 | 0
2016-05-13 12:00 | 0 | 0 | 0 | 0 | 328588.0784 | 75651.9216 | 404240 | 0 | 0 | 0 | 0 | 0 | 0 | 0 | 0 | 0 | 0 | 0 | 0 | 0 | 0 | 0 | 0 | 0 | 0 | 0 | 0 | 0
2016-05-13 13:00 | 0 | 0 | 0 | 0 | 0 | 446740.9716 | 420934 | 0 | 0 | 0 | 0 | 25806.9716 | 0 | 0 | 0 | 0 | 0 | 0 | 0 | 0 | 0 | 0 | 25806.9716 | 0 | 0 | 0 | 0 | 0
2016-05-13 14:00 | 0 | 0 | 0 | 0 | 0 | 615990.3331 | 437331 | 0 | 0 | 0 | 0 | 0 | 0 | 0 | 0 | 0 | 204466.3047 | 0 | 0 | 0 | 0 | 0 | -25806.9716 | 0 | 0 | 0 | 0 | 204466.3047
2016-05-13 15:00 | 0 | 0 | 0 | 0 | 0 | 724628.1894 | 450750 | 0 | 0 | 0 | 0 | 0 | 0 | 0 | 0 | 0 | 478344.4941 | 0 | 0 | 0 | 0 | 0 | 0 | 0 | 0 | 0 | 0 | 273878.1894
2016-05-13 16:00 | 0 | 0 | 0 | 0 | 0 | 764818.8792 | 460881 | 0 | 0 | 0 | 0 | 86.1242 | 0 | 0 | 0 | 0 | 782196.2491 | 0 | 0 | 0 | 0 | 0 | 86.1242 | 0 | 0 | 0 | 0 | 303851.755
2016-05-13 17:00 | 0 | 0 | 0 | 0 | 0 | 769536.2413 | 470063 | 0 | 0 | 0 | 0 | 0 | 0 | 0 | 0 | 0 | 1081755.6147 | 0 | 0 | 0 | 0 | 0 | -86.1242 | 0 | 0 | 0 | 0 | 299559.3655
2016-05-13 18:00 | 0 | 0 | 0 | 0 | 0 | 759378.4212 | 477395 | 0 | 0 | 0 | 0 | 0 | 0 | 0 | 0 | 0 | 1363739.0359 | 0 | 0 | 0 | 0 | 0 | 0 | 0 | 0 | 0 | 0 | 281983.4212
2016-05-13 19:00 | 0 | 0 | 0 | 0 | 0 | 749291.0286 | 482250 | 0 | 0 | 0 | 0 | 61870.256 | 0 | 0 | 0 | 0 | 1568909.8085 | 0 | 0 | 0 | 0 | 0 | 61870.256 | 0 | 0 | 0 | 0 | 205170.7726
2016-05-13 20:00 | 0 | 0 | 0 | 0 | 0 | 747538.6529 | 487130 | 0 | 0 | 0 | 0 | 61870.256 | 0 | 0 | 0 | 0 | 1829318.4613 | 0 | 0 | 0 | 0 | 0 | 0 | 0 | 0 | 0 | 0 | 260408.6529
2016-05-13 21:00 | 0 | 0 | 0 | 0 | 0 | 738613.2111 | 488871 | 0 | 0 | 0 | 0 | 61870.256 | 0 | 0 | 0 | 0 | 2079060.6724 | 0 | 0 | 0 | 0 | 0 | 0 | 0 | 0 | 0 | 0 | 249742.2111
2016-05-13 22:00 | 0 | 0 | 0 | 0 | 0 | 712355.0528 | 482639 | 0 | 0 | 0 | 0 | 0 | 0 | 0 | 0 | 0 | 2370646.9813 | 0 | 0 | 0 | 0 | 0 | -61870.256 | 0 | 0 | 0 | 0 | 291586.3088
2016-05-13 23:00 | 0 | 0 | 0 | 0 | 0 | 635840.5049 | 472125 | 0 | 0 | 0 | 0 | 61870.256 | 0 | 0 | 0 | 0 | 2472492.2301 | 0 | 0 | 0 | 0 | 0 | 61870.256 | 0 | 0 | 0 | 0 | 101845.2488
2016-05-14 | 0 | 0 | 0 | 0 | 0 | 503286.2191 | 464396 | 0 | 0 | 0 | 0 | 0 | 0 | 0 | 0 | 0 | 2573252.7052 | 0 | 0 | 0 | 0 | 0 | -61870.256 | 0 | 0 | 0 | 0 | 100760.4752
2016-05-14 01:00 | 0 | 0 | 0 | 0 | 0 | 236311.4817 | 456650 | 0 | 0 | 0 | 0 | 61870.256 | 0 | 0 | 0 | 0 | 2291043.9309 | 0 | 0 | 0 | 0 | 0 | 61870.256 | 0 | 0 | 0 | 0 | -282208.7744
2016-05-14 02:00 | 0 | 0 | 0 | 0 | 120270.2878 | 12450.9571 | 436573 | 0 | 0 | 0 | 0 | 61870.256 | 0 | 0 | 0 | 0 | 1987192.1758 | 0 | 0 | 0 | 0 | 0 | 0 | 0 | 0 | 0 | 0 | -303851.755
2016-05-14 03:00 | 0 | 0 | 0 | 0 | 45246.9889 | 0 | 410969 | 0 | 0 | 0 | 0 | 0 | 0 | 0 | 0 | 0 | 1683340.4208 | 0 | 0 | 0 | 0 | 0 | -61870.256 | 0 | 0 | 0 | 0 | -303851.755
2016-05-14 04:00 | 0 | 0 | 0 | 0 | 82696.245 | 0 | 386548 | 0 | 0 | 0 | 0 | 0 | 0 | 0 | 0 | 0 | 1379488.6658 | 0 | 0 | 0 | 0 | 0 | 0 | 0 | 0 | 0 | 0 | -303851.755
2016-05-14 05:00 | 0 | 0 | 0 | 0 | 60883.245 | 0 | 364735 | 0 | 0 | 0 | 0 | 0 | 0 | 0 | 0 | 0 | 1075636.9107 | 0 | 0 | 0 | 0 | 0 | 0 | 0 | 0 | 0 | 0 | -303851.755
2016-05-14 06:00 | 0 | 0 | 0 | 0 | 44098.245 | 0 | 347950 | 0 | 0 | 0 | 0 | 0 | 0 | 0 | 0 | 0 | 771785.1557 | 0 | 0 | 0 | 0 | 0 | 0 | 0 | 0 | 0 | 0 | -303851.755
2016-05-14 07:00 | 0 | 0 | 0 | 0 | 32743.245 | 0 | 336595 | 0 | 0 | 0 | 0 | 0 | 0 | 0 | 0 | 0 | 467933.4007 | 0 | 0 | 0 | 0 | 0 | 0 | 0 | 0 | 0 | 0 | -303851.755
2016-05-14 08:00 | 0 | 0 | 0 | 0 | 26102.245 | 0 | 329954 | 0 | 0 | 0 | 0 | 0 | 0 | 0 | 0 | 0 | 164081.6456 | 0 | 0 | 0 | 0 | 0 | 0 | 0 | 0 | 0 | 0 | -303851.755
2016-05-14 09:00 | 0 | 0 | 0 | 0 | 165299.3544 | 0 | 329381 | 0 | 0 | 0 | 0 | 0 | 0 | 0 | 0 | 0 | 0 | 0 | 0 | 0 | 0 | 0 | 0 | 0 | 0 | 0 | 0 | -164081.6456
2016-05-14 10:00 | 0 | 0 | 0 | 0 | 331966 | 0 | 331966 | 0 | 0 | 0 | 0 | 0 | 0 | 0 | 0 | 0 | 0 | 0 | 0 | 0 | 0 | 0 | 0 | 0 | 0 | 0 | 0 | 0
2016-05-14 11:00 | 0 | 0 | 0 | 0 | 339821 | 0 | 339821 | 0 | 0 | 0 | 0 | 0 | 0 | 0 | 0 | 0 | 0 | 0 | 0 | 0 | 0 | 0 | 0 | 0 | 0 | 0 | 0 | 0
2016-05-14 12:00 | 0 | 0 | 0 | 0 | 308396.7539 | 46393.2461 | 354790 | 0 | 0 | 0 | 0 | 0 | 0 | 0 | 0 | 0 | 0 | 0 | 0 | 0 | 0 | 0 | 0 | 0 | 0 | 0 | 0 | 0
2016-05-14 13:00 | 0 | 0 | 0 | 0 | 79715.4221 | 293545.5779 | 373261 | 0 | 0 | 0 | 0 | 0 | 0 | 0 | 0 | 0 | 0 | 0 | 0 | 0 | 0 | 0 | 0 | 0 | 0 | 0 | 0 | 0
2016-05-14 14:00 | 0 | 0 | 0 | 0 | 0 | 494126.6012 | 389689 | 0 | 0 | 0 | 0 | 61870.256 | 0 | 0 | 0 | 0 | 42567.3452 | 0 | 0 | 0 | 0 | 0 | 61870.256 | 0 | 0 | 0 | 0 | 42567.3452
2016-05-14 15:00 | 0 | 0 | 0 | 0 | 0 | 619118.9671 | 402974 | 0 | 0 | 0 | 0 | 61870.256 | 0 | 0 | 0 | 0 | 258712.3123 | 0 | 0 | 0 | 0 | 0 | 0 | 0 | 0 | 0 | 0 | 216144.9671
2016-05-14 16:00 | 0 | 0 | 0 | 0 | 0 | 687832.3345 | 412566 | 0 | 0 | 0 | 0 | 61870.256 | 0 | 0 | 0 | 0 | 533978.6468 | 0 | 0 | 0 | 0 | 0 | 0 | 0 | 0 | 0 | 0 | 275266.3345
2016-05-14 17:00 | 0 | 0 | 0 | 0 | 0 | 704609.1463 | 419073 | 0 | 0 | 0 | 0 | 61870.256 | 0 | 0 | 0 | 0 | 819514.793 | 0 | 0 | 0 | 0 | 0 | 0 | 0 | 0 | 0 | 0 | 285536.1463
2016-05-14 18:00 | 0 | 0 | 0 | 0 | 0 | 698552.051 | 423400 | 0 | 0 | 0 | 0 | 33170.552 | 0 | 0 | 0 | 0 | 1123366.5481 | 0 | 0 | 0 | 0 | 0 | -28699.704 | 0 | 0 | 0 | 0 | 303851.755
2016-05-14 19:00 | 0 | 0 | 0 | 0 | 0 | 684653.8322 | 426488 | 0 | 0 | 0 | 0 | 0 | 0 | 0 | 0 | 0 | 1414702.9323 | 0 | 0 | 0 | 0 | 0 | -33170.552 | 0 | 0 | 0 | 0 | 291336.3842
2016-05-14 20:00 | 0 | 0 | 0 | 0 | 0 | 669793.9845 | 428397 | 0 | 0 | 0 | 0 | 61870.256 | 0 | 0 | 0 | 0 | 1594229.6607 | 0 | 0 | 0 | 0 | 0 | 61870.256 | 0 | 0 | 0 | 0 | 179526.7285
2016-05-14 21:00 | 0 | 0 | 0 | 0 | 0 | 637637.5616 | 429643 | 0 | 0 | 0 | 0 | 0 | 0 | 0 | 0 | 0 | 1864094.4783 | 0 | 0 | 0 | 0 | 0 | -61870.256 | 0 | 0 | 0 | 0 | 269864.8176
2016-05-14 22:00 | 0 | 0 | 0 | 0 | 0 | 586590.9199 | 426999 | 0 | 0 | 0 | 0 | 0 | 0 | 0 | 0 | 0 | 2023686.3982 | 0 | 0 | 0 | 0 | 0 | 0 | 0 | 0 | 0 | 0 | 159591.9199
2016-05-14 23:00 | 0 | 0 | 0 | 0 | 0 | 489523.6989 | 421121 | 0 | 0 | 0 | 0 | 0 | 0 | 0 | 0 | 0 | 2092089.0972 | 0 | 0 | 0 | 0 | 0 | 0 | 0 | 0 | 0 | 0 | 68402.6989
2016-05-15 | 0 | 0 | 0 | 0 | 0 | 351849.9433 | 418122 | 0 | 0 | 0 | 0 | 2992.329 | 0 | 0 | 0 | 0 | 2022824.7115 | 0 | 0 | 0 | 0 | 0 | 2992.329 | 0 | 0 | 0 | 0 | -69264.3857
2016-05-15 01:00 | 0 | 0 | 0 | 0 | 0 | 170807.172 | 415781 | 0 | 0 | 0 | 0 | 61870.256 | 0 | 0 | 0 | 0 | 1718972.9565 | 0 | 0 | 0 | 0 | 0 | 58877.9271 | 0 | 0 | 0 | 0 | -303851.755
2016-05-15 02:00 | 0 | 0 | 0 | 0 | 84612.1002 | 14402.1447 | 402866 | 0 | 0 | 0 | 0 | 61870.256 | 0 | 0 | 0 | 0 | 1415121.2014 | 0 | 0 | 0 | 0 | 0 | 0 | 0 | 0 | 0 | 0 | -303851.755
2016-05-15 03:00 | 0 | 0 | 0 | 0 | 17509.9889 | 0 | 383232 | 0 | 0 | 0 | 0 | 0 | 0 | 0 | 0 | 0 | 1111269.4464 | 0 | 0 | 0 | 0 | 0 | -61870.256 | 0 | 0 | 0 | 0 | -303851.755
2016-05-15 04:00 | 0 | 0 | 0 | 0 | 59093.245 | 0 | 362945 | 0 | 0 | 0 | 0 | 0 | 0 | 0 | 0 | 0 | 807417.6914 | 0 | 0 | 0 | 0 | 0 | 0 | 0 | 0 | 0 | 0 | -303851.755
2016-05-15 05:00 | 0 | 0 | 0 | 0 | 42871.245 | 0 | 346723 | 0 | 0 | 0 | 0 | 0 | 0 | 0 | 0 | 0 | 503565.9363 | 0 | 0 | 0 | 0 | 0 | 0 | 0 | 0 | 0 | 0 | -303851.755
2016-05-15 06:00 | 0 | 0 | 0 | 0 | 29726.245 | 0 | 333578 | 0 | 0 | 0 | 0 | 0 | 0 | 0 | 0 | 0 | 199714.1813 | 0 | 0 | 0 | 0 | 0 | 0 | 0 | 0 | 0 | 0 | -303851.755
2016-05-15 07:00 | 0 | 0 | 0 | 0 | 124481.8187 | 0 | 324196 | 0 | 0 | 0 | 0 | 0 | 0 | 0 | 0 | 0 | 0 | 0 | 0 | 0 | 0 | 0 | 0 | 0 | 0 | 0 | 0 | -199714.1813
2016-05-15 08:00 | 0 | 0 | 0 | 0 | 319701 | 0 | 319701 | 0 | 0 | 0 | 0 | 0 | 0 | 0 | 0 | 0 | 0 | 0 | 0 | 0 | 0 | 0 | 0 | 0 | 0 | 0 | 0 | 0
2016-05-15 09:00 | 0 | 0 | 0 | 0 | 318872 | 0 | 318872 | 0 | 0 | 0 | 0 | 0 | 0 | 0 | 0 | 0 | 0 | 0 | 0 | 0 | 0 | 0 | 0 | 0 | 0 | 0 | 0 | 0
2016-05-15 10:00 | 0 | 0 | 0 | 0 | 318994 | 0 | 318994 | 0 | 0 | 0 | 0 | 0 | 0 | 0 | 0 | 0 | 0 | 0 | 0 | 0 | 0 | 0 | 0 | 0 | 0 | 0 | 0 | 0
2016-05-15 11:00 | 0 | 0 | 0 | 0 | 385653.256 | 0 | 323783 | 0 | 0 | 0 | 0 | 61870.256 | 0 | 0 | 0 | 0 | 0 | 0 | 0 | 0 | 0 | 0 | 61870.256 | 0 | 0 | 0 | 0 | 0
2016-05-15 12:00 | 0 | 0 | 0 | 0 | 261950.7444 | 13623.9995 | 337445 | 0 | 0 | 0 | 0 | 0 | 0 | 0 | 0 | 0 | 0 | 0 | 0 | 0 | 0 | 0 | -61870.256 | 0 | 0 | 0 | 0 | 0
2016-05-15 13:00 | 0 | 0 | 0 | 0 | 157962.9235 | 194472.0765 | 352435 | 0 | 0 | 0 | 0 | 0 | 0 | 0 | 0 | 0 | 0 | 0 | 0 | 0 | 0 | 0 | 0 | 0 | 0 | 0 | 0 | 0
2016-05-15 14:00 | 0 | 0 | 0 | 0 | 0 | 372411.5645 | 363915 | 0 | 0 | 0 | 0 | 8496.5645 | 0 | 0 | 0 | 0 | 0 | 0 | 0 | 0 | 0 | 0 | 8496.5645 | 0 | 0 | 0 | 0 | 0
2016-05-15 15:00 | 0 | 0 | 0 | 0 | 0 | 484161.777 | 373504 | 0 | 0 | 0 | 0 | 61870.256 | 0 | 0 | 0 | 0 | 57284.0854 | 0 | 0 | 0 | 0 | 0 | 53373.6915 | 0 | 0 | 0 | 0 | 57284.0854
2016-05-15 16:00 | 0 | 0 | 0 | 0 | 0 | 554790.1016 | 381919 | 0 | 0 | 0 | 0 | 0 | 0 | 0 | 0 | 0 | 292025.443 | 0 | 0 | 0 | 0 | 0 | -61870.256 | 0 | 0 | 0 | 0 | 234741.3576
2016-05-15 17:00 | 0 | 0 | 0 | 0 | 0 | 588490.0212 | 388083 | 0 | 0 | 0 | 0 | 61870.256 | 0 | 0 | 0 | 0 | 430562.2082 | 0 | 0 | 0 | 0 | 0 | 61870.256 | 0 | 0 | 0 | 0 | 138536.7652
2016-05-15 18:00 | 0 | 0 | 0 | 0 | 0 | 597917.2883 | 392908 | 0 | 0 | 0 | 0 | 61870.256 | 0 | 0 | 0 | 0 | 635571.4965 | 0 | 0 | 0 | 0 | 0 | 0 | 0 | 0 | 0 | 0 | 205009.2883
2016-05-15 19:00 | 0 | 0 | 0 | 0 | 0 | 591747.3243 | 396532 | 0 | 0 | 0 | 0 | 0 | 0 | 0 | 0 | 0 | 892657.0769 | 0 | 0 | 0 | 0 | 0 | -61870.256 | 0 | 0 | 0 | 0 | 257085.5804
2016-05-15 20:00 | 0 | 0 | 0 | 0 | 0 | 578178.9145 | 400970 | 0 | 0 | 0 | 0 | 0 | 0 | 0 | 0 | 0 | 1069865.9914 | 0 | 0 | 0 | 0 | 0 | 0 | 0 | 0 | 0 | 0 | 177208.9145
2016-05-15 21:00 | 0 | 0 | 0 | 0 | 0 | 550220.3912 | 406594 | 0 | 0 | 0 | 0 | 61870.256 | 0 | 0 | 0 | 0 | 1151622.1265 | 0 | 0 | 0 | 0 | 0 | 61870.256 | 0 | 0 | 0 | 0 | 81756.1351
2016-05-15 22:00 | 0 | 0 | 0 | 0 | 0 | 511227.6625 | 409840 | 0 | 0 | 0 | 0 | 61870.256 | 0 | 0 | 0 | 0 | 1253009.789 | 0 | 0 | 0 | 0 | 0 | 0 | 0 | 0 | 0 | 0 | 101387.6625
2016-05-15 23:00 | 0 | 0 | 0 | 0 | 0 | 452946.7466 | 410874 | 0 | 0 | 0 | 0 | 0 | 0 | 0 | 0 | 0 | 1356952.7916 | 0 | 0 | 0 | 0 | 0 | -61870.256 | 0 | 0 | 0 | 0 | 103943.0026
2016-05-16 | 0 | 0 | 0 | 0 | 0 | 354467.963 | 415868 | 0 | 0 | 0 | 0 | 61870.256 | 0 | 0 | 0 | 0 | 1233682.4986 | 0 | 0 | 0 | 0 | 0 | 61870.256 | 0 | 0 | 0 | 0 | -123270.293
2016-05-16 01:00 | 0 | 0 | 0 | 0 | 0 | 198193.1441 | 417754 | 0 | 0 | 0 | 0 | 61870.256 | 0 | 0 | 0 | 0 | 1014121.6427 | 0 | 0 | 0 | 0 | 0 | 0 | 0 | 0 | 0 | 0 | -219560.8559
2016-05-16 02:00 | 0 | 0 | 0 | 0 | 284437.7073 | 17131.9151 | 404136 | 0 | 0 | 0 | 0 | 61870.256 | 0 | 0 | 0 | 0 | 911555.2651 | 0 | 0 | 0 | 0 | 0 | 0 | 0 | 0 | 0 | 0 | -102566.3776
2016-05-16 03:00 | 0 | 0 | 0 | 0 | 17602.9889 | 0 | 383325 | 0 | 0 | 0 | 0 | 0 | 0 | 0 | 0 | 0 | 607703.5101 | 0 | 0 | 0 | 0 | 0 | -61870.256 | 0 | 0 | 0 | 0 | -303851.755
2016-05-16 04:00 | 0 | 0 | 0 | 0 | 59875.245 | 0 | 363727 | 0 | 0 | 0 | 0 | 0 | 0 | 0 | 0 | 0 | 303851.755 | 0 | 0 | 0 | 0 | 0 | 0 | 0 | 0 | 0 | 0 | -303851.755
2016-05-16 05:00 | 0 | 0 | 0 | 0 | 42954.245 | 0 | 346806 | 0 | 0 | 0 | 0 | 0 | 0 | 0 | 0 | 0 | 0 | 0 | 0 | 0 | 0 | 0 | 0 | 0 | 0 | 0 | 0 | -303851.755
2016-05-16 06:00 | 0 | 0 | 0 | 0 | 335215 | 0 | 335215 | 0 | 0 | 0 | 0 | 0 | 0 | 0 | 0 | 0 | 0 | 0 | 0 | 0 | 0 | 0 | 0 | 0 | 0 | 0 | 0 | 0
2016-05-16 07:00 | 0 | 0 | 0 | 0 | 329279 | 0 | 329279 | 0 | 0 | 0 | 0 | 0 | 0 | 0 | 0 | 0 | 0 | 0 | 0 | 0 | 0 | 0 | 0 | 0 | 0 | 0 | 0 | 0
2016-05-16 08:00 | 0 | 0 | 0 | 0 | 330265 | 0 | 330265 | 0 | 0 | 0 | 0 | 0 | 0 | 0 | 0 | 0 | 0 | 0 | 0 | 0 | 0 | 0 | 0 | 0 | 0 | 0 | 0 | 0
2016-05-16 09:00 | 0 | 0 | 0 | 0 | 410730.0983 | 0 | 340929 | 0 | 0 | 0 | 0 | 0 | 0 | 0 | 0 | 0 | 69801.0983 | 0 | 0 | 0 | 0 | 0 | 0 | 0 | 0 | 0 | 0 | 69801.0983
2016-05-16 10:00 | 0 | 0 | 0 | 0 | 429473.2973 | 0 | 364383 | 0 | 0 | 0 | 0 | 0 | 0 | 0 | 0 | 0 | 134891.3957 | 0 | 0 | 0 | 0 | 0 | 0 | 0 | 0 | 0 | 0 | 65090.2973
2016-05-16 11:00 | 0 | 0 | 0 | 0 | 371074.6403 | 0 | 388026 | 0 | 0 | 0 | 0 | 0 | 0 | 0 | 0 | 0 | 117940.036 | 0 | 0 | 0 | 0 | 0 | 0 | 0 | 0 | 0 | 0 | -16951.3597
2016-05-16 12:00 | 0 | 0 | 0 | 0 | 244770.3723 | 39585.5917 | 402296 | 0 | 0 | 0 | 0 | 0 | 0 | 0 | 0 | 0 | 0 | 0 | 0 | 0 | 0 | 0 | 0 | 0 | 0 | 0 | 0 | -117940.036
2016-05-16 13:00 | 0 | 0 | 0 | 0 | 74468.6107 | 339008.3893 | 413477 | 0 | 0 | 0 | 0 | 0 | 0 | 0 | 0 | 0 | 0 | 0 | 0 | 0 | 0 | 0 | 0 | 0 | 0 | 0 | 0 | 0
2016-05-16 14:00 | 0 | 0 | 0 | 0 | 0 | 548667.9845 | 424269 | 0 | 0 | 0 | 0 | 0 | 0 | 0 | 0 | 0 | 124398.9845 | 0 | 0 | 0 | 0 | 0 | 0 | 0 | 0 | 0 | 0 | 124398.9845
2016-05-16 15:00 | 0 | 0 | 0 | 0 | 0 | 661564.5011 | 431985 | 0 | 0 | 0 | 0 | 61870.256 | 0 | 0 | 0 | 0 | 292108.2296 | 0 | 0 | 0 | 0 | 0 | 61870.256 | 0 | 0 | 0 | 0 | 167709.2451
2016-05-16 16:00 | 0 | 0 | 0 | 0 | 0 | 706071.304 | 437327 | 0 | 0 | 0 | 0 | 61870.256 | 0 | 0 | 0 | 0 | 560852.5336 | 0 | 0 | 0 | 0 | 0 | 0 | 0 | 0 | 0 | 0 | 268744.304
2016-05-16 17:00 | 0 | 0 | 0 | 0 | 0 | 708254.8392 | 442315 | 0 | 0 | 0 | 0 | 23958.3402 | 0 | 0 | 0 | 0 | 864704.2886 | 0 | 0 | 0 | 0 | 0 | -37911.9158 | 0 | 0 | 0 | 0 | 303851.755
2016-05-16 18:00 | 0 | 0 | 0 | 0 | 0 | 697636.5605 | 446051 | 0 | 0 | 0 | 0 | 61870.256 | 0 | 0 | 0 | 0 | 1078377.9333 | 0 | 0 | 0 | 0 | 0 | 37911.9158 | 0 | 0 | 0 | 0 | 213673.6447
2016-05-16 19:00 | 0 | 0 | 0 | 0 | 0 | 683487.9631 | 447837 | 0 | 0 | 0 | 0 | 61870.256 | 0 | 0 | 0 | 0 | 1314028.8964 | 0 | 0 | 0 | 0 | 0 | 0 | 0 | 0 | 0 | 0 | 235650.9631
2016-05-16 20:00 | 0 | 0 | 0 | 0 | 0 | 669574.4806 | 450109 | 0 | 0 | 0 | 0 | 0 | 0 | 0 | 0 | 0 | 1595364.6331 | 0 | 0 | 0 | 0 | 0 | -61870.256 | 0 | 0 | 0 | 0 | 281335.7367
2016-05-16 21:00 | 0 | 0 | 0 | 0 | 0 | 644682.0431 | 451899 | 0 | 0 | 0 | 0 | 61870.256 | 0 | 0 | 0 | 0 | 1726277.4202 | 0 | 0 | 0 | 0 | 0 | 61870.256 | 0 | 0 | 0 | 0 | 130912.7871
2016-05-16 22:00 | 0 | 0 | 0 | 0 | 0 | 598621.4098 | 451067 | 0 | 0 | 0 | 0 | 61870.256 | 0 | 0 | 0 | 0 | 1873831.8299 | 0 | 0 | 0 | 0 | 0 | 0 | 0 | 0 | 0 | 0 | 147554.4098
2016-05-16 23:00 | 0 | 0 | 0 | 0 | 0 | 514914.2864 | 449437 | 0 | 0 | 0 | 0 | 61870.256 | 0 | 0 | 0 | 0 | 1939309.1164 | 0 | 0 | 0 | 0 | 0 | 0 | 0 | 0 | 0 | 0 | 65477.2864
2016-05-17 | 0 | 0 | 0 | 0 | 0 | 377433.6777 | 452267 | 0 | 0 | 0 | 0 | 61870.256 | 0 | 0 | 0 | 0 | 1864475.7941 | 0 | 0 | 0 | 0 | 0 | 0 | 0 | 0 | 0 | 0 | -74833.3223
2016-05-17 01:00 | 0 | 0 | 0 | 0 | 0 | 173674.7007 | 449303 | 0 | 0 | 0 | 0 | 61870.256 | 0 | 0 | 0 | 0 | 1588847.4947 | 0 | 0 | 0 | 0 | 0 | 0 | 0 | 0 | 0 | 0 | -275628.2993
2016-05-17 02:00 | 0 | 0 | 0 | 0 | 109284.6546 | 16940.5904 | 430077 | 0 | 0 | 0 | 0 | 61870.256 | 0 | 0 | 0 | 0 | 1284995.7397 | 0 | 0 | 0 | 0 | 0 | 0 | 0 | 0 | 0 | 0 | -303851.755
2016-05-17 03:00 | 0 | 0 | 0 | 0 | 37836.9889 | 0 | 403559 | 0 | 0 | 0 | 0 | 0 | 0 | 0 | 0 | 0 | 981143.9847 | 0 | 0 | 0 | 0 | 0 | -61870.256 | 0 | 0 | 0 | 0 | -303851.755
2016-05-17 04:00 | 0 | 0 | 0 | 0 | 77077.245 | 0 | 380929 | 0 | 0 | 0 | 0 | 0 | 0 | 0 | 0 | 0 | 677292.2296 | 0 | 0 | 0 | 0 | 0 | 0 | 0 | 0 | 0 | 0 | -303851.755
2016-05-17 05:00 | 0 | 0 | 0 | 0 | 58602.245 | 0 | 362454 | 0 | 0 | 0 | 0 | 0 | 0 | 0 | 0 | 0 | 373440.4746 | 0 | 0 | 0 | 0 | 0 | 0 | 0 | 0 | 0 | 0 | -303851.755
2016-05-17 06:00 | 0 | 0 | 0 | 0 | 43668.245 | 0 | 347520 | 0 | 0 | 0 | 0 | 0 | 0 | 0 | 0 | 0 | 69588.7196 | 0 | 0 | 0 | 0 | 0 | 0 | 0 | 0 | 0 | 0 | -303851.755
2016-05-17 07:00 | 0 | 0 | 0 | 0 | 269917.2804 | 0 | 339506 | 0 | 0 | 0 | 0 | 0 | 0 | 0 | 0 | 0 | 0 | 0 | 0 | 0 | 0 | 0 | 0 | 0 | 0 | 0 | 0 | -69588.7196
2016-05-17 08:00 | 0 | 0 | 0 | 0 | 338388 | 0 | 338388 | 0 | 0 | 0 | 0 | 0 | 0 | 0 | 0 | 0 | 0 | 0 | 0 | 0 | 0 | 0 | 0 | 0 | 0 | 0 | 0 | 0
2016-05-17 09:00 | 0 | 0 | 0 | 0 | 347189 | 0 | 347189 | 0 | 0 | 0 | 0 | 0 | 0 | 0 | 0 | 0 | 0 | 0 | 0 | 0 | 0 | 0 | 0 | 0 | 0 | 0 | 0 | 0
2016-05-17 10:00 | 0 | 0 | 0 | 0 | 370062 | 0 | 370062 | 0 | 0 | 0 | 0 | 0 | 0 | 0 | 0 | 0 | 0 | 0 | 0 | 0 | 0 | 0 | 0 | 0 | 0 | 0 | 0 | 0
2016-05-17 11:00 | 0 | 0 | 0 | 0 | 445687.7855 | 0 | 393054 | 0 | 0 | 0 | 0 | 0 | 0 | 0 | 0 | 0 | 52633.7855 | 0 | 0 | 0 | 0 | 0 | 0 | 0 | 0 | 0 | 0 | 52633.7855
2016-05-17 12:00 | 0 | 0 | 0 | 0 | 322583.6006 | 33309.6139 | 408527 | 0 | 0 | 0 | 0 | 0 | 0 | 0 | 0 | 0 | 0 | 0 | 0 | 0 | 0 | 0 | 0 | 0 | 0 | 0 | 0 | -52633.7855
2016-05-17 13:00 | 0 | 0 | 0 | 0 | 139107.0307 | 281382.9693 | 420490 | 0 | 0 | 0 | 0 | 0 | 0 | 0 | 0 | 0 | 0 | 0 | 0 | 0 | 0 | 0 | 0 | 0 | 0 | 0 | 0 | 0
2016-05-17 14:00 | 0 | 0 | 0 | 0 | 0 | 502696.9778 | 432111 | 0 | 0 | 0 | 0 | 61870.256 | 0 | 0 | 0 | 0 | 8715.7218 | 0 | 0 | 0 | 0 | 0 | 61870.256 | 0 | 0 | 0 | 0 | 8715.7218
2016-05-17 15:00 | 0 | 0 | 0 | 0 | 0 | 610693.3037 | 439578 | 0 | 0 | 0 | 0 | 61870.256 | 0 | 0 | 0 | 0 | 179831.0255 | 0 | 0 | 0 | 0 | 0 | 0 | 0 | 0 | 0 | 0 | 171115.3037
2016-05-17 16:00 | 0 | 0 | 0 | 0 | 0 | 648366.8667 | 447591 | 0 | 0 | 0 | 0 | 61870.256 | 0 | 0 | 0 | 0 | 380606.8922 | 0 | 0 | 0 | 0 | 0 | 0 | 0 | 0 | 0 | 0 | 200775.8667
2016-05-17 17:00 | 0 | 0 | 0 | 0 | 0 | 657445.6051 | 452503 | 0 | 0 | 0 | 0 | 61870.256 | 0 | 0 | 0 | 0 | 585549.4973 | 0 | 0 | 0 | 0 | 0 | 0 | 0 | 0 | 0 | 0 | 204942.6051
2016-05-17 18:00 | 0 | 0 | 0 | 0 | 0 | 646153.7386 | 455461 | 0 | 0 | 0 | 0 | 0 | 0 | 0 | 0 | 0 | 838112.492 | 0 | 0 | 0 | 0 | 0 | -61870.256 | 0 | 0 | 0 | 0 | 252562.9946
2016-05-17 19:00 | 0 | 0 | 0 | 0 | 0 | 626838.9224 | 458010 | 0 | 0 | 0 | 0 | 61870.256 | 0 | 0 | 0 | 0 | 945071.1583 | 0 | 0 | 0 | 0 | 0 | 61870.256 | 0 | 0 | 0 | 0 | 106958.6664
2016-05-17 20:00 | 0 | 0 | 0 | 0 | 0 | 606066.7783 | 458342 | 0 | 0 | 0 | 0 | 61870.256 | 0 | 0 | 0 | 0 | 1092795.9366 | 0 | 0 | 0 | 0 | 0 | 0 | 0 | 0 | 0 | 0 | 147724.7783
2016-05-17 21:00 | 0 | 0 | 0 | 0 | 0 | 568784.3562 | 459922 | 0 | 0 | 0 | 0 | 61870.256 | 0 | 0 | 0 | 0 | 1201658.2928 | 0 | 0 | 0 | 0 | 0 | 0 | 0 | 0 | 0 | 0 | 108862.3562
2016-05-17 22:00 | 0 | 0 | 0 | 0 | 0 | 514921.8837 | 459064 | 0 | 0 | 0 | 0 | 0 | 0 | 0 | 0 | 0 | 1319386.4325 | 0 | 0 | 0 | 0 | 0 | -61870.256 | 0 | 0 | 0 | 0 | 117728.1397
2016-05-17 23:00 | 0 | 0 | 0 | 0 | 0 | 437435.1357 | 455928 | 0 | 0 | 0 | 0 | 0 | 0 | 0 | 0 | 0 | 1300893.5682 | 0 | 0 | 0 | 0 | 0 | 0 | 0 | 0 | 0 | 0 | -18492.8643
2016-05-18 | 0 | 0 | 0 | 0 | 0 | 327882.5358 | 456165 | 0 | 0 | 0 | 0 | 0 | 0 | 0 | 0 | 0 | 1172611.1039 | 0 | 0 | 0 | 0 | 0 | 0 | 0 | 0 | 0 | 0 | -128282.4642
2016-05-18 01:00 | 0 | 0 | 0 | 0 | 0 | 176882.4912 | 453024 | 0 | 0 | 0 | 0 | 27710.2462 | 0 | 0 | 0 | 0 | 868759.3489 | 0 | 0 | 0 | 0 | 0 | 27710.2462 | 0 | 0 | 0 | 0 | -303851.755
2016-05-18 02:00 | 0 | 0 | 0 | 0 | 173680.6409 | 34346.5301 | 434923 | 0 | 0 | 0 | 0 | 61870.256 | 0 | 0 | 0 | 0 | 607703.5101 | 0 | 0 | 0 | 0 | 0 | 34160.0098 | 0 | 0 | 0 | 0 | -261055.8388
2016-05-18 03:00 | 0 | 0 | 0 | 0 | 43068.9889 | 0 | 408791 | 0 | 0 | 0 | 0 | 0 | 0 | 0 | 0 | 0 | 303851.755 | 0 | 0 | 0 | 0 | 0 | -61870.256 | 0 | 0 | 0 | 0 | -303851.755
2016-05-18 04:00 | 0 | 0 | 0 | 0 | 81244.245 | 0 | 385096 | 0 | 0 | 0 | 0 | 0 | 0 | 0 | 0 | 0 | 0 | 0 | 0 | 0 | 0 | 0 | 0 | 0 | 0 | 0 | 0 | -303851.755
2016-05-18 05:00 | 0 | 0 | 0 | 0 | 365147 | 0 | 365147 | 0 | 0 | 0 | 0 | 0 | 0 | 0 | 0 | 0 | 0 | 0 | 0 | 0 | 0 | 0 | 0 | 0 | 0 | 0 | 0 | 0
2016-05-18 06:00 | 0 | 0 | 0 | 0 | 349847 | 0 | 349847 | 0 | 0 | 0 | 0 | 0 | 0 | 0 | 0 | 0 | 0 | 0 | 0 | 0 | 0 | 0 | 0 | 0 | 0 | 0 | 0 | 0
2016-05-18 07:00 | 0 | 0 | 0 | 0 | 340892 | 0 | 340892 | 0 | 0 | 0 | 0 | 0 | 0 | 0 | 0 | 0 | 0 | 0 | 0 | 0 | 0 | 0 | 0 | 0 | 0 | 0 | 0 | 0
2016-05-18 08:00 | 0 | 0 | 0 | 0 | 339155 | 0 | 339155 | 0 | 0 | 0 | 0 | 0 | 0 | 0 | 0 | 0 | 0 | 0 | 0 | 0 | 0 | 0 | 0 | 0 | 0 | 0 | 0 | 0
2016-05-18 09:00 | 0 | 0 | 0 | 0 | 347311 | 0 | 347311 | 0 | 0 | 0 | 0 | 0 | 0 | 0 | 0 | 0 | 0 | 0 | 0 | 0 | 0 | 0 | 0 | 0 | 0 | 0 | 0 | 0
2016-05-18 10:00 | 0 | 0 | 0 | 0 | 389363.0711 | 0 | 369141 | 0 | 0 | 0 | 0 | 20222.0711 | 0 | 0 | 0 | 0 | 0 | 0 | 0 | 0 | 0 | 0 | 20222.0711 | 0 | 0 | 0 | 0 | 0
2016-05-18 11:00 | 0 | 0 | 0 | 0 | 468803.1071 | 0 | 391333 | 0 | 0 | 0 | 0 | 0 | 0 | 0 | 0 | 0 | 97692.1782 | 0 | 0 | 0 | 0 | 0 | -20222.0711 | 0 | 0 | 0 | 0 | 97692.1782
2016-05-18 12:00 | 0 | 0 | 0 | 0 | 267598.8823 | 39351.9395 | 404643 | 0 | 0 | 0 | 0 | 0 | 0 | 0 | 0 | 0 | 0 | 0 | 0 | 0 | 0 | 0 | 0 | 0 | 0 | 0 | 0 | -97692.1782
2016-05-18 13:00 | 0 | 0 | 0 | 0 | 115314.8785 | 299381.1215 | 414696 | 0 | 0 | 0 | 0 | 0 | 0 | 0 | 0 | 0 | 0 | 0 | 0 | 0 | 0 | 0 | 0 | 0 | 0 | 0 | 0 | 0
2016-05-18 14:00 | 0 | 0 | 0 | 0 | 0 | 507446.4956 | 425309 | 0 | 0 | 0 | 0 | 61870.256 | 0 | 0 | 0 | 0 | 20267.2395 | 0 | 0 | 0 | 0 | 0 | 61870.256 | 0 | 0 | 0 | 0 | 20267.2395
2016-05-18 15:00 | 0 | 0 | 0 | 0 | 0 | 616245.2549 | 433956 | 0 | 0 | 0 | 0 | 0 | 0 | 0 | 0 | 0 | 264426.7505 | 0 | 0 | 0 | 0 | 0 | -61870.256 | 0 | 0 | 0 | 0 | 244159.511
2016-05-18 16:00 | 0 | 0 | 0 | 0 | 0 | 660168.1894 | 441180 | 0 | 0 | 0 | 0 | 0 | 0 | 0 | 0 | 0 | 483414.94 | 0 | 0 | 0 | 0 | 0 | 0 | 0 | 0 | 0 | 0 | 218988.1894
2016-05-18 17:00 | 0 | 0 | 0 | 0 | 0 | 668317.7904 | 447088 | 0 | 0 | 0 | 0 | 61870.256 | 0 | 0 | 0 | 0 | 642774.4743 | 0 | 0 | 0 | 0 | 0 | 61870.256 | 0 | 0 | 0 | 0 | 159359.5343
2016-05-18 18:00 | 0 | 0 | 0 | 0 | 0 | 655916.1475 | 452422 | 0 | 0 | 0 | 0 | 0 | 0 | 0 | 0 | 0 | 908138.8779 | 0 | 0 | 0 | 0 | 0 | -61870.256 | 0 | 0 | 0 | 0 | 265364.4035
2016-05-18 19:00 | 0 | 0 | 0 | 0 | 0 | 639818.0991 | 455695 | 0 | 0 | 0 | 0 | 61870.256 | 0 | 0 | 0 | 0 | 1030391.721 | 0 | 0 | 0 | 0 | 0 | 61870.256 | 0 | 0 | 0 | 0 | 122252.8431
2016-05-18 20:00 | 0 | 0 | 0 | 0 | 0 | 625263.4693 | 458559 | 0 | 0 | 0 | 0 | 0 | 0 | 0 | 0 | 0 | 1258966.4463 | 0 | 0 | 0 | 0 | 0 | -61870.256 | 0 | 0 | 0 | 0 | 228574.7253
2016-05-18 21:00 | 0 | 0 | 0 | 0 | 0 | 598836.8171 | 460812 | 0 | 0 | 0 | 0 | 0 | 0 | 0 | 0 | 0 | 1396991.2634 | 0 | 0 | 0 | 0 | 0 | 0 | 0 | 0 | 0 | 0 | 138024.8171
2016-05-18 22:00 | 0 | 0 | 0 | 0 | 0 | 555362.5209 | 458743 | 0 | 0 | 0 | 0 | 61870.256 | 0 | 0 | 0 | 0 | 1431740.5282 | 0 | 0 | 0 | 0 | 0 | 61870.256 | 0 | 0 | 0 | 0 | 34749.2648
2016-05-18 23:00 | 0 | 0 | 0 | 0 | 0 | 477989.0201 | 455111 | 0 | 0 | 0 | 0 | 0 | 0 | 0 | 0 | 0 | 1516488.8043 | 0 | 0 | 0 | 0 | 0 | -61870.256 | 0 | 0 | 0 | 0 | 84748.2761
2016-05-19 | 0 | 0 | 0 | 0 | 0 | 373111.029 | 455162 | 0 | 0 | 0 | 0 | 0 | 0 | 0 | 0 | 0 | 1434437.8334 | 0 | 0 | 0 | 0 | 0 | 0 | 0 | 0 | 0 | 0 | -82050.971
2016-05-19 01:00 | 0 | 0 | 0 | 0 | 0 | 215562.2957 | 452069 | 0 | 0 | 0 | 0 | 61870.256 | 0 | 0 | 0 | 0 | 1136060.873 | 0 | 0 | 0 | 0 | 0 | 61870.256 | 0 | 0 | 0 | 0 | -298376.9603
2016-05-19 02:00 | 0 | 0 | 0 | 0 | 190058.4762 | 19869.9159 | 434434 | 0 | 0 | 0 | 0 | 61870.256 | 0 | 0 | 0 | 0 | 911555.2651 | 0 | 0 | 0 | 0 | 0 | 0 | 0 | 0 | 0 | 0 | -224505.6079
2016-05-19 03:00 | 0 | 0 | 0 | 0 | 42396.9889 | 0 | 408119 | 0 | 0 | 0 | 0 | 0 | 0 | 0 | 0 | 0 | 607703.5101 | 0 | 0 | 0 | 0 | 0 | -61870.256 | 0 | 0 | 0 | 0 | -303851.755
2016-05-19 04:00 | 0 | 0 | 0 | 0 | 79290.245 | 0 | 383142 | 0 | 0 | 0 | 0 | 0 | 0 | 0 | 0 | 0 | 303851.755 | 0 | 0 | 0 | 0 | 0 | 0 | 0 | 0 | 0 | 0 | -303851.755
2016-05-19 05:00 | 0 | 0 | 0 | 0 | 59089.245 | 0 | 362941 | 0 | 0 | 0 | 0 | 0 | 0 | 0 | 0 | 0 | 0 | 0 | 0 | 0 | 0 | 0 | 0 | 0 | 0 | 0 | 0 | -303851.755
2016-05-19 06:00 | 0 | 0 | 0 | 0 | 347770 | 0 | 347770 | 0 | 0 | 0 | 0 | 0 | 0 | 0 | 0 | 0 | 0 | 0 | 0 | 0 | 0 | 0 | 0 | 0 | 0 | 0 | 0 | 0
2016-05-19 07:00 | 0 | 0 | 0 | 0 | 337967 | 0 | 337967 | 0 | 0 | 0 | 0 | 0 | 0 | 0 | 0 | 0 | 0 | 0 | 0 | 0 | 0 | 0 | 0 | 0 | 0 | 0 | 0 | 0
2016-05-19 08:00 | 0 | 0 | 0 | 0 | 336146 | 0 | 336146 | 0 | 0 | 0 | 0 | 0 | 0 | 0 | 0 | 0 | 0 | 0 | 0 | 0 | 0 | 0 | 0 | 0 | 0 | 0 | 0 | 0
2016-05-19 09:00 | 0 | 0 | 0 | 0 | 345081 | 0 | 345081 | 0 | 0 | 0 | 0 | 0 | 0 | 0 | 0 | 0 | 0 | 0 | 0 | 0 | 0 | 0 | 0 | 0 | 0 | 0 | 0 | 0
2016-05-19 10:00 | 0 | 0 | 0 | 0 | 367118 | 0 | 367118 | 0 | 0 | 0 | 0 | 0 | 0 | 0 | 0 | 0 | 0 | 0 | 0 | 0 | 0 | 0 | 0 | 0 | 0 | 0 | 0 | 0
2016-05-19 11:00 | 0 | 0 | 0 | 0 | 416009.004 | 0 | 389239 | 0 | 0 | 0 | 0 | 0 | 0 | 0 | 0 | 0 | 26770.004 | 0 | 0 | 0 | 0 | 0 | 0 | 0 | 0 | 0 | 0 | 26770.004
2016-05-19 12:00 | 0 | 0 | 0 | 0 | 320864.672 | 55908.324 | 403543 | 0 | 0 | 0 | 0 | 0 | 0 | 0 | 0 | 0 | 0 | 0 | 0 | 0 | 0 | 0 | 0 | 0 | 0 | 0 | 0 | -26770.004
2016-05-19 13:00 | 0 | 0 | 0 | 0 | 45695.0155 | 369996.9845 | 415692 | 0 | 0 | 0 | 0 | 0 | 0 | 0 | 0 | 0 | 0 | 0 | 0 | 0 | 0 | 0 | 0 | 0 | 0 | 0 | 0 | 0
2016-05-19 14:00 | 0 | 0 | 0 | 0 | 0 | 561984.3791 | 427306 | 0 | 0 | 0 | 0 | 61870.256 | 0 | 0 | 0 | 0 | 72808.123 | 0 | 0 | 0 | 0 | 0 | 61870.256 | 0 | 0 | 0 | 0 | 72808.123
2016-05-19 15:00 | 0 | 0 | 0 | 0 | 0 | 671075.3824 | 436602 | 0 | 0 | 0 | 0 | 0 | 0 | 0 | 0 | 0 | 369151.7615 | 0 | 0 | 0 | 0 | 0 | -61870.256 | 0 | 0 | 0 | 0 | 296343.6384
2016-05-19 16:00 | 0 | 0 | 0 | 0 | 0 | 719227.2096 | 443665 | 0 | 0 | 0 | 0 | 61870.256 | 0 | 0 | 0 | 0 | 582843.715 | 0 | 0 | 0 | 0 | 0 | 61870.256 | 0 | 0 | 0 | 0 | 213691.9535
2016-05-19 17:00 | 0 | 0 | 0 | 0 | 0 | 729055.097 | 449379 | 0 | 0 | 0 | 0 | 61870.256 | 0 | 0 | 0 | 0 | 862519.8121 | 0 | 0 | 0 | 0 | 0 | 0 | 0 | 0 | 0 | 0 | 279676.097
2016-05-19 18:00 | 0 | 0 | 0 | 0 | 0 | 723031.4675 | 453245 | 0 | 0 | 0 | 0 | 61870.256 | 0 | 0 | 0 | 0 | 1132306.2796 | 0 | 0 | 0 | 0 | 0 | 0 | 0 | 0 | 0 | 0 | 269786.4675
2016-05-19 19:00 | 0 | 0 | 0 | 0 | 0 | 717793.7186 | 455347 | 0 | 0 | 0 | 0 | 61870.256 | 0 | 0 | 0 | 0 | 1394752.9982 | 0 | 0 | 0 | 0 | 0 | 0 | 0 | 0 | 0 | 0 | 262446.7186
2016-05-19 20:00 | 0 | 0 | 0 | 0 | 0 | 714548.677 | 456705 | 0 | 0 | 0 | 0 | 61870.256 | 0 | 0 | 0 | 0 | 1652596.6752 | 0 | 0 | 0 | 0 | 0 | 0 | 0 | 0 | 0 | 0 | 257843.677
2016-05-19 21:00 | 0 | 0 | 0 | 0 | 0 | 704539.1754 | 457769 | 0 | 0 | 0 | 0 | 61870.256 | 0 | 0 | 0 | 0 | 1899366.8506 | 0 | 0 | 0 | 0 | 0 | 0 | 0 | 0 | 0 | 0 | 246770.1754
2016-05-19 22:00 | 0 | 0 | 0 | 0 | 0 | 676501.3919 | 454744 | 0 | 0 | 0 | 0 | 61870.256 | 0 | 0 | 0 | 0 | 2121124.2426 | 0 | 0 | 0 | 0 | 0 | 0 | 0 | 0 | 0 | 0 | 221757.3919
2016-05-19 23:00 | 0 | 0 | 0 | 0 | 0 | 606152.4485 | 450085 | 0 | 0 | 0 | 0 | 61870.256 | 0 | 0 | 0 | 0 | 2277191.691 | 0 | 0 | 0 | 0 | 0 | 0 | 0 | 0 | 0 | 0 | 156067.4485
2016-05-20 | 0 | 0 | 0 | 0 | 0 | 476450.9545 | 449796 | 0 | 0 | 0 | 0 | 61870.256 | 0 | 0 | 0 | 0 | 2303846.6456 | 0 | 0 | 0 | 0 | 0 | 0 | 0 | 0 | 0 | 0 | 26654.9545
2016-05-20 01:00 | 0 | 0 | 0 | 0 | 0 | 223926.3433 | 447542 | 0 | 0 | 0 | 0 | 61870.256 | 0 | 0 | 0 | 0 | 2080230.9889 | 0 | 0 | 0 | 0 | 0 | 0 | 0 | 0 | 0 | 0 | -223615.6567
2016-05-20 02:00 | 0 | 0 | 0 | 0 | 115483.5578 | 10748.6872 | 430084 | 0 | 0 | 0 | 0 | 61870.256 | 0 | 0 | 0 | 0 | 1776379.2338 | 0 | 0 | 0 | 0 | 0 | 0 | 0 | 0 | 0 | 0 | -303851.755
2016-05-20 03:00 | 0 | 0 | 0 | 0 | 37640.9889 | 0 | 403363 | 0 | 0 | 0 | 0 | 0 | 0 | 0 | 0 | 0 | 1472527.4788 | 0 | 0 | 0 | 0 | 0 | -61870.256 | 0 | 0 | 0 | 0 | -303851.755
2016-05-20 04:00 | 0 | 0 | 0 | 0 | 74256.245 | 0 | 378108 | 0 | 0 | 0 | 0 | 0 | 0 | 0 | 0 | 0 | 1168675.7238 | 0 | 0 | 0 | 0 | 0 | 0 | 0 | 0 | 0 | 0 | -303851.755
2016-05-20 05:00 | 0 | 0 | 0 | 0 | 55784.245 | 0 | 359636 | 0 | 0 | 0 | 0 | 0 | 0 | 0 | 0 | 0 | 864823.9687 | 0 | 0 | 0 | 0 | 0 | 0 | 0 | 0 | 0 | 0 | -303851.755
2016-05-20 06:00 | 0 | 0 | 0 | 0 | 41036.245 | 0 | 344888 | 0 | 0 | 0 | 0 | 0 | 0 | 0 | 0 | 0 | 560972.2137 | 0 | 0 | 0 | 0 | 0 | 0 | 0 | 0 | 0 | 0 | -303851.755
2016-05-20 07:00 | 0 | 0 | 0 | 0 | 31151.245 | 0 | 335003 | 0 | 0 | 0 | 0 | 0 | 0 | 0 | 0 | 0 | 257120.4587 | 0 | 0 | 0 | 0 | 0 | 0 | 0 | 0 | 0 | 0 | -303851.755
2016-05-20 08:00 | 0 | 0 | 0 | 0 | 75751.5413 | 0 | 332872 | 0 | 0 | 0 | 0 | 0 | 0 | 0 | 0 | 0 | 0 | 0 | 0 | 0 | 0 | 0 | 0 | 0 | 0 | 0 | 0 | -257120.4587
2016-05-20 09:00 | 0 | 0 | 0 | 0 | 341353 | 0 | 341353 | 0 | 0 | 0 | 0 | 0 | 0 | 0 | 0 | 0 | 0 | 0 | 0 | 0 | 0 | 0 | 0 | 0 | 0 | 0 | 0 | 0
2016-05-20 10:00 | 0 | 0 | 0 | 0 | 361869 | 0 | 361869 | 0 | 0 | 0 | 0 | 0 | 0 | 0 | 0 | 0 | 0 | 0 | 0 | 0 | 0 | 0 | 0 | 0 | 0 | 0 | 0 | 0
2016-05-20 11:00 | 0 | 0 | 0 | 0 | 383643 | 0 | 383643 | 0 | 0 | 0 | 0 | 0 | 0 | 0 | 0 | 0 | 0 | 0 | 0 | 0 | 0 | 0 | 0 | 0 | 0 | 0 | 0 | 0
2016-05-20 12:00 | 0 | 0 | 0 | 0 | 320506.8975 | 78985.1025 | 399492 | 0 | 0 | 0 | 0 | 0 | 0 | 0 | 0 | 0 | 0 | 0 | 0 | 0 | 0 | 0 | 0 | 0 | 0 | 0 | 0 | 0
2016-05-20 13:00 | 0 | 0 | 0 | 0 | 33216.1689 | 380437.8311 | 413654 | 0 | 0 | 0 | 0 | 0 | 0 | 0 | 0 | 0 | 0 | 0 | 0 | 0 | 0 | 0 | 0 | 0 | 0 | 0 | 0 | 0
2016-05-20 14:00 | 0 | 0 | 0 | 0 | 0 | 576597.0495 | 426738 | 0 | 0 | 0 | 0 | 46908.4996 | 0 | 0 | 0 | 0 | 102950.5499 | 0 | 0 | 0 | 0 | 0 | 46908.4996 | 0 | 0 | 0 | 0 | 102950.5499
2016-05-20 15:00 | 0 | 0 | 0 | 0 | 0 | 692772.2554 | 435829 | 0 | 0 | 0 | 0 | 0 | 0 | 0 | 0 | 0 | 406802.3049 | 0 | 0 | 0 | 0 | 0 | -46908.4996 | 0 | 0 | 0 | 0 | 303851.755
2016-05-20 16:00 | 0 | 0 | 0 | 0 | 0 | 750475.9367 | 441805 | 0 | 0 | 0 | 0 | 4819.1817 | 0 | 0 | 0 | 0 | 710654.0599 | 0 | 0 | 0 | 0 | 0 | 4819.1817 | 0 | 0 | 0 | 0 | 303851.755
2016-05-20 17:00 | 0 | 0 | 0 | 0 | 0 | 762003.3495 | 446073 | 0 | 0 | 0 | 0 | 16897.7762 | 0 | 0 | 0 | 0 | 1014505.815 | 0 | 0 | 0 | 0 | 0 | 12078.5945 | 0 | 0 | 0 | 0 | 303851.755
2016-05-20 18:00 | 0 | 0 | 0 | 0 | 0 | 759840.6392 | 449358 | 0 | 0 | 0 | 0 | 23528.6603 | 0 | 0 | 0 | 0 | 1318357.57 | 0 | 0 | 0 | 0 | 0 | 6630.8841 | 0 | 0 | 0 | 0 | 303851.755
2016-05-20 19:00 | 0 | 0 | 0 | 0 | 0 | 751976.6429 | 451726 | 0 | 0 | 0 | 0 | 19927.5482 | 0 | 0 | 0 | 0 | 1622209.325 | 0 | 0 | 0 | 0 | 0 | -3601.1121 | 0 | 0 | 0 | 0 | 303851.755
2016-05-20 20:00 | 0 | 0 | 0 | 0 | 0 | 747023.6973 | 454033 | 0 | 0 | 0 | 0 | 9066.4905 | 0 | 0 | 0 | 0 | 1926061.0801 | 0 | 0 | 0 | 0 | 0 | -10861.0578 | 0 | 0 | 0 | 0 | 303851.755
2016-05-20 21:00 | 0 | 0 | 0 | 0 | 0 | 732213.2358 | 454399 | 0 | 0 | 0 | 0 | 0 | 0 | 0 | 0 | 0 | 2212941.8063 | 0 | 0 | 0 | 0 | 0 | -9066.4905 | 0 | 0 | 0 | 0 | 286880.7262
2016-05-20 22:00 | 0 | 0 | 0 | 0 | 0 | 695873.8538 | 449646 | 0 | 0 | 0 | 0 | 61870.256 | 0 | 0 | 0 | 0 | 2397299.404 | 0 | 0 | 0 | 0 | 0 | 61870.256 | 0 | 0 | 0 | 0 | 184357.5978
2016-05-20 23:00 | 0 | 0 | 0 | 0 | 0 | 604410.6385 | 441625 | 0 | 0 | 0 | 0 | 0 | 0 | 0 | 0 | 0 | 2621955.2985 | 0 | 0 | 0 | 0 | 0 | -61870.256 | 0 | 0 | 0 | 0 | 224655.8945
2016-05-21 | 0 | 0 | 0 | 0 | 0 | 487470.1756 | 438654 | 0 | 0 | 0 | 0 | 0 | 0 | 0 | 0 | 0 | 2670771.4741 | 0 | 0 | 0 | 0 | 0 | 0 | 0 | 0 | 0 | 0 | 48816.1756
2016-05-21 01:00 | 0 | 0 | 0 | 0 | 0 | 213910.8374 | 433474 | 0 | 0 | 0 | 0 | 61870.256 | 0 | 0 | 0 | 0 | 2389338.0555 | 0 | 0 | 0 | 0 | 0 | 61870.256 | 0 | 0 | 0 | 0 | -281433.4186
2016-05-21 02:00 | 0 | 0 | 0 | 0 | 88737.2748 | 22422.9702 | 415012 | 0 | 0 | 0 | 0 | 61870.256 | 0 | 0 | 0 | 0 | 2085486.3005 | 0 | 0 | 0 | 0 | 0 | 0 | 0 | 0 | 0 | 0 | -303851.755
2016-05-21 03:00 | 0 | 0 | 0 | 0 | 30807.9889 | 0 | 396530 | 0 | 0 | 0 | 0 | 0 | 0 | 0 | 0 | 0 | 1781634.5455 | 0 | 0 | 0 | 0 | 0 | -61870.256 | 0 | 0 | 0 | 0 | -303851.755
2016-05-21 04:00 | 0 | 0 | 0 | 0 | 70678.245 | 0 | 374530 | 0 | 0 | 0 | 0 | 0 | 0 | 0 | 0 | 0 | 1477782.7904 | 0 | 0 | 0 | 0 | 0 | 0 | 0 | 0 | 0 | 0 | -303851.755
2016-05-21 05:00 | 0 | 0 | 0 | 0 | 51970.245 | 0 | 355822 | 0 | 0 | 0 | 0 | 0 | 0 | 0 | 0 | 0 | 1173931.0354 | 0 | 0 | 0 | 0 | 0 | 0 | 0 | 0 | 0 | 0 | -303851.755
2016-05-21 06:00 | 0 | 0 | 0 | 0 | 36437.245 | 0 | 340289 | 0 | 0 | 0 | 0 | 0 | 0 | 0 | 0 | 0 | 870079.2804 | 0 | 0 | 0 | 0 | 0 | 0 | 0 | 0 | 0 | 0 | -303851.755
2016-05-21 07:00 | 0 | 0 | 0 | 0 | 27087.245 | 0 | 330939 | 0 | 0 | 0 | 0 | 0 | 0 | 0 | 0 | 0 | 566227.5253 | 0 | 0 | 0 | 0 | 0 | 0 | 0 | 0 | 0 | 0 | -303851.755
2016-05-21 08:00 | 0 | 0 | 0 | 0 | 22201.245 | 0 | 326053 | 0 | 0 | 0 | 0 | 0 | 0 | 0 | 0 | 0 | 262375.7703 | 0 | 0 | 0 | 0 | 0 | 0 | 0 | 0 | 0 | 0 | -303851.755
2016-05-21 09:00 | 0 | 0 | 0 | 0 | 63536.2297 | 0 | 325912 | 0 | 0 | 0 | 0 | 0 | 0 | 0 | 0 | 0 | 0 | 0 | 0 | 0 | 0 | 0 | 0 | 0 | 0 | 0 | 0 | -262375.7703
2016-05-21 10:00 | 0 | 0 | 0 | 0 | 330394 | 0 | 330394 | 0 | 0 | 0 | 0 | 0 | 0 | 0 | 0 | 0 | 0 | 0 | 0 | 0 | 0 | 0 | 0 | 0 | 0 | 0 | 0 | 0
2016-05-21 11:00 | 0 | 0 | 0 | 0 | 338051 | 0 | 338051 | 0 | 0 | 0 | 0 | 0 | 0 | 0 | 0 | 0 | 0 | 0 | 0 | 0 | 0 | 0 | 0 | 0 | 0 | 0 | 0 | 0
2016-05-21 12:00 | 0 | 0 | 0 | 0 | 279511.0924 | 76043.9076 | 355555 | 0 | 0 | 0 | 0 | 0 | 0 | 0 | 0 | 0 | 0 | 0 | 0 | 0 | 0 | 0 | 0 | 0 | 0 | 0 | 0 | 0
2016-05-21 13:00 | 0 | 0 | 0 | 0 | 0 | 375291 | 375291 | 0 | 0 | 0 | 0 | 0 | 0 | 0 | 0 | 0 | 0 | 0 | 0 | 0 | 0 | 0 | 0 | 0 | 0 | 0 | 0 | 0
2016-05-21 14:00 | 0 | 0 | 0 | 0 | 0 | 590423.7273 | 393987 | 0 | 0 | 0 | 0 | 0 | 0 | 0 | 0 | 0 | 196436.7273 | 0 | 0 | 0 | 0 | 0 | 0 | 0 | 0 | 0 | 0 | 196436.7273
2016-05-21 15:00 | 0 | 0 | 0 | 0 | 0 | 712360.755 | 408509 | 0 | 0 | 0 | 0 | 0 | 0 | 0 | 0 | 0 | 500288.4823 | 0 | 0 | 0 | 0 | 0 | 0 | 0 | 0 | 0 | 0 | 303851.755
2016-05-21 16:00 | 0 | 0 | 0 | 0 | 0 | 721973.755 | 418122 | 0 | 0 | 0 | 0 | 0 | 0 | 0 | 0 | 0 | 804140.2373 | 0 | 0 | 0 | 0 | 0 | 0 | 0 | 0 | 0 | 0 | 303851.755
2016-05-21 17:00 | 0 | 0 | 0 | 0 | 0 | 728370.755 | 424519 | 0 | 0 | 0 | 0 | 0 | 0 | 0 | 0 | 0 | 1107991.9924 | 0 | 0 | 0 | 0 | 0 | 0 | 0 | 0 | 0 | 0 | 303851.755
2016-05-21 18:00 | 0 | 0 | 0 | 0 | 0 | 755167.6664 | 429572 | 0 | 0 | 0 | 0 | 21743.9114 | 0 | 0 | 0 | 0 | 1411843.7474 | 0 | 0 | 0 | 0 | 0 | 21743.9114 | 0 | 0 | 0 | 0 | 303851.755
2016-05-21 19:00 | 0 | 0 | 0 | 0 | 0 | 761302.9034 | 433418 | 0 | 0 | 0 | 0 | 45777.0597 | 0 | 0 | 0 | 0 | 1715695.5024 | 0 | 0 | 0 | 0 | 0 | 24033.1484 | 0 | 0 | 0 | 0 | 303851.755
2016-05-21 20:00 | 0 | 0 | 0 | 0 | 0 | 756268.8017 | 436977 | 0 | 0 | 0 | 0 | 61217.1063 | 0 | 0 | 0 | 0 | 2019547.2575 | 0 | 0 | 0 | 0 | 0 | 15440.0466 | 0 | 0 | 0 | 0 | 303851.755
2016-05-21 21:00 | 0 | 0 | 0 | 0 | 0 | 744053.9048 | 439549 | 0 | 0 | 0 | 0 | 61870.256 | 0 | 0 | 0 | 0 | 2323399.0125 | 0 | 0 | 0 | 0 | 0 | 653.1497 | 0 | 0 | 0 | 0 | 303851.755
2016-05-21 22:00 | 0 | 0 | 0 | 0 | 0 | 707321.4996 | 436862 | 0 | 0 | 0 | 0 | 28478.0007 | 0 | 0 | 0 | 0 | 2627250.7675 | 0 | 0 | 0 | 0 | 0 | -33392.2554 | 0 | 0 | 0 | 0 | 303851.755
2016-05-21 23:00 | 0 | 0 | 0 | 0 | 0 | 621820.4163 | 431572 | 0 | 0 | 0 | 0 | 61870.256 | 0 | 0 | 0 | 0 | 2784106.9285 | 0 | 0 | 0 | 0 | 0 | 33392.2554 | 0 | 0 | 0 | 0 | 156856.161
2016-05-22 | 0 | 0 | 0 | 0 | 0 | 463616.9423 | 426922 | 0 | 0 | 0 | 0 | 61870.256 | 0 | 0 | 0 | 0 | 2820801.8707 | 0 | 0 | 0 | 0 | 0 | 0 | 0 | 0 | 0 | 0 | 36694.9423
2016-05-22 01:00 | 0 | 0 | 0 | 0 | 0 | 213329.1042 | 422713 | 0 | 0 | 0 | 0 | 61870.256 | 0 | 0 | 0 | 0 | 2611417.975 | 0 | 0 | 0 | 0 | 0 | 0 | 0 | 0 | 0 | 0 | -209383.8958
2016-05-22 02:00 | 0 | 0 | 0 | 0 | 90790.9793 | 16043.2656 | 410686 | 0 | 0 | 0 | 0 | 61870.256 | 0 | 0 | 0 | 0 | 2307566.2199 | 0 | 0 | 0 | 0 | 0 | 0 | 0 | 0 | 0 | 0 | -303851.755
2016-05-22 03:00 | 0 | 0 | 0 | 0 | 26129.9889 | 0 | 391852 | 0 | 0 | 0 | 0 | 0 | 0 | 0 | 0 | 0 | 2003714.4649 | 0 | 0 | 0 | 0 | 0 | -61870.256 | 0 | 0 | 0 | 0 | -303851.755
2016-05-22 04:00 | 0 | 0 | 0 | 0 | 67823.245 | 0 | 371675 | 0 | 0 | 0 | 0 | 0 | 0 | 0 | 0 | 0 | 1699862.7099 | 0 | 0 | 0 | 0 | 0 | 0 | 0 | 0 | 0 | 0 | -303851.755
2016-05-22 05:00 | 0 | 0 | 0 | 0 | 48482.245 | 0 | 352334 | 0 | 0 | 0 | 0 | 0 | 0 | 0 | 0 | 0 | 1396010.9548 | 0 | 0 | 0 | 0 | 0 | 0 | 0 | 0 | 0 | 0 | -303851.755
2016-05-22 06:00 | 0 | 0 | 0 | 0 | 33289.245 | 0 | 337141 | 0 | 0 | 0 | 0 | 0 | 0 | 0 | 0 | 0 | 1092159.1998 | 0 | 0 | 0 | 0 | 0 | 0 | 0 | 0 | 0 | 0 | -303851.755
2016-05-22 07:00 | 0 | 0 | 0 | 0 | 22798.245 | 0 | 326650 | 0 | 0 | 0 | 0 | 0 | 0 | 0 | 0 | 0 | 788307.4448 | 0 | 0 | 0 | 0 | 0 | 0 | 0 | 0 | 0 | 0 | -303851.755
2016-05-22 08:00 | 0 | 0 | 0 | 0 | 17165.245 | 0 | 321017 | 0 | 0 | 0 | 0 | 0 | 0 | 0 | 0 | 0 | 484455.6897 | 0 | 0 | 0 | 0 | 0 | 0 | 0 | 0 | 0 | 0 | -303851.755
2016-05-22 09:00 | 0 | 0 | 0 | 0 | 15508.245 | 0 | 319360 | 0 | 0 | 0 | 0 | 0 | 0 | 0 | 0 | 0 | 180603.9347 | 0 | 0 | 0 | 0 | 0 | 0 | 0 | 0 | 0 | 0 | -303851.755
2016-05-22 10:00 | 0 | 0 | 0 | 0 | 138617.0653 | 0 | 319221 | 0 | 0 | 0 | 0 | 0 | 0 | 0 | 0 | 0 | 0 | 0 | 0 | 0 | 0 | 0 | 0 | 0 | 0 | 0 | 0 | -180603.9347
2016-05-22 11:00 | 0 | 0 | 0 | 0 | 324076 | 0 | 324076 | 0 | 0 | 0 | 0 | 0 | 0 | 0 | 0 | 0 | 0 | 0 | 0 | 0 | 0 | 0 | 0 | 0 | 0 | 0 | 0 | 0
2016-05-22 12:00 | 0 | 0 | 0 | 0 | 265579.2121 | 74512.7879 | 340092 | 0 | 0 | 0 | 0 | 0 | 0 | 0 | 0 | 0 | 0 | 0 | 0 | 0 | 0 | 0 | 0 | 0 | 0 | 0 | 0 | 0
2016-05-22 13:00 | 0 | 0 | 0 | 0 | 0 | 358790 | 358790 | 0 | 0 | 0 | 0 | 0 | 0 | 0 | 0 | 0 | 0 | 0 | 0 | 0 | 0 | 0 | 0 | 0 | 0 | 0 | 0 | 0
2016-05-22 14:00 | 0 | 0 | 0 | 0 | 0 | 490364.009 | 375530 | 0 | 0 | 0 | 0 | 0 | 0 | 0 | 0 | 0 | 114834.009 | 0 | 0 | 0 | 0 | 0 | 0 | 0 | 0 | 0 | 0 | 114834.009
2016-05-22 15:00 | 0 | 0 | 0 | 0 | 0 | 692891.755 | 389040 | 0 | 0 | 0 | 0 | 0 | 0 | 0 | 0 | 0 | 418685.764 | 0 | 0 | 0 | 0 | 0 | 0 | 0 | 0 | 0 | 0 | 303851.755
2016-05-22 16:00 | 0 | 0 | 0 | 0 | 0 | 704957.755 | 401106 | 0 | 0 | 0 | 0 | 0 | 0 | 0 | 0 | 0 | 722537.5191 | 0 | 0 | 0 | 0 | 0 | 0 | 0 | 0 | 0 | 0 | 303851.755
2016-05-22 17:00 | 0 | 0 | 0 | 0 | 0 | 714501.755 | 410650 | 0 | 0 | 0 | 0 | 0 | 0 | 0 | 0 | 0 | 1026389.2741 | 0 | 0 | 0 | 0 | 0 | 0 | 0 | 0 | 0 | 0 | 303851.755
2016-05-22 18:00 | 0 | 0 | 0 | 0 | 0 | 722861.755 | 419010 | 0 | 0 | 0 | 0 | 0 | 0 | 0 | 0 | 0 | 1330241.0291 | 0 | 0 | 0 | 0 | 0 | 0 | 0 | 0 | 0 | 0 | 303851.755
2016-05-22 19:00 | 0 | 0 | 0 | 0 | 0 | 741690.3415 | 426197 | 0 | 0 | 0 | 0 | 11641.5865 | 0 | 0 | 0 | 0 | 1634092.7842 | 0 | 0 | 0 | 0 | 0 | 11641.5865 | 0 | 0 | 0 | 0 | 303851.755
2016-05-22 20:00 | 0 | 0 | 0 | 0 | 0 | 771659.2206 | 434349 | 0 | 0 | 0 | 0 | 45100.052 | 0 | 0 | 0 | 0 | 1937944.5392 | 0 | 0 | 0 | 0 | 0 | 33458.4656 | 0 | 0 | 0 | 0 | 303851.755
2016-05-22 21:00 | 0 | 0 | 0 | 0 | 0 | 761580.959 | 440959 | 0 | 0 | 0 | 0 | 61870.256 | 0 | 0 | 0 | 0 | 2241796.2942 | 0 | 0 | 0 | 0 | 0 | 16770.204 | 0 | 0 | 0 | 0 | 303851.755
2016-05-22 22:00 | 0 | 0 | 0 | 0 | 0 | 733313.7246 | 443899 | 0 | 0 | 0 | 0 | 61870.256 | 0 | 0 | 0 | 0 | 2531211.0188 | 0 | 0 | 0 | 0 | 0 | 0 | 0 | 0 | 0 | 0 | 289414.7246
2016-05-22 23:00 | 0 | 0 | 0 | 0 | 0 | 653751.0127 | 442256 | 0 | 0 | 0 | 0 | 61870.256 | 0 | 0 | 0 | 0 | 2742706.0315 | 0 | 0 | 0 | 0 | 0 | 0 | 0 | 0 | 0 | 0 | 211495.0127
2016-05-23 | 0 | 0 | 0 | 0 | 0 | 518550.8392 | 440455 | 0 | 0 | 0 | 0 | 61870.256 | 0 | 0 | 0 | 0 | 2820801.8707 | 0 | 0 | 0 | 0 | 0 | 0 | 0 | 0 | 0 | 0 | 78095.8392
2016-05-23 01:00 | 0 | 0 | 0 | 0 | 0 | 250488.1792 | 437320 | 0 | 0 | 0 | 0 | 61870.256 | 0 | 0 | 0 | 0 | 2633970.0499 | 0 | 0 | 0 | 0 | 0 | 0 | 0 | 0 | 0 | 0 | -186831.8208
2016-05-23 02:00 | 0 | 0 | 0 | 0 | 93900.3807 | 23855.8643 | 421608 | 0 | 0 | 0 | 0 | 61870.256 | 0 | 0 | 0 | 0 | 2330118.2949 | 0 | 0 | 0 | 0 | 0 | 0 | 0 | 0 | 0 | 0 | -303851.755
2016-05-23 03:00 | 0 | 0 | 0 | 0 | 31476.9889 | 0 | 397199 | 0 | 0 | 0 | 0 | 0 | 0 | 0 | 0 | 0 | 2026266.5399 | 0 | 0 | 0 | 0 | 0 | -61870.256 | 0 | 0 | 0 | 0 | -303851.755
2016-05-23 04:00 | 0 | 0 | 0 | 0 | 68986.245 | 0 | 372838 | 0 | 0 | 0 | 0 | 0 | 0 | 0 | 0 | 0 | 1722414.7848 | 0 | 0 | 0 | 0 | 0 | 0 | 0 | 0 | 0 | 0 | -303851.755
2016-05-23 05:00 | 0 | 0 | 0 | 0 | 48730.245 | 0 | 352582 | 0 | 0 | 0 | 0 | 0 | 0 | 0 | 0 | 0 | 1418563.0298 | 0 | 0 | 0 | 0 | 0 | 0 | 0 | 0 | 0 | 0 | -303851.755
2016-05-23 06:00 | 0 | 0 | 0 | 0 | 33927.245 | 0 | 337779 | 0 | 0 | 0 | 0 | 0 | 0 | 0 | 0 | 0 | 1114711.2748 | 0 | 0 | 0 | 0 | 0 | 0 | 0 | 0 | 0 | 0 | -303851.755
2016-05-23 07:00 | 0 | 0 | 0 | 0 | 25214.245 | 0 | 329066 | 0 | 0 | 0 | 0 | 0 | 0 | 0 | 0 | 0 | 810859.5197 | 0 | 0 | 0 | 0 | 0 | 0 | 0 | 0 | 0 | 0 | -303851.755
2016-05-23 08:00 | 0 | 0 | 0 | 0 | 22833.245 | 0 | 326685 | 0 | 0 | 0 | 0 | 0 | 0 | 0 | 0 | 0 | 507007.7647 | 0 | 0 | 0 | 0 | 0 | 0 | 0 | 0 | 0 | 0 | -303851.755
2016-05-23 09:00 | 0 | 0 | 0 | 0 | 32541.245 | 0 | 336393 | 0 | 0 | 0 | 0 | 0 | 0 | 0 | 0 | 0 | 203156.0097 | 0 | 0 | 0 | 0 | 0 | 0 | 0 | 0 | 0 | 0 | -303851.755
2016-05-23 10:00 | 0 | 0 | 0 | 0 | 154977.9903 | 0 | 358134 | 0 | 0 | 0 | 0 | 0 | 0 | 0 | 0 | 0 | 0 | 0 | 0 | 0 | 0 | 0 | 0 | 0 | 0 | 0 | 0 | -203156.0097
2016-05-23 11:00 | 0 | 0 | 0 | 0 | 381460 | 0 | 381460 | 0 | 0 | 0 | 0 | 0 | 0 | 0 | 0 | 0 | 0 | 0 | 0 | 0 | 0 | 0 | 0 | 0 | 0 | 0 | 0 | 0
2016-05-23 12:00 | 0 | 0 | 0 | 0 | 315165.9045 | 84593.0955 | 399759 | 0 | 0 | 0 | 0 | 0 | 0 | 0 | 0 | 0 | 0 | 0 | 0 | 0 | 0 | 0 | 0 | 0 | 0 | 0 | 0 | 0
2016-05-23 13:00 | 0 | 0 | 0 | 0 | 0 | 420774.7325 | 416209 | 0 | 0 | 0 | 0 | 4565.7325 | 0 | 0 | 0 | 0 | 0 | 0 | 0 | 0 | 0 | 0 | 4565.7325 | 0 | 0 | 0 | 0 | 0
2016-05-23 14:00 | 0 | 0 | 0 | 0 | 0 | 621113.9059 | 432114 | 0 | 0 | 0 | 0 | 0 | 0 | 0 | 0 | 0 | 193565.6384 | 0 | 0 | 0 | 0 | 0 | -4565.7325 | 0 | 0 | 0 | 0 | 193565.6384
2016-05-23 15:00 | 0 | 0 | 0 | 0 | 0 | 728113.7445 | 446006 | 0 | 0 | 0 | 0 | 0 | 0 | 0 | 0 | 0 | 475673.3829 | 0 | 0 | 0 | 0 | 0 | 0 | 0 | 0 | 0 | 0 | 282107.7445
2016-05-23 16:00 | 0 | 0 | 0 | 0 | 0 | 771946.9632 | 457678 | 0 | 0 | 0 | 0 | 46698.1189 | 0 | 0 | 0 | 0 | 743244.2272 | 0 | 0 | 0 | 0 | 0 | 46698.1189 | 0 | 0 | 0 | 0 | 267570.8443
2016-05-23 17:00 | 0 | 0 | 0 | 0 | 0 | 787482.2991 | 469006 | 0 | 0 | 0 | 0 | 61322.663 | 0 | 0 | 0 | 0 | 1047095.9822 | 0 | 0 | 0 | 0 | 0 | 14624.5441 | 0 | 0 | 0 | 0 | 303851.755
2016-05-23 18:00 | 0 | 0 | 0 | 0 | 0 | 782747.3481 | 478348 | 0 | 0 | 0 | 0 | 61870.256 | 0 | 0 | 0 | 0 | 1350947.7372 | 0 | 0 | 0 | 0 | 0 | 547.5931 | 0 | 0 | 0 | 0 | 303851.755
2016-05-23 19:00 | 0 | 0 | 0 | 0 | 0 | 774893.0733 | 486089 | 0 | 0 | 0 | 0 | 61870.256 | 0 | 0 | 0 | 0 | 1639751.8106 | 0 | 0 | 0 | 0 | 0 | 0 | 0 | 0 | 0 | 0 | 288804.0733
2016-05-23 20:00 | 0 | 0 | 0 | 0 | 0 | 769962.9121 | 490872 | 0 | 0 | 0 | 0 | 61870.256 | 0 | 0 | 0 | 0 | 1918842.7227 | 0 | 0 | 0 | 0 | 0 | 0 | 0 | 0 | 0 | 0 | 279090.9121
2016-05-23 21:00 | 0 | 0 | 0 | 0 | 0 | 758865.2241 | 493110 | 0 | 0 | 0 | 0 | 61870.256 | 0 | 0 | 0 | 0 | 2184597.9468 | 0 | 0 | 0 | 0 | 0 | 0 | 0 | 0 | 0 | 0 | 265755.2241
2016-05-23 22:00 | 0 | 0 | 0 | 0 | 0 | 726079.2029 | 490741 | 0 | 0 | 0 | 0 | 0 | 0 | 0 | 0 | 0 | 2481806.4058 | 0 | 0 | 0 | 0 | 0 | -61870.256 | 0 | 0 | 0 | 0 | 297208.4589
2016-05-23 23:00 | 0 | 0 | 0 | 0 | 0 | 644904.782 | 484074 | 0 | 0 | 0 | 0 | 61870.256 | 0 | 0 | 0 | 0 | 2580766.9318 | 0 | 0 | 0 | 0 | 0 | 61870.256 | 0 | 0 | 0 | 0 | 98960.526
2016-05-24 | 0 | 0 | 0 | 0 | 0 | 496207.1001 | 477807 | 0 | 0 | 0 | 0 | 11259.9678 | 0 | 0 | 0 | 0 | 2649777.3202 | 0 | 0 | 0 | 0 | 0 | -50610.2883 | 0 | 0 | 0 | 0 | 69010.3884
2016-05-24 01:00 | 0 | 0 | 0 | 0 | 0 | 217811.5332 | 471053 | 0 | 0 | 0 | 0 | 61870.256 | 0 | 0 | 0 | 0 | 2345925.5651 | 0 | 0 | 0 | 0 | 0 | 50610.2883 | 0 | 0 | 0 | 0 | -303851.755
2016-05-24 02:00 | 0 | 0 | 0 | 0 | 129882.4624 | 15173.7826 | 448908 | 0 | 0 | 0 | 0 | 61870.256 | 0 | 0 | 0 | 0 | 2042073.8101 | 0 | 0 | 0 | 0 | 0 | 0 | 0 | 0 | 0 | 0 | -303851.755
2016-05-24 03:00 | 0 | 0 | 0 | 0 | 54388.9889 | 0 | 420111 | 0 | 0 | 0 | 0 | 0 | 0 | 0 | 0 | 0 | 1738222.0551 | 0 | 0 | 0 | 0 | 0 | -61870.256 | 0 | 0 | 0 | 0 | -303851.755
2016-05-24 04:00 | 0 | 0 | 0 | 0 | 88382.245 | 0 | 392234 | 0 | 0 | 0 | 0 | 0 | 0 | 0 | 0 | 0 | 1434370.3 | 0 | 0 | 0 | 0 | 0 | 0 | 0 | 0 | 0 | 0 | -303851.755
2016-05-24 05:00 | 0 | 0 | 0 | 0 | 66490.245 | 0 | 370342 | 0 | 0 | 0 | 0 | 0 | 0 | 0 | 0 | 0 | 1130518.545 | 0 | 0 | 0 | 0 | 0 | 0 | 0 | 0 | 0 | 0 | -303851.755
2016-05-24 06:00 | 0 | 0 | 0 | 0 | 50245.245 | 0 | 354097 | 0 | 0 | 0 | 0 | 0 | 0 | 0 | 0 | 0 | 826666.79 | 0 | 0 | 0 | 0 | 0 | 0 | 0 | 0 | 0 | 0 | -303851.755
2016-05-24 07:00 | 0 | 0 | 0 | 0 | 40159.245 | 0 | 344011 | 0 | 0 | 0 | 0 | 0 | 0 | 0 | 0 | 0 | 522815.0349 | 0 | 0 | 0 | 0 | 0 | 0 | 0 | 0 | 0 | 0 | -303851.755
2016-05-24 08:00 | 0 | 0 | 0 | 0 | 37455.245 | 0 | 341307 | 0 | 0 | 0 | 0 | 0 | 0 | 0 | 0 | 0 | 218963.2799 | 0 | 0 | 0 | 0 | 0 | 0 | 0 | 0 | 0 | 0 | -303851.755
2016-05-24 09:00 | 0 | 0 | 0 | 0 | 129374.7201 | 0 | 348338 | 0 | 0 | 0 | 0 | 0 | 0 | 0 | 0 | 0 | 0 | 0 | 0 | 0 | 0 | 0 | 0 | 0 | 0 | 0 | 0 | -218963.2799
2016-05-24 10:00 | 0 | 0 | 0 | 0 | 366672 | 0 | 366672 | 0 | 0 | 0 | 0 | 0 | 0 | 0 | 0 | 0 | 0 | 0 | 0 | 0 | 0 | 0 | 0 | 0 | 0 | 0 | 0 | 0
2016-05-24 11:00 | 0 | 0 | 0 | 0 | 549985.4823 | 0 | 389826 | 0 | 0 | 0 | 0 | 0 | 0 | 0 | 0 | 0 | 160159.4823 | 0 | 0 | 0 | 0 | 0 | 0 | 0 | 0 | 0 | 0 | 160159.4823
2016-05-24 12:00 | 0 | 0 | 0 | 0 | 155379.9441 | 93123.5736 | 408663 | 0 | 0 | 0 | 0 | 0 | 0 | 0 | 0 | 0 | 0 | 0 | 0 | 0 | 0 | 0 | 0 | 0 | 0 | 0 | 0 | -160159.4823
2016-05-24 13:00 | 0 | 0 | 0 | 0 | 25813.3494 | 401120.6506 | 426934 | 0 | 0 | 0 | 0 | 0 | 0 | 0 | 0 | 0 | 0 | 0 | 0 | 0 | 0 | 0 | 0 | 0 | 0 | 0 | 0 | 0
2016-05-24 14:00 | 0 | 0 | 0 | 0 | 0 | 579937.3673 | 445433 | 0 | 0 | 0 | 0 | 61870.256 | 0 | 0 | 0 | 0 | 72634.1112 | 0 | 0 | 0 | 0 | 0 | 61870.256 | 0 | 0 | 0 | 0 | 72634.1112
2016-05-24 15:00 | 0 | 0 | 0 | 0 | 0 | 697570.7427 | 462381 | 0 | 0 | 0 | 0 | 61870.256 | 0 | 0 | 0 | 0 | 307823.8539 | 0 | 0 | 0 | 0 | 0 | 0 | 0 | 0 | 0 | 0 | 235189.7427
2016-05-24 16:00 | 0 | 0 | 0 | 0 | 0 | 743355.3991 | 476400 | 0 | 0 | 0 | 0 | 42154.2339 | 0 | 0 | 0 | 0 | 594495.2751 | 0 | 0 | 0 | 0 | 0 | -19716.0221 | 0 | 0 | 0 | 0 | 286671.4212
2016-05-24 17:00 | 0 | 0 | 0 | 0 | 0 | 750967.5211 | 489270 | 0 | 0 | 0 | 0 | 0 | 0 | 0 | 0 | 0 | 898347.0302 | 0 | 0 | 0 | 0 | 0 | -42154.2339 | 0 | 0 | 0 | 0 | 303851.755
2016-05-24 18:00 | 0 | 0 | 0 | 0 | 0 | 743136.6094 | 500907 | 0 | 0 | 0 | 0 | 0 | 0 | 0 | 0 | 0 | 1140576.6395 | 0 | 0 | 0 | 0 | 0 | 0 | 0 | 0 | 0 | 0 | 242229.6094
2016-05-24 19:00 | 0 | 0 | 0 | 0 | 0 | 732095.4617 | 509782 | 0 | 0 | 0 | 0 | 0 | 0 | 0 | 0 | 0 | 1362890.1013 | 0 | 0 | 0 | 0 | 0 | 0 | 0 | 0 | 0 | 0 | 222313.4617
2016-05-24 20:00 | 0 | 0 | 0 | 0 | 0 | 723835.1463 | 516707 | 0 | 0 | 0 | 0 | 61870.256 | 0 | 0 | 0 | 0 | 1508147.9916 | 0 | 0 | 0 | 0 | 0 | 61870.256 | 0 | 0 | 0 | 0 | 145257.8903
2016-05-24 21:00 | 0 | 0 | 0 | 0 | 0 | 706151.7014 | 520133 | 0 | 0 | 0 | 0 | 0 | 0 | 0 | 0 | 0 | 1756036.949 | 0 | 0 | 0 | 0 | 0 | -61870.256 | 0 | 0 | 0 | 0 | 247888.9574
2016-05-24 22:00 | 0 | 0 | 0 | 0 | 0 | 665345.5052 | 518155 | 0 | 0 | 0 | 0 | 61870.256 | 0 | 0 | 0 | 0 | 1841357.1981 | 0 | 0 | 0 | 0 | 0 | 61870.256 | 0 | 0 | 0 | 0 | 85320.2491
2016-05-24 23:00 | 0 | 0 | 0 | 0 | 0 | 576020.9475 | 509918 | 0 | 0 | 0 | 0 | 61870.256 | 0 | 0 | 0 | 0 | 1907460.1457 | 0 | 0 | 0 | 0 | 0 | 0 | 0 | 0 | 0 | 0 | 66102.9475
2016-05-25 | 0 | 0 | 0 | 0 | 0 | 445427.3425 | 501806 | 0 | 0 | 0 | 0 | 61870.256 | 0 | 0 | 0 | 0 | 1851081.4882 | 0 | 0 | 0 | 0 | 0 | 0 | 0 | 0 | 0 | 0 | -56378.6575
2016-05-25 01:00 | 0 | 0 | 0 | 0 | 0 | 205339.9377 | 493666 | 0 | 0 | 0 | 0 | 61870.256 | 0 | 0 | 0 | 0 | 1562755.4259 | 0 | 0 | 0 | 0 | 0 | 0 | 0 | 0 | 0 | 0 | -288326.0623
2016-05-25 02:00 | 0 | 0 | 0 | 0 | 151925.2513 | 14104.9936 | 469882 | 0 | 0 | 0 | 0 | 61870.256 | 0 | 0 | 0 | 0 | 1258903.6709 | 0 | 0 | 0 | 0 | 0 | 0 | 0 | 0 | 0 | 0 | -303851.755
2016-05-25 03:00 | 0 | 0 | 0 | 0 | 74107.9889 | 0 | 439830 | 0 | 0 | 0 | 0 | 0 | 0 | 0 | 0 | 0 | 955051.9159 | 0 | 0 | 0 | 0 | 0 | -61870.256 | 0 | 0 | 0 | 0 | -303851.755
2016-05-25 04:00 | 0 | 0 | 0 | 0 | 108252.245 | 0 | 412104 | 0 | 0 | 0 | 0 | 0 | 0 | 0 | 0 | 0 | 651200.1608 | 0 | 0 | 0 | 0 | 0 | 0 | 0 | 0 | 0 | 0 | -303851.755
2016-05-25 05:00 | 0 | 0 | 0 | 0 | 84258.245 | 0 | 388110 | 0 | 0 | 0 | 0 | 0 | 0 | 0 | 0 | 0 | 347348.4058 | 0 | 0 | 0 | 0 | 0 | 0 | 0 | 0 | 0 | 0 | -303851.755
2016-05-25 06:00 | 0 | 0 | 0 | 0 | 65497.245 | 0 | 369349 | 0 | 0 | 0 | 0 | 0 | 0 | 0 | 0 | 0 | 43496.6508 | 0 | 0 | 0 | 0 | 0 | 0 | 0 | 0 | 0 | 0 | -303851.755
2016-05-25 07:00 | 0 | 0 | 0 | 0 | 313833.3492 | 0 | 357330 | 0 | 0 | 0 | 0 | 0 | 0 | 0 | 0 | 0 | 0 | 0 | 0 | 0 | 0 | 0 | 0 | 0 | 0 | 0 | 0 | -43496.6508
2016-05-25 08:00 | 0 | 0 | 0 | 0 | 353196 | 0 | 353196 | 0 | 0 | 0 | 0 | 0 | 0 | 0 | 0 | 0 | 0 | 0 | 0 | 0 | 0 | 0 | 0 | 0 | 0 | 0 | 0 | 0
2016-05-25 09:00 | 0 | 0 | 0 | 0 | 360438 | 0 | 360438 | 0 | 0 | 0 | 0 | 0 | 0 | 0 | 0 | 0 | 0 | 0 | 0 | 0 | 0 | 0 | 0 | 0 | 0 | 0 | 0 | 0
2016-05-25 10:00 | 0 | 0 | 0 | 0 | 377881 | 0 | 377881 | 0 | 0 | 0 | 0 | 0 | 0 | 0 | 0 | 0 | 0 | 0 | 0 | 0 | 0 | 0 | 0 | 0 | 0 | 0 | 0 | 0
2016-05-25 11:00 | 0 | 0 | 0 | 0 | 400105.3295 | 0.67048 | 400106 | 0 | 0 | 0 | 0 | 0 | 0 | 0 | 0 | 0 | 0 | 0 | 0 | 0 | 0 | 0 | 0 | 0 | 0 | 0 | 0 | 0
2016-05-25 12:00 | 0 | 0 | 0 | 0 | 321532.3162 | 98811.6838 | 420344 | 0 | 0 | 0 | 0 | 0 | 0 | 0 | 0 | 0 | 0 | 0 | 0 | 0 | 0 | 0 | 0 | 0 | 0 | 0 | 0 | 0
2016-05-25 13:00 | 0 | 0 | 0 | 0 | 27462.3871 | 413340.6129 | 440803 | 0 | 0 | 0 | 0 | 0 | 0 | 0 | 0 | 0 | 0 | 0 | 0 | 0 | 0 | 0 | 0 | 0 | 0 | 0 | 0 | 0
2016-05-25 14:00 | 0 | 0 | 0 | 0 | 0 | 589153.8667 | 461933 | 0 | 0 | 0 | 0 | 61870.256 | 0 | 0 | 0 | 0 | 65350.6107 | 0 | 0 | 0 | 0 | 0 | 61870.256 | 0 | 0 | 0 | 0 | 65350.6107
2016-05-25 15:00 | 0 | 0 | 0 | 0 | 0 | 708620.8385 | 481414 | 0 | 0 | 0 | 0 | 0 | 0 | 0 | 0 | 0 | 354427.7052 | 0 | 0 | 0 | 0 | 0 | -61870.256 | 0 | 0 | 0 | 0 | 289077.0946
2016-05-25 16:00 | 0 | 0 | 0 | 0 | 0 | 743079.6906 | 497705 | 0 | 0 | 0 | 0 | 61870.256 | 0 | 0 | 0 | 0 | 537932.1397 | 0 | 0 | 0 | 0 | 0 | 61870.256 | 0 | 0 | 0 | 0 | 183504.4345
2016-05-25 17:00 | 0 | 0 | 0 | 0 | 0 | 749086.7474 | 513227 | 0 | 0 | 0 | 0 | 61870.256 | 0 | 0 | 0 | 0 | 773791.8871 | 0 | 0 | 0 | 0 | 0 | 0 | 0 | 0 | 0 | 0 | 235859.7474
2016-05-25 18:00 | 0 | 0 | 0 | 0 | 0 | 742630.2354 | 526761 | 0 | 0 | 0 | 0 | 61870.256 | 0 | 0 | 0 | 0 | 989661.1225 | 0 | 0 | 0 | 0 | 0 | 0 | 0 | 0 | 0 | 0 | 215869.2354
2016-05-25 19:00 | 0 | 0 | 0 | 0 | 0 | 733584.2394 | 537291 | 0 | 0 | 0 | 0 | 0 | 0 | 0 | 0 | 0 | 1247824.6179 | 0 | 0 | 0 | 0 | 0 | -61870.256 | 0 | 0 | 0 | 0 | 258163.4954
2016-05-25 20:00 | 0 | 0 | 0 | 0 | 0 | 725790.5851 | 544450 | 0 | 0 | 0 | 0 | 0 | 0 | 0 | 0 | 0 | 1429165.2031 | 0 | 0 | 0 | 0 | 0 | 0 | 0 | 0 | 0 | 0 | 181340.5851
2016-05-25 21:00 | 0 | 0 | 0 | 0 | 0 | 711378.1822 | 547431 | 0 | 0 | 0 | 0 | 61870.256 | 0 | 0 | 0 | 0 | 1531242.1292 | 0 | 0 | 0 | 0 | 0 | 61870.256 | 0 | 0 | 0 | 0 | 102076.9261
2016-05-25 22:00 | 0 | 0 | 0 | 0 | 0 | 672524.4272 | 542287 | 0 | 0 | 0 | 0 | 61870.256 | 0 | 0 | 0 | 0 | 1661479.5564 | 0 | 0 | 0 | 0 | 0 | 0 | 0 | 0 | 0 | 0 | 130237.4272
2016-05-25 23:00 | 0 | 0 | 0 | 0 | 0 | 590320.7729 | 531381 | 0 | 0 | 0 | 0 | 61870.256 | 0 | 0 | 0 | 0 | 1720419.3293 | 0 | 0 | 0 | 0 | 0 | 0 | 0 | 0 | 0 | 0 | 58939.7729
2016-05-26 | 0 | 0 | 0 | 0 | 0 | 463856.2748 | 521817 | 0 | 0 | 0 | 0 | 61870.256 | 0 | 0 | 0 | 0 | 1662458.6042 | 0 | 0 | 0 | 0 | 0 | 0 | 0 | 0 | 0 | 0 | -57960.7252
2016-05-26 01:00 | 0 | 0 | 0 | 0 | 0 | 215186.2683 | 512256 | 0 | 0 | 0 | 0 | 61870.256 | 0 | 0 | 0 | 0 | 1365388.8725 | 0 | 0 | 0 | 0 | 0 | 0 | 0 | 0 | 0 | 0 | -297069.7317
2016-05-26 02:00 | 0 | 0 | 0 | 0 | 166489.7884 | 18070.4565 | 488412 | 0 | 0 | 0 | 0 | 61870.256 | 0 | 0 | 0 | 0 | 1061537.1175 | 0 | 0 | 0 | 0 | 0 | 0 | 0 | 0 | 0 | 0 | -303851.755
2016-05-26 03:00 | 0 | 0 | 0 | 0 | 90221.9889 | 0 | 455944 | 0 | 0 | 0 | 0 | 0 | 0 | 0 | 0 | 0 | 757685.3624 | 0 | 0 | 0 | 0 | 0 | -61870.256 | 0 | 0 | 0 | 0 | -303851.755
2016-05-26 04:00 | 0 | 0 | 0 | 0 | 121783.245 | 0 | 425635 | 0 | 0 | 0 | 0 | 0 | 0 | 0 | 0 | 0 | 453833.6074 | 0 | 0 | 0 | 0 | 0 | 0 | 0 | 0 | 0 | 0 | -303851.755
2016-05-26 05:00 | 0 | 0 | 0 | 0 | 96705.245 | 0 | 400557 | 0 | 0 | 0 | 0 | 0 | 0 | 0 | 0 | 0 | 149981.8524 | 0 | 0 | 0 | 0 | 0 | 0 | 0 | 0 | 0 | 0 | -303851.755
2016-05-26 06:00 | 0 | 0 | 0 | 0 | 230985.1476 | 0 | 380967 | 0 | 0 | 0 | 0 | 0 | 0 | 0 | 0 | 0 | 0 | 0 | 0 | 0 | 0 | 0 | 0 | 0 | 0 | 0 | 0 | -149981.8524
2016-05-26 07:00 | 0 | 0 | 0 | 0 | 367149 | 0 | 367149 | 0 | 0 | 0 | 0 | 0 | 0 | 0 | 0 | 0 | 0 | 0 | 0 | 0 | 0 | 0 | 0 | 0 | 0 | 0 | 0 | 0
2016-05-26 08:00 | 0 | 0 | 0 | 0 | 361979 | 0 | 361979 | 0 | 0 | 0 | 0 | 0 | 0 | 0 | 0 | 0 | 0 | 0 | 0 | 0 | 0 | 0 | 0 | 0 | 0 | 0 | 0 | 0
2016-05-26 09:00 | 0 | 0 | 0 | 0 | 367885 | 0 | 367885 | 0 | 0 | 0 | 0 | 0 | 0 | 0 | 0 | 0 | 0 | 0 | 0 | 0 | 0 | 0 | 0 | 0 | 0 | 0 | 0 | 0
2016-05-26 10:00 | 0 | 0 | 0 | 0 | 387246 | 0 | 387246 | 0 | 0 | 0 | 0 | 0 | 0 | 0 | 0 | 0 | 0 | 0 | 0 | 0 | 0 | 0 | 0 | 0 | 0 | 0 | 0 | 0
2016-05-26 11:00 | 0 | 0 | 0 | 0 | 410825.1714 | 1.8286 | 410827 | 0 | 0 | 0 | 0 | 0 | 0 | 0 | 0 | 0 | 0 | 0 | 0 | 0 | 0 | 0 | 0 | 0 | 0 | 0 | 0 | 0
2016-05-26 12:00 | 0 | 0 | 0 | 0 | 317417.2512 | 115270.7488 | 432688 | 0 | 0 | 0 | 0 | 0 | 0 | 0 | 0 | 0 | 0 | 0 | 0 | 0 | 0 | 0 | 0 | 0 | 0 | 0 | 0 | 0
2016-05-26 13:00 | 0 | 0 | 0 | 0 | 14343.4898 | 439370.5102 | 453714 | 0 | 0 | 0 | 0 | 0 | 0 | 0 | 0 | 0 | 0 | 0 | 0 | 0 | 0 | 0 | 0 | 0 | 0 | 0 | 0 | 0
2016-05-26 14:00 | 0 | 0 | 0 | 0 | 0 | 618147.1383 | 476278 | 0 | 0 | 0 | 0 | 0 | 0 | 0 | 0 | 0 | 141869.1383 | 0 | 0 | 0 | 0 | 0 | 0 | 0 | 0 | 0 | 0 | 141869.1383
2016-05-26 15:00 | 0 | 0 | 0 | 0 | 0 | 726717.3873 | 497102 | 0 | 0 | 0 | 0 | 0 | 0 | 0 | 0 | 0 | 371484.5256 | 0 | 0 | 0 | 0 | 0 | 0 | 0 | 0 | 0 | 0 | 229615.3873
2016-05-26 16:00 | 0 | 0 | 0 | 0 | 0 | 761500.1823 | 514615 | 0 | 0 | 0 | 0 | 0 | 0 | 0 | 0 | 0 | 618369.7079 | 0 | 0 | 0 | 0 | 0 | 0 | 0 | 0 | 0 | 0 | 246885.1823
2016-05-26 17:00 | 0 | 0 | 0 | 0 | 0 | 759523.4192 | 530002 | 0 | 0 | 0 | 0 | 0 | 0 | 0 | 0 | 0 | 847891.1271 | 0 | 0 | 0 | 0 | 0 | 0 | 0 | 0 | 0 | 0 | 229521.4192
2016-05-26 18:00 | 0 | 0 | 0 | 0 | 0 | 746077.7269 | 540760 | 0 | 0 | 0 | 0 | 0 | 0 | 0 | 0 | 0 | 1053208.854 | 0 | 0 | 0 | 0 | 0 | 0 | 0 | 0 | 0 | 0 | 205317.7269
2016-05-26 19:00 | 0 | 0 | 0 | 0 | 0 | 729518.0601 | 550035 | 0 | 0 | 0 | 0 | 61870.256 | 0 | 0 | 0 | 0 | 1170821.658 | 0 | 0 | 0 | 0 | 0 | 61870.256 | 0 | 0 | 0 | 0 | 117612.804
2016-05-26 20:00 | 0 | 0 | 0 | 0 | 0 | 716154.1124 | 554684 | 0 | 0 | 0 | 0 | 0 | 0 | 0 | 0 | 0 | 1394162.0265 | 0 | 0 | 0 | 0 | 0 | -61870.256 | 0 | 0 | 0 | 0 | 223340.3685
2016-05-26 21:00 | 0 | 0 | 0 | 0 | 0 | 696749.1902 | 553672 | 0 | 0 | 0 | 0 | 61870.256 | 0 | 0 | 0 | 0 | 1475368.9606 | 0 | 0 | 0 | 0 | 0 | 61870.256 | 0 | 0 | 0 | 0 | 81206.9341
2016-05-26 22:00 | 0 | 0 | 0 | 0 | 0 | 656334.4241 | 546361 | 0 | 0 | 0 | 0 | 61870.256 | 0 | 0 | 0 | 0 | 1585342.3848 | 0 | 0 | 0 | 0 | 0 | 0 | 0 | 0 | 0 | 0 | 109973.4241
2016-05-26 23:00 | 0 | 0 | 0 | 0 | 0 | 580475.8287 | 533794 | 0 | 0 | 0 | 0 | 0 | 0 | 0 | 0 | 0 | 1693894.4695 | 0 | 0 | 0 | 0 | 0 | -61870.256 | 0 | 0 | 0 | 0 | 108552.0848
2016-05-27 | 0 | 0 | 0 | 0 | 0 | 463320.7537 | 523360 | 0 | 0 | 0 | 0 | 61870.256 | 0 | 0 | 0 | 0 | 1571984.9672 | 0 | 0 | 0 | 0 | 0 | 61870.256 | 0 | 0 | 0 | 0 | -121909.5024
2016-05-27 01:00 | 0 | 0 | 0 | 0 | 0 | 239603.5177 | 514618 | 0 | 0 | 0 | 0 | 61870.256 | 0 | 0 | 0 | 0 | 1296970.4849 | 0 | 0 | 0 | 0 | 0 | 0 | 0 | 0 | 0 | 0 | -275014.4823
2016-05-27 02:00 | 0 | 0 | 0 | 0 | 158256.5813 | 27701.6637 | 489810 | 0 | 0 | 0 | 0 | 61870.256 | 0 | 0 | 0 | 0 | 993118.7299 | 0 | 0 | 0 | 0 | 0 | 0 | 0 | 0 | 0 | 0 | -303851.755
2016-05-27 03:00 | 0 | 0 | 0 | 0 | 93754.9889 | 0 | 459477 | 0 | 0 | 0 | 0 | 0 | 0 | 0 | 0 | 0 | 689266.9748 | 0 | 0 | 0 | 0 | 0 | -61870.256 | 0 | 0 | 0 | 0 | -303851.755
2016-05-27 04:00 | 0 | 0 | 0 | 0 | 124923.245 | 0 | 428775 | 0 | 0 | 0 | 0 | 0 | 0 | 0 | 0 | 0 | 385415.2198 | 0 | 0 | 0 | 0 | 0 | 0 | 0 | 0 | 0 | 0 | -303851.755
2016-05-27 05:00 | 0 | 0 | 0 | 0 | 98597.245 | 0 | 402449 | 0 | 0 | 0 | 0 | 0 | 0 | 0 | 0 | 0 | 81563.4648 | 0 | 0 | 0 | 0 | 0 | 0 | 0 | 0 | 0 | 0 | -303851.755
2016-05-27 06:00 | 0 | 0 | 0 | 0 | 300428.5352 | 0 | 381992 | 0 | 0 | 0 | 0 | 0 | 0 | 0 | 0 | 0 | 0 | 0 | 0 | 0 | 0 | 0 | 0 | 0 | 0 | 0 | 0 | -81563.4648
2016-05-27 07:00 | 0 | 0 | 0 | 0 | 368753 | 0 | 368753 | 0 | 0 | 0 | 0 | 0 | 0 | 0 | 0 | 0 | 0 | 0 | 0 | 0 | 0 | 0 | 0 | 0 | 0 | 0 | 0 | 0
2016-05-27 08:00 | 0 | 0 | 0 | 0 | 363980 | 0 | 363980 | 0 | 0 | 0 | 0 | 0 | 0 | 0 | 0 | 0 | 0 | 0 | 0 | 0 | 0 | 0 | 0 | 0 | 0 | 0 | 0 | 0
2016-05-27 09:00 | 0 | 0 | 0 | 0 | 368934 | 0 | 368934 | 0 | 0 | 0 | 0 | 0 | 0 | 0 | 0 | 0 | 0 | 0 | 0 | 0 | 0 | 0 | 0 | 0 | 0 | 0 | 0 | 0
2016-05-27 10:00 | 0 | 0 | 0 | 0 | 384185 | 0 | 384185 | 0 | 0 | 0 | 0 | 0 | 0 | 0 | 0 | 0 | 0 | 0 | 0 | 0 | 0 | 0 | 0 | 0 | 0 | 0 | 0 | 0
2016-05-27 11:00 | 0 | 0 | 0 | 0 | 435828.9873 | 2.5382 | 405105 | 0 | 0 | 0 | 0 | 0 | 0 | 0 | 0 | 0 | 30726.5254 | 0 | 0 | 0 | 0 | 0 | 0 | 0 | 0 | 0 | 0 | 30726.5254
2016-05-27 12:00 | 0 | 0 | 0 | 0 | 296327.8126 | 102055.6619 | 429110 | 0 | 0 | 0 | 0 | 0 | 0 | 0 | 0 | 0 | 0 | 0 | 0 | 0 | 0 | 0 | 0 | 0 | 0 | 0 | 0 | -30726.5254
2016-05-27 13:00 | 0 | 0 | 0 | 0 | 26007.4283 | 426252.5717 | 452260 | 0 | 0 | 0 | 0 | 0 | 0 | 0 | 0 | 0 | 0 | 0 | 0 | 0 | 0 | 0 | 0 | 0 | 0 | 0 | 0 | 0
2016-05-27 14:00 | 0 | 0 | 0 | 0 | 0 | 625008.823 | 475781 | 0 | 0 | 0 | 0 | 0 | 0 | 0 | 0 | 0 | 149227.823 | 0 | 0 | 0 | 0 | 0 | 0 | 0 | 0 | 0 | 0 | 149227.823
2016-05-27 15:00 | 0 | 0 | 0 | 0 | 0 | 721279.1136 | 496673 | 0 | 0 | 0 | 0 | 61870.256 | 0 | 0 | 0 | 0 | 311963.6806 | 0 | 0 | 0 | 0 | 0 | 61870.256 | 0 | 0 | 0 | 0 | 162735.8575
2016-05-27 16:00 | 0 | 0 | 0 | 0 | 0 | 753754.163 | 513944 | 0 | 0 | 0 | 0 | 61870.256 | 0 | 0 | 0 | 0 | 551773.8435 | 0 | 0 | 0 | 0 | 0 | 0 | 0 | 0 | 0 | 0 | 239810.163
2016-05-27 17:00 | 0 | 0 | 0 | 0 | 0 | 757039.8272 | 527326 | 0 | 0 | 0 | 0 | 0 | 0 | 0 | 0 | 0 | 843357.9268 | 0 | 0 | 0 | 0 | 0 | -61870.256 | 0 | 0 | 0 | 0 | 291584.0833
2016-05-27 18:00 | 0 | 0 | 0 | 0 | 0 | 749640.9519 | 537440 | 0 | 0 | 0 | 0 | 0 | 0 | 0 | 0 | 0 | 1055558.8787 | 0 | 0 | 0 | 0 | 0 | 0 | 0 | 0 | 0 | 0 | 212200.9519
2016-05-27 19:00 | 0 | 0 | 0 | 0 | 0 | 740425.3968 | 543658 | 0 | 0 | 0 | 0 | 0 | 0 | 0 | 0 | 0 | 1252326.2755 | 0 | 0 | 0 | 0 | 0 | 0 | 0 | 0 | 0 | 0 | 196767.3968
2016-05-27 20:00 | 0 | 0 | 0 | 0 | 0 | 732764.0133 | 546585 | 0 | 0 | 0 | 0 | 61870.256 | 0 | 0 | 0 | 0 | 1376635.0327 | 0 | 0 | 0 | 0 | 0 | 61870.256 | 0 | 0 | 0 | 0 | 124308.7572
2016-05-27 21:00 | 0 | 0 | 0 | 0 | 0 | 716567.3291 | 544994 | 0 | 0 | 0 | 0 | 61870.256 | 0 | 0 | 0 | 0 | 1548208.3618 | 0 | 0 | 0 | 0 | 0 | 0 | 0 | 0 | 0 | 0 | 171573.3291
2016-05-27 22:00 | 0 | 0 | 0 | 0 | 0 | 684236.075 | 535312 | 0 | 0 | 0 | 0 | 61870.256 | 0 | 0 | 0 | 0 | 1697132.4368 | 0 | 0 | 0 | 0 | 0 | 0 | 0 | 0 | 0 | 0 | 148924.075
2016-05-27 23:00 | 0 | 0 | 0 | 0 | 0 | 612591.3234 | 520452 | 0 | 0 | 0 | 0 | 0 | 0 | 0 | 0 | 0 | 1851142.0163 | 0 | 0 | 0 | 0 | 0 | -61870.256 | 0 | 0 | 0 | 0 | 154009.5794
2016-05-28 | 0 | 0 | 0 | 0 | 0 | 494505.1795 | 507956 | 0 | 0 | 0 | 0 | 0 | 0 | 0 | 0 | 0 | 1837691.1958 | 0 | 0 | 0 | 0 | 0 | 0 | 0 | 0 | 0 | 0 | -13450.8205
2016-05-28 01:00 | 0 | 0 | 0 | 0 | 0 | 257158.9059 | 498303 | 0 | 0 | 0 | 0 | 61870.256 | 0 | 0 | 0 | 0 | 1534676.8456 | 0 | 0 | 0 | 0 | 0 | 61870.256 | 0 | 0 | 0 | 0 | -303014.3502
2016-05-28 02:00 | 0 | 0 | 0 | 0 | 134117.4592 | 39086.7858 | 477056 | 0 | 0 | 0 | 0 | 61870.256 | 0 | 0 | 0 | 0 | 1230825.0906 | 0 | 0 | 0 | 0 | 0 | 0 | 0 | 0 | 0 | 0 | -303851.755
2016-05-28 03:00 | 0 | 0 | 0 | 0 | 82083.9889 | 0 | 447806 | 0 | 0 | 0 | 0 | 0 | 0 | 0 | 0 | 0 | 926973.3355 | 0 | 0 | 0 | 0 | 0 | -61870.256 | 0 | 0 | 0 | 0 | -303851.755
2016-05-28 04:00 | 0 | 0 | 0 | 0 | 114214.245 | 0 | 418066 | 0 | 0 | 0 | 0 | 0 | 0 | 0 | 0 | 0 | 623121.5805 | 0 | 0 | 0 | 0 | 0 | 0 | 0 | 0 | 0 | 0 | -303851.755
2016-05-28 05:00 | 0 | 0 | 0 | 0 | 90329.245 | 0 | 394181 | 0 | 0 | 0 | 0 | 0 | 0 | 0 | 0 | 0 | 319269.8255 | 0 | 0 | 0 | 0 | 0 | 0 | 0 | 0 | 0 | 0 | -303851.755
2016-05-28 06:00 | 0 | 0 | 0 | 0 | 71583.245 | 0 | 375435 | 0 | 0 | 0 | 0 | 0 | 0 | 0 | 0 | 0 | 15418.0704 | 0 | 0 | 0 | 0 | 0 | 0 | 0 | 0 | 0 | 0 | -303851.755
2016-05-28 07:00 | 0 | 0 | 0 | 0 | 345441.9296 | 0 | 360860 | 0 | 0 | 0 | 0 | 0 | 0 | 0 | 0 | 0 | 0 | 0 | 0 | 0 | 0 | 0 | 0 | 0 | 0 | 0 | 0 | -15418.0704
2016-05-28 08:00 | 0 | 0 | 0 | 0 | 352135 | 0 | 352135 | 0 | 0 | 0 | 0 | 0 | 0 | 0 | 0 | 0 | 0 | 0 | 0 | 0 | 0 | 0 | 0 | 0 | 0 | 0 | 0 | 0
2016-05-28 09:00 | 0 | 0 | 0 | 0 | 348132 | 0 | 348132 | 0 | 0 | 0 | 0 | 0 | 0 | 0 | 0 | 0 | 0 | 0 | 0 | 0 | 0 | 0 | 0 | 0 | 0 | 0 | 0 | 0
2016-05-28 10:00 | 0 | 0 | 0 | 0 | 349321 | 0 | 349321 | 0 | 0 | 0 | 0 | 0 | 0 | 0 | 0 | 0 | 0 | 0 | 0 | 0 | 0 | 0 | 0 | 0 | 0 | 0 | 0 | 0
2016-05-28 11:00 | 0 | 0 | 0 | 0 | 360074.6385 | 4.0211 | 357711 | 0 | 0 | 0 | 0 | 0 | 0 | 0 | 0 | 0 | 2367.6595 | 0 | 0 | 0 | 0 | 0 | 0 | 0 | 0 | 0 | 0 | 2367.6595
2016-05-28 12:00 | 0 | 0 | 0 | 0 | 242530.6895 | 132905.651 | 377804 | 0 | 0 | 0 | 0 | 0 | 0 | 0 | 0 | 0 | 0 | 0 | 0 | 0 | 0 | 0 | 0 | 0 | 0 | 0 | 0 | -2367.6595
2016-05-28 13:00 | 0 | 0 | 0 | 0 | 0 | 491201.1421 | 404774 | 0 | 0 | 0 | 0 | 61870.256 | 0 | 0 | 0 | 0 | 24556.8861 | 0 | 0 | 0 | 0 | 0 | 61870.256 | 0 | 0 | 0 | 0 | 24556.8861
2016-05-28 14:00 | 0 | 0 | 0 | 0 | 0 | 646417.1047 | 431917 | 0 | 0 | 0 | 0 | 0 | 0 | 0 | 0 | 0 | 300927.2468 | 0 | 0 | 0 | 0 | 0 | -61870.256 | 0 | 0 | 0 | 0 | 276370.3607
2016-05-28 15:00 | 0 | 0 | 0 | 0 | 0 | 741346.9634 | 456896 | 0 | 0 | 0 | 0 | 61340.6107 | 0 | 0 | 0 | 0 | 524037.5995 | 0 | 0 | 0 | 0 | 0 | 61340.6107 | 0 | 0 | 0 | 0 | 223110.3527
2016-05-28 16:00 | 0 | 0 | 0 | 0 | 0 | 781806.4004 | 477425 | 0 | 0 | 0 | 0 | 61870.256 | 0 | 0 | 0 | 0 | 827889.3546 | 0 | 0 | 0 | 0 | 0 | 529.6454 | 0 | 0 | 0 | 0 | 303851.755
2016-05-28 17:00 | 0 | 0 | 0 | 0 | 0 | 782619.8808 | 492482 | 0 | 0 | 0 | 0 | 61870.256 | 0 | 0 | 0 | 0 | 1118027.2354 | 0 | 0 | 0 | 0 | 0 | 0 | 0 | 0 | 0 | 0 | 290137.8808
2016-05-28 18:00 | 0 | 0 | 0 | 0 | 0 | 773368.6484 | 504366 | 0 | 0 | 0 | 0 | 61870.256 | 0 | 0 | 0 | 0 | 1387029.8838 | 0 | 0 | 0 | 0 | 0 | 0 | 0 | 0 | 0 | 0 | 269002.6484
2016-05-28 19:00 | 0 | 0 | 0 | 0 | 0 | 759813.6527 | 514319 | 0 | 0 | 0 | 0 | 3513.1537 | 0 | 0 | 0 | 0 | 1690881.6388 | 0 | 0 | 0 | 0 | 0 | -58357.1024 | 0 | 0 | 0 | 0 | 303851.755
2016-05-28 20:00 | 0 | 0 | 0 | 0 | 0 | 748646.2076 | 522878 | 0 | 0 | 0 | 0 | 61870.256 | 0 | 0 | 0 | 0 | 1858292.7441 | 0 | 0 | 0 | 0 | 0 | 58357.1024 | 0 | 0 | 0 | 0 | 167411.1052
2016-05-28 21:00 | 0 | 0 | 0 | 0 | 0 | 728844.4713 | 526804 | 0 | 0 | 0 | 0 | 0 | 0 | 0 | 0 | 0 | 2122203.4714 | 0 | 0 | 0 | 0 | 0 | -61870.256 | 0 | 0 | 0 | 0 | 263910.7273
2016-05-28 22:00 | 0 | 0 | 0 | 0 | 0 | 687863.5977 | 524119 | 0 | 0 | 0 | 0 | 61870.256 | 0 | 0 | 0 | 0 | 2224077.8131 | 0 | 0 | 0 | 0 | 0 | 61870.256 | 0 | 0 | 0 | 0 | 101874.3417
2016-05-28 23:00 | 0 | 0 | 0 | 0 | 0 | 606552.2628 | 513281 | 0 | 0 | 0 | 0 | 0 | 0 | 0 | 0 | 0 | 2379219.332 | 0 | 0 | 0 | 0 | 0 | -61870.256 | 0 | 0 | 0 | 0 | 155141.5189
2016-05-29 | 0 | 0 | 0 | 0 | 0 | 470480.7212 | 501272 | 0 | 0 | 0 | 0 | 61870.256 | 0 | 0 | 0 | 0 | 2286557.7972 | 0 | 0 | 0 | 0 | 0 | 61870.256 | 0 | 0 | 0 | 0 | -92661.5348
2016-05-29 01:00 | 0 | 0 | 0 | 0 | 0 | 228773.579 | 491484 | 0 | 0 | 0 | 0 | 61870.256 | 0 | 0 | 0 | 0 | 2023847.3761 | 0 | 0 | 0 | 0 | 0 | 0 | 0 | 0 | 0 | 0 | -262710.421
2016-05-29 02:00 | 0 | 0 | 0 | 0 | 144109.5626 | 24529.6823 | 472491 | 0 | 0 | 0 | 0 | 61870.256 | 0 | 0 | 0 | 0 | 1719995.6211 | 0 | 0 | 0 | 0 | 0 | 0 | 0 | 0 | 0 | 0 | -303851.755
2016-05-29 03:00 | 0 | 0 | 0 | 0 | 78869.9889 | 0 | 444592 | 0 | 0 | 0 | 0 | 0 | 0 | 0 | 0 | 0 | 1416143.8661 | 0 | 0 | 0 | 0 | 0 | -61870.256 | 0 | 0 | 0 | 0 | -303851.755
2016-05-29 04:00 | 0 | 0 | 0 | 0 | 114353.245 | 0 | 418205 | 0 | 0 | 0 | 0 | 0 | 0 | 0 | 0 | 0 | 1112292.1111 | 0 | 0 | 0 | 0 | 0 | 0 | 0 | 0 | 0 | 0 | -303851.755
2016-05-29 05:00 | 0 | 0 | 0 | 0 | 90222.245 | 0 | 394074 | 0 | 0 | 0 | 0 | 0 | 0 | 0 | 0 | 0 | 808440.356 | 0 | 0 | 0 | 0 | 0 | 0 | 0 | 0 | 0 | 0 | -303851.755
2016-05-29 06:00 | 0 | 0 | 0 | 0 | 70103.245 | 0 | 373955 | 0 | 0 | 0 | 0 | 0 | 0 | 0 | 0 | 0 | 504588.601 | 0 | 0 | 0 | 0 | 0 | 0 | 0 | 0 | 0 | 0 | -303851.755
2016-05-29 07:00 | 0 | 0 | 0 | 0 | 55155.245 | 0 | 359007 | 0 | 0 | 0 | 0 | 0 | 0 | 0 | 0 | 0 | 200736.846 | 0 | 0 | 0 | 0 | 0 | 0 | 0 | 0 | 0 | 0 | -303851.755
2016-05-29 08:00 | 0 | 0 | 0 | 0 | 148632.154 | 0 | 349369 | 0 | 0 | 0 | 0 | 0 | 0 | 0 | 0 | 0 | 0 | 0 | 0 | 0 | 0 | 0 | 0 | 0 | 0 | 0 | 0 | -200736.846
2016-05-29 09:00 | 0 | 0 | 0 | 0 | 344568 | 0 | 344568 | 0 | 0 | 0 | 0 | 0 | 0 | 0 | 0 | 0 | 0 | 0 | 0 | 0 | 0 | 0 | 0 | 0 | 0 | 0 | 0 | 0
2016-05-29 10:00 | 0 | 0 | 0 | 0 | 342370 | 0 | 342370 | 0 | 0 | 0 | 0 | 0 | 0 | 0 | 0 | 0 | 0 | 0 | 0 | 0 | 0 | 0 | 0 | 0 | 0 | 0 | 0 | 0
2016-05-29 11:00 | 0 | 0 | 0 | 0 | 347607.3077 | 0.69231 | 347608 | 0 | 0 | 0 | 0 | 0 | 0 | 0 | 0 | 0 | 0 | 0 | 0 | 0 | 0 | 0 | 0 | 0 | 0 | 0 | 0 | 0
2016-05-29 12:00 | 0 | 0 | 0 | 0 | 262796.6883 | 101660.3117 | 364457 | 0 | 0 | 0 | 0 | 0 | 0 | 0 | 0 | 0 | 0 | 0 | 0 | 0 | 0 | 0 | 0 | 0 | 0 | 0 | 0 | 0
2016-05-29 13:00 | 0 | 0 | 0 | 0 | 1570.7639 | 389072.2361 | 390643 | 0 | 0 | 0 | 0 | 0 | 0 | 0 | 0 | 0 | 0 | 0 | 0 | 0 | 0 | 0 | 0 | 0 | 0 | 0 | 0 | 0
2016-05-29 14:00 | 0 | 0 | 0 | 0 | 0 | 567834.6868 | 417784 | 0 | 0 | 0 | 0 | 0 | 0 | 0 | 0 | 0 | 150050.6868 | 0 | 0 | 0 | 0 | 0 | 0 | 0 | 0 | 0 | 0 | 150050.6868
2016-05-29 15:00 | 0 | 0 | 0 | 0 | 0 | 663897.2801 | 442750 | 0 | 0 | 0 | 0 | 58327.1536 | 0 | 0 | 0 | 0 | 312870.8133 | 0 | 0 | 0 | 0 | 0 | 58327.1536 | 0 | 0 | 0 | 0 | 162820.1265
2016-05-29 16:00 | 0 | 0 | 0 | 0 | 0 | 709529.6014 | 464005 | 0 | 0 | 0 | 0 | 0 | 0 | 0 | 0 | 0 | 616722.5683 | 0 | 0 | 0 | 0 | 0 | -58327.1536 | 0 | 0 | 0 | 0 | 303851.755
2016-05-29 17:00 | 0 | 0 | 0 | 0 | 0 | 718987.807 | 480240 | 0 | 0 | 0 | 0 | 0 | 0 | 0 | 0 | 0 | 855470.3753 | 0 | 0 | 0 | 0 | 0 | 0 | 0 | 0 | 0 | 0 | 238747.807
2016-05-29 18:00 | 0 | 0 | 0 | 0 | 0 | 716457.3015 | 492006 | 0 | 0 | 0 | 0 | 61870.256 | 0 | 0 | 0 | 0 | 1018051.4207 | 0 | 0 | 0 | 0 | 0 | 61870.256 | 0 | 0 | 0 | 0 | 162581.0455
2016-05-29 19:00 | 0 | 0 | 0 | 0 | 0 | 707025.7614 | 500465 | 0 | 0 | 0 | 0 | 61870.256 | 0 | 0 | 0 | 0 | 1224612.1821 | 0 | 0 | 0 | 0 | 0 | 0 | 0 | 0 | 0 | 0 | 206560.7614
2016-05-29 20:00 | 0 | 0 | 0 | 0 | 0 | 700340.9619 | 506111 | 0 | 0 | 0 | 0 | 61870.256 | 0 | 0 | 0 | 0 | 1418842.144 | 0 | 0 | 0 | 0 | 0 | 0 | 0 | 0 | 0 | 0 | 194229.9619
2016-05-29 21:00 | 0 | 0 | 0 | 0 | 0 | 682583.7761 | 508248 | 0 | 0 | 0 | 0 | 0 | 0 | 0 | 0 | 0 | 1655048.1762 | 0 | 0 | 0 | 0 | 0 | -61870.256 | 0 | 0 | 0 | 0 | 236206.0322
2016-05-29 22:00 | 0 | 0 | 0 | 0 | 0 | 649257.6923 | 504790 | 0 | 0 | 0 | 0 | 0 | 0 | 0 | 0 | 0 | 1799515.8685 | 0 | 0 | 0 | 0 | 0 | 0 | 0 | 0 | 0 | 0 | 144467.6923
2016-05-29 23:00 | 0 | 0 | 0 | 0 | 0 | 569402.1179 | 494498 | 0 | 0 | 0 | 0 | 61870.256 | 0 | 0 | 0 | 0 | 1812549.7303 | 0 | 0 | 0 | 0 | 0 | 61870.256 | 0 | 0 | 0 | 0 | 13033.8618
2016-05-30 | 0 | 0 | 0 | 0 | 0 | 447092.9482 | 483132 | 0 | 0 | 0 | 0 | 61870.256 | 0 | 0 | 0 | 0 | 1776510.6785 | 0 | 0 | 0 | 0 | 0 | 0 | 0 | 0 | 0 | 0 | -36039.0518
2016-05-30 01:00 | 0 | 0 | 0 | 0 | 0 | 241310.1126 | 472908 | 0 | 0 | 0 | 0 | 61870.256 | 0 | 0 | 0 | 0 | 1544912.7911 | 0 | 0 | 0 | 0 | 0 | 0 | 0 | 0 | 0 | 0 | -231597.8874
2016-05-30 02:00 | 0 | 0 | 0 | 0 | 119763.648 | 32573.597 | 456189 | 0 | 0 | 0 | 0 | 61870.256 | 0 | 0 | 0 | 0 | 1241061.0361 | 0 | 0 | 0 | 0 | 0 | 0 | 0 | 0 | 0 | 0 | -303851.755
2016-05-30 03:00 | 0 | 0 | 0 | 0 | 65305.9889 | 0 | 431028 | 0 | 0 | 0 | 0 | 0 | 0 | 0 | 0 | 0 | 937209.281 | 0 | 0 | 0 | 0 | 0 | -61870.256 | 0 | 0 | 0 | 0 | -303851.755
2016-05-30 04:00 | 0 | 0 | 0 | 0 | 100646.245 | 0 | 404498 | 0 | 0 | 0 | 0 | 0 | 0 | 0 | 0 | 0 | 633357.526 | 0 | 0 | 0 | 0 | 0 | 0 | 0 | 0 | 0 | 0 | -303851.755
2016-05-30 05:00 | 0 | 0 | 0 | 0 | 76570.245 | 0 | 380422 | 0 | 0 | 0 | 0 | 0 | 0 | 0 | 0 | 0 | 329505.771 | 0 | 0 | 0 | 0 | 0 | 0 | 0 | 0 | 0 | 0 | -303851.755
2016-05-30 06:00 | 0 | 0 | 0 | 0 | 59147.245 | 0 | 362999 | 0 | 0 | 0 | 0 | 0 | 0 | 0 | 0 | 0 | 25654.0159 | 0 | 0 | 0 | 0 | 0 | 0 | 0 | 0 | 0 | 0 | -303851.755
2016-05-30 07:00 | 0 | 0 | 0 | 0 | 324007.9841 | 0 | 349662 | 0 | 0 | 0 | 0 | 0 | 0 | 0 | 0 | 0 | 0 | 0 | 0 | 0 | 0 | 0 | 0 | 0 | 0 | 0 | 0 | -25654.0159
2016-05-30 08:00 | 0 | 0 | 0 | 0 | 342344 | 0 | 342344 | 0 | 0 | 0 | 0 | 0 | 0 | 0 | 0 | 0 | 0 | 0 | 0 | 0 | 0 | 0 | 0 | 0 | 0 | 0 | 0 | 0
2016-05-30 09:00 | 0 | 0 | 0 | 0 | 340098 | 0 | 340098 | 0 | 0 | 0 | 0 | 0 | 0 | 0 | 0 | 0 | 0 | 0 | 0 | 0 | 0 | 0 | 0 | 0 | 0 | 0 | 0 | 0
2016-05-30 10:00 | 0 | 0 | 0 | 0 | 402433.256 | 0 | 340563 | 0 | 0 | 0 | 0 | 61870.256 | 0 | 0 | 0 | 0 | 0 | 0 | 0 | 0 | 0 | 0 | 61870.256 | 0 | 0 | 0 | 0 | 0
2016-05-30 11:00 | 0 | 0 | 0 | 0 | 339579.3315 | 0.29294 | 346582 | 0 | 0 | 0 | 0 | 54867.8804 | 0 | 0 | 0 | 0 | 0 | 0 | 0 | 0 | 0 | 0 | -7002.3756 | 0 | 0 | 0 | 0 | 0
2016-05-30 12:00 | 0 | 0 | 0 | 0 | 218804.4711 | 89227.6485 | 362900 | 0 | 0 | 0 | 0 | 0 | 0 | 0 | 0 | 0 | 0 | 0 | 0 | 0 | 0 | 0 | -54867.8804 | 0 | 0 | 0 | 0 | 0
2016-05-30 13:00 | 0 | 0 | 0 | 0 | 0 | 403114.0911 | 390192 | 0 | 0 | 0 | 0 | 0 | 0 | 0 | 0 | 0 | 12922.0911 | 0 | 0 | 0 | 0 | 0 | 0 | 0 | 0 | 0 | 0 | 12922.0911
2016-05-30 14:00 | 0 | 0 | 0 | 0 | 0 | 605864.7059 | 420252 | 0 | 0 | 0 | 0 | 0 | 0 | 0 | 0 | 0 | 198534.797 | 0 | 0 | 0 | 0 | 0 | 0 | 0 | 0 | 0 | 0 | 185612.7059
2016-05-30 15:00 | 0 | 0 | 0 | 0 | 0 | 709546.1014 | 448922 | 0 | 0 | 0 | 0 | 61870.256 | 0 | 0 | 0 | 0 | 397288.6423 | 0 | 0 | 0 | 0 | 0 | 61870.256 | 0 | 0 | 0 | 0 | 198753.8454
2016-05-30 16:00 | 0 | 0 | 0 | 0 | 0 | 754663.5172 | 472712 | 0 | 0 | 0 | 0 | 61870.256 | 0 | 0 | 0 | 0 | 679240.1595 | 0 | 0 | 0 | 0 | 0 | 0 | 0 | 0 | 0 | 0 | 281951.5172
2016-05-30 17:00 | 0 | 0 | 0 | 0 | 0 | 764756.4674 | 490171 | 0 | 0 | 0 | 0 | 61870.256 | 0 | 0 | 0 | 0 | 953825.627 | 0 | 0 | 0 | 0 | 0 | 0 | 0 | 0 | 0 | 0 | 274585.4674
2016-05-30 18:00 | 0 | 0 | 0 | 0 | 0 | 760414.4595 | 503610 | 0 | 0 | 0 | 0 | 14822.9605 | 0 | 0 | 0 | 0 | 1257677.382 | 0 | 0 | 0 | 0 | 0 | -47047.2955 | 0 | 0 | 0 | 0 | 303851.755
2016-05-30 19:00 | 0 | 0 | 0 | 0 | 0 | 753649.5183 | 513592 | 0 | 0 | 0 | 0 | 61870.256 | 0 | 0 | 0 | 0 | 1450687.6048 | 0 | 0 | 0 | 0 | 0 | 47047.2955 | 0 | 0 | 0 | 0 | 193010.2228
2016-05-30 20:00 | 0 | 0 | 0 | 0 | 0 | 751873.0808 | 521499 | 0 | 0 | 0 | 0 | 0 | 0 | 0 | 0 | 0 | 1742931.9417 | 0 | 0 | 0 | 0 | 0 | -61870.256 | 0 | 0 | 0 | 0 | 292244.3369
2016-05-30 21:00 | 0 | 0 | 0 | 0 | 0 | 743917.2127 | 526698 | 0 | 0 | 0 | 0 | 61870.256 | 0 | 0 | 0 | 0 | 1898280.8983 | 0 | 0 | 0 | 0 | 0 | 61870.256 | 0 | 0 | 0 | 0 | 155348.9566
2016-05-30 22:00 | 0 | 0 | 0 | 0 | 0 | 715931.5018 | 526040 | 0 | 0 | 0 | 0 | 0 | 0 | 0 | 0 | 0 | 2150042.6561 | 0 | 0 | 0 | 0 | 0 | -61870.256 | 0 | 0 | 0 | 0 | 251761.7578
2016-05-30 23:00 | 0 | 0 | 0 | 0 | 0 | 638629.5502 | 519884 | 0 | 0 | 0 | 0 | 0 | 0 | 0 | 0 | 0 | 2268788.2064 | 0 | 0 | 0 | 0 | 0 | 0 | 0 | 0 | 0 | 0 | 118745.5502
2016-05-31 | 0 | 0 | 0 | 0 | 0 | 503709.2046 | 510821 | 0 | 0 | 0 | 0 | 0 | 0 | 0 | 0 | 0 | 2261676.4109 | 0 | 0 | 0 | 0 | 0 | 0 | 0 | 0 | 0 | 0 | -7111.7954
2016-05-31 01:00 | 0 | 0 | 0 | 0 | 0 | 273715.8635 | 501289 | 0 | 0 | 0 | 0 | 61870.256 | 0 | 0 | 0 | 0 | 1972233.0184 | 0 | 0 | 0 | 0 | 0 | 61870.256 | 0 | 0 | 0 | 0 | -289443.3926
2016-05-31 02:00 | 0 | 0 | 0 | 0 | 135676.0924 | 38947.1526 | 478475 | 0 | 0 | 0 | 0 | 61870.256 | 0 | 0 | 0 | 0 | 1668381.2633 | 0 | 0 | 0 | 0 | 0 | 0 | 0 | 0 | 0 | 0 | -303851.755
2016-05-31 03:00 | 0 | 0 | 0 | 0 | 80852.9889 | 0 | 446575 | 0 | 0 | 0 | 0 | 0 | 0 | 0 | 0 | 0 | 1364529.5083 | 0 | 0 | 0 | 0 | 0 | -61870.256 | 0 | 0 | 0 | 0 | -303851.755
2016-05-31 04:00 | 0 | 0 | 0 | 0 | 113574.245 | 0 | 417426 | 0 | 0 | 0 | 0 | 0 | 0 | 0 | 0 | 0 | 1060677.7533 | 0 | 0 | 0 | 0 | 0 | 0 | 0 | 0 | 0 | 0 | -303851.755
2016-05-31 05:00 | 0 | 0 | 0 | 0 | 88214.245 | 0 | 392066 | 0 | 0 | 0 | 0 | 0 | 0 | 0 | 0 | 0 | 756825.9982 | 0 | 0 | 0 | 0 | 0 | 0 | 0 | 0 | 0 | 0 | -303851.755
2016-05-31 06:00 | 0 | 0 | 0 | 0 | 68422.245 | 0 | 372274 | 0 | 0 | 0 | 0 | 0 | 0 | 0 | 0 | 0 | 452974.2432 | 0 | 0 | 0 | 0 | 0 | 0 | 0 | 0 | 0 | 0 | -303851.755
2016-05-31 07:00 | 0 | 0 | 0 | 0 | 55295.245 | 0 | 359147 | 0 | 0 | 0 | 0 | 0 | 0 | 0 | 0 | 0 | 149122.4882 | 0 | 0 | 0 | 0 | 0 | 0 | 0 | 0 | 0 | 0 | -303851.755
2016-05-31 08:00 | 0 | 0 | 0 | 0 | 205979.5118 | 0 | 355102 | 0 | 0 | 0 | 0 | 0 | 0 | 0 | 0 | 0 | 0 | 0 | 0 | 0 | 0 | 0 | 0 | 0 | 0 | 0 | 0 | -149122.4882
2016-05-31 09:00 | 0 | 0 | 0 | 0 | 362437 | 0 | 362437 | 0 | 0 | 0 | 0 | 0 | 0 | 0 | 0 | 0 | 0 | 0 | 0 | 0 | 0 | 0 | 0 | 0 | 0 | 0 | 0 | 0
2016-05-31 10:00 | 0 | 0 | 0 | 0 | 380869 | 0 | 380869 | 0 | 0 | 0 | 0 | 0 | 0 | 0 | 0 | 0 | 0 | 0 | 0 | 0 | 0 | 0 | 0 | 0 | 0 | 0 | 0 | 0
2016-05-31 11:00 | 0 | 0 | 0 | 0 | 404433.6243 | 0.37572 | 404434 | 0 | 0 | 0 | 0 | 0 | 0 | 0 | 0 | 0 | 0 | 0 | 0 | 0 | 0 | 0 | 0 | 0 | 0 | 0 | 0 | 0
2016-05-31 12:00 | 0 | 0 | 0 | 0 | 321509.9859 | 108748.0141 | 430258 | 0 | 0 | 0 | 0 | 0 | 0 | 0 | 0 | 0 | 0 | 0 | 0 | 0 | 0 | 0 | 0 | 0 | 0 | 0 | 0 | 0
2016-05-31 13:00 | 0 | 0 | 0 | 0 | 0 | 458332.8795 | 457434 | 0 | 0 | 0 | 0 | 898.8795 | 0 | 0 | 0 | 0 | 0 | 0 | 0 | 0 | 0 | 0 | 898.8795 | 0 | 0 | 0 | 0 | 0
2016-05-31 14:00 | 0 | 0 | 0 | 0 | 0 | 630639.8734 | 485399 | 0 | 0 | 0 | 0 | 0 | 0 | 0 | 0 | 0 | 146139.7529 | 0 | 0 | 0 | 0 | 0 | -898.8795 | 0 | 0 | 0 | 0 | 146139.7529
2016-05-31 15:00 | 0 | 0 | 0 | 0 | 0 | 712844.0844 | 511566 | 0 | 0 | 0 | 0 | 0 | 0 | 0 | 0 | 0 | 347417.8373 | 0 | 0 | 0 | 0 | 0 | 0 | 0 | 0 | 0 | 0 | 201278.0844
2016-05-31 16:00 | 0 | 0 | 0 | 0 | 0 | 749015.8259 | 533684 | 0 | 0 | 0 | 0 | 0 | 0 | 0 | 0 | 0 | 562749.6632 | 0 | 0 | 0 | 0 | 0 | 0 | 0 | 0 | 0 | 0 | 215331.8259
2016-05-31 17:00 | 0 | 0 | 0 | 0 | 0 | 749056.8588 | 552896 | 0 | 0 | 0 | 0 | 0 | 0 | 0 | 0 | 0 | 758910.522 | 0 | 0 | 0 | 0 | 0 | 0 | 0 | 0 | 0 | 0 | 196160.8588
2016-05-31 18:00 | 0 | 0 | 0 | 0 | 0 | 735716.6163 | 566702 | 0 | 0 | 0 | 0 | 0 | 0 | 0 | 0 | 0 | 927925.1383 | 0 | 0 | 0 | 0 | 0 | 0 | 0 | 0 | 0 | 0 | 169014.6163
2016-05-31 19:00 | 0 | 0 | 0 | 0 | 0 | 716031.7961 | 575476 | 0 | 0 | 0 | 0 | 61870.256 | 0 | 0 | 0 | 0 | 1006610.6783 | 0 | 0 | 0 | 0 | 0 | 61870.256 | 0 | 0 | 0 | 0 | 78685.54
2016-05-31 20:00 | 0 | 0 | 0 | 0 | 0 | 700196.0631 | 578930 | 0 | 0 | 0 | 0 | 0 | 0 | 0 | 0 | 0 | 1189746.9974 | 0 | 0 | 0 | 0 | 0 | -61870.256 | 0 | 0 | 0 | 0 | 183136.3191
2016-05-31 21:00 | 0 | 0 | 0 | 0 | 0 | 680821.033 | 578388 | 0 | 0 | 0 | 0 | 61870.256 | 0 | 0 | 0 | 0 | 1230309.7744 | 0 | 0 | 0 | 0 | 0 | 61870.256 | 0 | 0 | 0 | 0 | 40562.777
2016-05-31 22:00 | 0 | 0 | 0 | 0 | 0 | 650621.7382 | 571152 | 0 | 0 | 0 | 0 | 61870.256 | 0 | 0 | 0 | 0 | 1309779.5126 | 0 | 0 | 0 | 0 | 0 | 0 | 0 | 0 | 0 | 0 | 79469.7382
2016-05-31 23:00 | 0 | 0 | 0 | 0 | 0 | 584641.0269 | 558447 | 0 | 0 | 0 | 0 | 0 | 0 | 0 | 0 | 0 | 1397843.7955 | 0 | 0 | 0 | 0 | 0 | -61870.256 | 0 | 0 | 0 | 0 | 88064.2829
2016-06-01 | 0 | 0 | 0 | 0 | 0 | 467777.5071 | 545151 | 0 | 0 | 0 | 0 | 10123.3114 | 0 | 0 | 0 | 0 | 1310346.9912 | 0 | 0 | 0 | 0 | 0 | 10123.3114 | 0 | 0 | 0 | 0 | -87496.8043
2016-06-01 01:00 | 0 | 0 | 0 | 0 | 0 | 281029.1896 | 533134 | 0 | 0 | 0 | 0 | 61870.256 | 0 | 0 | 0 | 0 | 1006495.2362 | 0 | 0 | 0 | 0 | 0 | 51746.9446 | 0 | 0 | 0 | 0 | -303851.755
2016-06-01 02:00 | 0 | 0 | 0 | 0 | 600353.3357 | 52324.1923 | 505636 | 0 | 0 | 0 | 0 | 0 | 0 | 0 | 0 | 0 | 1215407.0201 | 0 | 0 | 0 | 0 | 0 | -61870.256 | 0 | 0 | 0 | 0 | 208911.784
2016-06-01 03:00 | 0 | 0 | 0 | 0 | 227973.4836 | 0.017376 | 469955 | 0 | 0 | 0 | 0 | 61870.256 | 0 | 0 | 0 | 0 | 911555.2651 | 0 | 0 | 0 | 0 | 0 | 61870.256 | 0 | 0 | 0 | 0 | -303851.755
2016-06-01 04:00 | 0 | 0 | 0 | 0 | 71224.9889 | 0 | 436947 | 0 | 0 | 0 | 0 | 0 | 0 | 0 | 0 | 0 | 607703.5101 | 0 | 0 | 0 | 0 | 0 | -61870.256 | 0 | 0 | 0 | 0 | -303851.755
2016-06-01 05:00 | 0 | 0 | 0 | 0 | 105676.245 | 0 | 409528 | 0 | 0 | 0 | 0 | 0 | 0 | 0 | 0 | 0 | 303851.755 | 0 | 0 | 0 | 0 | 0 | 0 | 0 | 0 | 0 | 0 | -303851.755
2016-06-01 06:00 | 0 | 0 | 0 | 0 | 84610.245 | 0 | 388462 | 0 | 0 | 0 | 0 | 0 | 0 | 0 | 0 | 0 | 0 | 0 | 0 | 0 | 0 | 0 | 0 | 0 | 0 | 0 | 0 | -303851.755
2016-06-01 07:00 | 0 | 0 | 0 | 0 | 373860 | 0 | 373860 | 0 | 0 | 0 | 0 | 0 | 0 | 0 | 0 | 0 | 0 | 0 | 0 | 0 | 0 | 0 | 0 | 0 | 0 | 0 | 0 | 0
2016-06-01 08:00 | 0 | 0 | 0 | 0 | 367627 | 0 | 367627 | 0 | 0 | 0 | 0 | 0 | 0 | 0 | 0 | 0 | 0 | 0 | 0 | 0 | 0 | 0 | 0 | 0 | 0 | 0 | 0 | 0
2016-06-01 09:00 | 0 | 0 | 0 | 0 | 372843 | 0 | 372843 | 0 | 0 | 0 | 0 | 0 | 0 | 0 | 0 | 0 | 0 | 0 | 0 | 0 | 0 | 0 | 0 | 0 | 0 | 0 | 0 | 0
2016-06-01 10:00 | 0 | 0 | 0 | 0 | 388457 | 0 | 388457 | 0 | 0 | 0 | 0 | 0 | 0 | 0 | 0 | 0 | 0 | 0 | 0 | 0 | 0 | 0 | 0 | 0 | 0 | 0 | 0 | 0
2016-06-01 11:00 | 0 | 0 | 0 | 0 | 411133.0951 | 6.9049 | 411140 | 0 | 0 | 0 | 0 | 0 | 0 | 0 | 0 | 0 | 0 | 0 | 0 | 0 | 0 | 0 | 0 | 0 | 0 | 0 | 0 | 0
2016-06-01 12:00 | 0 | 0 | 0 | 0 | 367660.9845 | 67504.0155 | 435165 | 0 | 0 | 0 | 0 | 0 | 0 | 0 | 0 | 0 | 0 | 0 | 0 | 0 | 0 | 0 | 0 | 0 | 0 | 0 | 0 | 0
2016-06-01 13:00 | 0 | 0 | 0 | 0 | 81748.7281 | 377117.2719 | 458866 | 0 | 0 | 0 | 0 | 0 | 0 | 0 | 0 | 0 | 0 | 0 | 0 | 0 | 0 | 0 | 0 | 0 | 0 | 0 | 0 | 0
2016-06-01 14:00 | 0 | 0 | 0 | 0 | 0 | 551643.7185 | 485380 | 0 | 0 | 0 | 0 | 61870.256 | 0 | 0 | 0 | 0 | 4393.4625 | 0 | 0 | 0 | 0 | 0 | 61870.256 | 0 | 0 | 0 | 0 | 4393.4625
2016-06-01 15:00 | 0 | 0 | 0 | 0 | 0 | 649930.8726 | 510547 | 0 | 0 | 0 | 0 | 61870.256 | 0 | 0 | 0 | 0 | 143777.3351 | 0 | 0 | 0 | 0 | 0 | 0 | 0 | 0 | 0 | 0 | 139383.8726
2016-06-01 16:00 | 0 | 0 | 0 | 0 | 0 | 687365.2003 | 531408 | 0 | 0 | 0 | 0 | 0 | 0 | 0 | 0 | 0 | 361604.7914 | 0 | 0 | 0 | 0 | 0 | -61870.256 | 0 | 0 | 0 | 0 | 217827.4564
2016-06-01 17:00 | 0 | 0 | 0 | 0 | 0 | 692949.8185 | 550110 | 0 | 0 | 0 | 0 | 61870.256 | 0 | 0 | 0 | 0 | 442574.3538 | 0 | 0 | 0 | 0 | 0 | 61870.256 | 0 | 0 | 0 | 0 | 80969.5624
2016-06-01 18:00 | 0 | 0 | 0 | 0 | 0 | 681474.1317 | 564854 | 0 | 0 | 0 | 0 | 0 | 0 | 0 | 0 | 0 | 621064.7416 | 0 | 0 | 0 | 0 | 0 | -61870.256 | 0 | 0 | 0 | 0 | 178490.3877
2016-06-01 19:00 | 0 | 0 | 0 | 0 | 0 | 667667.7211 | 574628 | 0 | 0 | 0 | 0 | 0 | 0 | 0 | 0 | 0 | 714104.4627 | 0 | 0 | 0 | 0 | 0 | 0 | 0 | 0 | 0 | 0 | 93039.7211
2016-06-01 20:00 | 0 | 0 | 0 | 0 | 0 | 652152.4849 | 580324 | 0 | 0 | 0 | 0 | 0 | 0 | 0 | 0 | 0 | 785932.9476 | 0 | 0 | 0 | 0 | 0 | 0 | 0 | 0 | 0 | 0 | 71828.4849
2016-06-01 21:00 | 0 | 0 | 0 | 0 | 0 | 630991.7736 | 579092 | 0 | 0 | 0 | 0 | 61870.256 | 0 | 0 | 0 | 0 | 775962.4652 | 0 | 0 | 0 | 0 | 0 | 61870.256 | 0 | 0 | 0 | 0 | -9970.4825
2016-06-01 22:00 | 0 | 0 | 0 | 0 | 0 | 602257.2903 | 570068 | 0 | 0 | 0 | 0 | 0 | 0 | 0 | 0 | 0 | 870022.0115 | 0 | 0 | 0 | 0 | 0 | -61870.256 | 0 | 0 | 0 | 0 | 94059.5463
2016-06-01 23:00 | 0 | 0 | 0 | 0 | 0 | 542870.7683 | 556557 | 0 | 0 | 0 | 0 | 0 | 0 | 0 | 0 | 0 | 856335.7797 | 0 | 0 | 0 | 0 | 0 | 0 | 0 | 0 | 0 | 0 | -13686.2317
2016-06-02 | 0 | 0 | 0 | 0 | 34706.0454 | 431817.2884 | 544273 | 0 | 0 | 0 | 0 | 0 | 0 | 0 | 0 | 0 | 778586.1135 | 0 | 0 | 0 | 0 | 0 | 0 | 0 | 0 | 0 | 0 | -77749.6662
2016-06-02 01:00 | 0 | 0 | 0 | 0 | 0 | 272950.7194 | 532348 | 0 | 0 | 0 | 0 | 0 | 0 | 0 | 0 | 0 | 519188.8329 | 0 | 0 | 0 | 0 | 0 | 0 | 0 | 0 | 0 | 0 | -259397.2806
2016-06-02 02:00 | 0 | 0 | 0 | 0 | 334007.6061 | 52627.8871 | 507490 | 0 | 0 | 0 | 0 | 0 | 0 | 0 | 0 | 0 | 398334.3261 | 0 | 0 | 0 | 0 | 0 | 0 | 0 | 0 | 0 | 0 | -120854.5068
2016-06-02 03:00 | 0 | 0 | 0 | 0 | 378106.247 | 0.18195 | 472589 | 0 | 0 | 0 | 0 | 0 | 0 | 0 | 0 | 0 | 303851.755 | 0 | 0 | 0 | 0 | 0 | 0 | 0 | 0 | 0 | 0 | -94482.5711
2016-06-02 04:00 | 0 | 0 | 0 | 0 | 135838.245 | 0 | 439690 | 0 | 0 | 0 | 0 | 0 | 0 | 0 | 0 | 0 | 0 | 0 | 0 | 0 | 0 | 0 | 0 | 0 | 0 | 0 | 0 | -303851.755
2016-06-02 05:00 | 0 | 0 | 0 | 0 | 412308 | 0 | 412308 | 0 | 0 | 0 | 0 | 0 | 0 | 0 | 0 | 0 | 0 | 0 | 0 | 0 | 0 | 0 | 0 | 0 | 0 | 0 | 0 | 0
2016-06-02 06:00 | 0 | 0 | 0 | 0 | 390358 | 0 | 390358 | 0 | 0 | 0 | 0 | 0 | 0 | 0 | 0 | 0 | 0 | 0 | 0 | 0 | 0 | 0 | 0 | 0 | 0 | 0 | 0 | 0
2016-06-02 07:00 | 0 | 0 | 0 | 0 | 375879 | 0 | 375879 | 0 | 0 | 0 | 0 | 0 | 0 | 0 | 0 | 0 | 0 | 0 | 0 | 0 | 0 | 0 | 0 | 0 | 0 | 0 | 0 | 0
2016-06-02 08:00 | 0 | 0 | 0 | 0 | 370219 | 0 | 370219 | 0 | 0 | 0 | 0 | 0 | 0 | 0 | 0 | 0 | 0 | 0 | 0 | 0 | 0 | 0 | 0 | 0 | 0 | 0 | 0 | 0
2016-06-02 09:00 | 0 | 0 | 0 | 0 | 375798 | 0 | 375798 | 0 | 0 | 0 | 0 | 0 | 0 | 0 | 0 | 0 | 0 | 0 | 0 | 0 | 0 | 0 | 0 | 0 | 0 | 0 | 0 | 0
2016-06-02 10:00 | 0 | 0 | 0 | 0 | 397474.8537 | 0 | 393345 | 0 | 0 | 0 | 0 | 4129.8537 | 0 | 0 | 0 | 0 | 0 | 0 | 0 | 0 | 0 | 0 | 4129.8537 | 0 | 0 | 0 | 0 | 0
2016-06-02 11:00 | 0 | 0 | 0 | 0 | 491163.7491 | 4.8216 | 414211 | 0 | 0 | 0 | 0 | 0 | 0 | 0 | 0 | 0 | 81087.4245 | 0 | 0 | 0 | 0 | 0 | -4129.8537 | 0 | 0 | 0 | 0 | 81087.4245
2016-06-02 12:00 | 0 | 0 | 0 | 0 | 259552.7914 | 95310.7841 | 435951 | 0 | 0 | 0 | 0 | 0 | 0 | 0 | 0 | 0 | 0 | 0 | 0 | 0 | 0 | 0 | 0 | 0 | 0 | 0 | 0 | -81087.4245
2016-06-02 13:00 | 0 | 0 | 0 | 0 | 30605.8122 | 426624.1878 | 457230 | 0 | 0 | 0 | 0 | 0 | 0 | 0 | 0 | 0 | 0 | 0 | 0 | 0 | 0 | 0 | 0 | 0 | 0 | 0 | 0 | 0
2016-06-02 14:00 | 0 | 0 | 0 | 0 | 0 | 610758.8432 | 479125 | 0 | 0 | 0 | 0 | 0 | 0 | 0 | 0 | 0 | 131633.8432 | 0 | 0 | 0 | 0 | 0 | 0 | 0 | 0 | 0 | 0 | 131633.8432
2016-06-02 15:00 | 0 | 0 | 0 | 0 | 0 | 715276.6064 | 500458 | 0 | 0 | 0 | 0 | 0 | 0 | 0 | 0 | 0 | 346452.4496 | 0 | 0 | 0 | 0 | 0 | 0 | 0 | 0 | 0 | 0 | 214818.6064
2016-06-02 16:00 | 0 | 0 | 0 | 0 | 0 | 755432.0301 | 519600 | 0 | 0 | 0 | 0 | 0 | 0 | 0 | 0 | 0 | 582284.4797 | 0 | 0 | 0 | 0 | 0 | 0 | 0 | 0 | 0 | 0 | 235832.0301
2016-06-02 17:00 | 0 | 0 | 0 | 0 | 0 | 760719.9893 | 537657 | 0 | 0 | 0 | 0 | 0 | 0 | 0 | 0 | 0 | 805347.469 | 0 | 0 | 0 | 0 | 0 | 0 | 0 | 0 | 0 | 0 | 223062.9893
2016-06-02 18:00 | 0 | 0 | 0 | 0 | 0 | 755139.1475 | 551753 | 0 | 0 | 0 | 0 | 0 | 0 | 0 | 0 | 0 | 1008733.6165 | 0 | 0 | 0 | 0 | 0 | 0 | 0 | 0 | 0 | 0 | 203386.1475
2016-06-02 19:00 | 0 | 0 | 0 | 0 | 0 | 745430.7862 | 561585 | 0 | 0 | 0 | 0 | 61870.256 | 0 | 0 | 0 | 0 | 1130709.1466 | 0 | 0 | 0 | 0 | 0 | 61870.256 | 0 | 0 | 0 | 0 | 121975.5302
2016-06-02 20:00 | 0 | 0 | 0 | 0 | 0 | 738686.9301 | 567278 | 0 | 0 | 0 | 0 | 0 | 0 | 0 | 0 | 0 | 1363988.3328 | 0 | 0 | 0 | 0 | 0 | -61870.256 | 0 | 0 | 0 | 0 | 233279.1861
2016-06-02 21:00 | 0 | 0 | 0 | 0 | 0 | 722259.9152 | 568552 | 0 | 0 | 0 | 0 | 0 | 0 | 0 | 0 | 0 | 1517696.2479 | 0 | 0 | 0 | 0 | 0 | 0 | 0 | 0 | 0 | 0 | 153707.9152
2016-06-02 22:00 | 0 | 0 | 0 | 0 | 0 | 694863.0754 | 562007 | 0 | 0 | 0 | 0 | 61870.256 | 0 | 0 | 0 | 0 | 1588682.0673 | 0 | 0 | 0 | 0 | 0 | 61870.256 | 0 | 0 | 0 | 0 | 70985.8193
2016-06-02 23:00 | 0 | 0 | 0 | 0 | 0 | 632658.2517 | 550541 | 0 | 0 | 0 | 0 | 61870.256 | 0 | 0 | 0 | 0 | 1670799.3189 | 0 | 0 | 0 | 0 | 0 | 0 | 0 | 0 | 0 | 0 | 82117.2517
2016-06-03 | 0 | 0 | 0 | 0 | 0 | 508492.2144 | 540859 | 0 | 0 | 0 | 0 | 61870.256 | 0 | 0 | 0 | 0 | 1638432.5333 | 0 | 0 | 0 | 0 | 0 | 0 | 0 | 0 | 0 | 0 | -32366.7856
2016-06-03 01:00 | 0 | 0 | 0 | 0 | 0 | 309549.5592 | 528804 | 0 | 0 | 0 | 0 | 61870.256 | 0 | 0 | 0 | 0 | 1419178.0925 | 0 | 0 | 0 | 0 | 0 | 0 | 0 | 0 | 0 | 0 | -219254.4408
2016-06-03 02:00 | 0 | 0 | 0 | 0 | 96697.8072 | 42228.1817 | 504648 | 0 | 0 | 0 | 0 | 0 | 0 | 0 | 0 | 0 | 1115326.3375 | 0 | 0 | 0 | 0 | 0 | -61870.256 | 0 | 0 | 0 | 0 | -303851.755
2016-06-03 03:00 | 0 | 0 | 0 | 0 | 229844.1944 | 0.30658 | 471826 | 0 | 0 | 0 | 0 | 61870.256 | 0 | 0 | 0 | 0 | 811474.5824 | 0 | 0 | 0 | 0 | 0 | 61870.256 | 0 | 0 | 0 | 0 | -303851.755
2016-06-03 04:00 | 0 | 0 | 0 | 0 | 74889.9889 | 0 | 440612 | 0 | 0 | 0 | 0 | 0 | 0 | 0 | 0 | 0 | 507622.8274 | 0 | 0 | 0 | 0 | 0 | -61870.256 | 0 | 0 | 0 | 0 | -303851.755
2016-06-03 05:00 | 0 | 0 | 0 | 0 | 108923.245 | 0 | 412775 | 0 | 0 | 0 | 0 | 0 | 0 | 0 | 0 | 0 | 203771.0724 | 0 | 0 | 0 | 0 | 0 | 0 | 0 | 0 | 0 | 0 | -303851.755
2016-06-03 06:00 | 0 | 0 | 0 | 0 | 187247.9276 | 0 | 391019 | 0 | 0 | 0 | 0 | 0 | 0 | 0 | 0 | 0 | 0 | 0 | 0 | 0 | 0 | 0 | 0 | 0 | 0 | 0 | 0 | -203771.0724
2016-06-03 07:00 | 0 | 0 | 0 | 0 | 376807 | 0 | 376807 | 0 | 0 | 0 | 0 | 0 | 0 | 0 | 0 | 0 | 0 | 0 | 0 | 0 | 0 | 0 | 0 | 0 | 0 | 0 | 0 | 0
2016-06-03 08:00 | 0 | 0 | 0 | 0 | 370748 | 0 | 370748 | 0 | 0 | 0 | 0 | 0 | 0 | 0 | 0 | 0 | 0 | 0 | 0 | 0 | 0 | 0 | 0 | 0 | 0 | 0 | 0 | 0
2016-06-03 09:00 | 0 | 0 | 0 | 0 | 376029 | 0 | 376029 | 0 | 0 | 0 | 0 | 0 | 0 | 0 | 0 | 0 | 0 | 0 | 0 | 0 | 0 | 0 | 0 | 0 | 0 | 0 | 0 | 0
2016-06-03 10:00 | 0 | 0 | 0 | 0 | 390568 | 0 | 390568 | 0 | 0 | 0 | 0 | 0 | 0 | 0 | 0 | 0 | 0 | 0 | 0 | 0 | 0 | 0 | 0 | 0 | 0 | 0 | 0 | 0
2016-06-03 11:00 | 0 | 0 | 0 | 0 | 410720.3764 | 7.6236 | 410728 | 0 | 0 | 0 | 0 | 0 | 0 | 0 | 0 | 0 | 0 | 0 | 0 | 0 | 0 | 0 | 0 | 0 | 0 | 0 | 0 | 0
2016-06-03 12:00 | 0 | 0 | 0 | 0 | 322101.0224 | 111299.9776 | 433401 | 0 | 0 | 0 | 0 | 0 | 0 | 0 | 0 | 0 | 0 | 0 | 0 | 0 | 0 | 0 | 0 | 0 | 0 | 0 | 0 | 0
2016-06-03 13:00 | 0 | 0 | 0 | 0 | 6773.7013 | 449936.2987 | 456710 | 0 | 0 | 0 | 0 | 0 | 0 | 0 | 0 | 0 | 0 | 0 | 0 | 0 | 0 | 0 | 0 | 0 | 0 | 0 | 0 | 0
2016-06-03 14:00 | 0 | 0 | 0 | 0 | 0 | 638367.0811 | 482352 | 0 | 0 | 0 | 0 | 61870.256 | 0 | 0 | 0 | 0 | 94144.8251 | 0 | 0 | 0 | 0 | 0 | 61870.256 | 0 | 0 | 0 | 0 | 94144.8251
2016-06-03 15:00 | 0 | 0 | 0 | 0 | 0 | 724130.2569 | 506438 | 0 | 0 | 0 | 0 | 0 | 0 | 0 | 0 | 0 | 373707.3381 | 0 | 0 | 0 | 0 | 0 | -61870.256 | 0 | 0 | 0 | 0 | 279562.5129
2016-06-03 16:00 | 0 | 0 | 0 | 0 | 0 | 761939.9306 | 526219 | 0 | 0 | 0 | 0 | 0 | 0 | 0 | 0 | 0 | 609428.2687 | 0 | 0 | 0 | 0 | 0 | 0 | 0 | 0 | 0 | 0 | 235720.9306
2016-06-03 17:00 | 0 | 0 | 0 | 0 | 0 | 771977.8652 | 544271 | 0 | 0 | 0 | 0 | 61870.256 | 0 | 0 | 0 | 0 | 775264.8778 | 0 | 0 | 0 | 0 | 0 | 61870.256 | 0 | 0 | 0 | 0 | 165836.6092
2016-06-03 18:00 | 0 | 0 | 0 | 0 | 0 | 767326.3537 | 559157 | 0 | 0 | 0 | 0 | 61870.256 | 0 | 0 | 0 | 0 | 983434.2316 | 0 | 0 | 0 | 0 | 0 | 0 | 0 | 0 | 0 | 0 | 208169.3537
2016-06-03 19:00 | 0 | 0 | 0 | 0 | 0 | 759979.3509 | 568887 | 0 | 0 | 0 | 0 | 61870.256 | 0 | 0 | 0 | 0 | 1174526.5824 | 0 | 0 | 0 | 0 | 0 | 0 | 0 | 0 | 0 | 0 | 191092.3509
2016-06-03 20:00 | 0 | 0 | 0 | 0 | 0 | 757095.3077 | 574581 | 0 | 0 | 0 | 0 | 0 | 0 | 0 | 0 | 0 | 1418911.1462 | 0 | 0 | 0 | 0 | 0 | -61870.256 | 0 | 0 | 0 | 0 | 244384.5638
2016-06-03 21:00 | 0 | 0 | 0 | 0 | 0 | 748983.6102 | 574869 | 0 | 0 | 0 | 0 | 0 | 0 | 0 | 0 | 0 | 1593025.7564 | 0 | 0 | 0 | 0 | 0 | 0 | 0 | 0 | 0 | 0 | 174114.6102
2016-06-03 22:00 | 0 | 0 | 0 | 0 | 0 | 722747.3093 | 567521 | 0 | 0 | 0 | 0 | 61870.256 | 0 | 0 | 0 | 0 | 1686381.8096 | 0 | 0 | 0 | 0 | 0 | 61870.256 | 0 | 0 | 0 | 0 | 93356.0532
2016-06-03 23:00 | 0 | 0 | 0 | 0 | 0 | 656983.6209 | 553923 | 0 | 0 | 0 | 0 | 61870.256 | 0 | 0 | 0 | 0 | 1789442.4306 | 0 | 0 | 0 | 0 | 0 | 0 | 0 | 0 | 0 | 0 | 103060.6209
2016-06-04 | 0 | 0 | 0 | 0 | 0 | 537296.7113 | 541270 | 0 | 0 | 0 | 0 | 0 | 0 | 0 | 0 | 0 | 1847339.3979 | 0 | 0 | 0 | 0 | 0 | -61870.256 | 0 | 0 | 0 | 0 | 57896.9673
2016-06-04 01:00 | 0 | 0 | 0 | 0 | 0 | 321585.3401 | 530077 | 0 | 0 | 0 | 0 | 61870.256 | 0 | 0 | 0 | 0 | 1576977.482 | 0 | 0 | 0 | 0 | 0 | 61870.256 | 0 | 0 | 0 | 0 | -270361.9159
2016-06-04 02:00 | 0 | 0 | 0 | 0 | 98777.1226 | 43257.8663 | 507757 | 0 | 0 | 0 | 0 | 0 | 0 | 0 | 0 | 0 | 1273125.7269 | 0 | 0 | 0 | 0 | 0 | -61870.256 | 0 | 0 | 0 | 0 | -303851.755
2016-06-04 03:00 | 0 | 0 | 0 | 0 | 234769.1089 | 0.3921 | 476751 | 0 | 0 | 0 | 0 | 61870.256 | 0 | 0 | 0 | 0 | 969273.9719 | 0 | 0 | 0 | 0 | 0 | 61870.256 | 0 | 0 | 0 | 0 | -303851.755
2016-06-04 04:00 | 0 | 0 | 0 | 0 | 79843.9889 | 0 | 445566 | 0 | 0 | 0 | 0 | 0 | 0 | 0 | 0 | 0 | 665422.2169 | 0 | 0 | 0 | 0 | 0 | -61870.256 | 0 | 0 | 0 | 0 | -303851.755
2016-06-04 05:00 | 0 | 0 | 0 | 0 | 114029.245 | 0 | 417881 | 0 | 0 | 0 | 0 | 0 | 0 | 0 | 0 | 0 | 361570.4618 | 0 | 0 | 0 | 0 | 0 | 0 | 0 | 0 | 0 | 0 | -303851.755
2016-06-04 06:00 | 0 | 0 | 0 | 0 | 91766.245 | 0 | 395618 | 0 | 0 | 0 | 0 | 0 | 0 | 0 | 0 | 0 | 57718.7068 | 0 | 0 | 0 | 0 | 0 | 0 | 0 | 0 | 0 | 0 | -303851.755
2016-06-04 07:00 | 0 | 0 | 0 | 0 | 320731.2932 | 0 | 378450 | 0 | 0 | 0 | 0 | 0 | 0 | 0 | 0 | 0 | 0 | 0 | 0 | 0 | 0 | 0 | 0 | 0 | 0 | 0 | 0 | -57718.7068
2016-06-04 08:00 | 0 | 0 | 0 | 0 | 367703 | 0 | 367703 | 0 | 0 | 0 | 0 | 0 | 0 | 0 | 0 | 0 | 0 | 0 | 0 | 0 | 0 | 0 | 0 | 0 | 0 | 0 | 0 | 0
2016-06-04 09:00 | 0 | 0 | 0 | 0 | 364114 | 0 | 364114 | 0 | 0 | 0 | 0 | 0 | 0 | 0 | 0 | 0 | 0 | 0 | 0 | 0 | 0 | 0 | 0 | 0 | 0 | 0 | 0 | 0
2016-06-04 10:00 | 0 | 0 | 0 | 0 | 364270 | 0 | 364270 | 0 | 0 | 0 | 0 | 0 | 0 | 0 | 0 | 0 | 0 | 0 | 0 | 0 | 0 | 0 | 0 | 0 | 0 | 0 | 0 | 0
2016-06-04 11:00 | 0 | 0 | 0 | 0 | 372494.9754 | 9.0246 | 372504 | 0 | 0 | 0 | 0 | 0 | 0 | 0 | 0 | 0 | 0 | 0 | 0 | 0 | 0 | 0 | 0 | 0 | 0 | 0 | 0 | 0
2016-06-04 12:00 | 0 | 0 | 0 | 0 | 255021.6817 | 136561.3183 | 391583 | 0 | 0 | 0 | 0 | 0 | 0 | 0 | 0 | 0 | 0 | 0 | 0 | 0 | 0 | 0 | 0 | 0 | 0 | 0 | 0 | 0
2016-06-04 13:00 | 0 | 0 | 0 | 0 | 0 | 483431.6451 | 416910 | 0 | 0 | 0 | 0 | 0 | 0 | 0 | 0 | 0 | 66521.6451 | 0 | 0 | 0 | 0 | 0 | 0 | 0 | 0 | 0 | 0 | 66521.6451
2016-06-04 14:00 | 0 | 0 | 0 | 0 | 0 | 618942.4885 | 444249 | 0 | 0 | 0 | 0 | 61870.256 | 0 | 0 | 0 | 0 | 179344.8775 | 0 | 0 | 0 | 0 | 0 | 61870.256 | 0 | 0 | 0 | 0 | 112823.2324
2016-06-04 15:00 | 0 | 0 | 0 | 0 | 0 | 712514.4675 | 469972 | 0 | 0 | 0 | 0 | 560.9685 | 0 | 0 | 0 | 0 | 483196.6326 | 0 | 0 | 0 | 0 | 0 | -61309.2876 | 0 | 0 | 0 | 0 | 303851.755
2016-06-04 16:00 | 0 | 0 | 0 | 0 | 0 | 745212.6833 | 491295 | 0 | 0 | 0 | 0 | 0 | 0 | 0 | 0 | 0 | 737675.2844 | 0 | 0 | 0 | 0 | 0 | -560.9685 | 0 | 0 | 0 | 0 | 254478.6518
2016-06-04 17:00 | 0 | 0 | 0 | 0 | 0 | 752575.4465 | 507879 | 0 | 0 | 0 | 0 | 61870.256 | 0 | 0 | 0 | 0 | 920501.4748 | 0 | 0 | 0 | 0 | 0 | 61870.256 | 0 | 0 | 0 | 0 | 182826.1905
2016-06-04 18:00 | 0 | 0 | 0 | 0 | 0 | 748332.2254 | 520690 | 0 | 0 | 0 | 0 | 0 | 0 | 0 | 0 | 0 | 1210013.9563 | 0 | 0 | 0 | 0 | 0 | -61870.256 | 0 | 0 | 0 | 0 | 289512.4815
2016-06-04 19:00 | 0 | 0 | 0 | 0 | 0 | 740873.8022 | 530123 | 0 | 0 | 0 | 0 | 61870.256 | 0 | 0 | 0 | 0 | 1358894.5024 | 0 | 0 | 0 | 0 | 0 | 61870.256 | 0 | 0 | 0 | 0 | 148880.5461
2016-06-04 20:00 | 0 | 0 | 0 | 0 | 0 | 736880.4576 | 536156 | 0 | 0 | 0 | 0 | 61870.256 | 0 | 0 | 0 | 0 | 1559618.96 | 0 | 0 | 0 | 0 | 0 | 0 | 0 | 0 | 0 | 0 | 200724.4576
2016-06-04 21:00 | 0 | 0 | 0 | 0 | 0 | 725988.0697 | 539077 | 0 | 0 | 0 | 0 | 0 | 0 | 0 | 0 | 0 | 1808400.2857 | 0 | 0 | 0 | 0 | 0 | -61870.256 | 0 | 0 | 0 | 0 | 248781.3257
2016-06-04 22:00 | 0 | 0 | 0 | 0 | 0 | 700326.2141 | 535584 | 0 | 0 | 0 | 0 | 0 | 0 | 0 | 0 | 0 | 1973142.4998 | 0 | 0 | 0 | 0 | 0 | 0 | 0 | 0 | 0 | 0 | 164742.2141
2016-06-04 23:00 | 0 | 0 | 0 | 0 | 0 | 633022.4351 | 526357 | 0 | 0 | 0 | 0 | 61870.256 | 0 | 0 | 0 | 0 | 2017937.6789 | 0 | 0 | 0 | 0 | 0 | 61870.256 | 0 | 0 | 0 | 0 | 44795.1791
2016-06-05 | 0 | 0 | 0 | 0 | 0 | 516257.3492 | 517223 | 0 | 0 | 0 | 0 | 61870.256 | 0 | 0 | 0 | 0 | 2016972.0281 | 0 | 0 | 0 | 0 | 0 | 0 | 0 | 0 | 0 | 0 | -965.6508
2016-06-05 01:00 | 0 | 0 | 0 | 0 | 0 | 280561.7506 | 507566 | 0 | 0 | 0 | 0 | 61870.256 | 0 | 0 | 0 | 0 | 1789967.7787 | 0 | 0 | 0 | 0 | 0 | 0 | 0 | 0 | 0 | 0 | -227004.2494
2016-06-05 02:00 | 0 | 0 | 0 | 0 | 156530.9547 | 28312.2902 | 488695 | 0 | 0 | 0 | 0 | 61870.256 | 0 | 0 | 0 | 0 | 1486116.0237 | 0 | 0 | 0 | 0 | 0 | 0 | 0 | 0 | 0 | 0 | -303851.755
2016-06-05 03:00 | 0 | 0 | 0 | 0 | 95486.9889 | 0 | 461209 | 0 | 0 | 0 | 0 | 0 | 0 | 0 | 0 | 0 | 1182264.2687 | 0 | 0 | 0 | 0 | 0 | -61870.256 | 0 | 0 | 0 | 0 | -303851.755
2016-06-05 04:00 | 0 | 0 | 0 | 0 | 127721.245 | 0 | 431573 | 0 | 0 | 0 | 0 | 0 | 0 | 0 | 0 | 0 | 878412.5136 | 0 | 0 | 0 | 0 | 0 | 0 | 0 | 0 | 0 | 0 | -303851.755
2016-06-05 05:00 | 0 | 0 | 0 | 0 | 102929.245 | 0 | 406781 | 0 | 0 | 0 | 0 | 0 | 0 | 0 | 0 | 0 | 574560.7586 | 0 | 0 | 0 | 0 | 0 | 0 | 0 | 0 | 0 | 0 | -303851.755
2016-06-05 06:00 | 0 | 0 | 0 | 0 | 82567.245 | 0 | 386419 | 0 | 0 | 0 | 0 | 0 | 0 | 0 | 0 | 0 | 270709.0036 | 0 | 0 | 0 | 0 | 0 | 0 | 0 | 0 | 0 | 0 | -303851.755
2016-06-05 07:00 | 0 | 0 | 0 | 0 | 99719.9964 | 0 | 370429 | 0 | 0 | 0 | 0 | 0 | 0 | 0 | 0 | 0 | 0 | 0 | 0 | 0 | 0 | 0 | 0 | 0 | 0 | 0 | 0 | -270709.0036
2016-06-05 08:00 | 0 | 0 | 0 | 0 | 360252 | 0 | 360252 | 0 | 0 | 0 | 0 | 0 | 0 | 0 | 0 | 0 | 0 | 0 | 0 | 0 | 0 | 0 | 0 | 0 | 0 | 0 | 0 | 0
2016-06-05 09:00 | 0 | 0 | 0 | 0 | 355281 | 0 | 355281 | 0 | 0 | 0 | 0 | 0 | 0 | 0 | 0 | 0 | 0 | 0 | 0 | 0 | 0 | 0 | 0 | 0 | 0 | 0 | 0 | 0
2016-06-05 10:00 | 0 | 0 | 0 | 0 | 352955 | 0 | 352955 | 0 | 0 | 0 | 0 | 0 | 0 | 0 | 0 | 0 | 0 | 0 | 0 | 0 | 0 | 0 | 0 | 0 | 0 | 0 | 0 | 0
2016-06-05 11:00 | 0 | 0 | 0 | 0 | 357277.8095 | 12.1905 | 357290 | 0 | 0 | 0 | 0 | 0 | 0 | 0 | 0 | 0 | 0 | 0 | 0 | 0 | 0 | 0 | 0 | 0 | 0 | 0 | 0 | 0
2016-06-05 12:00 | 0 | 0 | 0 | 0 | 237692.7036 | 136329.2964 | 374022 | 0 | 0 | 0 | 0 | 0 | 0 | 0 | 0 | 0 | 0 | 0 | 0 | 0 | 0 | 0 | 0 | 0 | 0 | 0 | 0 | 0
2016-06-05 13:00 | 0 | 0 | 0 | 0 | 0 | 483100.1277 | 397413 | 0 | 0 | 0 | 0 | 61870.256 | 0 | 0 | 0 | 0 | 23816.8716 | 0 | 0 | 0 | 0 | 0 | 61870.256 | 0 | 0 | 0 | 0 | 23816.8716
2016-06-05 14:00 | 0 | 0 | 0 | 0 | 0 | 644831.8282 | 422285 | 0 | 0 | 0 | 0 | 61870.256 | 0 | 0 | 0 | 0 | 246363.6998 | 0 | 0 | 0 | 0 | 0 | 0 | 0 | 0 | 0 | 0 | 222546.8282
2016-06-05 15:00 | 0 | 0 | 0 | 0 | 0 | 725327.1481 | 445523 | 0 | 0 | 0 | 0 | 61870.256 | 0 | 0 | 0 | 0 | 526167.8479 | 0 | 0 | 0 | 0 | 0 | 0 | 0 | 0 | 0 | 0 | 279804.1481
2016-06-05 16:00 | 0 | 0 | 0 | 0 | 0 | 764613.9403 | 466044 | 0 | 0 | 0 | 0 | 56588.4413 | 0 | 0 | 0 | 0 | 830019.603 | 0 | 0 | 0 | 0 | 0 | -5281.8147 | 0 | 0 | 0 | 0 | 303851.755
2016-06-05 17:00 | 0 | 0 | 0 | 0 | 0 | 770201.5906 | 483304 | 0 | 0 | 0 | 0 | 39634.2769 | 0 | 0 | 0 | 0 | 1133871.358 | 0 | 0 | 0 | 0 | 0 | -16954.1644 | 0 | 0 | 0 | 0 | 303851.755
2016-06-05 18:00 | 0 | 0 | 0 | 0 | 0 | 764235.5949 | 497201 | 0 | 0 | 0 | 0 | 61870.256 | 0 | 0 | 0 | 0 | 1378669.9737 | 0 | 0 | 0 | 0 | 0 | 22235.9792 | 0 | 0 | 0 | 0 | 244798.6157
2016-06-05 19:00 | 0 | 0 | 0 | 0 | 0 | 755803.9373 | 508990 | 0 | 0 | 0 | 0 | 4832.4383 | 0 | 0 | 0 | 0 | 1682521.7287 | 0 | 0 | 0 | 0 | 0 | -57037.8178 | 0 | 0 | 0 | 0 | 303851.755
2016-06-05 20:00 | 0 | 0 | 0 | 0 | 0 | 752882.0089 | 519010 | 0 | 0 | 0 | 0 | 0 | 0 | 0 | 0 | 0 | 1921226.1759 | 0 | 0 | 0 | 0 | 0 | -4832.4383 | 0 | 0 | 0 | 0 | 238704.4471
2016-06-05 21:00 | 0 | 0 | 0 | 0 | 0 | 744493.341 | 525768 | 0 | 0 | 0 | 0 | 0 | 0 | 0 | 0 | 0 | 2139951.5169 | 0 | 0 | 0 | 0 | 0 | 0 | 0 | 0 | 0 | 0 | 218725.341
2016-06-05 22:00 | 0 | 0 | 0 | 0 | 0 | 719738.095 | 526990 | 0 | 0 | 0 | 0 | 61870.256 | 0 | 0 | 0 | 0 | 2270829.3558 | 0 | 0 | 0 | 0 | 0 | 61870.256 | 0 | 0 | 0 | 0 | 130877.839
2016-06-05 23:00 | 0 | 0 | 0 | 0 | 0 | 643963.0801 | 521930 | 0 | 0 | 0 | 0 | 61870.256 | 0 | 0 | 0 | 0 | 2392862.436 | 0 | 0 | 0 | 0 | 0 | 0 | 0 | 0 | 0 | 0 | 122033.0801
2016-06-06 | 0 | 0 | 0 | 0 | 0 | 525817.4893 | 513888 | 0 | 0 | 0 | 0 | 61870.256 | 0 | 0 | 0 | 0 | 2404791.9253 | 0 | 0 | 0 | 0 | 0 | 0 | 0 | 0 | 0 | 0 | 11929.4893
2016-06-06 01:00 | 0 | 0 | 0 | 0 | 0 | 288951.9869 | 504098 | 0 | 0 | 0 | 0 | 61870.256 | 0 | 0 | 0 | 0 | 2189645.9121 | 0 | 0 | 0 | 0 | 0 | 0 | 0 | 0 | 0 | 0 | -215146.0131
2016-06-06 02:00 | 0 | 0 | 0 | 0 | 80043.7028 | 39845.2861 | 485611 | 0 | 0 | 0 | 0 | 0 | 0 | 0 | 0 | 0 | 1885794.1571 | 0 | 0 | 0 | 0 | 0 | -61870.256 | 0 | 0 | 0 | 0 | -303851.755
2016-06-06 03:00 | 0 | 0 | 0 | 0 | 214533.7414 | 0.75963 | 456516 | 0 | 0 | 0 | 0 | 61870.256 | 0 | 0 | 0 | 0 | 1581942.4021 | 0 | 0 | 0 | 0 | 0 | 61870.256 | 0 | 0 | 0 | 0 | -303851.755
2016-06-06 04:00 | 0 | 0 | 0 | 0 | 60517.9889 | 0 | 426240 | 0 | 0 | 0 | 0 | 0 | 0 | 0 | 0 | 0 | 1278090.647 | 0 | 0 | 0 | 0 | 0 | -61870.256 | 0 | 0 | 0 | 0 | -303851.755
2016-06-06 05:00 | 0 | 0 | 0 | 0 | 99336.245 | 0 | 403188 | 0 | 0 | 0 | 0 | 0 | 0 | 0 | 0 | 0 | 974238.892 | 0 | 0 | 0 | 0 | 0 | 0 | 0 | 0 | 0 | 0 | -303851.755
2016-06-06 06:00 | 0 | 0 | 0 | 0 | 80532.245 | 0 | 384384 | 0 | 0 | 0 | 0 | 0 | 0 | 0 | 0 | 0 | 670387.137 | 0 | 0 | 0 | 0 | 0 | 0 | 0 | 0 | 0 | 0 | -303851.755
2016-06-06 07:00 | 0 | 0 | 0 | 0 | 66743.245 | 0 | 370595 | 0 | 0 | 0 | 0 | 0 | 0 | 0 | 0 | 0 | 366535.3819 | 0 | 0 | 0 | 0 | 0 | 0 | 0 | 0 | 0 | 0 | -303851.755
2016-06-06 08:00 | 0 | 0 | 0 | 0 | 62163.245 | 0 | 366015 | 0 | 0 | 0 | 0 | 0 | 0 | 0 | 0 | 0 | 62683.6269 | 0 | 0 | 0 | 0 | 0 | 0 | 0 | 0 | 0 | 0 | -303851.755
2016-06-06 09:00 | 0 | 0 | 0 | 0 | 308741.3731 | 0 | 371425 | 0 | 0 | 0 | 0 | 0 | 0 | 0 | 0 | 0 | 0 | 0 | 0 | 0 | 0 | 0 | 0 | 0 | 0 | 0 | 0 | -62683.6269
2016-06-06 10:00 | 0 | 0 | 0 | 0 | 387935 | 0 | 387935 | 0 | 0 | 0 | 0 | 0 | 0 | 0 | 0 | 0 | 0 | 0 | 0 | 0 | 0 | 0 | 0 | 0 | 0 | 0 | 0 | 0
2016-06-06 11:00 | 0 | 0 | 0 | 0 | 411649.9012 | 11.0988 | 411661 | 0 | 0 | 0 | 0 | 0 | 0 | 0 | 0 | 0 | 0 | 0 | 0 | 0 | 0 | 0 | 0 | 0 | 0 | 0 | 0 | 0
2016-06-06 12:00 | 0 | 0 | 0 | 0 | 316437.7626 | 118724.2374 | 435162 | 0 | 0 | 0 | 0 | 0 | 0 | 0 | 0 | 0 | 0 | 0 | 0 | 0 | 0 | 0 | 0 | 0 | 0 | 0 | 0 | 0
2016-06-06 13:00 | 0 | 0 | 0 | 0 | 26817.7238 | 434510.2762 | 461328 | 0 | 0 | 0 | 0 | 0 | 0 | 0 | 0 | 0 | 0 | 0 | 0 | 0 | 0 | 0 | 0 | 0 | 0 | 0 | 0 | 0
2016-06-06 14:00 | 0 | 0 | 0 | 0 | 0 | 620992.1891 | 485280 | 0 | 0 | 0 | 0 | 0 | 0 | 0 | 0 | 0 | 135712.1891 | 0 | 0 | 0 | 0 | 0 | 0 | 0 | 0 | 0 | 0 | 135712.1891
2016-06-06 15:00 | 0 | 0 | 0 | 0 | 0 | 708882.4088 | 509087 | 0 | 0 | 0 | 0 | 61870.256 | 0 | 0 | 0 | 0 | 273637.3418 | 0 | 0 | 0 | 0 | 0 | 61870.256 | 0 | 0 | 0 | 0 | 137925.1527
2016-06-06 16:00 | 0 | 0 | 0 | 0 | 0 | 746298.7428 | 527204 | 0 | 0 | 0 | 0 | 0 | 0 | 0 | 0 | 0 | 554602.3406 | 0 | 0 | 0 | 0 | 0 | -61870.256 | 0 | 0 | 0 | 0 | 280964.9988
2016-06-06 17:00 | 0 | 0 | 0 | 0 | 0 | 752647.1595 | 545385 | 0 | 0 | 0 | 0 | 0 | 0 | 0 | 0 | 0 | 761864.5001 | 0 | 0 | 0 | 0 | 0 | 0 | 0 | 0 | 0 | 0 | 207262.1595
2016-06-06 18:00 | 0 | 0 | 0 | 0 | 0 | 743499.4037 | 560299 | 0 | 0 | 0 | 0 | 0 | 0 | 0 | 0 | 0 | 945064.9038 | 0 | 0 | 0 | 0 | 0 | 0 | 0 | 0 | 0 | 0 | 183200.4037
2016-06-06 19:00 | 0 | 0 | 0 | 0 | 0 | 726404.7397 | 570244 | 0 | 0 | 0 | 0 | 0 | 0 | 0 | 0 | 0 | 1101225.6435 | 0 | 0 | 0 | 0 | 0 | 0 | 0 | 0 | 0 | 0 | 156160.7397
2016-06-06 20:00 | 0 | 0 | 0 | 0 | 0 | 709234.9494 | 578371 | 0 | 0 | 0 | 0 | 61870.256 | 0 | 0 | 0 | 0 | 1170219.3368 | 0 | 0 | 0 | 0 | 0 | 61870.256 | 0 | 0 | 0 | 0 | 68993.6934
2016-06-06 21:00 | 0 | 0 | 0 | 0 | 0 | 683539.6372 | 581232 | 0 | 0 | 0 | 0 | 0 | 0 | 0 | 0 | 0 | 1334397.2301 | 0 | 0 | 0 | 0 | 0 | -61870.256 | 0 | 0 | 0 | 0 | 164177.8933
2016-06-06 22:00 | 0 | 0 | 0 | 0 | 0 | 651402.1823 | 579340 | 0 | 0 | 0 | 0 | 0 | 0 | 0 | 0 | 0 | 1406459.4124 | 0 | 0 | 0 | 0 | 0 | 0 | 0 | 0 | 0 | 0 | 72062.1823
2016-06-06 23:00 | 0 | 0 | 0 | 0 | 0 | 582854.2075 | 568858 | 0 | 0 | 0 | 0 | 0 | 0 | 0 | 0 | 0 | 1420455.6199 | 0 | 0 | 0 | 0 | 0 | 0 | 0 | 0 | 0 | 0 | 13996.2075
2016-06-07 | 0 | 0 | 0 | 0 | 0 | 474924.3635 | 558041 | 0 | 0 | 0 | 0 | 61870.256 | 0 | 0 | 0 | 0 | 1275468.7274 | 0 | 0 | 0 | 0 | 0 | 61870.256 | 0 | 0 | 0 | 0 | -144986.8925
2016-06-07 01:00 | 0 | 0 | 0 | 0 | 0 | 277906.5698 | 544630 | 0 | 0 | 0 | 0 | 61870.256 | 0 | 0 | 0 | 0 | 1008745.2972 | 0 | 0 | 0 | 0 | 0 | 0 | 0 | 0 | 0 | 0 | -266723.4302
2016-06-07 02:00 | 0 | 0 | 0 | 0 | 116077.9407 | 35739.0482 | 517539 | 0 | 0 | 0 | 0 | 0 | 0 | 0 | 0 | 0 | 704893.5422 | 0 | 0 | 0 | 0 | 0 | -61870.256 | 0 | 0 | 0 | 0 | -303851.755
2016-06-07 03:00 | 0 | 0 | 0 | 0 | 447894.6253 | 0.59861 | 483215 | 0 | 0 | 0 | 0 | 61870.256 | 0 | 0 | 0 | 0 | 607703.5101 | 0 | 0 | 0 | 0 | 0 | 61870.256 | 0 | 0 | 0 | 0 | -97190.0321
2016-06-07 04:00 | 0 | 0 | 0 | 0 | 82320.9889 | 0 | 448043 | 0 | 0 | 0 | 0 | 0 | 0 | 0 | 0 | 0 | 303851.755 | 0 | 0 | 0 | 0 | 0 | -61870.256 | 0 | 0 | 0 | 0 | -303851.755
2016-06-07 05:00 | 0 | 0 | 0 | 0 | 115513.245 | 0 | 419365 | 0 | 0 | 0 | 0 | 0 | 0 | 0 | 0 | 0 | 0 | 0 | 0 | 0 | 0 | 0 | 0 | 0 | 0 | 0 | 0 | -303851.755
2016-06-07 06:00 | 0 | 0 | 0 | 0 | 397308 | 0 | 397308 | 0 | 0 | 0 | 0 | 0 | 0 | 0 | 0 | 0 | 0 | 0 | 0 | 0 | 0 | 0 | 0 | 0 | 0 | 0 | 0 | 0
2016-06-07 07:00 | 0 | 0 | 0 | 0 | 381818 | 0 | 381818 | 0 | 0 | 0 | 0 | 0 | 0 | 0 | 0 | 0 | 0 | 0 | 0 | 0 | 0 | 0 | 0 | 0 | 0 | 0 | 0 | 0
2016-06-07 08:00 | 0 | 0 | 0 | 0 | 375224 | 0 | 375224 | 0 | 0 | 0 | 0 | 0 | 0 | 0 | 0 | 0 | 0 | 0 | 0 | 0 | 0 | 0 | 0 | 0 | 0 | 0 | 0 | 0
2016-06-07 09:00 | 0 | 0 | 0 | 0 | 439464.482 | 0 | 379918 | 0 | 0 | 0 | 0 | 0 | 0 | 0 | 0 | 0 | 59546.482 | 0 | 0 | 0 | 0 | 0 | 0 | 0 | 0 | 0 | 0 | 59546.482
2016-06-07 10:00 | 0 | 0 | 0 | 0 | 496235.8505 | 0 | 394415 | 0 | 0 | 0 | 0 | 61870.256 | 0 | 0 | 0 | 0 | 99497.0764 | 0 | 0 | 0 | 0 | 0 | 61870.256 | 0 | 0 | 0 | 0 | 39950.5944
2016-06-07 11:00 | 0 | 0 | 0 | 0 | 395902.6019 | 5.2128 | 414034 | 0 | 0 | 0 | 0 | 61870.256 | 0 | 0 | 0 | 0 | 81370.8912 | 0 | 0 | 0 | 0 | 0 | 0 | 0 | 0 | 0 | 0 | -18126.1853
2016-06-07 12:00 | 0 | 0 | 0 | 0 | 190519.5071 | 102318.3457 | 436079 | 0 | 0 | 0 | 0 | 0 | 0 | 0 | 0 | 0 | 0 | 0 | 0 | 0 | 0 | 0 | -61870.256 | 0 | 0 | 0 | 0 | -81370.8912
2016-06-07 13:00 | 0 | 0 | 0 | 0 | 40088.4993 | 419932.5007 | 460021 | 0 | 0 | 0 | 0 | 0 | 0 | 0 | 0 | 0 | 0 | 0 | 0 | 0 | 0 | 0 | 0 | 0 | 0 | 0 | 0 | 0
2016-06-07 14:00 | 0 | 0 | 0 | 0 | 0 | 600023.2236 | 485342 | 0 | 0 | 0 | 0 | 61870.256 | 0 | 0 | 0 | 0 | 52810.9675 | 0 | 0 | 0 | 0 | 0 | 61870.256 | 0 | 0 | 0 | 0 | 52810.9675
2016-06-07 15:00 | 0 | 0 | 0 | 0 | 0 | 692897.8532 | 508842 | 0 | 0 | 0 | 0 | 61870.256 | 0 | 0 | 0 | 0 | 236866.8207 | 0 | 0 | 0 | 0 | 0 | 0 | 0 | 0 | 0 | 0 | 184055.8532
2016-06-07 16:00 | 0 | 0 | 0 | 0 | 0 | 733632.1527 | 528600 | 0 | 0 | 0 | 0 | 61870.256 | 0 | 0 | 0 | 0 | 441898.9734 | 0 | 0 | 0 | 0 | 0 | 0 | 0 | 0 | 0 | 0 | 205032.1527
2016-06-07 17:00 | 0 | 0 | 0 | 0 | 0 | 743304.7803 | 546244 | 0 | 0 | 0 | 0 | 61870.256 | 0 | 0 | 0 | 0 | 638959.7537 | 0 | 0 | 0 | 0 | 0 | 0 | 0 | 0 | 0 | 0 | 197060.7803
2016-06-07 18:00 | 0 | 0 | 0 | 0 | 0 | 734814.4599 | 559521 | 0 | 0 | 0 | 0 | 0 | 0 | 0 | 0 | 0 | 876123.4696 | 0 | 0 | 0 | 0 | 0 | -61870.256 | 0 | 0 | 0 | 0 | 237163.7159
2016-06-07 19:00 | 0 | 0 | 0 | 0 | 0 | 720043.1736 | 569433 | 0 | 0 | 0 | 0 | 0 | 0 | 0 | 0 | 0 | 1026733.6432 | 0 | 0 | 0 | 0 | 0 | 0 | 0 | 0 | 0 | 0 | 150610.1736
2016-06-07 20:00 | 0 | 0 | 0 | 0 | 0 | 705377.0241 | 575757 | 0 | 0 | 0 | 0 | 61870.256 | 0 | 0 | 0 | 0 | 1094483.4113 | 0 | 0 | 0 | 0 | 0 | 61870.256 | 0 | 0 | 0 | 0 | 67749.7681
2016-06-07 21:00 | 0 | 0 | 0 | 0 | 0 | 686232.504 | 579190 | 0 | 0 | 0 | 0 | 61870.256 | 0 | 0 | 0 | 0 | 1201525.9152 | 0 | 0 | 0 | 0 | 0 | 0 | 0 | 0 | 0 | 0 | 107042.504
2016-06-07 22:00 | 0 | 0 | 0 | 0 | 0 | 655339.2377 | 575363 | 0 | 0 | 0 | 0 | 61870.256 | 0 | 0 | 0 | 0 | 1281502.153 | 0 | 0 | 0 | 0 | 0 | 0 | 0 | 0 | 0 | 0 | 79976.2377
2016-06-07 23:00 | 0 | 0 | 0 | 0 | 0 | 579002.9406 | 564201 | 0 | 0 | 0 | 0 | 61870.256 | 0 | 0 | 0 | 0 | 1296304.0935 | 0 | 0 | 0 | 0 | 0 | 0 | 0 | 0 | 0 | 0 | 14801.9406
2016-06-08 | 0 | 0 | 0 | 0 | 0 | 459501.2977 | 548515 | 0 | 0 | 0 | 0 | 0 | 0 | 0 | 0 | 0 | 1269160.6472 | 0 | 0 | 0 | 0 | 0 | -61870.256 | 0 | 0 | 0 | 0 | -27143.4463
2016-06-08 01:00 | 0 | 0 | 0 | 0 | 0 | 254876.3428 | 533334 | 0 | 0 | 0 | 0 | 25394.0978 | 0 | 0 | 0 | 0 | 965308.8922 | 0 | 0 | 0 | 0 | 0 | 25394.0978 | 0 | 0 | 0 | 0 | -303851.755
2016-06-08 02:00 | 0 | 0 | 0 | 0 | 142481.3435 | 35142.8037 | 506870 | 0 | 0 | 0 | 0 | 0 | 0 | 0 | 0 | 0 | 661457.1372 | 0 | 0 | 0 | 0 | 0 | -25394.0978 | 0 | 0 | 0 | 0 | -303851.755
2016-06-08 03:00 | 0 | 0 | 0 | 0 | 782944.6282 | 1.7558 | 470978 | 0 | 0 | 0 | 0 | 61870.256 | 0 | 0 | 0 | 0 | 911555.2651 | 0 | 0 | 0 | 0 | 0 | 61870.256 | 0 | 0 | 0 | 0 | 250098.1279
2016-06-08 04:00 | 0 | 0 | 0 | 0 | 71842.9889 | 0 | 437565 | 0 | 0 | 0 | 0 | 0 | 0 | 0 | 0 | 0 | 607703.5101 | 0 | 0 | 0 | 0 | 0 | -61870.256 | 0 | 0 | 0 | 0 | -303851.755
2016-06-08 05:00 | 0 | 0 | 0 | 0 | 104998.245 | 0 | 408850 | 0 | 0 | 0 | 0 | 0 | 0 | 0 | 0 | 0 | 303851.755 | 0 | 0 | 0 | 0 | 0 | 0 | 0 | 0 | 0 | 0 | -303851.755
2016-06-08 06:00 | 0 | 0 | 0 | 0 | 82376.245 | 0 | 386228 | 0 | 0 | 0 | 0 | 0 | 0 | 0 | 0 | 0 | 0 | 0 | 0 | 0 | 0 | 0 | 0 | 0 | 0 | 0 | 0 | -303851.755
2016-06-08 07:00 | 0 | 0 | 0 | 0 | 371486 | 0 | 371486 | 0 | 0 | 0 | 0 | 0 | 0 | 0 | 0 | 0 | 0 | 0 | 0 | 0 | 0 | 0 | 0 | 0 | 0 | 0 | 0 | 0
2016-06-08 08:00 | 0 | 0 | 0 | 0 | 364715 | 0 | 364715 | 0 | 0 | 0 | 0 | 0 | 0 | 0 | 0 | 0 | 0 | 0 | 0 | 0 | 0 | 0 | 0 | 0 | 0 | 0 | 0 | 0
2016-06-08 09:00 | 0 | 0 | 0 | 0 | 370472 | 0 | 370472 | 0 | 0 | 0 | 0 | 0 | 0 | 0 | 0 | 0 | 0 | 0 | 0 | 0 | 0 | 0 | 0 | 0 | 0 | 0 | 0 | 0
2016-06-08 10:00 | 0 | 0 | 0 | 0 | 382405 | 0 | 382405 | 0 | 0 | 0 | 0 | 0 | 0 | 0 | 0 | 0 | 0 | 0 | 0 | 0 | 0 | 0 | 0 | 0 | 0 | 0 | 0 | 0
2016-06-08 11:00 | 0 | 0 | 0 | 0 | 400428.079 | 3.921 | 400432 | 0 | 0 | 0 | 0 | 0 | 0 | 0 | 0 | 0 | 0 | 0 | 0 | 0 | 0 | 0 | 0 | 0 | 0 | 0 | 0 | 0
2016-06-08 12:00 | 0 | 0 | 0 | 0 | 313775.5456 | 106689.4544 | 420465 | 0 | 0 | 0 | 0 | 0 | 0 | 0 | 0 | 0 | 0 | 0 | 0 | 0 | 0 | 0 | 0 | 0 | 0 | 0 | 0 | 0
2016-06-08 13:00 | 0 | 0 | 0 | 0 | 40520.2321 | 401678.7679 | 442199 | 0 | 0 | 0 | 0 | 0 | 0 | 0 | 0 | 0 | 0 | 0 | 0 | 0 | 0 | 0 | 0 | 0 | 0 | 0 | 0 | 0
2016-06-08 14:00 | 0 | 0 | 0 | 0 | 0 | 573337.2337 | 465246 | 0 | 0 | 0 | 0 | 61870.256 | 0 | 0 | 0 | 0 | 46220.9776 | 0 | 0 | 0 | 0 | 0 | 61870.256 | 0 | 0 | 0 | 0 | 46220.9776
2016-06-08 15:00 | 0 | 0 | 0 | 0 | 0 | 654261.1485 | 486017 | 0 | 0 | 0 | 0 | 61870.256 | 0 | 0 | 0 | 0 | 214465.1261 | 0 | 0 | 0 | 0 | 0 | 0 | 0 | 0 | 0 | 0 | 168244.1485
2016-06-08 16:00 | 0 | 0 | 0 | 0 | 0 | 697703.6739 | 502863 | 0 | 0 | 0 | 0 | 61870.256 | 0 | 0 | 0 | 0 | 409305.8 | 0 | 0 | 0 | 0 | 0 | 0 | 0 | 0 | 0 | 0 | 194840.6739
2016-06-08 17:00 | 0 | 0 | 0 | 0 | 0 | 709311.2029 | 519109 | 0 | 0 | 0 | 0 | 0 | 0 | 0 | 0 | 0 | 661378.259 | 0 | 0 | 0 | 0 | 0 | -61870.256 | 0 | 0 | 0 | 0 | 252072.4589
2016-06-08 18:00 | 0 | 0 | 0 | 0 | 0 | 707182.8935 | 532051 | 0 | 0 | 0 | 0 | 61870.256 | 0 | 0 | 0 | 0 | 774639.8964 | 0 | 0 | 0 | 0 | 0 | 61870.256 | 0 | 0 | 0 | 0 | 113261.6374
2016-06-08 19:00 | 0 | 0 | 0 | 0 | 0 | 697049.5026 | 543040 | 0 | 0 | 0 | 0 | 61870.256 | 0 | 0 | 0 | 0 | 928649.399 | 0 | 0 | 0 | 0 | 0 | 0 | 0 | 0 | 0 | 0 | 154009.5026
2016-06-08 20:00 | 0 | 0 | 0 | 0 | 0 | 687795.8348 | 551323 | 0 | 0 | 0 | 0 | 61870.256 | 0 | 0 | 0 | 0 | 1065122.2338 | 0 | 0 | 0 | 0 | 0 | 0 | 0 | 0 | 0 | 0 | 136472.8348
2016-06-08 21:00 | 0 | 0 | 0 | 0 | 0 | 669867.8254 | 555836 | 0 | 0 | 0 | 0 | 0 | 0 | 0 | 0 | 0 | 1241024.3153 | 0 | 0 | 0 | 0 | 0 | -61870.256 | 0 | 0 | 0 | 0 | 175902.0814
2016-06-08 22:00 | 0 | 0 | 0 | 0 | 0 | 636680.7307 | 553751 | 0 | 0 | 0 | 0 | 61870.256 | 0 | 0 | 0 | 0 | 1262083.7899 | 0 | 0 | 0 | 0 | 0 | 61870.256 | 0 | 0 | 0 | 0 | 21059.4747
2016-06-08 23:00 | 0 | 0 | 0 | 0 | 0 | 563545.693 | 543784 | 0 | 0 | 0 | 0 | 0 | 0 | 0 | 0 | 0 | 1343715.739 | 0 | 0 | 0 | 0 | 0 | -61870.256 | 0 | 0 | 0 | 0 | 81631.9491
2016-06-09 | 0 | 0 | 0 | 0 | 0 | 443186.4455 | 530422 | 0 | 0 | 0 | 0 | 61870.256 | 0 | 0 | 0 | 0 | 1194609.9285 | 0 | 0 | 0 | 0 | 0 | 61870.256 | 0 | 0 | 0 | 0 | -149105.8105
2016-06-09 01:00 | 0 | 0 | 0 | 0 | 0 | 241554.1786 | 517442 | 0 | 0 | 0 | 0 | 61870.256 | 0 | 0 | 0 | 0 | 918722.1071 | 0 | 0 | 0 | 0 | 0 | 0 | 0 | 0 | 0 | 0 | -275887.8214
2016-06-09 02:00 | 0 | 0 | 0 | 0 | 96968.0205 | 31712.9684 | 494403 | 0 | 0 | 0 | 0 | 0 | 0 | 0 | 0 | 0 | 614870.3521 | 0 | 0 | 0 | 0 | 0 | -61870.256 | 0 | 0 | 0 | 0 | -303851.755
2016-06-09 03:00 | 0 | 0 | 0 | 0 | 820058.8136 | 1.3555 | 461505 | 0 | 0 | 0 | 0 | 61870.256 | 0 | 0 | 0 | 0 | 911555.2651 | 0 | 0 | 0 | 0 | 0 | 61870.256 | 0 | 0 | 0 | 0 | 296684.913
2016-06-09 04:00 | 0 | 0 | 0 | 0 | 63762.9889 | 0 | 429485 | 0 | 0 | 0 | 0 | 0 | 0 | 0 | 0 | 0 | 607703.5101 | 0 | 0 | 0 | 0 | 0 | -61870.256 | 0 | 0 | 0 | 0 | -303851.755
2016-06-09 05:00 | 0 | 0 | 0 | 0 | 98997.245 | 0 | 402849 | 0 | 0 | 0 | 0 | 0 | 0 | 0 | 0 | 0 | 303851.755 | 0 | 0 | 0 | 0 | 0 | 0 | 0 | 0 | 0 | 0 | -303851.755
2016-06-09 06:00 | 0 | 0 | 0 | 0 | 78626.245 | 0 | 382478 | 0 | 0 | 0 | 0 | 0 | 0 | 0 | 0 | 0 | 0 | 0 | 0 | 0 | 0 | 0 | 0 | 0 | 0 | 0 | 0 | -303851.755
2016-06-09 07:00 | 0 | 0 | 0 | 0 | 368821 | 0 | 368821 | 0 | 0 | 0 | 0 | 0 | 0 | 0 | 0 | 0 | 0 | 0 | 0 | 0 | 0 | 0 | 0 | 0 | 0 | 0 | 0 | 0
2016-06-09 08:00 | 0 | 0 | 0 | 0 | 362709 | 0 | 362709 | 0 | 0 | 0 | 0 | 0 | 0 | 0 | 0 | 0 | 0 | 0 | 0 | 0 | 0 | 0 | 0 | 0 | 0 | 0 | 0 | 0
2016-06-09 09:00 | 0 | 0 | 0 | 0 | 366616 | 0 | 366616 | 0 | 0 | 0 | 0 | 0 | 0 | 0 | 0 | 0 | 0 | 0 | 0 | 0 | 0 | 0 | 0 | 0 | 0 | 0 | 0 | 0
2016-06-09 10:00 | 0 | 0 | 0 | 0 | 380315 | 0 | 380315 | 0 | 0 | 0 | 0 | 0 | 0 | 0 | 0 | 0 | 0 | 0 | 0 | 0 | 0 | 0 | 0 | 0 | 0 | 0 | 0 | 0
2016-06-09 11:00 | 0 | 0 | 0 | 0 | 398297.3862 | 6.6138 | 398304 | 0 | 0 | 0 | 0 | 0 | 0 | 0 | 0 | 0 | 0 | 0 | 0 | 0 | 0 | 0 | 0 | 0 | 0 | 0 | 0 | 0
2016-06-09 12:00 | 0 | 0 | 0 | 0 | 314377.2828 | 104942.7172 | 419320 | 0 | 0 | 0 | 0 | 0 | 0 | 0 | 0 | 0 | 0 | 0 | 0 | 0 | 0 | 0 | 0 | 0 | 0 | 0 | 0 | 0
2016-06-09 13:00 | 0 | 0 | 0 | 0 | 45871.4605 | 395711.5395 | 441583 | 0 | 0 | 0 | 0 | 0 | 0 | 0 | 0 | 0 | 0 | 0 | 0 | 0 | 0 | 0 | 0 | 0 | 0 | 0 | 0 | 0
2016-06-09 14:00 | 0 | 0 | 0 | 0 | 0 | 583113.4088 | 464597 | 0 | 0 | 0 | 0 | 61870.256 | 0 | 0 | 0 | 0 | 56646.1527 | 0 | 0 | 0 | 0 | 0 | 61870.256 | 0 | 0 | 0 | 0 | 56646.1527
2016-06-09 15:00 | 0 | 0 | 0 | 0 | 0 | 683855.2524 | 485879 | 0 | 0 | 0 | 0 | 0 | 0 | 0 | 0 | 0 | 316492.6612 | 0 | 0 | 0 | 0 | 0 | -61870.256 | 0 | 0 | 0 | 0 | 259846.5084
2016-06-09 16:00 | 0 | 0 | 0 | 0 | 0 | 735967.1486 | 505989 | 0 | 0 | 0 | 0 | 61870.256 | 0 | 0 | 0 | 0 | 484600.5538 | 0 | 0 | 0 | 0 | 0 | 61870.256 | 0 | 0 | 0 | 0 | 168107.8926
2016-06-09 17:00 | 0 | 0 | 0 | 0 | 0 | 748369.9469 | 524767 | 0 | 0 | 0 | 0 | 0 | 0 | 0 | 0 | 0 | 770073.7567 | 0 | 0 | 0 | 0 | 0 | -61870.256 | 0 | 0 | 0 | 0 | 285473.2029
2016-06-09 18:00 | 0 | 0 | 0 | 0 | 0 | 746252.0704 | 539999 | 0 | 0 | 0 | 0 | 61870.256 | 0 | 0 | 0 | 0 | 914456.571 | 0 | 0 | 0 | 0 | 0 | 61870.256 | 0 | 0 | 0 | 0 | 144382.8143
2016-06-09 19:00 | 0 | 0 | 0 | 0 | 0 | 738991.0925 | 552774 | 0 | 0 | 0 | 0 | 0 | 0 | 0 | 0 | 0 | 1162543.9196 | 0 | 0 | 0 | 0 | 0 | -61870.256 | 0 | 0 | 0 | 0 | 248087.3486
2016-06-09 20:00 | 0 | 0 | 0 | 0 | 0 | 733404.5794 | 560594 | 0 | 0 | 0 | 0 | 61870.256 | 0 | 0 | 0 | 0 | 1273484.243 | 0 | 0 | 0 | 0 | 0 | 61870.256 | 0 | 0 | 0 | 0 | 110940.3234
2016-06-09 21:00 | 0 | 0 | 0 | 0 | 0 | 719785.4006 | 566846 | 0 | 0 | 0 | 0 | 61870.256 | 0 | 0 | 0 | 0 | 1426423.6435 | 0 | 0 | 0 | 0 | 0 | 0 | 0 | 0 | 0 | 0 | 152939.4006
2016-06-09 22:00 | 0 | 0 | 0 | 0 | 0 | 688938.5156 | 564371 | 0 | 0 | 0 | 0 | 61870.256 | 0 | 0 | 0 | 0 | 1550991.1591 | 0 | 0 | 0 | 0 | 0 | 0 | 0 | 0 | 0 | 0 | 124567.5156
2016-06-09 23:00 | 0 | 0 | 0 | 0 | 0 | 617116.9432 | 554318 | 0 | 0 | 0 | 0 | 0 | 0 | 0 | 0 | 0 | 1675660.3584 | 0 | 0 | 0 | 0 | 0 | -61870.256 | 0 | 0 | 0 | 0 | 124669.1993
2016-06-10 | 0 | 0 | 0 | 0 | 0 | 490818.8694 | 540316 | 0 | 0 | 0 | 0 | 3496.9721 | 0 | 0 | 0 | 0 | 1622666.2557 | 0 | 0 | 0 | 0 | 0 | 3496.9721 | 0 | 0 | 0 | 0 | -52994.1027
2016-06-10 01:00 | 0 | 0 | 0 | 0 | 0 | 284919.5289 | 530398 | 0 | 0 | 0 | 0 | 61870.256 | 0 | 0 | 0 | 0 | 1318814.5006 | 0 | 0 | 0 | 0 | 0 | 58373.2839 | 0 | 0 | 0 | 0 | -303851.755
2016-06-10 02:00 | 0 | 0 | 0 | 0 | 91961.3313 | 47739.6576 | 505423 | 0 | 0 | 0 | 0 | 0 | 0 | 0 | 0 | 0 | 1014962.7456 | 0 | 0 | 0 | 0 | 0 | -61870.256 | 0 | 0 | 0 | 0 | -303851.755
2016-06-10 03:00 | 0 | 0 | 0 | 0 | 431558.9106 | 1.865 | 473098 | 0 | 0 | 0 | 0 | 61870.256 | 0 | 0 | 0 | 0 | 911555.2651 | 0 | 0 | 0 | 0 | 0 | 61870.256 | 0 | 0 | 0 | 0 | -103407.4805
2016-06-10 04:00 | 0 | 0 | 0 | 0 | 72670.9889 | 0 | 438393 | 0 | 0 | 0 | 0 | 0 | 0 | 0 | 0 | 0 | 607703.5101 | 0 | 0 | 0 | 0 | 0 | -61870.256 | 0 | 0 | 0 | 0 | -303851.755
2016-06-10 05:00 | 0 | 0 | 0 | 0 | 107660.245 | 0 | 411512 | 0 | 0 | 0 | 0 | 0 | 0 | 0 | 0 | 0 | 303851.755 | 0 | 0 | 0 | 0 | 0 | 0 | 0 | 0 | 0 | 0 | -303851.755
2016-06-10 06:00 | 0 | 0 | 0 | 0 | 87374.245 | 0 | 391226 | 0 | 0 | 0 | 0 | 0 | 0 | 0 | 0 | 0 | 0 | 0 | 0 | 0 | 0 | 0 | 0 | 0 | 0 | 0 | 0 | -303851.755
2016-06-10 07:00 | 0 | 0 | 0 | 0 | 376885 | 0 | 376885 | 0 | 0 | 0 | 0 | 0 | 0 | 0 | 0 | 0 | 0 | 0 | 0 | 0 | 0 | 0 | 0 | 0 | 0 | 0 | 0 | 0
2016-06-10 08:00 | 0 | 0 | 0 | 0 | 369546 | 0 | 369546 | 0 | 0 | 0 | 0 | 0 | 0 | 0 | 0 | 0 | 0 | 0 | 0 | 0 | 0 | 0 | 0 | 0 | 0 | 0 | 0 | 0
2016-06-10 09:00 | 0 | 0 | 0 | 0 | 372398 | 0 | 372398 | 0 | 0 | 0 | 0 | 0 | 0 | 0 | 0 | 0 | 0 | 0 | 0 | 0 | 0 | 0 | 0 | 0 | 0 | 0 | 0 | 0
2016-06-10 10:00 | 0 | 0 | 0 | 0 | 383857 | 0 | 383857 | 0 | 0 | 0 | 0 | 0 | 0 | 0 | 0 | 0 | 0 | 0 | 0 | 0 | 0 | 0 | 0 | 0 | 0 | 0 | 0 | 0
2016-06-10 11:00 | 0 | 0 | 0 | 0 | 429323.7204 | 8.315 | 402748 | 0 | 0 | 0 | 0 | 0 | 0 | 0 | 0 | 0 | 26584.0354 | 0 | 0 | 0 | 0 | 0 | 0 | 0 | 0 | 0 | 0 | 26584.0354
2016-06-10 12:00 | 0 | 0 | 0 | 0 | 285096.3893 | 115148.5753 | 426829 | 0 | 0 | 0 | 0 | 0 | 0 | 0 | 0 | 0 | 0 | 0 | 0 | 0 | 0 | 0 | 0 | 0 | 0 | 0 | 0 | -26584.0354
2016-06-10 13:00 | 0 | 0 | 0 | 0 | 65126.6039 | 389519.3961 | 454646 | 0 | 0 | 0 | 0 | 0 | 0 | 0 | 0 | 0 | 0 | 0 | 0 | 0 | 0 | 0 | 0 | 0 | 0 | 0 | 0 | 0
2016-06-10 14:00 | 0 | 0 | 0 | 0 | 0 | 535707.5902 | 482301 | 0 | 0 | 0 | 0 | 0 | 0 | 0 | 0 | 0 | 53406.5902 | 0 | 0 | 0 | 0 | 0 | 0 | 0 | 0 | 0 | 0 | 53406.5902
2016-06-10 15:00 | 0 | 0 | 0 | 0 | 0 | 619870.3032 | 508873 | 0 | 0 | 0 | 0 | 61870.256 | 0 | 0 | 0 | 0 | 102533.6373 | 0 | 0 | 0 | 0 | 0 | 61870.256 | 0 | 0 | 0 | 0 | 49127.0471
2016-06-10 16:00 | 0 | 0 | 0 | 0 | 0 | 664092.906 | 531905 | 0 | 0 | 0 | 0 | 61870.256 | 0 | 0 | 0 | 0 | 234721.5433 | 0 | 0 | 0 | 0 | 0 | 0 | 0 | 0 | 0 | 0 | 132187.906
2016-06-10 17:00 | 0 | 0 | 0 | 0 | 0 | 677265.0541 | 551022 | 0 | 0 | 0 | 0 | 61870.256 | 0 | 0 | 0 | 0 | 360964.5974 | 0 | 0 | 0 | 0 | 0 | 0 | 0 | 0 | 0 | 0 | 126243.0541
2016-06-10 18:00 | 0 | 0 | 0 | 0 | 0 | 675424.9348 | 567314 | 0 | 0 | 0 | 0 | 0 | 0 | 0 | 0 | 0 | 530945.7883 | 0 | 0 | 0 | 0 | 0 | -61870.256 | 0 | 0 | 0 | 0 | 169981.1909
2016-06-10 19:00 | 0 | 0 | 0 | 0 | 0 | 667265.0793 | 579868 | 0 | 0 | 0 | 0 | 0 | 0 | 0 | 0 | 0 | 618342.8676 | 0 | 0 | 0 | 0 | 0 | 0 | 0 | 0 | 0 | 0 | 87397.0793
2016-06-10 20:00 | 0 | 0 | 0 | 0 | 0 | 652186.38 | 589997 | 0 | 0 | 0 | 0 | 0 | 0 | 0 | 0 | 0 | 680532.2476 | 0 | 0 | 0 | 0 | 0 | 0 | 0 | 0 | 0 | 0 | 62189.38
2016-06-10 21:00 | 0 | 0 | 0 | 0 | 0 | 622046.0864 | 593420 | 0 | 0 | 0 | 0 | 0 | 0 | 0 | 0 | 0 | 709158.334 | 0 | 0 | 0 | 0 | 0 | 0 | 0 | 0 | 0 | 0 | 28626.0864
2016-06-10 22:00 | 0 | 0 | 0 | 0 | 0 | 572682.6312 | 587600 | 0 | 0 | 0 | 0 | 0 | 0 | 0 | 0 | 0 | 694240.9652 | 0 | 0 | 0 | 0 | 0 | 0 | 0 | 0 | 0 | 0 | -14917.3688
2016-06-10 23:00 | 0 | 0 | 0 | 0 | 0 | 488916.3092 | 573688 | 0 | 0 | 0 | 0 | 61870.256 | 0 | 0 | 0 | 0 | 547599.0184 | 0 | 0 | 0 | 0 | 0 | 61870.256 | 0 | 0 | 0 | 0 | -146641.9468
2016-06-11 | 0 | 0 | 0 | 0 | 0 | 368527.849 | 556480 | 0 | 0 | 0 | 0 | 61870.256 | 0 | 0 | 0 | 0 | 359646.8674 | 0 | 0 | 0 | 0 | 0 | 0 | 0 | 0 | 0 | 0 | -187952.151
2016-06-11 01:00 | 0 | 0 | 0 | 0 | 0 | 194624.1513 | 540736 | 0 | 0 | 0 | 0 | 19610.1624 | 0 | 0 | 0 | 0 | 55795.1124 | 0 | 0 | 0 | 0 | 0 | -42260.0936 | 0 | 0 | 0 | 0 | -303851.755
2016-06-11 02:00 | 0 | 0 | 0 | 0 | 716471.8743 | 29613.606 | 517639 | 0 | 0 | 0 | 0 | 0 | 0 | 0 | 0 | 0 | 303851.755 | 0 | 0 | 0 | 0 | 0 | -19610.1624 | 0 | 0 | 0 | 0 | 248056.6427
2016-06-11 03:00 | 0 | 0 | 0 | 0 | 852359.6276 | 2.3835 | 486640 | 0 | 0 | 0 | 0 | 61870.256 | 0 | 0 | 0 | 0 | 607703.5101 | 0 | 0 | 0 | 0 | 0 | 61870.256 | 0 | 0 | 0 | 0 | 303851.755
2016-06-11 04:00 | 0 | 0 | 0 | 0 | 89508.9889 | 0 | 455231 | 0 | 0 | 0 | 0 | 0 | 0 | 0 | 0 | 0 | 303851.755 | 0 | 0 | 0 | 0 | 0 | -61870.256 | 0 | 0 | 0 | 0 | -303851.755
2016-06-11 05:00 | 0 | 0 | 0 | 0 | 122601.245 | 0 | 426453 | 0 | 0 | 0 | 0 | 0 | 0 | 0 | 0 | 0 | 0 | 0 | 0 | 0 | 0 | 0 | 0 | 0 | 0 | 0 | 0 | -303851.755
2016-06-11 06:00 | 0 | 0 | 0 | 0 | 405689 | 0 | 405689 | 0 | 0 | 0 | 0 | 0 | 0 | 0 | 0 | 0 | 0 | 0 | 0 | 0 | 0 | 0 | 0 | 0 | 0 | 0 | 0 | 0
2016-06-11 07:00 | 0 | 0 | 0 | 0 | 388245 | 0 | 388245 | 0 | 0 | 0 | 0 | 0 | 0 | 0 | 0 | 0 | 0 | 0 | 0 | 0 | 0 | 0 | 0 | 0 | 0 | 0 | 0 | 0
2016-06-11 08:00 | 0 | 0 | 0 | 0 | 375972 | 0 | 375972 | 0 | 0 | 0 | 0 | 0 | 0 | 0 | 0 | 0 | 0 | 0 | 0 | 0 | 0 | 0 | 0 | 0 | 0 | 0 | 0 | 0
2016-06-11 09:00 | 0 | 0 | 0 | 0 | 372056 | 0 | 372056 | 0 | 0 | 0 | 0 | 0 | 0 | 0 | 0 | 0 | 0 | 0 | 0 | 0 | 0 | 0 | 0 | 0 | 0 | 0 | 0 | 0
2016-06-11 10:00 | 0 | 0 | 0 | 0 | 372473 | 0 | 372473 | 0 | 0 | 0 | 0 | 0 | 0 | 0 | 0 | 0 | 0 | 0 | 0 | 0 | 0 | 0 | 0 | 0 | 0 | 0 | 0 | 0
2016-06-11 11:00 | 0 | 0 | 0 | 0 | 382382.6948 | 7.3052 | 382390 | 0 | 0 | 0 | 0 | 0 | 0 | 0 | 0 | 0 | 0 | 0 | 0 | 0 | 0 | 0 | 0 | 0 | 0 | 0 | 0 | 0
2016-06-11 12:00 | 0 | 0 | 0 | 0 | 321687.0336 | 83806.9664 | 405494 | 0 | 0 | 0 | 0 | 0 | 0 | 0 | 0 | 0 | 0 | 0 | 0 | 0 | 0 | 0 | 0 | 0 | 0 | 0 | 0 | 0
2016-06-11 13:00 | 0 | 0 | 0 | 0 | 157334.2366 | 280742.7634 | 438077 | 0 | 0 | 0 | 0 | 0 | 0 | 0 | 0 | 0 | 0 | 0 | 0 | 0 | 0 | 0 | 0 | 0 | 0 | 0 | 0 | 0
2016-06-11 14:00 | 0 | 0 | 0 | 0 | 30757.671 | 442582.329 | 473340 | 0 | 0 | 0 | 0 | 0 | 0 | 0 | 0 | 0 | 0 | 0 | 0 | 0 | 0 | 0 | 0 | 0 | 0 | 0 | 0 | 0
2016-06-11 15:00 | 0 | 0 | 0 | 0 | 0 | 545750.1372 | 506666 | 0 | 0 | 0 | 0 | 0 | 0 | 0 | 0 | 0 | 39084.1372 | 0 | 0 | 0 | 0 | 0 | 0 | 0 | 0 | 0 | 0 | 39084.1372
2016-06-11 16:00 | 0 | 0 | 0 | 0 | 0 | 602528.1772 | 534752 | 0 | 0 | 0 | 0 | 0 | 0 | 0 | 0 | 0 | 106860.3144 | 0 | 0 | 0 | 0 | 0 | 0 | 0 | 0 | 0 | 0 | 67776.1772
2016-06-11 17:00 | 0 | 0 | 0 | 0 | 0 | 621355.0043 | 555285 | 0 | 0 | 0 | 0 | 0 | 0 | 0 | 0 | 0 | 172930.3186 | 0 | 0 | 0 | 0 | 0 | 0 | 0 | 0 | 0 | 0 | 66070.0043
2016-06-11 18:00 | 0 | 0 | 0 | 0 | 0 | 616130.8752 | 571006 | 0 | 0 | 0 | 0 | 61870.256 | 0 | 0 | 0 | 0 | 156184.9378 | 0 | 0 | 0 | 0 | 0 | 61870.256 | 0 | 0 | 0 | 0 | -16745.3809
2016-06-11 19:00 | 0 | 0 | 0 | 0 | 0 | 603958.4722 | 582511 | 0 | 0 | 0 | 0 | 61870.256 | 0 | 0 | 0 | 0 | 177632.41 | 0 | 0 | 0 | 0 | 0 | 0 | 0 | 0 | 0 | 0 | 21447.4722
2016-06-11 20:00 | 0 | 0 | 0 | 0 | 0 | 583116.1753 | 590597 | 0 | 0 | 0 | 0 | 0 | 0 | 0 | 0 | 0 | 232021.8413 | 0 | 0 | 0 | 0 | 0 | -61870.256 | 0 | 0 | 0 | 0 | 54389.4313
2016-06-11 21:00 | 0 | 0 | 0 | 0 | 0 | 550357.1879 | 595049 | 0 | 0 | 0 | 0 | 61870.256 | 0 | 0 | 0 | 0 | 125459.7731 | 0 | 0 | 0 | 0 | 0 | 61870.256 | 0 | 0 | 0 | 0 | -106562.0682
2016-06-11 22:00 | 0 | 0 | 0 | 0 | 0 | 500332.7855 | 591829 | 0 | 0 | 0 | 0 | 0 | 0 | 0 | 0 | 0 | 95833.8147 | 0 | 0 | 0 | 0 | 0 | -61870.256 | 0 | 0 | 0 | 0 | -29625.9584
2016-06-11 23:00 | 0 | 0 | 0 | 0 | 55920.2343 | 429148.951 | 580903 | 0 | 0 | 0 | 0 | 0 | 0 | 0 | 0 | 0 | 0 | 0 | 0 | 0 | 0 | 0 | 0 | 0 | 0 | 0 | 0 | -95833.8147
2016-06-12 | 0 | 0 | 0 | 0 | 240144.2687 | 326367.7313 | 566512 | 0 | 0 | 0 | 0 | 0 | 0 | 0 | 0 | 0 | 0 | 0 | 0 | 0 | 0 | 0 | 0 | 0 | 0 | 0 | 0 | 0
2016-06-12 01:00 | 0 | 0 | 0 | 0 | 367903.2588 | 184937.7412 | 552841 | 0 | 0 | 0 | 0 | 0 | 0 | 0 | 0 | 0 | 0 | 0 | 0 | 0 | 0 | 0 | 0 | 0 | 0 | 0 | 0 | 0
2016-06-12 02:00 | 0 | 0 | 0 | 0 | 508762.9785 | 22537.0215 | 531300 | 0 | 0 | 0 | 0 | 0 | 0 | 0 | 0 | 0 | 0 | 0 | 0 | 0 | 0 | 0 | 0 | 0 | 0 | 0 | 0 | 0
2016-06-12 03:00 | 0 | 0 | 0 | 0 | 866963.5555 | 1.4556 | 501243 | 0 | 0 | 0 | 0 | 61870.256 | 0 | 0 | 0 | 0 | 303851.755 | 0 | 0 | 0 | 0 | 0 | 61870.256 | 0 | 0 | 0 | 0 | 303851.755
2016-06-12 04:00 | 0 | 0 | 0 | 0 | 104964.9889 | 0 | 470687 | 0 | 0 | 0 | 0 | 0 | 0 | 0 | 0 | 0 | 0 | 0 | 0 | 0 | 0 | 0 | -61870.256 | 0 | 0 | 0 | 0 | -303851.755
2016-06-12 05:00 | 0 | 0 | 0 | 0 | 442054 | 0 | 442054 | 0 | 0 | 0 | 0 | 0 | 0 | 0 | 0 | 0 | 0 | 0 | 0 | 0 | 0 | 0 | 0 | 0 | 0 | 0 | 0 | 0
2016-06-12 06:00 | 0 | 0 | 0 | 0 | 418211 | 0 | 418211 | 0 | 0 | 0 | 0 | 0 | 0 | 0 | 0 | 0 | 0 | 0 | 0 | 0 | 0 | 0 | 0 | 0 | 0 | 0 | 0 | 0
2016-06-12 07:00 | 0 | 0 | 0 | 0 | 400428 | 0 | 400428 | 0 | 0 | 0 | 0 | 0 | 0 | 0 | 0 | 0 | 0 | 0 | 0 | 0 | 0 | 0 | 0 | 0 | 0 | 0 | 0 | 0
2016-06-12 08:00 | 0 | 0 | 0 | 0 | 387567 | 0 | 387567 | 0 | 0 | 0 | 0 | 0 | 0 | 0 | 0 | 0 | 0 | 0 | 0 | 0 | 0 | 0 | 0 | 0 | 0 | 0 | 0 | 0
2016-06-12 09:00 | 0 | 0 | 0 | 0 | 380020 | 0 | 380020 | 0 | 0 | 0 | 0 | 0 | 0 | 0 | 0 | 0 | 0 | 0 | 0 | 0 | 0 | 0 | 0 | 0 | 0 | 0 | 0 | 0
2016-06-12 10:00 | 0 | 0 | 0 | 0 | 376210 | 0 | 376210 | 0 | 0 | 0 | 0 | 0 | 0 | 0 | 0 | 0 | 0 | 0 | 0 | 0 | 0 | 0 | 0 | 0 | 0 | 0 | 0 | 0
2016-06-12 11:00 | 0 | 0 | 0 | 0 | 384020.5703 | 3.4297 | 384024 | 0 | 0 | 0 | 0 | 0 | 0 | 0 | 0 | 0 | 0 | 0 | 0 | 0 | 0 | 0 | 0 | 0 | 0 | 0 | 0 | 0
2016-06-12 12:00 | 0 | 0 | 0 | 0 | 313370.0543 | 94587.9457 | 407958 | 0 | 0 | 0 | 0 | 0 | 0 | 0 | 0 | 0 | 0 | 0 | 0 | 0 | 0 | 0 | 0 | 0 | 0 | 0 | 0 | 0
2016-06-12 13:00 | 0 | 0 | 0 | 0 | 61255.4201 | 376422.5799 | 437678 | 0 | 0 | 0 | 0 | 0 | 0 | 0 | 0 | 0 | 0 | 0 | 0 | 0 | 0 | 0 | 0 | 0 | 0 | 0 | 0 | 0
2016-06-12 14:00 | 0 | 0 | 0 | 0 | 0 | 557021.5473 | 468012 | 0 | 0 | 0 | 0 | 0 | 0 | 0 | 0 | 0 | 89009.5473 | 0 | 0 | 0 | 0 | 0 | 0 | 0 | 0 | 0 | 0 | 89009.5473
2016-06-12 15:00 | 0 | 0 | 0 | 0 | 0 | 654287.5546 | 494687 | 0 | 0 | 0 | 0 | 61870.256 | 0 | 0 | 0 | 0 | 186739.8459 | 0 | 0 | 0 | 0 | 0 | 61870.256 | 0 | 0 | 0 | 0 | 97730.2986
2016-06-12 16:00 | 0 | 0 | 0 | 0 | 0 | 704696.0665 | 517422 | 0 | 0 | 0 | 0 | 0 | 0 | 0 | 0 | 0 | 435884.1684 | 0 | 0 | 0 | 0 | 0 | -61870.256 | 0 | 0 | 0 | 0 | 249144.3225
2016-06-12 17:00 | 0 | 0 | 0 | 0 | 0 | 715126.6621 | 534487 | 0 | 0 | 0 | 0 | 61870.256 | 0 | 0 | 0 | 0 | 554653.5744 | 0 | 0 | 0 | 0 | 0 | 61870.256 | 0 | 0 | 0 | 0 | 118769.4061
2016-06-12 18:00 | 0 | 0 | 0 | 0 | 0 | 710113.9129 | 545621 | 0 | 0 | 0 | 0 | 0 | 0 | 0 | 0 | 0 | 781016.7434 | 0 | 0 | 0 | 0 | 0 | -61870.256 | 0 | 0 | 0 | 0 | 226363.1689
2016-06-12 19:00 | 0 | 0 | 0 | 0 | 0 | 701441.4134 | 552724 | 0 | 0 | 0 | 0 | 61870.256 | 0 | 0 | 0 | 0 | 867863.9008 | 0 | 0 | 0 | 0 | 0 | 61870.256 | 0 | 0 | 0 | 0 | 86847.1574
2016-06-12 20:00 | 0 | 0 | 0 | 0 | 0 | 693120.8805 | 556947 | 0 | 0 | 0 | 0 | 0 | 0 | 0 | 0 | 0 | 1065908.0373 | 0 | 0 | 0 | 0 | 0 | -61870.256 | 0 | 0 | 0 | 0 | 198044.1366
2016-06-12 21:00 | 0 | 0 | 0 | 0 | 0 | 677225.9016 | 558748 | 0 | 0 | 0 | 0 | 0 | 0 | 0 | 0 | 0 | 1184385.9389 | 0 | 0 | 0 | 0 | 0 | 0 | 0 | 0 | 0 | 0 | 118477.9016
2016-06-12 22:00 | 0 | 0 | 0 | 0 | 0 | 645046.2548 | 554207 | 0 | 0 | 0 | 0 | 0 | 0 | 0 | 0 | 0 | 1275225.1937 | 0 | 0 | 0 | 0 | 0 | 0 | 0 | 0 | 0 | 0 | 90839.2548
2016-06-12 23:00 | 0 | 0 | 0 | 0 | 0 | 577189.5486 | 543277 | 0 | 0 | 0 | 0 | 61870.256 | 0 | 0 | 0 | 0 | 1247267.4862 | 0 | 0 | 0 | 0 | 0 | 61870.256 | 0 | 0 | 0 | 0 | -27957.7075
2016-06-13 | 0 | 0 | 0 | 0 | 0 | 479304.475 | 530139 | 0 | 0 | 0 | 0 | 61870.256 | 0 | 0 | 0 | 0 | 1196432.9612 | 0 | 0 | 0 | 0 | 0 | 0 | 0 | 0 | 0 | 0 | -50834.525
2016-06-13 01:00 | 0 | 0 | 0 | 0 | 0 | 276148.0261 | 519068 | 0 | 0 | 0 | 0 | 61870.256 | 0 | 0 | 0 | 0 | 953512.9873 | 0 | 0 | 0 | 0 | 0 | 0 | 0 | 0 | 0 | 0 | -242919.9739
2016-06-13 02:00 | 0 | 0 | 0 | 0 | 368270.9834 | 32627.7875 | 498816 | 0 | 0 | 0 | 0 | 0 | 0 | 0 | 0 | 0 | 917466.0141 | 0 | 0 | 0 | 0 | 0 | -61870.256 | 0 | 0 | 0 | 0 | -36046.9731
2016-06-13 03:00 | 0 | 0 | 0 | 0 | 707299.7425 | 2.4927 | 469138 | 0 | 0 | 0 | 0 | 61870.256 | 0 | 0 | 0 | 0 | 1093759.9933 | 0 | 0 | 0 | 0 | 0 | 61870.256 | 0 | 0 | 0 | 0 | 176293.9792
2016-06-13 04:00 | 0 | 0 | 0 | 0 | 73988.9889 | 0 | 439711 | 0 | 0 | 0 | 0 | 0 | 0 | 0 | 0 | 0 | 789908.2383 | 0 | 0 | 0 | 0 | 0 | -61870.256 | 0 | 0 | 0 | 0 | -303851.755
2016-06-13 05:00 | 0 | 0 | 0 | 0 | 111355.245 | 0 | 415207 | 0 | 0 | 0 | 0 | 0 | 0 | 0 | 0 | 0 | 486056.4832 | 0 | 0 | 0 | 0 | 0 | 0 | 0 | 0 | 0 | 0 | -303851.755
2016-06-13 06:00 | 0 | 0 | 0 | 0 | 90665.245 | 0 | 394517 | 0 | 0 | 0 | 0 | 0 | 0 | 0 | 0 | 0 | 182204.7282 | 0 | 0 | 0 | 0 | 0 | 0 | 0 | 0 | 0 | 0 | -303851.755
2016-06-13 07:00 | 0 | 0 | 0 | 0 | 460789.2796 | 0 | 380639 | 0 | 0 | 0 | 0 | 0 | 0 | 0 | 0 | 0 | 262355.0078 | 0 | 0 | 0 | 0 | 0 | 0 | 0 | 0 | 0 | 0 | 80150.2796
2016-06-13 08:00 | 0 | 0 | 0 | 0 | 425364.0723 | 0 | 374559 | 0 | 0 | 0 | 0 | 61870.256 | 0 | 0 | 0 | 0 | 251289.8241 | 0 | 0 | 0 | 0 | 0 | 61870.256 | 0 | 0 | 0 | 0 | -11065.1837
2016-06-13 09:00 | 0 | 0 | 0 | 0 | 379840.9027 | 0 | 379564 | 0 | 0 | 0 | 0 | 61870.256 | 0 | 0 | 0 | 0 | 251566.7268 | 0 | 0 | 0 | 0 | 0 | 0 | 0 | 0 | 0 | 0 | 276.9027
2016-06-13 10:00 | 0 | 0 | 0 | 0 | 345732.387 | 0 | 394195 | 0 | 0 | 0 | 0 | 61870.256 | 0 | 0 | 0 | 0 | 203104.1138 | 0 | 0 | 0 | 0 | 0 | 0 | 0 | 0 | 0 | 0 | -48462.613
2016-06-13 11:00 | 0 | 0 | 0 | 0 | 289235.3679 | 3.639 | 416210 | 0 | 0 | 0 | 0 | 61870.256 | 0 | 0 | 0 | 0 | 76133.1207 | 0 | 0 | 0 | 0 | 0 | 0 | 0 | 0 | 0 | 0 | -126970.9931
2016-06-13 12:00 | 0 | 0 | 0 | 0 | 173867.124 | 128670.4993 | 440541 | 0 | 0 | 0 | 0 | 0 | 0 | 0 | 0 | 0 | 0 | 0 | 0 | 0 | 0 | 0 | -61870.256 | 0 | 0 | 0 | 0 | -76133.1207
2016-06-13 13:00 | 0 | 0 | 0 | 0 | 42506.1516 | 424792.8484 | 467299 | 0 | 0 | 0 | 0 | 0 | 0 | 0 | 0 | 0 | 0 | 0 | 0 | 0 | 0 | 0 | 0 | 0 | 0 | 0 | 0 | 0
2016-06-13 14:00 | 0 | 0 | 0 | 0 | 0 | 607066.5379 | 495712 | 0 | 0 | 0 | 0 | 0 | 0 | 0 | 0 | 0 | 111354.5379 | 0 | 0 | 0 | 0 | 0 | 0 | 0 | 0 | 0 | 0 | 111354.5379
2016-06-13 15:00 | 0 | 0 | 0 | 0 | 0 | 694934.2143 | 522570 | 0 | 0 | 0 | 0 | 61870.256 | 0 | 0 | 0 | 0 | 221848.4962 | 0 | 0 | 0 | 0 | 0 | 61870.256 | 0 | 0 | 0 | 0 | 110493.9583
2016-06-13 16:00 | 0 | 0 | 0 | 0 | 0 | 730525.2887 | 545584 | 0 | 0 | 0 | 0 | 0 | 0 | 0 | 0 | 0 | 468660.0409 | 0 | 0 | 0 | 0 | 0 | -61870.256 | 0 | 0 | 0 | 0 | 246811.5448
2016-06-13 17:00 | 0 | 0 | 0 | 0 | 0 | 732903.4882 | 565469 | 0 | 0 | 0 | 0 | 61870.256 | 0 | 0 | 0 | 0 | 574224.2732 | 0 | 0 | 0 | 0 | 0 | 61870.256 | 0 | 0 | 0 | 0 | 105564.2322
2016-06-13 18:00 | 0 | 0 | 0 | 0 | 0 | 723175.4193 | 580343 | 0 | 0 | 0 | 0 | 0 | 0 | 0 | 0 | 0 | 778926.9485 | 0 | 0 | 0 | 0 | 0 | -61870.256 | 0 | 0 | 0 | 0 | 204702.6753
2016-06-13 19:00 | 0 | 0 | 0 | 0 | 0 | 713108.3748 | 589658 | 0 | 0 | 0 | 0 | 61870.256 | 0 | 0 | 0 | 0 | 840507.0673 | 0 | 0 | 0 | 0 | 0 | 61870.256 | 0 | 0 | 0 | 0 | 61580.1188
2016-06-13 20:00 | 0 | 0 | 0 | 0 | 0 | 707031.6492 | 595279 | 0 | 0 | 0 | 0 | 0 | 0 | 0 | 0 | 0 | 1014129.9725 | 0 | 0 | 0 | 0 | 0 | -61870.256 | 0 | 0 | 0 | 0 | 173622.9052
2016-06-13 21:00 | 0 | 0 | 0 | 0 | 0 | 697478.9517 | 596967 | 0 | 0 | 0 | 0 | 61870.256 | 0 | 0 | 0 | 0 | 1052771.6682 | 0 | 0 | 0 | 0 | 0 | 61870.256 | 0 | 0 | 0 | 0 | 38641.6957
2016-06-13 22:00 | 0 | 0 | 0 | 0 | 0 | 667531.1455 | 591091 | 0 | 0 | 0 | 0 | 0 | 0 | 0 | 0 | 0 | 1191082.0697 | 0 | 0 | 0 | 0 | 0 | -61870.256 | 0 | 0 | 0 | 0 | 138310.4015
2016-06-13 23:00 | 0 | 0 | 0 | 0 | 0 | 591844.7102 | 579889 | 0 | 0 | 0 | 0 | 61870.256 | 0 | 0 | 0 | 0 | 1141167.5239 | 0 | 0 | 0 | 0 | 0 | 61870.256 | 0 | 0 | 0 | 0 | -49914.5458
2016-06-14 | 0 | 0 | 0 | 0 | 0 | 489655.9515 | 565632 | 0 | 0 | 0 | 0 | 0 | 0 | 0 | 0 | 0 | 1127061.7314 | 0 | 0 | 0 | 0 | 0 | -61870.256 | 0 | 0 | 0 | 0 | -14105.7925
2016-06-14 01:00 | 0 | 0 | 0 | 0 | 130124.156 | 268187.6337 | 551948 | 0 | 0 | 0 | 0 | 61870.256 | 0 | 0 | 0 | 0 | 911555.2651 | 0 | 0 | 0 | 0 | 0 | 61870.256 | 0 | 0 | 0 | 0 | -215506.4663
2016-06-14 02:00 | 0 | 0 | 0 | 0 | 185884.617 | 37290.6279 | 527027 | 0 | 0 | 0 | 0 | 61870.256 | 0 | 0 | 0 | 0 | 607703.5101 | 0 | 0 | 0 | 0 | 0 | 0 | 0 | 0 | 0 | 0 | -303851.755
2016-06-14 03:00 | 0 | 0 | 0 | 0 | 126132.9889 | 0 | 491855 | 0 | 0 | 0 | 0 | 0 | 0 | 0 | 0 | 0 | 303851.755 | 0 | 0 | 0 | 0 | 0 | -61870.256 | 0 | 0 | 0 | 0 | -303851.755
2016-06-14 04:00 | 0 | 0 | 0 | 0 | 154466.245 | 0 | 458318 | 0 | 0 | 0 | 0 | 0 | 0 | 0 | 0 | 0 | 0 | 0 | 0 | 0 | 0 | 0 | 0 | 0 | 0 | 0 | 0 | -303851.755
2016-06-14 05:00 | 0 | 0 | 0 | 0 | 429694 | 0 | 429694 | 0 | 0 | 0 | 0 | 0 | 0 | 0 | 0 | 0 | 0 | 0 | 0 | 0 | 0 | 0 | 0 | 0 | 0 | 0 | 0 | 0
2016-06-14 06:00 | 0 | 0 | 0 | 0 | 408610 | 0 | 408610 | 0 | 0 | 0 | 0 | 0 | 0 | 0 | 0 | 0 | 0 | 0 | 0 | 0 | 0 | 0 | 0 | 0 | 0 | 0 | 0 | 0
2016-06-14 07:00 | 0 | 0 | 0 | 0 | 393006 | 0 | 393006 | 0 | 0 | 0 | 0 | 0 | 0 | 0 | 0 | 0 | 0 | 0 | 0 | 0 | 0 | 0 | 0 | 0 | 0 | 0 | 0 | 0
2016-06-14 08:00 | 0 | 0 | 0 | 0 | 386262 | 0 | 386262 | 0 | 0 | 0 | 0 | 0 | 0 | 0 | 0 | 0 | 0 | 0 | 0 | 0 | 0 | 0 | 0 | 0 | 0 | 0 | 0 | 0
2016-06-14 09:00 | 0 | 0 | 0 | 0 | 390262 | 0 | 390262 | 0 | 0 | 0 | 0 | 0 | 0 | 0 | 0 | 0 | 0 | 0 | 0 | 0 | 0 | 0 | 0 | 0 | 0 | 0 | 0 | 0
2016-06-14 10:00 | 0 | 0 | 0 | 0 | 405010 | 0 | 405010 | 0 | 0 | 0 | 0 | 0 | 0 | 0 | 0 | 0 | 0 | 0 | 0 | 0 | 0 | 0 | 0 | 0 | 0 | 0 | 0 | 0
2016-06-14 11:00 | 0 | 0 | 0 | 0 | 425586.9914 | 12.0086 | 425599 | 0 | 0 | 0 | 0 | 0 | 0 | 0 | 0 | 0 | 0 | 0 | 0 | 0 | 0 | 0 | 0 | 0 | 0 | 0 | 0 | 0
2016-06-14 12:00 | 0 | 0 | 0 | 0 | 298208.2659 | 151479.7341 | 449688 | 0 | 0 | 0 | 0 | 0 | 0 | 0 | 0 | 0 | 0 | 0 | 0 | 0 | 0 | 0 | 0 | 0 | 0 | 0 | 0 | 0
2016-06-14 13:00 | 0 | 0 | 0 | 0 | 0 | 501310.9944 | 476353 | 0 | 0 | 0 | 0 | 0 | 0 | 0 | 0 | 0 | 24957.9944 | 0 | 0 | 0 | 0 | 0 | 0 | 0 | 0 | 0 | 0 | 24957.9944
2016-06-14 14:00 | 0 | 0 | 0 | 0 | 0 | 638830.6464 | 503944 | 0 | 0 | 0 | 0 | 0 | 0 | 0 | 0 | 0 | 159844.6408 | 0 | 0 | 0 | 0 | 0 | 0 | 0 | 0 | 0 | 0 | 134886.6464
2016-06-14 15:00 | 0 | 0 | 0 | 0 | 0 | 731756.1769 | 530927 | 0 | 0 | 0 | 0 | 0 | 0 | 0 | 0 | 0 | 360673.8178 | 0 | 0 | 0 | 0 | 0 | 0 | 0 | 0 | 0 | 0 | 200829.1769
2016-06-14 16:00 | 0 | 0 | 0 | 0 | 0 | 781736.8198 | 553952 | 0 | 0 | 0 | 0 | 0 | 0 | 0 | 0 | 0 | 588458.6376 | 0 | 0 | 0 | 0 | 0 | 0 | 0 | 0 | 0 | 0 | 227784.8198
2016-06-14 17:00 | 0 | 0 | 0 | 0 | 0 | 787215.7999 | 573249 | 0 | 0 | 0 | 0 | 0 | 0 | 0 | 0 | 0 | 802425.4375 | 0 | 0 | 0 | 0 | 0 | 0 | 0 | 0 | 0 | 0 | 213966.7999
2016-06-14 18:00 | 0 | 0 | 0 | 0 | 0 | 776613.4608 | 587081 | 0 | 0 | 0 | 0 | 61870.256 | 0 | 0 | 0 | 0 | 930087.6423 | 0 | 0 | 0 | 0 | 0 | 61870.256 | 0 | 0 | 0 | 0 | 127662.2048
2016-06-14 19:00 | 0 | 0 | 0 | 0 | 0 | 764235.8642 | 595687 | 0 | 0 | 0 | 0 | 61870.256 | 0 | 0 | 0 | 0 | 1098636.5064 | 0 | 0 | 0 | 0 | 0 | 0 | 0 | 0 | 0 | 0 | 168548.8642
2016-06-14 20:00 | 0 | 0 | 0 | 0 | 0 | 756825.5025 | 601822 | 0 | 0 | 0 | 0 | 61870.256 | 0 | 0 | 0 | 0 | 1253640.0089 | 0 | 0 | 0 | 0 | 0 | 0 | 0 | 0 | 0 | 0 | 155003.5025
2016-06-14 21:00 | 0 | 0 | 0 | 0 | 0 | 743333.226 | 603737 | 0 | 0 | 0 | 0 | 61870.256 | 0 | 0 | 0 | 0 | 1393236.2349 | 0 | 0 | 0 | 0 | 0 | 0 | 0 | 0 | 0 | 0 | 139596.226
2016-06-14 22:00 | 0 | 0 | 0 | 0 | 0 | 715069.1565 | 597600 | 0 | 0 | 0 | 0 | 0 | 0 | 0 | 0 | 0 | 1572575.6475 | 0 | 0 | 0 | 0 | 0 | -61870.256 | 0 | 0 | 0 | 0 | 179339.4126
2016-06-14 23:00 | 0 | 0 | 0 | 0 | 0 | 639144.4349 | 585548 | 0 | 0 | 0 | 0 | 0 | 0 | 0 | 0 | 0 | 1626172.0824 | 0 | 0 | 0 | 0 | 0 | 0 | 0 | 0 | 0 | 0 | 53596.4349
2016-06-15 | 0 | 0 | 0 | 0 | 0 | 503999.8683 | 570965 | 0 | 0 | 0 | 0 | 61870.256 | 0 | 0 | 0 | 0 | 1497336.6946 | 0 | 0 | 0 | 0 | 0 | 61870.256 | 0 | 0 | 0 | 0 | -128835.3877
2016-06-15 01:00 | 0 | 0 | 0 | 0 | 0 | 274148.5658 | 557325 | 0 | 0 | 0 | 0 | 61870.256 | 0 | 0 | 0 | 0 | 1214160.2605 | 0 | 0 | 0 | 0 | 0 | 0 | 0 | 0 | 0 | 0 | -283176.4342
2016-06-15 02:00 | 0 | 0 | 0 | 0 | 134258.6287 | 33737.1198 | 532471 | 0 | 0 | 0 | 0 | 0 | 0 | 0 | 0 | 0 | 911555.2651 | 0 | 0 | 0 | 0 | 0 | -61870.256 | 0 | 0 | 0 | 0 | -302604.9954
2016-06-15 03:00 | 0 | 0 | 0 | 0 | 256706.1266 | 2.3744 | 498690 | 0 | 0 | 0 | 0 | 61870.256 | 0 | 0 | 0 | 0 | 607703.5101 | 0 | 0 | 0 | 0 | 0 | 61870.256 | 0 | 0 | 0 | 0 | -303851.755
2016-06-15 04:00 | 0 | 0 | 0 | 0 | 100488.9889 | 0 | 466211 | 0 | 0 | 0 | 0 | 0 | 0 | 0 | 0 | 0 | 303851.755 | 0 | 0 | 0 | 0 | 0 | -61870.256 | 0 | 0 | 0 | 0 | -303851.755
2016-06-15 05:00 | 0 | 0 | 0 | 0 | 134290.245 | 0 | 438142 | 0 | 0 | 0 | 0 | 0 | 0 | 0 | 0 | 0 | 0 | 0 | 0 | 0 | 0 | 0 | 0 | 0 | 0 | 0 | 0 | -303851.755
2016-06-15 06:00 | 0 | 0 | 0 | 0 | 417100 | 0 | 417100 | 0 | 0 | 0 | 0 | 0 | 0 | 0 | 0 | 0 | 0 | 0 | 0 | 0 | 0 | 0 | 0 | 0 | 0 | 0 | 0 | 0
2016-06-15 07:00 | 0 | 0 | 0 | 0 | 402112 | 0 | 402112 | 0 | 0 | 0 | 0 | 0 | 0 | 0 | 0 | 0 | 0 | 0 | 0 | 0 | 0 | 0 | 0 | 0 | 0 | 0 | 0 | 0
2016-06-15 08:00 | 0 | 0 | 0 | 0 | 394759 | 0 | 394759 | 0 | 0 | 0 | 0 | 0 | 0 | 0 | 0 | 0 | 0 | 0 | 0 | 0 | 0 | 0 | 0 | 0 | 0 | 0 | 0 | 0
2016-06-15 09:00 | 0 | 0 | 0 | 0 | 398514 | 0 | 398514 | 0 | 0 | 0 | 0 | 0 | 0 | 0 | 0 | 0 | 0 | 0 | 0 | 0 | 0 | 0 | 0 | 0 | 0 | 0 | 0 | 0
2016-06-15 10:00 | 0 | 0 | 0 | 0 | 413684 | 0 | 413684 | 0 | 0 | 0 | 0 | 0 | 0 | 0 | 0 | 0 | 0 | 0 | 0 | 0 | 0 | 0 | 0 | 0 | 0 | 0 | 0 | 0
2016-06-15 11:00 | 0 | 0 | 0 | 0 | 433709.0796 | 15.9204 | 433725 | 0 | 0 | 0 | 0 | 0 | 0 | 0 | 0 | 0 | 0 | 0 | 0 | 0 | 0 | 0 | 0 | 0 | 0 | 0 | 0 | 0
2016-06-15 12:00 | 0 | 0 | 0 | 0 | 321100.4142 | 137109.5858 | 458210 | 0 | 0 | 0 | 0 | 0 | 0 | 0 | 0 | 0 | 0 | 0 | 0 | 0 | 0 | 0 | 0 | 0 | 0 | 0 | 0 | 0
2016-06-15 13:00 | 0 | 0 | 0 | 0 | 8819.3492 | 477351.6508 | 486171 | 0 | 0 | 0 | 0 | 0 | 0 | 0 | 0 | 0 | 0 | 0 | 0 | 0 | 0 | 0 | 0 | 0 | 0 | 0 | 0 | 0
2016-06-15 14:00 | 0 | 0 | 0 | 0 | 0 | 622899.8028 | 515729 | 0 | 0 | 0 | 0 | 0 | 0 | 0 | 0 | 0 | 107170.8028 | 0 | 0 | 0 | 0 | 0 | 0 | 0 | 0 | 0 | 0 | 107170.8028
2016-06-15 15:00 | 0 | 0 | 0 | 0 | 0 | 724603.6829 | 544200 | 0 | 0 | 0 | 0 | 0 | 0 | 0 | 0 | 0 | 287574.4857 | 0 | 0 | 0 | 0 | 0 | 0 | 0 | 0 | 0 | 0 | 180403.6829
2016-06-15 16:00 | 0 | 0 | 0 | 0 | 0 | 766271.7531 | 569028 | 0 | 0 | 0 | 0 | 61870.256 | 0 | 0 | 0 | 0 | 422947.9828 | 0 | 0 | 0 | 0 | 0 | 61870.256 | 0 | 0 | 0 | 0 | 135373.4971
2016-06-15 17:00 | 0 | 0 | 0 | 0 | 0 | 776632.156 | 590949 | 0 | 0 | 0 | 0 | 0 | 0 | 0 | 0 | 0 | 670501.3947 | 0 | 0 | 0 | 0 | 0 | -61870.256 | 0 | 0 | 0 | 0 | 247553.412
2016-06-15 18:00 | 0 | 0 | 0 | 0 | 0 | 773153.7169 | 608682 | 0 | 0 | 0 | 0 | 61870.256 | 0 | 0 | 0 | 0 | 773102.8556 | 0 | 0 | 0 | 0 | 0 | 61870.256 | 0 | 0 | 0 | 0 | 102601.4608
2016-06-15 19:00 | 0 | 0 | 0 | 0 | 0 | 767177.9178 | 621100 | 0 | 0 | 0 | 0 | 61870.256 | 0 | 0 | 0 | 0 | 919180.7734 | 0 | 0 | 0 | 0 | 0 | 0 | 0 | 0 | 0 | 0 | 146077.9178
2016-06-15 20:00 | 0 | 0 | 0 | 0 | 0 | 766224.3538 | 629859 | 0 | 0 | 0 | 0 | 0 | 0 | 0 | 0 | 0 | 1117416.3833 | 0 | 0 | 0 | 0 | 0 | -61870.256 | 0 | 0 | 0 | 0 | 198235.6099
2016-06-15 21:00 | 0 | 0 | 0 | 0 | 0 | 761338.2895 | 632024 | 0 | 0 | 0 | 0 | 0 | 0 | 0 | 0 | 0 | 1246730.6728 | 0 | 0 | 0 | 0 | 0 | 0 | 0 | 0 | 0 | 0 | 129314.2895
2016-06-15 22:00 | 0 | 0 | 0 | 0 | 0 | 735466.5297 | 626813 | 0 | 0 | 0 | 0 | 0 | 0 | 0 | 0 | 0 | 1355384.2025 | 0 | 0 | 0 | 0 | 0 | 0 | 0 | 0 | 0 | 0 | 108653.5297
2016-06-15 23:00 | 0 | 0 | 0 | 0 | 0 | 675342.1367 | 613147 | 0 | 0 | 0 | 0 | 61870.256 | 0 | 0 | 0 | 0 | 1355709.0831 | 0 | 0 | 0 | 0 | 0 | 61870.256 | 0 | 0 | 0 | 0 | 324.8806
2016-06-16 | 0 | 0 | 0 | 0 | 0 | 540802.5235 | 596583 | 0 | 0 | 0 | 0 | 61870.256 | 0 | 0 | 0 | 0 | 1299928.6066 | 0 | 0 | 0 | 0 | 0 | 0 | 0 | 0 | 0 | 0 | -55780.4765
2016-06-16 01:00 | 0 | 0 | 0 | 0 | 0 | 309645.2356 | 579747 | 0 | 0 | 0 | 0 | 61870.256 | 0 | 0 | 0 | 0 | 1029826.8422 | 0 | 0 | 0 | 0 | 0 | 0 | 0 | 0 | 0 | 0 | -270101.7644
2016-06-16 02:00 | 0 | 0 | 0 | 0 | 143849.4238 | 43304.5651 | 552876 | 0 | 0 | 0 | 0 | 0 | 0 | 0 | 0 | 0 | 725975.0872 | 0 | 0 | 0 | 0 | 0 | -61870.256 | 0 | 0 | 0 | 0 | -303851.755
2016-06-16 03:00 | 0 | 0 | 0 | 0 | 764257.5508 | 1.8832 | 516809 | 0 | 0 | 0 | 0 | 61870.256 | 0 | 0 | 0 | 0 | 911555.2651 | 0 | 0 | 0 | 0 | 0 | 61870.256 | 0 | 0 | 0 | 0 | 185580.1779
2016-06-16 04:00 | 0 | 0 | 0 | 0 | 116571.9889 | 0 | 482294 | 0 | 0 | 0 | 0 | 0 | 0 | 0 | 0 | 0 | 607703.5101 | 0 | 0 | 0 | 0 | 0 | -61870.256 | 0 | 0 | 0 | 0 | -303851.755
2016-06-16 05:00 | 0 | 0 | 0 | 0 | 148842.245 | 0 | 452694 | 0 | 0 | 0 | 0 | 0 | 0 | 0 | 0 | 0 | 303851.755 | 0 | 0 | 0 | 0 | 0 | 0 | 0 | 0 | 0 | 0 | -303851.755
2016-06-16 06:00 | 0 | 0 | 0 | 0 | 125727.245 | 0 | 429579 | 0 | 0 | 0 | 0 | 0 | 0 | 0 | 0 | 0 | 0 | 0 | 0 | 0 | 0 | 0 | 0 | 0 | 0 | 0 | 0 | -303851.755
2016-06-16 07:00 | 0 | 0 | 0 | 0 | 412910 | 0 | 412910 | 0 | 0 | 0 | 0 | 0 | 0 | 0 | 0 | 0 | 0 | 0 | 0 | 0 | 0 | 0 | 0 | 0 | 0 | 0 | 0 | 0
2016-06-16 08:00 | 0 | 0 | 0 | 0 | 404973 | 0 | 404973 | 0 | 0 | 0 | 0 | 0 | 0 | 0 | 0 | 0 | 0 | 0 | 0 | 0 | 0 | 0 | 0 | 0 | 0 | 0 | 0 | 0
2016-06-16 09:00 | 0 | 0 | 0 | 0 | 408505 | 0 | 408505 | 0 | 0 | 0 | 0 | 0 | 0 | 0 | 0 | 0 | 0 | 0 | 0 | 0 | 0 | 0 | 0 | 0 | 0 | 0 | 0 | 0
2016-06-16 10:00 | 0 | 0 | 0 | 0 | 422239 | 0 | 422239 | 0 | 0 | 0 | 0 | 0 | 0 | 0 | 0 | 0 | 0 | 0 | 0 | 0 | 0 | 0 | 0 | 0 | 0 | 0 | 0 | 0
2016-06-16 11:00 | 0 | 0 | 0 | 0 | 442301.8073 | 15.1927 | 442317 | 0 | 0 | 0 | 0 | 0 | 0 | 0 | 0 | 0 | 0 | 0 | 0 | 0 | 0 | 0 | 0 | 0 | 0 | 0 | 0 | 0
2016-06-16 12:00 | 0 | 0 | 0 | 0 | 320669.0318 | 146821.9682 | 467491 | 0 | 0 | 0 | 0 | 0 | 0 | 0 | 0 | 0 | 0 | 0 | 0 | 0 | 0 | 0 | 0 | 0 | 0 | 0 | 0 | 0
2016-06-16 13:00 | 0 | 0 | 0 | 0 | 0 | 508482.5457 | 494771 | 0 | 0 | 0 | 0 | 13711.5457 | 0 | 0 | 0 | 0 | 0 | 0 | 0 | 0 | 0 | 0 | 13711.5457 | 0 | 0 | 0 | 0 | 0
2016-06-16 14:00 | 0 | 0 | 0 | 0 | 0 | 645880.3808 | 523244 | 0 | 0 | 0 | 0 | 0 | 0 | 0 | 0 | 0 | 136347.9265 | 0 | 0 | 0 | 0 | 0 | -13711.5457 | 0 | 0 | 0 | 0 | 136347.9265
2016-06-16 15:00 | 0 | 0 | 0 | 0 | 0 | 744272.2687 | 550557 | 0 | 0 | 0 | 0 | 61870.256 | 0 | 0 | 0 | 0 | 268192.9392 | 0 | 0 | 0 | 0 | 0 | 61870.256 | 0 | 0 | 0 | 0 | 131845.0127
2016-06-16 16:00 | 0 | 0 | 0 | 0 | 0 | 779710.5951 | 573493 | 0 | 0 | 0 | 0 | 0 | 0 | 0 | 0 | 0 | 536280.7903 | 0 | 0 | 0 | 0 | 0 | -61870.256 | 0 | 0 | 0 | 0 | 268087.8511
2016-06-16 17:00 | 0 | 0 | 0 | 0 | 0 | 796014.8487 | 593314 | 0 | 0 | 0 | 0 | 61870.256 | 0 | 0 | 0 | 0 | 677111.383 | 0 | 0 | 0 | 0 | 0 | 61870.256 | 0 | 0 | 0 | 0 | 140830.5927
2016-06-16 18:00 | 0 | 0 | 0 | 0 | 0 | 789987.764 | 608327 | 0 | 0 | 0 | 0 | 0 | 0 | 0 | 0 | 0 | 920642.4031 | 0 | 0 | 0 | 0 | 0 | -61870.256 | 0 | 0 | 0 | 0 | 243531.02
2016-06-16 19:00 | 0 | 0 | 0 | 0 | 0 | 782414.9091 | 617141 | 0 | 0 | 0 | 0 | 0 | 0 | 0 | 0 | 0 | 1085916.3122 | 0 | 0 | 0 | 0 | 0 | 0 | 0 | 0 | 0 | 0 | 165273.9091
2016-06-16 20:00 | 0 | 0 | 0 | 0 | 0 | 780854.1082 | 622344 | 0 | 0 | 0 | 0 | 0 | 0 | 0 | 0 | 0 | 1244426.4204 | 0 | 0 | 0 | 0 | 0 | 0 | 0 | 0 | 0 | 0 | 158510.1082
2016-06-16 21:00 | 0 | 0 | 0 | 0 | 0 | 774915.0345 | 623112 | 0 | 0 | 0 | 0 | 61870.256 | 0 | 0 | 0 | 0 | 1334359.1988 | 0 | 0 | 0 | 0 | 0 | 61870.256 | 0 | 0 | 0 | 0 | 89932.7784
2016-06-16 22:00 | 0 | 0 | 0 | 0 | 0 | 749224.23 | 617203 | 0 | 0 | 0 | 0 | 61870.256 | 0 | 0 | 0 | 0 | 1466380.4289 | 0 | 0 | 0 | 0 | 0 | 0 | 0 | 0 | 0 | 0 | 132021.23
2016-06-16 23:00 | 0 | 0 | 0 | 0 | 0 | 689310.1153 | 605611 | 0 | 0 | 0 | 0 | 0 | 0 | 0 | 0 | 0 | 1611949.8002 | 0 | 0 | 0 | 0 | 0 | -61870.256 | 0 | 0 | 0 | 0 | 145569.3713
2016-06-17 | 0 | 0 | 0 | 0 | 0 | 548312.5163 | 591553 | 0 | 0 | 0 | 0 | 61870.256 | 0 | 0 | 0 | 0 | 1506839.0604 | 0 | 0 | 0 | 0 | 0 | 61870.256 | 0 | 0 | 0 | 0 | -105110.7397
2016-06-17 01:00 | 0 | 0 | 0 | 0 | 0 | 324392.2055 | 575723 | 0 | 0 | 0 | 0 | 61870.256 | 0 | 0 | 0 | 0 | 1255508.2659 | 0 | 0 | 0 | 0 | 0 | 0 | 0 | 0 | 0 | 0 | -251330.7945
2016-06-17 02:00 | 0 | 0 | 0 | 0 | 138437.1515 | 45431.8374 | 549591 | 0 | 0 | 0 | 0 | 0 | 0 | 0 | 0 | 0 | 951656.5109 | 0 | 0 | 0 | 0 | 0 | -61870.256 | 0 | 0 | 0 | 0 | -303851.755
2016-06-17 03:00 | 0 | 0 | 0 | 0 | 273733.8817 | 1.6193 | 515717 | 0 | 0 | 0 | 0 | 61870.256 | 0 | 0 | 0 | 0 | 647804.7558 | 0 | 0 | 0 | 0 | 0 | 61870.256 | 0 | 0 | 0 | 0 | -303851.755
2016-06-17 04:00 | 0 | 0 | 0 | 0 | 117994.9889 | 0 | 483717 | 0 | 0 | 0 | 0 | 0 | 0 | 0 | 0 | 0 | 343953.0008 | 0 | 0 | 0 | 0 | 0 | -61870.256 | 0 | 0 | 0 | 0 | -303851.755
2016-06-17 05:00 | 0 | 0 | 0 | 0 | 150427.245 | 0 | 454279 | 0 | 0 | 0 | 0 | 0 | 0 | 0 | 0 | 0 | 40101.2458 | 0 | 0 | 0 | 0 | 0 | 0 | 0 | 0 | 0 | 0 | -303851.755
2016-06-17 06:00 | 0 | 0 | 0 | 0 | 388146.7542 | 0 | 428248 | 0 | 0 | 0 | 0 | 0 | 0 | 0 | 0 | 0 | 0 | 0 | 0 | 0 | 0 | 0 | 0 | 0 | 0 | 0 | 0 | -40101.2458
2016-06-17 07:00 | 0 | 0 | 0 | 0 | 411752 | 0 | 411752 | 0 | 0 | 0 | 0 | 0 | 0 | 0 | 0 | 0 | 0 | 0 | 0 | 0 | 0 | 0 | 0 | 0 | 0 | 0 | 0 | 0
2016-06-17 08:00 | 0 | 0 | 0 | 0 | 403500 | 0 | 403500 | 0 | 0 | 0 | 0 | 0 | 0 | 0 | 0 | 0 | 0 | 0 | 0 | 0 | 0 | 0 | 0 | 0 | 0 | 0 | 0 | 0
2016-06-17 09:00 | 0 | 0 | 0 | 0 | 405513 | 0 | 405513 | 0 | 0 | 0 | 0 | 0 | 0 | 0 | 0 | 0 | 0 | 0 | 0 | 0 | 0 | 0 | 0 | 0 | 0 | 0 | 0 | 0
2016-06-17 10:00 | 0 | 0 | 0 | 0 | 416644 | 0 | 416644 | 0 | 0 | 0 | 0 | 0 | 0 | 0 | 0 | 0 | 0 | 0 | 0 | 0 | 0 | 0 | 0 | 0 | 0 | 0 | 0 | 0
2016-06-17 11:00 | 0 | 0 | 0 | 0 | 434285.8983 | 15.1017 | 434301 | 0 | 0 | 0 | 0 | 0 | 0 | 0 | 0 | 0 | 0 | 0 | 0 | 0 | 0 | 0 | 0 | 0 | 0 | 0 | 0 | 0
2016-06-17 12:00 | 0 | 0 | 0 | 0 | 316399.9608 | 142890.0392 | 459290 | 0 | 0 | 0 | 0 | 0 | 0 | 0 | 0 | 0 | 0 | 0 | 0 | 0 | 0 | 0 | 0 | 0 | 0 | 0 | 0 | 0
2016-06-17 13:00 | 0 | 0 | 0 | 0 | 0 | 503136.4768 | 488911 | 0 | 0 | 0 | 0 | 14225.4768 | 0 | 0 | 0 | 0 | 0 | 0 | 0 | 0 | 0 | 0 | 14225.4768 | 0 | 0 | 0 | 0 | 0
2016-06-17 14:00 | 0 | 0 | 0 | 0 | 0 | 643761.8075 | 518595 | 0 | 0 | 0 | 0 | 0 | 0 | 0 | 0 | 0 | 139392.2843 | 0 | 0 | 0 | 0 | 0 | -14225.4768 | 0 | 0 | 0 | 0 | 139392.2843
2016-06-17 15:00 | 0 | 0 | 0 | 0 | 0 | 737736.4128 | 545741 | 0 | 0 | 0 | 0 | 0 | 0 | 0 | 0 | 0 | 331387.6971 | 0 | 0 | 0 | 0 | 0 | 0 | 0 | 0 | 0 | 0 | 191995.4128
2016-06-17 16:00 | 0 | 0 | 0 | 0 | 0 | 775121.5891 | 567490 | 0 | 0 | 0 | 0 | 0 | 0 | 0 | 0 | 0 | 539019.2862 | 0 | 0 | 0 | 0 | 0 | 0 | 0 | 0 | 0 | 0 | 207631.5891
2016-06-17 17:00 | 0 | 0 | 0 | 0 | 0 | 787160.8234 | 584549 | 0 | 0 | 0 | 0 | 0 | 0 | 0 | 0 | 0 | 741631.1096 | 0 | 0 | 0 | 0 | 0 | 0 | 0 | 0 | 0 | 0 | 202611.8234
2016-06-17 18:00 | 0 | 0 | 0 | 0 | 0 | 783294.2538 | 597291 | 0 | 0 | 0 | 0 | 0 | 0 | 0 | 0 | 0 | 927634.3634 | 0 | 0 | 0 | 0 | 0 | 0 | 0 | 0 | 0 | 0 | 186003.2538
2016-06-17 19:00 | 0 | 0 | 0 | 0 | 0 | 776281.2756 | 606608 | 0 | 0 | 0 | 0 | 0 | 0 | 0 | 0 | 0 | 1097307.639 | 0 | 0 | 0 | 0 | 0 | 0 | 0 | 0 | 0 | 0 | 169673.2756
2016-06-17 20:00 | 0 | 0 | 0 | 0 | 0 | 774318.6207 | 612181 | 0 | 0 | 0 | 0 | 61870.256 | 0 | 0 | 0 | 0 | 1197575.0037 | 0 | 0 | 0 | 0 | 0 | 61870.256 | 0 | 0 | 0 | 0 | 100267.3647
2016-06-17 21:00 | 0 | 0 | 0 | 0 | 0 | 767777.1854 | 612561 | 0 | 0 | 0 | 0 | 0 | 0 | 0 | 0 | 0 | 1414661.4451 | 0 | 0 | 0 | 0 | 0 | -61870.256 | 0 | 0 | 0 | 0 | 217086.4414
2016-06-17 22:00 | 0 | 0 | 0 | 0 | 0 | 740532.8562 | 604742 | 0 | 0 | 0 | 0 | 61870.256 | 0 | 0 | 0 | 0 | 1488582.0452 | 0 | 0 | 0 | 0 | 0 | 61870.256 | 0 | 0 | 0 | 0 | 73920.6001
2016-06-17 23:00 | 0 | 0 | 0 | 0 | 0 | 675262.1496 | 590018 | 0 | 0 | 0 | 0 | 0 | 0 | 0 | 0 | 0 | 1635696.4509 | 0 | 0 | 0 | 0 | 0 | -61870.256 | 0 | 0 | 0 | 0 | 147114.4056
2016-06-18 | 0 | 0 | 0 | 0 | 0 | 534647.5894 | 571383 | 0 | 0 | 0 | 0 | 61870.256 | 0 | 0 | 0 | 0 | 1537090.7842 | 0 | 0 | 0 | 0 | 0 | 61870.256 | 0 | 0 | 0 | 0 | -98605.6667
2016-06-18 01:00 | 0 | 0 | 0 | 0 | 0 | 297684.6502 | 554508 | 0 | 0 | 0 | 0 | 61870.256 | 0 | 0 | 0 | 0 | 1280267.4344 | 0 | 0 | 0 | 0 | 0 | 0 | 0 | 0 | 0 | 0 | -256823.3498
2016-06-18 02:00 | 0 | 0 | 0 | 0 | 120518.7318 | 43855.2571 | 530096 | 0 | 0 | 0 | 0 | 0 | 0 | 0 | 0 | 0 | 976415.6793 | 0 | 0 | 0 | 0 | 0 | -61870.256 | 0 | 0 | 0 | 0 | -303851.755
2016-06-18 03:00 | 0 | 0 | 0 | 0 | 255501.7514 | 0.74963 | 497484 | 0 | 0 | 0 | 0 | 61870.256 | 0 | 0 | 0 | 0 | 672563.9243 | 0 | 0 | 0 | 0 | 0 | 61870.256 | 0 | 0 | 0 | 0 | -303851.755
2016-06-18 04:00 | 0 | 0 | 0 | 0 | 100036.9889 | 0 | 465759 | 0 | 0 | 0 | 0 | 0 | 0 | 0 | 0 | 0 | 368712.1693 | 0 | 0 | 0 | 0 | 0 | -61870.256 | 0 | 0 | 0 | 0 | -303851.755
2016-06-18 05:00 | 0 | 0 | 0 | 0 | 132273.245 | 0 | 436125 | 0 | 0 | 0 | 0 | 0 | 0 | 0 | 0 | 0 | 64860.4142 | 0 | 0 | 0 | 0 | 0 | 0 | 0 | 0 | 0 | 0 | -303851.755
2016-06-18 06:00 | 0 | 0 | 0 | 0 | 346046.5858 | 0 | 410907 | 0 | 0 | 0 | 0 | 0 | 0 | 0 | 0 | 0 | 0 | 0 | 0 | 0 | 0 | 0 | 0 | 0 | 0 | 0 | 0 | -64860.4142
2016-06-18 07:00 | 0 | 0 | 0 | 0 | 393168 | 0 | 393168 | 0 | 0 | 0 | 0 | 0 | 0 | 0 | 0 | 0 | 0 | 0 | 0 | 0 | 0 | 0 | 0 | 0 | 0 | 0 | 0 | 0
2016-06-18 08:00 | 0 | 0 | 0 | 0 | 381758 | 0 | 381758 | 0 | 0 | 0 | 0 | 0 | 0 | 0 | 0 | 0 | 0 | 0 | 0 | 0 | 0 | 0 | 0 | 0 | 0 | 0 | 0 | 0
2016-06-18 09:00 | 0 | 0 | 0 | 0 | 376227 | 0 | 376227 | 0 | 0 | 0 | 0 | 0 | 0 | 0 | 0 | 0 | 0 | 0 | 0 | 0 | 0 | 0 | 0 | 0 | 0 | 0 | 0 | 0
2016-06-18 10:00 | 0 | 0 | 0 | 0 | 408905.2112 | 0 | 375830 | 0 | 0 | 0 | 0 | 33075.2112 | 0 | 0 | 0 | 0 | 0 | 0 | 0 | 0 | 0 | 0 | 33075.2112 | 0 | 0 | 0 | 0 | 0
2016-06-18 11:00 | 0 | 0 | 0 | 0 | 385461.0986 | 7.9693 | 384738 | 0 | 0 | 0 | 0 | 0 | 0 | 0 | 0 | 0 | 33806.2791 | 0 | 0 | 0 | 0 | 0 | -33075.2112 | 0 | 0 | 0 | 0 | 33806.2791
2016-06-18 12:00 | 0 | 0 | 0 | 0 | 223564.5031 | 147954.2178 | 405325 | 0 | 0 | 0 | 0 | 0 | 0 | 0 | 0 | 0 | 0 | 0 | 0 | 0 | 0 | 0 | 0 | 0 | 0 | 0 | 0 | -33806.2791
2016-06-18 13:00 | 0 | 0 | 0 | 0 | 0 | 489444.7635 | 432021 | 0 | 0 | 0 | 0 | 57423.7635 | 0 | 0 | 0 | 0 | 0 | 0 | 0 | 0 | 0 | 0 | 57423.7635 | 0 | 0 | 0 | 0 | 0
2016-06-18 14:00 | 0 | 0 | 0 | 0 | 0 | 625659.2589 | 460821 | 0 | 0 | 0 | 0 | 61870.256 | 0 | 0 | 0 | 0 | 160391.7664 | 0 | 0 | 0 | 0 | 0 | 4446.4925 | 0 | 0 | 0 | 0 | 160391.7664
2016-06-18 15:00 | 0 | 0 | 0 | 0 | 0 | 714857.7848 | 489654 | 0 | 0 | 0 | 0 | 0 | 0 | 0 | 0 | 0 | 447465.8073 | 0 | 0 | 0 | 0 | 0 | -61870.256 | 0 | 0 | 0 | 0 | 287074.0409
2016-06-18 16:00 | 0 | 0 | 0 | 0 | 0 | 749463.7009 | 514631 | 0 | 0 | 0 | 0 | 61870.256 | 0 | 0 | 0 | 0 | 620428.2521 | 0 | 0 | 0 | 0 | 0 | 61870.256 | 0 | 0 | 0 | 0 | 172962.4449
2016-06-18 17:00 | 0 | 0 | 0 | 0 | 0 | 754012.1852 | 534606 | 0 | 0 | 0 | 0 | 61870.256 | 0 | 0 | 0 | 0 | 839834.4374 | 0 | 0 | 0 | 0 | 0 | 0 | 0 | 0 | 0 | 0 | 219406.1852
2016-06-18 18:00 | 0 | 0 | 0 | 0 | 0 | 746537.6268 | 551191 | 0 | 0 | 0 | 0 | 61870.256 | 0 | 0 | 0 | 0 | 1035181.0642 | 0 | 0 | 0 | 0 | 0 | 0 | 0 | 0 | 0 | 0 | 195346.6268
2016-06-18 19:00 | 0 | 0 | 0 | 0 | 0 | 736848.4584 | 564545 | 0 | 0 | 0 | 0 | 0 | 0 | 0 | 0 | 0 | 1269354.7786 | 0 | 0 | 0 | 0 | 0 | -61870.256 | 0 | 0 | 0 | 0 | 234173.7144
2016-06-18 20:00 | 0 | 0 | 0 | 0 | 0 | 729179.6441 | 574478 | 0 | 0 | 0 | 0 | 61870.256 | 0 | 0 | 0 | 0 | 1362186.1666 | 0 | 0 | 0 | 0 | 0 | 61870.256 | 0 | 0 | 0 | 0 | 92831.388
2016-06-18 21:00 | 0 | 0 | 0 | 0 | 0 | 713458.4446 | 579685 | 0 | 0 | 0 | 0 | 0 | 0 | 0 | 0 | 0 | 1557829.8673 | 0 | 0 | 0 | 0 | 0 | -61870.256 | 0 | 0 | 0 | 0 | 195643.7006
2016-06-18 22:00 | 0 | 0 | 0 | 0 | 0 | 683391.9892 | 575841 | 0 | 0 | 0 | 0 | 0 | 0 | 0 | 0 | 0 | 1665380.8564 | 0 | 0 | 0 | 0 | 0 | 0 | 0 | 0 | 0 | 0 | 107550.9892
2016-06-18 23:00 | 0 | 0 | 0 | 0 | 0 | 609873.0785 | 562708 | 0 | 0 | 0 | 0 | 61870.256 | 0 | 0 | 0 | 0 | 1650675.6789 | 0 | 0 | 0 | 0 | 0 | 61870.256 | 0 | 0 | 0 | 0 | -14705.1775
2016-06-19 | 0 | 0 | 0 | 0 | 0 | 470187.452 | 545617 | 0 | 0 | 0 | 0 | 32163.8822 | 0 | 0 | 0 | 0 | 1604952.5047 | 0 | 0 | 0 | 0 | 0 | -29706.3738 | 0 | 0 | 0 | 0 | -45723.1742
2016-06-19 01:00 | 0 | 0 | 0 | 0 | 0 | 257393.6188 | 531539 | 0 | 0 | 0 | 0 | 61870.256 | 0 | 0 | 0 | 0 | 1301100.7497 | 0 | 0 | 0 | 0 | 0 | 29706.3738 | 0 | 0 | 0 | 0 | -303851.755
2016-06-19 02:00 | 0 | 0 | 0 | 0 | 102356.8149 | 43229.1741 | 511308 | 0 | 0 | 0 | 0 | 0 | 0 | 0 | 0 | 0 | 997248.9947 | 0 | 0 | 0 | 0 | 0 | -61870.256 | 0 | 0 | 0 | 0 | -303851.755
2016-06-19 03:00 | 0 | 0 | 0 | 0 | 239741.7529 | 3.7481 | 481727 | 0 | 0 | 0 | 0 | 61870.256 | 0 | 0 | 0 | 0 | 693397.2396 | 0 | 0 | 0 | 0 | 0 | 61870.256 | 0 | 0 | 0 | 0 | -303851.755
2016-06-19 04:00 | 0 | 0 | 0 | 0 | 85240.9889 | 0 | 450963 | 0 | 0 | 0 | 0 | 0 | 0 | 0 | 0 | 0 | 389545.4846 | 0 | 0 | 0 | 0 | 0 | -61870.256 | 0 | 0 | 0 | 0 | -303851.755
2016-06-19 05:00 | 0 | 0 | 0 | 0 | 119928.245 | 0 | 423780 | 0 | 0 | 0 | 0 | 0 | 0 | 0 | 0 | 0 | 85693.7296 | 0 | 0 | 0 | 0 | 0 | 0 | 0 | 0 | 0 | 0 | -303851.755
2016-06-19 06:00 | 0 | 0 | 0 | 0 | 314938.2704 | 0 | 400632 | 0 | 0 | 0 | 0 | 0 | 0 | 0 | 0 | 0 | 0 | 0 | 0 | 0 | 0 | 0 | 0 | 0 | 0 | 0 | 0 | -85693.7296
2016-06-19 07:00 | 0 | 0 | 0 | 0 | 383744 | 0 | 383744 | 0 | 0 | 0 | 0 | 0 | 0 | 0 | 0 | 0 | 0 | 0 | 0 | 0 | 0 | 0 | 0 | 0 | 0 | 0 | 0 | 0
2016-06-19 08:00 | 0 | 0 | 0 | 0 | 372003 | 0 | 372003 | 0 | 0 | 0 | 0 | 0 | 0 | 0 | 0 | 0 | 0 | 0 | 0 | 0 | 0 | 0 | 0 | 0 | 0 | 0 | 0 | 0
2016-06-19 09:00 | 0 | 0 | 0 | 0 | 364628 | 0 | 364628 | 0 | 0 | 0 | 0 | 0 | 0 | 0 | 0 | 0 | 0 | 0 | 0 | 0 | 0 | 0 | 0 | 0 | 0 | 0 | 0 | 0
2016-06-19 10:00 | 0 | 0 | 0 | 0 | 361484 | 0 | 361484 | 0 | 0 | 0 | 0 | 0 | 0 | 0 | 0 | 0 | 0 | 0 | 0 | 0 | 0 | 0 | 0 | 0 | 0 | 0 | 0 | 0
2016-06-19 11:00 | 0 | 0 | 0 | 0 | 367294.4449 | 13.5551 | 367308 | 0 | 0 | 0 | 0 | 0 | 0 | 0 | 0 | 0 | 0 | 0 | 0 | 0 | 0 | 0 | 0 | 0 | 0 | 0 | 0 | 0
2016-06-19 12:00 | 0 | 0 | 0 | 0 | 261594.4452 | 125579.5548 | 387174 | 0 | 0 | 0 | 0 | 0 | 0 | 0 | 0 | 0 | 0 | 0 | 0 | 0 | 0 | 0 | 0 | 0 | 0 | 0 | 0 | 0
2016-06-19 13:00 | 0 | 0 | 0 | 0 | 0 | 420551.5578 | 415881 | 0 | 0 | 0 | 0 | 4670.5578 | 0 | 0 | 0 | 0 | 0 | 0 | 0 | 0 | 0 | 0 | 4670.5578 | 0 | 0 | 0 | 0 | 0
2016-06-19 14:00 | 0 | 0 | 0 | 0 | 0 | 580158.8016 | 447988 | 0 | 0 | 0 | 0 | 0 | 0 | 0 | 0 | 0 | 136841.3594 | 0 | 0 | 0 | 0 | 0 | -4670.5578 | 0 | 0 | 0 | 0 | 136841.3594
2016-06-19 15:00 | 0 | 0 | 0 | 0 | 0 | 678418.9965 | 479035 | 0 | 0 | 0 | 0 | 61870.256 | 0 | 0 | 0 | 0 | 274355.0999 | 0 | 0 | 0 | 0 | 0 | 61870.256 | 0 | 0 | 0 | 0 | 137513.7404
2016-06-19 16:00 | 0 | 0 | 0 | 0 | 0 | 724499.353 | 506647 | 0 | 0 | 0 | 0 | 61870.256 | 0 | 0 | 0 | 0 | 492207.4528 | 0 | 0 | 0 | 0 | 0 | 0 | 0 | 0 | 0 | 0 | 217852.353
2016-06-19 17:00 | 0 | 0 | 0 | 0 | 0 | 735349.2141 | 530674 | 0 | 0 | 0 | 0 | 61870.256 | 0 | 0 | 0 | 0 | 696882.667 | 0 | 0 | 0 | 0 | 0 | 0 | 0 | 0 | 0 | 0 | 204675.2141
2016-06-19 18:00 | 0 | 0 | 0 | 0 | 0 | 733311.2082 | 550246 | 0 | 0 | 0 | 0 | 0 | 0 | 0 | 0 | 0 | 941818.1312 | 0 | 0 | 0 | 0 | 0 | -61870.256 | 0 | 0 | 0 | 0 | 244935.4643
2016-06-19 19:00 | 0 | 0 | 0 | 0 | 0 | 728063.9835 | 567009 | 0 | 0 | 0 | 0 | 0 | 0 | 0 | 0 | 0 | 1102873.1148 | 0 | 0 | 0 | 0 | 0 | 0 | 0 | 0 | 0 | 0 | 161054.9835
2016-06-19 20:00 | 0 | 0 | 0 | 0 | 0 | 724021.5912 | 580864 | 0 | 0 | 0 | 0 | 0 | 0 | 0 | 0 | 0 | 1246030.706 | 0 | 0 | 0 | 0 | 0 | 0 | 0 | 0 | 0 | 0 | 143157.5912
2016-06-19 21:00 | 0 | 0 | 0 | 0 | 0 | 711485.8017 | 590387 | 0 | 0 | 0 | 0 | 61870.256 | 0 | 0 | 0 | 0 | 1305259.2516 | 0 | 0 | 0 | 0 | 0 | 61870.256 | 0 | 0 | 0 | 0 | 59228.5457
2016-06-19 22:00 | 0 | 0 | 0 | 0 | 0 | 683783.0618 | 591563 | 0 | 0 | 0 | 0 | 0 | 0 | 0 | 0 | 0 | 1459349.5695 | 0 | 0 | 0 | 0 | 0 | -61870.256 | 0 | 0 | 0 | 0 | 154090.3178
2016-06-19 23:00 | 0 | 0 | 0 | 0 | 0 | 621826.6544 | 584623 | 0 | 0 | 0 | 0 | 0 | 0 | 0 | 0 | 0 | 1496553.2239 | 0 | 0 | 0 | 0 | 0 | 0 | 0 | 0 | 0 | 0 | 37203.6544
2016-06-20 | 0 | 0 | 0 | 0 | 0 | 491737.3847 | 571899 | 0 | 0 | 0 | 0 | 15355.4076 | 0 | 0 | 0 | 0 | 1401036.201 | 0 | 0 | 0 | 0 | 0 | 15355.4076 | 0 | 0 | 0 | 0 | -95517.0229
2016-06-20 01:00 | 0 | 0 | 0 | 0 | 0 | 303275.0934 | 560612 | 0 | 0 | 0 | 0 | 61870.256 | 0 | 0 | 0 | 0 | 1097184.446 | 0 | 0 | 0 | 0 | 0 | 46514.8484 | 0 | 0 | 0 | 0 | -303851.755
2016-06-20 02:00 | 0 | 0 | 0 | 0 | 131460.4285 | 41446.5604 | 538629 | 0 | 0 | 0 | 0 | 0 | 0 | 0 | 0 | 0 | 793332.691 | 0 | 0 | 0 | 0 | 0 | -61870.256 | 0 | 0 | 0 | 0 | -303851.755
2016-06-20 03:00 | 0 | 0 | 0 | 0 | 382643.756 | 1.3191 | 506404 | 0 | 0 | 0 | 0 | 61870.256 | 0 | 0 | 0 | 0 | 607703.5101 | 0 | 0 | 0 | 0 | 0 | 61870.256 | 0 | 0 | 0 | 0 | -185629.1809
2016-06-20 04:00 | 0 | 0 | 0 | 0 | 107065.9889 | 0 | 472788 | 0 | 0 | 0 | 0 | 0 | 0 | 0 | 0 | 0 | 303851.755 | 0 | 0 | 0 | 0 | 0 | -61870.256 | 0 | 0 | 0 | 0 | -303851.755
2016-06-20 05:00 | 0 | 0 | 0 | 0 | 140528.245 | 0 | 444380 | 0 | 0 | 0 | 0 | 0 | 0 | 0 | 0 | 0 | 0 | 0 | 0 | 0 | 0 | 0 | 0 | 0 | 0 | 0 | 0 | -303851.755
2016-06-20 06:00 | 0 | 0 | 0 | 0 | 420074 | 0 | 420074 | 0 | 0 | 0 | 0 | 0 | 0 | 0 | 0 | 0 | 0 | 0 | 0 | 0 | 0 | 0 | 0 | 0 | 0 | 0 | 0 | 0
2016-06-20 07:00 | 0 | 0 | 0 | 0 | 403268 | 0 | 403268 | 0 | 0 | 0 | 0 | 0 | 0 | 0 | 0 | 0 | 0 | 0 | 0 | 0 | 0 | 0 | 0 | 0 | 0 | 0 | 0 | 0
2016-06-20 08:00 | 0 | 0 | 0 | 0 | 394676 | 0 | 394676 | 0 | 0 | 0 | 0 | 0 | 0 | 0 | 0 | 0 | 0 | 0 | 0 | 0 | 0 | 0 | 0 | 0 | 0 | 0 | 0 | 0
2016-06-20 09:00 | 0 | 0 | 0 | 0 | 397331 | 0 | 397331 | 0 | 0 | 0 | 0 | 0 | 0 | 0 | 0 | 0 | 0 | 0 | 0 | 0 | 0 | 0 | 0 | 0 | 0 | 0 | 0 | 0
2016-06-20 10:00 | 0 | 0 | 0 | 0 | 410679 | 0 | 410679 | 0 | 0 | 0 | 0 | 0 | 0 | 0 | 0 | 0 | 0 | 0 | 0 | 0 | 0 | 0 | 0 | 0 | 0 | 0 | 0 | 0
2016-06-20 11:00 | 0 | 0 | 0 | 0 | 433363.8983 | 15.1017 | 433379 | 0 | 0 | 0 | 0 | 0 | 0 | 0 | 0 | 0 | 0 | 0 | 0 | 0 | 0 | 0 | 0 | 0 | 0 | 0 | 0 | 0
2016-06-20 12:00 | 0 | 0 | 0 | 0 | 313854.5026 | 147929.4974 | 461784 | 0 | 0 | 0 | 0 | 0 | 0 | 0 | 0 | 0 | 0 | 0 | 0 | 0 | 0 | 0 | 0 | 0 | 0 | 0 | 0 | 0
2016-06-20 13:00 | 0 | 0 | 0 | 0 | 26418.5319 | 468111.4681 | 494530 | 0 | 0 | 0 | 0 | 0 | 0 | 0 | 0 | 0 | 0 | 0 | 0 | 0 | 0 | 0 | 0 | 0 | 0 | 0 | 0 | 0
2016-06-20 14:00 | 0 | 0 | 0 | 0 | 0 | 631974.955 | 529278 | 0 | 0 | 0 | 0 | 61870.256 | 0 | 0 | 0 | 0 | 40826.699 | 0 | 0 | 0 | 0 | 0 | 61870.256 | 0 | 0 | 0 | 0 | 40826.699
2016-06-20 15:00 | 0 | 0 | 0 | 0 | 0 | 710909.1812 | 563124 | 0 | 0 | 0 | 0 | 0 | 0 | 0 | 0 | 0 | 250482.1362 | 0 | 0 | 0 | 0 | 0 | -61870.256 | 0 | 0 | 0 | 0 | 209655.4372
2016-06-20 16:00 | 0 | 0 | 0 | 0 | 0 | 749539.7952 | 592728 | 0 | 0 | 0 | 0 | 0 | 0 | 0 | 0 | 0 | 407293.9314 | 0 | 0 | 0 | 0 | 0 | 0 | 0 | 0 | 0 | 0 | 156811.7952
2016-06-20 17:00 | 0 | 0 | 0 | 0 | 0 | 754798.2024 | 618309 | 0 | 0 | 0 | 0 | 0 | 0 | 0 | 0 | 0 | 543783.1338 | 0 | 0 | 0 | 0 | 0 | 0 | 0 | 0 | 0 | 0 | 136489.2024
2016-06-20 18:00 | 0 | 0 | 0 | 0 | 0 | 748758.3595 | 637952 | 0 | 0 | 0 | 0 | 61870.256 | 0 | 0 | 0 | 0 | 592719.2373 | 0 | 0 | 0 | 0 | 0 | 61870.256 | 0 | 0 | 0 | 0 | 48936.1034
2016-06-20 19:00 | 0 | 0 | 0 | 0 | 0 | 741820.8934 | 653245 | 0 | 0 | 0 | 0 | 61870.256 | 0 | 0 | 0 | 0 | 681295.1306 | 0 | 0 | 0 | 0 | 0 | 0 | 0 | 0 | 0 | 0 | 88575.8934
2016-06-20 20:00 | 0 | 0 | 0 | 0 | 0 | 740258.9762 | 664302 | 0 | 0 | 0 | 0 | 0 | 0 | 0 | 0 | 0 | 819122.3629 | 0 | 0 | 0 | 0 | 0 | -61870.256 | 0 | 0 | 0 | 0 | 137827.2323
2016-06-20 21:00 | 0 | 0 | 0 | 0 | 0 | 734187.488 | 668915 | 0 | 0 | 0 | 0 | 0 | 0 | 0 | 0 | 0 | 884394.8509 | 0 | 0 | 0 | 0 | 0 | 0 | 0 | 0 | 0 | 0 | 65272.488
2016-06-20 22:00 | 0 | 0 | 0 | 0 | 0 | 712835.3073 | 664906 | 0 | 0 | 0 | 0 | 0 | 0 | 0 | 0 | 0 | 932324.1582 | 0 | 0 | 0 | 0 | 0 | 0 | 0 | 0 | 0 | 0 | 47929.3073
2016-06-20 23:00 | 0 | 0 | 0 | 0 | 0 | 645957.2193 | 651397 | 0 | 0 | 0 | 0 | 0 | 0 | 0 | 0 | 0 | 926884.3775 | 0 | 0 | 0 | 0 | 0 | 0 | 0 | 0 | 0 | 0 | -5439.7807
2016-06-21 | 0 | 0 | 0 | 0 | 0 | 527428.1694 | 631507 | 0 | 0 | 0 | 0 | 61870.256 | 0 | 0 | 0 | 0 | 760935.2908 | 0 | 0 | 0 | 0 | 0 | 61870.256 | 0 | 0 | 0 | 0 | -165949.0867
2016-06-21 01:00 | 0 | 0 | 0 | 0 | 12237.4495 | 296714.7955 | 612804 | 0 | 0 | 0 | 0 | 61870.256 | 0 | 0 | 0 | 0 | 457083.5358 | 0 | 0 | 0 | 0 | 0 | 0 | 0 | 0 | 0 | 0 | -303851.755
2016-06-21 02:00 | 0 | 0 | 0 | 0 | 172030.329 | 44242.6599 | 581995 | 0 | 0 | 0 | 0 | 0 | 0 | 0 | 0 | 0 | 153231.7807 | 0 | 0 | 0 | 0 | 0 | -61870.256 | 0 | 0 | 0 | 0 | -303851.755
2016-06-21 03:00 | 0 | 0 | 0 | 0 | 868870.0362 | 1.1463 | 539949 | 0 | 0 | 0 | 0 | 25070.4274 | 0 | 0 | 0 | 0 | 457083.5358 | 0 | 0 | 0 | 0 | 0 | 25070.4274 | 0 | 0 | 0 | 0 | 303851.755
2016-06-21 04:00 | 0 | 0 | 0 | 0 | 172439.8175 | 0 | 501362 | 0 | 0 | 0 | 0 | 0 | 0 | 0 | 0 | 0 | 153231.7807 | 0 | 0 | 0 | 0 | 0 | -25070.4274 | 0 | 0 | 0 | 0 | -303851.755
2016-06-21 05:00 | 0 | 0 | 0 | 0 | 316006.2193 | 0 | 469238 | 0 | 0 | 0 | 0 | 0 | 0 | 0 | 0 | 0 | 0 | 0 | 0 | 0 | 0 | 0 | 0 | 0 | 0 | 0 | 0 | -153231.7807
2016-06-21 06:00 | 0 | 0 | 0 | 0 | 441958 | 0 | 441958 | 0 | 0 | 0 | 0 | 0 | 0 | 0 | 0 | 0 | 0 | 0 | 0 | 0 | 0 | 0 | 0 | 0 | 0 | 0 | 0 | 0
2016-06-21 07:00 | 0 | 0 | 0 | 0 | 422625 | 0 | 422625 | 0 | 0 | 0 | 0 | 0 | 0 | 0 | 0 | 0 | 0 | 0 | 0 | 0 | 0 | 0 | 0 | 0 | 0 | 0 | 0 | 0
2016-06-21 08:00 | 0 | 0 | 0 | 0 | 412705 | 0 | 412705 | 0 | 0 | 0 | 0 | 0 | 0 | 0 | 0 | 0 | 0 | 0 | 0 | 0 | 0 | 0 | 0 | 0 | 0 | 0 | 0 | 0
2016-06-21 09:00 | 0 | 0 | 0 | 0 | 414254 | 0 | 414254 | 0 | 0 | 0 | 0 | 0 | 0 | 0 | 0 | 0 | 0 | 0 | 0 | 0 | 0 | 0 | 0 | 0 | 0 | 0 | 0 | 0
2016-06-21 10:00 | 0 | 0 | 0 | 0 | 427487 | 0 | 427487 | 0 | 0 | 0 | 0 | 0 | 0 | 0 | 0 | 0 | 0 | 0 | 0 | 0 | 0 | 0 | 0 | 0 | 0 | 0 | 0 | 0
2016-06-21 11:00 | 0 | 0 | 0 | 0 | 495219.9206 | 12.8273 | 447267 | 0 | 0 | 0 | 0 | 0 | 0 | 0 | 0 | 0 | 47965.7479 | 0 | 0 | 0 | 0 | 0 | 0 | 0 | 0 | 0 | 0 | 47965.7479
2016-06-21 12:00 | 0 | 0 | 0 | 0 | 294401.8812 | 127825.3708 | 470193 | 0 | 0 | 0 | 0 | 0 | 0 | 0 | 0 | 0 | 0 | 0 | 0 | 0 | 0 | 0 | 0 | 0 | 0 | 0 | 0 | -47965.7479
2016-06-21 13:00 | 0 | 0 | 0 | 0 | 92948.7996 | 405093.2004 | 498042 | 0 | 0 | 0 | 0 | 0 | 0 | 0 | 0 | 0 | 0 | 0 | 0 | 0 | 0 | 0 | 0 | 0 | 0 | 0 | 0 | 0
2016-06-21 14:00 | 0 | 0 | 0 | 0 | 0 | 588759.0359 | 529549 | 0 | 0 | 0 | 0 | 0 | 0 | 0 | 0 | 0 | 59210.0359 | 0 | 0 | 0 | 0 | 0 | 0 | 0 | 0 | 0 | 0 | 59210.0359
2016-06-21 15:00 | 0 | 0 | 0 | 0 | 0 | 668020.6939 | 560715 | 0 | 0 | 0 | 0 | 61870.256 | 0 | 0 | 0 | 0 | 104645.4737 | 0 | 0 | 0 | 0 | 0 | 61870.256 | 0 | 0 | 0 | 0 | 45435.4378
2016-06-21 16:00 | 0 | 0 | 0 | 0 | 0 | 715744.2073 | 586867 | 0 | 0 | 0 | 0 | 61870.256 | 0 | 0 | 0 | 0 | 233522.681 | 0 | 0 | 0 | 0 | 0 | 0 | 0 | 0 | 0 | 0 | 128877.2073
2016-06-21 17:00 | 0 | 0 | 0 | 0 | 0 | 727820.0568 | 609939 | 0 | 0 | 0 | 0 | 61870.256 | 0 | 0 | 0 | 0 | 351403.7378 | 0 | 0 | 0 | 0 | 0 | 0 | 0 | 0 | 0 | 0 | 117881.0568
2016-06-21 18:00 | 0 | 0 | 0 | 0 | 0 | 728197.4197 | 627655 | 0 | 0 | 0 | 0 | 0 | 0 | 0 | 0 | 0 | 513816.4134 | 0 | 0 | 0 | 0 | 0 | -61870.256 | 0 | 0 | 0 | 0 | 162412.6757
2016-06-21 19:00 | 0 | 0 | 0 | 0 | 0 | 722137.6025 | 640291 | 0 | 0 | 0 | 0 | 61870.256 | 0 | 0 | 0 | 0 | 533792.7599 | 0 | 0 | 0 | 0 | 0 | 61870.256 | 0 | 0 | 0 | 0 | 19976.3464
2016-06-21 20:00 | 0 | 0 | 0 | 0 | 0 | 716607.1593 | 649707 | 0 | 0 | 0 | 0 | 0 | 0 | 0 | 0 | 0 | 662563.1752 | 0 | 0 | 0 | 0 | 0 | -61870.256 | 0 | 0 | 0 | 0 | 128770.4154
2016-06-21 21:00 | 0 | 0 | 0 | 0 | 0 | 705664.2973 | 653434 | 0 | 0 | 0 | 0 | 61870.256 | 0 | 0 | 0 | 0 | 652923.2164 | 0 | 0 | 0 | 0 | 0 | 61870.256 | 0 | 0 | 0 | 0 | -9639.9588
2016-06-21 22:00 | 0 | 0 | 0 | 0 | 0 | 676579.0128 | 648117 | 0 | 0 | 0 | 0 | 0 | 0 | 0 | 0 | 0 | 743255.4853 | 0 | 0 | 0 | 0 | 0 | -61870.256 | 0 | 0 | 0 | 0 | 90332.2688
2016-06-21 23:00 | 0 | 0 | 0 | 0 | 0 | 604569.177 | 634951 | 0 | 0 | 0 | 0 | 61870.256 | 0 | 0 | 0 | 0 | 651003.4062 | 0 | 0 | 0 | 0 | 0 | 61870.256 | 0 | 0 | 0 | 0 | -92252.079
2016-06-22 | 0 | 0 | 0 | 0 | 0 | 476305.9547 | 617957 | 0 | 0 | 0 | 0 | 61870.256 | 0 | 0 | 0 | 0 | 509352.361 | 0 | 0 | 0 | 0 | 0 | 0 | 0 | 0 | 0 | 0 | -141651.0453
2016-06-22 01:00 | 0 | 0 | 0 | 0 | 0 | 253133.2173 | 599868 | 0 | 0 | 0 | 0 | 0 | 0 | 0 | 0 | 0 | 224487.8343 | 0 | 0 | 0 | 0 | 0 | -61870.256 | 0 | 0 | 0 | 0 | -284864.5267
2016-06-22 02:00 | 0 | 0 | 0 | 0 | 607475.3401 | 43787.5806 | 571899 | 0 | 0 | 0 | 0 | 0 | 0 | 0 | 0 | 0 | 303851.755 | 0 | 0 | 0 | 0 | 0 | 0 | 0 | 0 | 0 | 0 | 79363.9208
2016-06-22 03:00 | 0 | 0 | 0 | 0 | 898621.5359 | 3.4752 | 532903 | 0 | 0 | 0 | 0 | 61870.256 | 0 | 0 | 0 | 0 | 607703.5101 | 0 | 0 | 0 | 0 | 0 | 61870.256 | 0 | 0 | 0 | 0 | 303851.755
2016-06-22 04:00 | 0 | 0 | 0 | 0 | 129763.9889 | 0 | 495486 | 0 | 0 | 0 | 0 | 0 | 0 | 0 | 0 | 0 | 303851.755 | 0 | 0 | 0 | 0 | 0 | -61870.256 | 0 | 0 | 0 | 0 | -303851.755
2016-06-22 05:00 | 0 | 0 | 0 | 0 | 160929.245 | 0 | 464781 | 0 | 0 | 0 | 0 | 0 | 0 | 0 | 0 | 0 | 0 | 0 | 0 | 0 | 0 | 0 | 0 | 0 | 0 | 0 | 0 | -303851.755
2016-06-22 06:00 | 0 | 0 | 0 | 0 | 439728 | 0 | 439728 | 0 | 0 | 0 | 0 | 0 | 0 | 0 | 0 | 0 | 0 | 0 | 0 | 0 | 0 | 0 | 0 | 0 | 0 | 0 | 0 | 0
2016-06-22 07:00 | 0 | 0 | 0 | 0 | 422327 | 0 | 422327 | 0 | 0 | 0 | 0 | 0 | 0 | 0 | 0 | 0 | 0 | 0 | 0 | 0 | 0 | 0 | 0 | 0 | 0 | 0 | 0 | 0
2016-06-22 08:00 | 0 | 0 | 0 | 0 | 411323 | 0 | 411323 | 0 | 0 | 0 | 0 | 0 | 0 | 0 | 0 | 0 | 0 | 0 | 0 | 0 | 0 | 0 | 0 | 0 | 0 | 0 | 0 | 0
2016-06-22 09:00 | 0 | 0 | 0 | 0 | 412625 | 0 | 412625 | 0 | 0 | 0 | 0 | 0 | 0 | 0 | 0 | 0 | 0 | 0 | 0 | 0 | 0 | 0 | 0 | 0 | 0 | 0 | 0 | 0
2016-06-22 10:00 | 0 | 0 | 0 | 0 | 424663 | 0 | 424663 | 0 | 0 | 0 | 0 | 0 | 0 | 0 | 0 | 0 | 0 | 0 | 0 | 0 | 0 | 0 | 0 | 0 | 0 | 0 | 0 | 0
2016-06-22 11:00 | 0 | 0 | 0 | 0 | 445432.1712 | 14.8288 | 445447 | 0 | 0 | 0 | 0 | 0 | 0 | 0 | 0 | 0 | 0 | 0 | 0 | 0 | 0 | 0 | 0 | 0 | 0 | 0 | 0 | 0
2016-06-22 12:00 | 0 | 0 | 0 | 0 | 405002.4299 | 126656.8262 | 469789 | 0 | 0 | 0 | 0 | 61870.256 | 0 | 0 | 0 | 0 | 0 | 0 | 0 | 0 | 0 | 0 | 61870.256 | 0 | 0 | 0 | 0 | 0
2016-06-22 13:00 | 0 | 0 | 0 | 0 | 33607.2034 | 402551.5406 | 498029 | 0 | 0 | 0 | 0 | 0 | 0 | 0 | 0 | 0 | 0 | 0 | 0 | 0 | 0 | 0 | -61870.256 | 0 | 0 | 0 | 0 | 0
2016-06-22 14:00 | 0 | 0 | 0 | 0 | 0 | 587030.3871 | 528101 | 0 | 0 | 0 | 0 | 58929.3871 | 0 | 0 | 0 | 0 | 0 | 0 | 0 | 0 | 0 | 0 | 58929.3871 | 0 | 0 | 0 | 0 | 0
2016-06-22 15:00 | 0 | 0 | 0 | 0 | 0 | 659521.2651 | 557079 | 0 | 0 | 0 | 0 | 0 | 0 | 0 | 0 | 0 | 161371.6522 | 0 | 0 | 0 | 0 | 0 | -58929.3871 | 0 | 0 | 0 | 0 | 161371.6522
2016-06-22 16:00 | 0 | 0 | 0 | 0 | 0 | 706422.6347 | 582091 | 0 | 0 | 0 | 0 | 0 | 0 | 0 | 0 | 0 | 285703.2869 | 0 | 0 | 0 | 0 | 0 | 0 | 0 | 0 | 0 | 0 | 124331.6347
2016-06-22 17:00 | 0 | 0 | 0 | 0 | 0 | 717654.2173 | 604925 | 0 | 0 | 0 | 0 | 61870.256 | 0 | 0 | 0 | 0 | 336562.2482 | 0 | 0 | 0 | 0 | 0 | 61870.256 | 0 | 0 | 0 | 0 | 50858.9612
2016-06-22 18:00 | 0 | 0 | 0 | 0 | 0 | 713762.3414 | 623197 | 0 | 0 | 0 | 0 | 61870.256 | 0 | 0 | 0 | 0 | 427127.5896 | 0 | 0 | 0 | 0 | 0 | 0 | 0 | 0 | 0 | 0 | 90565.3414
2016-06-22 19:00 | 0 | 0 | 0 | 0 | 0 | 702148.9764 | 636797 | 0 | 0 | 0 | 0 | 0 | 0 | 0 | 0 | 0 | 554349.8221 | 0 | 0 | 0 | 0 | 0 | -61870.256 | 0 | 0 | 0 | 0 | 127222.2325
2016-06-22 20:00 | 0 | 0 | 0 | 0 | 0 | 692822.5695 | 648742 | 0 | 0 | 0 | 0 | 61870.256 | 0 | 0 | 0 | 0 | 536560.1355 | 0 | 0 | 0 | 0 | 0 | 61870.256 | 0 | 0 | 0 | 0 | -17789.6865
2016-06-22 21:00 | 0 | 0 | 0 | 0 | 0 | 678974.1016 | 653933 | 0 | 0 | 0 | 0 | 0 | 0 | 0 | 0 | 0 | 623471.4932 | 0 | 0 | 0 | 0 | 0 | -61870.256 | 0 | 0 | 0 | 0 | 86911.3577
2016-06-22 22:00 | 0 | 0 | 0 | 0 | 0 | 646995.7093 | 651094 | 0 | 0 | 0 | 0 | 61870.256 | 0 | 0 | 0 | 0 | 557502.9465 | 0 | 0 | 0 | 0 | 0 | 61870.256 | 0 | 0 | 0 | 0 | -65968.5467
2016-06-22 23:00 | 0 | 0 | 0 | 0 | 0 | 580764.3719 | 640266 | 0 | 0 | 0 | 0 | 0 | 0 | 0 | 0 | 0 | 559871.5744 | 0 | 0 | 0 | 0 | 0 | -61870.256 | 0 | 0 | 0 | 0 | 2368.6279
2016-06-23 | 0 | 0 | 0 | 0 | 0 | 468555.625 | 623630 | 0 | 0 | 0 | 0 | 61870.256 | 0 | 0 | 0 | 0 | 342926.9433 | 0 | 0 | 0 | 0 | 0 | 61870.256 | 0 | 0 | 0 | 0 | -216944.631
2016-06-23 01:00 | 0 | 0 | 0 | 0 | 607532.1289 | 264717.4378 | 607473 | 0 | 0 | 0 | 0 | 61870.256 | 0 | 0 | 0 | 0 | 607703.5101 | 0 | 0 | 0 | 0 | 0 | 0 | 0 | 0 | 0 | 0 | 264776.5667
2016-06-23 02:00 | 0 | 0 | 0 | 0 | 167929.069 | 45623.9199 | 579275 | 0 | 0 | 0 | 0 | 0 | 0 | 0 | 0 | 0 | 303851.755 | 0 | 0 | 0 | 0 | 0 | -61870.256 | 0 | 0 | 0 | 0 | -303851.755
2016-06-23 03:00 | 0 | 0 | 0 | 0 | 906845.3448 | 3.6663 | 541127 | 0 | 0 | 0 | 0 | 61870.256 | 0 | 0 | 0 | 0 | 607703.5101 | 0 | 0 | 0 | 0 | 0 | 61870.256 | 0 | 0 | 0 | 0 | 303851.755
2016-06-23 04:00 | 0 | 0 | 0 | 0 | 139642.9889 | 0 | 505365 | 0 | 0 | 0 | 0 | 0 | 0 | 0 | 0 | 0 | 303851.755 | 0 | 0 | 0 | 0 | 0 | -61870.256 | 0 | 0 | 0 | 0 | -303851.755
2016-06-23 05:00 | 0 | 0 | 0 | 0 | 171066.245 | 0 | 474918 | 0 | 0 | 0 | 0 | 0 | 0 | 0 | 0 | 0 | 0 | 0 | 0 | 0 | 0 | 0 | 0 | 0 | 0 | 0 | 0 | -303851.755
2016-06-23 06:00 | 0 | 0 | 0 | 0 | 449614 | 0 | 449614 | 0 | 0 | 0 | 0 | 0 | 0 | 0 | 0 | 0 | 0 | 0 | 0 | 0 | 0 | 0 | 0 | 0 | 0 | 0 | 0 | 0
2016-06-23 07:00 | 0 | 0 | 0 | 0 | 430975 | 0 | 430975 | 0 | 0 | 0 | 0 | 0 | 0 | 0 | 0 | 0 | 0 | 0 | 0 | 0 | 0 | 0 | 0 | 0 | 0 | 0 | 0 | 0
2016-06-23 08:00 | 0 | 0 | 0 | 0 | 420920 | 0 | 420920 | 0 | 0 | 0 | 0 | 0 | 0 | 0 | 0 | 0 | 0 | 0 | 0 | 0 | 0 | 0 | 0 | 0 | 0 | 0 | 0 | 0
2016-06-23 09:00 | 0 | 0 | 0 | 0 | 422636 | 0 | 422636 | 0 | 0 | 0 | 0 | 0 | 0 | 0 | 0 | 0 | 0 | 0 | 0 | 0 | 0 | 0 | 0 | 0 | 0 | 0 | 0 | 0
2016-06-23 10:00 | 0 | 0 | 0 | 0 | 539731.4535 | 0 | 435624 | 0 | 0 | 0 | 0 | 61870.256 | 0 | 0 | 0 | 0 | 42237.1974 | 0 | 0 | 0 | 0 | 0 | 61870.256 | 0 | 0 | 0 | 0 | 42237.1974
2016-06-23 11:00 | 0 | 0 | 0 | 0 | 443532.6621 | 1.683 | 453506 | 0 | 0 | 0 | 0 | 61870.256 | 0 | 0 | 0 | 0 | 32265.5426 | 0 | 0 | 0 | 0 | 0 | 0 | 0 | 0 | 0 | 0 | -9971.6549
2016-06-23 12:00 | 0 | 0 | 0 | 0 | 278091.9982 | 103934.2031 | 476162 | 0 | 0 | 0 | 0 | 0 | 0 | 0 | 0 | 0 | 0 | 0 | 0 | 0 | 0 | 0 | -61870.256 | 0 | 0 | 0 | 0 | -32265.5426
2016-06-23 13:00 | 0 | 0 | 0 | 0 | 110342.5264 | 393231.4736 | 503574 | 0 | 0 | 0 | 0 | 0 | 0 | 0 | 0 | 0 | 0 | 0 | 0 | 0 | 0 | 0 | 0 | 0 | 0 | 0 | 0 | 0
2016-06-23 14:00 | 0 | 0 | 0 | 0 | 0 | 563659.1449 | 533806 | 0 | 0 | 0 | 0 | 0 | 0 | 0 | 0 | 0 | 29853.1449 | 0 | 0 | 0 | 0 | 0 | 0 | 0 | 0 | 0 | 0 | 29853.1449
2016-06-23 15:00 | 0 | 0 | 0 | 0 | 0 | 641227.7067 | 562667 | 0 | 0 | 0 | 0 | 61870.256 | 0 | 0 | 0 | 0 | 46543.5956 | 0 | 0 | 0 | 0 | 0 | 61870.256 | 0 | 0 | 0 | 0 | 16690.4507
2016-06-23 16:00 | 0 | 0 | 0 | 0 | 0 | 679908.3409 | 586908 | 0 | 0 | 0 | 0 | 61870.256 | 0 | 0 | 0 | 0 | 139543.9365 | 0 | 0 | 0 | 0 | 0 | 0 | 0 | 0 | 0 | 0 | 93000.3409
2016-06-23 17:00 | 0 | 0 | 0 | 0 | 0 | 692162.4713 | 609543 | 0 | 0 | 0 | 0 | 0 | 0 | 0 | 0 | 0 | 284033.6638 | 0 | 0 | 0 | 0 | 0 | -61870.256 | 0 | 0 | 0 | 0 | 144489.7273
2016-06-23 18:00 | 0 | 0 | 0 | 0 | 0 | 686427.1347 | 626573 | 0 | 0 | 0 | 0 | 0 | 0 | 0 | 0 | 0 | 343887.7984 | 0 | 0 | 0 | 0 | 0 | 0 | 0 | 0 | 0 | 0 | 59854.1347
2016-06-23 19:00 | 0 | 0 | 0 | 0 | 0 | 676843.9254 | 639206 | 0 | 0 | 0 | 0 | 0 | 0 | 0 | 0 | 0 | 381525.7239 | 0 | 0 | 0 | 0 | 0 | 0 | 0 | 0 | 0 | 0 | 37637.9254
2016-06-23 20:00 | 0 | 0 | 0 | 0 | 0 | 667830.5491 | 646663 | 0 | 0 | 0 | 0 | 0 | 0 | 0 | 0 | 0 | 402693.273 | 0 | 0 | 0 | 0 | 0 | 0 | 0 | 0 | 0 | 0 | 21167.5491
2016-06-23 21:00 | 0 | 0 | 0 | 0 | 0 | 650504.0515 | 648522 | 0 | 0 | 0 | 0 | 61870.256 | 0 | 0 | 0 | 0 | 342805.0685 | 0 | 0 | 0 | 0 | 0 | 61870.256 | 0 | 0 | 0 | 0 | -59888.2045
2016-06-23 22:00 | 0 | 0 | 0 | 0 | 0 | 619982.344 | 641842 | 0 | 0 | 0 | 0 | 0 | 0 | 0 | 0 | 0 | 382815.6685 | 0 | 0 | 0 | 0 | 0 | -61870.256 | 0 | 0 | 0 | 0 | 40010.6
2016-06-23 23:00 | 0 | 0 | 0 | 0 | 0 | 554826.7586 | 627035 | 0 | 0 | 0 | 0 | 0 | 0 | 0 | 0 | 0 | 310607.4271 | 0 | 0 | 0 | 0 | 0 | 0 | 0 | 0 | 0 | 0 | -72208.2414
2016-06-24 | 0 | 0 | 0 | 0 | 0 | 444886.2847 | 610069 | 0 | 0 | 0 | 0 | 61870.256 | 0 | 0 | 0 | 0 | 83554.4558 | 0 | 0 | 0 | 0 | 0 | 61870.256 | 0 | 0 | 0 | 0 | -227052.9714
2016-06-24 01:00 | 0 | 0 | 0 | 0 | 177948.6235 | 270427.6647 | 593801 | 0 | 0 | 0 | 0 | 0 | 0 | 0 | 0 | 0 | 0 | 0 | 0 | 0 | 0 | 0 | -61870.256 | 0 | 0 | 0 | 0 | -83554.4558
2016-06-24 02:00 | 0 | 0 | 0 | 0 | 828621.4379 | 43130.3172 | 567900 | 0 | 0 | 0 | 0 | 0 | 0 | 0 | 0 | 0 | 303851.755 | 0 | 0 | 0 | 0 | 0 | 0 | 0 | 0 | 0 | 0 | 303851.755
2016-06-24 03:00 | 0 | 0 | 0 | 0 | 896188.4176 | 3.5935 | 530470 | 0 | 0 | 0 | 0 | 61870.256 | 0 | 0 | 0 | 0 | 607703.5101 | 0 | 0 | 0 | 0 | 0 | 61870.256 | 0 | 0 | 0 | 0 | 303851.755
2016-06-24 04:00 | 0 | 0 | 0 | 0 | 129826.9889 | 0 | 495549 | 0 | 0 | 0 | 0 | 0 | 0 | 0 | 0 | 0 | 303851.755 | 0 | 0 | 0 | 0 | 0 | -61870.256 | 0 | 0 | 0 | 0 | -303851.755
2016-06-24 05:00 | 0 | 0 | 0 | 0 | 161087.245 | 0 | 464939 | 0 | 0 | 0 | 0 | 0 | 0 | 0 | 0 | 0 | 0 | 0 | 0 | 0 | 0 | 0 | 0 | 0 | 0 | 0 | 0 | -303851.755
2016-06-24 06:00 | 0 | 0 | 0 | 0 | 439525 | 0 | 439525 | 0 | 0 | 0 | 0 | 0 | 0 | 0 | 0 | 0 | 0 | 0 | 0 | 0 | 0 | 0 | 0 | 0 | 0 | 0 | 0 | 0
2016-06-24 07:00 | 0 | 0 | 0 | 0 | 421376 | 0 | 421376 | 0 | 0 | 0 | 0 | 0 | 0 | 0 | 0 | 0 | 0 | 0 | 0 | 0 | 0 | 0 | 0 | 0 | 0 | 0 | 0 | 0
2016-06-24 08:00 | 0 | 0 | 0 | 0 | 412085 | 0 | 412085 | 0 | 0 | 0 | 0 | 0 | 0 | 0 | 0 | 0 | 0 | 0 | 0 | 0 | 0 | 0 | 0 | 0 | 0 | 0 | 0 | 0
2016-06-24 09:00 | 0 | 0 | 0 | 0 | 413435 | 0 | 413435 | 0 | 0 | 0 | 0 | 0 | 0 | 0 | 0 | 0 | 0 | 0 | 0 | 0 | 0 | 0 | 0 | 0 | 0 | 0 | 0 | 0
2016-06-24 10:00 | 0 | 0 | 0 | 0 | 424244 | 0 | 424244 | 0 | 0 | 0 | 0 | 0 | 0 | 0 | 0 | 0 | 0 | 0 | 0 | 0 | 0 | 0 | 0 | 0 | 0 | 0 | 0 | 0
2016-06-24 11:00 | 0 | 0 | 0 | 0 | 444777.044 | 2.3198 | 440458 | 0 | 0 | 0 | 0 | 0 | 0 | 0 | 0 | 0 | 4321.3639 | 0 | 0 | 0 | 0 | 0 | 0 | 0 | 0 | 0 | 0 | 4321.3639
2016-06-24 12:00 | 0 | 0 | 0 | 0 | 361930.1329 | 97456.5033 | 463708 | 0 | 0 | 0 | 0 | 0 | 0 | 0 | 0 | 0 | 0 | 0 | 0 | 0 | 0 | 0 | 0 | 0 | 0 | 0 | 0 | -4321.3639
2016-06-24 13:00 | 0 | 0 | 0 | 0 | 109609.5629 | 383463.4371 | 493073 | 0 | 0 | 0 | 0 | 0 | 0 | 0 | 0 | 0 | 0 | 0 | 0 | 0 | 0 | 0 | 0 | 0 | 0 | 0 | 0 | 0
2016-06-24 14:00 | 0 | 0 | 0 | 0 | 0 | 555246.6455 | 525878 | 0 | 0 | 0 | 0 | 0 | 0 | 0 | 0 | 0 | 29368.6455 | 0 | 0 | 0 | 0 | 0 | 0 | 0 | 0 | 0 | 0 | 29368.6455
2016-06-24 15:00 | 0 | 0 | 0 | 0 | 0 | 647702.3517 | 555545 | 0 | 0 | 0 | 0 | 61870.256 | 0 | 0 | 0 | 0 | 59655.7411 | 0 | 0 | 0 | 0 | 0 | 61870.256 | 0 | 0 | 0 | 0 | 30287.0956
2016-06-24 16:00 | 0 | 0 | 0 | 0 | 0 | 697449.0158 | 580705 | 0 | 0 | 0 | 0 | 0 | 0 | 0 | 0 | 0 | 238270.013 | 0 | 0 | 0 | 0 | 0 | -61870.256 | 0 | 0 | 0 | 0 | 178614.2719
2016-06-24 17:00 | 0 | 0 | 0 | 0 | 0 | 719547.62 | 602435 | 0 | 0 | 0 | 0 | 61870.256 | 0 | 0 | 0 | 0 | 293512.377 | 0 | 0 | 0 | 0 | 0 | 61870.256 | 0 | 0 | 0 | 0 | 55242.364
2016-06-24 18:00 | 0 | 0 | 0 | 0 | 0 | 715590.433 | 619693 | 0 | 0 | 0 | 0 | 61870.256 | 0 | 0 | 0 | 0 | 389409.81 | 0 | 0 | 0 | 0 | 0 | 0 | 0 | 0 | 0 | 0 | 95897.433
2016-06-24 19:00 | 0 | 0 | 0 | 0 | 0 | 705050.5494 | 630709 | 0 | 0 | 0 | 0 | 0 | 0 | 0 | 0 | 0 | 525621.6154 | 0 | 0 | 0 | 0 | 0 | -61870.256 | 0 | 0 | 0 | 0 | 136211.8054
2016-06-24 20:00 | 0 | 0 | 0 | 0 | 0 | 693331.0832 | 638495 | 0 | 0 | 0 | 0 | 61870.256 | 0 | 0 | 0 | 0 | 518587.4426 | 0 | 0 | 0 | 0 | 0 | 61870.256 | 0 | 0 | 0 | 0 | -7034.1728
2016-06-24 21:00 | 0 | 0 | 0 | 0 | 0 | 673597.6429 | 640690 | 0 | 0 | 0 | 0 | 0 | 0 | 0 | 0 | 0 | 613365.3415 | 0 | 0 | 0 | 0 | 0 | -61870.256 | 0 | 0 | 0 | 0 | 94777.8989
2016-06-24 22:00 | 0 | 0 | 0 | 0 | 0 | 636256.6791 | 633972 | 0 | 0 | 0 | 0 | 61870.256 | 0 | 0 | 0 | 0 | 553779.7645 | 0 | 0 | 0 | 0 | 0 | 61870.256 | 0 | 0 | 0 | 0 | -59585.577
2016-06-24 23:00 | 0 | 0 | 0 | 0 | 0 | 566562.7038 | 618931 | 0 | 0 | 0 | 0 | 0 | 0 | 0 | 0 | 0 | 563281.7244 | 0 | 0 | 0 | 0 | 0 | -61870.256 | 0 | 0 | 0 | 0 | 9501.9598
2016-06-25 | 0 | 0 | 0 | 0 | 0 | 445056.0049 | 599867 | 0 | 0 | 0 | 0 | 61870.256 | 0 | 0 | 0 | 0 | 346600.4732 | 0 | 0 | 0 | 0 | 0 | 61870.256 | 0 | 0 | 0 | 0 | -216681.2512
2016-06-25 01:00 | 0 | 0 | 0 | 0 | 0 | 263695.7152 | 582333 | 0 | 0 | 0 | 0 | 47084.7263 | 0 | 0 | 0 | 0 | 42748.7181 | 0 | 0 | 0 | 0 | 0 | -14785.5297 | 0 | 0 | 0 | 0 | -303851.755
2016-06-25 02:00 | 0 | 0 | 0 | 0 | 429967.3856 | 37185.17 | 556986 | 0 | 0 | 0 | 0 | 0 | 0 | 0 | 0 | 0 | 0 | 0 | 0 | 0 | 0 | 0 | -47084.7263 | 0 | 0 | 0 | 0 | -42748.7181
2016-06-25 03:00 | 0 | 0 | 0 | 0 | 889166.6359 | 3.3751 | 523448 | 0 | 0 | 0 | 0 | 61870.256 | 0 | 0 | 0 | 0 | 303851.755 | 0 | 0 | 0 | 0 | 0 | 61870.256 | 0 | 0 | 0 | 0 | 303851.755
2016-06-25 04:00 | 0 | 0 | 0 | 0 | 123016.9889 | 0 | 488739 | 0 | 0 | 0 | 0 | 0 | 0 | 0 | 0 | 0 | 0 | 0 | 0 | 0 | 0 | 0 | -61870.256 | 0 | 0 | 0 | 0 | -303851.755
2016-06-25 05:00 | 0 | 0 | 0 | 0 | 458760 | 0 | 458760 | 0 | 0 | 0 | 0 | 0 | 0 | 0 | 0 | 0 | 0 | 0 | 0 | 0 | 0 | 0 | 0 | 0 | 0 | 0 | 0 | 0
2016-06-25 06:00 | 0 | 0 | 0 | 0 | 434366 | 0 | 434366 | 0 | 0 | 0 | 0 | 0 | 0 | 0 | 0 | 0 | 0 | 0 | 0 | 0 | 0 | 0 | 0 | 0 | 0 | 0 | 0 | 0
2016-06-25 07:00 | 0 | 0 | 0 | 0 | 415428 | 0 | 415428 | 0 | 0 | 0 | 0 | 0 | 0 | 0 | 0 | 0 | 0 | 0 | 0 | 0 | 0 | 0 | 0 | 0 | 0 | 0 | 0 | 0
2016-06-25 08:00 | 0 | 0 | 0 | 0 | 403474 | 0 | 403474 | 0 | 0 | 0 | 0 | 0 | 0 | 0 | 0 | 0 | 0 | 0 | 0 | 0 | 0 | 0 | 0 | 0 | 0 | 0 | 0 | 0
2016-06-25 09:00 | 0 | 0 | 0 | 0 | 398206 | 0 | 398206 | 0 | 0 | 0 | 0 | 0 | 0 | 0 | 0 | 0 | 0 | 0 | 0 | 0 | 0 | 0 | 0 | 0 | 0 | 0 | 0 | 0
2016-06-25 10:00 | 0 | 0 | 0 | 0 | 396437 | 0 | 396437 | 0 | 0 | 0 | 0 | 0 | 0 | 0 | 0 | 0 | 0 | 0 | 0 | 0 | 0 | 0 | 0 | 0 | 0 | 0 | 0 | 0
2016-06-25 11:00 | 0 | 0 | 0 | 0 | 406202.2938 | 8.7062 | 406211 | 0 | 0 | 0 | 0 | 0 | 0 | 0 | 0 | 0 | 0 | 0 | 0 | 0 | 0 | 0 | 0 | 0 | 0 | 0 | 0 | 0
2016-06-25 12:00 | 0 | 0 | 0 | 0 | 333158.9826 | 96234.0174 | 429393 | 0 | 0 | 0 | 0 | 0 | 0 | 0 | 0 | 0 | 0 | 0 | 0 | 0 | 0 | 0 | 0 | 0 | 0 | 0 | 0 | 0
2016-06-25 13:00 | 0 | 0 | 0 | 0 | 77376.6938 | 382900.3062 | 460277 | 0 | 0 | 0 | 0 | 0 | 0 | 0 | 0 | 0 | 0 | 0 | 0 | 0 | 0 | 0 | 0 | 0 | 0 | 0 | 0 | 0
2016-06-25 14:00 | 0 | 0 | 0 | 0 | 0 | 565315.0464 | 496302 | 0 | 0 | 0 | 0 | 0 | 0 | 0 | 0 | 0 | 69013.0464 | 0 | 0 | 0 | 0 | 0 | 0 | 0 | 0 | 0 | 0 | 69013.0464
2016-06-25 15:00 | 0 | 0 | 0 | 0 | 0 | 658629.3652 | 529538 | 0 | 0 | 0 | 0 | 61870.256 | 0 | 0 | 0 | 0 | 136234.1555 | 0 | 0 | 0 | 0 | 0 | 61870.256 | 0 | 0 | 0 | 0 | 67221.1091
2016-06-25 16:00 | 0 | 0 | 0 | 0 | 0 | 703997.1041 | 556540 | 0 | 0 | 0 | 0 | 61870.256 | 0 | 0 | 0 | 0 | 283691.2596 | 0 | 0 | 0 | 0 | 0 | 0 | 0 | 0 | 0 | 0 | 147457.1041
2016-06-25 17:00 | 0 | 0 | 0 | 0 | 0 | 718105.4665 | 577439 | 0 | 0 | 0 | 0 | 0 | 0 | 0 | 0 | 0 | 486227.9821 | 0 | 0 | 0 | 0 | 0 | -61870.256 | 0 | 0 | 0 | 0 | 202536.7226
2016-06-25 18:00 | 0 | 0 | 0 | 0 | 0 | 714457.0907 | 594128 | 0 | 0 | 0 | 0 | 0 | 0 | 0 | 0 | 0 | 606557.0729 | 0 | 0 | 0 | 0 | 0 | 0 | 0 | 0 | 0 | 0 | 120329.0907
2016-06-25 19:00 | 0 | 0 | 0 | 0 | 0 | 699898.7082 | 607626 | 0 | 0 | 0 | 0 | 61870.256 | 0 | 0 | 0 | 0 | 636959.525 | 0 | 0 | 0 | 0 | 0 | 61870.256 | 0 | 0 | 0 | 0 | 30402.4521
2016-06-25 20:00 | 0 | 0 | 0 | 0 | 0 | 684891.2479 | 617969 | 0 | 0 | 0 | 0 | 61870.256 | 0 | 0 | 0 | 0 | 703881.773 | 0 | 0 | 0 | 0 | 0 | 0 | 0 | 0 | 0 | 0 | 66922.2479
2016-06-25 21:00 | 0 | 0 | 0 | 0 | 0 | 660853.4101 | 622318 | 0 | 0 | 0 | 0 | 0 | 0 | 0 | 0 | 0 | 804287.4392 | 0 | 0 | 0 | 0 | 0 | -61870.256 | 0 | 0 | 0 | 0 | 100405.6662
2016-06-25 22:00 | 0 | 0 | 0 | 0 | 0 | 616634.9648 | 618800 | 0 | 0 | 0 | 0 | 61870.256 | 0 | 0 | 0 | 0 | 740252.1479 | 0 | 0 | 0 | 0 | 0 | 61870.256 | 0 | 0 | 0 | 0 | -64035.2912
2016-06-25 23:00 | 0 | 0 | 0 | 0 | 0 | 542853.4123 | 606976 | 0 | 0 | 0 | 0 | 0 | 0 | 0 | 0 | 0 | 737999.8162 | 0 | 0 | 0 | 0 | 0 | -61870.256 | 0 | 0 | 0 | 0 | -2252.3317
2016-06-26 | 0 | 0 | 0 | 0 | 0 | 431215.7055 | 589083 | 0 | 0 | 0 | 0 | 9168.297 | 0 | 0 | 0 | 0 | 570964.2248 | 0 | 0 | 0 | 0 | 0 | 9168.297 | 0 | 0 | 0 | 0 | -167035.5915
2016-06-26 01:00 | 0 | 0 | 0 | 0 | 0 | 261623.948 | 574644 | 0 | 0 | 0 | 0 | 0 | 0 | 0 | 0 | 0 | 267112.4697 | 0 | 0 | 0 | 0 | 0 | -9168.297 | 0 | 0 | 0 | 0 | -303851.755
2016-06-26 02:00 | 0 | 0 | 0 | 0 | 236370.1157 | 48093.4146 | 551576 | 0 | 0 | 0 | 0 | 0 | 0 | 0 | 0 | 0 | 0 | 0 | 0 | 0 | 0 | 0 | 0 | 0 | 0 | 0 | 0 | -267112.4697
2016-06-26 03:00 | 0 | 0 | 0 | 0 | 884751.0726 | 2.9385 | 519032 | 0 | 0 | 0 | 0 | 61870.256 | 0 | 0 | 0 | 0 | 303851.755 | 0 | 0 | 0 | 0 | 0 | 61870.256 | 0 | 0 | 0 | 0 | 303851.755
2016-06-26 04:00 | 0 | 0 | 0 | 0 | 120667.9889 | 0 | 486390 | 0 | 0 | 0 | 0 | 0 | 0 | 0 | 0 | 0 | 0 | 0 | 0 | 0 | 0 | 0 | -61870.256 | 0 | 0 | 0 | 0 | -303851.755
2016-06-26 05:00 | 0 | 0 | 0 | 0 | 459029 | 0 | 459029 | 0 | 0 | 0 | 0 | 0 | 0 | 0 | 0 | 0 | 0 | 0 | 0 | 0 | 0 | 0 | 0 | 0 | 0 | 0 | 0 | 0
2016-06-26 06:00 | 0 | 0 | 0 | 0 | 434515 | 0 | 434515 | 0 | 0 | 0 | 0 | 0 | 0 | 0 | 0 | 0 | 0 | 0 | 0 | 0 | 0 | 0 | 0 | 0 | 0 | 0 | 0 | 0
2016-06-26 07:00 | 0 | 0 | 0 | 0 | 415502 | 0 | 415502 | 0 | 0 | 0 | 0 | 0 | 0 | 0 | 0 | 0 | 0 | 0 | 0 | 0 | 0 | 0 | 0 | 0 | 0 | 0 | 0 | 0
2016-06-26 08:00 | 0 | 0 | 0 | 0 | 402118 | 0 | 402118 | 0 | 0 | 0 | 0 | 0 | 0 | 0 | 0 | 0 | 0 | 0 | 0 | 0 | 0 | 0 | 0 | 0 | 0 | 0 | 0 | 0
2016-06-26 09:00 | 0 | 0 | 0 | 0 | 393992 | 0 | 393992 | 0 | 0 | 0 | 0 | 0 | 0 | 0 | 0 | 0 | 0 | 0 | 0 | 0 | 0 | 0 | 0 | 0 | 0 | 0 | 0 | 0
2016-06-26 10:00 | 0 | 0 | 0 | 0 | 389269 | 0 | 389269 | 0 | 0 | 0 | 0 | 0 | 0 | 0 | 0 | 0 | 0 | 0 | 0 | 0 | 0 | 0 | 0 | 0 | 0 | 0 | 0 | 0
2016-06-26 11:00 | 0 | 0 | 0 | 0 | 395320.5801 | 2.4199 | 395323 | 0 | 0 | 0 | 0 | 0 | 0 | 0 | 0 | 0 | 0 | 0 | 0 | 0 | 0 | 0 | 0 | 0 | 0 | 0 | 0 | 0
2016-06-26 12:00 | 0 | 0 | 0 | 0 | 332075.6545 | 84933.3455 | 417009 | 0 | 0 | 0 | 0 | 0 | 0 | 0 | 0 | 0 | 0 | 0 | 0 | 0 | 0 | 0 | 0 | 0 | 0 | 0 | 0 | 0
2016-06-26 13:00 | 0 | 0 | 0 | 0 | 71813.5863 | 376876.4137 | 448690 | 0 | 0 | 0 | 0 | 0 | 0 | 0 | 0 | 0 | 0 | 0 | 0 | 0 | 0 | 0 | 0 | 0 | 0 | 0 | 0 | 0
2016-06-26 14:00 | 0 | 0 | 0 | 0 | 0 | 525210.4744 | 482510 | 0 | 0 | 0 | 0 | 0 | 0 | 0 | 0 | 0 | 42700.4744 | 0 | 0 | 0 | 0 | 0 | 0 | 0 | 0 | 0 | 0 | 42700.4744
2016-06-26 15:00 | 0 | 0 | 0 | 0 | 0 | 621945.7594 | 515606 | 0 | 0 | 0 | 0 | 61870.256 | 0 | 0 | 0 | 0 | 87169.9777 | 0 | 0 | 0 | 0 | 0 | 61870.256 | 0 | 0 | 0 | 0 | 44469.5034
2016-06-26 16:00 | 0 | 0 | 0 | 0 | 0 | 666601.6514 | 545152 | 0 | 0 | 0 | 0 | 0 | 0 | 0 | 0 | 0 | 270489.8852 | 0 | 0 | 0 | 0 | 0 | -61870.256 | 0 | 0 | 0 | 0 | 183319.9074
2016-06-26 17:00 | 0 | 0 | 0 | 0 | 0 | 678194.0705 | 569377 | 0 | 0 | 0 | 0 | 0 | 0 | 0 | 0 | 0 | 379306.9557 | 0 | 0 | 0 | 0 | 0 | 0 | 0 | 0 | 0 | 0 | 108817.0705
2016-06-26 18:00 | 0 | 0 | 0 | 0 | 0 | 672249.6975 | 587630 | 0 | 0 | 0 | 0 | 0 | 0 | 0 | 0 | 0 | 463926.6533 | 0 | 0 | 0 | 0 | 0 | 0 | 0 | 0 | 0 | 0 | 84619.6975
2016-06-26 19:00 | 0 | 0 | 0 | 0 | 0 | 658314.4705 | 600551 | 0 | 0 | 0 | 0 | 61870.256 | 0 | 0 | 0 | 0 | 459819.8677 | 0 | 0 | 0 | 0 | 0 | 61870.256 | 0 | 0 | 0 | 0 | -4106.7856
2016-06-26 20:00 | 0 | 0 | 0 | 0 | 0 | 644470.6095 | 611011 | 0 | 0 | 0 | 0 | 0 | 0 | 0 | 0 | 0 | 555149.7333 | 0 | 0 | 0 | 0 | 0 | -61870.256 | 0 | 0 | 0 | 0 | 95329.8656
2016-06-26 21:00 | 0 | 0 | 0 | 0 | 0 | 622465.8632 | 618377 | 0 | 0 | 0 | 0 | 0 | 0 | 0 | 0 | 0 | 559238.5965 | 0 | 0 | 0 | 0 | 0 | 0 | 0 | 0 | 0 | 0 | 4088.8632
2016-06-26 22:00 | 0 | 0 | 0 | 0 | 0 | 588363.5346 | 617665 | 0 | 0 | 0 | 0 | 61870.256 | 0 | 0 | 0 | 0 | 468066.8751 | 0 | 0 | 0 | 0 | 0 | 61870.256 | 0 | 0 | 0 | 0 | -91171.7214
2016-06-26 23:00 | 0 | 0 | 0 | 0 | 0 | 526627.8602 | 607496 | 0 | 0 | 0 | 0 | 0 | 0 | 0 | 0 | 0 | 449068.9913 | 0 | 0 | 0 | 0 | 0 | -61870.256 | 0 | 0 | 0 | 0 | -18997.8838
2016-06-27 | 0 | 0 | 0 | 0 | 0 | 407809.8587 | 592599 | 0 | 0 | 0 | 0 | 0 | 0 | 0 | 0 | 0 | 264279.85 | 0 | 0 | 0 | 0 | 0 | 0 | 0 | 0 | 0 | 0 | -184789.1413
2016-06-27 01:00 | 0 | 0 | 0 | 0 | 64447.2887 | 250089.8614 | 578817 | 0 | 0 | 0 | 0 | 0 | 0 | 0 | 0 | 0 | 0 | 0 | 0 | 0 | 0 | 0 | 0 | 0 | 0 | 0 | 0 | -264279.85
2016-06-27 02:00 | 0 | 0 | 0 | 0 | 698797.2023 | 46625.3899 | 554582 | 0 | 0 | 0 | 0 | 0 | 0 | 0 | 0 | 0 | 190840.5922 | 0 | 0 | 0 | 0 | 0 | 0 | 0 | 0 | 0 | 0 | 190840.5922
2016-06-27 03:00 | 0 | 0 | 0 | 0 | 740475.1339 | 2.1015 | 522357 | 0 | 0 | 0 | 0 | 61870.256 | 0 | 0 | 0 | 0 | 347090.5715 | 0 | 0 | 0 | 0 | 0 | 61870.256 | 0 | 0 | 0 | 0 | 156249.9793
2016-06-27 04:00 | 0 | 0 | 0 | 0 | 121657.9889 | 0 | 487380 | 0 | 0 | 0 | 0 | 0 | 0 | 0 | 0 | 0 | 43238.8165 | 0 | 0 | 0 | 0 | 0 | -61870.256 | 0 | 0 | 0 | 0 | -303851.755
2016-06-27 05:00 | 0 | 0 | 0 | 0 | 581387.8033 | 0 | 457889 | 0 | 0 | 0 | 0 | 0 | 0 | 0 | 0 | 0 | 166737.6197 | 0 | 0 | 0 | 0 | 0 | 0 | 0 | 0 | 0 | 0 | 123498.8033
2016-06-27 06:00 | 0 | 0 | 0 | 0 | 596024.5207 | 0 | 434252 | 0 | 0 | 0 | 0 | 0 | 0 | 0 | 0 | 0 | 328510.1404 | 0 | 0 | 0 | 0 | 0 | 0 | 0 | 0 | 0 | 0 | 161772.5207
2016-06-27 07:00 | 0 | 0 | 0 | 0 | 524768.7693 | 0 | 417528 | 0 | 0 | 0 | 0 | 0 | 0 | 0 | 0 | 0 | 435750.9097 | 0 | 0 | 0 | 0 | 0 | 0 | 0 | 0 | 0 | 0 | 107240.7693
2016-06-27 08:00 | 0 | 0 | 0 | 0 | 465915.6632 | 0 | 409693 | 0 | 0 | 0 | 0 | 0 | 0 | 0 | 0 | 0 | 491973.5729 | 0 | 0 | 0 | 0 | 0 | 0 | 0 | 0 | 0 | 0 | 56222.6632
2016-06-27 09:00 | 0 | 0 | 0 | 0 | 402587.1655 | 0 | 412485 | 0 | 0 | 0 | 0 | 0 | 0 | 0 | 0 | 0 | 482075.7384 | 0 | 0 | 0 | 0 | 0 | 0 | 0 | 0 | 0 | 0 | -9897.8345
2016-06-27 10:00 | 0 | 0 | 0 | 0 | 348468.7853 | 0 | 425260 | 0 | 0 | 0 | 0 | 61870.256 | 0 | 0 | 0 | 0 | 343414.2676 | 0 | 0 | 0 | 0 | 0 | 61870.256 | 0 | 0 | 0 | 0 | -138661.4708
2016-06-27 11:00 | 0 | 0 | 0 | 0 | 247626.3806 | 12.3725 | 445867 | 0 | 0 | 0 | 0 | 0 | 0 | 0 | 0 | 0 | 207056.2767 | 0 | 0 | 0 | 0 | 0 | -61870.256 | 0 | 0 | 0 | 0 | -136357.9909
2016-06-27 12:00 | 0 | 0 | 0 | 0 | 145968.9425 | 120321.7808 | 473347 | 0 | 0 | 0 | 0 | 0 | 0 | 0 | 0 | 0 | 0 | 0 | 0 | 0 | 0 | 0 | 0 | 0 | 0 | 0 | 0 | -207056.2767
2016-06-27 13:00 | 0 | 0 | 0 | 0 | 110503.9078 | 395198.0922 | 505702 | 0 | 0 | 0 | 0 | 0 | 0 | 0 | 0 | 0 | 0 | 0 | 0 | 0 | 0 | 0 | 0 | 0 | 0 | 0 | 0 | 0
2016-06-27 14:00 | 0 | 0 | 0 | 0 | 0 | 550743.9001 | 541134 | 0 | 0 | 0 | 0 | 9609.9001 | 0 | 0 | 0 | 0 | 0 | 0 | 0 | 0 | 0 | 0 | 9609.9001 | 0 | 0 | 0 | 0 | 0
2016-06-27 15:00 | 0 | 0 | 0 | 0 | 0 | 643442.9372 | 575398 | 0 | 0 | 0 | 0 | 61870.256 | 0 | 0 | 0 | 0 | 15784.5813 | 0 | 0 | 0 | 0 | 0 | 52260.3559 | 0 | 0 | 0 | 0 | 15784.5813
2016-06-27 16:00 | 0 | 0 | 0 | 0 | 0 | 682219.4244 | 605106 | 0 | 0 | 0 | 0 | 61870.256 | 0 | 0 | 0 | 0 | 92898.0057 | 0 | 0 | 0 | 0 | 0 | 0 | 0 | 0 | 0 | 0 | 77113.4244
2016-06-27 17:00 | 0 | 0 | 0 | 0 | 0 | 698160.5007 | 630216 | 0 | 0 | 0 | 0 | 61870.256 | 0 | 0 | 0 | 0 | 160842.5064 | 0 | 0 | 0 | 0 | 0 | 0 | 0 | 0 | 0 | 0 | 67944.5007
2016-06-27 18:00 | 0 | 0 | 0 | 0 | 0 | 693894.8555 | 649665 | 0 | 0 | 0 | 0 | 0 | 0 | 0 | 0 | 0 | 266942.6179 | 0 | 0 | 0 | 0 | 0 | -61870.256 | 0 | 0 | 0 | 0 | 106100.1115
2016-06-27 19:00 | 0 | 0 | 0 | 0 | 0 | 683820.2247 | 662709 | 0 | 0 | 0 | 0 | 61870.256 | 0 | 0 | 0 | 0 | 226183.5866 | 0 | 0 | 0 | 0 | 0 | 61870.256 | 0 | 0 | 0 | 0 | -40759.0314
2016-06-27 20:00 | 0 | 0 | 0 | 0 | 0 | 674806.6519 | 670215 | 0 | 0 | 0 | 0 | 61870.256 | 0 | 0 | 0 | 0 | 230775.2384 | 0 | 0 | 0 | 0 | 0 | 0 | 0 | 0 | 0 | 0 | 4591.6519
2016-06-27 21:00 | 0 | 0 | 0 | 0 | 0 | 657404.7323 | 671047 | 0 | 0 | 0 | 0 | 61870.256 | 0 | 0 | 0 | 0 | 217132.9707 | 0 | 0 | 0 | 0 | 0 | 0 | 0 | 0 | 0 | 0 | -13642.2677
2016-06-27 22:00 | 0 | 0 | 0 | 0 | 0 | 623791.1479 | 663408 | 0 | 0 | 0 | 0 | 61870.256 | 0 | 0 | 0 | 0 | 177516.1186 | 0 | 0 | 0 | 0 | 0 | 0 | 0 | 0 | 0 | 0 | -39616.8521
2016-06-27 23:00 | 0 | 0 | 0 | 0 | 0 | 548482.2247 | 649398 | 0 | 0 | 0 | 0 | 61870.256 | 0 | 0 | 0 | 0 | 76600.3433 | 0 | 0 | 0 | 0 | 0 | 0 | 0 | 0 | 0 | 0 | -100915.7753
2016-06-28 | 0 | 0 | 0 | 0 | 189571.0095 | 425386.9004 | 630972 | 0 | 0 | 0 | 0 | 61870.256 | 0 | 0 | 0 | 0 | 60586.2532 | 0 | 0 | 0 | 0 | 0 | 0 | 0 | 0 | 0 | 0 | -16014.0901
2016-06-28 01:00 | 0 | 0 | 0 | 0 | 374968.7413 | 238348.667 | 611553 | 0 | 0 | 0 | 0 | 61870.256 | 0 | 0 | 0 | 0 | 62350.6615 | 0 | 0 | 0 | 0 | 0 | 0 | 0 | 0 | 0 | 0 | 1764.4083
2016-06-28 02:00 | 0 | 0 | 0 | 0 | 597309.2514 | 36240.5596 | 582436 | 0 | 0 | 0 | 0 | 61870.256 | 0 | 0 | 0 | 0 | 113464.4726 | 0 | 0 | 0 | 0 | 0 | 0 | 0 | 0 | 0 | 0 | 51113.8111
2016-06-28 03:00 | 0 | 0 | 0 | 0 | 684826.2517 | 2.2289 | 542570 | 0 | 0 | 0 | 0 | 0 | 0 | 0 | 0 | 0 | 317593.2092 | 0 | 0 | 0 | 0 | 0 | -61870.256 | 0 | 0 | 0 | 0 | 204128.7366
2016-06-28 04:00 | 0 | 0 | 0 | 0 | 660820.1959 | 0 | 505108 | 0 | 0 | 0 | 0 | 0 | 0 | 0 | 0 | 0 | 473305.4051 | 0 | 0 | 0 | 0 | 0 | 0 | 0 | 0 | 0 | 0 | 155712.1959
2016-06-28 05:00 | 0 | 0 | 0 | 0 | 604543.3643 | 0 | 472652 | 0 | 0 | 0 | 0 | 0 | 0 | 0 | 0 | 0 | 605196.7694 | 0 | 0 | 0 | 0 | 0 | 0 | 0 | 0 | 0 | 0 | 131891.3643
2016-06-28 06:00 | 0 | 0 | 0 | 0 | 539358.8248 | 0 | 447155 | 0 | 0 | 0 | 0 | 0 | 0 | 0 | 0 | 0 | 697400.5942 | 0 | 0 | 0 | 0 | 0 | 0 | 0 | 0 | 0 | 0 | 92203.8248
2016-06-28 07:00 | 0 | 0 | 0 | 0 | 470870.5718 | 0 | 428315 | 0 | 0 | 0 | 0 | 0 | 0 | 0 | 0 | 0 | 739956.166 | 0 | 0 | 0 | 0 | 0 | 0 | 0 | 0 | 0 | 0 | 42555.5718
2016-06-28 08:00 | 0 | 0 | 0 | 0 | 410883.0391 | 0 | 418966 | 0 | 0 | 0 | 0 | 61870.256 | 0 | 0 | 0 | 0 | 670002.9491 | 0 | 0 | 0 | 0 | 0 | 61870.256 | 0 | 0 | 0 | 0 | -69953.2169
2016-06-28 09:00 | 0 | 0 | 0 | 0 | 344029.1779 | 0 | 421131 | 0 | 0 | 0 | 0 | 61870.256 | 0 | 0 | 0 | 0 | 592901.127 | 0 | 0 | 0 | 0 | 0 | 0 | 0 | 0 | 0 | 0 | -77101.8221
2016-06-28 10:00 | 0 | 0 | 0 | 0 | 298297.9637 | 0 | 432714 | 0 | 0 | 0 | 0 | 61870.256 | 0 | 0 | 0 | 0 | 458485.0907 | 0 | 0 | 0 | 0 | 0 | 0 | 0 | 0 | 0 | 0 | -134416.0363
2016-06-28 11:00 | 0 | 0 | 0 | 0 | 243981.7143 | 4.576 | 450973 | 0 | 0 | 0 | 0 | 0 | 0 | 0 | 0 | 0 | 313368.637 | 0 | 0 | 0 | 0 | 0 | -61870.256 | 0 | 0 | 0 | 0 | -145116.4537
2016-06-28 12:00 | 0 | 0 | 0 | 0 | 108298.583 | 115088.5652 | 473234 | 0 | 0 | 0 | 0 | 0 | 0 | 0 | 0 | 0 | 63521.7853 | 0 | 0 | 0 | 0 | 0 | 0 | 0 | 0 | 0 | 0 | -249846.8518
2016-06-28 13:00 | 0 | 0 | 0 | 0 | 73467.0428 | 363035.1719 | 500024 | 0 | 0 | 0 | 0 | 0 | 0 | 0 | 0 | 0 | 0 | 0 | 0 | 0 | 0 | 0 | 0 | 0 | 0 | 0 | 0 | -63521.7853
2016-06-28 14:00 | 0 | 0 | 0 | 0 | 3876.6393 | 525196.3607 | 529073 | 0 | 0 | 0 | 0 | 0 | 0 | 0 | 0 | 0 | 0 | 0 | 0 | 0 | 0 | 0 | 0 | 0 | 0 | 0 | 0 | 0
2016-06-28 15:00 | 0 | 0 | 0 | 0 | 0 | 629077.5378 | 556879 | 0 | 0 | 0 | 0 | 0 | 0 | 0 | 0 | 0 | 72198.5378 | 0 | 0 | 0 | 0 | 0 | 0 | 0 | 0 | 0 | 0 | 72198.5378
2016-06-28 16:00 | 0 | 0 | 0 | 0 | 0 | 672061.8908 | 580836 | 0 | 0 | 0 | 0 | 0 | 0 | 0 | 0 | 0 | 163424.4286 | 0 | 0 | 0 | 0 | 0 | 0 | 0 | 0 | 0 | 0 | 91225.8908
2016-06-28 17:00 | 0 | 0 | 0 | 0 | 0 | 686893.9068 | 601203 | 0 | 0 | 0 | 0 | 0 | 0 | 0 | 0 | 0 | 249115.3354 | 0 | 0 | 0 | 0 | 0 | 0 | 0 | 0 | 0 | 0 | 85690.9068
2016-06-28 18:00 | 0 | 0 | 0 | 0 | 0 | 683761.8194 | 616276 | 0 | 0 | 0 | 0 | 0 | 0 | 0 | 0 | 0 | 316601.1548 | 0 | 0 | 0 | 0 | 0 | 0 | 0 | 0 | 0 | 0 | 67485.8194
2016-06-28 19:00 | 0 | 0 | 0 | 0 | 0 | 673075.3712 | 624529 | 0 | 0 | 0 | 0 | 61870.256 | 0 | 0 | 0 | 0 | 303277.2699 | 0 | 0 | 0 | 0 | 0 | 61870.256 | 0 | 0 | 0 | 0 | -13323.8849
2016-06-28 20:00 | 0 | 0 | 0 | 0 | 0 | 659939.338 | 628520 | 0 | 0 | 0 | 0 | 0 | 0 | 0 | 0 | 0 | 396566.8639 | 0 | 0 | 0 | 0 | 0 | -61870.256 | 0 | 0 | 0 | 0 | 93289.594
2016-06-28 21:00 | 0 | 0 | 0 | 0 | 0 | 630080.4515 | 628828 | 0 | 0 | 0 | 0 | 61870.256 | 0 | 0 | 0 | 0 | 335949.0594 | 0 | 0 | 0 | 0 | 0 | 61870.256 | 0 | 0 | 0 | 0 | -60617.8045
2016-06-28 22:00 | 0 | 0 | 0 | 0 | 0 | 585418.9001 | 621537 | 0 | 0 | 0 | 0 | 0 | 0 | 0 | 0 | 0 | 361701.2155 | 0 | 0 | 0 | 0 | 0 | -61870.256 | 0 | 0 | 0 | 0 | 25752.1561
2016-06-28 23:00 | 0 | 0 | 0 | 0 | 142134.8127 | 509918.7313 | 607995 | 0 | 0 | 0 | 0 | 0 | 0 | 0 | 0 | 0 | 405759.7595 | 0 | 0 | 0 | 0 | 0 | 0 | 0 | 0 | 0 | 0 | 44058.544
2016-06-29 | 0 | 0 | 0 | 0 | 104833.8125 | 384840.052 | 591546 | 0 | 0 | 0 | 0 | 61870.256 | 0 | 0 | 0 | 0 | 242017.368 | 0 | 0 | 0 | 0 | 0 | 61870.256 | 0 | 0 | 0 | 0 | -163742.3915
2016-06-29 01:00 | 0 | 0 | 0 | 0 | 346639.0231 | 203476.8876 | 574649 | 0 | 0 | 0 | 0 | 0 | 0 | 0 | 0 | 0 | 279354.5347 | 0 | 0 | 0 | 0 | 0 | -61870.256 | 0 | 0 | 0 | 0 | 37337.1668
2016-06-29 02:00 | 0 | 0 | 0 | 0 | 544208.312 | 33026.3946 | 547945 | 0 | 0 | 0 | 0 | 61870.256 | 0 | 0 | 0 | 0 | 246773.9852 | 0 | 0 | 0 | 0 | 0 | 61870.256 | 0 | 0 | 0 | 0 | -32580.5495
2016-06-29 03:00 | 0 | 0 | 0 | 0 | 586647.7675 | 2.0014 | 513219 | 0 | 0 | 0 | 0 | 0 | 0 | 0 | 0 | 0 | 382075.0102 | 0 | 0 | 0 | 0 | 0 | -61870.256 | 0 | 0 | 0 | 0 | 135301.025
2016-06-29 04:00 | 0 | 0 | 0 | 0 | 558472.202 | 0 | 478698 | 0 | 0 | 0 | 0 | 61870.256 | 0 | 0 | 0 | 0 | 399978.9562 | 0 | 0 | 0 | 0 | 0 | 61870.256 | 0 | 0 | 0 | 0 | 17903.946
2016-06-29 05:00 | 0 | 0 | 0 | 0 | 518856.1716 | 0 | 449349 | 0 | 0 | 0 | 0 | 61870.256 | 0 | 0 | 0 | 0 | 469486.1278 | 0 | 0 | 0 | 0 | 0 | 0 | 0 | 0 | 0 | 0 | 69507.1716
2016-06-29 06:00 | 0 | 0 | 0 | 0 | 476576.564 | 0 | 424797 | 0 | 0 | 0 | 0 | 61870.256 | 0 | 0 | 0 | 0 | 521265.6918 | 0 | 0 | 0 | 0 | 0 | 0 | 0 | 0 | 0 | 0 | 51779.564
2016-06-29 07:00 | 0 | 0 | 0 | 0 | 442778.5876 | 0 | 407843 | 0 | 0 | 0 | 0 | 61870.256 | 0 | 0 | 0 | 0 | 556201.2793 | 0 | 0 | 0 | 0 | 0 | 0 | 0 | 0 | 0 | 0 | 34935.5876
2016-06-29 08:00 | 0 | 0 | 0 | 0 | 414748.1688 | 0 | 399379 | 0 | 0 | 0 | 0 | 61870.256 | 0 | 0 | 0 | 0 | 571570.4481 | 0 | 0 | 0 | 0 | 0 | 0 | 0 | 0 | 0 | 0 | 15369.1688
2016-06-29 09:00 | 0 | 0 | 0 | 0 | 364144.1253 | 0 | 401264 | 0 | 0 | 0 | 0 | 0 | 0 | 0 | 0 | 0 | 596320.8295 | 0 | 0 | 0 | 0 | 0 | -61870.256 | 0 | 0 | 0 | 0 | 24750.3814
2016-06-29 10:00 | 0 | 0 | 0 | 0 | 315153.8296 | 0 | 413223 | 0 | 0 | 0 | 0 | 61870.256 | 0 | 0 | 0 | 0 | 436381.403 | 0 | 0 | 0 | 0 | 0 | 61870.256 | 0 | 0 | 0 | 0 | -159939.4265
2016-06-29 11:00 | 0 | 0 | 0 | 0 | 246162.716 | 3.4934 | 432696 | 0 | 0 | 0 | 0 | 61870.256 | 0 | 0 | 0 | 0 | 249851.6124 | 0 | 0 | 0 | 0 | 0 | 0 | 0 | 0 | 0 | 0 | -186529.7906
2016-06-29 12:00 | 0 | 0 | 0 | 0 | 109826.1786 | 98290.5119 | 456995 | 0 | 0 | 0 | 0 | 61870.256 | 0 | 0 | 0 | 0 | 973.3029 | 0 | 0 | 0 | 0 | 0 | 0 | 0 | 0 | 0 | 0 | -248878.3095
2016-06-29 13:00 | 0 | 0 | 0 | 0 | 85842.7029 | 333829.7381 | 482516 | 0 | 0 | 0 | 0 | 0 | 0 | 0 | 0 | 0 | 0 | 0 | 0 | 0 | 0 | 0 | -61870.256 | 0 | 0 | 0 | 0 | -973.3029
2016-06-29 14:00 | 0 | 0 | 0 | 0 | 23045.1708 | 488156.8292 | 511202 | 0 | 0 | 0 | 0 | 0 | 0 | 0 | 0 | 0 | 0 | 0 | 0 | 0 | 0 | 0 | 0 | 0 | 0 | 0 | 0 | 0
2016-06-29 15:00 | 0 | 0 | 0 | 0 | 0 | 573185.6382 | 540055 | 0 | 0 | 0 | 0 | 33130.6382 | 0 | 0 | 0 | 0 | 0 | 0 | 0 | 0 | 0 | 0 | 33130.6382 | 0 | 0 | 0 | 0 | 0
2016-06-29 16:00 | 0 | 0 | 0 | 0 | 0 | 619776.9647 | 565473 | 0 | 0 | 0 | 0 | 0 | 0 | 0 | 0 | 0 | 87434.603 | 0 | 0 | 0 | 0 | 0 | -33130.6382 | 0 | 0 | 0 | 0 | 87434.603
2016-06-29 17:00 | 0 | 0 | 0 | 0 | 0 | 638283.6362 | 588208 | 0 | 0 | 0 | 0 | 0 | 0 | 0 | 0 | 0 | 137510.2391 | 0 | 0 | 0 | 0 | 0 | 0 | 0 | 0 | 0 | 0 | 50075.6362
2016-06-29 18:00 | 0 | 0 | 0 | 0 | 0 | 638942.1433 | 607375 | 0 | 0 | 0 | 0 | 61870.256 | 0 | 0 | 0 | 0 | 107207.1264 | 0 | 0 | 0 | 0 | 0 | 61870.256 | 0 | 0 | 0 | 0 | -30303.1128
2016-06-29 19:00 | 0 | 0 | 0 | 0 | 0 | 630842.3606 | 621004 | 0 | 0 | 0 | 0 | 61870.256 | 0 | 0 | 0 | 0 | 117045.487 | 0 | 0 | 0 | 0 | 0 | 0 | 0 | 0 | 0 | 0 | 9838.3606
2016-06-29 20:00 | 0 | 0 | 0 | 0 | 0 | 620720.3624 | 630653 | 0 | 0 | 0 | 0 | 61870.256 | 0 | 0 | 0 | 0 | 107112.8493 | 0 | 0 | 0 | 0 | 0 | 0 | 0 | 0 | 0 | 0 | -9932.6376
2016-06-29 21:00 | 0 | 0 | 0 | 0 | 57731.2822 | 601831.6348 | 634465 | 0 | 0 | 0 | 0 | 0 | 0 | 0 | 0 | 0 | 194081.0224 | 0 | 0 | 0 | 0 | 0 | -61870.256 | 0 | 0 | 0 | 0 | 86968.173
2016-06-29 22:00 | 0 | 0 | 0 | 0 | 75605.659 | 563156.7465 | 629556 | 0 | 0 | 0 | 0 | 0 | 0 | 0 | 0 | 0 | 203287.4278 | 0 | 0 | 0 | 0 | 0 | 0 | 0 | 0 | 0 | 0 | 9206.4055
2016-06-29 23:00 | 0 | 0 | 0 | 0 | 103227.3674 | 488302.3284 | 616067 | 0 | 0 | 0 | 0 | 61870.256 | 0 | 0 | 0 | 0 | 116879.8676 | 0 | 0 | 0 | 0 | 0 | 61870.256 | 0 | 0 | 0 | 0 | -86407.5602
2016-06-30 | 0 | 0 | 0 | 0 | 164372.4241 | 360169.0379 | 597182 | 0 | 0 | 0 | 0 | 0 | 0 | 0 | 0 | 0 | 106109.5857 | 0 | 0 | 0 | 0 | 0 | -61870.256 | 0 | 0 | 0 | 0 | -10770.2819
2016-06-30 01:00 | 0 | 0 | 0 | 0 | 326107.9426 | 179830.0569 | 580014 | 0 | 0 | 0 | 0 | 0 | 0 | 0 | 0 | 0 | 32033.5852 | 0 | 0 | 0 | 0 | 0 | 0 | 0 | 0 | 0 | 0 | -74076.0004
2016-06-30 02:00 | 0 | 0 | 0 | 0 | 520664.2346 | 37862.2703 | 553545 | 0 | 0 | 0 | 0 | 37015.0902 | 0 | 0 | 0 | 0 | 0 | 0 | 0 | 0 | 0 | 0 | 37015.0902 | 0 | 0 | 0 | 0 | -32033.5852
2016-06-30 03:00 | 0 | 0 | 0 | 0 | 590321.3957 | 1.8832 | 516726 | 0 | 0 | 0 | 0 | 0 | 0 | 0 | 0 | 0 | 110612.3691 | 0 | 0 | 0 | 0 | 0 | -37015.0902 | 0 | 0 | 0 | 0 | 110612.3691
2016-06-30 04:00 | 0 | 0 | 0 | 0 | 567822.0735 | 0 | 480169 | 0 | 0 | 0 | 0 | 61870.256 | 0 | 0 | 0 | 0 | 136395.1865 | 0 | 0 | 0 | 0 | 0 | 61870.256 | 0 | 0 | 0 | 0 | 25782.8175
2016-06-30 05:00 | 0 | 0 | 0 | 0 | 524416.0107 | 0 | 449511 | 0 | 0 | 0 | 0 | 0 | 0 | 0 | 0 | 0 | 273170.4532 | 0 | 0 | 0 | 0 | 0 | -61870.256 | 0 | 0 | 0 | 0 | 136775.2667
2016-06-30 06:00 | 0 | 0 | 0 | 0 | 482066.7392 | 0 | 424274 | 0 | 0 | 0 | 0 | 61870.256 | 0 | 0 | 0 | 0 | 269092.9364 | 0 | 0 | 0 | 0 | 0 | 61870.256 | 0 | 0 | 0 | 0 | -4077.5169
2016-06-30 07:00 | 0 | 0 | 0 | 0 | 448398.4072 | 0 | 406855 | 0 | 0 | 0 | 0 | 61870.256 | 0 | 0 | 0 | 0 | 310636.3436 | 0 | 0 | 0 | 0 | 0 | 0 | 0 | 0 | 0 | 0 | 41543.4072
2016-06-30 08:00 | 0 | 0 | 0 | 0 | 426803.7725 | 0 | 398026 | 0 | 0 | 0 | 0 | 61870.256 | 0 | 0 | 0 | 0 | 339414.1161 | 0 | 0 | 0 | 0 | 0 | 0 | 0 | 0 | 0 | 0 | 28777.7725
2016-06-30 09:00 | 0 | 0 | 0 | 0 | 391996.8378 | 0 | 399538 | 0 | 0 | 0 | 0 | 0 | 0 | 0 | 0 | 0 | 393743.21 | 0 | 0 | 0 | 0 | 0 | -61870.256 | 0 | 0 | 0 | 0 | 54329.0938
2016-06-30 10:00 | 0 | 0 | 0 | 0 | 359090.5878 | 0 | 410455 | 0 | 0 | 0 | 0 | 61870.256 | 0 | 0 | 0 | 0 | 280508.5417 | 0 | 0 | 0 | 0 | 0 | 61870.256 | 0 | 0 | 0 | 0 | -113234.6682
2016-06-30 11:00 | 0 | 0 | 0 | 0 | 298356.5146 | 1.8286 | 428603 | 0 | 0 | 0 | 0 | 61870.256 | 0 | 0 | 0 | 0 | 150263.8849 | 0 | 0 | 0 | 0 | 0 | 0 | 0 | 0 | 0 | 0 | -130244.6568
2016-06-30 12:00 | 0 | 0 | 0 | 0 | 179265.3829 | 74612.842 | 452042 | 0 | 0 | 0 | 0 | 13970.3659 | 0 | 0 | 0 | 0 | 0 | 0 | 0 | 0 | 0 | 0 | -47899.8901 | 0 | 0 | 0 | 0 | -150263.8849
2016-06-30 13:00 | 0 | 0 | 0 | 0 | 192097.0676 | 273829.5664 | 479897 | 0 | 0 | 0 | 0 | 0 | 0 | 0 | 0 | 0 | 0 | 0 | 0 | 0 | 0 | 0 | -13970.3659 | 0 | 0 | 0 | 0 | 0
2016-06-30 14:00 | 0 | 0 | 0 | 0 | 76275.0061 | 432735.9939 | 509011 | 0 | 0 | 0 | 0 | 0 | 0 | 0 | 0 | 0 | 0 | 0 | 0 | 0 | 0 | 0 | 0 | 0 | 0 | 0 | 0 | 0
2016-06-30 15:00 | 0 | 0 | 0 | 0 | 16556.3419 | 520414.6581 | 536971 | 0 | 0 | 0 | 0 | 0 | 0 | 0 | 0 | 0 | 0 | 0 | 0 | 0 | 0 | 0 | 0 | 0 | 0 | 0 | 0 | 0
2016-06-30 16:00 | 0 | 0 | 0 | 0 | 0 | 569191.614 | 561106 | 0 | 0 | 0 | 0 | 8085.614 | 0 | 0 | 0 | 0 | 0 | 0 | 0 | 0 | 0 | 0 | 8085.614 | 0 | 0 | 0 | 0 | 0
2016-06-30 17:00 | 0 | 0 | 0 | 0 | 0 | 585882.7492 | 582107 | 0 | 0 | 0 | 0 | 0 | 0 | 0 | 0 | 0 | 11861.3632 | 0 | 0 | 0 | 0 | 0 | -8085.614 | 0 | 0 | 0 | 0 | 11861.3632
2016-06-30 18:00 | 0 | 0 | 0 | 0 | 12177.1735 | 576407.4633 | 600446 | 0 | 0 | 0 | 0 | 0 | 0 | 0 | 0 | 0 | 0 | 0 | 0 | 0 | 0 | 0 | 0 | 0 | 0 | 0 | 0 | -11861.3632
2016-06-30 19:00 | 0 | 0 | 0 | 0 | 57276.2836 | 556803.7164 | 614080 | 0 | 0 | 0 | 0 | 0 | 0 | 0 | 0 | 0 | 0 | 0 | 0 | 0 | 0 | 0 | 0 | 0 | 0 | 0 | 0 | 0
2016-06-30 20:00 | 0 | 0 | 0 | 0 | 92051.4059 | 531537.5941 | 623589 | 0 | 0 | 0 | 0 | 0 | 0 | 0 | 0 | 0 | 0 | 0 | 0 | 0 | 0 | 0 | 0 | 0 | 0 | 0 | 0 | 0
2016-06-30 21:00 | 0 | 0 | 0 | 0 | 134708.7122 | 492000.2878 | 626709 | 0 | 0 | 0 | 0 | 0 | 0 | 0 | 0 | 0 | 0 | 0 | 0 | 0 | 0 | 0 | 0 | 0 | 0 | 0 | 0 | 0
2016-06-30 22:00 | 0 | 0 | 0 | 0 | 182345.6623 | 438248.3377 | 620594 | 0 | 0 | 0 | 0 | 0 | 0 | 0 | 0 | 0 | 0 | 0 | 0 | 0 | 0 | 0 | 0 | 0 | 0 | 0 | 0 | 0
2016-06-30 23:00 | 0 | 0 | 0 | 0 | 240306.678 | 366860.322 | 607167 | 0 | 0 | 0 | 0 | 0 | 0 | 0 | 0 | 0 | 0 | 0 | 0 | 0 | 0 | 0 | 0 | 0 | 0 | 0 | 0 | 0
2016-07-01 | 0 | 0 | 0 | 0 | 324805.2511 | 265396.7489 | 590202 | 0 | 0 | 0 | 0 | 0 | 0 | 0 | 0 | 0 | 0 | 0 | 0 | 0 | 0 | 0 | 0 | 0 | 0 | 0 | 0 | 0
2016-07-01 01:00 | 0 | 0 | 0 | 0 | 453192.7422 | 144849.7574 | 574790 | 0 | 0 | 0 | 0 | 0 | 0 | 0 | 0 | 0 | 23252.4996 | 0 | 0 | 0 | 0 | 0 | 0 | 0 | 0 | 0 | 0 | 23252.4996
2016-07-01 02:00 | 0 | 0 | 0 | 0 | 816623.3756 | 43314.081 | 549953 | 0 | 0 | 0 | 0 | 29385.2012 | 0 | 0 | 0 | 0 | 303851.755 | 0 | 0 | 0 | 0 | 0 | 29385.2012 | 0 | 0 | 0 | 0 | 280599.2554
2016-07-01 03:00 | 0 | 0 | 0 | 0 | 851852.6811 | 2.1288 | 515518 | 0 | 0 | 0 | 0 | 61870.256 | 0 | 0 | 0 | 0 | 607703.5101 | 0 | 0 | 0 | 0 | 0 | 32485.0549 | 0 | 0 | 0 | 0 | 303851.755
2016-07-01 04:00 | 0 | 0 | 0 | 0 | 114694.9889 | 0 | 480417 | 0 | 0 | 0 | 0 | 0 | 0 | 0 | 0 | 0 | 303851.755 | 0 | 0 | 0 | 0 | 0 | -61870.256 | 0 | 0 | 0 | 0 | -303851.755
2016-07-01 05:00 | 0 | 0 | 0 | 0 | 146338.245 | 0 | 450190 | 0 | 0 | 0 | 0 | 0 | 0 | 0 | 0 | 0 | 0 | 0 | 0 | 0 | 0 | 0 | 0 | 0 | 0 | 0 | 0 | -303851.755
2016-07-01 06:00 | 0 | 0 | 0 | 0 | 426366 | 0 | 426366 | 0 | 0 | 0 | 0 | 0 | 0 | 0 | 0 | 0 | 0 | 0 | 0 | 0 | 0 | 0 | 0 | 0 | 0 | 0 | 0 | 0
2016-07-01 07:00 | 0 | 0 | 0 | 0 | 409213 | 0 | 409213 | 0 | 0 | 0 | 0 | 0 | 0 | 0 | 0 | 0 | 0 | 0 | 0 | 0 | 0 | 0 | 0 | 0 | 0 | 0 | 0 | 0
2016-07-01 08:00 | 0 | 0 | 0 | 0 | 400250 | 0 | 400250 | 0 | 0 | 0 | 0 | 0 | 0 | 0 | 0 | 0 | 0 | 0 | 0 | 0 | 0 | 0 | 0 | 0 | 0 | 0 | 0 | 0
2016-07-01 09:00 | 0 | 0 | 0 | 0 | 528946.3512 | 0 | 401487 | 0 | 0 | 0 | 0 | 0 | 0 | 0 | 0 | 0 | 127459.3512 | 0 | 0 | 0 | 0 | 0 | 0 | 0 | 0 | 0 | 0 | 127459.3512
2016-07-01 10:00 | 0 | 0 | 0 | 0 | 487403.0642 | 0 | 412287 | 0 | 0 | 0 | 0 | 0 | 0 | 0 | 0 | 0 | 202575.4155 | 0 | 0 | 0 | 0 | 0 | 0 | 0 | 0 | 0 | 0 | 75116.0642
2016-07-01 11:00 | 0 | 0 | 0 | 0 | 373689.1351 | 0 | 428746 | 0 | 0 | 0 | 0 | 61870.256 | 0 | 0 | 0 | 0 | 85648.2946 | 0 | 0 | 0 | 0 | 0 | 61870.256 | 0 | 0 | 0 | 0 | -116927.1209
2016-07-01 12:00 | 0 | 0 | 0 | 0 | 240060.7708 | 62490.6786 | 450070 | 0 | 0 | 0 | 0 | 0 | 0 | 0 | 0 | 0 | 0 | 0 | 0 | 0 | 0 | 0 | -61870.256 | 0 | 0 | 0 | 0 | -85648.2946
2016-07-01 13:00 | 0 | 0 | 0 | 0 | 215752.0475 | 262571.9525 | 478324 | 0 | 0 | 0 | 0 | 0 | 0 | 0 | 0 | 0 | 0 | 0 | 0 | 0 | 0 | 0 | 0 | 0 | 0 | 0 | 0 | 0
2016-07-01 14:00 | 0 | 0 | 0 | 0 | 66111.2045 | 441900.7955 | 508012 | 0 | 0 | 0 | 0 | 0 | 0 | 0 | 0 | 0 | 0 | 0 | 0 | 0 | 0 | 0 | 0 | 0 | 0 | 0 | 0 | 0
2016-07-01 15:00 | 0 | 0 | 0 | 0 | 0 | 545025.0762 | 535615 | 0 | 0 | 0 | 0 | 0 | 0 | 0 | 0 | 0 | 9410.0762 | 0 | 0 | 0 | 0 | 0 | 0 | 0 | 0 | 0 | 0 | 9410.0762
2016-07-01 16:00 | 0 | 0 | 0 | 0 | 0 | 589173.2059 | 559186 | 0 | 0 | 0 | 0 | 0 | 0 | 0 | 0 | 0 | 39397.2822 | 0 | 0 | 0 | 0 | 0 | 0 | 0 | 0 | 0 | 0 | 29987.2059
2016-07-01 17:00 | 0 | 0 | 0 | 0 | 0 | 605196.9622 | 579245 | 0 | 0 | 0 | 0 | 0 | 0 | 0 | 0 | 0 | 65349.2444 | 0 | 0 | 0 | 0 | 0 | 0 | 0 | 0 | 0 | 0 | 25951.9622
2016-07-01 18:00 | 0 | 0 | 0 | 0 | 0 | 596198.1517 | 595305 | 0 | 0 | 0 | 0 | 0 | 0 | 0 | 0 | 0 | 66242.3961 | 0 | 0 | 0 | 0 | 0 | 0 | 0 | 0 | 0 | 0 | 893.1517
2016-07-01 19:00 | 0 | 0 | 0 | 0 | 0 | 574766.4643 | 605699 | 0 | 0 | 0 | 0 | 0 | 0 | 0 | 0 | 0 | 35309.8604 | 0 | 0 | 0 | 0 | 0 | 0 | 0 | 0 | 0 | 0 | -30932.5357
2016-07-01 20:00 | 0 | 0 | 0 | 0 | 33140.8366 | 542886.303 | 611337 | 0 | 0 | 0 | 0 | 0 | 0 | 0 | 0 | 0 | 0 | 0 | 0 | 0 | 0 | 0 | 0 | 0 | 0 | 0 | 0 | -35309.8604
2016-07-01 21:00 | 0 | 0 | 0 | 0 | 121022.4096 | 490928.5904 | 611951 | 0 | 0 | 0 | 0 | 0 | 0 | 0 | 0 | 0 | 0 | 0 | 0 | 0 | 0 | 0 | 0 | 0 | 0 | 0 | 0 | 0
2016-07-01 22:00 | 0 | 0 | 0 | 0 | 171927.9315 | 433103.0685 | 605031 | 0 | 0 | 0 | 0 | 0 | 0 | 0 | 0 | 0 | 0 | 0 | 0 | 0 | 0 | 0 | 0 | 0 | 0 | 0 | 0 | 0
2016-07-01 23:00 | 0 | 0 | 0 | 0 | 233017.2166 | 357620.7834 | 590638 | 0 | 0 | 0 | 0 | 0 | 0 | 0 | 0 | 0 | 0 | 0 | 0 | 0 | 0 | 0 | 0 | 0 | 0 | 0 | 0 | 0
2016-07-02 | 0 | 0 | 0 | 0 | 338775.4775 | 265480.5532 | 571712 | 0 | 0 | 0 | 0 | 0 | 0 | 0 | 0 | 0 | 32544.0307 | 0 | 0 | 0 | 0 | 0 | 0 | 0 | 0 | 0 | 0 | 32544.0307
2016-07-02 01:00 | 0 | 0 | 0 | 0 | 456527.33 | 153237.0516 | 554807 | 0 | 0 | 0 | 0 | 0 | 0 | 0 | 0 | 0 | 87501.4122 | 0 | 0 | 0 | 0 | 0 | 0 | 0 | 0 | 0 | 0 | 54957.3815
2016-07-02 02:00 | 0 | 0 | 0 | 0 | 578441.4588 | 33630.4037 | 531328 | 0 | 0 | 0 | 0 | 0 | 0 | 0 | 0 | 0 | 168245.2747 | 0 | 0 | 0 | 0 | 0 | 0 | 0 | 0 | 0 | 0 | 80743.8625
2016-07-02 03:00 | 0 | 0 | 0 | 0 | 634980.6973 | 1.7831 | 499376 | 0 | 0 | 0 | 0 | 0 | 0 | 0 | 0 | 0 | 303851.755 | 0 | 0 | 0 | 0 | 0 | 0 | 0 | 0 | 0 | 0 | 135606.4803
2016-07-02 04:00 | 0 | 0 | 0 | 0 | 162783.245 | 0 | 466635 | 0 | 0 | 0 | 0 | 0 | 0 | 0 | 0 | 0 | 0 | 0 | 0 | 0 | 0 | 0 | 0 | 0 | 0 | 0 | 0 | -303851.755
2016-07-02 05:00 | 0 | 0 | 0 | 0 | 439718 | 0 | 439718 | 0 | 0 | 0 | 0 | 0 | 0 | 0 | 0 | 0 | 0 | 0 | 0 | 0 | 0 | 0 | 0 | 0 | 0 | 0 | 0 | 0
2016-07-02 06:00 | 0 | 0 | 0 | 0 | 416966 | 0 | 416966 | 0 | 0 | 0 | 0 | 0 | 0 | 0 | 0 | 0 | 0 | 0 | 0 | 0 | 0 | 0 | 0 | 0 | 0 | 0 | 0 | 0
2016-07-02 07:00 | 0 | 0 | 0 | 0 | 399240 | 0 | 399240 | 0 | 0 | 0 | 0 | 0 | 0 | 0 | 0 | 0 | 0 | 0 | 0 | 0 | 0 | 0 | 0 | 0 | 0 | 0 | 0 | 0
2016-07-02 08:00 | 0 | 0 | 0 | 0 | 392740.3772 | 0 | 387170 | 0 | 0 | 0 | 0 | 0 | 0 | 0 | 0 | 0 | 5570.3772 | 0 | 0 | 0 | 0 | 0 | 0 | 0 | 0 | 0 | 0 | 5570.3772
2016-07-02 09:00 | 0 | 0 | 0 | 0 | 444683.0299 | 0 | 380581 | 0 | 0 | 0 | 0 | 0 | 0 | 0 | 0 | 0 | 69672.4072 | 0 | 0 | 0 | 0 | 0 | 0 | 0 | 0 | 0 | 0 | 64102.0299
2016-07-02 10:00 | 0 | 0 | 0 | 0 | 415252.3368 | 0 | 378094 | 0 | 0 | 0 | 0 | 61870.256 | 0 | 0 | 0 | 0 | 44960.4879 | 0 | 0 | 0 | 0 | 0 | 61870.256 | 0 | 0 | 0 | 0 | -24711.9193
2016-07-02 11:00 | 0 | 0 | 0 | 0 | 361514.354 | 5.1309 | 383661 | 0 | 0 | 0 | 0 | 0 | 0 | 0 | 0 | 0 | 84689.2289 | 0 | 0 | 0 | 0 | 0 | -61870.256 | 0 | 0 | 0 | 0 | 39728.741
2016-07-02 12:00 | 0 | 0 | 0 | 0 | 226668.6873 | 89258.0838 | 400616 | 0 | 0 | 0 | 0 | 0 | 0 | 0 | 0 | 0 | 0 | 0 | 0 | 0 | 0 | 0 | 0 | 0 | 0 | 0 | 0 | -84689.2289
2016-07-02 13:00 | 0 | 0 | 0 | 0 | 81201.0621 | 345268.9379 | 426470 | 0 | 0 | 0 | 0 | 0 | 0 | 0 | 0 | 0 | 0 | 0 | 0 | 0 | 0 | 0 | 0 | 0 | 0 | 0 | 0 | 0
2016-07-02 14:00 | 0 | 0 | 0 | 0 | 0 | 534317.0344 | 455527 | 0 | 0 | 0 | 0 | 0 | 0 | 0 | 0 | 0 | 78790.0344 | 0 | 0 | 0 | 0 | 0 | 0 | 0 | 0 | 0 | 0 | 78790.0344
2016-07-02 15:00 | 0 | 0 | 0 | 0 | 0 | 633416.912 | 483095 | 0 | 0 | 0 | 0 | 0 | 0 | 0 | 0 | 0 | 229111.9465 | 0 | 0 | 0 | 0 | 0 | 0 | 0 | 0 | 0 | 0 | 150321.912
2016-07-02 16:00 | 0 | 0 | 0 | 0 | 0 | 669231.0565 | 505288 | 0 | 0 | 0 | 0 | 0 | 0 | 0 | 0 | 0 | 393055.003 | 0 | 0 | 0 | 0 | 0 | 0 | 0 | 0 | 0 | 0 | 163943.0565
2016-07-02 17:00 | 0 | 0 | 0 | 0 | 0 | 674226.5762 | 521550 | 0 | 0 | 0 | 0 | 61870.256 | 0 | 0 | 0 | 0 | 483861.3231 | 0 | 0 | 0 | 0 | 0 | 61870.256 | 0 | 0 | 0 | 0 | 90806.3201
2016-07-02 18:00 | 0 | 0 | 0 | 0 | 0 | 663553.8878 | 534147 | 0 | 0 | 0 | 0 | 61870.256 | 0 | 0 | 0 | 0 | 613268.2109 | 0 | 0 | 0 | 0 | 0 | 0 | 0 | 0 | 0 | 0 | 129406.8878
2016-07-02 19:00 | 0 | 0 | 0 | 0 | 0 | 648486.1736 | 543318 | 0 | 0 | 0 | 0 | 61870.256 | 0 | 0 | 0 | 0 | 718436.3846 | 0 | 0 | 0 | 0 | 0 | 0 | 0 | 0 | 0 | 0 | 105168.1736
2016-07-02 20:00 | 0 | 0 | 0 | 0 | 0 | 629594.3747 | 550529 | 0 | 0 | 0 | 0 | 61870.256 | 0 | 0 | 0 | 0 | 797501.7593 | 0 | 0 | 0 | 0 | 0 | 0 | 0 | 0 | 0 | 0 | 79065.3747
2016-07-02 21:00 | 0 | 0 | 0 | 0 | 0 | 598144.6815 | 553668 | 0 | 0 | 0 | 0 | 61870.256 | 0 | 0 | 0 | 0 | 841978.4408 | 0 | 0 | 0 | 0 | 0 | 0 | 0 | 0 | 0 | 0 | 44476.6815
2016-07-02 22:00 | 0 | 0 | 0 | 0 | 0 | 558451.563 | 551163 | 0 | 0 | 0 | 0 | 61870.256 | 0 | 0 | 0 | 0 | 849267.0038 | 0 | 0 | 0 | 0 | 0 | 0 | 0 | 0 | 0 | 0 | 7288.563
2016-07-02 23:00 | 0 | 0 | 0 | 0 | 0 | 491578.3576 | 541555 | 0 | 0 | 0 | 0 | 61870.256 | 0 | 0 | 0 | 0 | 799290.3614 | 0 | 0 | 0 | 0 | 0 | 0 | 0 | 0 | 0 | 0 | -49976.6424
2016-07-03 | 0 | 0 | 0 | 0 | 0 | 391552.5603 | 529567 | 0 | 0 | 0 | 0 | 61870.256 | 0 | 0 | 0 | 0 | 661275.9217 | 0 | 0 | 0 | 0 | 0 | 0 | 0 | 0 | 0 | 0 | -138014.4397
2016-07-03 01:00 | 0 | 0 | 0 | 0 | 0 | 235652.9718 | 519482 | 0 | 0 | 0 | 0 | 61870.256 | 0 | 0 | 0 | 0 | 377446.8936 | 0 | 0 | 0 | 0 | 0 | 0 | 0 | 0 | 0 | 0 | -283829.0282
2016-07-03 02:00 | 0 | 0 | 0 | 0 | 702786.8721 | 35785.0656 | 501337 | 0 | 0 | 0 | 0 | 0 | 0 | 0 | 0 | 0 | 676552.0873 | 0 | 0 | 0 | 0 | 0 | -61870.256 | 0 | 0 | 0 | 0 | 299105.1937
2016-07-03 03:00 | 0 | 0 | 0 | 0 | 747389.1872 | 1.4647 | 475042 | 0 | 0 | 0 | 0 | 61870.256 | 0 | 0 | 0 | 0 | 887030.4831 | 0 | 0 | 0 | 0 | 0 | 61870.256 | 0 | 0 | 0 | 0 | 210478.3959
2016-07-03 04:00 | 0 | 0 | 0 | 0 | 81919.9889 | 0 | 447642 | 0 | 0 | 0 | 0 | 0 | 0 | 0 | 0 | 0 | 583178.7281 | 0 | 0 | 0 | 0 | 0 | -61870.256 | 0 | 0 | 0 | 0 | -303851.755
2016-07-03 05:00 | 0 | 0 | 0 | 0 | 119800.245 | 0 | 423652 | 0 | 0 | 0 | 0 | 0 | 0 | 0 | 0 | 0 | 279326.9731 | 0 | 0 | 0 | 0 | 0 | 0 | 0 | 0 | 0 | 0 | -303851.755
2016-07-03 06:00 | 0 | 0 | 0 | 0 | 125506.0269 | 0 | 404833 | 0 | 0 | 0 | 0 | 0 | 0 | 0 | 0 | 0 | 0 | 0 | 0 | 0 | 0 | 0 | 0 | 0 | 0 | 0 | 0 | -279326.9731
2016-07-03 07:00 | 0 | 0 | 0 | 0 | 389215 | 0 | 389215 | 0 | 0 | 0 | 0 | 0 | 0 | 0 | 0 | 0 | 0 | 0 | 0 | 0 | 0 | 0 | 0 | 0 | 0 | 0 | 0 | 0
2016-07-03 08:00 | 0 | 0 | 0 | 0 | 378146 | 0 | 378146 | 0 | 0 | 0 | 0 | 0 | 0 | 0 | 0 | 0 | 0 | 0 | 0 | 0 | 0 | 0 | 0 | 0 | 0 | 0 | 0 | 0
2016-07-03 09:00 | 0 | 0 | 0 | 0 | 372341 | 0 | 372341 | 0 | 0 | 0 | 0 | 0 | 0 | 0 | 0 | 0 | 0 | 0 | 0 | 0 | 0 | 0 | 0 | 0 | 0 | 0 | 0 | 0
2016-07-03 10:00 | 0 | 0 | 0 | 0 | 368890 | 0 | 368890 | 0 | 0 | 0 | 0 | 0 | 0 | 0 | 0 | 0 | 0 | 0 | 0 | 0 | 0 | 0 | 0 | 0 | 0 | 0 | 0 | 0
2016-07-03 11:00 | 0 | 0 | 0 | 0 | 371702.4884 | 3.5116 | 371706 | 0 | 0 | 0 | 0 | 0 | 0 | 0 | 0 | 0 | 0 | 0 | 0 | 0 | 0 | 0 | 0 | 0 | 0 | 0 | 0 | 0
2016-07-03 12:00 | 0 | 0 | 0 | 0 | 265752.2079 | 120858.7921 | 386611 | 0 | 0 | 0 | 0 | 0 | 0 | 0 | 0 | 0 | 0 | 0 | 0 | 0 | 0 | 0 | 0 | 0 | 0 | 0 | 0 | 0
2016-07-03 13:00 | 0 | 0 | 0 | 0 | 0 | 441589.5844 | 411545 | 0 | 0 | 0 | 0 | 0 | 0 | 0 | 0 | 0 | 30044.5844 | 0 | 0 | 0 | 0 | 0 | 0 | 0 | 0 | 0 | 0 | 30044.5844
2016-07-03 14:00 | 0 | 0 | 0 | 0 | 0 | 611020.5845 | 439309 | 0 | 0 | 0 | 0 | 61870.256 | 0 | 0 | 0 | 0 | 139885.9128 | 0 | 0 | 0 | 0 | 0 | 61870.256 | 0 | 0 | 0 | 0 | 109841.3285
2016-07-03 15:00 | 0 | 0 | 0 | 0 | 0 | 697675.5193 | 464843 | 0 | 0 | 0 | 0 | 0 | 0 | 0 | 0 | 0 | 434588.6881 | 0 | 0 | 0 | 0 | 0 | -61870.256 | 0 | 0 | 0 | 0 | 294702.7753
2016-07-03 16:00 | 0 | 0 | 0 | 0 | 0 | 734712.266 | 488465 | 0 | 0 | 0 | 0 | 61870.256 | 0 | 0 | 0 | 0 | 618965.6981 | 0 | 0 | 0 | 0 | 0 | 61870.256 | 0 | 0 | 0 | 0 | 184377.01
2016-07-03 17:00 | 0 | 0 | 0 | 0 | 0 | 742572.9636 | 506543 | 0 | 0 | 0 | 0 | 0 | 0 | 0 | 0 | 0 | 916865.9178 | 0 | 0 | 0 | 0 | 0 | -61870.256 | 0 | 0 | 0 | 0 | 297900.2196
2016-07-03 18:00 | 0 | 0 | 0 | 0 | 0 | 734578.1622 | 520834 | 0 | 0 | 0 | 0 | 0 | 0 | 0 | 0 | 0 | 1130610.0799 | 0 | 0 | 0 | 0 | 0 | 0 | 0 | 0 | 0 | 0 | 213744.1622
2016-07-03 19:00 | 0 | 0 | 0 | 0 | 0 | 725783.4937 | 531090 | 0 | 0 | 0 | 0 | 61870.256 | 0 | 0 | 0 | 0 | 1263433.3176 | 0 | 0 | 0 | 0 | 0 | 61870.256 | 0 | 0 | 0 | 0 | 132823.2377
2016-07-03 20:00 | 0 | 0 | 0 | 0 | 0 | 721356.8008 | 538146 | 0 | 0 | 0 | 0 | 61870.256 | 0 | 0 | 0 | 0 | 1446644.1185 | 0 | 0 | 0 | 0 | 0 | 0 | 0 | 0 | 0 | 0 | 183210.8008
2016-07-03 21:00 | 0 | 0 | 0 | 0 | 0 | 712150.2021 | 542328 | 0 | 0 | 0 | 0 | 61870.256 | 0 | 0 | 0 | 0 | 1616466.3206 | 0 | 0 | 0 | 0 | 0 | 0 | 0 | 0 | 0 | 0 | 169822.2021
2016-07-03 22:00 | 0 | 0 | 0 | 0 | 0 | 688249.3484 | 540729 | 0 | 0 | 0 | 0 | 61870.256 | 0 | 0 | 0 | 0 | 1763986.669 | 0 | 0 | 0 | 0 | 0 | 0 | 0 | 0 | 0 | 0 | 147520.3484
2016-07-03 23:00 | 0 | 0 | 0 | 0 | 0 | 628056.1363 | 532210 | 0 | 0 | 0 | 0 | 61870.256 | 0 | 0 | 0 | 0 | 1859832.8053 | 0 | 0 | 0 | 0 | 0 | 0 | 0 | 0 | 0 | 0 | 95846.1363
2016-07-04 | 0 | 0 | 0 | 0 | 0 | 507950.9974 | 521496 | 0 | 0 | 0 | 0 | 0 | 0 | 0 | 0 | 0 | 1908158.0587 | 0 | 0 | 0 | 0 | 0 | -61870.256 | 0 | 0 | 0 | 0 | 48325.2534
2016-07-04 01:00 | 0 | 0 | 0 | 0 | 0 | 295898.1456 | 511466 | 0 | 0 | 0 | 0 | 61870.256 | 0 | 0 | 0 | 0 | 1630719.9482 | 0 | 0 | 0 | 0 | 0 | 61870.256 | 0 | 0 | 0 | 0 | -277438.1105
2016-07-04 02:00 | 0 | 0 | 0 | 0 | 151103.1979 | 40471.0471 | 495426 | 0 | 0 | 0 | 0 | 61870.256 | 0 | 0 | 0 | 0 | 1326868.1932 | 0 | 0 | 0 | 0 | 0 | 0 | 0 | 0 | 0 | 0 | -303851.755
2016-07-04 03:00 | 0 | 0 | 0 | 0 | 168098.0252 | 2.2198 | 471952 | 0 | 0 | 0 | 0 | 61870.256 | 0 | 0 | 0 | 0 | 1023016.4381 | 0 | 0 | 0 | 0 | 0 | 0 | 0 | 0 | 0 | 0 | -303851.755
2016-07-04 04:00 | 0 | 0 | 0 | 0 | 78963.9889 | 0 | 444686 | 0 | 0 | 0 | 0 | 0 | 0 | 0 | 0 | 0 | 719164.6831 | 0 | 0 | 0 | 0 | 0 | -61870.256 | 0 | 0 | 0 | 0 | -303851.755
2016-07-04 05:00 | 0 | 0 | 0 | 0 | 117098.245 | 0 | 420950 | 0 | 0 | 0 | 0 | 0 | 0 | 0 | 0 | 0 | 415312.9281 | 0 | 0 | 0 | 0 | 0 | 0 | 0 | 0 | 0 | 0 | -303851.755
2016-07-04 06:00 | 0 | 0 | 0 | 0 | 96907.245 | 0 | 400759 | 0 | 0 | 0 | 0 | 0 | 0 | 0 | 0 | 0 | 111461.173 | 0 | 0 | 0 | 0 | 0 | 0 | 0 | 0 | 0 | 0 | -303851.755
2016-07-04 07:00 | 0 | 0 | 0 | 0 | 274361.827 | 0 | 385823 | 0 | 0 | 0 | 0 | 0 | 0 | 0 | 0 | 0 | 0 | 0 | 0 | 0 | 0 | 0 | 0 | 0 | 0 | 0 | 0 | -111461.173
2016-07-04 08:00 | 0 | 0 | 0 | 0 | 377948 | 0 | 377948 | 0 | 0 | 0 | 0 | 0 | 0 | 0 | 0 | 0 | 0 | 0 | 0 | 0 | 0 | 0 | 0 | 0 | 0 | 0 | 0 | 0
2016-07-04 09:00 | 0 | 0 | 0 | 0 | 375023 | 0 | 375023 | 0 | 0 | 0 | 0 | 0 | 0 | 0 | 0 | 0 | 0 | 0 | 0 | 0 | 0 | 0 | 0 | 0 | 0 | 0 | 0 | 0
2016-07-04 10:00 | 0 | 0 | 0 | 0 | 373626 | 0 | 373626 | 0 | 0 | 0 | 0 | 0 | 0 | 0 | 0 | 0 | 0 | 0 | 0 | 0 | 0 | 0 | 0 | 0 | 0 | 0 | 0 | 0
2016-07-04 11:00 | 0 | 0 | 0 | 0 | 376655.2651 | 10.7349 | 376666 | 0 | 0 | 0 | 0 | 0 | 0 | 0 | 0 | 0 | 0 | 0 | 0 | 0 | 0 | 0 | 0 | 0 | 0 | 0 | 0 | 0
2016-07-04 12:00 | 0 | 0 | 0 | 0 | 235918.2089 | 156393.7911 | 392312 | 0 | 0 | 0 | 0 | 0 | 0 | 0 | 0 | 0 | 0 | 0 | 0 | 0 | 0 | 0 | 0 | 0 | 0 | 0 | 0 | 0
2016-07-04 13:00 | 0 | 0 | 0 | 0 | 0 | 483964.0668 | 418892 | 0 | 0 | 0 | 0 | 0 | 0 | 0 | 0 | 0 | 65072.0668 | 0 | 0 | 0 | 0 | 0 | 0 | 0 | 0 | 0 | 0 | 65072.0668
2016-07-04 14:00 | 0 | 0 | 0 | 0 | 0 | 630521.0859 | 450265 | 0 | 0 | 0 | 0 | 0 | 0 | 0 | 0 | 0 | 245328.1527 | 0 | 0 | 0 | 0 | 0 | 0 | 0 | 0 | 0 | 0 | 180256.0859
2016-07-04 15:00 | 0 | 0 | 0 | 0 | 0 | 705317.6436 | 479712 | 0 | 0 | 0 | 0 | 54867.3905 | 0 | 0 | 0 | 0 | 416066.4058 | 0 | 0 | 0 | 0 | 0 | 54867.3905 | 0 | 0 | 0 | 0 | 170738.2531
2016-07-04 16:00 | 0 | 0 | 0 | 0 | 0 | 754109.3646 | 505125 | 0 | 0 | 0 | 0 | 0 | 0 | 0 | 0 | 0 | 719918.1609 | 0 | 0 | 0 | 0 | 0 | -54867.3905 | 0 | 0 | 0 | 0 | 303851.755
2016-07-04 17:00 | 0 | 0 | 0 | 0 | 0 | 758812.2291 | 524716 | 0 | 0 | 0 | 0 | 61870.256 | 0 | 0 | 0 | 0 | 892144.1339 | 0 | 0 | 0 | 0 | 0 | 61870.256 | 0 | 0 | 0 | 0 | 172225.973
2016-07-04 18:00 | 0 | 0 | 0 | 0 | 0 | 753417.8294 | 539792 | 0 | 0 | 0 | 0 | 61870.256 | 0 | 0 | 0 | 0 | 1105769.9632 | 0 | 0 | 0 | 0 | 0 | 0 | 0 | 0 | 0 | 0 | 213625.8294
2016-07-04 19:00 | 0 | 0 | 0 | 0 | 0 | 744791.2881 | 550802 | 0 | 0 | 0 | 0 | 61870.256 | 0 | 0 | 0 | 0 | 1299759.2514 | 0 | 0 | 0 | 0 | 0 | 0 | 0 | 0 | 0 | 0 | 193989.2881
2016-07-04 20:00 | 0 | 0 | 0 | 0 | 0 | 741572.6399 | 559591 | 0 | 0 | 0 | 0 | 0 | 0 | 0 | 0 | 0 | 1543611.1473 | 0 | 0 | 0 | 0 | 0 | -61870.256 | 0 | 0 | 0 | 0 | 243851.8959
2016-07-04 21:00 | 0 | 0 | 0 | 0 | 0 | 731540.3056 | 564260 | 0 | 0 | 0 | 0 | 61870.256 | 0 | 0 | 0 | 0 | 1649021.1969 | 0 | 0 | 0 | 0 | 0 | 61870.256 | 0 | 0 | 0 | 0 | 105410.0496
2016-07-04 22:00 | 0 | 0 | 0 | 0 | 0 | 703268.4451 | 562347 | 0 | 0 | 0 | 0 | 0 | 0 | 0 | 0 | 0 | 1851812.8981 | 0 | 0 | 0 | 0 | 0 | -61870.256 | 0 | 0 | 0 | 0 | 202791.7012
2016-07-04 23:00 | 0 | 0 | 0 | 0 | 0 | 641053.0985 | 553619 | 0 | 0 | 0 | 0 | 0 | 0 | 0 | 0 | 0 | 1939246.9966 | 0 | 0 | 0 | 0 | 0 | 0 | 0 | 0 | 0 | 0 | 87434.0985
2016-07-05 | 0 | 0 | 0 | 0 | 0 | 513669.017 | 541829 | 0 | 0 | 0 | 0 | 61870.256 | 0 | 0 | 0 | 0 | 1849216.7576 | 0 | 0 | 0 | 0 | 0 | 61870.256 | 0 | 0 | 0 | 0 | -90030.239
2016-07-05 01:00 | 0 | 0 | 0 | 0 | 0 | 295439.3719 | 528918 | 0 | 0 | 0 | 0 | 61870.256 | 0 | 0 | 0 | 0 | 1615738.1294 | 0 | 0 | 0 | 0 | 0 | 0 | 0 | 0 | 0 | 0 | -233478.6281
2016-07-05 02:00 | 0 | 0 | 0 | 0 | 109282.5482 | 37238.4407 | 512243 | 0 | 0 | 0 | 0 | 0 | 0 | 0 | 0 | 0 | 1311886.3744 | 0 | 0 | 0 | 0 | 0 | -61870.256 | 0 | 0 | 0 | 0 | -303851.755
2016-07-05 03:00 | 0 | 0 | 0 | 0 | 247031.191 | 1.31 | 489014 | 0 | 0 | 0 | 0 | 61870.256 | 0 | 0 | 0 | 0 | 1008034.6194 | 0 | 0 | 0 | 0 | 0 | 61870.256 | 0 | 0 | 0 | 0 | -303851.755
2016-07-05 04:00 | 0 | 0 | 0 | 0 | 97702.9889 | 0 | 463425 | 0 | 0 | 0 | 0 | 0 | 0 | 0 | 0 | 0 | 704182.8643 | 0 | 0 | 0 | 0 | 0 | -61870.256 | 0 | 0 | 0 | 0 | -303851.755
2016-07-05 05:00 | 0 | 0 | 0 | 0 | 135165.245 | 0 | 439017 | 0 | 0 | 0 | 0 | 0 | 0 | 0 | 0 | 0 | 400331.1093 | 0 | 0 | 0 | 0 | 0 | 0 | 0 | 0 | 0 | 0 | -303851.755
2016-07-05 06:00 | 0 | 0 | 0 | 0 | 116776.245 | 0 | 420628 | 0 | 0 | 0 | 0 | 0 | 0 | 0 | 0 | 0 | 96479.3543 | 0 | 0 | 0 | 0 | 0 | 0 | 0 | 0 | 0 | 0 | -303851.755
2016-07-05 07:00 | 0 | 0 | 0 | 0 | 310724.6457 | 0 | 407204 | 0 | 0 | 0 | 0 | 0 | 0 | 0 | 0 | 0 | 0 | 0 | 0 | 0 | 0 | 0 | 0 | 0 | 0 | 0 | 0 | -96479.3543
2016-07-05 08:00 | 0 | 0 | 0 | 0 | 400873 | 0 | 400873 | 0 | 0 | 0 | 0 | 0 | 0 | 0 | 0 | 0 | 0 | 0 | 0 | 0 | 0 | 0 | 0 | 0 | 0 | 0 | 0 | 0
2016-07-05 09:00 | 0 | 0 | 0 | 0 | 404728 | 0 | 404728 | 0 | 0 | 0 | 0 | 0 | 0 | 0 | 0 | 0 | 0 | 0 | 0 | 0 | 0 | 0 | 0 | 0 | 0 | 0 | 0 | 0
2016-07-05 10:00 | 0 | 0 | 0 | 0 | 418595 | 0 | 418595 | 0 | 0 | 0 | 0 | 0 | 0 | 0 | 0 | 0 | 0 | 0 | 0 | 0 | 0 | 0 | 0 | 0 | 0 | 0 | 0 | 0
2016-07-05 11:00 | 0 | 0 | 0 | 0 | 438712.3512 | 4.6488 | 438717 | 0 | 0 | 0 | 0 | 0 | 0 | 0 | 0 | 0 | 0 | 0 | 0 | 0 | 0 | 0 | 0 | 0 | 0 | 0 | 0 | 0
2016-07-05 12:00 | 0 | 0 | 0 | 0 | 327674.177 | 138807.823 | 466482 | 0 | 0 | 0 | 0 | 0 | 0 | 0 | 0 | 0 | 0 | 0 | 0 | 0 | 0 | 0 | 0 | 0 | 0 | 0 | 0 | 0
2016-07-05 13:00 | 0 | 0 | 0 | 0 | 32721.587 | 465999.413 | 498721 | 0 | 0 | 0 | 0 | 0 | 0 | 0 | 0 | 0 | 0 | 0 | 0 | 0 | 0 | 0 | 0 | 0 | 0 | 0 | 0 | 0
2016-07-05 14:00 | 0 | 0 | 0 | 0 | 0 | 616826.3632 | 532131 | 0 | 0 | 0 | 0 | 61870.256 | 0 | 0 | 0 | 0 | 22825.1071 | 0 | 0 | 0 | 0 | 0 | 61870.256 | 0 | 0 | 0 | 0 | 22825.1071
2016-07-05 15:00 | 0 | 0 | 0 | 0 | 0 | 701254.5583 | 562591 | 0 | 0 | 0 | 0 | 0 | 0 | 0 | 0 | 0 | 223358.9215 | 0 | 0 | 0 | 0 | 0 | -61870.256 | 0 | 0 | 0 | 0 | 200533.8143
2016-07-05 16:00 | 0 | 0 | 0 | 0 | 0 | 748729.3706 | 588617 | 0 | 0 | 0 | 0 | 61870.256 | 0 | 0 | 0 | 0 | 321601.036 | 0 | 0 | 0 | 0 | 0 | 61870.256 | 0 | 0 | 0 | 0 | 98242.1146
2016-07-05 17:00 | 0 | 0 | 0 | 0 | 0 | 755844.1878 | 611568 | 0 | 0 | 0 | 0 | 0 | 0 | 0 | 0 | 0 | 527747.4799 | 0 | 0 | 0 | 0 | 0 | -61870.256 | 0 | 0 | 0 | 0 | 206146.4438
2016-07-05 18:00 | 0 | 0 | 0 | 0 | 0 | 750915.544 | 630490 | 0 | 0 | 0 | 0 | 61870.256 | 0 | 0 | 0 | 0 | 586302.7678 | 0 | 0 | 0 | 0 | 0 | 61870.256 | 0 | 0 | 0 | 0 | 58555.288
2016-07-05 19:00 | 0 | 0 | 0 | 0 | 0 | 745218.5211 | 645161 | 0 | 0 | 0 | 0 | 0 | 0 | 0 | 0 | 0 | 748230.545 | 0 | 0 | 0 | 0 | 0 | -61870.256 | 0 | 0 | 0 | 0 | 161927.7772
2016-07-05 20:00 | 0 | 0 | 0 | 0 | 0 | 743978.9158 | 655847 | 0 | 0 | 0 | 0 | 0 | 0 | 0 | 0 | 0 | 836362.4608 | 0 | 0 | 0 | 0 | 0 | 0 | 0 | 0 | 0 | 0 | 88131.9158
2016-07-05 21:00 | 0 | 0 | 0 | 0 | 0 | 737812.7118 | 660906 | 0 | 0 | 0 | 0 | 61870.256 | 0 | 0 | 0 | 0 | 851398.9166 | 0 | 0 | 0 | 0 | 0 | 61870.256 | 0 | 0 | 0 | 0 | 15036.4557
2016-07-05 22:00 | 0 | 0 | 0 | 0 | 0 | 713180.4745 | 659394 | 0 | 0 | 0 | 0 | 0 | 0 | 0 | 0 | 0 | 967055.6471 | 0 | 0 | 0 | 0 | 0 | -61870.256 | 0 | 0 | 0 | 0 | 115656.7305
2016-07-05 23:00 | 0 | 0 | 0 | 0 | 0 | 643633.676 | 648330 | 0 | 0 | 0 | 0 | 0 | 0 | 0 | 0 | 0 | 962359.3231 | 0 | 0 | 0 | 0 | 0 | 0 | 0 | 0 | 0 | 0 | -4696.324
2016-07-06 | 0 | 0 | 0 | 0 | 0 | 520389.5411 | 631841 | 0 | 0 | 0 | 0 | 61870.256 | 0 | 0 | 0 | 0 | 789037.6081 | 0 | 0 | 0 | 0 | 0 | 61870.256 | 0 | 0 | 0 | 0 | -173321.7149
2016-07-06 01:00 | 0 | 0 | 0 | 0 | 8452.4572 | 303037.7877 | 615342 | 0 | 0 | 0 | 0 | 61870.256 | 0 | 0 | 0 | 0 | 485185.8531 | 0 | 0 | 0 | 0 | 0 | 0 | 0 | 0 | 0 | 0 | -303851.755
2016-07-06 02:00 | 0 | 0 | 0 | 0 | 227597.2666 | 35048.3991 | 588636 | 0 | 0 | 0 | 0 | 39731.6767 | 0 | 0 | 0 | 0 | 181334.0981 | 0 | 0 | 0 | 0 | 0 | -22138.5794 | 0 | 0 | 0 | 0 | -303851.755
2016-07-06 03:00 | 0 | 0 | 0 | 0 | 814993.6319 | 1.4465 | 550875 | 0 | 0 | 0 | 0 | 0 | 0 | 0 | 0 | 0 | 485185.8531 | 0 | 0 | 0 | 0 | 0 | -39731.6767 | 0 | 0 | 0 | 0 | 303851.755
2016-07-06 04:00 | 0 | 0 | 0 | 0 | 209443.245 | 0 | 513295 | 0 | 0 | 0 | 0 | 0 | 0 | 0 | 0 | 0 | 181334.0981 | 0 | 0 | 0 | 0 | 0 | 0 | 0 | 0 | 0 | 0 | -303851.755
2016-07-06 05:00 | 0 | 0 | 0 | 0 | 301445.9019 | 0 | 482780 | 0 | 0 | 0 | 0 | 0 | 0 | 0 | 0 | 0 | 0 | 0 | 0 | 0 | 0 | 0 | 0 | 0 | 0 | 0 | 0 | -181334.0981
2016-07-06 06:00 | 0 | 0 | 0 | 0 | 456911 | 0 | 456911 | 0 | 0 | 0 | 0 | 0 | 0 | 0 | 0 | 0 | 0 | 0 | 0 | 0 | 0 | 0 | 0 | 0 | 0 | 0 | 0 | 0
2016-07-06 07:00 | 0 | 0 | 0 | 0 | 438013 | 0 | 438013 | 0 | 0 | 0 | 0 | 0 | 0 | 0 | 0 | 0 | 0 | 0 | 0 | 0 | 0 | 0 | 0 | 0 | 0 | 0 | 0 | 0
2016-07-06 08:00 | 0 | 0 | 0 | 0 | 428937 | 0 | 428937 | 0 | 0 | 0 | 0 | 0 | 0 | 0 | 0 | 0 | 0 | 0 | 0 | 0 | 0 | 0 | 0 | 0 | 0 | 0 | 0 | 0
2016-07-06 09:00 | 0 | 0 | 0 | 0 | 430708 | 0 | 430708 | 0 | 0 | 0 | 0 | 0 | 0 | 0 | 0 | 0 | 0 | 0 | 0 | 0 | 0 | 0 | 0 | 0 | 0 | 0 | 0 | 0
2016-07-06 10:00 | 0 | 0 | 0 | 0 | 445156 | 0 | 445156 | 0 | 0 | 0 | 0 | 0 | 0 | 0 | 0 | 0 | 0 | 0 | 0 | 0 | 0 | 0 | 0 | 0 | 0 | 0 | 0 | 0
2016-07-06 11:00 | 0 | 0 | 0 | 0 | 480044.316 | 8.5061 | 463770 | 0 | 0 | 0 | 0 | 16282.8221 | 0 | 0 | 0 | 0 | 0 | 0 | 0 | 0 | 0 | 0 | 16282.8221 | 0 | 0 | 0 | 0 | 0
2016-07-06 12:00 | 0 | 0 | 0 | 0 | 335555.2704 | 137306.9075 | 489145 | 0 | 0 | 0 | 0 | 0 | 0 | 0 | 0 | 0 | 0 | 0 | 0 | 0 | 0 | 0 | -16282.8221 | 0 | 0 | 0 | 0 | 0
2016-07-06 13:00 | 0 | 0 | 0 | 0 | 49419.1618 | 471244.8382 | 520664 | 0 | 0 | 0 | 0 | 0 | 0 | 0 | 0 | 0 | 0 | 0 | 0 | 0 | 0 | 0 | 0 | 0 | 0 | 0 | 0 | 0
2016-07-06 14:00 | 0 | 0 | 0 | 0 | 0 | 608986.7625 | 555412 | 0 | 0 | 0 | 0 | 53574.7625 | 0 | 0 | 0 | 0 | 0 | 0 | 0 | 0 | 0 | 0 | 53574.7625 | 0 | 0 | 0 | 0 | 0
2016-07-06 15:00 | 0 | 0 | 0 | 0 | 0 | 704098.834 | 588346 | 0 | 0 | 0 | 0 | 0 | 0 | 0 | 0 | 0 | 169327.5965 | 0 | 0 | 0 | 0 | 0 | -53574.7625 | 0 | 0 | 0 | 0 | 169327.5965
2016-07-06 16:00 | 0 | 0 | 0 | 0 | 0 | 743815.1399 | 615929 | 0 | 0 | 0 | 0 | 0 | 0 | 0 | 0 | 0 | 297213.7363 | 0 | 0 | 0 | 0 | 0 | 0 | 0 | 0 | 0 | 0 | 127886.1399
2016-07-06 17:00 | 0 | 0 | 0 | 0 | 0 | 755799.5778 | 637138 | 0 | 0 | 0 | 0 | 0 | 0 | 0 | 0 | 0 | 415875.3141 | 0 | 0 | 0 | 0 | 0 | 0 | 0 | 0 | 0 | 0 | 118661.5778
2016-07-06 18:00 | 0 | 0 | 0 | 0 | 0 | 750715.6487 | 653810 | 0 | 0 | 0 | 0 | 0 | 0 | 0 | 0 | 0 | 512780.9628 | 0 | 0 | 0 | 0 | 0 | 0 | 0 | 0 | 0 | 0 | 96905.6487
2016-07-06 19:00 | 0 | 0 | 0 | 0 | 0 | 743250.8609 | 665008 | 0 | 0 | 0 | 0 | 61870.256 | 0 | 0 | 0 | 0 | 529153.5677 | 0 | 0 | 0 | 0 | 0 | 61870.256 | 0 | 0 | 0 | 0 | 16372.6048
2016-07-06 20:00 | 0 | 0 | 0 | 0 | 0 | 739810.1096 | 672372 | 0 | 0 | 0 | 0 | 61870.256 | 0 | 0 | 0 | 0 | 596591.6773 | 0 | 0 | 0 | 0 | 0 | 0 | 0 | 0 | 0 | 0 | 67438.1096
2016-07-06 21:00 | 0 | 0 | 0 | 0 | 0 | 731799.1239 | 676348 | 0 | 0 | 0 | 0 | 61870.256 | 0 | 0 | 0 | 0 | 652042.8012 | 0 | 0 | 0 | 0 | 0 | 0 | 0 | 0 | 0 | 0 | 55451.1239
2016-07-06 22:00 | 0 | 0 | 0 | 0 | 0 | 707504.5521 | 672541 | 0 | 0 | 0 | 0 | 61870.256 | 0 | 0 | 0 | 0 | 687006.3533 | 0 | 0 | 0 | 0 | 0 | 0 | 0 | 0 | 0 | 0 | 34963.5521
2016-07-06 23:00 | 0 | 0 | 0 | 0 | 0 | 638347.5654 | 659367 | 0 | 0 | 0 | 0 | 61870.256 | 0 | 0 | 0 | 0 | 665986.9187 | 0 | 0 | 0 | 0 | 0 | 0 | 0 | 0 | 0 | 0 | -21019.4346
2016-07-07 | 0 | 0 | 0 | 0 | 0 | 509710.8466 | 641094 | 0 | 0 | 0 | 0 | 61870.256 | 0 | 0 | 0 | 0 | 534603.7653 | 0 | 0 | 0 | 0 | 0 | 0 | 0 | 0 | 0 | 0 | -131383.1534
2016-07-07 01:00 | 0 | 0 | 0 | 0 | 0 | 283524.8465 | 623195 | 0 | 0 | 0 | 0 | 0 | 0 | 0 | 0 | 0 | 256803.8679 | 0 | 0 | 0 | 0 | 0 | -61870.256 | 0 | 0 | 0 | 0 | -277799.8974
2016-07-07 02:00 | 0 | 0 | 0 | 0 | 300342.6144 | 37876.5178 | 595023 | 0 | 0 | 0 | 0 | 0 | 0 | 0 | 0 | 0 | 0 | 0 | 0 | 0 | 0 | 0 | 0 | 0 | 0 | 0 | 0 | -256803.8679
2016-07-07 03:00 | 0 | 0 | 0 | 0 | 921969.9831 | 1.028 | 556249 | 0 | 0 | 0 | 0 | 61870.256 | 0 | 0 | 0 | 0 | 303851.755 | 0 | 0 | 0 | 0 | 0 | 61870.256 | 0 | 0 | 0 | 0 | 303851.755
2016-07-07 04:00 | 0 | 0 | 0 | 0 | 153528.9889 | 0 | 519251 | 0 | 0 | 0 | 0 | 0 | 0 | 0 | 0 | 0 | 0 | 0 | 0 | 0 | 0 | 0 | -61870.256 | 0 | 0 | 0 | 0 | -303851.755
2016-07-07 05:00 | 0 | 0 | 0 | 0 | 487018 | 0 | 487018 | 0 | 0 | 0 | 0 | 0 | 0 | 0 | 0 | 0 | 0 | 0 | 0 | 0 | 0 | 0 | 0 | 0 | 0 | 0 | 0 | 0
2016-07-07 06:00 | 0 | 0 | 0 | 0 | 460529 | 0 | 460529 | 0 | 0 | 0 | 0 | 0 | 0 | 0 | 0 | 0 | 0 | 0 | 0 | 0 | 0 | 0 | 0 | 0 | 0 | 0 | 0 | 0
2016-07-07 07:00 | 0 | 0 | 0 | 0 | 441619 | 0 | 441619 | 0 | 0 | 0 | 0 | 0 | 0 | 0 | 0 | 0 | 0 | 0 | 0 | 0 | 0 | 0 | 0 | 0 | 0 | 0 | 0 | 0
2016-07-07 08:00 | 0 | 0 | 0 | 0 | 432270 | 0 | 432270 | 0 | 0 | 0 | 0 | 0 | 0 | 0 | 0 | 0 | 0 | 0 | 0 | 0 | 0 | 0 | 0 | 0 | 0 | 0 | 0 | 0
2016-07-07 09:00 | 0 | 0 | 0 | 0 | 434678 | 0 | 434678 | 0 | 0 | 0 | 0 | 0 | 0 | 0 | 0 | 0 | 0 | 0 | 0 | 0 | 0 | 0 | 0 | 0 | 0 | 0 | 0 | 0
2016-07-07 10:00 | 0 | 0 | 0 | 0 | 447332 | 0 | 447332 | 0 | 0 | 0 | 0 | 0 | 0 | 0 | 0 | 0 | 0 | 0 | 0 | 0 | 0 | 0 | 0 | 0 | 0 | 0 | 0 | 0
2016-07-07 11:00 | 0 | 0 | 0 | 0 | 467186.629 | 10.371 | 467197 | 0 | 0 | 0 | 0 | 0 | 0 | 0 | 0 | 0 | 0 | 0 | 0 | 0 | 0 | 0 | 0 | 0 | 0 | 0 | 0 | 0
2016-07-07 12:00 | 0 | 0 | 0 | 0 | 372676.1965 | 118964.8035 | 491641 | 0 | 0 | 0 | 0 | 0 | 0 | 0 | 0 | 0 | 0 | 0 | 0 | 0 | 0 | 0 | 0 | 0 | 0 | 0 | 0 | 0
2016-07-07 13:00 | 0 | 0 | 0 | 0 | 68281.4347 | 453449.5653 | 521731 | 0 | 0 | 0 | 0 | 0 | 0 | 0 | 0 | 0 | 0 | 0 | 0 | 0 | 0 | 0 | 0 | 0 | 0 | 0 | 0 | 0
2016-07-07 14:00 | 0 | 0 | 0 | 0 | 0 | 601320.581 | 555164 | 0 | 0 | 0 | 0 | 0 | 0 | 0 | 0 | 0 | 46156.581 | 0 | 0 | 0 | 0 | 0 | 0 | 0 | 0 | 0 | 0 | 46156.581
2016-07-07 15:00 | 0 | 0 | 0 | 0 | 0 | 694796.7762 | 587617 | 0 | 0 | 0 | 0 | 0 | 0 | 0 | 0 | 0 | 153336.3573 | 0 | 0 | 0 | 0 | 0 | 0 | 0 | 0 | 0 | 0 | 107179.7762
2016-07-07 16:00 | 0 | 0 | 0 | 0 | 0 | 740324.9151 | 614204 | 0 | 0 | 0 | 0 | 61870.256 | 0 | 0 | 0 | 0 | 217587.0163 | 0 | 0 | 0 | 0 | 0 | 61870.256 | 0 | 0 | 0 | 0 | 64250.6591
2016-07-07 17:00 | 0 | 0 | 0 | 0 | 0 | 752151.9289 | 635168 | 0 | 0 | 0 | 0 | 61870.256 | 0 | 0 | 0 | 0 | 334570.9452 | 0 | 0 | 0 | 0 | 0 | 0 | 0 | 0 | 0 | 0 | 116983.9289
2016-07-07 18:00 | 0 | 0 | 0 | 0 | 0 | 745245.6541 | 654364 | 0 | 0 | 0 | 0 | 0 | 0 | 0 | 0 | 0 | 487322.8554 | 0 | 0 | 0 | 0 | 0 | -61870.256 | 0 | 0 | 0 | 0 | 152751.9102
2016-07-07 19:00 | 0 | 0 | 0 | 0 | 0 | 735337.4758 | 664473 | 0 | 0 | 0 | 0 | 61870.256 | 0 | 0 | 0 | 0 | 496317.0751 | 0 | 0 | 0 | 0 | 0 | 61870.256 | 0 | 0 | 0 | 0 | 8994.2197
2016-07-07 20:00 | 0 | 0 | 0 | 0 | 0 | 729772.8546 | 671071 | 0 | 0 | 0 | 0 | 61870.256 | 0 | 0 | 0 | 0 | 555018.9297 | 0 | 0 | 0 | 0 | 0 | 0 | 0 | 0 | 0 | 0 | 58701.8546
2016-07-07 21:00 | 0 | 0 | 0 | 0 | 0 | 717826.4383 | 673729 | 0 | 0 | 0 | 0 | 0 | 0 | 0 | 0 | 0 | 660986.6241 | 0 | 0 | 0 | 0 | 0 | -61870.256 | 0 | 0 | 0 | 0 | 105967.6944
2016-07-07 22:00 | 0 | 0 | 0 | 0 | 0 | 688708.7025 | 668069 | 0 | 0 | 0 | 0 | 61870.256 | 0 | 0 | 0 | 0 | 619756.0706 | 0 | 0 | 0 | 0 | 0 | 61870.256 | 0 | 0 | 0 | 0 | -41230.5535
2016-07-07 23:00 | 0 | 0 | 0 | 0 | 0 | 610112.6858 | 654646 | 0 | 0 | 0 | 0 | 0 | 0 | 0 | 0 | 0 | 637093.0125 | 0 | 0 | 0 | 0 | 0 | -61870.256 | 0 | 0 | 0 | 0 | 17336.9419
2016-07-08 | 0 | 0 | 0 | 0 | 0 | 499523.5746 | 638410 | 0 | 0 | 0 | 0 | 61870.256 | 0 | 0 | 0 | 0 | 436336.331 | 0 | 0 | 0 | 0 | 0 | 61870.256 | 0 | 0 | 0 | 0 | -200756.6815
2016-07-08 01:00 | 0 | 0 | 0 | 0 | 617634.5996 | 283397.7049 | 621532 | 0 | 0 | 0 | 0 | 61870.256 | 0 | 0 | 0 | 0 | 715836.6355 | 0 | 0 | 0 | 0 | 0 | 0 | 0 | 0 | 0 | 0 | 279500.3045
2016-07-08 02:00 | 0 | 0 | 0 | 0 | 191533.4979 | 36349.491 | 593605 | 0 | 0 | 0 | 0 | 0 | 0 | 0 | 0 | 0 | 411984.8805 | 0 | 0 | 0 | 0 | 0 | -61870.256 | 0 | 0 | 0 | 0 | -303851.755
2016-07-08 03:00 | 0 | 0 | 0 | 0 | 813446.1478 | 0.7378 | 555858 | 0 | 0 | 0 | 0 | 61870.256 | 0 | 0 | 0 | 0 | 607703.5101 | 0 | 0 | 0 | 0 | 0 | 61870.256 | 0 | 0 | 0 | 0 | 195718.6296
2016-07-08 04:00 | 0 | 0 | 0 | 0 | 152881.9889 | 0 | 518604 | 0 | 0 | 0 | 0 | 0 | 0 | 0 | 0 | 0 | 303851.755 | 0 | 0 | 0 | 0 | 0 | -61870.256 | 0 | 0 | 0 | 0 | -303851.755
2016-07-08 05:00 | 0 | 0 | 0 | 0 | 184262.245 | 0 | 488114 | 0 | 0 | 0 | 0 | 0 | 0 | 0 | 0 | 0 | 0 | 0 | 0 | 0 | 0 | 0 | 0 | 0 | 0 | 0 | 0 | -303851.755
2016-07-08 06:00 | 0 | 0 | 0 | 0 | 461874 | 0 | 461874 | 0 | 0 | 0 | 0 | 0 | 0 | 0 | 0 | 0 | 0 | 0 | 0 | 0 | 0 | 0 | 0 | 0 | 0 | 0 | 0 | 0
2016-07-08 07:00 | 0 | 0 | 0 | 0 | 442742 | 0 | 442742 | 0 | 0 | 0 | 0 | 0 | 0 | 0 | 0 | 0 | 0 | 0 | 0 | 0 | 0 | 0 | 0 | 0 | 0 | 0 | 0 | 0
2016-07-08 08:00 | 0 | 0 | 0 | 0 | 432778 | 0 | 432778 | 0 | 0 | 0 | 0 | 0 | 0 | 0 | 0 | 0 | 0 | 0 | 0 | 0 | 0 | 0 | 0 | 0 | 0 | 0 | 0 | 0
2016-07-08 09:00 | 0 | 0 | 0 | 0 | 456419.1827 | 0 | 434603 | 0 | 0 | 0 | 0 | 0 | 0 | 0 | 0 | 0 | 21816.1827 | 0 | 0 | 0 | 0 | 0 | 0 | 0 | 0 | 0 | 0 | 21816.1827
2016-07-08 10:00 | 0 | 0 | 0 | 0 | 540003.4663 | 0 | 446741 | 0 | 0 | 0 | 0 | 61870.256 | 0 | 0 | 0 | 0 | 53208.393 | 0 | 0 | 0 | 0 | 0 | 61870.256 | 0 | 0 | 0 | 0 | 31392.2103
2016-07-08 11:00 | 0 | 0 | 0 | 0 | 460605.2322 | 0.0088154 | 464941 | 0 | 0 | 0 | 0 | 61870.256 | 0 | 0 | 0 | 0 | 48872.634 | 0 | 0 | 0 | 0 | 0 | 0 | 0 | 0 | 0 | 0 | -4335.759
2016-07-08 12:00 | 0 | 0 | 0 | 0 | 292388.5702 | 87905.5397 | 491037 | 0 | 0 | 0 | 0 | 0 | 0 | 0 | 0 | 0 | 0 | 0 | 0 | 0 | 0 | 0 | -61870.256 | 0 | 0 | 0 | 0 | -48872.634
2016-07-08 13:00 | 0 | 0 | 0 | 0 | 126183.0522 | 397515.9478 | 523699 | 0 | 0 | 0 | 0 | 0 | 0 | 0 | 0 | 0 | 0 | 0 | 0 | 0 | 0 | 0 | 0 | 0 | 0 | 0 | 0 | 0
2016-07-08 14:00 | 0 | 0 | 0 | 0 | 0 | 564363.5584 | 557938 | 0 | 0 | 0 | 0 | 6425.5584 | 0 | 0 | 0 | 0 | 0 | 0 | 0 | 0 | 0 | 0 | 6425.5584 | 0 | 0 | 0 | 0 | 0
2016-07-08 15:00 | 0 | 0 | 0 | 0 | 0 | 661246.5079 | 591140 | 0 | 0 | 0 | 0 | 0 | 0 | 0 | 0 | 0 | 76532.0663 | 0 | 0 | 0 | 0 | 0 | -6425.5584 | 0 | 0 | 0 | 0 | 76532.0663
2016-07-08 16:00 | 0 | 0 | 0 | 0 | 0 | 715094.6129 | 616688 | 0 | 0 | 0 | 0 | 61870.256 | 0 | 0 | 0 | 0 | 113068.4231 | 0 | 0 | 0 | 0 | 0 | 61870.256 | 0 | 0 | 0 | 0 | 36536.3568
2016-07-08 17:00 | 0 | 0 | 0 | 0 | 0 | 727318.4998 | 637306 | 0 | 0 | 0 | 0 | 0 | 0 | 0 | 0 | 0 | 264951.179 | 0 | 0 | 0 | 0 | 0 | -61870.256 | 0 | 0 | 0 | 0 | 151882.7559
2016-07-08 18:00 | 0 | 0 | 0 | 0 | 0 | 724198.5347 | 652156 | 0 | 0 | 0 | 0 | 61870.256 | 0 | 0 | 0 | 0 | 275123.4577 | 0 | 0 | 0 | 0 | 0 | 61870.256 | 0 | 0 | 0 | 0 | 10172.2787
2016-07-08 19:00 | 0 | 0 | 0 | 0 | 0 | 715714.9564 | 661112 | 0 | 0 | 0 | 0 | 0 | 0 | 0 | 0 | 0 | 391596.6701 | 0 | 0 | 0 | 0 | 0 | -61870.256 | 0 | 0 | 0 | 0 | 116473.2124
2016-07-08 20:00 | 0 | 0 | 0 | 0 | 0 | 709189.2122 | 666277 | 0 | 0 | 0 | 0 | 0 | 0 | 0 | 0 | 0 | 434508.8823 | 0 | 0 | 0 | 0 | 0 | 0 | 0 | 0 | 0 | 0 | 42912.2122
2016-07-08 21:00 | 0 | 0 | 0 | 0 | 0 | 693190.3801 | 666264 | 0 | 0 | 0 | 0 | 0 | 0 | 0 | 0 | 0 | 461435.2624 | 0 | 0 | 0 | 0 | 0 | 0 | 0 | 0 | 0 | 0 | 26926.3801
2016-07-08 22:00 | 0 | 0 | 0 | 0 | 0 | 666404.427 | 657650 | 0 | 0 | 0 | 0 | 61870.256 | 0 | 0 | 0 | 0 | 408319.4334 | 0 | 0 | 0 | 0 | 0 | 61870.256 | 0 | 0 | 0 | 0 | -53115.829
2016-07-08 23:00 | 0 | 0 | 0 | 0 | 0 | 589942.8851 | 641615 | 0 | 0 | 0 | 0 | 0 | 0 | 0 | 0 | 0 | 418517.5746 | 0 | 0 | 0 | 0 | 0 | -61870.256 | 0 | 0 | 0 | 0 | 10198.1411
2016-07-09 | 0 | 0 | 0 | 0 | 29365.706 | 491973.9471 | 621080 | 0 | 0 | 0 | 0 | 61870.256 | 0 | 0 | 0 | 0 | 256906.9717 | 0 | 0 | 0 | 0 | 0 | 61870.256 | 0 | 0 | 0 | 0 | -161610.6029
2016-07-09 01:00 | 0 | 0 | 0 | 0 | 0 | 281877.7723 | 600655 | 0 | 0 | 0 | 0 | 0 | 0 | 0 | 0 | 0 | 0 | 0 | 0 | 0 | 0 | 0 | -61870.256 | 0 | 0 | 0 | 0 | -256906.9717
2016-07-09 02:00 | 0 | 0 | 0 | 0 | 572102.684 | 36480.3289 | 573074 | 0 | 0 | 0 | 0 | 35509.0128 | 0 | 0 | 0 | 0 | 0 | 0 | 0 | 0 | 0 | 0 | 35509.0128 | 0 | 0 | 0 | 0 | 0
2016-07-09 03:00 | 0 | 0 | 0 | 0 | 805368.5257 | 0.21652 | 537026 | 0 | 0 | 0 | 0 | 0 | 0 | 0 | 0 | 0 | 303851.755 | 0 | 0 | 0 | 0 | 0 | -35509.0128 | 0 | 0 | 0 | 0 | 303851.755
2016-07-09 04:00 | 0 | 0 | 0 | 0 | 199206.245 | 0 | 503058 | 0 | 0 | 0 | 0 | 0 | 0 | 0 | 0 | 0 | 0 | 0 | 0 | 0 | 0 | 0 | 0 | 0 | 0 | 0 | 0 | -303851.755
2016-07-09 05:00 | 0 | 0 | 0 | 0 | 472233 | 0 | 472233 | 0 | 0 | 0 | 0 | 0 | 0 | 0 | 0 | 0 | 0 | 0 | 0 | 0 | 0 | 0 | 0 | 0 | 0 | 0 | 0 | 0
2016-07-09 06:00 | 0 | 0 | 0 | 0 | 446984 | 0 | 446984 | 0 | 0 | 0 | 0 | 0 | 0 | 0 | 0 | 0 | 0 | 0 | 0 | 0 | 0 | 0 | 0 | 0 | 0 | 0 | 0 | 0
2016-07-09 07:00 | 0 | 0 | 0 | 0 | 427811 | 0 | 427811 | 0 | 0 | 0 | 0 | 0 | 0 | 0 | 0 | 0 | 0 | 0 | 0 | 0 | 0 | 0 | 0 | 0 | 0 | 0 | 0 | 0
2016-07-09 08:00 | 0 | 0 | 0 | 0 | 415102 | 0 | 415102 | 0 | 0 | 0 | 0 | 0 | 0 | 0 | 0 | 0 | 0 | 0 | 0 | 0 | 0 | 0 | 0 | 0 | 0 | 0 | 0 | 0
2016-07-09 09:00 | 0 | 0 | 0 | 0 | 408303 | 0 | 408303 | 0 | 0 | 0 | 0 | 0 | 0 | 0 | 0 | 0 | 0 | 0 | 0 | 0 | 0 | 0 | 0 | 0 | 0 | 0 | 0 | 0
2016-07-09 10:00 | 0 | 0 | 0 | 0 | 408610.2208 | 0 | 405812 | 0 | 0 | 0 | 0 | 0 | 0 | 0 | 0 | 0 | 2798.2208 | 0 | 0 | 0 | 0 | 0 | 0 | 0 | 0 | 0 | 0 | 2798.2208
2016-07-09 11:00 | 0 | 0 | 0 | 0 | 467044.092 | 6.7048 | 412095 | 0 | 0 | 0 | 0 | 0 | 0 | 0 | 0 | 0 | 57754.0177 | 0 | 0 | 0 | 0 | 0 | 0 | 0 | 0 | 0 | 0 | 54955.7968
2016-07-09 12:00 | 0 | 0 | 0 | 0 | 263378.4011 | 110396.5812 | 431529 | 0 | 0 | 0 | 0 | 0 | 0 | 0 | 0 | 0 | 0 | 0 | 0 | 0 | 0 | 0 | 0 | 0 | 0 | 0 | 0 | -57754.0177
2016-07-09 13:00 | 0 | 0 | 0 | 0 | 15491.4367 | 445907.5633 | 461399 | 0 | 0 | 0 | 0 | 0 | 0 | 0 | 0 | 0 | 0 | 0 | 0 | 0 | 0 | 0 | 0 | 0 | 0 | 0 | 0 | 0
2016-07-09 14:00 | 0 | 0 | 0 | 0 | 0 | 587236.979 | 494489 | 0 | 0 | 0 | 0 | 0 | 0 | 0 | 0 | 0 | 92747.979 | 0 | 0 | 0 | 0 | 0 | 0 | 0 | 0 | 0 | 0 | 92747.979
2016-07-09 15:00 | 0 | 0 | 0 | 0 | 0 | 681707.6137 | 525257 | 0 | 0 | 0 | 0 | 61870.256 | 0 | 0 | 0 | 0 | 187328.3367 | 0 | 0 | 0 | 0 | 0 | 61870.256 | 0 | 0 | 0 | 0 | 94580.3577
2016-07-09 16:00 | 0 | 0 | 0 | 0 | 0 | 733189.7789 | 550195 | 0 | 0 | 0 | 0 | 61870.256 | 0 | 0 | 0 | 0 | 370323.1156 | 0 | 0 | 0 | 0 | 0 | 0 | 0 | 0 | 0 | 0 | 182994.7789
2016-07-09 17:00 | 0 | 0 | 0 | 0 | 0 | 743776.3849 | 569722 | 0 | 0 | 0 | 0 | 0 | 0 | 0 | 0 | 0 | 606247.7566 | 0 | 0 | 0 | 0 | 0 | -61870.256 | 0 | 0 | 0 | 0 | 235924.641
2016-07-09 18:00 | 0 | 0 | 0 | 0 | 0 | 740213.7149 | 583892 | 0 | 0 | 0 | 0 | 0 | 0 | 0 | 0 | 0 | 762569.4714 | 0 | 0 | 0 | 0 | 0 | 0 | 0 | 0 | 0 | 0 | 156321.7149
2016-07-09 19:00 | 0 | 0 | 0 | 0 | 0 | 732089.7013 | 595393 | 0 | 0 | 0 | 0 | 0 | 0 | 0 | 0 | 0 | 899266.1727 | 0 | 0 | 0 | 0 | 0 | 0 | 0 | 0 | 0 | 0 | 136696.7013
2016-07-09 20:00 | 0 | 0 | 0 | 0 | 0 | 727734.5039 | 603013 | 0 | 0 | 0 | 0 | 0 | 0 | 0 | 0 | 0 | 1023987.6766 | 0 | 0 | 0 | 0 | 0 | 0 | 0 | 0 | 0 | 0 | 124721.5039
2016-07-09 21:00 | 0 | 0 | 0 | 0 | 0 | 717457.5752 | 605780 | 0 | 0 | 0 | 0 | 61870.256 | 0 | 0 | 0 | 0 | 1073794.9957 | 0 | 0 | 0 | 0 | 0 | 61870.256 | 0 | 0 | 0 | 0 | 49807.3191
2016-07-09 22:00 | 0 | 0 | 0 | 0 | 0 | 692728.9227 | 600420 | 0 | 0 | 0 | 0 | 61870.256 | 0 | 0 | 0 | 0 | 1166103.9184 | 0 | 0 | 0 | 0 | 0 | 0 | 0 | 0 | 0 | 0 | 92308.9227
2016-07-09 23:00 | 0 | 0 | 0 | 0 | 0 | 621952.2613 | 588550 | 0 | 0 | 0 | 0 | 0 | 0 | 0 | 0 | 0 | 1261376.4358 | 0 | 0 | 0 | 0 | 0 | -61870.256 | 0 | 0 | 0 | 0 | 95272.5174
2016-07-10 | 0 | 0 | 0 | 0 | 0 | 504230.4574 | 572382 | 0 | 0 | 0 | 0 | 44977.7282 | 0 | 0 | 0 | 0 | 1148247.1649 | 0 | 0 | 0 | 0 | 0 | 44977.7282 | 0 | 0 | 0 | 0 | -113129.2709
2016-07-10 01:00 | 0 | 0 | 0 | 0 | 0 | 270070.7728 | 557030 | 0 | 0 | 0 | 0 | 61870.256 | 0 | 0 | 0 | 0 | 844395.4099 | 0 | 0 | 0 | 0 | 0 | 16892.5278 | 0 | 0 | 0 | 0 | -303851.755
2016-07-10 02:00 | 0 | 0 | 0 | 0 | 136283.1741 | 32729.8148 | 534735 | 0 | 0 | 0 | 0 | 0 | 0 | 0 | 0 | 0 | 540543.6549 | 0 | 0 | 0 | 0 | 0 | -61870.256 | 0 | 0 | 0 | 0 | -303851.755
2016-07-10 03:00 | 0 | 0 | 0 | 0 | 633666.8365 | 0.27474 | 504637 | 0 | 0 | 0 | 0 | 61870.256 | 0 | 0 | 0 | 0 | 607703.5101 | 0 | 0 | 0 | 0 | 0 | 61870.256 | 0 | 0 | 0 | 0 | 67159.8552
2016-07-10 04:00 | 0 | 0 | 0 | 0 | 107142.9889 | 0 | 472865 | 0 | 0 | 0 | 0 | 0 | 0 | 0 | 0 | 0 | 303851.755 | 0 | 0 | 0 | 0 | 0 | -61870.256 | 0 | 0 | 0 | 0 | -303851.755
2016-07-10 05:00 | 0 | 0 | 0 | 0 | 141316.245 | 0 | 445168 | 0 | 0 | 0 | 0 | 0 | 0 | 0 | 0 | 0 | 0 | 0 | 0 | 0 | 0 | 0 | 0 | 0 | 0 | 0 | 0 | -303851.755
2016-07-10 06:00 | 0 | 0 | 0 | 0 | 423042 | 0 | 423042 | 0 | 0 | 0 | 0 | 0 | 0 | 0 | 0 | 0 | 0 | 0 | 0 | 0 | 0 | 0 | 0 | 0 | 0 | 0 | 0 | 0
2016-07-10 07:00 | 0 | 0 | 0 | 0 | 405389 | 0 | 405389 | 0 | 0 | 0 | 0 | 0 | 0 | 0 | 0 | 0 | 0 | 0 | 0 | 0 | 0 | 0 | 0 | 0 | 0 | 0 | 0 | 0
2016-07-10 08:00 | 0 | 0 | 0 | 0 | 392995 | 0 | 392995 | 0 | 0 | 0 | 0 | 0 | 0 | 0 | 0 | 0 | 0 | 0 | 0 | 0 | 0 | 0 | 0 | 0 | 0 | 0 | 0 | 0
2016-07-10 09:00 | 0 | 0 | 0 | 0 | 386041 | 0 | 386041 | 0 | 0 | 0 | 0 | 0 | 0 | 0 | 0 | 0 | 0 | 0 | 0 | 0 | 0 | 0 | 0 | 0 | 0 | 0 | 0 | 0
2016-07-10 10:00 | 0 | 0 | 0 | 0 | 382415 | 0 | 382415 | 0 | 0 | 0 | 0 | 0 | 0 | 0 | 0 | 0 | 0 | 0 | 0 | 0 | 0 | 0 | 0 | 0 | 0 | 0 | 0 | 0
2016-07-10 11:00 | 0 | 0 | 0 | 0 | 387484.2232 | 5.7768 | 387490 | 0 | 0 | 0 | 0 | 0 | 0 | 0 | 0 | 0 | 0 | 0 | 0 | 0 | 0 | 0 | 0 | 0 | 0 | 0 | 0 | 0
2016-07-10 12:00 | 0 | 0 | 0 | 0 | 312077.9908 | 95625.0092 | 407703 | 0 | 0 | 0 | 0 | 0 | 0 | 0 | 0 | 0 | 0 | 0 | 0 | 0 | 0 | 0 | 0 | 0 | 0 | 0 | 0 | 0
2016-07-10 13:00 | 0 | 0 | 0 | 0 | 0 | 436438.5592 | 435099 | 0 | 0 | 0 | 0 | 0 | 0 | 0 | 0 | 0 | 1339.5592 | 0 | 0 | 0 | 0 | 0 | 0 | 0 | 0 | 0 | 0 | 1339.5592
2016-07-10 14:00 | 0 | 0 | 0 | 0 | 0 | 619814.225 | 466139 | 0 | 0 | 0 | 0 | 61870.256 | 0 | 0 | 0 | 0 | 93144.5281 | 0 | 0 | 0 | 0 | 0 | 61870.256 | 0 | 0 | 0 | 0 | 91804.9689
2016-07-10 15:00 | 0 | 0 | 0 | 0 | 0 | 712628.1176 | 496547 | 0 | 0 | 0 | 0 | 0 | 0 | 0 | 0 | 0 | 371095.9018 | 0 | 0 | 0 | 0 | 0 | -61870.256 | 0 | 0 | 0 | 0 | 277951.3737
2016-07-10 16:00 | 0 | 0 | 0 | 0 | 0 | 760920.7098 | 524202 | 0 | 0 | 0 | 0 | 61870.256 | 0 | 0 | 0 | 0 | 545944.3556 | 0 | 0 | 0 | 0 | 0 | 61870.256 | 0 | 0 | 0 | 0 | 174848.4537
2016-07-10 17:00 | 0 | 0 | 0 | 0 | 0 | 768931.1878 | 547624 | 0 | 0 | 0 | 0 | 0 | 0 | 0 | 0 | 0 | 829121.7994 | 0 | 0 | 0 | 0 | 0 | -61870.256 | 0 | 0 | 0 | 0 | 283177.4439
2016-07-10 18:00 | 0 | 0 | 0 | 0 | 0 | 764029.4232 | 566798 | 0 | 0 | 0 | 0 | 61870.256 | 0 | 0 | 0 | 0 | 964482.9666 | 0 | 0 | 0 | 0 | 0 | 61870.256 | 0 | 0 | 0 | 0 | 135361.1672
2016-07-10 19:00 | 0 | 0 | 0 | 0 | 0 | 758050.3282 | 581698 | 0 | 0 | 0 | 0 | 61870.256 | 0 | 0 | 0 | 0 | 1140835.2948 | 0 | 0 | 0 | 0 | 0 | 0 | 0 | 0 | 0 | 0 | 176352.3282
2016-07-10 20:00 | 0 | 0 | 0 | 0 | 0 | 758429.6443 | 592595 | 0 | 0 | 0 | 0 | 61870.256 | 0 | 0 | 0 | 0 | 1306669.9391 | 0 | 0 | 0 | 0 | 0 | 0 | 0 | 0 | 0 | 0 | 165834.6443
2016-07-10 21:00 | 0 | 0 | 0 | 0 | 0 | 753795.5161 | 599783 | 0 | 0 | 0 | 0 | 61870.256 | 0 | 0 | 0 | 0 | 1460682.4552 | 0 | 0 | 0 | 0 | 0 | 0 | 0 | 0 | 0 | 0 | 154012.5161
2016-07-10 22:00 | 0 | 0 | 0 | 0 | 0 | 733531.1124 | 600387 | 0 | 0 | 0 | 0 | 0 | 0 | 0 | 0 | 0 | 1655696.8237 | 0 | 0 | 0 | 0 | 0 | -61870.256 | 0 | 0 | 0 | 0 | 195014.3684
2016-07-10 23:00 | 0 | 0 | 0 | 0 | 0 | 661602.5228 | 591233 | 0 | 0 | 0 | 0 | 0 | 0 | 0 | 0 | 0 | 1726066.3465 | 0 | 0 | 0 | 0 | 0 | 0 | 0 | 0 | 0 | 0 | 70369.5228
2016-07-11 | 0 | 0 | 0 | 0 | 0 | 544186.7763 | 576878 | 0 | 0 | 0 | 0 | 61870.256 | 0 | 0 | 0 | 0 | 1631504.8667 | 0 | 0 | 0 | 0 | 0 | 61870.256 | 0 | 0 | 0 | 0 | -94561.4797
2016-07-11 01:00 | 0 | 0 | 0 | 0 | 0 | 296419.9069 | 564175 | 0 | 0 | 0 | 0 | 61870.256 | 0 | 0 | 0 | 0 | 1363749.7736 | 0 | 0 | 0 | 0 | 0 | 0 | 0 | 0 | 0 | 0 | -267755.0931
2016-07-11 02:00 | 0 | 0 | 0 | 0 | 130541.9507 | 45401.0382 | 541665 | 0 | 0 | 0 | 0 | 0 | 0 | 0 | 0 | 0 | 1059898.0186 | 0 | 0 | 0 | 0 | 0 | -61870.256 | 0 | 0 | 0 | 0 | -303851.755
2016-07-11 03:00 | 0 | 0 | 0 | 0 | 267779.3354 | 0.16557 | 509761 | 0 | 0 | 0 | 0 | 61870.256 | 0 | 0 | 0 | 0 | 756046.2636 | 0 | 0 | 0 | 0 | 0 | 61870.256 | 0 | 0 | 0 | 0 | -303851.755
2016-07-11 04:00 | 0 | 0 | 0 | 0 | 111805.9889 | 0 | 477528 | 0 | 0 | 0 | 0 | 0 | 0 | 0 | 0 | 0 | 452194.5085 | 0 | 0 | 0 | 0 | 0 | -61870.256 | 0 | 0 | 0 | 0 | -303851.755
2016-07-11 05:00 | 0 | 0 | 0 | 0 | 146690.245 | 0 | 450542 | 0 | 0 | 0 | 0 | 0 | 0 | 0 | 0 | 0 | 148342.7535 | 0 | 0 | 0 | 0 | 0 | 0 | 0 | 0 | 0 | 0 | -303851.755
2016-07-11 06:00 | 0 | 0 | 0 | 0 | 280303.2465 | 0 | 428646 | 0 | 0 | 0 | 0 | 0 | 0 | 0 | 0 | 0 | 0 | 0 | 0 | 0 | 0 | 0 | 0 | 0 | 0 | 0 | 0 | -148342.7535
2016-07-11 07:00 | 0 | 0 | 0 | 0 | 412850 | 0 | 412850 | 0 | 0 | 0 | 0 | 0 | 0 | 0 | 0 | 0 | 0 | 0 | 0 | 0 | 0 | 0 | 0 | 0 | 0 | 0 | 0 | 0
2016-07-11 08:00 | 0 | 0 | 0 | 0 | 406101 | 0 | 406101 | 0 | 0 | 0 | 0 | 0 | 0 | 0 | 0 | 0 | 0 | 0 | 0 | 0 | 0 | 0 | 0 | 0 | 0 | 0 | 0 | 0
2016-07-11 09:00 | 0 | 0 | 0 | 0 | 410976 | 0 | 410976 | 0 | 0 | 0 | 0 | 0 | 0 | 0 | 0 | 0 | 0 | 0 | 0 | 0 | 0 | 0 | 0 | 0 | 0 | 0 | 0 | 0
2016-07-11 10:00 | 0 | 0 | 0 | 0 | 424742 | 0 | 424742 | 0 | 0 | 0 | 0 | 0 | 0 | 0 | 0 | 0 | 0 | 0 | 0 | 0 | 0 | 0 | 0 | 0 | 0 | 0 | 0 | 0
2016-07-11 11:00 | 0 | 0 | 0 | 0 | 443133.8236 | 5.1764 | 443139 | 0 | 0 | 0 | 0 | 0 | 0 | 0 | 0 | 0 | 0 | 0 | 0 | 0 | 0 | 0 | 0 | 0 | 0 | 0 | 0 | 0
2016-07-11 12:00 | 0 | 0 | 0 | 0 | 356846.8469 | 112936.1531 | 469783 | 0 | 0 | 0 | 0 | 0 | 0 | 0 | 0 | 0 | 0 | 0 | 0 | 0 | 0 | 0 | 0 | 0 | 0 | 0 | 0 | 0
2016-07-11 13:00 | 0 | 0 | 0 | 0 | 54372.3023 | 446652.6977 | 501025 | 0 | 0 | 0 | 0 | 0 | 0 | 0 | 0 | 0 | 0 | 0 | 0 | 0 | 0 | 0 | 0 | 0 | 0 | 0 | 0 | 0
2016-07-11 14:00 | 0 | 0 | 0 | 0 | 0 | 632308.3502 | 535818 | 0 | 0 | 0 | 0 | 0 | 0 | 0 | 0 | 0 | 96490.3502 | 0 | 0 | 0 | 0 | 0 | 0 | 0 | 0 | 0 | 0 | 96490.3502
2016-07-11 15:00 | 0 | 0 | 0 | 0 | 0 | 729624.4915 | 568424 | 0 | 0 | 0 | 0 | 0 | 0 | 0 | 0 | 0 | 257690.8417 | 0 | 0 | 0 | 0 | 0 | 0 | 0 | 0 | 0 | 0 | 161200.4915
2016-07-11 16:00 | 0 | 0 | 0 | 0 | 0 | 772690.7766 | 596823 | 0 | 0 | 0 | 0 | 61870.256 | 0 | 0 | 0 | 0 | 371688.3622 | 0 | 0 | 0 | 0 | 0 | 61870.256 | 0 | 0 | 0 | 0 | 113997.5205
2016-07-11 17:00 | 0 | 0 | 0 | 0 | 0 | 783915.155 | 621048 | 0 | 0 | 0 | 0 | 0 | 0 | 0 | 0 | 0 | 596425.7732 | 0 | 0 | 0 | 0 | 0 | -61870.256 | 0 | 0 | 0 | 0 | 224737.411
2016-07-11 18:00 | 0 | 0 | 0 | 0 | 0 | 779105.5388 | 640543 | 0 | 0 | 0 | 0 | 61870.256 | 0 | 0 | 0 | 0 | 673118.056 | 0 | 0 | 0 | 0 | 0 | 61870.256 | 0 | 0 | 0 | 0 | 76692.2828
2016-07-11 19:00 | 0 | 0 | 0 | 0 | 0 | 772248.5438 | 654436 | 0 | 0 | 0 | 0 | 61870.256 | 0 | 0 | 0 | 0 | 790930.5998 | 0 | 0 | 0 | 0 | 0 | 0 | 0 | 0 | 0 | 0 | 117812.5438
2016-07-11 20:00 | 0 | 0 | 0 | 0 | 0 | 770695.241 | 663615 | 0 | 0 | 0 | 0 | 0 | 0 | 0 | 0 | 0 | 959881.0968 | 0 | 0 | 0 | 0 | 0 | -61870.256 | 0 | 0 | 0 | 0 | 168950.497
2016-07-11 21:00 | 0 | 0 | 0 | 0 | 0 | 765331.1293 | 666782 | 0 | 0 | 0 | 0 | 61870.256 | 0 | 0 | 0 | 0 | 996559.97 | 0 | 0 | 0 | 0 | 0 | 61870.256 | 0 | 0 | 0 | 0 | 36678.8732
2016-07-11 22:00 | 0 | 0 | 0 | 0 | 0 | 743462.8558 | 661340 | 0 | 0 | 0 | 0 | 61870.256 | 0 | 0 | 0 | 0 | 1078682.8258 | 0 | 0 | 0 | 0 | 0 | 0 | 0 | 0 | 0 | 0 | 82122.8558
2016-07-11 23:00 | 0 | 0 | 0 | 0 | 0 | 676821.3056 | 647838 | 0 | 0 | 0 | 0 | 61870.256 | 0 | 0 | 0 | 0 | 1107666.1314 | 0 | 0 | 0 | 0 | 0 | 0 | 0 | 0 | 0 | 0 | 28983.3056
2016-07-12 | 0 | 0 | 0 | 0 | 0 | 534461.4893 | 629895 | 0 | 0 | 0 | 0 | 61870.256 | 0 | 0 | 0 | 0 | 1012232.6208 | 0 | 0 | 0 | 0 | 0 | 0 | 0 | 0 | 0 | 0 | -95433.5107
2016-07-12 01:00 | 0 | 0 | 0 | 0 | 0 | 297919.3058 | 611767 | 0 | 0 | 0 | 0 | 51874.3169 | 0 | 0 | 0 | 0 | 708380.8657 | 0 | 0 | 0 | 0 | 0 | -9995.9392 | 0 | 0 | 0 | 0 | -303851.755
2016-07-12 02:00 | 0 | 0 | 0 | 0 | 195090.3159 | 32630.6122 | 583447 | 0 | 0 | 0 | 0 | 0 | 0 | 0 | 0 | 0 | 404529.1107 | 0 | 0 | 0 | 0 | 0 | -51874.3169 | 0 | 0 | 0 | 0 | -303851.755
2016-07-12 03:00 | 0 | 0 | 0 | 0 | 910613.9987 | 0.012372 | 544892 | 0 | 0 | 0 | 0 | 61870.256 | 0 | 0 | 0 | 0 | 708380.8657 | 0 | 0 | 0 | 0 | 0 | 61870.256 | 0 | 0 | 0 | 0 | 303851.755
2016-07-12 04:00 | 0 | 0 | 0 | 0 | 143299.9889 | 0 | 509022 | 0 | 0 | 0 | 0 | 0 | 0 | 0 | 0 | 0 | 404529.1107 | 0 | 0 | 0 | 0 | 0 | -61870.256 | 0 | 0 | 0 | 0 | -303851.755
2016-07-12 05:00 | 0 | 0 | 0 | 0 | 173462.245 | 0 | 477314 | 0 | 0 | 0 | 0 | 0 | 0 | 0 | 0 | 0 | 100677.3557 | 0 | 0 | 0 | 0 | 0 | 0 | 0 | 0 | 0 | 0 | -303851.755
2016-07-12 06:00 | 0 | 0 | 0 | 0 | 349820.6443 | 0 | 450498 | 0 | 0 | 0 | 0 | 0 | 0 | 0 | 0 | 0 | 0 | 0 | 0 | 0 | 0 | 0 | 0 | 0 | 0 | 0 | 0 | -100677.3557
2016-07-12 07:00 | 0 | 0 | 0 | 0 | 431704 | 0 | 431704 | 0 | 0 | 0 | 0 | 0 | 0 | 0 | 0 | 0 | 0 | 0 | 0 | 0 | 0 | 0 | 0 | 0 | 0 | 0 | 0 | 0
2016-07-12 08:00 | 0 | 0 | 0 | 0 | 421999 | 0 | 421999 | 0 | 0 | 0 | 0 | 0 | 0 | 0 | 0 | 0 | 0 | 0 | 0 | 0 | 0 | 0 | 0 | 0 | 0 | 0 | 0 | 0
2016-07-12 09:00 | 0 | 0 | 0 | 0 | 422987 | 0 | 422987 | 0 | 0 | 0 | 0 | 0 | 0 | 0 | 0 | 0 | 0 | 0 | 0 | 0 | 0 | 0 | 0 | 0 | 0 | 0 | 0 | 0
2016-07-12 10:00 | 0 | 0 | 0 | 0 | 436029 | 0 | 436029 | 0 | 0 | 0 | 0 | 0 | 0 | 0 | 0 | 0 | 0 | 0 | 0 | 0 | 0 | 0 | 0 | 0 | 0 | 0 | 0 | 0
2016-07-12 11:00 | 0 | 0 | 0 | 0 | 456493.7515 | 4.2485 | 456498 | 0 | 0 | 0 | 0 | 0 | 0 | 0 | 0 | 0 | 0 | 0 | 0 | 0 | 0 | 0 | 0 | 0 | 0 | 0 | 0 | 0
2016-07-12 12:00 | 0 | 0 | 0 | 0 | 368254.9743 | 114679.0257 | 482934 | 0 | 0 | 0 | 0 | 0 | 0 | 0 | 0 | 0 | 0 | 0 | 0 | 0 | 0 | 0 | 0 | 0 | 0 | 0 | 0 | 0
2016-07-12 13:00 | 0 | 0 | 0 | 0 | 63179.8873 | 449478.1127 | 512658 | 0 | 0 | 0 | 0 | 0 | 0 | 0 | 0 | 0 | 0 | 0 | 0 | 0 | 0 | 0 | 0 | 0 | 0 | 0 | 0 | 0
2016-07-12 14:00 | 0 | 0 | 0 | 0 | 0 | 624435.8806 | 546489 | 0 | 0 | 0 | 0 | 0 | 0 | 0 | 0 | 0 | 77946.8806 | 0 | 0 | 0 | 0 | 0 | 0 | 0 | 0 | 0 | 0 | 77946.8806
2016-07-12 15:00 | 0 | 0 | 0 | 0 | 0 | 726835.2314 | 578718 | 0 | 0 | 0 | 0 | 0 | 0 | 0 | 0 | 0 | 226064.112 | 0 | 0 | 0 | 0 | 0 | 0 | 0 | 0 | 0 | 0 | 148117.2314
2016-07-12 16:00 | 0 | 0 | 0 | 0 | 0 | 768053.1586 | 607314 | 0 | 0 | 0 | 0 | 61870.256 | 0 | 0 | 0 | 0 | 324933.0146 | 0 | 0 | 0 | 0 | 0 | 61870.256 | 0 | 0 | 0 | 0 | 98868.9026
2016-07-12 17:00 | 0 | 0 | 0 | 0 | 0 | 775413.7794 | 630683 | 0 | 0 | 0 | 0 | 61870.256 | 0 | 0 | 0 | 0 | 469663.794 | 0 | 0 | 0 | 0 | 0 | 0 | 0 | 0 | 0 | 0 | 144730.7794
2016-07-12 18:00 | 0 | 0 | 0 | 0 | 0 | 771515.6272 | 648626 | 0 | 0 | 0 | 0 | 61870.256 | 0 | 0 | 0 | 0 | 592553.4212 | 0 | 0 | 0 | 0 | 0 | 0 | 0 | 0 | 0 | 0 | 122889.6272
2016-07-12 19:00 | 0 | 0 | 0 | 0 | 0 | 764918.3802 | 661644 | 0 | 0 | 0 | 0 | 61870.256 | 0 | 0 | 0 | 0 | 695827.8014 | 0 | 0 | 0 | 0 | 0 | 0 | 0 | 0 | 0 | 0 | 103274.3802
2016-07-12 20:00 | 0 | 0 | 0 | 0 | 0 | 764811.3548 | 670411 | 0 | 0 | 0 | 0 | 61870.256 | 0 | 0 | 0 | 0 | 790228.1562 | 0 | 0 | 0 | 0 | 0 | 0 | 0 | 0 | 0 | 0 | 94400.3548
2016-07-12 21:00 | 0 | 0 | 0 | 0 | 0 | 760956.0705 | 673446 | 0 | 0 | 0 | 0 | 0 | 0 | 0 | 0 | 0 | 939608.4827 | 0 | 0 | 0 | 0 | 0 | -61870.256 | 0 | 0 | 0 | 0 | 149380.3265
2016-07-12 22:00 | 0 | 0 | 0 | 0 | 0 | 739032.7086 | 669508 | 0 | 0 | 0 | 0 | 61870.256 | 0 | 0 | 0 | 0 | 947262.9353 | 0 | 0 | 0 | 0 | 0 | 61870.256 | 0 | 0 | 0 | 0 | 7654.4526
2016-07-12 23:00 | 0 | 0 | 0 | 0 | 0 | 675044.5025 | 656296 | 0 | 0 | 0 | 0 | 61870.256 | 0 | 0 | 0 | 0 | 966011.4378 | 0 | 0 | 0 | 0 | 0 | 0 | 0 | 0 | 0 | 0 | 18748.5025
2016-07-13 | 0 | 0 | 0 | 0 | 0 | 514244.857 | 638843 | 0 | 0 | 0 | 0 | 47796.878 | 0 | 0 | 0 | 0 | 855486.6727 | 0 | 0 | 0 | 0 | 0 | -14073.378 | 0 | 0 | 0 | 0 | -110524.765
2016-07-13 01:00 | 0 | 0 | 0 | 0 | 0 | 269011.3669 | 620660 | 0 | 0 | 0 | 0 | 0 | 0 | 0 | 0 | 0 | 551634.9177 | 0 | 0 | 0 | 0 | 0 | -47796.878 | 0 | 0 | 0 | 0 | -303851.755
2016-07-13 02:00 | 0 | 0 | 0 | 0 | 679160.9863 | 31474.8621 | 592697 | 0 | 0 | 0 | 0 | 61870.256 | 0 | 0 | 0 | 0 | 607703.5101 | 0 | 0 | 0 | 0 | 0 | 61870.256 | 0 | 0 | 0 | 0 | 56068.5924
2016-07-13 03:00 | 0 | 0 | 0 | 0 | 188974.9889 | 0 | 554697 | 0 | 0 | 0 | 0 | 0 | 0 | 0 | 0 | 0 | 303851.755 | 0 | 0 | 0 | 0 | 0 | -61870.256 | 0 | 0 | 0 | 0 | -303851.755
2016-07-13 04:00 | 0 | 0 | 0 | 0 | 213872.245 | 0 | 517724 | 0 | 0 | 0 | 0 | 0 | 0 | 0 | 0 | 0 | 0 | 0 | 0 | 0 | 0 | 0 | 0 | 0 | 0 | 0 | 0 | -303851.755
2016-07-13 05:00 | 0 | 0 | 0 | 0 | 485379 | 0 | 485379 | 0 | 0 | 0 | 0 | 0 | 0 | 0 | 0 | 0 | 0 | 0 | 0 | 0 | 0 | 0 | 0 | 0 | 0 | 0 | 0 | 0
2016-07-13 06:00 | 0 | 0 | 0 | 0 | 459917 | 0 | 459917 | 0 | 0 | 0 | 0 | 0 | 0 | 0 | 0 | 0 | 0 | 0 | 0 | 0 | 0 | 0 | 0 | 0 | 0 | 0 | 0 | 0
2016-07-13 07:00 | 0 | 0 | 0 | 0 | 441934 | 0 | 441934 | 0 | 0 | 0 | 0 | 0 | 0 | 0 | 0 | 0 | 0 | 0 | 0 | 0 | 0 | 0 | 0 | 0 | 0 | 0 | 0 | 0
2016-07-13 08:00 | 0 | 0 | 0 | 0 | 432676 | 0 | 432676 | 0 | 0 | 0 | 0 | 0 | 0 | 0 | 0 | 0 | 0 | 0 | 0 | 0 | 0 | 0 | 0 | 0 | 0 | 0 | 0 | 0
2016-07-13 09:00 | 0 | 0 | 0 | 0 | 435833 | 0 | 435833 | 0 | 0 | 0 | 0 | 0 | 0 | 0 | 0 | 0 | 0 | 0 | 0 | 0 | 0 | 0 | 0 | 0 | 0 | 0 | 0 | 0
2016-07-13 10:00 | 0 | 0 | 0 | 0 | 448951 | 0 | 448951 | 0 | 0 | 0 | 0 | 0 | 0 | 0 | 0 | 0 | 0 | 0 | 0 | 0 | 0 | 0 | 0 | 0 | 0 | 0 | 0 | 0
2016-07-13 11:00 | 0 | 0 | 0 | 0 | 469545.988 | 4.012 | 469550 | 0 | 0 | 0 | 0 | 0 | 0 | 0 | 0 | 0 | 0 | 0 | 0 | 0 | 0 | 0 | 0 | 0 | 0 | 0 | 0 | 0
2016-07-13 12:00 | 0 | 0 | 0 | 0 | 381595.4884 | 114474.5116 | 496070 | 0 | 0 | 0 | 0 | 0 | 0 | 0 | 0 | 0 | 0 | 0 | 0 | 0 | 0 | 0 | 0 | 0 | 0 | 0 | 0 | 0
2016-07-13 13:00 | 0 | 0 | 0 | 0 | 81981.7693 | 443461.2307 | 525443 | 0 | 0 | 0 | 0 | 0 | 0 | 0 | 0 | 0 | 0 | 0 | 0 | 0 | 0 | 0 | 0 | 0 | 0 | 0 | 0 | 0
2016-07-13 14:00 | 0 | 0 | 0 | 0 | 0 | 634634.3925 | 559810 | 0 | 0 | 0 | 0 | 0 | 0 | 0 | 0 | 0 | 74824.3925 | 0 | 0 | 0 | 0 | 0 | 0 | 0 | 0 | 0 | 0 | 74824.3925
2016-07-13 15:00 | 0 | 0 | 0 | 0 | 0 | 723657.9126 | 594899 | 0 | 0 | 0 | 0 | 61870.256 | 0 | 0 | 0 | 0 | 141713.0491 | 0 | 0 | 0 | 0 | 0 | 61870.256 | 0 | 0 | 0 | 0 | 66888.6566
2016-07-13 16:00 | 0 | 0 | 0 | 0 | 0 | 767664.8962 | 625088 | 0 | 0 | 0 | 0 | 61870.256 | 0 | 0 | 0 | 0 | 284289.9453 | 0 | 0 | 0 | 0 | 0 | 0 | 0 | 0 | 0 | 0 | 142576.8962
2016-07-13 17:00 | 0 | 0 | 0 | 0 | 0 | 773959.7574 | 649828 | 0 | 0 | 0 | 0 | 61870.256 | 0 | 0 | 0 | 0 | 408421.7027 | 0 | 0 | 0 | 0 | 0 | 0 | 0 | 0 | 0 | 0 | 124131.7574
2016-07-13 18:00 | 0 | 0 | 0 | 0 | 0 | 767993.4024 | 668009 | 0 | 0 | 0 | 0 | 61870.256 | 0 | 0 | 0 | 0 | 508406.1051 | 0 | 0 | 0 | 0 | 0 | 0 | 0 | 0 | 0 | 0 | 99984.4024
2016-07-13 19:00 | 0 | 0 | 0 | 0 | 0 | 761109.1542 | 679325 | 0 | 0 | 0 | 0 | 61870.256 | 0 | 0 | 0 | 0 | 590190.2593 | 0 | 0 | 0 | 0 | 0 | 0 | 0 | 0 | 0 | 0 | 81784.1542
2016-07-13 20:00 | 0 | 0 | 0 | 0 | 0 | 760710.5417 | 684178 | 0 | 0 | 0 | 0 | 61870.256 | 0 | 0 | 0 | 0 | 666722.8009 | 0 | 0 | 0 | 0 | 0 | 0 | 0 | 0 | 0 | 0 | 76532.5417
2016-07-13 21:00 | 0 | 0 | 0 | 0 | 0 | 755543.3268 | 685078 | 0 | 0 | 0 | 0 | 0 | 0 | 0 | 0 | 0 | 799058.3838 | 0 | 0 | 0 | 0 | 0 | -61870.256 | 0 | 0 | 0 | 0 | 132335.5828
2016-07-13 22:00 | 0 | 0 | 0 | 0 | 0 | 734257.0758 | 679696 | 0 | 0 | 0 | 0 | 0 | 0 | 0 | 0 | 0 | 853619.4596 | 0 | 0 | 0 | 0 | 0 | 0 | 0 | 0 | 0 | 0 | 54561.0758
2016-07-13 23:00 | 0 | 0 | 0 | 0 | 0 | 673280.5685 | 666990 | 0 | 0 | 0 | 0 | 61870.256 | 0 | 0 | 0 | 0 | 798039.772 | 0 | 0 | 0 | 0 | 0 | 61870.256 | 0 | 0 | 0 | 0 | -55579.6875
2016-07-14 | 0 | 0 | 0 | 0 | 0 | 509875.2039 | 650042 | 0 | 0 | 0 | 0 | 61870.256 | 0 | 0 | 0 | 0 | 657872.9759 | 0 | 0 | 0 | 0 | 0 | 0 | 0 | 0 | 0 | 0 | -140166.7961
2016-07-14 01:00 | 0 | 0 | 0 | 0 | 0 | 271385.6409 | 631894 | 0 | 0 | 0 | 0 | 5213.652 | 0 | 0 | 0 | 0 | 354021.2209 | 0 | 0 | 0 | 0 | 0 | -56656.6041 | 0 | 0 | 0 | 0 | -303851.755
2016-07-14 02:00 | 0 | 0 | 0 | 0 | 879469.4073 | 33670.4859 | 602801 | 0 | 0 | 0 | 0 | 61870.256 | 0 | 0 | 0 | 0 | 607703.5101 | 0 | 0 | 0 | 0 | 0 | 56656.6041 | 0 | 0 | 0 | 0 | 253682.2892
2016-07-14 03:00 | 0 | 0 | 0 | 0 | 198952.9889 | 0 | 564675 | 0 | 0 | 0 | 0 | 0 | 0 | 0 | 0 | 0 | 303851.755 | 0 | 0 | 0 | 0 | 0 | -61870.256 | 0 | 0 | 0 | 0 | -303851.755
2016-07-14 04:00 | 0 | 0 | 0 | 0 | 222201.245 | 0 | 526053 | 0 | 0 | 0 | 0 | 0 | 0 | 0 | 0 | 0 | 0 | 0 | 0 | 0 | 0 | 0 | 0 | 0 | 0 | 0 | 0 | -303851.755
2016-07-14 05:00 | 0 | 0 | 0 | 0 | 493962 | 0 | 493962 | 0 | 0 | 0 | 0 | 0 | 0 | 0 | 0 | 0 | 0 | 0 | 0 | 0 | 0 | 0 | 0 | 0 | 0 | 0 | 0 | 0
2016-07-14 06:00 | 0 | 0 | 0 | 0 | 467053 | 0 | 467053 | 0 | 0 | 0 | 0 | 0 | 0 | 0 | 0 | 0 | 0 | 0 | 0 | 0 | 0 | 0 | 0 | 0 | 0 | 0 | 0 | 0
2016-07-14 07:00 | 0 | 0 | 0 | 0 | 447367 | 0 | 447367 | 0 | 0 | 0 | 0 | 0 | 0 | 0 | 0 | 0 | 0 | 0 | 0 | 0 | 0 | 0 | 0 | 0 | 0 | 0 | 0 | 0
2016-07-14 08:00 | 0 | 0 | 0 | 0 | 437746 | 0 | 437746 | 0 | 0 | 0 | 0 | 0 | 0 | 0 | 0 | 0 | 0 | 0 | 0 | 0 | 0 | 0 | 0 | 0 | 0 | 0 | 0 | 0
2016-07-14 09:00 | 0 | 0 | 0 | 0 | 439448 | 0 | 439448 | 0 | 0 | 0 | 0 | 0 | 0 | 0 | 0 | 0 | 0 | 0 | 0 | 0 | 0 | 0 | 0 | 0 | 0 | 0 | 0 | 0
2016-07-14 10:00 | 0 | 0 | 0 | 0 | 453146 | 0 | 453146 | 0 | 0 | 0 | 0 | 0 | 0 | 0 | 0 | 0 | 0 | 0 | 0 | 0 | 0 | 0 | 0 | 0 | 0 | 0 | 0 | 0
2016-07-14 11:00 | 0 | 0 | 0 | 0 | 593977.8913 | 0 | 473437 | 0 | 0 | 0 | 0 | 0 | 0 | 0 | 0 | 0 | 120540.8913 | 0 | 0 | 0 | 0 | 0 | 0 | 0 | 0 | 0 | 0 | 120540.8913
2016-07-14 12:00 | 0 | 0 | 0 | 0 | 280078.5249 | 97542.5838 | 498162 | 0 | 0 | 0 | 0 | 0 | 0 | 0 | 0 | 0 | 0 | 0 | 0 | 0 | 0 | 0 | 0 | 0 | 0 | 0 | 0 | -120540.8913
2016-07-14 13:00 | 0 | 0 | 0 | 0 | 85235.4256 | 442718.5744 | 527954 | 0 | 0 | 0 | 0 | 0 | 0 | 0 | 0 | 0 | 0 | 0 | 0 | 0 | 0 | 0 | 0 | 0 | 0 | 0 | 0 | 0
2016-07-14 14:00 | 0 | 0 | 0 | 0 | 0 | 622379.417 | 563662 | 0 | 0 | 0 | 0 | 0 | 0 | 0 | 0 | 0 | 58717.417 | 0 | 0 | 0 | 0 | 0 | 0 | 0 | 0 | 0 | 0 | 58717.417
2016-07-14 15:00 | 0 | 0 | 0 | 0 | 0 | 713987.9351 | 597192 | 0 | 0 | 0 | 0 | 61870.256 | 0 | 0 | 0 | 0 | 113643.0961 | 0 | 0 | 0 | 0 | 0 | 61870.256 | 0 | 0 | 0 | 0 | 54925.6791
2016-07-14 16:00 | 0 | 0 | 0 | 0 | 0 | 753548.1542 | 624767 | 0 | 0 | 0 | 0 | 0 | 0 | 0 | 0 | 0 | 304294.5063 | 0 | 0 | 0 | 0 | 0 | -61870.256 | 0 | 0 | 0 | 0 | 190651.4102
2016-07-14 17:00 | 0 | 0 | 0 | 0 | 0 | 759902.4296 | 645953 | 0 | 0 | 0 | 0 | 61870.256 | 0 | 0 | 0 | 0 | 356373.6799 | 0 | 0 | 0 | 0 | 0 | 61870.256 | 0 | 0 | 0 | 0 | 52079.1736
2016-07-14 18:00 | 0 | 0 | 0 | 0 | 0 | 754219.3367 | 661070 | 0 | 0 | 0 | 0 | 0 | 0 | 0 | 0 | 0 | 511393.2726 | 0 | 0 | 0 | 0 | 0 | -61870.256 | 0 | 0 | 0 | 0 | 155019.5927
2016-07-14 19:00 | 0 | 0 | 0 | 0 | 0 | 747869.5117 | 671398 | 0 | 0 | 0 | 0 | 0 | 0 | 0 | 0 | 0 | 587864.7842 | 0 | 0 | 0 | 0 | 0 | 0 | 0 | 0 | 0 | 0 | 76471.5117
2016-07-14 20:00 | 0 | 0 | 0 | 0 | 0 | 748035.1353 | 676307 | 0 | 0 | 0 | 0 | 61870.256 | 0 | 0 | 0 | 0 | 597722.6635 | 0 | 0 | 0 | 0 | 0 | 61870.256 | 0 | 0 | 0 | 0 | 9857.8792
2016-07-14 21:00 | 0 | 0 | 0 | 0 | 0 | 742358.8454 | 677747 | 0 | 0 | 0 | 0 | 61870.256 | 0 | 0 | 0 | 0 | 662334.5088 | 0 | 0 | 0 | 0 | 0 | 0 | 0 | 0 | 0 | 0 | 64611.8454
2016-07-14 22:00 | 0 | 0 | 0 | 0 | 0 | 723627.1361 | 673278 | 0 | 0 | 0 | 0 | 61870.256 | 0 | 0 | 0 | 0 | 712683.6449 | 0 | 0 | 0 | 0 | 0 | 0 | 0 | 0 | 0 | 0 | 50349.1361
2016-07-14 23:00 | 0 | 0 | 0 | 0 | 0 | 651393.7782 | 660714 | 0 | 0 | 0 | 0 | 0 | 0 | 0 | 0 | 0 | 765233.6791 | 0 | 0 | 0 | 0 | 0 | -61870.256 | 0 | 0 | 0 | 0 | 52550.0342
2016-07-15 | 0 | 0 | 0 | 0 | 0 | 509576.1978 | 643060 | 0 | 0 | 0 | 0 | 0 | 0 | 0 | 0 | 0 | 631749.877 | 0 | 0 | 0 | 0 | 0 | 0 | 0 | 0 | 0 | 0 | -133483.8022
2016-07-15 01:00 | 0 | 0 | 0 | 0 | 61814.9434 | 260501.3015 | 626168 | 0 | 0 | 0 | 0 | 0 | 0 | 0 | 0 | 0 | 327898.1219 | 0 | 0 | 0 | 0 | 0 | 0 | 0 | 0 | 0 | 0 | -303851.755
2016-07-15 02:00 | 0 | 0 | 0 | 0 | 676578.1077 | 29726.1936 | 596932 | 0 | 0 | 0 | 0 | 61870.256 | 0 | 0 | 0 | 0 | 375400.1671 | 0 | 0 | 0 | 0 | 0 | 61870.256 | 0 | 0 | 0 | 0 | 47502.0452
2016-07-15 03:00 | 0 | 0 | 0 | 0 | 616036.6252 | 0 | 557655 | 0 | 0 | 0 | 0 | 0 | 0 | 0 | 0 | 0 | 495652.0484 | 0 | 0 | 0 | 0 | 0 | -61870.256 | 0 | 0 | 0 | 0 | 120251.8813
2016-07-15 04:00 | 0 | 0 | 0 | 0 | 611149.2157 | 0 | 520968 | 0 | 0 | 0 | 0 | 0 | 0 | 0 | 0 | 0 | 585833.2641 | 0 | 0 | 0 | 0 | 0 | 0 | 0 | 0 | 0 | 0 | 90181.2157
2016-07-15 05:00 | 0 | 0 | 0 | 0 | 553423.6543 | 0 | 488419 | 0 | 0 | 0 | 0 | 0 | 0 | 0 | 0 | 0 | 650837.9184 | 0 | 0 | 0 | 0 | 0 | 0 | 0 | 0 | 0 | 0 | 65004.6543
2016-07-15 06:00 | 0 | 0 | 0 | 0 | 499018.6928 | 0 | 461753 | 0 | 0 | 0 | 0 | 61870.256 | 0 | 0 | 0 | 0 | 626233.3552 | 0 | 0 | 0 | 0 | 0 | 61870.256 | 0 | 0 | 0 | 0 | -24604.5632
2016-07-15 07:00 | 0 | 0 | 0 | 0 | 449414.3023 | 0 | 442091 | 0 | 0 | 0 | 0 | 61870.256 | 0 | 0 | 0 | 0 | 633556.6574 | 0 | 0 | 0 | 0 | 0 | 0 | 0 | 0 | 0 | 0 | 7323.3023
2016-07-15 08:00 | 0 | 0 | 0 | 0 | 401340.2804 | 0 | 431829 | 0 | 0 | 0 | 0 | 61870.256 | 0 | 0 | 0 | 0 | 603067.9379 | 0 | 0 | 0 | 0 | 0 | 0 | 0 | 0 | 0 | 0 | -30488.7196
2016-07-15 09:00 | 0 | 0 | 0 | 0 | 351116.5389 | 0 | 432607 | 0 | 0 | 0 | 0 | 61870.256 | 0 | 0 | 0 | 0 | 521577.4767 | 0 | 0 | 0 | 0 | 0 | 0 | 0 | 0 | 0 | 0 | -81490.4611
2016-07-15 10:00 | 0 | 0 | 0 | 0 | 316673.1355 | 0 | 444406 | 0 | 0 | 0 | 0 | 61870.256 | 0 | 0 | 0 | 0 | 393844.6122 | 0 | 0 | 0 | 0 | 0 | 0 | 0 | 0 | 0 | 0 | -127732.8645
2016-07-15 11:00 | 0 | 0 | 0 | 0 | 258005.5002 | 1.7194 | 462733 | 0 | 0 | 0 | 0 | 61870.256 | 0 | 0 | 0 | 0 | 189118.8318 | 0 | 0 | 0 | 0 | 0 | 0 | 0 | 0 | 0 | 0 | -204725.7804
2016-07-15 12:00 | 0 | 0 | 0 | 0 | 140226.191 | 95804.7211 | 487020 | 0 | 0 | 0 | 0 | 0 | 0 | 0 | 0 | 0 | 0 | 0 | 0 | 0 | 0 | 0 | -61870.256 | 0 | 0 | 0 | 0 | -189118.8318
2016-07-15 13:00 | 0 | 0 | 0 | 0 | 97736.7961 | 419645.2039 | 517382 | 0 | 0 | 0 | 0 | 0 | 0 | 0 | 0 | 0 | 0 | 0 | 0 | 0 | 0 | 0 | 0 | 0 | 0 | 0 | 0 | 0
2016-07-15 14:00 | 0 | 0 | 0 | 0 | 0 | 611927.3715 | 548705 | 0 | 0 | 0 | 0 | 0 | 0 | 0 | 0 | 0 | 63222.3715 | 0 | 0 | 0 | 0 | 0 | 0 | 0 | 0 | 0 | 0 | 63222.3715
2016-07-15 15:00 | 0 | 0 | 0 | 0 | 0 | 699350.8418 | 577335 | 0 | 0 | 0 | 0 | 61870.256 | 0 | 0 | 0 | 0 | 123367.9573 | 0 | 0 | 0 | 0 | 0 | 61870.256 | 0 | 0 | 0 | 0 | 60145.5858
2016-07-15 16:00 | 0 | 0 | 0 | 0 | 0 | 739831.917 | 601301 | 0 | 0 | 0 | 0 | 0 | 0 | 0 | 0 | 0 | 323769.1303 | 0 | 0 | 0 | 0 | 0 | -61870.256 | 0 | 0 | 0 | 0 | 200401.173
2016-07-15 17:00 | 0 | 0 | 0 | 0 | 0 | 748226.5118 | 623336 | 0 | 0 | 0 | 0 | 0 | 0 | 0 | 0 | 0 | 448659.6421 | 0 | 0 | 0 | 0 | 0 | 0 | 0 | 0 | 0 | 0 | 124890.5118
2016-07-15 18:00 | 0 | 0 | 0 | 0 | 0 | 744413.4622 | 640286 | 0 | 0 | 0 | 0 | 61870.256 | 0 | 0 | 0 | 0 | 490916.8483 | 0 | 0 | 0 | 0 | 0 | 61870.256 | 0 | 0 | 0 | 0 | 42257.2062
2016-07-15 19:00 | 0 | 0 | 0 | 0 | 0 | 737261.5404 | 650704 | 0 | 0 | 0 | 0 | 0 | 0 | 0 | 0 | 0 | 639344.6447 | 0 | 0 | 0 | 0 | 0 | -61870.256 | 0 | 0 | 0 | 0 | 148427.7964
2016-07-15 20:00 | 0 | 0 | 0 | 0 | 0 | 734270.5627 | 657165 | 0 | 0 | 0 | 0 | 0 | 0 | 0 | 0 | 0 | 716450.2074 | 0 | 0 | 0 | 0 | 0 | 0 | 0 | 0 | 0 | 0 | 77105.5627
2016-07-15 21:00 | 0 | 0 | 0 | 0 | 0 | 725493.6706 | 657587 | 0 | 0 | 0 | 0 | 0 | 0 | 0 | 0 | 0 | 784356.878 | 0 | 0 | 0 | 0 | 0 | 0 | 0 | 0 | 0 | 0 | 67906.6706
2016-07-15 22:00 | 0 | 0 | 0 | 0 | 0 | 697063.3379 | 648192 | 0 | 0 | 0 | 0 | 0 | 0 | 0 | 0 | 0 | 833228.2159 | 0 | 0 | 0 | 0 | 0 | 0 | 0 | 0 | 0 | 0 | 48871.3379
2016-07-15 23:00 | 0 | 0 | 0 | 0 | 0 | 620032.3924 | 630495 | 0 | 0 | 0 | 0 | 0 | 0 | 0 | 0 | 0 | 822765.6084 | 0 | 0 | 0 | 0 | 0 | 0 | 0 | 0 | 0 | 0 | -10462.6076
2016-07-16 | 0 | 0 | 0 | 0 | 0 | 480284.9782 | 610563 | 0 | 0 | 0 | 0 | 61870.256 | 0 | 0 | 0 | 0 | 630617.3305 | 0 | 0 | 0 | 0 | 0 | 61870.256 | 0 | 0 | 0 | 0 | -192148.2778
2016-07-16 01:00 | 0 | 0 | 0 | 0 | 55313.2236 | 234117.0214 | 593282 | 0 | 0 | 0 | 0 | 61870.256 | 0 | 0 | 0 | 0 | 326765.5755 | 0 | 0 | 0 | 0 | 0 | 0 | 0 | 0 | 0 | 0 | -303851.755
2016-07-16 02:00 | 0 | 0 | 0 | 0 | 663833.732 | 24626.0311 | 566934 | 0 | 0 | 0 | 0 | 0 | 0 | 0 | 0 | 0 | 510161.5946 | 0 | 0 | 0 | 0 | 0 | -61870.256 | 0 | 0 | 0 | 0 | 183396.0191
2016-07-16 03:00 | 0 | 0 | 0 | 0 | 227544.245 | 0 | 531396 | 0 | 0 | 0 | 0 | 0 | 0 | 0 | 0 | 0 | 206309.8396 | 0 | 0 | 0 | 0 | 0 | 0 | 0 | 0 | 0 | 0 | -303851.755
2016-07-16 04:00 | 0 | 0 | 0 | 0 | 289620.1604 | 0 | 495930 | 0 | 0 | 0 | 0 | 0 | 0 | 0 | 0 | 0 | 0 | 0 | 0 | 0 | 0 | 0 | 0 | 0 | 0 | 0 | 0 | -206309.8396
2016-07-16 05:00 | 0 | 0 | 0 | 0 | 465615 | 0 | 465615 | 0 | 0 | 0 | 0 | 0 | 0 | 0 | 0 | 0 | 0 | 0 | 0 | 0 | 0 | 0 | 0 | 0 | 0 | 0 | 0 | 0
2016-07-16 06:00 | 0 | 0 | 0 | 0 | 441570 | 0 | 441570 | 0 | 0 | 0 | 0 | 0 | 0 | 0 | 0 | 0 | 0 | 0 | 0 | 0 | 0 | 0 | 0 | 0 | 0 | 0 | 0 | 0
2016-07-16 07:00 | 0 | 0 | 0 | 0 | 422379 | 0 | 422379 | 0 | 0 | 0 | 0 | 0 | 0 | 0 | 0 | 0 | 0 | 0 | 0 | 0 | 0 | 0 | 0 | 0 | 0 | 0 | 0 | 0
2016-07-16 08:00 | 0 | 0 | 0 | 0 | 410187 | 0 | 410187 | 0 | 0 | 0 | 0 | 0 | 0 | 0 | 0 | 0 | 0 | 0 | 0 | 0 | 0 | 0 | 0 | 0 | 0 | 0 | 0 | 0
2016-07-16 09:00 | 0 | 0 | 0 | 0 | 498386.873 | 0 | 404433 | 0 | 0 | 0 | 0 | 61870.256 | 0 | 0 | 0 | 0 | 32083.617 | 0 | 0 | 0 | 0 | 0 | 61870.256 | 0 | 0 | 0 | 0 | 32083.617
2016-07-16 10:00 | 0 | 0 | 0 | 0 | 438103.06 | 0 | 403956 | 0 | 0 | 0 | 0 | 61870.256 | 0 | 0 | 0 | 0 | 66230.677 | 0 | 0 | 0 | 0 | 0 | 0 | 0 | 0 | 0 | 0 | 34147.06
2016-07-16 11:00 | 0 | 0 | 0 | 0 | 371826.6096 | 0 | 411897 | 0 | 0 | 0 | 0 | 61870.256 | 0 | 0 | 0 | 0 | 26160.2866 | 0 | 0 | 0 | 0 | 0 | 0 | 0 | 0 | 0 | 0 | -40070.3904
2016-07-16 12:00 | 0 | 0 | 0 | 0 | 260231.7154 | 83145.7419 | 431408 | 0 | 0 | 0 | 0 | 0 | 0 | 0 | 0 | 0 | 0 | 0 | 0 | 0 | 0 | 0 | -61870.256 | 0 | 0 | 0 | 0 | -26160.2866
2016-07-16 13:00 | 0 | 0 | 0 | 0 | 86065.9162 | 374667.0838 | 460733 | 0 | 0 | 0 | 0 | 0 | 0 | 0 | 0 | 0 | 0 | 0 | 0 | 0 | 0 | 0 | 0 | 0 | 0 | 0 | 0 | 0
2016-07-16 14:00 | 0 | 0 | 0 | 0 | 0 | 572059.422 | 493000 | 0 | 0 | 0 | 0 | 0 | 0 | 0 | 0 | 0 | 79059.422 | 0 | 0 | 0 | 0 | 0 | 0 | 0 | 0 | 0 | 0 | 79059.422
2016-07-16 15:00 | 0 | 0 | 0 | 0 | 0 | 676151.8025 | 524171 | 0 | 0 | 0 | 0 | 0 | 0 | 0 | 0 | 0 | 231040.2245 | 0 | 0 | 0 | 0 | 0 | 0 | 0 | 0 | 0 | 0 | 151980.8025
2016-07-16 16:00 | 0 | 0 | 0 | 0 | 0 | 727243.4727 | 550527 | 0 | 0 | 0 | 0 | 61870.256 | 0 | 0 | 0 | 0 | 345886.4411 | 0 | 0 | 0 | 0 | 0 | 61870.256 | 0 | 0 | 0 | 0 | 114846.2166
2016-07-16 17:00 | 0 | 0 | 0 | 0 | 0 | 743336.2309 | 572417 | 0 | 0 | 0 | 0 | 61870.256 | 0 | 0 | 0 | 0 | 516805.672 | 0 | 0 | 0 | 0 | 0 | 0 | 0 | 0 | 0 | 0 | 170919.2309
2016-07-16 18:00 | 0 | 0 | 0 | 0 | 0 | 741466.7543 | 589029 | 0 | 0 | 0 | 0 | 61870.256 | 0 | 0 | 0 | 0 | 669243.4263 | 0 | 0 | 0 | 0 | 0 | 0 | 0 | 0 | 0 | 0 | 152437.7543
2016-07-16 19:00 | 0 | 0 | 0 | 0 | 0 | 734577.7428 | 600006 | 0 | 0 | 0 | 0 | 0 | 0 | 0 | 0 | 0 | 865685.4252 | 0 | 0 | 0 | 0 | 0 | -61870.256 | 0 | 0 | 0 | 0 | 196441.9988
2016-07-16 20:00 | 0 | 0 | 0 | 0 | 0 | 730934.6681 | 606513 | 0 | 0 | 0 | 0 | 61870.256 | 0 | 0 | 0 | 0 | 928236.8372 | 0 | 0 | 0 | 0 | 0 | 61870.256 | 0 | 0 | 0 | 0 | 62551.412
2016-07-16 21:00 | 0 | 0 | 0 | 0 | 0 | 722832.0215 | 608656 | 0 | 0 | 0 | 0 | 0 | 0 | 0 | 0 | 0 | 1104283.1148 | 0 | 0 | 0 | 0 | 0 | -61870.256 | 0 | 0 | 0 | 0 | 176046.2776
2016-07-16 22:00 | 0 | 0 | 0 | 0 | 0 | 698728.929 | 603469 | 0 | 0 | 0 | 0 | 0 | 0 | 0 | 0 | 0 | 1199543.0438 | 0 | 0 | 0 | 0 | 0 | 0 | 0 | 0 | 0 | 0 | 95259.929
2016-07-16 23:00 | 0 | 0 | 0 | 0 | 0 | 628068.5433 | 591077 | 0 | 0 | 0 | 0 | 61870.256 | 0 | 0 | 0 | 0 | 1174664.3311 | 0 | 0 | 0 | 0 | 0 | 61870.256 | 0 | 0 | 0 | 0 | -24878.7127
2016-07-17 | 0 | 0 | 0 | 0 | 0 | 489925.3901 | 575707 | 0 | 0 | 0 | 0 | 7430.0418 | 0 | 0 | 0 | 0 | 1143322.9355 | 0 | 0 | 0 | 0 | 0 | -54440.2143 | 0 | 0 | 0 | 0 | -31341.3956
2016-07-17 01:00 | 0 | 0 | 0 | 0 | 0 | 249064.2032 | 560346 | 0 | 0 | 0 | 0 | 0 | 0 | 0 | 0 | 0 | 839471.1804 | 0 | 0 | 0 | 0 | 0 | -7430.0418 | 0 | 0 | 0 | 0 | -303851.755
2016-07-17 02:00 | 0 | 0 | 0 | 0 | 346073.6277 | 22698.958 | 538670 | 0 | 0 | 0 | 0 | 61870.256 | 0 | 0 | 0 | 0 | 607703.5101 | 0 | 0 | 0 | 0 | 0 | 61870.256 | 0 | 0 | 0 | 0 | -231767.6704
2016-07-17 03:00 | 0 | 0 | 0 | 0 | 142769.9889 | 0 | 508492 | 0 | 0 | 0 | 0 | 0 | 0 | 0 | 0 | 0 | 303851.755 | 0 | 0 | 0 | 0 | 0 | -61870.256 | 0 | 0 | 0 | 0 | -303851.755
2016-07-17 04:00 | 0 | 0 | 0 | 0 | 173630.245 | 0 | 477482 | 0 | 0 | 0 | 0 | 0 | 0 | 0 | 0 | 0 | 0 | 0 | 0 | 0 | 0 | 0 | 0 | 0 | 0 | 0 | 0 | -303851.755
2016-07-17 05:00 | 0 | 0 | 0 | 0 | 451035 | 0 | 451035 | 0 | 0 | 0 | 0 | 0 | 0 | 0 | 0 | 0 | 0 | 0 | 0 | 0 | 0 | 0 | 0 | 0 | 0 | 0 | 0 | 0
2016-07-17 06:00 | 0 | 0 | 0 | 0 | 429643 | 0 | 429643 | 0 | 0 | 0 | 0 | 0 | 0 | 0 | 0 | 0 | 0 | 0 | 0 | 0 | 0 | 0 | 0 | 0 | 0 | 0 | 0 | 0
2016-07-17 07:00 | 0 | 0 | 0 | 0 | 411588 | 0 | 411588 | 0 | 0 | 0 | 0 | 0 | 0 | 0 | 0 | 0 | 0 | 0 | 0 | 0 | 0 | 0 | 0 | 0 | 0 | 0 | 0 | 0
2016-07-17 08:00 | 0 | 0 | 0 | 0 | 399818 | 0 | 399818 | 0 | 0 | 0 | 0 | 0 | 0 | 0 | 0 | 0 | 0 | 0 | 0 | 0 | 0 | 0 | 0 | 0 | 0 | 0 | 0 | 0
2016-07-17 09:00 | 0 | 0 | 0 | 0 | 392622 | 0 | 392622 | 0 | 0 | 0 | 0 | 0 | 0 | 0 | 0 | 0 | 0 | 0 | 0 | 0 | 0 | 0 | 0 | 0 | 0 | 0 | 0 | 0
2016-07-17 10:00 | 0 | 0 | 0 | 0 | 387527 | 0 | 387527 | 0 | 0 | 0 | 0 | 0 | 0 | 0 | 0 | 0 | 0 | 0 | 0 | 0 | 0 | 0 | 0 | 0 | 0 | 0 | 0 | 0
2016-07-17 11:00 | 0 | 0 | 0 | 0 | 391640.2804 | 0.7196 | 391641 | 0 | 0 | 0 | 0 | 0 | 0 | 0 | 0 | 0 | 0 | 0 | 0 | 0 | 0 | 0 | 0 | 0 | 0 | 0 | 0 | 0
2016-07-17 12:00 | 0 | 0 | 0 | 0 | 314548.0725 | 96762.9275 | 411311 | 0 | 0 | 0 | 0 | 0 | 0 | 0 | 0 | 0 | 0 | 0 | 0 | 0 | 0 | 0 | 0 | 0 | 0 | 0 | 0 | 0
2016-07-17 13:00 | 0 | 0 | 0 | 0 | 49462.4269 | 394647.5731 | 444110 | 0 | 0 | 0 | 0 | 0 | 0 | 0 | 0 | 0 | 0 | 0 | 0 | 0 | 0 | 0 | 0 | 0 | 0 | 0 | 0 | 0
2016-07-17 14:00 | 0 | 0 | 0 | 0 | 0 | 588455.2974 | 479639 | 0 | 0 | 0 | 0 | 0 | 0 | 0 | 0 | 0 | 108816.2974 | 0 | 0 | 0 | 0 | 0 | 0 | 0 | 0 | 0 | 0 | 108816.2974
2016-07-17 15:00 | 0 | 0 | 0 | 0 | 0 | 674193.2624 | 514092 | 0 | 0 | 0 | 0 | 61870.256 | 0 | 0 | 0 | 0 | 207047.3037 | 0 | 0 | 0 | 0 | 0 | 61870.256 | 0 | 0 | 0 | 0 | 98231.0064
2016-07-17 16:00 | 0 | 0 | 0 | 0 | 0 | 717937.8487 | 545689 | 0 | 0 | 0 | 0 | 61870.256 | 0 | 0 | 0 | 0 | 379296.1525 | 0 | 0 | 0 | 0 | 0 | 0 | 0 | 0 | 0 | 0 | 172248.8487
2016-07-17 17:00 | 0 | 0 | 0 | 0 | 0 | 731787.8395 | 571375 | 0 | 0 | 0 | 0 | 61870.256 | 0 | 0 | 0 | 0 | 539708.992 | 0 | 0 | 0 | 0 | 0 | 0 | 0 | 0 | 0 | 0 | 160412.8395
2016-07-17 18:00 | 0 | 0 | 0 | 0 | 0 | 728267.2722 | 591889 | 0 | 0 | 0 | 0 | 0 | 0 | 0 | 0 | 0 | 737957.5203 | 0 | 0 | 0 | 0 | 0 | -61870.256 | 0 | 0 | 0 | 0 | 198248.5283
2016-07-17 19:00 | 0 | 0 | 0 | 0 | 0 | 717961.2627 | 607872 | 0 | 0 | 0 | 0 | 61870.256 | 0 | 0 | 0 | 0 | 786176.5269 | 0 | 0 | 0 | 0 | 0 | 61870.256 | 0 | 0 | 0 | 0 | 48219.0067
2016-07-17 20:00 | 0 | 0 | 0 | 0 | 0 | 710896.4721 | 620128 | 0 | 0 | 0 | 0 | 0 | 0 | 0 | 0 | 0 | 938815.2551 | 0 | 0 | 0 | 0 | 0 | -61870.256 | 0 | 0 | 0 | 0 | 152638.7282
2016-07-17 21:00 | 0 | 0 | 0 | 0 | 0 | 696890.5519 | 628734 | 0 | 0 | 0 | 0 | 0 | 0 | 0 | 0 | 0 | 1006971.807 | 0 | 0 | 0 | 0 | 0 | 0 | 0 | 0 | 0 | 0 | 68156.5519
2016-07-17 22:00 | 0 | 0 | 0 | 0 | 0 | 665349.8455 | 630088 | 0 | 0 | 0 | 0 | 61870.256 | 0 | 0 | 0 | 0 | 980363.3965 | 0 | 0 | 0 | 0 | 0 | 61870.256 | 0 | 0 | 0 | 0 | -26608.4105
2016-07-17 23:00 | 0 | 0 | 0 | 0 | 0 | 594340.2425 | 622054 | 0 | 0 | 0 | 0 | 0 | 0 | 0 | 0 | 0 | 1014519.8951 | 0 | 0 | 0 | 0 | 0 | -61870.256 | 0 | 0 | 0 | 0 | 34156.4986
2016-07-18 | 0 | 0 | 0 | 0 | 0 | 461664.2172 | 608973 | 0 | 0 | 0 | 0 | 61870.256 | 0 | 0 | 0 | 0 | 805340.8563 | 0 | 0 | 0 | 0 | 0 | 61870.256 | 0 | 0 | 0 | 0 | -209179.0388
2016-07-18 01:00 | 0 | 0 | 0 | 0 | 0 | 232570.2187 | 595724 | 0 | 0 | 0 | 0 | 2568.2298 | 0 | 0 | 0 | 0 | 501489.1012 | 0 | 0 | 0 | 0 | 0 | -59302.0263 | 0 | 0 | 0 | 0 | -303851.755
2016-07-18 02:00 | 0 | 0 | 0 | 0 | 816696.1339 | 26368.0967 | 572179 | 0 | 0 | 0 | 0 | 61870.256 | 0 | 0 | 0 | 0 | 713072.3057 | 0 | 0 | 0 | 0 | 0 | 59302.0263 | 0 | 0 | 0 | 0 | 211583.2044
2016-07-18 03:00 | 0 | 0 | 0 | 0 | 174279.9889 | 0 | 540002 | 0 | 0 | 0 | 0 | 0 | 0 | 0 | 0 | 0 | 409220.5506 | 0 | 0 | 0 | 0 | 0 | -61870.256 | 0 | 0 | 0 | 0 | -303851.755
2016-07-18 04:00 | 0 | 0 | 0 | 0 | 202954.245 | 0 | 506806 | 0 | 0 | 0 | 0 | 0 | 0 | 0 | 0 | 0 | 105368.7956 | 0 | 0 | 0 | 0 | 0 | 0 | 0 | 0 | 0 | 0 | -303851.755
2016-07-18 05:00 | 0 | 0 | 0 | 0 | 372567.2044 | 0 | 477936 | 0 | 0 | 0 | 0 | 0 | 0 | 0 | 0 | 0 | 0 | 0 | 0 | 0 | 0 | 0 | 0 | 0 | 0 | 0 | 0 | -105368.7956
2016-07-18 06:00 | 0 | 0 | 0 | 0 | 455072 | 0 | 455072 | 0 | 0 | 0 | 0 | 0 | 0 | 0 | 0 | 0 | 0 | 0 | 0 | 0 | 0 | 0 | 0 | 0 | 0 | 0 | 0 | 0
2016-07-18 07:00 | 0 | 0 | 0 | 0 | 438275 | 0 | 438275 | 0 | 0 | 0 | 0 | 0 | 0 | 0 | 0 | 0 | 0 | 0 | 0 | 0 | 0 | 0 | 0 | 0 | 0 | 0 | 0 | 0
2016-07-18 08:00 | 0 | 0 | 0 | 0 | 430035 | 0 | 430035 | 0 | 0 | 0 | 0 | 0 | 0 | 0 | 0 | 0 | 0 | 0 | 0 | 0 | 0 | 0 | 0 | 0 | 0 | 0 | 0 | 0
2016-07-18 09:00 | 0 | 0 | 0 | 0 | 437942.6702 | 0 | 432780 | 0 | 0 | 0 | 0 | 0 | 0 | 0 | 0 | 0 | 5162.6702 | 0 | 0 | 0 | 0 | 0 | 0 | 0 | 0 | 0 | 0 | 5162.6702
2016-07-18 10:00 | 0 | 0 | 0 | 0 | 547912.7629 | 0 | 446146 | 0 | 0 | 0 | 0 | 61870.256 | 0 | 0 | 0 | 0 | 45059.177 | 0 | 0 | 0 | 0 | 0 | 61870.256 | 0 | 0 | 0 | 0 | 39896.5068
2016-07-18 11:00 | 0 | 0 | 0 | 0 | 498101.8358 | 0.3921 | 466590 | 0 | 0 | 0 | 0 | 0 | 0 | 0 | 0 | 0 | 138441.6609 | 0 | 0 | 0 | 0 | 0 | -61870.256 | 0 | 0 | 0 | 0 | 93382.4839
2016-07-18 12:00 | 0 | 0 | 0 | 0 | 287511.3533 | 69653.9858 | 495607 | 0 | 0 | 0 | 0 | 0 | 0 | 0 | 0 | 0 | 0 | 0 | 0 | 0 | 0 | 0 | 0 | 0 | 0 | 0 | 0 | -138441.6609
2016-07-18 13:00 | 0 | 0 | 0 | 0 | 201090.6468 | 329098.3532 | 530189 | 0 | 0 | 0 | 0 | 0 | 0 | 0 | 0 | 0 | 0 | 0 | 0 | 0 | 0 | 0 | 0 | 0 | 0 | 0 | 0 | 0
2016-07-18 14:00 | 0 | 0 | 0 | 0 | 56016.2598 | 511471.7402 | 567488 | 0 | 0 | 0 | 0 | 0 | 0 | 0 | 0 | 0 | 0 | 0 | 0 | 0 | 0 | 0 | 0 | 0 | 0 | 0 | 0 | 0
2016-07-18 15:00 | 0 | 0 | 0 | 0 | 0 | 610186.1574 | 602663 | 0 | 0 | 0 | 0 | 7523.1574 | 0 | 0 | 0 | 0 | 0 | 0 | 0 | 0 | 0 | 0 | 7523.1574 | 0 | 0 | 0 | 0 | 0
2016-07-18 16:00 | 0 | 0 | 0 | 0 | 0 | 663405.6375 | 632805 | 0 | 0 | 0 | 0 | 38123.7948 | 0 | 0 | 0 | 0 | 0 | 0 | 0 | 0 | 0 | 0 | 30600.6375 | 0 | 0 | 0 | 0 | 0
2016-07-18 17:00 | 0 | 0 | 0 | 0 | 0 | 685193.6701 | 655699 | 0 | 0 | 0 | 0 | 61870.256 | 0 | 0 | 0 | 0 | 5748.2089 | 0 | 0 | 0 | 0 | 0 | 23746.4612 | 0 | 0 | 0 | 0 | 5748.2089
2016-07-18 18:00 | 0 | 0 | 0 | 0 | 0 | 682987.7853 | 671854 | 0 | 0 | 0 | 0 | 61870.256 | 0 | 0 | 0 | 0 | 16881.9942 | 0 | 0 | 0 | 0 | 0 | 0 | 0 | 0 | 0 | 0 | 11133.7853
2016-07-18 19:00 | 0 | 0 | 0 | 0 | 0 | 670536.0703 | 678778 | 0 | 0 | 0 | 0 | 0 | 0 | 0 | 0 | 0 | 70510.3205 | 0 | 0 | 0 | 0 | 0 | -61870.256 | 0 | 0 | 0 | 0 | 53628.3264
2016-07-18 20:00 | 0 | 0 | 0 | 0 | 0 | 656933.87 | 679882 | 0 | 0 | 0 | 0 | 0 | 0 | 0 | 0 | 0 | 47562.1905 | 0 | 0 | 0 | 0 | 0 | 0 | 0 | 0 | 0 | 0 | -22948.13
2016-07-18 21:00 | 0 | 0 | 0 | 0 | 0 | 633478.1193 | 677977 | 0 | 0 | 0 | 0 | 3063.3099 | 0 | 0 | 0 | 0 | 0 | 0 | 0 | 0 | 0 | 0 | 3063.3099 | 0 | 0 | 0 | 0 | -47562.1905
2016-07-18 22:00 | 0 | 0 | 0 | 0 | 209122.3505 | 598174.7975 | 673385 | 0 | 0 | 0 | 0 | 61870.256 | 0 | 0 | 0 | 0 | 75105.2018 | 0 | 0 | 0 | 0 | 0 | 58806.9462 | 0 | 0 | 0 | 0 | 75105.2018
2016-07-18 23:00 | 0 | 0 | 0 | 0 | 0 | 525863.5421 | 662839 | 0 | 0 | 0 | 0 | 0 | 0 | 0 | 0 | 0 | 0 | 0 | 0 | 0 | 0 | 0 | -61870.256 | 0 | 0 | 0 | 0 | -75105.2018
2016-07-19 | 0 | 0 | 0 | 0 | 248110.139 | 397596.861 | 645707 | 0 | 0 | 0 | 0 | 0 | 0 | 0 | 0 | 0 | 0 | 0 | 0 | 0 | 0 | 0 | 0 | 0 | 0 | 0 | 0 | 0
2016-07-19 01:00 | 0 | 0 | 0 | 0 | 429646.8799 | 197279.1201 | 626926 | 0 | 0 | 0 | 0 | 0 | 0 | 0 | 0 | 0 | 0 | 0 | 0 | 0 | 0 | 0 | 0 | 0 | 0 | 0 | 0 | 0
2016-07-19 02:00 | 0 | 0 | 0 | 0 | 931386.9444 | 31699.0666 | 597364 | 0 | 0 | 0 | 0 | 61870.256 | 0 | 0 | 0 | 0 | 303851.755 | 0 | 0 | 0 | 0 | 0 | 61870.256 | 0 | 0 | 0 | 0 | 303851.755
2016-07-19 03:00 | 0 | 0 | 0 | 0 | 496863.744 | 0 | 558734 | 0 | 0 | 0 | 0 | 0 | 0 | 0 | 0 | 0 | 303851.755 | 0 | 0 | 0 | 0 | 0 | -61870.256 | 0 | 0 | 0 | 0 | 0
2016-07-19 04:00 | 0 | 0 | 0 | 0 | 216818.245 | 0 | 520670 | 0 | 0 | 0 | 0 | 0 | 0 | 0 | 0 | 0 | 0 | 0 | 0 | 0 | 0 | 0 | 0 | 0 | 0 | 0 | 0 | -303851.755
2016-07-19 05:00 | 0 | 0 | 0 | 0 | 488298 | 0 | 488298 | 0 | 0 | 0 | 0 | 0 | 0 | 0 | 0 | 0 | 0 | 0 | 0 | 0 | 0 | 0 | 0 | 0 | 0 | 0 | 0 | 0
2016-07-19 06:00 | 0 | 0 | 0 | 0 | 461564 | 0 | 461564 | 0 | 0 | 0 | 0 | 0 | 0 | 0 | 0 | 0 | 0 | 0 | 0 | 0 | 0 | 0 | 0 | 0 | 0 | 0 | 0 | 0
2016-07-19 07:00 | 0 | 0 | 0 | 0 | 442848 | 0 | 442848 | 0 | 0 | 0 | 0 | 0 | 0 | 0 | 0 | 0 | 0 | 0 | 0 | 0 | 0 | 0 | 0 | 0 | 0 | 0 | 0 | 0
2016-07-19 08:00 | 0 | 0 | 0 | 0 | 433311 | 0 | 433311 | 0 | 0 | 0 | 0 | 0 | 0 | 0 | 0 | 0 | 0 | 0 | 0 | 0 | 0 | 0 | 0 | 0 | 0 | 0 | 0 | 0
2016-07-19 09:00 | 0 | 0 | 0 | 0 | 435488 | 0 | 435488 | 0 | 0 | 0 | 0 | 0 | 0 | 0 | 0 | 0 | 0 | 0 | 0 | 0 | 0 | 0 | 0 | 0 | 0 | 0 | 0 | 0
2016-07-19 10:00 | 0 | 0 | 0 | 0 | 510837.256 | 0 | 448967 | 0 | 0 | 0 | 0 | 61870.256 | 0 | 0 | 0 | 0 | 0 | 0 | 0 | 0 | 0 | 0 | 61870.256 | 0 | 0 | 0 | 0 | 0
2016-07-19 11:00 | 0 | 0 | 0 | 0 | 505394.152 | 0.071778 | 468631 | 0 | 0 | 0 | 0 | 61870.256 | 0 | 0 | 0 | 0 | 36763.2238 | 0 | 0 | 0 | 0 | 0 | 0 | 0 | 0 | 0 | 0 | 36763.2238
2016-07-19 12:00 | 0 | 0 | 0 | 0 | 322585.705 | 74289.8152 | 495509 | 0 | 0 | 0 | 0 | 0 | 0 | 0 | 0 | 0 | 0 | 0 | 0 | 0 | 0 | 0 | -61870.256 | 0 | 0 | 0 | 0 | -36763.2238
2016-07-19 13:00 | 0 | 0 | 0 | 0 | 158211.4304 | 367505.5696 | 525717 | 0 | 0 | 0 | 0 | 0 | 0 | 0 | 0 | 0 | 0 | 0 | 0 | 0 | 0 | 0 | 0 | 0 | 0 | 0 | 0 | 0
2016-07-19 14:00 | 0 | 0 | 0 | 0 | 0 | 562045.4945 | 561169 | 0 | 0 | 0 | 0 | 876.4945 | 0 | 0 | 0 | 0 | 0 | 0 | 0 | 0 | 0 | 0 | 876.4945 | 0 | 0 | 0 | 0 | 0
2016-07-19 15:00 | 0 | 0 | 0 | 0 | 0 | 650348.7389 | 594934 | 0 | 0 | 0 | 0 | 56291.2334 | 0 | 0 | 0 | 0 | 0 | 0 | 0 | 0 | 0 | 0 | 55414.7389 | 0 | 0 | 0 | 0 | 0
2016-07-19 16:00 | 0 | 0 | 0 | 0 | 0 | 697417.6216 | 622824 | 0 | 0 | 0 | 0 | 61870.256 | 0 | 0 | 0 | 0 | 69014.599 | 0 | 0 | 0 | 0 | 0 | 5579.0226 | 0 | 0 | 0 | 0 | 69014.599
2016-07-19 17:00 | 0 | 0 | 0 | 0 | 0 | 702975.2105 | 644321 | 0 | 0 | 0 | 0 | 0 | 0 | 0 | 0 | 0 | 189539.0655 | 0 | 0 | 0 | 0 | 0 | -61870.256 | 0 | 0 | 0 | 0 | 120524.4665
2016-07-19 18:00 | 0 | 0 | 0 | 0 | 0 | 691308.0025 | 659831 | 0 | 0 | 0 | 0 | 0 | 0 | 0 | 0 | 0 | 221016.068 | 0 | 0 | 0 | 0 | 0 | 0 | 0 | 0 | 0 | 0 | 31477.0025
2016-07-19 19:00 | 0 | 0 | 0 | 0 | 0 | 676880.6989 | 669705 | 0 | 0 | 0 | 0 | 0 | 0 | 0 | 0 | 0 | 228191.767 | 0 | 0 | 0 | 0 | 0 | 0 | 0 | 0 | 0 | 0 | 7175.6989
2016-07-19 20:00 | 0 | 0 | 0 | 0 | 0 | 663962.1163 | 676736 | 0 | 0 | 0 | 0 | 61870.256 | 0 | 0 | 0 | 0 | 153547.6272 | 0 | 0 | 0 | 0 | 0 | 61870.256 | 0 | 0 | 0 | 0 | -74644.1397
2016-07-19 21:00 | 0 | 0 | 0 | 0 | 0 | 640162.5922 | 678202 | 0 | 0 | 0 | 0 | 61870.256 | 0 | 0 | 0 | 0 | 115508.2195 | 0 | 0 | 0 | 0 | 0 | 0 | 0 | 0 | 0 | 0 | -38039.4078
2016-07-19 22:00 | 0 | 0 | 0 | 0 | 0 | 601263.796 | 671340 | 0 | 0 | 0 | 0 | 61870.256 | 0 | 0 | 0 | 0 | 45432.0154 | 0 | 0 | 0 | 0 | 0 | 0 | 0 | 0 | 0 | 0 | -70076.204
2016-07-19 23:00 | 0 | 0 | 0 | 0 | 268185.0481 | 523219.0326 | 655422 | 0 | 0 | 0 | 0 | 0 | 0 | 0 | 0 | 0 | 243284.3522 | 0 | 0 | 0 | 0 | 0 | -61870.256 | 0 | 0 | 0 | 0 | 197852.3367
2016-07-20 | 0 | 0 | 0 | 0 | 0 | 393280.6478 | 636565 | 0 | 0 | 0 | 0 | 0 | 0 | 0 | 0 | 0 | 0 | 0 | 0 | 0 | 0 | 0 | 0 | 0 | 0 | 0 | 0 | -243284.3522
2016-07-20 01:00 | 0 | 0 | 0 | 0 | 413064.5233 | 205454.4767 | 618519 | 0 | 0 | 0 | 0 | 0 | 0 | 0 | 0 | 0 | 0 | 0 | 0 | 0 | 0 | 0 | 0 | 0 | 0 | 0 | 0 | 0
2016-07-20 02:00 | 0 | 0 | 0 | 0 | 927634.8257 | 27816.1854 | 589729 | 0 | 0 | 0 | 0 | 61870.256 | 0 | 0 | 0 | 0 | 303851.755 | 0 | 0 | 0 | 0 | 0 | 61870.256 | 0 | 0 | 0 | 0 | 303851.755
2016-07-20 03:00 | 0 | 0 | 0 | 0 | 186325.9889 | 0 | 552048 | 0 | 0 | 0 | 0 | 0 | 0 | 0 | 0 | 0 | 0 | 0 | 0 | 0 | 0 | 0 | -61870.256 | 0 | 0 | 0 | 0 | -303851.755
2016-07-20 04:00 | 0 | 0 | 0 | 0 | 514405 | 0 | 514405 | 0 | 0 | 0 | 0 | 0 | 0 | 0 | 0 | 0 | 0 | 0 | 0 | 0 | 0 | 0 | 0 | 0 | 0 | 0 | 0 | 0
2016-07-20 05:00 | 0 | 0 | 0 | 0 | 482657 | 0 | 482657 | 0 | 0 | 0 | 0 | 0 | 0 | 0 | 0 | 0 | 0 | 0 | 0 | 0 | 0 | 0 | 0 | 0 | 0 | 0 | 0 | 0
2016-07-20 06:00 | 0 | 0 | 0 | 0 | 456339 | 0 | 456339 | 0 | 0 | 0 | 0 | 0 | 0 | 0 | 0 | 0 | 0 | 0 | 0 | 0 | 0 | 0 | 0 | 0 | 0 | 0 | 0 | 0
2016-07-20 07:00 | 0 | 0 | 0 | 0 | 437311 | 0 | 437311 | 0 | 0 | 0 | 0 | 0 | 0 | 0 | 0 | 0 | 0 | 0 | 0 | 0 | 0 | 0 | 0 | 0 | 0 | 0 | 0 | 0
2016-07-20 08:00 | 0 | 0 | 0 | 0 | 427406 | 0 | 427406 | 0 | 0 | 0 | 0 | 0 | 0 | 0 | 0 | 0 | 0 | 0 | 0 | 0 | 0 | 0 | 0 | 0 | 0 | 0 | 0 | 0
2016-07-20 09:00 | 0 | 0 | 0 | 0 | 429429 | 0 | 429429 | 0 | 0 | 0 | 0 | 0 | 0 | 0 | 0 | 0 | 0 | 0 | 0 | 0 | 0 | 0 | 0 | 0 | 0 | 0 | 0 | 0
2016-07-20 10:00 | 0 | 0 | 0 | 0 | 441816 | 0 | 441816 | 0 | 0 | 0 | 0 | 0 | 0 | 0 | 0 | 0 | 0 | 0 | 0 | 0 | 0 | 0 | 0 | 0 | 0 | 0 | 0 | 0
2016-07-20 11:00 | 0 | 0 | 0 | 0 | 478759.6193 | 0.030931 | 460581 | 0 | 0 | 0 | 0 | 0 | 0 | 0 | 0 | 0 | 18178.6503 | 0 | 0 | 0 | 0 | 0 | 0 | 0 | 0 | 0 | 0 | 18178.6503
2016-07-20 12:00 | 0 | 0 | 0 | 0 | 387378.2262 | 81317.1236 | 486874 | 0 | 0 | 0 | 0 | 0 | 0 | 0 | 0 | 0 | 0 | 0 | 0 | 0 | 0 | 0 | 0 | 0 | 0 | 0 | 0 | -18178.6503
2016-07-20 13:00 | 0 | 0 | 0 | 0 | 151829.0951 | 365825.9049 | 517655 | 0 | 0 | 0 | 0 | 0 | 0 | 0 | 0 | 0 | 0 | 0 | 0 | 0 | 0 | 0 | 0 | 0 | 0 | 0 | 0 | 0
2016-07-20 14:00 | 0 | 0 | 0 | 0 | 0 | 565334.4265 | 552701 | 0 | 0 | 0 | 0 | 0 | 0 | 0 | 0 | 0 | 12633.4265 | 0 | 0 | 0 | 0 | 0 | 0 | 0 | 0 | 0 | 0 | 12633.4265
2016-07-20 15:00 | 0 | 0 | 0 | 0 | 0 | 644287.5862 | 587835 | 0 | 0 | 0 | 0 | 0 | 0 | 0 | 0 | 0 | 69086.0128 | 0 | 0 | 0 | 0 | 0 | 0 | 0 | 0 | 0 | 0 | 56452.5862
2016-07-20 16:00 | 0 | 0 | 0 | 0 | 0 | 687193.5215 | 618472 | 0 | 0 | 0 | 0 | 0 | 0 | 0 | 0 | 0 | 137807.5342 | 0 | 0 | 0 | 0 | 0 | 0 | 0 | 0 | 0 | 0 | 68721.5215
2016-07-20 17:00 | 0 | 0 | 0 | 0 | 0 | 693253.0375 | 645401 | 0 | 0 | 0 | 0 | 61870.256 | 0 | 0 | 0 | 0 | 123789.3157 | 0 | 0 | 0 | 0 | 0 | 61870.256 | 0 | 0 | 0 | 0 | -14018.2185
2016-07-20 18:00 | 0 | 0 | 0 | 0 | 0 | 682889.3241 | 666420 | 0 | 0 | 0 | 0 | 0 | 0 | 0 | 0 | 0 | 202128.8959 | 0 | 0 | 0 | 0 | 0 | -61870.256 | 0 | 0 | 0 | 0 | 78339.5802
2016-07-20 19:00 | 0 | 0 | 0 | 0 | 0 | 667234.7176 | 681326 | 0 | 0 | 0 | 0 | 0 | 0 | 0 | 0 | 0 | 188037.6135 | 0 | 0 | 0 | 0 | 0 | 0 | 0 | 0 | 0 | 0 | -14091.2824
2016-07-20 20:00 | 0 | 0 | 0 | 0 | 0 | 651099.5655 | 691916 | 0 | 0 | 0 | 0 | 61870.256 | 0 | 0 | 0 | 0 | 85350.923 | 0 | 0 | 0 | 0 | 0 | 61870.256 | 0 | 0 | 0 | 0 | -102686.6905
2016-07-20 21:00 | 0 | 0 | 0 | 0 | 0 | 623665.349 | 696978 | 0 | 0 | 0 | 0 | 61870.256 | 0 | 0 | 0 | 0 | 12038.2721 | 0 | 0 | 0 | 0 | 0 | 0 | 0 | 0 | 0 | 0 | -73312.651
2016-07-20 22:00 | 0 | 0 | 0 | 0 | 39943.4563 | 577532.0156 | 691384 | 0 | 0 | 0 | 0 | 0 | 0 | 0 | 0 | 0 | 0 | 0 | 0 | 0 | 0 | 0 | -61870.256 | 0 | 0 | 0 | 0 | -12038.2721
2016-07-20 23:00 | 0 | 0 | 0 | 0 | 240552.0045 | 499537.2516 | 678219 | 0 | 0 | 0 | 0 | 61870.256 | 0 | 0 | 0 | 0 | 0 | 0 | 0 | 0 | 0 | 0 | 61870.256 | 0 | 0 | 0 | 0 | 0
2016-07-21 | 0 | 0 | 0 | 0 | 219856.5957 | 377670.1482 | 659397 | 0 | 0 | 0 | 0 | 0 | 0 | 0 | 0 | 0 | 0 | 0 | 0 | 0 | 0 | 0 | -61870.256 | 0 | 0 | 0 | 0 | 0
2016-07-21 01:00 | 0 | 0 | 0 | 0 | 441821.8749 | 198569.1251 | 640391 | 0 | 0 | 0 | 0 | 0 | 0 | 0 | 0 | 0 | 0 | 0 | 0 | 0 | 0 | 0 | 0 | 0 | 0 | 0 | 0 | 0
2016-07-21 02:00 | 0 | 0 | 0 | 0 | 957321.1019 | 19587.9092 | 611187 | 0 | 0 | 0 | 0 | 61870.256 | 0 | 0 | 0 | 0 | 303851.755 | 0 | 0 | 0 | 0 | 0 | 61870.256 | 0 | 0 | 0 | 0 | 303851.755
2016-07-21 03:00 | 0 | 0 | 0 | 0 | 206304.9889 | 0 | 572027 | 0 | 0 | 0 | 0 | 0 | 0 | 0 | 0 | 0 | 0 | 0 | 0 | 0 | 0 | 0 | -61870.256 | 0 | 0 | 0 | 0 | -303851.755
2016-07-21 04:00 | 0 | 0 | 0 | 0 | 533254 | 0 | 533254 | 0 | 0 | 0 | 0 | 0 | 0 | 0 | 0 | 0 | 0 | 0 | 0 | 0 | 0 | 0 | 0 | 0 | 0 | 0 | 0 | 0
2016-07-21 05:00 | 0 | 0 | 0 | 0 | 498740 | 0 | 498740 | 0 | 0 | 0 | 0 | 0 | 0 | 0 | 0 | 0 | 0 | 0 | 0 | 0 | 0 | 0 | 0 | 0 | 0 | 0 | 0 | 0
2016-07-21 06:00 | 0 | 0 | 0 | 0 | 470257 | 0 | 470257 | 0 | 0 | 0 | 0 | 0 | 0 | 0 | 0 | 0 | 0 | 0 | 0 | 0 | 0 | 0 | 0 | 0 | 0 | 0 | 0 | 0
2016-07-21 07:00 | 0 | 0 | 0 | 0 | 449749 | 0 | 449749 | 0 | 0 | 0 | 0 | 0 | 0 | 0 | 0 | 0 | 0 | 0 | 0 | 0 | 0 | 0 | 0 | 0 | 0 | 0 | 0 | 0
2016-07-21 08:00 | 0 | 0 | 0 | 0 | 438554 | 0 | 438554 | 0 | 0 | 0 | 0 | 0 | 0 | 0 | 0 | 0 | 0 | 0 | 0 | 0 | 0 | 0 | 0 | 0 | 0 | 0 | 0 | 0
2016-07-21 09:00 | 0 | 0 | 0 | 0 | 440488 | 0 | 440488 | 0 | 0 | 0 | 0 | 0 | 0 | 0 | 0 | 0 | 0 | 0 | 0 | 0 | 0 | 0 | 0 | 0 | 0 | 0 | 0 | 0
2016-07-21 10:00 | 0 | 0 | 0 | 0 | 453335 | 0 | 453335 | 0 | 0 | 0 | 0 | 0 | 0 | 0 | 0 | 0 | 0 | 0 | 0 | 0 | 0 | 0 | 0 | 0 | 0 | 0 | 0 | 0
2016-07-21 11:00 | 0 | 0 | 0 | 0 | 575140.4605 | 0 | 472775 | 0 | 0 | 0 | 0 | 0 | 0 | 0 | 0 | 0 | 102365.4605 | 0 | 0 | 0 | 0 | 0 | 0 | 0 | 0 | 0 | 0 | 102365.4605
2016-07-21 12:00 | 0 | 0 | 0 | 0 | 311684.6152 | 85299.9243 | 499350 | 0 | 0 | 0 | 0 | 0 | 0 | 0 | 0 | 0 | 0 | 0 | 0 | 0 | 0 | 0 | 0 | 0 | 0 | 0 | 0 | -102365.4605
2016-07-21 13:00 | 0 | 0 | 0 | 0 | 159677.1595 | 373418.8405 | 533096 | 0 | 0 | 0 | 0 | 0 | 0 | 0 | 0 | 0 | 0 | 0 | 0 | 0 | 0 | 0 | 0 | 0 | 0 | 0 | 0 | 0
2016-07-21 14:00 | 0 | 0 | 0 | 0 | 0 | 581474.6468 | 571530 | 0 | 0 | 0 | 0 | 9944.6468 | 0 | 0 | 0 | 0 | 0 | 0 | 0 | 0 | 0 | 0 | 9944.6468 | 0 | 0 | 0 | 0 | 0
2016-07-21 15:00 | 0 | 0 | 0 | 0 | 0 | 667991.6704 | 609171 | 0 | 0 | 0 | 0 | 61870.256 | 0 | 0 | 0 | 0 | 6895.0612 | 0 | 0 | 0 | 0 | 0 | 51925.6092 | 0 | 0 | 0 | 0 | 6895.0612
2016-07-21 16:00 | 0 | 0 | 0 | 0 | 0 | 701540.525 | 640721 | 0 | 0 | 0 | 0 | 61870.256 | 0 | 0 | 0 | 0 | 67714.5862 | 0 | 0 | 0 | 0 | 0 | 0 | 0 | 0 | 0 | 0 | 60819.525
2016-07-21 17:00 | 0 | 0 | 0 | 0 | 0 | 713111.3824 | 668011 | 0 | 0 | 0 | 0 | 61870.256 | 0 | 0 | 0 | 0 | 112814.9687 | 0 | 0 | 0 | 0 | 0 | 0 | 0 | 0 | 0 | 0 | 45100.3824
2016-07-21 18:00 | 0 | 0 | 0 | 0 | 0 | 703080.2536 | 687574 | 0 | 0 | 0 | 0 | 61870.256 | 0 | 0 | 0 | 0 | 128321.2223 | 0 | 0 | 0 | 0 | 0 | 0 | 0 | 0 | 0 | 0 | 15506.2536
2016-07-21 19:00 | 0 | 0 | 0 | 0 | 0 | 687982.4516 | 699093 | 0 | 0 | 0 | 0 | 61870.256 | 0 | 0 | 0 | 0 | 117210.6739 | 0 | 0 | 0 | 0 | 0 | 0 | 0 | 0 | 0 | 0 | -11110.5484
2016-07-21 20:00 | 0 | 0 | 0 | 0 | 0 | 674351.6627 | 706996 | 0 | 0 | 0 | 0 | 0 | 0 | 0 | 0 | 0 | 146436.5926 | 0 | 0 | 0 | 0 | 0 | -61870.256 | 0 | 0 | 0 | 0 | 29225.9187
2016-07-21 21:00 | 0 | 0 | 0 | 0 | 0 | 652073.1465 | 708155 | 0 | 0 | 0 | 0 | 0 | 0 | 0 | 0 | 0 | 90354.7391 | 0 | 0 | 0 | 0 | 0 | 0 | 0 | 0 | 0 | 0 | -56081.8535
2016-07-21 22:00 | 0 | 0 | 0 | 0 | 1596.5905 | 611720.6704 | 703672 | 0 | 0 | 0 | 0 | 0 | 0 | 0 | 0 | 0 | 0 | 0 | 0 | 0 | 0 | 0 | 0 | 0 | 0 | 0 | 0 | -90354.7391
2016-07-21 23:00 | 0 | 0 | 0 | 0 | 155000.374 | 535273.626 | 690274 | 0 | 0 | 0 | 0 | 0 | 0 | 0 | 0 | 0 | 0 | 0 | 0 | 0 | 0 | 0 | 0 | 0 | 0 | 0 | 0 | 0
2016-07-22 | 0 | 0 | 0 | 0 | 262127.6182 | 410747.3818 | 672875 | 0 | 0 | 0 | 0 | 0 | 0 | 0 | 0 | 0 | 0 | 0 | 0 | 0 | 0 | 0 | 0 | 0 | 0 | 0 | 0 | 0
2016-07-22 01:00 | 0 | 0 | 0 | 0 | 515898.4823 | 200637.7737 | 654666 | 0 | 0 | 0 | 0 | 61870.256 | 0 | 0 | 0 | 0 | 0 | 0 | 0 | 0 | 0 | 0 | 61870.256 | 0 | 0 | 0 | 0 | 0
2016-07-22 02:00 | 0 | 0 | 0 | 0 | 764937.2315 | 19944.4563 | 622878 | 0 | 0 | 0 | 0 | 0 | 0 | 0 | 0 | 0 | 223873.9438 | 0 | 0 | 0 | 0 | 0 | -61870.256 | 0 | 0 | 0 | 0 | 223873.9438
2016-07-22 03:00 | 0 | 0 | 0 | 0 | 665300.8112 | 0 | 585323 | 0 | 0 | 0 | 0 | 0 | 0 | 0 | 0 | 0 | 303851.755 | 0 | 0 | 0 | 0 | 0 | 0 | 0 | 0 | 0 | 0 | 79977.8112
2016-07-22 04:00 | 0 | 0 | 0 | 0 | 243941.245 | 0 | 547793 | 0 | 0 | 0 | 0 | 0 | 0 | 0 | 0 | 0 | 0 | 0 | 0 | 0 | 0 | 0 | 0 | 0 | 0 | 0 | 0 | -303851.755
2016-07-22 05:00 | 0 | 0 | 0 | 0 | 512625 | 0 | 512625 | 0 | 0 | 0 | 0 | 0 | 0 | 0 | 0 | 0 | 0 | 0 | 0 | 0 | 0 | 0 | 0 | 0 | 0 | 0 | 0 | 0
2016-07-22 06:00 | 0 | 0 | 0 | 0 | 483330 | 0 | 483330 | 0 | 0 | 0 | 0 | 0 | 0 | 0 | 0 | 0 | 0 | 0 | 0 | 0 | 0 | 0 | 0 | 0 | 0 | 0 | 0 | 0
2016-07-22 07:00 | 0 | 0 | 0 | 0 | 462741 | 0 | 462741 | 0 | 0 | 0 | 0 | 0 | 0 | 0 | 0 | 0 | 0 | 0 | 0 | 0 | 0 | 0 | 0 | 0 | 0 | 0 | 0 | 0
2016-07-22 08:00 | 0 | 0 | 0 | 0 | 451233 | 0 | 451233 | 0 | 0 | 0 | 0 | 0 | 0 | 0 | 0 | 0 | 0 | 0 | 0 | 0 | 0 | 0 | 0 | 0 | 0 | 0 | 0 | 0
2016-07-22 09:00 | 0 | 0 | 0 | 0 | 451810 | 0 | 451810 | 0 | 0 | 0 | 0 | 0 | 0 | 0 | 0 | 0 | 0 | 0 | 0 | 0 | 0 | 0 | 0 | 0 | 0 | 0 | 0 | 0
2016-07-22 10:00 | 0 | 0 | 0 | 0 | 529329.0057 | 0 | 463057 | 0 | 0 | 0 | 0 | 0 | 0 | 0 | 0 | 0 | 66272.0057 | 0 | 0 | 0 | 0 | 0 | 0 | 0 | 0 | 0 | 0 | 66272.0057
2016-07-22 11:00 | 0 | 0 | 0 | 0 | 543751.6807 | 0 | 480339 | 0 | 0 | 0 | 0 | 0 | 0 | 0 | 0 | 0 | 129684.6864 | 0 | 0 | 0 | 0 | 0 | 0 | 0 | 0 | 0 | 0 | 63412.6807
2016-07-22 12:00 | 0 | 0 | 0 | 0 | 299800.8769 | 76720.4367 | 506206 | 0 | 0 | 0 | 0 | 0 | 0 | 0 | 0 | 0 | 0 | 0 | 0 | 0 | 0 | 0 | 0 | 0 | 0 | 0 | 0 | -129684.6864
2016-07-22 13:00 | 0 | 0 | 0 | 0 | 183575.2008 | 356768.7992 | 540344 | 0 | 0 | 0 | 0 | 0 | 0 | 0 | 0 | 0 | 0 | 0 | 0 | 0 | 0 | 0 | 0 | 0 | 0 | 0 | 0 | 0
2016-07-22 14:00 | 0 | 0 | 0 | 0 | 31926.3926 | 542818.6074 | 574745 | 0 | 0 | 0 | 0 | 0 | 0 | 0 | 0 | 0 | 0 | 0 | 0 | 0 | 0 | 0 | 0 | 0 | 0 | 0 | 0 | 0
2016-07-22 15:00 | 0 | 0 | 0 | 0 | 0 | 645867.1605 | 611626 | 0 | 0 | 0 | 0 | 34241.1605 | 0 | 0 | 0 | 0 | 0 | 0 | 0 | 0 | 0 | 0 | 34241.1605 | 0 | 0 | 0 | 0 | 0
2016-07-22 16:00 | 0 | 0 | 0 | 0 | 0 | 695149.2959 | 643805 | 0 | 0 | 0 | 0 | 0 | 0 | 0 | 0 | 0 | 85585.4564 | 0 | 0 | 0 | 0 | 0 | -34241.1605 | 0 | 0 | 0 | 0 | 85585.4564
2016-07-22 17:00 | 0 | 0 | 0 | 0 | 0 | 710795.3236 | 669636 | 0 | 0 | 0 | 0 | 0 | 0 | 0 | 0 | 0 | 126744.78 | 0 | 0 | 0 | 0 | 0 | 0 | 0 | 0 | 0 | 0 | 41159.3236
2016-07-22 18:00 | 0 | 0 | 0 | 0 | 0 | 701201.3385 | 689538 | 0 | 0 | 0 | 0 | 0 | 0 | 0 | 0 | 0 | 138408.1185 | 0 | 0 | 0 | 0 | 0 | 0 | 0 | 0 | 0 | 0 | 11663.3385
2016-07-22 19:00 | 0 | 0 | 0 | 0 | 0 | 685780.8863 | 702510 | 0 | 0 | 0 | 0 | 0 | 0 | 0 | 0 | 0 | 121679.0048 | 0 | 0 | 0 | 0 | 0 | 0 | 0 | 0 | 0 | 0 | -16729.1137
2016-07-22 20:00 | 0 | 0 | 0 | 0 | 0 | 674417.8554 | 709819 | 0 | 0 | 0 | 0 | 0 | 0 | 0 | 0 | 0 | 86277.8602 | 0 | 0 | 0 | 0 | 0 | 0 | 0 | 0 | 0 | 0 | -35401.1446
2016-07-22 21:00 | 0 | 0 | 0 | 0 | 0 | 654660.9729 | 711442 | 0 | 0 | 0 | 0 | 29496.8331 | 0 | 0 | 0 | 0 | 0 | 0 | 0 | 0 | 0 | 0 | 29496.8331 | 0 | 0 | 0 | 0 | -86277.8602
2016-07-22 22:00 | 0 | 0 | 0 | 0 | 54414.5232 | 622220.6437 | 706132 | 0 | 0 | 0 | 0 | 0 | 0 | 0 | 0 | 0 | 0 | 0 | 0 | 0 | 0 | 0 | -29496.8331 | 0 | 0 | 0 | 0 | 0
2016-07-22 23:00 | 0 | 0 | 0 | 0 | 388430.0354 | 550189.0215 | 692225 | 0 | 0 | 0 | 0 | 61870.256 | 0 | 0 | 0 | 0 | 184523.8009 | 0 | 0 | 0 | 0 | 0 | 61870.256 | 0 | 0 | 0 | 0 | 184523.8009
2016-07-23 | 0 | 0 | 0 | 0 | 0 | 425368.9431 | 671763 | 0 | 0 | 0 | 0 | 0 | 0 | 0 | 0 | 0 | 0 | 0 | 0 | 0 | 0 | 0 | -61870.256 | 0 | 0 | 0 | 0 | -184523.8009
2016-07-23 01:00 | 0 | 0 | 0 | 0 | 758823.5042 | 197011.2508 | 651983 | 0 | 0 | 0 | 0 | 0 | 0 | 0 | 0 | 0 | 303851.755 | 0 | 0 | 0 | 0 | 0 | 0 | 0 | 0 | 0 | 0 | 303851.755
2016-07-23 02:00 | 0 | 0 | 0 | 0 | 972941.3264 | 15515.6847 | 622735 | 0 | 0 | 0 | 0 | 61870.256 | 0 | 0 | 0 | 0 | 607703.5101 | 0 | 0 | 0 | 0 | 0 | 61870.256 | 0 | 0 | 0 | 0 | 303851.755
2016-07-23 03:00 | 0 | 0 | 0 | 0 | 219712.9889 | 0 | 585435 | 0 | 0 | 0 | 0 | 0 | 0 | 0 | 0 | 0 | 303851.755 | 0 | 0 | 0 | 0 | 0 | -61870.256 | 0 | 0 | 0 | 0 | -303851.755
2016-07-23 04:00 | 0 | 0 | 0 | 0 | 244448.245 | 0 | 548300 | 0 | 0 | 0 | 0 | 0 | 0 | 0 | 0 | 0 | 0 | 0 | 0 | 0 | 0 | 0 | 0 | 0 | 0 | 0 | 0 | -303851.755
2016-07-23 05:00 | 0 | 0 | 0 | 0 | 513775 | 0 | 513775 | 0 | 0 | 0 | 0 | 0 | 0 | 0 | 0 | 0 | 0 | 0 | 0 | 0 | 0 | 0 | 0 | 0 | 0 | 0 | 0 | 0
2016-07-23 06:00 | 0 | 0 | 0 | 0 | 485017 | 0 | 485017 | 0 | 0 | 0 | 0 | 0 | 0 | 0 | 0 | 0 | 0 | 0 | 0 | 0 | 0 | 0 | 0 | 0 | 0 | 0 | 0 | 0
2016-07-23 07:00 | 0 | 0 | 0 | 0 | 462396 | 0 | 462396 | 0 | 0 | 0 | 0 | 0 | 0 | 0 | 0 | 0 | 0 | 0 | 0 | 0 | 0 | 0 | 0 | 0 | 0 | 0 | 0 | 0
2016-07-23 08:00 | 0 | 0 | 0 | 0 | 446904 | 0 | 446904 | 0 | 0 | 0 | 0 | 0 | 0 | 0 | 0 | 0 | 0 | 0 | 0 | 0 | 0 | 0 | 0 | 0 | 0 | 0 | 0 | 0
2016-07-23 09:00 | 0 | 0 | 0 | 0 | 438752 | 0 | 438752 | 0 | 0 | 0 | 0 | 0 | 0 | 0 | 0 | 0 | 0 | 0 | 0 | 0 | 0 | 0 | 0 | 0 | 0 | 0 | 0 | 0
2016-07-23 10:00 | 0 | 0 | 0 | 0 | 436738 | 0 | 436738 | 0 | 0 | 0 | 0 | 0 | 0 | 0 | 0 | 0 | 0 | 0 | 0 | 0 | 0 | 0 | 0 | 0 | 0 | 0 | 0 | 0
2016-07-23 11:00 | 0 | 0 | 0 | 0 | 444141 | 0 | 444141 | 0 | 0 | 0 | 0 | 0 | 0 | 0 | 0 | 0 | 0 | 0 | 0 | 0 | 0 | 0 | 0 | 0 | 0 | 0 | 0 | 0
2016-07-23 12:00 | 0 | 0 | 0 | 0 | 399465.1804 | 70302.8196 | 469768 | 0 | 0 | 0 | 0 | 0 | 0 | 0 | 0 | 0 | 0 | 0 | 0 | 0 | 0 | 0 | 0 | 0 | 0 | 0 | 0 | 0
2016-07-23 13:00 | 0 | 0 | 0 | 0 | 115068.4283 | 392005.5717 | 507074 | 0 | 0 | 0 | 0 | 0 | 0 | 0 | 0 | 0 | 0 | 0 | 0 | 0 | 0 | 0 | 0 | 0 | 0 | 0 | 0 | 0
2016-07-23 14:00 | 0 | 0 | 0 | 0 | 0 | 585659.0168 | 548202 | 0 | 0 | 0 | 0 | 0 | 0 | 0 | 0 | 0 | 37457.0168 | 0 | 0 | 0 | 0 | 0 | 0 | 0 | 0 | 0 | 0 | 37457.0168
2016-07-23 15:00 | 0 | 0 | 0 | 0 | 0 | 697377.4311 | 587785 | 0 | 0 | 0 | 0 | 61870.256 | 0 | 0 | 0 | 0 | 85179.1919 | 0 | 0 | 0 | 0 | 0 | 61870.256 | 0 | 0 | 0 | 0 | 47722.1751
2016-07-23 16:00 | 0 | 0 | 0 | 0 | 0 | 733659.3985 | 621140 | 0 | 0 | 0 | 0 | 0 | 0 | 0 | 0 | 0 | 259568.8464 | 0 | 0 | 0 | 0 | 0 | -61870.256 | 0 | 0 | 0 | 0 | 174389.6545
2016-07-23 17:00 | 0 | 0 | 0 | 0 | 0 | 743753.212 | 644617 | 0 | 0 | 0 | 0 | 0 | 0 | 0 | 0 | 0 | 358705.0585 | 0 | 0 | 0 | 0 | 0 | 0 | 0 | 0 | 0 | 0 | 99136.212
2016-07-23 18:00 | 0 | 0 | 0 | 0 | 0 | 739828.863 | 662366 | 0 | 0 | 0 | 0 | 61870.256 | 0 | 0 | 0 | 0 | 374297.6654 | 0 | 0 | 0 | 0 | 0 | 61870.256 | 0 | 0 | 0 | 0 | 15592.607
2016-07-23 19:00 | 0 | 0 | 0 | 0 | 0 | 731836.628 | 673513 | 0 | 0 | 0 | 0 | 61870.256 | 0 | 0 | 0 | 0 | 432621.2934 | 0 | 0 | 0 | 0 | 0 | 0 | 0 | 0 | 0 | 0 | 58323.628
2016-07-23 20:00 | 0 | 0 | 0 | 0 | 0 | 728168.7574 | 680986 | 0 | 0 | 0 | 0 | 0 | 0 | 0 | 0 | 0 | 541674.3068 | 0 | 0 | 0 | 0 | 0 | -61870.256 | 0 | 0 | 0 | 0 | 109053.0134
2016-07-23 21:00 | 0 | 0 | 0 | 0 | 0 | 717325.7129 | 683097 | 0 | 0 | 0 | 0 | 61870.256 | 0 | 0 | 0 | 0 | 514032.7637 | 0 | 0 | 0 | 0 | 0 | 61870.256 | 0 | 0 | 0 | 0 | -27641.5431
2016-07-23 22:00 | 0 | 0 | 0 | 0 | 0 | 688170.0373 | 677117 | 0 | 0 | 0 | 0 | 0 | 0 | 0 | 0 | 0 | 586956.057 | 0 | 0 | 0 | 0 | 0 | -61870.256 | 0 | 0 | 0 | 0 | 72923.2933
2016-07-23 23:00 | 0 | 0 | 0 | 0 | 0 | 615315.608 | 661899 | 0 | 0 | 0 | 0 | 0 | 0 | 0 | 0 | 0 | 540372.665 | 0 | 0 | 0 | 0 | 0 | 0 | 0 | 0 | 0 | 0 | -46583.392
2016-07-24 | 0 | 0 | 0 | 0 | 0 | 478477.8916 | 643422 | 0 | 0 | 0 | 0 | 0 | 0 | 0 | 0 | 0 | 375428.5566 | 0 | 0 | 0 | 0 | 0 | 0 | 0 | 0 | 0 | 0 | -164944.1084
2016-07-24 01:00 | 0 | 0 | 0 | 0 | 84011.0437 | 238445.2013 | 626308 | 0 | 0 | 0 | 0 | 0 | 0 | 0 | 0 | 0 | 71576.8016 | 0 | 0 | 0 | 0 | 0 | 0 | 0 | 0 | 0 | 0 | -303851.755
2016-07-24 02:00 | 0 | 0 | 0 | 0 | 947366.2375 | 17589.7736 | 599234 | 0 | 0 | 0 | 0 | 61870.256 | 0 | 0 | 0 | 0 | 375428.5566 | 0 | 0 | 0 | 0 | 0 | 61870.256 | 0 | 0 | 0 | 0 | 303851.755
2016-07-24 03:00 | 0 | 0 | 0 | 0 | 431969.9424 | 0 | 565417 | 0 | 0 | 0 | 0 | 0 | 0 | 0 | 0 | 0 | 303851.755 | 0 | 0 | 0 | 0 | 0 | -61870.256 | 0 | 0 | 0 | 0 | -71576.8016
2016-07-24 04:00 | 0 | 0 | 0 | 0 | 227194.245 | 0 | 531046 | 0 | 0 | 0 | 0 | 0 | 0 | 0 | 0 | 0 | 0 | 0 | 0 | 0 | 0 | 0 | 0 | 0 | 0 | 0 | 0 | -303851.755
2016-07-24 05:00 | 0 | 0 | 0 | 0 | 499365 | 0 | 499365 | 0 | 0 | 0 | 0 | 0 | 0 | 0 | 0 | 0 | 0 | 0 | 0 | 0 | 0 | 0 | 0 | 0 | 0 | 0 | 0 | 0
2016-07-24 06:00 | 0 | 0 | 0 | 0 | 472698 | 0 | 472698 | 0 | 0 | 0 | 0 | 0 | 0 | 0 | 0 | 0 | 0 | 0 | 0 | 0 | 0 | 0 | 0 | 0 | 0 | 0 | 0 | 0
2016-07-24 07:00 | 0 | 0 | 0 | 0 | 451439 | 0 | 451439 | 0 | 0 | 0 | 0 | 0 | 0 | 0 | 0 | 0 | 0 | 0 | 0 | 0 | 0 | 0 | 0 | 0 | 0 | 0 | 0 | 0
2016-07-24 08:00 | 0 | 0 | 0 | 0 | 436259 | 0 | 436259 | 0 | 0 | 0 | 0 | 0 | 0 | 0 | 0 | 0 | 0 | 0 | 0 | 0 | 0 | 0 | 0 | 0 | 0 | 0 | 0 | 0
2016-07-24 09:00 | 0 | 0 | 0 | 0 | 427100 | 0 | 427100 | 0 | 0 | 0 | 0 | 0 | 0 | 0 | 0 | 0 | 0 | 0 | 0 | 0 | 0 | 0 | 0 | 0 | 0 | 0 | 0 | 0
2016-07-24 10:00 | 0 | 0 | 0 | 0 | 422282 | 0 | 422282 | 0 | 0 | 0 | 0 | 0 | 0 | 0 | 0 | 0 | 0 | 0 | 0 | 0 | 0 | 0 | 0 | 0 | 0 | 0 | 0 | 0
2016-07-24 11:00 | 0 | 0 | 0 | 0 | 542559.2832 | 0 | 426061 | 0 | 0 | 0 | 0 | 0 | 0 | 0 | 0 | 0 | 116498.2832 | 0 | 0 | 0 | 0 | 0 | 0 | 0 | 0 | 0 | 0 | 116498.2832
2016-07-24 12:00 | 0 | 0 | 0 | 0 | 268821.9101 | 61738.8067 | 447059 | 0 | 0 | 0 | 0 | 0 | 0 | 0 | 0 | 0 | 0 | 0 | 0 | 0 | 0 | 0 | 0 | 0 | 0 | 0 | 0 | -116498.2832
2016-07-24 13:00 | 0 | 0 | 0 | 0 | 135937.4607 | 344976.5393 | 480914 | 0 | 0 | 0 | 0 | 0 | 0 | 0 | 0 | 0 | 0 | 0 | 0 | 0 | 0 | 0 | 0 | 0 | 0 | 0 | 0 | 0
2016-07-24 14:00 | 0 | 0 | 0 | 0 | 0 | 533051.2058 | 520133 | 0 | 0 | 0 | 0 | 0 | 0 | 0 | 0 | 0 | 12918.2058 | 0 | 0 | 0 | 0 | 0 | 0 | 0 | 0 | 0 | 0 | 12918.2058
2016-07-24 15:00 | 0 | 0 | 0 | 0 | 0 | 651162.0155 | 558015 | 0 | 0 | 0 | 0 | 61870.256 | 0 | 0 | 0 | 0 | 44194.9653 | 0 | 0 | 0 | 0 | 0 | 61870.256 | 0 | 0 | 0 | 0 | 31276.7595
2016-07-24 16:00 | 0 | 0 | 0 | 0 | 0 | 700854.3464 | 591243 | 0 | 0 | 0 | 0 | 0 | 0 | 0 | 0 | 0 | 215676.5678 | 0 | 0 | 0 | 0 | 0 | -61870.256 | 0 | 0 | 0 | 0 | 171481.6024
2016-07-24 17:00 | 0 | 0 | 0 | 0 | 0 | 708139.5897 | 618086 | 0 | 0 | 0 | 0 | 0 | 0 | 0 | 0 | 0 | 305730.1575 | 0 | 0 | 0 | 0 | 0 | 0 | 0 | 0 | 0 | 0 | 90053.5897
2016-07-24 18:00 | 0 | 0 | 0 | 0 | 0 | 698074.4002 | 639300 | 0 | 0 | 0 | 0 | 0 | 0 | 0 | 0 | 0 | 364504.5577 | 0 | 0 | 0 | 0 | 0 | 0 | 0 | 0 | 0 | 0 | 58774.4002
2016-07-24 19:00 | 0 | 0 | 0 | 0 | 0 | 682590.1461 | 654798 | 0 | 0 | 0 | 0 | 0 | 0 | 0 | 0 | 0 | 392296.7038 | 0 | 0 | 0 | 0 | 0 | 0 | 0 | 0 | 0 | 0 | 27792.1461
2016-07-24 20:00 | 0 | 0 | 0 | 0 | 0 | 668982.219 | 666727 | 0 | 0 | 0 | 0 | 0 | 0 | 0 | 0 | 0 | 394551.9228 | 0 | 0 | 0 | 0 | 0 | 0 | 0 | 0 | 0 | 0 | 2255.219
2016-07-24 21:00 | 0 | 0 | 0 | 0 | 0 | 654794.6683 | 674628 | 0 | 0 | 0 | 0 | 61870.256 | 0 | 0 | 0 | 0 | 312848.335 | 0 | 0 | 0 | 0 | 0 | 61870.256 | 0 | 0 | 0 | 0 | -81703.5878
2016-07-24 22:00 | 0 | 0 | 0 | 0 | 0 | 622877.2558 | 674912 | 0 | 0 | 0 | 0 | 0 | 0 | 0 | 0 | 0 | 322683.8469 | 0 | 0 | 0 | 0 | 0 | -61870.256 | 0 | 0 | 0 | 0 | 9835.5119
2016-07-24 23:00 | 0 | 0 | 0 | 0 | 0 | 553057.8211 | 664359 | 0 | 0 | 0 | 0 | 0 | 0 | 0 | 0 | 0 | 211382.668 | 0 | 0 | 0 | 0 | 0 | 0 | 0 | 0 | 0 | 0 | -111301.1789
2016-07-25 | 0 | 0 | 0 | 0 | 378326.726 | 419880.7246 | 649454 | 0 | 0 | 0 | 0 | 0 | 0 | 0 | 0 | 0 | 360136.1186 | 0 | 0 | 0 | 0 | 0 | 0 | 0 | 0 | 0 | 0 | 148753.4507
2016-07-25 01:00 | 0 | 0 | 0 | 0 | 342948.8566 | 210328.2268 | 634444 | 0 | 0 | 0 | 0 | 0 | 0 | 0 | 0 | 0 | 278969.202 | 0 | 0 | 0 | 0 | 0 | 0 | 0 | 0 | 0 | 0 | -81166.9166
2016-07-25 02:00 | 0 | 0 | 0 | 0 | 676490.7014 | 15456.1076 | 605194 | 0 | 0 | 0 | 0 | 61870.256 | 0 | 0 | 0 | 0 | 303851.755 | 0 | 0 | 0 | 0 | 0 | 61870.256 | 0 | 0 | 0 | 0 | 24882.553
2016-07-25 03:00 | 0 | 0 | 0 | 0 | 204515.9889 | 0 | 570238 | 0 | 0 | 0 | 0 | 0 | 0 | 0 | 0 | 0 | 0 | 0 | 0 | 0 | 0 | 0 | -61870.256 | 0 | 0 | 0 | 0 | -303851.755
2016-07-25 04:00 | 0 | 0 | 0 | 0 | 536805 | 0 | 536805 | 0 | 0 | 0 | 0 | 0 | 0 | 0 | 0 | 0 | 0 | 0 | 0 | 0 | 0 | 0 | 0 | 0 | 0 | 0 | 0 | 0
2016-07-25 05:00 | 0 | 0 | 0 | 0 | 505415 | 0 | 505415 | 0 | 0 | 0 | 0 | 0 | 0 | 0 | 0 | 0 | 0 | 0 | 0 | 0 | 0 | 0 | 0 | 0 | 0 | 0 | 0 | 0
2016-07-25 06:00 | 0 | 0 | 0 | 0 | 556260.3178 | 0 | 479358 | 0 | 0 | 0 | 0 | 61870.256 | 0 | 0 | 0 | 0 | 15032.0618 | 0 | 0 | 0 | 0 | 0 | 61870.256 | 0 | 0 | 0 | 0 | 15032.0618
2016-07-25 07:00 | 0 | 0 | 0 | 0 | 627430.5522 | 0 | 460062 | 0 | 0 | 0 | 0 | 61870.256 | 0 | 0 | 0 | 0 | 182400.6139 | 0 | 0 | 0 | 0 | 0 | 0 | 0 | 0 | 0 | 0 | 167368.5522
2016-07-25 08:00 | 0 | 0 | 0 | 0 | 610095.3479 | 0 | 450411 | 0 | 0 | 0 | 0 | 61870.256 | 0 | 0 | 0 | 0 | 342084.9619 | 0 | 0 | 0 | 0 | 0 | 0 | 0 | 0 | 0 | 0 | 159684.3479
2016-07-25 09:00 | 0 | 0 | 0 | 0 | 532763.5564 | 0 | 451810 | 0 | 0 | 0 | 0 | 0 | 0 | 0 | 0 | 0 | 484908.7743 | 0 | 0 | 0 | 0 | 0 | -61870.256 | 0 | 0 | 0 | 0 | 142823.8125
2016-07-25 10:00 | 0 | 0 | 0 | 0 | 450565.0056 | 0 | 464579 | 0 | 0 | 0 | 0 | 0 | 0 | 0 | 0 | 0 | 470894.7799 | 0 | 0 | 0 | 0 | 0 | 0 | 0 | 0 | 0 | 0 | -14013.9944
2016-07-25 11:00 | 0 | 0 | 0 | 0 | 381789.0631 | 0 | 484904 | 0 | 0 | 0 | 0 | 0 | 0 | 0 | 0 | 0 | 367779.8429 | 0 | 0 | 0 | 0 | 0 | 0 | 0 | 0 | 0 | 0 | -103114.9369
2016-07-25 12:00 | 0 | 0 | 0 | 0 | 193987.5503 | 58474.0455 | 513142 | 0 | 0 | 0 | 0 | 0 | 0 | 0 | 0 | 0 | 107099.4387 | 0 | 0 | 0 | 0 | 0 | 0 | 0 | 0 | 0 | 0 | -260680.4042
2016-07-25 13:00 | 0 | 0 | 0 | 0 | 133472.3634 | 306013.1979 | 546585 | 0 | 0 | 0 | 0 | 0 | 0 | 0 | 0 | 0 | 0 | 0 | 0 | 0 | 0 | 0 | 0 | 0 | 0 | 0 | 0 | -107099.4387
2016-07-25 14:00 | 0 | 0 | 0 | 0 | 67875.8812 | 517123.1188 | 584999 | 0 | 0 | 0 | 0 | 0 | 0 | 0 | 0 | 0 | 0 | 0 | 0 | 0 | 0 | 0 | 0 | 0 | 0 | 0 | 0 | 0
2016-07-25 15:00 | 0 | 0 | 0 | 0 | 0 | 624914.2501 | 623644 | 0 | 0 | 0 | 0 | 1270.2501 | 0 | 0 | 0 | 0 | 0 | 0 | 0 | 0 | 0 | 0 | 1270.2501 | 0 | 0 | 0 | 0 | 0
2016-07-25 16:00 | 0 | 0 | 0 | 0 | 0 | 668776.8051 | 655225 | 0 | 0 | 0 | 0 | 0 | 0 | 0 | 0 | 0 | 14822.0552 | 0 | 0 | 0 | 0 | 0 | -1270.2501 | 0 | 0 | 0 | 0 | 14822.0552
2016-07-25 17:00 | 0 | 0 | 0 | 0 | 0 | 676031.8733 | 680782 | 0 | 0 | 0 | 0 | 0 | 0 | 0 | 0 | 0 | 10071.9286 | 0 | 0 | 0 | 0 | 0 | 0 | 0 | 0 | 0 | 0 | -4750.1267
2016-07-25 18:00 | 0 | 0 | 0 | 0 | 17223.0683 | 672134.0032 | 699429 | 0 | 0 | 0 | 0 | 0 | 0 | 0 | 0 | 0 | 0 | 0 | 0 | 0 | 0 | 0 | 0 | 0 | 0 | 0 | 0 | -10071.9286
2016-07-25 19:00 | 0 | 0 | 0 | 0 | 139670.2157 | 655425.6366 | 711269 | 0 | 0 | 0 | 0 | 61870.256 | 0 | 0 | 0 | 0 | 21956.5963 | 0 | 0 | 0 | 0 | 0 | 61870.256 | 0 | 0 | 0 | 0 | 21956.5963
2016-07-25 20:00 | 0 | 0 | 0 | 0 | 203302.8336 | 643760.9132 | 716310 | 0 | 0 | 0 | 0 | 0 | 0 | 0 | 0 | 0 | 214580.5991 | 0 | 0 | 0 | 0 | 0 | -61870.256 | 0 | 0 | 0 | 0 | 192624.0028
2016-07-25 21:00 | 0 | 0 | 0 | 0 | 212240.9456 | 617924.8187 | 716023 | 0 | 0 | 0 | 0 | 61870.256 | 0 | 0 | 0 | 0 | 266853.1074 | 0 | 0 | 0 | 0 | 0 | 61870.256 | 0 | 0 | 0 | 0 | 52272.5083
2016-07-25 22:00 | 0 | 0 | 0 | 0 | 228508.1436 | 575077.5071 | 709531 | 0 | 0 | 0 | 0 | 61870.256 | 0 | 0 | 0 | 0 | 360907.7581 | 0 | 0 | 0 | 0 | 0 | 0 | 0 | 0 | 0 | 0 | 94054.6508
2016-07-25 23:00 | 0 | 0 | 0 | 0 | 262107.1912 | 497597.7796 | 694428 | 0 | 0 | 0 | 0 | 61870.256 | 0 | 0 | 0 | 0 | 426184.7289 | 0 | 0 | 0 | 0 | 0 | 0 | 0 | 0 | 0 | 0 | 65276.9708
2016-07-26 | 0 | 0 | 0 | 0 | 344939.8037 | 373232.583 | 676132 | 0 | 0 | 0 | 0 | 0 | 0 | 0 | 0 | 0 | 530095.3717 | 0 | 0 | 0 | 0 | 0 | -61870.256 | 0 | 0 | 0 | 0 | 103910.6427
2016-07-26 01:00 | 0 | 0 | 0 | 0 | 572091.2389 | 186347.3342 | 655962 | 0 | 0 | 0 | 0 | 0 | 0 | 0 | 0 | 0 | 632571.9448 | 0 | 0 | 0 | 0 | 0 | 0 | 0 | 0 | 0 | 0 | 102476.5731
2016-07-26 02:00 | 0 | 0 | 0 | 0 | 757302.0363 | 15823.4215 | 623004 | 0 | 0 | 0 | 0 | 61870.256 | 0 | 0 | 0 | 0 | 720823.1465 | 0 | 0 | 0 | 0 | 0 | 61870.256 | 0 | 0 | 0 | 0 | 88251.2017
2016-07-26 03:00 | 0 | 0 | 0 | 0 | 781095.981 | 0 | 581261 | 0 | 0 | 0 | 0 | 0 | 0 | 0 | 0 | 0 | 982528.3835 | 0 | 0 | 0 | 0 | 0 | -61870.256 | 0 | 0 | 0 | 0 | 261705.237
2016-07-26 04:00 | 0 | 0 | 0 | 0 | 758970.6886 | 0 | 543580 | 0 | 0 | 0 | 0 | 0 | 0 | 0 | 0 | 0 | 1197919.0721 | 0 | 0 | 0 | 0 | 0 | 0 | 0 | 0 | 0 | 0 | 215390.6886
2016-07-26 05:00 | 0 | 0 | 0 | 0 | 708083.2666 | 0 | 508876 | 0 | 0 | 0 | 0 | 0 | 0 | 0 | 0 | 0 | 1397126.3386 | 0 | 0 | 0 | 0 | 0 | 0 | 0 | 0 | 0 | 0 | 199207.2666
2016-07-26 06:00 | 0 | 0 | 0 | 0 | 646642.5458 | 0 | 480696 | 0 | 0 | 0 | 0 | 61870.256 | 0 | 0 | 0 | 0 | 1501202.6284 | 0 | 0 | 0 | 0 | 0 | 61870.256 | 0 | 0 | 0 | 0 | 104076.2897
2016-07-26 07:00 | 0 | 0 | 0 | 0 | 587598.7362 | 0 | 460391 | 0 | 0 | 0 | 0 | 61870.256 | 0 | 0 | 0 | 0 | 1628410.3645 | 0 | 0 | 0 | 0 | 0 | 0 | 0 | 0 | 0 | 0 | 127207.7362
2016-07-26 08:00 | 0 | 0 | 0 | 0 | 546496.3263 | 0 | 449809 | 0 | 0 | 0 | 0 | 0 | 0 | 0 | 0 | 0 | 1786967.9468 | 0 | 0 | 0 | 0 | 0 | -61870.256 | 0 | 0 | 0 | 0 | 158557.5823
2016-07-26 09:00 | 0 | 0 | 0 | 0 | 494129.6481 | 0 | 451638 | 0 | 0 | 0 | 0 | 61870.256 | 0 | 0 | 0 | 0 | 1767589.3389 | 0 | 0 | 0 | 0 | 0 | 61870.256 | 0 | 0 | 0 | 0 | -19378.6079
2016-07-26 10:00 | 0 | 0 | 0 | 0 | 448810.8031 | 0 | 465570 | 0 | 0 | 0 | 0 | 0 | 0 | 0 | 0 | 0 | 1812700.398 | 0 | 0 | 0 | 0 | 0 | -61870.256 | 0 | 0 | 0 | 0 | 45111.0591
2016-07-26 11:00 | 0 | 0 | 0 | 0 | 389038.1907 | 0 | 484569 | 0 | 0 | 0 | 0 | 0 | 0 | 0 | 0 | 0 | 1717169.5887 | 0 | 0 | 0 | 0 | 0 | 0 | 0 | 0 | 0 | 0 | -95530.8093
2016-07-26 12:00 | 0 | 0 | 0 | 0 | 203605.969 | 47728.8772 | 509911 | 0 | 0 | 0 | 0 | 0 | 0 | 0 | 0 | 0 | 1458593.4349 | 0 | 0 | 0 | 0 | 0 | 0 | 0 | 0 | 0 | 0 | -258576.1538
2016-07-26 13:00 | 0 | 0 | 0 | 0 | 134419.6763 | 279856.8386 | 540417 | 0 | 0 | 0 | 0 | 61870.256 | 0 | 0 | 0 | 0 | 1270582.6937 | 0 | 0 | 0 | 0 | 0 | 61870.256 | 0 | 0 | 0 | 0 | -188010.7411
2016-07-26 14:00 | 0 | 0 | 0 | 0 | 193111.7745 | 498957.6071 | 576926 | 0 | 0 | 0 | 0 | 61870.256 | 0 | 0 | 0 | 0 | 1385726.0753 | 0 | 0 | 0 | 0 | 0 | 0 | 0 | 0 | 0 | 0 | 115143.3816
2016-07-26 15:00 | 0 | 0 | 0 | 0 | 204798.4668 | 607324.3219 | 612758 | 0 | 0 | 0 | 0 | 61870.256 | 0 | 0 | 0 | 0 | 1585090.864 | 0 | 0 | 0 | 0 | 0 | 0 | 0 | 0 | 0 | 0 | 199364.7886
2016-07-26 16:00 | 0 | 0 | 0 | 0 | 187492.5709 | 664553.8431 | 643650 | 0 | 0 | 0 | 0 | 0 | 0 | 0 | 0 | 0 | 1855357.534 | 0 | 0 | 0 | 0 | 0 | -61870.256 | 0 | 0 | 0 | 0 | 270266.67
2016-07-26 17:00 | 0 | 0 | 0 | 0 | 175620.5568 | 677749.8554 | 669322 | 0 | 0 | 0 | 0 | 0 | 0 | 0 | 0 | 0 | 2039405.9462 | 0 | 0 | 0 | 0 | 0 | 0 | 0 | 0 | 0 | 0 | 184048.4122
2016-07-26 18:00 | 0 | 0 | 0 | 0 | 164569.2571 | 670326.7765 | 688128 | 0 | 0 | 0 | 0 | 0 | 0 | 0 | 0 | 0 | 2186173.9797 | 0 | 0 | 0 | 0 | 0 | 0 | 0 | 0 | 0 | 0 | 146768.0335
2016-07-26 19:00 | 0 | 0 | 0 | 0 | 155392.0018 | 653470.085 | 700540 | 0 | 0 | 0 | 0 | 0 | 0 | 0 | 0 | 0 | 2294496.0666 | 0 | 0 | 0 | 0 | 0 | 0 | 0 | 0 | 0 | 0 | 108322.0868
2016-07-26 20:00 | 0 | 0 | 0 | 0 | 153387.5275 | 636895.1719 | 708679 | 0 | 0 | 0 | 0 | 0 | 0 | 0 | 0 | 0 | 2376099.766 | 0 | 0 | 0 | 0 | 0 | 0 | 0 | 0 | 0 | 0 | 81603.6994
2016-07-26 21:00 | 0 | 0 | 0 | 0 | 167927.6494 | 609527.3964 | 711359 | 0 | 0 | 0 | 0 | 0 | 0 | 0 | 0 | 0 | 2442195.8118 | 0 | 0 | 0 | 0 | 0 | 0 | 0 | 0 | 0 | 0 | 66096.0458
2016-07-26 22:00 | 0 | 0 | 0 | 0 | 202174.4816 | 570412.7999 | 706608 | 0 | 0 | 0 | 0 | 0 | 0 | 0 | 0 | 0 | 2508175.0932 | 0 | 0 | 0 | 0 | 0 | 0 | 0 | 0 | 0 | 0 | 65979.2814
2016-07-26 23:00 | 0 | 0 | 0 | 0 | 257222.0389 | 501609.8549 | 691752 | 0 | 0 | 0 | 0 | 0 | 0 | 0 | 0 | 0 | 2575254.987 | 0 | 0 | 0 | 0 | 0 | 0 | 0 | 0 | 0 | 0 | 67079.8938
2016-07-27 | 0 | 0 | 0 | 0 | 351345.3718 | 382199.4507 | 673003 | 0 | 0 | 0 | 0 | 61870.256 | 0 | 0 | 0 | 0 | 2573926.5534 | 0 | 0 | 0 | 0 | 0 | 61870.256 | 0 | 0 | 0 | 0 | -1328.4335
2016-07-27 01:00 | 0 | 0 | 0 | 0 | 554943.2173 | 202697.7817 | 653739 | 0 | 0 | 0 | 0 | 0 | 0 | 0 | 0 | 0 | 2739698.8085 | 0 | 0 | 0 | 0 | 0 | -61870.256 | 0 | 0 | 0 | 0 | 165772.255
2016-07-27 02:00 | 0 | 0 | 0 | 0 | 680189.4744 | 13156.687 | 621186 | 0 | 0 | 0 | 0 | 61870.256 | 0 | 0 | 0 | 0 | 2749988.7138 | 0 | 0 | 0 | 0 | 0 | 61870.256 | 0 | 0 | 0 | 0 | 10289.9054
2016-07-27 03:00 | 0 | 0 | 0 | 0 | 635375.7301 | 0 | 580774 | 0 | 0 | 0 | 0 | 45658.8293 | 0 | 0 | 0 | 0 | 2820801.8707 | 0 | 0 | 0 | 0 | 0 | -16211.4268 | 0 | 0 | 0 | 0 | 70813.1569
2016-07-27 04:00 | 0 | 0 | 0 | 0 | 558540.4268 | 0 | 542329 | 0 | 0 | 0 | 0 | 61870.256 | 0 | 0 | 0 | 0 | 2820801.8707 | 0 | 0 | 0 | 0 | 0 | 16211.4268 | 0 | 0 | 0 | 0 | 0
2016-07-27 05:00 | 0 | 0 | 0 | 0 | 488111.1618 | 0 | 507273 | 0 | 0 | 0 | 0 | 42708.4179 | 0 | 0 | 0 | 0 | 2820801.8707 | 0 | 0 | 0 | 0 | 0 | -19161.8382 | 0 | 0 | 0 | 0 | 0
2016-07-27 06:00 | 0 | 0 | 0 | 0 | 414176.7041 | 0 | 480502 | 0 | 0 | 0 | 0 | 0 | 0 | 0 | 0 | 0 | 2797184.9927 | 0 | 0 | 0 | 0 | 0 | -42708.4179 | 0 | 0 | 0 | 0 | -23616.8781
2016-07-27 07:00 | 0 | 0 | 0 | 0 | 349290.0593 | 0 | 460678 | 0 | 0 | 0 | 0 | 61870.256 | 0 | 0 | 0 | 0 | 2623926.796 | 0 | 0 | 0 | 0 | 0 | 61870.256 | 0 | 0 | 0 | 0 | -173258.1967
2016-07-27 08:00 | 0 | 0 | 0 | 0 | 295595.4466 | 0 | 450024 | 0 | 0 | 0 | 0 | 0 | 0 | 0 | 0 | 0 | 2531368.4986 | 0 | 0 | 0 | 0 | 0 | -61870.256 | 0 | 0 | 0 | 0 | -92558.2974
2016-07-27 09:00 | 0 | 0 | 0 | 0 | 252744.5984 | 0 | 451869 | 0 | 0 | 0 | 0 | 0 | 0 | 0 | 0 | 0 | 2332244.097 | 0 | 0 | 0 | 0 | 0 | 0 | 0 | 0 | 0 | 0 | -199124.4016
2016-07-27 10:00 | 0 | 0 | 0 | 0 | 229297.7328 | 0 | 463705 | 0 | 0 | 0 | 0 | 19995.4479 | 0 | 0 | 0 | 0 | 2077841.3819 | 0 | 0 | 0 | 0 | 0 | 19995.4479 | 0 | 0 | 0 | 0 | -254402.7151
2016-07-27 11:00 | 0 | 0 | 0 | 0 | 201412.815 | 0 | 482751 | 0 | 0 | 0 | 0 | 42509.0179 | 0 | 0 | 0 | 0 | 1773989.6269 | 0 | 0 | 0 | 0 | 0 | 22513.57 | 0 | 0 | 0 | 0 | -303851.755
2016-07-27 12:00 | 0 | 0 | 0 | 0 | 108277.1254 | 51397.1017 | 506035 | 0 | 0 | 0 | 0 | 0 | 0 | 0 | 0 | 0 | 1470137.8719 | 0 | 0 | 0 | 0 | 0 | -42509.0179 | 0 | 0 | 0 | 0 | -303851.755
2016-07-27 13:00 | 0 | 0 | 0 | 0 | 85742.5425 | 360655.2821 | 535215 | 0 | 0 | 0 | 0 | 0 | 0 | 0 | 0 | 0 | 1381320.6965 | 0 | 0 | 0 | 0 | 0 | 0 | 0 | 0 | 0 | 0 | -88817.1754
2016-07-27 14:00 | 0 | 0 | 0 | 0 | 105859.1453 | 571343.594 | 571253 | 0 | 0 | 0 | 0 | 61870.256 | 0 | 0 | 0 | 0 | 1425400.1797 | 0 | 0 | 0 | 0 | 0 | 61870.256 | 0 | 0 | 0 | 0 | 44079.4832
2016-07-27 15:00 | 0 | 0 | 0 | 0 | 104095.1561 | 662768.9132 | 606150 | 0 | 0 | 0 | 0 | 0 | 0 | 0 | 0 | 0 | 1647984.505 | 0 | 0 | 0 | 0 | 0 | -61870.256 | 0 | 0 | 0 | 0 | 222584.3254
2016-07-27 16:00 | 0 | 0 | 0 | 0 | 98634.4131 | 712661.2758 | 636932 | 0 | 0 | 0 | 0 | 0 | 0 | 0 | 0 | 0 | 1822348.194 | 0 | 0 | 0 | 0 | 0 | 0 | 0 | 0 | 0 | 0 | 174363.689
2016-07-27 17:00 | 0 | 0 | 0 | 0 | 96778.3776 | 724092.9912 | 663231 | 0 | 0 | 0 | 0 | 0 | 0 | 0 | 0 | 0 | 1979988.5628 | 0 | 0 | 0 | 0 | 0 | 0 | 0 | 0 | 0 | 0 | 157640.3688
2016-07-27 18:00 | 0 | 0 | 0 | 0 | 98245.3294 | 718049.9715 | 683972 | 0 | 0 | 0 | 0 | 61870.256 | 0 | 0 | 0 | 0 | 2050441.6076 | 0 | 0 | 0 | 0 | 0 | 61870.256 | 0 | 0 | 0 | 0 | 70453.0448
2016-07-27 19:00 | 0 | 0 | 0 | 0 | 102086.1734 | 707349.3077 | 697747 | 0 | 0 | 0 | 0 | 61870.256 | 0 | 0 | 0 | 0 | 2162130.0886 | 0 | 0 | 0 | 0 | 0 | 0 | 0 | 0 | 0 | 0 | 111688.481
2016-07-27 20:00 | 0 | 0 | 0 | 0 | 107911.6438 | 700767.7482 | 707014 | 0 | 0 | 0 | 0 | 0 | 0 | 0 | 0 | 0 | 2325665.7367 | 0 | 0 | 0 | 0 | 0 | -61870.256 | 0 | 0 | 0 | 0 | 163535.6481
2016-07-27 21:00 | 0 | 0 | 0 | 0 | 115112.987 | 690315.4907 | 710613 | 0 | 0 | 0 | 0 | 0 | 0 | 0 | 0 | 0 | 2420481.2145 | 0 | 0 | 0 | 0 | 0 | 0 | 0 | 0 | 0 | 0 | 94815.4777
2016-07-27 22:00 | 0 | 0 | 0 | 0 | 126678.7274 | 663953.9332 | 705857 | 0 | 0 | 0 | 0 | 0 | 0 | 0 | 0 | 0 | 2505256.8751 | 0 | 0 | 0 | 0 | 0 | 0 | 0 | 0 | 0 | 0 | 84775.6606
2016-07-27 23:00 | 0 | 0 | 0 | 0 | 149480.0923 | 588756.5787 | 690397 | 0 | 0 | 0 | 0 | 0 | 0 | 0 | 0 | 0 | 2553096.5461 | 0 | 0 | 0 | 0 | 0 | 0 | 0 | 0 | 0 | 0 | 47839.671
2016-07-28 | 0 | 0 | 0 | 0 | 200350.0964 | 462921.0821 | 671829 | 0 | 0 | 0 | 0 | 61870.256 | 0 | 0 | 0 | 0 | 2482668.4686 | 0 | 0 | 0 | 0 | 0 | 61870.256 | 0 | 0 | 0 | 0 | -70428.0775
2016-07-28 01:00 | 0 | 0 | 0 | 0 | 358360.4494 | 204408.5496 | 653940 | 0 | 0 | 0 | 0 | 0 | 0 | 0 | 0 | 0 | 2453367.7236 | 0 | 0 | 0 | 0 | 0 | -61870.256 | 0 | 0 | 0 | 0 | -29300.745
2016-07-28 02:00 | 0 | 0 | 0 | 0 | 501206.7943 | 11681.4026 | 622504 | 0 | 0 | 0 | 0 | 61870.256 | 0 | 0 | 0 | 0 | 2281881.6645 | 0 | 0 | 0 | 0 | 0 | 61870.256 | 0 | 0 | 0 | 0 | -171486.0591
2016-07-28 03:00 | 0 | 0 | 0 | 0 | 492475.3819 | 0 | 581709 | 0 | 0 | 0 | 0 | 0 | 0 | 0 | 0 | 0 | 2254518.3025 | 0 | 0 | 0 | 0 | 0 | -61870.256 | 0 | 0 | 0 | 0 | -27363.362
2016-07-28 04:00 | 0 | 0 | 0 | 0 | 435083.8774 | 0 | 544970 | 0 | 0 | 0 | 0 | 0 | 0 | 0 | 0 | 0 | 2144632.1798 | 0 | 0 | 0 | 0 | 0 | 0 | 0 | 0 | 0 | 0 | -109886.1226
2016-07-28 05:00 | 0 | 0 | 0 | 0 | 381052.5271 | 0 | 511693 | 0 | 0 | 0 | 0 | 61870.256 | 0 | 0 | 0 | 0 | 1952121.4509 | 0 | 0 | 0 | 0 | 0 | 61870.256 | 0 | 0 | 0 | 0 | -192510.7289
2016-07-28 06:00 | 0 | 0 | 0 | 0 | 335317.0411 | 0 | 484090 | 0 | 0 | 0 | 0 | 61870.256 | 0 | 0 | 0 | 0 | 1803348.492 | 0 | 0 | 0 | 0 | 0 | 0 | 0 | 0 | 0 | 0 | -148772.9589
2016-07-28 07:00 | 0 | 0 | 0 | 0 | 302557.866 | 0 | 463557 | 0 | 0 | 0 | 0 | 0 | 0 | 0 | 0 | 0 | 1704219.614 | 0 | 0 | 0 | 0 | 0 | -61870.256 | 0 | 0 | 0 | 0 | -99128.878
2016-07-28 08:00 | 0 | 0 | 0 | 0 | 285204.0995 | 0 | 452595 | 0 | 0 | 0 | 0 | 61870.256 | 0 | 0 | 0 | 0 | 1474958.4575 | 0 | 0 | 0 | 0 | 0 | 61870.256 | 0 | 0 | 0 | 0 | -229261.1566
2016-07-28 09:00 | 0 | 0 | 0 | 0 | 261517.4511 | 0 | 454199 | 0 | 0 | 0 | 0 | 61870.256 | 0 | 0 | 0 | 0 | 1282276.9085 | 0 | 0 | 0 | 0 | 0 | 0 | 0 | 0 | 0 | 0 | -192681.5489
2016-07-28 10:00 | 0 | 0 | 0 | 0 | 244789.6886 | 0 | 466476 | 0 | 0 | 0 | 0 | 0 | 0 | 0 | 0 | 0 | 1122460.8532 | 0 | 0 | 0 | 0 | 0 | -61870.256 | 0 | 0 | 0 | 0 | -159816.0554
2016-07-28 11:00 | 0 | 0 | 0 | 0 | 216569.6824 | 0 | 484847 | 0 | 0 | 0 | 0 | 20171.3868 | 0 | 0 | 0 | 0 | 834012.1488 | 0 | 0 | 0 | 0 | 0 | 20171.3868 | 0 | 0 | 0 | 0 | -288448.7043
2016-07-28 12:00 | 0 | 0 | 0 | 0 | 117143.3695 | 67359.4887 | 508526 | 0 | 0 | 0 | 0 | 0 | 0 | 0 | 0 | 0 | 530160.3938 | 0 | 0 | 0 | 0 | 0 | -20171.3868 | 0 | 0 | 0 | 0 | -303851.755
2016-07-28 13:00 | 0 | 0 | 0 | 0 | 98609.9958 | 370436.2506 | 538216 | 0 | 0 | 0 | 0 | 0 | 0 | 0 | 0 | 0 | 460990.6402 | 0 | 0 | 0 | 0 | 0 | 0 | 0 | 0 | 0 | 0 | -69169.7536
2016-07-28 14:00 | 0 | 0 | 0 | 0 | 125414.8163 | 579122.0301 | 571509 | 0 | 0 | 0 | 0 | 0 | 0 | 0 | 0 | 0 | 594018.4865 | 0 | 0 | 0 | 0 | 0 | 0 | 0 | 0 | 0 | 0 | 133027.8464
2016-07-28 15:00 | 0 | 0 | 0 | 0 | 147467.493 | 673441.386 | 604417 | 0 | 0 | 0 | 0 | 61870.256 | 0 | 0 | 0 | 0 | 748640.1095 | 0 | 0 | 0 | 0 | 0 | 61870.256 | 0 | 0 | 0 | 0 | 154621.623
2016-07-28 16:00 | 0 | 0 | 0 | 0 | 152762.8309 | 709806.781 | 631869 | 0 | 0 | 0 | 0 | 0 | 0 | 0 | 0 | 0 | 1041210.9774 | 0 | 0 | 0 | 0 | 0 | -61870.256 | 0 | 0 | 0 | 0 | 292570.868
2016-07-28 17:00 | 0 | 0 | 0 | 0 | 148046.1563 | 727488.4174 | 655351 | 0 | 0 | 0 | 0 | 0 | 0 | 0 | 0 | 0 | 1261394.5512 | 0 | 0 | 0 | 0 | 0 | 0 | 0 | 0 | 0 | 0 | 220183.5737
2016-07-28 18:00 | 0 | 0 | 0 | 0 | 135477.0822 | 721245.4914 | 672844 | 0 | 0 | 0 | 0 | 0 | 0 | 0 | 0 | 0 | 1445273.1248 | 0 | 0 | 0 | 0 | 0 | 0 | 0 | 0 | 0 | 0 | 183878.5736
2016-07-28 19:00 | 0 | 0 | 0 | 0 | 122746.9453 | 713606.5767 | 682884 | 0 | 0 | 0 | 0 | 0 | 0 | 0 | 0 | 0 | 1598742.6467 | 0 | 0 | 0 | 0 | 0 | 0 | 0 | 0 | 0 | 0 | 153469.522
2016-07-28 20:00 | 0 | 0 | 0 | 0 | 114172.8773 | 710980.5157 | 687430 | 0 | 0 | 0 | 0 | 61870.256 | 0 | 0 | 0 | 0 | 1674595.7837 | 0 | 0 | 0 | 0 | 0 | 61870.256 | 0 | 0 | 0 | 0 | 75853.137
2016-07-28 21:00 | 0 | 0 | 0 | 0 | 113466.6499 | 702976.4595 | 685827 | 0 | 0 | 0 | 0 | 61870.256 | 0 | 0 | 0 | 0 | 1805211.8932 | 0 | 0 | 0 | 0 | 0 | 0 | 0 | 0 | 0 | 0 | 130616.1094
2016-07-28 22:00 | 0 | 0 | 0 | 0 | 125118.2477 | 676188.3704 | 677578 | 0 | 0 | 0 | 0 | 0 | 0 | 0 | 0 | 0 | 1990810.7673 | 0 | 0 | 0 | 0 | 0 | -61870.256 | 0 | 0 | 0 | 0 | 185598.8742
2016-07-28 23:00 | 0 | 0 | 0 | 0 | 150849.464 | 600591.2871 | 662885 | 0 | 0 | 0 | 0 | 61870.256 | 0 | 0 | 0 | 0 | 2017496.2624 | 0 | 0 | 0 | 0 | 0 | 61870.256 | 0 | 0 | 0 | 0 | 26685.4951
2016-07-29 | 0 | 0 | 0 | 0 | 212402.4395 | 467686.998 | 647637 | 0 | 0 | 0 | 0 | 61870.256 | 0 | 0 | 0 | 0 | 2049948.6999 | 0 | 0 | 0 | 0 | 0 | 0 | 0 | 0 | 0 | 0 | 32452.4375
2016-07-29 01:00 | 0 | 0 | 0 | 0 | 393394.3092 | 200780.5502 | 630930 | 0 | 0 | 0 | 0 | 0 | 0 | 0 | 0 | 0 | 2075063.8153 | 0 | 0 | 0 | 0 | 0 | -61870.256 | 0 | 0 | 0 | 0 | 25115.1154
2016-07-29 02:00 | 0 | 0 | 0 | 0 | 526942.5051 | 10693.5778 | 601375 | 0 | 0 | 0 | 0 | 61870.256 | 0 | 0 | 0 | 0 | 1949454.6422 | 0 | 0 | 0 | 0 | 0 | 61870.256 | 0 | 0 | 0 | 0 | -125609.1731
2016-07-29 03:00 | 0 | 0 | 0 | 0 | 515927.7436 | 0 | 565258 | 0 | 0 | 0 | 0 | 0 | 0 | 0 | 0 | 0 | 1961994.6419 | 0 | 0 | 0 | 0 | 0 | -61870.256 | 0 | 0 | 0 | 0 | 12539.9997
2016-07-29 04:00 | 0 | 0 | 0 | 0 | 459808.6875 | 0 | 530970 | 0 | 0 | 0 | 0 | 61870.256 | 0 | 0 | 0 | 0 | 1828963.0733 | 0 | 0 | 0 | 0 | 0 | 61870.256 | 0 | 0 | 0 | 0 | -133031.5686
2016-07-29 05:00 | 0 | 0 | 0 | 0 | 394441.9394 | 0 | 499706 | 0 | 0 | 0 | 0 | 61870.256 | 0 | 0 | 0 | 0 | 1723699.0127 | 0 | 0 | 0 | 0 | 0 | 0 | 0 | 0 | 0 | 0 | -105264.0606
2016-07-29 06:00 | 0 | 0 | 0 | 0 | 332349.1199 | 0 | 473385 | 0 | 0 | 0 | 0 | 0 | 0 | 0 | 0 | 0 | 1644533.3886 | 0 | 0 | 0 | 0 | 0 | -61870.256 | 0 | 0 | 0 | 0 | -79165.6241
2016-07-29 07:00 | 0 | 0 | 0 | 0 | 289318.645 | 0 | 453827 | 0 | 0 | 0 | 0 | 61870.256 | 0 | 0 | 0 | 0 | 1418154.7776 | 0 | 0 | 0 | 0 | 0 | 61870.256 | 0 | 0 | 0 | 0 | -226378.611
2016-07-29 08:00 | 0 | 0 | 0 | 0 | 257577.9328 | 0 | 443185 | 0 | 0 | 0 | 0 | 61870.256 | 0 | 0 | 0 | 0 | 1232547.7103 | 0 | 0 | 0 | 0 | 0 | 0 | 0 | 0 | 0 | 0 | -185607.0672
2016-07-29 09:00 | 0 | 0 | 0 | 0 | 224275.3519 | 0 | 444954 | 0 | 0 | 0 | 0 | 61870.256 | 0 | 0 | 0 | 0 | 1011869.0622 | 0 | 0 | 0 | 0 | 0 | 0 | 0 | 0 | 0 | 0 | -220678.6481
2016-07-29 10:00 | 0 | 0 | 0 | 0 | 198818.3294 | 0 | 456762 | 0 | 0 | 0 | 0 | 61870.256 | 0 | 0 | 0 | 0 | 753925.3916 | 0 | 0 | 0 | 0 | 0 | 0 | 0 | 0 | 0 | 0 | -257943.6706
2016-07-29 11:00 | 0 | 0 | 0 | 0 | 167158.245 | 0 | 471010 | 0 | 0 | 0 | 0 | 61870.256 | 0 | 0 | 0 | 0 | 450073.6366 | 0 | 0 | 0 | 0 | 0 | 0 | 0 | 0 | 0 | 0 | -303851.755
2016-07-29 12:00 | 0 | 0 | 0 | 0 | 87039.3142 | 39700.6747 | 492462 | 0 | 0 | 0 | 0 | 0 | 0 | 0 | 0 | 0 | 146221.8816 | 0 | 0 | 0 | 0 | 0 | -61870.256 | 0 | 0 | 0 | 0 | -303851.755
2016-07-29 13:00 | 0 | 0 | 0 | 0 | 60127.8981 | 313311.2203 | 519661 | 0 | 0 | 0 | 0 | 0 | 0 | 0 | 0 | 0 | 0 | 0 | 0 | 0 | 0 | 0 | 0 | 0 | 0 | 0 | 0 | -146221.8816
2016-07-29 14:00 | 0 | 0 | 0 | 0 | 25125.4286 | 525444.5714 | 550570 | 0 | 0 | 0 | 0 | 0 | 0 | 0 | 0 | 0 | 0 | 0 | 0 | 0 | 0 | 0 | 0 | 0 | 0 | 0 | 0 | 0
2016-07-29 15:00 | 0 | 0 | 0 | 0 | 0 | 630920.5255 | 581314 | 0 | 0 | 0 | 0 | 0 | 0 | 0 | 0 | 0 | 49606.5255 | 0 | 0 | 0 | 0 | 0 | 0 | 0 | 0 | 0 | 0 | 49606.5255
2016-07-29 16:00 | 0 | 0 | 0 | 0 | 0 | 671422.2117 | 607866 | 0 | 0 | 0 | 0 | 61870.256 | 0 | 0 | 0 | 0 | 51292.4811 | 0 | 0 | 0 | 0 | 0 | 61870.256 | 0 | 0 | 0 | 0 | 1685.9556
2016-07-29 17:00 | 0 | 0 | 0 | 0 | 0 | 688377.3152 | 630198 | 0 | 0 | 0 | 0 | 0 | 0 | 0 | 0 | 0 | 171342.0523 | 0 | 0 | 0 | 0 | 0 | -61870.256 | 0 | 0 | 0 | 0 | 120049.5712
2016-07-29 18:00 | 0 | 0 | 0 | 0 | 0 | 686903.3017 | 648328 | 0 | 0 | 0 | 0 | 0 | 0 | 0 | 0 | 0 | 209917.354 | 0 | 0 | 0 | 0 | 0 | 0 | 0 | 0 | 0 | 0 | 38575.3017
2016-07-29 19:00 | 0 | 0 | 0 | 0 | 0 | 679848.8476 | 661198 | 0 | 0 | 0 | 0 | 61870.256 | 0 | 0 | 0 | 0 | 166697.9455 | 0 | 0 | 0 | 0 | 0 | 61870.256 | 0 | 0 | 0 | 0 | -43219.4085
2016-07-29 20:00 | 0 | 0 | 0 | 0 | 0 | 671210.0658 | 670462 | 0 | 0 | 0 | 0 | 61870.256 | 0 | 0 | 0 | 0 | 167446.0113 | 0 | 0 | 0 | 0 | 0 | 0 | 0 | 0 | 0 | 0 | 748.0658
2016-07-29 21:00 | 0 | 0 | 0 | 0 | 0 | 652630.9108 | 673061 | 0 | 0 | 0 | 0 | 0 | 0 | 0 | 0 | 0 | 208886.1781 | 0 | 0 | 0 | 0 | 0 | -61870.256 | 0 | 0 | 0 | 0 | 41440.1669
2016-07-29 22:00 | 0 | 0 | 0 | 0 | 100384.617 | 620721.6106 | 665364 | 0 | 0 | 0 | 0 | 0 | 0 | 0 | 0 | 0 | 264628.4057 | 0 | 0 | 0 | 0 | 0 | 0 | 0 | 0 | 0 | 0 | 55742.2275
2016-07-29 23:00 | 0 | 0 | 0 | 0 | 121980.7107 | 540760.2143 | 647298 | 0 | 0 | 0 | 0 | 61870.256 | 0 | 0 | 0 | 0 | 218201.0746 | 0 | 0 | 0 | 0 | 0 | 61870.256 | 0 | 0 | 0 | 0 | -46427.3311
2016-07-30 | 0 | 0 | 0 | 0 | 170216.9334 | 407722.9457 | 628330 | 0 | 0 | 0 | 0 | 0 | 0 | 0 | 0 | 0 | 229681.2098 | 0 | 0 | 0 | 0 | 0 | -61870.256 | 0 | 0 | 0 | 0 | 11480.1352
2016-07-30 01:00 | 0 | 0 | 0 | 0 | 345614.3587 | 180241.3458 | 610732 | 0 | 0 | 0 | 0 | 61870.256 | 0 | 0 | 0 | 0 | 82934.6583 | 0 | 0 | 0 | 0 | 0 | 61870.256 | 0 | 0 | 0 | 0 | -146746.5515
2016-07-30 02:00 | 0 | 0 | 0 | 0 | 531143.3078 | 10239.6576 | 582387 | 0 | 0 | 0 | 0 | 0 | 0 | 0 | 0 | 0 | 103800.8798 | 0 | 0 | 0 | 0 | 0 | -61870.256 | 0 | 0 | 0 | 0 | 20866.2214
2016-07-30 03:00 | 0 | 0 | 0 | 0 | 576593.6533 | 0 | 546078 | 0 | 0 | 0 | 0 | 0 | 0 | 0 | 0 | 0 | 134316.533 | 0 | 0 | 0 | 0 | 0 | 0 | 0 | 0 | 0 | 0 | 30515.6533
2016-07-30 04:00 | 0 | 0 | 0 | 0 | 567765.7345 | 0 | 511269 | 0 | 0 | 0 | 0 | 61870.256 | 0 | 0 | 0 | 0 | 128943.0115 | 0 | 0 | 0 | 0 | 0 | 61870.256 | 0 | 0 | 0 | 0 | -5373.5215
2016-07-30 05:00 | 0 | 0 | 0 | 0 | 543582.5493 | 0 | 481131 | 0 | 0 | 0 | 0 | 61870.256 | 0 | 0 | 0 | 0 | 191394.5608 | 0 | 0 | 0 | 0 | 0 | 0 | 0 | 0 | 0 | 0 | 62451.5493
2016-07-30 06:00 | 0 | 0 | 0 | 0 | 522649.866 | 0 | 455364 | 0 | 0 | 0 | 0 | 0 | 0 | 0 | 0 | 0 | 320550.6829 | 0 | 0 | 0 | 0 | 0 | -61870.256 | 0 | 0 | 0 | 0 | 129156.1221
2016-07-30 07:00 | 0 | 0 | 0 | 0 | 498393.3237 | 0 | 436572 | 0 | 0 | 0 | 0 | 61870.256 | 0 | 0 | 0 | 0 | 320501.7505 | 0 | 0 | 0 | 0 | 0 | 61870.256 | 0 | 0 | 0 | 0 | -48.9324
2016-07-30 08:00 | 0 | 0 | 0 | 0 | 466896.6143 | 0 | 424111 | 0 | 0 | 0 | 0 | 0 | 0 | 0 | 0 | 0 | 425157.6208 | 0 | 0 | 0 | 0 | 0 | -61870.256 | 0 | 0 | 0 | 0 | 104655.8703
2016-07-30 09:00 | 0 | 0 | 0 | 0 | 402642.1579 | 0 | 418253 | 0 | 0 | 0 | 0 | 61870.256 | 0 | 0 | 0 | 0 | 347676.5227 | 0 | 0 | 0 | 0 | 0 | 61870.256 | 0 | 0 | 0 | 0 | -77481.0981
2016-07-30 10:00 | 0 | 0 | 0 | 0 | 344829.6276 | 0 | 418195 | 0 | 0 | 0 | 0 | 0 | 0 | 0 | 0 | 0 | 336181.4064 | 0 | 0 | 0 | 0 | 0 | -61870.256 | 0 | 0 | 0 | 0 | -11495.1163
2016-07-30 11:00 | 0 | 0 | 0 | 0 | 299611.3256 | 0 | 424007 | 0 | 0 | 0 | 0 | 0 | 0 | 0 | 0 | 0 | 211785.732 | 0 | 0 | 0 | 0 | 0 | 0 | 0 | 0 | 0 | 0 | -124395.6744
2016-07-30 12:00 | 0 | 0 | 0 | 0 | 178785.9788 | 53841.2892 | 444413 | 0 | 0 | 0 | 0 | 0 | 0 | 0 | 0 | 0 | 0 | 0 | 0 | 0 | 0 | 0 | 0 | 0 | 0 | 0 | 0 | -211785.732
2016-07-30 13:00 | 0 | 0 | 0 | 0 | 158629.6633 | 315031.3367 | 473661 | 0 | 0 | 0 | 0 | 0 | 0 | 0 | 0 | 0 | 0 | 0 | 0 | 0 | 0 | 0 | 0 | 0 | 0 | 0 | 0 | 0
2016-07-30 14:00 | 0 | 0 | 0 | 0 | 0 | 518611.6608 | 507186 | 0 | 0 | 0 | 0 | 0 | 0 | 0 | 0 | 0 | 11425.6608 | 0 | 0 | 0 | 0 | 0 | 0 | 0 | 0 | 0 | 0 | 11425.6608
2016-07-30 15:00 | 0 | 0 | 0 | 0 | 0 | 628127.9794 | 539766 | 0 | 0 | 0 | 0 | 0 | 0 | 0 | 0 | 0 | 99787.6402 | 0 | 0 | 0 | 0 | 0 | 0 | 0 | 0 | 0 | 0 | 88361.9794
2016-07-30 16:00 | 0 | 0 | 0 | 0 | 0 | 673735.595 | 567012 | 0 | 0 | 0 | 0 | 61870.256 | 0 | 0 | 0 | 0 | 144640.9791 | 0 | 0 | 0 | 0 | 0 | 61870.256 | 0 | 0 | 0 | 0 | 44853.3389
2016-07-30 17:00 | 0 | 0 | 0 | 0 | 0 | 683233.4096 | 587831 | 0 | 0 | 0 | 0 | 0 | 0 | 0 | 0 | 0 | 301913.6448 | 0 | 0 | 0 | 0 | 0 | -61870.256 | 0 | 0 | 0 | 0 | 157272.6657
2016-07-30 18:00 | 0 | 0 | 0 | 0 | 0 | 674951.0713 | 602724 | 0 | 0 | 0 | 0 | 0 | 0 | 0 | 0 | 0 | 374140.7161 | 0 | 0 | 0 | 0 | 0 | 0 | 0 | 0 | 0 | 0 | 72227.0713
2016-07-30 19:00 | 0 | 0 | 0 | 0 | 0 | 659742.3492 | 612872 | 0 | 0 | 0 | 0 | 0 | 0 | 0 | 0 | 0 | 421011.0653 | 0 | 0 | 0 | 0 | 0 | 0 | 0 | 0 | 0 | 0 | 46870.3492
2016-07-30 20:00 | 0 | 0 | 0 | 0 | 0 | 642757.2362 | 620163 | 0 | 0 | 0 | 0 | 61870.256 | 0 | 0 | 0 | 0 | 381735.0454 | 0 | 0 | 0 | 0 | 0 | 61870.256 | 0 | 0 | 0 | 0 | -39276.0199
2016-07-30 21:00 | 0 | 0 | 0 | 0 | 0 | 615537.9166 | 621612 | 0 | 0 | 0 | 0 | 0 | 0 | 0 | 0 | 0 | 437531.2181 | 0 | 0 | 0 | 0 | 0 | -61870.256 | 0 | 0 | 0 | 0 | 55796.1727
2016-07-30 22:00 | 0 | 0 | 0 | 0 | 0 | 571855.421 | 615579 | 0 | 0 | 0 | 0 | 0 | 0 | 0 | 0 | 0 | 393807.6391 | 0 | 0 | 0 | 0 | 0 | 0 | 0 | 0 | 0 | 0 | -43723.579
2016-07-30 23:00 | 0 | 0 | 0 | 0 | 0 | 491624.1148 | 599767 | 0 | 0 | 0 | 0 | 0 | 0 | 0 | 0 | 0 | 285664.7539 | 0 | 0 | 0 | 0 | 0 | 0 | 0 | 0 | 0 | 0 | -108142.8852
2016-07-31 | 0 | 0 | 0 | 0 | 0 | 362550.0531 | 586029 | 0 | 0 | 0 | 0 | 0 | 0 | 0 | 0 | 0 | 62185.807 | 0 | 0 | 0 | 0 | 0 | 0 | 0 | 0 | 0 | 0 | -223478.9469
2016-07-31 01:00 | 0 | 0 | 0 | 0 | 352638.5272 | 158636.6659 | 573461 | 0 | 0 | 0 | 0 | 0 | 0 | 0 | 0 | 0 | 0 | 0 | 0 | 0 | 0 | 0 | 0 | 0 | 0 | 0 | 0 | -62185.807
2016-07-31 02:00 | 0 | 0 | 0 | 0 | 906241.6755 | 9844.3356 | 550364 | 0 | 0 | 0 | 0 | 61870.256 | 0 | 0 | 0 | 0 | 303851.755 | 0 | 0 | 0 | 0 | 0 | 61870.256 | 0 | 0 | 0 | 0 | 303851.755
2016-07-31 03:00 | 0 | 0 | 0 | 0 | 156640.9889 | 0 | 522363 | 0 | 0 | 0 | 0 | 0 | 0 | 0 | 0 | 0 | 0 | 0 | 0 | 0 | 0 | 0 | -61870.256 | 0 | 0 | 0 | 0 | -303851.755
2016-07-31 04:00 | 0 | 0 | 0 | 0 | 492477 | 0 | 492477 | 0 | 0 | 0 | 0 | 0 | 0 | 0 | 0 | 0 | 0 | 0 | 0 | 0 | 0 | 0 | 0 | 0 | 0 | 0 | 0 | 0
2016-07-31 05:00 | 0 | 0 | 0 | 0 | 465571 | 0 | 465571 | 0 | 0 | 0 | 0 | 0 | 0 | 0 | 0 | 0 | 0 | 0 | 0 | 0 | 0 | 0 | 0 | 0 | 0 | 0 | 0 | 0
2016-07-31 06:00 | 0 | 0 | 0 | 0 | 442492 | 0 | 442492 | 0 | 0 | 0 | 0 | 0 | 0 | 0 | 0 | 0 | 0 | 0 | 0 | 0 | 0 | 0 | 0 | 0 | 0 | 0 | 0 | 0
2016-07-31 07:00 | 0 | 0 | 0 | 0 | 424682 | 0 | 424682 | 0 | 0 | 0 | 0 | 0 | 0 | 0 | 0 | 0 | 0 | 0 | 0 | 0 | 0 | 0 | 0 | 0 | 0 | 0 | 0 | 0
2016-07-31 08:00 | 0 | 0 | 0 | 0 | 412231 | 0 | 412231 | 0 | 0 | 0 | 0 | 0 | 0 | 0 | 0 | 0 | 0 | 0 | 0 | 0 | 0 | 0 | 0 | 0 | 0 | 0 | 0 | 0
2016-07-31 09:00 | 0 | 0 | 0 | 0 | 405962 | 0 | 405962 | 0 | 0 | 0 | 0 | 0 | 0 | 0 | 0 | 0 | 0 | 0 | 0 | 0 | 0 | 0 | 0 | 0 | 0 | 0 | 0 | 0
2016-07-31 10:00 | 0 | 0 | 0 | 0 | 404106 | 0 | 404106 | 0 | 0 | 0 | 0 | 0 | 0 | 0 | 0 | 0 | 0 | 0 | 0 | 0 | 0 | 0 | 0 | 0 | 0 | 0 | 0 | 0
2016-07-31 11:00 | 0 | 0 | 0 | 0 | 406223 | 0 | 406223 | 0 | 0 | 0 | 0 | 0 | 0 | 0 | 0 | 0 | 0 | 0 | 0 | 0 | 0 | 0 | 0 | 0 | 0 | 0 | 0 | 0
2016-07-31 12:00 | 0 | 0 | 0 | 0 | 369745.0506 | 55181.9494 | 424927 | 0 | 0 | 0 | 0 | 0 | 0 | 0 | 0 | 0 | 0 | 0 | 0 | 0 | 0 | 0 | 0 | 0 | 0 | 0 | 0 | 0
2016-07-31 13:00 | 0 | 0 | 0 | 0 | 175035.237 | 279201.763 | 454237 | 0 | 0 | 0 | 0 | 0 | 0 | 0 | 0 | 0 | 0 | 0 | 0 | 0 | 0 | 0 | 0 | 0 | 0 | 0 | 0 | 0
2016-07-31 14:00 | 0 | 0 | 0 | 0 | 0 | 490784.3975 | 488251 | 0 | 0 | 0 | 0 | 0 | 0 | 0 | 0 | 0 | 2533.3975 | 0 | 0 | 0 | 0 | 0 | 0 | 0 | 0 | 0 | 0 | 2533.3975
2016-07-31 15:00 | 0 | 0 | 0 | 0 | 0 | 609652.1846 | 521252 | 0 | 0 | 0 | 0 | 0 | 0 | 0 | 0 | 0 | 90933.5821 | 0 | 0 | 0 | 0 | 0 | 0 | 0 | 0 | 0 | 0 | 88400.1846
2016-07-31 16:00 | 0 | 0 | 0 | 0 | 0 | 649781.8454 | 552152 | 0 | 0 | 0 | 0 | 61870.256 | 0 | 0 | 0 | 0 | 126693.1714 | 0 | 0 | 0 | 0 | 0 | 61870.256 | 0 | 0 | 0 | 0 | 35759.5893
2016-07-31 17:00 | 0 | 0 | 0 | 0 | 0 | 657360.5726 | 577859 | 0 | 0 | 0 | 0 | 61870.256 | 0 | 0 | 0 | 0 | 206194.744 | 0 | 0 | 0 | 0 | 0 | 0 | 0 | 0 | 0 | 0 | 79501.5726
2016-07-31 18:00 | 0 | 0 | 0 | 0 | 0 | 640851.2654 | 598135 | 0 | 0 | 0 | 0 | 0 | 0 | 0 | 0 | 0 | 310781.2654 | 0 | 0 | 0 | 0 | 0 | -61870.256 | 0 | 0 | 0 | 0 | 104586.5214
2016-07-31 19:00 | 0 | 0 | 0 | 0 | 0 | 620791.0082 | 611955 | 0 | 0 | 0 | 0 | 0 | 0 | 0 | 0 | 0 | 319617.2737 | 0 | 0 | 0 | 0 | 0 | 0 | 0 | 0 | 0 | 0 | 8836.0082
2016-07-31 20:00 | 0 | 0 | 0 | 0 | 0 | 599120.6105 | 621525 | 0 | 0 | 0 | 0 | 61870.256 | 0 | 0 | 0 | 0 | 235342.6281 | 0 | 0 | 0 | 0 | 0 | 61870.256 | 0 | 0 | 0 | 0 | -84274.6455
2016-07-31 21:00 | 0 | 0 | 0 | 0 | 0 | 567449.5939 | 625838 | 0 | 0 | 0 | 0 | 0 | 0 | 0 | 0 | 0 | 238824.478 | 0 | 0 | 0 | 0 | 0 | -61870.256 | 0 | 0 | 0 | 0 | 3481.8499
2016-07-31 22:00 | 0 | 0 | 0 | 0 | 0 | 522686.7792 | 622856 | 0 | 0 | 0 | 0 | 0 | 0 | 0 | 0 | 0 | 138655.2572 | 0 | 0 | 0 | 0 | 0 | 0 | 0 | 0 | 0 | 0 | -100169.2208
2016-07-31 23:00 | 0 | 0 | 0 | 0 | 23544.8437 | 450503.8991 | 612704 | 0 | 0 | 0 | 0 | 0 | 0 | 0 | 0 | 0 | 0 | 0 | 0 | 0 | 0 | 0 | 0 | 0 | 0 | 0 | 0 | -138655.2572
2016-08-01 | 0 | 0 | 0 | 0 | 270355.0493 | 330238.9507 | 600594 | 0 | 0 | 0 | 0 | 0 | 0 | 0 | 0 | 0 | 0 | 0 | 0 | 0 | 0 | 0 | 0 | 0 | 0 | 0 | 0 | 0
2016-08-01 01:00 | 0 | 0 | 0 | 0 | 432267.4448 | 154015.5552 | 586283 | 0 | 0 | 0 | 0 | 0 | 0 | 0 | 0 | 0 | 0 | 0 | 0 | 0 | 0 | 0 | 0 | 0 | 0 | 0 | 0 | 0
2016-08-01 02:00 | 0 | 0 | 0 | 0 | 919648.8828 | 8356.1283 | 562283 | 0 | 0 | 0 | 0 | 61870.256 | 0 | 0 | 0 | 0 | 303851.755 | 0 | 0 | 0 | 0 | 0 | 61870.256 | 0 | 0 | 0 | 0 | 303851.755
2016-08-01 03:00 | 0 | 0 | 0 | 0 | 164239.9889 | 0 | 529962 | 0 | 0 | 0 | 0 | 0 | 0 | 0 | 0 | 0 | 0 | 0 | 0 | 0 | 0 | 0 | -61870.256 | 0 | 0 | 0 | 0 | -303851.755
2016-08-01 04:00 | 0 | 0 | 0 | 0 | 496993 | 0 | 496993 | 0 | 0 | 0 | 0 | 0 | 0 | 0 | 0 | 0 | 0 | 0 | 0 | 0 | 0 | 0 | 0 | 0 | 0 | 0 | 0 | 0
2016-08-01 05:00 | 0 | 0 | 0 | 0 | 468458 | 0 | 468458 | 0 | 0 | 0 | 0 | 0 | 0 | 0 | 0 | 0 | 0 | 0 | 0 | 0 | 0 | 0 | 0 | 0 | 0 | 0 | 0 | 0
2016-08-01 06:00 | 0 | 0 | 0 | 0 | 446164 | 0 | 446164 | 0 | 0 | 0 | 0 | 0 | 0 | 0 | 0 | 0 | 0 | 0 | 0 | 0 | 0 | 0 | 0 | 0 | 0 | 0 | 0 | 0
2016-08-01 07:00 | 0 | 0 | 0 | 0 | 430203 | 0 | 430203 | 0 | 0 | 0 | 0 | 0 | 0 | 0 | 0 | 0 | 0 | 0 | 0 | 0 | 0 | 0 | 0 | 0 | 0 | 0 | 0 | 0
2016-08-01 08:00 | 0 | 0 | 0 | 0 | 423452 | 0 | 423452 | 0 | 0 | 0 | 0 | 0 | 0 | 0 | 0 | 0 | 0 | 0 | 0 | 0 | 0 | 0 | 0 | 0 | 0 | 0 | 0 | 0
2016-08-01 09:00 | 0 | 0 | 0 | 0 | 426831 | 0 | 426831 | 0 | 0 | 0 | 0 | 0 | 0 | 0 | 0 | 0 | 0 | 0 | 0 | 0 | 0 | 0 | 0 | 0 | 0 | 0 | 0 | 0
2016-08-01 10:00 | 0 | 0 | 0 | 0 | 441975 | 0 | 441975 | 0 | 0 | 0 | 0 | 0 | 0 | 0 | 0 | 0 | 0 | 0 | 0 | 0 | 0 | 0 | 0 | 0 | 0 | 0 | 0 | 0
2016-08-01 11:00 | 0 | 0 | 0 | 0 | 472352.2471 | 0 | 460070 | 0 | 0 | 0 | 0 | 12282.2471 | 0 | 0 | 0 | 0 | 0 | 0 | 0 | 0 | 0 | 0 | 12282.2471 | 0 | 0 | 0 | 0 | 0
2016-08-01 12:00 | 0 | 0 | 0 | 0 | 424096.4961 | 47584.2568 | 483963 | 0 | 0 | 0 | 0 | 0 | 0 | 0 | 0 | 0 | 0 | 0 | 0 | 0 | 0 | 0 | -12282.2471 | 0 | 0 | 0 | 0 | 0
2016-08-01 13:00 | 0 | 0 | 0 | 0 | 237671.1171 | 276739.8829 | 514411 | 0 | 0 | 0 | 0 | 0 | 0 | 0 | 0 | 0 | 0 | 0 | 0 | 0 | 0 | 0 | 0 | 0 | 0 | 0 | 0 | 0
2016-08-01 14:00 | 0 | 0 | 0 | 0 | 57278.3904 | 490746.6096 | 548025 | 0 | 0 | 0 | 0 | 0 | 0 | 0 | 0 | 0 | 0 | 0 | 0 | 0 | 0 | 0 | 0 | 0 | 0 | 0 | 0 | 0
2016-08-01 15:00 | 0 | 0 | 0 | 0 | 0 | 597175.2552 | 581008 | 0 | 0 | 0 | 0 | 16167.2552 | 0 | 0 | 0 | 0 | 0 | 0 | 0 | 0 | 0 | 0 | 16167.2552 | 0 | 0 | 0 | 0 | 0
2016-08-01 16:00 | 0 | 0 | 0 | 0 | 0 | 646607.4023 | 609100 | 0 | 0 | 0 | 0 | 0 | 0 | 0 | 0 | 0 | 53674.6575 | 0 | 0 | 0 | 0 | 0 | -16167.2552 | 0 | 0 | 0 | 0 | 53674.6575
2016-08-01 17:00 | 0 | 0 | 0 | 0 | 0 | 660325.7482 | 633495 | 0 | 0 | 0 | 0 | 61870.256 | 0 | 0 | 0 | 0 | 18635.1497 | 0 | 0 | 0 | 0 | 0 | 61870.256 | 0 | 0 | 0 | 0 | -35039.5078
2016-08-01 18:00 | 0 | 0 | 0 | 0 | 0 | 653424.8036 | 652822 | 0 | 0 | 0 | 0 | 0 | 0 | 0 | 0 | 0 | 81108.2094 | 0 | 0 | 0 | 0 | 0 | -61870.256 | 0 | 0 | 0 | 0 | 62473.0597
2016-08-01 19:00 | 0 | 0 | 0 | 0 | 0 | 636659.7748 | 666006 | 0 | 0 | 0 | 0 | 0 | 0 | 0 | 0 | 0 | 51761.9842 | 0 | 0 | 0 | 0 | 0 | 0 | 0 | 0 | 0 | 0 | -29346.2252
2016-08-01 20:00 | 0 | 0 | 0 | 0 | 6064.7161 | 616783.2997 | 674610 | 0 | 0 | 0 | 0 | 0 | 0 | 0 | 0 | 0 | 0 | 0 | 0 | 0 | 0 | 0 | 0 | 0 | 0 | 0 | 0 | -51761.9842
2016-08-01 21:00 | 0 | 0 | 0 | 0 | 91932.1874 | 585112.8126 | 677045 | 0 | 0 | 0 | 0 | 0 | 0 | 0 | 0 | 0 | 0 | 0 | 0 | 0 | 0 | 0 | 0 | 0 | 0 | 0 | 0 | 0
2016-08-01 22:00 | 0 | 0 | 0 | 0 | 131562.224 | 539224.776 | 670787 | 0 | 0 | 0 | 0 | 0 | 0 | 0 | 0 | 0 | 0 | 0 | 0 | 0 | 0 | 0 | 0 | 0 | 0 | 0 | 0 | 0
2016-08-01 23:00 | 0 | 0 | 0 | 0 | 453824.5072 | 458757.1231 | 657844 | 0 | 0 | 0 | 0 | 0 | 0 | 0 | 0 | 0 | 254737.6302 | 0 | 0 | 0 | 0 | 0 | 0 | 0 | 0 | 0 | 0 | 254737.6302
2016-08-02 | 0 | 0 | 0 | 0 | 54458.2097 | 332139.1601 | 641335 | 0 | 0 | 0 | 0 | 0 | 0 | 0 | 0 | 0 | 0 | 0 | 0 | 0 | 0 | 0 | 0 | 0 | 0 | 0 | 0 | -254737.6302
2016-08-02 01:00 | 0 | 0 | 0 | 0 | 481832.9091 | 156109.45 | 622717 | 0 | 0 | 0 | 0 | 15225.3592 | 0 | 0 | 0 | 0 | 0 | 0 | 0 | 0 | 0 | 0 | 15225.3592 | 0 | 0 | 0 | 0 | 0
2016-08-02 02:00 | 0 | 0 | 0 | 0 | 874068.062 | 7315.3339 | 592757 | 0 | 0 | 0 | 0 | 0 | 0 | 0 | 0 | 0 | 303851.755 | 0 | 0 | 0 | 0 | 0 | -15225.3592 | 0 | 0 | 0 | 0 | 303851.755
2016-08-02 03:00 | 0 | 0 | 0 | 0 | 554537 | 0 | 554537 | 0 | 0 | 0 | 0 | 0 | 0 | 0 | 0 | 0 | 303851.755 | 0 | 0 | 0 | 0 | 0 | 0 | 0 | 0 | 0 | 0 | 0
2016-08-02 04:00 | 0 | 0 | 0 | 0 | 212840.245 | 0 | 516692 | 0 | 0 | 0 | 0 | 0 | 0 | 0 | 0 | 0 | 0 | 0 | 0 | 0 | 0 | 0 | 0 | 0 | 0 | 0 | 0 | -303851.755
2016-08-02 05:00 | 0 | 0 | 0 | 0 | 485217 | 0 | 485217 | 0 | 0 | 0 | 0 | 0 | 0 | 0 | 0 | 0 | 0 | 0 | 0 | 0 | 0 | 0 | 0 | 0 | 0 | 0 | 0 | 0
2016-08-02 06:00 | 0 | 0 | 0 | 0 | 459636 | 0 | 459636 | 0 | 0 | 0 | 0 | 0 | 0 | 0 | 0 | 0 | 0 | 0 | 0 | 0 | 0 | 0 | 0 | 0 | 0 | 0 | 0 | 0
2016-08-02 07:00 | 0 | 0 | 0 | 0 | 441125 | 0 | 441125 | 0 | 0 | 0 | 0 | 0 | 0 | 0 | 0 | 0 | 0 | 0 | 0 | 0 | 0 | 0 | 0 | 0 | 0 | 0 | 0 | 0
2016-08-02 08:00 | 0 | 0 | 0 | 0 | 486295.408 | 0 | 432409 | 0 | 0 | 0 | 0 | 53886.408 | 0 | 0 | 0 | 0 | 0 | 0 | 0 | 0 | 0 | 0 | 53886.408 | 0 | 0 | 0 | 0 | 0
2016-08-02 09:00 | 0 | 0 | 0 | 0 | 582768.8678 | 0 | 435990 | 0 | 0 | 0 | 0 | 61870.256 | 0 | 0 | 0 | 0 | 138795.0198 | 0 | 0 | 0 | 0 | 0 | 7983.848 | 0 | 0 | 0 | 0 | 138795.0198
2016-08-02 10:00 | 0 | 0 | 0 | 0 | 512693.5372 | 0 | 451272 | 0 | 0 | 0 | 0 | 0 | 0 | 0 | 0 | 0 | 262086.8131 | 0 | 0 | 0 | 0 | 0 | -61870.256 | 0 | 0 | 0 | 0 | 123291.7933
2016-08-02 11:00 | 0 | 0 | 0 | 0 | 437596.7256 | 0 | 468913 | 0 | 0 | 0 | 0 | 0 | 0 | 0 | 0 | 0 | 230770.5387 | 0 | 0 | 0 | 0 | 0 | 0 | 0 | 0 | 0 | 0 | -31316.2744
2016-08-02 12:00 | 0 | 0 | 0 | 0 | 252280.0052 | 43891.1154 | 489949 | 0 | 0 | 0 | 0 | 36992.6593 | 0 | 0 | 0 | 0 | 0 | 0 | 0 | 0 | 0 | 0 | 36992.6593 | 0 | 0 | 0 | 0 | -230770.5387
2016-08-02 13:00 | 0 | 0 | 0 | 0 | 188959.2061 | 291144.1346 | 517096 | 0 | 0 | 0 | 0 | 0 | 0 | 0 | 0 | 0 | 0 | 0 | 0 | 0 | 0 | 0 | -36992.6593 | 0 | 0 | 0 | 0 | 0
2016-08-02 14:00 | 0 | 0 | 0 | 0 | 46896.6873 | 502464.3127 | 549361 | 0 | 0 | 0 | 0 | 0 | 0 | 0 | 0 | 0 | 0 | 0 | 0 | 0 | 0 | 0 | 0 | 0 | 0 | 0 | 0 | 0
2016-08-02 15:00 | 0 | 0 | 0 | 0 | 0 | 611050.9071 | 581580 | 0 | 0 | 0 | 0 | 29470.9071 | 0 | 0 | 0 | 0 | 0 | 0 | 0 | 0 | 0 | 0 | 29470.9071 | 0 | 0 | 0 | 0 | 0
2016-08-02 16:00 | 0 | 0 | 0 | 0 | 0 | 650908.2636 | 609773 | 0 | 0 | 0 | 0 | 61870.256 | 0 | 0 | 0 | 0 | 8735.9146 | 0 | 0 | 0 | 0 | 0 | 32399.349 | 0 | 0 | 0 | 0 | 8735.9146
2016-08-02 17:00 | 0 | 0 | 0 | 0 | 0 | 653347.4794 | 634098 | 0 | 0 | 0 | 0 | 0 | 0 | 0 | 0 | 0 | 89855.65 | 0 | 0 | 0 | 0 | 0 | -61870.256 | 0 | 0 | 0 | 0 | 81119.7354
2016-08-02 18:00 | 0 | 0 | 0 | 0 | 0 | 637318.9843 | 653280 | 0 | 0 | 0 | 0 | 0 | 0 | 0 | 0 | 0 | 73894.6343 | 0 | 0 | 0 | 0 | 0 | 0 | 0 | 0 | 0 | 0 | -15961.0157
2016-08-02 19:00 | 0 | 0 | 0 | 0 | 0 | 611032.9979 | 663366 | 0 | 0 | 0 | 0 | 0 | 0 | 0 | 0 | 0 | 21561.6322 | 0 | 0 | 0 | 0 | 0 | 0 | 0 | 0 | 0 | 0 | -52333.0021
2016-08-02 20:00 | 0 | 0 | 0 | 0 | 66753.0962 | 582066.2717 | 670381 | 0 | 0 | 0 | 0 | 0 | 0 | 0 | 0 | 0 | 0 | 0 | 0 | 0 | 0 | 0 | 0 | 0 | 0 | 0 | 0 | -21561.6322
2016-08-02 21:00 | 0 | 0 | 0 | 0 | 125603.2625 | 546550.7375 | 672154 | 0 | 0 | 0 | 0 | 0 | 0 | 0 | 0 | 0 | 0 | 0 | 0 | 0 | 0 | 0 | 0 | 0 | 0 | 0 | 0 | 0
2016-08-02 22:00 | 0 | 0 | 0 | 0 | 166682.5816 | 499879.4184 | 666562 | 0 | 0 | 0 | 0 | 0 | 0 | 0 | 0 | 0 | 0 | 0 | 0 | 0 | 0 | 0 | 0 | 0 | 0 | 0 | 0 | 0
2016-08-02 23:00 | 0 | 0 | 0 | 0 | 222233.4725 | 432195.8121 | 652378 | 0 | 0 | 0 | 0 | 2051.2846 | 0 | 0 | 0 | 0 | 0 | 0 | 0 | 0 | 0 | 0 | 2051.2846 | 0 | 0 | 0 | 0 | 0
2016-08-03 | 0 | 0 | 0 | 0 | 312357.9842 | 321404.7313 | 635814 | 0 | 0 | 0 | 0 | 0 | 0 | 0 | 0 | 0 | 0 | 0 | 0 | 0 | 0 | 0 | -2051.2846 | 0 | 0 | 0 | 0 | 0
2016-08-03 01:00 | 0 | 0 | 0 | 0 | 520458.0638 | 158741.1923 | 617329 | 0 | 0 | 0 | 0 | 61870.256 | 0 | 0 | 0 | 0 | 0 | 0 | 0 | 0 | 0 | 0 | 61870.256 | 0 | 0 | 0 | 0 | 0
2016-08-03 02:00 | 0 | 0 | 0 | 0 | 707233.7971 | 7268.6533 | 587534 | 0 | 0 | 0 | 0 | 0 | 0 | 0 | 0 | 0 | 188838.7065 | 0 | 0 | 0 | 0 | 0 | -61870.256 | 0 | 0 | 0 | 0 | 188838.7065
2016-08-03 03:00 | 0 | 0 | 0 | 0 | 359891.2935 | 0 | 548730 | 0 | 0 | 0 | 0 | 0 | 0 | 0 | 0 | 0 | 0 | 0 | 0 | 0 | 0 | 0 | 0 | 0 | 0 | 0 | 0 | -188838.7065
2016-08-03 04:00 | 0 | 0 | 0 | 0 | 512360 | 0 | 512360 | 0 | 0 | 0 | 0 | 0 | 0 | 0 | 0 | 0 | 0 | 0 | 0 | 0 | 0 | 0 | 0 | 0 | 0 | 0 | 0 | 0
2016-08-03 05:00 | 0 | 0 | 0 | 0 | 481561 | 0 | 481561 | 0 | 0 | 0 | 0 | 0 | 0 | 0 | 0 | 0 | 0 | 0 | 0 | 0 | 0 | 0 | 0 | 0 | 0 | 0 | 0 | 0
2016-08-03 06:00 | 0 | 0 | 0 | 0 | 456311 | 0 | 456311 | 0 | 0 | 0 | 0 | 0 | 0 | 0 | 0 | 0 | 0 | 0 | 0 | 0 | 0 | 0 | 0 | 0 | 0 | 0 | 0 | 0
2016-08-03 07:00 | 0 | 0 | 0 | 0 | 438423 | 0 | 438423 | 0 | 0 | 0 | 0 | 0 | 0 | 0 | 0 | 0 | 0 | 0 | 0 | 0 | 0 | 0 | 0 | 0 | 0 | 0 | 0 | 0
2016-08-03 08:00 | 0 | 0 | 0 | 0 | 429382 | 0 | 429382 | 0 | 0 | 0 | 0 | 0 | 0 | 0 | 0 | 0 | 0 | 0 | 0 | 0 | 0 | 0 | 0 | 0 | 0 | 0 | 0 | 0
2016-08-03 09:00 | 0 | 0 | 0 | 0 | 432012 | 0 | 432012 | 0 | 0 | 0 | 0 | 0 | 0 | 0 | 0 | 0 | 0 | 0 | 0 | 0 | 0 | 0 | 0 | 0 | 0 | 0 | 0 | 0
2016-08-03 10:00 | 0 | 0 | 0 | 0 | 476915.1307 | 0 | 446890 | 0 | 0 | 0 | 0 | 30025.1307 | 0 | 0 | 0 | 0 | 0 | 0 | 0 | 0 | 0 | 0 | 30025.1307 | 0 | 0 | 0 | 0 | 0
2016-08-03 11:00 | 0 | 0 | 0 | 0 | 521165.468 | 0 | 465284 | 0 | 0 | 0 | 0 | 0 | 0 | 0 | 0 | 0 | 85906.5987 | 0 | 0 | 0 | 0 | 0 | -30025.1307 | 0 | 0 | 0 | 0 | 85906.5987
2016-08-03 12:00 | 0 | 0 | 0 | 0 | 365304.747 | 35747.6543 | 486959 | 0 | 0 | 0 | 0 | 0 | 0 | 0 | 0 | 0 | 0 | 0 | 0 | 0 | 0 | 0 | 0 | 0 | 0 | 0 | 0 | -85906.5987
2016-08-03 13:00 | 0 | 0 | 0 | 0 | 262336.8634 | 252230.1366 | 514567 | 0 | 0 | 0 | 0 | 0 | 0 | 0 | 0 | 0 | 0 | 0 | 0 | 0 | 0 | 0 | 0 | 0 | 0 | 0 | 0 | 0
2016-08-03 14:00 | 0 | 0 | 0 | 0 | 100813.0858 | 446322.9142 | 547136 | 0 | 0 | 0 | 0 | 0 | 0 | 0 | 0 | 0 | 0 | 0 | 0 | 0 | 0 | 0 | 0 | 0 | 0 | 0 | 0 | 0
2016-08-03 15:00 | 0 | 0 | 0 | 0 | 10643.2103 | 569790.7897 | 580434 | 0 | 0 | 0 | 0 | 0 | 0 | 0 | 0 | 0 | 0 | 0 | 0 | 0 | 0 | 0 | 0 | 0 | 0 | 0 | 0 | 0
2016-08-03 16:00 | 0 | 0 | 0 | 0 | 0 | 626679.1193 | 610440 | 0 | 0 | 0 | 0 | 16239.1193 | 0 | 0 | 0 | 0 | 0 | 0 | 0 | 0 | 0 | 0 | 16239.1193 | 0 | 0 | 0 | 0 | 0
2016-08-03 17:00 | 0 | 0 | 0 | 0 | 0 | 634001.0934 | 636024 | 0 | 0 | 0 | 0 | 14216.2127 | 0 | 0 | 0 | 0 | 0 | 0 | 0 | 0 | 0 | 0 | -2022.9066 | 0 | 0 | 0 | 0 | 0
2016-08-03 18:00 | 0 | 0 | 0 | 0 | 20343.3479 | 621860.4394 | 656420 | 0 | 0 | 0 | 0 | 0 | 0 | 0 | 0 | 0 | 0 | 0 | 0 | 0 | 0 | 0 | -14216.2127 | 0 | 0 | 0 | 0 | 0
2016-08-03 19:00 | 0 | 0 | 0 | 0 | 70983.0679 | 600493.9321 | 671477 | 0 | 0 | 0 | 0 | 0 | 0 | 0 | 0 | 0 | 0 | 0 | 0 | 0 | 0 | 0 | 0 | 0 | 0 | 0 | 0 | 0
2016-08-03 20:00 | 0 | 0 | 0 | 0 | 105944.6812 | 575091.3188 | 681036 | 0 | 0 | 0 | 0 | 0 | 0 | 0 | 0 | 0 | 0 | 0 | 0 | 0 | 0 | 0 | 0 | 0 | 0 | 0 | 0 | 0
2016-08-03 21:00 | 0 | 0 | 0 | 0 | 141263.7564 | 542116.2436 | 683380 | 0 | 0 | 0 | 0 | 0 | 0 | 0 | 0 | 0 | 0 | 0 | 0 | 0 | 0 | 0 | 0 | 0 | 0 | 0 | 0 | 0
2016-08-03 22:00 | 0 | 0 | 0 | 0 | 177576.4363 | 500229.5637 | 677806 | 0 | 0 | 0 | 0 | 0 | 0 | 0 | 0 | 0 | 0 | 0 | 0 | 0 | 0 | 0 | 0 | 0 | 0 | 0 | 0 | 0
2016-08-03 23:00 | 0 | 0 | 0 | 0 | 242625.8158 | 421014.1842 | 663640 | 0 | 0 | 0 | 0 | 0 | 0 | 0 | 0 | 0 | 0 | 0 | 0 | 0 | 0 | 0 | 0 | 0 | 0 | 0 | 0 | 0
2016-08-04 | 0 | 0 | 0 | 0 | 344795.6415 | 302469.3585 | 647265 | 0 | 0 | 0 | 0 | 0 | 0 | 0 | 0 | 0 | 0 | 0 | 0 | 0 | 0 | 0 | 0 | 0 | 0 | 0 | 0 | 0
2016-08-04 01:00 | 0 | 0 | 0 | 0 | 488002.7682 | 141190.2318 | 629193 | 0 | 0 | 0 | 0 | 0 | 0 | 0 | 0 | 0 | 0 | 0 | 0 | 0 | 0 | 0 | 0 | 0 | 0 | 0 | 0 | 0
2016-08-04 02:00 | 0 | 0 | 0 | 0 | 956048.7682 | 6860.2428 | 597187 | 0 | 0 | 0 | 0 | 61870.256 | 0 | 0 | 0 | 0 | 303851.755 | 0 | 0 | 0 | 0 | 0 | 61870.256 | 0 | 0 | 0 | 0 | 303851.755
2016-08-04 03:00 | 0 | 0 | 0 | 0 | 192634.9889 | 0 | 558357 | 0 | 0 | 0 | 0 | 0 | 0 | 0 | 0 | 0 | 0 | 0 | 0 | 0 | 0 | 0 | -61870.256 | 0 | 0 | 0 | 0 | -303851.755
2016-08-04 04:00 | 0 | 0 | 0 | 0 | 521327 | 0 | 521327 | 0 | 0 | 0 | 0 | 0 | 0 | 0 | 0 | 0 | 0 | 0 | 0 | 0 | 0 | 0 | 0 | 0 | 0 | 0 | 0 | 0
2016-08-04 05:00 | 0 | 0 | 0 | 0 | 490549 | 0 | 490549 | 0 | 0 | 0 | 0 | 0 | 0 | 0 | 0 | 0 | 0 | 0 | 0 | 0 | 0 | 0 | 0 | 0 | 0 | 0 | 0 | 0
2016-08-04 06:00 | 0 | 0 | 0 | 0 | 462055 | 0 | 462055 | 0 | 0 | 0 | 0 | 0 | 0 | 0 | 0 | 0 | 0 | 0 | 0 | 0 | 0 | 0 | 0 | 0 | 0 | 0 | 0 | 0
2016-08-04 07:00 | 0 | 0 | 0 | 0 | 443032 | 0 | 443032 | 0 | 0 | 0 | 0 | 0 | 0 | 0 | 0 | 0 | 0 | 0 | 0 | 0 | 0 | 0 | 0 | 0 | 0 | 0 | 0 | 0
2016-08-04 08:00 | 0 | 0 | 0 | 0 | 433845 | 0 | 433845 | 0 | 0 | 0 | 0 | 0 | 0 | 0 | 0 | 0 | 0 | 0 | 0 | 0 | 0 | 0 | 0 | 0 | 0 | 0 | 0 | 0
2016-08-04 09:00 | 0 | 0 | 0 | 0 | 436996 | 0 | 436996 | 0 | 0 | 0 | 0 | 0 | 0 | 0 | 0 | 0 | 0 | 0 | 0 | 0 | 0 | 0 | 0 | 0 | 0 | 0 | 0 | 0
2016-08-04 10:00 | 0 | 0 | 0 | 0 | 452952 | 0 | 452952 | 0 | 0 | 0 | 0 | 0 | 0 | 0 | 0 | 0 | 0 | 0 | 0 | 0 | 0 | 0 | 0 | 0 | 0 | 0 | 0 | 0
2016-08-04 11:00 | 0 | 0 | 0 | 0 | 471032 | 0 | 471032 | 0 | 0 | 0 | 0 | 0 | 0 | 0 | 0 | 0 | 0 | 0 | 0 | 0 | 0 | 0 | 0 | 0 | 0 | 0 | 0 | 0
2016-08-04 12:00 | 0 | 0 | 0 | 0 | 454274.579 | 38482.421 | 492757 | 0 | 0 | 0 | 0 | 0 | 0 | 0 | 0 | 0 | 0 | 0 | 0 | 0 | 0 | 0 | 0 | 0 | 0 | 0 | 0 | 0
2016-08-04 13:00 | 0 | 0 | 0 | 0 | 269874.0949 | 250902.9051 | 520777 | 0 | 0 | 0 | 0 | 0 | 0 | 0 | 0 | 0 | 0 | 0 | 0 | 0 | 0 | 0 | 0 | 0 | 0 | 0 | 0 | 0
2016-08-04 14:00 | 0 | 0 | 0 | 0 | 100328.1216 | 454638.8784 | 554967 | 0 | 0 | 0 | 0 | 0 | 0 | 0 | 0 | 0 | 0 | 0 | 0 | 0 | 0 | 0 | 0 | 0 | 0 | 0 | 0 | 0
2016-08-04 15:00 | 0 | 0 | 0 | 0 | 13986.0628 | 574200.9372 | 588187 | 0 | 0 | 0 | 0 | 0 | 0 | 0 | 0 | 0 | 0 | 0 | 0 | 0 | 0 | 0 | 0 | 0 | 0 | 0 | 0 | 0
2016-08-04 16:00 | 0 | 0 | 0 | 0 | 0 | 634737.3059 | 616495 | 0 | 0 | 0 | 0 | 18242.3059 | 0 | 0 | 0 | 0 | 0 | 0 | 0 | 0 | 0 | 0 | 18242.3059 | 0 | 0 | 0 | 0 | 0
2016-08-04 17:00 | 0 | 0 | 0 | 0 | 0 | 647563.1969 | 640288 | 0 | 0 | 0 | 0 | 0 | 0 | 0 | 0 | 0 | 25517.5029 | 0 | 0 | 0 | 0 | 0 | -18242.3059 | 0 | 0 | 0 | 0 | 25517.5029
2016-08-04 18:00 | 0 | 0 | 0 | 0 | 0 | 636286.3138 | 658458 | 0 | 0 | 0 | 0 | 0 | 0 | 0 | 0 | 0 | 3345.8167 | 0 | 0 | 0 | 0 | 0 | 0 | 0 | 0 | 0 | 0 | -22171.6862
2016-08-04 19:00 | 0 | 0 | 0 | 0 | 50732.7252 | 616076.4581 | 670155 | 0 | 0 | 0 | 0 | 0 | 0 | 0 | 0 | 0 | 0 | 0 | 0 | 0 | 0 | 0 | 0 | 0 | 0 | 0 | 0 | -3345.8167
2016-08-04 20:00 | 0 | 0 | 0 | 0 | 81315.6337 | 595683.3663 | 676999 | 0 | 0 | 0 | 0 | 0 | 0 | 0 | 0 | 0 | 0 | 0 | 0 | 0 | 0 | 0 | 0 | 0 | 0 | 0 | 0 | 0
2016-08-04 21:00 | 0 | 0 | 0 | 0 | 175471.3766 | 564912.8794 | 678514 | 0 | 0 | 0 | 0 | 61870.256 | 0 | 0 | 0 | 0 | 0 | 0 | 0 | 0 | 0 | 0 | 61870.256 | 0 | 0 | 0 | 0 | 0
2016-08-04 22:00 | 0 | 0 | 0 | 0 | 93477.0134 | 517311.7306 | 672659 | 0 | 0 | 0 | 0 | 0 | 0 | 0 | 0 | 0 | 0 | 0 | 0 | 0 | 0 | 0 | -61870.256 | 0 | 0 | 0 | 0 | 0
2016-08-04 23:00 | 0 | 0 | 0 | 0 | 519418.6303 | 431776.3601 | 657579 | 0 | 0 | 0 | 0 | 61870.256 | 0 | 0 | 0 | 0 | 231745.7344 | 0 | 0 | 0 | 0 | 0 | 61870.256 | 0 | 0 | 0 | 0 | 231745.7344
2016-08-05 | 0 | 0 | 0 | 0 | 44900.4035 | 302575.6061 | 641092 | 0 | 0 | 0 | 0 | 0 | 0 | 0 | 0 | 0 | 0 | 0 | 0 | 0 | 0 | 0 | -61870.256 | 0 | 0 | 0 | 0 | -231745.7344
2016-08-05 01:00 | 0 | 0 | 0 | 0 | 557299.768 | 128049.488 | 623479 | 0 | 0 | 0 | 0 | 61870.256 | 0 | 0 | 0 | 0 | 0 | 0 | 0 | 0 | 0 | 0 | 61870.256 | 0 | 0 | 0 | 0 | 0
2016-08-05 02:00 | 0 | 0 | 0 | 0 | 769197.5993 | 6203.2141 | 592327 | 0 | 0 | 0 | 0 | 0 | 0 | 0 | 0 | 0 | 244944.0694 | 0 | 0 | 0 | 0 | 0 | -61870.256 | 0 | 0 | 0 | 0 | 244944.0694
2016-08-05 03:00 | 0 | 0 | 0 | 0 | 613839.6856 | 0 | 554932 | 0 | 0 | 0 | 0 | 0 | 0 | 0 | 0 | 0 | 303851.755 | 0 | 0 | 0 | 0 | 0 | 0 | 0 | 0 | 0 | 0 | 58907.6856
2016-08-05 04:00 | 0 | 0 | 0 | 0 | 215145.245 | 0 | 518997 | 0 | 0 | 0 | 0 | 0 | 0 | 0 | 0 | 0 | 0 | 0 | 0 | 0 | 0 | 0 | 0 | 0 | 0 | 0 | 0 | -303851.755
2016-08-05 05:00 | 0 | 0 | 0 | 0 | 500558.7506 | 0 | 487155 | 0 | 0 | 0 | 0 | 0 | 0 | 0 | 0 | 0 | 13403.7506 | 0 | 0 | 0 | 0 | 0 | 0 | 0 | 0 | 0 | 0 | 13403.7506
2016-08-05 06:00 | 0 | 0 | 0 | 0 | 644261.8282 | 0 | 461710 | 0 | 0 | 0 | 0 | 61870.256 | 0 | 0 | 0 | 0 | 134085.3228 | 0 | 0 | 0 | 0 | 0 | 61870.256 | 0 | 0 | 0 | 0 | 120681.5722
2016-08-05 07:00 | 0 | 0 | 0 | 0 | 590732.8652 | 0 | 444178 | 0 | 0 | 0 | 0 | 0 | 0 | 0 | 0 | 0 | 342510.444 | 0 | 0 | 0 | 0 | 0 | -61870.256 | 0 | 0 | 0 | 0 | 208425.1212
2016-08-05 08:00 | 0 | 0 | 0 | 0 | 551477.3861 | 0 | 434777 | 0 | 0 | 0 | 0 | 61870.256 | 0 | 0 | 0 | 0 | 397340.574 | 0 | 0 | 0 | 0 | 0 | 61870.256 | 0 | 0 | 0 | 0 | 54830.13
2016-08-05 09:00 | 0 | 0 | 0 | 0 | 476885.603 | 0 | 437450 | 0 | 0 | 0 | 0 | 61870.256 | 0 | 0 | 0 | 0 | 436776.177 | 0 | 0 | 0 | 0 | 0 | 0 | 0 | 0 | 0 | 0 | 39435.603
2016-08-05 10:00 | 0 | 0 | 0 | 0 | 402728.691 | 0 | 450978 | 0 | 0 | 0 | 0 | 0 | 0 | 0 | 0 | 0 | 450397.124 | 0 | 0 | 0 | 0 | 0 | -61870.256 | 0 | 0 | 0 | 0 | 13620.947
2016-08-05 11:00 | 0 | 0 | 0 | 0 | 336450.513 | 0 | 467665 | 0 | 0 | 0 | 0 | 0 | 0 | 0 | 0 | 0 | 319182.637 | 0 | 0 | 0 | 0 | 0 | 0 | 0 | 0 | 0 | 0 | -131214.487
2016-08-05 12:00 | 0 | 0 | 0 | 0 | 210852.684 | 40420.5429 | 489571 | 0 | 0 | 0 | 0 | 61870.256 | 0 | 0 | 0 | 0 | 19014.6078 | 0 | 0 | 0 | 0 | 0 | 61870.256 | 0 | 0 | 0 | 0 | -300168.0292
2016-08-05 13:00 | 0 | 0 | 0 | 0 | 181462.3714 | 255346.7648 | 517694 | 0 | 0 | 0 | 0 | 0 | 0 | 0 | 0 | 0 | 0 | 0 | 0 | 0 | 0 | 0 | -61870.256 | 0 | 0 | 0 | 0 | -19014.6078
2016-08-05 14:00 | 0 | 0 | 0 | 0 | 75381.1941 | 473496.8059 | 548878 | 0 | 0 | 0 | 0 | 0 | 0 | 0 | 0 | 0 | 0 | 0 | 0 | 0 | 0 | 0 | 0 | 0 | 0 | 0 | 0 | 0
2016-08-05 15:00 | 0 | 0 | 0 | 0 | 0 | 588786.1625 | 579384 | 0 | 0 | 0 | 0 | 0 | 0 | 0 | 0 | 0 | 9402.1625 | 0 | 0 | 0 | 0 | 0 | 0 | 0 | 0 | 0 | 0 | 9402.1625
2016-08-05 16:00 | 0 | 0 | 0 | 0 | 0 | 636036.0844 | 605984 | 0 | 0 | 0 | 0 | 39454.2469 | 0 | 0 | 0 | 0 | 0 | 0 | 0 | 0 | 0 | 0 | 39454.2469 | 0 | 0 | 0 | 0 | -9402.1625
2016-08-05 17:00 | 0 | 0 | 0 | 0 | 0 | 641930.3389 | 629230 | 0 | 0 | 0 | 0 | 0 | 0 | 0 | 0 | 0 | 52154.5858 | 0 | 0 | 0 | 0 | 0 | -39454.2469 | 0 | 0 | 0 | 0 | 52154.5858
2016-08-05 18:00 | 0 | 0 | 0 | 0 | 0 | 627589.225 | 646679 | 0 | 0 | 0 | 0 | 0 | 0 | 0 | 0 | 0 | 33064.8108 | 0 | 0 | 0 | 0 | 0 | 0 | 0 | 0 | 0 | 0 | -19089.775
2016-08-05 19:00 | 0 | 0 | 0 | 0 | 16220.28 | 608627.9092 | 657913 | 0 | 0 | 0 | 0 | 0 | 0 | 0 | 0 | 0 | 0 | 0 | 0 | 0 | 0 | 0 | 0 | 0 | 0 | 0 | 0 | -33064.8108
2016-08-05 20:00 | 0 | 0 | 0 | 0 | 74218.4069 | 588664.5931 | 662883 | 0 | 0 | 0 | 0 | 0 | 0 | 0 | 0 | 0 | 0 | 0 | 0 | 0 | 0 | 0 | 0 | 0 | 0 | 0 | 0 | 0
2016-08-05 21:00 | 0 | 0 | 0 | 0 | 103812.4054 | 557300.5946 | 661113 | 0 | 0 | 0 | 0 | 0 | 0 | 0 | 0 | 0 | 0 | 0 | 0 | 0 | 0 | 0 | 0 | 0 | 0 | 0 | 0 | 0
2016-08-05 22:00 | 0 | 0 | 0 | 0 | 139762.1354 | 511384.8646 | 651147 | 0 | 0 | 0 | 0 | 0 | 0 | 0 | 0 | 0 | 0 | 0 | 0 | 0 | 0 | 0 | 0 | 0 | 0 | 0 | 0 | 0
2016-08-05 23:00 | 0 | 0 | 0 | 0 | 198145.7389 | 435930.2611 | 634076 | 0 | 0 | 0 | 0 | 0 | 0 | 0 | 0 | 0 | 0 | 0 | 0 | 0 | 0 | 0 | 0 | 0 | 0 | 0 | 0 | 0
2016-08-06 | 0 | 0 | 0 | 0 | 306335.7853 | 316741.6552 | 616767 | 0 | 0 | 0 | 0 | 0 | 0 | 0 | 0 | 0 | 6310.4405 | 0 | 0 | 0 | 0 | 0 | 0 | 0 | 0 | 0 | 0 | 6310.4405
2016-08-06 01:00 | 0 | 0 | 0 | 0 | 500887.3462 | 142418.9985 | 600353 | 0 | 0 | 0 | 0 | 49263.7853 | 0 | 0 | 0 | 0 | 0 | 0 | 0 | 0 | 0 | 0 | 49263.7853 | 0 | 0 | 0 | 0 | -6310.4405
2016-08-06 02:00 | 0 | 0 | 0 | 0 | 643855.3595 | 5186.0229 | 573118 | 0 | 0 | 0 | 0 | 0 | 0 | 0 | 0 | 0 | 125187.1676 | 0 | 0 | 0 | 0 | 0 | -49263.7853 | 0 | 0 | 0 | 0 | 125187.1676
2016-08-06 03:00 | 0 | 0 | 0 | 0 | 650954.0309 | 0 | 539577 | 0 | 0 | 0 | 0 | 0 | 0 | 0 | 0 | 0 | 236564.1985 | 0 | 0 | 0 | 0 | 0 | 0 | 0 | 0 | 0 | 0 | 111377.0309
2016-08-06 04:00 | 0 | 0 | 0 | 0 | 270300.8015 | 0 | 506865 | 0 | 0 | 0 | 0 | 0 | 0 | 0 | 0 | 0 | 0 | 0 | 0 | 0 | 0 | 0 | 0 | 0 | 0 | 0 | 0 | -236564.1985
2016-08-06 05:00 | 0 | 0 | 0 | 0 | 477499 | 0 | 477499 | 0 | 0 | 0 | 0 | 0 | 0 | 0 | 0 | 0 | 0 | 0 | 0 | 0 | 0 | 0 | 0 | 0 | 0 | 0 | 0 | 0
2016-08-06 06:00 | 0 | 0 | 0 | 0 | 453173 | 0 | 453173 | 0 | 0 | 0 | 0 | 0 | 0 | 0 | 0 | 0 | 0 | 0 | 0 | 0 | 0 | 0 | 0 | 0 | 0 | 0 | 0 | 0
2016-08-06 07:00 | 0 | 0 | 0 | 0 | 533073.8256 | 0 | 435218 | 0 | 0 | 0 | 0 | 61870.256 | 0 | 0 | 0 | 0 | 35985.5696 | 0 | 0 | 0 | 0 | 0 | 61870.256 | 0 | 0 | 0 | 0 | 35985.5696
2016-08-06 08:00 | 0 | 0 | 0 | 0 | 518682.9785 | 0 | 423260 | 0 | 0 | 0 | 0 | 0 | 0 | 0 | 0 | 0 | 193278.8041 | 0 | 0 | 0 | 0 | 0 | -61870.256 | 0 | 0 | 0 | 0 | 157293.2345
2016-08-06 09:00 | 0 | 0 | 0 | 0 | 470460.7358 | 0 | 418988 | 0 | 0 | 0 | 0 | 0 | 0 | 0 | 0 | 0 | 244751.54 | 0 | 0 | 0 | 0 | 0 | 0 | 0 | 0 | 0 | 0 | 51472.7358
2016-08-06 10:00 | 0 | 0 | 0 | 0 | 421829.8423 | 0 | 419093 | 0 | 0 | 0 | 0 | 61870.256 | 0 | 0 | 0 | 0 | 185618.1262 | 0 | 0 | 0 | 0 | 0 | 61870.256 | 0 | 0 | 0 | 0 | -59133.4137
2016-08-06 11:00 | 0 | 0 | 0 | 0 | 374775.539 | 0 | 424830 | 0 | 0 | 0 | 0 | 0 | 0 | 0 | 0 | 0 | 197433.9213 | 0 | 0 | 0 | 0 | 0 | -61870.256 | 0 | 0 | 0 | 0 | 11815.795
2016-08-06 12:00 | 0 | 0 | 0 | 0 | 223052.1396 | 28093.3913 | 443533 | 0 | 0 | 0 | 0 | 5046.4522 | 0 | 0 | 0 | 0 | 0 | 0 | 0 | 0 | 0 | 0 | 5046.4522 | 0 | 0 | 0 | 0 | -197433.9213
2016-08-06 13:00 | 0 | 0 | 0 | 0 | 188103.2075 | 279576.3403 | 472726 | 0 | 0 | 0 | 0 | 0 | 0 | 0 | 0 | 0 | 0 | 0 | 0 | 0 | 0 | 0 | -5046.4522 | 0 | 0 | 0 | 0 | 0
2016-08-06 14:00 | 0 | 0 | 0 | 0 | 0 | 508683.2389 | 507408 | 0 | 0 | 0 | 0 | 0 | 0 | 0 | 0 | 0 | 1275.2389 | 0 | 0 | 0 | 0 | 0 | 0 | 0 | 0 | 0 | 0 | 1275.2389
2016-08-06 15:00 | 0 | 0 | 0 | 0 | 0 | 613796.9472 | 541235 | 0 | 0 | 0 | 0 | 0 | 0 | 0 | 0 | 0 | 73837.1861 | 0 | 0 | 0 | 0 | 0 | 0 | 0 | 0 | 0 | 0 | 72561.9472
2016-08-06 16:00 | 0 | 0 | 0 | 0 | 0 | 657144.7295 | 569814 | 0 | 0 | 0 | 0 | 61870.256 | 0 | 0 | 0 | 0 | 99297.6596 | 0 | 0 | 0 | 0 | 0 | 61870.256 | 0 | 0 | 0 | 0 | 25460.4735
2016-08-06 17:00 | 0 | 0 | 0 | 0 | 0 | 663035.0904 | 592151 | 0 | 0 | 0 | 0 | 61870.256 | 0 | 0 | 0 | 0 | 170181.75 | 0 | 0 | 0 | 0 | 0 | 0 | 0 | 0 | 0 | 0 | 70884.0904
2016-08-06 18:00 | 0 | 0 | 0 | 0 | 0 | 649314.1571 | 608053 | 0 | 0 | 0 | 0 | 61870.256 | 0 | 0 | 0 | 0 | 211442.9071 | 0 | 0 | 0 | 0 | 0 | 0 | 0 | 0 | 0 | 0 | 41261.1571
2016-08-06 19:00 | 0 | 0 | 0 | 0 | 0 | 629473.3984 | 619282 | 0 | 0 | 0 | 0 | 0 | 0 | 0 | 0 | 0 | 283504.5615 | 0 | 0 | 0 | 0 | 0 | -61870.256 | 0 | 0 | 0 | 0 | 72061.6545
2016-08-06 20:00 | 0 | 0 | 0 | 0 | 0 | 615077.8384 | 626743 | 0 | 0 | 0 | 0 | 61870.256 | 0 | 0 | 0 | 0 | 209969.1439 | 0 | 0 | 0 | 0 | 0 | 61870.256 | 0 | 0 | 0 | 0 | -73535.4177
2016-08-06 21:00 | 0 | 0 | 0 | 0 | 0 | 591647.0492 | 629027 | 0 | 0 | 0 | 0 | 0 | 0 | 0 | 0 | 0 | 234459.4491 | 0 | 0 | 0 | 0 | 0 | -61870.256 | 0 | 0 | 0 | 0 | 24490.3052
2016-08-06 22:00 | 0 | 0 | 0 | 0 | 0 | 556622.2288 | 623131 | 0 | 0 | 0 | 0 | 61870.256 | 0 | 0 | 0 | 0 | 106080.4218 | 0 | 0 | 0 | 0 | 0 | 61870.256 | 0 | 0 | 0 | 0 | -128379.0273
2016-08-06 23:00 | 0 | 0 | 0 | 0 | 187979.3239 | 487335.6833 | 609762 | 0 | 0 | 0 | 0 | 0 | 0 | 0 | 0 | 0 | 233503.685 | 0 | 0 | 0 | 0 | 0 | -61870.256 | 0 | 0 | 0 | 0 | 127423.2632
2016-08-07 | 0 | 0 | 0 | 0 | 0 | 361133.315 | 594637 | 0 | 0 | 0 | 0 | 0 | 0 | 0 | 0 | 0 | 0 | 0 | 0 | 0 | 0 | 0 | 0 | 0 | 0 | 0 | 0 | -233503.685
2016-08-07 01:00 | 0 | 0 | 0 | 0 | 410733.3263 | 168639.6737 | 579373 | 0 | 0 | 0 | 0 | 0 | 0 | 0 | 0 | 0 | 0 | 0 | 0 | 0 | 0 | 0 | 0 | 0 | 0 | 0 | 0 | 0
2016-08-07 02:00 | 0 | 0 | 0 | 0 | 726731.0536 | 4440.1743 | 551628 | 0 | 0 | 0 | 0 | 61870.256 | 0 | 0 | 0 | 0 | 117672.9719 | 0 | 0 | 0 | 0 | 0 | 61870.256 | 0 | 0 | 0 | 0 | 117672.9719
2016-08-07 03:00 | 0 | 0 | 0 | 0 | 338851.7721 | 0 | 518395 | 0 | 0 | 0 | 0 | 0 | 0 | 0 | 0 | 0 | 0 | 0 | 0 | 0 | 0 | 0 | -61870.256 | 0 | 0 | 0 | 0 | -117672.9719
2016-08-07 04:00 | 0 | 0 | 0 | 0 | 487018 | 0 | 487018 | 0 | 0 | 0 | 0 | 0 | 0 | 0 | 0 | 0 | 0 | 0 | 0 | 0 | 0 | 0 | 0 | 0 | 0 | 0 | 0 | 0
2016-08-07 05:00 | 0 | 0 | 0 | 0 | 460336 | 0 | 460336 | 0 | 0 | 0 | 0 | 0 | 0 | 0 | 0 | 0 | 0 | 0 | 0 | 0 | 0 | 0 | 0 | 0 | 0 | 0 | 0 | 0
2016-08-07 06:00 | 0 | 0 | 0 | 0 | 436438 | 0 | 436438 | 0 | 0 | 0 | 0 | 0 | 0 | 0 | 0 | 0 | 0 | 0 | 0 | 0 | 0 | 0 | 0 | 0 | 0 | 0 | 0 | 0
2016-08-07 07:00 | 0 | 0 | 0 | 0 | 418176 | 0 | 418176 | 0 | 0 | 0 | 0 | 0 | 0 | 0 | 0 | 0 | 0 | 0 | 0 | 0 | 0 | 0 | 0 | 0 | 0 | 0 | 0 | 0
2016-08-07 08:00 | 0 | 0 | 0 | 0 | 461715.9063 | 0 | 405109 | 0 | 0 | 0 | 0 | 0 | 0 | 0 | 0 | 0 | 56606.9063 | 0 | 0 | 0 | 0 | 0 | 0 | 0 | 0 | 0 | 0 | 56606.9063
2016-08-07 09:00 | 0 | 0 | 0 | 0 | 488651.727 | 0 | 398654 | 0 | 0 | 0 | 0 | 61870.256 | 0 | 0 | 0 | 0 | 84734.3773 | 0 | 0 | 0 | 0 | 0 | 61870.256 | 0 | 0 | 0 | 0 | 28127.471
2016-08-07 10:00 | 0 | 0 | 0 | 0 | 430404.2113 | 0 | 396437 | 0 | 0 | 0 | 0 | 61870.256 | 0 | 0 | 0 | 0 | 118701.5886 | 0 | 0 | 0 | 0 | 0 | 0 | 0 | 0 | 0 | 0 | 33967.2113
2016-08-07 11:00 | 0 | 0 | 0 | 0 | 384346.9853 | 0 | 400201 | 0 | 0 | 0 | 0 | 61870.256 | 0 | 0 | 0 | 0 | 102847.5739 | 0 | 0 | 0 | 0 | 0 | 0 | 0 | 0 | 0 | 0 | -15854.0147
2016-08-07 12:00 | 0 | 0 | 0 | 0 | 228967.5637 | 23760.6064 | 417446 | 0 | 0 | 0 | 0 | 0 | 0 | 0 | 0 | 0 | 0 | 0 | 0 | 0 | 0 | 0 | -61870.256 | 0 | 0 | 0 | 0 | -102847.5739
2016-08-07 13:00 | 0 | 0 | 0 | 0 | 145163.206 | 300607.794 | 445771 | 0 | 0 | 0 | 0 | 0 | 0 | 0 | 0 | 0 | 0 | 0 | 0 | 0 | 0 | 0 | 0 | 0 | 0 | 0 | 0 | 0
2016-08-07 14:00 | 0 | 0 | 0 | 0 | 0 | 560684.5935 | 476693 | 0 | 0 | 0 | 0 | 0 | 0 | 0 | 0 | 0 | 83991.5935 | 0 | 0 | 0 | 0 | 0 | 0 | 0 | 0 | 0 | 0 | 83991.5935
2016-08-07 15:00 | 0 | 0 | 0 | 0 | 0 | 660040.8468 | 508737 | 0 | 0 | 0 | 0 | 0 | 0 | 0 | 0 | 0 | 235295.4403 | 0 | 0 | 0 | 0 | 0 | 0 | 0 | 0 | 0 | 0 | 151303.8468
2016-08-07 16:00 | 0 | 0 | 0 | 0 | 0 | 705915.9059 | 537718 | 0 | 0 | 0 | 0 | 61870.256 | 0 | 0 | 0 | 0 | 341623.0901 | 0 | 0 | 0 | 0 | 0 | 61870.256 | 0 | 0 | 0 | 0 | 106327.6498
2016-08-07 17:00 | 0 | 0 | 0 | 0 | 0 | 708789.2141 | 561896 | 0 | 0 | 0 | 0 | 61870.256 | 0 | 0 | 0 | 0 | 488516.3042 | 0 | 0 | 0 | 0 | 0 | 0 | 0 | 0 | 0 | 0 | 146893.2141
2016-08-07 18:00 | 0 | 0 | 0 | 0 | 0 | 692952.9571 | 580214 | 0 | 0 | 0 | 0 | 61870.256 | 0 | 0 | 0 | 0 | 601255.2613 | 0 | 0 | 0 | 0 | 0 | 0 | 0 | 0 | 0 | 0 | 112738.9571
2016-08-07 19:00 | 0 | 0 | 0 | 0 | 0 | 674404.6141 | 594523 | 0 | 0 | 0 | 0 | 61870.256 | 0 | 0 | 0 | 0 | 681136.8754 | 0 | 0 | 0 | 0 | 0 | 0 | 0 | 0 | 0 | 0 | 79881.6141
2016-08-07 20:00 | 0 | 0 | 0 | 0 | 0 | 657898.3409 | 604471 | 0 | 0 | 0 | 0 | 61870.256 | 0 | 0 | 0 | 0 | 734564.2163 | 0 | 0 | 0 | 0 | 0 | 0 | 0 | 0 | 0 | 0 | 53427.3409
2016-08-07 21:00 | 0 | 0 | 0 | 0 | 0 | 637590.9292 | 610725 | 0 | 0 | 0 | 0 | 0 | 0 | 0 | 0 | 0 | 823300.4015 | 0 | 0 | 0 | 0 | 0 | -61870.256 | 0 | 0 | 0 | 0 | 88736.1852
2016-08-07 22:00 | 0 | 0 | 0 | 0 | 0 | 603773.1045 | 609226 | 0 | 0 | 0 | 0 | 0 | 0 | 0 | 0 | 0 | 817847.506 | 0 | 0 | 0 | 0 | 0 | 0 | 0 | 0 | 0 | 0 | -5452.8955
2016-08-07 23:00 | 0 | 0 | 0 | 0 | 0 | 525681.8152 | 598850 | 0 | 0 | 0 | 0 | 0 | 0 | 0 | 0 | 0 | 744679.3212 | 0 | 0 | 0 | 0 | 0 | 0 | 0 | 0 | 0 | 0 | -73168.1848
2016-08-08 | 0 | 0 | 0 | 0 | 0 | 386495.1301 | 586835 | 0 | 0 | 0 | 0 | 0 | 0 | 0 | 0 | 0 | 544339.4513 | 0 | 0 | 0 | 0 | 0 | 0 | 0 | 0 | 0 | 0 | -200339.8699
2016-08-08 01:00 | 0 | 0 | 0 | 0 | 155139.5963 | 176819.9047 | 573941 | 0 | 0 | 0 | 0 | 61870.256 | 0 | 0 | 0 | 0 | 240487.6963 | 0 | 0 | 0 | 0 | 0 | 61870.256 | 0 | 0 | 0 | 0 | -303851.755
2016-08-08 02:00 | 0 | 0 | 0 | 0 | 762144.9723 | 4929.1068 | 547508 | 0 | 0 | 0 | 0 | 0 | 0 | 0 | 0 | 0 | 521924.0315 | 0 | 0 | 0 | 0 | 0 | -61870.256 | 0 | 0 | 0 | 0 | 281436.3352
2016-08-08 03:00 | 0 | 0 | 0 | 0 | 210750.245 | 0 | 514602 | 0 | 0 | 0 | 0 | 0 | 0 | 0 | 0 | 0 | 218072.2765 | 0 | 0 | 0 | 0 | 0 | 0 | 0 | 0 | 0 | 0 | -303851.755
2016-08-08 04:00 | 0 | 0 | 0 | 0 | 266287.7235 | 0 | 484360 | 0 | 0 | 0 | 0 | 0 | 0 | 0 | 0 | 0 | 0 | 0 | 0 | 0 | 0 | 0 | 0 | 0 | 0 | 0 | 0 | -218072.2765
2016-08-08 05:00 | 0 | 0 | 0 | 0 | 456614 | 0 | 456614 | 0 | 0 | 0 | 0 | 0 | 0 | 0 | 0 | 0 | 0 | 0 | 0 | 0 | 0 | 0 | 0 | 0 | 0 | 0 | 0 | 0
2016-08-08 06:00 | 0 | 0 | 0 | 0 | 434810 | 0 | 434810 | 0 | 0 | 0 | 0 | 0 | 0 | 0 | 0 | 0 | 0 | 0 | 0 | 0 | 0 | 0 | 0 | 0 | 0 | 0 | 0 | 0
2016-08-08 07:00 | 0 | 0 | 0 | 0 | 420049 | 0 | 420049 | 0 | 0 | 0 | 0 | 0 | 0 | 0 | 0 | 0 | 0 | 0 | 0 | 0 | 0 | 0 | 0 | 0 | 0 | 0 | 0 | 0
2016-08-08 08:00 | 0 | 0 | 0 | 0 | 413608 | 0 | 413608 | 0 | 0 | 0 | 0 | 0 | 0 | 0 | 0 | 0 | 0 | 0 | 0 | 0 | 0 | 0 | 0 | 0 | 0 | 0 | 0 | 0
2016-08-08 09:00 | 0 | 0 | 0 | 0 | 473950.7525 | 0 | 418611 | 0 | 0 | 0 | 0 | 0 | 0 | 0 | 0 | 0 | 55339.7525 | 0 | 0 | 0 | 0 | 0 | 0 | 0 | 0 | 0 | 0 | 55339.7525
2016-08-08 10:00 | 0 | 0 | 0 | 0 | 483611.5504 | 0 | 433554 | 0 | 0 | 0 | 0 | 0 | 0 | 0 | 0 | 0 | 105397.3029 | 0 | 0 | 0 | 0 | 0 | 0 | 0 | 0 | 0 | 0 | 50057.5504
2016-08-08 11:00 | 0 | 0 | 0 | 0 | 471337.7704 | 0 | 451396 | 0 | 0 | 0 | 0 | 61870.256 | 0 | 0 | 0 | 0 | 63468.8173 | 0 | 0 | 0 | 0 | 0 | 61870.256 | 0 | 0 | 0 | 0 | -41928.4856
2016-08-08 12:00 | 0 | 0 | 0 | 0 | 327483.867 | 19921.0596 | 472744 | 0 | 0 | 0 | 0 | 0 | 0 | 0 | 0 | 0 | 0 | 0 | 0 | 0 | 0 | 0 | -61870.256 | 0 | 0 | 0 | 0 | -63468.8173
2016-08-08 13:00 | 0 | 0 | 0 | 0 | 208734.8213 | 291820.1787 | 500555 | 0 | 0 | 0 | 0 | 0 | 0 | 0 | 0 | 0 | 0 | 0 | 0 | 0 | 0 | 0 | 0 | 0 | 0 | 0 | 0 | 0
2016-08-08 14:00 | 0 | 0 | 0 | 0 | 0 | 548605.4371 | 530957 | 0 | 0 | 0 | 0 | 17648.4371 | 0 | 0 | 0 | 0 | 0 | 0 | 0 | 0 | 0 | 0 | 17648.4371 | 0 | 0 | 0 | 0 | 0
2016-08-08 15:00 | 0 | 0 | 0 | 0 | 0 | 657430.4734 | 562651 | 0 | 0 | 0 | 0 | 0 | 0 | 0 | 0 | 0 | 112427.9105 | 0 | 0 | 0 | 0 | 0 | -17648.4371 | 0 | 0 | 0 | 0 | 112427.9105
2016-08-08 16:00 | 0 | 0 | 0 | 0 | 0 | 708880.3409 | 588832 | 0 | 0 | 0 | 0 | 61870.256 | 0 | 0 | 0 | 0 | 170605.9954 | 0 | 0 | 0 | 0 | 0 | 61870.256 | 0 | 0 | 0 | 0 | 58178.0849
2016-08-08 17:00 | 0 | 0 | 0 | 0 | 0 | 712166.5947 | 610947 | 0 | 0 | 0 | 0 | 0 | 0 | 0 | 0 | 0 | 333695.8462 | 0 | 0 | 0 | 0 | 0 | -61870.256 | 0 | 0 | 0 | 0 | 163089.8507
2016-08-08 18:00 | 0 | 0 | 0 | 0 | 0 | 700608.5592 | 628214 | 0 | 0 | 0 | 0 | 61870.256 | 0 | 0 | 0 | 0 | 344220.1493 | 0 | 0 | 0 | 0 | 0 | 61870.256 | 0 | 0 | 0 | 0 | 10524.3031
2016-08-08 19:00 | 0 | 0 | 0 | 0 | 0 | 687798.6132 | 640296 | 0 | 0 | 0 | 0 | 0 | 0 | 0 | 0 | 0 | 453593.0185 | 0 | 0 | 0 | 0 | 0 | -61870.256 | 0 | 0 | 0 | 0 | 109372.8692
2016-08-08 20:00 | 0 | 0 | 0 | 0 | 0 | 682591.0213 | 648566 | 0 | 0 | 0 | 0 | 0 | 0 | 0 | 0 | 0 | 487618.0399 | 0 | 0 | 0 | 0 | 0 | 0 | 0 | 0 | 0 | 0 | 34025.0213
2016-08-08 21:00 | 0 | 0 | 0 | 0 | 0 | 669352.4586 | 651755 | 0 | 0 | 0 | 0 | 61870.256 | 0 | 0 | 0 | 0 | 443345.2424 | 0 | 0 | 0 | 0 | 0 | 61870.256 | 0 | 0 | 0 | 0 | -44272.7974
2016-08-08 22:00 | 0 | 0 | 0 | 0 | 0 | 639486.7446 | 647720 | 0 | 0 | 0 | 0 | 0 | 0 | 0 | 0 | 0 | 496982.243 | 0 | 0 | 0 | 0 | 0 | -61870.256 | 0 | 0 | 0 | 0 | 53637.0006
2016-08-08 23:00 | 0 | 0 | 0 | 0 | 0 | 565532.5397 | 635421 | 0 | 0 | 0 | 0 | 61870.256 | 0 | 0 | 0 | 0 | 365223.5267 | 0 | 0 | 0 | 0 | 0 | 61870.256 | 0 | 0 | 0 | 0 | -131758.7163
2016-08-09 | 0 | 0 | 0 | 0 | 0 | 427565.2583 | 621949 | 0 | 0 | 0 | 0 | 0 | 0 | 0 | 0 | 0 | 232710.041 | 0 | 0 | 0 | 0 | 0 | -61870.256 | 0 | 0 | 0 | 0 | -132513.4857
2016-08-09 01:00 | 0 | 0 | 0 | 0 | 250031.6743 | 183368.7827 | 604820 | 0 | 0 | 0 | 0 | 61290.4979 | 0 | 0 | 0 | 0 | 0 | 0 | 0 | 0 | 0 | 0 | 61290.4979 | 0 | 0 | 0 | 0 | -232710.041
2016-08-09 02:00 | 0 | 0 | 0 | 0 | 811720.4198 | 3888.8373 | 573048 | 0 | 0 | 0 | 0 | 0 | 0 | 0 | 0 | 0 | 303851.755 | 0 | 0 | 0 | 0 | 0 | -61290.4979 | 0 | 0 | 0 | 0 | 303851.755
2016-08-09 03:00 | 0 | 0 | 0 | 0 | 230892.245 | 0 | 534744 | 0 | 0 | 0 | 0 | 0 | 0 | 0 | 0 | 0 | 0 | 0 | 0 | 0 | 0 | 0 | 0 | 0 | 0 | 0 | 0 | -303851.755
2016-08-09 04:00 | 0 | 0 | 0 | 0 | 500652 | 0 | 500652 | 0 | 0 | 0 | 0 | 0 | 0 | 0 | 0 | 0 | 0 | 0 | 0 | 0 | 0 | 0 | 0 | 0 | 0 | 0 | 0 | 0
2016-08-09 05:00 | 0 | 0 | 0 | 0 | 471436 | 0 | 471436 | 0 | 0 | 0 | 0 | 0 | 0 | 0 | 0 | 0 | 0 | 0 | 0 | 0 | 0 | 0 | 0 | 0 | 0 | 0 | 0 | 0
2016-08-09 06:00 | 0 | 0 | 0 | 0 | 448168 | 0 | 448168 | 0 | 0 | 0 | 0 | 0 | 0 | 0 | 0 | 0 | 0 | 0 | 0 | 0 | 0 | 0 | 0 | 0 | 0 | 0 | 0 | 0
2016-08-09 07:00 | 0 | 0 | 0 | 0 | 473487.3046 | 0 | 431015 | 0 | 0 | 0 | 0 | 0 | 0 | 0 | 0 | 0 | 42472.3046 | 0 | 0 | 0 | 0 | 0 | 0 | 0 | 0 | 0 | 0 | 42472.3046
2016-08-09 08:00 | 0 | 0 | 0 | 0 | 568806.3151 | 0 | 423605 | 0 | 0 | 0 | 0 | 61870.256 | 0 | 0 | 0 | 0 | 125803.3636 | 0 | 0 | 0 | 0 | 0 | 61870.256 | 0 | 0 | 0 | 0 | 83331.059
2016-08-09 09:00 | 0 | 0 | 0 | 0 | 531083.8994 | 0 | 428396 | 0 | 0 | 0 | 0 | 61870.256 | 0 | 0 | 0 | 0 | 228491.263 | 0 | 0 | 0 | 0 | 0 | 0 | 0 | 0 | 0 | 0 | 102687.8994
2016-08-09 10:00 | 0 | 0 | 0 | 0 | 482448.3767 | 0 | 445945 | 0 | 0 | 0 | 0 | 0 | 0 | 0 | 0 | 0 | 326864.8957 | 0 | 0 | 0 | 0 | 0 | -61870.256 | 0 | 0 | 0 | 0 | 98373.6327
2016-08-09 11:00 | 0 | 0 | 0 | 0 | 426658.1854 | 0 | 464137 | 0 | 0 | 0 | 0 | 61870.256 | 0 | 0 | 0 | 0 | 227515.825 | 0 | 0 | 0 | 0 | 0 | 61870.256 | 0 | 0 | 0 | 0 | -99349.0707
2016-08-09 12:00 | 0 | 0 | 0 | 0 | 249214.5696 | 20728.0436 | 484561 | 0 | 0 | 0 | 0 | 61870.256 | 0 | 0 | 0 | 0 | 12897.4382 | 0 | 0 | 0 | 0 | 0 | 0 | 0 | 0 | 0 | 0 | -214618.3868
2016-08-09 13:00 | 0 | 0 | 0 | 0 | 171247.7649 | 264809.5408 | 510825 | 0 | 0 | 0 | 0 | 0 | 0 | 0 | 0 | 0 | 0 | 0 | 0 | 0 | 0 | 0 | -61870.256 | 0 | 0 | 0 | 0 | -12897.4382
2016-08-09 14:00 | 0 | 0 | 0 | 0 | 33003.4306 | 511126.5694 | 544130 | 0 | 0 | 0 | 0 | 0 | 0 | 0 | 0 | 0 | 0 | 0 | 0 | 0 | 0 | 0 | 0 | 0 | 0 | 0 | 0 | 0
2016-08-09 15:00 | 0 | 0 | 0 | 0 | 0 | 620804.3678 | 576327 | 0 | 0 | 0 | 0 | 0 | 0 | 0 | 0 | 0 | 44477.3678 | 0 | 0 | 0 | 0 | 0 | 0 | 0 | 0 | 0 | 0 | 44477.3678
2016-08-09 16:00 | 0 | 0 | 0 | 0 | 0 | 661204.6853 | 604939 | 0 | 0 | 0 | 0 | 61870.256 | 0 | 0 | 0 | 0 | 38872.7971 | 0 | 0 | 0 | 0 | 0 | 61870.256 | 0 | 0 | 0 | 0 | -5604.5707
2016-08-09 17:00 | 0 | 0 | 0 | 0 | 0 | 676806.8499 | 630306 | 0 | 0 | 0 | 0 | 61870.256 | 0 | 0 | 0 | 0 | 85373.6469 | 0 | 0 | 0 | 0 | 0 | 0 | 0 | 0 | 0 | 0 | 46500.8499
2016-08-09 18:00 | 0 | 0 | 0 | 0 | 0 | 675528.4714 | 650268 | 0 | 0 | 0 | 0 | 61870.256 | 0 | 0 | 0 | 0 | 110634.1184 | 0 | 0 | 0 | 0 | 0 | 0 | 0 | 0 | 0 | 0 | 25260.4714
2016-08-09 19:00 | 0 | 0 | 0 | 0 | 0 | 665393.8433 | 662438 | 0 | 0 | 0 | 0 | 0 | 0 | 0 | 0 | 0 | 175460.2177 | 0 | 0 | 0 | 0 | 0 | -61870.256 | 0 | 0 | 0 | 0 | 64826.0993
2016-08-09 20:00 | 0 | 0 | 0 | 0 | 0 | 654392.8934 | 669236 | 0 | 0 | 0 | 0 | 61870.256 | 0 | 0 | 0 | 0 | 98746.8551 | 0 | 0 | 0 | 0 | 0 | 61870.256 | 0 | 0 | 0 | 0 | -76713.3626
2016-08-09 21:00 | 0 | 0 | 0 | 0 | 0 | 632818.7307 | 670932 | 0 | 0 | 0 | 0 | 0 | 0 | 0 | 0 | 0 | 122503.8418 | 0 | 0 | 0 | 0 | 0 | -61870.256 | 0 | 0 | 0 | 0 | 23756.9867
2016-08-09 22:00 | 0 | 0 | 0 | 0 | 0 | 594823.3581 | 664467 | 0 | 0 | 0 | 0 | 0 | 0 | 0 | 0 | 0 | 52860.1999 | 0 | 0 | 0 | 0 | 0 | 0 | 0 | 0 | 0 | 0 | -69643.6419
2016-08-09 23:00 | 0 | 0 | 0 | 0 | 351501.2392 | 508517.4715 | 651555 | 0 | 0 | 0 | 0 | 0 | 0 | 0 | 0 | 0 | 261323.9106 | 0 | 0 | 0 | 0 | 0 | 0 | 0 | 0 | 0 | 0 | 208463.7107
2016-08-10 | 0 | 0 | 0 | 0 | 0 | 377492.0894 | 638816 | 0 | 0 | 0 | 0 | 0 | 0 | 0 | 0 | 0 | 0 | 0 | 0 | 0 | 0 | 0 | 0 | 0 | 0 | 0 | 0 | -261323.9106
2016-08-10 01:00 | 0 | 0 | 0 | 0 | 447613.2501 | 174719.7499 | 622333 | 0 | 0 | 0 | 0 | 0 | 0 | 0 | 0 | 0 | 0 | 0 | 0 | 0 | 0 | 0 | 0 | 0 | 0 | 0 | 0 | 0
2016-08-10 02:00 | 0 | 0 | 0 | 0 | 945217.9044 | 3669.9484 | 593236 | 0 | 0 | 0 | 0 | 61870.256 | 0 | 0 | 0 | 0 | 293781.5968 | 0 | 0 | 0 | 0 | 0 | 61870.256 | 0 | 0 | 0 | 0 | 293781.5968
2016-08-10 03:00 | 0 | 0 | 0 | 0 | 200066.1472 | 0 | 555718 | 0 | 0 | 0 | 0 | 0 | 0 | 0 | 0 | 0 | 0 | 0 | 0 | 0 | 0 | 0 | -61870.256 | 0 | 0 | 0 | 0 | -293781.5968
2016-08-10 04:00 | 0 | 0 | 0 | 0 | 522030 | 0 | 522030 | 0 | 0 | 0 | 0 | 0 | 0 | 0 | 0 | 0 | 0 | 0 | 0 | 0 | 0 | 0 | 0 | 0 | 0 | 0 | 0 | 0
2016-08-10 05:00 | 0 | 0 | 0 | 0 | 491580 | 0 | 491580 | 0 | 0 | 0 | 0 | 0 | 0 | 0 | 0 | 0 | 0 | 0 | 0 | 0 | 0 | 0 | 0 | 0 | 0 | 0 | 0 | 0
2016-08-10 06:00 | 0 | 0 | 0 | 0 | 466906 | 0 | 466906 | 0 | 0 | 0 | 0 | 0 | 0 | 0 | 0 | 0 | 0 | 0 | 0 | 0 | 0 | 0 | 0 | 0 | 0 | 0 | 0 | 0
2016-08-10 07:00 | 0 | 0 | 0 | 0 | 449880 | 0 | 449880 | 0 | 0 | 0 | 0 | 0 | 0 | 0 | 0 | 0 | 0 | 0 | 0 | 0 | 0 | 0 | 0 | 0 | 0 | 0 | 0 | 0
2016-08-10 08:00 | 0 | 0 | 0 | 0 | 442094 | 0 | 442094 | 0 | 0 | 0 | 0 | 0 | 0 | 0 | 0 | 0 | 0 | 0 | 0 | 0 | 0 | 0 | 0 | 0 | 0 | 0 | 0 | 0
2016-08-10 09:00 | 0 | 0 | 0 | 0 | 446610 | 0 | 446610 | 0 | 0 | 0 | 0 | 0 | 0 | 0 | 0 | 0 | 0 | 0 | 0 | 0 | 0 | 0 | 0 | 0 | 0 | 0 | 0 | 0
2016-08-10 10:00 | 0 | 0 | 0 | 0 | 463323 | 0 | 463323 | 0 | 0 | 0 | 0 | 0 | 0 | 0 | 0 | 0 | 0 | 0 | 0 | 0 | 0 | 0 | 0 | 0 | 0 | 0 | 0 | 0
2016-08-10 11:00 | 0 | 0 | 0 | 0 | 554490.2273 | 0 | 482624 | 0 | 0 | 0 | 0 | 61870.256 | 0 | 0 | 0 | 0 | 9995.9712 | 0 | 0 | 0 | 0 | 0 | 61870.256 | 0 | 0 | 0 | 0 | 9995.9712
2016-08-10 12:00 | 0 | 0 | 0 | 0 | 409882.593 | 22556.1797 | 504305 | 0 | 0 | 0 | 0 | 0 | 0 | 0 | 0 | 0 | 0 | 0 | 0 | 0 | 0 | 0 | -61870.256 | 0 | 0 | 0 | 0 | -9995.9712
2016-08-10 13:00 | 0 | 0 | 0 | 0 | 278381.314 | 253978.686 | 532360 | 0 | 0 | 0 | 0 | 0 | 0 | 0 | 0 | 0 | 0 | 0 | 0 | 0 | 0 | 0 | 0 | 0 | 0 | 0 | 0 | 0
2016-08-10 14:00 | 0 | 0 | 0 | 0 | 64661.2003 | 501840.7997 | 566502 | 0 | 0 | 0 | 0 | 0 | 0 | 0 | 0 | 0 | 0 | 0 | 0 | 0 | 0 | 0 | 0 | 0 | 0 | 0 | 0 | 0
2016-08-10 15:00 | 0 | 0 | 0 | 0 | 0 | 625901.2661 | 600882 | 0 | 0 | 0 | 0 | 0 | 0 | 0 | 0 | 0 | 25019.2661 | 0 | 0 | 0 | 0 | 0 | 0 | 0 | 0 | 0 | 0 | 25019.2661
2016-08-10 16:00 | 0 | 0 | 0 | 0 | 0 | 685119.3307 | 630175 | 0 | 0 | 0 | 0 | 61870.256 | 0 | 0 | 0 | 0 | 18093.3408 | 0 | 0 | 0 | 0 | 0 | 61870.256 | 0 | 0 | 0 | 0 | -6925.9254
2016-08-10 17:00 | 0 | 0 | 0 | 0 | 0 | 690439.6175 | 654319 | 0 | 0 | 0 | 0 | 0 | 0 | 0 | 0 | 0 | 116084.2143 | 0 | 0 | 0 | 0 | 0 | -61870.256 | 0 | 0 | 0 | 0 | 97990.8735
2016-08-10 18:00 | 0 | 0 | 0 | 0 | 0 | 673176.1513 | 672363 | 0 | 0 | 0 | 0 | 0 | 0 | 0 | 0 | 0 | 116897.3656 | 0 | 0 | 0 | 0 | 0 | 0 | 0 | 0 | 0 | 0 | 813.1513
2016-08-10 19:00 | 0 | 0 | 0 | 0 | 0 | 648486.4138 | 683463 | 0 | 0 | 0 | 0 | 61870.256 | 0 | 0 | 0 | 0 | 20050.5233 | 0 | 0 | 0 | 0 | 0 | 61870.256 | 0 | 0 | 0 | 0 | -96846.8422
2016-08-10 20:00 | 0 | 0 | 0 | 0 | 0 | 622520.8625 | 692115 | 0 | 0 | 0 | 0 | 12326.6418 | 0 | 0 | 0 | 0 | 0 | 0 | 0 | 0 | 0 | 0 | -49543.6142 | 0 | 0 | 0 | 0 | -20050.5233
2016-08-10 21:00 | 0 | 0 | 0 | 0 | 93071.6593 | 588644.6989 | 694043 | 0 | 0 | 0 | 0 | 0 | 0 | 0 | 0 | 0 | 0 | 0 | 0 | 0 | 0 | 0 | -12326.6418 | 0 | 0 | 0 | 0 | 0
2016-08-10 22:00 | 0 | 0 | 0 | 0 | 148169.2667 | 541464.7333 | 689634 | 0 | 0 | 0 | 0 | 0 | 0 | 0 | 0 | 0 | 0 | 0 | 0 | 0 | 0 | 0 | 0 | 0 | 0 | 0 | 0 | 0
2016-08-10 23:00 | 0 | 0 | 0 | 0 | 218284.3437 | 458603.6563 | 676888 | 0 | 0 | 0 | 0 | 0 | 0 | 0 | 0 | 0 | 0 | 0 | 0 | 0 | 0 | 0 | 0 | 0 | 0 | 0 | 0 | 0
2016-08-11 | 0 | 0 | 0 | 0 | 323569.0578 | 339948.9422 | 663518 | 0 | 0 | 0 | 0 | 0 | 0 | 0 | 0 | 0 | 0 | 0 | 0 | 0 | 0 | 0 | 0 | 0 | 0 | 0 | 0 | 0
2016-08-11 01:00 | 0 | 0 | 0 | 0 | 785807.6396 | 163823.1154 | 645779 | 0 | 0 | 0 | 0 | 0 | 0 | 0 | 0 | 0 | 303851.755 | 0 | 0 | 0 | 0 | 0 | 0 | 0 | 0 | 0 | 0 | 303851.755
2016-08-11 02:00 | 0 | 0 | 0 | 0 | 973989.6066 | 5323.4045 | 613591 | 0 | 0 | 0 | 0 | 61870.256 | 0 | 0 | 0 | 0 | 607703.5101 | 0 | 0 | 0 | 0 | 0 | 61870.256 | 0 | 0 | 0 | 0 | 303851.755
2016-08-11 03:00 | 0 | 0 | 0 | 0 | 209157.9889 | 0 | 574880 | 0 | 0 | 0 | 0 | 0 | 0 | 0 | 0 | 0 | 303851.755 | 0 | 0 | 0 | 0 | 0 | -61870.256 | 0 | 0 | 0 | 0 | -303851.755
2016-08-11 04:00 | 0 | 0 | 0 | 0 | 235309.245 | 0 | 539161 | 0 | 0 | 0 | 0 | 0 | 0 | 0 | 0 | 0 | 0 | 0 | 0 | 0 | 0 | 0 | 0 | 0 | 0 | 0 | 0 | -303851.755
2016-08-11 05:00 | 0 | 0 | 0 | 0 | 506885 | 0 | 506885 | 0 | 0 | 0 | 0 | 0 | 0 | 0 | 0 | 0 | 0 | 0 | 0 | 0 | 0 | 0 | 0 | 0 | 0 | 0 | 0 | 0
2016-08-11 06:00 | 0 | 0 | 0 | 0 | 480926 | 0 | 480926 | 0 | 0 | 0 | 0 | 0 | 0 | 0 | 0 | 0 | 0 | 0 | 0 | 0 | 0 | 0 | 0 | 0 | 0 | 0 | 0 | 0
2016-08-11 07:00 | 0 | 0 | 0 | 0 | 463267 | 0 | 463267 | 0 | 0 | 0 | 0 | 0 | 0 | 0 | 0 | 0 | 0 | 0 | 0 | 0 | 0 | 0 | 0 | 0 | 0 | 0 | 0 | 0
2016-08-11 08:00 | 0 | 0 | 0 | 0 | 454853 | 0 | 454853 | 0 | 0 | 0 | 0 | 0 | 0 | 0 | 0 | 0 | 0 | 0 | 0 | 0 | 0 | 0 | 0 | 0 | 0 | 0 | 0 | 0
2016-08-11 09:00 | 0 | 0 | 0 | 0 | 489567.1038 | 0 | 459811 | 0 | 0 | 0 | 0 | 0 | 0 | 0 | 0 | 0 | 29756.1038 | 0 | 0 | 0 | 0 | 0 | 0 | 0 | 0 | 0 | 0 | 29756.1038
2016-08-11 10:00 | 0 | 0 | 0 | 0 | 536570.2088 | 0 | 477411 | 0 | 0 | 0 | 0 | 0 | 0 | 0 | 0 | 0 | 88915.3127 | 0 | 0 | 0 | 0 | 0 | 0 | 0 | 0 | 0 | 0 | 59159.2088
2016-08-11 11:00 | 0 | 0 | 0 | 0 | 520911.6487 | 0 | 496658 | 0 | 0 | 0 | 0 | 61870.256 | 0 | 0 | 0 | 0 | 51298.7053 | 0 | 0 | 0 | 0 | 0 | 61870.256 | 0 | 0 | 0 | 0 | -37616.6074
2016-08-11 12:00 | 0 | 0 | 0 | 0 | 385644.7054 | 21242.3332 | 520056 | 0 | 0 | 0 | 0 | 0 | 0 | 0 | 0 | 0 | 0 | 0 | 0 | 0 | 0 | 0 | -61870.256 | 0 | 0 | 0 | 0 | -51298.7053
2016-08-11 13:00 | 0 | 0 | 0 | 0 | 292804.0189 | 256100.9811 | 548905 | 0 | 0 | 0 | 0 | 0 | 0 | 0 | 0 | 0 | 0 | 0 | 0 | 0 | 0 | 0 | 0 | 0 | 0 | 0 | 0 | 0
2016-08-11 14:00 | 0 | 0 | 0 | 0 | 106585.5746 | 477968.4254 | 584554 | 0 | 0 | 0 | 0 | 0 | 0 | 0 | 0 | 0 | 0 | 0 | 0 | 0 | 0 | 0 | 0 | 0 | 0 | 0 | 0 | 0
2016-08-11 15:00 | 0 | 0 | 0 | 0 | 19405.0023 | 601520.9977 | 620926 | 0 | 0 | 0 | 0 | 0 | 0 | 0 | 0 | 0 | 0 | 0 | 0 | 0 | 0 | 0 | 0 | 0 | 0 | 0 | 0 | 0
2016-08-11 16:00 | 0 | 0 | 0 | 0 | 0 | 663230.2678 | 650476 | 0 | 0 | 0 | 0 | 12754.2678 | 0 | 0 | 0 | 0 | 0 | 0 | 0 | 0 | 0 | 0 | 12754.2678 | 0 | 0 | 0 | 0 | 0
2016-08-11 17:00 | 0 | 0 | 0 | 0 | 0 | 676771.7967 | 672839 | 0 | 0 | 0 | 0 | 16687.0645 | 0 | 0 | 0 | 0 | 0 | 0 | 0 | 0 | 0 | 0 | 3932.7967 | 0 | 0 | 0 | 0 | 0
2016-08-11 18:00 | 0 | 0 | 0 | 0 | 1758.8291 | 672824.1065 | 691270 | 0 | 0 | 0 | 0 | 0 | 0 | 0 | 0 | 0 | 0 | 0 | 0 | 0 | 0 | 0 | -16687.0645 | 0 | 0 | 0 | 0 | 0
2016-08-11 19:00 | 0 | 0 | 0 | 0 | 40114.5628 | 664233.4372 | 704348 | 0 | 0 | 0 | 0 | 0 | 0 | 0 | 0 | 0 | 0 | 0 | 0 | 0 | 0 | 0 | 0 | 0 | 0 | 0 | 0 | 0
2016-08-11 20:00 | 0 | 0 | 0 | 0 | 52378.8662 | 658849.1338 | 711228 | 0 | 0 | 0 | 0 | 0 | 0 | 0 | 0 | 0 | 0 | 0 | 0 | 0 | 0 | 0 | 0 | 0 | 0 | 0 | 0 | 0
2016-08-11 21:00 | 0 | 0 | 0 | 0 | 92228.871 | 647234.9345 | 712067 | 0 | 0 | 0 | 0 | 0 | 0 | 0 | 0 | 0 | 27396.8056 | 0 | 0 | 0 | 0 | 0 | 0 | 0 | 0 | 0 | 0 | 27396.8056
2016-08-11 22:00 | 0 | 0 | 0 | 0 | 316386.9164 | 615670.7732 | 705532 | 0 | 0 | 0 | 0 | 0 | 0 | 0 | 0 | 0 | 253922.4952 | 0 | 0 | 0 | 0 | 0 | 0 | 0 | 0 | 0 | 0 | 226525.6896
2016-08-11 23:00 | 0 | 0 | 0 | 0 | 306620.6798 | 532225.7605 | 693311 | 0 | 0 | 0 | 0 | 61870.256 | 0 | 0 | 0 | 0 | 337587.6795 | 0 | 0 | 0 | 0 | 0 | 61870.256 | 0 | 0 | 0 | 0 | 83665.1843
2016-08-12 | 0 | 0 | 0 | 0 | 362299.9065 | 403945.5288 | 679786 | 0 | 0 | 0 | 0 | 61870.256 | 0 | 0 | 0 | 0 | 424047.1149 | 0 | 0 | 0 | 0 | 0 | 0 | 0 | 0 | 0 | 0 | 86459.4354
2016-08-12 01:00 | 0 | 0 | 0 | 0 | 509911.5022 | 183988.7395 | 661145 | 0 | 0 | 0 | 0 | 61870.256 | 0 | 0 | 0 | 0 | 456802.3566 | 0 | 0 | 0 | 0 | 0 | 0 | 0 | 0 | 0 | 0 | 32755.2417
2016-08-12 02:00 | 0 | 0 | 0 | 0 | 575212.1089 | 2502.5592 | 627372 | 0 | 0 | 0 | 0 | 0 | 0 | 0 | 0 | 0 | 469015.2807 | 0 | 0 | 0 | 0 | 0 | -61870.256 | 0 | 0 | 0 | 0 | 12212.9241
2016-08-12 03:00 | 0 | 0 | 0 | 0 | 551208.0284 | 0 | 587829 | 0 | 0 | 0 | 0 | 0 | 0 | 0 | 0 | 0 | 432394.3091 | 0 | 0 | 0 | 0 | 0 | 0 | 0 | 0 | 0 | 0 | -36620.9716
2016-08-12 04:00 | 0 | 0 | 0 | 0 | 498678.2322 | 0 | 552138 | 0 | 0 | 0 | 0 | 61870.256 | 0 | 0 | 0 | 0 | 317064.2853 | 0 | 0 | 0 | 0 | 0 | 61870.256 | 0 | 0 | 0 | 0 | -115330.0238
2016-08-12 05:00 | 0 | 0 | 0 | 0 | 462682.1105 | 0 | 518806 | 0 | 0 | 0 | 0 | 61870.256 | 0 | 0 | 0 | 0 | 260940.3958 | 0 | 0 | 0 | 0 | 0 | 0 | 0 | 0 | 0 | 0 | -56123.8895
2016-08-12 06:00 | 0 | 0 | 0 | 0 | 438574.0367 | 0 | 491927 | 0 | 0 | 0 | 0 | 61870.256 | 0 | 0 | 0 | 0 | 207587.4324 | 0 | 0 | 0 | 0 | 0 | 0 | 0 | 0 | 0 | 0 | -53352.9633
2016-08-12 07:00 | 0 | 0 | 0 | 0 | 434454.8572 | 0 | 472808 | 0 | 0 | 0 | 0 | 61870.256 | 0 | 0 | 0 | 0 | 169234.2897 | 0 | 0 | 0 | 0 | 0 | 0 | 0 | 0 | 0 | 0 | -38353.1428
2016-08-12 08:00 | 0 | 0 | 0 | 0 | 443330.3049 | 0 | 463193 | 0 | 0 | 0 | 0 | 0 | 0 | 0 | 0 | 0 | 211241.8505 | 0 | 0 | 0 | 0 | 0 | -61870.256 | 0 | 0 | 0 | 0 | 42007.5609
2016-08-12 09:00 | 0 | 0 | 0 | 0 | 446290.6403 | 0 | 466210 | 0 | 0 | 0 | 0 | 0 | 0 | 0 | 0 | 0 | 191322.4909 | 0 | 0 | 0 | 0 | 0 | 0 | 0 | 0 | 0 | 0 | -19919.3597
2016-08-12 10:00 | 0 | 0 | 0 | 0 | 463779.6273 | 0 | 482275 | 0 | 0 | 0 | 0 | 0 | 0 | 0 | 0 | 0 | 172827.1182 | 0 | 0 | 0 | 0 | 0 | 0 | 0 | 0 | 0 | 0 | -18495.3727
2016-08-12 11:00 | 0 | 0 | 0 | 0 | 476111.4942 | 0 | 501898 | 0 | 0 | 0 | 0 | 61870.256 | 0 | 0 | 0 | 0 | 85170.3563 | 0 | 0 | 0 | 0 | 0 | 61870.256 | 0 | 0 | 0 | 0 | -87656.7619
2016-08-12 12:00 | 0 | 0 | 0 | 0 | 350413.5721 | 26321.8155 | 523776 | 0 | 0 | 0 | 0 | 0 | 0 | 0 | 0 | 0 | 0 | 0 | 0 | 0 | 0 | 0 | -61870.256 | 0 | 0 | 0 | 0 | -85170.3563
2016-08-12 13:00 | 0 | 0 | 0 | 0 | 207538.5407 | 344985.4593 | 552524 | 0 | 0 | 0 | 0 | 0 | 0 | 0 | 0 | 0 | 0 | 0 | 0 | 0 | 0 | 0 | 0 | 0 | 0 | 0 | 0 | 0
2016-08-12 14:00 | 0 | 0 | 0 | 0 | 46457.8909 | 538783.1091 | 585241 | 0 | 0 | 0 | 0 | 0 | 0 | 0 | 0 | 0 | 0 | 0 | 0 | 0 | 0 | 0 | 0 | 0 | 0 | 0 | 0 | 0
2016-08-12 15:00 | 0 | 0 | 0 | 0 | 0 | 668375.5043 | 618102 | 0 | 0 | 0 | 0 | 50273.5043 | 0 | 0 | 0 | 0 | 0 | 0 | 0 | 0 | 0 | 0 | 50273.5043 | 0 | 0 | 0 | 0 | 0
2016-08-12 16:00 | 0 | 0 | 0 | 0 | 0 | 720787.3236 | 645060 | 0 | 0 | 0 | 0 | 61870.256 | 0 | 0 | 0 | 0 | 64130.5718 | 0 | 0 | 0 | 0 | 0 | 11596.7518 | 0 | 0 | 0 | 0 | 64130.5718
2016-08-12 17:00 | 0 | 0 | 0 | 0 | 0 | 728080.9993 | 667185 | 0 | 0 | 0 | 0 | 61870.256 | 0 | 0 | 0 | 0 | 125026.5712 | 0 | 0 | 0 | 0 | 0 | 0 | 0 | 0 | 0 | 0 | 60895.9993
2016-08-12 18:00 | 0 | 0 | 0 | 0 | 0 | 718853.2792 | 683130 | 0 | 0 | 0 | 0 | 61870.256 | 0 | 0 | 0 | 0 | 160749.8503 | 0 | 0 | 0 | 0 | 0 | 0 | 0 | 0 | 0 | 0 | 35723.2792
2016-08-12 19:00 | 0 | 0 | 0 | 0 | 0 | 707194.9848 | 691605 | 0 | 0 | 0 | 0 | 61870.256 | 0 | 0 | 0 | 0 | 176339.8352 | 0 | 0 | 0 | 0 | 0 | 0 | 0 | 0 | 0 | 0 | 15589.9848
2016-08-12 20:00 | 0 | 0 | 0 | 0 | 0 | 700059.8832 | 693676 | 0 | 0 | 0 | 0 | 0 | 0 | 0 | 0 | 0 | 244593.9744 | 0 | 0 | 0 | 0 | 0 | -61870.256 | 0 | 0 | 0 | 0 | 68254.1392
2016-08-12 21:00 | 0 | 0 | 0 | 0 | 0 | 685568.573 | 691677 | 0 | 0 | 0 | 0 | 0 | 0 | 0 | 0 | 0 | 238485.5474 | 0 | 0 | 0 | 0 | 0 | 0 | 0 | 0 | 0 | 0 | -6108.427
2016-08-12 22:00 | 0 | 0 | 0 | 0 | 326208.2457 | 652493.934 | 681134 | 0 | 0 | 0 | 0 | 0 | 0 | 0 | 0 | 0 | 536053.7271 | 0 | 0 | 0 | 0 | 0 | 0 | 0 | 0 | 0 | 0 | 297568.1797
2016-08-12 23:00 | 0 | 0 | 0 | 0 | 4780.6804 | 562998.0323 | 662811 | 0 | 0 | 0 | 0 | 0 | 0 | 0 | 0 | 0 | 441021.4398 | 0 | 0 | 0 | 0 | 0 | 0 | 0 | 0 | 0 | 0 | -95032.2873
2016-08-13 | 0 | 0 | 0 | 0 | 314301.366 | 423465.001 | 647312 | 0 | 0 | 0 | 0 | 61870.256 | 0 | 0 | 0 | 0 | 469605.5507 | 0 | 0 | 0 | 0 | 0 | 61870.256 | 0 | 0 | 0 | 0 | 28584.111
2016-08-13 01:00 | 0 | 0 | 0 | 0 | 427379.9762 | 160579.533 | 628394 | 0 | 0 | 0 | 0 | 0 | 0 | 0 | 0 | 0 | 491041.316 | 0 | 0 | 0 | 0 | 0 | -61870.256 | 0 | 0 | 0 | 0 | 21435.7652
2016-08-13 02:00 | 0 | 0 | 0 | 0 | 468560.0213 | 2158.8476 | 598858 | 0 | 0 | 0 | 0 | 61870.256 | 0 | 0 | 0 | 0 | 301031.9288 | 0 | 0 | 0 | 0 | 0 | 61870.256 | 0 | 0 | 0 | 0 | -190009.3872
2016-08-13 03:00 | 0 | 0 | 0 | 0 | 475471.3172 | 0 | 564410 | 0 | 0 | 0 | 0 | 0 | 0 | 0 | 0 | 0 | 273963.502 | 0 | 0 | 0 | 0 | 0 | -61870.256 | 0 | 0 | 0 | 0 | -27068.4268
2016-08-13 04:00 | 0 | 0 | 0 | 0 | 470348.4654 | 0 | 530967 | 0 | 0 | 0 | 0 | 0 | 0 | 0 | 0 | 0 | 213344.9675 | 0 | 0 | 0 | 0 | 0 | 0 | 0 | 0 | 0 | 0 | -60618.5346
2016-08-13 05:00 | 0 | 0 | 0 | 0 | 455335.8104 | 0 | 500597 | 0 | 0 | 0 | 0 | 0 | 0 | 0 | 0 | 0 | 168083.7778 | 0 | 0 | 0 | 0 | 0 | 0 | 0 | 0 | 0 | 0 | -45261.1896
2016-08-13 06:00 | 0 | 0 | 0 | 0 | 441322.8521 | 0 | 474944 | 0 | 0 | 0 | 0 | 61870.256 | 0 | 0 | 0 | 0 | 72592.3739 | 0 | 0 | 0 | 0 | 0 | 61870.256 | 0 | 0 | 0 | 0 | -95491.404
2016-08-13 07:00 | 0 | 0 | 0 | 0 | 434202.9127 | 0 | 456605 | 0 | 0 | 0 | 0 | 61870.256 | 0 | 0 | 0 | 0 | 50190.2866 | 0 | 0 | 0 | 0 | 0 | 0 | 0 | 0 | 0 | 0 | -22402.0873
2016-08-13 08:00 | 0 | 0 | 0 | 0 | 442149.6348 | 0 | 444618 | 0 | 0 | 0 | 0 | 61870.256 | 0 | 0 | 0 | 0 | 47721.9214 | 0 | 0 | 0 | 0 | 0 | 0 | 0 | 0 | 0 | 0 | -2468.3652
2016-08-13 09:00 | 0 | 0 | 0 | 0 | 452987.5803 | 0 | 439691 | 0 | 0 | 0 | 0 | 61870.256 | 0 | 0 | 0 | 0 | 61018.5018 | 0 | 0 | 0 | 0 | 0 | 0 | 0 | 0 | 0 | 0 | 13296.5803
2016-08-13 10:00 | 0 | 0 | 0 | 0 | 474554.4006 | 0 | 440900 | 0 | 0 | 0 | 0 | 61870.256 | 0 | 0 | 0 | 0 | 94672.9023 | 0 | 0 | 0 | 0 | 0 | 0 | 0 | 0 | 0 | 0 | 33654.4006
2016-08-13 11:00 | 0 | 0 | 0 | 0 | 487928.5583 | 0 | 448811 | 0 | 0 | 0 | 0 | 61870.256 | 0 | 0 | 0 | 0 | 133790.4606 | 0 | 0 | 0 | 0 | 0 | 0 | 0 | 0 | 0 | 0 | 39117.5583
2016-08-13 12:00 | 0 | 0 | 0 | 0 | 285490.3985 | 20251.6 | 469762 | 0 | 0 | 0 | 0 | 31640.7152 | 0 | 0 | 0 | 0 | 0 | 0 | 0 | 0 | 0 | 0 | -30229.5409 | 0 | 0 | 0 | 0 | -133790.4606
2016-08-13 13:00 | 0 | 0 | 0 | 0 | 190616.1905 | 276701.0943 | 498958 | 0 | 0 | 0 | 0 | 0 | 0 | 0 | 0 | 0 | 0 | 0 | 0 | 0 | 0 | 0 | -31640.7152 | 0 | 0 | 0 | 0 | 0
2016-08-13 14:00 | 0 | 0 | 0 | 0 | 23406.9168 | 508312.0832 | 531719 | 0 | 0 | 0 | 0 | 0 | 0 | 0 | 0 | 0 | 0 | 0 | 0 | 0 | 0 | 0 | 0 | 0 | 0 | 0 | 0 | 0
2016-08-13 15:00 | 0 | 0 | 0 | 0 | 0 | 619320.1506 | 563517 | 0 | 0 | 0 | 0 | 55803.1506 | 0 | 0 | 0 | 0 | 0 | 0 | 0 | 0 | 0 | 0 | 55803.1506 | 0 | 0 | 0 | 0 | 0
2016-08-13 16:00 | 0 | 0 | 0 | 0 | 0 | 680711.3557 | 590577 | 0 | 0 | 0 | 0 | 0 | 0 | 0 | 0 | 0 | 145937.5063 | 0 | 0 | 0 | 0 | 0 | -55803.1506 | 0 | 0 | 0 | 0 | 145937.5063
2016-08-13 17:00 | 0 | 0 | 0 | 0 | 0 | 687199.2601 | 610030 | 0 | 0 | 0 | 0 | 0 | 0 | 0 | 0 | 0 | 223106.7664 | 0 | 0 | 0 | 0 | 0 | 0 | 0 | 0 | 0 | 0 | 77169.2601
2016-08-13 18:00 | 0 | 0 | 0 | 0 | 0 | 678896.9184 | 625920 | 0 | 0 | 0 | 0 | 61870.256 | 0 | 0 | 0 | 0 | 214213.4287 | 0 | 0 | 0 | 0 | 0 | 61870.256 | 0 | 0 | 0 | 0 | -8893.3377
2016-08-13 19:00 | 0 | 0 | 0 | 0 | 0 | 670535.6782 | 637776 | 0 | 0 | 0 | 0 | 0 | 0 | 0 | 0 | 0 | 308843.363 | 0 | 0 | 0 | 0 | 0 | -61870.256 | 0 | 0 | 0 | 0 | 94629.9343
2016-08-13 20:00 | 0 | 0 | 0 | 0 | 0 | 667944.2912 | 645466 | 0 | 0 | 0 | 0 | 0 | 0 | 0 | 0 | 0 | 331321.6542 | 0 | 0 | 0 | 0 | 0 | 0 | 0 | 0 | 0 | 0 | 22478.2912
2016-08-13 21:00 | 0 | 0 | 0 | 0 | 0 | 658749.6683 | 647940 | 0 | 0 | 0 | 0 | 61870.256 | 0 | 0 | 0 | 0 | 280261.0664 | 0 | 0 | 0 | 0 | 0 | 61870.256 | 0 | 0 | 0 | 0 | -51060.5878
2016-08-13 22:00 | 0 | 0 | 0 | 0 | 0 | 628144.876 | 643110 | 0 | 0 | 0 | 0 | 0 | 0 | 0 | 0 | 0 | 327166.1984 | 0 | 0 | 0 | 0 | 0 | -61870.256 | 0 | 0 | 0 | 0 | 46905.132
2016-08-13 23:00 | 0 | 0 | 0 | 0 | 315418.6882 | 547217.6142 | 628592 | 0 | 0 | 0 | 0 | 0 | 0 | 0 | 0 | 0 | 561210.5008 | 0 | 0 | 0 | 0 | 0 | 0 | 0 | 0 | 0 | 0 | 234044.3024
2016-08-14 | 0 | 0 | 0 | 0 | 99657.5514 | 410253.1947 | 615613 | 0 | 0 | 0 | 0 | 0 | 0 | 0 | 0 | 0 | 455508.2468 | 0 | 0 | 0 | 0 | 0 | 0 | 0 | 0 | 0 | 0 | -105702.254
2016-08-14 01:00 | 0 | 0 | 0 | 0 | 501774.9169 | 158990.976 | 598889 | 0 | 0 | 0 | 0 | 61870.256 | 0 | 0 | 0 | 0 | 455514.8836 | 0 | 0 | 0 | 0 | 0 | 61870.256 | 0 | 0 | 0 | 0 | 6.6368
2016-08-14 02:00 | 0 | 0 | 0 | 0 | 539481.7017 | 1752.6832 | 570370 | 0 | 0 | 0 | 0 | 0 | 0 | 0 | 0 | 0 | 488249.5246 | 0 | 0 | 0 | 0 | 0 | -61870.256 | 0 | 0 | 0 | 0 | 32734.641
2016-08-14 03:00 | 0 | 0 | 0 | 0 | 518779.5851 | 0 | 539040 | 0 | 0 | 0 | 0 | 0 | 0 | 0 | 0 | 0 | 467989.1098 | 0 | 0 | 0 | 0 | 0 | 0 | 0 | 0 | 0 | 0 | -20260.4149
2016-08-14 04:00 | 0 | 0 | 0 | 0 | 474315.9816 | 0 | 506573 | 0 | 0 | 0 | 0 | 61870.256 | 0 | 0 | 0 | 0 | 373861.8353 | 0 | 0 | 0 | 0 | 0 | 61870.256 | 0 | 0 | 0 | 0 | -94127.2745
2016-08-14 05:00 | 0 | 0 | 0 | 0 | 425605.6673 | 0 | 479368 | 0 | 0 | 0 | 0 | 0 | 0 | 0 | 0 | 0 | 381969.7587 | 0 | 0 | 0 | 0 | 0 | -61870.256 | 0 | 0 | 0 | 0 | 8107.9234
2016-08-14 06:00 | 0 | 0 | 0 | 0 | 395351.5242 | 0 | 454836 | 0 | 0 | 0 | 0 | 61870.256 | 0 | 0 | 0 | 0 | 260615.0269 | 0 | 0 | 0 | 0 | 0 | 61870.256 | 0 | 0 | 0 | 0 | -121354.7318
2016-08-14 07:00 | 0 | 0 | 0 | 0 | 385792.1738 | 0 | 436168 | 0 | 0 | 0 | 0 | 0 | 0 | 0 | 0 | 0 | 272109.4567 | 0 | 0 | 0 | 0 | 0 | -61870.256 | 0 | 0 | 0 | 0 | 11494.4298
2016-08-14 08:00 | 0 | 0 | 0 | 0 | 395656.7602 | 0 | 423088 | 0 | 0 | 0 | 0 | 0 | 0 | 0 | 0 | 0 | 244678.2169 | 0 | 0 | 0 | 0 | 0 | 0 | 0 | 0 | 0 | 0 | -27431.2398
2016-08-14 09:00 | 0 | 0 | 0 | 0 | 400630.4098 | 0 | 416755 | 0 | 0 | 0 | 0 | 61870.256 | 0 | 0 | 0 | 0 | 166683.3707 | 0 | 0 | 0 | 0 | 0 | 61870.256 | 0 | 0 | 0 | 0 | -77994.8462
2016-08-14 10:00 | 0 | 0 | 0 | 0 | 406417.9155 | 0 | 413239 | 0 | 0 | 0 | 0 | 61870.256 | 0 | 0 | 0 | 0 | 159862.2862 | 0 | 0 | 0 | 0 | 0 | 0 | 0 | 0 | 0 | 0 | -6821.0845
2016-08-14 11:00 | 0 | 0 | 0 | 0 | 418486.6733 | 0 | 417707 | 0 | 0 | 0 | 0 | 0 | 0 | 0 | 0 | 0 | 222512.2155 | 0 | 0 | 0 | 0 | 0 | -61870.256 | 0 | 0 | 0 | 0 | 62649.9293
2016-08-14 12:00 | 0 | 0 | 0 | 0 | 287531.3891 | 12121.2883 | 437681 | 0 | 0 | 0 | 0 | 0 | 0 | 0 | 0 | 0 | 84483.8929 | 0 | 0 | 0 | 0 | 0 | 0 | 0 | 0 | 0 | 0 | -138028.3226
2016-08-14 13:00 | 0 | 0 | 0 | 0 | 127067.9334 | 256079.1737 | 467631 | 0 | 0 | 0 | 0 | 0 | 0 | 0 | 0 | 0 | 0 | 0 | 0 | 0 | 0 | 0 | 0 | 0 | 0 | 0 | 0 | -84483.8929
2016-08-14 14:00 | 0 | 0 | 0 | 0 | 0 | 506698.4055 | 499596 | 0 | 0 | 0 | 0 | 7102.4055 | 0 | 0 | 0 | 0 | 0 | 0 | 0 | 0 | 0 | 0 | 7102.4055 | 0 | 0 | 0 | 0 | 0
2016-08-14 15:00 | 0 | 0 | 0 | 0 | 0 | 646800.238 | 530843 | 0 | 0 | 0 | 0 | 61870.256 | 0 | 0 | 0 | 0 | 61189.3875 | 0 | 0 | 0 | 0 | 0 | 54767.8506 | 0 | 0 | 0 | 0 | 61189.3875
2016-08-14 16:00 | 0 | 0 | 0 | 0 | 0 | 709326.5193 | 558890 | 0 | 0 | 0 | 0 | 0 | 0 | 0 | 0 | 0 | 273496.1628 | 0 | 0 | 0 | 0 | 0 | -61870.256 | 0 | 0 | 0 | 0 | 212306.7753
2016-08-14 17:00 | 0 | 0 | 0 | 0 | 0 | 718309.5449 | 580961 | 0 | 0 | 0 | 0 | 61870.256 | 0 | 0 | 0 | 0 | 348974.4516 | 0 | 0 | 0 | 0 | 0 | 61870.256 | 0 | 0 | 0 | 0 | 75478.2888
2016-08-14 18:00 | 0 | 0 | 0 | 0 | 0 | 711204.3664 | 597919 | 0 | 0 | 0 | 0 | 0 | 0 | 0 | 0 | 0 | 524130.074 | 0 | 0 | 0 | 0 | 0 | -61870.256 | 0 | 0 | 0 | 0 | 175155.6224
2016-08-14 19:00 | 0 | 0 | 0 | 0 | 0 | 701734.0677 | 610934 | 0 | 0 | 0 | 0 | 0 | 0 | 0 | 0 | 0 | 614930.1417 | 0 | 0 | 0 | 0 | 0 | 0 | 0 | 0 | 0 | 0 | 90800.0677
2016-08-14 20:00 | 0 | 0 | 0 | 0 | 0 | 698727.3479 | 620918 | 0 | 0 | 0 | 0 | 61870.256 | 0 | 0 | 0 | 0 | 630869.2335 | 0 | 0 | 0 | 0 | 0 | 61870.256 | 0 | 0 | 0 | 0 | 15939.0919
2016-08-14 21:00 | 0 | 0 | 0 | 0 | 0 | 690564.6485 | 627236 | 0 | 0 | 0 | 0 | 0 | 0 | 0 | 0 | 0 | 756068.1381 | 0 | 0 | 0 | 0 | 0 | -61870.256 | 0 | 0 | 0 | 0 | 125198.9046
2016-08-14 22:00 | 0 | 0 | 0 | 0 | 0 | 665075.4761 | 625583 | 0 | 0 | 0 | 0 | 0 | 0 | 0 | 0 | 0 | 795560.6142 | 0 | 0 | 0 | 0 | 0 | 0 | 0 | 0 | 0 | 0 | 39492.4761
2016-08-14 23:00 | 0 | 0 | 0 | 0 | 0 | 581989.6452 | 616316 | 0 | 0 | 0 | 0 | 0 | 0 | 0 | 0 | 0 | 761234.2594 | 0 | 0 | 0 | 0 | 0 | 0 | 0 | 0 | 0 | 0 | -34326.3548
2016-08-15 | 0 | 0 | 0 | 0 | 0 | 447989.3268 | 607623 | 0 | 0 | 0 | 0 | 0 | 0 | 0 | 0 | 0 | 601600.5862 | 0 | 0 | 0 | 0 | 0 | 0 | 0 | 0 | 0 | 0 | -159633.6732
2016-08-15 01:00 | 0 | 0 | 0 | 0 | 198544.2177 | 153517.2833 | 594043 | 0 | 0 | 0 | 0 | 61870.256 | 0 | 0 | 0 | 0 | 297748.8312 | 0 | 0 | 0 | 0 | 0 | 61870.256 | 0 | 0 | 0 | 0 | -303851.755
2016-08-15 02:00 | 0 | 0 | 0 | 0 | 751056.2894 | 1703.016 | 565864 | 0 | 0 | 0 | 0 | 0 | 0 | 0 | 0 | 0 | 546514.3926 | 0 | 0 | 0 | 0 | 0 | -61870.256 | 0 | 0 | 0 | 0 | 248765.5614
2016-08-15 03:00 | 0 | 0 | 0 | 0 | 227951.245 | 0 | 531803 | 0 | 0 | 0 | 0 | 0 | 0 | 0 | 0 | 0 | 242662.6376 | 0 | 0 | 0 | 0 | 0 | 0 | 0 | 0 | 0 | 0 | -303851.755
2016-08-15 04:00 | 0 | 0 | 0 | 0 | 313877.3574 | 0 | 498640 | 0 | 0 | 0 | 0 | 0 | 0 | 0 | 0 | 0 | 57899.995 | 0 | 0 | 0 | 0 | 0 | 0 | 0 | 0 | 0 | 0 | -184762.6426
2016-08-15 05:00 | 0 | 0 | 0 | 0 | 655991.6334 | 0 | 471763 | 0 | 0 | 0 | 0 | 0 | 0 | 0 | 0 | 0 | 242128.6284 | 0 | 0 | 0 | 0 | 0 | 0 | 0 | 0 | 0 | 0 | 184228.6334
2016-08-15 06:00 | 0 | 0 | 0 | 0 | 576771.0351 | 0 | 448691 | 0 | 0 | 0 | 0 | 61870.256 | 0 | 0 | 0 | 0 | 308338.4074 | 0 | 0 | 0 | 0 | 0 | 61870.256 | 0 | 0 | 0 | 0 | 66209.779
2016-08-15 07:00 | 0 | 0 | 0 | 0 | 505748.2646 | 0 | 433241 | 0 | 0 | 0 | 0 | 0 | 0 | 0 | 0 | 0 | 442715.928 | 0 | 0 | 0 | 0 | 0 | -61870.256 | 0 | 0 | 0 | 0 | 134377.5206
2016-08-15 08:00 | 0 | 0 | 0 | 0 | 465097.4397 | 0 | 426487 | 0 | 0 | 0 | 0 | 61870.256 | 0 | 0 | 0 | 0 | 419456.1117 | 0 | 0 | 0 | 0 | 0 | 61870.256 | 0 | 0 | 0 | 0 | -23259.8163
2016-08-15 09:00 | 0 | 0 | 0 | 0 | 432183.6886 | 0 | 430827 | 0 | 0 | 0 | 0 | 0 | 0 | 0 | 0 | 0 | 482683.0564 | 0 | 0 | 0 | 0 | 0 | -61870.256 | 0 | 0 | 0 | 0 | 63226.9447
2016-08-15 10:00 | 0 | 0 | 0 | 0 | 401663.4281 | 0 | 448712 | 0 | 0 | 0 | 0 | 0 | 0 | 0 | 0 | 0 | 435634.4846 | 0 | 0 | 0 | 0 | 0 | 0 | 0 | 0 | 0 | 0 | -47048.5719
2016-08-15 11:00 | 0 | 0 | 0 | 0 | 386443.4135 | 0 | 470395 | 0 | 0 | 0 | 0 | 0 | 0 | 0 | 0 | 0 | 351682.8981 | 0 | 0 | 0 | 0 | 0 | 0 | 0 | 0 | 0 | 0 | -83951.5865
2016-08-15 12:00 | 0 | 0 | 0 | 0 | 257639.7773 | 11238.1582 | 491924 | 0 | 0 | 0 | 0 | 61870.256 | 0 | 0 | 0 | 0 | 66766.5775 | 0 | 0 | 0 | 0 | 0 | 61870.256 | 0 | 0 | 0 | 0 | -284916.3206
2016-08-15 13:00 | 0 | 0 | 0 | 0 | 108187.6687 | 281448.4978 | 518273 | 0 | 0 | 0 | 0 | 0 | 0 | 0 | 0 | 0 | 0 | 0 | 0 | 0 | 0 | 0 | -61870.256 | 0 | 0 | 0 | 0 | -66766.5775
2016-08-15 14:00 | 0 | 0 | 0 | 0 | 10057.1324 | 539179.8676 | 549237 | 0 | 0 | 0 | 0 | 0 | 0 | 0 | 0 | 0 | 0 | 0 | 0 | 0 | 0 | 0 | 0 | 0 | 0 | 0 | 0 | 0
2016-08-15 15:00 | 0 | 0 | 0 | 0 | 0 | 657504.972 | 578771 | 0 | 0 | 0 | 0 | 0 | 0 | 0 | 0 | 0 | 78733.972 | 0 | 0 | 0 | 0 | 0 | 0 | 0 | 0 | 0 | 0 | 78733.972
2016-08-15 16:00 | 0 | 0 | 0 | 0 | 0 | 719940.6677 | 603983 | 0 | 0 | 0 | 0 | 61870.256 | 0 | 0 | 0 | 0 | 132821.3837 | 0 | 0 | 0 | 0 | 0 | 61870.256 | 0 | 0 | 0 | 0 | 54087.4117
2016-08-15 17:00 | 0 | 0 | 0 | 0 | 0 | 723620.2212 | 625189 | 0 | 0 | 0 | 0 | 0 | 0 | 0 | 0 | 0 | 293122.8609 | 0 | 0 | 0 | 0 | 0 | -61870.256 | 0 | 0 | 0 | 0 | 160301.4772
2016-08-15 18:00 | 0 | 0 | 0 | 0 | 0 | 717775.0344 | 639774 | 0 | 0 | 0 | 0 | 0 | 0 | 0 | 0 | 0 | 371123.8953 | 0 | 0 | 0 | 0 | 0 | 0 | 0 | 0 | 0 | 0 | 78001.0344
2016-08-15 19:00 | 0 | 0 | 0 | 0 | 0 | 709843.076 | 650054 | 0 | 0 | 0 | 0 | 61870.256 | 0 | 0 | 0 | 0 | 369042.7153 | 0 | 0 | 0 | 0 | 0 | 61870.256 | 0 | 0 | 0 | 0 | -2081.18
2016-08-15 20:00 | 0 | 0 | 0 | 0 | 0 | 709087.4278 | 657927 | 0 | 0 | 0 | 0 | 61870.256 | 0 | 0 | 0 | 0 | 420203.1431 | 0 | 0 | 0 | 0 | 0 | 0 | 0 | 0 | 0 | 0 | 51160.4278
2016-08-15 21:00 | 0 | 0 | 0 | 0 | 0 | 702965.7219 | 659978 | 0 | 0 | 0 | 0 | 61870.256 | 0 | 0 | 0 | 0 | 463190.865 | 0 | 0 | 0 | 0 | 0 | 0 | 0 | 0 | 0 | 0 | 42987.7219
2016-08-15 22:00 | 0 | 0 | 0 | 0 | 0 | 669538.4013 | 653805 | 0 | 0 | 0 | 0 | 0 | 0 | 0 | 0 | 0 | 540794.5223 | 0 | 0 | 0 | 0 | 0 | -61870.256 | 0 | 0 | 0 | 0 | 77603.6573
2016-08-15 23:00 | 0 | 0 | 0 | 0 | 0 | 591445.882 | 641039 | 0 | 0 | 0 | 0 | 61870.256 | 0 | 0 | 0 | 0 | 429331.1482 | 0 | 0 | 0 | 0 | 0 | 61870.256 | 0 | 0 | 0 | 0 | -111463.374
2016-08-16 | 0 | 0 | 0 | 0 | 0 | 408880.4771 | 631686 | 0 | 0 | 0 | 0 | 61870.256 | 0 | 0 | 0 | 0 | 206525.6253 | 0 | 0 | 0 | 0 | 0 | 0 | 0 | 0 | 0 | 0 | -222805.5229
2016-08-16 01:00 | 0 | 0 | 0 | 0 | 210765.063 | 135867.0557 | 615028 | 0 | 0 | 0 | 0 | 0 | 0 | 0 | 0 | 0 | 0 | 0 | 0 | 0 | 0 | 0 | -61870.256 | 0 | 0 | 0 | 0 | -206525.6253
2016-08-16 02:00 | 0 | 0 | 0 | 0 | 711559.1103 | 1208.4995 | 582698 | 0 | 0 | 0 | 0 | 61870.256 | 0 | 0 | 0 | 0 | 68199.3537 | 0 | 0 | 0 | 0 | 0 | 61870.256 | 0 | 0 | 0 | 0 | 68199.3537
2016-08-16 03:00 | 0 | 0 | 0 | 0 | 681912.5192 | 0 | 545197 | 0 | 0 | 0 | 0 | 0 | 0 | 0 | 0 | 0 | 266785.129 | 0 | 0 | 0 | 0 | 0 | -61870.256 | 0 | 0 | 0 | 0 | 198585.7752
2016-08-16 04:00 | 0 | 0 | 0 | 0 | 649514.5407 | 0 | 509549 | 0 | 0 | 0 | 0 | 61870.256 | 0 | 0 | 0 | 0 | 344880.4136 | 0 | 0 | 0 | 0 | 0 | 61870.256 | 0 | 0 | 0 | 0 | 78095.2847
2016-08-16 05:00 | 0 | 0 | 0 | 0 | 583435.0204 | 0 | 478492 | 0 | 0 | 0 | 0 | 61870.256 | 0 | 0 | 0 | 0 | 449823.434 | 0 | 0 | 0 | 0 | 0 | 0 | 0 | 0 | 0 | 0 | 104943.0204
2016-08-16 06:00 | 0 | 0 | 0 | 0 | 522235.0356 | 0 | 454127 | 0 | 0 | 0 | 0 | 61870.256 | 0 | 0 | 0 | 0 | 517931.4696 | 0 | 0 | 0 | 0 | 0 | 0 | 0 | 0 | 0 | 0 | 68108.0356
2016-08-16 07:00 | 0 | 0 | 0 | 0 | 475379.4808 | 0 | 437248 | 0 | 0 | 0 | 0 | 61870.256 | 0 | 0 | 0 | 0 | 556062.9504 | 0 | 0 | 0 | 0 | 0 | 0 | 0 | 0 | 0 | 0 | 38131.4808
2016-08-16 08:00 | 0 | 0 | 0 | 0 | 452184.1427 | 0 | 429944 | 0 | 0 | 0 | 0 | 0 | 0 | 0 | 0 | 0 | 640173.3492 | 0 | 0 | 0 | 0 | 0 | -61870.256 | 0 | 0 | 0 | 0 | 84110.3988
2016-08-16 09:00 | 0 | 0 | 0 | 0 | 421179.098 | 0 | 434927 | 0 | 0 | 0 | 0 | 0 | 0 | 0 | 0 | 0 | 626425.4472 | 0 | 0 | 0 | 0 | 0 | 0 | 0 | 0 | 0 | 0 | -13747.902
2016-08-16 10:00 | 0 | 0 | 0 | 0 | 389936.186 | 0 | 453229 | 0 | 0 | 0 | 0 | 61870.256 | 0 | 0 | 0 | 0 | 501262.3772 | 0 | 0 | 0 | 0 | 0 | 61870.256 | 0 | 0 | 0 | 0 | -125163.07
2016-08-16 11:00 | 0 | 0 | 0 | 0 | 359980.5115 | 0 | 473966 | 0 | 0 | 0 | 0 | 24791.918 | 0 | 0 | 0 | 0 | 424355.2267 | 0 | 0 | 0 | 0 | 0 | -37078.3381 | 0 | 0 | 0 | 0 | -76907.1505
2016-08-16 12:00 | 0 | 0 | 0 | 0 | 220340.6666 | 8401.9164 | 495516 | 0 | 0 | 0 | 0 | 61870.256 | 0 | 0 | 0 | 0 | 120503.4717 | 0 | 0 | 0 | 0 | 0 | 37078.3381 | 0 | 0 | 0 | 0 | -303851.755
2016-08-16 13:00 | 0 | 0 | 0 | 0 | 80964.5438 | 257739.7285 | 521078 | 0 | 0 | 0 | 0 | 0 | 0 | 0 | 0 | 0 | 0 | 0 | 0 | 0 | 0 | 0 | -61870.256 | 0 | 0 | 0 | 0 | -120503.4717
2016-08-16 14:00 | 0 | 0 | 0 | 0 | 32343.2787 | 519631.7213 | 551975 | 0 | 0 | 0 | 0 | 0 | 0 | 0 | 0 | 0 | 0 | 0 | 0 | 0 | 0 | 0 | 0 | 0 | 0 | 0 | 0 | 0
2016-08-16 15:00 | 0 | 0 | 0 | 0 | 0 | 643980.962 | 581844 | 0 | 0 | 0 | 0 | 61870.256 | 0 | 0 | 0 | 0 | 266.706 | 0 | 0 | 0 | 0 | 0 | 61870.256 | 0 | 0 | 0 | 0 | 266.706
2016-08-16 16:00 | 0 | 0 | 0 | 0 | 0 | 710248.1014 | 607904 | 0 | 0 | 0 | 0 | 0 | 0 | 0 | 0 | 0 | 164481.0633 | 0 | 0 | 0 | 0 | 0 | -61870.256 | 0 | 0 | 0 | 0 | 164214.3574
2016-08-16 17:00 | 0 | 0 | 0 | 0 | 0 | 717838.2932 | 629406 | 0 | 0 | 0 | 0 | 61870.256 | 0 | 0 | 0 | 0 | 191043.1005 | 0 | 0 | 0 | 0 | 0 | 61870.256 | 0 | 0 | 0 | 0 | 26562.0371
2016-08-16 18:00 | 0 | 0 | 0 | 0 | 0 | 713808.6708 | 645681 | 0 | 0 | 0 | 0 | 61870.256 | 0 | 0 | 0 | 0 | 259170.7713 | 0 | 0 | 0 | 0 | 0 | 0 | 0 | 0 | 0 | 0 | 68127.6708
2016-08-16 19:00 | 0 | 0 | 0 | 0 | 0 | 703243.1389 | 655792 | 0 | 0 | 0 | 0 | 61870.256 | 0 | 0 | 0 | 0 | 306621.9102 | 0 | 0 | 0 | 0 | 0 | 0 | 0 | 0 | 0 | 0 | 47451.1389
2016-08-16 20:00 | 0 | 0 | 0 | 0 | 0 | 696891.418 | 662781 | 0 | 0 | 0 | 0 | 0 | 0 | 0 | 0 | 0 | 402602.5843 | 0 | 0 | 0 | 0 | 0 | -61870.256 | 0 | 0 | 0 | 0 | 95980.674
2016-08-16 21:00 | 0 | 0 | 0 | 0 | 0 | 682266.0021 | 666103 | 0 | 0 | 0 | 0 | 0 | 0 | 0 | 0 | 0 | 418765.5864 | 0 | 0 | 0 | 0 | 0 | 0 | 0 | 0 | 0 | 0 | 16163.0021
2016-08-16 22:00 | 0 | 0 | 0 | 0 | 0 | 646021.1685 | 660448 | 0 | 0 | 0 | 0 | 61870.256 | 0 | 0 | 0 | 0 | 342468.4989 | 0 | 0 | 0 | 0 | 0 | 61870.256 | 0 | 0 | 0 | 0 | -76297.0875
2016-08-16 23:00 | 0 | 0 | 0 | 0 | 0 | 552287.8244 | 649221 | 0 | 0 | 0 | 0 | 0 | 0 | 0 | 0 | 0 | 307405.5794 | 0 | 0 | 0 | 0 | 0 | -61870.256 | 0 | 0 | 0 | 0 | -35062.9195
2016-08-17 | 0 | 0 | 0 | 0 | 0 | 407513.5245 | 639748 | 0 | 0 | 0 | 0 | 61870.256 | 0 | 0 | 0 | 0 | 13300.8479 | 0 | 0 | 0 | 0 | 0 | 61870.256 | 0 | 0 | 0 | 0 | -294104.7315
2016-08-17 01:00 | 0 | 0 | 0 | 0 | 471163.2456 | 138013.9065 | 622478 | 0 | 0 | 0 | 0 | 61870.256 | 0 | 0 | 0 | 0 | 0 | 0 | 0 | 0 | 0 | 0 | 0 | 0 | 0 | 0 | 0 | -13300.8479
2016-08-17 02:00 | 0 | 0 | 0 | 0 | 718105.0767 | 957.7251 | 589902 | 0 | 0 | 0 | 0 | 0 | 0 | 0 | 0 | 0 | 191031.0579 | 0 | 0 | 0 | 0 | 0 | -61870.256 | 0 | 0 | 0 | 0 | 191031.0579
2016-08-17 03:00 | 0 | 0 | 0 | 0 | 664516.6971 | 0 | 551696 | 0 | 0 | 0 | 0 | 0 | 0 | 0 | 0 | 0 | 303851.755 | 0 | 0 | 0 | 0 | 0 | 0 | 0 | 0 | 0 | 0 | 112820.6971
2016-08-17 04:00 | 0 | 0 | 0 | 0 | 212546.245 | 0 | 516398 | 0 | 0 | 0 | 0 | 0 | 0 | 0 | 0 | 0 | 0 | 0 | 0 | 0 | 0 | 0 | 0 | 0 | 0 | 0 | 0 | -303851.755
2016-08-17 05:00 | 0 | 0 | 0 | 0 | 486058 | 0 | 486058 | 0 | 0 | 0 | 0 | 0 | 0 | 0 | 0 | 0 | 0 | 0 | 0 | 0 | 0 | 0 | 0 | 0 | 0 | 0 | 0 | 0
2016-08-17 06:00 | 0 | 0 | 0 | 0 | 460748 | 0 | 460748 | 0 | 0 | 0 | 0 | 0 | 0 | 0 | 0 | 0 | 0 | 0 | 0 | 0 | 0 | 0 | 0 | 0 | 0 | 0 | 0 | 0
2016-08-17 07:00 | 0 | 0 | 0 | 0 | 547003.255 | 0 | 442708 | 0 | 0 | 0 | 0 | 61870.256 | 0 | 0 | 0 | 0 | 42424.999 | 0 | 0 | 0 | 0 | 0 | 61870.256 | 0 | 0 | 0 | 0 | 42424.999
2016-08-17 08:00 | 0 | 0 | 0 | 0 | 584948.9384 | 0 | 435260 | 0 | 0 | 0 | 0 | 0 | 0 | 0 | 0 | 0 | 253984.1934 | 0 | 0 | 0 | 0 | 0 | -61870.256 | 0 | 0 | 0 | 0 | 211559.1944
2016-08-17 09:00 | 0 | 0 | 0 | 0 | 536632.4045 | 0 | 439205 | 0 | 0 | 0 | 0 | 0 | 0 | 0 | 0 | 0 | 351411.5979 | 0 | 0 | 0 | 0 | 0 | 0 | 0 | 0 | 0 | 0 | 97427.4045
2016-08-17 10:00 | 0 | 0 | 0 | 0 | 489771.0809 | 0 | 458406 | 0 | 0 | 0 | 0 | 0 | 0 | 0 | 0 | 0 | 382776.6787 | 0 | 0 | 0 | 0 | 0 | 0 | 0 | 0 | 0 | 0 | 31365.0809
2016-08-17 11:00 | 0 | 0 | 0 | 0 | 449216.7404 | 0 | 480095 | 0 | 0 | 0 | 0 | 0 | 0 | 0 | 0 | 0 | 351898.4191 | 0 | 0 | 0 | 0 | 0 | 0 | 0 | 0 | 0 | 0 | -30878.2596
2016-08-17 12:00 | 0 | 0 | 0 | 0 | 303854.9653 | 11432.5815 | 498402 | 0 | 0 | 0 | 0 | 0 | 0 | 0 | 0 | 0 | 168783.9659 | 0 | 0 | 0 | 0 | 0 | 0 | 0 | 0 | 0 | 0 | -183114.4532
2016-08-17 13:00 | 0 | 0 | 0 | 0 | 115356.2891 | 237141.745 | 521282 | 0 | 0 | 0 | 0 | 0 | 0 | 0 | 0 | 0 | 0 | 0 | 0 | 0 | 0 | 0 | 0 | 0 | 0 | 0 | 0 | -168783.9659
2016-08-17 14:00 | 0 | 0 | 0 | 0 | 42034.2921 | 506989.7079 | 549024 | 0 | 0 | 0 | 0 | 0 | 0 | 0 | 0 | 0 | 0 | 0 | 0 | 0 | 0 | 0 | 0 | 0 | 0 | 0 | 0 | 0
2016-08-17 15:00 | 0 | 0 | 0 | 0 | 0 | 626783.6884 | 576883 | 0 | 0 | 0 | 0 | 49900.6884 | 0 | 0 | 0 | 0 | 0 | 0 | 0 | 0 | 0 | 0 | 49900.6884 | 0 | 0 | 0 | 0 | 0
2016-08-17 16:00 | 0 | 0 | 0 | 0 | 0 | 688403.8496 | 602481 | 0 | 0 | 0 | 0 | 0 | 0 | 0 | 0 | 0 | 135823.538 | 0 | 0 | 0 | 0 | 0 | -49900.6884 | 0 | 0 | 0 | 0 | 135823.538
2016-08-17 17:00 | 0 | 0 | 0 | 0 | 0 | 692468.0611 | 624699 | 0 | 0 | 0 | 0 | 0 | 0 | 0 | 0 | 0 | 203592.5991 | 0 | 0 | 0 | 0 | 0 | 0 | 0 | 0 | 0 | 0 | 67769.0611
2016-08-17 18:00 | 0 | 0 | 0 | 0 | 0 | 681656.6283 | 642586 | 0 | 0 | 0 | 0 | 0 | 0 | 0 | 0 | 0 | 242663.2274 | 0 | 0 | 0 | 0 | 0 | 0 | 0 | 0 | 0 | 0 | 39070.6283
2016-08-17 19:00 | 0 | 0 | 0 | 0 | 0 | 665877.4392 | 655492 | 0 | 0 | 0 | 0 | 61870.256 | 0 | 0 | 0 | 0 | 191178.4106 | 0 | 0 | 0 | 0 | 0 | 61870.256 | 0 | 0 | 0 | 0 | -51484.8168
2016-08-17 20:00 | 0 | 0 | 0 | 0 | 0 | 650452.3328 | 665307 | 0 | 0 | 0 | 0 | 0 | 0 | 0 | 0 | 0 | 238193.9995 | 0 | 0 | 0 | 0 | 0 | -61870.256 | 0 | 0 | 0 | 0 | 47015.5889
2016-08-17 21:00 | 0 | 0 | 0 | 0 | 0 | 626533.8329 | 668430 | 0 | 0 | 0 | 0 | 61870.256 | 0 | 0 | 0 | 0 | 134427.5763 | 0 | 0 | 0 | 0 | 0 | 61870.256 | 0 | 0 | 0 | 0 | -103766.4231
2016-08-17 22:00 | 0 | 0 | 0 | 0 | 0 | 584738.4173 | 661194 | 0 | 0 | 0 | 0 | 0 | 0 | 0 | 0 | 0 | 119842.2496 | 0 | 0 | 0 | 0 | 0 | -61870.256 | 0 | 0 | 0 | 0 | -14585.3267
2016-08-17 23:00 | 0 | 0 | 0 | 0 | 257624.924 | 501549.4864 | 646276 | 0 | 0 | 0 | 0 | 0 | 0 | 0 | 0 | 0 | 232740.66 | 0 | 0 | 0 | 0 | 0 | 0 | 0 | 0 | 0 | 0 | 112898.4103
2016-08-18 | 0 | 0 | 0 | 0 | 43717.8538 | 357558.4862 | 634017 | 0 | 0 | 0 | 0 | 0 | 0 | 0 | 0 | 0 | 0 | 0 | 0 | 0 | 0 | 0 | 0 | 0 | 0 | 0 | 0 | -232740.66
2016-08-18 01:00 | 0 | 0 | 0 | 0 | 490009.8122 | 124935.1878 | 614945 | 0 | 0 | 0 | 0 | 0 | 0 | 0 | 0 | 0 | 0 | 0 | 0 | 0 | 0 | 0 | 0 | 0 | 0 | 0 | 0 | 0
2016-08-18 02:00 | 0 | 0 | 0 | 0 | 929704.9157 | 795.0409 | 582294 | 0 | 0 | 0 | 0 | 61870.256 | 0 | 0 | 0 | 0 | 286335.7006 | 0 | 0 | 0 | 0 | 0 | 61870.256 | 0 | 0 | 0 | 0 | 286335.7006
2016-08-18 03:00 | 0 | 0 | 0 | 0 | 195332.0434 | 0 | 543538 | 0 | 0 | 0 | 0 | 0 | 0 | 0 | 0 | 0 | 0 | 0 | 0 | 0 | 0 | 0 | -61870.256 | 0 | 0 | 0 | 0 | -286335.7006
2016-08-18 04:00 | 0 | 0 | 0 | 0 | 507707 | 0 | 507707 | 0 | 0 | 0 | 0 | 0 | 0 | 0 | 0 | 0 | 0 | 0 | 0 | 0 | 0 | 0 | 0 | 0 | 0 | 0 | 0 | 0
2016-08-18 05:00 | 0 | 0 | 0 | 0 | 476687 | 0 | 476687 | 0 | 0 | 0 | 0 | 0 | 0 | 0 | 0 | 0 | 0 | 0 | 0 | 0 | 0 | 0 | 0 | 0 | 0 | 0 | 0 | 0
2016-08-18 06:00 | 0 | 0 | 0 | 0 | 452939 | 0 | 452939 | 0 | 0 | 0 | 0 | 0 | 0 | 0 | 0 | 0 | 0 | 0 | 0 | 0 | 0 | 0 | 0 | 0 | 0 | 0 | 0 | 0
2016-08-18 07:00 | 0 | 0 | 0 | 0 | 435719 | 0 | 435719 | 0 | 0 | 0 | 0 | 0 | 0 | 0 | 0 | 0 | 0 | 0 | 0 | 0 | 0 | 0 | 0 | 0 | 0 | 0 | 0 | 0
2016-08-18 08:00 | 0 | 0 | 0 | 0 | 460965.7152 | 0 | 427768 | 0 | 0 | 0 | 0 | 33197.7152 | 0 | 0 | 0 | 0 | 0 | 0 | 0 | 0 | 0 | 0 | 33197.7152 | 0 | 0 | 0 | 0 | 0
2016-08-18 09:00 | 0 | 0 | 0 | 0 | 569505.4568 | 0 | 433040 | 0 | 0 | 0 | 0 | 61870.256 | 0 | 0 | 0 | 0 | 107792.9159 | 0 | 0 | 0 | 0 | 0 | 28672.5409 | 0 | 0 | 0 | 0 | 107792.9159
2016-08-18 10:00 | 0 | 0 | 0 | 0 | 527684.6155 | 0 | 452116 | 0 | 0 | 0 | 0 | 61870.256 | 0 | 0 | 0 | 0 | 183361.5314 | 0 | 0 | 0 | 0 | 0 | 0 | 0 | 0 | 0 | 0 | 75568.6155
2016-08-18 11:00 | 0 | 0 | 0 | 0 | 495983.1018 | 0 | 472052 | 0 | 0 | 0 | 0 | 61870.256 | 0 | 0 | 0 | 0 | 207292.6332 | 0 | 0 | 0 | 0 | 0 | 0 | 0 | 0 | 0 | 0 | 23931.1018
2016-08-18 12:00 | 0 | 0 | 0 | 0 | 335170.297 | 10246.205 | 491223 | 0 | 0 | 0 | 0 | 0 | 0 | 0 | 0 | 0 | 123356.3913 | 0 | 0 | 0 | 0 | 0 | -61870.256 | 0 | 0 | 0 | 0 | -83936.242
2016-08-18 13:00 | 0 | 0 | 0 | 0 | 199696.2027 | 191710.4061 | 514763 | 0 | 0 | 0 | 0 | 0 | 0 | 0 | 0 | 0 | 0 | 0 | 0 | 0 | 0 | 0 | 0 | 0 | 0 | 0 | 0 | -123356.3913
2016-08-18 14:00 | 0 | 0 | 0 | 0 | 78801.0541 | 464606.9459 | 543408 | 0 | 0 | 0 | 0 | 0 | 0 | 0 | 0 | 0 | 0 | 0 | 0 | 0 | 0 | 0 | 0 | 0 | 0 | 0 | 0 | 0
2016-08-18 15:00 | 0 | 0 | 0 | 0 | 0 | 595518.1002 | 573296 | 0 | 0 | 0 | 0 | 22222.1002 | 0 | 0 | 0 | 0 | 0 | 0 | 0 | 0 | 0 | 0 | 22222.1002 | 0 | 0 | 0 | 0 | 0
2016-08-18 16:00 | 0 | 0 | 0 | 0 | 0 | 652545.7674 | 600194 | 0 | 0 | 0 | 0 | 61870.256 | 0 | 0 | 0 | 0 | 12703.6115 | 0 | 0 | 0 | 0 | 0 | 39648.1559 | 0 | 0 | 0 | 0 | 12703.6115
2016-08-18 17:00 | 0 | 0 | 0 | 0 | 0 | 653734.9458 | 623965 | 0 | 0 | 0 | 0 | 61870.256 | 0 | 0 | 0 | 0 | 42473.5573 | 0 | 0 | 0 | 0 | 0 | 0 | 0 | 0 | 0 | 0 | 29769.9458
2016-08-18 18:00 | 0 | 0 | 0 | 0 | 0 | 641362.3682 | 642152 | 0 | 0 | 0 | 0 | 61870.256 | 0 | 0 | 0 | 0 | 41683.9255 | 0 | 0 | 0 | 0 | 0 | 0 | 0 | 0 | 0 | 0 | -789.6318
2016-08-18 19:00 | 0 | 0 | 0 | 0 | 0 | 623249.5123 | 654155 | 0 | 0 | 0 | 0 | 61870.256 | 0 | 0 | 0 | 0 | 10778.4379 | 0 | 0 | 0 | 0 | 0 | 0 | 0 | 0 | 0 | 0 | -30905.4877
2016-08-18 20:00 | 0 | 0 | 0 | 0 | 0 | 605227.5004 | 661159 | 0 | 0 | 0 | 0 | 0 | 0 | 0 | 0 | 0 | 16717.1943 | 0 | 0 | 0 | 0 | 0 | -61870.256 | 0 | 0 | 0 | 0 | 5938.7564
2016-08-18 21:00 | 0 | 0 | 0 | 0 | 63891.4116 | 580878.3941 | 661487 | 0 | 0 | 0 | 0 | 0 | 0 | 0 | 0 | 0 | 0 | 0 | 0 | 0 | 0 | 0 | 0 | 0 | 0 | 0 | 0 | -16717.1943
2016-08-18 22:00 | 0 | 0 | 0 | 0 | 110104.1284 | 542435.8716 | 652540 | 0 | 0 | 0 | 0 | 0 | 0 | 0 | 0 | 0 | 0 | 0 | 0 | 0 | 0 | 0 | 0 | 0 | 0 | 0 | 0 | 0
2016-08-18 23:00 | 0 | 0 | 0 | 0 | 461059.9883 | 466891.5022 | 637120 | 0 | 0 | 0 | 0 | 0 | 0 | 0 | 0 | 0 | 290831.4905 | 0 | 0 | 0 | 0 | 0 | 0 | 0 | 0 | 0 | 0 | 290831.4905
2016-08-19 | 0 | 0 | 0 | 0 | 0 | 334481.5095 | 625313 | 0 | 0 | 0 | 0 | 0 | 0 | 0 | 0 | 0 | 0 | 0 | 0 | 0 | 0 | 0 | 0 | 0 | 0 | 0 | 0 | -290831.4905
2016-08-19 01:00 | 0 | 0 | 0 | 0 | 556172.7073 | 114168.5488 | 608471 | 0 | 0 | 0 | 0 | 61870.256 | 0 | 0 | 0 | 0 | 0 | 0 | 0 | 0 | 0 | 0 | 61870.256 | 0 | 0 | 0 | 0 | 0
2016-08-19 02:00 | 0 | 0 | 0 | 0 | 759384.4702 | 749.1672 | 577238 | 0 | 0 | 0 | 0 | 0 | 0 | 0 | 0 | 0 | 244765.8935 | 0 | 0 | 0 | 0 | 0 | -61870.256 | 0 | 0 | 0 | 0 | 244765.8935
2016-08-19 03:00 | 0 | 0 | 0 | 0 | 294429.1065 | 0 | 539195 | 0 | 0 | 0 | 0 | 0 | 0 | 0 | 0 | 0 | 0 | 0 | 0 | 0 | 0 | 0 | 0 | 0 | 0 | 0 | 0 | -244765.8935
2016-08-19 04:00 | 0 | 0 | 0 | 0 | 609410.881 | 0 | 504080 | 0 | 0 | 0 | 0 | 0 | 0 | 0 | 0 | 0 | 105330.881 | 0 | 0 | 0 | 0 | 0 | 0 | 0 | 0 | 0 | 0 | 105330.881
2016-08-19 05:00 | 0 | 0 | 0 | 0 | 601969.1701 | 0 | 473150 | 0 | 0 | 0 | 0 | 61870.256 | 0 | 0 | 0 | 0 | 172279.7951 | 0 | 0 | 0 | 0 | 0 | 61870.256 | 0 | 0 | 0 | 0 | 66948.914
2016-08-19 06:00 | 0 | 0 | 0 | 0 | 547775.9748 | 0 | 449103 | 0 | 0 | 0 | 0 | 0 | 0 | 0 | 0 | 0 | 332823.0259 | 0 | 0 | 0 | 0 | 0 | -61870.256 | 0 | 0 | 0 | 0 | 160543.2308
2016-08-19 07:00 | 0 | 0 | 0 | 0 | 500227.0284 | 0 | 431993 | 0 | 0 | 0 | 0 | 61870.256 | 0 | 0 | 0 | 0 | 339186.7982 | 0 | 0 | 0 | 0 | 0 | 61870.256 | 0 | 0 | 0 | 0 | 6363.7723
2016-08-19 08:00 | 0 | 0 | 0 | 0 | 466215.5708 | 0 | 424279 | 0 | 0 | 0 | 0 | 0 | 0 | 0 | 0 | 0 | 442993.6251 | 0 | 0 | 0 | 0 | 0 | -61870.256 | 0 | 0 | 0 | 0 | 103806.8269
2016-08-19 09:00 | 0 | 0 | 0 | 0 | 421444.6181 | 0 | 428643 | 0 | 0 | 0 | 0 | 61870.256 | 0 | 0 | 0 | 0 | 373924.9872 | 0 | 0 | 0 | 0 | 0 | 61870.256 | 0 | 0 | 0 | 0 | -69068.6379
2016-08-19 10:00 | 0 | 0 | 0 | 0 | 394006.9806 | 0 | 445811 | 0 | 0 | 0 | 0 | 61870.256 | 0 | 0 | 0 | 0 | 322120.9678 | 0 | 0 | 0 | 0 | 0 | 0 | 0 | 0 | 0 | 0 | -51804.0194
2016-08-19 11:00 | 0 | 0 | 0 | 0 | 376179.3311 | 0 | 465515 | 0 | 0 | 0 | 0 | 0 | 0 | 0 | 0 | 0 | 294655.5549 | 0 | 0 | 0 | 0 | 0 | -61870.256 | 0 | 0 | 0 | 0 | -27465.4128
2016-08-19 12:00 | 0 | 0 | 0 | 0 | 269365.6853 | 5062.7003 | 485714 | 0 | 0 | 0 | 0 | 0 | 0 | 0 | 0 | 0 | 83369.9406 | 0 | 0 | 0 | 0 | 0 | 0 | 0 | 0 | 0 | 0 | -211285.6144
2016-08-19 13:00 | 0 | 0 | 0 | 0 | 231170.4401 | 195375.6193 | 509916 | 0 | 0 | 0 | 0 | 0 | 0 | 0 | 0 | 0 | 0 | 0 | 0 | 0 | 0 | 0 | 0 | 0 | 0 | 0 | 0 | -83369.9406
2016-08-19 14:00 | 0 | 0 | 0 | 0 | 72632.6645 | 467222.3355 | 539855 | 0 | 0 | 0 | 0 | 0 | 0 | 0 | 0 | 0 | 0 | 0 | 0 | 0 | 0 | 0 | 0 | 0 | 0 | 0 | 0 | 0
2016-08-19 15:00 | 0 | 0 | 0 | 0 | 0 | 594328.9263 | 568155 | 0 | 0 | 0 | 0 | 0 | 0 | 0 | 0 | 0 | 26173.9263 | 0 | 0 | 0 | 0 | 0 | 0 | 0 | 0 | 0 | 0 | 26173.9263
2016-08-19 16:00 | 0 | 0 | 0 | 0 | 0 | 650320.7326 | 593314 | 0 | 0 | 0 | 0 | 0 | 0 | 0 | 0 | 0 | 83180.6588 | 0 | 0 | 0 | 0 | 0 | 0 | 0 | 0 | 0 | 0 | 57006.7326
2016-08-19 17:00 | 0 | 0 | 0 | 0 | 0 | 660934.1186 | 615385 | 0 | 0 | 0 | 0 | 0 | 0 | 0 | 0 | 0 | 128729.7775 | 0 | 0 | 0 | 0 | 0 | 0 | 0 | 0 | 0 | 0 | 45549.1186
2016-08-19 18:00 | 0 | 0 | 0 | 0 | 0 | 652591.752 | 632255 | 0 | 0 | 0 | 0 | 61870.256 | 0 | 0 | 0 | 0 | 87196.2734 | 0 | 0 | 0 | 0 | 0 | 61870.256 | 0 | 0 | 0 | 0 | -41533.5041
2016-08-19 19:00 | 0 | 0 | 0 | 0 | 0 | 636721.8919 | 642342 | 0 | 0 | 0 | 0 | 0 | 0 | 0 | 0 | 0 | 143446.4213 | 0 | 0 | 0 | 0 | 0 | -61870.256 | 0 | 0 | 0 | 0 | 56250.1479
2016-08-19 20:00 | 0 | 0 | 0 | 0 | 0 | 624499.5087 | 647445 | 0 | 0 | 0 | 0 | 0 | 0 | 0 | 0 | 0 | 120500.9301 | 0 | 0 | 0 | 0 | 0 | 0 | 0 | 0 | 0 | 0 | -22945.4913
2016-08-19 21:00 | 0 | 0 | 0 | 0 | 0 | 600162.6458 | 645344 | 0 | 0 | 0 | 0 | 61870.256 | 0 | 0 | 0 | 0 | 13449.3198 | 0 | 0 | 0 | 0 | 0 | 61870.256 | 0 | 0 | 0 | 0 | -107051.6103
2016-08-19 22:00 | 0 | 0 | 0 | 0 | 133225.0038 | 558776.786 | 633038 | 0 | 0 | 0 | 0 | 61870.256 | 0 | 0 | 0 | 0 | 72413.1096 | 0 | 0 | 0 | 0 | 0 | 0 | 0 | 0 | 0 | 0 | 58963.7898
2016-08-19 23:00 | 0 | 0 | 0 | 0 | 0 | 478936.6344 | 613220 | 0 | 0 | 0 | 0 | 0 | 0 | 0 | 0 | 0 | 0 | 0 | 0 | 0 | 0 | 0 | -61870.256 | 0 | 0 | 0 | 0 | -72413.1096
2016-08-20 | 0 | 0 | 0 | 0 | 252291.11 | 345768.89 | 598060 | 0 | 0 | 0 | 0 | 0 | 0 | 0 | 0 | 0 | 0 | 0 | 0 | 0 | 0 | 0 | 0 | 0 | 0 | 0 | 0 | 0
2016-08-20 01:00 | 0 | 0 | 0 | 0 | 532115.5689 | 110366.6871 | 580612 | 0 | 0 | 0 | 0 | 61870.256 | 0 | 0 | 0 | 0 | 0 | 0 | 0 | 0 | 0 | 0 | 61870.256 | 0 | 0 | 0 | 0 | 0
2016-08-20 02:00 | 0 | 0 | 0 | 0 | 623593.0128 | 521.9415 | 551582 | 0 | 0 | 0 | 0 | 0 | 0 | 0 | 0 | 0 | 134403.2103 | 0 | 0 | 0 | 0 | 0 | -61870.256 | 0 | 0 | 0 | 0 | 134403.2103
2016-08-20 03:00 | 0 | 0 | 0 | 0 | 382933.7897 | 0 | 517337 | 0 | 0 | 0 | 0 | 0 | 0 | 0 | 0 | 0 | 0 | 0 | 0 | 0 | 0 | 0 | 0 | 0 | 0 | 0 | 0 | -134403.2103
2016-08-20 04:00 | 0 | 0 | 0 | 0 | 484281 | 0 | 484281 | 0 | 0 | 0 | 0 | 0 | 0 | 0 | 0 | 0 | 0 | 0 | 0 | 0 | 0 | 0 | 0 | 0 | 0 | 0 | 0 | 0
2016-08-20 05:00 | 0 | 0 | 0 | 0 | 457219 | 0 | 457219 | 0 | 0 | 0 | 0 | 0 | 0 | 0 | 0 | 0 | 0 | 0 | 0 | 0 | 0 | 0 | 0 | 0 | 0 | 0 | 0 | 0
2016-08-20 06:00 | 0 | 0 | 0 | 0 | 434967 | 0 | 434967 | 0 | 0 | 0 | 0 | 0 | 0 | 0 | 0 | 0 | 0 | 0 | 0 | 0 | 0 | 0 | 0 | 0 | 0 | 0 | 0 | 0
2016-08-20 07:00 | 0 | 0 | 0 | 0 | 418235 | 0 | 418235 | 0 | 0 | 0 | 0 | 0 | 0 | 0 | 0 | 0 | 0 | 0 | 0 | 0 | 0 | 0 | 0 | 0 | 0 | 0 | 0 | 0
2016-08-20 08:00 | 0 | 0 | 0 | 0 | 407918 | 0 | 407918 | 0 | 0 | 0 | 0 | 0 | 0 | 0 | 0 | 0 | 0 | 0 | 0 | 0 | 0 | 0 | 0 | 0 | 0 | 0 | 0 | 0
2016-08-20 09:00 | 0 | 0 | 0 | 0 | 404022 | 0 | 404022 | 0 | 0 | 0 | 0 | 0 | 0 | 0 | 0 | 0 | 0 | 0 | 0 | 0 | 0 | 0 | 0 | 0 | 0 | 0 | 0 | 0
2016-08-20 10:00 | 0 | 0 | 0 | 0 | 406349 | 0 | 406349 | 0 | 0 | 0 | 0 | 0 | 0 | 0 | 0 | 0 | 0 | 0 | 0 | 0 | 0 | 0 | 0 | 0 | 0 | 0 | 0 | 0
2016-08-20 11:00 | 0 | 0 | 0 | 0 | 414084 | 0 | 414084 | 0 | 0 | 0 | 0 | 0 | 0 | 0 | 0 | 0 | 0 | 0 | 0 | 0 | 0 | 0 | 0 | 0 | 0 | 0 | 0 | 0
2016-08-20 12:00 | 0 | 0 | 0 | 0 | 429735.9092 | 4388.0908 | 434124 | 0 | 0 | 0 | 0 | 0 | 0 | 0 | 0 | 0 | 0 | 0 | 0 | 0 | 0 | 0 | 0 | 0 | 0 | 0 | 0 | 0
2016-08-20 13:00 | 0 | 0 | 0 | 0 | 261017.4127 | 200530.5873 | 461548 | 0 | 0 | 0 | 0 | 0 | 0 | 0 | 0 | 0 | 0 | 0 | 0 | 0 | 0 | 0 | 0 | 0 | 0 | 0 | 0 | 0
2016-08-20 14:00 | 0 | 0 | 0 | 0 | 25642.0016 | 466271.9984 | 491914 | 0 | 0 | 0 | 0 | 0 | 0 | 0 | 0 | 0 | 0 | 0 | 0 | 0 | 0 | 0 | 0 | 0 | 0 | 0 | 0 | 0
2016-08-20 15:00 | 0 | 0 | 0 | 0 | 0 | 621235.2325 | 520936 | 0 | 0 | 0 | 0 | 61870.256 | 0 | 0 | 0 | 0 | 38428.9764 | 0 | 0 | 0 | 0 | 0 | 61870.256 | 0 | 0 | 0 | 0 | 38428.9764
2016-08-20 16:00 | 0 | 0 | 0 | 0 | 0 | 677976.1523 | 543602 | 0 | 0 | 0 | 0 | 61870.256 | 0 | 0 | 0 | 0 | 172803.1288 | 0 | 0 | 0 | 0 | 0 | 0 | 0 | 0 | 0 | 0 | 134374.1523
2016-08-20 17:00 | 0 | 0 | 0 | 0 | 0 | 685047.3839 | 560233 | 0 | 0 | 0 | 0 | 61870.256 | 0 | 0 | 0 | 0 | 297617.5126 | 0 | 0 | 0 | 0 | 0 | 0 | 0 | 0 | 0 | 0 | 124814.3839
2016-08-20 18:00 | 0 | 0 | 0 | 0 | 0 | 674705.5033 | 572044 | 0 | 0 | 0 | 0 | 0 | 0 | 0 | 0 | 0 | 462149.272 | 0 | 0 | 0 | 0 | 0 | -61870.256 | 0 | 0 | 0 | 0 | 164531.7594
2016-08-20 19:00 | 0 | 0 | 0 | 0 | 0 | 658645.0482 | 580000 | 0 | 0 | 0 | 0 | 61870.256 | 0 | 0 | 0 | 0 | 478924.0641 | 0 | 0 | 0 | 0 | 0 | 61870.256 | 0 | 0 | 0 | 0 | 16774.7921
2016-08-20 20:00 | 0 | 0 | 0 | 0 | 0 | 646299.5308 | 587024 | 0 | 0 | 0 | 0 | 0 | 0 | 0 | 0 | 0 | 600069.851 | 0 | 0 | 0 | 0 | 0 | -61870.256 | 0 | 0 | 0 | 0 | 121145.7868
2016-08-20 21:00 | 0 | 0 | 0 | 0 | 0 | 623399.9342 | 589548 | 0 | 0 | 0 | 0 | 61870.256 | 0 | 0 | 0 | 0 | 572051.5291 | 0 | 0 | 0 | 0 | 0 | 61870.256 | 0 | 0 | 0 | 0 | -28018.3218
2016-08-20 22:00 | 0 | 0 | 0 | 0 | 0 | 587829.4044 | 583463 | 0 | 0 | 0 | 0 | 0 | 0 | 0 | 0 | 0 | 638288.1896 | 0 | 0 | 0 | 0 | 0 | -61870.256 | 0 | 0 | 0 | 0 | 66236.6605
2016-08-20 23:00 | 0 | 0 | 0 | 0 | 0 | 502398.5512 | 570525 | 0 | 0 | 0 | 0 | 61870.256 | 0 | 0 | 0 | 0 | 508291.4848 | 0 | 0 | 0 | 0 | 0 | 61870.256 | 0 | 0 | 0 | 0 | -129996.7048
2016-08-21 | 0 | 0 | 0 | 0 | 0 | 359228.6633 | 560708 | 0 | 0 | 0 | 0 | 61870.256 | 0 | 0 | 0 | 0 | 306812.1482 | 0 | 0 | 0 | 0 | 0 | 0 | 0 | 0 | 0 | 0 | -201479.3367
2016-08-21 01:00 | 0 | 0 | 0 | 0 | 442157.7583 | 109692.5098 | 546320 | 0 | 0 | 0 | 0 | 0 | 0 | 0 | 0 | 0 | 374212.6722 | 0 | 0 | 0 | 0 | 0 | -61870.256 | 0 | 0 | 0 | 0 | 67400.5241
2016-08-21 02:00 | 0 | 0 | 0 | 0 | 442790.0422 | 409.978 | 522016 | 0 | 0 | 0 | 0 | 0 | 0 | 0 | 0 | 0 | 295396.6924 | 0 | 0 | 0 | 0 | 0 | 0 | 0 | 0 | 0 | 0 | -78815.9798
2016-08-21 03:00 | 0 | 0 | 0 | 0 | 259517.5305 | 0 | 492804 | 0 | 0 | 0 | 0 | 0 | 0 | 0 | 0 | 0 | 62110.2229 | 0 | 0 | 0 | 0 | 0 | 0 | 0 | 0 | 0 | 0 | -233286.4695
2016-08-21 04:00 | 0 | 0 | 0 | 0 | 415781.2858 | 0 | 463664 | 0 | 0 | 0 | 0 | 14227.5087 | 0 | 0 | 0 | 0 | 0 | 0 | 0 | 0 | 0 | 0 | 14227.5087 | 0 | 0 | 0 | 0 | -62110.2229
2016-08-21 05:00 | 0 | 0 | 0 | 0 | 425495.4913 | 0 | 439723 | 0 | 0 | 0 | 0 | 0 | 0 | 0 | 0 | 0 | 0 | 0 | 0 | 0 | 0 | 0 | -14227.5087 | 0 | 0 | 0 | 0 | 0
2016-08-21 06:00 | 0 | 0 | 0 | 0 | 419299 | 0 | 419299 | 0 | 0 | 0 | 0 | 0 | 0 | 0 | 0 | 0 | 0 | 0 | 0 | 0 | 0 | 0 | 0 | 0 | 0 | 0 | 0 | 0
2016-08-21 07:00 | 0 | 0 | 0 | 0 | 403933 | 0 | 403933 | 0 | 0 | 0 | 0 | 0 | 0 | 0 | 0 | 0 | 0 | 0 | 0 | 0 | 0 | 0 | 0 | 0 | 0 | 0 | 0 | 0
2016-08-21 08:00 | 0 | 0 | 0 | 0 | 393719 | 0 | 393719 | 0 | 0 | 0 | 0 | 0 | 0 | 0 | 0 | 0 | 0 | 0 | 0 | 0 | 0 | 0 | 0 | 0 | 0 | 0 | 0 | 0
2016-08-21 09:00 | 0 | 0 | 0 | 0 | 388523 | 0 | 388523 | 0 | 0 | 0 | 0 | 0 | 0 | 0 | 0 | 0 | 0 | 0 | 0 | 0 | 0 | 0 | 0 | 0 | 0 | 0 | 0 | 0
2016-08-21 10:00 | 0 | 0 | 0 | 0 | 389420 | 0 | 389420 | 0 | 0 | 0 | 0 | 0 | 0 | 0 | 0 | 0 | 0 | 0 | 0 | 0 | 0 | 0 | 0 | 0 | 0 | 0 | 0 | 0
2016-08-21 11:00 | 0 | 0 | 0 | 0 | 393814.6662 | 0 | 393384 | 0 | 0 | 0 | 0 | 0 | 0 | 0 | 0 | 0 | 430.6662 | 0 | 0 | 0 | 0 | 0 | 0 | 0 | 0 | 0 | 0 | 430.6662
2016-08-21 12:00 | 0 | 0 | 0 | 0 | 459234.9011 | 5232.5624 | 409119 | 0 | 0 | 0 | 0 | 0 | 0 | 0 | 0 | 0 | 55779.1297 | 0 | 0 | 0 | 0 | 0 | 0 | 0 | 0 | 0 | 0 | 55348.4635
2016-08-21 13:00 | 0 | 0 | 0 | 0 | 181565.9775 | 196887.8928 | 434233 | 0 | 0 | 0 | 0 | 0 | 0 | 0 | 0 | 0 | 0 | 0 | 0 | 0 | 0 | 0 | 0 | 0 | 0 | 0 | 0 | -55779.1297
2016-08-21 14:00 | 0 | 0 | 0 | 0 | 4158.1412 | 455877.8588 | 460036 | 0 | 0 | 0 | 0 | 0 | 0 | 0 | 0 | 0 | 0 | 0 | 0 | 0 | 0 | 0 | 0 | 0 | 0 | 0 | 0 | 0
2016-08-21 15:00 | 0 | 0 | 0 | 0 | 0 | 600290.699 | 486552 | 0 | 0 | 0 | 0 | 0 | 0 | 0 | 0 | 0 | 113738.699 | 0 | 0 | 0 | 0 | 0 | 0 | 0 | 0 | 0 | 0 | 113738.699
2016-08-21 16:00 | 0 | 0 | 0 | 0 | 0 | 659105.3884 | 510928 | 0 | 0 | 0 | 0 | 0 | 0 | 0 | 0 | 0 | 261916.0874 | 0 | 0 | 0 | 0 | 0 | 0 | 0 | 0 | 0 | 0 | 148177.3884
2016-08-21 17:00 | 0 | 0 | 0 | 0 | 0 | 664918.4778 | 530086 | 0 | 0 | 0 | 0 | 61870.256 | 0 | 0 | 0 | 0 | 334878.3091 | 0 | 0 | 0 | 0 | 0 | 61870.256 | 0 | 0 | 0 | 0 | 72962.2217
2016-08-21 18:00 | 0 | 0 | 0 | 0 | 0 | 652527.6508 | 544479 | 0 | 0 | 0 | 0 | 0 | 0 | 0 | 0 | 0 | 504797.2159 | 0 | 0 | 0 | 0 | 0 | -61870.256 | 0 | 0 | 0 | 0 | 169918.9068
2016-08-21 19:00 | 0 | 0 | 0 | 0 | 0 | 631048.7933 | 554802 | 0 | 0 | 0 | 0 | 0 | 0 | 0 | 0 | 0 | 581044.0093 | 0 | 0 | 0 | 0 | 0 | 0 | 0 | 0 | 0 | 0 | 76246.7933
2016-08-21 20:00 | 0 | 0 | 0 | 0 | 0 | 610035.6654 | 562710 | 0 | 0 | 0 | 0 | 0 | 0 | 0 | 0 | 0 | 628369.6747 | 0 | 0 | 0 | 0 | 0 | 0 | 0 | 0 | 0 | 0 | 47325.6654
2016-08-21 21:00 | 0 | 0 | 0 | 0 | 0 | 578364.9881 | 569215 | 0 | 0 | 0 | 0 | 0 | 0 | 0 | 0 | 0 | 637519.6628 | 0 | 0 | 0 | 0 | 0 | 0 | 0 | 0 | 0 | 0 | 9149.9881
2016-08-21 22:00 | 0 | 0 | 0 | 0 | 0 | 535503.4173 | 568881 | 0 | 0 | 0 | 0 | 0 | 0 | 0 | 0 | 0 | 604142.0801 | 0 | 0 | 0 | 0 | 0 | 0 | 0 | 0 | 0 | 0 | -33377.5827
2016-08-21 23:00 | 0 | 0 | 0 | 0 | 0 | 442859.7388 | 561221 | 0 | 0 | 0 | 0 | 61870.256 | 0 | 0 | 0 | 0 | 423910.5629 | 0 | 0 | 0 | 0 | 0 | 61870.256 | 0 | 0 | 0 | 0 | -180231.5173
2016-08-22 | 0 | 0 | 0 | 0 | 0 | 301485.4474 | 553368 | 0 | 0 | 0 | 0 | 0 | 0 | 0 | 0 | 0 | 233898.2663 | 0 | 0 | 0 | 0 | 0 | -61870.256 | 0 | 0 | 0 | 0 | -190012.2965
2016-08-22 01:00 | 0 | 0 | 0 | 0 | 211527.2467 | 95234.487 | 540660 | 0 | 0 | 0 | 0 | 0 | 0 | 0 | 0 | 0 | 0 | 0 | 0 | 0 | 0 | 0 | 0 | 0 | 0 | 0 | 0 | -233898.2663
2016-08-22 02:00 | 0 | 0 | 0 | 0 | 879420.3385 | 273.6725 | 513972 | 0 | 0 | 0 | 0 | 61870.256 | 0 | 0 | 0 | 0 | 303851.755 | 0 | 0 | 0 | 0 | 0 | 61870.256 | 0 | 0 | 0 | 0 | 303851.755
2016-08-22 03:00 | 0 | 0 | 0 | 0 | 114759.9889 | 0 | 480482 | 0 | 0 | 0 | 0 | 0 | 0 | 0 | 0 | 0 | 0 | 0 | 0 | 0 | 0 | 0 | -61870.256 | 0 | 0 | 0 | 0 | -303851.755
2016-08-22 04:00 | 0 | 0 | 0 | 0 | 450332 | 0 | 450332 | 0 | 0 | 0 | 0 | 0 | 0 | 0 | 0 | 0 | 0 | 0 | 0 | 0 | 0 | 0 | 0 | 0 | 0 | 0 | 0 | 0
2016-08-22 05:00 | 0 | 0 | 0 | 0 | 424764 | 0 | 424764 | 0 | 0 | 0 | 0 | 0 | 0 | 0 | 0 | 0 | 0 | 0 | 0 | 0 | 0 | 0 | 0 | 0 | 0 | 0 | 0 | 0
2016-08-22 06:00 | 0 | 0 | 0 | 0 | 405107 | 0 | 405107 | 0 | 0 | 0 | 0 | 0 | 0 | 0 | 0 | 0 | 0 | 0 | 0 | 0 | 0 | 0 | 0 | 0 | 0 | 0 | 0 | 0
2016-08-22 07:00 | 0 | 0 | 0 | 0 | 391802 | 0 | 391802 | 0 | 0 | 0 | 0 | 0 | 0 | 0 | 0 | 0 | 0 | 0 | 0 | 0 | 0 | 0 | 0 | 0 | 0 | 0 | 0 | 0
2016-08-22 08:00 | 0 | 0 | 0 | 0 | 386560 | 0 | 386560 | 0 | 0 | 0 | 0 | 0 | 0 | 0 | 0 | 0 | 0 | 0 | 0 | 0 | 0 | 0 | 0 | 0 | 0 | 0 | 0 | 0
2016-08-22 09:00 | 0 | 0 | 0 | 0 | 392538 | 0 | 392538 | 0 | 0 | 0 | 0 | 0 | 0 | 0 | 0 | 0 | 0 | 0 | 0 | 0 | 0 | 0 | 0 | 0 | 0 | 0 | 0 | 0
2016-08-22 10:00 | 0 | 0 | 0 | 0 | 411037 | 0 | 411037 | 0 | 0 | 0 | 0 | 0 | 0 | 0 | 0 | 0 | 0 | 0 | 0 | 0 | 0 | 0 | 0 | 0 | 0 | 0 | 0 | 0
2016-08-22 11:00 | 0 | 0 | 0 | 0 | 432991 | 0 | 432991 | 0 | 0 | 0 | 0 | 0 | 0 | 0 | 0 | 0 | 0 | 0 | 0 | 0 | 0 | 0 | 0 | 0 | 0 | 0 | 0 | 0
2016-08-22 12:00 | 0 | 0 | 0 | 0 | 448780.9469 | 3795.0531 | 452576 | 0 | 0 | 0 | 0 | 0 | 0 | 0 | 0 | 0 | 0 | 0 | 0 | 0 | 0 | 0 | 0 | 0 | 0 | 0 | 0 | 0
2016-08-22 13:00 | 0 | 0 | 0 | 0 | 309061.6505 | 167163.3495 | 476225 | 0 | 0 | 0 | 0 | 0 | 0 | 0 | 0 | 0 | 0 | 0 | 0 | 0 | 0 | 0 | 0 | 0 | 0 | 0 | 0 | 0
2016-08-22 14:00 | 0 | 0 | 0 | 0 | 111755.0497 | 391168.9503 | 502924 | 0 | 0 | 0 | 0 | 0 | 0 | 0 | 0 | 0 | 0 | 0 | 0 | 0 | 0 | 0 | 0 | 0 | 0 | 0 | 0 | 0
2016-08-22 15:00 | 0 | 0 | 0 | 0 | 11168.3045 | 516054.6955 | 527223 | 0 | 0 | 0 | 0 | 0 | 0 | 0 | 0 | 0 | 0 | 0 | 0 | 0 | 0 | 0 | 0 | 0 | 0 | 0 | 0 | 0
2016-08-22 16:00 | 0 | 0 | 0 | 0 | 0 | 573824.2229 | 548113 | 0 | 0 | 0 | 0 | 25711.2229 | 0 | 0 | 0 | 0 | 0 | 0 | 0 | 0 | 0 | 0 | 25711.2229 | 0 | 0 | 0 | 0 | 0
2016-08-22 17:00 | 0 | 0 | 0 | 0 | 0 | 583545.5889 | 567815 | 0 | 0 | 0 | 0 | 41441.8119 | 0 | 0 | 0 | 0 | 0 | 0 | 0 | 0 | 0 | 0 | 15730.5889 | 0 | 0 | 0 | 0 | 0
2016-08-22 18:00 | 0 | 0 | 0 | 0 | 6917.5207 | 574836.1313 | 584628 | 0 | 0 | 0 | 0 | 38567.4639 | 0 | 0 | 0 | 0 | 0 | 0 | 0 | 0 | 0 | 0 | -2874.348 | 0 | 0 | 0 | 0 | 0
2016-08-22 19:00 | 0 | 0 | 0 | 0 | 0 | 559318.5361 | 597886 | 0 | 0 | 0 | 0 | 0 | 0 | 0 | 0 | 0 | 0 | 0 | 0 | 0 | 0 | 0 | -38567.4639 | 0 | 0 | 0 | 0 | 0
2016-08-22 20:00 | 0 | 0 | 0 | 0 | 61184.4526 | 545555.5474 | 606740 | 0 | 0 | 0 | 0 | 0 | 0 | 0 | 0 | 0 | 0 | 0 | 0 | 0 | 0 | 0 | 0 | 0 | 0 | 0 | 0 | 0
2016-08-22 21:00 | 0 | 0 | 0 | 0 | 90898.787 | 519881.213 | 610780 | 0 | 0 | 0 | 0 | 0 | 0 | 0 | 0 | 0 | 0 | 0 | 0 | 0 | 0 | 0 | 0 | 0 | 0 | 0 | 0 | 0
2016-08-22 22:00 | 0 | 0 | 0 | 0 | 128801.5441 | 476362.4559 | 605164 | 0 | 0 | 0 | 0 | 0 | 0 | 0 | 0 | 0 | 0 | 0 | 0 | 0 | 0 | 0 | 0 | 0 | 0 | 0 | 0 | 0
2016-08-22 23:00 | 0 | 0 | 0 | 0 | 194993.263 | 395478.737 | 590472 | 0 | 0 | 0 | 0 | 0 | 0 | 0 | 0 | 0 | 0 | 0 | 0 | 0 | 0 | 0 | 0 | 0 | 0 | 0 | 0 | 0
2016-08-23 | 0 | 0 | 0 | 0 | 314314.656 | 264109.344 | 578424 | 0 | 0 | 0 | 0 | 0 | 0 | 0 | 0 | 0 | 0 | 0 | 0 | 0 | 0 | 0 | 0 | 0 | 0 | 0 | 0 | 0
2016-08-23 01:00 | 0 | 0 | 0 | 0 | 489915.5074 | 71680.4926 | 561596 | 0 | 0 | 0 | 0 | 0 | 0 | 0 | 0 | 0 | 0 | 0 | 0 | 0 | 0 | 0 | 0 | 0 | 0 | 0 | 0 | 0
2016-08-23 02:00 | 0 | 0 | 0 | 0 | 894285.1029 | 245.9082 | 528809 | 0 | 0 | 0 | 0 | 61870.256 | 0 | 0 | 0 | 0 | 303851.755 | 0 | 0 | 0 | 0 | 0 | 61870.256 | 0 | 0 | 0 | 0 | 303851.755
2016-08-23 03:00 | 0 | 0 | 0 | 0 | 126428.9889 | 0 | 492151 | 0 | 0 | 0 | 0 | 0 | 0 | 0 | 0 | 0 | 0 | 0 | 0 | 0 | 0 | 0 | -61870.256 | 0 | 0 | 0 | 0 | -303851.755
2016-08-23 04:00 | 0 | 0 | 0 | 0 | 459051 | 0 | 459051 | 0 | 0 | 0 | 0 | 0 | 0 | 0 | 0 | 0 | 0 | 0 | 0 | 0 | 0 | 0 | 0 | 0 | 0 | 0 | 0 | 0
2016-08-23 05:00 | 0 | 0 | 0 | 0 | 431811 | 0 | 431811 | 0 | 0 | 0 | 0 | 0 | 0 | 0 | 0 | 0 | 0 | 0 | 0 | 0 | 0 | 0 | 0 | 0 | 0 | 0 | 0 | 0
2016-08-23 06:00 | 0 | 0 | 0 | 0 | 410817 | 0 | 410817 | 0 | 0 | 0 | 0 | 0 | 0 | 0 | 0 | 0 | 0 | 0 | 0 | 0 | 0 | 0 | 0 | 0 | 0 | 0 | 0 | 0
2016-08-23 07:00 | 0 | 0 | 0 | 0 | 396993 | 0 | 396993 | 0 | 0 | 0 | 0 | 0 | 0 | 0 | 0 | 0 | 0 | 0 | 0 | 0 | 0 | 0 | 0 | 0 | 0 | 0 | 0 | 0
2016-08-23 08:00 | 0 | 0 | 0 | 0 | 390746 | 0 | 390746 | 0 | 0 | 0 | 0 | 0 | 0 | 0 | 0 | 0 | 0 | 0 | 0 | 0 | 0 | 0 | 0 | 0 | 0 | 0 | 0 | 0
2016-08-23 09:00 | 0 | 0 | 0 | 0 | 397163 | 0 | 397163 | 0 | 0 | 0 | 0 | 0 | 0 | 0 | 0 | 0 | 0 | 0 | 0 | 0 | 0 | 0 | 0 | 0 | 0 | 0 | 0 | 0
2016-08-23 10:00 | 0 | 0 | 0 | 0 | 416794 | 0 | 416794 | 0 | 0 | 0 | 0 | 0 | 0 | 0 | 0 | 0 | 0 | 0 | 0 | 0 | 0 | 0 | 0 | 0 | 0 | 0 | 0 | 0
2016-08-23 11:00 | 0 | 0 | 0 | 0 | 437417 | 0 | 437417 | 0 | 0 | 0 | 0 | 0 | 0 | 0 | 0 | 0 | 0 | 0 | 0 | 0 | 0 | 0 | 0 | 0 | 0 | 0 | 0 | 0
2016-08-23 12:00 | 0 | 0 | 0 | 0 | 449332.0281 | 5315.9719 | 454648 | 0 | 0 | 0 | 0 | 0 | 0 | 0 | 0 | 0 | 0 | 0 | 0 | 0 | 0 | 0 | 0 | 0 | 0 | 0 | 0 | 0
2016-08-23 13:00 | 0 | 0 | 0 | 0 | 382866.0622 | 173676.653 | 477293 | 0 | 0 | 0 | 0 | 0 | 0 | 0 | 0 | 0 | 79249.7152 | 0 | 0 | 0 | 0 | 0 | 0 | 0 | 0 | 0 | 0 | 79249.7152
2016-08-23 14:00 | 0 | 0 | 0 | 0 | 0 | 426105.2848 | 505355 | 0 | 0 | 0 | 0 | 0 | 0 | 0 | 0 | 0 | 0 | 0 | 0 | 0 | 0 | 0 | 0 | 0 | 0 | 0 | 0 | -79249.7152
2016-08-23 15:00 | 0 | 0 | 0 | 0 | 0 | 565048.4552 | 533055 | 0 | 0 | 0 | 0 | 0 | 0 | 0 | 0 | 0 | 31993.4552 | 0 | 0 | 0 | 0 | 0 | 0 | 0 | 0 | 0 | 0 | 31993.4552
2016-08-23 16:00 | 0 | 0 | 0 | 0 | 0 | 636621.2119 | 557774 | 0 | 0 | 0 | 0 | 61870.256 | 0 | 0 | 0 | 0 | 48970.4111 | 0 | 0 | 0 | 0 | 0 | 61870.256 | 0 | 0 | 0 | 0 | 16976.9558
2016-08-23 17:00 | 0 | 0 | 0 | 0 | 0 | 644085.3474 | 579989 | 0 | 0 | 0 | 0 | 61870.256 | 0 | 0 | 0 | 0 | 113066.7585 | 0 | 0 | 0 | 0 | 0 | 0 | 0 | 0 | 0 | 0 | 64096.3474
2016-08-23 18:00 | 0 | 0 | 0 | 0 | 0 | 635748.1017 | 599625 | 0 | 0 | 0 | 0 | 0 | 0 | 0 | 0 | 0 | 211060.1161 | 0 | 0 | 0 | 0 | 0 | -61870.256 | 0 | 0 | 0 | 0 | 97993.3577
2016-08-23 19:00 | 0 | 0 | 0 | 0 | 0 | 616422.1639 | 613462 | 0 | 0 | 0 | 0 | 61870.256 | 0 | 0 | 0 | 0 | 152150.024 | 0 | 0 | 0 | 0 | 0 | 61870.256 | 0 | 0 | 0 | 0 | -58910.0921
2016-08-23 20:00 | 0 | 0 | 0 | 0 | 0 | 595174.4359 | 623291 | 0 | 0 | 0 | 0 | 0 | 0 | 0 | 0 | 0 | 185903.7159 | 0 | 0 | 0 | 0 | 0 | -61870.256 | 0 | 0 | 0 | 0 | 33753.6919
2016-08-23 21:00 | 0 | 0 | 0 | 0 | 0 | 565164.5763 | 628108 | 0 | 0 | 0 | 0 | 0 | 0 | 0 | 0 | 0 | 122960.2922 | 0 | 0 | 0 | 0 | 0 | 0 | 0 | 0 | 0 | 0 | -62943.4237
2016-08-23 22:00 | 0 | 0 | 0 | 0 | 0 | 522742.8601 | 622384 | 0 | 0 | 0 | 0 | 0 | 0 | 0 | 0 | 0 | 23319.1523 | 0 | 0 | 0 | 0 | 0 | 0 | 0 | 0 | 0 | 0 | -99641.1399
2016-08-23 23:00 | 0 | 0 | 0 | 0 | 138084.5018 | 446981.3458 | 608385 | 0 | 0 | 0 | 0 | 0 | 0 | 0 | 0 | 0 | 0 | 0 | 0 | 0 | 0 | 0 | 0 | 0 | 0 | 0 | 0 | -23319.1523
2016-08-24 | 0 | 0 | 0 | 0 | 274972.4553 | 323793.5447 | 598766 | 0 | 0 | 0 | 0 | 0 | 0 | 0 | 0 | 0 | 0 | 0 | 0 | 0 | 0 | 0 | 0 | 0 | 0 | 0 | 0 | 0
2016-08-24 01:00 | 0 | 0 | 0 | 0 | 471307.886 | 110631.114 | 581939 | 0 | 0 | 0 | 0 | 0 | 0 | 0 | 0 | 0 | 0 | 0 | 0 | 0 | 0 | 0 | 0 | 0 | 0 | 0 | 0 | 0
2016-08-24 02:00 | 0 | 0 | 0 | 0 | 914287.6747 | 164.3363 | 548730 | 0 | 0 | 0 | 0 | 61870.256 | 0 | 0 | 0 | 0 | 303851.755 | 0 | 0 | 0 | 0 | 0 | 61870.256 | 0 | 0 | 0 | 0 | 303851.755
2016-08-24 03:00 | 0 | 0 | 0 | 0 | 448879.744 | 0 | 510750 | 0 | 0 | 0 | 0 | 0 | 0 | 0 | 0 | 0 | 303851.755 | 0 | 0 | 0 | 0 | 0 | -61870.256 | 0 | 0 | 0 | 0 | 0
2016-08-24 04:00 | 0 | 0 | 0 | 0 | 173204.245 | 0 | 477056 | 0 | 0 | 0 | 0 | 0 | 0 | 0 | 0 | 0 | 0 | 0 | 0 | 0 | 0 | 0 | 0 | 0 | 0 | 0 | 0 | -303851.755
2016-08-24 05:00 | 0 | 0 | 0 | 0 | 447879 | 0 | 447879 | 0 | 0 | 0 | 0 | 0 | 0 | 0 | 0 | 0 | 0 | 0 | 0 | 0 | 0 | 0 | 0 | 0 | 0 | 0 | 0 | 0
2016-08-24 06:00 | 0 | 0 | 0 | 0 | 425903 | 0 | 425903 | 0 | 0 | 0 | 0 | 0 | 0 | 0 | 0 | 0 | 0 | 0 | 0 | 0 | 0 | 0 | 0 | 0 | 0 | 0 | 0 | 0
2016-08-24 07:00 | 0 | 0 | 0 | 0 | 410647 | 0 | 410647 | 0 | 0 | 0 | 0 | 0 | 0 | 0 | 0 | 0 | 0 | 0 | 0 | 0 | 0 | 0 | 0 | 0 | 0 | 0 | 0 | 0
2016-08-24 08:00 | 0 | 0 | 0 | 0 | 403762 | 0 | 403762 | 0 | 0 | 0 | 0 | 0 | 0 | 0 | 0 | 0 | 0 | 0 | 0 | 0 | 0 | 0 | 0 | 0 | 0 | 0 | 0 | 0
2016-08-24 09:00 | 0 | 0 | 0 | 0 | 409712 | 0 | 409712 | 0 | 0 | 0 | 0 | 0 | 0 | 0 | 0 | 0 | 0 | 0 | 0 | 0 | 0 | 0 | 0 | 0 | 0 | 0 | 0 | 0
2016-08-24 10:00 | 0 | 0 | 0 | 0 | 428782 | 0 | 428782 | 0 | 0 | 0 | 0 | 0 | 0 | 0 | 0 | 0 | 0 | 0 | 0 | 0 | 0 | 0 | 0 | 0 | 0 | 0 | 0 | 0
2016-08-24 11:00 | 0 | 0 | 0 | 0 | 447986 | 0 | 447986 | 0 | 0 | 0 | 0 | 0 | 0 | 0 | 0 | 0 | 0 | 0 | 0 | 0 | 0 | 0 | 0 | 0 | 0 | 0 | 0 | 0
2016-08-24 12:00 | 0 | 0 | 0 | 0 | 463068.2675 | 2411.7325 | 465480 | 0 | 0 | 0 | 0 | 0 | 0 | 0 | 0 | 0 | 0 | 0 | 0 | 0 | 0 | 0 | 0 | 0 | 0 | 0 | 0 | 0
2016-08-24 13:00 | 0 | 0 | 0 | 0 | 329043.4545 | 159158.5455 | 488202 | 0 | 0 | 0 | 0 | 0 | 0 | 0 | 0 | 0 | 0 | 0 | 0 | 0 | 0 | 0 | 0 | 0 | 0 | 0 | 0 | 0
2016-08-24 14:00 | 0 | 0 | 0 | 0 | 61651.2722 | 454585.7278 | 516237 | 0 | 0 | 0 | 0 | 0 | 0 | 0 | 0 | 0 | 0 | 0 | 0 | 0 | 0 | 0 | 0 | 0 | 0 | 0 | 0 | 0
2016-08-24 15:00 | 0 | 0 | 0 | 0 | 0 | 590436.2799 | 544552 | 0 | 0 | 0 | 0 | 0 | 0 | 0 | 0 | 0 | 45884.2799 | 0 | 0 | 0 | 0 | 0 | 0 | 0 | 0 | 0 | 0 | 45884.2799
2016-08-24 16:00 | 0 | 0 | 0 | 0 | 0 | 669796.0305 | 569357 | 0 | 0 | 0 | 0 | 0 | 0 | 0 | 0 | 0 | 146323.3104 | 0 | 0 | 0 | 0 | 0 | 0 | 0 | 0 | 0 | 0 | 100439.0305
2016-08-24 17:00 | 0 | 0 | 0 | 0 | 0 | 678849.2407 | 593181 | 0 | 0 | 0 | 0 | 61870.256 | 0 | 0 | 0 | 0 | 170121.2951 | 0 | 0 | 0 | 0 | 0 | 61870.256 | 0 | 0 | 0 | 0 | 23797.9847
2016-08-24 18:00 | 0 | 0 | 0 | 0 | 0 | 669123.3706 | 614042 | 0 | 0 | 0 | 0 | 61870.256 | 0 | 0 | 0 | 0 | 225202.6657 | 0 | 0 | 0 | 0 | 0 | 0 | 0 | 0 | 0 | 0 | 55081.3706
2016-08-24 19:00 | 0 | 0 | 0 | 0 | 0 | 652301.0719 | 628911 | 0 | 0 | 0 | 0 | 61870.256 | 0 | 0 | 0 | 0 | 248592.7375 | 0 | 0 | 0 | 0 | 0 | 0 | 0 | 0 | 0 | 0 | 23390.0719
2016-08-24 20:00 | 0 | 0 | 0 | 0 | 0 | 639612.4888 | 639660 | 0 | 0 | 0 | 0 | 61870.256 | 0 | 0 | 0 | 0 | 248545.2263 | 0 | 0 | 0 | 0 | 0 | 0 | 0 | 0 | 0 | 0 | -47.5112
2016-08-24 21:00 | 0 | 0 | 0 | 0 | 0 | 615209.4441 | 644653 | 0 | 0 | 0 | 0 | 0 | 0 | 0 | 0 | 0 | 280971.9265 | 0 | 0 | 0 | 0 | 0 | -61870.256 | 0 | 0 | 0 | 0 | 32426.7001
2016-08-24 22:00 | 0 | 0 | 0 | 0 | 0 | 576762.8014 | 639097 | 0 | 0 | 0 | 0 | 0 | 0 | 0 | 0 | 0 | 218637.7278 | 0 | 0 | 0 | 0 | 0 | 0 | 0 | 0 | 0 | 0 | -62334.1986
2016-08-24 23:00 | 0 | 0 | 0 | 0 | 0 | 494272.4407 | 626278 | 0 | 0 | 0 | 0 | 61870.256 | 0 | 0 | 0 | 0 | 24761.9125 | 0 | 0 | 0 | 0 | 0 | 61870.256 | 0 | 0 | 0 | 0 | -193875.8153
2016-08-25 | 0 | 0 | 0 | 0 | 176355.7058 | 352401.1257 | 615389 | 0 | 0 | 0 | 0 | 0 | 0 | 0 | 0 | 0 | 0 | 0 | 0 | 0 | 0 | 0 | -61870.256 | 0 | 0 | 0 | 0 | -24761.9125
2016-08-25 01:00 | 0 | 0 | 0 | 0 | 551831.3338 | 106920.9223 | 596882 | 0 | 0 | 0 | 0 | 61870.256 | 0 | 0 | 0 | 0 | 0 | 0 | 0 | 0 | 0 | 0 | 61870.256 | 0 | 0 | 0 | 0 | 0
2016-08-25 02:00 | 0 | 0 | 0 | 0 | 695903.5223 | 131.3228 | 563679 | 0 | 0 | 0 | 0 | 0 | 0 | 0 | 0 | 0 | 194226.1011 | 0 | 0 | 0 | 0 | 0 | -61870.256 | 0 | 0 | 0 | 0 | 194226.1011
2016-08-25 03:00 | 0 | 0 | 0 | 0 | 330711.8989 | 0 | 524938 | 0 | 0 | 0 | 0 | 0 | 0 | 0 | 0 | 0 | 0 | 0 | 0 | 0 | 0 | 0 | 0 | 0 | 0 | 0 | 0 | -194226.1011
2016-08-25 04:00 | 0 | 0 | 0 | 0 | 489614 | 0 | 489614 | 0 | 0 | 0 | 0 | 0 | 0 | 0 | 0 | 0 | 0 | 0 | 0 | 0 | 0 | 0 | 0 | 0 | 0 | 0 | 0 | 0
2016-08-25 05:00 | 0 | 0 | 0 | 0 | 461217 | 0 | 461217 | 0 | 0 | 0 | 0 | 0 | 0 | 0 | 0 | 0 | 0 | 0 | 0 | 0 | 0 | 0 | 0 | 0 | 0 | 0 | 0 | 0
2016-08-25 06:00 | 0 | 0 | 0 | 0 | 437953 | 0 | 437953 | 0 | 0 | 0 | 0 | 0 | 0 | 0 | 0 | 0 | 0 | 0 | 0 | 0 | 0 | 0 | 0 | 0 | 0 | 0 | 0 | 0
2016-08-25 07:00 | 0 | 0 | 0 | 0 | 421820 | 0 | 421820 | 0 | 0 | 0 | 0 | 0 | 0 | 0 | 0 | 0 | 0 | 0 | 0 | 0 | 0 | 0 | 0 | 0 | 0 | 0 | 0 | 0
2016-08-25 08:00 | 0 | 0 | 0 | 0 | 415450 | 0 | 415450 | 0 | 0 | 0 | 0 | 0 | 0 | 0 | 0 | 0 | 0 | 0 | 0 | 0 | 0 | 0 | 0 | 0 | 0 | 0 | 0 | 0
2016-08-25 09:00 | 0 | 0 | 0 | 0 | 460041.4655 | 0 | 420070 | 0 | 0 | 0 | 0 | 39971.4655 | 0 | 0 | 0 | 0 | 0 | 0 | 0 | 0 | 0 | 0 | 39971.4655 | 0 | 0 | 0 | 0 | 0
2016-08-25 10:00 | 0 | 0 | 0 | 0 | 504387.4662 | 0 | 439258 | 0 | 0 | 0 | 0 | 61870.256 | 0 | 0 | 0 | 0 | 43230.6756 | 0 | 0 | 0 | 0 | 0 | 21898.7906 | 0 | 0 | 0 | 0 | 43230.6756
2016-08-25 11:00 | 0 | 0 | 0 | 0 | 479038.052 | 0 | 460850 | 0 | 0 | 0 | 0 | 61870.256 | 0 | 0 | 0 | 0 | 61418.7276 | 0 | 0 | 0 | 0 | 0 | 0 | 0 | 0 | 0 | 0 | 18188.052
2016-08-25 12:00 | 0 | 0 | 0 | 0 | 357816.3022 | 1348.987 | 479942 | 0 | 0 | 0 | 0 | 2512.2728 | 0 | 0 | 0 | 0 | 0 | 0 | 0 | 0 | 0 | 0 | -59357.9832 | 0 | 0 | 0 | 0 | -61418.7276
2016-08-25 13:00 | 0 | 0 | 0 | 0 | 329247.4988 | 173075.2284 | 504835 | 0 | 0 | 0 | 0 | 0 | 0 | 0 | 0 | 0 | 0 | 0 | 0 | 0 | 0 | 0 | -2512.2728 | 0 | 0 | 0 | 0 | 0
2016-08-25 14:00 | 0 | 0 | 0 | 0 | 353819.1829 | 459460.7451 | 535488 | 0 | 0 | 0 | 0 | 0 | 0 | 0 | 0 | 0 | 277791.928 | 0 | 0 | 0 | 0 | 0 | 0 | 0 | 0 | 0 | 0 | 277791.928
2016-08-25 15:00 | 0 | 0 | 0 | 0 | 286597.7 | 603363.7179 | 565825 | 0 | 0 | 0 | 0 | 20284.6629 | 0 | 0 | 0 | 0 | 581643.683 | 0 | 0 | 0 | 0 | 0 | 20284.6629 | 0 | 0 | 0 | 0 | 303851.755
2016-08-25 16:00 | 0 | 0 | 0 | 0 | 260839.3861 | 666220.4667 | 594468 | 0 | 0 | 0 | 0 | 49024.7606 | 0 | 0 | 0 | 0 | 885495.4381 | 0 | 0 | 0 | 0 | 0 | 28740.0978 | 0 | 0 | 0 | 0 | 303851.755
2016-08-25 17:00 | 0 | 0 | 0 | 0 | 221515.8045 | 665816.9597 | 620489 | 0 | 0 | 0 | 0 | 12016.7698 | 0 | 0 | 0 | 0 | 1189347.1931 | 0 | 0 | 0 | 0 | 0 | -37007.9908 | 0 | 0 | 0 | 0 | 303851.755
2016-08-25 18:00 | 0 | 0 | 0 | 0 | 196729.7064 | 657181.0209 | 639768 | 0 | 0 | 0 | 0 | 0 | 0 | 0 | 0 | 0 | 1415506.6902 | 0 | 0 | 0 | 0 | 0 | -12016.7698 | 0 | 0 | 0 | 0 | 226159.4971
2016-08-25 19:00 | 0 | 0 | 0 | 0 | 179672.6355 | 638246.5179 | 652454 | 0 | 0 | 0 | 0 | 61870.256 | 0 | 0 | 0 | 0 | 1519101.5875 | 0 | 0 | 0 | 0 | 0 | 61870.256 | 0 | 0 | 0 | 0 | 103594.8973
2016-08-25 20:00 | 0 | 0 | 0 | 0 | 166400.2372 | 618059.7896 | 659693 | 0 | 0 | 0 | 0 | 61870.256 | 0 | 0 | 0 | 0 | 1643868.6143 | 0 | 0 | 0 | 0 | 0 | 0 | 0 | 0 | 0 | 0 | 124767.0268
2016-08-25 21:00 | 0 | 0 | 0 | 0 | 154540.5791 | 583647.9811 | 660450 | 0 | 0 | 0 | 0 | 61870.256 | 0 | 0 | 0 | 0 | 1721607.1745 | 0 | 0 | 0 | 0 | 0 | 0 | 0 | 0 | 0 | 0 | 77738.5602
2016-08-25 22:00 | 0 | 0 | 0 | 0 | 145737.9839 | 534415.8741 | 651636 | 0 | 0 | 0 | 0 | 61870.256 | 0 | 0 | 0 | 0 | 1750125.0324 | 0 | 0 | 0 | 0 | 0 | 0 | 0 | 0 | 0 | 0 | 28517.8579
2016-08-25 23:00 | 0 | 0 | 0 | 0 | 147749.757 | 442151.1068 | 636994 | 0 | 0 | 0 | 0 | 0 | 0 | 0 | 0 | 0 | 1764902.1523 | 0 | 0 | 0 | 0 | 0 | -61870.256 | 0 | 0 | 0 | 0 | 14777.1199
2016-08-26 | 0 | 0 | 0 | 0 | 214207.383 | 306521.4451 | 625254 | 0 | 0 | 0 | 0 | 0 | 0 | 0 | 0 | 0 | 1660376.9803 | 0 | 0 | 0 | 0 | 0 | 0 | 0 | 0 | 0 | 0 | -104525.172
2016-08-26 01:00 | 0 | 0 | 0 | 0 | 317843.5235 | 101562.2108 | 606013 | 0 | 0 | 0 | 0 | 0 | 0 | 0 | 0 | 0 | 1473769.7146 | 0 | 0 | 0 | 0 | 0 | 0 | 0 | 0 | 0 | 0 | -186607.2658
2016-08-26 02:00 | 0 | 0 | 0 | 0 | 366599.2472 | 110.4725 | 572344 | 0 | 0 | 0 | 0 | 61870.256 | 0 | 0 | 0 | 0 | 1206265.1782 | 0 | 0 | 0 | 0 | 0 | 61870.256 | 0 | 0 | 0 | 0 | -267504.5364
2016-08-26 03:00 | 0 | 0 | 0 | 0 | 380988.0475 | 0 | 533346 | 0 | 0 | 0 | 0 | 0 | 0 | 0 | 0 | 0 | 1115777.4817 | 0 | 0 | 0 | 0 | 0 | -61870.256 | 0 | 0 | 0 | 0 | -90487.6965
2016-08-26 04:00 | 0 | 0 | 0 | 0 | 387728.0157 | 0 | 497549 | 0 | 0 | 0 | 0 | 61870.256 | 0 | 0 | 0 | 0 | 944086.2414 | 0 | 0 | 0 | 0 | 0 | 61870.256 | 0 | 0 | 0 | 0 | -171691.2403
2016-08-26 05:00 | 0 | 0 | 0 | 0 | 397923.2071 | 0 | 467937 | 0 | 0 | 0 | 0 | 0 | 0 | 0 | 0 | 0 | 935942.7045 | 0 | 0 | 0 | 0 | 0 | -61870.256 | 0 | 0 | 0 | 0 | -8143.5369
2016-08-26 06:00 | 0 | 0 | 0 | 0 | 408880.2939 | 0 | 444734 | 0 | 0 | 0 | 0 | 0 | 0 | 0 | 0 | 0 | 900088.9984 | 0 | 0 | 0 | 0 | 0 | 0 | 0 | 0 | 0 | 0 | -35853.7061
2016-08-26 07:00 | 0 | 0 | 0 | 0 | 415563.5407 | 0 | 428458 | 0 | 0 | 0 | 0 | 0 | 0 | 0 | 0 | 0 | 887194.5392 | 0 | 0 | 0 | 0 | 0 | 0 | 0 | 0 | 0 | 0 | -12894.4593
2016-08-26 08:00 | 0 | 0 | 0 | 0 | 409135.1009 | 0 | 420866 | 0 | 0 | 0 | 0 | 0 | 0 | 0 | 0 | 0 | 875463.6401 | 0 | 0 | 0 | 0 | 0 | 0 | 0 | 0 | 0 | 0 | -11730.8991
2016-08-26 09:00 | 0 | 0 | 0 | 0 | 378605.7529 | 0 | 425519 | 0 | 0 | 0 | 0 | 61870.256 | 0 | 0 | 0 | 0 | 766680.1369 | 0 | 0 | 0 | 0 | 0 | 61870.256 | 0 | 0 | 0 | 0 | -108783.5032
2016-08-26 10:00 | 0 | 0 | 0 | 0 | 347672.1167 | 0 | 444728 | 0 | 0 | 0 | 0 | 0 | 0 | 0 | 0 | 0 | 731494.5096 | 0 | 0 | 0 | 0 | 0 | -61870.256 | 0 | 0 | 0 | 0 | -35185.6273
2016-08-26 11:00 | 0 | 0 | 0 | 0 | 324122.9336 | 0 | 466043 | 0 | 0 | 0 | 0 | 28134.8557 | 0 | 0 | 0 | 0 | 561439.5875 | 0 | 0 | 0 | 0 | 0 | 28134.8557 | 0 | 0 | 0 | 0 | -170054.9221
2016-08-26 12:00 | 0 | 0 | 0 | 0 | 216575.0704 | 832.5749 | 487524 | 0 | 0 | 0 | 0 | 61870.256 | 0 | 0 | 0 | 0 | 257587.8325 | 0 | 0 | 0 | 0 | 0 | 33735.4003 | 0 | 0 | 0 | 0 | -303851.755
2016-08-26 13:00 | 0 | 0 | 0 | 0 | 86116.5503 | 137762.3125 | 514353 | 0 | 0 | 0 | 0 | 28983.9513 | 0 | 0 | 0 | 0 | 0 | 0 | 0 | 0 | 0 | 0 | -32886.3047 | 0 | 0 | 0 | 0 | -257587.8325
2016-08-26 14:00 | 0 | 0 | 0 | 0 | 100096.8925 | 416180.1562 | 545261 | 0 | 0 | 0 | 0 | 0 | 0 | 0 | 0 | 0 | 0 | 0 | 0 | 0 | 0 | 0 | -28983.9513 | 0 | 0 | 0 | 0 | 0
2016-08-26 15:00 | 0 | 0 | 0 | 0 | 23147.132 | 553575.868 | 576723 | 0 | 0 | 0 | 0 | 0 | 0 | 0 | 0 | 0 | 0 | 0 | 0 | 0 | 0 | 0 | 0 | 0 | 0 | 0 | 0 | 0
2016-08-26 16:00 | 0 | 0 | 0 | 0 | 0 | 625680.716 | 603840 | 0 | 0 | 0 | 0 | 0 | 0 | 0 | 0 | 0 | 21840.716 | 0 | 0 | 0 | 0 | 0 | 0 | 0 | 0 | 0 | 0 | 21840.716
2016-08-26 17:00 | 0 | 0 | 0 | 0 | 0 | 635700.9516 | 625441 | 0 | 0 | 0 | 0 | 32100.6677 | 0 | 0 | 0 | 0 | 0 | 0 | 0 | 0 | 0 | 0 | 32100.6677 | 0 | 0 | 0 | 0 | -21840.716
2016-08-26 18:00 | 0 | 0 | 0 | 0 | 0 | 632517.0418 | 641847 | 0 | 0 | 0 | 0 | 0 | 0 | 0 | 0 | 0 | 22770.7095 | 0 | 0 | 0 | 0 | 0 | -32100.6677 | 0 | 0 | 0 | 0 | 22770.7095
2016-08-26 19:00 | 0 | 0 | 0 | 0 | 86881.0798 | 621492.1057 | 651451 | 0 | 0 | 0 | 0 | 61870.256 | 0 | 0 | 0 | 0 | 17822.639 | 0 | 0 | 0 | 0 | 0 | 61870.256 | 0 | 0 | 0 | 0 | -4948.0705
2016-08-26 20:00 | 0 | 0 | 0 | 0 | 139292.0274 | 616409.917 | 655480 | 0 | 0 | 0 | 0 | 0 | 0 | 0 | 0 | 0 | 179914.8394 | 0 | 0 | 0 | 0 | 0 | -61870.256 | 0 | 0 | 0 | 0 | 162092.2004
2016-08-26 21:00 | 0 | 0 | 0 | 0 | 143560.6661 | 598773.1471 | 653550 | 0 | 0 | 0 | 0 | 61870.256 | 0 | 0 | 0 | 0 | 206828.3965 | 0 | 0 | 0 | 0 | 0 | 61870.256 | 0 | 0 | 0 | 0 | 26913.5571
2016-08-26 22:00 | 0 | 0 | 0 | 0 | 145473.9326 | 569177.9324 | 639815 | 0 | 0 | 0 | 0 | 61870.256 | 0 | 0 | 0 | 0 | 281665.2616 | 0 | 0 | 0 | 0 | 0 | 0 | 0 | 0 | 0 | 0 | 74836.865
2016-08-26 23:00 | 0 | 0 | 0 | 0 | 162131.4277 | 484502.3982 | 617267 | 0 | 0 | 0 | 0 | 0 | 0 | 0 | 0 | 0 | 372902.3435 | 0 | 0 | 0 | 0 | 0 | -61870.256 | 0 | 0 | 0 | 0 | 91237.0819
2016-08-27 | 0 | 0 | 0 | 0 | 255461.0125 | 335805.3294 | 600923 | 0 | 0 | 0 | 0 | 61870.256 | 0 | 0 | 0 | 0 | 301375.4294 | 0 | 0 | 0 | 0 | 0 | 61870.256 | 0 | 0 | 0 | 0 | -71526.9141
2016-08-27 01:00 | 0 | 0 | 0 | 0 | 459231.5511 | 97998.8629 | 580016 | 0 | 0 | 0 | 0 | 61870.256 | 0 | 0 | 0 | 0 | 278589.8434 | 0 | 0 | 0 | 0 | 0 | 0 | 0 | 0 | 0 | 0 | -22785.586
2016-08-27 02:00 | 0 | 0 | 0 | 0 | 537211.9628 | 80.2391 | 549444 | 0 | 0 | 0 | 0 | 0 | 0 | 0 | 0 | 0 | 328308.3013 | 0 | 0 | 0 | 0 | 0 | -61870.256 | 0 | 0 | 0 | 0 | 49718.4579
2016-08-27 03:00 | 0 | 0 | 0 | 0 | 540299.5192 | 0 | 516865 | 0 | 0 | 0 | 0 | 0 | 0 | 0 | 0 | 0 | 351742.8205 | 0 | 0 | 0 | 0 | 0 | 0 | 0 | 0 | 0 | 0 | 23434.5192
2016-08-27 04:00 | 0 | 0 | 0 | 0 | 510241.0208 | 0 | 484549 | 0 | 0 | 0 | 0 | 61870.256 | 0 | 0 | 0 | 0 | 315564.5852 | 0 | 0 | 0 | 0 | 0 | 61870.256 | 0 | 0 | 0 | 0 | -36178.2353
2016-08-27 05:00 | 0 | 0 | 0 | 0 | 472395.5541 | 0 | 455263 | 0 | 0 | 0 | 0 | 61870.256 | 0 | 0 | 0 | 0 | 332697.1394 | 0 | 0 | 0 | 0 | 0 | 0 | 0 | 0 | 0 | 0 | 17132.5541
2016-08-27 06:00 | 0 | 0 | 0 | 0 | 444721.0935 | 0 | 431590 | 0 | 0 | 0 | 0 | 0 | 0 | 0 | 0 | 0 | 407698.4889 | 0 | 0 | 0 | 0 | 0 | -61870.256 | 0 | 0 | 0 | 0 | 75001.3495
2016-08-27 07:00 | 0 | 0 | 0 | 0 | 425128.6836 | 0 | 414085 | 0 | 0 | 0 | 0 | 0 | 0 | 0 | 0 | 0 | 418742.1725 | 0 | 0 | 0 | 0 | 0 | 0 | 0 | 0 | 0 | 0 | 11043.6836
2016-08-27 08:00 | 0 | 0 | 0 | 0 | 406951.1567 | 0 | 404444 | 0 | 0 | 0 | 0 | 0 | 0 | 0 | 0 | 0 | 421249.3292 | 0 | 0 | 0 | 0 | 0 | 0 | 0 | 0 | 0 | 0 | 2507.1567
2016-08-27 09:00 | 0 | 0 | 0 | 0 | 382999.0195 | 0 | 400736 | 0 | 0 | 0 | 0 | 0 | 0 | 0 | 0 | 0 | 403512.3488 | 0 | 0 | 0 | 0 | 0 | 0 | 0 | 0 | 0 | 0 | -17736.9805
2016-08-27 10:00 | 0 | 0 | 0 | 0 | 360184.0445 | 0 | 403135 | 0 | 0 | 0 | 0 | 61870.256 | 0 | 0 | 0 | 0 | 298691.1372 | 0 | 0 | 0 | 0 | 0 | 61870.256 | 0 | 0 | 0 | 0 | -104821.2116
2016-08-27 11:00 | 0 | 0 | 0 | 0 | 339787.0682 | 0 | 411095 | 0 | 0 | 0 | 0 | 61870.256 | 0 | 0 | 0 | 0 | 227383.2054 | 0 | 0 | 0 | 0 | 0 | 0 | 0 | 0 | 0 | 0 | -71307.9318
2016-08-27 12:00 | 0 | 0 | 0 | 0 | 274827.8533 | 1217.1721 | 431558 | 0 | 0 | 0 | 0 | 0 | 0 | 0 | 0 | 0 | 133740.4868 | 0 | 0 | 0 | 0 | 0 | -61870.256 | 0 | 0 | 0 | 0 | -93642.7186
2016-08-27 13:00 | 0 | 0 | 0 | 0 | 147746.1185 | 179936.3946 | 461423 | 0 | 0 | 0 | 0 | 0 | 0 | 0 | 0 | 0 | 0 | 0 | 0 | 0 | 0 | 0 | 0 | 0 | 0 | 0 | 0 | -133740.4868
2016-08-27 14:00 | 0 | 0 | 0 | 0 | 16820.1212 | 477311.8788 | 494132 | 0 | 0 | 0 | 0 | 0 | 0 | 0 | 0 | 0 | 0 | 0 | 0 | 0 | 0 | 0 | 0 | 0 | 0 | 0 | 0 | 0
2016-08-27 15:00 | 0 | 0 | 0 | 0 | 0 | 605592.1778 | 525588 | 0 | 0 | 0 | 0 | 61870.256 | 0 | 0 | 0 | 0 | 18133.9218 | 0 | 0 | 0 | 0 | 0 | 61870.256 | 0 | 0 | 0 | 0 | 18133.9218
2016-08-27 16:00 | 0 | 0 | 0 | 0 | 0 | 667375.8747 | 554105 | 0 | 0 | 0 | 0 | 0 | 0 | 0 | 0 | 0 | 193275.0525 | 0 | 0 | 0 | 0 | 0 | -61870.256 | 0 | 0 | 0 | 0 | 175141.1307
2016-08-27 17:00 | 0 | 0 | 0 | 0 | 0 | 669766.4385 | 576251 | 0 | 0 | 0 | 0 | 0 | 0 | 0 | 0 | 0 | 286790.491 | 0 | 0 | 0 | 0 | 0 | 0 | 0 | 0 | 0 | 0 | 93515.4385
2016-08-27 18:00 | 0 | 0 | 0 | 0 | 0 | 658339.371 | 591311 | 0 | 0 | 0 | 0 | 61870.256 | 0 | 0 | 0 | 0 | 291948.606 | 0 | 0 | 0 | 0 | 0 | 61870.256 | 0 | 0 | 0 | 0 | 5158.1149
2016-08-27 19:00 | 0 | 0 | 0 | 0 | 0 | 643912.353 | 600803 | 0 | 0 | 0 | 0 | 0 | 0 | 0 | 0 | 0 | 396928.215 | 0 | 0 | 0 | 0 | 0 | -61870.256 | 0 | 0 | 0 | 0 | 104979.6091
2016-08-27 20:00 | 0 | 0 | 0 | 0 | 0 | 633721.6322 | 606858 | 0 | 0 | 0 | 0 | 61870.256 | 0 | 0 | 0 | 0 | 361921.5912 | 0 | 0 | 0 | 0 | 0 | 61870.256 | 0 | 0 | 0 | 0 | -35006.6239
2016-08-27 21:00 | 0 | 0 | 0 | 0 | 0 | 613555.202 | 604271 | 0 | 0 | 0 | 0 | 0 | 0 | 0 | 0 | 0 | 433076.0492 | 0 | 0 | 0 | 0 | 0 | -61870.256 | 0 | 0 | 0 | 0 | 71154.458
2016-08-27 22:00 | 0 | 0 | 0 | 0 | 0 | 573923.0116 | 598870 | 0 | 0 | 0 | 0 | 0 | 0 | 0 | 0 | 0 | 408129.0608 | 0 | 0 | 0 | 0 | 0 | 0 | 0 | 0 | 0 | 0 | -24946.9884
2016-08-27 23:00 | 0 | 0 | 0 | 0 | 0 | 481732.7075 | 582528 | 0 | 0 | 0 | 0 | 61870.256 | 0 | 0 | 0 | 0 | 245463.5123 | 0 | 0 | 0 | 0 | 0 | 61870.256 | 0 | 0 | 0 | 0 | -162665.5485
2016-08-28 | 0 | 0 | 0 | 0 | 0 | 337901.2748 | 569917 | 0 | 0 | 0 | 0 | 0 | 0 | 0 | 0 | 0 | 75318.0432 | 0 | 0 | 0 | 0 | 0 | -61870.256 | 0 | 0 | 0 | 0 | -170145.4691
2016-08-28 01:00 | 0 | 0 | 0 | 0 | 626880.8085 | 98001.2483 | 553360 | 0 | 0 | 0 | 0 | 41273.8646 | 0 | 0 | 0 | 0 | 205566.2353 | 0 | 0 | 0 | 0 | 0 | 41273.8646 | 0 | 0 | 0 | 0 | 130248.1921
2016-08-28 02:00 | 0 | 0 | 0 | 0 | 790256.2996 | 63.5908 | 527742 | 0 | 0 | 0 | 0 | 0 | 0 | 0 | 0 | 0 | 509417.9904 | 0 | 0 | 0 | 0 | 0 | -41273.8646 | 0 | 0 | 0 | 0 | 303851.755
2016-08-28 03:00 | 0 | 0 | 0 | 0 | 194356.245 | 0 | 498208 | 0 | 0 | 0 | 0 | 0 | 0 | 0 | 0 | 0 | 205566.2353 | 0 | 0 | 0 | 0 | 0 | 0 | 0 | 0 | 0 | 0 | -303851.755
2016-08-28 04:00 | 0 | 0 | 0 | 0 | 263312.7647 | 0 | 468879 | 0 | 0 | 0 | 0 | 0 | 0 | 0 | 0 | 0 | 0 | 0 | 0 | 0 | 0 | 0 | 0 | 0 | 0 | 0 | 0 | -205566.2353
2016-08-28 05:00 | 0 | 0 | 0 | 0 | 442377 | 0 | 442377 | 0 | 0 | 0 | 0 | 0 | 0 | 0 | 0 | 0 | 0 | 0 | 0 | 0 | 0 | 0 | 0 | 0 | 0 | 0 | 0 | 0
2016-08-28 06:00 | 0 | 0 | 0 | 0 | 421597 | 0 | 421597 | 0 | 0 | 0 | 0 | 0 | 0 | 0 | 0 | 0 | 0 | 0 | 0 | 0 | 0 | 0 | 0 | 0 | 0 | 0 | 0 | 0
2016-08-28 07:00 | 0 | 0 | 0 | 0 | 406476 | 0 | 406476 | 0 | 0 | 0 | 0 | 0 | 0 | 0 | 0 | 0 | 0 | 0 | 0 | 0 | 0 | 0 | 0 | 0 | 0 | 0 | 0 | 0
2016-08-28 08:00 | 0 | 0 | 0 | 0 | 395549 | 0 | 395549 | 0 | 0 | 0 | 0 | 0 | 0 | 0 | 0 | 0 | 0 | 0 | 0 | 0 | 0 | 0 | 0 | 0 | 0 | 0 | 0 | 0
2016-08-28 09:00 | 0 | 0 | 0 | 0 | 390437 | 0 | 390437 | 0 | 0 | 0 | 0 | 0 | 0 | 0 | 0 | 0 | 0 | 0 | 0 | 0 | 0 | 0 | 0 | 0 | 0 | 0 | 0 | 0
2016-08-28 10:00 | 0 | 0 | 0 | 0 | 390275 | 0 | 390275 | 0 | 0 | 0 | 0 | 0 | 0 | 0 | 0 | 0 | 0 | 0 | 0 | 0 | 0 | 0 | 0 | 0 | 0 | 0 | 0 | 0
2016-08-28 11:00 | 0 | 0 | 0 | 0 | 402021.9504 | 0 | 394254 | 0 | 0 | 0 | 0 | 7767.9504 | 0 | 0 | 0 | 0 | 0 | 0 | 0 | 0 | 0 | 0 | 7767.9504 | 0 | 0 | 0 | 0 | 0
2016-08-28 12:00 | 0 | 0 | 0 | 0 | 465047.876 | 1013.4558 | 413566 | 0 | 0 | 0 | 0 | 0 | 0 | 0 | 0 | 0 | 60263.2822 | 0 | 0 | 0 | 0 | 0 | -7767.9504 | 0 | 0 | 0 | 0 | 60263.2822
2016-08-28 13:00 | 0 | 0 | 0 | 0 | 230083.9516 | 154587.7662 | 444935 | 0 | 0 | 0 | 0 | 0 | 0 | 0 | 0 | 0 | 0 | 0 | 0 | 0 | 0 | 0 | 0 | 0 | 0 | 0 | 0 | -60263.2822
2016-08-28 14:00 | 0 | 0 | 0 | 0 | 10102.7982 | 468347.2018 | 478450 | 0 | 0 | 0 | 0 | 0 | 0 | 0 | 0 | 0 | 0 | 0 | 0 | 0 | 0 | 0 | 0 | 0 | 0 | 0 | 0 | 0
2016-08-28 15:00 | 0 | 0 | 0 | 0 | 0 | 637934.3579 | 511645 | 0 | 0 | 0 | 0 | 61870.256 | 0 | 0 | 0 | 0 | 64419.1018 | 0 | 0 | 0 | 0 | 0 | 61870.256 | 0 | 0 | 0 | 0 | 64419.1018
2016-08-28 16:00 | 0 | 0 | 0 | 0 | 0 | 674087.6743 | 544093 | 0 | 0 | 0 | 0 | 0 | 0 | 0 | 0 | 0 | 256284.0322 | 0 | 0 | 0 | 0 | 0 | -61870.256 | 0 | 0 | 0 | 0 | 191864.9304
2016-08-28 17:00 | 0 | 0 | 0 | 0 | 0 | 671858.9524 | 570618 | 0 | 0 | 0 | 0 | 0 | 0 | 0 | 0 | 0 | 357524.9846 | 0 | 0 | 0 | 0 | 0 | 0 | 0 | 0 | 0 | 0 | 101240.9524
2016-08-28 18:00 | 0 | 0 | 0 | 0 | 0 | 661475.8715 | 591249 | 0 | 0 | 0 | 0 | 0 | 0 | 0 | 0 | 0 | 427751.8561 | 0 | 0 | 0 | 0 | 0 | 0 | 0 | 0 | 0 | 0 | 70226.8715
2016-08-28 19:00 | 0 | 0 | 0 | 0 | 0 | 644417.2606 | 604776 | 0 | 0 | 0 | 0 | 0 | 0 | 0 | 0 | 0 | 467393.1167 | 0 | 0 | 0 | 0 | 0 | 0 | 0 | 0 | 0 | 0 | 39641.2606
2016-08-28 20:00 | 0 | 0 | 0 | 0 | 0 | 631496.6647 | 615064 | 0 | 0 | 0 | 0 | 61870.256 | 0 | 0 | 0 | 0 | 421955.5253 | 0 | 0 | 0 | 0 | 0 | 61870.256 | 0 | 0 | 0 | 0 | -45437.5913
2016-08-28 21:00 | 0 | 0 | 0 | 0 | 0 | 609178.3883 | 618991 | 0 | 0 | 0 | 0 | 61870.256 | 0 | 0 | 0 | 0 | 412142.9137 | 0 | 0 | 0 | 0 | 0 | 0 | 0 | 0 | 0 | 0 | -9812.6117
2016-08-28 22:00 | 0 | 0 | 0 | 0 | 0 | 575016.9739 | 613165 | 0 | 0 | 0 | 0 | 0 | 0 | 0 | 0 | 0 | 435865.1437 | 0 | 0 | 0 | 0 | 0 | -61870.256 | 0 | 0 | 0 | 0 | 23722.23
2016-08-28 23:00 | 0 | 0 | 0 | 0 | 0 | 496221.5313 | 600665 | 0 | 0 | 0 | 0 | 0 | 0 | 0 | 0 | 0 | 331421.675 | 0 | 0 | 0 | 0 | 0 | 0 | 0 | 0 | 0 | 0 | -104443.4687
2016-08-29 | 0 | 0 | 0 | 0 | 0 | 359606.3792 | 591304 | 0 | 0 | 0 | 0 | 0 | 0 | 0 | 0 | 0 | 99724.0542 | 0 | 0 | 0 | 0 | 0 | 0 | 0 | 0 | 0 | 0 | -231697.6208
2016-08-29 01:00 | 0 | 0 | 0 | 0 | 718400.6357 | 97112.5688 | 573739 | 0 | 0 | 0 | 0 | 0 | 0 | 0 | 0 | 0 | 341498.2587 | 0 | 0 | 0 | 0 | 0 | 0 | 0 | 0 | 0 | 0 | 241774.2045
2016-08-29 02:00 | 0 | 0 | 0 | 0 | 764867.2572 | 50.8545 | 542108 | 0 | 0 | 0 | 0 | 61870.256 | 0 | 0 | 0 | 0 | 502438.1143 | 0 | 0 | 0 | 0 | 0 | 61870.256 | 0 | 0 | 0 | 0 | 160939.8557
2016-08-29 03:00 | 0 | 0 | 0 | 0 | 624577.1315 | 0 | 506758 | 0 | 0 | 0 | 0 | 0 | 0 | 0 | 0 | 0 | 682127.5019 | 0 | 0 | 0 | 0 | 0 | -61870.256 | 0 | 0 | 0 | 0 | 179689.3876
2016-08-29 04:00 | 0 | 0 | 0 | 0 | 697037.4112 | 0 | 473517 | 0 | 0 | 0 | 0 | 0 | 0 | 0 | 0 | 0 | 905647.9131 | 0 | 0 | 0 | 0 | 0 | 0 | 0 | 0 | 0 | 0 | 223520.4112
2016-08-29 05:00 | 0 | 0 | 0 | 0 | 655167.5408 | 0 | 446810 | 0 | 0 | 0 | 0 | 61870.256 | 0 | 0 | 0 | 0 | 1052135.1979 | 0 | 0 | 0 | 0 | 0 | 61870.256 | 0 | 0 | 0 | 0 | 146487.2847
2016-08-29 06:00 | 0 | 0 | 0 | 0 | 604995.8836 | 0 | 426452 | 0 | 0 | 0 | 0 | 0 | 0 | 0 | 0 | 0 | 1292549.3375 | 0 | 0 | 0 | 0 | 0 | -61870.256 | 0 | 0 | 0 | 0 | 240414.1397
2016-08-29 07:00 | 0 | 0 | 0 | 0 | 542209.3307 | 0 | 412154 | 0 | 0 | 0 | 0 | 61870.256 | 0 | 0 | 0 | 0 | 1360734.4122 | 0 | 0 | 0 | 0 | 0 | 61870.256 | 0 | 0 | 0 | 0 | 68185.0746
2016-08-29 08:00 | 0 | 0 | 0 | 0 | 484210.7935 | 0 | 407216 | 0 | 0 | 0 | 0 | 0 | 0 | 0 | 0 | 0 | 1499599.4617 | 0 | 0 | 0 | 0 | 0 | -61870.256 | 0 | 0 | 0 | 0 | 138865.0495
2016-08-29 09:00 | 0 | 0 | 0 | 0 | 419868.3994 | 0 | 414170 | 0 | 0 | 0 | 0 | 0 | 0 | 0 | 0 | 0 | 1505297.8611 | 0 | 0 | 0 | 0 | 0 | 0 | 0 | 0 | 0 | 0 | 5698.3994
2016-08-29 10:00 | 0 | 0 | 0 | 0 | 371868.6926 | 0 | 436856 | 0 | 0 | 0 | 0 | 61870.256 | 0 | 0 | 0 | 0 | 1378440.2977 | 0 | 0 | 0 | 0 | 0 | 61870.256 | 0 | 0 | 0 | 0 | -126857.5635
2016-08-29 11:00 | 0 | 0 | 0 | 0 | 333806.9481 | 0 | 457948 | 0 | 0 | 0 | 0 | 0 | 0 | 0 | 0 | 0 | 1316169.5018 | 0 | 0 | 0 | 0 | 0 | -61870.256 | 0 | 0 | 0 | 0 | -62270.7959
2016-08-29 12:00 | 0 | 0 | 0 | 0 | 249777.0957 | 318.9066 | 478038 | 0 | 0 | 0 | 0 | 61870.256 | 0 | 0 | 0 | 0 | 1026357.2481 | 0 | 0 | 0 | 0 | 0 | 61870.256 | 0 | 0 | 0 | 0 | -289812.2537
2016-08-29 13:00 | 0 | 0 | 0 | 0 | 147225.1581 | 105447.5865 | 505765 | 0 | 0 | 0 | 0 | 61870.256 | 0 | 0 | 0 | 0 | 773264.9928 | 0 | 0 | 0 | 0 | 0 | 0 | 0 | 0 | 0 | 0 | -253092.2553
2016-08-29 14:00 | 0 | 0 | 0 | 0 | 154301.0001 | 414109.7026 | 537954 | 0 | 0 | 0 | 0 | 61870.256 | 0 | 0 | 0 | 0 | 803721.6954 | 0 | 0 | 0 | 0 | 0 | 0 | 0 | 0 | 0 | 0 | 30456.7027
2016-08-29 15:00 | 0 | 0 | 0 | 0 | 159087.5016 | 582486.7116 | 569735 | 0 | 0 | 0 | 0 | 61870.256 | 0 | 0 | 0 | 0 | 975560.9086 | 0 | 0 | 0 | 0 | 0 | 0 | 0 | 0 | 0 | 0 | 171839.2132
2016-08-29 16:00 | 0 | 0 | 0 | 0 | 159562.5509 | 619093.0177 | 599965 | 0 | 0 | 0 | 0 | 61870.256 | 0 | 0 | 0 | 0 | 1154251.4772 | 0 | 0 | 0 | 0 | 0 | 0 | 0 | 0 | 0 | 0 | 178690.5685
2016-08-29 17:00 | 0 | 0 | 0 | 0 | 158119.2624 | 625674.3888 | 625021 | 0 | 0 | 0 | 0 | 0 | 0 | 0 | 0 | 0 | 1374894.3844 | 0 | 0 | 0 | 0 | 0 | -61870.256 | 0 | 0 | 0 | 0 | 220642.9072
2016-08-29 18:00 | 0 | 0 | 0 | 0 | 155959.1477 | 619283.6619 | 643308 | 0 | 0 | 0 | 0 | 61870.256 | 0 | 0 | 0 | 0 | 1444958.9379 | 0 | 0 | 0 | 0 | 0 | 61870.256 | 0 | 0 | 0 | 0 | 70064.5535
2016-08-29 19:00 | 0 | 0 | 0 | 0 | 152094.3645 | 606507.7611 | 654056 | 0 | 0 | 0 | 0 | 0 | 0 | 0 | 0 | 0 | 1611375.3195 | 0 | 0 | 0 | 0 | 0 | -61870.256 | 0 | 0 | 0 | 0 | 166416.3816
2016-08-29 20:00 | 0 | 0 | 0 | 0 | 147007.5431 | 595438.8809 | 659447 | 0 | 0 | 0 | 0 | 61870.256 | 0 | 0 | 0 | 0 | 1632504.4876 | 0 | 0 | 0 | 0 | 0 | 61870.256 | 0 | 0 | 0 | 0 | 21129.168
2016-08-29 21:00 | 0 | 0 | 0 | 0 | 140536.8432 | 574324.3598 | 660975 | 0 | 0 | 0 | 0 | 61870.256 | 0 | 0 | 0 | 0 | 1686390.6905 | 0 | 0 | 0 | 0 | 0 | 0 | 0 | 0 | 0 | 0 | 53886.203
2016-08-29 22:00 | 0 | 0 | 0 | 0 | 140412.071 | 539109.3873 | 653722 | 0 | 0 | 0 | 0 | 61870.256 | 0 | 0 | 0 | 0 | 1712190.1488 | 0 | 0 | 0 | 0 | 0 | 0 | 0 | 0 | 0 | 0 | 25799.4583
2016-08-29 23:00 | 0 | 0 | 0 | 0 | 152862.3643 | 459367.2029 | 638313 | 0 | 0 | 0 | 0 | 61870.256 | 0 | 0 | 0 | 0 | 1686106.716 | 0 | 0 | 0 | 0 | 0 | 0 | 0 | 0 | 0 | 0 | -26083.4328
2016-08-30 | 0 | 0 | 0 | 0 | 214689.2138 | 317978.645 | 627299 | 0 | 0 | 0 | 0 | 0 | 0 | 0 | 0 | 0 | 1653345.8309 | 0 | 0 | 0 | 0 | 0 | -61870.256 | 0 | 0 | 0 | 0 | -32760.8851
2016-08-30 01:00 | 0 | 0 | 0 | 0 | 379738.3939 | 79575.964 | 604806 | 0 | 0 | 0 | 0 | 0 | 0 | 0 | 0 | 0 | 1507854.1888 | 0 | 0 | 0 | 0 | 0 | 0 | 0 | 0 | 0 | 0 | -145491.642
2016-08-30 02:00 | 0 | 0 | 0 | 0 | 469606.703 | 34.3882 | 566777 | 0 | 0 | 0 | 0 | 61870.256 | 0 | 0 | 0 | 0 | 1348848.024 | 0 | 0 | 0 | 0 | 0 | 61870.256 | 0 | 0 | 0 | 0 | -159006.1648
2016-08-30 03:00 | 0 | 0 | 0 | 0 | 474508.1885 | 0 | 525022 | 0 | 0 | 0 | 0 | 0 | 0 | 0 | 0 | 0 | 1360204.4685 | 0 | 0 | 0 | 0 | 0 | -61870.256 | 0 | 0 | 0 | 0 | 11356.4445
2016-08-30 04:00 | 0 | 0 | 0 | 0 | 447803.3215 | 0 | 488171 | 0 | 0 | 0 | 0 | 61870.256 | 0 | 0 | 0 | 0 | 1257966.5339 | 0 | 0 | 0 | 0 | 0 | 61870.256 | 0 | 0 | 0 | 0 | -102237.9346
2016-08-30 05:00 | 0 | 0 | 0 | 0 | 408374.1633 | 0 | 457494 | 0 | 0 | 0 | 0 | 61870.256 | 0 | 0 | 0 | 0 | 1208846.6972 | 0 | 0 | 0 | 0 | 0 | 0 | 0 | 0 | 0 | 0 | -49119.8367
2016-08-30 06:00 | 0 | 0 | 0 | 0 | 369401.4075 | 0 | 433597 | 0 | 0 | 0 | 0 | 0 | 0 | 0 | 0 | 0 | 1206521.3607 | 0 | 0 | 0 | 0 | 0 | -61870.256 | 0 | 0 | 0 | 0 | -2325.3365
2016-08-30 07:00 | 0 | 0 | 0 | 0 | 332595.4365 | 0 | 417950 | 0 | 0 | 0 | 0 | 61870.256 | 0 | 0 | 0 | 0 | 1059296.5412 | 0 | 0 | 0 | 0 | 0 | 61870.256 | 0 | 0 | 0 | 0 | -147224.8195
2016-08-30 08:00 | 0 | 0 | 0 | 0 | 303622.1099 | 0 | 410177 | 0 | 0 | 0 | 0 | 0 | 0 | 0 | 0 | 0 | 1014611.9071 | 0 | 0 | 0 | 0 | 0 | -61870.256 | 0 | 0 | 0 | 0 | -44684.6341
2016-08-30 09:00 | 0 | 0 | 0 | 0 | 284482.931 | 0 | 416385 | 0 | 0 | 0 | 0 | 0 | 0 | 0 | 0 | 0 | 882709.8381 | 0 | 0 | 0 | 0 | 0 | 0 | 0 | 0 | 0 | 0 | -131902.069
2016-08-30 10:00 | 0 | 0 | 0 | 0 | 275200.107 | 0 | 437575 | 0 | 0 | 0 | 0 | 0 | 0 | 0 | 0 | 0 | 720334.9451 | 0 | 0 | 0 | 0 | 0 | 0 | 0 | 0 | 0 | 0 | -162374.893
2016-08-30 11:00 | 0 | 0 | 0 | 0 | 266848.9964 | 0 | 456389 | 0 | 0 | 0 | 0 | 11503.2139 | 0 | 0 | 0 | 0 | 519291.7275 | 0 | 0 | 0 | 0 | 0 | 11503.2139 | 0 | 0 | 0 | 0 | -201043.2175
2016-08-30 12:00 | 0 | 0 | 0 | 0 | 220311.6843 | 490.6028 | 474287 | 0 | 0 | 0 | 0 | 61870.256 | 0 | 0 | 0 | 0 | 215439.9725 | 0 | 0 | 0 | 0 | 0 | 50367.0421 | 0 | 0 | 0 | 0 | -303851.755
2016-08-30 13:00 | 0 | 0 | 0 | 0 | 108637.9996 | 119831.592 | 498228 | 0 | 0 | 0 | 0 | 7551.8201 | 0 | 0 | 0 | 0 | 0 | 0 | 0 | 0 | 0 | 0 | -54318.4359 | 0 | 0 | 0 | 0 | -215439.9725
2016-08-30 14:00 | 0 | 0 | 0 | 0 | 100127.3782 | 420467.8017 | 528147 | 0 | 0 | 0 | 0 | 0 | 0 | 0 | 0 | 0 | 0 | 0 | 0 | 0 | 0 | 0 | -7551.8201 | 0 | 0 | 0 | 0 | 0
2016-08-30 15:00 | 0 | 0 | 0 | 0 | 0 | 584158.136 | 558262 | 0 | 0 | 0 | 0 | 0 | 0 | 0 | 0 | 0 | 25896.136 | 0 | 0 | 0 | 0 | 0 | 0 | 0 | 0 | 0 | 0 | 25896.136
2016-08-30 16:00 | 0 | 0 | 0 | 0 | 0 | 624997.3112 | 585627 | 0 | 0 | 0 | 0 | 0 | 0 | 0 | 0 | 0 | 65266.4472 | 0 | 0 | 0 | 0 | 0 | 0 | 0 | 0 | 0 | 0 | 39370.3112
2016-08-30 17:00 | 0 | 0 | 0 | 0 | 24363.6046 | 631381.0222 | 610613 | 0 | 0 | 0 | 0 | 61870.256 | 0 | 0 | 0 | 0 | 48527.8179 | 0 | 0 | 0 | 0 | 0 | 61870.256 | 0 | 0 | 0 | 0 | -16738.6292
2016-08-30 18:00 | 0 | 0 | 0 | 0 | 122156.6111 | 623751.8034 | 629443 | 0 | 0 | 0 | 0 | 61870.256 | 0 | 0 | 0 | 0 | 164993.2324 | 0 | 0 | 0 | 0 | 0 | 0 | 0 | 0 | 0 | 0 | 116465.4145
2016-08-30 19:00 | 0 | 0 | 0 | 0 | 127918.7196 | 611687.2047 | 642942 | 0 | 0 | 0 | 0 | 0 | 0 | 0 | 0 | 0 | 323527.4128 | 0 | 0 | 0 | 0 | 0 | -61870.256 | 0 | 0 | 0 | 0 | 158534.1803
2016-08-30 20:00 | 0 | 0 | 0 | 0 | 134680.4168 | 604399.5869 | 651700 | 0 | 0 | 0 | 0 | 0 | 0 | 0 | 0 | 0 | 410907.4165 | 0 | 0 | 0 | 0 | 0 | 0 | 0 | 0 | 0 | 0 | 87380.0037
2016-08-30 21:00 | 0 | 0 | 0 | 0 | 142096.9874 | 588419.4882 | 654714 | 0 | 0 | 0 | 0 | 0 | 0 | 0 | 0 | 0 | 486709.8921 | 0 | 0 | 0 | 0 | 0 | 0 | 0 | 0 | 0 | 0 | 75802.4756
2016-08-30 22:00 | 0 | 0 | 0 | 0 | 157820.3032 | 558800.4774 | 646260 | 0 | 0 | 0 | 0 | 0 | 0 | 0 | 0 | 0 | 557070.6726 | 0 | 0 | 0 | 0 | 0 | 0 | 0 | 0 | 0 | 0 | 70360.7806
2016-08-30 23:00 | 0 | 0 | 0 | 0 | 197558.8986 | 473394.3073 | 631370 | 0 | 0 | 0 | 0 | 61870.256 | 0 | 0 | 0 | 0 | 534783.6225 | 0 | 0 | 0 | 0 | 0 | 61870.256 | 0 | 0 | 0 | 0 | -22287.0502
2016-08-31 | 0 | 0 | 0 | 0 | 310413.2847 | 321858.2876 | 620327 | 0 | 0 | 0 | 0 | 0 | 0 | 0 | 0 | 0 | 608598.4508 | 0 | 0 | 0 | 0 | 0 | -61870.256 | 0 | 0 | 0 | 0 | 73814.8283
2016-08-31 01:00 | 0 | 0 | 0 | 0 | 505978.3908 | 77171.2238 | 599178 | 0 | 0 | 0 | 0 | 0 | 0 | 0 | 0 | 0 | 592570.0654 | 0 | 0 | 0 | 0 | 0 | 0 | 0 | 0 | 0 | 0 | -16028.3854
2016-08-31 02:00 | 0 | 0 | 0 | 0 | 583002.7752 | 19.6504 | 562468 | 0 | 0 | 0 | 0 | 61870.256 | 0 | 0 | 0 | 0 | 551254.2349 | 0 | 0 | 0 | 0 | 0 | 61870.256 | 0 | 0 | 0 | 0 | -41315.8305
2016-08-31 03:00 | 0 | 0 | 0 | 0 | 574178.3789 | 0 | 522581 | 0 | 0 | 0 | 0 | 0 | 0 | 0 | 0 | 0 | 664721.8698 | 0 | 0 | 0 | 0 | 0 | -61870.256 | 0 | 0 | 0 | 0 | 113467.635
2016-08-31 04:00 | 0 | 0 | 0 | 0 | 539969.6354 | 0 | 487285 | 0 | 0 | 0 | 0 | 61870.256 | 0 | 0 | 0 | 0 | 655536.2492 | 0 | 0 | 0 | 0 | 0 | 61870.256 | 0 | 0 | 0 | 0 | -9185.6207
2016-08-31 05:00 | 0 | 0 | 0 | 0 | 492124.0185 | 0 | 460254 | 0 | 0 | 0 | 0 | 61870.256 | 0 | 0 | 0 | 0 | 687406.2676 | 0 | 0 | 0 | 0 | 0 | 0 | 0 | 0 | 0 | 0 | 31870.0185
2016-08-31 06:00 | 0 | 0 | 0 | 0 | 451666.8882 | 0 | 436830 | 0 | 0 | 0 | 0 | 0 | 0 | 0 | 0 | 0 | 764113.4119 | 0 | 0 | 0 | 0 | 0 | -61870.256 | 0 | 0 | 0 | 0 | 76707.1442
2016-08-31 07:00 | 0 | 0 | 0 | 0 | 419969.4723 | 0 | 423222 | 0 | 0 | 0 | 0 | 0 | 0 | 0 | 0 | 0 | 760860.8841 | 0 | 0 | 0 | 0 | 0 | 0 | 0 | 0 | 0 | 0 | -3252.5277
2016-08-31 08:00 | 0 | 0 | 0 | 0 | 389594.8178 | 0 | 416224 | 0 | 0 | 0 | 0 | 0 | 0 | 0 | 0 | 0 | 734231.7019 | 0 | 0 | 0 | 0 | 0 | 0 | 0 | 0 | 0 | 0 | -26629.1822
2016-08-31 09:00 | 0 | 0 | 0 | 0 | 361592.7135 | 0 | 422535 | 0 | 0 | 0 | 0 | 0 | 0 | 0 | 0 | 0 | 673289.4154 | 0 | 0 | 0 | 0 | 0 | 0 | 0 | 0 | 0 | 0 | -60942.2865
2016-08-31 10:00 | 0 | 0 | 0 | 0 | 341685.7323 | 0 | 442793 | 0 | 0 | 0 | 0 | 61870.256 | 0 | 0 | 0 | 0 | 510311.8916 | 0 | 0 | 0 | 0 | 0 | 61870.256 | 0 | 0 | 0 | 0 | -162977.5237
2016-08-31 11:00 | 0 | 0 | 0 | 0 | 332213.9731 | 0 | 462873 | 0 | 0 | 0 | 0 | 0 | 0 | 0 | 0 | 0 | 441523.1207 | 0 | 0 | 0 | 0 | 0 | -61870.256 | 0 | 0 | 0 | 0 | -68788.7709
2016-08-31 12:00 | 0 | 0 | 0 | 0 | 278178.8981 | 360.1087 | 481439 | 0 | 0 | 0 | 0 | 61870.256 | 0 | 0 | 0 | 0 | 176752.8716 | 0 | 0 | 0 | 0 | 0 | 61870.256 | 0 | 0 | 0 | 0 | -264770.2492
2016-08-31 13:00 | 0 | 0 | 0 | 0 | 143499.9267 | 121324.9456 | 503448 | 0 | 0 | 0 | 0 | 0 | 0 | 0 | 0 | 0 | 0 | 0 | 0 | 0 | 0 | 0 | -61870.256 | 0 | 0 | 0 | 0 | -176752.8716
2016-08-31 14:00 | 0 | 0 | 0 | 0 | 112075.5798 | 419088.4202 | 531164 | 0 | 0 | 0 | 0 | 0 | 0 | 0 | 0 | 0 | 0 | 0 | 0 | 0 | 0 | 0 | 0 | 0 | 0 | 0 | 0 | 0
2016-08-31 15:00 | 0 | 0 | 0 | 0 | 0 | 607231.2027 | 558056 | 0 | 0 | 0 | 0 | 49175.2027 | 0 | 0 | 0 | 0 | 0 | 0 | 0 | 0 | 0 | 0 | 49175.2027 | 0 | 0 | 0 | 0 | 0
2016-08-31 16:00 | 0 | 0 | 0 | 0 | 0 | 649526.727 | 583431 | 0 | 0 | 0 | 0 | 0 | 0 | 0 | 0 | 0 | 115270.9297 | 0 | 0 | 0 | 0 | 0 | -49175.2027 | 0 | 0 | 0 | 0 | 115270.9297
2016-08-31 17:00 | 0 | 0 | 0 | 0 | 0 | 650216.672 | 606050 | 0 | 0 | 0 | 0 | 61870.256 | 0 | 0 | 0 | 0 | 97567.3456 | 0 | 0 | 0 | 0 | 0 | 61870.256 | 0 | 0 | 0 | 0 | -17703.5841
2016-08-31 18:00 | 0 | 0 | 0 | 0 | 0 | 639601.7985 | 622657 | 0 | 0 | 0 | 0 | 61870.256 | 0 | 0 | 0 | 0 | 114512.144 | 0 | 0 | 0 | 0 | 0 | 0 | 0 | 0 | 0 | 0 | 16944.7985
2016-08-31 19:00 | 0 | 0 | 0 | 0 | 0 | 626061.7061 | 632821 | 0 | 0 | 0 | 0 | 61870.256 | 0 | 0 | 0 | 0 | 107752.8501 | 0 | 0 | 0 | 0 | 0 | 0 | 0 | 0 | 0 | 0 | -6759.2939
2016-08-31 20:00 | 0 | 0 | 0 | 0 | 0 | 615564.9314 | 640752 | 0 | 0 | 0 | 0 | 61870.256 | 0 | 0 | 0 | 0 | 82565.7815 | 0 | 0 | 0 | 0 | 0 | 0 | 0 | 0 | 0 | 0 | -25187.0686
2016-08-31 21:00 | 0 | 0 | 0 | 0 | 0 | 598497.2939 | 640375 | 0 | 0 | 0 | 0 | 0 | 0 | 0 | 0 | 0 | 102558.3314 | 0 | 0 | 0 | 0 | 0 | -61870.256 | 0 | 0 | 0 | 0 | 19992.55
2016-08-31 22:00 | 0 | 0 | 0 | 0 | 29315.7019 | 561714.2227 | 631718 | 0 | 0 | 0 | 0 | 61870.256 | 0 | 0 | 0 | 0 | 0 | 0 | 0 | 0 | 0 | 0 | 61870.256 | 0 | 0 | 0 | 0 | -102558.3314
2016-08-31 23:00 | 0 | 0 | 0 | 0 | 82492.0994 | 474655.6445 | 619018 | 0 | 0 | 0 | 0 | 0 | 0 | 0 | 0 | 0 | 0 | 0 | 0 | 0 | 0 | 0 | -61870.256 | 0 | 0 | 0 | 0 | 0
2016-09-01 | 0 | 0 | 0 | 0 | 351103.3105 | 319863.9456 | 609097 | 0 | 0 | 0 | 0 | 61870.256 | 0 | 0 | 0 | 0 | 0 | 0 | 0 | 0 | 0 | 0 | 61870.256 | 0 | 0 | 0 | 0 | 0
2016-09-01 01:00 | 0 | 0 | 0 | 0 | 449648.1 | 76767.644 | 588286 | 0 | 0 | 0 | 0 | 0 | 0 | 0 | 0 | 0 | 0 | 0 | 0 | 0 | 0 | 0 | -61870.256 | 0 | 0 | 0 | 0 | 0
2016-09-01 02:00 | 0 | 0 | 0 | 0 | 671072.6026 | 26.5644 | 555048 | 0 | 0 | 0 | 0 | 61870.256 | 0 | 0 | 0 | 0 | 54180.911 | 0 | 0 | 0 | 0 | 0 | 61870.256 | 0 | 0 | 0 | 0 | 54180.911
2016-09-01 03:00 | 0 | 0 | 0 | 0 | 651261.2327 | 0 | 516859 | 0 | 0 | 0 | 0 | 0 | 0 | 0 | 0 | 0 | 250453.3997 | 0 | 0 | 0 | 0 | 0 | -61870.256 | 0 | 0 | 0 | 0 | 196272.4887
2016-09-01 04:00 | 0 | 0 | 0 | 0 | 231872.6003 | 0 | 482326 | 0 | 0 | 0 | 0 | 0 | 0 | 0 | 0 | 0 | 0 | 0 | 0 | 0 | 0 | 0 | 0 | 0 | 0 | 0 | 0 | -250453.3997
2016-09-01 05:00 | 0 | 0 | 0 | 0 | 453317 | 0 | 453317 | 0 | 0 | 0 | 0 | 0 | 0 | 0 | 0 | 0 | 0 | 0 | 0 | 0 | 0 | 0 | 0 | 0 | 0 | 0 | 0 | 0
2016-09-01 06:00 | 0 | 0 | 0 | 0 | 431277 | 0 | 431277 | 0 | 0 | 0 | 0 | 0 | 0 | 0 | 0 | 0 | 0 | 0 | 0 | 0 | 0 | 0 | 0 | 0 | 0 | 0 | 0 | 0
2016-09-01 07:00 | 0 | 0 | 0 | 0 | 415650 | 0 | 415650 | 0 | 0 | 0 | 0 | 0 | 0 | 0 | 0 | 0 | 0 | 0 | 0 | 0 | 0 | 0 | 0 | 0 | 0 | 0 | 0 | 0
2016-09-01 08:00 | 0 | 0 | 0 | 0 | 441985.3529 | 0 | 408914 | 0 | 0 | 0 | 0 | 33071.3529 | 0 | 0 | 0 | 0 | 0 | 0 | 0 | 0 | 0 | 0 | 33071.3529 | 0 | 0 | 0 | 0 | 0
2016-09-01 09:00 | 0 | 0 | 0 | 0 | 501822.8079 | 0 | 414048 | 0 | 0 | 0 | 0 | 61870.256 | 0 | 0 | 0 | 0 | 58975.9048 | 0 | 0 | 0 | 0 | 0 | 28798.9031 | 0 | 0 | 0 | 0 | 58975.9048
2016-09-01 10:00 | 0 | 0 | 0 | 0 | 486432.3262 | 0 | 435041 | 0 | 0 | 0 | 0 | 61870.256 | 0 | 0 | 0 | 0 | 110367.231 | 0 | 0 | 0 | 0 | 0 | 0 | 0 | 0 | 0 | 0 | 51391.3262
2016-09-01 11:00 | 0 | 0 | 0 | 0 | 479758.8348 | 0 | 454300 | 0 | 0 | 0 | 0 | 61870.256 | 0 | 0 | 0 | 0 | 135826.0659 | 0 | 0 | 0 | 0 | 0 | 0 | 0 | 0 | 0 | 0 | 25458.8348
2016-09-01 12:00 | 0 | 0 | 0 | 0 | 393799.7825 | 463.4216 | 469139 | 0 | 0 | 0 | 0 | 61870.256 | 0 | 0 | 0 | 0 | 60950.2699 | 0 | 0 | 0 | 0 | 0 | 0 | 0 | 0 | 0 | 0 | -74875.7959
2016-09-01 13:00 | 0 | 0 | 0 | 0 | 228754.5089 | 138513.9651 | 490089 | 0 | 0 | 0 | 0 | 0 | 0 | 0 | 0 | 0 | 0 | 0 | 0 | 0 | 0 | 0 | -61870.256 | 0 | 0 | 0 | 0 | -60950.2699
2016-09-01 14:00 | 0 | 0 | 0 | 0 | 62671.64 | 452100.36 | 514772 | 0 | 0 | 0 | 0 | 0 | 0 | 0 | 0 | 0 | 0 | 0 | 0 | 0 | 0 | 0 | 0 | 0 | 0 | 0 | 0 | 0
2016-09-01 15:00 | 0 | 0 | 0 | 0 | 0 | 599055.6241 | 538909 | 0 | 0 | 0 | 0 | 60146.6241 | 0 | 0 | 0 | 0 | 0 | 0 | 0 | 0 | 0 | 0 | 60146.6241 | 0 | 0 | 0 | 0 | 0
2016-09-01 16:00 | 0 | 0 | 0 | 0 | 0 | 651002.7928 | 559226 | 0 | 0 | 0 | 0 | 0 | 0 | 0 | 0 | 0 | 151923.417 | 0 | 0 | 0 | 0 | 0 | -60146.6241 | 0 | 0 | 0 | 0 | 151923.417
2016-09-01 17:00 | 0 | 0 | 0 | 0 | 0 | 644291.0687 | 577014 | 0 | 0 | 0 | 0 | 0 | 0 | 0 | 0 | 0 | 219200.4857 | 0 | 0 | 0 | 0 | 0 | 0 | 0 | 0 | 0 | 0 | 67277.0687
2016-09-01 18:00 | 0 | 0 | 0 | 0 | 0 | 628005.5338 | 588812 | 0 | 0 | 0 | 0 | 61870.256 | 0 | 0 | 0 | 0 | 196523.7635 | 0 | 0 | 0 | 0 | 0 | 61870.256 | 0 | 0 | 0 | 0 | -22676.7222
2016-09-01 19:00 | 0 | 0 | 0 | 0 | 0 | 608884.2494 | 595831 | 0 | 0 | 0 | 0 | 61870.256 | 0 | 0 | 0 | 0 | 209577.0129 | 0 | 0 | 0 | 0 | 0 | 0 | 0 | 0 | 0 | 0 | 13053.2494
2016-09-01 20:00 | 0 | 0 | 0 | 0 | 0 | 596327.7442 | 599406 | 0 | 0 | 0 | 0 | 61870.256 | 0 | 0 | 0 | 0 | 206498.7571 | 0 | 0 | 0 | 0 | 0 | 0 | 0 | 0 | 0 | 0 | -3078.2558
2016-09-01 21:00 | 0 | 0 | 0 | 0 | 0 | 574218.6252 | 599573 | 0 | 0 | 0 | 0 | 61870.256 | 0 | 0 | 0 | 0 | 181144.3823 | 0 | 0 | 0 | 0 | 0 | 0 | 0 | 0 | 0 | 0 | -25354.3748
2016-09-01 22:00 | 0 | 0 | 0 | 0 | 0 | 534326.685 | 590983 | 0 | 0 | 0 | 0 | 61870.256 | 0 | 0 | 0 | 0 | 124488.0673 | 0 | 0 | 0 | 0 | 0 | 0 | 0 | 0 | 0 | 0 | -56656.315
2016-09-01 23:00 | 0 | 0 | 0 | 0 | 222541.9662 | 446179.0825 | 579268 | 0 | 0 | 0 | 0 | 61870.256 | 0 | 0 | 0 | 0 | 213941.116 | 0 | 0 | 0 | 0 | 0 | 0 | 0 | 0 | 0 | 0 | 89453.0487
2016-09-02 | 0 | 0 | 0 | 0 | 0 | 294865.628 | 570677 | 0 | 0 | 0 | 0 | 0 | 0 | 0 | 0 | 0 | 0 | 0 | 0 | 0 | 0 | 0 | -61870.256 | 0 | 0 | 0 | 0 | -213941.116
2016-09-02 01:00 | 0 | 0 | 0 | 0 | 782611.0522 | 76443.7029 | 555203 | 0 | 0 | 0 | 0 | 0 | 0 | 0 | 0 | 0 | 303851.755 | 0 | 0 | 0 | 0 | 0 | 0 | 0 | 0 | 0 | 0 | 303851.755
2016-09-02 02:00 | 0 | 0 | 0 | 0 | 889773.4509 | 20.5601 | 524072 | 0 | 0 | 0 | 0 | 61870.256 | 0 | 0 | 0 | 0 | 607703.5101 | 0 | 0 | 0 | 0 | 0 | 61870.256 | 0 | 0 | 0 | 0 | 303851.755
2016-09-02 03:00 | 0 | 0 | 0 | 0 | 124141.9889 | 0 | 489864 | 0 | 0 | 0 | 0 | 0 | 0 | 0 | 0 | 0 | 303851.755 | 0 | 0 | 0 | 0 | 0 | -61870.256 | 0 | 0 | 0 | 0 | -303851.755
2016-09-02 04:00 | 0 | 0 | 0 | 0 | 154567.245 | 0 | 458419 | 0 | 0 | 0 | 0 | 0 | 0 | 0 | 0 | 0 | 0 | 0 | 0 | 0 | 0 | 0 | 0 | 0 | 0 | 0 | 0 | -303851.755
2016-09-02 05:00 | 0 | 0 | 0 | 0 | 432694 | 0 | 432694 | 0 | 0 | 0 | 0 | 0 | 0 | 0 | 0 | 0 | 0 | 0 | 0 | 0 | 0 | 0 | 0 | 0 | 0 | 0 | 0 | 0
2016-09-02 06:00 | 0 | 0 | 0 | 0 | 411570 | 0 | 411570 | 0 | 0 | 0 | 0 | 0 | 0 | 0 | 0 | 0 | 0 | 0 | 0 | 0 | 0 | 0 | 0 | 0 | 0 | 0 | 0 | 0
2016-09-02 07:00 | 0 | 0 | 0 | 0 | 397043 | 0 | 397043 | 0 | 0 | 0 | 0 | 0 | 0 | 0 | 0 | 0 | 0 | 0 | 0 | 0 | 0 | 0 | 0 | 0 | 0 | 0 | 0 | 0
2016-09-02 08:00 | 0 | 0 | 0 | 0 | 390801 | 0 | 390801 | 0 | 0 | 0 | 0 | 0 | 0 | 0 | 0 | 0 | 0 | 0 | 0 | 0 | 0 | 0 | 0 | 0 | 0 | 0 | 0 | 0
2016-09-02 09:00 | 0 | 0 | 0 | 0 | 395237 | 0 | 395237 | 0 | 0 | 0 | 0 | 0 | 0 | 0 | 0 | 0 | 0 | 0 | 0 | 0 | 0 | 0 | 0 | 0 | 0 | 0 | 0 | 0
2016-09-02 10:00 | 0 | 0 | 0 | 0 | 411279 | 0 | 411279 | 0 | 0 | 0 | 0 | 0 | 0 | 0 | 0 | 0 | 0 | 0 | 0 | 0 | 0 | 0 | 0 | 0 | 0 | 0 | 0 | 0
2016-09-02 11:00 | 0 | 0 | 0 | 0 | 429471 | 0 | 429471 | 0 | 0 | 0 | 0 | 0 | 0 | 0 | 0 | 0 | 0 | 0 | 0 | 0 | 0 | 0 | 0 | 0 | 0 | 0 | 0 | 0
2016-09-02 12:00 | 0 | 0 | 0 | 0 | 443233.2827 | 388.7173 | 443622 | 0 | 0 | 0 | 0 | 0 | 0 | 0 | 0 | 0 | 0 | 0 | 0 | 0 | 0 | 0 | 0 | 0 | 0 | 0 | 0 | 0
2016-09-02 13:00 | 0 | 0 | 0 | 0 | 340263.0943 | 121635.9057 | 461899 | 0 | 0 | 0 | 0 | 0 | 0 | 0 | 0 | 0 | 0 | 0 | 0 | 0 | 0 | 0 | 0 | 0 | 0 | 0 | 0 | 0
2016-09-02 14:00 | 0 | 0 | 0 | 0 | 25722.7879 | 456699.2121 | 482422 | 0 | 0 | 0 | 0 | 0 | 0 | 0 | 0 | 0 | 0 | 0 | 0 | 0 | 0 | 0 | 0 | 0 | 0 | 0 | 0 | 0
2016-09-02 15:00 | 0 | 0 | 0 | 0 | 0 | 604119.7072 | 500856 | 0 | 0 | 0 | 0 | 61870.256 | 0 | 0 | 0 | 0 | 41393.4512 | 0 | 0 | 0 | 0 | 0 | 61870.256 | 0 | 0 | 0 | 0 | 41393.4512
2016-09-02 16:00 | 0 | 0 | 0 | 0 | 0 | 677269.6219 | 516563 | 0 | 0 | 0 | 0 | 0 | 0 | 0 | 0 | 0 | 263970.3291 | 0 | 0 | 0 | 0 | 0 | -61870.256 | 0 | 0 | 0 | 0 | 222576.8779
2016-09-02 17:00 | 0 | 0 | 0 | 0 | 0 | 671298.9565 | 531791 | 0 | 0 | 0 | 0 | 0 | 0 | 0 | 0 | 0 | 403478.2856 | 0 | 0 | 0 | 0 | 0 | 0 | 0 | 0 | 0 | 0 | 139507.9565
2016-09-02 18:00 | 0 | 0 | 0 | 0 | 0 | 650571.2813 | 544019 | 0 | 0 | 0 | 0 | 0 | 0 | 0 | 0 | 0 | 510030.5669 | 0 | 0 | 0 | 0 | 0 | 0 | 0 | 0 | 0 | 0 | 106552.2813
2016-09-02 19:00 | 0 | 0 | 0 | 0 | 0 | 631501.066 | 551969 | 0 | 0 | 0 | 0 | 61870.256 | 0 | 0 | 0 | 0 | 527692.3769 | 0 | 0 | 0 | 0 | 0 | 61870.256 | 0 | 0 | 0 | 0 | 17661.81
2016-09-02 20:00 | 0 | 0 | 0 | 0 | 0 | 624079.8684 | 557436 | 0 | 0 | 0 | 0 | 61870.256 | 0 | 0 | 0 | 0 | 594336.2453 | 0 | 0 | 0 | 0 | 0 | 0 | 0 | 0 | 0 | 0 | 66643.8684
2016-09-02 21:00 | 0 | 0 | 0 | 0 | 0 | 608617.0324 | 558648 | 0 | 0 | 0 | 0 | 0 | 0 | 0 | 0 | 0 | 706175.5337 | 0 | 0 | 0 | 0 | 0 | -61870.256 | 0 | 0 | 0 | 0 | 111839.2884
2016-09-02 22:00 | 0 | 0 | 0 | 0 | 0 | 570575.5806 | 549446 | 0 | 0 | 0 | 0 | 61870.256 | 0 | 0 | 0 | 0 | 665434.8582 | 0 | 0 | 0 | 0 | 0 | 61870.256 | 0 | 0 | 0 | 0 | -40740.6755
2016-09-02 23:00 | 0 | 0 | 0 | 0 | 0 | 483291.9482 | 535830 | 0 | 0 | 0 | 0 | 61870.256 | 0 | 0 | 0 | 0 | 612896.8064 | 0 | 0 | 0 | 0 | 0 | 0 | 0 | 0 | 0 | 0 | -52538.0518
2016-09-03 | 0 | 0 | 0 | 0 | 0 | 330580.7009 | 525082 | 0 | 0 | 0 | 0 | 0 | 0 | 0 | 0 | 0 | 480265.7633 | 0 | 0 | 0 | 0 | 0 | -61870.256 | 0 | 0 | 0 | 0 | -132631.0431
2016-09-03 01:00 | 0 | 0 | 0 | 0 | 263669.2391 | 69696.7527 | 509780 | 0 | 0 | 0 | 0 | 0 | 0 | 0 | 0 | 0 | 303851.755 | 0 | 0 | 0 | 0 | 0 | 0 | 0 | 0 | 0 | 0 | -176414.0083
2016-09-03 02:00 | 0 | 0 | 0 | 0 | 850318.4581 | 10.553 | 484607 | 0 | 0 | 0 | 0 | 61870.256 | 0 | 0 | 0 | 0 | 607703.5101 | 0 | 0 | 0 | 0 | 0 | 61870.256 | 0 | 0 | 0 | 0 | 303851.755
2016-09-03 03:00 | 0 | 0 | 0 | 0 | 89676.9889 | 0 | 455399 | 0 | 0 | 0 | 0 | 0 | 0 | 0 | 0 | 0 | 303851.755 | 0 | 0 | 0 | 0 | 0 | -61870.256 | 0 | 0 | 0 | 0 | -303851.755
2016-09-03 04:00 | 0 | 0 | 0 | 0 | 124558.245 | 0 | 428410 | 0 | 0 | 0 | 0 | 0 | 0 | 0 | 0 | 0 | 0 | 0 | 0 | 0 | 0 | 0 | 0 | 0 | 0 | 0 | 0 | -303851.755
2016-09-03 05:00 | 0 | 0 | 0 | 0 | 405539 | 0 | 405539 | 0 | 0 | 0 | 0 | 0 | 0 | 0 | 0 | 0 | 0 | 0 | 0 | 0 | 0 | 0 | 0 | 0 | 0 | 0 | 0 | 0
2016-09-03 06:00 | 0 | 0 | 0 | 0 | 386607 | 0 | 386607 | 0 | 0 | 0 | 0 | 0 | 0 | 0 | 0 | 0 | 0 | 0 | 0 | 0 | 0 | 0 | 0 | 0 | 0 | 0 | 0 | 0
2016-09-03 07:00 | 0 | 0 | 0 | 0 | 372541 | 0 | 372541 | 0 | 0 | 0 | 0 | 0 | 0 | 0 | 0 | 0 | 0 | 0 | 0 | 0 | 0 | 0 | 0 | 0 | 0 | 0 | 0 | 0
2016-09-03 08:00 | 0 | 0 | 0 | 0 | 363495 | 0 | 363495 | 0 | 0 | 0 | 0 | 0 | 0 | 0 | 0 | 0 | 0 | 0 | 0 | 0 | 0 | 0 | 0 | 0 | 0 | 0 | 0 | 0
2016-09-03 09:00 | 0 | 0 | 0 | 0 | 359961 | 0 | 359961 | 0 | 0 | 0 | 0 | 0 | 0 | 0 | 0 | 0 | 0 | 0 | 0 | 0 | 0 | 0 | 0 | 0 | 0 | 0 | 0 | 0
2016-09-03 10:00 | 0 | 0 | 0 | 0 | 362478 | 0 | 362478 | 0 | 0 | 0 | 0 | 0 | 0 | 0 | 0 | 0 | 0 | 0 | 0 | 0 | 0 | 0 | 0 | 0 | 0 | 0 | 0 | 0
2016-09-03 11:00 | 0 | 0 | 0 | 0 | 365475 | 0 | 365475 | 0 | 0 | 0 | 0 | 0 | 0 | 0 | 0 | 0 | 0 | 0 | 0 | 0 | 0 | 0 | 0 | 0 | 0 | 0 | 0 | 0
2016-09-03 12:00 | 0 | 0 | 0 | 0 | 377916.8587 | 245.1413 | 378162 | 0 | 0 | 0 | 0 | 0 | 0 | 0 | 0 | 0 | 0 | 0 | 0 | 0 | 0 | 0 | 0 | 0 | 0 | 0 | 0 | 0
2016-09-03 13:00 | 0 | 0 | 0 | 0 | 268877.8947 | 130069.1053 | 398947 | 0 | 0 | 0 | 0 | 0 | 0 | 0 | 0 | 0 | 0 | 0 | 0 | 0 | 0 | 0 | 0 | 0 | 0 | 0 | 0 | 0
2016-09-03 14:00 | 0 | 0 | 0 | 0 | 0 | 422976.9383 | 422857 | 0 | 0 | 0 | 0 | 0 | 0 | 0 | 0 | 0 | 119.9383 | 0 | 0 | 0 | 0 | 0 | 0 | 0 | 0 | 0 | 0 | 119.9383
2016-09-03 15:00 | 0 | 0 | 0 | 0 | 0 | 597043.0109 | 445178 | 0 | 0 | 0 | 0 | 61870.256 | 0 | 0 | 0 | 0 | 90114.6931 | 0 | 0 | 0 | 0 | 0 | 61870.256 | 0 | 0 | 0 | 0 | 89994.7549
2016-09-03 16:00 | 0 | 0 | 0 | 0 | 0 | 649353.8818 | 465906 | 0 | 0 | 0 | 0 | 0 | 0 | 0 | 0 | 0 | 335432.831 | 0 | 0 | 0 | 0 | 0 | -61870.256 | 0 | 0 | 0 | 0 | 245318.1379
2016-09-03 17:00 | 0 | 0 | 0 | 0 | 0 | 651644.7427 | 482753 | 0 | 0 | 0 | 0 | 61870.256 | 0 | 0 | 0 | 0 | 442454.3176 | 0 | 0 | 0 | 0 | 0 | 61870.256 | 0 | 0 | 0 | 0 | 107021.4866
2016-09-03 18:00 | 0 | 0 | 0 | 0 | 0 | 644657.2027 | 496541 | 0 | 0 | 0 | 0 | 61870.256 | 0 | 0 | 0 | 0 | 590570.5203 | 0 | 0 | 0 | 0 | 0 | 0 | 0 | 0 | 0 | 0 | 148116.2027
2016-09-03 19:00 | 0 | 0 | 0 | 0 | 0 | 636078.4009 | 507892 | 0 | 0 | 0 | 0 | 0 | 0 | 0 | 0 | 0 | 780627.1773 | 0 | 0 | 0 | 0 | 0 | -61870.256 | 0 | 0 | 0 | 0 | 190056.657
2016-09-03 20:00 | 0 | 0 | 0 | 0 | 0 | 633995.3566 | 516890 | 0 | 0 | 0 | 0 | 61870.256 | 0 | 0 | 0 | 0 | 835862.2778 | 0 | 0 | 0 | 0 | 0 | 61870.256 | 0 | 0 | 0 | 0 | 55235.1005
2016-09-03 21:00 | 0 | 0 | 0 | 0 | 0 | 624110.4794 | 521120 | 0 | 0 | 0 | 0 | 61870.256 | 0 | 0 | 0 | 0 | 938852.7571 | 0 | 0 | 0 | 0 | 0 | 0 | 0 | 0 | 0 | 0 | 102990.4794
2016-09-03 22:00 | 0 | 0 | 0 | 0 | 0 | 588997.5752 | 517258 | 0 | 0 | 0 | 0 | 61870.256 | 0 | 0 | 0 | 0 | 1010592.3323 | 0 | 0 | 0 | 0 | 0 | 0 | 0 | 0 | 0 | 0 | 71739.5752
2016-09-03 23:00 | 0 | 0 | 0 | 0 | 0 | 501770.6369 | 507028 | 0 | 0 | 0 | 0 | 61870.256 | 0 | 0 | 0 | 0 | 1005334.9692 | 0 | 0 | 0 | 0 | 0 | 0 | 0 | 0 | 0 | 0 | -5257.3631
2016-09-04 | 0 | 0 | 0 | 0 | 0 | 330928.8256 | 497324 | 0 | 0 | 0 | 0 | 61870.256 | 0 | 0 | 0 | 0 | 838939.7948 | 0 | 0 | 0 | 0 | 0 | 0 | 0 | 0 | 0 | 0 | -166395.1744
2016-09-04 01:00 | 0 | 0 | 0 | 0 | 54223.4785 | 63163.5104 | 483109 | 0 | 0 | 0 | 0 | 0 | 0 | 0 | 0 | 0 | 535088.0398 | 0 | 0 | 0 | 0 | 0 | -61870.256 | 0 | 0 | 0 | 0 | -303851.755
2016-09-04 02:00 | 0 | 0 | 0 | 0 | 826486.2769 | 9.7342 | 460774 | 0 | 0 | 0 | 0 | 61870.256 | 0 | 0 | 0 | 0 | 838939.7948 | 0 | 0 | 0 | 0 | 0 | 61870.256 | 0 | 0 | 0 | 0 | 303851.755
2016-09-04 03:00 | 0 | 0 | 0 | 0 | 69598.9889 | 0 | 435321 | 0 | 0 | 0 | 0 | 0 | 0 | 0 | 0 | 0 | 535088.0398 | 0 | 0 | 0 | 0 | 0 | -61870.256 | 0 | 0 | 0 | 0 | -303851.755
2016-09-04 04:00 | 0 | 0 | 0 | 0 | 107006.245 | 0 | 410858 | 0 | 0 | 0 | 0 | 0 | 0 | 0 | 0 | 0 | 231236.2847 | 0 | 0 | 0 | 0 | 0 | 0 | 0 | 0 | 0 | 0 | -303851.755
2016-09-04 05:00 | 0 | 0 | 0 | 0 | 158042.7153 | 0 | 389279 | 0 | 0 | 0 | 0 | 0 | 0 | 0 | 0 | 0 | 0 | 0 | 0 | 0 | 0 | 0 | 0 | 0 | 0 | 0 | 0 | -231236.2847
2016-09-04 06:00 | 0 | 0 | 0 | 0 | 372139 | 0 | 372139 | 0 | 0 | 0 | 0 | 0 | 0 | 0 | 0 | 0 | 0 | 0 | 0 | 0 | 0 | 0 | 0 | 0 | 0 | 0 | 0 | 0
2016-09-04 07:00 | 0 | 0 | 0 | 0 | 359705 | 0 | 359705 | 0 | 0 | 0 | 0 | 0 | 0 | 0 | 0 | 0 | 0 | 0 | 0 | 0 | 0 | 0 | 0 | 0 | 0 | 0 | 0 | 0
2016-09-04 08:00 | 0 | 0 | 0 | 0 | 352011 | 0 | 352011 | 0 | 0 | 0 | 0 | 0 | 0 | 0 | 0 | 0 | 0 | 0 | 0 | 0 | 0 | 0 | 0 | 0 | 0 | 0 | 0 | 0
2016-09-04 09:00 | 0 | 0 | 0 | 0 | 348343 | 0 | 348343 | 0 | 0 | 0 | 0 | 0 | 0 | 0 | 0 | 0 | 0 | 0 | 0 | 0 | 0 | 0 | 0 | 0 | 0 | 0 | 0 | 0
2016-09-04 10:00 | 0 | 0 | 0 | 0 | 347660 | 0 | 347660 | 0 | 0 | 0 | 0 | 0 | 0 | 0 | 0 | 0 | 0 | 0 | 0 | 0 | 0 | 0 | 0 | 0 | 0 | 0 | 0 | 0
2016-09-04 11:00 | 0 | 0 | 0 | 0 | 350404 | 0 | 350404 | 0 | 0 | 0 | 0 | 0 | 0 | 0 | 0 | 0 | 0 | 0 | 0 | 0 | 0 | 0 | 0 | 0 | 0 | 0 | 0 | 0
2016-09-04 12:00 | 0 | 0 | 0 | 0 | 362552.0278 | 169.9722 | 362722 | 0 | 0 | 0 | 0 | 0 | 0 | 0 | 0 | 0 | 0 | 0 | 0 | 0 | 0 | 0 | 0 | 0 | 0 | 0 | 0 | 0
2016-09-04 13:00 | 0 | 0 | 0 | 0 | 241580.2669 | 144025.7331 | 385606 | 0 | 0 | 0 | 0 | 0 | 0 | 0 | 0 | 0 | 0 | 0 | 0 | 0 | 0 | 0 | 0 | 0 | 0 | 0 | 0 | 0
2016-09-04 14:00 | 0 | 0 | 0 | 0 | 0 | 481223.4487 | 411518 | 0 | 0 | 0 | 0 | 0 | 0 | 0 | 0 | 0 | 69705.4487 | 0 | 0 | 0 | 0 | 0 | 0 | 0 | 0 | 0 | 0 | 69705.4487
2016-09-04 15:00 | 0 | 0 | 0 | 0 | 0 | 672705.4236 | 436974 | 0 | 0 | 0 | 0 | 0 | 0 | 0 | 0 | 0 | 305436.8723 | 0 | 0 | 0 | 0 | 0 | 0 | 0 | 0 | 0 | 0 | 235731.4236
2016-09-04 16:00 | 0 | 0 | 0 | 0 | 0 | 705495.4886 | 461851 | 0 | 0 | 0 | 0 | 61870.256 | 0 | 0 | 0 | 0 | 487211.1049 | 0 | 0 | 0 | 0 | 0 | 61870.256 | 0 | 0 | 0 | 0 | 181774.2326
2016-09-04 17:00 | 0 | 0 | 0 | 0 | 0 | 710054.5287 | 483097 | 0 | 0 | 0 | 0 | 61870.256 | 0 | 0 | 0 | 0 | 714168.6336 | 0 | 0 | 0 | 0 | 0 | 0 | 0 | 0 | 0 | 0 | 226957.5287
2016-09-04 18:00 | 0 | 0 | 0 | 0 | 0 | 704512.9367 | 499644 | 0 | 0 | 0 | 0 | 61870.256 | 0 | 0 | 0 | 0 | 919037.5703 | 0 | 0 | 0 | 0 | 0 | 0 | 0 | 0 | 0 | 0 | 204868.9367
2016-09-04 19:00 | 0 | 0 | 0 | 0 | 0 | 697816.3461 | 512563 | 0 | 0 | 0 | 0 | 61870.256 | 0 | 0 | 0 | 0 | 1104290.9164 | 0 | 0 | 0 | 0 | 0 | 0 | 0 | 0 | 0 | 0 | 185253.3461
2016-09-04 20:00 | 0 | 0 | 0 | 0 | 0 | 700013.2508 | 522026 | 0 | 0 | 0 | 0 | 0 | 0 | 0 | 0 | 0 | 1344148.4232 | 0 | 0 | 0 | 0 | 0 | -61870.256 | 0 | 0 | 0 | 0 | 239857.5069
2016-09-04 21:00 | 0 | 0 | 0 | 0 | 0 | 700569.8488 | 526330 | 0 | 0 | 0 | 0 | 61870.256 | 0 | 0 | 0 | 0 | 1456518.016 | 0 | 0 | 0 | 0 | 0 | 61870.256 | 0 | 0 | 0 | 0 | 112369.5928
2016-09-04 22:00 | 0 | 0 | 0 | 0 | 0 | 673643.9869 | 521745 | 0 | 0 | 0 | 0 | 0 | 0 | 0 | 0 | 0 | 1670287.259 | 0 | 0 | 0 | 0 | 0 | -61870.256 | 0 | 0 | 0 | 0 | 213769.2429
2016-09-04 23:00 | 0 | 0 | 0 | 0 | 0 | 580341.2118 | 509010 | 0 | 0 | 0 | 0 | 0 | 0 | 0 | 0 | 0 | 1741618.4707 | 0 | 0 | 0 | 0 | 0 | 0 | 0 | 0 | 0 | 0 | 71331.2118
2016-09-05 | 0 | 0 | 0 | 0 | 0 | 385565.5542 | 499706 | 0 | 0 | 0 | 0 | 61870.256 | 0 | 0 | 0 | 0 | 1565607.7689 | 0 | 0 | 0 | 0 | 0 | 61870.256 | 0 | 0 | 0 | 0 | -176010.7019
2016-09-05 01:00 | 0 | 0 | 0 | 0 | 50775.749 | 68997.24 | 485495 | 0 | 0 | 0 | 0 | 0 | 0 | 0 | 0 | 0 | 1261756.0138 | 0 | 0 | 0 | 0 | 0 | -61870.256 | 0 | 0 | 0 | 0 | -303851.755
2016-09-05 02:00 | 0 | 0 | 0 | 0 | 220743.7654 | 11.7356 | 462737 | 0 | 0 | 0 | 0 | 61870.256 | 0 | 0 | 0 | 0 | 957904.2588 | 0 | 0 | 0 | 0 | 0 | 61870.256 | 0 | 0 | 0 | 0 | -303851.755
2016-09-05 03:00 | 0 | 0 | 0 | 0 | 71366.9889 | 0 | 437089 | 0 | 0 | 0 | 0 | 0 | 0 | 0 | 0 | 0 | 654052.5038 | 0 | 0 | 0 | 0 | 0 | -61870.256 | 0 | 0 | 0 | 0 | -303851.755
2016-09-05 04:00 | 0 | 0 | 0 | 0 | 108523.245 | 0 | 412375 | 0 | 0 | 0 | 0 | 0 | 0 | 0 | 0 | 0 | 350200.7487 | 0 | 0 | 0 | 0 | 0 | 0 | 0 | 0 | 0 | 0 | -303851.755
2016-09-05 05:00 | 0 | 0 | 0 | 0 | 86058.245 | 0 | 389910 | 0 | 0 | 0 | 0 | 0 | 0 | 0 | 0 | 0 | 46348.9937 | 0 | 0 | 0 | 0 | 0 | 0 | 0 | 0 | 0 | 0 | -303851.755
2016-09-05 06:00 | 0 | 0 | 0 | 0 | 327024.0063 | 0 | 373373 | 0 | 0 | 0 | 0 | 0 | 0 | 0 | 0 | 0 | 0 | 0 | 0 | 0 | 0 | 0 | 0 | 0 | 0 | 0 | 0 | -46348.9937
2016-09-05 07:00 | 0 | 0 | 0 | 0 | 361629 | 0 | 361629 | 0 | 0 | 0 | 0 | 0 | 0 | 0 | 0 | 0 | 0 | 0 | 0 | 0 | 0 | 0 | 0 | 0 | 0 | 0 | 0 | 0
2016-09-05 08:00 | 0 | 0 | 0 | 0 | 354901 | 0 | 354901 | 0 | 0 | 0 | 0 | 0 | 0 | 0 | 0 | 0 | 0 | 0 | 0 | 0 | 0 | 0 | 0 | 0 | 0 | 0 | 0 | 0
2016-09-05 09:00 | 0 | 0 | 0 | 0 | 353197 | 0 | 353197 | 0 | 0 | 0 | 0 | 0 | 0 | 0 | 0 | 0 | 0 | 0 | 0 | 0 | 0 | 0 | 0 | 0 | 0 | 0 | 0 | 0
2016-09-05 10:00 | 0 | 0 | 0 | 0 | 356613 | 0 | 356613 | 0 | 0 | 0 | 0 | 0 | 0 | 0 | 0 | 0 | 0 | 0 | 0 | 0 | 0 | 0 | 0 | 0 | 0 | 0 | 0 | 0
2016-09-05 11:00 | 0 | 0 | 0 | 0 | 359505 | 0 | 359505 | 0 | 0 | 0 | 0 | 0 | 0 | 0 | 0 | 0 | 0 | 0 | 0 | 0 | 0 | 0 | 0 | 0 | 0 | 0 | 0 | 0
2016-09-05 12:00 | 0 | 0 | 0 | 0 | 371524.2005 | 131.7995 | 371656 | 0 | 0 | 0 | 0 | 0 | 0 | 0 | 0 | 0 | 0 | 0 | 0 | 0 | 0 | 0 | 0 | 0 | 0 | 0 | 0 | 0
2016-09-05 13:00 | 0 | 0 | 0 | 0 | 254003.8079 | 143424.1921 | 397428 | 0 | 0 | 0 | 0 | 0 | 0 | 0 | 0 | 0 | 0 | 0 | 0 | 0 | 0 | 0 | 0 | 0 | 0 | 0 | 0 | 0
2016-09-05 14:00 | 0 | 0 | 0 | 0 | 0 | 521067.9224 | 429589 | 0 | 0 | 0 | 0 | 0 | 0 | 0 | 0 | 0 | 91478.9224 | 0 | 0 | 0 | 0 | 0 | 0 | 0 | 0 | 0 | 0 | 91478.9224
2016-09-05 15:00 | 0 | 0 | 0 | 0 | 0 | 717342.4712 | 461590 | 0 | 0 | 0 | 0 | 61870.256 | 0 | 0 | 0 | 0 | 285361.1376 | 0 | 0 | 0 | 0 | 0 | 61870.256 | 0 | 0 | 0 | 0 | 193882.2152
2016-09-05 16:00 | 0 | 0 | 0 | 0 | 0 | 738265.8196 | 490153 | 0 | 0 | 0 | 0 | 61870.256 | 0 | 0 | 0 | 0 | 533473.9572 | 0 | 0 | 0 | 0 | 0 | 0 | 0 | 0 | 0 | 0 | 248112.8196
2016-09-05 17:00 | 0 | 0 | 0 | 0 | 0 | 733474.522 | 513829 | 0 | 0 | 0 | 0 | 0 | 0 | 0 | 0 | 0 | 814989.7352 | 0 | 0 | 0 | 0 | 0 | -61870.256 | 0 | 0 | 0 | 0 | 281515.7781
2016-09-05 18:00 | 0 | 0 | 0 | 0 | 0 | 719461.3539 | 532803 | 0 | 0 | 0 | 0 | 61870.256 | 0 | 0 | 0 | 0 | 939777.8331 | 0 | 0 | 0 | 0 | 0 | 61870.256 | 0 | 0 | 0 | 0 | 124788.0979
2016-09-05 19:00 | 0 | 0 | 0 | 0 | 0 | 707726.2575 | 547506 | 0 | 0 | 0 | 0 | 0 | 0 | 0 | 0 | 0 | 1161868.3467 | 0 | 0 | 0 | 0 | 0 | -61870.256 | 0 | 0 | 0 | 0 | 222090.5136
2016-09-05 20:00 | 0 | 0 | 0 | 0 | 0 | 707555.9924 | 559333 | 0 | 0 | 0 | 0 | 0 | 0 | 0 | 0 | 0 | 1310091.3391 | 0 | 0 | 0 | 0 | 0 | 0 | 0 | 0 | 0 | 0 | 148222.9924
2016-09-05 21:00 | 0 | 0 | 0 | 0 | 0 | 704092.2293 | 567243 | 0 | 0 | 0 | 0 | 61870.256 | 0 | 0 | 0 | 0 | 1385070.3123 | 0 | 0 | 0 | 0 | 0 | 61870.256 | 0 | 0 | 0 | 0 | 74978.9732
2016-09-05 22:00 | 0 | 0 | 0 | 0 | 0 | 677658.3165 | 566801 | 0 | 0 | 0 | 0 | 0 | 0 | 0 | 0 | 0 | 1557797.8848 | 0 | 0 | 0 | 0 | 0 | -61870.256 | 0 | 0 | 0 | 0 | 172727.5725
2016-09-05 23:00 | 0 | 0 | 0 | 0 | 0 | 583105.3548 | 558791 | 0 | 0 | 0 | 0 | 61870.256 | 0 | 0 | 0 | 0 | 1520241.9836 | 0 | 0 | 0 | 0 | 0 | 61870.256 | 0 | 0 | 0 | 0 | -37555.9012
2016-09-06 | 0 | 0 | 0 | 0 | 0 | 378449.305 | 553560 | 0 | 0 | 0 | 0 | 61870.256 | 0 | 0 | 0 | 0 | 1345131.2887 | 0 | 0 | 0 | 0 | 0 | 0 | 0 | 0 | 0 | 0 | -175110.695
2016-09-06 01:00 | 0 | 0 | 0 | 0 | 106344.7798 | 64586.2091 | 536653 | 0 | 0 | 0 | 0 | 0 | 0 | 0 | 0 | 0 | 1041279.5336 | 0 | 0 | 0 | 0 | 0 | -61870.256 | 0 | 0 | 0 | 0 | -303851.755
2016-09-06 02:00 | 0 | 0 | 0 | 0 | 263429.3785 | 6.1226 | 505417 | 0 | 0 | 0 | 0 | 61870.256 | 0 | 0 | 0 | 0 | 737427.7786 | 0 | 0 | 0 | 0 | 0 | 61870.256 | 0 | 0 | 0 | 0 | -303851.755
2016-09-06 03:00 | 0 | 0 | 0 | 0 | 106117.9889 | 0 | 471840 | 0 | 0 | 0 | 0 | 0 | 0 | 0 | 0 | 0 | 433576.0236 | 0 | 0 | 0 | 0 | 0 | -61870.256 | 0 | 0 | 0 | 0 | -303851.755
2016-09-06 04:00 | 0 | 0 | 0 | 0 | 138048.245 | 0 | 441900 | 0 | 0 | 0 | 0 | 0 | 0 | 0 | 0 | 0 | 129724.2686 | 0 | 0 | 0 | 0 | 0 | 0 | 0 | 0 | 0 | 0 | -303851.755
2016-09-06 05:00 | 0 | 0 | 0 | 0 | 286742.7314 | 0 | 416467 | 0 | 0 | 0 | 0 | 0 | 0 | 0 | 0 | 0 | 0 | 0 | 0 | 0 | 0 | 0 | 0 | 0 | 0 | 0 | 0 | -129724.2686
2016-09-06 06:00 | 0 | 0 | 0 | 0 | 397731 | 0 | 397731 | 0 | 0 | 0 | 0 | 0 | 0 | 0 | 0 | 0 | 0 | 0 | 0 | 0 | 0 | 0 | 0 | 0 | 0 | 0 | 0 | 0
2016-09-06 07:00 | 0 | 0 | 0 | 0 | 385563 | 0 | 385563 | 0 | 0 | 0 | 0 | 0 | 0 | 0 | 0 | 0 | 0 | 0 | 0 | 0 | 0 | 0 | 0 | 0 | 0 | 0 | 0 | 0
2016-09-06 08:00 | 0 | 0 | 0 | 0 | 381781 | 0 | 381781 | 0 | 0 | 0 | 0 | 0 | 0 | 0 | 0 | 0 | 0 | 0 | 0 | 0 | 0 | 0 | 0 | 0 | 0 | 0 | 0 | 0
2016-09-06 09:00 | 0 | 0 | 0 | 0 | 390414 | 0 | 390414 | 0 | 0 | 0 | 0 | 0 | 0 | 0 | 0 | 0 | 0 | 0 | 0 | 0 | 0 | 0 | 0 | 0 | 0 | 0 | 0 | 0
2016-09-06 10:00 | 0 | 0 | 0 | 0 | 414539 | 0 | 414539 | 0 | 0 | 0 | 0 | 0 | 0 | 0 | 0 | 0 | 0 | 0 | 0 | 0 | 0 | 0 | 0 | 0 | 0 | 0 | 0 | 0
2016-09-06 11:00 | 0 | 0 | 0 | 0 | 437133 | 0 | 437133 | 0 | 0 | 0 | 0 | 0 | 0 | 0 | 0 | 0 | 0 | 0 | 0 | 0 | 0 | 0 | 0 | 0 | 0 | 0 | 0 | 0
2016-09-06 12:00 | 0 | 0 | 0 | 0 | 456953.0885 | 93.9115 | 457047 | 0 | 0 | 0 | 0 | 0 | 0 | 0 | 0 | 0 | 0 | 0 | 0 | 0 | 0 | 0 | 0 | 0 | 0 | 0 | 0 | 0
2016-09-06 13:00 | 0 | 0 | 0 | 0 | 355311.4534 | 127638.5466 | 482950 | 0 | 0 | 0 | 0 | 0 | 0 | 0 | 0 | 0 | 0 | 0 | 0 | 0 | 0 | 0 | 0 | 0 | 0 | 0 | 0 | 0
2016-09-06 14:00 | 0 | 0 | 0 | 0 | 29883.111 | 483370.889 | 513254 | 0 | 0 | 0 | 0 | 0 | 0 | 0 | 0 | 0 | 0 | 0 | 0 | 0 | 0 | 0 | 0 | 0 | 0 | 0 | 0 | 0
2016-09-06 15:00 | 0 | 0 | 0 | 0 | 0 | 650870.8987 | 543266 | 0 | 0 | 0 | 0 | 0 | 0 | 0 | 0 | 0 | 107604.8987 | 0 | 0 | 0 | 0 | 0 | 0 | 0 | 0 | 0 | 0 | 107604.8987
2016-09-06 16:00 | 0 | 0 | 0 | 0 | 0 | 665545.9409 | 570498 | 0 | 0 | 0 | 0 | 61870.256 | 0 | 0 | 0 | 0 | 140782.5836 | 0 | 0 | 0 | 0 | 0 | 61870.256 | 0 | 0 | 0 | 0 | 33177.6849
2016-09-06 17:00 | 0 | 0 | 0 | 0 | 0 | 660316.0831 | 596132 | 0 | 0 | 0 | 0 | 61870.256 | 0 | 0 | 0 | 0 | 204966.6667 | 0 | 0 | 0 | 0 | 0 | 0 | 0 | 0 | 0 | 0 | 64184.0831
2016-09-06 18:00 | 0 | 0 | 0 | 0 | 0 | 640522.8638 | 616338 | 0 | 0 | 0 | 0 | 0 | 0 | 0 | 0 | 0 | 291021.7866 | 0 | 0 | 0 | 0 | 0 | -61870.256 | 0 | 0 | 0 | 0 | 86055.1198
2016-09-06 19:00 | 0 | 0 | 0 | 0 | 0 | 616537.9483 | 630808 | 0 | 0 | 0 | 0 | 0 | 0 | 0 | 0 | 0 | 276751.7349 | 0 | 0 | 0 | 0 | 0 | 0 | 0 | 0 | 0 | 0 | -14270.0517
2016-09-06 20:00 | 0 | 0 | 0 | 0 | 0 | 593705.5115 | 640366 | 0 | 0 | 0 | 0 | 0 | 0 | 0 | 0 | 0 | 230091.2464 | 0 | 0 | 0 | 0 | 0 | 0 | 0 | 0 | 0 | 0 | -46660.4885
2016-09-06 21:00 | 0 | 0 | 0 | 0 | 0 | 562275.5859 | 643927 | 0 | 0 | 0 | 0 | 0 | 0 | 0 | 0 | 0 | 148439.8323 | 0 | 0 | 0 | 0 | 0 | 0 | 0 | 0 | 0 | 0 | -81651.4141
2016-09-06 22:00 | 0 | 0 | 0 | 0 | 0 | 514361.5548 | 637359 | 0 | 0 | 0 | 0 | 0 | 0 | 0 | 0 | 0 | 25442.3871 | 0 | 0 | 0 | 0 | 0 | 0 | 0 | 0 | 0 | 0 | -122997.4452
2016-09-06 23:00 | 0 | 0 | 0 | 0 | 172632.7033 | 425999.9096 | 624075 | 0 | 0 | 0 | 0 | 0 | 0 | 0 | 0 | 0 | 0 | 0 | 0 | 0 | 0 | 0 | 0 | 0 | 0 | 0 | 0 | -25442.3871
2016-09-07 | 0 | 0 | 0 | 0 | 326114.4963 | 287153.5037 | 613268 | 0 | 0 | 0 | 0 | 0 | 0 | 0 | 0 | 0 | 0 | 0 | 0 | 0 | 0 | 0 | 0 | 0 | 0 | 0 | 0 | 0
2016-09-07 01:00 | 0 | 0 | 0 | 0 | 745760.3182 | 59749.7011 | 590777 | 0 | 0 | 0 | 0 | 0 | 0 | 0 | 0 | 0 | 214733.0193 | 0 | 0 | 0 | 0 | 0 | 0 | 0 | 0 | 0 | 0 | 214733.0193
2016-09-07 02:00 | 0 | 0 | 0 | 0 | 781663.7414 | 4.8398 | 555333 | 0 | 0 | 0 | 0 | 61870.256 | 0 | 0 | 0 | 0 | 379198.3445 | 0 | 0 | 0 | 0 | 0 | 61870.256 | 0 | 0 | 0 | 0 | 164465.3251
2016-09-07 03:00 | 0 | 0 | 0 | 0 | 381031.1545 | 0 | 518248 | 0 | 0 | 0 | 0 | 0 | 0 | 0 | 0 | 0 | 303851.755 | 0 | 0 | 0 | 0 | 0 | -61870.256 | 0 | 0 | 0 | 0 | -75346.5894
2016-09-07 04:00 | 0 | 0 | 0 | 0 | 179291.245 | 0 | 483143 | 0 | 0 | 0 | 0 | 0 | 0 | 0 | 0 | 0 | 0 | 0 | 0 | 0 | 0 | 0 | 0 | 0 | 0 | 0 | 0 | -303851.755
2016-09-07 05:00 | 0 | 0 | 0 | 0 | 453597 | 0 | 453597 | 0 | 0 | 0 | 0 | 0 | 0 | 0 | 0 | 0 | 0 | 0 | 0 | 0 | 0 | 0 | 0 | 0 | 0 | 0 | 0 | 0
2016-09-07 06:00 | 0 | 0 | 0 | 0 | 430734 | 0 | 430734 | 0 | 0 | 0 | 0 | 0 | 0 | 0 | 0 | 0 | 0 | 0 | 0 | 0 | 0 | 0 | 0 | 0 | 0 | 0 | 0 | 0
2016-09-07 07:00 | 0 | 0 | 0 | 0 | 415236 | 0 | 415236 | 0 | 0 | 0 | 0 | 0 | 0 | 0 | 0 | 0 | 0 | 0 | 0 | 0 | 0 | 0 | 0 | 0 | 0 | 0 | 0 | 0
2016-09-07 08:00 | 0 | 0 | 0 | 0 | 409003 | 0 | 409003 | 0 | 0 | 0 | 0 | 0 | 0 | 0 | 0 | 0 | 0 | 0 | 0 | 0 | 0 | 0 | 0 | 0 | 0 | 0 | 0 | 0
2016-09-07 09:00 | 0 | 0 | 0 | 0 | 416585 | 0 | 416585 | 0 | 0 | 0 | 0 | 0 | 0 | 0 | 0 | 0 | 0 | 0 | 0 | 0 | 0 | 0 | 0 | 0 | 0 | 0 | 0 | 0
2016-09-07 10:00 | 0 | 0 | 0 | 0 | 440038 | 0 | 440038 | 0 | 0 | 0 | 0 | 0 | 0 | 0 | 0 | 0 | 0 | 0 | 0 | 0 | 0 | 0 | 0 | 0 | 0 | 0 | 0 | 0
2016-09-07 11:00 | 0 | 0 | 0 | 0 | 460425 | 0 | 460425 | 0 | 0 | 0 | 0 | 0 | 0 | 0 | 0 | 0 | 0 | 0 | 0 | 0 | 0 | 0 | 0 | 0 | 0 | 0 | 0 | 0
2016-09-07 12:00 | 0 | 0 | 0 | 0 | 478956.3439 | 27.6561 | 478984 | 0 | 0 | 0 | 0 | 0 | 0 | 0 | 0 | 0 | 0 | 0 | 0 | 0 | 0 | 0 | 0 | 0 | 0 | 0 | 0 | 0
2016-09-07 13:00 | 0 | 0 | 0 | 0 | 432411.8531 | 70239.1469 | 502651 | 0 | 0 | 0 | 0 | 0 | 0 | 0 | 0 | 0 | 0 | 0 | 0 | 0 | 0 | 0 | 0 | 0 | 0 | 0 | 0 | 0
2016-09-07 14:00 | 0 | 0 | 0 | 0 | 184404.1041 | 347151.8959 | 531556 | 0 | 0 | 0 | 0 | 0 | 0 | 0 | 0 | 0 | 0 | 0 | 0 | 0 | 0 | 0 | 0 | 0 | 0 | 0 | 0 | 0
2016-09-07 15:00 | 0 | 0 | 0 | 0 | 42514.5207 | 518553.4793 | 561068 | 0 | 0 | 0 | 0 | 0 | 0 | 0 | 0 | 0 | 0 | 0 | 0 | 0 | 0 | 0 | 0 | 0 | 0 | 0 | 0 | 0
2016-09-07 16:00 | 0 | 0 | 0 | 0 | 30261.7681 | 558804.2319 | 589066 | 0 | 0 | 0 | 0 | 0 | 0 | 0 | 0 | 0 | 0 | 0 | 0 | 0 | 0 | 0 | 0 | 0 | 0 | 0 | 0 | 0
2016-09-07 17:00 | 0 | 0 | 0 | 0 | 39168.1351 | 573705.8649 | 612874 | 0 | 0 | 0 | 0 | 0 | 0 | 0 | 0 | 0 | 0 | 0 | 0 | 0 | 0 | 0 | 0 | 0 | 0 | 0 | 0 | 0
2016-09-07 18:00 | 0 | 0 | 0 | 0 | 56210.5304 | 575436.4696 | 631647 | 0 | 0 | 0 | 0 | 0 | 0 | 0 | 0 | 0 | 0 | 0 | 0 | 0 | 0 | 0 | 0 | 0 | 0 | 0 | 0 | 0
2016-09-07 19:00 | 0 | 0 | 0 | 0 | 76931.3944 | 567998.6056 | 644930 | 0 | 0 | 0 | 0 | 0 | 0 | 0 | 0 | 0 | 0 | 0 | 0 | 0 | 0 | 0 | 0 | 0 | 0 | 0 | 0 | 0
2016-09-07 20:00 | 0 | 0 | 0 | 0 | 93729.3884 | 559625.6116 | 653355 | 0 | 0 | 0 | 0 | 0 | 0 | 0 | 0 | 0 | 0 | 0 | 0 | 0 | 0 | 0 | 0 | 0 | 0 | 0 | 0 | 0
2016-09-07 21:00 | 0 | 0 | 0 | 0 | 116170.813 | 539849.187 | 656020 | 0 | 0 | 0 | 0 | 0 | 0 | 0 | 0 | 0 | 0 | 0 | 0 | 0 | 0 | 0 | 0 | 0 | 0 | 0 | 0 | 0
2016-09-07 22:00 | 0 | 0 | 0 | 0 | 143698.7979 | 504679.2021 | 648378 | 0 | 0 | 0 | 0 | 0 | 0 | 0 | 0 | 0 | 0 | 0 | 0 | 0 | 0 | 0 | 0 | 0 | 0 | 0 | 0 | 0
2016-09-07 23:00 | 0 | 0 | 0 | 0 | 548094.9482 | 425297.0563 | 635022 | 0 | 0 | 0 | 0 | 34518.2495 | 0 | 0 | 0 | 0 | 303851.755 | 0 | 0 | 0 | 0 | 0 | 34518.2495 | 0 | 0 | 0 | 0 | 303851.755
2016-09-08 | 0 | 0 | 0 | 0 | 0 | 285129.9954 | 623500 | 0 | 0 | 0 | 0 | 0 | 0 | 0 | 0 | 0 | 0 | 0 | 0 | 0 | 0 | 0 | -34518.2495 | 0 | 0 | 0 | 0 | -303851.755
2016-09-08 01:00 | 0 | 0 | 0 | 0 | 551405.4339 | 49215.5661 | 600621 | 0 | 0 | 0 | 0 | 0 | 0 | 0 | 0 | 0 | 0 | 0 | 0 | 0 | 0 | 0 | 0 | 0 | 0 | 0 | 0 | 0
2016-09-08 02:00 | 0 | 0 | 0 | 0 | 930568.8914 | 2.1197 | 564849 | 0 | 0 | 0 | 0 | 61870.256 | 0 | 0 | 0 | 0 | 303851.755 | 0 | 0 | 0 | 0 | 0 | 61870.256 | 0 | 0 | 0 | 0 | 303851.755
2016-09-08 03:00 | 0 | 0 | 0 | 0 | 463736.744 | 0 | 525607 | 0 | 0 | 0 | 0 | 0 | 0 | 0 | 0 | 0 | 303851.755 | 0 | 0 | 0 | 0 | 0 | -61870.256 | 0 | 0 | 0 | 0 | 0
2016-09-08 04:00 | 0 | 0 | 0 | 0 | 186569.245 | 0 | 490421 | 0 | 0 | 0 | 0 | 0 | 0 | 0 | 0 | 0 | 0 | 0 | 0 | 0 | 0 | 0 | 0 | 0 | 0 | 0 | 0 | -303851.755
2016-09-08 05:00 | 0 | 0 | 0 | 0 | 461164 | 0 | 461164 | 0 | 0 | 0 | 0 | 0 | 0 | 0 | 0 | 0 | 0 | 0 | 0 | 0 | 0 | 0 | 0 | 0 | 0 | 0 | 0 | 0
2016-09-08 06:00 | 0 | 0 | 0 | 0 | 438309 | 0 | 438309 | 0 | 0 | 0 | 0 | 0 | 0 | 0 | 0 | 0 | 0 | 0 | 0 | 0 | 0 | 0 | 0 | 0 | 0 | 0 | 0 | 0
2016-09-08 07:00 | 0 | 0 | 0 | 0 | 423023 | 0 | 423023 | 0 | 0 | 0 | 0 | 0 | 0 | 0 | 0 | 0 | 0 | 0 | 0 | 0 | 0 | 0 | 0 | 0 | 0 | 0 | 0 | 0
2016-09-08 08:00 | 0 | 0 | 0 | 0 | 416468 | 0 | 416468 | 0 | 0 | 0 | 0 | 0 | 0 | 0 | 0 | 0 | 0 | 0 | 0 | 0 | 0 | 0 | 0 | 0 | 0 | 0 | 0 | 0
2016-09-08 09:00 | 0 | 0 | 0 | 0 | 424161 | 0 | 424161 | 0 | 0 | 0 | 0 | 0 | 0 | 0 | 0 | 0 | 0 | 0 | 0 | 0 | 0 | 0 | 0 | 0 | 0 | 0 | 0 | 0
2016-09-08 10:00 | 0 | 0 | 0 | 0 | 448419 | 0 | 448419 | 0 | 0 | 0 | 0 | 0 | 0 | 0 | 0 | 0 | 0 | 0 | 0 | 0 | 0 | 0 | 0 | 0 | 0 | 0 | 0 | 0
2016-09-08 11:00 | 0 | 0 | 0 | 0 | 469557 | 0 | 469557 | 0 | 0 | 0 | 0 | 0 | 0 | 0 | 0 | 0 | 0 | 0 | 0 | 0 | 0 | 0 | 0 | 0 | 0 | 0 | 0 | 0
2016-09-08 12:00 | 0 | 0 | 0 | 0 | 490241.9765 | 44.8502 | 484677 | 0 | 0 | 0 | 0 | 5609.8267 | 0 | 0 | 0 | 0 | 0 | 0 | 0 | 0 | 0 | 0 | 5609.8267 | 0 | 0 | 0 | 0 | 0
2016-09-08 13:00 | 0 | 0 | 0 | 0 | 390992.192 | 109774.9813 | 506377 | 0 | 0 | 0 | 0 | 0 | 0 | 0 | 0 | 0 | 0 | 0 | 0 | 0 | 0 | 0 | -5609.8267 | 0 | 0 | 0 | 0 | 0
2016-09-08 14:00 | 0 | 0 | 0 | 0 | 55132.143 | 480508.857 | 535641 | 0 | 0 | 0 | 0 | 0 | 0 | 0 | 0 | 0 | 0 | 0 | 0 | 0 | 0 | 0 | 0 | 0 | 0 | 0 | 0 | 0
2016-09-08 15:00 | 0 | 0 | 0 | 0 | 0 | 670593.3367 | 564311 | 0 | 0 | 0 | 0 | 61870.256 | 0 | 0 | 0 | 0 | 44412.0806 | 0 | 0 | 0 | 0 | 0 | 61870.256 | 0 | 0 | 0 | 0 | 44412.0806
2016-09-08 16:00 | 0 | 0 | 0 | 0 | 0 | 707948.1922 | 591052 | 0 | 0 | 0 | 0 | 61870.256 | 0 | 0 | 0 | 0 | 161308.2729 | 0 | 0 | 0 | 0 | 0 | 0 | 0 | 0 | 0 | 0 | 116896.1922
2016-09-08 17:00 | 0 | 0 | 0 | 0 | 0 | 708323.2653 | 614819 | 0 | 0 | 0 | 0 | 0 | 0 | 0 | 0 | 0 | 316682.7942 | 0 | 0 | 0 | 0 | 0 | -61870.256 | 0 | 0 | 0 | 0 | 155374.5213
2016-09-08 18:00 | 0 | 0 | 0 | 0 | 0 | 696939.7825 | 633513 | 0 | 0 | 0 | 0 | 0 | 0 | 0 | 0 | 0 | 380109.5767 | 0 | 0 | 0 | 0 | 0 | 0 | 0 | 0 | 0 | 0 | 63426.7825
2016-09-08 19:00 | 0 | 0 | 0 | 0 | 0 | 688005.6664 | 646581 | 0 | 0 | 0 | 0 | 0 | 0 | 0 | 0 | 0 | 421534.2431 | 0 | 0 | 0 | 0 | 0 | 0 | 0 | 0 | 0 | 0 | 41424.6664
2016-09-08 20:00 | 0 | 0 | 0 | 0 | 0 | 689942.6711 | 654955 | 0 | 0 | 0 | 0 | 61870.256 | 0 | 0 | 0 | 0 | 394651.6581 | 0 | 0 | 0 | 0 | 0 | 61870.256 | 0 | 0 | 0 | 0 | -26882.5849
2016-09-08 21:00 | 0 | 0 | 0 | 0 | 0 | 684852.1246 | 657602 | 0 | 0 | 0 | 0 | 0 | 0 | 0 | 0 | 0 | 483772.0387 | 0 | 0 | 0 | 0 | 0 | -61870.256 | 0 | 0 | 0 | 0 | 89120.3806
2016-09-08 22:00 | 0 | 0 | 0 | 0 | 0 | 656959.4692 | 649221 | 0 | 0 | 0 | 0 | 0 | 0 | 0 | 0 | 0 | 491510.5079 | 0 | 0 | 0 | 0 | 0 | 0 | 0 | 0 | 0 | 0 | 7738.4692
2016-09-08 23:00 | 0 | 0 | 0 | 0 | 0 | 565087.9816 | 636235 | 0 | 0 | 0 | 0 | 61870.256 | 0 | 0 | 0 | 0 | 358493.2335 | 0 | 0 | 0 | 0 | 0 | 61870.256 | 0 | 0 | 0 | 0 | -133017.2744
2016-09-09 | 0 | 0 | 0 | 0 | 0 | 387052.1566 | 625267 | 0 | 0 | 0 | 0 | 0 | 0 | 0 | 0 | 0 | 182148.6462 | 0 | 0 | 0 | 0 | 0 | -61870.256 | 0 | 0 | 0 | 0 | -176344.5873
2016-09-09 01:00 | 0 | 0 | 0 | 0 | 381358.5214 | 54041.7322 | 601889 | 0 | 0 | 0 | 0 | 0 | 0 | 0 | 0 | 0 | 15659.8999 | 0 | 0 | 0 | 0 | 0 | 0 | 0 | 0 | 0 | 0 | -166488.7463
2016-09-09 02:00 | 0 | 0 | 0 | 0 | 914979.2197 | 0.89155 | 564918 | 0 | 0 | 0 | 0 | 61870.256 | 0 | 0 | 0 | 0 | 303851.755 | 0 | 0 | 0 | 0 | 0 | 61870.256 | 0 | 0 | 0 | 0 | 288191.8552
2016-09-09 03:00 | 0 | 0 | 0 | 0 | 161207.9889 | 0 | 526930 | 0 | 0 | 0 | 0 | 0 | 0 | 0 | 0 | 0 | 0 | 0 | 0 | 0 | 0 | 0 | -61870.256 | 0 | 0 | 0 | 0 | -303851.755
2016-09-09 04:00 | 0 | 0 | 0 | 0 | 491451 | 0 | 491451 | 0 | 0 | 0 | 0 | 0 | 0 | 0 | 0 | 0 | 0 | 0 | 0 | 0 | 0 | 0 | 0 | 0 | 0 | 0 | 0 | 0
2016-09-09 05:00 | 0 | 0 | 0 | 0 | 461648 | 0 | 461648 | 0 | 0 | 0 | 0 | 0 | 0 | 0 | 0 | 0 | 0 | 0 | 0 | 0 | 0 | 0 | 0 | 0 | 0 | 0 | 0 | 0
2016-09-09 06:00 | 0 | 0 | 0 | 0 | 438210 | 0 | 438210 | 0 | 0 | 0 | 0 | 0 | 0 | 0 | 0 | 0 | 0 | 0 | 0 | 0 | 0 | 0 | 0 | 0 | 0 | 0 | 0 | 0
2016-09-09 07:00 | 0 | 0 | 0 | 0 | 422423 | 0 | 422423 | 0 | 0 | 0 | 0 | 0 | 0 | 0 | 0 | 0 | 0 | 0 | 0 | 0 | 0 | 0 | 0 | 0 | 0 | 0 | 0 | 0
2016-09-09 08:00 | 0 | 0 | 0 | 0 | 415921 | 0 | 415921 | 0 | 0 | 0 | 0 | 0 | 0 | 0 | 0 | 0 | 0 | 0 | 0 | 0 | 0 | 0 | 0 | 0 | 0 | 0 | 0 | 0
2016-09-09 09:00 | 0 | 0 | 0 | 0 | 423218 | 0 | 423218 | 0 | 0 | 0 | 0 | 0 | 0 | 0 | 0 | 0 | 0 | 0 | 0 | 0 | 0 | 0 | 0 | 0 | 0 | 0 | 0 | 0
2016-09-09 10:00 | 0 | 0 | 0 | 0 | 446054 | 0 | 446054 | 0 | 0 | 0 | 0 | 0 | 0 | 0 | 0 | 0 | 0 | 0 | 0 | 0 | 0 | 0 | 0 | 0 | 0 | 0 | 0 | 0
2016-09-09 11:00 | 0 | 0 | 0 | 0 | 467381 | 0 | 467381 | 0 | 0 | 0 | 0 | 0 | 0 | 0 | 0 | 0 | 0 | 0 | 0 | 0 | 0 | 0 | 0 | 0 | 0 | 0 | 0 | 0
2016-09-09 12:00 | 0 | 0 | 0 | 0 | 482947.422 | 45.578 | 482993 | 0 | 0 | 0 | 0 | 0 | 0 | 0 | 0 | 0 | 0 | 0 | 0 | 0 | 0 | 0 | 0 | 0 | 0 | 0 | 0 | 0
2016-09-09 13:00 | 0 | 0 | 0 | 0 | 382755.7742 | 123686.2258 | 506442 | 0 | 0 | 0 | 0 | 0 | 0 | 0 | 0 | 0 | 0 | 0 | 0 | 0 | 0 | 0 | 0 | 0 | 0 | 0 | 0 | 0
2016-09-09 14:00 | 0 | 0 | 0 | 0 | 22431.4168 | 512292.5832 | 534724 | 0 | 0 | 0 | 0 | 0 | 0 | 0 | 0 | 0 | 0 | 0 | 0 | 0 | 0 | 0 | 0 | 0 | 0 | 0 | 0 | 0
2016-09-09 15:00 | 0 | 0 | 0 | 0 | 0 | 694006.3923 | 563014 | 0 | 0 | 0 | 0 | 0 | 0 | 0 | 0 | 0 | 130992.3923 | 0 | 0 | 0 | 0 | 0 | 0 | 0 | 0 | 0 | 0 | 130992.3923
2016-09-09 16:00 | 0 | 0 | 0 | 0 | 0 | 719735.1556 | 588325 | 0 | 0 | 0 | 0 | 61870.256 | 0 | 0 | 0 | 0 | 200532.2919 | 0 | 0 | 0 | 0 | 0 | 61870.256 | 0 | 0 | 0 | 0 | 69539.8996
2016-09-09 17:00 | 0 | 0 | 0 | 0 | 0 | 716677.898 | 611508 | 0 | 0 | 0 | 0 | 0 | 0 | 0 | 0 | 0 | 367572.4459 | 0 | 0 | 0 | 0 | 0 | -61870.256 | 0 | 0 | 0 | 0 | 167040.154
2016-09-09 18:00 | 0 | 0 | 0 | 0 | 0 | 704812.6278 | 629152 | 0 | 0 | 0 | 0 | 0 | 0 | 0 | 0 | 0 | 443233.0737 | 0 | 0 | 0 | 0 | 0 | 0 | 0 | 0 | 0 | 0 | 75660.6278
2016-09-09 19:00 | 0 | 0 | 0 | 0 | 0 | 694870.6972 | 640895 | 0 | 0 | 0 | 0 | 61870.256 | 0 | 0 | 0 | 0 | 435338.5148 | 0 | 0 | 0 | 0 | 0 | 61870.256 | 0 | 0 | 0 | 0 | -7894.5589
2016-09-09 20:00 | 0 | 0 | 0 | 0 | 0 | 696795.1839 | 647977 | 0 | 0 | 0 | 0 | 61870.256 | 0 | 0 | 0 | 0 | 484156.6987 | 0 | 0 | 0 | 0 | 0 | 0 | 0 | 0 | 0 | 0 | 48818.1839
2016-09-09 21:00 | 0 | 0 | 0 | 0 | 0 | 694448.7352 | 647514 | 0 | 0 | 0 | 0 | 61870.256 | 0 | 0 | 0 | 0 | 531091.4339 | 0 | 0 | 0 | 0 | 0 | 0 | 0 | 0 | 0 | 0 | 46934.7352
2016-09-09 22:00 | 0 | 0 | 0 | 0 | 0 | 667583.4628 | 635007 | 0 | 0 | 0 | 0 | 61870.256 | 0 | 0 | 0 | 0 | 563667.8967 | 0 | 0 | 0 | 0 | 0 | 0 | 0 | 0 | 0 | 0 | 32576.4628
2016-09-09 23:00 | 0 | 0 | 0 | 0 | 0 | 575078.5015 | 616608 | 0 | 0 | 0 | 0 | 61870.256 | 0 | 0 | 0 | 0 | 522138.3982 | 0 | 0 | 0 | 0 | 0 | 0 | 0 | 0 | 0 | 0 | -41529.4985
2016-09-10 | 0 | 0 | 0 | 0 | 0 | 374644.0537 | 602141 | 0 | 0 | 0 | 0 | 0 | 0 | 0 | 0 | 0 | 356511.708 | 0 | 0 | 0 | 0 | 0 | -61870.256 | 0 | 0 | 0 | 0 | -165626.6902
2016-09-10 01:00 | 0 | 0 | 0 | 0 | 220982.3272 | 54455.9177 | 579290 | 0 | 0 | 0 | 0 | 0 | 0 | 0 | 0 | 0 | 52659.9529 | 0 | 0 | 0 | 0 | 0 | 0 | 0 | 0 | 0 | 0 | -303851.755
2016-09-10 02:00 | 0 | 0 | 0 | 0 | 914272.5198 | 0.49126 | 548551 | 0 | 0 | 0 | 0 | 61870.256 | 0 | 0 | 0 | 0 | 356511.708 | 0 | 0 | 0 | 0 | 0 | 61870.256 | 0 | 0 | 0 | 0 | 303851.755
2016-09-10 03:00 | 0 | 0 | 0 | 0 | 149640.9889 | 0 | 515363 | 0 | 0 | 0 | 0 | 0 | 0 | 0 | 0 | 0 | 52659.9529 | 0 | 0 | 0 | 0 | 0 | -61870.256 | 0 | 0 | 0 | 0 | -303851.755
2016-09-10 04:00 | 0 | 0 | 0 | 0 | 430015.0471 | 0 | 482675 | 0 | 0 | 0 | 0 | 0 | 0 | 0 | 0 | 0 | 0 | 0 | 0 | 0 | 0 | 0 | 0 | 0 | 0 | 0 | 0 | -52659.9529
2016-09-10 05:00 | 0 | 0 | 0 | 0 | 452595 | 0 | 452595 | 0 | 0 | 0 | 0 | 0 | 0 | 0 | 0 | 0 | 0 | 0 | 0 | 0 | 0 | 0 | 0 | 0 | 0 | 0 | 0 | 0
2016-09-10 06:00 | 0 | 0 | 0 | 0 | 429718 | 0 | 429718 | 0 | 0 | 0 | 0 | 0 | 0 | 0 | 0 | 0 | 0 | 0 | 0 | 0 | 0 | 0 | 0 | 0 | 0 | 0 | 0 | 0
2016-09-10 07:00 | 0 | 0 | 0 | 0 | 412703 | 0 | 412703 | 0 | 0 | 0 | 0 | 0 | 0 | 0 | 0 | 0 | 0 | 0 | 0 | 0 | 0 | 0 | 0 | 0 | 0 | 0 | 0 | 0
2016-09-10 08:00 | 0 | 0 | 0 | 0 | 402092 | 0 | 402092 | 0 | 0 | 0 | 0 | 0 | 0 | 0 | 0 | 0 | 0 | 0 | 0 | 0 | 0 | 0 | 0 | 0 | 0 | 0 | 0 | 0
2016-09-10 09:00 | 0 | 0 | 0 | 0 | 398700 | 0 | 398700 | 0 | 0 | 0 | 0 | 0 | 0 | 0 | 0 | 0 | 0 | 0 | 0 | 0 | 0 | 0 | 0 | 0 | 0 | 0 | 0 | 0
2016-09-10 10:00 | 0 | 0 | 0 | 0 | 401747 | 0 | 401747 | 0 | 0 | 0 | 0 | 0 | 0 | 0 | 0 | 0 | 0 | 0 | 0 | 0 | 0 | 0 | 0 | 0 | 0 | 0 | 0 | 0
2016-09-10 11:00 | 0 | 0 | 0 | 0 | 408440 | 0 | 408440 | 0 | 0 | 0 | 0 | 0 | 0 | 0 | 0 | 0 | 0 | 0 | 0 | 0 | 0 | 0 | 0 | 0 | 0 | 0 | 0 | 0
2016-09-10 12:00 | 0 | 0 | 0 | 0 | 426183.0674 | 32.9326 | 426216 | 0 | 0 | 0 | 0 | 0 | 0 | 0 | 0 | 0 | 0 | 0 | 0 | 0 | 0 | 0 | 0 | 0 | 0 | 0 | 0 | 0
2016-09-10 13:00 | 0 | 0 | 0 | 0 | 340686.3533 | 111558.6467 | 452245 | 0 | 0 | 0 | 0 | 0 | 0 | 0 | 0 | 0 | 0 | 0 | 0 | 0 | 0 | 0 | 0 | 0 | 0 | 0 | 0 | 0
2016-09-10 14:00 | 0 | 0 | 0 | 0 | 11111.1371 | 471369.8629 | 482481 | 0 | 0 | 0 | 0 | 0 | 0 | 0 | 0 | 0 | 0 | 0 | 0 | 0 | 0 | 0 | 0 | 0 | 0 | 0 | 0 | 0
2016-09-10 15:00 | 0 | 0 | 0 | 0 | 0 | 669051.7868 | 511554 | 0 | 0 | 0 | 0 | 61870.256 | 0 | 0 | 0 | 0 | 95627.5308 | 0 | 0 | 0 | 0 | 0 | 61870.256 | 0 | 0 | 0 | 0 | 95627.5308
2016-09-10 16:00 | 0 | 0 | 0 | 0 | 0 | 706923.805 | 535911 | 0 | 0 | 0 | 0 | 0 | 0 | 0 | 0 | 0 | 328510.5918 | 0 | 0 | 0 | 0 | 0 | -61870.256 | 0 | 0 | 0 | 0 | 232883.061
2016-09-10 17:00 | 0 | 0 | 0 | 0 | 0 | 704490.1459 | 554524 | 0 | 0 | 0 | 0 | 0 | 0 | 0 | 0 | 0 | 478476.7377 | 0 | 0 | 0 | 0 | 0 | 0 | 0 | 0 | 0 | 0 | 149966.1459
2016-09-10 18:00 | 0 | 0 | 0 | 0 | 0 | 693524.3775 | 567796 | 0 | 0 | 0 | 0 | 0 | 0 | 0 | 0 | 0 | 604205.1152 | 0 | 0 | 0 | 0 | 0 | 0 | 0 | 0 | 0 | 0 | 125728.3775
2016-09-10 19:00 | 0 | 0 | 0 | 0 | 0 | 686671.5017 | 576545 | 0 | 0 | 0 | 0 | 0 | 0 | 0 | 0 | 0 | 714331.6169 | 0 | 0 | 0 | 0 | 0 | 0 | 0 | 0 | 0 | 0 | 110126.5017
2016-09-10 20:00 | 0 | 0 | 0 | 0 | 0 | 691688.9198 | 581338 | 0 | 0 | 0 | 0 | 61870.256 | 0 | 0 | 0 | 0 | 762812.2806 | 0 | 0 | 0 | 0 | 0 | 61870.256 | 0 | 0 | 0 | 0 | 48480.6637
2016-09-10 21:00 | 0 | 0 | 0 | 0 | 0 | 693348.7486 | 580827 | 0 | 0 | 0 | 0 | 61870.256 | 0 | 0 | 0 | 0 | 875334.0292 | 0 | 0 | 0 | 0 | 0 | 0 | 0 | 0 | 0 | 0 | 112521.7486
2016-09-10 22:00 | 0 | 0 | 0 | 0 | 0 | 669145.097 | 572569 | 0 | 0 | 0 | 0 | 61870.256 | 0 | 0 | 0 | 0 | 971910.1262 | 0 | 0 | 0 | 0 | 0 | 0 | 0 | 0 | 0 | 0 | 96576.097
2016-09-10 23:00 | 0 | 0 | 0 | 0 | 0 | 576362.1255 | 561112 | 0 | 0 | 0 | 0 | 61870.256 | 0 | 0 | 0 | 0 | 987160.2517 | 0 | 0 | 0 | 0 | 0 | 0 | 0 | 0 | 0 | 0 | 15250.1255
2016-09-11 | 0 | 0 | 0 | 0 | 0 | 365560.4036 | 551027 | 0 | 0 | 0 | 0 | 61870.256 | 0 | 0 | 0 | 0 | 801693.6553 | 0 | 0 | 0 | 0 | 0 | 0 | 0 | 0 | 0 | 0 | -185466.5964
2016-09-11 01:00 | 0 | 0 | 0 | 0 | 143323.7325 | 48639.7862 | 533658 | 0 | 0 | 0 | 0 | 0 | 0 | 0 | 0 | 0 | 521869.4301 | 0 | 0 | 0 | 0 | 0 | -61870.256 | 0 | 0 | 0 | 0 | -279824.2252
2016-09-11 02:00 | 0 | 0 | 0 | 0 | 654625.2778 | 0.058132 | 506921 | 0 | 0 | 0 | 0 | 61870.256 | 0 | 0 | 0 | 0 | 607703.5101 | 0 | 0 | 0 | 0 | 0 | 61870.256 | 0 | 0 | 0 | 0 | 85834.0799
2016-09-11 03:00 | 0 | 0 | 0 | 0 | 111556.9889 | 0 | 477279 | 0 | 0 | 0 | 0 | 0 | 0 | 0 | 0 | 0 | 303851.755 | 0 | 0 | 0 | 0 | 0 | -61870.256 | 0 | 0 | 0 | 0 | -303851.755
2016-09-11 04:00 | 0 | 0 | 0 | 0 | 144141.245 | 0 | 447993 | 0 | 0 | 0 | 0 | 0 | 0 | 0 | 0 | 0 | 0 | 0 | 0 | 0 | 0 | 0 | 0 | 0 | 0 | 0 | 0 | -303851.755
2016-09-11 05:00 | 0 | 0 | 0 | 0 | 422117 | 0 | 422117 | 0 | 0 | 0 | 0 | 0 | 0 | 0 | 0 | 0 | 0 | 0 | 0 | 0 | 0 | 0 | 0 | 0 | 0 | 0 | 0 | 0
2016-09-11 06:00 | 0 | 0 | 0 | 0 | 402358 | 0 | 402358 | 0 | 0 | 0 | 0 | 0 | 0 | 0 | 0 | 0 | 0 | 0 | 0 | 0 | 0 | 0 | 0 | 0 | 0 | 0 | 0 | 0
2016-09-11 07:00 | 0 | 0 | 0 | 0 | 386718 | 0 | 386718 | 0 | 0 | 0 | 0 | 0 | 0 | 0 | 0 | 0 | 0 | 0 | 0 | 0 | 0 | 0 | 0 | 0 | 0 | 0 | 0 | 0
2016-09-11 08:00 | 0 | 0 | 0 | 0 | 376287 | 0 | 376287 | 0 | 0 | 0 | 0 | 0 | 0 | 0 | 0 | 0 | 0 | 0 | 0 | 0 | 0 | 0 | 0 | 0 | 0 | 0 | 0 | 0
2016-09-11 09:00 | 0 | 0 | 0 | 0 | 371742 | 0 | 371742 | 0 | 0 | 0 | 0 | 0 | 0 | 0 | 0 | 0 | 0 | 0 | 0 | 0 | 0 | 0 | 0 | 0 | 0 | 0 | 0 | 0
2016-09-11 10:00 | 0 | 0 | 0 | 0 | 372620 | 0 | 372620 | 0 | 0 | 0 | 0 | 0 | 0 | 0 | 0 | 0 | 0 | 0 | 0 | 0 | 0 | 0 | 0 | 0 | 0 | 0 | 0 | 0
2016-09-11 11:00 | 0 | 0 | 0 | 0 | 375875 | 0 | 375875 | 0 | 0 | 0 | 0 | 0 | 0 | 0 | 0 | 0 | 0 | 0 | 0 | 0 | 0 | 0 | 0 | 0 | 0 | 0 | 0 | 0
2016-09-11 12:00 | 0 | 0 | 0 | 0 | 389485.3261 | 52.6739 | 389538 | 0 | 0 | 0 | 0 | 0 | 0 | 0 | 0 | 0 | 0 | 0 | 0 | 0 | 0 | 0 | 0 | 0 | 0 | 0 | 0 | 0
2016-09-11 13:00 | 0 | 0 | 0 | 0 | 292463.542 | 120320.458 | 412784 | 0 | 0 | 0 | 0 | 0 | 0 | 0 | 0 | 0 | 0 | 0 | 0 | 0 | 0 | 0 | 0 | 0 | 0 | 0 | 0 | 0
2016-09-11 14:00 | 0 | 0 | 0 | 0 | 0 | 505821.8737 | 437043 | 0 | 0 | 0 | 0 | 0 | 0 | 0 | 0 | 0 | 68778.8737 | 0 | 0 | 0 | 0 | 0 | 0 | 0 | 0 | 0 | 0 | 68778.8737
2016-09-11 15:00 | 0 | 0 | 0 | 0 | 0 | 670907.418 | 459920 | 0 | 0 | 0 | 0 | 61870.256 | 0 | 0 | 0 | 0 | 217896.0357 | 0 | 0 | 0 | 0 | 0 | 61870.256 | 0 | 0 | 0 | 0 | 149117.162
2016-09-11 16:00 | 0 | 0 | 0 | 0 | 0 | 709209.826 | 482980 | 0 | 0 | 0 | 0 | 61870.256 | 0 | 0 | 0 | 0 | 444125.8617 | 0 | 0 | 0 | 0 | 0 | 0 | 0 | 0 | 0 | 0 | 226229.826
2016-09-11 17:00 | 0 | 0 | 0 | 0 | 0 | 701441.8264 | 503234 | 0 | 0 | 0 | 0 | 61870.256 | 0 | 0 | 0 | 0 | 642333.6882 | 0 | 0 | 0 | 0 | 0 | 0 | 0 | 0 | 0 | 0 | 198207.8264
2016-09-11 18:00 | 0 | 0 | 0 | 0 | 0 | 687693.1334 | 519746 | 0 | 0 | 0 | 0 | 61870.256 | 0 | 0 | 0 | 0 | 810280.8215 | 0 | 0 | 0 | 0 | 0 | 0 | 0 | 0 | 0 | 0 | 167947.1334
2016-09-11 19:00 | 0 | 0 | 0 | 0 | 0 | 674726.0225 | 532370 | 0 | 0 | 0 | 0 | 0 | 0 | 0 | 0 | 0 | 1014507.1001 | 0 | 0 | 0 | 0 | 0 | -61870.256 | 0 | 0 | 0 | 0 | 204226.2786
2016-09-11 20:00 | 0 | 0 | 0 | 0 | 0 | 672518.8996 | 542155 | 0 | 0 | 0 | 0 | 61870.256 | 0 | 0 | 0 | 0 | 1083000.7437 | 0 | 0 | 0 | 0 | 0 | 61870.256 | 0 | 0 | 0 | 0 | 68493.6436
2016-09-11 21:00 | 0 | 0 | 0 | 0 | 0 | 665664.2062 | 547828 | 0 | 0 | 0 | 0 | 0 | 0 | 0 | 0 | 0 | 1262707.2059 | 0 | 0 | 0 | 0 | 0 | -61870.256 | 0 | 0 | 0 | 0 | 179706.4622
2016-09-11 22:00 | 0 | 0 | 0 | 0 | 0 | 633004.2303 | 543941 | 0 | 0 | 0 | 0 | 61870.256 | 0 | 0 | 0 | 0 | 1289900.1802 | 0 | 0 | 0 | 0 | 0 | 61870.256 | 0 | 0 | 0 | 0 | 27192.9743
2016-09-11 23:00 | 0 | 0 | 0 | 0 | 0 | 526638.4514 | 534700 | 0 | 0 | 0 | 0 | 0 | 0 | 0 | 0 | 0 | 1343708.8876 | 0 | 0 | 0 | 0 | 0 | -61870.256 | 0 | 0 | 0 | 0 | 53808.7074
2016-09-12 | 0 | 0 | 0 | 0 | 0 | 326415.379 | 527731 | 0 | 0 | 0 | 0 | 0 | 0 | 0 | 0 | 0 | 1142393.2666 | 0 | 0 | 0 | 0 | 0 | 0 | 0 | 0 | 0 | 0 | -201315.621
2016-09-12 01:00 | 0 | 0 | 0 | 0 | 294703.0855 | 45941.169 | 509612 | 0 | 0 | 0 | 0 | 61870.256 | 0 | 0 | 0 | 0 | 911555.2651 | 0 | 0 | 0 | 0 | 0 | 61870.256 | 0 | 0 | 0 | 0 | -230838.0015
2016-09-12 02:00 | 0 | 0 | 0 | 0 | 115036.9889 | 0 | 480759 | 0 | 0 | 0 | 0 | 0 | 0 | 0 | 0 | 0 | 607703.5101 | 0 | 0 | 0 | 0 | 0 | -61870.256 | 0 | 0 | 0 | 0 | -303851.755
2016-09-12 03:00 | 0 | 0 | 0 | 0 | 145875.245 | 0 | 449727 | 0 | 0 | 0 | 0 | 0 | 0 | 0 | 0 | 0 | 303851.755 | 0 | 0 | 0 | 0 | 0 | 0 | 0 | 0 | 0 | 0 | -303851.755
2016-09-12 04:00 | 0 | 0 | 0 | 0 | 116741.245 | 0 | 420593 | 0 | 0 | 0 | 0 | 0 | 0 | 0 | 0 | 0 | 0 | 0 | 0 | 0 | 0 | 0 | 0 | 0 | 0 | 0 | 0 | -303851.755
2016-09-12 05:00 | 0 | 0 | 0 | 0 | 395761 | 0 | 395761 | 0 | 0 | 0 | 0 | 0 | 0 | 0 | 0 | 0 | 0 | 0 | 0 | 0 | 0 | 0 | 0 | 0 | 0 | 0 | 0 | 0
2016-09-12 06:00 | 0 | 0 | 0 | 0 | 377690 | 0 | 377690 | 0 | 0 | 0 | 0 | 0 | 0 | 0 | 0 | 0 | 0 | 0 | 0 | 0 | 0 | 0 | 0 | 0 | 0 | 0 | 0 | 0
2016-09-12 07:00 | 0 | 0 | 0 | 0 | 366274 | 0 | 366274 | 0 | 0 | 0 | 0 | 0 | 0 | 0 | 0 | 0 | 0 | 0 | 0 | 0 | 0 | 0 | 0 | 0 | 0 | 0 | 0 | 0
2016-09-12 08:00 | 0 | 0 | 0 | 0 | 363221 | 0 | 363221 | 0 | 0 | 0 | 0 | 0 | 0 | 0 | 0 | 0 | 0 | 0 | 0 | 0 | 0 | 0 | 0 | 0 | 0 | 0 | 0 | 0
2016-09-12 09:00 | 0 | 0 | 0 | 0 | 371835 | 0 | 371835 | 0 | 0 | 0 | 0 | 0 | 0 | 0 | 0 | 0 | 0 | 0 | 0 | 0 | 0 | 0 | 0 | 0 | 0 | 0 | 0 | 0
2016-09-12 10:00 | 0 | 0 | 0 | 0 | 395317 | 0 | 395317 | 0 | 0 | 0 | 0 | 0 | 0 | 0 | 0 | 0 | 0 | 0 | 0 | 0 | 0 | 0 | 0 | 0 | 0 | 0 | 0 | 0
2016-09-12 11:00 | 0 | 0 | 0 | 0 | 417166 | 0 | 417166 | 0 | 0 | 0 | 0 | 0 | 0 | 0 | 0 | 0 | 0 | 0 | 0 | 0 | 0 | 0 | 0 | 0 | 0 | 0 | 0 | 0
2016-09-12 12:00 | 0 | 0 | 0 | 0 | 432011.0746 | 22.9254 | 432034 | 0 | 0 | 0 | 0 | 0 | 0 | 0 | 0 | 0 | 0 | 0 | 0 | 0 | 0 | 0 | 0 | 0 | 0 | 0 | 0 | 0
2016-09-12 13:00 | 0 | 0 | 0 | 0 | 375530.4919 | 77229.5081 | 452760 | 0 | 0 | 0 | 0 | 0 | 0 | 0 | 0 | 0 | 0 | 0 | 0 | 0 | 0 | 0 | 0 | 0 | 0 | 0 | 0 | 0
2016-09-12 14:00 | 0 | 0 | 0 | 0 | 59086.5429 | 417315.4571 | 476402 | 0 | 0 | 0 | 0 | 0 | 0 | 0 | 0 | 0 | 0 | 0 | 0 | 0 | 0 | 0 | 0 | 0 | 0 | 0 | 0 | 0
2016-09-12 15:00 | 0 | 0 | 0 | 0 | 0 | 593072.5599 | 499707 | 0 | 0 | 0 | 0 | 61870.256 | 0 | 0 | 0 | 0 | 31495.3038 | 0 | 0 | 0 | 0 | 0 | 61870.256 | 0 | 0 | 0 | 0 | 31495.3038
2016-09-12 16:00 | 0 | 0 | 0 | 0 | 0 | 644116.4032 | 521331 | 0 | 0 | 0 | 0 | 61870.256 | 0 | 0 | 0 | 0 | 154280.707 | 0 | 0 | 0 | 0 | 0 | 0 | 0 | 0 | 0 | 0 | 122785.4032
2016-09-12 17:00 | 0 | 0 | 0 | 0 | 0 | 645763.189 | 542091 | 0 | 0 | 0 | 0 | 61870.256 | 0 | 0 | 0 | 0 | 257952.896 | 0 | 0 | 0 | 0 | 0 | 0 | 0 | 0 | 0 | 0 | 103672.189
2016-09-12 18:00 | 0 | 0 | 0 | 0 | 0 | 632241.8746 | 559929 | 0 | 0 | 0 | 0 | 0 | 0 | 0 | 0 | 0 | 392136.0267 | 0 | 0 | 0 | 0 | 0 | -61870.256 | 0 | 0 | 0 | 0 | 134183.1306
2016-09-12 19:00 | 0 | 0 | 0 | 0 | 0 | 612360.516 | 572163 | 0 | 0 | 0 | 0 | 0 | 0 | 0 | 0 | 0 | 432333.5426 | 0 | 0 | 0 | 0 | 0 | 0 | 0 | 0 | 0 | 0 | 40197.516
2016-09-12 20:00 | 0 | 0 | 0 | 0 | 0 | 598253.8239 | 580272 | 0 | 0 | 0 | 0 | 0 | 0 | 0 | 0 | 0 | 450315.3665 | 0 | 0 | 0 | 0 | 0 | 0 | 0 | 0 | 0 | 0 | 17981.8239
2016-09-12 21:00 | 0 | 0 | 0 | 0 | 0 | 577817.5685 | 582208 | 0 | 0 | 0 | 0 | 61870.256 | 0 | 0 | 0 | 0 | 384054.679 | 0 | 0 | 0 | 0 | 0 | 61870.256 | 0 | 0 | 0 | 0 | -66260.6876
2016-09-12 22:00 | 0 | 0 | 0 | 0 | 0 | 535655.8306 | 573717 | 0 | 0 | 0 | 0 | 0 | 0 | 0 | 0 | 0 | 407863.7655 | 0 | 0 | 0 | 0 | 0 | -61870.256 | 0 | 0 | 0 | 0 | 23809.0866
2016-09-12 23:00 | 0 | 0 | 0 | 0 | 0 | 441750.8622 | 562447 | 0 | 0 | 0 | 0 | 0 | 0 | 0 | 0 | 0 | 287167.6277 | 0 | 0 | 0 | 0 | 0 | 0 | 0 | 0 | 0 | 0 | -120696.1378
2016-09-13 | 0 | 0 | 0 | 0 | 299664.26 | 279787.4345 | 553340 | 0 | 0 | 0 | 0 | 0 | 0 | 0 | 0 | 0 | 313279.3222 | 0 | 0 | 0 | 0 | 0 | 0 | 0 | 0 | 0 | 0 | 26111.6945
2016-09-13 01:00 | 0 | 0 | 0 | 0 | 848933.419 | 39223.0248 | 531862 | 0 | 0 | 0 | 0 | 61870.256 | 0 | 0 | 0 | 0 | 607703.5101 | 0 | 0 | 0 | 0 | 0 | 61870.256 | 0 | 0 | 0 | 0 | 294424.1878
2016-09-13 02:00 | 0 | 0 | 0 | 0 | 134081.9889 | 0 | 499804 | 0 | 0 | 0 | 0 | 0 | 0 | 0 | 0 | 0 | 303851.755 | 0 | 0 | 0 | 0 | 0 | -61870.256 | 0 | 0 | 0 | 0 | -303851.755
2016-09-13 03:00 | 0 | 0 | 0 | 0 | 159868.245 | 0 | 463720 | 0 | 0 | 0 | 0 | 0 | 0 | 0 | 0 | 0 | 0 | 0 | 0 | 0 | 0 | 0 | 0 | 0 | 0 | 0 | 0 | -303851.755
2016-09-13 04:00 | 0 | 0 | 0 | 0 | 431172 | 0 | 431172 | 0 | 0 | 0 | 0 | 0 | 0 | 0 | 0 | 0 | 0 | 0 | 0 | 0 | 0 | 0 | 0 | 0 | 0 | 0 | 0 | 0
2016-09-13 05:00 | 0 | 0 | 0 | 0 | 406107 | 0 | 406107 | 0 | 0 | 0 | 0 | 0 | 0 | 0 | 0 | 0 | 0 | 0 | 0 | 0 | 0 | 0 | 0 | 0 | 0 | 0 | 0 | 0
2016-09-13 06:00 | 0 | 0 | 0 | 0 | 388315 | 0 | 388315 | 0 | 0 | 0 | 0 | 0 | 0 | 0 | 0 | 0 | 0 | 0 | 0 | 0 | 0 | 0 | 0 | 0 | 0 | 0 | 0 | 0
2016-09-13 07:00 | 0 | 0 | 0 | 0 | 376303 | 0 | 376303 | 0 | 0 | 0 | 0 | 0 | 0 | 0 | 0 | 0 | 0 | 0 | 0 | 0 | 0 | 0 | 0 | 0 | 0 | 0 | 0 | 0
2016-09-13 08:00 | 0 | 0 | 0 | 0 | 373384 | 0 | 373384 | 0 | 0 | 0 | 0 | 0 | 0 | 0 | 0 | 0 | 0 | 0 | 0 | 0 | 0 | 0 | 0 | 0 | 0 | 0 | 0 | 0
2016-09-13 09:00 | 0 | 0 | 0 | 0 | 412617.6822 | 0 | 381489 | 0 | 0 | 0 | 0 | 31128.6822 | 0 | 0 | 0 | 0 | 0 | 0 | 0 | 0 | 0 | 0 | 31128.6822 | 0 | 0 | 0 | 0 | 0
2016-09-13 10:00 | 0 | 0 | 0 | 0 | 483021.9608 | 0 | 405252 | 0 | 0 | 0 | 0 | 0 | 0 | 0 | 0 | 0 | 108898.643 | 0 | 0 | 0 | 0 | 0 | -31128.6822 | 0 | 0 | 0 | 0 | 108898.643
2016-09-13 11:00 | 0 | 0 | 0 | 0 | 443961.8113 | 0 | 427960 | 0 | 0 | 0 | 0 | 0 | 0 | 0 | 0 | 0 | 124900.4542 | 0 | 0 | 0 | 0 | 0 | 0 | 0 | 0 | 0 | 0 | 16001.8113
2016-09-13 12:00 | 0 | 0 | 0 | 0 | 381008.806 | 3.3024 | 443105 | 0 | 0 | 0 | 0 | 0 | 0 | 0 | 0 | 0 | 62807.5626 | 0 | 0 | 0 | 0 | 0 | 0 | 0 | 0 | 0 | 0 | -62092.8917
2016-09-13 13:00 | 0 | 0 | 0 | 0 | 310600.7714 | 89844.666 | 463253 | 0 | 0 | 0 | 0 | 0 | 0 | 0 | 0 | 0 | 0 | 0 | 0 | 0 | 0 | 0 | 0 | 0 | 0 | 0 | 0 | -62807.5626
2016-09-13 14:00 | 0 | 0 | 0 | 0 | 42304.2449 | 443631.7551 | 485936 | 0 | 0 | 0 | 0 | 0 | 0 | 0 | 0 | 0 | 0 | 0 | 0 | 0 | 0 | 0 | 0 | 0 | 0 | 0 | 0 | 0
2016-09-13 15:00 | 0 | 0 | 0 | 0 | 0 | 623023.5602 | 507323 | 0 | 0 | 0 | 0 | 0 | 0 | 0 | 0 | 0 | 115700.5602 | 0 | 0 | 0 | 0 | 0 | 0 | 0 | 0 | 0 | 0 | 115700.5602
2016-09-13 16:00 | 0 | 0 | 0 | 0 | 0 | 668619.8504 | 529282 | 0 | 0 | 0 | 0 | 0 | 0 | 0 | 0 | 0 | 255038.4107 | 0 | 0 | 0 | 0 | 0 | 0 | 0 | 0 | 0 | 0 | 139337.8504
2016-09-13 17:00 | 0 | 0 | 0 | 0 | 0 | 663989.9753 | 549796 | 0 | 0 | 0 | 0 | 61870.256 | 0 | 0 | 0 | 0 | 307362.1299 | 0 | 0 | 0 | 0 | 0 | 61870.256 | 0 | 0 | 0 | 0 | 52323.7193
2016-09-13 18:00 | 0 | 0 | 0 | 0 | 0 | 644218.8299 | 566080 | 0 | 0 | 0 | 0 | 61870.256 | 0 | 0 | 0 | 0 | 385500.9598 | 0 | 0 | 0 | 0 | 0 | 0 | 0 | 0 | 0 | 0 | 78138.8299
2016-09-13 19:00 | 0 | 0 | 0 | 0 | 0 | 626447.9116 | 577699 | 0 | 0 | 0 | 0 | 0 | 0 | 0 | 0 | 0 | 496120.1274 | 0 | 0 | 0 | 0 | 0 | -61870.256 | 0 | 0 | 0 | 0 | 110619.1676
2016-09-13 20:00 | 0 | 0 | 0 | 0 | 0 | 615527.4355 | 585213 | 0 | 0 | 0 | 0 | 0 | 0 | 0 | 0 | 0 | 526434.563 | 0 | 0 | 0 | 0 | 0 | 0 | 0 | 0 | 0 | 0 | 30314.4355
2016-09-13 21:00 | 0 | 0 | 0 | 0 | 0 | 594171.1428 | 586393 | 0 | 0 | 0 | 0 | 0 | 0 | 0 | 0 | 0 | 534212.7058 | 0 | 0 | 0 | 0 | 0 | 0 | 0 | 0 | 0 | 0 | 7778.1428
2016-09-13 22:00 | 0 | 0 | 0 | 0 | 0 | 544904.1964 | 576414 | 0 | 0 | 0 | 0 | 61870.256 | 0 | 0 | 0 | 0 | 440832.6461 | 0 | 0 | 0 | 0 | 0 | 61870.256 | 0 | 0 | 0 | 0 | -93380.0597
2016-09-13 23:00 | 0 | 0 | 0 | 0 | 194977.7096 | 426325.0207 | 564411 | 0 | 0 | 0 | 0 | 61870.256 | 0 | 0 | 0 | 0 | 497724.3764 | 0 | 0 | 0 | 0 | 0 | 0 | 0 | 0 | 0 | 0 | 56891.7303
2016-09-14 | 0 | 0 | 0 | 0 | 178293.9276 | 232160.9649 | 557510 | 0 | 0 | 0 | 0 | 0 | 0 | 0 | 0 | 0 | 412539.5249 | 0 | 0 | 0 | 0 | 0 | -61870.256 | 0 | 0 | 0 | 0 | -85184.8515
2016-09-14 01:00 | 0 | 0 | 0 | 0 | 379748.7418 | 28201.493 | 538277 | 0 | 0 | 0 | 0 | 61870.256 | 0 | 0 | 0 | 0 | 220342.5037 | 0 | 0 | 0 | 0 | 0 | 61870.256 | 0 | 0 | 0 | 0 | -192197.0212
2016-09-14 02:00 | 0 | 0 | 0 | 0 | 389324.4458 | 0 | 509253 | 0 | 0 | 0 | 0 | 0 | 0 | 0 | 0 | 0 | 162284.2056 | 0 | 0 | 0 | 0 | 0 | -61870.256 | 0 | 0 | 0 | 0 | -58058.2981
2016-09-14 03:00 | 0 | 0 | 0 | 0 | 402475.5629 | 0 | 473004 | 0 | 0 | 0 | 0 | 0 | 0 | 0 | 0 | 0 | 91755.7685 | 0 | 0 | 0 | 0 | 0 | 0 | 0 | 0 | 0 | 0 | -70528.4371
2016-09-14 04:00 | 0 | 0 | 0 | 0 | 431384.2265 | 0 | 438738 | 0 | 0 | 0 | 0 | 61870.256 | 0 | 0 | 0 | 0 | 22531.739 | 0 | 0 | 0 | 0 | 0 | 61870.256 | 0 | 0 | 0 | 0 | -69224.0295
2016-09-14 05:00 | 0 | 0 | 0 | 0 | 449631.784 | 0 | 411716 | 0 | 0 | 0 | 0 | 0 | 0 | 0 | 0 | 0 | 122317.7791 | 0 | 0 | 0 | 0 | 0 | -61870.256 | 0 | 0 | 0 | 0 | 99786.0401
2016-09-14 06:00 | 0 | 0 | 0 | 0 | 459857.6633 | 0 | 392440 | 0 | 0 | 0 | 0 | 61870.256 | 0 | 0 | 0 | 0 | 127865.1864 | 0 | 0 | 0 | 0 | 0 | 61870.256 | 0 | 0 | 0 | 0 | 5547.4073
2016-09-14 07:00 | 0 | 0 | 0 | 0 | 467713.8047 | 0 | 381027 | 0 | 0 | 0 | 0 | 61870.256 | 0 | 0 | 0 | 0 | 214551.9911 | 0 | 0 | 0 | 0 | 0 | 0 | 0 | 0 | 0 | 0 | 86686.8047
2016-09-14 08:00 | 0 | 0 | 0 | 0 | 466164.3392 | 0 | 377224 | 0 | 0 | 0 | 0 | 61870.256 | 0 | 0 | 0 | 0 | 303492.3302 | 0 | 0 | 0 | 0 | 0 | 0 | 0 | 0 | 0 | 0 | 88940.3392
2016-09-14 09:00 | 0 | 0 | 0 | 0 | 437013.9943 | 0 | 385772 | 0 | 0 | 0 | 0 | 61870.256 | 0 | 0 | 0 | 0 | 354734.3246 | 0 | 0 | 0 | 0 | 0 | 0 | 0 | 0 | 0 | 0 | 51241.9943
2016-09-14 10:00 | 0 | 0 | 0 | 0 | 400839.2806 | 0 | 410618 | 0 | 0 | 0 | 0 | 61870.256 | 0 | 0 | 0 | 0 | 344955.6052 | 0 | 0 | 0 | 0 | 0 | 0 | 0 | 0 | 0 | 0 | -9778.7194
2016-09-14 11:00 | 0 | 0 | 0 | 0 | 376450.0981 | 0 | 433998 | 0 | 0 | 0 | 0 | 61870.256 | 0 | 0 | 0 | 0 | 287407.7033 | 0 | 0 | 0 | 0 | 0 | 0 | 0 | 0 | 0 | 0 | -57547.9019
2016-09-14 12:00 | 0 | 0 | 0 | 0 | 334001.9438 | 11.3717 | 451544 | 0 | 0 | 0 | 0 | 61870.256 | 0 | 0 | 0 | 0 | 169877.0188 | 0 | 0 | 0 | 0 | 0 | 0 | 0 | 0 | 0 | 0 | -117530.6845
2016-09-14 13:00 | 0 | 0 | 0 | 0 | 183412.6809 | 57054.0442 | 472214 | 0 | 0 | 0 | 0 | 0 | 0 | 0 | 0 | 0 | 0 | 0 | 0 | 0 | 0 | 0 | -61870.256 | 0 | 0 | 0 | 0 | -169877.0188
2016-09-14 14:00 | 0 | 0 | 0 | 0 | 116832.8263 | 379171.1737 | 496004 | 0 | 0 | 0 | 0 | 0 | 0 | 0 | 0 | 0 | 0 | 0 | 0 | 0 | 0 | 0 | 0 | 0 | 0 | 0 | 0 | 0
2016-09-14 15:00 | 0 | 0 | 0 | 0 | 0 | 585917.0436 | 519969 | 0 | 0 | 0 | 0 | 0 | 0 | 0 | 0 | 0 | 65948.0436 | 0 | 0 | 0 | 0 | 0 | 0 | 0 | 0 | 0 | 0 | 65948.0436
2016-09-14 16:00 | 0 | 0 | 0 | 0 | 0 | 637299.8133 | 542546 | 0 | 0 | 0 | 0 | 0 | 0 | 0 | 0 | 0 | 160701.857 | 0 | 0 | 0 | 0 | 0 | 0 | 0 | 0 | 0 | 0 | 94753.8133
2016-09-14 17:00 | 0 | 0 | 0 | 0 | 0 | 644826.8783 | 563715 | 0 | 0 | 0 | 0 | 61870.256 | 0 | 0 | 0 | 0 | 179943.4792 | 0 | 0 | 0 | 0 | 0 | 61870.256 | 0 | 0 | 0 | 0 | 19241.6222
2016-09-14 18:00 | 0 | 0 | 0 | 0 | 0 | 638842.3839 | 579326 | 0 | 0 | 0 | 0 | 61870.256 | 0 | 0 | 0 | 0 | 239459.8631 | 0 | 0 | 0 | 0 | 0 | 0 | 0 | 0 | 0 | 0 | 59516.3839
2016-09-14 19:00 | 0 | 0 | 0 | 0 | 0 | 630555.7879 | 590339 | 0 | 0 | 0 | 0 | 61870.256 | 0 | 0 | 0 | 0 | 279676.651 | 0 | 0 | 0 | 0 | 0 | 0 | 0 | 0 | 0 | 0 | 40216.7879
2016-09-14 20:00 | 0 | 0 | 0 | 0 | 0 | 631463.6639 | 597164 | 0 | 0 | 0 | 0 | 61870.256 | 0 | 0 | 0 | 0 | 313976.3149 | 0 | 0 | 0 | 0 | 0 | 0 | 0 | 0 | 0 | 0 | 34299.6639
2016-09-14 21:00 | 0 | 0 | 0 | 0 | 0 | 620471.0873 | 596445 | 0 | 0 | 0 | 0 | 61870.256 | 0 | 0 | 0 | 0 | 338002.4022 | 0 | 0 | 0 | 0 | 0 | 0 | 0 | 0 | 0 | 0 | 24026.0873
2016-09-14 22:00 | 0 | 0 | 0 | 0 | 0 | 582619.087 | 585395 | 0 | 0 | 0 | 0 | 61870.256 | 0 | 0 | 0 | 0 | 335226.4892 | 0 | 0 | 0 | 0 | 0 | 0 | 0 | 0 | 0 | 0 | -2775.913
2016-09-14 23:00 | 0 | 0 | 0 | 0 | 0 | 487070.3749 | 572760 | 0 | 0 | 0 | 0 | 0 | 0 | 0 | 0 | 0 | 311407.1201 | 0 | 0 | 0 | 0 | 0 | -61870.256 | 0 | 0 | 0 | 0 | -23819.3691
2016-09-15 | 0 | 0 | 0 | 0 | 13885.1717 | 307075.3293 | 562942 | 0 | 0 | 0 | 0 | 61870.256 | 0 | 0 | 0 | 0 | 7555.3651 | 0 | 0 | 0 | 0 | 0 | 61870.256 | 0 | 0 | 0 | 0 | -303851.755
2016-09-15 01:00 | 0 | 0 | 0 | 0 | 681076.6484 | 33166.9421 | 541029 | 0 | 0 | 0 | 0 | 0 | 0 | 0 | 0 | 0 | 242640.2117 | 0 | 0 | 0 | 0 | 0 | -61870.256 | 0 | 0 | 0 | 0 | 235084.8466
2016-09-15 02:00 | 0 | 0 | 0 | 0 | 266219.7883 | 0 | 508860 | 0 | 0 | 0 | 0 | 0 | 0 | 0 | 0 | 0 | 0 | 0 | 0 | 0 | 0 | 0 | 0 | 0 | 0 | 0 | 0 | -242640.2117
2016-09-15 03:00 | 0 | 0 | 0 | 0 | 471861 | 0 | 471861 | 0 | 0 | 0 | 0 | 0 | 0 | 0 | 0 | 0 | 0 | 0 | 0 | 0 | 0 | 0 | 0 | 0 | 0 | 0 | 0 | 0
2016-09-15 04:00 | 0 | 0 | 0 | 0 | 437274 | 0 | 437274 | 0 | 0 | 0 | 0 | 0 | 0 | 0 | 0 | 0 | 0 | 0 | 0 | 0 | 0 | 0 | 0 | 0 | 0 | 0 | 0 | 0
2016-09-15 05:00 | 0 | 0 | 0 | 0 | 409873 | 0 | 409873 | 0 | 0 | 0 | 0 | 0 | 0 | 0 | 0 | 0 | 0 | 0 | 0 | 0 | 0 | 0 | 0 | 0 | 0 | 0 | 0 | 0
2016-09-15 06:00 | 0 | 0 | 0 | 0 | 390396 | 0 | 390396 | 0 | 0 | 0 | 0 | 0 | 0 | 0 | 0 | 0 | 0 | 0 | 0 | 0 | 0 | 0 | 0 | 0 | 0 | 0 | 0 | 0
2016-09-15 07:00 | 0 | 0 | 0 | 0 | 377710 | 0 | 377710 | 0 | 0 | 0 | 0 | 0 | 0 | 0 | 0 | 0 | 0 | 0 | 0 | 0 | 0 | 0 | 0 | 0 | 0 | 0 | 0 | 0
2016-09-15 08:00 | 0 | 0 | 0 | 0 | 372857 | 0 | 372857 | 0 | 0 | 0 | 0 | 0 | 0 | 0 | 0 | 0 | 0 | 0 | 0 | 0 | 0 | 0 | 0 | 0 | 0 | 0 | 0 | 0
2016-09-15 09:00 | 0 | 0 | 0 | 0 | 380669 | 0 | 380669 | 0 | 0 | 0 | 0 | 0 | 0 | 0 | 0 | 0 | 0 | 0 | 0 | 0 | 0 | 0 | 0 | 0 | 0 | 0 | 0 | 0
2016-09-15 10:00 | 0 | 0 | 0 | 0 | 432015.3423 | 0 | 405076 | 0 | 0 | 0 | 0 | 26939.3423 | 0 | 0 | 0 | 0 | 0 | 0 | 0 | 0 | 0 | 0 | 26939.3423 | 0 | 0 | 0 | 0 | 0
2016-09-15 11:00 | 0 | 0 | 0 | 0 | 487164.327 | 0 | 426605 | 0 | 0 | 0 | 0 | 61870.256 | 0 | 0 | 0 | 0 | 25628.4133 | 0 | 0 | 0 | 0 | 0 | 34930.9137 | 0 | 0 | 0 | 0 | 25628.4133
2016-09-15 12:00 | 0 | 0 | 0 | 0 | 452773.179 | 7.5781 | 441383 | 0 | 0 | 0 | 0 | 61870.256 | 0 | 0 | 0 | 0 | 37026.1704 | 0 | 0 | 0 | 0 | 0 | 0 | 0 | 0 | 0 | 0 | 11397.7571
2016-09-15 13:00 | 0 | 0 | 0 | 0 | 298602.1525 | 63722.421 | 461221 | 0 | 0 | 0 | 0 | 0 | 0 | 0 | 0 | 0 | 0 | 0 | 0 | 0 | 0 | 0 | -61870.256 | 0 | 0 | 0 | 0 | -37026.1704
2016-09-15 14:00 | 0 | 0 | 0 | 0 | 45213.0961 | 438553.9039 | 483767 | 0 | 0 | 0 | 0 | 0 | 0 | 0 | 0 | 0 | 0 | 0 | 0 | 0 | 0 | 0 | 0 | 0 | 0 | 0 | 0 | 0
2016-09-15 15:00 | 0 | 0 | 0 | 0 | 0 | 645457.8976 | 506225 | 0 | 0 | 0 | 0 | 61870.256 | 0 | 0 | 0 | 0 | 77362.6415 | 0 | 0 | 0 | 0 | 0 | 61870.256 | 0 | 0 | 0 | 0 | 77362.6415
2016-09-15 16:00 | 0 | 0 | 0 | 0 | 0 | 669232.0154 | 526880 | 0 | 0 | 0 | 0 | 0 | 0 | 0 | 0 | 0 | 281584.913 | 0 | 0 | 0 | 0 | 0 | -61870.256 | 0 | 0 | 0 | 0 | 204222.2714
2016-09-15 17:00 | 0 | 0 | 0 | 0 | 0 | 665296.9414 | 546504 | 0 | 0 | 0 | 0 | 0 | 0 | 0 | 0 | 0 | 400377.8544 | 0 | 0 | 0 | 0 | 0 | 0 | 0 | 0 | 0 | 0 | 118792.9414
2016-09-15 18:00 | 0 | 0 | 0 | 0 | 0 | 653026.3966 | 561739 | 0 | 0 | 0 | 0 | 0 | 0 | 0 | 0 | 0 | 491665.251 | 0 | 0 | 0 | 0 | 0 | 0 | 0 | 0 | 0 | 0 | 91287.3966
2016-09-15 19:00 | 0 | 0 | 0 | 0 | 0 | 640612.5523 | 572572 | 0 | 0 | 0 | 0 | 0 | 0 | 0 | 0 | 0 | 559705.8034 | 0 | 0 | 0 | 0 | 0 | 0 | 0 | 0 | 0 | 0 | 68040.5523
2016-09-15 20:00 | 0 | 0 | 0 | 0 | 0 | 640957.7031 | 579275 | 0 | 0 | 0 | 0 | 0 | 0 | 0 | 0 | 0 | 621388.5065 | 0 | 0 | 0 | 0 | 0 | 0 | 0 | 0 | 0 | 0 | 61682.7031
2016-09-15 21:00 | 0 | 0 | 0 | 0 | 0 | 640205.5119 | 579583 | 0 | 0 | 0 | 0 | 61870.256 | 0 | 0 | 0 | 0 | 620140.7624 | 0 | 0 | 0 | 0 | 0 | 61870.256 | 0 | 0 | 0 | 0 | -1247.7441
2016-09-15 22:00 | 0 | 0 | 0 | 0 | 0 | 620247.5769 | 570244 | 0 | 0 | 0 | 0 | 61870.256 | 0 | 0 | 0 | 0 | 670144.3393 | 0 | 0 | 0 | 0 | 0 | 0 | 0 | 0 | 0 | 0 | 50003.5769
2016-09-15 23:00 | 0 | 0 | 0 | 0 | 0 | 540252.956 | 559133 | 0 | 0 | 0 | 0 | 61870.256 | 0 | 0 | 0 | 0 | 651264.2952 | 0 | 0 | 0 | 0 | 0 | 0 | 0 | 0 | 0 | 0 | -18880.044
2016-09-16 | 0 | 0 | 0 | 0 | 0 | 339878.4637 | 552439 | 0 | 0 | 0 | 0 | 61870.256 | 0 | 0 | 0 | 0 | 438703.759 | 0 | 0 | 0 | 0 | 0 | 0 | 0 | 0 | 0 | 0 | -212560.5363
2016-09-16 01:00 | 0 | 0 | 0 | 0 | 673545.4985 | 28295.2526 | 532841 | 0 | 0 | 0 | 0 | 61870.256 | 0 | 0 | 0 | 0 | 607703.5101 | 0 | 0 | 0 | 0 | 0 | 0 | 0 | 0 | 0 | 0 | 168999.7511
2016-09-16 02:00 | 0 | 0 | 0 | 0 | 136733.9889 | 0 | 502456 | 0 | 0 | 0 | 0 | 0 | 0 | 0 | 0 | 0 | 303851.755 | 0 | 0 | 0 | 0 | 0 | -61870.256 | 0 | 0 | 0 | 0 | -303851.755
2016-09-16 03:00 | 0 | 0 | 0 | 0 | 163939.245 | 0 | 467791 | 0 | 0 | 0 | 0 | 0 | 0 | 0 | 0 | 0 | 0 | 0 | 0 | 0 | 0 | 0 | 0 | 0 | 0 | 0 | 0 | -303851.755
2016-09-16 04:00 | 0 | 0 | 0 | 0 | 435036 | 0 | 435036 | 0 | 0 | 0 | 0 | 0 | 0 | 0 | 0 | 0 | 0 | 0 | 0 | 0 | 0 | 0 | 0 | 0 | 0 | 0 | 0 | 0
2016-09-16 05:00 | 0 | 0 | 0 | 0 | 408298 | 0 | 408298 | 0 | 0 | 0 | 0 | 0 | 0 | 0 | 0 | 0 | 0 | 0 | 0 | 0 | 0 | 0 | 0 | 0 | 0 | 0 | 0 | 0
2016-09-16 06:00 | 0 | 0 | 0 | 0 | 389324 | 0 | 389324 | 0 | 0 | 0 | 0 | 0 | 0 | 0 | 0 | 0 | 0 | 0 | 0 | 0 | 0 | 0 | 0 | 0 | 0 | 0 | 0 | 0
2016-09-16 07:00 | 0 | 0 | 0 | 0 | 376567 | 0 | 376567 | 0 | 0 | 0 | 0 | 0 | 0 | 0 | 0 | 0 | 0 | 0 | 0 | 0 | 0 | 0 | 0 | 0 | 0 | 0 | 0 | 0
2016-09-16 08:00 | 0 | 0 | 0 | 0 | 372278 | 0 | 372278 | 0 | 0 | 0 | 0 | 0 | 0 | 0 | 0 | 0 | 0 | 0 | 0 | 0 | 0 | 0 | 0 | 0 | 0 | 0 | 0 | 0
2016-09-16 09:00 | 0 | 0 | 0 | 0 | 379772 | 0 | 379772 | 0 | 0 | 0 | 0 | 0 | 0 | 0 | 0 | 0 | 0 | 0 | 0 | 0 | 0 | 0 | 0 | 0 | 0 | 0 | 0 | 0
2016-09-16 10:00 | 0 | 0 | 0 | 0 | 403765 | 0 | 403765 | 0 | 0 | 0 | 0 | 0 | 0 | 0 | 0 | 0 | 0 | 0 | 0 | 0 | 0 | 0 | 0 | 0 | 0 | 0 | 0 | 0
2016-09-16 11:00 | 0 | 0 | 0 | 0 | 462397.2409 | 0 | 426434 | 0 | 0 | 0 | 0 | 35963.2409 | 0 | 0 | 0 | 0 | 0 | 0 | 0 | 0 | 0 | 0 | 35963.2409 | 0 | 0 | 0 | 0 | 0
2016-09-16 12:00 | 0 | 0 | 0 | 0 | 478982.1817 | 4.0665 | 441129 | 0 | 0 | 0 | 0 | 0 | 0 | 0 | 0 | 0 | 73820.4892 | 0 | 0 | 0 | 0 | 0 | -35963.2409 | 0 | 0 | 0 | 0 | 73820.4892
2016-09-16 13:00 | 0 | 0 | 0 | 0 | 315931.4264 | 71195.0844 | 460947 | 0 | 0 | 0 | 0 | 0 | 0 | 0 | 0 | 0 | 0 | 0 | 0 | 0 | 0 | 0 | 0 | 0 | 0 | 0 | 0 | -73820.4892
2016-09-16 14:00 | 0 | 0 | 0 | 0 | 22784.4093 | 459640.5907 | 482425 | 0 | 0 | 0 | 0 | 0 | 0 | 0 | 0 | 0 | 0 | 0 | 0 | 0 | 0 | 0 | 0 | 0 | 0 | 0 | 0 | 0
2016-09-16 15:00 | 0 | 0 | 0 | 0 | 0 | 696673.6808 | 503225 | 0 | 0 | 0 | 0 | 0 | 0 | 0 | 0 | 0 | 193448.6808 | 0 | 0 | 0 | 0 | 0 | 0 | 0 | 0 | 0 | 0 | 193448.6808
2016-09-16 16:00 | 0 | 0 | 0 | 0 | 0 | 720849.0094 | 522004 | 0 | 0 | 0 | 0 | 61870.256 | 0 | 0 | 0 | 0 | 330423.4342 | 0 | 0 | 0 | 0 | 0 | 61870.256 | 0 | 0 | 0 | 0 | 136974.7534
2016-09-16 17:00 | 0 | 0 | 0 | 0 | 0 | 715788.5762 | 539250 | 0 | 0 | 0 | 0 | 0 | 0 | 0 | 0 | 0 | 568832.2664 | 0 | 0 | 0 | 0 | 0 | -61870.256 | 0 | 0 | 0 | 0 | 238408.8322
2016-09-16 18:00 | 0 | 0 | 0 | 0 | 0 | 700513.2576 | 552449 | 0 | 0 | 0 | 0 | 61870.256 | 0 | 0 | 0 | 0 | 655026.268 | 0 | 0 | 0 | 0 | 0 | 61870.256 | 0 | 0 | 0 | 0 | 86194.0015
2016-09-16 19:00 | 0 | 0 | 0 | 0 | 0 | 690304.1181 | 562395 | 0 | 0 | 0 | 0 | 0 | 0 | 0 | 0 | 0 | 844805.6421 | 0 | 0 | 0 | 0 | 0 | -61870.256 | 0 | 0 | 0 | 0 | 189779.3741
2016-09-16 20:00 | 0 | 0 | 0 | 0 | 0 | 694023.7774 | 568008 | 0 | 0 | 0 | 0 | 0 | 0 | 0 | 0 | 0 | 970821.4195 | 0 | 0 | 0 | 0 | 0 | 0 | 0 | 0 | 0 | 0 | 126015.7774
2016-09-16 21:00 | 0 | 0 | 0 | 0 | 0 | 693539.9632 | 566868 | 0 | 0 | 0 | 0 | 0 | 0 | 0 | 0 | 0 | 1097493.3827 | 0 | 0 | 0 | 0 | 0 | 0 | 0 | 0 | 0 | 0 | 126671.9632
2016-09-16 22:00 | 0 | 0 | 0 | 0 | 0 | 664558.3035 | 556300 | 0 | 0 | 0 | 0 | 61870.256 | 0 | 0 | 0 | 0 | 1143881.4302 | 0 | 0 | 0 | 0 | 0 | 61870.256 | 0 | 0 | 0 | 0 | 46388.0475
2016-09-16 23:00 | 0 | 0 | 0 | 0 | 0 | 568118.9523 | 543980 | 0 | 0 | 0 | 0 | 0 | 0 | 0 | 0 | 0 | 1229890.6386 | 0 | 0 | 0 | 0 | 0 | -61870.256 | 0 | 0 | 0 | 0 | 86009.2084
2016-09-17 | 0 | 0 | 0 | 0 | 0 | 344910.8297 | 533857 | 0 | 0 | 0 | 0 | 0 | 0 | 0 | 0 | 0 | 1040944.4682 | 0 | 0 | 0 | 0 | 0 | 0 | 0 | 0 | 0 | 0 | -188946.1703
2016-09-17 01:00 | 0 | 0 | 0 | 0 | 244184.2304 | 28770.2706 | 514936 | 0 | 0 | 0 | 0 | 61870.256 | 0 | 0 | 0 | 0 | 737092.7132 | 0 | 0 | 0 | 0 | 0 | 61870.256 | 0 | 0 | 0 | 0 | -303851.755
2016-09-17 02:00 | 0 | 0 | 0 | 0 | 125417.9889 | 0 | 491140 | 0 | 0 | 0 | 0 | 0 | 0 | 0 | 0 | 0 | 433240.9582 | 0 | 0 | 0 | 0 | 0 | -61870.256 | 0 | 0 | 0 | 0 | -303851.755
2016-09-17 03:00 | 0 | 0 | 0 | 0 | 157609.245 | 0 | 461461 | 0 | 0 | 0 | 0 | 0 | 0 | 0 | 0 | 0 | 129389.2031 | 0 | 0 | 0 | 0 | 0 | 0 | 0 | 0 | 0 | 0 | -303851.755
2016-09-17 04:00 | 0 | 0 | 0 | 0 | 302756.7969 | 0 | 432146 | 0 | 0 | 0 | 0 | 0 | 0 | 0 | 0 | 0 | 0 | 0 | 0 | 0 | 0 | 0 | 0 | 0 | 0 | 0 | 0 | -129389.2031
2016-09-17 05:00 | 0 | 0 | 0 | 0 | 407483 | 0 | 407483 | 0 | 0 | 0 | 0 | 0 | 0 | 0 | 0 | 0 | 0 | 0 | 0 | 0 | 0 | 0 | 0 | 0 | 0 | 0 | 0 | 0
2016-09-17 06:00 | 0 | 0 | 0 | 0 | 388124 | 0 | 388124 | 0 | 0 | 0 | 0 | 0 | 0 | 0 | 0 | 0 | 0 | 0 | 0 | 0 | 0 | 0 | 0 | 0 | 0 | 0 | 0 | 0
2016-09-17 07:00 | 0 | 0 | 0 | 0 | 375365 | 0 | 375365 | 0 | 0 | 0 | 0 | 0 | 0 | 0 | 0 | 0 | 0 | 0 | 0 | 0 | 0 | 0 | 0 | 0 | 0 | 0 | 0 | 0
2016-09-17 08:00 | 0 | 0 | 0 | 0 | 367743 | 0 | 367743 | 0 | 0 | 0 | 0 | 0 | 0 | 0 | 0 | 0 | 0 | 0 | 0 | 0 | 0 | 0 | 0 | 0 | 0 | 0 | 0 | 0
2016-09-17 09:00 | 0 | 0 | 0 | 0 | 366707 | 0 | 366707 | 0 | 0 | 0 | 0 | 0 | 0 | 0 | 0 | 0 | 0 | 0 | 0 | 0 | 0 | 0 | 0 | 0 | 0 | 0 | 0 | 0
2016-09-17 10:00 | 0 | 0 | 0 | 0 | 372011 | 0 | 372011 | 0 | 0 | 0 | 0 | 0 | 0 | 0 | 0 | 0 | 0 | 0 | 0 | 0 | 0 | 0 | 0 | 0 | 0 | 0 | 0 | 0
2016-09-17 11:00 | 0 | 0 | 0 | 0 | 379978 | 0 | 379978 | 0 | 0 | 0 | 0 | 0 | 0 | 0 | 0 | 0 | 0 | 0 | 0 | 0 | 0 | 0 | 0 | 0 | 0 | 0 | 0 | 0
2016-09-17 12:00 | 0 | 0 | 0 | 0 | 395699.3618 | 2.6382 | 395702 | 0 | 0 | 0 | 0 | 0 | 0 | 0 | 0 | 0 | 0 | 0 | 0 | 0 | 0 | 0 | 0 | 0 | 0 | 0 | 0 | 0
2016-09-17 13:00 | 0 | 0 | 0 | 0 | 338392.7381 | 79653.2619 | 418046 | 0 | 0 | 0 | 0 | 0 | 0 | 0 | 0 | 0 | 0 | 0 | 0 | 0 | 0 | 0 | 0 | 0 | 0 | 0 | 0 | 0
2016-09-17 14:00 | 0 | 0 | 0 | 0 | 0 | 450440.664 | 442054 | 0 | 0 | 0 | 0 | 8386.664 | 0 | 0 | 0 | 0 | 0 | 0 | 0 | 0 | 0 | 0 | 8386.664 | 0 | 0 | 0 | 0 | 0
2016-09-17 15:00 | 0 | 0 | 0 | 0 | 0 | 673090.0598 | 465066 | 0 | 0 | 0 | 0 | 0 | 0 | 0 | 0 | 0 | 216410.7238 | 0 | 0 | 0 | 0 | 0 | -8386.664 | 0 | 0 | 0 | 0 | 216410.7238
2016-09-17 16:00 | 0 | 0 | 0 | 0 | 0 | 696298.9808 | 485343 | 0 | 0 | 0 | 0 | 0 | 0 | 0 | 0 | 0 | 427366.7046 | 0 | 0 | 0 | 0 | 0 | 0 | 0 | 0 | 0 | 0 | 210955.9808
2016-09-17 17:00 | 0 | 0 | 0 | 0 | 0 | 692100.1304 | 502464 | 0 | 0 | 0 | 0 | 61870.256 | 0 | 0 | 0 | 0 | 555132.579 | 0 | 0 | 0 | 0 | 0 | 61870.256 | 0 | 0 | 0 | 0 | 127765.8744
2016-09-17 18:00 | 0 | 0 | 0 | 0 | 0 | 678626.9121 | 516397 | 0 | 0 | 0 | 0 | 0 | 0 | 0 | 0 | 0 | 779232.7471 | 0 | 0 | 0 | 0 | 0 | -61870.256 | 0 | 0 | 0 | 0 | 224100.1681
2016-09-17 19:00 | 0 | 0 | 0 | 0 | 0 | 670749.4653 | 526818 | 0 | 0 | 0 | 0 | 0 | 0 | 0 | 0 | 0 | 923164.2124 | 0 | 0 | 0 | 0 | 0 | 0 | 0 | 0 | 0 | 0 | 143931.4653
2016-09-17 20:00 | 0 | 0 | 0 | 0 | 0 | 675517.2843 | 535561 | 0 | 0 | 0 | 0 | 61870.256 | 0 | 0 | 0 | 0 | 1001250.2407 | 0 | 0 | 0 | 0 | 0 | 61870.256 | 0 | 0 | 0 | 0 | 78086.0283
2016-09-17 21:00 | 0 | 0 | 0 | 0 | 0 | 674571.2739 | 539564 | 0 | 0 | 0 | 0 | 0 | 0 | 0 | 0 | 0 | 1198127.7707 | 0 | 0 | 0 | 0 | 0 | -61870.256 | 0 | 0 | 0 | 0 | 196877.53
2016-09-17 22:00 | 0 | 0 | 0 | 0 | 0 | 651094.7202 | 535724 | 0 | 0 | 0 | 0 | 61870.256 | 0 | 0 | 0 | 0 | 1251628.2349 | 0 | 0 | 0 | 0 | 0 | 61870.256 | 0 | 0 | 0 | 0 | 53500.4642
2016-09-17 23:00 | 0 | 0 | 0 | 0 | 0 | 543866.6925 | 528480 | 0 | 0 | 0 | 0 | 61870.256 | 0 | 0 | 0 | 0 | 1267014.9274 | 0 | 0 | 0 | 0 | 0 | 0 | 0 | 0 | 0 | 0 | 15386.6925
2016-09-18 | 0 | 0 | 0 | 0 | 0 | 320697.9715 | 521396 | 0 | 0 | 0 | 0 | 61870.256 | 0 | 0 | 0 | 0 | 1066316.8989 | 0 | 0 | 0 | 0 | 0 | 0 | 0 | 0 | 0 | 0 | -200698.0285
2016-09-18 01:00 | 0 | 0 | 0 | 0 | 174667.8484 | 25868.3966 | 504388 | 0 | 0 | 0 | 0 | 61870.256 | 0 | 0 | 0 | 0 | 762465.1439 | 0 | 0 | 0 | 0 | 0 | 0 | 0 | 0 | 0 | 0 | -303851.755
2016-09-18 02:00 | 0 | 0 | 0 | 0 | 114881.9889 | 0 | 480604 | 0 | 0 | 0 | 0 | 0 | 0 | 0 | 0 | 0 | 458613.3888 | 0 | 0 | 0 | 0 | 0 | -61870.256 | 0 | 0 | 0 | 0 | -303851.755
2016-09-18 03:00 | 0 | 0 | 0 | 0 | 149852.245 | 0 | 453704 | 0 | 0 | 0 | 0 | 0 | 0 | 0 | 0 | 0 | 154761.6338 | 0 | 0 | 0 | 0 | 0 | 0 | 0 | 0 | 0 | 0 | -303851.755
2016-09-18 04:00 | 0 | 0 | 0 | 0 | 272054.3662 | 0 | 426816 | 0 | 0 | 0 | 0 | 0 | 0 | 0 | 0 | 0 | 0 | 0 | 0 | 0 | 0 | 0 | 0 | 0 | 0 | 0 | 0 | -154761.6338
2016-09-18 05:00 | 0 | 0 | 0 | 0 | 403371 | 0 | 403371 | 0 | 0 | 0 | 0 | 0 | 0 | 0 | 0 | 0 | 0 | 0 | 0 | 0 | 0 | 0 | 0 | 0 | 0 | 0 | 0 | 0
2016-09-18 06:00 | 0 | 0 | 0 | 0 | 384582 | 0 | 384582 | 0 | 0 | 0 | 0 | 0 | 0 | 0 | 0 | 0 | 0 | 0 | 0 | 0 | 0 | 0 | 0 | 0 | 0 | 0 | 0 | 0
2016-09-18 07:00 | 0 | 0 | 0 | 0 | 370698 | 0 | 370698 | 0 | 0 | 0 | 0 | 0 | 0 | 0 | 0 | 0 | 0 | 0 | 0 | 0 | 0 | 0 | 0 | 0 | 0 | 0 | 0 | 0
2016-09-18 08:00 | 0 | 0 | 0 | 0 | 362522 | 0 | 362522 | 0 | 0 | 0 | 0 | 0 | 0 | 0 | 0 | 0 | 0 | 0 | 0 | 0 | 0 | 0 | 0 | 0 | 0 | 0 | 0 | 0
2016-09-18 09:00 | 0 | 0 | 0 | 0 | 360159 | 0 | 360159 | 0 | 0 | 0 | 0 | 0 | 0 | 0 | 0 | 0 | 0 | 0 | 0 | 0 | 0 | 0 | 0 | 0 | 0 | 0 | 0 | 0
2016-09-18 10:00 | 0 | 0 | 0 | 0 | 363022 | 0 | 363022 | 0 | 0 | 0 | 0 | 0 | 0 | 0 | 0 | 0 | 0 | 0 | 0 | 0 | 0 | 0 | 0 | 0 | 0 | 0 | 0 | 0
2016-09-18 11:00 | 0 | 0 | 0 | 0 | 368632 | 0 | 368632 | 0 | 0 | 0 | 0 | 0 | 0 | 0 | 0 | 0 | 0 | 0 | 0 | 0 | 0 | 0 | 0 | 0 | 0 | 0 | 0 | 0
2016-09-18 12:00 | 0 | 0 | 0 | 0 | 383070 | 0 | 383070 | 0 | 0 | 0 | 0 | 0 | 0 | 0 | 0 | 0 | 0 | 0 | 0 | 0 | 0 | 0 | 0 | 0 | 0 | 0 | 0 | 0
2016-09-18 13:00 | 0 | 0 | 0 | 0 | 327071.9491 | 80438.0509 | 407510 | 0 | 0 | 0 | 0 | 0 | 0 | 0 | 0 | 0 | 0 | 0 | 0 | 0 | 0 | 0 | 0 | 0 | 0 | 0 | 0 | 0
2016-09-18 14:00 | 0 | 0 | 0 | 0 | 0 | 462830.8851 | 433739 | 0 | 0 | 0 | 0 | 29091.8851 | 0 | 0 | 0 | 0 | 0 | 0 | 0 | 0 | 0 | 0 | 29091.8851 | 0 | 0 | 0 | 0 | 0
2016-09-18 15:00 | 0 | 0 | 0 | 0 | 0 | 673387.1464 | 460279 | 0 | 0 | 0 | 0 | 0 | 0 | 0 | 0 | 0 | 242200.0314 | 0 | 0 | 0 | 0 | 0 | -29091.8851 | 0 | 0 | 0 | 0 | 242200.0314
2016-09-18 16:00 | 0 | 0 | 0 | 0 | 0 | 698074.6877 | 486363 | 0 | 0 | 0 | 0 | 0 | 0 | 0 | 0 | 0 | 453911.7191 | 0 | 0 | 0 | 0 | 0 | 0 | 0 | 0 | 0 | 0 | 211711.6877
2016-09-18 17:00 | 0 | 0 | 0 | 0 | 0 | 692070.6148 | 510136 | 0 | 0 | 0 | 0 | 0 | 0 | 0 | 0 | 0 | 635846.3339 | 0 | 0 | 0 | 0 | 0 | 0 | 0 | 0 | 0 | 0 | 181934.6148
2016-09-18 18:00 | 0 | 0 | 0 | 0 | 0 | 679711.011 | 529340 | 0 | 0 | 0 | 0 | 0 | 0 | 0 | 0 | 0 | 786217.3449 | 0 | 0 | 0 | 0 | 0 | 0 | 0 | 0 | 0 | 0 | 150371.011
2016-09-18 19:00 | 0 | 0 | 0 | 0 | 0 | 669719.9954 | 544013 | 0 | 0 | 0 | 0 | 0 | 0 | 0 | 0 | 0 | 911924.3403 | 0 | 0 | 0 | 0 | 0 | 0 | 0 | 0 | 0 | 0 | 125706.9954
2016-09-18 20:00 | 0 | 0 | 0 | 0 | 0 | 672961.036 | 556485 | 0 | 0 | 0 | 0 | 61870.256 | 0 | 0 | 0 | 0 | 966530.1202 | 0 | 0 | 0 | 0 | 0 | 61870.256 | 0 | 0 | 0 | 0 | 54605.7799
2016-09-18 21:00 | 0 | 0 | 0 | 0 | 0 | 675165.6289 | 565678 | 0 | 0 | 0 | 0 | 0 | 0 | 0 | 0 | 0 | 1137888.0052 | 0 | 0 | 0 | 0 | 0 | -61870.256 | 0 | 0 | 0 | 0 | 171357.8849
2016-09-18 22:00 | 0 | 0 | 0 | 0 | 0 | 656332.7402 | 566590 | 0 | 0 | 0 | 0 | 61870.256 | 0 | 0 | 0 | 0 | 1165760.4893 | 0 | 0 | 0 | 0 | 0 | 61870.256 | 0 | 0 | 0 | 0 | 27872.4842
2016-09-18 23:00 | 0 | 0 | 0 | 0 | 0 | 556460.8327 | 564433 | 0 | 0 | 0 | 0 | 61870.256 | 0 | 0 | 0 | 0 | 1157788.322 | 0 | 0 | 0 | 0 | 0 | 0 | 0 | 0 | 0 | 0 | -7972.1673
2016-09-19 | 0 | 0 | 0 | 0 | 0 | 324514.9658 | 558678 | 0 | 0 | 0 | 0 | 61870.256 | 0 | 0 | 0 | 0 | 923625.2878 | 0 | 0 | 0 | 0 | 0 | 0 | 0 | 0 | 0 | 0 | -234163.0342
2016-09-19 01:00 | 0 | 0 | 0 | 0 | 206413.7594 | 27872.4855 | 538138 | 0 | 0 | 0 | 0 | 61870.256 | 0 | 0 | 0 | 0 | 619773.5328 | 0 | 0 | 0 | 0 | 0 | 0 | 0 | 0 | 0 | 0 | -303851.755
2016-09-19 02:00 | 0 | 0 | 0 | 0 | 143063.9889 | 0 | 508786 | 0 | 0 | 0 | 0 | 0 | 0 | 0 | 0 | 0 | 315921.7778 | 0 | 0 | 0 | 0 | 0 | -61870.256 | 0 | 0 | 0 | 0 | -303851.755
2016-09-19 03:00 | 0 | 0 | 0 | 0 | 171538.245 | 0 | 475390 | 0 | 0 | 0 | 0 | 0 | 0 | 0 | 0 | 0 | 12070.0227 | 0 | 0 | 0 | 0 | 0 | 0 | 0 | 0 | 0 | 0 | -303851.755
2016-09-19 04:00 | 0 | 0 | 0 | 0 | 431095.9773 | 0 | 443166 | 0 | 0 | 0 | 0 | 0 | 0 | 0 | 0 | 0 | 0 | 0 | 0 | 0 | 0 | 0 | 0 | 0 | 0 | 0 | 0 | -12070.0227
2016-09-19 05:00 | 0 | 0 | 0 | 0 | 416746 | 0 | 416746 | 0 | 0 | 0 | 0 | 0 | 0 | 0 | 0 | 0 | 0 | 0 | 0 | 0 | 0 | 0 | 0 | 0 | 0 | 0 | 0 | 0
2016-09-19 06:00 | 0 | 0 | 0 | 0 | 397704 | 0 | 397704 | 0 | 0 | 0 | 0 | 0 | 0 | 0 | 0 | 0 | 0 | 0 | 0 | 0 | 0 | 0 | 0 | 0 | 0 | 0 | 0 | 0
2016-09-19 07:00 | 0 | 0 | 0 | 0 | 386159 | 0 | 386159 | 0 | 0 | 0 | 0 | 0 | 0 | 0 | 0 | 0 | 0 | 0 | 0 | 0 | 0 | 0 | 0 | 0 | 0 | 0 | 0 | 0
2016-09-19 08:00 | 0 | 0 | 0 | 0 | 383320 | 0 | 383320 | 0 | 0 | 0 | 0 | 0 | 0 | 0 | 0 | 0 | 0 | 0 | 0 | 0 | 0 | 0 | 0 | 0 | 0 | 0 | 0 | 0
2016-09-19 09:00 | 0 | 0 | 0 | 0 | 393834 | 0 | 393834 | 0 | 0 | 0 | 0 | 0 | 0 | 0 | 0 | 0 | 0 | 0 | 0 | 0 | 0 | 0 | 0 | 0 | 0 | 0 | 0 | 0
2016-09-19 10:00 | 0 | 0 | 0 | 0 | 419651 | 0 | 419651 | 0 | 0 | 0 | 0 | 0 | 0 | 0 | 0 | 0 | 0 | 0 | 0 | 0 | 0 | 0 | 0 | 0 | 0 | 0 | 0 | 0
2016-09-19 11:00 | 0 | 0 | 0 | 0 | 443218 | 0 | 443218 | 0 | 0 | 0 | 0 | 0 | 0 | 0 | 0 | 0 | 0 | 0 | 0 | 0 | 0 | 0 | 0 | 0 | 0 | 0 | 0 | 0
2016-09-19 12:00 | 0 | 0 | 0 | 0 | 460084.8062 | 0.19377 | 460085 | 0 | 0 | 0 | 0 | 0 | 0 | 0 | 0 | 0 | 0 | 0 | 0 | 0 | 0 | 0 | 0 | 0 | 0 | 0 | 0 | 0
2016-09-19 13:00 | 0 | 0 | 0 | 0 | 381924.418 | 99117.582 | 481042 | 0 | 0 | 0 | 0 | 0 | 0 | 0 | 0 | 0 | 0 | 0 | 0 | 0 | 0 | 0 | 0 | 0 | 0 | 0 | 0 | 0
2016-09-19 14:00 | 0 | 0 | 0 | 0 | 36331.1277 | 469016.8723 | 505348 | 0 | 0 | 0 | 0 | 0 | 0 | 0 | 0 | 0 | 0 | 0 | 0 | 0 | 0 | 0 | 0 | 0 | 0 | 0 | 0 | 0
2016-09-19 15:00 | 0 | 0 | 0 | 0 | 0 | 649216.6257 | 529849 | 0 | 0 | 0 | 0 | 61870.256 | 0 | 0 | 0 | 0 | 57497.3697 | 0 | 0 | 0 | 0 | 0 | 61870.256 | 0 | 0 | 0 | 0 | 57497.3697
2016-09-19 16:00 | 0 | 0 | 0 | 0 | 0 | 674420.8284 | 553897 | 0 | 0 | 0 | 0 | 0 | 0 | 0 | 0 | 0 | 239891.4541 | 0 | 0 | 0 | 0 | 0 | -61870.256 | 0 | 0 | 0 | 0 | 182394.0844
2016-09-19 17:00 | 0 | 0 | 0 | 0 | 0 | 664718.7252 | 575743 | 0 | 0 | 0 | 0 | 61870.256 | 0 | 0 | 0 | 0 | 266996.9233 | 0 | 0 | 0 | 0 | 0 | 61870.256 | 0 | 0 | 0 | 0 | 27105.4692
2016-09-19 18:00 | 0 | 0 | 0 | 0 | 0 | 649536.1883 | 594099 | 0 | 0 | 0 | 0 | 61870.256 | 0 | 0 | 0 | 0 | 322434.1116 | 0 | 0 | 0 | 0 | 0 | 0 | 0 | 0 | 0 | 0 | 55437.1883
2016-09-19 19:00 | 0 | 0 | 0 | 0 | 0 | 637095.4511 | 607306 | 0 | 0 | 0 | 0 | 61870.256 | 0 | 0 | 0 | 0 | 352223.5627 | 0 | 0 | 0 | 0 | 0 | 0 | 0 | 0 | 0 | 0 | 29789.4511
2016-09-19 20:00 | 0 | 0 | 0 | 0 | 0 | 633876.4781 | 616818 | 0 | 0 | 0 | 0 | 0 | 0 | 0 | 0 | 0 | 431152.2969 | 0 | 0 | 0 | 0 | 0 | -61870.256 | 0 | 0 | 0 | 0 | 78928.7341
2016-09-19 21:00 | 0 | 0 | 0 | 0 | 0 | 622828.3373 | 618763 | 0 | 0 | 0 | 0 | 61870.256 | 0 | 0 | 0 | 0 | 373347.3781 | 0 | 0 | 0 | 0 | 0 | 61870.256 | 0 | 0 | 0 | 0 | -57804.9187
2016-09-19 22:00 | 0 | 0 | 0 | 0 | 0 | 581548.877 | 612028 | 0 | 0 | 0 | 0 | 0 | 0 | 0 | 0 | 0 | 404738.5112 | 0 | 0 | 0 | 0 | 0 | -61870.256 | 0 | 0 | 0 | 0 | 31391.1331
2016-09-19 23:00 | 0 | 0 | 0 | 0 | 0 | 462099.7252 | 600923 | 0 | 0 | 0 | 0 | 61870.256 | 0 | 0 | 0 | 0 | 204044.9804 | 0 | 0 | 0 | 0 | 0 | 61870.256 | 0 | 0 | 0 | 0 | -200693.5308
2016-09-20 | 0 | 0 | 0 | 0 | 594887.89 | 210921.3072 | 588349 | 0 | 0 | 0 | 0 | 0 | 0 | 0 | 0 | 0 | 483375.4336 | 0 | 0 | 0 | 0 | 0 | -61870.256 | 0 | 0 | 0 | 0 | 279330.4532
2016-09-20 01:00 | 0 | 0 | 0 | 0 | 731585.6137 | 18938.7188 | 564326 | 0 | 0 | 0 | 0 | 61870.256 | 0 | 0 | 0 | 0 | 607703.5101 | 0 | 0 | 0 | 0 | 0 | 61870.256 | 0 | 0 | 0 | 0 | 124328.0764
2016-09-20 02:00 | 0 | 0 | 0 | 0 | 165058.9889 | 0 | 530781 | 0 | 0 | 0 | 0 | 0 | 0 | 0 | 0 | 0 | 303851.755 | 0 | 0 | 0 | 0 | 0 | -61870.256 | 0 | 0 | 0 | 0 | -303851.755
2016-09-20 03:00 | 0 | 0 | 0 | 0 | 187424.245 | 0 | 491276 | 0 | 0 | 0 | 0 | 0 | 0 | 0 | 0 | 0 | 0 | 0 | 0 | 0 | 0 | 0 | 0 | 0 | 0 | 0 | 0 | -303851.755
2016-09-20 04:00 | 0 | 0 | 0 | 0 | 454545 | 0 | 454545 | 0 | 0 | 0 | 0 | 0 | 0 | 0 | 0 | 0 | 0 | 0 | 0 | 0 | 0 | 0 | 0 | 0 | 0 | 0 | 0 | 0
2016-09-20 05:00 | 0 | 0 | 0 | 0 | 425252 | 0 | 425252 | 0 | 0 | 0 | 0 | 0 | 0 | 0 | 0 | 0 | 0 | 0 | 0 | 0 | 0 | 0 | 0 | 0 | 0 | 0 | 0 | 0
2016-09-20 06:00 | 0 | 0 | 0 | 0 | 404308 | 0 | 404308 | 0 | 0 | 0 | 0 | 0 | 0 | 0 | 0 | 0 | 0 | 0 | 0 | 0 | 0 | 0 | 0 | 0 | 0 | 0 | 0 | 0
2016-09-20 07:00 | 0 | 0 | 0 | 0 | 390534 | 0 | 390534 | 0 | 0 | 0 | 0 | 0 | 0 | 0 | 0 | 0 | 0 | 0 | 0 | 0 | 0 | 0 | 0 | 0 | 0 | 0 | 0 | 0
2016-09-20 08:00 | 0 | 0 | 0 | 0 | 385650 | 0 | 385650 | 0 | 0 | 0 | 0 | 0 | 0 | 0 | 0 | 0 | 0 | 0 | 0 | 0 | 0 | 0 | 0 | 0 | 0 | 0 | 0 | 0
2016-09-20 09:00 | 0 | 0 | 0 | 0 | 393778 | 0 | 393778 | 0 | 0 | 0 | 0 | 0 | 0 | 0 | 0 | 0 | 0 | 0 | 0 | 0 | 0 | 0 | 0 | 0 | 0 | 0 | 0 | 0
2016-09-20 10:00 | 0 | 0 | 0 | 0 | 418576 | 0 | 418576 | 0 | 0 | 0 | 0 | 0 | 0 | 0 | 0 | 0 | 0 | 0 | 0 | 0 | 0 | 0 | 0 | 0 | 0 | 0 | 0 | 0
2016-09-20 11:00 | 0 | 0 | 0 | 0 | 441938 | 0 | 441938 | 0 | 0 | 0 | 0 | 0 | 0 | 0 | 0 | 0 | 0 | 0 | 0 | 0 | 0 | 0 | 0 | 0 | 0 | 0 | 0 | 0
2016-09-20 12:00 | 0 | 0 | 0 | 0 | 630911.9688 | 0 | 456999 | 0 | 0 | 0 | 0 | 0 | 0 | 0 | 0 | 0 | 173912.9688 | 0 | 0 | 0 | 0 | 0 | 0 | 0 | 0 | 0 | 0 | 173912.9688
2016-09-20 13:00 | 0 | 0 | 0 | 0 | 264658.6121 | 70930.0499 | 477501 | 0 | 0 | 0 | 0 | 32000.6308 | 0 | 0 | 0 | 0 | 0 | 0 | 0 | 0 | 0 | 0 | 32000.6308 | 0 | 0 | 0 | 0 | -173912.9688
2016-09-20 14:00 | 0 | 0 | 0 | 0 | 201062.4721 | 268691.8972 | 501755 | 0 | 0 | 0 | 0 | 0 | 0 | 0 | 0 | 0 | 0 | 0 | 0 | 0 | 0 | 0 | -32000.6308 | 0 | 0 | 0 | 0 | 0
2016-09-20 15:00 | 0 | 0 | 0 | 0 | 101507.8122 | 425992.1878 | 527500 | 0 | 0 | 0 | 0 | 0 | 0 | 0 | 0 | 0 | 0 | 0 | 0 | 0 | 0 | 0 | 0 | 0 | 0 | 0 | 0 | 0
2016-09-20 16:00 | 0 | 0 | 0 | 0 | 59205.1251 | 492728.8749 | 551934 | 0 | 0 | 0 | 0 | 0 | 0 | 0 | 0 | 0 | 0 | 0 | 0 | 0 | 0 | 0 | 0 | 0 | 0 | 0 | 0 | 0
2016-09-20 17:00 | 0 | 0 | 0 | 0 | 62349.05 | 512900.95 | 575250 | 0 | 0 | 0 | 0 | 0 | 0 | 0 | 0 | 0 | 0 | 0 | 0 | 0 | 0 | 0 | 0 | 0 | 0 | 0 | 0 | 0
2016-09-20 18:00 | 0 | 0 | 0 | 0 | 75112.0022 | 518493.9978 | 593606 | 0 | 0 | 0 | 0 | 0 | 0 | 0 | 0 | 0 | 0 | 0 | 0 | 0 | 0 | 0 | 0 | 0 | 0 | 0 | 0 | 0
2016-09-20 19:00 | 0 | 0 | 0 | 0 | 95807.0218 | 511301.9782 | 607109 | 0 | 0 | 0 | 0 | 0 | 0 | 0 | 0 | 0 | 0 | 0 | 0 | 0 | 0 | 0 | 0 | 0 | 0 | 0 | 0 | 0
2016-09-20 20:00 | 0 | 0 | 0 | 0 | 119127.5971 | 496784.4029 | 615912 | 0 | 0 | 0 | 0 | 0 | 0 | 0 | 0 | 0 | 0 | 0 | 0 | 0 | 0 | 0 | 0 | 0 | 0 | 0 | 0 | 0
2016-09-20 21:00 | 0 | 0 | 0 | 0 | 210976.0943 | 468291.1618 | 617397 | 0 | 0 | 0 | 0 | 61870.256 | 0 | 0 | 0 | 0 | 0 | 0 | 0 | 0 | 0 | 0 | 61870.256 | 0 | 0 | 0 | 0 | 0
2016-09-20 22:00 | 0 | 0 | 0 | 0 | 124939.1835 | 421416.5604 | 608226 | 0 | 0 | 0 | 0 | 0 | 0 | 0 | 0 | 0 | 0 | 0 | 0 | 0 | 0 | 0 | -61870.256 | 0 | 0 | 0 | 0 | 0
2016-09-20 23:00 | 0 | 0 | 0 | 0 | 330693.9842 | 326781.2719 | 595605 | 0 | 0 | 0 | 0 | 61870.256 | 0 | 0 | 0 | 0 | 0 | 0 | 0 | 0 | 0 | 0 | 61870.256 | 0 | 0 | 0 | 0 | 0
2016-09-21 | 0 | 0 | 0 | 0 | 359629.1514 | 162891.5926 | 584391 | 0 | 0 | 0 | 0 | 0 | 0 | 0 | 0 | 0 | 0 | 0 | 0 | 0 | 0 | 0 | -61870.256 | 0 | 0 | 0 | 0 | 0
2016-09-21 01:00 | 0 | 0 | 0 | 0 | 906299.8464 | 19352.1647 | 559930 | 0 | 0 | 0 | 0 | 61870.256 | 0 | 0 | 0 | 0 | 303851.755 | 0 | 0 | 0 | 0 | 0 | 61870.256 | 0 | 0 | 0 | 0 | 303851.755
2016-09-21 02:00 | 0 | 0 | 0 | 0 | 160458.9889 | 0 | 526181 | 0 | 0 | 0 | 0 | 0 | 0 | 0 | 0 | 0 | 0 | 0 | 0 | 0 | 0 | 0 | -61870.256 | 0 | 0 | 0 | 0 | -303851.755
2016-09-21 03:00 | 0 | 0 | 0 | 0 | 487926 | 0 | 487926 | 0 | 0 | 0 | 0 | 0 | 0 | 0 | 0 | 0 | 0 | 0 | 0 | 0 | 0 | 0 | 0 | 0 | 0 | 0 | 0 | 0
2016-09-21 04:00 | 0 | 0 | 0 | 0 | 452003 | 0 | 452003 | 0 | 0 | 0 | 0 | 0 | 0 | 0 | 0 | 0 | 0 | 0 | 0 | 0 | 0 | 0 | 0 | 0 | 0 | 0 | 0 | 0
2016-09-21 05:00 | 0 | 0 | 0 | 0 | 423398 | 0 | 423398 | 0 | 0 | 0 | 0 | 0 | 0 | 0 | 0 | 0 | 0 | 0 | 0 | 0 | 0 | 0 | 0 | 0 | 0 | 0 | 0 | 0
2016-09-21 06:00 | 0 | 0 | 0 | 0 | 402738 | 0 | 402738 | 0 | 0 | 0 | 0 | 0 | 0 | 0 | 0 | 0 | 0 | 0 | 0 | 0 | 0 | 0 | 0 | 0 | 0 | 0 | 0 | 0
2016-09-21 07:00 | 0 | 0 | 0 | 0 | 389346 | 0 | 389346 | 0 | 0 | 0 | 0 | 0 | 0 | 0 | 0 | 0 | 0 | 0 | 0 | 0 | 0 | 0 | 0 | 0 | 0 | 0 | 0 | 0
2016-09-21 08:00 | 0 | 0 | 0 | 0 | 383965 | 0 | 383965 | 0 | 0 | 0 | 0 | 0 | 0 | 0 | 0 | 0 | 0 | 0 | 0 | 0 | 0 | 0 | 0 | 0 | 0 | 0 | 0 | 0
2016-09-21 09:00 | 0 | 0 | 0 | 0 | 391881 | 0 | 391881 | 0 | 0 | 0 | 0 | 0 | 0 | 0 | 0 | 0 | 0 | 0 | 0 | 0 | 0 | 0 | 0 | 0 | 0 | 0 | 0 | 0
2016-09-21 10:00 | 0 | 0 | 0 | 0 | 416612 | 0 | 416612 | 0 | 0 | 0 | 0 | 0 | 0 | 0 | 0 | 0 | 0 | 0 | 0 | 0 | 0 | 0 | 0 | 0 | 0 | 0 | 0 | 0
2016-09-21 11:00 | 0 | 0 | 0 | 0 | 439838 | 0 | 439838 | 0 | 0 | 0 | 0 | 0 | 0 | 0 | 0 | 0 | 0 | 0 | 0 | 0 | 0 | 0 | 0 | 0 | 0 | 0 | 0 | 0
2016-09-21 12:00 | 0 | 0 | 0 | 0 | 454962 | 0 | 454962 | 0 | 0 | 0 | 0 | 0 | 0 | 0 | 0 | 0 | 0 | 0 | 0 | 0 | 0 | 0 | 0 | 0 | 0 | 0 | 0 | 0
2016-09-21 13:00 | 0 | 0 | 0 | 0 | 432101.6808 | 43129.3192 | 475231 | 0 | 0 | 0 | 0 | 0 | 0 | 0 | 0 | 0 | 0 | 0 | 0 | 0 | 0 | 0 | 0 | 0 | 0 | 0 | 0 | 0
2016-09-21 14:00 | 0 | 0 | 0 | 0 | 223223.3373 | 273988.6627 | 497212 | 0 | 0 | 0 | 0 | 0 | 0 | 0 | 0 | 0 | 0 | 0 | 0 | 0 | 0 | 0 | 0 | 0 | 0 | 0 | 0 | 0
2016-09-21 15:00 | 0 | 0 | 0 | 0 | 74470.9996 | 446831.0004 | 521302 | 0 | 0 | 0 | 0 | 0 | 0 | 0 | 0 | 0 | 0 | 0 | 0 | 0 | 0 | 0 | 0 | 0 | 0 | 0 | 0 | 0
2016-09-21 16:00 | 0 | 0 | 0 | 0 | 12708.8687 | 531884.1313 | 544593 | 0 | 0 | 0 | 0 | 0 | 0 | 0 | 0 | 0 | 0 | 0 | 0 | 0 | 0 | 0 | 0 | 0 | 0 | 0 | 0 | 0
2016-09-21 17:00 | 0 | 0 | 0 | 0 | 4187.5749 | 562181.4251 | 566369 | 0 | 0 | 0 | 0 | 0 | 0 | 0 | 0 | 0 | 0 | 0 | 0 | 0 | 0 | 0 | 0 | 0 | 0 | 0 | 0 | 0
2016-09-21 18:00 | 0 | 0 | 0 | 0 | 23376.7047 | 560869.2953 | 584246 | 0 | 0 | 0 | 0 | 0 | 0 | 0 | 0 | 0 | 0 | 0 | 0 | 0 | 0 | 0 | 0 | 0 | 0 | 0 | 0 | 0
2016-09-21 19:00 | 0 | 0 | 0 | 0 | 49931.7826 | 546897.2174 | 596829 | 0 | 0 | 0 | 0 | 0 | 0 | 0 | 0 | 0 | 0 | 0 | 0 | 0 | 0 | 0 | 0 | 0 | 0 | 0 | 0 | 0
2016-09-21 20:00 | 0 | 0 | 0 | 0 | 65240.9334 | 539581.0666 | 604822 | 0 | 0 | 0 | 0 | 0 | 0 | 0 | 0 | 0 | 0 | 0 | 0 | 0 | 0 | 0 | 0 | 0 | 0 | 0 | 0 | 0
2016-09-21 21:00 | 0 | 0 | 0 | 0 | 210382.0673 | 517869.7424 | 605721 | 0 | 0 | 0 | 0 | 61870.256 | 0 | 0 | 0 | 0 | 60660.5536 | 0 | 0 | 0 | 0 | 0 | 61870.256 | 0 | 0 | 0 | 0 | 60660.5536
2016-09-21 22:00 | 0 | 0 | 0 | 0 | 0 | 473824.1904 | 596355 | 0 | 0 | 0 | 0 | 0 | 0 | 0 | 0 | 0 | 0 | 0 | 0 | 0 | 0 | 0 | -61870.256 | 0 | 0 | 0 | 0 | -60660.5536
2016-09-21 23:00 | 0 | 0 | 0 | 0 | 271979.8755 | 374875.3806 | 584985 | 0 | 0 | 0 | 0 | 61870.256 | 0 | 0 | 0 | 0 | 0 | 0 | 0 | 0 | 0 | 0 | 61870.256 | 0 | 0 | 0 | 0 | 0
2016-09-22 | 0 | 0 | 0 | 0 | 304977.5209 | 206606.223 | 573454 | 0 | 0 | 0 | 0 | 0 | 0 | 0 | 0 | 0 | 0 | 0 | 0 | 0 | 0 | 0 | -61870.256 | 0 | 0 | 0 | 0 | 0
2016-09-22 01:00 | 0 | 0 | 0 | 0 | 897395.6024 | 16990.4087 | 548664 | 0 | 0 | 0 | 0 | 61870.256 | 0 | 0 | 0 | 0 | 303851.755 | 0 | 0 | 0 | 0 | 0 | 61870.256 | 0 | 0 | 0 | 0 | 303851.755
2016-09-22 02:00 | 0 | 0 | 0 | 0 | 150651.9889 | 0 | 516374 | 0 | 0 | 0 | 0 | 0 | 0 | 0 | 0 | 0 | 0 | 0 | 0 | 0 | 0 | 0 | -61870.256 | 0 | 0 | 0 | 0 | -303851.755
2016-09-22 03:00 | 0 | 0 | 0 | 0 | 479292 | 0 | 479292 | 0 | 0 | 0 | 0 | 0 | 0 | 0 | 0 | 0 | 0 | 0 | 0 | 0 | 0 | 0 | 0 | 0 | 0 | 0 | 0 | 0
2016-09-22 04:00 | 0 | 0 | 0 | 0 | 443302 | 0 | 443302 | 0 | 0 | 0 | 0 | 0 | 0 | 0 | 0 | 0 | 0 | 0 | 0 | 0 | 0 | 0 | 0 | 0 | 0 | 0 | 0 | 0
2016-09-22 05:00 | 0 | 0 | 0 | 0 | 415188 | 0 | 415188 | 0 | 0 | 0 | 0 | 0 | 0 | 0 | 0 | 0 | 0 | 0 | 0 | 0 | 0 | 0 | 0 | 0 | 0 | 0 | 0 | 0
2016-09-22 06:00 | 0 | 0 | 0 | 0 | 395166 | 0 | 395166 | 0 | 0 | 0 | 0 | 0 | 0 | 0 | 0 | 0 | 0 | 0 | 0 | 0 | 0 | 0 | 0 | 0 | 0 | 0 | 0 | 0
2016-09-22 07:00 | 0 | 0 | 0 | 0 | 382311 | 0 | 382311 | 0 | 0 | 0 | 0 | 0 | 0 | 0 | 0 | 0 | 0 | 0 | 0 | 0 | 0 | 0 | 0 | 0 | 0 | 0 | 0 | 0
2016-09-22 08:00 | 0 | 0 | 0 | 0 | 377551 | 0 | 377551 | 0 | 0 | 0 | 0 | 0 | 0 | 0 | 0 | 0 | 0 | 0 | 0 | 0 | 0 | 0 | 0 | 0 | 0 | 0 | 0 | 0
2016-09-22 09:00 | 0 | 0 | 0 | 0 | 385422 | 0 | 385422 | 0 | 0 | 0 | 0 | 0 | 0 | 0 | 0 | 0 | 0 | 0 | 0 | 0 | 0 | 0 | 0 | 0 | 0 | 0 | 0 | 0
2016-09-22 10:00 | 0 | 0 | 0 | 0 | 410280 | 0 | 410280 | 0 | 0 | 0 | 0 | 0 | 0 | 0 | 0 | 0 | 0 | 0 | 0 | 0 | 0 | 0 | 0 | 0 | 0 | 0 | 0 | 0
2016-09-22 11:00 | 0 | 0 | 0 | 0 | 433417 | 0 | 433417 | 0 | 0 | 0 | 0 | 0 | 0 | 0 | 0 | 0 | 0 | 0 | 0 | 0 | 0 | 0 | 0 | 0 | 0 | 0 | 0 | 0
2016-09-22 12:00 | 0 | 0 | 0 | 0 | 449577 | 0 | 449577 | 0 | 0 | 0 | 0 | 0 | 0 | 0 | 0 | 0 | 0 | 0 | 0 | 0 | 0 | 0 | 0 | 0 | 0 | 0 | 0 | 0
2016-09-22 13:00 | 0 | 0 | 0 | 0 | 404246.7867 | 65257.2133 | 469504 | 0 | 0 | 0 | 0 | 0 | 0 | 0 | 0 | 0 | 0 | 0 | 0 | 0 | 0 | 0 | 0 | 0 | 0 | 0 | 0 | 0
2016-09-22 14:00 | 0 | 0 | 0 | 0 | 140605.6119 | 352157.3881 | 492763 | 0 | 0 | 0 | 0 | 0 | 0 | 0 | 0 | 0 | 0 | 0 | 0 | 0 | 0 | 0 | 0 | 0 | 0 | 0 | 0 | 0
2016-09-22 15:00 | 0 | 0 | 0 | 0 | 0 | 569444.1333 | 517230 | 0 | 0 | 0 | 0 | 0 | 0 | 0 | 0 | 0 | 52214.1333 | 0 | 0 | 0 | 0 | 0 | 0 | 0 | 0 | 0 | 0 | 52214.1333
2016-09-22 16:00 | 0 | 0 | 0 | 0 | 0 | 628690.4571 | 540813 | 0 | 0 | 0 | 0 | 61870.256 | 0 | 0 | 0 | 0 | 78221.3343 | 0 | 0 | 0 | 0 | 0 | 61870.256 | 0 | 0 | 0 | 0 | 26007.201
2016-09-22 17:00 | 0 | 0 | 0 | 0 | 0 | 635413.1463 | 562153 | 0 | 0 | 0 | 0 | 61870.256 | 0 | 0 | 0 | 0 | 151481.4806 | 0 | 0 | 0 | 0 | 0 | 0 | 0 | 0 | 0 | 0 | 73260.1463
2016-09-22 18:00 | 0 | 0 | 0 | 0 | 0 | 629087.7869 | 578833 | 0 | 0 | 0 | 0 | 0 | 0 | 0 | 0 | 0 | 263606.5236 | 0 | 0 | 0 | 0 | 0 | -61870.256 | 0 | 0 | 0 | 0 | 112125.043
2016-09-22 19:00 | 0 | 0 | 0 | 0 | 0 | 620607.5937 | 591220 | 0 | 0 | 0 | 0 | 61870.256 | 0 | 0 | 0 | 0 | 231123.8613 | 0 | 0 | 0 | 0 | 0 | 61870.256 | 0 | 0 | 0 | 0 | -32482.6623
2016-09-22 20:00 | 0 | 0 | 0 | 0 | 0 | 619678.6501 | 599241 | 0 | 0 | 0 | 0 | 61870.256 | 0 | 0 | 0 | 0 | 251561.5114 | 0 | 0 | 0 | 0 | 0 | 0 | 0 | 0 | 0 | 0 | 20437.6501
2016-09-22 21:00 | 0 | 0 | 0 | 0 | 0 | 610962.4985 | 599315 | 0 | 0 | 0 | 0 | 61870.256 | 0 | 0 | 0 | 0 | 263209.0099 | 0 | 0 | 0 | 0 | 0 | 0 | 0 | 0 | 0 | 0 | 11647.4985
2016-09-22 22:00 | 0 | 0 | 0 | 0 | 0 | 581522.4264 | 586693 | 0 | 0 | 0 | 0 | 0 | 0 | 0 | 0 | 0 | 319908.6923 | 0 | 0 | 0 | 0 | 0 | -61870.256 | 0 | 0 | 0 | 0 | 56699.6824
2016-09-22 23:00 | 0 | 0 | 0 | 0 | 0 | 478354.0296 | 574124 | 0 | 0 | 0 | 0 | 61870.256 | 0 | 0 | 0 | 0 | 162268.4658 | 0 | 0 | 0 | 0 | 0 | 61870.256 | 0 | 0 | 0 | 0 | -157640.2264
2016-09-23 | 0 | 0 | 0 | 0 | 103057.9519 | 236278.3262 | 563475 | 0 | 0 | 0 | 0 | 0 | 0 | 0 | 0 | 0 | 0 | 0 | 0 | 0 | 0 | 0 | -61870.256 | 0 | 0 | 0 | 0 | -162268.4658
2016-09-23 01:00 | 0 | 0 | 0 | 0 | 889459.7144 | 17251.2966 | 540989 | 0 | 0 | 0 | 0 | 61870.256 | 0 | 0 | 0 | 0 | 303851.755 | 0 | 0 | 0 | 0 | 0 | 61870.256 | 0 | 0 | 0 | 0 | 303851.755
2016-09-23 02:00 | 0 | 0 | 0 | 0 | 144868.9889 | 0 | 510591 | 0 | 0 | 0 | 0 | 0 | 0 | 0 | 0 | 0 | 0 | 0 | 0 | 0 | 0 | 0 | -61870.256 | 0 | 0 | 0 | 0 | -303851.755
2016-09-23 03:00 | 0 | 0 | 0 | 0 | 474484 | 0 | 474484 | 0 | 0 | 0 | 0 | 0 | 0 | 0 | 0 | 0 | 0 | 0 | 0 | 0 | 0 | 0 | 0 | 0 | 0 | 0 | 0 | 0
2016-09-23 04:00 | 0 | 0 | 0 | 0 | 440499 | 0 | 440499 | 0 | 0 | 0 | 0 | 0 | 0 | 0 | 0 | 0 | 0 | 0 | 0 | 0 | 0 | 0 | 0 | 0 | 0 | 0 | 0 | 0
2016-09-23 05:00 | 0 | 0 | 0 | 0 | 411698 | 0 | 411698 | 0 | 0 | 0 | 0 | 0 | 0 | 0 | 0 | 0 | 0 | 0 | 0 | 0 | 0 | 0 | 0 | 0 | 0 | 0 | 0 | 0
2016-09-23 06:00 | 0 | 0 | 0 | 0 | 392249 | 0 | 392249 | 0 | 0 | 0 | 0 | 0 | 0 | 0 | 0 | 0 | 0 | 0 | 0 | 0 | 0 | 0 | 0 | 0 | 0 | 0 | 0 | 0
2016-09-23 07:00 | 0 | 0 | 0 | 0 | 380374 | 0 | 380374 | 0 | 0 | 0 | 0 | 0 | 0 | 0 | 0 | 0 | 0 | 0 | 0 | 0 | 0 | 0 | 0 | 0 | 0 | 0 | 0 | 0
2016-09-23 08:00 | 0 | 0 | 0 | 0 | 376076 | 0 | 376076 | 0 | 0 | 0 | 0 | 0 | 0 | 0 | 0 | 0 | 0 | 0 | 0 | 0 | 0 | 0 | 0 | 0 | 0 | 0 | 0 | 0
2016-09-23 09:00 | 0 | 0 | 0 | 0 | 382748 | 0 | 382748 | 0 | 0 | 0 | 0 | 0 | 0 | 0 | 0 | 0 | 0 | 0 | 0 | 0 | 0 | 0 | 0 | 0 | 0 | 0 | 0 | 0
2016-09-23 10:00 | 0 | 0 | 0 | 0 | 406169 | 0 | 406169 | 0 | 0 | 0 | 0 | 0 | 0 | 0 | 0 | 0 | 0 | 0 | 0 | 0 | 0 | 0 | 0 | 0 | 0 | 0 | 0 | 0
2016-09-23 11:00 | 0 | 0 | 0 | 0 | 429086 | 0 | 429086 | 0 | 0 | 0 | 0 | 0 | 0 | 0 | 0 | 0 | 0 | 0 | 0 | 0 | 0 | 0 | 0 | 0 | 0 | 0 | 0 | 0
2016-09-23 12:00 | 0 | 0 | 0 | 0 | 445632 | 0 | 445632 | 0 | 0 | 0 | 0 | 0 | 0 | 0 | 0 | 0 | 0 | 0 | 0 | 0 | 0 | 0 | 0 | 0 | 0 | 0 | 0 | 0
2016-09-23 13:00 | 0 | 0 | 0 | 0 | 405222.5859 | 62921.4141 | 468144 | 0 | 0 | 0 | 0 | 0 | 0 | 0 | 0 | 0 | 0 | 0 | 0 | 0 | 0 | 0 | 0 | 0 | 0 | 0 | 0 | 0
2016-09-23 14:00 | 0 | 0 | 0 | 0 | 103421.3561 | 388002.6439 | 491424 | 0 | 0 | 0 | 0 | 0 | 0 | 0 | 0 | 0 | 0 | 0 | 0 | 0 | 0 | 0 | 0 | 0 | 0 | 0 | 0 | 0
2016-09-23 15:00 | 0 | 0 | 0 | 0 | 0 | 593391.2864 | 515169 | 0 | 0 | 0 | 0 | 61870.256 | 0 | 0 | 0 | 0 | 16352.0303 | 0 | 0 | 0 | 0 | 0 | 61870.256 | 0 | 0 | 0 | 0 | 16352.0303
2016-09-23 16:00 | 0 | 0 | 0 | 0 | 0 | 670747.947 | 536671 | 0 | 0 | 0 | 0 | 61870.256 | 0 | 0 | 0 | 0 | 150428.9773 | 0 | 0 | 0 | 0 | 0 | 0 | 0 | 0 | 0 | 0 | 134076.947
2016-09-23 17:00 | 0 | 0 | 0 | 0 | 0 | 672134.9111 | 556404 | 0 | 0 | 0 | 0 | 0 | 0 | 0 | 0 | 0 | 328030.1444 | 0 | 0 | 0 | 0 | 0 | -61870.256 | 0 | 0 | 0 | 0 | 177601.1671
2016-09-23 18:00 | 0 | 0 | 0 | 0 | 0 | 662969.0824 | 571875 | 0 | 0 | 0 | 0 | 0 | 0 | 0 | 0 | 0 | 419124.2268 | 0 | 0 | 0 | 0 | 0 | 0 | 0 | 0 | 0 | 0 | 91094.0824
2016-09-23 19:00 | 0 | 0 | 0 | 0 | 0 | 656461.7286 | 582063 | 0 | 0 | 0 | 0 | 61870.256 | 0 | 0 | 0 | 0 | 431652.6993 | 0 | 0 | 0 | 0 | 0 | 61870.256 | 0 | 0 | 0 | 0 | 12528.4725
2016-09-23 20:00 | 0 | 0 | 0 | 0 | 0 | 661557.1359 | 588232 | 0 | 0 | 0 | 0 | 61870.256 | 0 | 0 | 0 | 0 | 504977.8352 | 0 | 0 | 0 | 0 | 0 | 0 | 0 | 0 | 0 | 0 | 73325.1359
2016-09-23 21:00 | 0 | 0 | 0 | 0 | 0 | 661572.6679 | 586369 | 0 | 0 | 0 | 0 | 61870.256 | 0 | 0 | 0 | 0 | 580181.5031 | 0 | 0 | 0 | 0 | 0 | 0 | 0 | 0 | 0 | 0 | 75203.6679
2016-09-23 22:00 | 0 | 0 | 0 | 0 | 0 | 626594.1168 | 572867 | 0 | 0 | 0 | 0 | 0 | 0 | 0 | 0 | 0 | 695778.876 | 0 | 0 | 0 | 0 | 0 | -61870.256 | 0 | 0 | 0 | 0 | 115597.3729
2016-09-23 23:00 | 0 | 0 | 0 | 0 | 0 | 503185.5055 | 556402 | 0 | 0 | 0 | 0 | 61870.256 | 0 | 0 | 0 | 0 | 580692.1254 | 0 | 0 | 0 | 0 | 0 | 61870.256 | 0 | 0 | 0 | 0 | -115086.7506
2016-09-24 | 0 | 0 | 0 | 0 | 0 | 248590.4843 | 541761 | 0 | 0 | 0 | 0 | 0 | 0 | 0 | 0 | 0 | 349391.8657 | 0 | 0 | 0 | 0 | 0 | -61870.256 | 0 | 0 | 0 | 0 | -231300.2597
2016-09-24 01:00 | 0 | 0 | 0 | 0 | 873064.1021 | 13147.909 | 520490 | 0 | 0 | 0 | 0 | 61870.256 | 0 | 0 | 0 | 0 | 653243.6207 | 0 | 0 | 0 | 0 | 0 | 61870.256 | 0 | 0 | 0 | 0 | 303851.755
2016-09-24 02:00 | 0 | 0 | 0 | 0 | 130143.9889 | 0 | 495866 | 0 | 0 | 0 | 0 | 0 | 0 | 0 | 0 | 0 | 349391.8657 | 0 | 0 | 0 | 0 | 0 | -61870.256 | 0 | 0 | 0 | 0 | -303851.755
2016-09-24 03:00 | 0 | 0 | 0 | 0 | 161751.245 | 0 | 465603 | 0 | 0 | 0 | 0 | 0 | 0 | 0 | 0 | 0 | 45540.1107 | 0 | 0 | 0 | 0 | 0 | 0 | 0 | 0 | 0 | 0 | -303851.755
2016-09-24 04:00 | 0 | 0 | 0 | 0 | 390296.8893 | 0 | 435837 | 0 | 0 | 0 | 0 | 0 | 0 | 0 | 0 | 0 | 0 | 0 | 0 | 0 | 0 | 0 | 0 | 0 | 0 | 0 | 0 | -45540.1107
2016-09-24 05:00 | 0 | 0 | 0 | 0 | 410777 | 0 | 410777 | 0 | 0 | 0 | 0 | 0 | 0 | 0 | 0 | 0 | 0 | 0 | 0 | 0 | 0 | 0 | 0 | 0 | 0 | 0 | 0 | 0
2016-09-24 06:00 | 0 | 0 | 0 | 0 | 390880 | 0 | 390880 | 0 | 0 | 0 | 0 | 0 | 0 | 0 | 0 | 0 | 0 | 0 | 0 | 0 | 0 | 0 | 0 | 0 | 0 | 0 | 0 | 0
2016-09-24 07:00 | 0 | 0 | 0 | 0 | 376962 | 0 | 376962 | 0 | 0 | 0 | 0 | 0 | 0 | 0 | 0 | 0 | 0 | 0 | 0 | 0 | 0 | 0 | 0 | 0 | 0 | 0 | 0 | 0
2016-09-24 08:00 | 0 | 0 | 0 | 0 | 368954 | 0 | 368954 | 0 | 0 | 0 | 0 | 0 | 0 | 0 | 0 | 0 | 0 | 0 | 0 | 0 | 0 | 0 | 0 | 0 | 0 | 0 | 0 | 0
2016-09-24 09:00 | 0 | 0 | 0 | 0 | 367250 | 0 | 367250 | 0 | 0 | 0 | 0 | 0 | 0 | 0 | 0 | 0 | 0 | 0 | 0 | 0 | 0 | 0 | 0 | 0 | 0 | 0 | 0 | 0
2016-09-24 10:00 | 0 | 0 | 0 | 0 | 372473 | 0 | 372473 | 0 | 0 | 0 | 0 | 0 | 0 | 0 | 0 | 0 | 0 | 0 | 0 | 0 | 0 | 0 | 0 | 0 | 0 | 0 | 0 | 0
2016-09-24 11:00 | 0 | 0 | 0 | 0 | 380737 | 0 | 380737 | 0 | 0 | 0 | 0 | 0 | 0 | 0 | 0 | 0 | 0 | 0 | 0 | 0 | 0 | 0 | 0 | 0 | 0 | 0 | 0 | 0
2016-09-24 12:00 | 0 | 0 | 0 | 0 | 396108 | 0 | 396108 | 0 | 0 | 0 | 0 | 0 | 0 | 0 | 0 | 0 | 0 | 0 | 0 | 0 | 0 | 0 | 0 | 0 | 0 | 0 | 0 | 0
2016-09-24 13:00 | 0 | 0 | 0 | 0 | 375605.136 | 43706.864 | 419312 | 0 | 0 | 0 | 0 | 0 | 0 | 0 | 0 | 0 | 0 | 0 | 0 | 0 | 0 | 0 | 0 | 0 | 0 | 0 | 0 | 0
2016-09-24 14:00 | 0 | 0 | 0 | 0 | 70079.6667 | 375005.3333 | 445085 | 0 | 0 | 0 | 0 | 0 | 0 | 0 | 0 | 0 | 0 | 0 | 0 | 0 | 0 | 0 | 0 | 0 | 0 | 0 | 0 | 0
2016-09-24 15:00 | 0 | 0 | 0 | 0 | 0 | 624108.7135 | 469931 | 0 | 0 | 0 | 0 | 0 | 0 | 0 | 0 | 0 | 154177.7135 | 0 | 0 | 0 | 0 | 0 | 0 | 0 | 0 | 0 | 0 | 154177.7135
2016-09-24 16:00 | 0 | 0 | 0 | 0 | 0 | 675331.6901 | 490873 | 0 | 0 | 0 | 0 | 0 | 0 | 0 | 0 | 0 | 338636.4037 | 0 | 0 | 0 | 0 | 0 | 0 | 0 | 0 | 0 | 0 | 184458.6901
2016-09-24 17:00 | 0 | 0 | 0 | 0 | 0 | 674490.6491 | 506967 | 0 | 0 | 0 | 0 | 0 | 0 | 0 | 0 | 0 | 506160.0528 | 0 | 0 | 0 | 0 | 0 | 0 | 0 | 0 | 0 | 0 | 167523.6491
2016-09-24 18:00 | 0 | 0 | 0 | 0 | 0 | 661413.8782 | 518027 | 0 | 0 | 0 | 0 | 61870.256 | 0 | 0 | 0 | 0 | 587676.675 | 0 | 0 | 0 | 0 | 0 | 61870.256 | 0 | 0 | 0 | 0 | 81516.6222
2016-09-24 19:00 | 0 | 0 | 0 | 0 | 0 | 652343.1419 | 526151 | 0 | 0 | 0 | 0 | 61870.256 | 0 | 0 | 0 | 0 | 713868.8168 | 0 | 0 | 0 | 0 | 0 | 0 | 0 | 0 | 0 | 0 | 126192.1419
2016-09-24 20:00 | 0 | 0 | 0 | 0 | 0 | 654433.345 | 531570 | 0 | 0 | 0 | 0 | 61870.256 | 0 | 0 | 0 | 0 | 836732.1618 | 0 | 0 | 0 | 0 | 0 | 0 | 0 | 0 | 0 | 0 | 122863.345
2016-09-24 21:00 | 0 | 0 | 0 | 0 | 0 | 649986.7998 | 531513 | 0 | 0 | 0 | 0 | 0 | 0 | 0 | 0 | 0 | 1017076.2177 | 0 | 0 | 0 | 0 | 0 | -61870.256 | 0 | 0 | 0 | 0 | 180344.0558
2016-09-24 22:00 | 0 | 0 | 0 | 0 | 0 | 626989.0695 | 524247 | 0 | 0 | 0 | 0 | 0 | 0 | 0 | 0 | 0 | 1119818.2872 | 0 | 0 | 0 | 0 | 0 | 0 | 0 | 0 | 0 | 0 | 102742.0695
2016-09-24 23:00 | 0 | 0 | 0 | 0 | 0 | 533983.3637 | 514988 | 0 | 0 | 0 | 0 | 61870.256 | 0 | 0 | 0 | 0 | 1076943.3948 | 0 | 0 | 0 | 0 | 0 | 61870.256 | 0 | 0 | 0 | 0 | -42874.8924
2016-09-25 | 0 | 0 | 0 | 0 | 0 | 269124.9289 | 507029 | 0 | 0 | 0 | 0 | 61870.256 | 0 | 0 | 0 | 0 | 839039.3236 | 0 | 0 | 0 | 0 | 0 | 0 | 0 | 0 | 0 | 0 | -237904.0711
2016-09-25 01:00 | 0 | 0 | 0 | 0 | 540774.2969 | 19991.6445 | 488250 | 0 | 0 | 0 | 0 | 61870.256 | 0 | 0 | 0 | 0 | 911555.2651 | 0 | 0 | 0 | 0 | 0 | 0 | 0 | 0 | 0 | 0 | 72515.9414
2016-09-25 02:00 | 0 | 0 | 0 | 0 | 99534.9889 | 0 | 465257 | 0 | 0 | 0 | 0 | 0 | 0 | 0 | 0 | 0 | 607703.5101 | 0 | 0 | 0 | 0 | 0 | -61870.256 | 0 | 0 | 0 | 0 | -303851.755
2016-09-25 03:00 | 0 | 0 | 0 | 0 | 134548.245 | 0 | 438400 | 0 | 0 | 0 | 0 | 0 | 0 | 0 | 0 | 0 | 303851.755 | 0 | 0 | 0 | 0 | 0 | 0 | 0 | 0 | 0 | 0 | -303851.755
2016-09-25 04:00 | 0 | 0 | 0 | 0 | 108919.245 | 0 | 412771 | 0 | 0 | 0 | 0 | 0 | 0 | 0 | 0 | 0 | 0 | 0 | 0 | 0 | 0 | 0 | 0 | 0 | 0 | 0 | 0 | -303851.755
2016-09-25 05:00 | 0 | 0 | 0 | 0 | 389711 | 0 | 389711 | 0 | 0 | 0 | 0 | 0 | 0 | 0 | 0 | 0 | 0 | 0 | 0 | 0 | 0 | 0 | 0 | 0 | 0 | 0 | 0 | 0
2016-09-25 06:00 | 0 | 0 | 0 | 0 | 371879 | 0 | 371879 | 0 | 0 | 0 | 0 | 0 | 0 | 0 | 0 | 0 | 0 | 0 | 0 | 0 | 0 | 0 | 0 | 0 | 0 | 0 | 0 | 0
2016-09-25 07:00 | 0 | 0 | 0 | 0 | 359076 | 0 | 359076 | 0 | 0 | 0 | 0 | 0 | 0 | 0 | 0 | 0 | 0 | 0 | 0 | 0 | 0 | 0 | 0 | 0 | 0 | 0 | 0 | 0
2016-09-25 08:00 | 0 | 0 | 0 | 0 | 351230 | 0 | 351230 | 0 | 0 | 0 | 0 | 0 | 0 | 0 | 0 | 0 | 0 | 0 | 0 | 0 | 0 | 0 | 0 | 0 | 0 | 0 | 0 | 0
2016-09-25 09:00 | 0 | 0 | 0 | 0 | 347942 | 0 | 347942 | 0 | 0 | 0 | 0 | 0 | 0 | 0 | 0 | 0 | 0 | 0 | 0 | 0 | 0 | 0 | 0 | 0 | 0 | 0 | 0 | 0
2016-09-25 10:00 | 0 | 0 | 0 | 0 | 349504 | 0 | 349504 | 0 | 0 | 0 | 0 | 0 | 0 | 0 | 0 | 0 | 0 | 0 | 0 | 0 | 0 | 0 | 0 | 0 | 0 | 0 | 0 | 0
2016-09-25 11:00 | 0 | 0 | 0 | 0 | 355102 | 0 | 355102 | 0 | 0 | 0 | 0 | 0 | 0 | 0 | 0 | 0 | 0 | 0 | 0 | 0 | 0 | 0 | 0 | 0 | 0 | 0 | 0 | 0
2016-09-25 12:00 | 0 | 0 | 0 | 0 | 367703 | 0 | 367703 | 0 | 0 | 0 | 0 | 0 | 0 | 0 | 0 | 0 | 0 | 0 | 0 | 0 | 0 | 0 | 0 | 0 | 0 | 0 | 0 | 0
2016-09-25 13:00 | 0 | 0 | 0 | 0 | 352334.4484 | 37294.5516 | 389629 | 0 | 0 | 0 | 0 | 0 | 0 | 0 | 0 | 0 | 0 | 0 | 0 | 0 | 0 | 0 | 0 | 0 | 0 | 0 | 0 | 0
2016-09-25 14:00 | 0 | 0 | 0 | 0 | 36538.4561 | 374496.5439 | 411035 | 0 | 0 | 0 | 0 | 0 | 0 | 0 | 0 | 0 | 0 | 0 | 0 | 0 | 0 | 0 | 0 | 0 | 0 | 0 | 0 | 0
2016-09-25 15:00 | 0 | 0 | 0 | 0 | 0 | 638837.5495 | 433297 | 0 | 0 | 0 | 0 | 61870.256 | 0 | 0 | 0 | 0 | 143670.2935 | 0 | 0 | 0 | 0 | 0 | 61870.256 | 0 | 0 | 0 | 0 | 143670.2935
2016-09-25 16:00 | 0 | 0 | 0 | 0 | 0 | 669156.0876 | 455494 | 0 | 0 | 0 | 0 | 0 | 0 | 0 | 0 | 0 | 419202.6371 | 0 | 0 | 0 | 0 | 0 | -61870.256 | 0 | 0 | 0 | 0 | 275532.3436
2016-09-25 17:00 | 0 | 0 | 0 | 0 | 0 | 661111.2241 | 474452 | 0 | 0 | 0 | 0 | 61870.256 | 0 | 0 | 0 | 0 | 543991.6052 | 0 | 0 | 0 | 0 | 0 | 61870.256 | 0 | 0 | 0 | 0 | 124788.9681
2016-09-25 18:00 | 0 | 0 | 0 | 0 | 0 | 647132.1539 | 489324 | 0 | 0 | 0 | 0 | 61870.256 | 0 | 0 | 0 | 0 | 701799.7591 | 0 | 0 | 0 | 0 | 0 | 0 | 0 | 0 | 0 | 0 | 157808.1539
2016-09-25 19:00 | 0 | 0 | 0 | 0 | 0 | 632086.6984 | 499479 | 0 | 0 | 0 | 0 | 61870.256 | 0 | 0 | 0 | 0 | 834407.4575 | 0 | 0 | 0 | 0 | 0 | 0 | 0 | 0 | 0 | 0 | 132607.6984
2016-09-25 20:00 | 0 | 0 | 0 | 0 | 0 | 629006.6327 | 506893 | 0 | 0 | 0 | 0 | 61870.256 | 0 | 0 | 0 | 0 | 956521.0902 | 0 | 0 | 0 | 0 | 0 | 0 | 0 | 0 | 0 | 0 | 122113.6327
2016-09-25 21:00 | 0 | 0 | 0 | 0 | 0 | 619004.7429 | 512205 | 0 | 0 | 0 | 0 | 0 | 0 | 0 | 0 | 0 | 1125191.0891 | 0 | 0 | 0 | 0 | 0 | -61870.256 | 0 | 0 | 0 | 0 | 168669.9989
2016-09-25 22:00 | 0 | 0 | 0 | 0 | 0 | 589829.103 | 510048 | 0 | 0 | 0 | 0 | 61870.256 | 0 | 0 | 0 | 0 | 1143101.9361 | 0 | 0 | 0 | 0 | 0 | 61870.256 | 0 | 0 | 0 | 0 | 17910.847
2016-09-25 23:00 | 0 | 0 | 0 | 0 | 0 | 475567.0075 | 508980 | 0 | 0 | 0 | 0 | 0 | 0 | 0 | 0 | 0 | 1171559.1996 | 0 | 0 | 0 | 0 | 0 | -61870.256 | 0 | 0 | 0 | 0 | 28457.2635
2016-09-26 | 0 | 0 | 0 | 0 | 0 | 247691.2491 | 507252 | 0 | 0 | 0 | 0 | 443.1836 | 0 | 0 | 0 | 0 | 911555.2651 | 0 | 0 | 0 | 0 | 0 | 443.1836 | 0 | 0 | 0 | 0 | -260003.9345
2016-09-26 01:00 | 0 | 0 | 0 | 0 | 236195.9747 | 10258.3428 | 488879 | 0 | 0 | 0 | 0 | 61870.256 | 0 | 0 | 0 | 0 | 607703.5101 | 0 | 0 | 0 | 0 | 0 | 61427.0725 | 0 | 0 | 0 | 0 | -303851.755
2016-09-26 02:00 | 0 | 0 | 0 | 0 | 97815.9889 | 0 | 463538 | 0 | 0 | 0 | 0 | 0 | 0 | 0 | 0 | 0 | 303851.755 | 0 | 0 | 0 | 0 | 0 | -61870.256 | 0 | 0 | 0 | 0 | -303851.755
2016-09-26 03:00 | 0 | 0 | 0 | 0 | 128882.245 | 0 | 432734 | 0 | 0 | 0 | 0 | 0 | 0 | 0 | 0 | 0 | 0 | 0 | 0 | 0 | 0 | 0 | 0 | 0 | 0 | 0 | 0 | -303851.755
2016-09-26 04:00 | 0 | 0 | 0 | 0 | 404904 | 0 | 404904 | 0 | 0 | 0 | 0 | 0 | 0 | 0 | 0 | 0 | 0 | 0 | 0 | 0 | 0 | 0 | 0 | 0 | 0 | 0 | 0 | 0
2016-09-26 05:00 | 0 | 0 | 0 | 0 | 381928 | 0 | 381928 | 0 | 0 | 0 | 0 | 0 | 0 | 0 | 0 | 0 | 0 | 0 | 0 | 0 | 0 | 0 | 0 | 0 | 0 | 0 | 0 | 0
2016-09-26 06:00 | 0 | 0 | 0 | 0 | 365113 | 0 | 365113 | 0 | 0 | 0 | 0 | 0 | 0 | 0 | 0 | 0 | 0 | 0 | 0 | 0 | 0 | 0 | 0 | 0 | 0 | 0 | 0 | 0
2016-09-26 07:00 | 0 | 0 | 0 | 0 | 355928 | 0 | 355928 | 0 | 0 | 0 | 0 | 0 | 0 | 0 | 0 | 0 | 0 | 0 | 0 | 0 | 0 | 0 | 0 | 0 | 0 | 0 | 0 | 0
2016-09-26 08:00 | 0 | 0 | 0 | 0 | 354275 | 0 | 354275 | 0 | 0 | 0 | 0 | 0 | 0 | 0 | 0 | 0 | 0 | 0 | 0 | 0 | 0 | 0 | 0 | 0 | 0 | 0 | 0 | 0
2016-09-26 09:00 | 0 | 0 | 0 | 0 | 364282 | 0 | 364282 | 0 | 0 | 0 | 0 | 0 | 0 | 0 | 0 | 0 | 0 | 0 | 0 | 0 | 0 | 0 | 0 | 0 | 0 | 0 | 0 | 0
2016-09-26 10:00 | 0 | 0 | 0 | 0 | 388057 | 0 | 388057 | 0 | 0 | 0 | 0 | 0 | 0 | 0 | 0 | 0 | 0 | 0 | 0 | 0 | 0 | 0 | 0 | 0 | 0 | 0 | 0 | 0
2016-09-26 11:00 | 0 | 0 | 0 | 0 | 412470 | 0 | 412470 | 0 | 0 | 0 | 0 | 0 | 0 | 0 | 0 | 0 | 0 | 0 | 0 | 0 | 0 | 0 | 0 | 0 | 0 | 0 | 0 | 0
2016-09-26 12:00 | 0 | 0 | 0 | 0 | 427194 | 0 | 427194 | 0 | 0 | 0 | 0 | 0 | 0 | 0 | 0 | 0 | 0 | 0 | 0 | 0 | 0 | 0 | 0 | 0 | 0 | 0 | 0 | 0
2016-09-26 13:00 | 0 | 0 | 0 | 0 | 403858.1061 | 37939.8939 | 441798 | 0 | 0 | 0 | 0 | 0 | 0 | 0 | 0 | 0 | 0 | 0 | 0 | 0 | 0 | 0 | 0 | 0 | 0 | 0 | 0 | 0
2016-09-26 14:00 | 0 | 0 | 0 | 0 | 123223.5683 | 334488.4317 | 457712 | 0 | 0 | 0 | 0 | 0 | 0 | 0 | 0 | 0 | 0 | 0 | 0 | 0 | 0 | 0 | 0 | 0 | 0 | 0 | 0 | 0
2016-09-26 15:00 | 0 | 0 | 0 | 0 | 0 | 587095.1187 | 473022 | 0 | 0 | 0 | 0 | 0 | 0 | 0 | 0 | 0 | 114073.1187 | 0 | 0 | 0 | 0 | 0 | 0 | 0 | 0 | 0 | 0 | 114073.1187
2016-09-26 16:00 | 0 | 0 | 0 | 0 | 0 | 630190.0479 | 486534 | 0 | 0 | 0 | 0 | 0 | 0 | 0 | 0 | 0 | 257729.1666 | 0 | 0 | 0 | 0 | 0 | 0 | 0 | 0 | 0 | 0 | 143656.0479
2016-09-26 17:00 | 0 | 0 | 0 | 0 | 0 | 630686.8624 | 498321 | 0 | 0 | 0 | 0 | 0 | 0 | 0 | 0 | 0 | 390095.029 | 0 | 0 | 0 | 0 | 0 | 0 | 0 | 0 | 0 | 0 | 132365.8624
2016-09-26 18:00 | 0 | 0 | 0 | 0 | 0 | 619429.5469 | 506525 | 0 | 0 | 0 | 0 | 0 | 0 | 0 | 0 | 0 | 502999.5759 | 0 | 0 | 0 | 0 | 0 | 0 | 0 | 0 | 0 | 0 | 112904.5469
2016-09-26 19:00 | 0 | 0 | 0 | 0 | 0 | 605971.3702 | 511847 | 0 | 0 | 0 | 0 | 61870.256 | 0 | 0 | 0 | 0 | 535253.69 | 0 | 0 | 0 | 0 | 0 | 61870.256 | 0 | 0 | 0 | 0 | 32254.1141
2016-09-26 20:00 | 0 | 0 | 0 | 0 | 0 | 601050.7676 | 516288 | 0 | 0 | 0 | 0 | 61870.256 | 0 | 0 | 0 | 0 | 620016.4577 | 0 | 0 | 0 | 0 | 0 | 0 | 0 | 0 | 0 | 0 | 84762.7676
2016-09-26 21:00 | 0 | 0 | 0 | 0 | 0 | 589367.6547 | 516610 | 0 | 0 | 0 | 0 | 61870.256 | 0 | 0 | 0 | 0 | 692774.1123 | 0 | 0 | 0 | 0 | 0 | 0 | 0 | 0 | 0 | 0 | 72757.6547
2016-09-26 22:00 | 0 | 0 | 0 | 0 | 0 | 560991.9574 | 513497 | 0 | 0 | 0 | 0 | 0 | 0 | 0 | 0 | 0 | 802139.3257 | 0 | 0 | 0 | 0 | 0 | -61870.256 | 0 | 0 | 0 | 0 | 109365.2134
2016-09-26 23:00 | 0 | 0 | 0 | 0 | 0 | 454272.6962 | 512918 | 0 | 0 | 0 | 0 | 0 | 0 | 0 | 0 | 0 | 743494.022 | 0 | 0 | 0 | 0 | 0 | 0 | 0 | 0 | 0 | 0 | -58645.3038
2016-09-27 | 0 | 0 | 0 | 0 | 523443.0117 | 216683.4875 | 510195 | 0 | 0 | 0 | 0 | 61870.256 | 0 | 0 | 0 | 0 | 911555.2651 | 0 | 0 | 0 | 0 | 0 | 61870.256 | 0 | 0 | 0 | 0 | 168061.2431
2016-09-27 01:00 | 0 | 0 | 0 | 0 | 173909.1192 | 11120.1258 | 488881 | 0 | 0 | 0 | 0 | 61870.256 | 0 | 0 | 0 | 0 | 607703.5101 | 0 | 0 | 0 | 0 | 0 | 0 | 0 | 0 | 0 | 0 | -303851.755
2016-09-27 02:00 | 0 | 0 | 0 | 0 | 97195.9889 | 0 | 462918 | 0 | 0 | 0 | 0 | 0 | 0 | 0 | 0 | 0 | 303851.755 | 0 | 0 | 0 | 0 | 0 | -61870.256 | 0 | 0 | 0 | 0 | -303851.755
2016-09-27 03:00 | 0 | 0 | 0 | 0 | 129986.245 | 0 | 433838 | 0 | 0 | 0 | 0 | 0 | 0 | 0 | 0 | 0 | 0 | 0 | 0 | 0 | 0 | 0 | 0 | 0 | 0 | 0 | 0 | -303851.755
2016-09-27 04:00 | 0 | 0 | 0 | 0 | 403286 | 0 | 403286 | 0 | 0 | 0 | 0 | 0 | 0 | 0 | 0 | 0 | 0 | 0 | 0 | 0 | 0 | 0 | 0 | 0 | 0 | 0 | 0 | 0
2016-09-27 05:00 | 0 | 0 | 0 | 0 | 380547 | 0 | 380547 | 0 | 0 | 0 | 0 | 0 | 0 | 0 | 0 | 0 | 0 | 0 | 0 | 0 | 0 | 0 | 0 | 0 | 0 | 0 | 0 | 0
2016-09-27 06:00 | 0 | 0 | 0 | 0 | 364245 | 0 | 364245 | 0 | 0 | 0 | 0 | 0 | 0 | 0 | 0 | 0 | 0 | 0 | 0 | 0 | 0 | 0 | 0 | 0 | 0 | 0 | 0 | 0
2016-09-27 07:00 | 0 | 0 | 0 | 0 | 354187 | 0 | 354187 | 0 | 0 | 0 | 0 | 0 | 0 | 0 | 0 | 0 | 0 | 0 | 0 | 0 | 0 | 0 | 0 | 0 | 0 | 0 | 0 | 0
2016-09-27 08:00 | 0 | 0 | 0 | 0 | 351614 | 0 | 351614 | 0 | 0 | 0 | 0 | 0 | 0 | 0 | 0 | 0 | 0 | 0 | 0 | 0 | 0 | 0 | 0 | 0 | 0 | 0 | 0 | 0
2016-09-27 09:00 | 0 | 0 | 0 | 0 | 360380 | 0 | 360380 | 0 | 0 | 0 | 0 | 0 | 0 | 0 | 0 | 0 | 0 | 0 | 0 | 0 | 0 | 0 | 0 | 0 | 0 | 0 | 0 | 0
2016-09-27 10:00 | 0 | 0 | 0 | 0 | 384379 | 0 | 384379 | 0 | 0 | 0 | 0 | 0 | 0 | 0 | 0 | 0 | 0 | 0 | 0 | 0 | 0 | 0 | 0 | 0 | 0 | 0 | 0 | 0
2016-09-27 11:00 | 0 | 0 | 0 | 0 | 408124 | 0 | 408124 | 0 | 0 | 0 | 0 | 0 | 0 | 0 | 0 | 0 | 0 | 0 | 0 | 0 | 0 | 0 | 0 | 0 | 0 | 0 | 0 | 0
2016-09-27 12:00 | 0 | 0 | 0 | 0 | 421531 | 0 | 421531 | 0 | 0 | 0 | 0 | 0 | 0 | 0 | 0 | 0 | 0 | 0 | 0 | 0 | 0 | 0 | 0 | 0 | 0 | 0 | 0 | 0
2016-09-27 13:00 | 0 | 0 | 0 | 0 | 399255.2399 | 36838.7601 | 436094 | 0 | 0 | 0 | 0 | 0 | 0 | 0 | 0 | 0 | 0 | 0 | 0 | 0 | 0 | 0 | 0 | 0 | 0 | 0 | 0 | 0
2016-09-27 14:00 | 0 | 0 | 0 | 0 | 80529.1116 | 369441.8884 | 449971 | 0 | 0 | 0 | 0 | 0 | 0 | 0 | 0 | 0 | 0 | 0 | 0 | 0 | 0 | 0 | 0 | 0 | 0 | 0 | 0 | 0
2016-09-27 15:00 | 0 | 0 | 0 | 0 | 0 | 625281.1946 | 464478 | 0 | 0 | 0 | 0 | 61870.256 | 0 | 0 | 0 | 0 | 98932.9386 | 0 | 0 | 0 | 0 | 0 | 61870.256 | 0 | 0 | 0 | 0 | 98932.9386
2016-09-27 16:00 | 0 | 0 | 0 | 0 | 0 | 670315.1172 | 478113 | 0 | 0 | 0 | 0 | 0 | 0 | 0 | 0 | 0 | 353005.3119 | 0 | 0 | 0 | 0 | 0 | -61870.256 | 0 | 0 | 0 | 0 | 254072.3733
2016-09-27 17:00 | 0 | 0 | 0 | 0 | 0 | 665901.863 | 490862 | 0 | 0 | 0 | 0 | 61870.256 | 0 | 0 | 0 | 0 | 466174.9189 | 0 | 0 | 0 | 0 | 0 | 61870.256 | 0 | 0 | 0 | 0 | 113169.607
2016-09-27 18:00 | 0 | 0 | 0 | 0 | 0 | 651736.0014 | 502725 | 0 | 0 | 0 | 0 | 61870.256 | 0 | 0 | 0 | 0 | 615185.9203 | 0 | 0 | 0 | 0 | 0 | 0 | 0 | 0 | 0 | 0 | 149011.0014
2016-09-27 19:00 | 0 | 0 | 0 | 0 | 0 | 639998.5916 | 511919 | 0 | 0 | 0 | 0 | 61870.256 | 0 | 0 | 0 | 0 | 743265.5118 | 0 | 0 | 0 | 0 | 0 | 0 | 0 | 0 | 0 | 0 | 128079.5916
2016-09-27 20:00 | 0 | 0 | 0 | 0 | 0 | 638820.0289 | 518483 | 0 | 0 | 0 | 0 | 61870.256 | 0 | 0 | 0 | 0 | 863602.5407 | 0 | 0 | 0 | 0 | 0 | 0 | 0 | 0 | 0 | 0 | 120337.0289
2016-09-27 21:00 | 0 | 0 | 0 | 0 | 0 | 632778.5557 | 520523 | 0 | 0 | 0 | 0 | 0 | 0 | 0 | 0 | 0 | 1037728.3524 | 0 | 0 | 0 | 0 | 0 | -61870.256 | 0 | 0 | 0 | 0 | 174125.8117
2016-09-27 22:00 | 0 | 0 | 0 | 0 | 0 | 598335.5349 | 516150 | 0 | 0 | 0 | 0 | 61870.256 | 0 | 0 | 0 | 0 | 1058043.6313 | 0 | 0 | 0 | 0 | 0 | 61870.256 | 0 | 0 | 0 | 0 | 20315.2789
2016-09-27 23:00 | 0 | 0 | 0 | 0 | 0 | 478925.531 | 514287 | 0 | 0 | 0 | 0 | 0 | 0 | 0 | 0 | 0 | 1084552.4183 | 0 | 0 | 0 | 0 | 0 | -61870.256 | 0 | 0 | 0 | 0 | 26508.787
2016-09-28 | 0 | 0 | 0 | 0 | 0 | 210657.1979 | 509353 | 0 | 0 | 0 | 0 | 5155.9529 | 0 | 0 | 0 | 0 | 780700.6633 | 0 | 0 | 0 | 0 | 0 | 5155.9529 | 0 | 0 | 0 | 0 | -303851.755
2016-09-28 01:00 | 0 | 0 | 0 | 0 | 642745.4005 | 8816.0373 | 490346 | 0 | 0 | 0 | 0 | 61870.256 | 0 | 0 | 0 | 0 | 885201.7979 | 0 | 0 | 0 | 0 | 0 | 56714.3032 | 0 | 0 | 0 | 0 | 104501.1347
2016-09-28 02:00 | 0 | 0 | 0 | 0 | 97137.9889 | 0 | 462860 | 0 | 0 | 0 | 0 | 0 | 0 | 0 | 0 | 0 | 581350.0429 | 0 | 0 | 0 | 0 | 0 | -61870.256 | 0 | 0 | 0 | 0 | -303851.755
2016-09-28 03:00 | 0 | 0 | 0 | 0 | 126010.245 | 0 | 429862 | 0 | 0 | 0 | 0 | 0 | 0 | 0 | 0 | 0 | 277498.2879 | 0 | 0 | 0 | 0 | 0 | 0 | 0 | 0 | 0 | 0 | -303851.755
2016-09-28 04:00 | 0 | 0 | 0 | 0 | 122708.7121 | 0 | 400207 | 0 | 0 | 0 | 0 | 0 | 0 | 0 | 0 | 0 | 0 | 0 | 0 | 0 | 0 | 0 | 0 | 0 | 0 | 0 | 0 | -277498.2879
2016-09-28 05:00 | 0 | 0 | 0 | 0 | 377301 | 0 | 377301 | 0 | 0 | 0 | 0 | 0 | 0 | 0 | 0 | 0 | 0 | 0 | 0 | 0 | 0 | 0 | 0 | 0 | 0 | 0 | 0 | 0
2016-09-28 06:00 | 0 | 0 | 0 | 0 | 361628 | 0 | 361628 | 0 | 0 | 0 | 0 | 0 | 0 | 0 | 0 | 0 | 0 | 0 | 0 | 0 | 0 | 0 | 0 | 0 | 0 | 0 | 0 | 0
2016-09-28 07:00 | 0 | 0 | 0 | 0 | 351135 | 0 | 351135 | 0 | 0 | 0 | 0 | 0 | 0 | 0 | 0 | 0 | 0 | 0 | 0 | 0 | 0 | 0 | 0 | 0 | 0 | 0 | 0 | 0
2016-09-28 08:00 | 0 | 0 | 0 | 0 | 348448 | 0 | 348448 | 0 | 0 | 0 | 0 | 0 | 0 | 0 | 0 | 0 | 0 | 0 | 0 | 0 | 0 | 0 | 0 | 0 | 0 | 0 | 0 | 0
2016-09-28 09:00 | 0 | 0 | 0 | 0 | 357233 | 0 | 357233 | 0 | 0 | 0 | 0 | 0 | 0 | 0 | 0 | 0 | 0 | 0 | 0 | 0 | 0 | 0 | 0 | 0 | 0 | 0 | 0 | 0
2016-09-28 10:00 | 0 | 0 | 0 | 0 | 380412 | 0 | 380412 | 0 | 0 | 0 | 0 | 0 | 0 | 0 | 0 | 0 | 0 | 0 | 0 | 0 | 0 | 0 | 0 | 0 | 0 | 0 | 0 | 0
2016-09-28 11:00 | 0 | 0 | 0 | 0 | 404373 | 0 | 404373 | 0 | 0 | 0 | 0 | 0 | 0 | 0 | 0 | 0 | 0 | 0 | 0 | 0 | 0 | 0 | 0 | 0 | 0 | 0 | 0 | 0
2016-09-28 12:00 | 0 | 0 | 0 | 0 | 479095.256 | 0 | 417225 | 0 | 0 | 0 | 0 | 61870.256 | 0 | 0 | 0 | 0 | 0 | 0 | 0 | 0 | 0 | 0 | 61870.256 | 0 | 0 | 0 | 0 | 0
2016-09-28 13:00 | 0 | 0 | 0 | 0 | 328960.8138 | 42420.9301 | 433252 | 0 | 0 | 0 | 0 | 0 | 0 | 0 | 0 | 0 | 0 | 0 | 0 | 0 | 0 | 0 | -61870.256 | 0 | 0 | 0 | 0 | 0
2016-09-28 14:00 | 0 | 0 | 0 | 0 | 89997.3422 | 358708.6578 | 448706 | 0 | 0 | 0 | 0 | 0 | 0 | 0 | 0 | 0 | 0 | 0 | 0 | 0 | 0 | 0 | 0 | 0 | 0 | 0 | 0 | 0
2016-09-28 15:00 | 0 | 0 | 0 | 0 | 0 | 602037.81 | 463538 | 0 | 0 | 0 | 0 | 61870.256 | 0 | 0 | 0 | 0 | 76629.554 | 0 | 0 | 0 | 0 | 0 | 61870.256 | 0 | 0 | 0 | 0 | 76629.554
2016-09-28 16:00 | 0 | 0 | 0 | 0 | 0 | 654113.3731 | 478083 | 0 | 0 | 0 | 0 | 61870.256 | 0 | 0 | 0 | 0 | 252659.9271 | 0 | 0 | 0 | 0 | 0 | 0 | 0 | 0 | 0 | 0 | 176030.3731
2016-09-28 17:00 | 0 | 0 | 0 | 0 | 0 | 652048.3334 | 491792 | 0 | 0 | 0 | 0 | 61870.256 | 0 | 0 | 0 | 0 | 412916.2604 | 0 | 0 | 0 | 0 | 0 | 0 | 0 | 0 | 0 | 0 | 160256.3334
2016-09-28 18:00 | 0 | 0 | 0 | 0 | 0 | 635336.4479 | 503207 | 0 | 0 | 0 | 0 | 0 | 0 | 0 | 0 | 0 | 606915.9644 | 0 | 0 | 0 | 0 | 0 | -61870.256 | 0 | 0 | 0 | 0 | 193999.704
2016-09-28 19:00 | 0 | 0 | 0 | 0 | 0 | 617951.8753 | 513287 | 0 | 0 | 0 | 0 | 0 | 0 | 0 | 0 | 0 | 711580.8397 | 0 | 0 | 0 | 0 | 0 | 0 | 0 | 0 | 0 | 0 | 104664.8753
2016-09-28 20:00 | 0 | 0 | 0 | 0 | 0 | 608607.3982 | 521245 | 0 | 0 | 0 | 0 | 61870.256 | 0 | 0 | 0 | 0 | 737072.9819 | 0 | 0 | 0 | 0 | 0 | 61870.256 | 0 | 0 | 0 | 0 | 25492.1422
2016-09-28 21:00 | 0 | 0 | 0 | 0 | 0 | 584802.1637 | 525594 | 0 | 0 | 0 | 0 | 0 | 0 | 0 | 0 | 0 | 858151.4016 | 0 | 0 | 0 | 0 | 0 | -61870.256 | 0 | 0 | 0 | 0 | 121078.4197
2016-09-28 22:00 | 0 | 0 | 0 | 0 | 0 | 526513.4859 | 522849 | 0 | 0 | 0 | 0 | 61870.256 | 0 | 0 | 0 | 0 | 799945.6314 | 0 | 0 | 0 | 0 | 0 | 61870.256 | 0 | 0 | 0 | 0 | -58205.7702
2016-09-28 23:00 | 0 | 0 | 0 | 0 | 0 | 393668.4181 | 519181 | 0 | 0 | 0 | 0 | 51266.0051 | 0 | 0 | 0 | 0 | 685037.3005 | 0 | 0 | 0 | 0 | 0 | -10604.251 | 0 | 0 | 0 | 0 | -114908.3309
2016-09-29 | 0 | 0 | 0 | 0 | 0 | 155398.2399 | 510516 | 0 | 0 | 0 | 0 | 0 | 0 | 0 | 0 | 0 | 381185.5455 | 0 | 0 | 0 | 0 | 0 | -51266.0051 | 0 | 0 | 0 | 0 | -303851.755
2016-09-29 01:00 | 0 | 0 | 0 | 0 | 771609.3531 | 7554.8675 | 490776 | 0 | 0 | 0 | 0 | 61870.256 | 0 | 0 | 0 | 0 | 607703.5101 | 0 | 0 | 0 | 0 | 0 | 61870.256 | 0 | 0 | 0 | 0 | 226517.9646
2016-09-29 02:00 | 0 | 0 | 0 | 0 | 97863.9889 | 0 | 463586 | 0 | 0 | 0 | 0 | 0 | 0 | 0 | 0 | 0 | 303851.755 | 0 | 0 | 0 | 0 | 0 | -61870.256 | 0 | 0 | 0 | 0 | -303851.755
2016-09-29 03:00 | 0 | 0 | 0 | 0 | 127310.245 | 0 | 431162 | 0 | 0 | 0 | 0 | 0 | 0 | 0 | 0 | 0 | 0 | 0 | 0 | 0 | 0 | 0 | 0 | 0 | 0 | 0 | 0 | -303851.755
2016-09-29 04:00 | 0 | 0 | 0 | 0 | 402391 | 0 | 402391 | 0 | 0 | 0 | 0 | 0 | 0 | 0 | 0 | 0 | 0 | 0 | 0 | 0 | 0 | 0 | 0 | 0 | 0 | 0 | 0 | 0
2016-09-29 05:00 | 0 | 0 | 0 | 0 | 379998 | 0 | 379998 | 0 | 0 | 0 | 0 | 0 | 0 | 0 | 0 | 0 | 0 | 0 | 0 | 0 | 0 | 0 | 0 | 0 | 0 | 0 | 0 | 0
2016-09-29 06:00 | 0 | 0 | 0 | 0 | 363000 | 0 | 363000 | 0 | 0 | 0 | 0 | 0 | 0 | 0 | 0 | 0 | 0 | 0 | 0 | 0 | 0 | 0 | 0 | 0 | 0 | 0 | 0 | 0
2016-09-29 07:00 | 0 | 0 | 0 | 0 | 352206 | 0 | 352206 | 0 | 0 | 0 | 0 | 0 | 0 | 0 | 0 | 0 | 0 | 0 | 0 | 0 | 0 | 0 | 0 | 0 | 0 | 0 | 0 | 0
2016-09-29 08:00 | 0 | 0 | 0 | 0 | 349223 | 0 | 349223 | 0 | 0 | 0 | 0 | 0 | 0 | 0 | 0 | 0 | 0 | 0 | 0 | 0 | 0 | 0 | 0 | 0 | 0 | 0 | 0 | 0
2016-09-29 09:00 | 0 | 0 | 0 | 0 | 357698 | 0 | 357698 | 0 | 0 | 0 | 0 | 0 | 0 | 0 | 0 | 0 | 0 | 0 | 0 | 0 | 0 | 0 | 0 | 0 | 0 | 0 | 0 | 0
2016-09-29 10:00 | 0 | 0 | 0 | 0 | 380829 | 0 | 380829 | 0 | 0 | 0 | 0 | 0 | 0 | 0 | 0 | 0 | 0 | 0 | 0 | 0 | 0 | 0 | 0 | 0 | 0 | 0 | 0 | 0
2016-09-29 11:00 | 0 | 0 | 0 | 0 | 405282 | 0 | 405282 | 0 | 0 | 0 | 0 | 0 | 0 | 0 | 0 | 0 | 0 | 0 | 0 | 0 | 0 | 0 | 0 | 0 | 0 | 0 | 0 | 0
2016-09-29 12:00 | 0 | 0 | 0 | 0 | 480800.256 | 0 | 418930 | 0 | 0 | 0 | 0 | 61870.256 | 0 | 0 | 0 | 0 | 0 | 0 | 0 | 0 | 0 | 0 | 61870.256 | 0 | 0 | 0 | 0 | 0
2016-09-29 13:00 | 0 | 0 | 0 | 0 | 332518.0921 | 38785.6519 | 433174 | 0 | 0 | 0 | 0 | 0 | 0 | 0 | 0 | 0 | 0 | 0 | 0 | 0 | 0 | 0 | -61870.256 | 0 | 0 | 0 | 0 | 0
2016-09-29 14:00 | 0 | 0 | 0 | 0 | 119231.4749 | 327244.5251 | 446476 | 0 | 0 | 0 | 0 | 0 | 0 | 0 | 0 | 0 | 0 | 0 | 0 | 0 | 0 | 0 | 0 | 0 | 0 | 0 | 0 | 0
2016-09-29 15:00 | 0 | 0 | 0 | 0 | 0 | 535495.6172 | 457915 | 0 | 0 | 0 | 0 | 0 | 0 | 0 | 0 | 0 | 77580.6172 | 0 | 0 | 0 | 0 | 0 | 0 | 0 | 0 | 0 | 0 | 77580.6172
2016-09-29 16:00 | 0 | 0 | 0 | 0 | 0 | 603186.7898 | 467097 | 0 | 0 | 0 | 0 | 0 | 0 | 0 | 0 | 0 | 213670.407 | 0 | 0 | 0 | 0 | 0 | 0 | 0 | 0 | 0 | 0 | 136089.7898
2016-09-29 17:00 | 0 | 0 | 0 | 0 | 0 | 602724.6683 | 476837 | 0 | 0 | 0 | 0 | 61870.256 | 0 | 0 | 0 | 0 | 277687.8192 | 0 | 0 | 0 | 0 | 0 | 61870.256 | 0 | 0 | 0 | 0 | 64017.4122
2016-09-29 18:00 | 0 | 0 | 0 | 0 | 0 | 577834.5833 | 484414 | 0 | 0 | 0 | 0 | 0 | 0 | 0 | 0 | 0 | 432978.6586 | 0 | 0 | 0 | 0 | 0 | -61870.256 | 0 | 0 | 0 | 0 | 155290.8394
2016-09-29 19:00 | 0 | 0 | 0 | 0 | 0 | 554496.0008 | 490997 | 0 | 0 | 0 | 0 | 61870.256 | 0 | 0 | 0 | 0 | 434607.4034 | 0 | 0 | 0 | 0 | 0 | 61870.256 | 0 | 0 | 0 | 0 | 1628.7448
2016-09-29 20:00 | 0 | 0 | 0 | 0 | 0 | 541279.3037 | 496619 | 0 | 0 | 0 | 0 | 61870.256 | 0 | 0 | 0 | 0 | 479267.7071 | 0 | 0 | 0 | 0 | 0 | 0 | 0 | 0 | 0 | 0 | 44660.3037
2016-09-29 21:00 | 0 | 0 | 0 | 0 | 0 | 515426.9631 | 498650 | 0 | 0 | 0 | 0 | 0 | 0 | 0 | 0 | 0 | 557914.9262 | 0 | 0 | 0 | 0 | 0 | -61870.256 | 0 | 0 | 0 | 0 | 78647.2192
2016-09-29 22:00 | 0 | 0 | 0 | 0 | 0 | 470191.8624 | 496050 | 0 | 0 | 0 | 0 | 0 | 0 | 0 | 0 | 0 | 532056.7887 | 0 | 0 | 0 | 0 | 0 | 0 | 0 | 0 | 0 | 0 | -25858.1376
2016-09-29 23:00 | 0 | 0 | 0 | 0 | 224414.8042 | 367002.1823 | 495047 | 0 | 0 | 0 | 0 | 20723.2651 | 0 | 0 | 0 | 0 | 607703.5101 | 0 | 0 | 0 | 0 | 0 | 20723.2651 | 0 | 0 | 0 | 0 | 75646.7214
2016-09-30 | 0 | 0 | 0 | 0 | 0 | 165983.9799 | 490559 | 0 | 0 | 0 | 0 | 0 | 0 | 0 | 0 | 0 | 303851.755 | 0 | 0 | 0 | 0 | 0 | -20723.2651 | 0 | 0 | 0 | 0 | -303851.755
2016-09-30 01:00 | 0 | 0 | 0 | 0 | 833506.0156 | 6338.9955 | 474123 | 0 | 0 | 0 | 0 | 61870.256 | 0 | 0 | 0 | 0 | 607703.5101 | 0 | 0 | 0 | 0 | 0 | 61870.256 | 0 | 0 | 0 | 0 | 303851.755
2016-09-30 02:00 | 0 | 0 | 0 | 0 | 83546.9889 | 0 | 449269 | 0 | 0 | 0 | 0 | 0 | 0 | 0 | 0 | 0 | 303851.755 | 0 | 0 | 0 | 0 | 0 | -61870.256 | 0 | 0 | 0 | 0 | -303851.755
2016-09-30 03:00 | 0 | 0 | 0 | 0 | 114776.245 | 0 | 418628 | 0 | 0 | 0 | 0 | 0 | 0 | 0 | 0 | 0 | 0 | 0 | 0 | 0 | 0 | 0 | 0 | 0 | 0 | 0 | 0 | -303851.755
2016-09-30 04:00 | 0 | 0 | 0 | 0 | 390352 | 0 | 390352 | 0 | 0 | 0 | 0 | 0 | 0 | 0 | 0 | 0 | 0 | 0 | 0 | 0 | 0 | 0 | 0 | 0 | 0 | 0 | 0 | 0
2016-09-30 05:00 | 0 | 0 | 0 | 0 | 369439 | 0 | 369439 | 0 | 0 | 0 | 0 | 0 | 0 | 0 | 0 | 0 | 0 | 0 | 0 | 0 | 0 | 0 | 0 | 0 | 0 | 0 | 0 | 0
2016-09-30 06:00 | 0 | 0 | 0 | 0 | 355595 | 0 | 355595 | 0 | 0 | 0 | 0 | 0 | 0 | 0 | 0 | 0 | 0 | 0 | 0 | 0 | 0 | 0 | 0 | 0 | 0 | 0 | 0 | 0
2016-09-30 07:00 | 0 | 0 | 0 | 0 | 346003 | 0 | 346003 | 0 | 0 | 0 | 0 | 0 | 0 | 0 | 0 | 0 | 0 | 0 | 0 | 0 | 0 | 0 | 0 | 0 | 0 | 0 | 0 | 0
2016-09-30 08:00 | 0 | 0 | 0 | 0 | 343264 | 0 | 343264 | 0 | 0 | 0 | 0 | 0 | 0 | 0 | 0 | 0 | 0 | 0 | 0 | 0 | 0 | 0 | 0 | 0 | 0 | 0 | 0 | 0
2016-09-30 09:00 | 0 | 0 | 0 | 0 | 351472 | 0 | 351472 | 0 | 0 | 0 | 0 | 0 | 0 | 0 | 0 | 0 | 0 | 0 | 0 | 0 | 0 | 0 | 0 | 0 | 0 | 0 | 0 | 0
2016-09-30 10:00 | 0 | 0 | 0 | 0 | 372870 | 0 | 372870 | 0 | 0 | 0 | 0 | 0 | 0 | 0 | 0 | 0 | 0 | 0 | 0 | 0 | 0 | 0 | 0 | 0 | 0 | 0 | 0 | 0
2016-09-30 11:00 | 0 | 0 | 0 | 0 | 396585 | 0 | 396585 | 0 | 0 | 0 | 0 | 0 | 0 | 0 | 0 | 0 | 0 | 0 | 0 | 0 | 0 | 0 | 0 | 0 | 0 | 0 | 0 | 0
2016-09-30 12:00 | 0 | 0 | 0 | 0 | 472475.256 | 0 | 410605 | 0 | 0 | 0 | 0 | 61870.256 | 0 | 0 | 0 | 0 | 0 | 0 | 0 | 0 | 0 | 0 | 61870.256 | 0 | 0 | 0 | 0 | 0
2016-09-30 13:00 | 0 | 0 | 0 | 0 | 338183.0387 | 25304.7053 | 425358 | 0 | 0 | 0 | 0 | 0 | 0 | 0 | 0 | 0 | 0 | 0 | 0 | 0 | 0 | 0 | -61870.256 | 0 | 0 | 0 | 0 | 0
2016-09-30 14:00 | 0 | 0 | 0 | 0 | 177692.7499 | 260731.2501 | 438424 | 0 | 0 | 0 | 0 | 0 | 0 | 0 | 0 | 0 | 0 | 0 | 0 | 0 | 0 | 0 | 0 | 0 | 0 | 0 | 0 | 0
2016-09-30 15:00 | 0 | 0 | 0 | 0 | 0 | 508523.8624 | 449478 | 0 | 0 | 0 | 0 | 0 | 0 | 0 | 0 | 0 | 59045.8624 | 0 | 0 | 0 | 0 | 0 | 0 | 0 | 0 | 0 | 0 | 59045.8624
2016-09-30 16:00 | 0 | 0 | 0 | 0 | 0 | 603303.8679 | 458534 | 0 | 0 | 0 | 0 | 61870.256 | 0 | 0 | 0 | 0 | 141945.4743 | 0 | 0 | 0 | 0 | 0 | 61870.256 | 0 | 0 | 0 | 0 | 82899.6118
2016-09-30 17:00 | 0 | 0 | 0 | 0 | 0 | 610887.3194 | 466904 | 0 | 0 | 0 | 0 | 0 | 0 | 0 | 0 | 0 | 347799.0498 | 0 | 0 | 0 | 0 | 0 | -61870.256 | 0 | 0 | 0 | 0 | 205853.5755
2016-09-30 18:00 | 0 | 0 | 0 | 0 | 0 | 598284.9661 | 473293 | 0 | 0 | 0 | 0 | 0 | 0 | 0 | 0 | 0 | 472791.0159 | 0 | 0 | 0 | 0 | 0 | 0 | 0 | 0 | 0 | 0 | 124991.9661
2016-09-30 19:00 | 0 | 0 | 0 | 0 | 0 | 589117.5444 | 477889 | 0 | 0 | 0 | 0 | 0 | 0 | 0 | 0 | 0 | 584019.5603 | 0 | 0 | 0 | 0 | 0 | 0 | 0 | 0 | 0 | 0 | 111228.5444
2016-09-30 20:00 | 0 | 0 | 0 | 0 | 0 | 591906.739 | 481571 | 0 | 0 | 0 | 0 | 61870.256 | 0 | 0 | 0 | 0 | 632485.0432 | 0 | 0 | 0 | 0 | 0 | 61870.256 | 0 | 0 | 0 | 0 | 48465.483
2016-09-30 21:00 | 0 | 0 | 0 | 0 | 0 | 590299.0474 | 481980 | 0 | 0 | 0 | 0 | 61870.256 | 0 | 0 | 0 | 0 | 740804.0906 | 0 | 0 | 0 | 0 | 0 | 0 | 0 | 0 | 0 | 0 | 108319.0474
2016-09-30 22:00 | 0 | 0 | 0 | 0 | 0 | 565401.9647 | 477094 | 0 | 0 | 0 | 0 | 61870.256 | 0 | 0 | 0 | 0 | 829112.0554 | 0 | 0 | 0 | 0 | 0 | 0 | 0 | 0 | 0 | 0 | 88307.9647
2016-09-30 23:00 | 0 | 0 | 0 | 0 | 0 | 462334.8639 | 471788 | 0 | 0 | 0 | 0 | 0 | 0 | 0 | 0 | 0 | 881529.1753 | 0 | 0 | 0 | 0 | 0 | -61870.256 | 0 | 0 | 0 | 0 | 52417.1199
2016-10-01 | 0 | 0 | 0 | 0 | 31081.8642 | 221122.7266 | 464160 | 0 | 0 | 0 | 0 | 61870.256 | 0 | 0 | 0 | 0 | 607703.5101 | 0 | 0 | 0 | 0 | 0 | 61870.256 | 0 | 0 | 0 | 0 | -273825.6652
2016-10-01 01:00 | 0 | 0 | 0 | 0 | 739947.2509 | 12975.5041 | 449071 | 0 | 0 | 0 | 0 | 61870.256 | 0 | 0 | 0 | 0 | 911555.2651 | 0 | 0 | 0 | 0 | 0 | 0 | 0 | 0 | 0 | 0 | 303851.755
2016-10-01 02:00 | 0 | 0 | 0 | 0 | 63893.9889 | 0 | 429616 | 0 | 0 | 0 | 0 | 0 | 0 | 0 | 0 | 0 | 607703.5101 | 0 | 0 | 0 | 0 | 0 | -61870.256 | 0 | 0 | 0 | 0 | -303851.755
2016-10-01 03:00 | 0 | 0 | 0 | 0 | 99881.245 | 0 | 403733 | 0 | 0 | 0 | 0 | 0 | 0 | 0 | 0 | 0 | 303851.755 | 0 | 0 | 0 | 0 | 0 | 0 | 0 | 0 | 0 | 0 | -303851.755
2016-10-01 04:00 | 0 | 0 | 0 | 0 | 75495.245 | 0 | 379347 | 0 | 0 | 0 | 0 | 0 | 0 | 0 | 0 | 0 | 0 | 0 | 0 | 0 | 0 | 0 | 0 | 0 | 0 | 0 | 0 | -303851.755
2016-10-01 05:00 | 0 | 0 | 0 | 0 | 360029 | 0 | 360029 | 0 | 0 | 0 | 0 | 0 | 0 | 0 | 0 | 0 | 0 | 0 | 0 | 0 | 0 | 0 | 0 | 0 | 0 | 0 | 0 | 0
2016-10-01 06:00 | 0 | 0 | 0 | 0 | 345957 | 0 | 345957 | 0 | 0 | 0 | 0 | 0 | 0 | 0 | 0 | 0 | 0 | 0 | 0 | 0 | 0 | 0 | 0 | 0 | 0 | 0 | 0 | 0
2016-10-01 07:00 | 0 | 0 | 0 | 0 | 335981 | 0 | 335981 | 0 | 0 | 0 | 0 | 0 | 0 | 0 | 0 | 0 | 0 | 0 | 0 | 0 | 0 | 0 | 0 | 0 | 0 | 0 | 0 | 0
2016-10-01 08:00 | 0 | 0 | 0 | 0 | 330386 | 0 | 330386 | 0 | 0 | 0 | 0 | 0 | 0 | 0 | 0 | 0 | 0 | 0 | 0 | 0 | 0 | 0 | 0 | 0 | 0 | 0 | 0 | 0
2016-10-01 09:00 | 0 | 0 | 0 | 0 | 355948.7128 | 0 | 329674 | 0 | 0 | 0 | 0 | 0 | 0 | 0 | 0 | 0 | 26274.7128 | 0 | 0 | 0 | 0 | 0 | 0 | 0 | 0 | 0 | 0 | 26274.7128
2016-10-01 10:00 | 0 | 0 | 0 | 0 | 375860.1025 | 0 | 335756 | 0 | 0 | 0 | 0 | 61870.256 | 0 | 0 | 0 | 0 | 4508.5593 | 0 | 0 | 0 | 0 | 0 | 61870.256 | 0 | 0 | 0 | 0 | -21766.1536
2016-10-01 11:00 | 0 | 0 | 0 | 0 | 369618.2716 | 0 | 344879 | 0 | 0 | 0 | 0 | 61870.256 | 0 | 0 | 0 | 0 | 29247.8308 | 0 | 0 | 0 | 0 | 0 | 0 | 0 | 0 | 0 | 0 | 24739.2716
2016-10-01 12:00 | 0 | 0 | 0 | 0 | 358624.5195 | 0 | 358481 | 0 | 0 | 0 | 0 | 61870.256 | 0 | 0 | 0 | 0 | 29391.3503 | 0 | 0 | 0 | 0 | 0 | 0 | 0 | 0 | 0 | 0 | 143.5195
2016-10-01 13:00 | 0 | 0 | 0 | 0 | 248974.2836 | 35065.1101 | 375301 | 0 | 0 | 0 | 0 | 0 | 0 | 0 | 0 | 0 | 0 | 0 | 0 | 0 | 0 | 0 | -61870.256 | 0 | 0 | 0 | 0 | -29391.3503
2016-10-01 14:00 | 0 | 0 | 0 | 0 | 27474.8328 | 363575.1672 | 391050 | 0 | 0 | 0 | 0 | 0 | 0 | 0 | 0 | 0 | 0 | 0 | 0 | 0 | 0 | 0 | 0 | 0 | 0 | 0 | 0 | 0
2016-10-01 15:00 | 0 | 0 | 0 | 0 | 0 | 632848.4847 | 405328 | 0 | 0 | 0 | 0 | 61870.256 | 0 | 0 | 0 | 0 | 165650.2286 | 0 | 0 | 0 | 0 | 0 | 61870.256 | 0 | 0 | 0 | 0 | 165650.2286
2016-10-01 16:00 | 0 | 0 | 0 | 0 | 0 | 683431.5528 | 416744 | 0 | 0 | 0 | 0 | 24706.0538 | 0 | 0 | 0 | 0 | 469501.9836 | 0 | 0 | 0 | 0 | 0 | -37164.2022 | 0 | 0 | 0 | 0 | 303851.755
2016-10-01 17:00 | 0 | 0 | 0 | 0 | 0 | 667196.4749 | 426036 | 0 | 0 | 0 | 0 | 61870.256 | 0 | 0 | 0 | 0 | 673498.2563 | 0 | 0 | 0 | 0 | 0 | 37164.2022 | 0 | 0 | 0 | 0 | 203996.2727
2016-10-01 18:00 | 0 | 0 | 0 | 0 | 0 | 645719.0039 | 434374 | 0 | 0 | 0 | 0 | 0 | 0 | 0 | 0 | 0 | 946713.5162 | 0 | 0 | 0 | 0 | 0 | -61870.256 | 0 | 0 | 0 | 0 | 273215.2599
2016-10-01 19:00 | 0 | 0 | 0 | 0 | 0 | 633523.6837 | 441308 | 0 | 0 | 0 | 0 | 61870.256 | 0 | 0 | 0 | 0 | 1077058.9439 | 0 | 0 | 0 | 0 | 0 | 61870.256 | 0 | 0 | 0 | 0 | 130345.4276
2016-10-01 20:00 | 0 | 0 | 0 | 0 | 0 | 640169.4407 | 446442 | 0 | 0 | 0 | 0 | 0 | 0 | 0 | 0 | 0 | 1332656.6406 | 0 | 0 | 0 | 0 | 0 | -61870.256 | 0 | 0 | 0 | 0 | 255597.6968
2016-10-01 21:00 | 0 | 0 | 0 | 0 | 0 | 648589.9031 | 449559 | 0 | 0 | 0 | 0 | 61870.256 | 0 | 0 | 0 | 0 | 1469817.2877 | 0 | 0 | 0 | 0 | 0 | 61870.256 | 0 | 0 | 0 | 0 | 137160.6471
2016-10-01 22:00 | 0 | 0 | 0 | 0 | 0 | 633309.7883 | 447957 | 0 | 0 | 0 | 0 | 61870.256 | 0 | 0 | 0 | 0 | 1655170.076 | 0 | 0 | 0 | 0 | 0 | 0 | 0 | 0 | 0 | 0 | 185352.7883
2016-10-01 23:00 | 0 | 0 | 0 | 0 | 0 | 524955.769 | 447614 | 0 | 0 | 0 | 0 | 61870.256 | 0 | 0 | 0 | 0 | 1732511.845 | 0 | 0 | 0 | 0 | 0 | 0 | 0 | 0 | 0 | 0 | 77341.769
2016-10-02 | 0 | 0 | 0 | 0 | 0 | 230162.9421 | 444225 | 0 | 0 | 0 | 0 | 61870.256 | 0 | 0 | 0 | 0 | 1518449.7871 | 0 | 0 | 0 | 0 | 0 | 0 | 0 | 0 | 0 | 0 | -214062.0579
2016-10-02 01:00 | 0 | 0 | 0 | 0 | 123334.3693 | 4422.8756 | 431609 | 0 | 0 | 0 | 0 | 61870.256 | 0 | 0 | 0 | 0 | 1214598.0321 | 0 | 0 | 0 | 0 | 0 | 0 | 0 | 0 | 0 | 0 | -303851.755
2016-10-02 02:00 | 0 | 0 | 0 | 0 | 48649.9889 | 0 | 414372 | 0 | 0 | 0 | 0 | 0 | 0 | 0 | 0 | 0 | 910746.2771 | 0 | 0 | 0 | 0 | 0 | -61870.256 | 0 | 0 | 0 | 0 | -303851.755
2016-10-02 03:00 | 0 | 0 | 0 | 0 | 88433.245 | 0 | 392285 | 0 | 0 | 0 | 0 | 0 | 0 | 0 | 0 | 0 | 606894.522 | 0 | 0 | 0 | 0 | 0 | 0 | 0 | 0 | 0 | 0 | -303851.755
2016-10-02 04:00 | 0 | 0 | 0 | 0 | 65775.245 | 0 | 369627 | 0 | 0 | 0 | 0 | 0 | 0 | 0 | 0 | 0 | 303042.767 | 0 | 0 | 0 | 0 | 0 | 0 | 0 | 0 | 0 | 0 | -303851.755
2016-10-02 05:00 | 0 | 0 | 0 | 0 | 49022.233 | 0 | 352065 | 0 | 0 | 0 | 0 | 0 | 0 | 0 | 0 | 0 | 0 | 0 | 0 | 0 | 0 | 0 | 0 | 0 | 0 | 0 | 0 | -303042.767
2016-10-02 06:00 | 0 | 0 | 0 | 0 | 338309 | 0 | 338309 | 0 | 0 | 0 | 0 | 0 | 0 | 0 | 0 | 0 | 0 | 0 | 0 | 0 | 0 | 0 | 0 | 0 | 0 | 0 | 0 | 0
2016-10-02 07:00 | 0 | 0 | 0 | 0 | 328815 | 0 | 328815 | 0 | 0 | 0 | 0 | 0 | 0 | 0 | 0 | 0 | 0 | 0 | 0 | 0 | 0 | 0 | 0 | 0 | 0 | 0 | 0 | 0
2016-10-02 08:00 | 0 | 0 | 0 | 0 | 322930 | 0 | 322930 | 0 | 0 | 0 | 0 | 0 | 0 | 0 | 0 | 0 | 0 | 0 | 0 | 0 | 0 | 0 | 0 | 0 | 0 | 0 | 0 | 0
2016-10-02 09:00 | 0 | 0 | 0 | 0 | 321307 | 0 | 321307 | 0 | 0 | 0 | 0 | 0 | 0 | 0 | 0 | 0 | 0 | 0 | 0 | 0 | 0 | 0 | 0 | 0 | 0 | 0 | 0 | 0
2016-10-02 10:00 | 0 | 0 | 0 | 0 | 324074 | 0 | 324074 | 0 | 0 | 0 | 0 | 0 | 0 | 0 | 0 | 0 | 0 | 0 | 0 | 0 | 0 | 0 | 0 | 0 | 0 | 0 | 0 | 0
2016-10-02 11:00 | 0 | 0 | 0 | 0 | 330659 | 0 | 330659 | 0 | 0 | 0 | 0 | 0 | 0 | 0 | 0 | 0 | 0 | 0 | 0 | 0 | 0 | 0 | 0 | 0 | 0 | 0 | 0 | 0
2016-10-02 12:00 | 0 | 0 | 0 | 0 | 435861.8692 | 0 | 341997 | 0 | 0 | 0 | 0 | 0 | 0 | 0 | 0 | 0 | 93864.8692 | 0 | 0 | 0 | 0 | 0 | 0 | 0 | 0 | 0 | 0 | 93864.8692
2016-10-02 13:00 | 0 | 0 | 0 | 0 | 229048.0782 | 37427.0525 | 360340 | 0 | 0 | 0 | 0 | 0 | 0 | 0 | 0 | 0 | 0 | 0 | 0 | 0 | 0 | 0 | 0 | 0 | 0 | 0 | 0 | -93864.8692
2016-10-02 14:00 | 0 | 0 | 0 | 0 | 21409.3034 | 356446.6966 | 377856 | 0 | 0 | 0 | 0 | 0 | 0 | 0 | 0 | 0 | 0 | 0 | 0 | 0 | 0 | 0 | 0 | 0 | 0 | 0 | 0 | 0
2016-10-02 15:00 | 0 | 0 | 0 | 0 | 0 | 633426.1386 | 394308 | 0 | 0 | 0 | 0 | 0 | 0 | 0 | 0 | 0 | 239118.1386 | 0 | 0 | 0 | 0 | 0 | 0 | 0 | 0 | 0 | 0 | 239118.1386
2016-10-02 16:00 | 0 | 0 | 0 | 0 | 0 | 683531.0793 | 409258 | 0 | 0 | 0 | 0 | 0 | 0 | 0 | 0 | 0 | 513391.2179 | 0 | 0 | 0 | 0 | 0 | 0 | 0 | 0 | 0 | 0 | 274273.0793
2016-10-02 17:00 | 0 | 0 | 0 | 0 | 0 | 667769.4883 | 422382 | 0 | 0 | 0 | 0 | 61870.256 | 0 | 0 | 0 | 0 | 696908.4501 | 0 | 0 | 0 | 0 | 0 | 61870.256 | 0 | 0 | 0 | 0 | 183517.2322
2016-10-02 18:00 | 0 | 0 | 0 | 0 | 0 | 646600.9495 | 432750 | 0 | 0 | 0 | 0 | 61870.256 | 0 | 0 | 0 | 0 | 910759.3996 | 0 | 0 | 0 | 0 | 0 | 0 | 0 | 0 | 0 | 0 | 213850.9495
2016-10-02 19:00 | 0 | 0 | 0 | 0 | 0 | 633361.1331 | 440823 | 0 | 0 | 0 | 0 | 0 | 0 | 0 | 0 | 0 | 1165167.7888 | 0 | 0 | 0 | 0 | 0 | -61870.256 | 0 | 0 | 0 | 0 | 254408.3892
2016-10-02 20:00 | 0 | 0 | 0 | 0 | 0 | 637751.7257 | 447418 | 0 | 0 | 0 | 0 | 0 | 0 | 0 | 0 | 0 | 1355501.5145 | 0 | 0 | 0 | 0 | 0 | 0 | 0 | 0 | 0 | 0 | 190333.7257
2016-10-02 21:00 | 0 | 0 | 0 | 0 | 0 | 644464.2659 | 452442 | 0 | 0 | 0 | 0 | 0 | 0 | 0 | 0 | 0 | 1547523.7805 | 0 | 0 | 0 | 0 | 0 | 0 | 0 | 0 | 0 | 0 | 192022.2659
2016-10-02 22:00 | 0 | 0 | 0 | 0 | 0 | 621300.1852 | 453706 | 0 | 0 | 0 | 0 | 0 | 0 | 0 | 0 | 0 | 1715117.9656 | 0 | 0 | 0 | 0 | 0 | 0 | 0 | 0 | 0 | 0 | 167594.1852
2016-10-02 23:00 | 0 | 0 | 0 | 0 | 0 | 503783.4766 | 455845 | 0 | 0 | 0 | 0 | 11006.0034 | 0 | 0 | 0 | 0 | 1752050.4388 | 0 | 0 | 0 | 0 | 0 | 11006.0034 | 0 | 0 | 0 | 0 | 36932.4732
2016-10-03 | 0 | 0 | 0 | 0 | 0 | 201518.4976 | 454506 | 0 | 0 | 0 | 0 | 61870.256 | 0 | 0 | 0 | 0 | 1448198.6838 | 0 | 0 | 0 | 0 | 0 | 50864.2526 | 0 | 0 | 0 | 0 | -303851.755
2016-10-03 01:00 | 0 | 0 | 0 | 0 | 132859.3385 | 3953.9065 | 440665 | 0 | 0 | 0 | 0 | 61870.256 | 0 | 0 | 0 | 0 | 1144346.9288 | 0 | 0 | 0 | 0 | 0 | 0 | 0 | 0 | 0 | 0 | -303851.755
2016-10-03 02:00 | 0 | 0 | 0 | 0 | 54225.9889 | 0 | 419948 | 0 | 0 | 0 | 0 | 0 | 0 | 0 | 0 | 0 | 840495.1737 | 0 | 0 | 0 | 0 | 0 | -61870.256 | 0 | 0 | 0 | 0 | -303851.755
2016-10-03 03:00 | 0 | 0 | 0 | 0 | 89436.245 | 0 | 393288 | 0 | 0 | 0 | 0 | 0 | 0 | 0 | 0 | 0 | 536643.4187 | 0 | 0 | 0 | 0 | 0 | 0 | 0 | 0 | 0 | 0 | -303851.755
2016-10-03 04:00 | 0 | 0 | 0 | 0 | 66376.245 | 0 | 370228 | 0 | 0 | 0 | 0 | 0 | 0 | 0 | 0 | 0 | 232791.6637 | 0 | 0 | 0 | 0 | 0 | 0 | 0 | 0 | 0 | 0 | -303851.755
2016-10-03 05:00 | 0 | 0 | 0 | 0 | 119277.3363 | 0 | 352069 | 0 | 0 | 0 | 0 | 0 | 0 | 0 | 0 | 0 | 0 | 0 | 0 | 0 | 0 | 0 | 0 | 0 | 0 | 0 | 0 | -232791.6637
2016-10-03 06:00 | 0 | 0 | 0 | 0 | 339911 | 0 | 339911 | 0 | 0 | 0 | 0 | 0 | 0 | 0 | 0 | 0 | 0 | 0 | 0 | 0 | 0 | 0 | 0 | 0 | 0 | 0 | 0 | 0
2016-10-03 07:00 | 0 | 0 | 0 | 0 | 332910 | 0 | 332910 | 0 | 0 | 0 | 0 | 0 | 0 | 0 | 0 | 0 | 0 | 0 | 0 | 0 | 0 | 0 | 0 | 0 | 0 | 0 | 0 | 0
2016-10-03 08:00 | 0 | 0 | 0 | 0 | 333017 | 0 | 333017 | 0 | 0 | 0 | 0 | 0 | 0 | 0 | 0 | 0 | 0 | 0 | 0 | 0 | 0 | 0 | 0 | 0 | 0 | 0 | 0 | 0
2016-10-03 09:00 | 0 | 0 | 0 | 0 | 343797 | 0 | 343797 | 0 | 0 | 0 | 0 | 0 | 0 | 0 | 0 | 0 | 0 | 0 | 0 | 0 | 0 | 0 | 0 | 0 | 0 | 0 | 0 | 0
2016-10-03 10:00 | 0 | 0 | 0 | 0 | 367448 | 0 | 367448 | 0 | 0 | 0 | 0 | 0 | 0 | 0 | 0 | 0 | 0 | 0 | 0 | 0 | 0 | 0 | 0 | 0 | 0 | 0 | 0 | 0
2016-10-03 11:00 | 0 | 0 | 0 | 0 | 392416 | 0 | 392416 | 0 | 0 | 0 | 0 | 0 | 0 | 0 | 0 | 0 | 0 | 0 | 0 | 0 | 0 | 0 | 0 | 0 | 0 | 0 | 0 | 0
2016-10-03 12:00 | 0 | 0 | 0 | 0 | 407507 | 0 | 407507 | 0 | 0 | 0 | 0 | 0 | 0 | 0 | 0 | 0 | 0 | 0 | 0 | 0 | 0 | 0 | 0 | 0 | 0 | 0 | 0 | 0
2016-10-03 13:00 | 0 | 0 | 0 | 0 | 396654.7494 | 26265.2506 | 422920 | 0 | 0 | 0 | 0 | 0 | 0 | 0 | 0 | 0 | 0 | 0 | 0 | 0 | 0 | 0 | 0 | 0 | 0 | 0 | 0 | 0
2016-10-03 14:00 | 0 | 0 | 0 | 0 | 123709.2593 | 315068.7407 | 438778 | 0 | 0 | 0 | 0 | 0 | 0 | 0 | 0 | 0 | 0 | 0 | 0 | 0 | 0 | 0 | 0 | 0 | 0 | 0 | 0 | 0
2016-10-03 15:00 | 0 | 0 | 0 | 0 | 0 | 585115.2998 | 452970 | 0 | 0 | 0 | 0 | 61870.256 | 0 | 0 | 0 | 0 | 70275.0438 | 0 | 0 | 0 | 0 | 0 | 61870.256 | 0 | 0 | 0 | 0 | 70275.0438
2016-10-03 16:00 | 0 | 0 | 0 | 0 | 0 | 643904.5884 | 466381 | 0 | 0 | 0 | 0 | 0 | 0 | 0 | 0 | 0 | 309668.8882 | 0 | 0 | 0 | 0 | 0 | -61870.256 | 0 | 0 | 0 | 0 | 239393.8445
2016-10-03 17:00 | 0 | 0 | 0 | 0 | 0 | 643619.1693 | 478612 | 0 | 0 | 0 | 0 | 61870.256 | 0 | 0 | 0 | 0 | 412805.8015 | 0 | 0 | 0 | 0 | 0 | 61870.256 | 0 | 0 | 0 | 0 | 103136.9133
2016-10-03 18:00 | 0 | 0 | 0 | 0 | 0 | 633535.503 | 488215 | 0 | 0 | 0 | 0 | 0 | 0 | 0 | 0 | 0 | 619996.5605 | 0 | 0 | 0 | 0 | 0 | -61870.256 | 0 | 0 | 0 | 0 | 207190.759
2016-10-03 19:00 | 0 | 0 | 0 | 0 | 0 | 629320.7968 | 494304 | 0 | 0 | 0 | 0 | 61870.256 | 0 | 0 | 0 | 0 | 693143.1013 | 0 | 0 | 0 | 0 | 0 | 61870.256 | 0 | 0 | 0 | 0 | 73146.5408
2016-10-03 20:00 | 0 | 0 | 0 | 0 | 0 | 636791.4442 | 497335 | 0 | 0 | 0 | 0 | 61870.256 | 0 | 0 | 0 | 0 | 832599.5455 | 0 | 0 | 0 | 0 | 0 | 0 | 0 | 0 | 0 | 0 | 139456.4442
2016-10-03 21:00 | 0 | 0 | 0 | 0 | 0 | 637351.1245 | 497321 | 0 | 0 | 0 | 0 | 0 | 0 | 0 | 0 | 0 | 1034499.926 | 0 | 0 | 0 | 0 | 0 | -61870.256 | 0 | 0 | 0 | 0 | 201900.3805
2016-10-03 22:00 | 0 | 0 | 0 | 0 | 0 | 622593.4297 | 493897 | 0 | 0 | 0 | 0 | 61870.256 | 0 | 0 | 0 | 0 | 1101326.0997 | 0 | 0 | 0 | 0 | 0 | 61870.256 | 0 | 0 | 0 | 0 | 66826.1737
2016-10-03 23:00 | 0 | 0 | 0 | 0 | 0 | 510967.727 | 493550 | 0 | 0 | 0 | 0 | 0 | 0 | 0 | 0 | 0 | 1180614.0827 | 0 | 0 | 0 | 0 | 0 | -61870.256 | 0 | 0 | 0 | 0 | 79287.983
2016-10-04 | 0 | 0 | 0 | 0 | 0 | 208878.7353 | 488761 | 0 | 0 | 0 | 0 | 0 | 0 | 0 | 0 | 0 | 900731.8181 | 0 | 0 | 0 | 0 | 0 | 0 | 0 | 0 | 0 | 0 | -279882.2647
2016-10-04 01:00 | 0 | 0 | 0 | 0 | 541775.1917 | 2551.5114 | 471633 | 0 | 0 | 0 | 0 | 61870.256 | 0 | 0 | 0 | 0 | 911555.2651 | 0 | 0 | 0 | 0 | 0 | 61870.256 | 0 | 0 | 0 | 0 | 10823.447
2016-10-04 02:00 | 0 | 0 | 0 | 0 | 80629.9889 | 0 | 446352 | 0 | 0 | 0 | 0 | 0 | 0 | 0 | 0 | 0 | 607703.5101 | 0 | 0 | 0 | 0 | 0 | -61870.256 | 0 | 0 | 0 | 0 | -303851.755
2016-10-04 03:00 | 0 | 0 | 0 | 0 | 112795.245 | 0 | 416647 | 0 | 0 | 0 | 0 | 0 | 0 | 0 | 0 | 0 | 303851.755 | 0 | 0 | 0 | 0 | 0 | 0 | 0 | 0 | 0 | 0 | -303851.755
2016-10-04 04:00 | 0 | 0 | 0 | 0 | 85071.245 | 0 | 388923 | 0 | 0 | 0 | 0 | 0 | 0 | 0 | 0 | 0 | 0 | 0 | 0 | 0 | 0 | 0 | 0 | 0 | 0 | 0 | 0 | -303851.755
2016-10-04 05:00 | 0 | 0 | 0 | 0 | 366116 | 0 | 366116 | 0 | 0 | 0 | 0 | 0 | 0 | 0 | 0 | 0 | 0 | 0 | 0 | 0 | 0 | 0 | 0 | 0 | 0 | 0 | 0 | 0
2016-10-04 06:00 | 0 | 0 | 0 | 0 | 351179 | 0 | 351179 | 0 | 0 | 0 | 0 | 0 | 0 | 0 | 0 | 0 | 0 | 0 | 0 | 0 | 0 | 0 | 0 | 0 | 0 | 0 | 0 | 0
2016-10-04 07:00 | 0 | 0 | 0 | 0 | 342658 | 0 | 342658 | 0 | 0 | 0 | 0 | 0 | 0 | 0 | 0 | 0 | 0 | 0 | 0 | 0 | 0 | 0 | 0 | 0 | 0 | 0 | 0 | 0
2016-10-04 08:00 | 0 | 0 | 0 | 0 | 341000 | 0 | 341000 | 0 | 0 | 0 | 0 | 0 | 0 | 0 | 0 | 0 | 0 | 0 | 0 | 0 | 0 | 0 | 0 | 0 | 0 | 0 | 0 | 0
2016-10-04 09:00 | 0 | 0 | 0 | 0 | 350712 | 0 | 350712 | 0 | 0 | 0 | 0 | 0 | 0 | 0 | 0 | 0 | 0 | 0 | 0 | 0 | 0 | 0 | 0 | 0 | 0 | 0 | 0 | 0
2016-10-04 10:00 | 0 | 0 | 0 | 0 | 375478 | 0 | 375478 | 0 | 0 | 0 | 0 | 0 | 0 | 0 | 0 | 0 | 0 | 0 | 0 | 0 | 0 | 0 | 0 | 0 | 0 | 0 | 0 | 0
2016-10-04 11:00 | 0 | 0 | 0 | 0 | 400098 | 0 | 400098 | 0 | 0 | 0 | 0 | 0 | 0 | 0 | 0 | 0 | 0 | 0 | 0 | 0 | 0 | 0 | 0 | 0 | 0 | 0 | 0 | 0
2016-10-04 12:00 | 0 | 0 | 0 | 0 | 413981 | 0 | 413981 | 0 | 0 | 0 | 0 | 0 | 0 | 0 | 0 | 0 | 0 | 0 | 0 | 0 | 0 | 0 | 0 | 0 | 0 | 0 | 0 | 0
2016-10-04 13:00 | 0 | 0 | 0 | 0 | 402679.0112 | 25775.9888 | 428455 | 0 | 0 | 0 | 0 | 0 | 0 | 0 | 0 | 0 | 0 | 0 | 0 | 0 | 0 | 0 | 0 | 0 | 0 | 0 | 0 | 0
2016-10-04 14:00 | 0 | 0 | 0 | 0 | 84506.6891 | 357910.3109 | 442417 | 0 | 0 | 0 | 0 | 0 | 0 | 0 | 0 | 0 | 0 | 0 | 0 | 0 | 0 | 0 | 0 | 0 | 0 | 0 | 0 | 0
2016-10-04 15:00 | 0 | 0 | 0 | 0 | 0 | 666175.0143 | 455453 | 0 | 0 | 0 | 0 | 0 | 0 | 0 | 0 | 0 | 210722.0143 | 0 | 0 | 0 | 0 | 0 | 0 | 0 | 0 | 0 | 0 | 210722.0143
2016-10-04 16:00 | 0 | 0 | 0 | 0 | 0 | 704021.6453 | 468286 | 0 | 0 | 0 | 0 | 61870.256 | 0 | 0 | 0 | 0 | 384587.4035 | 0 | 0 | 0 | 0 | 0 | 61870.256 | 0 | 0 | 0 | 0 | 173865.3892
2016-10-04 17:00 | 0 | 0 | 0 | 0 | 0 | 697399.2248 | 480699 | 0 | 0 | 0 | 0 | 61870.256 | 0 | 0 | 0 | 0 | 601287.6284 | 0 | 0 | 0 | 0 | 0 | 0 | 0 | 0 | 0 | 0 | 216700.2248
2016-10-04 18:00 | 0 | 0 | 0 | 0 | 0 | 680293.5521 | 490527 | 0 | 0 | 0 | 0 | 0 | 0 | 0 | 0 | 0 | 852924.4365 | 0 | 0 | 0 | 0 | 0 | -61870.256 | 0 | 0 | 0 | 0 | 251636.8082
2016-10-04 19:00 | 0 | 0 | 0 | 0 | 0 | 668963.9414 | 497249 | 0 | 0 | 0 | 0 | 0 | 0 | 0 | 0 | 0 | 1024639.3779 | 0 | 0 | 0 | 0 | 0 | 0 | 0 | 0 | 0 | 0 | 171714.9414
2016-10-04 20:00 | 0 | 0 | 0 | 0 | 0 | 675192.6136 | 502525 | 0 | 0 | 0 | 0 | 0 | 0 | 0 | 0 | 0 | 1197306.9915 | 0 | 0 | 0 | 0 | 0 | 0 | 0 | 0 | 0 | 0 | 172667.6136
2016-10-04 21:00 | 0 | 0 | 0 | 0 | 0 | 680679.8814 | 503411 | 0 | 0 | 0 | 0 | 0 | 0 | 0 | 0 | 0 | 1374575.8729 | 0 | 0 | 0 | 0 | 0 | 0 | 0 | 0 | 0 | 0 | 177268.8814
2016-10-04 22:00 | 0 | 0 | 0 | 0 | 0 | 666493.6607 | 498983 | 0 | 0 | 0 | 0 | 0 | 0 | 0 | 0 | 0 | 1542086.5336 | 0 | 0 | 0 | 0 | 0 | 0 | 0 | 0 | 0 | 0 | 167510.6607
2016-10-04 23:00 | 0 | 0 | 0 | 0 | 0 | 534692.5706 | 498935 | 0 | 0 | 0 | 0 | 61870.256 | 0 | 0 | 0 | 0 | 1515973.8481 | 0 | 0 | 0 | 0 | 0 | 61870.256 | 0 | 0 | 0 | 0 | -26112.6855
2016-10-05 | 0 | 0 | 0 | 0 | 0 | 213548.5198 | 495150 | 0 | 0 | 0 | 0 | 61870.256 | 0 | 0 | 0 | 0 | 1234372.368 | 0 | 0 | 0 | 0 | 0 | 0 | 0 | 0 | 0 | 0 | -281601.4802
2016-10-05 01:00 | 0 | 0 | 0 | 0 | 172405.6636 | 2477.5813 | 478735 | 0 | 0 | 0 | 0 | 61870.256 | 0 | 0 | 0 | 0 | 930520.6129 | 0 | 0 | 0 | 0 | 0 | 0 | 0 | 0 | 0 | 0 | -303851.755
2016-10-05 02:00 | 0 | 0 | 0 | 0 | 87880.9889 | 0 | 453603 | 0 | 0 | 0 | 0 | 0 | 0 | 0 | 0 | 0 | 626668.8579 | 0 | 0 | 0 | 0 | 0 | -61870.256 | 0 | 0 | 0 | 0 | -303851.755
2016-10-05 03:00 | 0 | 0 | 0 | 0 | 121742.245 | 0 | 425594 | 0 | 0 | 0 | 0 | 0 | 0 | 0 | 0 | 0 | 322817.1029 | 0 | 0 | 0 | 0 | 0 | 0 | 0 | 0 | 0 | 0 | -303851.755
2016-10-05 04:00 | 0 | 0 | 0 | 0 | 93699.245 | 0 | 397551 | 0 | 0 | 0 | 0 | 0 | 0 | 0 | 0 | 0 | 18965.3478 | 0 | 0 | 0 | 0 | 0 | 0 | 0 | 0 | 0 | 0 | -303851.755
2016-10-05 05:00 | 0 | 0 | 0 | 0 | 358125.6522 | 0 | 377091 | 0 | 0 | 0 | 0 | 0 | 0 | 0 | 0 | 0 | 0 | 0 | 0 | 0 | 0 | 0 | 0 | 0 | 0 | 0 | 0 | -18965.3478
2016-10-05 06:00 | 0 | 0 | 0 | 0 | 361549 | 0 | 361549 | 0 | 0 | 0 | 0 | 0 | 0 | 0 | 0 | 0 | 0 | 0 | 0 | 0 | 0 | 0 | 0 | 0 | 0 | 0 | 0 | 0
2016-10-05 07:00 | 0 | 0 | 0 | 0 | 352193 | 0 | 352193 | 0 | 0 | 0 | 0 | 0 | 0 | 0 | 0 | 0 | 0 | 0 | 0 | 0 | 0 | 0 | 0 | 0 | 0 | 0 | 0 | 0
2016-10-05 08:00 | 0 | 0 | 0 | 0 | 349490 | 0 | 349490 | 0 | 0 | 0 | 0 | 0 | 0 | 0 | 0 | 0 | 0 | 0 | 0 | 0 | 0 | 0 | 0 | 0 | 0 | 0 | 0 | 0
2016-10-05 09:00 | 0 | 0 | 0 | 0 | 357785 | 0 | 357785 | 0 | 0 | 0 | 0 | 0 | 0 | 0 | 0 | 0 | 0 | 0 | 0 | 0 | 0 | 0 | 0 | 0 | 0 | 0 | 0 | 0
2016-10-05 10:00 | 0 | 0 | 0 | 0 | 381831 | 0 | 381831 | 0 | 0 | 0 | 0 | 0 | 0 | 0 | 0 | 0 | 0 | 0 | 0 | 0 | 0 | 0 | 0 | 0 | 0 | 0 | 0 | 0
2016-10-05 11:00 | 0 | 0 | 0 | 0 | 406223 | 0 | 406223 | 0 | 0 | 0 | 0 | 0 | 0 | 0 | 0 | 0 | 0 | 0 | 0 | 0 | 0 | 0 | 0 | 0 | 0 | 0 | 0 | 0
2016-10-05 12:00 | 0 | 0 | 0 | 0 | 419017 | 0 | 419017 | 0 | 0 | 0 | 0 | 0 | 0 | 0 | 0 | 0 | 0 | 0 | 0 | 0 | 0 | 0 | 0 | 0 | 0 | 0 | 0 | 0
2016-10-05 13:00 | 0 | 0 | 0 | 0 | 408218.889 | 24506.111 | 432725 | 0 | 0 | 0 | 0 | 0 | 0 | 0 | 0 | 0 | 0 | 0 | 0 | 0 | 0 | 0 | 0 | 0 | 0 | 0 | 0 | 0
2016-10-05 14:00 | 0 | 0 | 0 | 0 | 95837.5369 | 351467.4631 | 447305 | 0 | 0 | 0 | 0 | 0 | 0 | 0 | 0 | 0 | 0 | 0 | 0 | 0 | 0 | 0 | 0 | 0 | 0 | 0 | 0 | 0
2016-10-05 15:00 | 0 | 0 | 0 | 0 | 0 | 668862.8293 | 460409 | 0 | 0 | 0 | 0 | 0 | 0 | 0 | 0 | 0 | 208453.8293 | 0 | 0 | 0 | 0 | 0 | 0 | 0 | 0 | 0 | 0 | 208453.8293
2016-10-05 16:00 | 0 | 0 | 0 | 0 | 0 | 704522.7419 | 473195 | 0 | 0 | 0 | 0 | 61870.256 | 0 | 0 | 0 | 0 | 377911.3151 | 0 | 0 | 0 | 0 | 0 | 61870.256 | 0 | 0 | 0 | 0 | 169457.4858
2016-10-05 17:00 | 0 | 0 | 0 | 0 | 0 | 688161.9078 | 486313 | 0 | 0 | 0 | 0 | 0 | 0 | 0 | 0 | 0 | 641630.479 | 0 | 0 | 0 | 0 | 0 | -61870.256 | 0 | 0 | 0 | 0 | 263719.1639
2016-10-05 18:00 | 0 | 0 | 0 | 0 | 0 | 666886.5592 | 498180 | 0 | 0 | 0 | 0 | 61870.256 | 0 | 0 | 0 | 0 | 748466.7822 | 0 | 0 | 0 | 0 | 0 | 61870.256 | 0 | 0 | 0 | 0 | 106836.3032
2016-10-05 19:00 | 0 | 0 | 0 | 0 | 0 | 653978.1157 | 507295 | 0 | 0 | 0 | 0 | 0 | 0 | 0 | 0 | 0 | 957020.1539 | 0 | 0 | 0 | 0 | 0 | -61870.256 | 0 | 0 | 0 | 0 | 208553.3717
2016-10-05 20:00 | 0 | 0 | 0 | 0 | 0 | 658561.9289 | 513946 | 0 | 0 | 0 | 0 | 0 | 0 | 0 | 0 | 0 | 1101636.0827 | 0 | 0 | 0 | 0 | 0 | 0 | 0 | 0 | 0 | 0 | 144615.9289
2016-10-05 21:00 | 0 | 0 | 0 | 0 | 0 | 663753.6667 | 515936 | 0 | 0 | 0 | 0 | 61870.256 | 0 | 0 | 0 | 0 | 1187583.4934 | 0 | 0 | 0 | 0 | 0 | 61870.256 | 0 | 0 | 0 | 0 | 85947.4107
2016-10-05 22:00 | 0 | 0 | 0 | 0 | 0 | 646166.565 | 511466 | 0 | 0 | 0 | 0 | 0 | 0 | 0 | 0 | 0 | 1384154.3144 | 0 | 0 | 0 | 0 | 0 | -61870.256 | 0 | 0 | 0 | 0 | 196570.8211
2016-10-05 23:00 | 0 | 0 | 0 | 0 | 0 | 511272.4781 | 509137 | 0 | 0 | 0 | 0 | 0 | 0 | 0 | 0 | 0 | 1386289.7925 | 0 | 0 | 0 | 0 | 0 | 0 | 0 | 0 | 0 | 0 | 2135.4781
2016-10-06 | 0 | 0 | 0 | 0 | 2484.9216 | 195962.3234 | 502299 | 0 | 0 | 0 | 0 | 0 | 0 | 0 | 0 | 0 | 1082438.0375 | 0 | 0 | 0 | 0 | 0 | 0 | 0 | 0 | 0 | 0 | -303851.755
2016-10-06 01:00 | 0 | 0 | 0 | 0 | 369668.3646 | 2603.1191 | 481284 | 0 | 0 | 0 | 0 | 61870.256 | 0 | 0 | 0 | 0 | 911555.2651 | 0 | 0 | 0 | 0 | 0 | 61870.256 | 0 | 0 | 0 | 0 | -170882.7724
2016-10-06 02:00 | 0 | 0 | 0 | 0 | 92727.9889 | 0 | 458450 | 0 | 0 | 0 | 0 | 0 | 0 | 0 | 0 | 0 | 607703.5101 | 0 | 0 | 0 | 0 | 0 | -61870.256 | 0 | 0 | 0 | 0 | -303851.755
2016-10-06 03:00 | 0 | 0 | 0 | 0 | 125259.245 | 0 | 429111 | 0 | 0 | 0 | 0 | 0 | 0 | 0 | 0 | 0 | 303851.755 | 0 | 0 | 0 | 0 | 0 | 0 | 0 | 0 | 0 | 0 | -303851.755
2016-10-06 04:00 | 0 | 0 | 0 | 0 | 100038.245 | 0 | 403890 | 0 | 0 | 0 | 0 | 0 | 0 | 0 | 0 | 0 | 0 | 0 | 0 | 0 | 0 | 0 | 0 | 0 | 0 | 0 | 0 | -303851.755
2016-10-06 05:00 | 0 | 0 | 0 | 0 | 381752 | 0 | 381752 | 0 | 0 | 0 | 0 | 0 | 0 | 0 | 0 | 0 | 0 | 0 | 0 | 0 | 0 | 0 | 0 | 0 | 0 | 0 | 0 | 0
2016-10-06 06:00 | 0 | 0 | 0 | 0 | 366277 | 0 | 366277 | 0 | 0 | 0 | 0 | 0 | 0 | 0 | 0 | 0 | 0 | 0 | 0 | 0 | 0 | 0 | 0 | 0 | 0 | 0 | 0 | 0
2016-10-06 07:00 | 0 | 0 | 0 | 0 | 356084 | 0 | 356084 | 0 | 0 | 0 | 0 | 0 | 0 | 0 | 0 | 0 | 0 | 0 | 0 | 0 | 0 | 0 | 0 | 0 | 0 | 0 | 0 | 0
2016-10-06 08:00 | 0 | 0 | 0 | 0 | 353626 | 0 | 353626 | 0 | 0 | 0 | 0 | 0 | 0 | 0 | 0 | 0 | 0 | 0 | 0 | 0 | 0 | 0 | 0 | 0 | 0 | 0 | 0 | 0
2016-10-06 09:00 | 0 | 0 | 0 | 0 | 362758 | 0 | 362758 | 0 | 0 | 0 | 0 | 0 | 0 | 0 | 0 | 0 | 0 | 0 | 0 | 0 | 0 | 0 | 0 | 0 | 0 | 0 | 0 | 0
2016-10-06 10:00 | 0 | 0 | 0 | 0 | 385927 | 0 | 385927 | 0 | 0 | 0 | 0 | 0 | 0 | 0 | 0 | 0 | 0 | 0 | 0 | 0 | 0 | 0 | 0 | 0 | 0 | 0 | 0 | 0
2016-10-06 11:00 | 0 | 0 | 0 | 0 | 410874 | 0 | 410874 | 0 | 0 | 0 | 0 | 0 | 0 | 0 | 0 | 0 | 0 | 0 | 0 | 0 | 0 | 0 | 0 | 0 | 0 | 0 | 0 | 0
2016-10-06 12:00 | 0 | 0 | 0 | 0 | 424885 | 0 | 424885 | 0 | 0 | 0 | 0 | 0 | 0 | 0 | 0 | 0 | 0 | 0 | 0 | 0 | 0 | 0 | 0 | 0 | 0 | 0 | 0 | 0
2016-10-06 13:00 | 0 | 0 | 0 | 0 | 418754.0306 | 20051.9694 | 438806 | 0 | 0 | 0 | 0 | 0 | 0 | 0 | 0 | 0 | 0 | 0 | 0 | 0 | 0 | 0 | 0 | 0 | 0 | 0 | 0 | 0
2016-10-06 14:00 | 0 | 0 | 0 | 0 | 149805.6846 | 302578.3154 | 452384 | 0 | 0 | 0 | 0 | 0 | 0 | 0 | 0 | 0 | 0 | 0 | 0 | 0 | 0 | 0 | 0 | 0 | 0 | 0 | 0 | 0
2016-10-06 15:00 | 0 | 0 | 0 | 0 | 0 | 646810.307 | 464701 | 0 | 0 | 0 | 0 | 0 | 0 | 0 | 0 | 0 | 182109.307 | 0 | 0 | 0 | 0 | 0 | 0 | 0 | 0 | 0 | 0 | 182109.307
2016-10-06 16:00 | 0 | 0 | 0 | 0 | 0 | 687906.0517 | 475928 | 0 | 0 | 0 | 0 | 61870.256 | 0 | 0 | 0 | 0 | 332217.1027 | 0 | 0 | 0 | 0 | 0 | 61870.256 | 0 | 0 | 0 | 0 | 150107.7956
2016-10-06 17:00 | 0 | 0 | 0 | 0 | 0 | 669679.8203 | 487992 | 0 | 0 | 0 | 0 | 61870.256 | 0 | 0 | 0 | 0 | 513904.923 | 0 | 0 | 0 | 0 | 0 | 0 | 0 | 0 | 0 | 0 | 181687.8203
2016-10-06 18:00 | 0 | 0 | 0 | 0 | 0 | 652408.7187 | 498243 | 0 | 0 | 0 | 0 | 0 | 0 | 0 | 0 | 0 | 729940.8977 | 0 | 0 | 0 | 0 | 0 | -61870.256 | 0 | 0 | 0 | 0 | 216035.9747
2016-10-06 19:00 | 0 | 0 | 0 | 0 | 0 | 641152.1664 | 504825 | 0 | 0 | 0 | 0 | 0 | 0 | 0 | 0 | 0 | 866268.0641 | 0 | 0 | 0 | 0 | 0 | 0 | 0 | 0 | 0 | 0 | 136327.1664
2016-10-06 20:00 | 0 | 0 | 0 | 0 | 0 | 645856.3428 | 509579 | 0 | 0 | 0 | 0 | 0 | 0 | 0 | 0 | 0 | 1002545.4069 | 0 | 0 | 0 | 0 | 0 | 0 | 0 | 0 | 0 | 0 | 136277.3428
2016-10-06 21:00 | 0 | 0 | 0 | 0 | 0 | 648697.5727 | 510568 | 0 | 0 | 0 | 0 | 61870.256 | 0 | 0 | 0 | 0 | 1078804.7235 | 0 | 0 | 0 | 0 | 0 | 61870.256 | 0 | 0 | 0 | 0 | 76259.3166
2016-10-06 22:00 | 0 | 0 | 0 | 0 | 0 | 622216.3916 | 506396 | 0 | 0 | 0 | 0 | 0 | 0 | 0 | 0 | 0 | 1256495.3712 | 0 | 0 | 0 | 0 | 0 | -61870.256 | 0 | 0 | 0 | 0 | 177690.6476
2016-10-06 23:00 | 0 | 0 | 0 | 0 | 0 | 501598.4668 | 505799 | 0 | 0 | 0 | 0 | 61870.256 | 0 | 0 | 0 | 0 | 1190424.5819 | 0 | 0 | 0 | 0 | 0 | 61870.256 | 0 | 0 | 0 | 0 | -66070.7893
2016-10-07 | 0 | 0 | 0 | 0 | 0 | 190662.6285 | 500734 | 0 | 0 | 0 | 0 | 55650.6396 | 0 | 0 | 0 | 0 | 886572.8269 | 0 | 0 | 0 | 0 | 0 | -6219.6165 | 0 | 0 | 0 | 0 | -303851.755
2016-10-07 01:00 | 0 | 0 | 0 | 0 | 208592.7215 | 3204.5782 | 484447 | 0 | 0 | 0 | 0 | 61870.256 | 0 | 0 | 0 | 0 | 607703.5101 | 0 | 0 | 0 | 0 | 0 | 6219.6165 | 0 | 0 | 0 | 0 | -278869.3168
2016-10-07 02:00 | 0 | 0 | 0 | 0 | 93642.9889 | 0 | 459365 | 0 | 0 | 0 | 0 | 0 | 0 | 0 | 0 | 0 | 303851.755 | 0 | 0 | 0 | 0 | 0 | -61870.256 | 0 | 0 | 0 | 0 | -303851.755
2016-10-07 03:00 | 0 | 0 | 0 | 0 | 124591.245 | 0 | 428443 | 0 | 0 | 0 | 0 | 0 | 0 | 0 | 0 | 0 | 0 | 0 | 0 | 0 | 0 | 0 | 0 | 0 | 0 | 0 | 0 | -303851.755
2016-10-07 04:00 | 0 | 0 | 0 | 0 | 401406 | 0 | 401406 | 0 | 0 | 0 | 0 | 0 | 0 | 0 | 0 | 0 | 0 | 0 | 0 | 0 | 0 | 0 | 0 | 0 | 0 | 0 | 0 | 0
2016-10-07 05:00 | 0 | 0 | 0 | 0 | 379573 | 0 | 379573 | 0 | 0 | 0 | 0 | 0 | 0 | 0 | 0 | 0 | 0 | 0 | 0 | 0 | 0 | 0 | 0 | 0 | 0 | 0 | 0 | 0
2016-10-07 06:00 | 0 | 0 | 0 | 0 | 362525 | 0 | 362525 | 0 | 0 | 0 | 0 | 0 | 0 | 0 | 0 | 0 | 0 | 0 | 0 | 0 | 0 | 0 | 0 | 0 | 0 | 0 | 0 | 0
2016-10-07 07:00 | 0 | 0 | 0 | 0 | 353282 | 0 | 353282 | 0 | 0 | 0 | 0 | 0 | 0 | 0 | 0 | 0 | 0 | 0 | 0 | 0 | 0 | 0 | 0 | 0 | 0 | 0 | 0 | 0
2016-10-07 08:00 | 0 | 0 | 0 | 0 | 350335 | 0 | 350335 | 0 | 0 | 0 | 0 | 0 | 0 | 0 | 0 | 0 | 0 | 0 | 0 | 0 | 0 | 0 | 0 | 0 | 0 | 0 | 0 | 0
2016-10-07 09:00 | 0 | 0 | 0 | 0 | 357442 | 0 | 357442 | 0 | 0 | 0 | 0 | 0 | 0 | 0 | 0 | 0 | 0 | 0 | 0 | 0 | 0 | 0 | 0 | 0 | 0 | 0 | 0 | 0
2016-10-07 10:00 | 0 | 0 | 0 | 0 | 377785 | 0 | 377785 | 0 | 0 | 0 | 0 | 0 | 0 | 0 | 0 | 0 | 0 | 0 | 0 | 0 | 0 | 0 | 0 | 0 | 0 | 0 | 0 | 0
2016-10-07 11:00 | 0 | 0 | 0 | 0 | 401400 | 0 | 401400 | 0 | 0 | 0 | 0 | 0 | 0 | 0 | 0 | 0 | 0 | 0 | 0 | 0 | 0 | 0 | 0 | 0 | 0 | 0 | 0 | 0
2016-10-07 12:00 | 0 | 0 | 0 | 0 | 416117 | 0 | 416117 | 0 | 0 | 0 | 0 | 0 | 0 | 0 | 0 | 0 | 0 | 0 | 0 | 0 | 0 | 0 | 0 | 0 | 0 | 0 | 0 | 0
2016-10-07 13:00 | 0 | 0 | 0 | 0 | 414340.3532 | 15039.6468 | 429380 | 0 | 0 | 0 | 0 | 0 | 0 | 0 | 0 | 0 | 0 | 0 | 0 | 0 | 0 | 0 | 0 | 0 | 0 | 0 | 0 | 0
2016-10-07 14:00 | 0 | 0 | 0 | 0 | 100813.5711 | 342166.4289 | 442980 | 0 | 0 | 0 | 0 | 0 | 0 | 0 | 0 | 0 | 0 | 0 | 0 | 0 | 0 | 0 | 0 | 0 | 0 | 0 | 0 | 0
2016-10-07 15:00 | 0 | 0 | 0 | 0 | 0 | 618074.5647 | 453071 | 0 | 0 | 0 | 0 | 0 | 0 | 0 | 0 | 0 | 165003.5647 | 0 | 0 | 0 | 0 | 0 | 0 | 0 | 0 | 0 | 0 | 165003.5647
2016-10-07 16:00 | 0 | 0 | 0 | 0 | 0 | 666507.3414 | 461304 | 0 | 0 | 0 | 0 | 61870.256 | 0 | 0 | 0 | 0 | 308336.65 | 0 | 0 | 0 | 0 | 0 | 61870.256 | 0 | 0 | 0 | 0 | 143333.0853
2016-10-07 17:00 | 0 | 0 | 0 | 0 | 0 | 661906.809 | 469765 | 0 | 0 | 0 | 0 | 0 | 0 | 0 | 0 | 0 | 562348.715 | 0 | 0 | 0 | 0 | 0 | -61870.256 | 0 | 0 | 0 | 0 | 254012.065
2016-10-07 18:00 | 0 | 0 | 0 | 0 | 0 | 643243.3011 | 476505 | 0 | 0 | 0 | 0 | 61870.256 | 0 | 0 | 0 | 0 | 667216.7602 | 0 | 0 | 0 | 0 | 0 | 61870.256 | 0 | 0 | 0 | 0 | 104868.0451
2016-10-07 19:00 | 0 | 0 | 0 | 0 | 0 | 631455.065 | 479943 | 0 | 0 | 0 | 0 | 0 | 0 | 0 | 0 | 0 | 880599.0812 | 0 | 0 | 0 | 0 | 0 | -61870.256 | 0 | 0 | 0 | 0 | 213382.3211
2016-10-07 20:00 | 0 | 0 | 0 | 0 | 0 | 634035.1604 | 482069 | 0 | 0 | 0 | 0 | 61870.256 | 0 | 0 | 0 | 0 | 970694.9856 | 0 | 0 | 0 | 0 | 0 | 61870.256 | 0 | 0 | 0 | 0 | 90095.9044
2016-10-07 21:00 | 0 | 0 | 0 | 0 | 0 | 633826.1658 | 481238 | 0 | 0 | 0 | 0 | 61870.256 | 0 | 0 | 0 | 0 | 1123283.1514 | 0 | 0 | 0 | 0 | 0 | 0 | 0 | 0 | 0 | 0 | 152588.1658
2016-10-07 22:00 | 0 | 0 | 0 | 0 | 0 | 612217.4039 | 476103 | 0 | 0 | 0 | 0 | 0 | 0 | 0 | 0 | 0 | 1321267.8113 | 0 | 0 | 0 | 0 | 0 | -61870.256 | 0 | 0 | 0 | 0 | 197984.6599
2016-10-07 23:00 | 0 | 0 | 0 | 0 | 0 | 469449.1616 | 472386 | 0 | 0 | 0 | 0 | 3713.3387 | 0 | 0 | 0 | 0 | 1314617.6343 | 0 | 0 | 0 | 0 | 0 | 3713.3387 | 0 | 0 | 0 | 0 | -6650.1771
2016-10-08 | 0 | 0 | 0 | 0 | 0 | 157803.9063 | 465369 | 0 | 0 | 0 | 0 | 0 | 0 | 0 | 0 | 0 | 1010765.8792 | 0 | 0 | 0 | 0 | 0 | -3713.3387 | 0 | 0 | 0 | 0 | -303851.755
2016-10-08 01:00 | 0 | 0 | 0 | 0 | 412348.2113 | 1179.4306 | 450868 | 0 | 0 | 0 | 0 | 61870.256 | 0 | 0 | 0 | 0 | 911555.2651 | 0 | 0 | 0 | 0 | 0 | 61870.256 | 0 | 0 | 0 | 0 | -99210.6141
2016-10-08 02:00 | 0 | 0 | 0 | 0 | 62629.9889 | 0 | 428352 | 0 | 0 | 0 | 0 | 0 | 0 | 0 | 0 | 0 | 607703.5101 | 0 | 0 | 0 | 0 | 0 | -61870.256 | 0 | 0 | 0 | 0 | -303851.755
2016-10-08 03:00 | 0 | 0 | 0 | 0 | 103543.245 | 0 | 407395 | 0 | 0 | 0 | 0 | 0 | 0 | 0 | 0 | 0 | 303851.755 | 0 | 0 | 0 | 0 | 0 | 0 | 0 | 0 | 0 | 0 | -303851.755
2016-10-08 04:00 | 0 | 0 | 0 | 0 | 81880.245 | 0 | 385732 | 0 | 0 | 0 | 0 | 0 | 0 | 0 | 0 | 0 | 0 | 0 | 0 | 0 | 0 | 0 | 0 | 0 | 0 | 0 | 0 | -303851.755
2016-10-08 05:00 | 0 | 0 | 0 | 0 | 364959 | 0 | 364959 | 0 | 0 | 0 | 0 | 0 | 0 | 0 | 0 | 0 | 0 | 0 | 0 | 0 | 0 | 0 | 0 | 0 | 0 | 0 | 0 | 0
2016-10-08 06:00 | 0 | 0 | 0 | 0 | 350104 | 0 | 350104 | 0 | 0 | 0 | 0 | 0 | 0 | 0 | 0 | 0 | 0 | 0 | 0 | 0 | 0 | 0 | 0 | 0 | 0 | 0 | 0 | 0
2016-10-08 07:00 | 0 | 0 | 0 | 0 | 339014 | 0 | 339014 | 0 | 0 | 0 | 0 | 0 | 0 | 0 | 0 | 0 | 0 | 0 | 0 | 0 | 0 | 0 | 0 | 0 | 0 | 0 | 0 | 0
2016-10-08 08:00 | 0 | 0 | 0 | 0 | 332471 | 0 | 332471 | 0 | 0 | 0 | 0 | 0 | 0 | 0 | 0 | 0 | 0 | 0 | 0 | 0 | 0 | 0 | 0 | 0 | 0 | 0 | 0 | 0
2016-10-08 09:00 | 0 | 0 | 0 | 0 | 331938 | 0 | 331938 | 0 | 0 | 0 | 0 | 0 | 0 | 0 | 0 | 0 | 0 | 0 | 0 | 0 | 0 | 0 | 0 | 0 | 0 | 0 | 0 | 0
2016-10-08 10:00 | 0 | 0 | 0 | 0 | 338002 | 0 | 338002 | 0 | 0 | 0 | 0 | 0 | 0 | 0 | 0 | 0 | 0 | 0 | 0 | 0 | 0 | 0 | 0 | 0 | 0 | 0 | 0 | 0
2016-10-08 11:00 | 0 | 0 | 0 | 0 | 348329 | 0 | 348329 | 0 | 0 | 0 | 0 | 0 | 0 | 0 | 0 | 0 | 0 | 0 | 0 | 0 | 0 | 0 | 0 | 0 | 0 | 0 | 0 | 0
2016-10-08 12:00 | 0 | 0 | 0 | 0 | 363347.4314 | 0 | 361100 | 0 | 0 | 0 | 0 | 2247.4314 | 0 | 0 | 0 | 0 | 0 | 0 | 0 | 0 | 0 | 0 | 2247.4314 | 0 | 0 | 0 | 0 | 0
2016-10-08 13:00 | 0 | 0 | 0 | 0 | 381684.4396 | 10438.9425 | 379211 | 0 | 0 | 0 | 0 | 15159.8135 | 0 | 0 | 0 | 0 | 0 | 0 | 0 | 0 | 0 | 0 | 12912.3821 | 0 | 0 | 0 | 0 | 0
2016-10-08 14:00 | 0 | 0 | 0 | 0 | 171170.31 | 208152.8765 | 394483 | 0 | 0 | 0 | 0 | 0 | 0 | 0 | 0 | 0 | 0 | 0 | 0 | 0 | 0 | 0 | -15159.8135 | 0 | 0 | 0 | 0 | 0
2016-10-08 15:00 | 0 | 0 | 0 | 0 | 0 | 458532.9422 | 406622 | 0 | 0 | 0 | 0 | 0 | 0 | 0 | 0 | 0 | 51910.9422 | 0 | 0 | 0 | 0 | 0 | 0 | 0 | 0 | 0 | 0 | 51910.9422
2016-10-08 16:00 | 0 | 0 | 0 | 0 | 0 | 546219.3329 | 415739 | 0 | 0 | 0 | 0 | 0 | 0 | 0 | 0 | 0 | 182391.2751 | 0 | 0 | 0 | 0 | 0 | 0 | 0 | 0 | 0 | 0 | 130480.3329
2016-10-08 17:00 | 0 | 0 | 0 | 0 | 0 | 552407.5735 | 421708 | 0 | 0 | 0 | 0 | 61870.256 | 0 | 0 | 0 | 0 | 251220.5925 | 0 | 0 | 0 | 0 | 0 | 61870.256 | 0 | 0 | 0 | 0 | 68829.3175
2016-10-08 18:00 | 0 | 0 | 0 | 0 | 0 | 536686.4632 | 426659 | 0 | 0 | 0 | 0 | 61870.256 | 0 | 0 | 0 | 0 | 361248.0557 | 0 | 0 | 0 | 0 | 0 | 0 | 0 | 0 | 0 | 0 | 110027.4632
2016-10-08 19:00 | 0 | 0 | 0 | 0 | 0 | 519799.1271 | 431968 | 0 | 0 | 0 | 0 | 61870.256 | 0 | 0 | 0 | 0 | 449079.1828 | 0 | 0 | 0 | 0 | 0 | 0 | 0 | 0 | 0 | 0 | 87831.1271
2016-10-08 20:00 | 0 | 0 | 0 | 0 | 0 | 507443.2642 | 436274 | 0 | 0 | 0 | 0 | 61870.256 | 0 | 0 | 0 | 0 | 520248.447 | 0 | 0 | 0 | 0 | 0 | 0 | 0 | 0 | 0 | 0 | 71169.2642
2016-10-08 21:00 | 0 | 0 | 0 | 0 | 0 | 482746.8329 | 439383 | 0 | 0 | 0 | 0 | 0 | 0 | 0 | 0 | 0 | 625482.5359 | 0 | 0 | 0 | 0 | 0 | -61870.256 | 0 | 0 | 0 | 0 | 105234.0889
2016-10-08 22:00 | 0 | 0 | 0 | 0 | 0 | 446655.2268 | 439069 | 0 | 0 | 0 | 0 | 0 | 0 | 0 | 0 | 0 | 633068.7627 | 0 | 0 | 0 | 0 | 0 | 0 | 0 | 0 | 0 | 0 | 7586.2268
2016-10-08 23:00 | 0 | 0 | 0 | 0 | 0 | 350000.3382 | 435365 | 0 | 0 | 0 | 0 | 7300.8616 | 0 | 0 | 0 | 0 | 540403.2393 | 0 | 0 | 0 | 0 | 0 | 7300.8616 | 0 | 0 | 0 | 0 | -92665.5234
2016-10-09 | 0 | 0 | 0 | 0 | 578045.2518 | 150687.6417 | 432182 | 0 | 0 | 0 | 0 | 0 | 0 | 0 | 0 | 0 | 844254.9943 | 0 | 0 | 0 | 0 | 0 | -7300.8616 | 0 | 0 | 0 | 0 | 303851.755
2016-10-09 01:00 | 0 | 0 | 0 | 0 | 549440.8888 | 1788.638 | 422059 | 0 | 0 | 0 | 0 | 61870.256 | 0 | 0 | 0 | 0 | 911555.2651 | 0 | 0 | 0 | 0 | 0 | 61870.256 | 0 | 0 | 0 | 0 | 67300.2708
2016-10-09 02:00 | 0 | 0 | 0 | 0 | 36529.9889 | 0 | 402252 | 0 | 0 | 0 | 0 | 0 | 0 | 0 | 0 | 0 | 607703.5101 | 0 | 0 | 0 | 0 | 0 | -61870.256 | 0 | 0 | 0 | 0 | -303851.755
2016-10-09 03:00 | 0 | 0 | 0 | 0 | 76218.245 | 0 | 380070 | 0 | 0 | 0 | 0 | 0 | 0 | 0 | 0 | 0 | 303851.755 | 0 | 0 | 0 | 0 | 0 | 0 | 0 | 0 | 0 | 0 | -303851.755
2016-10-09 04:00 | 0 | 0 | 0 | 0 | 58563.245 | 0 | 362415 | 0 | 0 | 0 | 0 | 0 | 0 | 0 | 0 | 0 | 0 | 0 | 0 | 0 | 0 | 0 | 0 | 0 | 0 | 0 | 0 | -303851.755
2016-10-09 05:00 | 0 | 0 | 0 | 0 | 344211 | 0 | 344211 | 0 | 0 | 0 | 0 | 0 | 0 | 0 | 0 | 0 | 0 | 0 | 0 | 0 | 0 | 0 | 0 | 0 | 0 | 0 | 0 | 0
2016-10-09 06:00 | 0 | 0 | 0 | 0 | 329703 | 0 | 329703 | 0 | 0 | 0 | 0 | 0 | 0 | 0 | 0 | 0 | 0 | 0 | 0 | 0 | 0 | 0 | 0 | 0 | 0 | 0 | 0 | 0
2016-10-09 07:00 | 0 | 0 | 0 | 0 | 320457 | 0 | 320457 | 0 | 0 | 0 | 0 | 0 | 0 | 0 | 0 | 0 | 0 | 0 | 0 | 0 | 0 | 0 | 0 | 0 | 0 | 0 | 0 | 0
2016-10-09 08:00 | 0 | 0 | 0 | 0 | 314804 | 0 | 314804 | 0 | 0 | 0 | 0 | 0 | 0 | 0 | 0 | 0 | 0 | 0 | 0 | 0 | 0 | 0 | 0 | 0 | 0 | 0 | 0 | 0
2016-10-09 09:00 | 0 | 0 | 0 | 0 | 313504 | 0 | 313504 | 0 | 0 | 0 | 0 | 0 | 0 | 0 | 0 | 0 | 0 | 0 | 0 | 0 | 0 | 0 | 0 | 0 | 0 | 0 | 0 | 0
2016-10-09 10:00 | 0 | 0 | 0 | 0 | 316333 | 0 | 316333 | 0 | 0 | 0 | 0 | 0 | 0 | 0 | 0 | 0 | 0 | 0 | 0 | 0 | 0 | 0 | 0 | 0 | 0 | 0 | 0 | 0
2016-10-09 11:00 | 0 | 0 | 0 | 0 | 323004 | 0 | 323004 | 0 | 0 | 0 | 0 | 0 | 0 | 0 | 0 | 0 | 0 | 0 | 0 | 0 | 0 | 0 | 0 | 0 | 0 | 0 | 0 | 0
2016-10-09 12:00 | 0 | 0 | 0 | 0 | 334487 | 0 | 334487 | 0 | 0 | 0 | 0 | 0 | 0 | 0 | 0 | 0 | 0 | 0 | 0 | 0 | 0 | 0 | 0 | 0 | 0 | 0 | 0 | 0
2016-10-09 13:00 | 0 | 0 | 0 | 0 | 341815.1233 | 8720.8767 | 350536 | 0 | 0 | 0 | 0 | 0 | 0 | 0 | 0 | 0 | 0 | 0 | 0 | 0 | 0 | 0 | 0 | 0 | 0 | 0 | 0 | 0
2016-10-09 14:00 | 0 | 0 | 0 | 0 | 142336.4584 | 221319.5416 | 363656 | 0 | 0 | 0 | 0 | 0 | 0 | 0 | 0 | 0 | 0 | 0 | 0 | 0 | 0 | 0 | 0 | 0 | 0 | 0 | 0 | 0
2016-10-09 15:00 | 0 | 0 | 0 | 0 | 0 | 511891.5025 | 374100 | 0 | 0 | 0 | 0 | 0 | 0 | 0 | 0 | 0 | 137791.5025 | 0 | 0 | 0 | 0 | 0 | 0 | 0 | 0 | 0 | 0 | 137791.5025
2016-10-09 16:00 | 0 | 0 | 0 | 0 | 0 | 596933.5946 | 383930 | 0 | 0 | 0 | 0 | 0 | 0 | 0 | 0 | 0 | 350795.0971 | 0 | 0 | 0 | 0 | 0 | 0 | 0 | 0 | 0 | 0 | 213003.5946
2016-10-09 17:00 | 0 | 0 | 0 | 0 | 0 | 592430.1588 | 392899 | 0 | 0 | 0 | 0 | 0 | 0 | 0 | 0 | 0 | 550326.2559 | 0 | 0 | 0 | 0 | 0 | 0 | 0 | 0 | 0 | 0 | 199531.1588
2016-10-09 18:00 | 0 | 0 | 0 | 0 | 0 | 572336.3405 | 400269 | 0 | 0 | 0 | 0 | 0 | 0 | 0 | 0 | 0 | 722393.5964 | 0 | 0 | 0 | 0 | 0 | 0 | 0 | 0 | 0 | 0 | 172067.3405
2016-10-09 19:00 | 0 | 0 | 0 | 0 | 0 | 553548.5285 | 408188 | 0 | 0 | 0 | 0 | 61870.256 | 0 | 0 | 0 | 0 | 805883.8688 | 0 | 0 | 0 | 0 | 0 | 61870.256 | 0 | 0 | 0 | 0 | 83490.2724
2016-10-09 20:00 | 0 | 0 | 0 | 0 | 0 | 541679.31 | 416624 | 0 | 0 | 0 | 0 | 0 | 0 | 0 | 0 | 0 | 992809.4348 | 0 | 0 | 0 | 0 | 0 | -61870.256 | 0 | 0 | 0 | 0 | 186925.566
2016-10-09 21:00 | 0 | 0 | 0 | 0 | 0 | 528938.4142 | 423858 | 0 | 0 | 0 | 0 | 0 | 0 | 0 | 0 | 0 | 1097889.849 | 0 | 0 | 0 | 0 | 0 | 0 | 0 | 0 | 0 | 0 | 105080.4142
2016-10-09 22:00 | 0 | 0 | 0 | 0 | 0 | 505576.5942 | 427184 | 0 | 0 | 0 | 0 | 0 | 0 | 0 | 0 | 0 | 1176282.4432 | 0 | 0 | 0 | 0 | 0 | 0 | 0 | 0 | 0 | 0 | 78392.5942
2016-10-09 23:00 | 0 | 0 | 0 | 0 | 0 | 413756.5279 | 433837 | 0 | 0 | 0 | 0 | 61870.256 | 0 | 0 | 0 | 0 | 1094331.715 | 0 | 0 | 0 | 0 | 0 | 61870.256 | 0 | 0 | 0 | 0 | -81950.7282
2016-10-10 | 0 | 0 | 0 | 0 | 0 | 167878.6144 | 435426 | 0 | 0 | 0 | 0 | 0 | 0 | 0 | 0 | 0 | 888654.5854 | 0 | 0 | 0 | 0 | 0 | -61870.256 | 0 | 0 | 0 | 0 | -205677.1296
2016-10-10 01:00 | 0 | 0 | 0 | 0 | 199841.0013 | 859.1794 | 419781 | 0 | 0 | 0 | 0 | 61870.256 | 0 | 0 | 0 | 0 | 607703.5101 | 0 | 0 | 0 | 0 | 0 | 61870.256 | 0 | 0 | 0 | 0 | -280951.0754
2016-10-10 02:00 | 0 | 0 | 0 | 0 | 35820.9889 | 0 | 401543 | 0 | 0 | 0 | 0 | 0 | 0 | 0 | 0 | 0 | 303851.755 | 0 | 0 | 0 | 0 | 0 | -61870.256 | 0 | 0 | 0 | 0 | -303851.755
2016-10-10 03:00 | 0 | 0 | 0 | 0 | 77404.245 | 0 | 381256 | 0 | 0 | 0 | 0 | 0 | 0 | 0 | 0 | 0 | 0 | 0 | 0 | 0 | 0 | 0 | 0 | 0 | 0 | 0 | 0 | -303851.755
2016-10-10 04:00 | 0 | 0 | 0 | 0 | 358189 | 0 | 358189 | 0 | 0 | 0 | 0 | 0 | 0 | 0 | 0 | 0 | 0 | 0 | 0 | 0 | 0 | 0 | 0 | 0 | 0 | 0 | 0 | 0
2016-10-10 05:00 | 0 | 0 | 0 | 0 | 340263 | 0 | 340263 | 0 | 0 | 0 | 0 | 0 | 0 | 0 | 0 | 0 | 0 | 0 | 0 | 0 | 0 | 0 | 0 | 0 | 0 | 0 | 0 | 0
2016-10-10 06:00 | 0 | 0 | 0 | 0 | 327877 | 0 | 327877 | 0 | 0 | 0 | 0 | 0 | 0 | 0 | 0 | 0 | 0 | 0 | 0 | 0 | 0 | 0 | 0 | 0 | 0 | 0 | 0 | 0
2016-10-10 07:00 | 0 | 0 | 0 | 0 | 320921 | 0 | 320921 | 0 | 0 | 0 | 0 | 0 | 0 | 0 | 0 | 0 | 0 | 0 | 0 | 0 | 0 | 0 | 0 | 0 | 0 | 0 | 0 | 0
2016-10-10 08:00 | 0 | 0 | 0 | 0 | 320475 | 0 | 320475 | 0 | 0 | 0 | 0 | 0 | 0 | 0 | 0 | 0 | 0 | 0 | 0 | 0 | 0 | 0 | 0 | 0 | 0 | 0 | 0 | 0
2016-10-10 09:00 | 0 | 0 | 0 | 0 | 328559 | 0 | 328559 | 0 | 0 | 0 | 0 | 0 | 0 | 0 | 0 | 0 | 0 | 0 | 0 | 0 | 0 | 0 | 0 | 0 | 0 | 0 | 0 | 0
2016-10-10 10:00 | 0 | 0 | 0 | 0 | 350200 | 0 | 350200 | 0 | 0 | 0 | 0 | 0 | 0 | 0 | 0 | 0 | 0 | 0 | 0 | 0 | 0 | 0 | 0 | 0 | 0 | 0 | 0 | 0
2016-10-10 11:00 | 0 | 0 | 0 | 0 | 374730 | 0 | 374730 | 0 | 0 | 0 | 0 | 0 | 0 | 0 | 0 | 0 | 0 | 0 | 0 | 0 | 0 | 0 | 0 | 0 | 0 | 0 | 0 | 0
2016-10-10 12:00 | 0 | 0 | 0 | 0 | 390068 | 0 | 390068 | 0 | 0 | 0 | 0 | 0 | 0 | 0 | 0 | 0 | 0 | 0 | 0 | 0 | 0 | 0 | 0 | 0 | 0 | 0 | 0 | 0
2016-10-10 13:00 | 0 | 0 | 0 | 0 | 382541.1128 | 21117.8872 | 403659 | 0 | 0 | 0 | 0 | 0 | 0 | 0 | 0 | 0 | 0 | 0 | 0 | 0 | 0 | 0 | 0 | 0 | 0 | 0 | 0 | 0
2016-10-10 14:00 | 0 | 0 | 0 | 0 | 95101.6506 | 319242.3494 | 414344 | 0 | 0 | 0 | 0 | 0 | 0 | 0 | 0 | 0 | 0 | 0 | 0 | 0 | 0 | 0 | 0 | 0 | 0 | 0 | 0 | 0
2016-10-10 15:00 | 0 | 0 | 0 | 0 | 0 | 561071.7243 | 422674 | 0 | 0 | 0 | 0 | 61870.256 | 0 | 0 | 0 | 0 | 76527.4682 | 0 | 0 | 0 | 0 | 0 | 61870.256 | 0 | 0 | 0 | 0 | 76527.4682
2016-10-10 16:00 | 0 | 0 | 0 | 0 | 0 | 624737.5913 | 429540 | 0 | 0 | 0 | 0 | 0 | 0 | 0 | 0 | 0 | 333595.3156 | 0 | 0 | 0 | 0 | 0 | -61870.256 | 0 | 0 | 0 | 0 | 257067.8474
2016-10-10 17:00 | 0 | 0 | 0 | 0 | 0 | 618343.3683 | 436521 | 0 | 0 | 0 | 0 | 61870.256 | 0 | 0 | 0 | 0 | 453547.4278 | 0 | 0 | 0 | 0 | 0 | 61870.256 | 0 | 0 | 0 | 0 | 119952.1122
2016-10-10 18:00 | 0 | 0 | 0 | 0 | 0 | 602655.1805 | 443254 | 0 | 0 | 0 | 0 | 61870.256 | 0 | 0 | 0 | 0 | 612948.6084 | 0 | 0 | 0 | 0 | 0 | 0 | 0 | 0 | 0 | 0 | 159401.1805
2016-10-10 19:00 | 0 | 0 | 0 | 0 | 0 | 590800.2459 | 449624 | 0 | 0 | 0 | 0 | 61870.256 | 0 | 0 | 0 | 0 | 754124.8543 | 0 | 0 | 0 | 0 | 0 | 0 | 0 | 0 | 0 | 0 | 141176.2459
2016-10-10 20:00 | 0 | 0 | 0 | 0 | 0 | 592410.0081 | 456276 | 0 | 0 | 0 | 0 | 61870.256 | 0 | 0 | 0 | 0 | 890258.8623 | 0 | 0 | 0 | 0 | 0 | 0 | 0 | 0 | 0 | 0 | 136134.0081
2016-10-10 21:00 | 0 | 0 | 0 | 0 | 0 | 591938.8428 | 461341 | 0 | 0 | 0 | 0 | 61870.256 | 0 | 0 | 0 | 0 | 1020856.7051 | 0 | 0 | 0 | 0 | 0 | 0 | 0 | 0 | 0 | 0 | 130597.8428
2016-10-10 22:00 | 0 | 0 | 0 | 0 | 0 | 557405.0518 | 463319 | 0 | 0 | 0 | 0 | 0 | 0 | 0 | 0 | 0 | 1176813.013 | 0 | 0 | 0 | 0 | 0 | -61870.256 | 0 | 0 | 0 | 0 | 155956.3079
2016-10-10 23:00 | 0 | 0 | 0 | 0 | 0 | 412885.0024 | 469066 | 0 | 0 | 0 | 0 | 45145.0356 | 0 | 0 | 0 | 0 | 1075486.9798 | 0 | 0 | 0 | 0 | 0 | 45145.0356 | 0 | 0 | 0 | 0 | -101326.0332
2016-10-11 | 0 | 0 | 0 | 0 | 0 | 116864.2094 | 465861 | 0 | 0 | 0 | 0 | 0 | 0 | 0 | 0 | 0 | 771635.2248 | 0 | 0 | 0 | 0 | 0 | -45145.0356 | 0 | 0 | 0 | 0 | -303851.755
2016-10-11 01:00 | 0 | 0 | 0 | 0 | 348104.04 | 571.5014 | 450737 | 0 | 0 | 0 | 0 | 61870.256 | 0 | 0 | 0 | 0 | 607703.5101 | 0 | 0 | 0 | 0 | 0 | 61870.256 | 0 | 0 | 0 | 0 | -163931.7147
2016-10-11 02:00 | 0 | 0 | 0 | 0 | 62389.9889 | 0 | 428112 | 0 | 0 | 0 | 0 | 0 | 0 | 0 | 0 | 0 | 303851.755 | 0 | 0 | 0 | 0 | 0 | -61870.256 | 0 | 0 | 0 | 0 | -303851.755
2016-10-11 03:00 | 0 | 0 | 0 | 0 | 96817.245 | 0 | 400669 | 0 | 0 | 0 | 0 | 0 | 0 | 0 | 0 | 0 | 0 | 0 | 0 | 0 | 0 | 0 | 0 | 0 | 0 | 0 | 0 | -303851.755
2016-10-11 04:00 | 0 | 0 | 0 | 0 | 375252 | 0 | 375252 | 0 | 0 | 0 | 0 | 0 | 0 | 0 | 0 | 0 | 0 | 0 | 0 | 0 | 0 | 0 | 0 | 0 | 0 | 0 | 0 | 0
2016-10-11 05:00 | 0 | 0 | 0 | 0 | 357030 | 0 | 357030 | 0 | 0 | 0 | 0 | 0 | 0 | 0 | 0 | 0 | 0 | 0 | 0 | 0 | 0 | 0 | 0 | 0 | 0 | 0 | 0 | 0
2016-10-11 06:00 | 0 | 0 | 0 | 0 | 343584 | 0 | 343584 | 0 | 0 | 0 | 0 | 0 | 0 | 0 | 0 | 0 | 0 | 0 | 0 | 0 | 0 | 0 | 0 | 0 | 0 | 0 | 0 | 0
2016-10-11 07:00 | 0 | 0 | 0 | 0 | 336113 | 0 | 336113 | 0 | 0 | 0 | 0 | 0 | 0 | 0 | 0 | 0 | 0 | 0 | 0 | 0 | 0 | 0 | 0 | 0 | 0 | 0 | 0 | 0
2016-10-11 08:00 | 0 | 0 | 0 | 0 | 334737 | 0 | 334737 | 0 | 0 | 0 | 0 | 0 | 0 | 0 | 0 | 0 | 0 | 0 | 0 | 0 | 0 | 0 | 0 | 0 | 0 | 0 | 0 | 0
2016-10-11 09:00 | 0 | 0 | 0 | 0 | 343866 | 0 | 343866 | 0 | 0 | 0 | 0 | 0 | 0 | 0 | 0 | 0 | 0 | 0 | 0 | 0 | 0 | 0 | 0 | 0 | 0 | 0 | 0 | 0
2016-10-11 10:00 | 0 | 0 | 0 | 0 | 369914 | 0 | 369914 | 0 | 0 | 0 | 0 | 0 | 0 | 0 | 0 | 0 | 0 | 0 | 0 | 0 | 0 | 0 | 0 | 0 | 0 | 0 | 0 | 0
2016-10-11 11:00 | 0 | 0 | 0 | 0 | 395969 | 0 | 395969 | 0 | 0 | 0 | 0 | 0 | 0 | 0 | 0 | 0 | 0 | 0 | 0 | 0 | 0 | 0 | 0 | 0 | 0 | 0 | 0 | 0
2016-10-11 12:00 | 0 | 0 | 0 | 0 | 407918 | 0 | 407918 | 0 | 0 | 0 | 0 | 0 | 0 | 0 | 0 | 0 | 0 | 0 | 0 | 0 | 0 | 0 | 0 | 0 | 0 | 0 | 0 | 0
2016-10-11 13:00 | 0 | 0 | 0 | 0 | 403233.5109 | 13972.4891 | 417206 | 0 | 0 | 0 | 0 | 0 | 0 | 0 | 0 | 0 | 0 | 0 | 0 | 0 | 0 | 0 | 0 | 0 | 0 | 0 | 0 | 0
2016-10-11 14:00 | 0 | 0 | 0 | 0 | 151401.9393 | 274047.0607 | 425449 | 0 | 0 | 0 | 0 | 0 | 0 | 0 | 0 | 0 | 0 | 0 | 0 | 0 | 0 | 0 | 0 | 0 | 0 | 0 | 0 | 0
2016-10-11 15:00 | 0 | 0 | 0 | 0 | 0 | 536541.2941 | 432647 | 0 | 0 | 0 | 0 | 0 | 0 | 0 | 0 | 0 | 103894.2941 | 0 | 0 | 0 | 0 | 0 | 0 | 0 | 0 | 0 | 0 | 103894.2941
2016-10-11 16:00 | 0 | 0 | 0 | 0 | 0 | 617980.3638 | 439652 | 0 | 0 | 0 | 0 | 0 | 0 | 0 | 0 | 0 | 282222.658 | 0 | 0 | 0 | 0 | 0 | 0 | 0 | 0 | 0 | 0 | 178328.3638
2016-10-11 17:00 | 0 | 0 | 0 | 0 | 0 | 618495.7061 | 446392 | 0 | 0 | 0 | 0 | 0 | 0 | 0 | 0 | 0 | 454326.364 | 0 | 0 | 0 | 0 | 0 | 0 | 0 | 0 | 0 | 0 | 172103.7061
2016-10-11 18:00 | 0 | 0 | 0 | 0 | 0 | 603701.336 | 453427 | 0 | 0 | 0 | 0 | 61870.256 | 0 | 0 | 0 | 0 | 542730.444 | 0 | 0 | 0 | 0 | 0 | 61870.256 | 0 | 0 | 0 | 0 | 88404.08
2016-10-11 19:00 | 0 | 0 | 0 | 0 | 0 | 594353.1208 | 458453 | 0 | 0 | 0 | 0 | 0 | 0 | 0 | 0 | 0 | 740500.8208 | 0 | 0 | 0 | 0 | 0 | -61870.256 | 0 | 0 | 0 | 0 | 197770.3768
2016-10-11 20:00 | 0 | 0 | 0 | 0 | 0 | 599946.6571 | 464133 | 0 | 0 | 0 | 0 | 0 | 0 | 0 | 0 | 0 | 876314.478 | 0 | 0 | 0 | 0 | 0 | 0 | 0 | 0 | 0 | 0 | 135813.6571
2016-10-11 21:00 | 0 | 0 | 0 | 0 | 0 | 606299.1995 | 468519 | 0 | 0 | 0 | 0 | 61870.256 | 0 | 0 | 0 | 0 | 952224.4215 | 0 | 0 | 0 | 0 | 0 | 61870.256 | 0 | 0 | 0 | 0 | 75909.9435
2016-10-11 22:00 | 0 | 0 | 0 | 0 | 0 | 589891.9269 | 469706 | 0 | 0 | 0 | 0 | 61870.256 | 0 | 0 | 0 | 0 | 1072410.3484 | 0 | 0 | 0 | 0 | 0 | 0 | 0 | 0 | 0 | 0 | 120185.9269
2016-10-11 23:00 | 0 | 0 | 0 | 0 | 0 | 464784.8246 | 474251 | 0 | 0 | 0 | 0 | 9564.0678 | 0 | 0 | 0 | 0 | 1115250.3612 | 0 | 0 | 0 | 0 | 0 | -52306.1882 | 0 | 0 | 0 | 0 | 42840.0128
2016-10-12 | 0 | 0 | 0 | 0 | 0 | 157833.1772 | 471249 | 0 | 0 | 0 | 0 | 0 | 0 | 0 | 0 | 0 | 811398.6062 | 0 | 0 | 0 | 0 | 0 | -9564.0678 | 0 | 0 | 0 | 0 | -303851.755
2016-10-12 01:00 | 0 | 0 | 0 | 0 | 618492.2665 | 466.6484 | 456932 | 0 | 0 | 0 | 0 | 61870.256 | 0 | 0 | 0 | 0 | 911555.2651 | 0 | 0 | 0 | 0 | 0 | 61870.256 | 0 | 0 | 0 | 0 | 100156.6589
2016-10-12 02:00 | 0 | 0 | 0 | 0 | 67761.9889 | 0 | 433484 | 0 | 0 | 0 | 0 | 0 | 0 | 0 | 0 | 0 | 607703.5101 | 0 | 0 | 0 | 0 | 0 | -61870.256 | 0 | 0 | 0 | 0 | -303851.755
2016-10-12 03:00 | 0 | 0 | 0 | 0 | 102191.245 | 0 | 406043 | 0 | 0 | 0 | 0 | 0 | 0 | 0 | 0 | 0 | 303851.755 | 0 | 0 | 0 | 0 | 0 | 0 | 0 | 0 | 0 | 0 | -303851.755
2016-10-12 04:00 | 0 | 0 | 0 | 0 | 77140.245 | 0 | 380992 | 0 | 0 | 0 | 0 | 0 | 0 | 0 | 0 | 0 | 0 | 0 | 0 | 0 | 0 | 0 | 0 | 0 | 0 | 0 | 0 | -303851.755
2016-10-12 05:00 | 0 | 0 | 0 | 0 | 361760 | 0 | 361760 | 0 | 0 | 0 | 0 | 0 | 0 | 0 | 0 | 0 | 0 | 0 | 0 | 0 | 0 | 0 | 0 | 0 | 0 | 0 | 0 | 0
2016-10-12 06:00 | 0 | 0 | 0 | 0 | 348243 | 0 | 348243 | 0 | 0 | 0 | 0 | 0 | 0 | 0 | 0 | 0 | 0 | 0 | 0 | 0 | 0 | 0 | 0 | 0 | 0 | 0 | 0 | 0
2016-10-12 07:00 | 0 | 0 | 0 | 0 | 340838 | 0 | 340838 | 0 | 0 | 0 | 0 | 0 | 0 | 0 | 0 | 0 | 0 | 0 | 0 | 0 | 0 | 0 | 0 | 0 | 0 | 0 | 0 | 0
2016-10-12 08:00 | 0 | 0 | 0 | 0 | 340028 | 0 | 340028 | 0 | 0 | 0 | 0 | 0 | 0 | 0 | 0 | 0 | 0 | 0 | 0 | 0 | 0 | 0 | 0 | 0 | 0 | 0 | 0 | 0
2016-10-12 09:00 | 0 | 0 | 0 | 0 | 348468 | 0 | 348468 | 0 | 0 | 0 | 0 | 0 | 0 | 0 | 0 | 0 | 0 | 0 | 0 | 0 | 0 | 0 | 0 | 0 | 0 | 0 | 0 | 0
2016-10-12 10:00 | 0 | 0 | 0 | 0 | 373533 | 0 | 373533 | 0 | 0 | 0 | 0 | 0 | 0 | 0 | 0 | 0 | 0 | 0 | 0 | 0 | 0 | 0 | 0 | 0 | 0 | 0 | 0 | 0
2016-10-12 11:00 | 0 | 0 | 0 | 0 | 399567 | 0 | 399567 | 0 | 0 | 0 | 0 | 0 | 0 | 0 | 0 | 0 | 0 | 0 | 0 | 0 | 0 | 0 | 0 | 0 | 0 | 0 | 0 | 0
2016-10-12 12:00 | 0 | 0 | 0 | 0 | 411951 | 0 | 411951 | 0 | 0 | 0 | 0 | 0 | 0 | 0 | 0 | 0 | 0 | 0 | 0 | 0 | 0 | 0 | 0 | 0 | 0 | 0 | 0 | 0
2016-10-12 13:00 | 0 | 0 | 0 | 0 | 410594.8977 | 12411.1023 | 423006 | 0 | 0 | 0 | 0 | 0 | 0 | 0 | 0 | 0 | 0 | 0 | 0 | 0 | 0 | 0 | 0 | 0 | 0 | 0 | 0 | 0
2016-10-12 14:00 | 0 | 0 | 0 | 0 | 157503.3268 | 276179.6732 | 433683 | 0 | 0 | 0 | 0 | 0 | 0 | 0 | 0 | 0 | 0 | 0 | 0 | 0 | 0 | 0 | 0 | 0 | 0 | 0 | 0 | 0
2016-10-12 15:00 | 0 | 0 | 0 | 0 | 0 | 560967.9948 | 442339 | 0 | 0 | 0 | 0 | 0 | 0 | 0 | 0 | 0 | 118628.9948 | 0 | 0 | 0 | 0 | 0 | 0 | 0 | 0 | 0 | 0 | 118628.9948
2016-10-12 16:00 | 0 | 0 | 0 | 0 | 0 | 632433.9098 | 449506 | 0 | 0 | 0 | 0 | 61870.256 | 0 | 0 | 0 | 0 | 239686.6486 | 0 | 0 | 0 | 0 | 0 | 61870.256 | 0 | 0 | 0 | 0 | 121057.6537
2016-10-12 17:00 | 0 | 0 | 0 | 0 | 0 | 635885.1576 | 456544 | 0 | 0 | 0 | 0 | 61870.256 | 0 | 0 | 0 | 0 | 419027.8062 | 0 | 0 | 0 | 0 | 0 | 0 | 0 | 0 | 0 | 0 | 179341.1576
2016-10-12 18:00 | 0 | 0 | 0 | 0 | 0 | 612477.5886 | 462687 | 0 | 0 | 0 | 0 | 0 | 0 | 0 | 0 | 0 | 630688.6508 | 0 | 0 | 0 | 0 | 0 | -61870.256 | 0 | 0 | 0 | 0 | 211660.8446
2016-10-12 19:00 | 0 | 0 | 0 | 0 | 0 | 596182.2941 | 467162 | 0 | 0 | 0 | 0 | 61870.256 | 0 | 0 | 0 | 0 | 697838.6888 | 0 | 0 | 0 | 0 | 0 | 61870.256 | 0 | 0 | 0 | 0 | 67150.038
2016-10-12 20:00 | 0 | 0 | 0 | 0 | 0 | 595188.4213 | 471056 | 0 | 0 | 0 | 0 | 61870.256 | 0 | 0 | 0 | 0 | 821971.1102 | 0 | 0 | 0 | 0 | 0 | 0 | 0 | 0 | 0 | 0 | 124132.4213
2016-10-12 21:00 | 0 | 0 | 0 | 0 | 0 | 592344.4404 | 474321 | 0 | 0 | 0 | 0 | 61870.256 | 0 | 0 | 0 | 0 | 939994.5505 | 0 | 0 | 0 | 0 | 0 | 0 | 0 | 0 | 0 | 0 | 118023.4404
2016-10-12 22:00 | 0 | 0 | 0 | 0 | 0 | 542738.392 | 474450 | 0 | 0 | 0 | 0 | 0 | 0 | 0 | 0 | 0 | 1070153.1986 | 0 | 0 | 0 | 0 | 0 | -61870.256 | 0 | 0 | 0 | 0 | 130158.648
2016-10-12 23:00 | 0 | 0 | 0 | 0 | 0 | 391360.6516 | 477720 | 0 | 0 | 0 | 0 | 39950.5528 | 0 | 0 | 0 | 0 | 943843.2973 | 0 | 0 | 0 | 0 | 0 | 39950.5528 | 0 | 0 | 0 | 0 | -126309.9012
2016-10-13 | 0 | 0 | 0 | 0 | 0 | 129367.6922 | 473170 | 0 | 0 | 0 | 0 | 0 | 0 | 0 | 0 | 0 | 639991.5423 | 0 | 0 | 0 | 0 | 0 | -39950.5528 | 0 | 0 | 0 | 0 | -303851.755
2016-10-13 01:00 | 0 | 0 | 0 | 0 | 487736.0856 | 307.1382 | 458461 | 0 | 0 | 0 | 0 | 61870.256 | 0 | 0 | 0 | 0 | 607703.5101 | 0 | 0 | 0 | 0 | 0 | 61870.256 | 0 | 0 | 0 | 0 | -32288.0322
2016-10-13 02:00 | 0 | 0 | 0 | 0 | 69343.9889 | 0 | 435066 | 0 | 0 | 0 | 0 | 0 | 0 | 0 | 0 | 0 | 303851.755 | 0 | 0 | 0 | 0 | 0 | -61870.256 | 0 | 0 | 0 | 0 | -303851.755
2016-10-13 03:00 | 0 | 0 | 0 | 0 | 103258.245 | 0 | 407110 | 0 | 0 | 0 | 0 | 0 | 0 | 0 | 0 | 0 | 0 | 0 | 0 | 0 | 0 | 0 | 0 | 0 | 0 | 0 | 0 | -303851.755
2016-10-13 04:00 | 0 | 0 | 0 | 0 | 381865 | 0 | 381865 | 0 | 0 | 0 | 0 | 0 | 0 | 0 | 0 | 0 | 0 | 0 | 0 | 0 | 0 | 0 | 0 | 0 | 0 | 0 | 0 | 0
2016-10-13 05:00 | 0 | 0 | 0 | 0 | 362529 | 0 | 362529 | 0 | 0 | 0 | 0 | 0 | 0 | 0 | 0 | 0 | 0 | 0 | 0 | 0 | 0 | 0 | 0 | 0 | 0 | 0 | 0 | 0
2016-10-13 06:00 | 0 | 0 | 0 | 0 | 348729 | 0 | 348729 | 0 | 0 | 0 | 0 | 0 | 0 | 0 | 0 | 0 | 0 | 0 | 0 | 0 | 0 | 0 | 0 | 0 | 0 | 0 | 0 | 0
2016-10-13 07:00 | 0 | 0 | 0 | 0 | 341147 | 0 | 341147 | 0 | 0 | 0 | 0 | 0 | 0 | 0 | 0 | 0 | 0 | 0 | 0 | 0 | 0 | 0 | 0 | 0 | 0 | 0 | 0 | 0
2016-10-13 08:00 | 0 | 0 | 0 | 0 | 340195 | 0 | 340195 | 0 | 0 | 0 | 0 | 0 | 0 | 0 | 0 | 0 | 0 | 0 | 0 | 0 | 0 | 0 | 0 | 0 | 0 | 0 | 0 | 0
2016-10-13 09:00 | 0 | 0 | 0 | 0 | 348595 | 0 | 348595 | 0 | 0 | 0 | 0 | 0 | 0 | 0 | 0 | 0 | 0 | 0 | 0 | 0 | 0 | 0 | 0 | 0 | 0 | 0 | 0 | 0
2016-10-13 10:00 | 0 | 0 | 0 | 0 | 373419 | 0 | 373419 | 0 | 0 | 0 | 0 | 0 | 0 | 0 | 0 | 0 | 0 | 0 | 0 | 0 | 0 | 0 | 0 | 0 | 0 | 0 | 0 | 0
2016-10-13 11:00 | 0 | 0 | 0 | 0 | 399415 | 0 | 399415 | 0 | 0 | 0 | 0 | 0 | 0 | 0 | 0 | 0 | 0 | 0 | 0 | 0 | 0 | 0 | 0 | 0 | 0 | 0 | 0 | 0
2016-10-13 12:00 | 0 | 0 | 0 | 0 | 426860.998 | 0 | 412453 | 0 | 0 | 0 | 0 | 0 | 0 | 0 | 0 | 0 | 14407.998 | 0 | 0 | 0 | 0 | 0 | 0 | 0 | 0 | 0 | 0 | 14407.998
2016-10-13 13:00 | 0 | 0 | 0 | 0 | 402671.3989 | 6274.6032 | 423354 | 0 | 0 | 0 | 0 | 0 | 0 | 0 | 0 | 0 | 0 | 0 | 0 | 0 | 0 | 0 | 0 | 0 | 0 | 0 | 0 | -14407.998
2016-10-13 14:00 | 0 | 0 | 0 | 0 | 214293.1234 | 219301.8766 | 433595 | 0 | 0 | 0 | 0 | 0 | 0 | 0 | 0 | 0 | 0 | 0 | 0 | 0 | 0 | 0 | 0 | 0 | 0 | 0 | 0 | 0
2016-10-13 15:00 | 0 | 0 | 0 | 0 | 0 | 502758.1187 | 441745 | 0 | 0 | 0 | 0 | 0 | 0 | 0 | 0 | 0 | 61013.1187 | 0 | 0 | 0 | 0 | 0 | 0 | 0 | 0 | 0 | 0 | 61013.1187
2016-10-13 16:00 | 0 | 0 | 0 | 0 | 0 | 573984.0361 | 448142 | 0 | 0 | 0 | 0 | 61870.256 | 0 | 0 | 0 | 0 | 124984.8987 | 0 | 0 | 0 | 0 | 0 | 61870.256 | 0 | 0 | 0 | 0 | 63971.78
2016-10-13 17:00 | 0 | 0 | 0 | 0 | 0 | 576820.4298 | 454591 | 0 | 0 | 0 | 0 | 61870.256 | 0 | 0 | 0 | 0 | 247214.3285 | 0 | 0 | 0 | 0 | 0 | 0 | 0 | 0 | 0 | 0 | 122229.4298
2016-10-13 18:00 | 0 | 0 | 0 | 0 | 0 | 567611.7823 | 460716 | 0 | 0 | 0 | 0 | 0 | 0 | 0 | 0 | 0 | 415980.3668 | 0 | 0 | 0 | 0 | 0 | -61870.256 | 0 | 0 | 0 | 0 | 168766.0383
2016-10-13 19:00 | 0 | 0 | 0 | 0 | 0 | 561472.2646 | 464994 | 0 | 0 | 0 | 0 | 61870.256 | 0 | 0 | 0 | 0 | 450588.3754 | 0 | 0 | 0 | 0 | 0 | 61870.256 | 0 | 0 | 0 | 0 | 34608.0086
2016-10-13 20:00 | 0 | 0 | 0 | 0 | 0 | 568477.6901 | 467977 | 0 | 0 | 0 | 0 | 0 | 0 | 0 | 0 | 0 | 612959.3215 | 0 | 0 | 0 | 0 | 0 | -61870.256 | 0 | 0 | 0 | 0 | 162370.9462
2016-10-13 21:00 | 0 | 0 | 0 | 0 | 0 | 574045.3389 | 469397 | 0 | 0 | 0 | 0 | 61870.256 | 0 | 0 | 0 | 0 | 655737.4044 | 0 | 0 | 0 | 0 | 0 | 61870.256 | 0 | 0 | 0 | 0 | 42778.0828
2016-10-13 22:00 | 0 | 0 | 0 | 0 | 0 | 548541.9891 | 468201 | 0 | 0 | 0 | 0 | 0 | 0 | 0 | 0 | 0 | 797948.6495 | 0 | 0 | 0 | 0 | 0 | -61870.256 | 0 | 0 | 0 | 0 | 142211.2452
2016-10-13 23:00 | 0 | 0 | 0 | 0 | 0 | 412397.0552 | 472705 | 0 | 0 | 0 | 0 | 0 | 0 | 0 | 0 | 0 | 737640.7047 | 0 | 0 | 0 | 0 | 0 | 0 | 0 | 0 | 0 | 0 | -60307.9448
2016-10-14 | 0 | 0 | 0 | 0 | 733129.0715 | 103532.9396 | 470940 | 0 | 0 | 0 | 0 | 61870.256 | 0 | 0 | 0 | 0 | 1041492.4598 | 0 | 0 | 0 | 0 | 0 | 61870.256 | 0 | 0 | 0 | 0 | 303851.755
2016-10-14 01:00 | 0 | 0 | 0 | 0 | 152918.1267 | 181.1183 | 456951 | 0 | 0 | 0 | 0 | 61870.256 | 0 | 0 | 0 | 0 | 737640.7047 | 0 | 0 | 0 | 0 | 0 | 0 | 0 | 0 | 0 | 0 | -303851.755
2016-10-14 02:00 | 0 | 0 | 0 | 0 | 67619.9889 | 0 | 433342 | 0 | 0 | 0 | 0 | 0 | 0 | 0 | 0 | 0 | 433788.9497 | 0 | 0 | 0 | 0 | 0 | -61870.256 | 0 | 0 | 0 | 0 | -303851.755
2016-10-14 03:00 | 0 | 0 | 0 | 0 | 103184.245 | 0 | 407036 | 0 | 0 | 0 | 0 | 0 | 0 | 0 | 0 | 0 | 129937.1947 | 0 | 0 | 0 | 0 | 0 | 0 | 0 | 0 | 0 | 0 | -303851.755
2016-10-14 04:00 | 0 | 0 | 0 | 0 | 252658.8053 | 0 | 382596 | 0 | 0 | 0 | 0 | 0 | 0 | 0 | 0 | 0 | 0 | 0 | 0 | 0 | 0 | 0 | 0 | 0 | 0 | 0 | 0 | -129937.1947
2016-10-14 05:00 | 0 | 0 | 0 | 0 | 362278 | 0 | 362278 | 0 | 0 | 0 | 0 | 0 | 0 | 0 | 0 | 0 | 0 | 0 | 0 | 0 | 0 | 0 | 0 | 0 | 0 | 0 | 0 | 0
2016-10-14 06:00 | 0 | 0 | 0 | 0 | 348008 | 0 | 348008 | 0 | 0 | 0 | 0 | 0 | 0 | 0 | 0 | 0 | 0 | 0 | 0 | 0 | 0 | 0 | 0 | 0 | 0 | 0 | 0 | 0
2016-10-14 07:00 | 0 | 0 | 0 | 0 | 340313 | 0 | 340313 | 0 | 0 | 0 | 0 | 0 | 0 | 0 | 0 | 0 | 0 | 0 | 0 | 0 | 0 | 0 | 0 | 0 | 0 | 0 | 0 | 0
2016-10-14 08:00 | 0 | 0 | 0 | 0 | 339060 | 0 | 339060 | 0 | 0 | 0 | 0 | 0 | 0 | 0 | 0 | 0 | 0 | 0 | 0 | 0 | 0 | 0 | 0 | 0 | 0 | 0 | 0 | 0
2016-10-14 09:00 | 0 | 0 | 0 | 0 | 347726 | 0 | 347726 | 0 | 0 | 0 | 0 | 0 | 0 | 0 | 0 | 0 | 0 | 0 | 0 | 0 | 0 | 0 | 0 | 0 | 0 | 0 | 0 | 0
2016-10-14 10:00 | 0 | 0 | 0 | 0 | 371146 | 0 | 371146 | 0 | 0 | 0 | 0 | 0 | 0 | 0 | 0 | 0 | 0 | 0 | 0 | 0 | 0 | 0 | 0 | 0 | 0 | 0 | 0 | 0
2016-10-14 11:00 | 0 | 0 | 0 | 0 | 396426 | 0 | 396426 | 0 | 0 | 0 | 0 | 0 | 0 | 0 | 0 | 0 | 0 | 0 | 0 | 0 | 0 | 0 | 0 | 0 | 0 | 0 | 0 | 0
2016-10-14 12:00 | 0 | 0 | 0 | 0 | 409246 | 0 | 409246 | 0 | 0 | 0 | 0 | 0 | 0 | 0 | 0 | 0 | 0 | 0 | 0 | 0 | 0 | 0 | 0 | 0 | 0 | 0 | 0 | 0
2016-10-14 13:00 | 0 | 0 | 0 | 0 | 411445.0036 | 8285.9964 | 419731 | 0 | 0 | 0 | 0 | 0 | 0 | 0 | 0 | 0 | 0 | 0 | 0 | 0 | 0 | 0 | 0 | 0 | 0 | 0 | 0 | 0
2016-10-14 14:00 | 0 | 0 | 0 | 0 | 176393.4353 | 253129.5647 | 429523 | 0 | 0 | 0 | 0 | 0 | 0 | 0 | 0 | 0 | 0 | 0 | 0 | 0 | 0 | 0 | 0 | 0 | 0 | 0 | 0 | 0
2016-10-14 15:00 | 0 | 0 | 0 | 0 | 0 | 494485.47 | 436532 | 0 | 0 | 0 | 0 | 0 | 0 | 0 | 0 | 0 | 57953.47 | 0 | 0 | 0 | 0 | 0 | 0 | 0 | 0 | 0 | 0 | 57953.47
2016-10-14 16:00 | 0 | 0 | 0 | 0 | 0 | 571129.0709 | 442480 | 0 | 0 | 0 | 0 | 0 | 0 | 0 | 0 | 0 | 186602.5409 | 0 | 0 | 0 | 0 | 0 | 0 | 0 | 0 | 0 | 0 | 128649.0709
2016-10-14 17:00 | 0 | 0 | 0 | 0 | 0 | 582859.6723 | 448288 | 0 | 0 | 0 | 0 | 0 | 0 | 0 | 0 | 0 | 321174.2132 | 0 | 0 | 0 | 0 | 0 | 0 | 0 | 0 | 0 | 0 | 134571.6723
2016-10-14 18:00 | 0 | 0 | 0 | 0 | 0 | 576517.8684 | 453012 | 0 | 0 | 0 | 0 | 0 | 0 | 0 | 0 | 0 | 444680.0816 | 0 | 0 | 0 | 0 | 0 | 0 | 0 | 0 | 0 | 0 | 123505.8684
2016-10-14 19:00 | 0 | 0 | 0 | 0 | 0 | 571890.4278 | 456009 | 0 | 0 | 0 | 0 | 0 | 0 | 0 | 0 | 0 | 560561.5094 | 0 | 0 | 0 | 0 | 0 | 0 | 0 | 0 | 0 | 0 | 115881.4278
2016-10-14 20:00 | 0 | 0 | 0 | 0 | 0 | 577650.3619 | 458200 | 0 | 0 | 0 | 0 | 0 | 0 | 0 | 0 | 0 | 680011.8713 | 0 | 0 | 0 | 0 | 0 | 0 | 0 | 0 | 0 | 0 | 119450.3619
2016-10-14 21:00 | 0 | 0 | 0 | 0 | 0 | 583214.7665 | 458185 | 0 | 0 | 0 | 0 | 61870.256 | 0 | 0 | 0 | 0 | 743171.3818 | 0 | 0 | 0 | 0 | 0 | 61870.256 | 0 | 0 | 0 | 0 | 63159.5105
2016-10-14 22:00 | 0 | 0 | 0 | 0 | 0 | 547886.7962 | 455239 | 0 | 0 | 0 | 0 | 0 | 0 | 0 | 0 | 0 | 897689.434 | 0 | 0 | 0 | 0 | 0 | -61870.256 | 0 | 0 | 0 | 0 | 154518.0522
2016-10-14 23:00 | 0 | 0 | 0 | 0 | 0 | 399466.394 | 456333 | 0 | 0 | 0 | 0 | 61870.256 | 0 | 0 | 0 | 0 | 778952.5719 | 0 | 0 | 0 | 0 | 0 | 61870.256 | 0 | 0 | 0 | 0 | -118736.8621
2016-10-15 | 0 | 0 | 0 | 0 | 0 | 86242.2021 | 451920 | 0 | 0 | 0 | 0 | 0 | 0 | 0 | 0 | 0 | 475145.03 | 0 | 0 | 0 | 0 | 0 | -61870.256 | 0 | 0 | 0 | 0 | -303807.5419
2016-10-15 01:00 | 0 | 0 | 0 | 0 | 634712.9646 | 130.7715 | 440415 | 0 | 0 | 0 | 0 | 61870.256 | 0 | 0 | 0 | 0 | 607703.5101 | 0 | 0 | 0 | 0 | 0 | 61870.256 | 0 | 0 | 0 | 0 | 132558.48
2016-10-15 02:00 | 0 | 0 | 0 | 0 | 56740.9889 | 0 | 422463 | 0 | 0 | 0 | 0 | 0 | 0 | 0 | 0 | 0 | 303851.755 | 0 | 0 | 0 | 0 | 0 | -61870.256 | 0 | 0 | 0 | 0 | -303851.755
2016-10-15 03:00 | 0 | 0 | 0 | 0 | 96140.245 | 0 | 399992 | 0 | 0 | 0 | 0 | 0 | 0 | 0 | 0 | 0 | 0 | 0 | 0 | 0 | 0 | 0 | 0 | 0 | 0 | 0 | 0 | -303851.755
2016-10-15 04:00 | 0 | 0 | 0 | 0 | 377730 | 0 | 377730 | 0 | 0 | 0 | 0 | 0 | 0 | 0 | 0 | 0 | 0 | 0 | 0 | 0 | 0 | 0 | 0 | 0 | 0 | 0 | 0 | 0
2016-10-15 05:00 | 0 | 0 | 0 | 0 | 360123 | 0 | 360123 | 0 | 0 | 0 | 0 | 0 | 0 | 0 | 0 | 0 | 0 | 0 | 0 | 0 | 0 | 0 | 0 | 0 | 0 | 0 | 0 | 0
2016-10-15 06:00 | 0 | 0 | 0 | 0 | 346109 | 0 | 346109 | 0 | 0 | 0 | 0 | 0 | 0 | 0 | 0 | 0 | 0 | 0 | 0 | 0 | 0 | 0 | 0 | 0 | 0 | 0 | 0 | 0
2016-10-15 07:00 | 0 | 0 | 0 | 0 | 337138 | 0 | 337138 | 0 | 0 | 0 | 0 | 0 | 0 | 0 | 0 | 0 | 0 | 0 | 0 | 0 | 0 | 0 | 0 | 0 | 0 | 0 | 0 | 0
2016-10-15 08:00 | 0 | 0 | 0 | 0 | 333073 | 0 | 333073 | 0 | 0 | 0 | 0 | 0 | 0 | 0 | 0 | 0 | 0 | 0 | 0 | 0 | 0 | 0 | 0 | 0 | 0 | 0 | 0 | 0
2016-10-15 09:00 | 0 | 0 | 0 | 0 | 334219 | 0 | 334219 | 0 | 0 | 0 | 0 | 0 | 0 | 0 | 0 | 0 | 0 | 0 | 0 | 0 | 0 | 0 | 0 | 0 | 0 | 0 | 0 | 0
2016-10-15 10:00 | 0 | 0 | 0 | 0 | 341744 | 0 | 341744 | 0 | 0 | 0 | 0 | 0 | 0 | 0 | 0 | 0 | 0 | 0 | 0 | 0 | 0 | 0 | 0 | 0 | 0 | 0 | 0 | 0
2016-10-15 11:00 | 0 | 0 | 0 | 0 | 353154 | 0 | 353154 | 0 | 0 | 0 | 0 | 0 | 0 | 0 | 0 | 0 | 0 | 0 | 0 | 0 | 0 | 0 | 0 | 0 | 0 | 0 | 0 | 0
2016-10-15 12:00 | 0 | 0 | 0 | 0 | 366424 | 0 | 366424 | 0 | 0 | 0 | 0 | 0 | 0 | 0 | 0 | 0 | 0 | 0 | 0 | 0 | 0 | 0 | 0 | 0 | 0 | 0 | 0 | 0
2016-10-15 13:00 | 0 | 0 | 0 | 0 | 372779.7257 | 8544.2743 | 381324 | 0 | 0 | 0 | 0 | 0 | 0 | 0 | 0 | 0 | 0 | 0 | 0 | 0 | 0 | 0 | 0 | 0 | 0 | 0 | 0 | 0
2016-10-15 14:00 | 0 | 0 | 0 | 0 | 102424.1116 | 292735.8884 | 395160 | 0 | 0 | 0 | 0 | 0 | 0 | 0 | 0 | 0 | 0 | 0 | 0 | 0 | 0 | 0 | 0 | 0 | 0 | 0 | 0 | 0
2016-10-15 15:00 | 0 | 0 | 0 | 0 | 0 | 572646.1788 | 407344 | 0 | 0 | 0 | 0 | 0 | 0 | 0 | 0 | 0 | 165302.1788 | 0 | 0 | 0 | 0 | 0 | 0 | 0 | 0 | 0 | 0 | 165302.1788
2016-10-15 16:00 | 0 | 0 | 0 | 0 | 0 | 637410.4895 | 417435 | 0 | 0 | 0 | 0 | 61870.256 | 0 | 0 | 0 | 0 | 323407.4123 | 0 | 0 | 0 | 0 | 0 | 61870.256 | 0 | 0 | 0 | 0 | 158105.2335
2016-10-15 17:00 | 0 | 0 | 0 | 0 | 0 | 632011.6403 | 425068 | 0 | 0 | 0 | 0 | 61870.256 | 0 | 0 | 0 | 0 | 530351.0526 | 0 | 0 | 0 | 0 | 0 | 0 | 0 | 0 | 0 | 0 | 206943.6403
2016-10-15 18:00 | 0 | 0 | 0 | 0 | 0 | 614892.2423 | 431579 | 0 | 0 | 0 | 0 | 61870.256 | 0 | 0 | 0 | 0 | 713664.2949 | 0 | 0 | 0 | 0 | 0 | 0 | 0 | 0 | 0 | 0 | 183313.2423
2016-10-15 19:00 | 0 | 0 | 0 | 0 | 0 | 607368.1158 | 437621 | 0 | 0 | 0 | 0 | 61870.256 | 0 | 0 | 0 | 0 | 883411.4108 | 0 | 0 | 0 | 0 | 0 | 0 | 0 | 0 | 0 | 0 | 169747.1158
2016-10-15 20:00 | 0 | 0 | 0 | 0 | 0 | 617256.6729 | 442960 | 0 | 0 | 0 | 0 | 0 | 0 | 0 | 0 | 0 | 1119578.3397 | 0 | 0 | 0 | 0 | 0 | -61870.256 | 0 | 0 | 0 | 0 | 236166.929
2016-10-15 21:00 | 0 | 0 | 0 | 0 | 0 | 632660.5706 | 445535 | 0 | 0 | 0 | 0 | 0 | 0 | 0 | 0 | 0 | 1306703.9103 | 0 | 0 | 0 | 0 | 0 | 0 | 0 | 0 | 0 | 0 | 187125.5706
2016-10-15 22:00 | 0 | 0 | 0 | 0 | 0 | 619004.026 | 446436 | 0 | 0 | 0 | 0 | 0 | 0 | 0 | 0 | 0 | 1479271.9363 | 0 | 0 | 0 | 0 | 0 | 0 | 0 | 0 | 0 | 0 | 172568.026
2016-10-15 23:00 | 0 | 0 | 0 | 0 | 0 | 451559.1902 | 449627 | 0 | 0 | 0 | 0 | 61870.256 | 0 | 0 | 0 | 0 | 1419333.8705 | 0 | 0 | 0 | 0 | 0 | 61870.256 | 0 | 0 | 0 | 0 | -59938.0658
2016-10-16 | 0 | 0 | 0 | 0 | 0 | 106671.0777 | 445552 | 0 | 0 | 0 | 0 | 0 | 0 | 0 | 0 | 0 | 1142323.2042 | 0 | 0 | 0 | 0 | 0 | -61870.256 | 0 | 0 | 0 | 0 | -277010.6663
2016-10-16 01:00 | 0 | 0 | 0 | 0 | 265822.3213 | 105.9956 | 434826 | 0 | 0 | 0 | 0 | 61870.256 | 0 | 0 | 0 | 0 | 911555.2651 | 0 | 0 | 0 | 0 | 0 | 61870.256 | 0 | 0 | 0 | 0 | -230767.9391
2016-10-16 02:00 | 0 | 0 | 0 | 0 | 51588.9889 | 0 | 417311 | 0 | 0 | 0 | 0 | 0 | 0 | 0 | 0 | 0 | 607703.5101 | 0 | 0 | 0 | 0 | 0 | -61870.256 | 0 | 0 | 0 | 0 | -303851.755
2016-10-16 03:00 | 0 | 0 | 0 | 0 | 92337.245 | 0 | 396189 | 0 | 0 | 0 | 0 | 0 | 0 | 0 | 0 | 0 | 303851.755 | 0 | 0 | 0 | 0 | 0 | 0 | 0 | 0 | 0 | 0 | -303851.755
2016-10-16 04:00 | 0 | 0 | 0 | 0 | 70898.245 | 0 | 374750 | 0 | 0 | 0 | 0 | 0 | 0 | 0 | 0 | 0 | 0 | 0 | 0 | 0 | 0 | 0 | 0 | 0 | 0 | 0 | 0 | -303851.755
2016-10-16 05:00 | 0 | 0 | 0 | 0 | 357343 | 0 | 357343 | 0 | 0 | 0 | 0 | 0 | 0 | 0 | 0 | 0 | 0 | 0 | 0 | 0 | 0 | 0 | 0 | 0 | 0 | 0 | 0 | 0
2016-10-16 06:00 | 0 | 0 | 0 | 0 | 343637 | 0 | 343637 | 0 | 0 | 0 | 0 | 0 | 0 | 0 | 0 | 0 | 0 | 0 | 0 | 0 | 0 | 0 | 0 | 0 | 0 | 0 | 0 | 0
2016-10-16 07:00 | 0 | 0 | 0 | 0 | 333971 | 0 | 333971 | 0 | 0 | 0 | 0 | 0 | 0 | 0 | 0 | 0 | 0 | 0 | 0 | 0 | 0 | 0 | 0 | 0 | 0 | 0 | 0 | 0
2016-10-16 08:00 | 0 | 0 | 0 | 0 | 328806 | 0 | 328806 | 0 | 0 | 0 | 0 | 0 | 0 | 0 | 0 | 0 | 0 | 0 | 0 | 0 | 0 | 0 | 0 | 0 | 0 | 0 | 0 | 0
2016-10-16 09:00 | 0 | 0 | 0 | 0 | 327782 | 0 | 327782 | 0 | 0 | 0 | 0 | 0 | 0 | 0 | 0 | 0 | 0 | 0 | 0 | 0 | 0 | 0 | 0 | 0 | 0 | 0 | 0 | 0
2016-10-16 10:00 | 0 | 0 | 0 | 0 | 331842 | 0 | 331842 | 0 | 0 | 0 | 0 | 0 | 0 | 0 | 0 | 0 | 0 | 0 | 0 | 0 | 0 | 0 | 0 | 0 | 0 | 0 | 0 | 0
2016-10-16 11:00 | 0 | 0 | 0 | 0 | 340368 | 0 | 340368 | 0 | 0 | 0 | 0 | 0 | 0 | 0 | 0 | 0 | 0 | 0 | 0 | 0 | 0 | 0 | 0 | 0 | 0 | 0 | 0 | 0
2016-10-16 12:00 | 0 | 0 | 0 | 0 | 351891 | 0 | 351891 | 0 | 0 | 0 | 0 | 0 | 0 | 0 | 0 | 0 | 0 | 0 | 0 | 0 | 0 | 0 | 0 | 0 | 0 | 0 | 0 | 0
2016-10-16 13:00 | 0 | 0 | 0 | 0 | 359980.731 | 7442.269 | 367423 | 0 | 0 | 0 | 0 | 0 | 0 | 0 | 0 | 0 | 0 | 0 | 0 | 0 | 0 | 0 | 0 | 0 | 0 | 0 | 0 | 0
2016-10-16 14:00 | 0 | 0 | 0 | 0 | 95798.3111 | 287973.6889 | 383772 | 0 | 0 | 0 | 0 | 0 | 0 | 0 | 0 | 0 | 0 | 0 | 0 | 0 | 0 | 0 | 0 | 0 | 0 | 0 | 0 | 0
2016-10-16 15:00 | 0 | 0 | 0 | 0 | 0 | 518874.6239 | 400544 | 0 | 0 | 0 | 0 | 0 | 0 | 0 | 0 | 0 | 118330.6239 | 0 | 0 | 0 | 0 | 0 | 0 | 0 | 0 | 0 | 0 | 118330.6239
2016-10-16 16:00 | 0 | 0 | 0 | 0 | 0 | 586508.1636 | 416790 | 0 | 0 | 0 | 0 | 61870.256 | 0 | 0 | 0 | 0 | 226178.5314 | 0 | 0 | 0 | 0 | 0 | 61870.256 | 0 | 0 | 0 | 0 | 107847.9075
2016-10-16 17:00 | 0 | 0 | 0 | 0 | 0 | 586364.8249 | 430707 | 0 | 0 | 0 | 0 | 61870.256 | 0 | 0 | 0 | 0 | 381836.3564 | 0 | 0 | 0 | 0 | 0 | 0 | 0 | 0 | 0 | 0 | 155657.8249
2016-10-16 18:00 | 0 | 0 | 0 | 0 | 0 | 570111.0546 | 442178 | 0 | 0 | 0 | 0 | 0 | 0 | 0 | 0 | 0 | 571639.667 | 0 | 0 | 0 | 0 | 0 | -61870.256 | 0 | 0 | 0 | 0 | 189803.3106
2016-10-16 19:00 | 0 | 0 | 0 | 0 | 0 | 563033.7851 | 451589 | 0 | 0 | 0 | 0 | 61870.256 | 0 | 0 | 0 | 0 | 621214.196 | 0 | 0 | 0 | 0 | 0 | 61870.256 | 0 | 0 | 0 | 0 | 49574.529
2016-10-16 20:00 | 0 | 0 | 0 | 0 | 0 | 567078.7465 | 458822 | 0 | 0 | 0 | 0 | 0 | 0 | 0 | 0 | 0 | 791341.1986 | 0 | 0 | 0 | 0 | 0 | -61870.256 | 0 | 0 | 0 | 0 | 170127.0026
2016-10-16 21:00 | 0 | 0 | 0 | 0 | 0 | 575431.7508 | 464628 | 0 | 0 | 0 | 0 | 0 | 0 | 0 | 0 | 0 | 902144.9494 | 0 | 0 | 0 | 0 | 0 | 0 | 0 | 0 | 0 | 0 | 110803.7508
2016-10-16 22:00 | 0 | 0 | 0 | 0 | 0 | 558746.0695 | 467804 | 0 | 0 | 0 | 0 | 61870.256 | 0 | 0 | 0 | 0 | 931216.7629 | 0 | 0 | 0 | 0 | 0 | 61870.256 | 0 | 0 | 0 | 0 | 29071.8135
2016-10-16 23:00 | 0 | 0 | 0 | 0 | 0 | 415874.1733 | 471245 | 0 | 0 | 0 | 0 | 61870.256 | 0 | 0 | 0 | 0 | 875845.9362 | 0 | 0 | 0 | 0 | 0 | 0 | 0 | 0 | 0 | 0 | -55370.8267
2016-10-17 | 0 | 0 | 0 | 0 | 4415.4595 | 98396.5294 | 468534 | 0 | 0 | 0 | 0 | 0 | 0 | 0 | 0 | 0 | 571994.1811 | 0 | 0 | 0 | 0 | 0 | -61870.256 | 0 | 0 | 0 | 0 | -303851.755
2016-10-17 01:00 | 0 | 0 | 0 | 0 | 551475.348 | 77.2369 | 453973 | 0 | 0 | 0 | 0 | 61870.256 | 0 | 0 | 0 | 0 | 607703.5101 | 0 | 0 | 0 | 0 | 0 | 61870.256 | 0 | 0 | 0 | 0 | 35709.3289
2016-10-17 02:00 | 0 | 0 | 0 | 0 | 65581.9889 | 0 | 431304 | 0 | 0 | 0 | 0 | 0 | 0 | 0 | 0 | 0 | 303851.755 | 0 | 0 | 0 | 0 | 0 | -61870.256 | 0 | 0 | 0 | 0 | -303851.755
2016-10-17 03:00 | 0 | 0 | 0 | 0 | 100811.245 | 0 | 404663 | 0 | 0 | 0 | 0 | 0 | 0 | 0 | 0 | 0 | 0 | 0 | 0 | 0 | 0 | 0 | 0 | 0 | 0 | 0 | 0 | -303851.755
2016-10-17 04:00 | 0 | 0 | 0 | 0 | 379946 | 0 | 379946 | 0 | 0 | 0 | 0 | 0 | 0 | 0 | 0 | 0 | 0 | 0 | 0 | 0 | 0 | 0 | 0 | 0 | 0 | 0 | 0 | 0
2016-10-17 05:00 | 0 | 0 | 0 | 0 | 360858 | 0 | 360858 | 0 | 0 | 0 | 0 | 0 | 0 | 0 | 0 | 0 | 0 | 0 | 0 | 0 | 0 | 0 | 0 | 0 | 0 | 0 | 0 | 0
2016-10-17 06:00 | 0 | 0 | 0 | 0 | 347528 | 0 | 347528 | 0 | 0 | 0 | 0 | 0 | 0 | 0 | 0 | 0 | 0 | 0 | 0 | 0 | 0 | 0 | 0 | 0 | 0 | 0 | 0 | 0
2016-10-17 07:00 | 0 | 0 | 0 | 0 | 340423 | 0 | 340423 | 0 | 0 | 0 | 0 | 0 | 0 | 0 | 0 | 0 | 0 | 0 | 0 | 0 | 0 | 0 | 0 | 0 | 0 | 0 | 0 | 0
2016-10-17 08:00 | 0 | 0 | 0 | 0 | 339804 | 0 | 339804 | 0 | 0 | 0 | 0 | 0 | 0 | 0 | 0 | 0 | 0 | 0 | 0 | 0 | 0 | 0 | 0 | 0 | 0 | 0 | 0 | 0
2016-10-17 09:00 | 0 | 0 | 0 | 0 | 349623 | 0 | 349623 | 0 | 0 | 0 | 0 | 0 | 0 | 0 | 0 | 0 | 0 | 0 | 0 | 0 | 0 | 0 | 0 | 0 | 0 | 0 | 0 | 0
2016-10-17 10:00 | 0 | 0 | 0 | 0 | 376218 | 0 | 376218 | 0 | 0 | 0 | 0 | 0 | 0 | 0 | 0 | 0 | 0 | 0 | 0 | 0 | 0 | 0 | 0 | 0 | 0 | 0 | 0 | 0
2016-10-17 11:00 | 0 | 0 | 0 | 0 | 404471 | 0 | 404471 | 0 | 0 | 0 | 0 | 0 | 0 | 0 | 0 | 0 | 0 | 0 | 0 | 0 | 0 | 0 | 0 | 0 | 0 | 0 | 0 | 0
2016-10-17 12:00 | 0 | 0 | 0 | 0 | 420646 | 0 | 420646 | 0 | 0 | 0 | 0 | 0 | 0 | 0 | 0 | 0 | 0 | 0 | 0 | 0 | 0 | 0 | 0 | 0 | 0 | 0 | 0 | 0
2016-10-17 13:00 | 0 | 0 | 0 | 0 | 429281.1937 | 7202.8063 | 436484 | 0 | 0 | 0 | 0 | 0 | 0 | 0 | 0 | 0 | 0 | 0 | 0 | 0 | 0 | 0 | 0 | 0 | 0 | 0 | 0 | 0
2016-10-17 14:00 | 0 | 0 | 0 | 0 | 179930.8325 | 273478.1675 | 453409 | 0 | 0 | 0 | 0 | 0 | 0 | 0 | 0 | 0 | 0 | 0 | 0 | 0 | 0 | 0 | 0 | 0 | 0 | 0 | 0 | 0
2016-10-17 15:00 | 0 | 0 | 0 | 0 | 0 | 546813.3476 | 468848 | 0 | 0 | 0 | 0 | 61870.256 | 0 | 0 | 0 | 0 | 16095.0915 | 0 | 0 | 0 | 0 | 0 | 61870.256 | 0 | 0 | 0 | 0 | 16095.0915
2016-10-17 16:00 | 0 | 0 | 0 | 0 | 0 | 625663.7276 | 483953 | 0 | 0 | 0 | 0 | 0 | 0 | 0 | 0 | 0 | 219676.0751 | 0 | 0 | 0 | 0 | 0 | -61870.256 | 0 | 0 | 0 | 0 | 203580.9836
2016-10-17 17:00 | 0 | 0 | 0 | 0 | 0 | 628831.343 | 498846 | 0 | 0 | 0 | 0 | 61870.256 | 0 | 0 | 0 | 0 | 287791.1622 | 0 | 0 | 0 | 0 | 0 | 61870.256 | 0 | 0 | 0 | 0 | 68115.087
2016-10-17 18:00 | 0 | 0 | 0 | 0 | 0 | 609259.5253 | 511978 | 0 | 0 | 0 | 0 | 61870.256 | 0 | 0 | 0 | 0 | 385072.6875 | 0 | 0 | 0 | 0 | 0 | 0 | 0 | 0 | 0 | 0 | 97281.5253
2016-10-17 19:00 | 0 | 0 | 0 | 0 | 0 | 600428.0515 | 521613 | 0 | 0 | 0 | 0 | 0 | 0 | 0 | 0 | 0 | 525757.995 | 0 | 0 | 0 | 0 | 0 | -61870.256 | 0 | 0 | 0 | 0 | 140685.3075
2016-10-17 20:00 | 0 | 0 | 0 | 0 | 0 | 611163.6693 | 527488 | 0 | 0 | 0 | 0 | 0 | 0 | 0 | 0 | 0 | 609433.6643 | 0 | 0 | 0 | 0 | 0 | 0 | 0 | 0 | 0 | 0 | 83675.6693
2016-10-17 21:00 | 0 | 0 | 0 | 0 | 0 | 631234.7396 | 528429 | 0 | 0 | 0 | 0 | 0 | 0 | 0 | 0 | 0 | 712239.404 | 0 | 0 | 0 | 0 | 0 | 0 | 0 | 0 | 0 | 0 | 102805.7396
2016-10-17 22:00 | 0 | 0 | 0 | 0 | 0 | 623872.5178 | 523606 | 0 | 0 | 0 | 0 | 61870.256 | 0 | 0 | 0 | 0 | 750635.6657 | 0 | 0 | 0 | 0 | 0 | 61870.256 | 0 | 0 | 0 | 0 | 38396.2617
2016-10-17 23:00 | 0 | 0 | 0 | 0 | 0 | 465571.6442 | 522334 | 0 | 0 | 0 | 0 | 61870.256 | 0 | 0 | 0 | 0 | 693873.3099 | 0 | 0 | 0 | 0 | 0 | 0 | 0 | 0 | 0 | 0 | -56762.3558
2016-10-18 | 0 | 0 | 0 | 0 | 38398.437 | 110392.552 | 514513 | 0 | 0 | 0 | 0 | 0 | 0 | 0 | 0 | 0 | 390021.5548 | 0 | 0 | 0 | 0 | 0 | -61870.256 | 0 | 0 | 0 | 0 | -303851.755
2016-10-18 01:00 | 0 | 0 | 0 | 0 | 861499.5901 | 80.421 | 495858 | 0 | 0 | 0 | 0 | 61870.256 | 0 | 0 | 0 | 0 | 693873.3099 | 0 | 0 | 0 | 0 | 0 | 61870.256 | 0 | 0 | 0 | 0 | 303851.755
2016-10-18 02:00 | 0 | 0 | 0 | 0 | 102699.9889 | 0 | 468422 | 0 | 0 | 0 | 0 | 0 | 0 | 0 | 0 | 0 | 390021.5548 | 0 | 0 | 0 | 0 | 0 | -61870.256 | 0 | 0 | 0 | 0 | -303851.755
2016-10-18 03:00 | 0 | 0 | 0 | 0 | 132054.245 | 0 | 435906 | 0 | 0 | 0 | 0 | 0 | 0 | 0 | 0 | 0 | 86169.7998 | 0 | 0 | 0 | 0 | 0 | 0 | 0 | 0 | 0 | 0 | -303851.755
2016-10-18 04:00 | 0 | 0 | 0 | 0 | 319983.2002 | 0 | 406153 | 0 | 0 | 0 | 0 | 0 | 0 | 0 | 0 | 0 | 0 | 0 | 0 | 0 | 0 | 0 | 0 | 0 | 0 | 0 | 0 | -86169.7998
2016-10-18 05:00 | 0 | 0 | 0 | 0 | 383174 | 0 | 383174 | 0 | 0 | 0 | 0 | 0 | 0 | 0 | 0 | 0 | 0 | 0 | 0 | 0 | 0 | 0 | 0 | 0 | 0 | 0 | 0 | 0
2016-10-18 06:00 | 0 | 0 | 0 | 0 | 367099 | 0 | 367099 | 0 | 0 | 0 | 0 | 0 | 0 | 0 | 0 | 0 | 0 | 0 | 0 | 0 | 0 | 0 | 0 | 0 | 0 | 0 | 0 | 0
2016-10-18 07:00 | 0 | 0 | 0 | 0 | 357029 | 0 | 357029 | 0 | 0 | 0 | 0 | 0 | 0 | 0 | 0 | 0 | 0 | 0 | 0 | 0 | 0 | 0 | 0 | 0 | 0 | 0 | 0 | 0
2016-10-18 08:00 | 0 | 0 | 0 | 0 | 354533 | 0 | 354533 | 0 | 0 | 0 | 0 | 0 | 0 | 0 | 0 | 0 | 0 | 0 | 0 | 0 | 0 | 0 | 0 | 0 | 0 | 0 | 0 | 0
2016-10-18 09:00 | 0 | 0 | 0 | 0 | 363232 | 0 | 363232 | 0 | 0 | 0 | 0 | 0 | 0 | 0 | 0 | 0 | 0 | 0 | 0 | 0 | 0 | 0 | 0 | 0 | 0 | 0 | 0 | 0
2016-10-18 10:00 | 0 | 0 | 0 | 0 | 388280 | 0 | 388280 | 0 | 0 | 0 | 0 | 0 | 0 | 0 | 0 | 0 | 0 | 0 | 0 | 0 | 0 | 0 | 0 | 0 | 0 | 0 | 0 | 0
2016-10-18 11:00 | 0 | 0 | 0 | 0 | 414599 | 0 | 414599 | 0 | 0 | 0 | 0 | 0 | 0 | 0 | 0 | 0 | 0 | 0 | 0 | 0 | 0 | 0 | 0 | 0 | 0 | 0 | 0 | 0
2016-10-18 12:00 | 0 | 0 | 0 | 0 | 428263 | 0 | 428263 | 0 | 0 | 0 | 0 | 0 | 0 | 0 | 0 | 0 | 0 | 0 | 0 | 0 | 0 | 0 | 0 | 0 | 0 | 0 | 0 | 0
2016-10-18 13:00 | 0 | 0 | 0 | 0 | 438031.3976 | 5330.6024 | 443362 | 0 | 0 | 0 | 0 | 0 | 0 | 0 | 0 | 0 | 0 | 0 | 0 | 0 | 0 | 0 | 0 | 0 | 0 | 0 | 0 | 0
2016-10-18 14:00 | 0 | 0 | 0 | 0 | 204937.5467 | 254739.4533 | 459677 | 0 | 0 | 0 | 0 | 0 | 0 | 0 | 0 | 0 | 0 | 0 | 0 | 0 | 0 | 0 | 0 | 0 | 0 | 0 | 0 | 0
2016-10-18 15:00 | 0 | 0 | 0 | 0 | 0 | 611960.1995 | 473422 | 0 | 0 | 0 | 0 | 0 | 0 | 0 | 0 | 0 | 138538.1995 | 0 | 0 | 0 | 0 | 0 | 0 | 0 | 0 | 0 | 0 | 138538.1995
2016-10-18 16:00 | 0 | 0 | 0 | 0 | 0 | 670347.1519 | 487336 | 0 | 0 | 0 | 0 | 61870.256 | 0 | 0 | 0 | 0 | 259679.0953 | 0 | 0 | 0 | 0 | 0 | 61870.256 | 0 | 0 | 0 | 0 | 121140.8959
2016-10-18 17:00 | 0 | 0 | 0 | 0 | 0 | 647325.6384 | 500972 | 0 | 0 | 0 | 0 | 0 | 0 | 0 | 0 | 0 | 467902.9897 | 0 | 0 | 0 | 0 | 0 | -61870.256 | 0 | 0 | 0 | 0 | 208223.8944
2016-10-18 18:00 | 0 | 0 | 0 | 0 | 0 | 622165.7609 | 512847 | 0 | 0 | 0 | 0 | 61870.256 | 0 | 0 | 0 | 0 | 515351.4946 | 0 | 0 | 0 | 0 | 0 | 61870.256 | 0 | 0 | 0 | 0 | 47448.5049
2016-10-18 19:00 | 0 | 0 | 0 | 0 | 0 | 607538.6912 | 521572 | 0 | 0 | 0 | 0 | 61870.256 | 0 | 0 | 0 | 0 | 601318.1858 | 0 | 0 | 0 | 0 | 0 | 0 | 0 | 0 | 0 | 0 | 85966.6912
2016-10-18 20:00 | 0 | 0 | 0 | 0 | 0 | 613694.4532 | 527230 | 0 | 0 | 0 | 0 | 0 | 0 | 0 | 0 | 0 | 749652.895 | 0 | 0 | 0 | 0 | 0 | -61870.256 | 0 | 0 | 0 | 0 | 148334.7092
2016-10-18 21:00 | 0 | 0 | 0 | 0 | 0 | 626312.9435 | 527453 | 0 | 0 | 0 | 0 | 0 | 0 | 0 | 0 | 0 | 848512.8385 | 0 | 0 | 0 | 0 | 0 | 0 | 0 | 0 | 0 | 0 | 98859.9435
2016-10-18 22:00 | 0 | 0 | 0 | 0 | 0 | 608576.8974 | 522155 | 0 | 0 | 0 | 0 | 0 | 0 | 0 | 0 | 0 | 934934.7359 | 0 | 0 | 0 | 0 | 0 | 0 | 0 | 0 | 0 | 0 | 86421.8974
2016-10-18 23:00 | 0 | 0 | 0 | 0 | 0 | 451477.3118 | 520044 | 0 | 0 | 0 | 0 | 0 | 0 | 0 | 0 | 0 | 866368.0477 | 0 | 0 | 0 | 0 | 0 | 0 | 0 | 0 | 0 | 0 | -68566.6882
2016-10-19 | 0 | 0 | 0 | 0 | 555768.5578 | 108213.8429 | 512531 | 0 | 0 | 0 | 0 | 61870.256 | 0 | 0 | 0 | 0 | 955949.1924 | 0 | 0 | 0 | 0 | 0 | 61870.256 | 0 | 0 | 0 | 0 | 89581.1447
2016-10-19 01:00 | 0 | 0 | 0 | 0 | 449254.8508 | 56.2219 | 493705 | 0 | 0 | 0 | 0 | 61870.256 | 0 | 0 | 0 | 0 | 911555.2651 | 0 | 0 | 0 | 0 | 0 | 0 | 0 | 0 | 0 | 0 | -44393.9273
2016-10-19 02:00 | 0 | 0 | 0 | 0 | 100011.9889 | 0 | 465734 | 0 | 0 | 0 | 0 | 0 | 0 | 0 | 0 | 0 | 607703.5101 | 0 | 0 | 0 | 0 | 0 | -61870.256 | 0 | 0 | 0 | 0 | -303851.755
2016-10-19 03:00 | 0 | 0 | 0 | 0 | 130530.245 | 0 | 434382 | 0 | 0 | 0 | 0 | 0 | 0 | 0 | 0 | 0 | 303851.755 | 0 | 0 | 0 | 0 | 0 | 0 | 0 | 0 | 0 | 0 | -303851.755
2016-10-19 04:00 | 0 | 0 | 0 | 0 | 100268.245 | 0 | 404120 | 0 | 0 | 0 | 0 | 0 | 0 | 0 | 0 | 0 | 0 | 0 | 0 | 0 | 0 | 0 | 0 | 0 | 0 | 0 | 0 | -303851.755
2016-10-19 05:00 | 0 | 0 | 0 | 0 | 381461 | 0 | 381461 | 0 | 0 | 0 | 0 | 0 | 0 | 0 | 0 | 0 | 0 | 0 | 0 | 0 | 0 | 0 | 0 | 0 | 0 | 0 | 0 | 0
2016-10-19 06:00 | 0 | 0 | 0 | 0 | 365213 | 0 | 365213 | 0 | 0 | 0 | 0 | 0 | 0 | 0 | 0 | 0 | 0 | 0 | 0 | 0 | 0 | 0 | 0 | 0 | 0 | 0 | 0 | 0
2016-10-19 07:00 | 0 | 0 | 0 | 0 | 355191 | 0 | 355191 | 0 | 0 | 0 | 0 | 0 | 0 | 0 | 0 | 0 | 0 | 0 | 0 | 0 | 0 | 0 | 0 | 0 | 0 | 0 | 0 | 0
2016-10-19 08:00 | 0 | 0 | 0 | 0 | 353273 | 0 | 353273 | 0 | 0 | 0 | 0 | 0 | 0 | 0 | 0 | 0 | 0 | 0 | 0 | 0 | 0 | 0 | 0 | 0 | 0 | 0 | 0 | 0
2016-10-19 09:00 | 0 | 0 | 0 | 0 | 362507 | 0 | 362507 | 0 | 0 | 0 | 0 | 0 | 0 | 0 | 0 | 0 | 0 | 0 | 0 | 0 | 0 | 0 | 0 | 0 | 0 | 0 | 0 | 0
2016-10-19 10:00 | 0 | 0 | 0 | 0 | 403420.7997 | 0 | 387847 | 0 | 0 | 0 | 0 | 0 | 0 | 0 | 0 | 0 | 15573.7997 | 0 | 0 | 0 | 0 | 0 | 0 | 0 | 0 | 0 | 0 | 15573.7997
2016-10-19 11:00 | 0 | 0 | 0 | 0 | 446544.5067 | 0 | 413174 | 0 | 0 | 0 | 0 | 48944.3064 | 0 | 0 | 0 | 0 | 0 | 0 | 0 | 0 | 0 | 0 | 48944.3064 | 0 | 0 | 0 | 0 | -15573.7997
2016-10-19 12:00 | 0 | 0 | 0 | 0 | 450710.0895 | 0 | 427913 | 0 | 0 | 0 | 0 | 61870.256 | 0 | 0 | 0 | 0 | 9871.1399 | 0 | 0 | 0 | 0 | 0 | 12925.9496 | 0 | 0 | 0 | 0 | 9871.1399
2016-10-19 13:00 | 0 | 0 | 0 | 0 | 381957.4263 | 4575.2935 | 441862 | 0 | 0 | 0 | 0 | 16412.1158 | 0 | 0 | 0 | 0 | 0 | 0 | 0 | 0 | 0 | 0 | -45458.1403 | 0 | 0 | 0 | 0 | -9871.1399
2016-10-19 14:00 | 0 | 0 | 0 | 0 | 198091.6868 | 244246.1975 | 458750 | 0 | 0 | 0 | 0 | 0 | 0 | 0 | 0 | 0 | 0 | 0 | 0 | 0 | 0 | 0 | -16412.1158 | 0 | 0 | 0 | 0 | 0
2016-10-19 15:00 | 0 | 0 | 0 | 0 | 0 | 629041.1928 | 474396 | 0 | 0 | 0 | 0 | 61870.256 | 0 | 0 | 0 | 0 | 92774.9367 | 0 | 0 | 0 | 0 | 0 | 61870.256 | 0 | 0 | 0 | 0 | 92774.9367
2016-10-19 16:00 | 0 | 0 | 0 | 0 | 0 | 676503.3943 | 488621 | 0 | 0 | 0 | 0 | 0 | 0 | 0 | 0 | 0 | 342527.587 | 0 | 0 | 0 | 0 | 0 | -61870.256 | 0 | 0 | 0 | 0 | 249752.6503
2016-10-19 17:00 | 0 | 0 | 0 | 0 | 0 | 652843.3015 | 504233 | 0 | 0 | 0 | 0 | 0 | 0 | 0 | 0 | 0 | 491137.8885 | 0 | 0 | 0 | 0 | 0 | 0 | 0 | 0 | 0 | 0 | 148610.3015
2016-10-19 18:00 | 0 | 0 | 0 | 0 | 0 | 627613.8862 | 514868 | 0 | 0 | 0 | 0 | 0 | 0 | 0 | 0 | 0 | 603883.7747 | 0 | 0 | 0 | 0 | 0 | 0 | 0 | 0 | 0 | 0 | 112745.8862
2016-10-19 19:00 | 0 | 0 | 0 | 0 | 0 | 615329.9301 | 522783 | 0 | 0 | 0 | 0 | 61870.256 | 0 | 0 | 0 | 0 | 634560.4488 | 0 | 0 | 0 | 0 | 0 | 61870.256 | 0 | 0 | 0 | 0 | 30676.674
2016-10-19 20:00 | 0 | 0 | 0 | 0 | 0 | 623592.1623 | 526819 | 0 | 0 | 0 | 0 | 61870.256 | 0 | 0 | 0 | 0 | 731333.611 | 0 | 0 | 0 | 0 | 0 | 0 | 0 | 0 | 0 | 0 | 96773.1623
2016-10-19 21:00 | 0 | 0 | 0 | 0 | 0 | 637806.1009 | 524964 | 0 | 0 | 0 | 0 | 0 | 0 | 0 | 0 | 0 | 906045.968 | 0 | 0 | 0 | 0 | 0 | -61870.256 | 0 | 0 | 0 | 0 | 174712.3569
2016-10-19 22:00 | 0 | 0 | 0 | 0 | 0 | 626653.2508 | 520100 | 0 | 0 | 0 | 0 | 61870.256 | 0 | 0 | 0 | 0 | 950728.9628 | 0 | 0 | 0 | 0 | 0 | 61870.256 | 0 | 0 | 0 | 0 | 44682.9948
2016-10-19 23:00 | 0 | 0 | 0 | 0 | 0 | 470033.5922 | 519054 | 0 | 0 | 0 | 0 | 52023.5459 | 0 | 0 | 0 | 0 | 911555.2651 | 0 | 0 | 0 | 0 | 0 | -9846.7101 | 0 | 0 | 0 | 0 | -39173.6977
2016-10-20 | 0 | 0 | 0 | 0 | 718999.6799 | 104632.7852 | 509934 | 0 | 0 | 0 | 0 | 61870.256 | 0 | 0 | 0 | 0 | 1215407.0201 | 0 | 0 | 0 | 0 | 0 | 9846.7101 | 0 | 0 | 0 | 0 | 303851.755
2016-10-20 01:00 | 0 | 0 | 0 | 0 | 184405.8482 | 46.3967 | 488304 | 0 | 0 | 0 | 0 | 61870.256 | 0 | 0 | 0 | 0 | 911555.2651 | 0 | 0 | 0 | 0 | 0 | 0 | 0 | 0 | 0 | 0 | -303851.755
2016-10-20 02:00 | 0 | 0 | 0 | 0 | 95493.9889 | 0 | 461216 | 0 | 0 | 0 | 0 | 0 | 0 | 0 | 0 | 0 | 607703.5101 | 0 | 0 | 0 | 0 | 0 | -61870.256 | 0 | 0 | 0 | 0 | -303851.755
2016-10-20 03:00 | 0 | 0 | 0 | 0 | 129290.245 | 0 | 433142 | 0 | 0 | 0 | 0 | 0 | 0 | 0 | 0 | 0 | 303851.755 | 0 | 0 | 0 | 0 | 0 | 0 | 0 | 0 | 0 | 0 | -303851.755
2016-10-20 04:00 | 0 | 0 | 0 | 0 | 98195.245 | 0 | 402047 | 0 | 0 | 0 | 0 | 0 | 0 | 0 | 0 | 0 | 0 | 0 | 0 | 0 | 0 | 0 | 0 | 0 | 0 | 0 | 0 | -303851.755
2016-10-20 05:00 | 0 | 0 | 0 | 0 | 379104 | 0 | 379104 | 0 | 0 | 0 | 0 | 0 | 0 | 0 | 0 | 0 | 0 | 0 | 0 | 0 | 0 | 0 | 0 | 0 | 0 | 0 | 0 | 0
2016-10-20 06:00 | 0 | 0 | 0 | 0 | 362360 | 0 | 362360 | 0 | 0 | 0 | 0 | 0 | 0 | 0 | 0 | 0 | 0 | 0 | 0 | 0 | 0 | 0 | 0 | 0 | 0 | 0 | 0 | 0
2016-10-20 07:00 | 0 | 0 | 0 | 0 | 352629 | 0 | 352629 | 0 | 0 | 0 | 0 | 0 | 0 | 0 | 0 | 0 | 0 | 0 | 0 | 0 | 0 | 0 | 0 | 0 | 0 | 0 | 0 | 0
2016-10-20 08:00 | 0 | 0 | 0 | 0 | 350469 | 0 | 350469 | 0 | 0 | 0 | 0 | 0 | 0 | 0 | 0 | 0 | 0 | 0 | 0 | 0 | 0 | 0 | 0 | 0 | 0 | 0 | 0 | 0
2016-10-20 09:00 | 0 | 0 | 0 | 0 | 358516 | 0 | 358516 | 0 | 0 | 0 | 0 | 0 | 0 | 0 | 0 | 0 | 0 | 0 | 0 | 0 | 0 | 0 | 0 | 0 | 0 | 0 | 0 | 0
2016-10-20 10:00 | 0 | 0 | 0 | 0 | 382205 | 0 | 382205 | 0 | 0 | 0 | 0 | 0 | 0 | 0 | 0 | 0 | 0 | 0 | 0 | 0 | 0 | 0 | 0 | 0 | 0 | 0 | 0 | 0
2016-10-20 11:00 | 0 | 0 | 0 | 0 | 407642 | 0 | 407642 | 0 | 0 | 0 | 0 | 0 | 0 | 0 | 0 | 0 | 0 | 0 | 0 | 0 | 0 | 0 | 0 | 0 | 0 | 0 | 0 | 0
2016-10-20 12:00 | 0 | 0 | 0 | 0 | 421327 | 0 | 421327 | 0 | 0 | 0 | 0 | 0 | 0 | 0 | 0 | 0 | 0 | 0 | 0 | 0 | 0 | 0 | 0 | 0 | 0 | 0 | 0 | 0
2016-10-20 13:00 | 0 | 0 | 0 | 0 | 429570.2465 | 4344.7535 | 433915 | 0 | 0 | 0 | 0 | 0 | 0 | 0 | 0 | 0 | 0 | 0 | 0 | 0 | 0 | 0 | 0 | 0 | 0 | 0 | 0 | 0
2016-10-20 14:00 | 0 | 0 | 0 | 0 | 220721.9411 | 226141.0589 | 446863 | 0 | 0 | 0 | 0 | 0 | 0 | 0 | 0 | 0 | 0 | 0 | 0 | 0 | 0 | 0 | 0 | 0 | 0 | 0 | 0 | 0
2016-10-20 15:00 | 0 | 0 | 0 | 0 | 0 | 617857.9792 | 458334 | 0 | 0 | 0 | 0 | 0 | 0 | 0 | 0 | 0 | 159523.9792 | 0 | 0 | 0 | 0 | 0 | 0 | 0 | 0 | 0 | 0 | 159523.9792
2016-10-20 16:00 | 0 | 0 | 0 | 0 | 0 | 668703.5938 | 468446 | 0 | 0 | 0 | 0 | 61870.256 | 0 | 0 | 0 | 0 | 297911.317 | 0 | 0 | 0 | 0 | 0 | 61870.256 | 0 | 0 | 0 | 0 | 138387.3378
2016-10-20 17:00 | 0 | 0 | 0 | 0 | 0 | 656616.8083 | 477166 | 0 | 0 | 0 | 0 | 0 | 0 | 0 | 0 | 0 | 539232.3814 | 0 | 0 | 0 | 0 | 0 | -61870.256 | 0 | 0 | 0 | 0 | 241321.0644
2016-10-20 18:00 | 0 | 0 | 0 | 0 | 0 | 633369.3426 | 483333 | 0 | 0 | 0 | 0 | 0 | 0 | 0 | 0 | 0 | 689268.724 | 0 | 0 | 0 | 0 | 0 | 0 | 0 | 0 | 0 | 0 | 150036.3426
2016-10-20 19:00 | 0 | 0 | 0 | 0 | 0 | 620954.7878 | 485984 | 0 | 0 | 0 | 0 | 0 | 0 | 0 | 0 | 0 | 824239.5118 | 0 | 0 | 0 | 0 | 0 | 0 | 0 | 0 | 0 | 0 | 134970.7878
2016-10-20 20:00 | 0 | 0 | 0 | 0 | 0 | 629613.9714 | 487956 | 0 | 0 | 0 | 0 | 0 | 0 | 0 | 0 | 0 | 965897.4833 | 0 | 0 | 0 | 0 | 0 | 0 | 0 | 0 | 0 | 0 | 141657.9714
2016-10-20 21:00 | 0 | 0 | 0 | 0 | 0 | 645836.3776 | 486898 | 0 | 0 | 0 | 0 | 0 | 0 | 0 | 0 | 0 | 1124835.8609 | 0 | 0 | 0 | 0 | 0 | 0 | 0 | 0 | 0 | 0 | 158938.3776
2016-10-20 22:00 | 0 | 0 | 0 | 0 | 0 | 636514.4293 | 485387 | 0 | 0 | 0 | 0 | 61870.256 | 0 | 0 | 0 | 0 | 1214093.0342 | 0 | 0 | 0 | 0 | 0 | 61870.256 | 0 | 0 | 0 | 0 | 89257.1733
2016-10-20 23:00 | 0 | 0 | 0 | 0 | 0 | 472841.4729 | 487256 | 0 | 0 | 0 | 0 | 61870.256 | 0 | 0 | 0 | 0 | 1199678.507 | 0 | 0 | 0 | 0 | 0 | 0 | 0 | 0 | 0 | 0 | -14414.5271
2016-10-21 | 0 | 0 | 0 | 0 | 7922.2429 | 107704.7461 | 481349 | 0 | 0 | 0 | 0 | 0 | 0 | 0 | 0 | 0 | 895826.752 | 0 | 0 | 0 | 0 | 0 | -61870.256 | 0 | 0 | 0 | 0 | -303851.755
2016-10-21 01:00 | 0 | 0 | 0 | 0 | 238549.8107 | 30.2034 | 464833 | 0 | 0 | 0 | 0 | 61870.256 | 0 | 0 | 0 | 0 | 607703.5101 | 0 | 0 | 0 | 0 | 0 | 61870.256 | 0 | 0 | 0 | 0 | -288123.2419
2016-10-21 02:00 | 0 | 0 | 0 | 0 | 75016.9889 | 0 | 440739 | 0 | 0 | 0 | 0 | 0 | 0 | 0 | 0 | 0 | 303851.755 | 0 | 0 | 0 | 0 | 0 | -61870.256 | 0 | 0 | 0 | 0 | -303851.755
2016-10-21 03:00 | 0 | 0 | 0 | 0 | 107502.245 | 0 | 411354 | 0 | 0 | 0 | 0 | 0 | 0 | 0 | 0 | 0 | 0 | 0 | 0 | 0 | 0 | 0 | 0 | 0 | 0 | 0 | 0 | -303851.755
2016-10-21 04:00 | 0 | 0 | 0 | 0 | 384789 | 0 | 384789 | 0 | 0 | 0 | 0 | 0 | 0 | 0 | 0 | 0 | 0 | 0 | 0 | 0 | 0 | 0 | 0 | 0 | 0 | 0 | 0 | 0
2016-10-21 05:00 | 0 | 0 | 0 | 0 | 365676 | 0 | 365676 | 0 | 0 | 0 | 0 | 0 | 0 | 0 | 0 | 0 | 0 | 0 | 0 | 0 | 0 | 0 | 0 | 0 | 0 | 0 | 0 | 0
2016-10-21 06:00 | 0 | 0 | 0 | 0 | 350932 | 0 | 350932 | 0 | 0 | 0 | 0 | 0 | 0 | 0 | 0 | 0 | 0 | 0 | 0 | 0 | 0 | 0 | 0 | 0 | 0 | 0 | 0 | 0
2016-10-21 07:00 | 0 | 0 | 0 | 0 | 342072 | 0 | 342072 | 0 | 0 | 0 | 0 | 0 | 0 | 0 | 0 | 0 | 0 | 0 | 0 | 0 | 0 | 0 | 0 | 0 | 0 | 0 | 0 | 0
2016-10-21 08:00 | 0 | 0 | 0 | 0 | 340233 | 0 | 340233 | 0 | 0 | 0 | 0 | 0 | 0 | 0 | 0 | 0 | 0 | 0 | 0 | 0 | 0 | 0 | 0 | 0 | 0 | 0 | 0 | 0
2016-10-21 09:00 | 0 | 0 | 0 | 0 | 347723 | 0 | 347723 | 0 | 0 | 0 | 0 | 0 | 0 | 0 | 0 | 0 | 0 | 0 | 0 | 0 | 0 | 0 | 0 | 0 | 0 | 0 | 0 | 0
2016-10-21 10:00 | 0 | 0 | 0 | 0 | 369935 | 0 | 369935 | 0 | 0 | 0 | 0 | 0 | 0 | 0 | 0 | 0 | 0 | 0 | 0 | 0 | 0 | 0 | 0 | 0 | 0 | 0 | 0 | 0
2016-10-21 11:00 | 0 | 0 | 0 | 0 | 396221 | 0 | 396221 | 0 | 0 | 0 | 0 | 0 | 0 | 0 | 0 | 0 | 0 | 0 | 0 | 0 | 0 | 0 | 0 | 0 | 0 | 0 | 0 | 0
2016-10-21 12:00 | 0 | 0 | 0 | 0 | 410677 | 0 | 410677 | 0 | 0 | 0 | 0 | 0 | 0 | 0 | 0 | 0 | 0 | 0 | 0 | 0 | 0 | 0 | 0 | 0 | 0 | 0 | 0 | 0
2016-10-21 13:00 | 0 | 0 | 0 | 0 | 420244.3376 | 3155.6624 | 423400 | 0 | 0 | 0 | 0 | 0 | 0 | 0 | 0 | 0 | 0 | 0 | 0 | 0 | 0 | 0 | 0 | 0 | 0 | 0 | 0 | 0
2016-10-21 14:00 | 0 | 0 | 0 | 0 | 206373.9606 | 226831.0394 | 433205 | 0 | 0 | 0 | 0 | 0 | 0 | 0 | 0 | 0 | 0 | 0 | 0 | 0 | 0 | 0 | 0 | 0 | 0 | 0 | 0 | 0
2016-10-21 15:00 | 0 | 0 | 0 | 0 | 0 | 619418.8956 | 439526 | 0 | 0 | 0 | 0 | 0 | 0 | 0 | 0 | 0 | 179892.8956 | 0 | 0 | 0 | 0 | 0 | 0 | 0 | 0 | 0 | 0 | 179892.8956
2016-10-21 16:00 | 0 | 0 | 0 | 0 | 0 | 670547.2774 | 443972 | 0 | 0 | 0 | 0 | 61870.256 | 0 | 0 | 0 | 0 | 344597.917 | 0 | 0 | 0 | 0 | 0 | 61870.256 | 0 | 0 | 0 | 0 | 164705.0214
2016-10-21 17:00 | 0 | 0 | 0 | 0 | 0 | 647127.8145 | 448132 | 0 | 0 | 0 | 0 | 0 | 0 | 0 | 0 | 0 | 605463.9876 | 0 | 0 | 0 | 0 | 0 | -61870.256 | 0 | 0 | 0 | 0 | 260866.0705
2016-10-21 18:00 | 0 | 0 | 0 | 0 | 0 | 622385.8607 | 450191 | 0 | 0 | 0 | 0 | 0 | 0 | 0 | 0 | 0 | 777658.8482 | 0 | 0 | 0 | 0 | 0 | 0 | 0 | 0 | 0 | 0 | 172194.8607
2016-10-21 19:00 | 0 | 0 | 0 | 0 | 0 | 609707.0428 | 451429 | 0 | 0 | 0 | 0 | 0 | 0 | 0 | 0 | 0 | 935936.891 | 0 | 0 | 0 | 0 | 0 | 0 | 0 | 0 | 0 | 0 | 158278.0428
2016-10-21 20:00 | 0 | 0 | 0 | 0 | 0 | 617570.2539 | 452203 | 0 | 0 | 0 | 0 | 0 | 0 | 0 | 0 | 0 | 1101304.145 | 0 | 0 | 0 | 0 | 0 | 0 | 0 | 0 | 0 | 0 | 165367.2539
2016-10-21 21:00 | 0 | 0 | 0 | 0 | 0 | 635250.4393 | 451126 | 0 | 0 | 0 | 0 | 61870.256 | 0 | 0 | 0 | 0 | 1223558.3282 | 0 | 0 | 0 | 0 | 0 | 61870.256 | 0 | 0 | 0 | 0 | 122254.1833
2016-10-21 22:00 | 0 | 0 | 0 | 0 | 0 | 632136.7195 | 448961 | 0 | 0 | 0 | 0 | 61870.256 | 0 | 0 | 0 | 0 | 1406734.0478 | 0 | 0 | 0 | 0 | 0 | 0 | 0 | 0 | 0 | 0 | 183175.7195
2016-10-21 23:00 | 0 | 0 | 0 | 0 | 0 | 465591.0689 | 449429 | 0 | 0 | 0 | 0 | 0 | 0 | 0 | 0 | 0 | 1484766.3728 | 0 | 0 | 0 | 0 | 0 | -61870.256 | 0 | 0 | 0 | 0 | 78032.325
2016-10-22 | 0 | 0 | 0 | 0 | 133709.3197 | 102343.5837 | 443542 | 0 | 0 | 0 | 0 | 61870.256 | 0 | 0 | 0 | 0 | 1215407.0201 | 0 | 0 | 0 | 0 | 0 | 61870.256 | 0 | 0 | 0 | 0 | -269359.3526
2016-10-22 01:00 | 0 | 0 | 0 | 0 | 126254.1369 | 24.1081 | 430130 | 0 | 0 | 0 | 0 | 61870.256 | 0 | 0 | 0 | 0 | 911555.2651 | 0 | 0 | 0 | 0 | 0 | 0 | 0 | 0 | 0 | 0 | -303851.755
2016-10-22 02:00 | 0 | 0 | 0 | 0 | 46203.9889 | 0 | 411926 | 0 | 0 | 0 | 0 | 0 | 0 | 0 | 0 | 0 | 607703.5101 | 0 | 0 | 0 | 0 | 0 | -61870.256 | 0 | 0 | 0 | 0 | -303851.755
2016-10-22 03:00 | 0 | 0 | 0 | 0 | 84479.245 | 0 | 388331 | 0 | 0 | 0 | 0 | 0 | 0 | 0 | 0 | 0 | 303851.755 | 0 | 0 | 0 | 0 | 0 | 0 | 0 | 0 | 0 | 0 | -303851.755
2016-10-22 04:00 | 0 | 0 | 0 | 0 | 63657.245 | 0 | 367509 | 0 | 0 | 0 | 0 | 0 | 0 | 0 | 0 | 0 | 0 | 0 | 0 | 0 | 0 | 0 | 0 | 0 | 0 | 0 | 0 | -303851.755
2016-10-22 05:00 | 0 | 0 | 0 | 0 | 350055 | 0 | 350055 | 0 | 0 | 0 | 0 | 0 | 0 | 0 | 0 | 0 | 0 | 0 | 0 | 0 | 0 | 0 | 0 | 0 | 0 | 0 | 0 | 0
2016-10-22 06:00 | 0 | 0 | 0 | 0 | 336559 | 0 | 336559 | 0 | 0 | 0 | 0 | 0 | 0 | 0 | 0 | 0 | 0 | 0 | 0 | 0 | 0 | 0 | 0 | 0 | 0 | 0 | 0 | 0
2016-10-22 07:00 | 0 | 0 | 0 | 0 | 328180 | 0 | 328180 | 0 | 0 | 0 | 0 | 0 | 0 | 0 | 0 | 0 | 0 | 0 | 0 | 0 | 0 | 0 | 0 | 0 | 0 | 0 | 0 | 0
2016-10-22 08:00 | 0 | 0 | 0 | 0 | 324353 | 0 | 324353 | 0 | 0 | 0 | 0 | 0 | 0 | 0 | 0 | 0 | 0 | 0 | 0 | 0 | 0 | 0 | 0 | 0 | 0 | 0 | 0 | 0
2016-10-22 09:00 | 0 | 0 | 0 | 0 | 326281 | 0 | 326281 | 0 | 0 | 0 | 0 | 0 | 0 | 0 | 0 | 0 | 0 | 0 | 0 | 0 | 0 | 0 | 0 | 0 | 0 | 0 | 0 | 0
2016-10-22 10:00 | 0 | 0 | 0 | 0 | 333702 | 0 | 333702 | 0 | 0 | 0 | 0 | 0 | 0 | 0 | 0 | 0 | 0 | 0 | 0 | 0 | 0 | 0 | 0 | 0 | 0 | 0 | 0 | 0
2016-10-22 11:00 | 0 | 0 | 0 | 0 | 346674 | 0 | 346674 | 0 | 0 | 0 | 0 | 0 | 0 | 0 | 0 | 0 | 0 | 0 | 0 | 0 | 0 | 0 | 0 | 0 | 0 | 0 | 0 | 0
2016-10-22 12:00 | 0 | 0 | 0 | 0 | 360161 | 0 | 360161 | 0 | 0 | 0 | 0 | 0 | 0 | 0 | 0 | 0 | 0 | 0 | 0 | 0 | 0 | 0 | 0 | 0 | 0 | 0 | 0 | 0
2016-10-22 13:00 | 0 | 0 | 0 | 0 | 372023.9731 | 2637.0269 | 374661 | 0 | 0 | 0 | 0 | 0 | 0 | 0 | 0 | 0 | 0 | 0 | 0 | 0 | 0 | 0 | 0 | 0 | 0 | 0 | 0 | 0
2016-10-22 14:00 | 0 | 0 | 0 | 0 | 146352.4867 | 237311.5133 | 383664 | 0 | 0 | 0 | 0 | 0 | 0 | 0 | 0 | 0 | 0 | 0 | 0 | 0 | 0 | 0 | 0 | 0 | 0 | 0 | 0 | 0
2016-10-22 15:00 | 0 | 0 | 0 | 0 | 0 | 555737.432 | 387972 | 0 | 0 | 0 | 0 | 0 | 0 | 0 | 0 | 0 | 167765.432 | 0 | 0 | 0 | 0 | 0 | 0 | 0 | 0 | 0 | 0 | 167765.432
2016-10-22 16:00 | 0 | 0 | 0 | 0 | 0 | 621807.1241 | 388617 | 0 | 0 | 0 | 0 | 61870.256 | 0 | 0 | 0 | 0 | 339085.3001 | 0 | 0 | 0 | 0 | 0 | 61870.256 | 0 | 0 | 0 | 0 | 171319.8681
2016-10-22 17:00 | 0 | 0 | 0 | 0 | 0 | 611755.3569 | 388083 | 0 | 0 | 0 | 0 | 61870.256 | 0 | 0 | 0 | 0 | 562757.6571 | 0 | 0 | 0 | 0 | 0 | 0 | 0 | 0 | 0 | 0 | 223672.3569
2016-10-22 18:00 | 0 | 0 | 0 | 0 | 0 | 590917.3413 | 387684 | 0 | 0 | 0 | 0 | 61870.256 | 0 | 0 | 0 | 0 | 765990.9983 | 0 | 0 | 0 | 0 | 0 | 0 | 0 | 0 | 0 | 0 | 203233.3413
2016-10-22 19:00 | 0 | 0 | 0 | 0 | 0 | 580313.7767 | 389417 | 0 | 0 | 0 | 0 | 0 | 0 | 0 | 0 | 0 | 1018758.0311 | 0 | 0 | 0 | 0 | 0 | -61870.256 | 0 | 0 | 0 | 0 | 252767.0328
2016-10-22 20:00 | 0 | 0 | 0 | 0 | 0 | 587764.9439 | 393748 | 0 | 0 | 0 | 0 | 61870.256 | 0 | 0 | 0 | 0 | 1150904.719 | 0 | 0 | 0 | 0 | 0 | 61870.256 | 0 | 0 | 0 | 0 | 132146.6879
2016-10-22 21:00 | 0 | 0 | 0 | 0 | 0 | 601706.9622 | 398974 | 0 | 0 | 0 | 0 | 0 | 0 | 0 | 0 | 0 | 1415507.9372 | 0 | 0 | 0 | 0 | 0 | -61870.256 | 0 | 0 | 0 | 0 | 264603.2182
2016-10-22 22:00 | 0 | 0 | 0 | 0 | 0 | 569872.4607 | 403878 | 0 | 0 | 0 | 0 | 0 | 0 | 0 | 0 | 0 | 1581502.3979 | 0 | 0 | 0 | 0 | 0 | 0 | 0 | 0 | 0 | 0 | 165994.4607
2016-10-22 23:00 | 0 | 0 | 0 | 0 | 0 | 391512.6901 | 410658 | 0 | 0 | 0 | 0 | 61870.256 | 0 | 0 | 0 | 0 | 1500486.8319 | 0 | 0 | 0 | 0 | 0 | 61870.256 | 0 | 0 | 0 | 0 | -81015.566
2016-10-23 | 0 | 0 | 0 | 0 | 0 | 78251.9039 | 410237 | 0 | 0 | 0 | 0 | 14964.9717 | 0 | 0 | 0 | 0 | 1215407.0201 | 0 | 0 | 0 | 0 | 0 | -46905.2844 | 0 | 0 | 0 | 0 | -285079.8118
2016-10-23 01:00 | 0 | 0 | 0 | 0 | 146122.7937 | 11.7356 | 403081 | 0 | 0 | 0 | 0 | 61870.256 | 0 | 0 | 0 | 0 | 911555.2651 | 0 | 0 | 0 | 0 | 0 | 46905.2844 | 0 | 0 | 0 | 0 | -303851.755
2016-10-23 02:00 | 0 | 0 | 0 | 0 | 23672.9889 | 0 | 389395 | 0 | 0 | 0 | 0 | 0 | 0 | 0 | 0 | 0 | 607703.5101 | 0 | 0 | 0 | 0 | 0 | -61870.256 | 0 | 0 | 0 | 0 | -303851.755
2016-10-23 03:00 | 0 | 0 | 0 | 0 | 67987.245 | 0 | 371839 | 0 | 0 | 0 | 0 | 0 | 0 | 0 | 0 | 0 | 303851.755 | 0 | 0 | 0 | 0 | 0 | 0 | 0 | 0 | 0 | 0 | -303851.755
2016-10-23 04:00 | 0 | 0 | 0 | 0 | 50531.245 | 0 | 354383 | 0 | 0 | 0 | 0 | 0 | 0 | 0 | 0 | 0 | 0 | 0 | 0 | 0 | 0 | 0 | 0 | 0 | 0 | 0 | 0 | -303851.755
2016-10-23 05:00 | 0 | 0 | 0 | 0 | 339525 | 0 | 339525 | 0 | 0 | 0 | 0 | 0 | 0 | 0 | 0 | 0 | 0 | 0 | 0 | 0 | 0 | 0 | 0 | 0 | 0 | 0 | 0 | 0
2016-10-23 06:00 | 0 | 0 | 0 | 0 | 328360 | 0 | 328360 | 0 | 0 | 0 | 0 | 0 | 0 | 0 | 0 | 0 | 0 | 0 | 0 | 0 | 0 | 0 | 0 | 0 | 0 | 0 | 0 | 0
2016-10-23 07:00 | 0 | 0 | 0 | 0 | 321477 | 0 | 321477 | 0 | 0 | 0 | 0 | 0 | 0 | 0 | 0 | 0 | 0 | 0 | 0 | 0 | 0 | 0 | 0 | 0 | 0 | 0 | 0 | 0
2016-10-23 08:00 | 0 | 0 | 0 | 0 | 318501 | 0 | 318501 | 0 | 0 | 0 | 0 | 0 | 0 | 0 | 0 | 0 | 0 | 0 | 0 | 0 | 0 | 0 | 0 | 0 | 0 | 0 | 0 | 0
2016-10-23 09:00 | 0 | 0 | 0 | 0 | 318837 | 0 | 318837 | 0 | 0 | 0 | 0 | 0 | 0 | 0 | 0 | 0 | 0 | 0 | 0 | 0 | 0 | 0 | 0 | 0 | 0 | 0 | 0 | 0
2016-10-23 10:00 | 0 | 0 | 0 | 0 | 325778 | 0 | 325778 | 0 | 0 | 0 | 0 | 0 | 0 | 0 | 0 | 0 | 0 | 0 | 0 | 0 | 0 | 0 | 0 | 0 | 0 | 0 | 0 | 0
2016-10-23 11:00 | 0 | 0 | 0 | 0 | 335639 | 0 | 335639 | 0 | 0 | 0 | 0 | 0 | 0 | 0 | 0 | 0 | 0 | 0 | 0 | 0 | 0 | 0 | 0 | 0 | 0 | 0 | 0 | 0
2016-10-23 12:00 | 0 | 0 | 0 | 0 | 347934 | 0 | 347934 | 0 | 0 | 0 | 0 | 0 | 0 | 0 | 0 | 0 | 0 | 0 | 0 | 0 | 0 | 0 | 0 | 0 | 0 | 0 | 0 | 0
2016-10-23 13:00 | 0 | 0 | 0 | 0 | 357615.5154 | 1289.4846 | 358905 | 0 | 0 | 0 | 0 | 0 | 0 | 0 | 0 | 0 | 0 | 0 | 0 | 0 | 0 | 0 | 0 | 0 | 0 | 0 | 0 | 0
2016-10-23 14:00 | 0 | 0 | 0 | 0 | 161278.625 | 203506.375 | 364785 | 0 | 0 | 0 | 0 | 0 | 0 | 0 | 0 | 0 | 0 | 0 | 0 | 0 | 0 | 0 | 0 | 0 | 0 | 0 | 0 | 0
2016-10-23 15:00 | 0 | 0 | 0 | 0 | 0 | 440863.4044 | 368963 | 0 | 0 | 0 | 0 | 61870.256 | 0 | 0 | 0 | 0 | 10030.1484 | 0 | 0 | 0 | 0 | 0 | 61870.256 | 0 | 0 | 0 | 0 | 10030.1484
2016-10-23 16:00 | 0 | 0 | 0 | 0 | 0 | 545656.2265 | 373345 | 0 | 0 | 0 | 0 | 61870.256 | 0 | 0 | 0 | 0 | 182341.3749 | 0 | 0 | 0 | 0 | 0 | 0 | 0 | 0 | 0 | 0 | 172311.2265
2016-10-23 17:00 | 0 | 0 | 0 | 0 | 0 | 558798.1376 | 377387 | 0 | 0 | 0 | 0 | 0 | 0 | 0 | 0 | 0 | 425622.7686 | 0 | 0 | 0 | 0 | 0 | -61870.256 | 0 | 0 | 0 | 0 | 243281.3936
2016-10-23 18:00 | 0 | 0 | 0 | 0 | 0 | 542656.4372 | 380953 | 0 | 0 | 0 | 0 | 61870.256 | 0 | 0 | 0 | 0 | 525455.9497 | 0 | 0 | 0 | 0 | 0 | 61870.256 | 0 | 0 | 0 | 0 | 99833.1811
2016-10-23 19:00 | 0 | 0 | 0 | 0 | 0 | 528818.8452 | 384868 | 0 | 0 | 0 | 0 | 61870.256 | 0 | 0 | 0 | 0 | 669406.7949 | 0 | 0 | 0 | 0 | 0 | 0 | 0 | 0 | 0 | 0 | 143950.8452
2016-10-23 20:00 | 0 | 0 | 0 | 0 | 0 | 529208.7671 | 391183 | 0 | 0 | 0 | 0 | 0 | 0 | 0 | 0 | 0 | 869302.818 | 0 | 0 | 0 | 0 | 0 | -61870.256 | 0 | 0 | 0 | 0 | 199896.0231
2016-10-23 21:00 | 0 | 0 | 0 | 0 | 0 | 528073.7927 | 398828 | 0 | 0 | 0 | 0 | 0 | 0 | 0 | 0 | 0 | 998548.6108 | 0 | 0 | 0 | 0 | 0 | 0 | 0 | 0 | 0 | 0 | 129245.7927
2016-10-23 22:00 | 0 | 0 | 0 | 0 | 0 | 484660.2945 | 408238 | 0 | 0 | 0 | 0 | 61870.256 | 0 | 0 | 0 | 0 | 1013100.6492 | 0 | 0 | 0 | 0 | 0 | 61870.256 | 0 | 0 | 0 | 0 | 14552.0384
2016-10-23 23:00 | 0 | 0 | 0 | 0 | 0 | 321029.1824 | 420251 | 0 | 0 | 0 | 0 | 61870.256 | 0 | 0 | 0 | 0 | 913878.8316 | 0 | 0 | 0 | 0 | 0 | 0 | 0 | 0 | 0 | 0 | -99221.8176
2016-10-24 | 0 | 0 | 0 | 0 | 5130.7046 | 51742.2844 | 422595 | 0 | 0 | 0 | 0 | 0 | 0 | 0 | 0 | 0 | 610027.0766 | 0 | 0 | 0 | 0 | 0 | -61870.256 | 0 | 0 | 0 | 0 | -303851.755
2016-10-24 01:00 | 0 | 0 | 0 | 0 | 775046.9826 | 10.462 | 411659 | 0 | 0 | 0 | 0 | 61870.256 | 0 | 0 | 0 | 0 | 911555.2651 | 0 | 0 | 0 | 0 | 0 | 61870.256 | 0 | 0 | 0 | 0 | 301528.1885
2016-10-24 02:00 | 0 | 0 | 0 | 0 | 27947.9889 | 0 | 393670 | 0 | 0 | 0 | 0 | 0 | 0 | 0 | 0 | 0 | 607703.5101 | 0 | 0 | 0 | 0 | 0 | -61870.256 | 0 | 0 | 0 | 0 | -303851.755
2016-10-24 03:00 | 0 | 0 | 0 | 0 | 67707.245 | 0 | 371559 | 0 | 0 | 0 | 0 | 0 | 0 | 0 | 0 | 0 | 303851.755 | 0 | 0 | 0 | 0 | 0 | 0 | 0 | 0 | 0 | 0 | -303851.755
2016-10-24 04:00 | 0 | 0 | 0 | 0 | 48490.245 | 0 | 352342 | 0 | 0 | 0 | 0 | 0 | 0 | 0 | 0 | 0 | 0 | 0 | 0 | 0 | 0 | 0 | 0 | 0 | 0 | 0 | 0 | -303851.755
2016-10-24 05:00 | 0 | 0 | 0 | 0 | 336659 | 0 | 336659 | 0 | 0 | 0 | 0 | 0 | 0 | 0 | 0 | 0 | 0 | 0 | 0 | 0 | 0 | 0 | 0 | 0 | 0 | 0 | 0 | 0
2016-10-24 06:00 | 0 | 0 | 0 | 0 | 325873 | 0 | 325873 | 0 | 0 | 0 | 0 | 0 | 0 | 0 | 0 | 0 | 0 | 0 | 0 | 0 | 0 | 0 | 0 | 0 | 0 | 0 | 0 | 0
2016-10-24 07:00 | 0 | 0 | 0 | 0 | 321177 | 0 | 321177 | 0 | 0 | 0 | 0 | 0 | 0 | 0 | 0 | 0 | 0 | 0 | 0 | 0 | 0 | 0 | 0 | 0 | 0 | 0 | 0 | 0
2016-10-24 08:00 | 0 | 0 | 0 | 0 | 322115 | 0 | 322115 | 0 | 0 | 0 | 0 | 0 | 0 | 0 | 0 | 0 | 0 | 0 | 0 | 0 | 0 | 0 | 0 | 0 | 0 | 0 | 0 | 0
2016-10-24 09:00 | 0 | 0 | 0 | 0 | 334390 | 0 | 334390 | 0 | 0 | 0 | 0 | 0 | 0 | 0 | 0 | 0 | 0 | 0 | 0 | 0 | 0 | 0 | 0 | 0 | 0 | 0 | 0 | 0
2016-10-24 10:00 | 0 | 0 | 0 | 0 | 362713 | 0 | 362713 | 0 | 0 | 0 | 0 | 0 | 0 | 0 | 0 | 0 | 0 | 0 | 0 | 0 | 0 | 0 | 0 | 0 | 0 | 0 | 0 | 0
2016-10-24 11:00 | 0 | 0 | 0 | 0 | 392252 | 0 | 392252 | 0 | 0 | 0 | 0 | 0 | 0 | 0 | 0 | 0 | 0 | 0 | 0 | 0 | 0 | 0 | 0 | 0 | 0 | 0 | 0 | 0
2016-10-24 12:00 | 0 | 0 | 0 | 0 | 466243.5154 | 0 | 406365 | 0 | 0 | 0 | 0 | 0 | 0 | 0 | 0 | 0 | 59878.5154 | 0 | 0 | 0 | 0 | 0 | 0 | 0 | 0 | 0 | 0 | 59878.5154
2016-10-24 13:00 | 0 | 0 | 0 | 0 | 352698.3738 | 1911.1108 | 414488 | 0 | 0 | 0 | 0 | 0 | 0 | 0 | 0 | 0 | 0 | 0 | 0 | 0 | 0 | 0 | 0 | 0 | 0 | 0 | 0 | -59878.5154
2016-10-24 14:00 | 0 | 0 | 0 | 0 | 218415.2332 | 203805.7668 | 422221 | 0 | 0 | 0 | 0 | 0 | 0 | 0 | 0 | 0 | 0 | 0 | 0 | 0 | 0 | 0 | 0 | 0 | 0 | 0 | 0 | 0
2016-10-24 15:00 | 0 | 0 | 0 | 0 | 45048.159 | 382710.841 | 427759 | 0 | 0 | 0 | 0 | 0 | 0 | 0 | 0 | 0 | 0 | 0 | 0 | 0 | 0 | 0 | 0 | 0 | 0 | 0 | 0 | 0
2016-10-24 16:00 | 0 | 0 | 0 | 0 | 0 | 465541.5345 | 432360 | 0 | 0 | 0 | 0 | 33181.5345 | 0 | 0 | 0 | 0 | 0 | 0 | 0 | 0 | 0 | 0 | 33181.5345 | 0 | 0 | 0 | 0 | 0
2016-10-24 17:00 | 0 | 0 | 0 | 0 | 0 | 481860.9836 | 437102 | 0 | 0 | 0 | 0 | 61870.256 | 0 | 0 | 0 | 0 | 16070.262 | 0 | 0 | 0 | 0 | 0 | 28688.7215 | 0 | 0 | 0 | 0 | 16070.262
2016-10-24 18:00 | 0 | 0 | 0 | 0 | 0 | 470958.8806 | 441106 | 0 | 0 | 0 | 0 | 61870.256 | 0 | 0 | 0 | 0 | 45923.1426 | 0 | 0 | 0 | 0 | 0 | 0 | 0 | 0 | 0 | 0 | 29852.8806
2016-10-24 19:00 | 0 | 0 | 0 | 0 | 0 | 455932.7634 | 444839 | 0 | 0 | 0 | 0 | 61870.256 | 0 | 0 | 0 | 0 | 57016.906 | 0 | 0 | 0 | 0 | 0 | 0 | 0 | 0 | 0 | 0 | 11093.7634
2016-10-24 20:00 | 0 | 0 | 0 | 0 | 0 | 440648.3201 | 448354 | 0 | 0 | 0 | 0 | 0 | 0 | 0 | 0 | 0 | 111181.4821 | 0 | 0 | 0 | 0 | 0 | -61870.256 | 0 | 0 | 0 | 0 | 54164.5761
2016-10-24 21:00 | 0 | 0 | 0 | 0 | 0 | 409682.8623 | 451542 | 0 | 0 | 0 | 0 | 61870.256 | 0 | 0 | 0 | 0 | 7452.0884 | 0 | 0 | 0 | 0 | 0 | 61870.256 | 0 | 0 | 0 | 0 | -103729.3937
2016-10-24 22:00 | 0 | 0 | 0 | 0 | 40318.8338 | 345164.8218 | 454806 | 0 | 0 | 0 | 0 | 0 | 0 | 0 | 0 | 0 | 0 | 0 | 0 | 0 | 0 | 0 | -61870.256 | 0 | 0 | 0 | 0 | -7452.0884
2016-10-24 23:00 | 0 | 0 | 0 | 0 | 255829.2676 | 206272.7324 | 462102 | 0 | 0 | 0 | 0 | 0 | 0 | 0 | 0 | 0 | 0 | 0 | 0 | 0 | 0 | 0 | 0 | 0 | 0 | 0 | 0 | 0
2016-10-25 | 0 | 0 | 0 | 0 | 718624.5025 | 44645.2526 | 459418 | 0 | 0 | 0 | 0 | 0 | 0 | 0 | 0 | 0 | 303851.755 | 0 | 0 | 0 | 0 | 0 | 0 | 0 | 0 | 0 | 0 | 303851.755
2016-10-25 01:00 | 0 | 0 | 0 | 0 | 811425.3664 | 11.6447 | 445715 | 0 | 0 | 0 | 0 | 61870.256 | 0 | 0 | 0 | 0 | 607703.5101 | 0 | 0 | 0 | 0 | 0 | 61870.256 | 0 | 0 | 0 | 0 | 303851.755
2016-10-25 02:00 | 0 | 0 | 0 | 0 | 56175.9889 | 0 | 421898 | 0 | 0 | 0 | 0 | 0 | 0 | 0 | 0 | 0 | 303851.755 | 0 | 0 | 0 | 0 | 0 | -61870.256 | 0 | 0 | 0 | 0 | -303851.755
2016-10-25 03:00 | 0 | 0 | 0 | 0 | 91438.245 | 0 | 395290 | 0 | 0 | 0 | 0 | 0 | 0 | 0 | 0 | 0 | 0 | 0 | 0 | 0 | 0 | 0 | 0 | 0 | 0 | 0 | 0 | -303851.755
2016-10-25 04:00 | 0 | 0 | 0 | 0 | 370928 | 0 | 370928 | 0 | 0 | 0 | 0 | 0 | 0 | 0 | 0 | 0 | 0 | 0 | 0 | 0 | 0 | 0 | 0 | 0 | 0 | 0 | 0 | 0
2016-10-25 05:00 | 0 | 0 | 0 | 0 | 353108 | 0 | 353108 | 0 | 0 | 0 | 0 | 0 | 0 | 0 | 0 | 0 | 0 | 0 | 0 | 0 | 0 | 0 | 0 | 0 | 0 | 0 | 0 | 0
2016-10-25 06:00 | 0 | 0 | 0 | 0 | 340493 | 0 | 340493 | 0 | 0 | 0 | 0 | 0 | 0 | 0 | 0 | 0 | 0 | 0 | 0 | 0 | 0 | 0 | 0 | 0 | 0 | 0 | 0 | 0
2016-10-25 07:00 | 0 | 0 | 0 | 0 | 333872 | 0 | 333872 | 0 | 0 | 0 | 0 | 0 | 0 | 0 | 0 | 0 | 0 | 0 | 0 | 0 | 0 | 0 | 0 | 0 | 0 | 0 | 0 | 0
2016-10-25 08:00 | 0 | 0 | 0 | 0 | 333840 | 0 | 333840 | 0 | 0 | 0 | 0 | 0 | 0 | 0 | 0 | 0 | 0 | 0 | 0 | 0 | 0 | 0 | 0 | 0 | 0 | 0 | 0 | 0
2016-10-25 09:00 | 0 | 0 | 0 | 0 | 345250 | 0 | 345250 | 0 | 0 | 0 | 0 | 0 | 0 | 0 | 0 | 0 | 0 | 0 | 0 | 0 | 0 | 0 | 0 | 0 | 0 | 0 | 0 | 0
2016-10-25 10:00 | 0 | 0 | 0 | 0 | 374380 | 0 | 374380 | 0 | 0 | 0 | 0 | 0 | 0 | 0 | 0 | 0 | 0 | 0 | 0 | 0 | 0 | 0 | 0 | 0 | 0 | 0 | 0 | 0
2016-10-25 11:00 | 0 | 0 | 0 | 0 | 402791 | 0 | 402791 | 0 | 0 | 0 | 0 | 0 | 0 | 0 | 0 | 0 | 0 | 0 | 0 | 0 | 0 | 0 | 0 | 0 | 0 | 0 | 0 | 0
2016-10-25 12:00 | 0 | 0 | 0 | 0 | 414577 | 0 | 414577 | 0 | 0 | 0 | 0 | 0 | 0 | 0 | 0 | 0 | 0 | 0 | 0 | 0 | 0 | 0 | 0 | 0 | 0 | 0 | 0 | 0
2016-10-25 13:00 | 0 | 0 | 0 | 0 | 420310.3513 | 553.6487 | 420864 | 0 | 0 | 0 | 0 | 0 | 0 | 0 | 0 | 0 | 0 | 0 | 0 | 0 | 0 | 0 | 0 | 0 | 0 | 0 | 0 | 0
2016-10-25 14:00 | 0 | 0 | 0 | 0 | 331737.8292 | 94042.1708 | 425780 | 0 | 0 | 0 | 0 | 0 | 0 | 0 | 0 | 0 | 0 | 0 | 0 | 0 | 0 | 0 | 0 | 0 | 0 | 0 | 0 | 0
2016-10-25 15:00 | 0 | 0 | 0 | 0 | 94317.5441 | 335043.4559 | 429361 | 0 | 0 | 0 | 0 | 0 | 0 | 0 | 0 | 0 | 0 | 0 | 0 | 0 | 0 | 0 | 0 | 0 | 0 | 0 | 0 | 0
2016-10-25 16:00 | 0 | 0 | 0 | 0 | 0 | 480164.0101 | 433164 | 0 | 0 | 0 | 0 | 47000.0101 | 0 | 0 | 0 | 0 | 0 | 0 | 0 | 0 | 0 | 0 | 47000.0101 | 0 | 0 | 0 | 0 | 0
2016-10-25 17:00 | 0 | 0 | 0 | 0 | 0 | 533344.4141 | 437173 | 0 | 0 | 0 | 0 | 0 | 0 | 0 | 0 | 0 | 143171.4242 | 0 | 0 | 0 | 0 | 0 | -47000.0101 | 0 | 0 | 0 | 0 | 143171.4242
2016-10-25 18:00 | 0 | 0 | 0 | 0 | 0 | 528120.8254 | 440755 | 0 | 0 | 0 | 0 | 0 | 0 | 0 | 0 | 0 | 230537.2496 | 0 | 0 | 0 | 0 | 0 | 0 | 0 | 0 | 0 | 0 | 87365.8254
2016-10-25 19:00 | 0 | 0 | 0 | 0 | 0 | 520299.6188 | 444026 | 0 | 0 | 0 | 0 | 0 | 0 | 0 | 0 | 0 | 306810.8684 | 0 | 0 | 0 | 0 | 0 | 0 | 0 | 0 | 0 | 0 | 76273.6188
2016-10-25 20:00 | 0 | 0 | 0 | 0 | 0 | 531771.7866 | 448066 | 0 | 0 | 0 | 0 | 0 | 0 | 0 | 0 | 0 | 390516.655 | 0 | 0 | 0 | 0 | 0 | 0 | 0 | 0 | 0 | 0 | 83705.7866
2016-10-25 21:00 | 0 | 0 | 0 | 0 | 0 | 549928.0863 | 451997 | 0 | 0 | 0 | 0 | 61870.256 | 0 | 0 | 0 | 0 | 426577.4852 | 0 | 0 | 0 | 0 | 0 | 61870.256 | 0 | 0 | 0 | 0 | 36060.8302
2016-10-25 22:00 | 0 | 0 | 0 | 0 | 0 | 537133.8833 | 457558 | 0 | 0 | 0 | 0 | 0 | 0 | 0 | 0 | 0 | 568023.6246 | 0 | 0 | 0 | 0 | 0 | -61870.256 | 0 | 0 | 0 | 0 | 141446.1393
2016-10-25 23:00 | 0 | 0 | 0 | 0 | 0 | 410131.7562 | 465965 | 0 | 0 | 0 | 0 | 61870.256 | 0 | 0 | 0 | 0 | 450320.1247 | 0 | 0 | 0 | 0 | 0 | 61870.256 | 0 | 0 | 0 | 0 | -117703.4998
2016-10-26 | 0 | 0 | 0 | 0 | 20674.4269 | 76809.5621 | 463206 | 0 | 0 | 0 | 0 | 0 | 0 | 0 | 0 | 0 | 146468.3697 | 0 | 0 | 0 | 0 | 0 | -61870.256 | 0 | 0 | 0 | 0 | -303851.755
2016-10-26 01:00 | 0 | 0 | 0 | 0 | 816532.6393 | 11.3717 | 450822 | 0 | 0 | 0 | 0 | 61870.256 | 0 | 0 | 0 | 0 | 450320.1247 | 0 | 0 | 0 | 0 | 0 | 61870.256 | 0 | 0 | 0 | 0 | 303851.755
2016-10-26 02:00 | 0 | 0 | 0 | 0 | 61766.9889 | 0 | 427489 | 0 | 0 | 0 | 0 | 0 | 0 | 0 | 0 | 0 | 146468.3697 | 0 | 0 | 0 | 0 | 0 | -61870.256 | 0 | 0 | 0 | 0 | -303851.755
2016-10-26 03:00 | 0 | 0 | 0 | 0 | 254674.6303 | 0 | 401143 | 0 | 0 | 0 | 0 | 0 | 0 | 0 | 0 | 0 | 0 | 0 | 0 | 0 | 0 | 0 | 0 | 0 | 0 | 0 | 0 | -146468.3697
2016-10-26 04:00 | 0 | 0 | 0 | 0 | 377467 | 0 | 377467 | 0 | 0 | 0 | 0 | 0 | 0 | 0 | 0 | 0 | 0 | 0 | 0 | 0 | 0 | 0 | 0 | 0 | 0 | 0 | 0 | 0
2016-10-26 05:00 | 0 | 0 | 0 | 0 | 358988 | 0 | 358988 | 0 | 0 | 0 | 0 | 0 | 0 | 0 | 0 | 0 | 0 | 0 | 0 | 0 | 0 | 0 | 0 | 0 | 0 | 0 | 0 | 0
2016-10-26 06:00 | 0 | 0 | 0 | 0 | 346963 | 0 | 346963 | 0 | 0 | 0 | 0 | 0 | 0 | 0 | 0 | 0 | 0 | 0 | 0 | 0 | 0 | 0 | 0 | 0 | 0 | 0 | 0 | 0
2016-10-26 07:00 | 0 | 0 | 0 | 0 | 340536 | 0 | 340536 | 0 | 0 | 0 | 0 | 0 | 0 | 0 | 0 | 0 | 0 | 0 | 0 | 0 | 0 | 0 | 0 | 0 | 0 | 0 | 0 | 0
2016-10-26 08:00 | 0 | 0 | 0 | 0 | 341377 | 0 | 341377 | 0 | 0 | 0 | 0 | 0 | 0 | 0 | 0 | 0 | 0 | 0 | 0 | 0 | 0 | 0 | 0 | 0 | 0 | 0 | 0 | 0
2016-10-26 09:00 | 0 | 0 | 0 | 0 | 351909 | 0 | 351909 | 0 | 0 | 0 | 0 | 0 | 0 | 0 | 0 | 0 | 0 | 0 | 0 | 0 | 0 | 0 | 0 | 0 | 0 | 0 | 0 | 0
2016-10-26 10:00 | 0 | 0 | 0 | 0 | 379889 | 0 | 379889 | 0 | 0 | 0 | 0 | 0 | 0 | 0 | 0 | 0 | 0 | 0 | 0 | 0 | 0 | 0 | 0 | 0 | 0 | 0 | 0 | 0
2016-10-26 11:00 | 0 | 0 | 0 | 0 | 408520 | 0 | 408520 | 0 | 0 | 0 | 0 | 0 | 0 | 0 | 0 | 0 | 0 | 0 | 0 | 0 | 0 | 0 | 0 | 0 | 0 | 0 | 0 | 0
2016-10-26 12:00 | 0 | 0 | 0 | 0 | 419924 | 0 | 419924 | 0 | 0 | 0 | 0 | 0 | 0 | 0 | 0 | 0 | 0 | 0 | 0 | 0 | 0 | 0 | 0 | 0 | 0 | 0 | 0 | 0
2016-10-26 13:00 | 0 | 0 | 0 | 0 | 423962.08 | 1393.92 | 425356 | 0 | 0 | 0 | 0 | 0 | 0 | 0 | 0 | 0 | 0 | 0 | 0 | 0 | 0 | 0 | 0 | 0 | 0 | 0 | 0 | 0
2016-10-26 14:00 | 0 | 0 | 0 | 0 | 229364.1 | 201549.9 | 430914 | 0 | 0 | 0 | 0 | 0 | 0 | 0 | 0 | 0 | 0 | 0 | 0 | 0 | 0 | 0 | 0 | 0 | 0 | 0 | 0 | 0
2016-10-26 15:00 | 0 | 0 | 0 | 0 | 0 | 547927.0758 | 434118 | 0 | 0 | 0 | 0 | 0 | 0 | 0 | 0 | 0 | 113809.0758 | 0 | 0 | 0 | 0 | 0 | 0 | 0 | 0 | 0 | 0 | 113809.0758
2016-10-26 16:00 | 0 | 0 | 0 | 0 | 0 | 628503.6274 | 437865 | 0 | 0 | 0 | 0 | 61870.256 | 0 | 0 | 0 | 0 | 242577.4472 | 0 | 0 | 0 | 0 | 0 | 61870.256 | 0 | 0 | 0 | 0 | 128768.3714
2016-10-26 17:00 | 0 | 0 | 0 | 0 | 0 | 612213.9769 | 442826 | 0 | 0 | 0 | 0 | 0 | 0 | 0 | 0 | 0 | 473835.6801 | 0 | 0 | 0 | 0 | 0 | -61870.256 | 0 | 0 | 0 | 0 | 231258.2329
2016-10-26 18:00 | 0 | 0 | 0 | 0 | 0 | 583093.2235 | 447686 | 0 | 0 | 0 | 0 | 61870.256 | 0 | 0 | 0 | 0 | 547372.6476 | 0 | 0 | 0 | 0 | 0 | 61870.256 | 0 | 0 | 0 | 0 | 73536.9674
2016-10-26 19:00 | 0 | 0 | 0 | 0 | 0 | 570336.4072 | 452795 | 0 | 0 | 0 | 0 | 0 | 0 | 0 | 0 | 0 | 726784.3108 | 0 | 0 | 0 | 0 | 0 | -61870.256 | 0 | 0 | 0 | 0 | 179411.6632
2016-10-26 20:00 | 0 | 0 | 0 | 0 | 0 | 579778.2483 | 458288 | 0 | 0 | 0 | 0 | 0 | 0 | 0 | 0 | 0 | 848274.5591 | 0 | 0 | 0 | 0 | 0 | 0 | 0 | 0 | 0 | 0 | 121490.2483
2016-10-26 21:00 | 0 | 0 | 0 | 0 | 0 | 600926.4635 | 463634 | 0 | 0 | 0 | 0 | 0 | 0 | 0 | 0 | 0 | 985567.0225 | 0 | 0 | 0 | 0 | 0 | 0 | 0 | 0 | 0 | 0 | 137292.4635
2016-10-26 22:00 | 0 | 0 | 0 | 0 | 0 | 580650.4388 | 469313 | 0 | 0 | 0 | 0 | 61870.256 | 0 | 0 | 0 | 0 | 1035034.2053 | 0 | 0 | 0 | 0 | 0 | 61870.256 | 0 | 0 | 0 | 0 | 49467.1827
2016-10-26 23:00 | 0 | 0 | 0 | 0 | 0 | 392580.2536 | 474513 | 0 | 0 | 0 | 0 | 61870.256 | 0 | 0 | 0 | 0 | 953101.4588 | 0 | 0 | 0 | 0 | 0 | 0 | 0 | 0 | 0 | 0 | -81932.7464
2016-10-27 | 0 | 0 | 0 | 0 | 43767.848 | 60594.1409 | 470084 | 0 | 0 | 0 | 0 | 0 | 0 | 0 | 0 | 0 | 649249.7038 | 0 | 0 | 0 | 0 | 0 | -61870.256 | 0 | 0 | 0 | 0 | -303851.755
2016-10-27 01:00 | 0 | 0 | 0 | 0 | 477488.3274 | 10.7349 | 457175 | 0 | 0 | 0 | 0 | 61870.256 | 0 | 0 | 0 | 0 | 607703.5101 | 0 | 0 | 0 | 0 | 0 | 61870.256 | 0 | 0 | 0 | 0 | -41546.1937
2016-10-27 02:00 | 0 | 0 | 0 | 0 | 67779.9889 | 0 | 433502 | 0 | 0 | 0 | 0 | 0 | 0 | 0 | 0 | 0 | 303851.755 | 0 | 0 | 0 | 0 | 0 | -61870.256 | 0 | 0 | 0 | 0 | -303851.755
2016-10-27 03:00 | 0 | 0 | 0 | 0 | 101804.245 | 0 | 405656 | 0 | 0 | 0 | 0 | 0 | 0 | 0 | 0 | 0 | 0 | 0 | 0 | 0 | 0 | 0 | 0 | 0 | 0 | 0 | 0 | -303851.755
2016-10-27 04:00 | 0 | 0 | 0 | 0 | 380313 | 0 | 380313 | 0 | 0 | 0 | 0 | 0 | 0 | 0 | 0 | 0 | 0 | 0 | 0 | 0 | 0 | 0 | 0 | 0 | 0 | 0 | 0 | 0
2016-10-27 05:00 | 0 | 0 | 0 | 0 | 361970 | 0 | 361970 | 0 | 0 | 0 | 0 | 0 | 0 | 0 | 0 | 0 | 0 | 0 | 0 | 0 | 0 | 0 | 0 | 0 | 0 | 0 | 0 | 0
2016-10-27 06:00 | 0 | 0 | 0 | 0 | 348505 | 0 | 348505 | 0 | 0 | 0 | 0 | 0 | 0 | 0 | 0 | 0 | 0 | 0 | 0 | 0 | 0 | 0 | 0 | 0 | 0 | 0 | 0 | 0
2016-10-27 07:00 | 0 | 0 | 0 | 0 | 341247 | 0 | 341247 | 0 | 0 | 0 | 0 | 0 | 0 | 0 | 0 | 0 | 0 | 0 | 0 | 0 | 0 | 0 | 0 | 0 | 0 | 0 | 0 | 0
2016-10-27 08:00 | 0 | 0 | 0 | 0 | 340680 | 0 | 340680 | 0 | 0 | 0 | 0 | 0 | 0 | 0 | 0 | 0 | 0 | 0 | 0 | 0 | 0 | 0 | 0 | 0 | 0 | 0 | 0 | 0
2016-10-27 09:00 | 0 | 0 | 0 | 0 | 350607 | 0 | 350607 | 0 | 0 | 0 | 0 | 0 | 0 | 0 | 0 | 0 | 0 | 0 | 0 | 0 | 0 | 0 | 0 | 0 | 0 | 0 | 0 | 0
2016-10-27 10:00 | 0 | 0 | 0 | 0 | 376569 | 0 | 376569 | 0 | 0 | 0 | 0 | 0 | 0 | 0 | 0 | 0 | 0 | 0 | 0 | 0 | 0 | 0 | 0 | 0 | 0 | 0 | 0 | 0
2016-10-27 11:00 | 0 | 0 | 0 | 0 | 404673 | 0 | 404673 | 0 | 0 | 0 | 0 | 0 | 0 | 0 | 0 | 0 | 0 | 0 | 0 | 0 | 0 | 0 | 0 | 0 | 0 | 0 | 0 | 0
2016-10-27 12:00 | 0 | 0 | 0 | 0 | 417790 | 0 | 417790 | 0 | 0 | 0 | 0 | 0 | 0 | 0 | 0 | 0 | 0 | 0 | 0 | 0 | 0 | 0 | 0 | 0 | 0 | 0 | 0 | 0
2016-10-27 13:00 | 0 | 0 | 0 | 0 | 425950.5136 | 982.4864 | 426933 | 0 | 0 | 0 | 0 | 0 | 0 | 0 | 0 | 0 | 0 | 0 | 0 | 0 | 0 | 0 | 0 | 0 | 0 | 0 | 0 | 0
2016-10-27 14:00 | 0 | 0 | 0 | 0 | 243749.7597 | 191460.2403 | 435210 | 0 | 0 | 0 | 0 | 0 | 0 | 0 | 0 | 0 | 0 | 0 | 0 | 0 | 0 | 0 | 0 | 0 | 0 | 0 | 0 | 0
2016-10-27 15:00 | 0 | 0 | 0 | 0 | 13307.7908 | 428378.2092 | 441686 | 0 | 0 | 0 | 0 | 0 | 0 | 0 | 0 | 0 | 0 | 0 | 0 | 0 | 0 | 0 | 0 | 0 | 0 | 0 | 0 | 0
2016-10-27 16:00 | 0 | 0 | 0 | 0 | 0 | 503844.0817 | 447689 | 0 | 0 | 0 | 0 | 0 | 0 | 0 | 0 | 0 | 56155.0817 | 0 | 0 | 0 | 0 | 0 | 0 | 0 | 0 | 0 | 0 | 56155.0817
2016-10-27 17:00 | 0 | 0 | 0 | 0 | 0 | 509200.2186 | 454898 | 0 | 0 | 0 | 0 | 61870.256 | 0 | 0 | 0 | 0 | 48587.0443 | 0 | 0 | 0 | 0 | 0 | 61870.256 | 0 | 0 | 0 | 0 | -7568.0374
2016-10-27 18:00 | 0 | 0 | 0 | 0 | 0 | 493815.653 | 460712 | 0 | 0 | 0 | 0 | 0 | 0 | 0 | 0 | 0 | 143560.9533 | 0 | 0 | 0 | 0 | 0 | -61870.256 | 0 | 0 | 0 | 0 | 94973.909
2016-10-27 19:00 | 0 | 0 | 0 | 0 | 0 | 479832.2707 | 464519 | 0 | 0 | 0 | 0 | 61870.256 | 0 | 0 | 0 | 0 | 97003.9679 | 0 | 0 | 0 | 0 | 0 | 61870.256 | 0 | 0 | 0 | 0 | -46556.9854
2016-10-27 20:00 | 0 | 0 | 0 | 0 | 0 | 472486.0911 | 469105 | 0 | 0 | 0 | 0 | 61870.256 | 0 | 0 | 0 | 0 | 100385.0591 | 0 | 0 | 0 | 0 | 0 | 0 | 0 | 0 | 0 | 0 | 3381.0911
2016-10-27 21:00 | 0 | 0 | 0 | 0 | 0 | 451821.4901 | 471458 | 0 | 0 | 0 | 0 | 61870.256 | 0 | 0 | 0 | 0 | 80748.5492 | 0 | 0 | 0 | 0 | 0 | 0 | 0 | 0 | 0 | 0 | -19636.5099
2016-10-27 22:00 | 0 | 0 | 0 | 0 | 0 | 381768.1339 | 473190 | 0 | 0 | 0 | 0 | 0 | 0 | 0 | 0 | 0 | 51196.9391 | 0 | 0 | 0 | 0 | 0 | -61870.256 | 0 | 0 | 0 | 0 | -29551.6101
2016-10-27 23:00 | 0 | 0 | 0 | 0 | 218574.2979 | 205971.7631 | 475743 | 0 | 0 | 0 | 0 | 0 | 0 | 0 | 0 | 0 | 0 | 0 | 0 | 0 | 0 | 0 | 0 | 0 | 0 | 0 | 0 | -51196.9391
2016-10-28 | 0 | 0 | 0 | 0 | 760464.5689 | 14925.1861 | 471538 | 0 | 0 | 0 | 0 | 0 | 0 | 0 | 0 | 0 | 303851.755 | 0 | 0 | 0 | 0 | 0 | 0 | 0 | 0 | 0 | 0 | 303851.755
2016-10-28 01:00 | 0 | 0 | 0 | 0 | 823895.7336 | 0.27747 | 458174 | 0 | 0 | 0 | 0 | 61870.256 | 0 | 0 | 0 | 0 | 607703.5101 | 0 | 0 | 0 | 0 | 0 | 61870.256 | 0 | 0 | 0 | 0 | 303851.755
2016-10-28 02:00 | 0 | 0 | 0 | 0 | 69445.9889 | 0 | 435168 | 0 | 0 | 0 | 0 | 0 | 0 | 0 | 0 | 0 | 303851.755 | 0 | 0 | 0 | 0 | 0 | -61870.256 | 0 | 0 | 0 | 0 | -303851.755
2016-10-28 03:00 | 0 | 0 | 0 | 0 | 103224.245 | 0 | 407076 | 0 | 0 | 0 | 0 | 0 | 0 | 0 | 0 | 0 | 0 | 0 | 0 | 0 | 0 | 0 | 0 | 0 | 0 | 0 | 0 | -303851.755
2016-10-28 04:00 | 0 | 0 | 0 | 0 | 380575 | 0 | 380575 | 0 | 0 | 0 | 0 | 0 | 0 | 0 | 0 | 0 | 0 | 0 | 0 | 0 | 0 | 0 | 0 | 0 | 0 | 0 | 0 | 0
2016-10-28 05:00 | 0 | 0 | 0 | 0 | 360923 | 0 | 360923 | 0 | 0 | 0 | 0 | 0 | 0 | 0 | 0 | 0 | 0 | 0 | 0 | 0 | 0 | 0 | 0 | 0 | 0 | 0 | 0 | 0
2016-10-28 06:00 | 0 | 0 | 0 | 0 | 346937 | 0 | 346937 | 0 | 0 | 0 | 0 | 0 | 0 | 0 | 0 | 0 | 0 | 0 | 0 | 0 | 0 | 0 | 0 | 0 | 0 | 0 | 0 | 0
2016-10-28 07:00 | 0 | 0 | 0 | 0 | 340245 | 0 | 340245 | 0 | 0 | 0 | 0 | 0 | 0 | 0 | 0 | 0 | 0 | 0 | 0 | 0 | 0 | 0 | 0 | 0 | 0 | 0 | 0 | 0
2016-10-28 08:00 | 0 | 0 | 0 | 0 | 339281 | 0 | 339281 | 0 | 0 | 0 | 0 | 0 | 0 | 0 | 0 | 0 | 0 | 0 | 0 | 0 | 0 | 0 | 0 | 0 | 0 | 0 | 0 | 0
2016-10-28 09:00 | 0 | 0 | 0 | 0 | 347939 | 0 | 347939 | 0 | 0 | 0 | 0 | 0 | 0 | 0 | 0 | 0 | 0 | 0 | 0 | 0 | 0 | 0 | 0 | 0 | 0 | 0 | 0 | 0
2016-10-28 10:00 | 0 | 0 | 0 | 0 | 374656 | 0 | 374656 | 0 | 0 | 0 | 0 | 0 | 0 | 0 | 0 | 0 | 0 | 0 | 0 | 0 | 0 | 0 | 0 | 0 | 0 | 0 | 0 | 0
2016-10-28 11:00 | 0 | 0 | 0 | 0 | 401690 | 0 | 401690 | 0 | 0 | 0 | 0 | 0 | 0 | 0 | 0 | 0 | 0 | 0 | 0 | 0 | 0 | 0 | 0 | 0 | 0 | 0 | 0 | 0
2016-10-28 12:00 | 0 | 0 | 0 | 0 | 413635 | 0 | 413635 | 0 | 0 | 0 | 0 | 0 | 0 | 0 | 0 | 0 | 0 | 0 | 0 | 0 | 0 | 0 | 0 | 0 | 0 | 0 | 0 | 0
2016-10-28 13:00 | 0 | 0 | 0 | 0 | 421705.1745 | 974.8255 | 422680 | 0 | 0 | 0 | 0 | 0 | 0 | 0 | 0 | 0 | 0 | 0 | 0 | 0 | 0 | 0 | 0 | 0 | 0 | 0 | 0 | 0
2016-10-28 14:00 | 0 | 0 | 0 | 0 | 315566.8492 | 115676.1508 | 431243 | 0 | 0 | 0 | 0 | 0 | 0 | 0 | 0 | 0 | 0 | 0 | 0 | 0 | 0 | 0 | 0 | 0 | 0 | 0 | 0 | 0
2016-10-28 15:00 | 0 | 0 | 0 | 0 | 163955.9633 | 273584.0367 | 437540 | 0 | 0 | 0 | 0 | 0 | 0 | 0 | 0 | 0 | 0 | 0 | 0 | 0 | 0 | 0 | 0 | 0 | 0 | 0 | 0 | 0
2016-10-28 16:00 | 0 | 0 | 0 | 0 | 79047.4967 | 364149.5033 | 443197 | 0 | 0 | 0 | 0 | 0 | 0 | 0 | 0 | 0 | 0 | 0 | 0 | 0 | 0 | 0 | 0 | 0 | 0 | 0 | 0 | 0
2016-10-28 17:00 | 0 | 0 | 0 | 0 | 49449.4901 | 399901.5099 | 449351 | 0 | 0 | 0 | 0 | 0 | 0 | 0 | 0 | 0 | 0 | 0 | 0 | 0 | 0 | 0 | 0 | 0 | 0 | 0 | 0 | 0
2016-10-28 18:00 | 0 | 0 | 0 | 0 | 39378.8206 | 414997.1794 | 454376 | 0 | 0 | 0 | 0 | 0 | 0 | 0 | 0 | 0 | 0 | 0 | 0 | 0 | 0 | 0 | 0 | 0 | 0 | 0 | 0 | 0
2016-10-28 19:00 | 0 | 0 | 0 | 0 | 37899.2473 | 418965.7527 | 456865 | 0 | 0 | 0 | 0 | 0 | 0 | 0 | 0 | 0 | 0 | 0 | 0 | 0 | 0 | 0 | 0 | 0 | 0 | 0 | 0 | 0
2016-10-28 20:00 | 0 | 0 | 0 | 0 | 42584.9067 | 417045.0933 | 459630 | 0 | 0 | 0 | 0 | 0 | 0 | 0 | 0 | 0 | 0 | 0 | 0 | 0 | 0 | 0 | 0 | 0 | 0 | 0 | 0 | 0
2016-10-28 21:00 | 0 | 0 | 0 | 0 | 63807.3334 | 396535.6666 | 460343 | 0 | 0 | 0 | 0 | 0 | 0 | 0 | 0 | 0 | 0 | 0 | 0 | 0 | 0 | 0 | 0 | 0 | 0 | 0 | 0 | 0
2016-10-28 22:00 | 0 | 0 | 0 | 0 | 110924.5848 | 348426.4152 | 459351 | 0 | 0 | 0 | 0 | 0 | 0 | 0 | 0 | 0 | 0 | 0 | 0 | 0 | 0 | 0 | 0 | 0 | 0 | 0 | 0 | 0
2016-10-28 23:00 | 0 | 0 | 0 | 0 | 227475.3738 | 230665.6262 | 458141 | 0 | 0 | 0 | 0 | 0 | 0 | 0 | 0 | 0 | 0 | 0 | 0 | 0 | 0 | 0 | 0 | 0 | 0 | 0 | 0 | 0
2016-10-29 | 0 | 0 | 0 | 0 | 399780.517 | 51745.483 | 451526 | 0 | 0 | 0 | 0 | 0 | 0 | 0 | 0 | 0 | 0 | 0 | 0 | 0 | 0 | 0 | 0 | 0 | 0 | 0 | 0 | 0
2016-10-29 01:00 | 0 | 0 | 0 | 0 | 804101.4729 | 2.5382 | 438382 | 0 | 0 | 0 | 0 | 61870.256 | 0 | 0 | 0 | 0 | 303851.755 | 0 | 0 | 0 | 0 | 0 | 61870.256 | 0 | 0 | 0 | 0 | 303851.755
2016-10-29 02:00 | 0 | 0 | 0 | 0 | 53975.9889 | 0 | 419698 | 0 | 0 | 0 | 0 | 0 | 0 | 0 | 0 | 0 | 0 | 0 | 0 | 0 | 0 | 0 | -61870.256 | 0 | 0 | 0 | 0 | -303851.755
2016-10-29 03:00 | 0 | 0 | 0 | 0 | 398575 | 0 | 398575 | 0 | 0 | 0 | 0 | 0 | 0 | 0 | 0 | 0 | 0 | 0 | 0 | 0 | 0 | 0 | 0 | 0 | 0 | 0 | 0 | 0
2016-10-29 04:00 | 0 | 0 | 0 | 0 | 376913 | 0 | 376913 | 0 | 0 | 0 | 0 | 0 | 0 | 0 | 0 | 0 | 0 | 0 | 0 | 0 | 0 | 0 | 0 | 0 | 0 | 0 | 0 | 0
2016-10-29 05:00 | 0 | 0 | 0 | 0 | 358730 | 0 | 358730 | 0 | 0 | 0 | 0 | 0 | 0 | 0 | 0 | 0 | 0 | 0 | 0 | 0 | 0 | 0 | 0 | 0 | 0 | 0 | 0 | 0
2016-10-29 06:00 | 0 | 0 | 0 | 0 | 345598 | 0 | 345598 | 0 | 0 | 0 | 0 | 0 | 0 | 0 | 0 | 0 | 0 | 0 | 0 | 0 | 0 | 0 | 0 | 0 | 0 | 0 | 0 | 0
2016-10-29 07:00 | 0 | 0 | 0 | 0 | 336136 | 0 | 336136 | 0 | 0 | 0 | 0 | 0 | 0 | 0 | 0 | 0 | 0 | 0 | 0 | 0 | 0 | 0 | 0 | 0 | 0 | 0 | 0 | 0
2016-10-29 08:00 | 0 | 0 | 0 | 0 | 331955 | 0 | 331955 | 0 | 0 | 0 | 0 | 0 | 0 | 0 | 0 | 0 | 0 | 0 | 0 | 0 | 0 | 0 | 0 | 0 | 0 | 0 | 0 | 0
2016-10-29 09:00 | 0 | 0 | 0 | 0 | 334188 | 0 | 334188 | 0 | 0 | 0 | 0 | 0 | 0 | 0 | 0 | 0 | 0 | 0 | 0 | 0 | 0 | 0 | 0 | 0 | 0 | 0 | 0 | 0
2016-10-29 10:00 | 0 | 0 | 0 | 0 | 341183 | 0 | 341183 | 0 | 0 | 0 | 0 | 0 | 0 | 0 | 0 | 0 | 0 | 0 | 0 | 0 | 0 | 0 | 0 | 0 | 0 | 0 | 0 | 0
2016-10-29 11:00 | 0 | 0 | 0 | 0 | 353400 | 0 | 353400 | 0 | 0 | 0 | 0 | 0 | 0 | 0 | 0 | 0 | 0 | 0 | 0 | 0 | 0 | 0 | 0 | 0 | 0 | 0 | 0 | 0
2016-10-29 12:00 | 0 | 0 | 0 | 0 | 366362 | 0 | 366362 | 0 | 0 | 0 | 0 | 0 | 0 | 0 | 0 | 0 | 0 | 0 | 0 | 0 | 0 | 0 | 0 | 0 | 0 | 0 | 0 | 0
2016-10-29 13:00 | 0 | 0 | 0 | 0 | 378695.0727 | 654.9273 | 379350 | 0 | 0 | 0 | 0 | 0 | 0 | 0 | 0 | 0 | 0 | 0 | 0 | 0 | 0 | 0 | 0 | 0 | 0 | 0 | 0 | 0
2016-10-29 14:00 | 0 | 0 | 0 | 0 | 235133.0932 | 157926.9068 | 393060 | 0 | 0 | 0 | 0 | 0 | 0 | 0 | 0 | 0 | 0 | 0 | 0 | 0 | 0 | 0 | 0 | 0 | 0 | 0 | 0 | 0
2016-10-29 15:00 | 0 | 0 | 0 | 0 | 0 | 459270.1264 | 402815 | 0 | 0 | 0 | 0 | 0 | 0 | 0 | 0 | 0 | 56455.1264 | 0 | 0 | 0 | 0 | 0 | 0 | 0 | 0 | 0 | 0 | 56455.1264
2016-10-29 16:00 | 0 | 0 | 0 | 0 | 0 | 564395.473 | 410672 | 0 | 0 | 0 | 0 | 61870.256 | 0 | 0 | 0 | 0 | 148308.3433 | 0 | 0 | 0 | 0 | 0 | 61870.256 | 0 | 0 | 0 | 0 | 91853.2169
2016-10-29 17:00 | 0 | 0 | 0 | 0 | 0 | 572096.7204 | 417739 | 0 | 0 | 0 | 0 | 61870.256 | 0 | 0 | 0 | 0 | 302666.0637 | 0 | 0 | 0 | 0 | 0 | 0 | 0 | 0 | 0 | 0 | 154357.7204
2016-10-29 18:00 | 0 | 0 | 0 | 0 | 0 | 548106.7277 | 425048 | 0 | 0 | 0 | 0 | 61870.256 | 0 | 0 | 0 | 0 | 425724.7914 | 0 | 0 | 0 | 0 | 0 | 0 | 0 | 0 | 0 | 0 | 123058.7277
2016-10-29 19:00 | 0 | 0 | 0 | 0 | 0 | 537035.0582 | 430421 | 0 | 0 | 0 | 0 | 61870.256 | 0 | 0 | 0 | 0 | 532338.8496 | 0 | 0 | 0 | 0 | 0 | 0 | 0 | 0 | 0 | 0 | 106614.0582
2016-10-29 20:00 | 0 | 0 | 0 | 0 | 0 | 547503.571 | 436729 | 0 | 0 | 0 | 0 | 0 | 0 | 0 | 0 | 0 | 704983.6766 | 0 | 0 | 0 | 0 | 0 | -61870.256 | 0 | 0 | 0 | 0 | 172644.827
2016-10-29 21:00 | 0 | 0 | 0 | 0 | 0 | 564840.8544 | 439461 | 0 | 0 | 0 | 0 | 61870.256 | 0 | 0 | 0 | 0 | 768493.2749 | 0 | 0 | 0 | 0 | 0 | 61870.256 | 0 | 0 | 0 | 0 | 63509.5984
2016-10-29 22:00 | 0 | 0 | 0 | 0 | 0 | 540179.4217 | 439395 | 0 | 0 | 0 | 0 | 0 | 0 | 0 | 0 | 0 | 931147.9527 | 0 | 0 | 0 | 0 | 0 | -61870.256 | 0 | 0 | 0 | 0 | 162654.6777
2016-10-29 23:00 | 0 | 0 | 0 | 0 | 0 | 343496.7307 | 439845 | 0 | 0 | 0 | 0 | 61870.256 | 0 | 0 | 0 | 0 | 772929.4274 | 0 | 0 | 0 | 0 | 0 | 61870.256 | 0 | 0 | 0 | 0 | -158218.5253
2016-10-30 | 0 | 0 | 0 | 0 | 26231.9519 | 41926.037 | 433880 | 0 | 0 | 0 | 0 | 0 | 0 | 0 | 0 | 0 | 469077.6723 | 0 | 0 | 0 | 0 | 0 | -61870.256 | 0 | 0 | 0 | 0 | -303851.755
2016-10-30 01:00 | 0 | 0 | 0 | 0 | 787190.2978 | 0.71324 | 421469 | 0 | 0 | 0 | 0 | 61870.256 | 0 | 0 | 0 | 0 | 772929.4274 | 0 | 0 | 0 | 0 | 0 | 61870.256 | 0 | 0 | 0 | 0 | 303851.755
2016-10-30 02:00 | 0 | 0 | 0 | 0 | 39349.9889 | 0 | 405072 | 0 | 0 | 0 | 0 | 0 | 0 | 0 | 0 | 0 | 469077.6723 | 0 | 0 | 0 | 0 | 0 | -61870.256 | 0 | 0 | 0 | 0 | -303851.755
2016-10-30 03:00 | 0 | 0 | 0 | 0 | 81236.245 | 0 | 385088 | 0 | 0 | 0 | 0 | 0 | 0 | 0 | 0 | 0 | 165225.9173 | 0 | 0 | 0 | 0 | 0 | 0 | 0 | 0 | 0 | 0 | -303851.755
2016-10-30 04:00 | 0 | 0 | 0 | 0 | 199350.0827 | 0 | 364576 | 0 | 0 | 0 | 0 | 0 | 0 | 0 | 0 | 0 | 0 | 0 | 0 | 0 | 0 | 0 | 0 | 0 | 0 | 0 | 0 | -165225.9173
2016-10-30 05:00 | 0 | 0 | 0 | 0 | 348139 | 0 | 348139 | 0 | 0 | 0 | 0 | 0 | 0 | 0 | 0 | 0 | 0 | 0 | 0 | 0 | 0 | 0 | 0 | 0 | 0 | 0 | 0 | 0
2016-10-30 06:00 | 0 | 0 | 0 | 0 | 334018 | 0 | 334018 | 0 | 0 | 0 | 0 | 0 | 0 | 0 | 0 | 0 | 0 | 0 | 0 | 0 | 0 | 0 | 0 | 0 | 0 | 0 | 0 | 0
2016-10-30 07:00 | 0 | 0 | 0 | 0 | 324431 | 0 | 324431 | 0 | 0 | 0 | 0 | 0 | 0 | 0 | 0 | 0 | 0 | 0 | 0 | 0 | 0 | 0 | 0 | 0 | 0 | 0 | 0 | 0
2016-10-30 08:00 | 0 | 0 | 0 | 0 | 318956 | 0 | 318956 | 0 | 0 | 0 | 0 | 0 | 0 | 0 | 0 | 0 | 0 | 0 | 0 | 0 | 0 | 0 | 0 | 0 | 0 | 0 | 0 | 0
2016-10-30 09:00 | 0 | 0 | 0 | 0 | 317742 | 0 | 317742 | 0 | 0 | 0 | 0 | 0 | 0 | 0 | 0 | 0 | 0 | 0 | 0 | 0 | 0 | 0 | 0 | 0 | 0 | 0 | 0 | 0
2016-10-30 10:00 | 0 | 0 | 0 | 0 | 321987 | 0 | 321987 | 0 | 0 | 0 | 0 | 0 | 0 | 0 | 0 | 0 | 0 | 0 | 0 | 0 | 0 | 0 | 0 | 0 | 0 | 0 | 0 | 0
2016-10-30 11:00 | 0 | 0 | 0 | 0 | 330156 | 0 | 330156 | 0 | 0 | 0 | 0 | 0 | 0 | 0 | 0 | 0 | 0 | 0 | 0 | 0 | 0 | 0 | 0 | 0 | 0 | 0 | 0 | 0
2016-10-30 12:00 | 0 | 0 | 0 | 0 | 342297 | 0 | 342297 | 0 | 0 | 0 | 0 | 0 | 0 | 0 | 0 | 0 | 0 | 0 | 0 | 0 | 0 | 0 | 0 | 0 | 0 | 0 | 0 | 0
2016-10-30 13:00 | 0 | 0 | 0 | 0 | 356267.9039 | 541.0961 | 356809 | 0 | 0 | 0 | 0 | 0 | 0 | 0 | 0 | 0 | 0 | 0 | 0 | 0 | 0 | 0 | 0 | 0 | 0 | 0 | 0 | 0
2016-10-30 14:00 | 0 | 0 | 0 | 0 | 199769.0253 | 171842.9747 | 371612 | 0 | 0 | 0 | 0 | 0 | 0 | 0 | 0 | 0 | 0 | 0 | 0 | 0 | 0 | 0 | 0 | 0 | 0 | 0 | 0 | 0
2016-10-30 15:00 | 0 | 0 | 0 | 0 | 48103.7845 | 336875.2155 | 384979 | 0 | 0 | 0 | 0 | 0 | 0 | 0 | 0 | 0 | 0 | 0 | 0 | 0 | 0 | 0 | 0 | 0 | 0 | 0 | 0 | 0
2016-10-30 16:00 | 0 | 0 | 0 | 0 | 0 | 419042.8204 | 398469 | 0 | 0 | 0 | 0 | 0 | 0 | 0 | 0 | 0 | 20573.8204 | 0 | 0 | 0 | 0 | 0 | 0 | 0 | 0 | 0 | 0 | 20573.8204
2016-10-30 17:00 | 0 | 0 | 0 | 0 | 0 | 444007.6351 | 411094 | 0 | 0 | 0 | 0 | 53487.4555 | 0 | 0 | 0 | 0 | 0 | 0 | 0 | 0 | 0 | 0 | 53487.4555 | 0 | 0 | 0 | 0 | -20573.8204
2016-10-30 18:00 | 0 | 0 | 0 | 0 | 0 | 450500.3056 | 421927 | 0 | 0 | 0 | 0 | 0 | 0 | 0 | 0 | 0 | 82060.7611 | 0 | 0 | 0 | 0 | 0 | -53487.4555 | 0 | 0 | 0 | 0 | 82060.7611
2016-10-30 19:00 | 0 | 0 | 0 | 0 | 0 | 455961.3447 | 429488 | 0 | 0 | 0 | 0 | 0 | 0 | 0 | 0 | 0 | 108534.1058 | 0 | 0 | 0 | 0 | 0 | 0 | 0 | 0 | 0 | 0 | 26473.3447
2016-10-30 20:00 | 0 | 0 | 0 | 0 | 0 | 458624.17 | 436896 | 0 | 0 | 0 | 0 | 61870.256 | 0 | 0 | 0 | 0 | 68392.0198 | 0 | 0 | 0 | 0 | 0 | 61870.256 | 0 | 0 | 0 | 0 | -40142.086
2016-10-30 21:00 | 0 | 0 | 0 | 0 | 0 | 447641.5769 | 441267 | 0 | 0 | 0 | 0 | 0 | 0 | 0 | 0 | 0 | 136636.8527 | 0 | 0 | 0 | 0 | 0 | -61870.256 | 0 | 0 | 0 | 0 | 68244.8329
2016-10-30 22:00 | 0 | 0 | 0 | 0 | 0 | 399759.9243 | 444525 | 0 | 0 | 0 | 0 | 61870.256 | 0 | 0 | 0 | 0 | 30001.521 | 0 | 0 | 0 | 0 | 0 | 61870.256 | 0 | 0 | 0 | 0 | -106635.3317
2016-10-30 23:00 | 0 | 0 | 0 | 0 | 113378.0378 | 243198.1852 | 448448 | 0 | 0 | 0 | 0 | 0 | 0 | 0 | 0 | 0 | 0 | 0 | 0 | 0 | 0 | 0 | -61870.256 | 0 | 0 | 0 | 0 | -30001.521
2016-10-31 | 0 | 0 | 0 | 0 | 678506.3592 | 49330.9694 | 445376 | 0 | 0 | 0 | 0 | 0 | 0 | 0 | 0 | 0 | 282461.3285 | 0 | 0 | 0 | 0 | 0 | 0 | 0 | 0 | 0 | 0 | 282461.3285
2016-10-31 01:00 | 0 | 0 | 0 | 0 | 795733.8701 | 0.14101 | 430012 | 0 | 0 | 0 | 0 | 61870.256 | 0 | 0 | 0 | 0 | 586313.0836 | 0 | 0 | 0 | 0 | 0 | 61870.256 | 0 | 0 | 0 | 0 | 303851.755
2016-10-31 02:00 | 0 | 0 | 0 | 0 | 44701.9889 | 0 | 410424 | 0 | 0 | 0 | 0 | 0 | 0 | 0 | 0 | 0 | 282461.3285 | 0 | 0 | 0 | 0 | 0 | -61870.256 | 0 | 0 | 0 | 0 | -303851.755
2016-10-31 03:00 | 0 | 0 | 0 | 0 | 103652.6715 | 0 | 386114 | 0 | 0 | 0 | 0 | 0 | 0 | 0 | 0 | 0 | 0 | 0 | 0 | 0 | 0 | 0 | 0 | 0 | 0 | 0 | 0 | -282461.3285
2016-10-31 04:00 | 0 | 0 | 0 | 0 | 363896 | 0 | 363896 | 0 | 0 | 0 | 0 | 0 | 0 | 0 | 0 | 0 | 0 | 0 | 0 | 0 | 0 | 0 | 0 | 0 | 0 | 0 | 0 | 0
2016-10-31 05:00 | 0 | 0 | 0 | 0 | 346071 | 0 | 346071 | 0 | 0 | 0 | 0 | 0 | 0 | 0 | 0 | 0 | 0 | 0 | 0 | 0 | 0 | 0 | 0 | 0 | 0 | 0 | 0 | 0
2016-10-31 06:00 | 0 | 0 | 0 | 0 | 334247 | 0 | 334247 | 0 | 0 | 0 | 0 | 0 | 0 | 0 | 0 | 0 | 0 | 0 | 0 | 0 | 0 | 0 | 0 | 0 | 0 | 0 | 0 | 0
2016-10-31 07:00 | 0 | 0 | 0 | 0 | 327083 | 0 | 327083 | 0 | 0 | 0 | 0 | 0 | 0 | 0 | 0 | 0 | 0 | 0 | 0 | 0 | 0 | 0 | 0 | 0 | 0 | 0 | 0 | 0
2016-10-31 08:00 | 0 | 0 | 0 | 0 | 326644 | 0 | 326644 | 0 | 0 | 0 | 0 | 0 | 0 | 0 | 0 | 0 | 0 | 0 | 0 | 0 | 0 | 0 | 0 | 0 | 0 | 0 | 0 | 0
2016-10-31 09:00 | 0 | 0 | 0 | 0 | 336996 | 0 | 336996 | 0 | 0 | 0 | 0 | 0 | 0 | 0 | 0 | 0 | 0 | 0 | 0 | 0 | 0 | 0 | 0 | 0 | 0 | 0 | 0 | 0
2016-10-31 10:00 | 0 | 0 | 0 | 0 | 364167 | 0 | 364167 | 0 | 0 | 0 | 0 | 0 | 0 | 0 | 0 | 0 | 0 | 0 | 0 | 0 | 0 | 0 | 0 | 0 | 0 | 0 | 0 | 0
2016-10-31 11:00 | 0 | 0 | 0 | 0 | 394234 | 0 | 394234 | 0 | 0 | 0 | 0 | 0 | 0 | 0 | 0 | 0 | 0 | 0 | 0 | 0 | 0 | 0 | 0 | 0 | 0 | 0 | 0 | 0
2016-10-31 12:00 | 0 | 0 | 0 | 0 | 409948 | 0 | 409948 | 0 | 0 | 0 | 0 | 0 | 0 | 0 | 0 | 0 | 0 | 0 | 0 | 0 | 0 | 0 | 0 | 0 | 0 | 0 | 0 | 0
2016-10-31 13:00 | 0 | 0 | 0 | 0 | 418386.1366 | 432.8634 | 418819 | 0 | 0 | 0 | 0 | 0 | 0 | 0 | 0 | 0 | 0 | 0 | 0 | 0 | 0 | 0 | 0 | 0 | 0 | 0 | 0 | 0
2016-10-31 14:00 | 0 | 0 | 0 | 0 | 289403.2422 | 138754.7578 | 428158 | 0 | 0 | 0 | 0 | 0 | 0 | 0 | 0 | 0 | 0 | 0 | 0 | 0 | 0 | 0 | 0 | 0 | 0 | 0 | 0 | 0
2016-10-31 15:00 | 0 | 0 | 0 | 0 | 0 | 456810.4096 | 435884 | 0 | 0 | 0 | 0 | 0 | 0 | 0 | 0 | 0 | 20926.4096 | 0 | 0 | 0 | 0 | 0 | 0 | 0 | 0 | 0 | 0 | 20926.4096
2016-10-31 16:00 | 0 | 0 | 0 | 0 | 0 | 571447.8993 | 443570 | 0 | 0 | 0 | 0 | 0 | 0 | 0 | 0 | 0 | 148804.3089 | 0 | 0 | 0 | 0 | 0 | 0 | 0 | 0 | 0 | 0 | 127877.8993
2016-10-31 17:00 | 0 | 0 | 0 | 0 | 0 | 581595.7214 | 452155 | 0 | 0 | 0 | 0 | 61870.256 | 0 | 0 | 0 | 0 | 216374.7742 | 0 | 0 | 0 | 0 | 0 | 61870.256 | 0 | 0 | 0 | 0 | 67570.4653
2016-10-31 18:00 | 0 | 0 | 0 | 0 | 0 | 558369.3335 | 457632 | 0 | 0 | 0 | 0 | 0 | 0 | 0 | 0 | 0 | 378982.3637 | 0 | 0 | 0 | 0 | 0 | -61870.256 | 0 | 0 | 0 | 0 | 162607.5895
2016-10-31 19:00 | 0 | 0 | 0 | 0 | 0 | 545650.0922 | 463453 | 0 | 0 | 0 | 0 | 61870.256 | 0 | 0 | 0 | 0 | 399309.1998 | 0 | 0 | 0 | 0 | 0 | 61870.256 | 0 | 0 | 0 | 0 | 20326.8361
2016-10-31 20:00 | 0 | 0 | 0 | 0 | 0 | 553365.4005 | 466731 | 0 | 0 | 0 | 0 | 61870.256 | 0 | 0 | 0 | 0 | 485943.6004 | 0 | 0 | 0 | 0 | 0 | 0 | 0 | 0 | 0 | 0 | 86634.4005
2016-10-31 21:00 | 0 | 0 | 0 | 0 | 0 | 565329.2574 | 467068 | 0 | 0 | 0 | 0 | 0 | 0 | 0 | 0 | 0 | 646075.1138 | 0 | 0 | 0 | 0 | 0 | -61870.256 | 0 | 0 | 0 | 0 | 160131.5134
2016-10-31 22:00 | 0 | 0 | 0 | 0 | 0 | 529766.3549 | 465870 | 0 | 0 | 0 | 0 | 0 | 0 | 0 | 0 | 0 | 709971.4687 | 0 | 0 | 0 | 0 | 0 | 0 | 0 | 0 | 0 | 0 | 63896.3549
2016-10-31 23:00 | 0 | 0 | 0 | 0 | 0 | 342589.8837 | 462651 | 0 | 0 | 0 | 0 | 0 | 0 | 0 | 0 | 0 | 589910.3524 | 0 | 0 | 0 | 0 | 0 | 0 | 0 | 0 | 0 | 0 | -120061.1163
2016-11-01 | 0 | 0 | 0 | 0 | 770491.4185 | 53021.5926 | 457791 | 0 | 0 | 0 | 0 | 61870.256 | 0 | 0 | 0 | 0 | 893762.1075 | 0 | 0 | 0 | 0 | 0 | 61870.256 | 0 | 0 | 0 | 0 | 303851.755
2016-11-01 01:00 | 0 | 0 | 0 | 0 | 80813.9889 | 0 | 446536 | 0 | 0 | 0 | 0 | 0 | 0 | 0 | 0 | 0 | 589910.3524 | 0 | 0 | 0 | 0 | 0 | -61870.256 | 0 | 0 | 0 | 0 | -303851.755
2016-11-01 02:00 | 0 | 0 | 0 | 0 | 123081.245 | 0 | 426933 | 0 | 0 | 0 | 0 | 0 | 0 | 0 | 0 | 0 | 286058.5974 | 0 | 0 | 0 | 0 | 0 | 0 | 0 | 0 | 0 | 0 | -303851.755
2016-11-01 03:00 | 0 | 0 | 0 | 0 | 115189.4026 | 0 | 401248 | 0 | 0 | 0 | 0 | 0 | 0 | 0 | 0 | 0 | 0 | 0 | 0 | 0 | 0 | 0 | 0 | 0 | 0 | 0 | 0 | -286058.5974
2016-11-01 04:00 | 0 | 0 | 0 | 0 | 377067 | 0 | 377067 | 0 | 0 | 0 | 0 | 0 | 0 | 0 | 0 | 0 | 0 | 0 | 0 | 0 | 0 | 0 | 0 | 0 | 0 | 0 | 0 | 0
2016-11-01 05:00 | 0 | 0 | 0 | 0 | 358819 | 0 | 358819 | 0 | 0 | 0 | 0 | 0 | 0 | 0 | 0 | 0 | 0 | 0 | 0 | 0 | 0 | 0 | 0 | 0 | 0 | 0 | 0 | 0
2016-11-01 06:00 | 0 | 0 | 0 | 0 | 346642 | 0 | 346642 | 0 | 0 | 0 | 0 | 0 | 0 | 0 | 0 | 0 | 0 | 0 | 0 | 0 | 0 | 0 | 0 | 0 | 0 | 0 | 0 | 0
2016-11-01 07:00 | 0 | 0 | 0 | 0 | 340076 | 0 | 340076 | 0 | 0 | 0 | 0 | 0 | 0 | 0 | 0 | 0 | 0 | 0 | 0 | 0 | 0 | 0 | 0 | 0 | 0 | 0 | 0 | 0
2016-11-01 08:00 | 0 | 0 | 0 | 0 | 339261 | 0 | 339261 | 0 | 0 | 0 | 0 | 0 | 0 | 0 | 0 | 0 | 0 | 0 | 0 | 0 | 0 | 0 | 0 | 0 | 0 | 0 | 0 | 0
2016-11-01 09:00 | 0 | 0 | 0 | 0 | 348857 | 0 | 348857 | 0 | 0 | 0 | 0 | 0 | 0 | 0 | 0 | 0 | 0 | 0 | 0 | 0 | 0 | 0 | 0 | 0 | 0 | 0 | 0 | 0
2016-11-01 10:00 | 0 | 0 | 0 | 0 | 375785 | 0 | 375785 | 0 | 0 | 0 | 0 | 0 | 0 | 0 | 0 | 0 | 0 | 0 | 0 | 0 | 0 | 0 | 0 | 0 | 0 | 0 | 0 | 0
2016-11-01 11:00 | 0 | 0 | 0 | 0 | 404362 | 0 | 404362 | 0 | 0 | 0 | 0 | 0 | 0 | 0 | 0 | 0 | 0 | 0 | 0 | 0 | 0 | 0 | 0 | 0 | 0 | 0 | 0 | 0
2016-11-01 12:00 | 0 | 0 | 0 | 0 | 418100 | 0 | 418100 | 0 | 0 | 0 | 0 | 0 | 0 | 0 | 0 | 0 | 0 | 0 | 0 | 0 | 0 | 0 | 0 | 0 | 0 | 0 | 0 | 0
2016-11-01 13:00 | 0 | 0 | 0 | 0 | 424559.8585 | 323.1415 | 424883 | 0 | 0 | 0 | 0 | 0 | 0 | 0 | 0 | 0 | 0 | 0 | 0 | 0 | 0 | 0 | 0 | 0 | 0 | 0 | 0 | 0
2016-11-01 14:00 | 0 | 0 | 0 | 0 | 349669.9608 | 83068.0392 | 432738 | 0 | 0 | 0 | 0 | 0 | 0 | 0 | 0 | 0 | 0 | 0 | 0 | 0 | 0 | 0 | 0 | 0 | 0 | 0 | 0 | 0
2016-11-01 15:00 | 0 | 0 | 0 | 0 | 148270.267 | 292753.733 | 441024 | 0 | 0 | 0 | 0 | 0 | 0 | 0 | 0 | 0 | 0 | 0 | 0 | 0 | 0 | 0 | 0 | 0 | 0 | 0 | 0 | 0
2016-11-01 16:00 | 0 | 0 | 0 | 0 | 28957.6552 | 419585.3448 | 448543 | 0 | 0 | 0 | 0 | 0 | 0 | 0 | 0 | 0 | 0 | 0 | 0 | 0 | 0 | 0 | 0 | 0 | 0 | 0 | 0 | 0
2016-11-01 17:00 | 0 | 0 | 0 | 0 | 0 | 467005.6218 | 454209 | 0 | 0 | 0 | 0 | 12796.6218 | 0 | 0 | 0 | 0 | 0 | 0 | 0 | 0 | 0 | 0 | 12796.6218 | 0 | 0 | 0 | 0 | 0
2016-11-01 18:00 | 0 | 0 | 0 | 0 | 0 | 466638.7728 | 460031 | 0 | 0 | 0 | 0 | 19404.3947 | 0 | 0 | 0 | 0 | 0 | 0 | 0 | 0 | 0 | 0 | 6607.7728 | 0 | 0 | 0 | 0 | 0
2016-11-01 19:00 | 0 | 0 | 0 | 0 | 0 | 458603.7982 | 464625 | 0 | 0 | 0 | 0 | 13383.1929 | 0 | 0 | 0 | 0 | 0 | 0 | 0 | 0 | 0 | 0 | -6021.2018 | 0 | 0 | 0 | 0 | 0
2016-11-01 20:00 | 0 | 0 | 0 | 0 | 2724.0766 | 453316.7305 | 469424 | 0 | 0 | 0 | 0 | 0 | 0 | 0 | 0 | 0 | 0 | 0 | 0 | 0 | 0 | 0 | -13383.1929 | 0 | 0 | 0 | 0 | 0
2016-11-01 21:00 | 0 | 0 | 0 | 0 | 33570.9137 | 439737.0863 | 473308 | 0 | 0 | 0 | 0 | 0 | 0 | 0 | 0 | 0 | 0 | 0 | 0 | 0 | 0 | 0 | 0 | 0 | 0 | 0 | 0 | 0
2016-11-01 22:00 | 0 | 0 | 0 | 0 | 283548.2032 | 396073.6879 | 477350 | 0 | 0 | 0 | 0 | 0 | 0 | 0 | 0 | 0 | 202271.8911 | 0 | 0 | 0 | 0 | 0 | 0 | 0 | 0 | 0 | 0 | 202271.8911
2016-11-01 23:00 | 0 | 0 | 0 | 0 | 0 | 279559.1089 | 481831 | 0 | 0 | 0 | 0 | 0 | 0 | 0 | 0 | 0 | 0 | 0 | 0 | 0 | 0 | 0 | 0 | 0 | 0 | 0 | 0 | -202271.8911
2016-11-02 | 0 | 0 | 0 | 0 | 783744.9651 | 52983.8092 | 478077 | 0 | 0 | 0 | 0 | 54800.0194 | 0 | 0 | 0 | 0 | 303851.755 | 0 | 0 | 0 | 0 | 0 | 54800.0194 | 0 | 0 | 0 | 0 | 303851.755
2016-11-02 01:00 | 0 | 0 | 0 | 0 | 103283.2256 | 0 | 461935 | 0 | 0 | 0 | 0 | 0 | 0 | 0 | 0 | 0 | 0 | 0 | 0 | 0 | 0 | 0 | -54800.0194 | 0 | 0 | 0 | 0 | -303851.755
2016-11-02 02:00 | 0 | 0 | 0 | 0 | 438071 | 0 | 438071 | 0 | 0 | 0 | 0 | 0 | 0 | 0 | 0 | 0 | 0 | 0 | 0 | 0 | 0 | 0 | 0 | 0 | 0 | 0 | 0 | 0
2016-11-02 03:00 | 0 | 0 | 0 | 0 | 411034 | 0 | 411034 | 0 | 0 | 0 | 0 | 0 | 0 | 0 | 0 | 0 | 0 | 0 | 0 | 0 | 0 | 0 | 0 | 0 | 0 | 0 | 0 | 0
2016-11-02 04:00 | 0 | 0 | 0 | 0 | 384186 | 0 | 384186 | 0 | 0 | 0 | 0 | 0 | 0 | 0 | 0 | 0 | 0 | 0 | 0 | 0 | 0 | 0 | 0 | 0 | 0 | 0 | 0 | 0
2016-11-02 05:00 | 0 | 0 | 0 | 0 | 363898 | 0 | 363898 | 0 | 0 | 0 | 0 | 0 | 0 | 0 | 0 | 0 | 0 | 0 | 0 | 0 | 0 | 0 | 0 | 0 | 0 | 0 | 0 | 0
2016-11-02 06:00 | 0 | 0 | 0 | 0 | 350436 | 0 | 350436 | 0 | 0 | 0 | 0 | 0 | 0 | 0 | 0 | 0 | 0 | 0 | 0 | 0 | 0 | 0 | 0 | 0 | 0 | 0 | 0 | 0
2016-11-02 07:00 | 0 | 0 | 0 | 0 | 342291 | 0 | 342291 | 0 | 0 | 0 | 0 | 0 | 0 | 0 | 0 | 0 | 0 | 0 | 0 | 0 | 0 | 0 | 0 | 0 | 0 | 0 | 0 | 0
2016-11-02 08:00 | 0 | 0 | 0 | 0 | 340929 | 0 | 340929 | 0 | 0 | 0 | 0 | 0 | 0 | 0 | 0 | 0 | 0 | 0 | 0 | 0 | 0 | 0 | 0 | 0 | 0 | 0 | 0 | 0
2016-11-02 09:00 | 0 | 0 | 0 | 0 | 350511 | 0 | 350511 | 0 | 0 | 0 | 0 | 0 | 0 | 0 | 0 | 0 | 0 | 0 | 0 | 0 | 0 | 0 | 0 | 0 | 0 | 0 | 0 | 0
2016-11-02 10:00 | 0 | 0 | 0 | 0 | 375741 | 0 | 375741 | 0 | 0 | 0 | 0 | 0 | 0 | 0 | 0 | 0 | 0 | 0 | 0 | 0 | 0 | 0 | 0 | 0 | 0 | 0 | 0 | 0
2016-11-02 11:00 | 0 | 0 | 0 | 0 | 403615 | 0 | 403615 | 0 | 0 | 0 | 0 | 0 | 0 | 0 | 0 | 0 | 0 | 0 | 0 | 0 | 0 | 0 | 0 | 0 | 0 | 0 | 0 | 0
2016-11-02 12:00 | 0 | 0 | 0 | 0 | 418313 | 0 | 418313 | 0 | 0 | 0 | 0 | 0 | 0 | 0 | 0 | 0 | 0 | 0 | 0 | 0 | 0 | 0 | 0 | 0 | 0 | 0 | 0 | 0
2016-11-02 13:00 | 0 | 0 | 0 | 0 | 426259.3546 | 133.6454 | 426393 | 0 | 0 | 0 | 0 | 0 | 0 | 0 | 0 | 0 | 0 | 0 | 0 | 0 | 0 | 0 | 0 | 0 | 0 | 0 | 0 | 0
2016-11-02 14:00 | 0 | 0 | 0 | 0 | 353739.5229 | 82639.4771 | 436379 | 0 | 0 | 0 | 0 | 0 | 0 | 0 | 0 | 0 | 0 | 0 | 0 | 0 | 0 | 0 | 0 | 0 | 0 | 0 | 0 | 0
2016-11-02 15:00 | 0 | 0 | 0 | 0 | 0 | 449416.9427 | 444579 | 0 | 0 | 0 | 0 | 0 | 0 | 0 | 0 | 0 | 4837.9427 | 0 | 0 | 0 | 0 | 0 | 0 | 0 | 0 | 0 | 0 | 4837.9427
2016-11-02 16:00 | 0 | 0 | 0 | 0 | 0 | 555127.666 | 451675 | 0 | 0 | 0 | 0 | 61870.256 | 0 | 0 | 0 | 0 | 46420.3527 | 0 | 0 | 0 | 0 | 0 | 61870.256 | 0 | 0 | 0 | 0 | 41582.41
2016-11-02 17:00 | 0 | 0 | 0 | 0 | 0 | 548082.7142 | 459394 | 0 | 0 | 0 | 0 | 61870.256 | 0 | 0 | 0 | 0 | 135109.0668 | 0 | 0 | 0 | 0 | 0 | 0 | 0 | 0 | 0 | 0 | 88688.7142
2016-11-02 18:00 | 0 | 0 | 0 | 0 | 0 | 523704.5736 | 466383 | 0 | 0 | 0 | 0 | 61870.256 | 0 | 0 | 0 | 0 | 192430.6404 | 0 | 0 | 0 | 0 | 0 | 0 | 0 | 0 | 0 | 0 | 57321.5736
2016-11-02 19:00 | 0 | 0 | 0 | 0 | 0 | 508011.3841 | 471568 | 0 | 0 | 0 | 0 | 0 | 0 | 0 | 0 | 0 | 290744.2805 | 0 | 0 | 0 | 0 | 0 | -61870.256 | 0 | 0 | 0 | 0 | 98313.6401
2016-11-02 20:00 | 0 | 0 | 0 | 0 | 0 | 510589.5927 | 474377 | 0 | 0 | 0 | 0 | 61870.256 | 0 | 0 | 0 | 0 | 265086.6172 | 0 | 0 | 0 | 0 | 0 | 61870.256 | 0 | 0 | 0 | 0 | -25657.6634
2016-11-02 21:00 | 0 | 0 | 0 | 0 | 0 | 519031.4649 | 475810 | 0 | 0 | 0 | 0 | 61870.256 | 0 | 0 | 0 | 0 | 308308.082 | 0 | 0 | 0 | 0 | 0 | 0 | 0 | 0 | 0 | 0 | 43221.4649
2016-11-02 22:00 | 0 | 0 | 0 | 0 | 0 | 497420.1065 | 479192 | 0 | 0 | 0 | 0 | 61870.256 | 0 | 0 | 0 | 0 | 326536.1885 | 0 | 0 | 0 | 0 | 0 | 0 | 0 | 0 | 0 | 0 | 18228.1065
2016-11-02 23:00 | 0 | 0 | 0 | 0 | 348222.347 | 337532.5545 | 481998 | 0 | 0 | 0 | 0 | 0 | 0 | 0 | 0 | 0 | 592163.3461 | 0 | 0 | 0 | 0 | 0 | -61870.256 | 0 | 0 | 0 | 0 | 265627.1576
2016-11-03 | 0 | 0 | 0 | 0 | 504648.1659 | 49582.2541 | 476820 | 0 | 0 | 0 | 0 | 61870.256 | 0 | 0 | 0 | 0 | 607703.5101 | 0 | 0 | 0 | 0 | 0 | 61870.256 | 0 | 0 | 0 | 0 | 15540.164
2016-11-03 01:00 | 0 | 0 | 0 | 0 | 94428.9889 | 0 | 460151 | 0 | 0 | 0 | 0 | 0 | 0 | 0 | 0 | 0 | 303851.755 | 0 | 0 | 0 | 0 | 0 | -61870.256 | 0 | 0 | 0 | 0 | -303851.755
2016-11-03 02:00 | 0 | 0 | 0 | 0 | 132833.245 | 0 | 436685 | 0 | 0 | 0 | 0 | 0 | 0 | 0 | 0 | 0 | 0 | 0 | 0 | 0 | 0 | 0 | 0 | 0 | 0 | 0 | 0 | -303851.755
2016-11-03 03:00 | 0 | 0 | 0 | 0 | 410743 | 0 | 410743 | 0 | 0 | 0 | 0 | 0 | 0 | 0 | 0 | 0 | 0 | 0 | 0 | 0 | 0 | 0 | 0 | 0 | 0 | 0 | 0 | 0
2016-11-03 04:00 | 0 | 0 | 0 | 0 | 386212 | 0 | 386212 | 0 | 0 | 0 | 0 | 0 | 0 | 0 | 0 | 0 | 0 | 0 | 0 | 0 | 0 | 0 | 0 | 0 | 0 | 0 | 0 | 0
2016-11-03 05:00 | 0 | 0 | 0 | 0 | 367300 | 0 | 367300 | 0 | 0 | 0 | 0 | 0 | 0 | 0 | 0 | 0 | 0 | 0 | 0 | 0 | 0 | 0 | 0 | 0 | 0 | 0 | 0 | 0
2016-11-03 06:00 | 0 | 0 | 0 | 0 | 351478 | 0 | 351478 | 0 | 0 | 0 | 0 | 0 | 0 | 0 | 0 | 0 | 0 | 0 | 0 | 0 | 0 | 0 | 0 | 0 | 0 | 0 | 0 | 0
2016-11-03 07:00 | 0 | 0 | 0 | 0 | 342221 | 0 | 342221 | 0 | 0 | 0 | 0 | 0 | 0 | 0 | 0 | 0 | 0 | 0 | 0 | 0 | 0 | 0 | 0 | 0 | 0 | 0 | 0 | 0
2016-11-03 08:00 | 0 | 0 | 0 | 0 | 340441 | 0 | 340441 | 0 | 0 | 0 | 0 | 0 | 0 | 0 | 0 | 0 | 0 | 0 | 0 | 0 | 0 | 0 | 0 | 0 | 0 | 0 | 0 | 0
2016-11-03 09:00 | 0 | 0 | 0 | 0 | 349046 | 0 | 349046 | 0 | 0 | 0 | 0 | 0 | 0 | 0 | 0 | 0 | 0 | 0 | 0 | 0 | 0 | 0 | 0 | 0 | 0 | 0 | 0 | 0
2016-11-03 10:00 | 0 | 0 | 0 | 0 | 372309 | 0 | 372309 | 0 | 0 | 0 | 0 | 0 | 0 | 0 | 0 | 0 | 0 | 0 | 0 | 0 | 0 | 0 | 0 | 0 | 0 | 0 | 0 | 0
2016-11-03 11:00 | 0 | 0 | 0 | 0 | 400076 | 0 | 400076 | 0 | 0 | 0 | 0 | 0 | 0 | 0 | 0 | 0 | 0 | 0 | 0 | 0 | 0 | 0 | 0 | 0 | 0 | 0 | 0 | 0
2016-11-03 12:00 | 0 | 0 | 0 | 0 | 657924.6772 | 0 | 415884 | 0 | 0 | 0 | 0 | 0 | 0 | 0 | 0 | 0 | 242040.6772 | 0 | 0 | 0 | 0 | 0 | 0 | 0 | 0 | 0 | 0 | 242040.6772
2016-11-03 13:00 | 0 | 0 | 0 | 0 | 183461.3495 | 89.9733 | 425592 | 0 | 0 | 0 | 0 | 0 | 0 | 0 | 0 | 0 | 0 | 0 | 0 | 0 | 0 | 0 | 0 | 0 | 0 | 0 | 0 | -242040.6772
2016-11-03 14:00 | 0 | 0 | 0 | 0 | 357100.5976 | 79442.4024 | 436543 | 0 | 0 | 0 | 0 | 0 | 0 | 0 | 0 | 0 | 0 | 0 | 0 | 0 | 0 | 0 | 0 | 0 | 0 | 0 | 0 | 0
2016-11-03 15:00 | 0 | 0 | 0 | 0 | 44424.691 | 399951.309 | 444376 | 0 | 0 | 0 | 0 | 0 | 0 | 0 | 0 | 0 | 0 | 0 | 0 | 0 | 0 | 0 | 0 | 0 | 0 | 0 | 0 | 0
2016-11-03 16:00 | 0 | 0 | 0 | 0 | 0 | 517794.3977 | 450775 | 0 | 0 | 0 | 0 | 61870.256 | 0 | 0 | 0 | 0 | 5149.1417 | 0 | 0 | 0 | 0 | 0 | 61870.256 | 0 | 0 | 0 | 0 | 5149.1417
2016-11-03 17:00 | 0 | 0 | 0 | 0 | 0 | 531290.3595 | 457150 | 0 | 0 | 0 | 0 | 61870.256 | 0 | 0 | 0 | 0 | 79289.5012 | 0 | 0 | 0 | 0 | 0 | 0 | 0 | 0 | 0 | 0 | 74140.3595
2016-11-03 18:00 | 0 | 0 | 0 | 0 | 0 | 517483.101 | 461030 | 0 | 0 | 0 | 0 | 0 | 0 | 0 | 0 | 0 | 197612.8583 | 0 | 0 | 0 | 0 | 0 | -61870.256 | 0 | 0 | 0 | 0 | 118323.3571
2016-11-03 19:00 | 0 | 0 | 0 | 0 | 0 | 503183.3885 | 462902 | 0 | 0 | 0 | 0 | 0 | 0 | 0 | 0 | 0 | 237894.2467 | 0 | 0 | 0 | 0 | 0 | 0 | 0 | 0 | 0 | 0 | 40281.3885
2016-11-03 20:00 | 0 | 0 | 0 | 0 | 0 | 500418.5713 | 463605 | 0 | 0 | 0 | 0 | 61870.256 | 0 | 0 | 0 | 0 | 212837.562 | 0 | 0 | 0 | 0 | 0 | 61870.256 | 0 | 0 | 0 | 0 | -25056.6847
2016-11-03 21:00 | 0 | 0 | 0 | 0 | 132275.1075 | 495629.7027 | 464188 | 0 | 0 | 0 | 0 | 0 | 0 | 0 | 0 | 0 | 438424.6283 | 0 | 0 | 0 | 0 | 0 | -61870.256 | 0 | 0 | 0 | 0 | 225587.0663
2016-11-03 22:00 | 0 | 0 | 0 | 0 | 167728.6076 | 458951.5873 | 466431 | 0 | 0 | 0 | 0 | 0 | 0 | 0 | 0 | 0 | 598673.8231 | 0 | 0 | 0 | 0 | 0 | 0 | 0 | 0 | 0 | 0 | 160249.1949
2016-11-03 23:00 | 0 | 0 | 0 | 0 | 196064.7688 | 291169.1215 | 469489 | 0 | 0 | 0 | 0 | 0 | 0 | 0 | 0 | 0 | 616418.7134 | 0 | 0 | 0 | 0 | 0 | 0 | 0 | 0 | 0 | 0 | 17744.8902
2016-11-04 | 0 | 0 | 0 | 0 | 227580.1705 | 41773.55 | 466276 | 0 | 0 | 0 | 0 | 0 | 0 | 0 | 0 | 0 | 419496.434 | 0 | 0 | 0 | 0 | 0 | 0 | 0 | 0 | 0 | 0 | -196922.2794
2016-11-04 01:00 | 0 | 0 | 0 | 0 | 253089.7995 | 0 | 452064 | 0 | 0 | 0 | 0 | 0 | 0 | 0 | 0 | 0 | 220522.2335 | 0 | 0 | 0 | 0 | 0 | 0 | 0 | 0 | 0 | 0 | -198974.2005
2016-11-04 02:00 | 0 | 0 | 0 | 0 | 279258.9437 | 0 | 428563 | 0 | 0 | 0 | 0 | 0 | 0 | 0 | 0 | 0 | 71218.1772 | 0 | 0 | 0 | 0 | 0 | 0 | 0 | 0 | 0 | 0 | -149304.0563
2016-11-04 03:00 | 0 | 0 | 0 | 0 | 331659.8228 | 0 | 402878 | 0 | 0 | 0 | 0 | 0 | 0 | 0 | 0 | 0 | 0 | 0 | 0 | 0 | 0 | 0 | 0 | 0 | 0 | 0 | 0 | -71218.1772
2016-11-04 04:00 | 0 | 0 | 0 | 0 | 378204 | 0 | 378204 | 0 | 0 | 0 | 0 | 0 | 0 | 0 | 0 | 0 | 0 | 0 | 0 | 0 | 0 | 0 | 0 | 0 | 0 | 0 | 0 | 0
2016-11-04 05:00 | 0 | 0 | 0 | 0 | 358324 | 0 | 358324 | 0 | 0 | 0 | 0 | 0 | 0 | 0 | 0 | 0 | 0 | 0 | 0 | 0 | 0 | 0 | 0 | 0 | 0 | 0 | 0 | 0
2016-11-04 06:00 | 0 | 0 | 0 | 0 | 345610 | 0 | 345610 | 0 | 0 | 0 | 0 | 0 | 0 | 0 | 0 | 0 | 0 | 0 | 0 | 0 | 0 | 0 | 0 | 0 | 0 | 0 | 0 | 0
2016-11-04 07:00 | 0 | 0 | 0 | 0 | 337040 | 0 | 337040 | 0 | 0 | 0 | 0 | 0 | 0 | 0 | 0 | 0 | 0 | 0 | 0 | 0 | 0 | 0 | 0 | 0 | 0 | 0 | 0 | 0
2016-11-04 08:00 | 0 | 0 | 0 | 0 | 335876 | 0 | 335876 | 0 | 0 | 0 | 0 | 0 | 0 | 0 | 0 | 0 | 0 | 0 | 0 | 0 | 0 | 0 | 0 | 0 | 0 | 0 | 0 | 0
2016-11-04 09:00 | 0 | 0 | 0 | 0 | 344352 | 0 | 344352 | 0 | 0 | 0 | 0 | 0 | 0 | 0 | 0 | 0 | 0 | 0 | 0 | 0 | 0 | 0 | 0 | 0 | 0 | 0 | 0 | 0
2016-11-04 10:00 | 0 | 0 | 0 | 0 | 421879.3425 | 0 | 368826 | 0 | 0 | 0 | 0 | 53053.3425 | 0 | 0 | 0 | 0 | 0 | 0 | 0 | 0 | 0 | 0 | 53053.3425 | 0 | 0 | 0 | 0 | 0
2016-11-04 11:00 | 0 | 0 | 0 | 0 | 443563.0725 | 0 | 396880 | 0 | 0 | 0 | 0 | 61870.256 | 0 | 0 | 0 | 0 | 37866.159 | 0 | 0 | 0 | 0 | 0 | 8816.9135 | 0 | 0 | 0 | 0 | 37866.159
2016-11-04 12:00 | 0 | 0 | 0 | 0 | 424223.0476 | 0 | 411547 | 0 | 0 | 0 | 0 | 61870.256 | 0 | 0 | 0 | 0 | 50542.2066 | 0 | 0 | 0 | 0 | 0 | 0 | 0 | 0 | 0 | 0 | 12676.0476
2016-11-04 13:00 | 0 | 0 | 0 | 0 | 397307.192 | 27.6561 | 419830 | 0 | 0 | 0 | 0 | 0 | 0 | 0 | 0 | 0 | 89917.3107 | 0 | 0 | 0 | 0 | 0 | -61870.256 | 0 | 0 | 0 | 0 | 39375.1041
2016-11-04 14:00 | 0 | 0 | 0 | 0 | 282604.4344 | 55569.2548 | 428091 | 0 | 0 | 0 | 0 | 0 | 0 | 0 | 0 | 0 | 0 | 0 | 0 | 0 | 0 | 0 | 0 | 0 | 0 | 0 | 0 | -89917.3107
2016-11-04 15:00 | 0 | 0 | 0 | 0 | 104995.5642 | 327719.4358 | 432715 | 0 | 0 | 0 | 0 | 0 | 0 | 0 | 0 | 0 | 0 | 0 | 0 | 0 | 0 | 0 | 0 | 0 | 0 | 0 | 0 | 0
2016-11-04 16:00 | 0 | 0 | 0 | 0 | 0 | 441015.6676 | 435014 | 0 | 0 | 0 | 0 | 0 | 0 | 0 | 0 | 0 | 6001.6676 | 0 | 0 | 0 | 0 | 0 | 0 | 0 | 0 | 0 | 0 | 6001.6676
2016-11-04 17:00 | 0 | 0 | 0 | 0 | 0 | 474543.963 | 438947 | 0 | 0 | 0 | 0 | 0 | 0 | 0 | 0 | 0 | 41598.6306 | 0 | 0 | 0 | 0 | 0 | 0 | 0 | 0 | 0 | 0 | 35596.963
2016-11-04 18:00 | 0 | 0 | 0 | 0 | 0 | 466242.0816 | 441631 | 0 | 0 | 0 | 0 | 61870.256 | 0 | 0 | 0 | 0 | 4339.4562 | 0 | 0 | 0 | 0 | 0 | 61870.256 | 0 | 0 | 0 | 0 | -37259.1744
2016-11-04 19:00 | 0 | 0 | 0 | 0 | 0 | 453756.0522 | 442149 | 0 | 0 | 0 | 0 | 0 | 0 | 0 | 0 | 0 | 77816.7644 | 0 | 0 | 0 | 0 | 0 | -61870.256 | 0 | 0 | 0 | 0 | 73477.3082
2016-11-04 20:00 | 0 | 0 | 0 | 0 | 0 | 450344.2807 | 442635 | 0 | 0 | 0 | 0 | 0 | 0 | 0 | 0 | 0 | 85526.0451 | 0 | 0 | 0 | 0 | 0 | 0 | 0 | 0 | 0 | 0 | 7709.2807
2016-11-04 21:00 | 0 | 0 | 0 | 0 | 0 | 446558.7525 | 442022 | 0 | 0 | 0 | 0 | 0 | 0 | 0 | 0 | 0 | 90062.7976 | 0 | 0 | 0 | 0 | 0 | 0 | 0 | 0 | 0 | 0 | 4536.7525
2016-11-04 22:00 | 0 | 0 | 0 | 0 | 0 | 405163.7826 | 442778 | 0 | 0 | 0 | 0 | 52448.5801 | 0 | 0 | 0 | 0 | 0 | 0 | 0 | 0 | 0 | 0 | 52448.5801 | 0 | 0 | 0 | 0 | -90062.7976
2016-11-04 23:00 | 0 | 0 | 0 | 0 | 269010.6427 | 260790.1139 | 445082 | 0 | 0 | 0 | 0 | 61870.256 | 0 | 0 | 0 | 0 | 75297.0807 | 0 | 0 | 0 | 0 | 0 | 9421.6759 | 0 | 0 | 0 | 0 | 75297.0807
2016-11-05 | 0 | 0 | 0 | 0 | 435882.7234 | 32616.4093 | 439915 | 0 | 0 | 0 | 0 | 0 | 0 | 0 | 0 | 0 | 165751.4695 | 0 | 0 | 0 | 0 | 0 | -61870.256 | 0 | 0 | 0 | 0 | 90454.3888
2016-11-05 01:00 | 0 | 0 | 0 | 0 | 264110.5305 | 0 | 429862 | 0 | 0 | 0 | 0 | 0 | 0 | 0 | 0 | 0 | 0 | 0 | 0 | 0 | 0 | 0 | 0 | 0 | 0 | 0 | 0 | -165751.4695
2016-11-05 02:00 | 0 | 0 | 0 | 0 | 411940 | 0 | 411940 | 0 | 0 | 0 | 0 | 0 | 0 | 0 | 0 | 0 | 0 | 0 | 0 | 0 | 0 | 0 | 0 | 0 | 0 | 0 | 0 | 0
2016-11-05 03:00 | 0 | 0 | 0 | 0 | 391059 | 0 | 391059 | 0 | 0 | 0 | 0 | 0 | 0 | 0 | 0 | 0 | 0 | 0 | 0 | 0 | 0 | 0 | 0 | 0 | 0 | 0 | 0 | 0
2016-11-05 04:00 | 0 | 0 | 0 | 0 | 370153 | 0 | 370153 | 0 | 0 | 0 | 0 | 0 | 0 | 0 | 0 | 0 | 0 | 0 | 0 | 0 | 0 | 0 | 0 | 0 | 0 | 0 | 0 | 0
2016-11-05 05:00 | 0 | 0 | 0 | 0 | 353399 | 0 | 353399 | 0 | 0 | 0 | 0 | 0 | 0 | 0 | 0 | 0 | 0 | 0 | 0 | 0 | 0 | 0 | 0 | 0 | 0 | 0 | 0 | 0
2016-11-05 06:00 | 0 | 0 | 0 | 0 | 341473 | 0 | 341473 | 0 | 0 | 0 | 0 | 0 | 0 | 0 | 0 | 0 | 0 | 0 | 0 | 0 | 0 | 0 | 0 | 0 | 0 | 0 | 0 | 0
2016-11-05 07:00 | 0 | 0 | 0 | 0 | 334333 | 0 | 334333 | 0 | 0 | 0 | 0 | 0 | 0 | 0 | 0 | 0 | 0 | 0 | 0 | 0 | 0 | 0 | 0 | 0 | 0 | 0 | 0 | 0
2016-11-05 08:00 | 0 | 0 | 0 | 0 | 331103 | 0 | 331103 | 0 | 0 | 0 | 0 | 0 | 0 | 0 | 0 | 0 | 0 | 0 | 0 | 0 | 0 | 0 | 0 | 0 | 0 | 0 | 0 | 0
2016-11-05 09:00 | 0 | 0 | 0 | 0 | 334017 | 0 | 334017 | 0 | 0 | 0 | 0 | 0 | 0 | 0 | 0 | 0 | 0 | 0 | 0 | 0 | 0 | 0 | 0 | 0 | 0 | 0 | 0 | 0
2016-11-05 10:00 | 0 | 0 | 0 | 0 | 342246 | 0 | 342246 | 0 | 0 | 0 | 0 | 0 | 0 | 0 | 0 | 0 | 0 | 0 | 0 | 0 | 0 | 0 | 0 | 0 | 0 | 0 | 0 | 0
2016-11-05 11:00 | 0 | 0 | 0 | 0 | 356642 | 0 | 356642 | 0 | 0 | 0 | 0 | 0 | 0 | 0 | 0 | 0 | 0 | 0 | 0 | 0 | 0 | 0 | 0 | 0 | 0 | 0 | 0 | 0
2016-11-05 12:00 | 0 | 0 | 0 | 0 | 371131 | 0 | 371131 | 0 | 0 | 0 | 0 | 0 | 0 | 0 | 0 | 0 | 0 | 0 | 0 | 0 | 0 | 0 | 0 | 0 | 0 | 0 | 0 | 0
2016-11-05 13:00 | 0 | 0 | 0 | 0 | 419166.7301 | 65.5013 | 383228 | 0 | 0 | 0 | 0 | 0 | 0 | 0 | 0 | 0 | 36004.2314 | 0 | 0 | 0 | 0 | 0 | 0 | 0 | 0 | 0 | 0 | 36004.2314
2016-11-05 14:00 | 0 | 0 | 0 | 0 | 311717.2299 | 43239.5387 | 390961 | 0 | 0 | 0 | 0 | 0 | 0 | 0 | 0 | 0 | 0 | 0 | 0 | 0 | 0 | 0 | 0 | 0 | 0 | 0 | 0 | -36004.2314
2016-11-05 15:00 | 0 | 0 | 0 | 0 | 82597.3363 | 311664.6637 | 394262 | 0 | 0 | 0 | 0 | 0 | 0 | 0 | 0 | 0 | 0 | 0 | 0 | 0 | 0 | 0 | 0 | 0 | 0 | 0 | 0 | 0
2016-11-05 16:00 | 0 | 0 | 0 | 0 | 0 | 442969.972 | 394556 | 0 | 0 | 0 | 0 | 0 | 0 | 0 | 0 | 0 | 48413.972 | 0 | 0 | 0 | 0 | 0 | 0 | 0 | 0 | 0 | 0 | 48413.972
2016-11-05 17:00 | 0 | 0 | 0 | 0 | 0 | 475041.1496 | 393623 | 0 | 0 | 0 | 0 | 61870.256 | 0 | 0 | 0 | 0 | 67961.8655 | 0 | 0 | 0 | 0 | 0 | 61870.256 | 0 | 0 | 0 | 0 | 19547.8935
2016-11-05 18:00 | 0 | 0 | 0 | 0 | 0 | 464023.5979 | 392979 | 0 | 0 | 0 | 0 | 61870.256 | 0 | 0 | 0 | 0 | 139006.4634 | 0 | 0 | 0 | 0 | 0 | 0 | 0 | 0 | 0 | 0 | 71044.5979
2016-11-05 19:00 | 0 | 0 | 0 | 0 | 0 | 451969.523 | 392981 | 0 | 0 | 0 | 0 | 0 | 0 | 0 | 0 | 0 | 259865.2424 | 0 | 0 | 0 | 0 | 0 | -61870.256 | 0 | 0 | 0 | 0 | 120858.779
2016-11-05 20:00 | 0 | 0 | 0 | 0 | 0 | 449475.9611 | 395241 | 0 | 0 | 0 | 0 | 61870.256 | 0 | 0 | 0 | 0 | 252229.9475 | 0 | 0 | 0 | 0 | 0 | 61870.256 | 0 | 0 | 0 | 0 | -7635.2949
2016-11-05 21:00 | 0 | 0 | 0 | 0 | 0 | 445461.5433 | 397859 | 0 | 0 | 0 | 0 | 61870.256 | 0 | 0 | 0 | 0 | 299832.4908 | 0 | 0 | 0 | 0 | 0 | 0 | 0 | 0 | 0 | 0 | 47602.5433
2016-11-05 22:00 | 0 | 0 | 0 | 0 | 0 | 410537.6558 | 405579 | 0 | 0 | 0 | 0 | 0 | 0 | 0 | 0 | 0 | 366661.4026 | 0 | 0 | 0 | 0 | 0 | -61870.256 | 0 | 0 | 0 | 0 | 66828.9118
2016-11-05 23:00 | 0 | 0 | 0 | 0 | 65201.7288 | 284807.6236 | 412819 | 0 | 0 | 0 | 0 | 0 | 0 | 0 | 0 | 0 | 303851.755 | 0 | 0 | 0 | 0 | 0 | 0 | 0 | 0 | 0 | 0 | -62809.6476
2016-11-06 | 0 | 0 | 0 | 0 | 737816.3675 | 39469.6435 | 411564 | 0 | 0 | 0 | 0 | 61870.256 | 0 | 0 | 0 | 0 | 607703.5101 | 0 | 0 | 0 | 0 | 0 | 61870.256 | 0 | 0 | 0 | 0 | 303851.755
2016-11-06 01:00 | 0 | 0 | 0 | 0 | 39024.9889 | 0 | 404747 | 0 | 0 | 0 | 0 | 0 | 0 | 0 | 0 | 0 | 303851.755 | 0 | 0 | 0 | 0 | 0 | -61870.256 | 0 | 0 | 0 | 0 | -303851.755
2016-11-06 02:00 | 0 | 0 | 0 | 0 | 86756.245 | 0 | 390608 | 0 | 0 | 0 | 0 | 0 | 0 | 0 | 0 | 0 | 0 | 0 | 0 | 0 | 0 | 0 | 0 | 0 | 0 | 0 | 0 | -303851.755
2016-11-06 03:00 | 0 | 0 | 0 | 0 | 373425 | 0 | 373425 | 0 | 0 | 0 | 0 | 0 | 0 | 0 | 0 | 0 | 0 | 0 | 0 | 0 | 0 | 0 | 0 | 0 | 0 | 0 | 0 | 0
2016-11-06 04:00 | 0 | 0 | 0 | 0 | 355387 | 0 | 355387 | 0 | 0 | 0 | 0 | 0 | 0 | 0 | 0 | 0 | 0 | 0 | 0 | 0 | 0 | 0 | 0 | 0 | 0 | 0 | 0 | 0
2016-11-06 05:00 | 0 | 0 | 0 | 0 | 339352 | 0 | 339352 | 0 | 0 | 0 | 0 | 0 | 0 | 0 | 0 | 0 | 0 | 0 | 0 | 0 | 0 | 0 | 0 | 0 | 0 | 0 | 0 | 0
2016-11-06 06:00 | 0 | 0 | 0 | 0 | 329384 | 0 | 329384 | 0 | 0 | 0 | 0 | 0 | 0 | 0 | 0 | 0 | 0 | 0 | 0 | 0 | 0 | 0 | 0 | 0 | 0 | 0 | 0 | 0
2016-11-06 07:00 | 0 | 0 | 0 | 0 | 322959 | 0 | 322959 | 0 | 0 | 0 | 0 | 0 | 0 | 0 | 0 | 0 | 0 | 0 | 0 | 0 | 0 | 0 | 0 | 0 | 0 | 0 | 0 | 0
2016-11-06 08:00 | 0 | 0 | 0 | 0 | 320466 | 0 | 320466 | 0 | 0 | 0 | 0 | 0 | 0 | 0 | 0 | 0 | 0 | 0 | 0 | 0 | 0 | 0 | 0 | 0 | 0 | 0 | 0 | 0
2016-11-06 09:00 | 0 | 0 | 0 | 0 | 321170 | 0 | 321170 | 0 | 0 | 0 | 0 | 0 | 0 | 0 | 0 | 0 | 0 | 0 | 0 | 0 | 0 | 0 | 0 | 0 | 0 | 0 | 0 | 0
2016-11-06 10:00 | 0 | 0 | 0 | 0 | 325728 | 0 | 325728 | 0 | 0 | 0 | 0 | 0 | 0 | 0 | 0 | 0 | 0 | 0 | 0 | 0 | 0 | 0 | 0 | 0 | 0 | 0 | 0 | 0
2016-11-06 11:00 | 0 | 0 | 0 | 0 | 332624 | 0 | 332624 | 0 | 0 | 0 | 0 | 0 | 0 | 0 | 0 | 0 | 0 | 0 | 0 | 0 | 0 | 0 | 0 | 0 | 0 | 0 | 0 | 0
2016-11-06 12:00 | 0 | 0 | 0 | 0 | 345359 | 0 | 345359 | 0 | 0 | 0 | 0 | 0 | 0 | 0 | 0 | 0 | 0 | 0 | 0 | 0 | 0 | 0 | 0 | 0 | 0 | 0 | 0 | 0
2016-11-06 13:00 | 0 | 0 | 0 | 0 | 357183.7007 | 37.2993 | 357221 | 0 | 0 | 0 | 0 | 0 | 0 | 0 | 0 | 0 | 0 | 0 | 0 | 0 | 0 | 0 | 0 | 0 | 0 | 0 | 0 | 0
2016-11-06 14:00 | 0 | 0 | 0 | 0 | 289483.5801 | 77907.4199 | 367391 | 0 | 0 | 0 | 0 | 0 | 0 | 0 | 0 | 0 | 0 | 0 | 0 | 0 | 0 | 0 | 0 | 0 | 0 | 0 | 0 | 0
2016-11-06 15:00 | 0 | 0 | 0 | 0 | 0 | 382272.3718 | 373236 | 0 | 0 | 0 | 0 | 0 | 0 | 0 | 0 | 0 | 9036.3718 | 0 | 0 | 0 | 0 | 0 | 0 | 0 | 0 | 0 | 0 | 9036.3718
2016-11-06 16:00 | 0 | 0 | 0 | 0 | 0 | 490336.124 | 377869 | 0 | 0 | 0 | 0 | 61870.256 | 0 | 0 | 0 | 0 | 59633.2398 | 0 | 0 | 0 | 0 | 0 | 61870.256 | 0 | 0 | 0 | 0 | 50596.868
2016-11-06 17:00 | 0 | 0 | 0 | 0 | 0 | 495444.0139 | 381108 | 0 | 0 | 0 | 0 | 61870.256 | 0 | 0 | 0 | 0 | 173969.2537 | 0 | 0 | 0 | 0 | 0 | 0 | 0 | 0 | 0 | 0 | 114336.0139
2016-11-06 18:00 | 0 | 0 | 0 | 0 | 0 | 482356.4252 | 384402 | 0 | 0 | 0 | 0 | 61870.256 | 0 | 0 | 0 | 0 | 271923.6789 | 0 | 0 | 0 | 0 | 0 | 0 | 0 | 0 | 0 | 0 | 97954.4252
2016-11-06 19:00 | 0 | 0 | 0 | 0 | 0 | 480349.3123 | 386938 | 0 | 0 | 0 | 0 | 0 | 0 | 0 | 0 | 0 | 427205.2473 | 0 | 0 | 0 | 0 | 0 | -61870.256 | 0 | 0 | 0 | 0 | 155281.5683
2016-11-06 20:00 | 0 | 0 | 0 | 0 | 0 | 493992.6047 | 390845 | 0 | 0 | 0 | 0 | 0 | 0 | 0 | 0 | 0 | 530352.8519 | 0 | 0 | 0 | 0 | 0 | 0 | 0 | 0 | 0 | 0 | 103147.6047
2016-11-06 21:00 | 0 | 0 | 0 | 0 | 0 | 514649.1627 | 400236 | 0 | 0 | 0 | 0 | 61870.256 | 0 | 0 | 0 | 0 | 582895.7586 | 0 | 0 | 0 | 0 | 0 | 61870.256 | 0 | 0 | 0 | 0 | 52542.9067
2016-11-06 22:00 | 0 | 0 | 0 | 0 | 0 | 486567.407 | 410590 | 0 | 0 | 0 | 0 | 0 | 0 | 0 | 0 | 0 | 720743.4216 | 0 | 0 | 0 | 0 | 0 | -61870.256 | 0 | 0 | 0 | 0 | 137847.663
2016-11-06 23:00 | 0 | 0 | 0 | 0 | 0 | 313305.6127 | 420573 | 0 | 0 | 0 | 0 | 61870.256 | 0 | 0 | 0 | 0 | 551605.7783 | 0 | 0 | 0 | 0 | 0 | 61870.256 | 0 | 0 | 0 | 0 | -169137.6433
2016-11-07 | 0 | 0 | 0 | 0 | 446743.6449 | 31907.0869 | 422553 | 0 | 0 | 0 | 0 | 61870.256 | 0 | 0 | 0 | 0 | 607703.5101 | 0 | 0 | 0 | 0 | 0 | 0 | 0 | 0 | 0 | 0 | 56097.7318
2016-11-07 01:00 | 0 | 0 | 0 | 0 | 51325.9889 | 0 | 417048 | 0 | 0 | 0 | 0 | 0 | 0 | 0 | 0 | 0 | 303851.755 | 0 | 0 | 0 | 0 | 0 | -61870.256 | 0 | 0 | 0 | 0 | -303851.755
2016-11-07 02:00 | 0 | 0 | 0 | 0 | 97251.245 | 0 | 401103 | 0 | 0 | 0 | 0 | 0 | 0 | 0 | 0 | 0 | 0 | 0 | 0 | 0 | 0 | 0 | 0 | 0 | 0 | 0 | 0 | -303851.755
2016-11-07 03:00 | 0 | 0 | 0 | 0 | 383244 | 0 | 383244 | 0 | 0 | 0 | 0 | 0 | 0 | 0 | 0 | 0 | 0 | 0 | 0 | 0 | 0 | 0 | 0 | 0 | 0 | 0 | 0 | 0
2016-11-07 04:00 | 0 | 0 | 0 | 0 | 364444 | 0 | 364444 | 0 | 0 | 0 | 0 | 0 | 0 | 0 | 0 | 0 | 0 | 0 | 0 | 0 | 0 | 0 | 0 | 0 | 0 | 0 | 0 | 0
2016-11-07 05:00 | 0 | 0 | 0 | 0 | 348335 | 0 | 348335 | 0 | 0 | 0 | 0 | 0 | 0 | 0 | 0 | 0 | 0 | 0 | 0 | 0 | 0 | 0 | 0 | 0 | 0 | 0 | 0 | 0
2016-11-07 06:00 | 0 | 0 | 0 | 0 | 336181 | 0 | 336181 | 0 | 0 | 0 | 0 | 0 | 0 | 0 | 0 | 0 | 0 | 0 | 0 | 0 | 0 | 0 | 0 | 0 | 0 | 0 | 0 | 0
2016-11-07 07:00 | 0 | 0 | 0 | 0 | 329397 | 0 | 329397 | 0 | 0 | 0 | 0 | 0 | 0 | 0 | 0 | 0 | 0 | 0 | 0 | 0 | 0 | 0 | 0 | 0 | 0 | 0 | 0 | 0
2016-11-07 08:00 | 0 | 0 | 0 | 0 | 327608 | 0 | 327608 | 0 | 0 | 0 | 0 | 0 | 0 | 0 | 0 | 0 | 0 | 0 | 0 | 0 | 0 | 0 | 0 | 0 | 0 | 0 | 0 | 0
2016-11-07 09:00 | 0 | 0 | 0 | 0 | 331047 | 0 | 331047 | 0 | 0 | 0 | 0 | 0 | 0 | 0 | 0 | 0 | 0 | 0 | 0 | 0 | 0 | 0 | 0 | 0 | 0 | 0 | 0 | 0
2016-11-07 10:00 | 0 | 0 | 0 | 0 | 345633 | 0 | 345633 | 0 | 0 | 0 | 0 | 0 | 0 | 0 | 0 | 0 | 0 | 0 | 0 | 0 | 0 | 0 | 0 | 0 | 0 | 0 | 0 | 0
2016-11-07 11:00 | 0 | 0 | 0 | 0 | 376476 | 0 | 376476 | 0 | 0 | 0 | 0 | 0 | 0 | 0 | 0 | 0 | 0 | 0 | 0 | 0 | 0 | 0 | 0 | 0 | 0 | 0 | 0 | 0
2016-11-07 12:00 | 0 | 0 | 0 | 0 | 402683 | 0 | 402683 | 0 | 0 | 0 | 0 | 0 | 0 | 0 | 0 | 0 | 0 | 0 | 0 | 0 | 0 | 0 | 0 | 0 | 0 | 0 | 0 | 0
2016-11-07 13:00 | 0 | 0 | 0 | 0 | 414646.2087 | 89.7913 | 414736 | 0 | 0 | 0 | 0 | 0 | 0 | 0 | 0 | 0 | 0 | 0 | 0 | 0 | 0 | 0 | 0 | 0 | 0 | 0 | 0 | 0
2016-11-07 14:00 | 0 | 0 | 0 | 0 | 250295.0466 | 171351.9534 | 421647 | 0 | 0 | 0 | 0 | 0 | 0 | 0 | 0 | 0 | 0 | 0 | 0 | 0 | 0 | 0 | 0 | 0 | 0 | 0 | 0 | 0
2016-11-07 15:00 | 0 | 0 | 0 | 0 | 3507.1973 | 423148.8027 | 426656 | 0 | 0 | 0 | 0 | 0 | 0 | 0 | 0 | 0 | 0 | 0 | 0 | 0 | 0 | 0 | 0 | 0 | 0 | 0 | 0 | 0
2016-11-07 16:00 | 0 | 0 | 0 | 0 | 0 | 536399.9242 | 428919 | 0 | 0 | 0 | 0 | 61870.256 | 0 | 0 | 0 | 0 | 45610.6681 | 0 | 0 | 0 | 0 | 0 | 61870.256 | 0 | 0 | 0 | 0 | 45610.6681
2016-11-07 17:00 | 0 | 0 | 0 | 0 | 0 | 552186.2592 | 430687 | 0 | 0 | 0 | 0 | 61870.256 | 0 | 0 | 0 | 0 | 167109.9274 | 0 | 0 | 0 | 0 | 0 | 0 | 0 | 0 | 0 | 0 | 121499.2592
2016-11-07 18:00 | 0 | 0 | 0 | 0 | 0 | 538347.1489 | 432362 | 0 | 0 | 0 | 0 | 0 | 0 | 0 | 0 | 0 | 334965.3324 | 0 | 0 | 0 | 0 | 0 | -61870.256 | 0 | 0 | 0 | 0 | 167855.405
2016-11-07 19:00 | 0 | 0 | 0 | 0 | 0 | 528417.6544 | 433968 | 0 | 0 | 0 | 0 | 61870.256 | 0 | 0 | 0 | 0 | 367544.7308 | 0 | 0 | 0 | 0 | 0 | 61870.256 | 0 | 0 | 0 | 0 | 32579.3984
2016-11-07 20:00 | 0 | 0 | 0 | 0 | 0 | 541571.2293 | 434391 | 0 | 0 | 0 | 0 | 0 | 0 | 0 | 0 | 0 | 536595.2161 | 0 | 0 | 0 | 0 | 0 | -61870.256 | 0 | 0 | 0 | 0 | 169050.4853
2016-11-07 21:00 | 0 | 0 | 0 | 0 | 0 | 563457.512 | 437060 | 0 | 0 | 0 | 0 | 0 | 0 | 0 | 0 | 0 | 662992.728 | 0 | 0 | 0 | 0 | 0 | 0 | 0 | 0 | 0 | 0 | 126397.512
2016-11-07 22:00 | 0 | 0 | 0 | 0 | 0 | 533352.3525 | 448643 | 0 | 0 | 0 | 0 | 61870.256 | 0 | 0 | 0 | 0 | 685831.8245 | 0 | 0 | 0 | 0 | 0 | 61870.256 | 0 | 0 | 0 | 0 | 22839.0965
2016-11-07 23:00 | 0 | 0 | 0 | 0 | 81658.5797 | 337906.938 | 460712 | 0 | 0 | 0 | 0 | 61870.256 | 0 | 0 | 0 | 0 | 644685.3421 | 0 | 0 | 0 | 0 | 0 | 0 | 0 | 0 | 0 | 0 | -41146.4824
2016-11-08 | 0 | 0 | 0 | 0 | 695304.0817 | 32315.8412 | 460750 | 0 | 0 | 0 | 0 | 61870.256 | 0 | 0 | 0 | 0 | 911555.2651 | 0 | 0 | 0 | 0 | 0 | 0 | 0 | 0 | 0 | 0 | 266869.923
2016-11-08 01:00 | 0 | 0 | 0 | 0 | 88519.9889 | 0 | 454242 | 0 | 0 | 0 | 0 | 0 | 0 | 0 | 0 | 0 | 607703.5101 | 0 | 0 | 0 | 0 | 0 | -61870.256 | 0 | 0 | 0 | 0 | -303851.755
2016-11-08 02:00 | 0 | 0 | 0 | 0 | 133468.245 | 0 | 437320 | 0 | 0 | 0 | 0 | 0 | 0 | 0 | 0 | 0 | 303851.755 | 0 | 0 | 0 | 0 | 0 | 0 | 0 | 0 | 0 | 0 | -303851.755
2016-11-08 03:00 | 0 | 0 | 0 | 0 | 110699.245 | 0 | 414551 | 0 | 0 | 0 | 0 | 0 | 0 | 0 | 0 | 0 | 0 | 0 | 0 | 0 | 0 | 0 | 0 | 0 | 0 | 0 | 0 | -303851.755
2016-11-08 04:00 | 0 | 0 | 0 | 0 | 390965 | 0 | 390965 | 0 | 0 | 0 | 0 | 0 | 0 | 0 | 0 | 0 | 0 | 0 | 0 | 0 | 0 | 0 | 0 | 0 | 0 | 0 | 0 | 0
2016-11-08 05:00 | 0 | 0 | 0 | 0 | 370090 | 0 | 370090 | 0 | 0 | 0 | 0 | 0 | 0 | 0 | 0 | 0 | 0 | 0 | 0 | 0 | 0 | 0 | 0 | 0 | 0 | 0 | 0 | 0
2016-11-08 06:00 | 0 | 0 | 0 | 0 | 355713 | 0 | 355713 | 0 | 0 | 0 | 0 | 0 | 0 | 0 | 0 | 0 | 0 | 0 | 0 | 0 | 0 | 0 | 0 | 0 | 0 | 0 | 0 | 0
2016-11-08 07:00 | 0 | 0 | 0 | 0 | 346507 | 0 | 346507 | 0 | 0 | 0 | 0 | 0 | 0 | 0 | 0 | 0 | 0 | 0 | 0 | 0 | 0 | 0 | 0 | 0 | 0 | 0 | 0 | 0
2016-11-08 08:00 | 0 | 0 | 0 | 0 | 342579 | 0 | 342579 | 0 | 0 | 0 | 0 | 0 | 0 | 0 | 0 | 0 | 0 | 0 | 0 | 0 | 0 | 0 | 0 | 0 | 0 | 0 | 0 | 0
2016-11-08 09:00 | 0 | 0 | 0 | 0 | 343730 | 0 | 343730 | 0 | 0 | 0 | 0 | 0 | 0 | 0 | 0 | 0 | 0 | 0 | 0 | 0 | 0 | 0 | 0 | 0 | 0 | 0 | 0 | 0
2016-11-08 10:00 | 0 | 0 | 0 | 0 | 356009 | 0 | 356009 | 0 | 0 | 0 | 0 | 0 | 0 | 0 | 0 | 0 | 0 | 0 | 0 | 0 | 0 | 0 | 0 | 0 | 0 | 0 | 0 | 0
2016-11-08 11:00 | 0 | 0 | 0 | 0 | 382960 | 0 | 382960 | 0 | 0 | 0 | 0 | 0 | 0 | 0 | 0 | 0 | 0 | 0 | 0 | 0 | 0 | 0 | 0 | 0 | 0 | 0 | 0 | 0
2016-11-08 12:00 | 0 | 0 | 0 | 0 | 407432 | 0 | 407432 | 0 | 0 | 0 | 0 | 0 | 0 | 0 | 0 | 0 | 0 | 0 | 0 | 0 | 0 | 0 | 0 | 0 | 0 | 0 | 0 | 0
2016-11-08 13:00 | 0 | 0 | 0 | 0 | 417768.2329 | 55.7671 | 417824 | 0 | 0 | 0 | 0 | 0 | 0 | 0 | 0 | 0 | 0 | 0 | 0 | 0 | 0 | 0 | 0 | 0 | 0 | 0 | 0 | 0
2016-11-08 14:00 | 0 | 0 | 0 | 0 | 242738.7575 | 180318.2425 | 423057 | 0 | 0 | 0 | 0 | 0 | 0 | 0 | 0 | 0 | 0 | 0 | 0 | 0 | 0 | 0 | 0 | 0 | 0 | 0 | 0 | 0
2016-11-08 15:00 | 0 | 0 | 0 | 0 | 0 | 495421.3195 | 425691 | 0 | 0 | 0 | 0 | 0 | 0 | 0 | 0 | 0 | 69730.3195 | 0 | 0 | 0 | 0 | 0 | 0 | 0 | 0 | 0 | 0 | 69730.3195
2016-11-08 16:00 | 0 | 0 | 0 | 0 | 0 | 593886.9819 | 426448 | 0 | 0 | 0 | 0 | 61870.256 | 0 | 0 | 0 | 0 | 175299.0453 | 0 | 0 | 0 | 0 | 0 | 61870.256 | 0 | 0 | 0 | 0 | 105568.7258
2016-11-08 17:00 | 0 | 0 | 0 | 0 | 0 | 581558.1273 | 426886 | 0 | 0 | 0 | 0 | 61870.256 | 0 | 0 | 0 | 0 | 329971.1726 | 0 | 0 | 0 | 0 | 0 | 0 | 0 | 0 | 0 | 0 | 154672.1273
2016-11-08 18:00 | 0 | 0 | 0 | 0 | 0 | 547985.4711 | 428327 | 0 | 0 | 0 | 0 | 61870.256 | 0 | 0 | 0 | 0 | 449629.6437 | 0 | 0 | 0 | 0 | 0 | 0 | 0 | 0 | 0 | 0 | 119658.4711
2016-11-08 19:00 | 0 | 0 | 0 | 0 | 0 | 533640.3398 | 429072 | 0 | 0 | 0 | 0 | 0 | 0 | 0 | 0 | 0 | 616068.2396 | 0 | 0 | 0 | 0 | 0 | -61870.256 | 0 | 0 | 0 | 0 | 166438.5959
2016-11-08 20:00 | 0 | 0 | 0 | 0 | 0 | 544855.6645 | 429520 | 0 | 0 | 0 | 0 | 61870.256 | 0 | 0 | 0 | 0 | 669533.648 | 0 | 0 | 0 | 0 | 0 | 61870.256 | 0 | 0 | 0 | 0 | 53465.4084
2016-11-08 21:00 | 0 | 0 | 0 | 0 | 0 | 575374.3999 | 432640 | 0 | 0 | 0 | 0 | 0 | 0 | 0 | 0 | 0 | 874138.3039 | 0 | 0 | 0 | 0 | 0 | -61870.256 | 0 | 0 | 0 | 0 | 204604.6559
2016-11-08 22:00 | 0 | 0 | 0 | 0 | 0 | 559686.596 | 445778 | 0 | 0 | 0 | 0 | 0 | 0 | 0 | 0 | 0 | 988046.9 | 0 | 0 | 0 | 0 | 0 | 0 | 0 | 0 | 0 | 0 | 113908.596
2016-11-08 23:00 | 0 | 0 | 0 | 0 | 0 | 344499.5617 | 457394 | 0 | 0 | 0 | 0 | 61870.256 | 0 | 0 | 0 | 0 | 813282.2056 | 0 | 0 | 0 | 0 | 0 | 61870.256 | 0 | 0 | 0 | 0 | -174764.6944
2016-11-09 | 0 | 0 | 0 | 0 | 218763.9339 | 33325.3706 | 457668 | 0 | 0 | 0 | 0 | 61870.256 | 0 | 0 | 0 | 0 | 607703.5101 | 0 | 0 | 0 | 0 | 0 | 0 | 0 | 0 | 0 | 0 | -205578.6955
2016-11-09 01:00 | 0 | 0 | 0 | 0 | 85312.9889 | 0 | 451035 | 0 | 0 | 0 | 0 | 0 | 0 | 0 | 0 | 0 | 303851.755 | 0 | 0 | 0 | 0 | 0 | -61870.256 | 0 | 0 | 0 | 0 | -303851.755
2016-11-09 02:00 | 0 | 0 | 0 | 0 | 130391.245 | 0 | 434243 | 0 | 0 | 0 | 0 | 0 | 0 | 0 | 0 | 0 | 0 | 0 | 0 | 0 | 0 | 0 | 0 | 0 | 0 | 0 | 0 | -303851.755
2016-11-09 03:00 | 0 | 0 | 0 | 0 | 410461 | 0 | 410461 | 0 | 0 | 0 | 0 | 0 | 0 | 0 | 0 | 0 | 0 | 0 | 0 | 0 | 0 | 0 | 0 | 0 | 0 | 0 | 0 | 0
2016-11-09 04:00 | 0 | 0 | 0 | 0 | 388056 | 0 | 388056 | 0 | 0 | 0 | 0 | 0 | 0 | 0 | 0 | 0 | 0 | 0 | 0 | 0 | 0 | 0 | 0 | 0 | 0 | 0 | 0 | 0
2016-11-09 05:00 | 0 | 0 | 0 | 0 | 371470 | 0 | 371470 | 0 | 0 | 0 | 0 | 0 | 0 | 0 | 0 | 0 | 0 | 0 | 0 | 0 | 0 | 0 | 0 | 0 | 0 | 0 | 0 | 0
2016-11-09 06:00 | 0 | 0 | 0 | 0 | 356814 | 0 | 356814 | 0 | 0 | 0 | 0 | 0 | 0 | 0 | 0 | 0 | 0 | 0 | 0 | 0 | 0 | 0 | 0 | 0 | 0 | 0 | 0 | 0
2016-11-09 07:00 | 0 | 0 | 0 | 0 | 345056 | 0 | 345056 | 0 | 0 | 0 | 0 | 0 | 0 | 0 | 0 | 0 | 0 | 0 | 0 | 0 | 0 | 0 | 0 | 0 | 0 | 0 | 0 | 0
2016-11-09 08:00 | 0 | 0 | 0 | 0 | 338487 | 0 | 338487 | 0 | 0 | 0 | 0 | 0 | 0 | 0 | 0 | 0 | 0 | 0 | 0 | 0 | 0 | 0 | 0 | 0 | 0 | 0 | 0 | 0
2016-11-09 09:00 | 0 | 0 | 0 | 0 | 338307 | 0 | 338307 | 0 | 0 | 0 | 0 | 0 | 0 | 0 | 0 | 0 | 0 | 0 | 0 | 0 | 0 | 0 | 0 | 0 | 0 | 0 | 0 | 0
2016-11-09 10:00 | 0 | 0 | 0 | 0 | 348602 | 0 | 348602 | 0 | 0 | 0 | 0 | 0 | 0 | 0 | 0 | 0 | 0 | 0 | 0 | 0 | 0 | 0 | 0 | 0 | 0 | 0 | 0 | 0
2016-11-09 11:00 | 0 | 0 | 0 | 0 | 375832 | 0 | 375832 | 0 | 0 | 0 | 0 | 0 | 0 | 0 | 0 | 0 | 0 | 0 | 0 | 0 | 0 | 0 | 0 | 0 | 0 | 0 | 0 | 0
2016-11-09 12:00 | 0 | 0 | 0 | 0 | 400769 | 0 | 400769 | 0 | 0 | 0 | 0 | 0 | 0 | 0 | 0 | 0 | 0 | 0 | 0 | 0 | 0 | 0 | 0 | 0 | 0 | 0 | 0 | 0
2016-11-09 13:00 | 0 | 0 | 0 | 0 | 413047.0781 | 17.9219 | 413065 | 0 | 0 | 0 | 0 | 0 | 0 | 0 | 0 | 0 | 0 | 0 | 0 | 0 | 0 | 0 | 0 | 0 | 0 | 0 | 0 | 0
2016-11-09 14:00 | 0 | 0 | 0 | 0 | 232079.241 | 189828.759 | 421908 | 0 | 0 | 0 | 0 | 0 | 0 | 0 | 0 | 0 | 0 | 0 | 0 | 0 | 0 | 0 | 0 | 0 | 0 | 0 | 0 | 0
2016-11-09 15:00 | 0 | 0 | 0 | 0 | 0 | 497368.0958 | 426417 | 0 | 0 | 0 | 0 | 61870.256 | 0 | 0 | 0 | 0 | 9080.8397 | 0 | 0 | 0 | 0 | 0 | 61870.256 | 0 | 0 | 0 | 0 | 9080.8397
2016-11-09 16:00 | 0 | 0 | 0 | 0 | 0 | 579293.7572 | 426920 | 0 | 0 | 0 | 0 | 61870.256 | 0 | 0 | 0 | 0 | 161454.5969 | 0 | 0 | 0 | 0 | 0 | 0 | 0 | 0 | 0 | 0 | 152373.7572
2016-11-09 17:00 | 0 | 0 | 0 | 0 | 0 | 569864.1575 | 428995 | 0 | 0 | 0 | 0 | 61870.256 | 0 | 0 | 0 | 0 | 302323.7544 | 0 | 0 | 0 | 0 | 0 | 0 | 0 | 0 | 0 | 0 | 140869.1575
2016-11-09 18:00 | 0 | 0 | 0 | 0 | 0 | 538937.1772 | 430462 | 0 | 0 | 0 | 0 | 61870.256 | 0 | 0 | 0 | 0 | 410798.9316 | 0 | 0 | 0 | 0 | 0 | 0 | 0 | 0 | 0 | 0 | 108475.1772
2016-11-09 19:00 | 0 | 0 | 0 | 0 | 0 | 522038.161 | 430710 | 0 | 0 | 0 | 0 | 0 | 0 | 0 | 0 | 0 | 563997.3486 | 0 | 0 | 0 | 0 | 0 | -61870.256 | 0 | 0 | 0 | 0 | 153198.417
2016-11-09 20:00 | 0 | 0 | 0 | 0 | 0 | 528851.9816 | 430888 | 0 | 0 | 0 | 0 | 0 | 0 | 0 | 0 | 0 | 661961.3302 | 0 | 0 | 0 | 0 | 0 | 0 | 0 | 0 | 0 | 0 | 97963.9816
2016-11-09 21:00 | 0 | 0 | 0 | 0 | 0 | 549735.6872 | 435479 | 0 | 0 | 0 | 0 | 61870.256 | 0 | 0 | 0 | 0 | 714347.7613 | 0 | 0 | 0 | 0 | 0 | 61870.256 | 0 | 0 | 0 | 0 | 52386.4311
2016-11-09 22:00 | 0 | 0 | 0 | 0 | 0 | 519626.0154 | 446668 | 0 | 0 | 0 | 0 | 0 | 0 | 0 | 0 | 0 | 849176.0328 | 0 | 0 | 0 | 0 | 0 | -61870.256 | 0 | 0 | 0 | 0 | 134828.2715
2016-11-09 23:00 | 0 | 0 | 0 | 0 | 502863.0577 | 321854.9534 | 458996 | 0 | 0 | 0 | 0 | 61870.256 | 0 | 0 | 0 | 0 | 1153027.7878 | 0 | 0 | 0 | 0 | 0 | 61870.256 | 0 | 0 | 0 | 0 | 303851.755
2016-11-10 | 0 | 0 | 0 | 0 | 189112.7898 | 29401.6875 | 459987 | 0 | 0 | 0 | 0 | 61870.256 | 0 | 0 | 0 | 0 | 911555.2651 | 0 | 0 | 0 | 0 | 0 | 0 | 0 | 0 | 0 | 0 | -241472.5227
2016-11-10 01:00 | 0 | 0 | 0 | 0 | 88287.9889 | 0 | 454010 | 0 | 0 | 0 | 0 | 0 | 0 | 0 | 0 | 0 | 607703.5101 | 0 | 0 | 0 | 0 | 0 | -61870.256 | 0 | 0 | 0 | 0 | -303851.755
2016-11-10 02:00 | 0 | 0 | 0 | 0 | 133915.245 | 0 | 437767 | 0 | 0 | 0 | 0 | 0 | 0 | 0 | 0 | 0 | 303851.755 | 0 | 0 | 0 | 0 | 0 | 0 | 0 | 0 | 0 | 0 | -303851.755
2016-11-10 03:00 | 0 | 0 | 0 | 0 | 111687.245 | 0 | 415539 | 0 | 0 | 0 | 0 | 0 | 0 | 0 | 0 | 0 | 0 | 0 | 0 | 0 | 0 | 0 | 0 | 0 | 0 | 0 | 0 | -303851.755
2016-11-10 04:00 | 0 | 0 | 0 | 0 | 392399 | 0 | 392399 | 0 | 0 | 0 | 0 | 0 | 0 | 0 | 0 | 0 | 0 | 0 | 0 | 0 | 0 | 0 | 0 | 0 | 0 | 0 | 0 | 0
2016-11-10 05:00 | 0 | 0 | 0 | 0 | 372662 | 0 | 372662 | 0 | 0 | 0 | 0 | 0 | 0 | 0 | 0 | 0 | 0 | 0 | 0 | 0 | 0 | 0 | 0 | 0 | 0 | 0 | 0 | 0
2016-11-10 06:00 | 0 | 0 | 0 | 0 | 358277 | 0 | 358277 | 0 | 0 | 0 | 0 | 0 | 0 | 0 | 0 | 0 | 0 | 0 | 0 | 0 | 0 | 0 | 0 | 0 | 0 | 0 | 0 | 0
2016-11-10 07:00 | 0 | 0 | 0 | 0 | 349674 | 0 | 349674 | 0 | 0 | 0 | 0 | 0 | 0 | 0 | 0 | 0 | 0 | 0 | 0 | 0 | 0 | 0 | 0 | 0 | 0 | 0 | 0 | 0
2016-11-10 08:00 | 0 | 0 | 0 | 0 | 345853 | 0 | 345853 | 0 | 0 | 0 | 0 | 0 | 0 | 0 | 0 | 0 | 0 | 0 | 0 | 0 | 0 | 0 | 0 | 0 | 0 | 0 | 0 | 0
2016-11-10 09:00 | 0 | 0 | 0 | 0 | 348169 | 0 | 348169 | 0 | 0 | 0 | 0 | 0 | 0 | 0 | 0 | 0 | 0 | 0 | 0 | 0 | 0 | 0 | 0 | 0 | 0 | 0 | 0 | 0
2016-11-10 10:00 | 0 | 0 | 0 | 0 | 360076 | 0 | 360076 | 0 | 0 | 0 | 0 | 0 | 0 | 0 | 0 | 0 | 0 | 0 | 0 | 0 | 0 | 0 | 0 | 0 | 0 | 0 | 0 | 0
2016-11-10 11:00 | 0 | 0 | 0 | 0 | 389933 | 0 | 389933 | 0 | 0 | 0 | 0 | 0 | 0 | 0 | 0 | 0 | 0 | 0 | 0 | 0 | 0 | 0 | 0 | 0 | 0 | 0 | 0 | 0
2016-11-10 12:00 | 0 | 0 | 0 | 0 | 414297 | 0 | 414297 | 0 | 0 | 0 | 0 | 0 | 0 | 0 | 0 | 0 | 0 | 0 | 0 | 0 | 0 | 0 | 0 | 0 | 0 | 0 | 0 | 0
2016-11-10 13:00 | 0 | 0 | 0 | 0 | 422755.9843 | 22.0157 | 422778 | 0 | 0 | 0 | 0 | 0 | 0 | 0 | 0 | 0 | 0 | 0 | 0 | 0 | 0 | 0 | 0 | 0 | 0 | 0 | 0 | 0
2016-11-10 14:00 | 0 | 0 | 0 | 0 | 277858.1146 | 147002.8854 | 424861 | 0 | 0 | 0 | 0 | 0 | 0 | 0 | 0 | 0 | 0 | 0 | 0 | 0 | 0 | 0 | 0 | 0 | 0 | 0 | 0 | 0
2016-11-10 15:00 | 0 | 0 | 0 | 0 | 0 | 462531.6971 | 425356 | 0 | 0 | 0 | 0 | 37175.6971 | 0 | 0 | 0 | 0 | 0 | 0 | 0 | 0 | 0 | 0 | 37175.6971 | 0 | 0 | 0 | 0 | 0
2016-11-10 16:00 | 0 | 0 | 0 | 0 | 0 | 559327.7072 | 424871 | 0 | 0 | 0 | 0 | 61870.256 | 0 | 0 | 0 | 0 | 109762.1482 | 0 | 0 | 0 | 0 | 0 | 24694.559 | 0 | 0 | 0 | 0 | 109762.1482
2016-11-10 17:00 | 0 | 0 | 0 | 0 | 0 | 556021.6048 | 424766 | 0 | 0 | 0 | 0 | 61870.256 | 0 | 0 | 0 | 0 | 241017.753 | 0 | 0 | 0 | 0 | 0 | 0 | 0 | 0 | 0 | 0 | 131255.6048
2016-11-10 18:00 | 0 | 0 | 0 | 0 | 0 | 524988.8963 | 425604 | 0 | 0 | 0 | 0 | 61870.256 | 0 | 0 | 0 | 0 | 340402.6493 | 0 | 0 | 0 | 0 | 0 | 0 | 0 | 0 | 0 | 0 | 99384.8963
2016-11-10 19:00 | 0 | 0 | 0 | 0 | 0 | 509477.1972 | 426796 | 0 | 0 | 0 | 0 | 0 | 0 | 0 | 0 | 0 | 484954.1025 | 0 | 0 | 0 | 0 | 0 | -61870.256 | 0 | 0 | 0 | 0 | 144551.4532
2016-11-10 20:00 | 0 | 0 | 0 | 0 | 0 | 518343.5631 | 427295 | 0 | 0 | 0 | 0 | 61870.256 | 0 | 0 | 0 | 0 | 514132.4096 | 0 | 0 | 0 | 0 | 0 | 61870.256 | 0 | 0 | 0 | 0 | 29178.3071
2016-11-10 21:00 | 0 | 0 | 0 | 0 | 0 | 539341.1218 | 429964 | 0 | 0 | 0 | 0 | 0 | 0 | 0 | 0 | 0 | 685379.7874 | 0 | 0 | 0 | 0 | 0 | -61870.256 | 0 | 0 | 0 | 0 | 171247.3778
2016-11-10 22:00 | 0 | 0 | 0 | 0 | 0 | 511608.2394 | 440203 | 0 | 0 | 0 | 0 | 0 | 0 | 0 | 0 | 0 | 756785.0269 | 0 | 0 | 0 | 0 | 0 | 0 | 0 | 0 | 0 | 0 | 71405.2394
2016-11-10 23:00 | 0 | 0 | 0 | 0 | 0 | 299343.723 | 452413 | 0 | 0 | 0 | 0 | 0 | 0 | 0 | 0 | 0 | 603715.7499 | 0 | 0 | 0 | 0 | 0 | 0 | 0 | 0 | 0 | 0 | -153069.277
2016-11-11 | 0 | 0 | 0 | 0 | 796389.5821 | 23072.429 | 453740 | 0 | 0 | 0 | 0 | 61870.256 | 0 | 0 | 0 | 0 | 907567.5049 | 0 | 0 | 0 | 0 | 0 | 61870.256 | 0 | 0 | 0 | 0 | 303851.755
2016-11-11 01:00 | 0 | 0 | 0 | 0 | 83000.9889 | 0 | 448723 | 0 | 0 | 0 | 0 | 0 | 0 | 0 | 0 | 0 | 603715.7499 | 0 | 0 | 0 | 0 | 0 | -61870.256 | 0 | 0 | 0 | 0 | -303851.755
2016-11-11 02:00 | 0 | 0 | 0 | 0 | 131093.245 | 0 | 434945 | 0 | 0 | 0 | 0 | 0 | 0 | 0 | 0 | 0 | 299863.9948 | 0 | 0 | 0 | 0 | 0 | 0 | 0 | 0 | 0 | 0 | -303851.755
2016-11-11 03:00 | 0 | 0 | 0 | 0 | 113893.0052 | 0 | 413757 | 0 | 0 | 0 | 0 | 0 | 0 | 0 | 0 | 0 | 0 | 0 | 0 | 0 | 0 | 0 | 0 | 0 | 0 | 0 | 0 | -299863.9948
2016-11-11 04:00 | 0 | 0 | 0 | 0 | 391708 | 0 | 391708 | 0 | 0 | 0 | 0 | 0 | 0 | 0 | 0 | 0 | 0 | 0 | 0 | 0 | 0 | 0 | 0 | 0 | 0 | 0 | 0 | 0
2016-11-11 05:00 | 0 | 0 | 0 | 0 | 371502 | 0 | 371502 | 0 | 0 | 0 | 0 | 0 | 0 | 0 | 0 | 0 | 0 | 0 | 0 | 0 | 0 | 0 | 0 | 0 | 0 | 0 | 0 | 0
2016-11-11 06:00 | 0 | 0 | 0 | 0 | 357326 | 0 | 357326 | 0 | 0 | 0 | 0 | 0 | 0 | 0 | 0 | 0 | 0 | 0 | 0 | 0 | 0 | 0 | 0 | 0 | 0 | 0 | 0 | 0
2016-11-11 07:00 | 0 | 0 | 0 | 0 | 347689 | 0 | 347689 | 0 | 0 | 0 | 0 | 0 | 0 | 0 | 0 | 0 | 0 | 0 | 0 | 0 | 0 | 0 | 0 | 0 | 0 | 0 | 0 | 0
2016-11-11 08:00 | 0 | 0 | 0 | 0 | 343422 | 0 | 343422 | 0 | 0 | 0 | 0 | 0 | 0 | 0 | 0 | 0 | 0 | 0 | 0 | 0 | 0 | 0 | 0 | 0 | 0 | 0 | 0 | 0
2016-11-11 09:00 | 0 | 0 | 0 | 0 | 344999 | 0 | 344999 | 0 | 0 | 0 | 0 | 0 | 0 | 0 | 0 | 0 | 0 | 0 | 0 | 0 | 0 | 0 | 0 | 0 | 0 | 0 | 0 | 0
2016-11-11 10:00 | 0 | 0 | 0 | 0 | 354705 | 0 | 354705 | 0 | 0 | 0 | 0 | 0 | 0 | 0 | 0 | 0 | 0 | 0 | 0 | 0 | 0 | 0 | 0 | 0 | 0 | 0 | 0 | 0
2016-11-11 11:00 | 0 | 0 | 0 | 0 | 378884 | 0 | 378884 | 0 | 0 | 0 | 0 | 0 | 0 | 0 | 0 | 0 | 0 | 0 | 0 | 0 | 0 | 0 | 0 | 0 | 0 | 0 | 0 | 0
2016-11-11 12:00 | 0 | 0 | 0 | 0 | 402229 | 0 | 402229 | 0 | 0 | 0 | 0 | 0 | 0 | 0 | 0 | 0 | 0 | 0 | 0 | 0 | 0 | 0 | 0 | 0 | 0 | 0 | 0 | 0
2016-11-11 13:00 | 0 | 0 | 0 | 0 | 413285.4313 | 32.5687 | 413318 | 0 | 0 | 0 | 0 | 0 | 0 | 0 | 0 | 0 | 0 | 0 | 0 | 0 | 0 | 0 | 0 | 0 | 0 | 0 | 0 | 0
2016-11-11 14:00 | 0 | 0 | 0 | 0 | 284854.9191 | 132364.0809 | 417219 | 0 | 0 | 0 | 0 | 0 | 0 | 0 | 0 | 0 | 0 | 0 | 0 | 0 | 0 | 0 | 0 | 0 | 0 | 0 | 0 | 0
2016-11-11 15:00 | 0 | 0 | 0 | 0 | 0 | 461051.37 | 418797 | 0 | 0 | 0 | 0 | 42254.37 | 0 | 0 | 0 | 0 | 0 | 0 | 0 | 0 | 0 | 0 | 42254.37 | 0 | 0 | 0 | 0 | 0
2016-11-11 16:00 | 0 | 0 | 0 | 0 | 0 | 585527.9351 | 419146 | 0 | 0 | 0 | 0 | 61870.256 | 0 | 0 | 0 | 0 | 146766.049 | 0 | 0 | 0 | 0 | 0 | 19615.8861 | 0 | 0 | 0 | 0 | 146766.049
2016-11-11 17:00 | 0 | 0 | 0 | 0 | 0 | 577979.9425 | 418334 | 0 | 0 | 0 | 0 | 0 | 0 | 0 | 0 | 0 | 368282.2476 | 0 | 0 | 0 | 0 | 0 | -61870.256 | 0 | 0 | 0 | 0 | 221516.1985
2016-11-11 18:00 | 0 | 0 | 0 | 0 | 0 | 542291.3321 | 418496 | 0 | 0 | 0 | 0 | 61870.256 | 0 | 0 | 0 | 0 | 430207.3237 | 0 | 0 | 0 | 0 | 0 | 61870.256 | 0 | 0 | 0 | 0 | 61925.0761
2016-11-11 19:00 | 0 | 0 | 0 | 0 | 0 | 526621.8968 | 418696 | 0 | 0 | 0 | 0 | 0 | 0 | 0 | 0 | 0 | 600003.4766 | 0 | 0 | 0 | 0 | 0 | -61870.256 | 0 | 0 | 0 | 0 | 169796.1529
2016-11-11 20:00 | 0 | 0 | 0 | 0 | 0 | 539767.3077 | 418481 | 0 | 0 | 0 | 0 | 61870.256 | 0 | 0 | 0 | 0 | 659419.5282 | 0 | 0 | 0 | 0 | 0 | 61870.256 | 0 | 0 | 0 | 0 | 59416.0516
2016-11-11 21:00 | 0 | 0 | 0 | 0 | 0 | 564971.0564 | 421340 | 0 | 0 | 0 | 0 | 61870.256 | 0 | 0 | 0 | 0 | 803050.5845 | 0 | 0 | 0 | 0 | 0 | 0 | 0 | 0 | 0 | 0 | 143631.0564
2016-11-11 22:00 | 0 | 0 | 0 | 0 | 0 | 530586.6274 | 431879 | 0 | 0 | 0 | 0 | 61870.256 | 0 | 0 | 0 | 0 | 901758.212 | 0 | 0 | 0 | 0 | 0 | 0 | 0 | 0 | 0 | 0 | 98707.6274
2016-11-11 23:00 | 0 | 0 | 0 | 0 | 161858.1518 | 288626.9013 | 440688 | 0 | 0 | 0 | 0 | 61870.256 | 0 | 0 | 0 | 0 | 911555.2651 | 0 | 0 | 0 | 0 | 0 | 0 | 0 | 0 | 0 | 0 | 9797.0531
2016-11-12 | 0 | 0 | 0 | 0 | 115947.1856 | 19662.0594 | 439461 | 0 | 0 | 0 | 0 | 61870.256 | 0 | 0 | 0 | 0 | 607703.5101 | 0 | 0 | 0 | 0 | 0 | 0 | 0 | 0 | 0 | 0 | -303851.755
2016-11-12 01:00 | 0 | 0 | 0 | 0 | 67694.9889 | 0 | 433417 | 0 | 0 | 0 | 0 | 0 | 0 | 0 | 0 | 0 | 303851.755 | 0 | 0 | 0 | 0 | 0 | -61870.256 | 0 | 0 | 0 | 0 | -303851.755
2016-11-12 02:00 | 0 | 0 | 0 | 0 | 116796.245 | 0 | 420648 | 0 | 0 | 0 | 0 | 0 | 0 | 0 | 0 | 0 | 0 | 0 | 0 | 0 | 0 | 0 | 0 | 0 | 0 | 0 | 0 | -303851.755
2016-11-12 03:00 | 0 | 0 | 0 | 0 | 403892 | 0 | 403892 | 0 | 0 | 0 | 0 | 0 | 0 | 0 | 0 | 0 | 0 | 0 | 0 | 0 | 0 | 0 | 0 | 0 | 0 | 0 | 0 | 0
2016-11-12 04:00 | 0 | 0 | 0 | 0 | 385337 | 0 | 385337 | 0 | 0 | 0 | 0 | 0 | 0 | 0 | 0 | 0 | 0 | 0 | 0 | 0 | 0 | 0 | 0 | 0 | 0 | 0 | 0 | 0
2016-11-12 05:00 | 0 | 0 | 0 | 0 | 367248 | 0 | 367248 | 0 | 0 | 0 | 0 | 0 | 0 | 0 | 0 | 0 | 0 | 0 | 0 | 0 | 0 | 0 | 0 | 0 | 0 | 0 | 0 | 0
2016-11-12 06:00 | 0 | 0 | 0 | 0 | 353155 | 0 | 353155 | 0 | 0 | 0 | 0 | 0 | 0 | 0 | 0 | 0 | 0 | 0 | 0 | 0 | 0 | 0 | 0 | 0 | 0 | 0 | 0 | 0
2016-11-12 07:00 | 0 | 0 | 0 | 0 | 344828 | 0 | 344828 | 0 | 0 | 0 | 0 | 0 | 0 | 0 | 0 | 0 | 0 | 0 | 0 | 0 | 0 | 0 | 0 | 0 | 0 | 0 | 0 | 0
2016-11-12 08:00 | 0 | 0 | 0 | 0 | 340511 | 0 | 340511 | 0 | 0 | 0 | 0 | 0 | 0 | 0 | 0 | 0 | 0 | 0 | 0 | 0 | 0 | 0 | 0 | 0 | 0 | 0 | 0 | 0
2016-11-12 09:00 | 0 | 0 | 0 | 0 | 340583 | 0 | 340583 | 0 | 0 | 0 | 0 | 0 | 0 | 0 | 0 | 0 | 0 | 0 | 0 | 0 | 0 | 0 | 0 | 0 | 0 | 0 | 0 | 0
2016-11-12 10:00 | 0 | 0 | 0 | 0 | 345289 | 0 | 345289 | 0 | 0 | 0 | 0 | 0 | 0 | 0 | 0 | 0 | 0 | 0 | 0 | 0 | 0 | 0 | 0 | 0 | 0 | 0 | 0 | 0
2016-11-12 11:00 | 0 | 0 | 0 | 0 | 355373 | 0 | 355373 | 0 | 0 | 0 | 0 | 0 | 0 | 0 | 0 | 0 | 0 | 0 | 0 | 0 | 0 | 0 | 0 | 0 | 0 | 0 | 0 | 0
2016-11-12 12:00 | 0 | 0 | 0 | 0 | 368396 | 0 | 368396 | 0 | 0 | 0 | 0 | 0 | 0 | 0 | 0 | 0 | 0 | 0 | 0 | 0 | 0 | 0 | 0 | 0 | 0 | 0 | 0 | 0
2016-11-12 13:00 | 0 | 0 | 0 | 0 | 381350.4263 | 39.5737 | 381390 | 0 | 0 | 0 | 0 | 0 | 0 | 0 | 0 | 0 | 0 | 0 | 0 | 0 | 0 | 0 | 0 | 0 | 0 | 0 | 0 | 0
2016-11-12 14:00 | 0 | 0 | 0 | 0 | 219455.1725 | 170256.8275 | 389712 | 0 | 0 | 0 | 0 | 0 | 0 | 0 | 0 | 0 | 0 | 0 | 0 | 0 | 0 | 0 | 0 | 0 | 0 | 0 | 0 | 0
2016-11-12 15:00 | 0 | 0 | 0 | 0 | 0 | 398331.8463 | 392801 | 0 | 0 | 0 | 0 | 0 | 0 | 0 | 0 | 0 | 5530.8463 | 0 | 0 | 0 | 0 | 0 | 0 | 0 | 0 | 0 | 0 | 5530.8463
2016-11-12 16:00 | 0 | 0 | 0 | 0 | 0 | 489242.6311 | 393111 | 0 | 0 | 0 | 0 | 61870.256 | 0 | 0 | 0 | 0 | 39792.2214 | 0 | 0 | 0 | 0 | 0 | 61870.256 | 0 | 0 | 0 | 0 | 34261.3751
2016-11-12 17:00 | 0 | 0 | 0 | 0 | 0 | 496222.7549 | 391081 | 0 | 0 | 0 | 0 | 0 | 0 | 0 | 0 | 0 | 206804.2324 | 0 | 0 | 0 | 0 | 0 | -61870.256 | 0 | 0 | 0 | 0 | 167012.011
2016-11-12 18:00 | 0 | 0 | 0 | 0 | 0 | 485254.3401 | 388594 | 0 | 0 | 0 | 0 | 61870.256 | 0 | 0 | 0 | 0 | 241594.3164 | 0 | 0 | 0 | 0 | 0 | 61870.256 | 0 | 0 | 0 | 0 | 34790.0841
2016-11-12 19:00 | 0 | 0 | 0 | 0 | 0 | 479889.2022 | 386795 | 0 | 0 | 0 | 0 | 61870.256 | 0 | 0 | 0 | 0 | 334688.5186 | 0 | 0 | 0 | 0 | 0 | 0 | 0 | 0 | 0 | 0 | 93094.2022
2016-11-12 20:00 | 0 | 0 | 0 | 0 | 0 | 491508.3104 | 387364 | 0 | 0 | 0 | 0 | 61870.256 | 0 | 0 | 0 | 0 | 438832.829 | 0 | 0 | 0 | 0 | 0 | 0 | 0 | 0 | 0 | 0 | 104144.3104
2016-11-12 21:00 | 0 | 0 | 0 | 0 | 0 | 504644.2162 | 392396 | 0 | 0 | 0 | 0 | 61870.256 | 0 | 0 | 0 | 0 | 551081.0452 | 0 | 0 | 0 | 0 | 0 | 0 | 0 | 0 | 0 | 0 | 112248.2162
2016-11-12 22:00 | 0 | 0 | 0 | 0 | 0 | 463707.8389 | 406035 | 0 | 0 | 0 | 0 | 61870.256 | 0 | 0 | 0 | 0 | 608753.8842 | 0 | 0 | 0 | 0 | 0 | 0 | 0 | 0 | 0 | 0 | 57672.8389
2016-11-12 23:00 | 0 | 0 | 0 | 0 | 0 | 235322.8108 | 419527 | 0 | 0 | 0 | 0 | 0 | 0 | 0 | 0 | 0 | 486419.951 | 0 | 0 | 0 | 0 | 0 | -61870.256 | 0 | 0 | 0 | 0 | -122333.9331
2016-11-13 | 0 | 0 | 0 | 0 | 770618.4126 | 17698.5985 | 422595 | 0 | 0 | 0 | 0 | 61870.256 | 0 | 0 | 0 | 0 | 790271.706 | 0 | 0 | 0 | 0 | 0 | 61870.256 | 0 | 0 | 0 | 0 | 303851.755
2016-11-13 01:00 | 0 | 0 | 0 | 0 | 55334.9889 | 0 | 421057 | 0 | 0 | 0 | 0 | 0 | 0 | 0 | 0 | 0 | 486419.951 | 0 | 0 | 0 | 0 | 0 | -61870.256 | 0 | 0 | 0 | 0 | -303851.755
2016-11-13 02:00 | 0 | 0 | 0 | 0 | 108136.245 | 0 | 411988 | 0 | 0 | 0 | 0 | 0 | 0 | 0 | 0 | 0 | 182568.196 | 0 | 0 | 0 | 0 | 0 | 0 | 0 | 0 | 0 | 0 | -303851.755
2016-11-13 03:00 | 0 | 0 | 0 | 0 | 215757.804 | 0 | 398326 | 0 | 0 | 0 | 0 | 0 | 0 | 0 | 0 | 0 | 0 | 0 | 0 | 0 | 0 | 0 | 0 | 0 | 0 | 0 | 0 | -182568.196
2016-11-13 04:00 | 0 | 0 | 0 | 0 | 382834 | 0 | 382834 | 0 | 0 | 0 | 0 | 0 | 0 | 0 | 0 | 0 | 0 | 0 | 0 | 0 | 0 | 0 | 0 | 0 | 0 | 0 | 0 | 0
2016-11-13 05:00 | 0 | 0 | 0 | 0 | 367618 | 0 | 367618 | 0 | 0 | 0 | 0 | 0 | 0 | 0 | 0 | 0 | 0 | 0 | 0 | 0 | 0 | 0 | 0 | 0 | 0 | 0 | 0 | 0
2016-11-13 06:00 | 0 | 0 | 0 | 0 | 355910 | 0 | 355910 | 0 | 0 | 0 | 0 | 0 | 0 | 0 | 0 | 0 | 0 | 0 | 0 | 0 | 0 | 0 | 0 | 0 | 0 | 0 | 0 | 0
2016-11-13 07:00 | 0 | 0 | 0 | 0 | 348713 | 0 | 348713 | 0 | 0 | 0 | 0 | 0 | 0 | 0 | 0 | 0 | 0 | 0 | 0 | 0 | 0 | 0 | 0 | 0 | 0 | 0 | 0 | 0
2016-11-13 08:00 | 0 | 0 | 0 | 0 | 343481 | 0 | 343481 | 0 | 0 | 0 | 0 | 0 | 0 | 0 | 0 | 0 | 0 | 0 | 0 | 0 | 0 | 0 | 0 | 0 | 0 | 0 | 0 | 0
2016-11-13 09:00 | 0 | 0 | 0 | 0 | 342102 | 0 | 342102 | 0 | 0 | 0 | 0 | 0 | 0 | 0 | 0 | 0 | 0 | 0 | 0 | 0 | 0 | 0 | 0 | 0 | 0 | 0 | 0 | 0
2016-11-13 10:00 | 0 | 0 | 0 | 0 | 346332 | 0 | 346332 | 0 | 0 | 0 | 0 | 0 | 0 | 0 | 0 | 0 | 0 | 0 | 0 | 0 | 0 | 0 | 0 | 0 | 0 | 0 | 0 | 0
2016-11-13 11:00 | 0 | 0 | 0 | 0 | 354510 | 0 | 354510 | 0 | 0 | 0 | 0 | 0 | 0 | 0 | 0 | 0 | 0 | 0 | 0 | 0 | 0 | 0 | 0 | 0 | 0 | 0 | 0 | 0
2016-11-13 12:00 | 0 | 0 | 0 | 0 | 365072 | 0 | 365072 | 0 | 0 | 0 | 0 | 0 | 0 | 0 | 0 | 0 | 0 | 0 | 0 | 0 | 0 | 0 | 0 | 0 | 0 | 0 | 0 | 0
2016-11-13 13:00 | 0 | 0 | 0 | 0 | 375322.4327 | 30.5673 | 375353 | 0 | 0 | 0 | 0 | 0 | 0 | 0 | 0 | 0 | 0 | 0 | 0 | 0 | 0 | 0 | 0 | 0 | 0 | 0 | 0 | 0
2016-11-13 14:00 | 0 | 0 | 0 | 0 | 226160.7207 | 155378.2793 | 381539 | 0 | 0 | 0 | 0 | 0 | 0 | 0 | 0 | 0 | 0 | 0 | 0 | 0 | 0 | 0 | 0 | 0 | 0 | 0 | 0 | 0
2016-11-13 15:00 | 0 | 0 | 0 | 0 | 0 | 454180.2639 | 382161 | 0 | 0 | 0 | 0 | 61870.256 | 0 | 0 | 0 | 0 | 10149.0079 | 0 | 0 | 0 | 0 | 0 | 61870.256 | 0 | 0 | 0 | 0 | 10149.0079
2016-11-13 16:00 | 0 | 0 | 0 | 0 | 0 | 561807.169 | 381553 | 0 | 0 | 0 | 0 | 61870.256 | 0 | 0 | 0 | 0 | 190403.1769 | 0 | 0 | 0 | 0 | 0 | 0 | 0 | 0 | 0 | 0 | 180254.169
2016-11-13 17:00 | 0 | 0 | 0 | 0 | 0 | 555320.4845 | 381489 | 0 | 0 | 0 | 0 | 61870.256 | 0 | 0 | 0 | 0 | 364234.6614 | 0 | 0 | 0 | 0 | 0 | 0 | 0 | 0 | 0 | 0 | 173831.4845
2016-11-13 18:00 | 0 | 0 | 0 | 0 | 0 | 525853.4013 | 381742 | 0 | 0 | 0 | 0 | 61870.256 | 0 | 0 | 0 | 0 | 508346.0627 | 0 | 0 | 0 | 0 | 0 | 0 | 0 | 0 | 0 | 0 | 144111.4013
2016-11-13 19:00 | 0 | 0 | 0 | 0 | 0 | 514465.5572 | 382484 | 0 | 0 | 0 | 0 | 0 | 0 | 0 | 0 | 0 | 702197.8759 | 0 | 0 | 0 | 0 | 0 | -61870.256 | 0 | 0 | 0 | 0 | 193851.8132
2016-11-13 20:00 | 0 | 0 | 0 | 0 | 0 | 530676.6908 | 384574 | 0 | 0 | 0 | 0 | 0 | 0 | 0 | 0 | 0 | 848300.5667 | 0 | 0 | 0 | 0 | 0 | 0 | 0 | 0 | 0 | 0 | 146102.6908
2016-11-13 21:00 | 0 | 0 | 0 | 0 | 0 | 557372.2257 | 391806 | 0 | 0 | 0 | 0 | 61870.256 | 0 | 0 | 0 | 0 | 951996.5363 | 0 | 0 | 0 | 0 | 0 | 61870.256 | 0 | 0 | 0 | 0 | 103695.9696
2016-11-13 22:00 | 0 | 0 | 0 | 0 | 0 | 526292.0042 | 408986 | 0 | 0 | 0 | 0 | 61870.256 | 0 | 0 | 0 | 0 | 1069302.5405 | 0 | 0 | 0 | 0 | 0 | 0 | 0 | 0 | 0 | 0 | 117306.0042
2016-11-13 23:00 | 0 | 0 | 0 | 0 | 0 | 288339.8356 | 426882 | 0 | 0 | 0 | 0 | 61870.256 | 0 | 0 | 0 | 0 | 930760.3761 | 0 | 0 | 0 | 0 | 0 | 0 | 0 | 0 | 0 | 0 | -138542.1644
2016-11-14 | 0 | 0 | 0 | 0 | 391806.5158 | 19941.3732 | 430953 | 0 | 0 | 0 | 0 | 61870.256 | 0 | 0 | 0 | 0 | 911555.2651 | 0 | 0 | 0 | 0 | 0 | 0 | 0 | 0 | 0 | 0 | -19205.111
2016-11-14 01:00 | 0 | 0 | 0 | 0 | 65215.9889 | 0 | 430938 | 0 | 0 | 0 | 0 | 0 | 0 | 0 | 0 | 0 | 607703.5101 | 0 | 0 | 0 | 0 | 0 | -61870.256 | 0 | 0 | 0 | 0 | -303851.755
2016-11-14 02:00 | 0 | 0 | 0 | 0 | 113894.245 | 0 | 417746 | 0 | 0 | 0 | 0 | 0 | 0 | 0 | 0 | 0 | 303851.755 | 0 | 0 | 0 | 0 | 0 | 0 | 0 | 0 | 0 | 0 | -303851.755
2016-11-14 03:00 | 0 | 0 | 0 | 0 | 95650.245 | 0 | 399502 | 0 | 0 | 0 | 0 | 0 | 0 | 0 | 0 | 0 | 0 | 0 | 0 | 0 | 0 | 0 | 0 | 0 | 0 | 0 | 0 | -303851.755
2016-11-14 04:00 | 0 | 0 | 0 | 0 | 379881 | 0 | 379881 | 0 | 0 | 0 | 0 | 0 | 0 | 0 | 0 | 0 | 0 | 0 | 0 | 0 | 0 | 0 | 0 | 0 | 0 | 0 | 0 | 0
2016-11-14 05:00 | 0 | 0 | 0 | 0 | 362913 | 0 | 362913 | 0 | 0 | 0 | 0 | 0 | 0 | 0 | 0 | 0 | 0 | 0 | 0 | 0 | 0 | 0 | 0 | 0 | 0 | 0 | 0 | 0
2016-11-14 06:00 | 0 | 0 | 0 | 0 | 349904 | 0 | 349904 | 0 | 0 | 0 | 0 | 0 | 0 | 0 | 0 | 0 | 0 | 0 | 0 | 0 | 0 | 0 | 0 | 0 | 0 | 0 | 0 | 0
2016-11-14 07:00 | 0 | 0 | 0 | 0 | 342914 | 0 | 342914 | 0 | 0 | 0 | 0 | 0 | 0 | 0 | 0 | 0 | 0 | 0 | 0 | 0 | 0 | 0 | 0 | 0 | 0 | 0 | 0 | 0
2016-11-14 08:00 | 0 | 0 | 0 | 0 | 341012 | 0 | 341012 | 0 | 0 | 0 | 0 | 0 | 0 | 0 | 0 | 0 | 0 | 0 | 0 | 0 | 0 | 0 | 0 | 0 | 0 | 0 | 0 | 0
2016-11-14 09:00 | 0 | 0 | 0 | 0 | 345976 | 0 | 345976 | 0 | 0 | 0 | 0 | 0 | 0 | 0 | 0 | 0 | 0 | 0 | 0 | 0 | 0 | 0 | 0 | 0 | 0 | 0 | 0 | 0
2016-11-14 10:00 | 0 | 0 | 0 | 0 | 362341 | 0 | 362341 | 0 | 0 | 0 | 0 | 0 | 0 | 0 | 0 | 0 | 0 | 0 | 0 | 0 | 0 | 0 | 0 | 0 | 0 | 0 | 0 | 0
2016-11-14 11:00 | 0 | 0 | 0 | 0 | 393689 | 0 | 393689 | 0 | 0 | 0 | 0 | 0 | 0 | 0 | 0 | 0 | 0 | 0 | 0 | 0 | 0 | 0 | 0 | 0 | 0 | 0 | 0 | 0
2016-11-14 12:00 | 0 | 0 | 0 | 0 | 421004 | 0 | 421004 | 0 | 0 | 0 | 0 | 0 | 0 | 0 | 0 | 0 | 0 | 0 | 0 | 0 | 0 | 0 | 0 | 0 | 0 | 0 | 0 | 0
2016-11-14 13:00 | 0 | 0 | 0 | 0 | 430817.3482 | 21.6518 | 430839 | 0 | 0 | 0 | 0 | 0 | 0 | 0 | 0 | 0 | 0 | 0 | 0 | 0 | 0 | 0 | 0 | 0 | 0 | 0 | 0 | 0
2016-11-14 14:00 | 0 | 0 | 0 | 0 | 263759.4225 | 169312.5775 | 433072 | 0 | 0 | 0 | 0 | 0 | 0 | 0 | 0 | 0 | 0 | 0 | 0 | 0 | 0 | 0 | 0 | 0 | 0 | 0 | 0 | 0
2016-11-14 15:00 | 0 | 0 | 0 | 0 | 0 | 466826.2211 | 432017 | 0 | 0 | 0 | 0 | 0 | 0 | 0 | 0 | 0 | 34809.2211 | 0 | 0 | 0 | 0 | 0 | 0 | 0 | 0 | 0 | 0 | 34809.2211
2016-11-14 16:00 | 0 | 0 | 0 | 0 | 0 | 581063.1687 | 430617 | 0 | 0 | 0 | 0 | 0 | 0 | 0 | 0 | 0 | 185255.3898 | 0 | 0 | 0 | 0 | 0 | 0 | 0 | 0 | 0 | 0 | 150446.1687
2016-11-14 17:00 | 0 | 0 | 0 | 0 | 0 | 575138.2741 | 428936 | 0 | 0 | 0 | 0 | 61870.256 | 0 | 0 | 0 | 0 | 269587.4079 | 0 | 0 | 0 | 0 | 0 | 61870.256 | 0 | 0 | 0 | 0 | 84332.0181
2016-11-14 18:00 | 0 | 0 | 0 | 0 | 0 | 540526.8214 | 429070 | 0 | 0 | 0 | 0 | 0 | 0 | 0 | 0 | 0 | 442914.4853 | 0 | 0 | 0 | 0 | 0 | -61870.256 | 0 | 0 | 0 | 0 | 173327.0774
2016-11-14 19:00 | 0 | 0 | 0 | 0 | 0 | 527919.1606 | 429960 | 0 | 0 | 0 | 0 | 61870.256 | 0 | 0 | 0 | 0 | 479003.3898 | 0 | 0 | 0 | 0 | 0 | 61870.256 | 0 | 0 | 0 | 0 | 36088.9046
2016-11-14 20:00 | 0 | 0 | 0 | 0 | 0 | 544592.4494 | 430707 | 0 | 0 | 0 | 0 | 61870.256 | 0 | 0 | 0 | 0 | 592888.8392 | 0 | 0 | 0 | 0 | 0 | 0 | 0 | 0 | 0 | 0 | 113885.4494
2016-11-14 21:00 | 0 | 0 | 0 | 0 | 0 | 577930.5091 | 436153 | 0 | 0 | 0 | 0 | 0 | 0 | 0 | 0 | 0 | 796536.6043 | 0 | 0 | 0 | 0 | 0 | -61870.256 | 0 | 0 | 0 | 0 | 203647.7651
2016-11-14 22:00 | 0 | 0 | 0 | 0 | 0 | 547055.2101 | 450135 | 0 | 0 | 0 | 0 | 0 | 0 | 0 | 0 | 0 | 893456.8145 | 0 | 0 | 0 | 0 | 0 | 0 | 0 | 0 | 0 | 0 | 96920.2101
2016-11-14 23:00 | 0 | 0 | 0 | 0 | 0 | 306497.6736 | 462512 | 0 | 0 | 0 | 0 | 0 | 0 | 0 | 0 | 0 | 737442.488 | 0 | 0 | 0 | 0 | 0 | 0 | 0 | 0 | 0 | 0 | -156014.3264
2016-11-15 | 0 | 0 | 0 | 0 | 379407.5042 | 16449.7739 | 463726 | 0 | 0 | 0 | 0 | 61870.256 | 0 | 0 | 0 | 0 | 607703.5101 | 0 | 0 | 0 | 0 | 0 | 61870.256 | 0 | 0 | 0 | 0 | -129738.978
2016-11-15 01:00 | 0 | 0 | 0 | 0 | 92357.9889 | 0 | 458080 | 0 | 0 | 0 | 0 | 0 | 0 | 0 | 0 | 0 | 303851.755 | 0 | 0 | 0 | 0 | 0 | -61870.256 | 0 | 0 | 0 | 0 | -303851.755
2016-11-15 02:00 | 0 | 0 | 0 | 0 | 138071.245 | 0 | 441923 | 0 | 0 | 0 | 0 | 0 | 0 | 0 | 0 | 0 | 0 | 0 | 0 | 0 | 0 | 0 | 0 | 0 | 0 | 0 | 0 | -303851.755
2016-11-15 03:00 | 0 | 0 | 0 | 0 | 419149 | 0 | 419149 | 0 | 0 | 0 | 0 | 0 | 0 | 0 | 0 | 0 | 0 | 0 | 0 | 0 | 0 | 0 | 0 | 0 | 0 | 0 | 0 | 0
2016-11-15 04:00 | 0 | 0 | 0 | 0 | 394010 | 0 | 394010 | 0 | 0 | 0 | 0 | 0 | 0 | 0 | 0 | 0 | 0 | 0 | 0 | 0 | 0 | 0 | 0 | 0 | 0 | 0 | 0 | 0
2016-11-15 05:00 | 0 | 0 | 0 | 0 | 374011 | 0 | 374011 | 0 | 0 | 0 | 0 | 0 | 0 | 0 | 0 | 0 | 0 | 0 | 0 | 0 | 0 | 0 | 0 | 0 | 0 | 0 | 0 | 0
2016-11-15 06:00 | 0 | 0 | 0 | 0 | 359783 | 0 | 359783 | 0 | 0 | 0 | 0 | 0 | 0 | 0 | 0 | 0 | 0 | 0 | 0 | 0 | 0 | 0 | 0 | 0 | 0 | 0 | 0 | 0
2016-11-15 07:00 | 0 | 0 | 0 | 0 | 350973 | 0 | 350973 | 0 | 0 | 0 | 0 | 0 | 0 | 0 | 0 | 0 | 0 | 0 | 0 | 0 | 0 | 0 | 0 | 0 | 0 | 0 | 0 | 0
2016-11-15 08:00 | 0 | 0 | 0 | 0 | 347090 | 0 | 347090 | 0 | 0 | 0 | 0 | 0 | 0 | 0 | 0 | 0 | 0 | 0 | 0 | 0 | 0 | 0 | 0 | 0 | 0 | 0 | 0 | 0
2016-11-15 09:00 | 0 | 0 | 0 | 0 | 349717 | 0 | 349717 | 0 | 0 | 0 | 0 | 0 | 0 | 0 | 0 | 0 | 0 | 0 | 0 | 0 | 0 | 0 | 0 | 0 | 0 | 0 | 0 | 0
2016-11-15 10:00 | 0 | 0 | 0 | 0 | 361722 | 0 | 361722 | 0 | 0 | 0 | 0 | 0 | 0 | 0 | 0 | 0 | 0 | 0 | 0 | 0 | 0 | 0 | 0 | 0 | 0 | 0 | 0 | 0
2016-11-15 11:00 | 0 | 0 | 0 | 0 | 391526 | 0 | 391526 | 0 | 0 | 0 | 0 | 0 | 0 | 0 | 0 | 0 | 0 | 0 | 0 | 0 | 0 | 0 | 0 | 0 | 0 | 0 | 0 | 0
2016-11-15 12:00 | 0 | 0 | 0 | 0 | 417710 | 0 | 417710 | 0 | 0 | 0 | 0 | 0 | 0 | 0 | 0 | 0 | 0 | 0 | 0 | 0 | 0 | 0 | 0 | 0 | 0 | 0 | 0 | 0
2016-11-15 13:00 | 0 | 0 | 0 | 0 | 426703.5294 | 22.4706 | 426726 | 0 | 0 | 0 | 0 | 0 | 0 | 0 | 0 | 0 | 0 | 0 | 0 | 0 | 0 | 0 | 0 | 0 | 0 | 0 | 0 | 0
2016-11-15 14:00 | 0 | 0 | 0 | 0 | 246729.2818 | 182373.7182 | 429103 | 0 | 0 | 0 | 0 | 0 | 0 | 0 | 0 | 0 | 0 | 0 | 0 | 0 | 0 | 0 | 0 | 0 | 0 | 0 | 0 | 0
2016-11-15 15:00 | 0 | 0 | 0 | 0 | 0 | 512306.8534 | 428933 | 0 | 0 | 0 | 0 | 0 | 0 | 0 | 0 | 0 | 83373.8534 | 0 | 0 | 0 | 0 | 0 | 0 | 0 | 0 | 0 | 0 | 83373.8534
2016-11-15 16:00 | 0 | 0 | 0 | 0 | 0 | 601631.4628 | 427043 | 0 | 0 | 0 | 0 | 0 | 0 | 0 | 0 | 0 | 257962.3162 | 0 | 0 | 0 | 0 | 0 | 0 | 0 | 0 | 0 | 0 | 174588.4628
2016-11-15 17:00 | 0 | 0 | 0 | 0 | 0 | 577007.6079 | 426613 | 0 | 0 | 0 | 0 | 0 | 0 | 0 | 0 | 0 | 408356.924 | 0 | 0 | 0 | 0 | 0 | 0 | 0 | 0 | 0 | 0 | 150394.6079
2016-11-15 18:00 | 0 | 0 | 0 | 0 | 0 | 538523.0253 | 428470 | 0 | 0 | 0 | 0 | 61870.256 | 0 | 0 | 0 | 0 | 456539.6933 | 0 | 0 | 0 | 0 | 0 | 61870.256 | 0 | 0 | 0 | 0 | 48182.7693
2016-11-15 19:00 | 0 | 0 | 0 | 0 | 0 | 522491.5627 | 429860 | 0 | 0 | 0 | 0 | 0 | 0 | 0 | 0 | 0 | 611041.512 | 0 | 0 | 0 | 0 | 0 | -61870.256 | 0 | 0 | 0 | 0 | 154501.8187
2016-11-15 20:00 | 0 | 0 | 0 | 0 | 0 | 534014.2639 | 431192 | 0 | 0 | 0 | 0 | 0 | 0 | 0 | 0 | 0 | 713863.7759 | 0 | 0 | 0 | 0 | 0 | 0 | 0 | 0 | 0 | 0 | 102822.2639
2016-11-15 21:00 | 0 | 0 | 0 | 0 | 0 | 556892.739 | 435035 | 0 | 0 | 0 | 0 | 0 | 0 | 0 | 0 | 0 | 835721.515 | 0 | 0 | 0 | 0 | 0 | 0 | 0 | 0 | 0 | 0 | 121857.739
2016-11-15 22:00 | 0 | 0 | 0 | 0 | 0 | 520913.8279 | 447443 | 0 | 0 | 0 | 0 | 0 | 0 | 0 | 0 | 0 | 909192.3428 | 0 | 0 | 0 | 0 | 0 | 0 | 0 | 0 | 0 | 0 | 73470.8279
2016-11-15 23:00 | 0 | 0 | 0 | 0 | 540699.9651 | 262642.8094 | 457660 | 0 | 0 | 0 | 0 | 61870.256 | 0 | 0 | 0 | 0 | 1193004.8613 | 0 | 0 | 0 | 0 | 0 | 61870.256 | 0 | 0 | 0 | 0 | 283812.5185
2016-11-16 | 0 | 0 | 0 | 0 | 164555.1432 | 13457.2606 | 459462 | 0 | 0 | 0 | 0 | 61870.256 | 0 | 0 | 0 | 0 | 911555.2651 | 0 | 0 | 0 | 0 | 0 | 0 | 0 | 0 | 0 | 0 | -281449.5962
2016-11-16 01:00 | 0 | 0 | 0 | 0 | 88898.9889 | 0 | 454621 | 0 | 0 | 0 | 0 | 0 | 0 | 0 | 0 | 0 | 607703.5101 | 0 | 0 | 0 | 0 | 0 | -61870.256 | 0 | 0 | 0 | 0 | -303851.755
2016-11-16 02:00 | 0 | 0 | 0 | 0 | 135600.245 | 0 | 439452 | 0 | 0 | 0 | 0 | 0 | 0 | 0 | 0 | 0 | 303851.755 | 0 | 0 | 0 | 0 | 0 | 0 | 0 | 0 | 0 | 0 | -303851.755
2016-11-16 03:00 | 0 | 0 | 0 | 0 | 112968.245 | 0 | 416820 | 0 | 0 | 0 | 0 | 0 | 0 | 0 | 0 | 0 | 0 | 0 | 0 | 0 | 0 | 0 | 0 | 0 | 0 | 0 | 0 | -303851.755
2016-11-16 04:00 | 0 | 0 | 0 | 0 | 392584 | 0 | 392584 | 0 | 0 | 0 | 0 | 0 | 0 | 0 | 0 | 0 | 0 | 0 | 0 | 0 | 0 | 0 | 0 | 0 | 0 | 0 | 0 | 0
2016-11-16 05:00 | 0 | 0 | 0 | 0 | 371667 | 0 | 371667 | 0 | 0 | 0 | 0 | 0 | 0 | 0 | 0 | 0 | 0 | 0 | 0 | 0 | 0 | 0 | 0 | 0 | 0 | 0 | 0 | 0
2016-11-16 06:00 | 0 | 0 | 0 | 0 | 357214 | 0 | 357214 | 0 | 0 | 0 | 0 | 0 | 0 | 0 | 0 | 0 | 0 | 0 | 0 | 0 | 0 | 0 | 0 | 0 | 0 | 0 | 0 | 0
2016-11-16 07:00 | 0 | 0 | 0 | 0 | 349218 | 0 | 349218 | 0 | 0 | 0 | 0 | 0 | 0 | 0 | 0 | 0 | 0 | 0 | 0 | 0 | 0 | 0 | 0 | 0 | 0 | 0 | 0 | 0
2016-11-16 08:00 | 0 | 0 | 0 | 0 | 345715 | 0 | 345715 | 0 | 0 | 0 | 0 | 0 | 0 | 0 | 0 | 0 | 0 | 0 | 0 | 0 | 0 | 0 | 0 | 0 | 0 | 0 | 0 | 0
2016-11-16 09:00 | 0 | 0 | 0 | 0 | 347876 | 0 | 347876 | 0 | 0 | 0 | 0 | 0 | 0 | 0 | 0 | 0 | 0 | 0 | 0 | 0 | 0 | 0 | 0 | 0 | 0 | 0 | 0 | 0
2016-11-16 10:00 | 0 | 0 | 0 | 0 | 362110 | 0 | 362110 | 0 | 0 | 0 | 0 | 0 | 0 | 0 | 0 | 0 | 0 | 0 | 0 | 0 | 0 | 0 | 0 | 0 | 0 | 0 | 0 | 0
2016-11-16 11:00 | 0 | 0 | 0 | 0 | 392804 | 0 | 392804 | 0 | 0 | 0 | 0 | 0 | 0 | 0 | 0 | 0 | 0 | 0 | 0 | 0 | 0 | 0 | 0 | 0 | 0 | 0 | 0 | 0
2016-11-16 12:00 | 0 | 0 | 0 | 0 | 418031 | 0 | 418031 | 0 | 0 | 0 | 0 | 0 | 0 | 0 | 0 | 0 | 0 | 0 | 0 | 0 | 0 | 0 | 0 | 0 | 0 | 0 | 0 | 0
2016-11-16 13:00 | 0 | 0 | 0 | 0 | 425948.1648 | 23.8352 | 425972 | 0 | 0 | 0 | 0 | 0 | 0 | 0 | 0 | 0 | 0 | 0 | 0 | 0 | 0 | 0 | 0 | 0 | 0 | 0 | 0 | 0
2016-11-16 14:00 | 0 | 0 | 0 | 0 | 304489.1123 | 123107.8877 | 427597 | 0 | 0 | 0 | 0 | 0 | 0 | 0 | 0 | 0 | 0 | 0 | 0 | 0 | 0 | 0 | 0 | 0 | 0 | 0 | 0 | 0
2016-11-16 15:00 | 0 | 0 | 0 | 0 | 137593.7535 | 290033.2465 | 427627 | 0 | 0 | 0 | 0 | 0 | 0 | 0 | 0 | 0 | 0 | 0 | 0 | 0 | 0 | 0 | 0 | 0 | 0 | 0 | 0 | 0
2016-11-16 16:00 | 0 | 0 | 0 | 0 | 20118.5912 | 406459.4088 | 426578 | 0 | 0 | 0 | 0 | 0 | 0 | 0 | 0 | 0 | 0 | 0 | 0 | 0 | 0 | 0 | 0 | 0 | 0 | 0 | 0 | 0
2016-11-16 17:00 | 0 | 0 | 0 | 0 | 0 | 442045.6352 | 426245 | 0 | 0 | 0 | 0 | 15800.6352 | 0 | 0 | 0 | 0 | 0 | 0 | 0 | 0 | 0 | 0 | 15800.6352 | 0 | 0 | 0 | 0 | 0
2016-11-16 18:00 | 0 | 0 | 0 | 0 | 0 | 441360.3808 | 428712 | 0 | 0 | 0 | 0 | 28449.016 | 0 | 0 | 0 | 0 | 0 | 0 | 0 | 0 | 0 | 0 | 12648.3808 | 0 | 0 | 0 | 0 | 0
2016-11-16 19:00 | 0 | 0 | 0 | 0 | 0 | 435809.9962 | 430296 | 0 | 0 | 0 | 0 | 0 | 0 | 0 | 0 | 0 | 33963.0122 | 0 | 0 | 0 | 0 | 0 | -28449.016 | 0 | 0 | 0 | 0 | 33963.0122
2016-11-16 20:00 | 0 | 0 | 0 | 0 | 0 | 439683.1241 | 431956 | 0 | 0 | 0 | 0 | 41690.1364 | 0 | 0 | 0 | 0 | 0 | 0 | 0 | 0 | 0 | 0 | 41690.1364 | 0 | 0 | 0 | 0 | -33963.0122
2016-11-16 21:00 | 0 | 0 | 0 | 0 | 0 | 427931.0738 | 435639 | 0 | 0 | 0 | 0 | 33982.2102 | 0 | 0 | 0 | 0 | 0 | 0 | 0 | 0 | 0 | 0 | -7707.9262 | 0 | 0 | 0 | 0 | 0
2016-11-16 22:00 | 0 | 0 | 0 | 0 | 55239.6488 | 356905.141 | 446127 | 0 | 0 | 0 | 0 | 0 | 0 | 0 | 0 | 0 | 0 | 0 | 0 | 0 | 0 | 0 | -33982.2102 | 0 | 0 | 0 | 0 | 0
2016-11-16 23:00 | 0 | 0 | 0 | 0 | 590383.2443 | 170085.5108 | 456617 | 0 | 0 | 0 | 0 | 0 | 0 | 0 | 0 | 0 | 303851.755 | 0 | 0 | 0 | 0 | 0 | 0 | 0 | 0 | 0 | 0 | 303851.755
2016-11-17 | 0 | 0 | 0 | 0 | 807402.2732 | 16707.7379 | 458388 | 0 | 0 | 0 | 0 | 61870.256 | 0 | 0 | 0 | 0 | 607703.5101 | 0 | 0 | 0 | 0 | 0 | 61870.256 | 0 | 0 | 0 | 0 | 303851.755
2016-11-17 01:00 | 0 | 0 | 0 | 0 | 88062.9889 | 0 | 453785 | 0 | 0 | 0 | 0 | 0 | 0 | 0 | 0 | 0 | 303851.755 | 0 | 0 | 0 | 0 | 0 | -61870.256 | 0 | 0 | 0 | 0 | -303851.755
2016-11-17 02:00 | 0 | 0 | 0 | 0 | 136091.245 | 0 | 439943 | 0 | 0 | 0 | 0 | 0 | 0 | 0 | 0 | 0 | 0 | 0 | 0 | 0 | 0 | 0 | 0 | 0 | 0 | 0 | 0 | -303851.755
2016-11-17 03:00 | 0 | 0 | 0 | 0 | 417582 | 0 | 417582 | 0 | 0 | 0 | 0 | 0 | 0 | 0 | 0 | 0 | 0 | 0 | 0 | 0 | 0 | 0 | 0 | 0 | 0 | 0 | 0 | 0
2016-11-17 04:00 | 0 | 0 | 0 | 0 | 393907 | 0 | 393907 | 0 | 0 | 0 | 0 | 0 | 0 | 0 | 0 | 0 | 0 | 0 | 0 | 0 | 0 | 0 | 0 | 0 | 0 | 0 | 0 | 0
2016-11-17 05:00 | 0 | 0 | 0 | 0 | 373832 | 0 | 373832 | 0 | 0 | 0 | 0 | 0 | 0 | 0 | 0 | 0 | 0 | 0 | 0 | 0 | 0 | 0 | 0 | 0 | 0 | 0 | 0 | 0
2016-11-17 06:00 | 0 | 0 | 0 | 0 | 358914 | 0 | 358914 | 0 | 0 | 0 | 0 | 0 | 0 | 0 | 0 | 0 | 0 | 0 | 0 | 0 | 0 | 0 | 0 | 0 | 0 | 0 | 0 | 0
2016-11-17 07:00 | 0 | 0 | 0 | 0 | 349622 | 0 | 349622 | 0 | 0 | 0 | 0 | 0 | 0 | 0 | 0 | 0 | 0 | 0 | 0 | 0 | 0 | 0 | 0 | 0 | 0 | 0 | 0 | 0
2016-11-17 08:00 | 0 | 0 | 0 | 0 | 345824 | 0 | 345824 | 0 | 0 | 0 | 0 | 0 | 0 | 0 | 0 | 0 | 0 | 0 | 0 | 0 | 0 | 0 | 0 | 0 | 0 | 0 | 0 | 0
2016-11-17 09:00 | 0 | 0 | 0 | 0 | 349147 | 0 | 349147 | 0 | 0 | 0 | 0 | 0 | 0 | 0 | 0 | 0 | 0 | 0 | 0 | 0 | 0 | 0 | 0 | 0 | 0 | 0 | 0 | 0
2016-11-17 10:00 | 0 | 0 | 0 | 0 | 362368 | 0 | 362368 | 0 | 0 | 0 | 0 | 0 | 0 | 0 | 0 | 0 | 0 | 0 | 0 | 0 | 0 | 0 | 0 | 0 | 0 | 0 | 0 | 0
2016-11-17 11:00 | 0 | 0 | 0 | 0 | 391662 | 0 | 391662 | 0 | 0 | 0 | 0 | 0 | 0 | 0 | 0 | 0 | 0 | 0 | 0 | 0 | 0 | 0 | 0 | 0 | 0 | 0 | 0 | 0
2016-11-17 12:00 | 0 | 0 | 0 | 0 | 417282 | 0 | 417282 | 0 | 0 | 0 | 0 | 0 | 0 | 0 | 0 | 0 | 0 | 0 | 0 | 0 | 0 | 0 | 0 | 0 | 0 | 0 | 0 | 0
2016-11-17 13:00 | 0 | 0 | 0 | 0 | 425819.6247 | 16.3753 | 425836 | 0 | 0 | 0 | 0 | 0 | 0 | 0 | 0 | 0 | 0 | 0 | 0 | 0 | 0 | 0 | 0 | 0 | 0 | 0 | 0 | 0
2016-11-17 14:00 | 0 | 0 | 0 | 0 | 337610.9462 | 90908.0538 | 428519 | 0 | 0 | 0 | 0 | 0 | 0 | 0 | 0 | 0 | 0 | 0 | 0 | 0 | 0 | 0 | 0 | 0 | 0 | 0 | 0 | 0
2016-11-17 15:00 | 0 | 0 | 0 | 0 | 43534.0828 | 386415.9172 | 429950 | 0 | 0 | 0 | 0 | 0 | 0 | 0 | 0 | 0 | 0 | 0 | 0 | 0 | 0 | 0 | 0 | 0 | 0 | 0 | 0 | 0
2016-11-17 16:00 | 0 | 0 | 0 | 0 | 0 | 511083.4023 | 428367 | 0 | 0 | 0 | 0 | 61870.256 | 0 | 0 | 0 | 0 | 20846.1462 | 0 | 0 | 0 | 0 | 0 | 61870.256 | 0 | 0 | 0 | 0 | 20846.1462
2016-11-17 17:00 | 0 | 0 | 0 | 0 | 0 | 510687.2087 | 428497 | 0 | 0 | 0 | 0 | 0 | 0 | 0 | 0 | 0 | 164906.6109 | 0 | 0 | 0 | 0 | 0 | -61870.256 | 0 | 0 | 0 | 0 | 144060.4647
2016-11-17 18:00 | 0 | 0 | 0 | 0 | 0 | 489822.0127 | 429853 | 0 | 0 | 0 | 0 | 0 | 0 | 0 | 0 | 0 | 224875.6236 | 0 | 0 | 0 | 0 | 0 | 0 | 0 | 0 | 0 | 0 | 59969.0127
2016-11-17 19:00 | 0 | 0 | 0 | 0 | 0 | 479817.3809 | 431227 | 0 | 0 | 0 | 0 | 0 | 0 | 0 | 0 | 0 | 273466.0046 | 0 | 0 | 0 | 0 | 0 | 0 | 0 | 0 | 0 | 0 | 48590.3809
2016-11-17 20:00 | 0 | 0 | 0 | 0 | 0 | 485193.1756 | 432204 | 0 | 0 | 0 | 0 | 0 | 0 | 0 | 0 | 0 | 326455.1801 | 0 | 0 | 0 | 0 | 0 | 0 | 0 | 0 | 0 | 0 | 52989.1756
2016-11-17 21:00 | 0 | 0 | 0 | 0 | 0 | 498616.9086 | 434647 | 0 | 0 | 0 | 0 | 0 | 0 | 0 | 0 | 0 | 390425.0887 | 0 | 0 | 0 | 0 | 0 | 0 | 0 | 0 | 0 | 0 | 63969.9086
2016-11-17 22:00 | 0 | 0 | 0 | 0 | 0 | 488533.5079 | 445468 | 0 | 0 | 0 | 0 | 61870.256 | 0 | 0 | 0 | 0 | 371620.3406 | 0 | 0 | 0 | 0 | 0 | 61870.256 | 0 | 0 | 0 | 0 | -18804.7481
2016-11-17 23:00 | 0 | 0 | 0 | 0 | 0 | 271393.4347 | 455817 | 0 | 0 | 0 | 0 | 0 | 0 | 0 | 0 | 0 | 249067.0313 | 0 | 0 | 0 | 0 | 0 | -61870.256 | 0 | 0 | 0 | 0 | -122553.3093
2016-11-18 | 0 | 0 | 0 | 0 | 809277.6808 | 15169.3303 | 458725 | 0 | 0 | 0 | 0 | 61870.256 | 0 | 0 | 0 | 0 | 552918.7863 | 0 | 0 | 0 | 0 | 0 | 61870.256 | 0 | 0 | 0 | 0 | 303851.755
2016-11-18 01:00 | 0 | 0 | 0 | 0 | 89606.9889 | 0 | 455329 | 0 | 0 | 0 | 0 | 0 | 0 | 0 | 0 | 0 | 249067.0313 | 0 | 0 | 0 | 0 | 0 | -61870.256 | 0 | 0 | 0 | 0 | -303851.755
2016-11-18 02:00 | 0 | 0 | 0 | 0 | 192646.9687 | 0 | 441714 | 0 | 0 | 0 | 0 | 0 | 0 | 0 | 0 | 0 | 0 | 0 | 0 | 0 | 0 | 0 | 0 | 0 | 0 | 0 | 0 | -249067.0313
2016-11-18 03:00 | 0 | 0 | 0 | 0 | 420225 | 0 | 420225 | 0 | 0 | 0 | 0 | 0 | 0 | 0 | 0 | 0 | 0 | 0 | 0 | 0 | 0 | 0 | 0 | 0 | 0 | 0 | 0 | 0
2016-11-18 04:00 | 0 | 0 | 0 | 0 | 397919 | 0 | 397919 | 0 | 0 | 0 | 0 | 0 | 0 | 0 | 0 | 0 | 0 | 0 | 0 | 0 | 0 | 0 | 0 | 0 | 0 | 0 | 0 | 0
2016-11-18 05:00 | 0 | 0 | 0 | 0 | 377492 | 0 | 377492 | 0 | 0 | 0 | 0 | 0 | 0 | 0 | 0 | 0 | 0 | 0 | 0 | 0 | 0 | 0 | 0 | 0 | 0 | 0 | 0 | 0
2016-11-18 06:00 | 0 | 0 | 0 | 0 | 361446 | 0 | 361446 | 0 | 0 | 0 | 0 | 0 | 0 | 0 | 0 | 0 | 0 | 0 | 0 | 0 | 0 | 0 | 0 | 0 | 0 | 0 | 0 | 0
2016-11-18 07:00 | 0 | 0 | 0 | 0 | 351750 | 0 | 351750 | 0 | 0 | 0 | 0 | 0 | 0 | 0 | 0 | 0 | 0 | 0 | 0 | 0 | 0 | 0 | 0 | 0 | 0 | 0 | 0 | 0
2016-11-18 08:00 | 0 | 0 | 0 | 0 | 347859 | 0 | 347859 | 0 | 0 | 0 | 0 | 0 | 0 | 0 | 0 | 0 | 0 | 0 | 0 | 0 | 0 | 0 | 0 | 0 | 0 | 0 | 0 | 0
2016-11-18 09:00 | 0 | 0 | 0 | 0 | 350172 | 0 | 350172 | 0 | 0 | 0 | 0 | 0 | 0 | 0 | 0 | 0 | 0 | 0 | 0 | 0 | 0 | 0 | 0 | 0 | 0 | 0 | 0 | 0
2016-11-18 10:00 | 0 | 0 | 0 | 0 | 362246 | 0 | 362246 | 0 | 0 | 0 | 0 | 0 | 0 | 0 | 0 | 0 | 0 | 0 | 0 | 0 | 0 | 0 | 0 | 0 | 0 | 0 | 0 | 0
2016-11-18 11:00 | 0 | 0 | 0 | 0 | 390730 | 0 | 390730 | 0 | 0 | 0 | 0 | 0 | 0 | 0 | 0 | 0 | 0 | 0 | 0 | 0 | 0 | 0 | 0 | 0 | 0 | 0 | 0 | 0
2016-11-18 12:00 | 0 | 0 | 0 | 0 | 415430 | 0 | 415430 | 0 | 0 | 0 | 0 | 0 | 0 | 0 | 0 | 0 | 0 | 0 | 0 | 0 | 0 | 0 | 0 | 0 | 0 | 0 | 0 | 0
2016-11-18 13:00 | 0 | 0 | 0 | 0 | 424458.6211 | 21.3789 | 424480 | 0 | 0 | 0 | 0 | 0 | 0 | 0 | 0 | 0 | 0 | 0 | 0 | 0 | 0 | 0 | 0 | 0 | 0 | 0 | 0 | 0
2016-11-18 14:00 | 0 | 0 | 0 | 0 | 309395.3428 | 119907.6572 | 429303 | 0 | 0 | 0 | 0 | 0 | 0 | 0 | 0 | 0 | 0 | 0 | 0 | 0 | 0 | 0 | 0 | 0 | 0 | 0 | 0 | 0
2016-11-18 15:00 | 0 | 0 | 0 | 0 | 0 | 528386.2584 | 432262 | 0 | 0 | 0 | 0 | 0 | 0 | 0 | 0 | 0 | 96124.2584 | 0 | 0 | 0 | 0 | 0 | 0 | 0 | 0 | 0 | 0 | 96124.2584
2016-11-18 16:00 | 0 | 0 | 0 | 0 | 0 | 617295.9419 | 432288 | 0 | 0 | 0 | 0 | 61870.256 | 0 | 0 | 0 | 0 | 219261.9442 | 0 | 0 | 0 | 0 | 0 | 61870.256 | 0 | 0 | 0 | 0 | 123137.6858
2016-11-18 17:00 | 0 | 0 | 0 | 0 | 0 | 600778.7763 | 431234 | 0 | 0 | 0 | 0 | 61870.256 | 0 | 0 | 0 | 0 | 388806.7205 | 0 | 0 | 0 | 0 | 0 | 0 | 0 | 0 | 0 | 0 | 169544.7763
2016-11-18 18:00 | 0 | 0 | 0 | 0 | 0 | 569037.8543 | 431637 | 0 | 0 | 0 | 0 | 61870.256 | 0 | 0 | 0 | 0 | 526207.5748 | 0 | 0 | 0 | 0 | 0 | 0 | 0 | 0 | 0 | 0 | 137400.8543
2016-11-18 19:00 | 0 | 0 | 0 | 0 | 0 | 552988.6672 | 431202 | 0 | 0 | 0 | 0 | 61870.256 | 0 | 0 | 0 | 0 | 647994.242 | 0 | 0 | 0 | 0 | 0 | 0 | 0 | 0 | 0 | 0 | 121786.6672
2016-11-18 20:00 | 0 | 0 | 0 | 0 | 0 | 565342.354 | 429761 | 0 | 0 | 0 | 0 | 61870.256 | 0 | 0 | 0 | 0 | 783575.5961 | 0 | 0 | 0 | 0 | 0 | 0 | 0 | 0 | 0 | 0 | 135581.354
2016-11-18 21:00 | 0 | 0 | 0 | 0 | 0 | 593741.1651 | 429356 | 0 | 0 | 0 | 0 | 0 | 0 | 0 | 0 | 0 | 1009831.0172 | 0 | 0 | 0 | 0 | 0 | -61870.256 | 0 | 0 | 0 | 0 | 226255.4211
2016-11-18 22:00 | 0 | 0 | 0 | 0 | 0 | 554054.7233 | 436510 | 0 | 0 | 0 | 0 | 61870.256 | 0 | 0 | 0 | 0 | 1065505.4844 | 0 | 0 | 0 | 0 | 0 | 61870.256 | 0 | 0 | 0 | 0 | 55674.4672
2016-11-18 23:00 | 0 | 0 | 0 | 0 | 0 | 299446.8211 | 442370 | 0 | 0 | 0 | 0 | 61870.256 | 0 | 0 | 0 | 0 | 922582.3055 | 0 | 0 | 0 | 0 | 0 | 0 | 0 | 0 | 0 | 0 | -142923.1789
2016-11-19 | 0 | 0 | 0 | 0 | 415203.9186 | 14295.041 | 440526 | 0 | 0 | 0 | 0 | 61870.256 | 0 | 0 | 0 | 0 | 911555.2651 | 0 | 0 | 0 | 0 | 0 | 0 | 0 | 0 | 0 | 0 | -11027.0404
2016-11-19 01:00 | 0 | 0 | 0 | 0 | 69258.9889 | 0 | 434981 | 0 | 0 | 0 | 0 | 0 | 0 | 0 | 0 | 0 | 607703.5101 | 0 | 0 | 0 | 0 | 0 | -61870.256 | 0 | 0 | 0 | 0 | -303851.755
2016-11-19 02:00 | 0 | 0 | 0 | 0 | 118601.245 | 0 | 422453 | 0 | 0 | 0 | 0 | 0 | 0 | 0 | 0 | 0 | 303851.755 | 0 | 0 | 0 | 0 | 0 | 0 | 0 | 0 | 0 | 0 | -303851.755
2016-11-19 03:00 | 0 | 0 | 0 | 0 | 102763.245 | 0 | 406615 | 0 | 0 | 0 | 0 | 0 | 0 | 0 | 0 | 0 | 0 | 0 | 0 | 0 | 0 | 0 | 0 | 0 | 0 | 0 | 0 | -303851.755
2016-11-19 04:00 | 0 | 0 | 0 | 0 | 387722 | 0 | 387722 | 0 | 0 | 0 | 0 | 0 | 0 | 0 | 0 | 0 | 0 | 0 | 0 | 0 | 0 | 0 | 0 | 0 | 0 | 0 | 0 | 0
2016-11-19 05:00 | 0 | 0 | 0 | 0 | 369717 | 0 | 369717 | 0 | 0 | 0 | 0 | 0 | 0 | 0 | 0 | 0 | 0 | 0 | 0 | 0 | 0 | 0 | 0 | 0 | 0 | 0 | 0 | 0
2016-11-19 06:00 | 0 | 0 | 0 | 0 | 354879 | 0 | 354879 | 0 | 0 | 0 | 0 | 0 | 0 | 0 | 0 | 0 | 0 | 0 | 0 | 0 | 0 | 0 | 0 | 0 | 0 | 0 | 0 | 0
2016-11-19 07:00 | 0 | 0 | 0 | 0 | 344814 | 0 | 344814 | 0 | 0 | 0 | 0 | 0 | 0 | 0 | 0 | 0 | 0 | 0 | 0 | 0 | 0 | 0 | 0 | 0 | 0 | 0 | 0 | 0
2016-11-19 08:00 | 0 | 0 | 0 | 0 | 339808 | 0 | 339808 | 0 | 0 | 0 | 0 | 0 | 0 | 0 | 0 | 0 | 0 | 0 | 0 | 0 | 0 | 0 | 0 | 0 | 0 | 0 | 0 | 0
2016-11-19 09:00 | 0 | 0 | 0 | 0 | 340430 | 0 | 340430 | 0 | 0 | 0 | 0 | 0 | 0 | 0 | 0 | 0 | 0 | 0 | 0 | 0 | 0 | 0 | 0 | 0 | 0 | 0 | 0 | 0
2016-11-19 10:00 | 0 | 0 | 0 | 0 | 345724 | 0 | 345724 | 0 | 0 | 0 | 0 | 0 | 0 | 0 | 0 | 0 | 0 | 0 | 0 | 0 | 0 | 0 | 0 | 0 | 0 | 0 | 0 | 0
2016-11-19 11:00 | 0 | 0 | 0 | 0 | 356890 | 0 | 356890 | 0 | 0 | 0 | 0 | 0 | 0 | 0 | 0 | 0 | 0 | 0 | 0 | 0 | 0 | 0 | 0 | 0 | 0 | 0 | 0 | 0
2016-11-19 12:00 | 0 | 0 | 0 | 0 | 371621 | 0 | 371621 | 0 | 0 | 0 | 0 | 0 | 0 | 0 | 0 | 0 | 0 | 0 | 0 | 0 | 0 | 0 | 0 | 0 | 0 | 0 | 0 | 0
2016-11-19 13:00 | 0 | 0 | 0 | 0 | 386584.4413 | 18.5587 | 386603 | 0 | 0 | 0 | 0 | 0 | 0 | 0 | 0 | 0 | 0 | 0 | 0 | 0 | 0 | 0 | 0 | 0 | 0 | 0 | 0 | 0
2016-11-19 14:00 | 0 | 0 | 0 | 0 | 282103.4494 | 116696.5506 | 398800 | 0 | 0 | 0 | 0 | 0 | 0 | 0 | 0 | 0 | 0 | 0 | 0 | 0 | 0 | 0 | 0 | 0 | 0 | 0 | 0 | 0
2016-11-19 15:00 | 0 | 0 | 0 | 0 | 0 | 485994.8303 | 405020 | 0 | 0 | 0 | 0 | 61870.256 | 0 | 0 | 0 | 0 | 19104.5742 | 0 | 0 | 0 | 0 | 0 | 61870.256 | 0 | 0 | 0 | 0 | 19104.5742
2016-11-19 16:00 | 0 | 0 | 0 | 0 | 0 | 598215.6794 | 406368 | 0 | 0 | 0 | 0 | 61870.256 | 0 | 0 | 0 | 0 | 210952.2536 | 0 | 0 | 0 | 0 | 0 | 0 | 0 | 0 | 0 | 0 | 191847.6794
2016-11-19 17:00 | 0 | 0 | 0 | 0 | 0 | 580628.1838 | 404935 | 0 | 0 | 0 | 0 | 0 | 0 | 0 | 0 | 0 | 448515.6934 | 0 | 0 | 0 | 0 | 0 | -61870.256 | 0 | 0 | 0 | 0 | 237563.4398
2016-11-19 18:00 | 0 | 0 | 0 | 0 | 0 | 544491.5574 | 402033 | 0 | 0 | 0 | 0 | 0 | 0 | 0 | 0 | 0 | 590974.2508 | 0 | 0 | 0 | 0 | 0 | 0 | 0 | 0 | 0 | 0 | 142458.5574
2016-11-19 19:00 | 0 | 0 | 0 | 0 | 0 | 528678.8344 | 399027 | 0 | 0 | 0 | 0 | 61870.256 | 0 | 0 | 0 | 0 | 658755.8292 | 0 | 0 | 0 | 0 | 0 | 61870.256 | 0 | 0 | 0 | 0 | 67781.5784
2016-11-19 20:00 | 0 | 0 | 0 | 0 | 0 | 539626.1469 | 397484 | 0 | 0 | 0 | 0 | 61870.256 | 0 | 0 | 0 | 0 | 800897.9762 | 0 | 0 | 0 | 0 | 0 | 0 | 0 | 0 | 0 | 0 | 142142.1469
2016-11-19 21:00 | 0 | 0 | 0 | 0 | 0 | 568270.4841 | 400502 | 0 | 0 | 0 | 0 | 0 | 0 | 0 | 0 | 0 | 1030536.7163 | 0 | 0 | 0 | 0 | 0 | -61870.256 | 0 | 0 | 0 | 0 | 229638.7401
2016-11-19 22:00 | 0 | 0 | 0 | 0 | 0 | 528635.5818 | 413683 | 0 | 0 | 0 | 0 | 0 | 0 | 0 | 0 | 0 | 1145489.298 | 0 | 0 | 0 | 0 | 0 | 0 | 0 | 0 | 0 | 0 | 114952.5818
2016-11-19 23:00 | 0 | 0 | 0 | 0 | 0 | 242730.9136 | 427279 | 0 | 0 | 0 | 0 | 61870.256 | 0 | 0 | 0 | 0 | 899070.9556 | 0 | 0 | 0 | 0 | 0 | 61870.256 | 0 | 0 | 0 | 0 | -246418.3424
2016-11-20 | 0 | 0 | 0 | 0 | 67670.4706 | 10736.8278 | 431645 | 0 | 0 | 0 | 0 | 0 | 0 | 0 | 0 | 0 | 607703.5101 | 0 | 0 | 0 | 0 | 0 | -61870.256 | 0 | 0 | 0 | 0 | -291367.4456
2016-11-20 01:00 | 0 | 0 | 0 | 0 | 127123.245 | 0 | 430975 | 0 | 0 | 0 | 0 | 0 | 0 | 0 | 0 | 0 | 303851.755 | 0 | 0 | 0 | 0 | 0 | 0 | 0 | 0 | 0 | 0 | -303851.755
2016-11-20 02:00 | 0 | 0 | 0 | 0 | 119910.245 | 0 | 423762 | 0 | 0 | 0 | 0 | 0 | 0 | 0 | 0 | 0 | 0 | 0 | 0 | 0 | 0 | 0 | 0 | 0 | 0 | 0 | 0 | -303851.755
2016-11-20 03:00 | 0 | 0 | 0 | 0 | 411879 | 0 | 411879 | 0 | 0 | 0 | 0 | 0 | 0 | 0 | 0 | 0 | 0 | 0 | 0 | 0 | 0 | 0 | 0 | 0 | 0 | 0 | 0 | 0
2016-11-20 04:00 | 0 | 0 | 0 | 0 | 396011 | 0 | 396011 | 0 | 0 | 0 | 0 | 0 | 0 | 0 | 0 | 0 | 0 | 0 | 0 | 0 | 0 | 0 | 0 | 0 | 0 | 0 | 0 | 0
2016-11-20 05:00 | 0 | 0 | 0 | 0 | 382816 | 0 | 382816 | 0 | 0 | 0 | 0 | 0 | 0 | 0 | 0 | 0 | 0 | 0 | 0 | 0 | 0 | 0 | 0 | 0 | 0 | 0 | 0 | 0
2016-11-20 06:00 | 0 | 0 | 0 | 0 | 371724 | 0 | 371724 | 0 | 0 | 0 | 0 | 0 | 0 | 0 | 0 | 0 | 0 | 0 | 0 | 0 | 0 | 0 | 0 | 0 | 0 | 0 | 0 | 0
2016-11-20 07:00 | 0 | 0 | 0 | 0 | 364615 | 0 | 364615 | 0 | 0 | 0 | 0 | 0 | 0 | 0 | 0 | 0 | 0 | 0 | 0 | 0 | 0 | 0 | 0 | 0 | 0 | 0 | 0 | 0
2016-11-20 08:00 | 0 | 0 | 0 | 0 | 361541 | 0 | 361541 | 0 | 0 | 0 | 0 | 0 | 0 | 0 | 0 | 0 | 0 | 0 | 0 | 0 | 0 | 0 | 0 | 0 | 0 | 0 | 0 | 0
2016-11-20 09:00 | 0 | 0 | 0 | 0 | 362066 | 0 | 362066 | 0 | 0 | 0 | 0 | 0 | 0 | 0 | 0 | 0 | 0 | 0 | 0 | 0 | 0 | 0 | 0 | 0 | 0 | 0 | 0 | 0
2016-11-20 10:00 | 0 | 0 | 0 | 0 | 367715 | 0 | 367715 | 0 | 0 | 0 | 0 | 0 | 0 | 0 | 0 | 0 | 0 | 0 | 0 | 0 | 0 | 0 | 0 | 0 | 0 | 0 | 0 | 0
2016-11-20 11:00 | 0 | 0 | 0 | 0 | 377998 | 0 | 377998 | 0 | 0 | 0 | 0 | 0 | 0 | 0 | 0 | 0 | 0 | 0 | 0 | 0 | 0 | 0 | 0 | 0 | 0 | 0 | 0 | 0
2016-11-20 12:00 | 0 | 0 | 0 | 0 | 390252 | 0 | 390252 | 0 | 0 | 0 | 0 | 0 | 0 | 0 | 0 | 0 | 0 | 0 | 0 | 0 | 0 | 0 | 0 | 0 | 0 | 0 | 0 | 0
2016-11-20 13:00 | 0 | 0 | 0 | 0 | 404574.2579 | 20.7421 | 404595 | 0 | 0 | 0 | 0 | 0 | 0 | 0 | 0 | 0 | 0 | 0 | 0 | 0 | 0 | 0 | 0 | 0 | 0 | 0 | 0 | 0
2016-11-20 14:00 | 0 | 0 | 0 | 0 | 326417.1896 | 86885.8104 | 413303 | 0 | 0 | 0 | 0 | 0 | 0 | 0 | 0 | 0 | 0 | 0 | 0 | 0 | 0 | 0 | 0 | 0 | 0 | 0 | 0 | 0
2016-11-20 15:00 | 0 | 0 | 0 | 0 | 31003.4098 | 382351.5902 | 413355 | 0 | 0 | 0 | 0 | 0 | 0 | 0 | 0 | 0 | 0 | 0 | 0 | 0 | 0 | 0 | 0 | 0 | 0 | 0 | 0 | 0
2016-11-20 16:00 | 0 | 0 | 0 | 0 | 0 | 480879.0703 | 411016 | 0 | 0 | 0 | 0 | 61870.256 | 0 | 0 | 0 | 0 | 7992.8142 | 0 | 0 | 0 | 0 | 0 | 61870.256 | 0 | 0 | 0 | 0 | 7992.8142
2016-11-20 17:00 | 0 | 0 | 0 | 0 | 0 | 482579.4398 | 408200 | 0 | 0 | 0 | 0 | 0 | 0 | 0 | 0 | 0 | 144242.5101 | 0 | 0 | 0 | 0 | 0 | -61870.256 | 0 | 0 | 0 | 0 | 136249.6958
2016-11-20 18:00 | 0 | 0 | 0 | 0 | 0 | 455088.4892 | 405059 | 0 | 0 | 0 | 0 | 0 | 0 | 0 | 0 | 0 | 194271.9993 | 0 | 0 | 0 | 0 | 0 | 0 | 0 | 0 | 0 | 0 | 50029.4892
2016-11-20 19:00 | 0 | 0 | 0 | 0 | 0 | 438235.8716 | 402637 | 0 | 0 | 0 | 0 | 61870.256 | 0 | 0 | 0 | 0 | 168000.6148 | 0 | 0 | 0 | 0 | 0 | 61870.256 | 0 | 0 | 0 | 0 | -26271.3845
2016-11-20 20:00 | 0 | 0 | 0 | 0 | 0 | 435787.6048 | 402846 | 0 | 0 | 0 | 0 | 61870.256 | 0 | 0 | 0 | 0 | 200942.2196 | 0 | 0 | 0 | 0 | 0 | 0 | 0 | 0 | 0 | 0 | 32941.6048
2016-11-20 21:00 | 0 | 0 | 0 | 0 | 0 | 420802.2303 | 409160 | 0 | 0 | 0 | 0 | 61870.256 | 0 | 0 | 0 | 0 | 212584.4498 | 0 | 0 | 0 | 0 | 0 | 0 | 0 | 0 | 0 | 0 | 11642.2303
2016-11-20 22:00 | 0 | 0 | 0 | 0 | 0 | 342591.6013 | 426655 | 0 | 0 | 0 | 0 | 61870.256 | 0 | 0 | 0 | 0 | 128521.0511 | 0 | 0 | 0 | 0 | 0 | 0 | 0 | 0 | 0 | 0 | -84063.3987
2016-11-20 23:00 | 0 | 0 | 0 | 0 | 432507.7383 | 125811.7096 | 444859 | 0 | 0 | 0 | 0 | 0 | 0 | 0 | 0 | 0 | 303851.755 | 0 | 0 | 0 | 0 | 0 | -61870.256 | 0 | 0 | 0 | 0 | 175330.7039
2016-11-21 | 0 | 0 | 0 | 0 | 801436.2843 | 6937.1741 | 452735 | 0 | 0 | 0 | 0 | 51786.7033 | 0 | 0 | 0 | 0 | 607703.5101 | 0 | 0 | 0 | 0 | 0 | 51786.7033 | 0 | 0 | 0 | 0 | 303851.755
2016-11-21 01:00 | 0 | 0 | 0 | 0 | 98024.5416 | 0 | 453663 | 0 | 0 | 0 | 0 | 0 | 0 | 0 | 0 | 0 | 303851.755 | 0 | 0 | 0 | 0 | 0 | -51786.7033 | 0 | 0 | 0 | 0 | -303851.755
2016-11-21 02:00 | 0 | 0 | 0 | 0 | 140363.245 | 0 | 444215 | 0 | 0 | 0 | 0 | 0 | 0 | 0 | 0 | 0 | 0 | 0 | 0 | 0 | 0 | 0 | 0 | 0 | 0 | 0 | 0 | -303851.755
2016-11-21 03:00 | 0 | 0 | 0 | 0 | 429663 | 0 | 429663 | 0 | 0 | 0 | 0 | 0 | 0 | 0 | 0 | 0 | 0 | 0 | 0 | 0 | 0 | 0 | 0 | 0 | 0 | 0 | 0 | 0
2016-11-21 04:00 | 0 | 0 | 0 | 0 | 412088 | 0 | 412088 | 0 | 0 | 0 | 0 | 0 | 0 | 0 | 0 | 0 | 0 | 0 | 0 | 0 | 0 | 0 | 0 | 0 | 0 | 0 | 0 | 0
2016-11-21 05:00 | 0 | 0 | 0 | 0 | 396983 | 0 | 396983 | 0 | 0 | 0 | 0 | 0 | 0 | 0 | 0 | 0 | 0 | 0 | 0 | 0 | 0 | 0 | 0 | 0 | 0 | 0 | 0 | 0
2016-11-21 06:00 | 0 | 0 | 0 | 0 | 386667 | 0 | 386667 | 0 | 0 | 0 | 0 | 0 | 0 | 0 | 0 | 0 | 0 | 0 | 0 | 0 | 0 | 0 | 0 | 0 | 0 | 0 | 0 | 0
2016-11-21 07:00 | 0 | 0 | 0 | 0 | 381643 | 0 | 381643 | 0 | 0 | 0 | 0 | 0 | 0 | 0 | 0 | 0 | 0 | 0 | 0 | 0 | 0 | 0 | 0 | 0 | 0 | 0 | 0 | 0
2016-11-21 08:00 | 0 | 0 | 0 | 0 | 380988 | 0 | 380988 | 0 | 0 | 0 | 0 | 0 | 0 | 0 | 0 | 0 | 0 | 0 | 0 | 0 | 0 | 0 | 0 | 0 | 0 | 0 | 0 | 0
2016-11-21 09:00 | 0 | 0 | 0 | 0 | 385774 | 0 | 385774 | 0 | 0 | 0 | 0 | 0 | 0 | 0 | 0 | 0 | 0 | 0 | 0 | 0 | 0 | 0 | 0 | 0 | 0 | 0 | 0 | 0
2016-11-21 10:00 | 0 | 0 | 0 | 0 | 400883 | 0 | 400883 | 0 | 0 | 0 | 0 | 0 | 0 | 0 | 0 | 0 | 0 | 0 | 0 | 0 | 0 | 0 | 0 | 0 | 0 | 0 | 0 | 0
2016-11-21 11:00 | 0 | 0 | 0 | 0 | 433200 | 0 | 433200 | 0 | 0 | 0 | 0 | 0 | 0 | 0 | 0 | 0 | 0 | 0 | 0 | 0 | 0 | 0 | 0 | 0 | 0 | 0 | 0 | 0
2016-11-21 12:00 | 0 | 0 | 0 | 0 | 460210 | 0 | 460210 | 0 | 0 | 0 | 0 | 0 | 0 | 0 | 0 | 0 | 0 | 0 | 0 | 0 | 0 | 0 | 0 | 0 | 0 | 0 | 0 | 0
2016-11-21 13:00 | 0 | 0 | 0 | 0 | 470412.7157 | 16.2843 | 470429 | 0 | 0 | 0 | 0 | 0 | 0 | 0 | 0 | 0 | 0 | 0 | 0 | 0 | 0 | 0 | 0 | 0 | 0 | 0 | 0 | 0
2016-11-21 14:00 | 0 | 0 | 0 | 0 | 426400.5865 | 43200.4135 | 469601 | 0 | 0 | 0 | 0 | 0 | 0 | 0 | 0 | 0 | 0 | 0 | 0 | 0 | 0 | 0 | 0 | 0 | 0 | 0 | 0 | 0
2016-11-21 15:00 | 0 | 0 | 0 | 0 | 317461.8596 | 147146.1404 | 464608 | 0 | 0 | 0 | 0 | 0 | 0 | 0 | 0 | 0 | 0 | 0 | 0 | 0 | 0 | 0 | 0 | 0 | 0 | 0 | 0 | 0
2016-11-21 16:00 | 0 | 0 | 0 | 0 | 210969.577 | 246719.423 | 457689 | 0 | 0 | 0 | 0 | 0 | 0 | 0 | 0 | 0 | 0 | 0 | 0 | 0 | 0 | 0 | 0 | 0 | 0 | 0 | 0 | 0
2016-11-21 17:00 | 0 | 0 | 0 | 0 | 139862.7309 | 310645.2691 | 450508 | 0 | 0 | 0 | 0 | 0 | 0 | 0 | 0 | 0 | 0 | 0 | 0 | 0 | 0 | 0 | 0 | 0 | 0 | 0 | 0 | 0
2016-11-21 18:00 | 0 | 0 | 0 | 0 | 111862.5303 | 333304.4697 | 445167 | 0 | 0 | 0 | 0 | 0 | 0 | 0 | 0 | 0 | 0 | 0 | 0 | 0 | 0 | 0 | 0 | 0 | 0 | 0 | 0 | 0
2016-11-21 19:00 | 0 | 0 | 0 | 0 | 109691.4146 | 331207.5854 | 440899 | 0 | 0 | 0 | 0 | 0 | 0 | 0 | 0 | 0 | 0 | 0 | 0 | 0 | 0 | 0 | 0 | 0 | 0 | 0 | 0 | 0
2016-11-21 20:00 | 0 | 0 | 0 | 0 | 124593.2344 | 315057.7656 | 439651 | 0 | 0 | 0 | 0 | 0 | 0 | 0 | 0 | 0 | 0 | 0 | 0 | 0 | 0 | 0 | 0 | 0 | 0 | 0 | 0 | 0
2016-11-21 21:00 | 0 | 0 | 0 | 0 | 155944.1746 | 288507.8254 | 444452 | 0 | 0 | 0 | 0 | 0 | 0 | 0 | 0 | 0 | 0 | 0 | 0 | 0 | 0 | 0 | 0 | 0 | 0 | 0 | 0 | 0
2016-11-21 22:00 | 0 | 0 | 0 | 0 | 222889.0022 | 239665.9978 | 462555 | 0 | 0 | 0 | 0 | 0 | 0 | 0 | 0 | 0 | 0 | 0 | 0 | 0 | 0 | 0 | 0 | 0 | 0 | 0 | 0 | 0
2016-11-21 23:00 | 0 | 0 | 0 | 0 | 630319.0412 | 152526.7138 | 478994 | 0 | 0 | 0 | 0 | 0 | 0 | 0 | 0 | 0 | 303851.755 | 0 | 0 | 0 | 0 | 0 | 0 | 0 | 0 | 0 | 0 | 303851.755
2016-11-22 | 0 | 0 | 0 | 0 | 776908.545 | 12186.2101 | 485243 | 0 | 0 | 0 | 0 | 0 | 0 | 0 | 0 | 0 | 607703.5101 | 0 | 0 | 0 | 0 | 0 | 0 | 0 | 0 | 0 | 0 | 303851.755
2016-11-22 01:00 | 0 | 0 | 0 | 0 | 180476.245 | 0 | 484328 | 0 | 0 | 0 | 0 | 0 | 0 | 0 | 0 | 0 | 303851.755 | 0 | 0 | 0 | 0 | 0 | 0 | 0 | 0 | 0 | 0 | -303851.755
2016-11-22 02:00 | 0 | 0 | 0 | 0 | 168244.245 | 0 | 472096 | 0 | 0 | 0 | 0 | 0 | 0 | 0 | 0 | 0 | 0 | 0 | 0 | 0 | 0 | 0 | 0 | 0 | 0 | 0 | 0 | -303851.755
2016-11-22 03:00 | 0 | 0 | 0 | 0 | 451534 | 0 | 451534 | 0 | 0 | 0 | 0 | 0 | 0 | 0 | 0 | 0 | 0 | 0 | 0 | 0 | 0 | 0 | 0 | 0 | 0 | 0 | 0 | 0
2016-11-22 04:00 | 0 | 0 | 0 | 0 | 430349 | 0 | 430349 | 0 | 0 | 0 | 0 | 0 | 0 | 0 | 0 | 0 | 0 | 0 | 0 | 0 | 0 | 0 | 0 | 0 | 0 | 0 | 0 | 0
2016-11-22 05:00 | 0 | 0 | 0 | 0 | 411026 | 0 | 411026 | 0 | 0 | 0 | 0 | 0 | 0 | 0 | 0 | 0 | 0 | 0 | 0 | 0 | 0 | 0 | 0 | 0 | 0 | 0 | 0 | 0
2016-11-22 06:00 | 0 | 0 | 0 | 0 | 398180 | 0 | 398180 | 0 | 0 | 0 | 0 | 0 | 0 | 0 | 0 | 0 | 0 | 0 | 0 | 0 | 0 | 0 | 0 | 0 | 0 | 0 | 0 | 0
2016-11-22 07:00 | 0 | 0 | 0 | 0 | 390171 | 0 | 390171 | 0 | 0 | 0 | 0 | 0 | 0 | 0 | 0 | 0 | 0 | 0 | 0 | 0 | 0 | 0 | 0 | 0 | 0 | 0 | 0 | 0
2016-11-22 08:00 | 0 | 0 | 0 | 0 | 387592 | 0 | 387592 | 0 | 0 | 0 | 0 | 0 | 0 | 0 | 0 | 0 | 0 | 0 | 0 | 0 | 0 | 0 | 0 | 0 | 0 | 0 | 0 | 0
2016-11-22 09:00 | 0 | 0 | 0 | 0 | 391911 | 0 | 391911 | 0 | 0 | 0 | 0 | 0 | 0 | 0 | 0 | 0 | 0 | 0 | 0 | 0 | 0 | 0 | 0 | 0 | 0 | 0 | 0 | 0
2016-11-22 10:00 | 0 | 0 | 0 | 0 | 404976 | 0 | 404976 | 0 | 0 | 0 | 0 | 0 | 0 | 0 | 0 | 0 | 0 | 0 | 0 | 0 | 0 | 0 | 0 | 0 | 0 | 0 | 0 | 0
2016-11-22 11:00 | 0 | 0 | 0 | 0 | 433602 | 0 | 433602 | 0 | 0 | 0 | 0 | 0 | 0 | 0 | 0 | 0 | 0 | 0 | 0 | 0 | 0 | 0 | 0 | 0 | 0 | 0 | 0 | 0
2016-11-22 12:00 | 0 | 0 | 0 | 0 | 457480 | 0 | 457480 | 0 | 0 | 0 | 0 | 0 | 0 | 0 | 0 | 0 | 0 | 0 | 0 | 0 | 0 | 0 | 0 | 0 | 0 | 0 | 0 | 0
2016-11-22 13:00 | 0 | 0 | 0 | 0 | 466042.9511 | 0.048944 | 466043 | 0 | 0 | 0 | 0 | 0 | 0 | 0 | 0 | 0 | 0 | 0 | 0 | 0 | 0 | 0 | 0 | 0 | 0 | 0 | 0 | 0
2016-11-22 14:00 | 0 | 0 | 0 | 0 | 400082.4015 | 64702.5985 | 464785 | 0 | 0 | 0 | 0 | 0 | 0 | 0 | 0 | 0 | 0 | 0 | 0 | 0 | 0 | 0 | 0 | 0 | 0 | 0 | 0 | 0
2016-11-22 15:00 | 0 | 0 | 0 | 0 | 69820.3262 | 390921.6738 | 460742 | 0 | 0 | 0 | 0 | 0 | 0 | 0 | 0 | 0 | 0 | 0 | 0 | 0 | 0 | 0 | 0 | 0 | 0 | 0 | 0 | 0
2016-11-22 16:00 | 0 | 0 | 0 | 0 | 0 | 530749.3617 | 454831 | 0 | 0 | 0 | 0 | 0 | 0 | 0 | 0 | 0 | 75918.3617 | 0 | 0 | 0 | 0 | 0 | 0 | 0 | 0 | 0 | 0 | 75918.3617
2016-11-22 17:00 | 0 | 0 | 0 | 0 | 0 | 542116.0034 | 447871 | 0 | 0 | 0 | 0 | 61870.256 | 0 | 0 | 0 | 0 | 108293.1091 | 0 | 0 | 0 | 0 | 0 | 61870.256 | 0 | 0 | 0 | 0 | 32374.7474
2016-11-22 18:00 | 0 | 0 | 0 | 0 | 0 | 507108.9993 | 444399 | 0 | 0 | 0 | 0 | 0 | 0 | 0 | 0 | 0 | 232873.3644 | 0 | 0 | 0 | 0 | 0 | -61870.256 | 0 | 0 | 0 | 0 | 124580.2554
2016-11-22 19:00 | 0 | 0 | 0 | 0 | 0 | 489213.6204 | 441711 | 0 | 0 | 0 | 0 | 0 | 0 | 0 | 0 | 0 | 280375.9849 | 0 | 0 | 0 | 0 | 0 | 0 | 0 | 0 | 0 | 0 | 47502.6204
2016-11-22 20:00 | 0 | 0 | 0 | 0 | 0 | 495500.9809 | 440798 | 0 | 0 | 0 | 0 | 61870.256 | 0 | 0 | 0 | 0 | 273208.7097 | 0 | 0 | 0 | 0 | 0 | 61870.256 | 0 | 0 | 0 | 0 | -7167.2752
2016-11-22 21:00 | 0 | 0 | 0 | 0 | 0 | 511302.8334 | 445928 | 0 | 0 | 0 | 0 | 61870.256 | 0 | 0 | 0 | 0 | 338583.5431 | 0 | 0 | 0 | 0 | 0 | 0 | 0 | 0 | 0 | 0 | 65374.8334
2016-11-22 22:00 | 0 | 0 | 0 | 0 | 0 | 474606.8806 | 461392 | 0 | 0 | 0 | 0 | 0 | 0 | 0 | 0 | 0 | 413668.6798 | 0 | 0 | 0 | 0 | 0 | -61870.256 | 0 | 0 | 0 | 0 | 75085.1367
2016-11-22 23:00 | 0 | 0 | 0 | 0 | 136142.3723 | 228423.703 | 474383 | 0 | 0 | 0 | 0 | 0 | 0 | 0 | 0 | 0 | 303851.755 | 0 | 0 | 0 | 0 | 0 | 0 | 0 | 0 | 0 | 0 | -109816.9247
2016-11-23 | 0 | 0 | 0 | 0 | 838085.3155 | 5802.6956 | 478166 | 0 | 0 | 0 | 0 | 61870.256 | 0 | 0 | 0 | 0 | 607703.5101 | 0 | 0 | 0 | 0 | 0 | 61870.256 | 0 | 0 | 0 | 0 | 303851.755
2016-11-23 01:00 | 0 | 0 | 0 | 0 | 110266.9889 | 0 | 475989 | 0 | 0 | 0 | 0 | 0 | 0 | 0 | 0 | 0 | 303851.755 | 0 | 0 | 0 | 0 | 0 | -61870.256 | 0 | 0 | 0 | 0 | -303851.755
2016-11-23 02:00 | 0 | 0 | 0 | 0 | 160478.245 | 0 | 464330 | 0 | 0 | 0 | 0 | 0 | 0 | 0 | 0 | 0 | 0 | 0 | 0 | 0 | 0 | 0 | 0 | 0 | 0 | 0 | 0 | -303851.755
2016-11-23 03:00 | 0 | 0 | 0 | 0 | 445737 | 0 | 445737 | 0 | 0 | 0 | 0 | 0 | 0 | 0 | 0 | 0 | 0 | 0 | 0 | 0 | 0 | 0 | 0 | 0 | 0 | 0 | 0 | 0
2016-11-23 04:00 | 0 | 0 | 0 | 0 | 424766 | 0 | 424766 | 0 | 0 | 0 | 0 | 0 | 0 | 0 | 0 | 0 | 0 | 0 | 0 | 0 | 0 | 0 | 0 | 0 | 0 | 0 | 0 | 0
2016-11-23 05:00 | 0 | 0 | 0 | 0 | 405449 | 0 | 405449 | 0 | 0 | 0 | 0 | 0 | 0 | 0 | 0 | 0 | 0 | 0 | 0 | 0 | 0 | 0 | 0 | 0 | 0 | 0 | 0 | 0
2016-11-23 06:00 | 0 | 0 | 0 | 0 | 391023 | 0 | 391023 | 0 | 0 | 0 | 0 | 0 | 0 | 0 | 0 | 0 | 0 | 0 | 0 | 0 | 0 | 0 | 0 | 0 | 0 | 0 | 0 | 0
2016-11-23 07:00 | 0 | 0 | 0 | 0 | 381703 | 0 | 381703 | 0 | 0 | 0 | 0 | 0 | 0 | 0 | 0 | 0 | 0 | 0 | 0 | 0 | 0 | 0 | 0 | 0 | 0 | 0 | 0 | 0
2016-11-23 08:00 | 0 | 0 | 0 | 0 | 377086 | 0 | 377086 | 0 | 0 | 0 | 0 | 0 | 0 | 0 | 0 | 0 | 0 | 0 | 0 | 0 | 0 | 0 | 0 | 0 | 0 | 0 | 0 | 0
2016-11-23 09:00 | 0 | 0 | 0 | 0 | 378179 | 0 | 378179 | 0 | 0 | 0 | 0 | 0 | 0 | 0 | 0 | 0 | 0 | 0 | 0 | 0 | 0 | 0 | 0 | 0 | 0 | 0 | 0 | 0
2016-11-23 10:00 | 0 | 0 | 0 | 0 | 387805 | 0 | 387805 | 0 | 0 | 0 | 0 | 0 | 0 | 0 | 0 | 0 | 0 | 0 | 0 | 0 | 0 | 0 | 0 | 0 | 0 | 0 | 0 | 0
2016-11-23 11:00 | 0 | 0 | 0 | 0 | 410565 | 0 | 410565 | 0 | 0 | 0 | 0 | 0 | 0 | 0 | 0 | 0 | 0 | 0 | 0 | 0 | 0 | 0 | 0 | 0 | 0 | 0 | 0 | 0
2016-11-23 12:00 | 0 | 0 | 0 | 0 | 432308 | 0 | 432308 | 0 | 0 | 0 | 0 | 0 | 0 | 0 | 0 | 0 | 0 | 0 | 0 | 0 | 0 | 0 | 0 | 0 | 0 | 0 | 0 | 0
2016-11-23 13:00 | 0 | 0 | 0 | 0 | 445030.2658 | 9.7342 | 445040 | 0 | 0 | 0 | 0 | 0 | 0 | 0 | 0 | 0 | 0 | 0 | 0 | 0 | 0 | 0 | 0 | 0 | 0 | 0 | 0 | 0
2016-11-23 14:00 | 0 | 0 | 0 | 0 | 307169.789 | 142844.211 | 450014 | 0 | 0 | 0 | 0 | 0 | 0 | 0 | 0 | 0 | 0 | 0 | 0 | 0 | 0 | 0 | 0 | 0 | 0 | 0 | 0 | 0
2016-11-23 15:00 | 0 | 0 | 0 | 0 | 14280.3751 | 436981.6249 | 451262 | 0 | 0 | 0 | 0 | 0 | 0 | 0 | 0 | 0 | 0 | 0 | 0 | 0 | 0 | 0 | 0 | 0 | 0 | 0 | 0 | 0
2016-11-23 16:00 | 0 | 0 | 0 | 0 | 0 | 539783.2135 | 448505 | 0 | 0 | 0 | 0 | 0 | 0 | 0 | 0 | 0 | 91278.2135 | 0 | 0 | 0 | 0 | 0 | 0 | 0 | 0 | 0 | 0 | 91278.2135
2016-11-23 17:00 | 0 | 0 | 0 | 0 | 0 | 545419.3366 | 443676 | 0 | 0 | 0 | 0 | 61870.256 | 0 | 0 | 0 | 0 | 131151.2941 | 0 | 0 | 0 | 0 | 0 | 61870.256 | 0 | 0 | 0 | 0 | 39873.0806
2016-11-23 18:00 | 0 | 0 | 0 | 0 | 0 | 518813.3483 | 439557 | 0 | 0 | 0 | 0 | 0 | 0 | 0 | 0 | 0 | 272277.8985 | 0 | 0 | 0 | 0 | 0 | -61870.256 | 0 | 0 | 0 | 0 | 141126.6044
2016-11-23 19:00 | 0 | 0 | 0 | 0 | 0 | 507230.5579 | 437064 | 0 | 0 | 0 | 0 | 0 | 0 | 0 | 0 | 0 | 342444.4564 | 0 | 0 | 0 | 0 | 0 | 0 | 0 | 0 | 0 | 0 | 70166.5579
2016-11-23 20:00 | 0 | 0 | 0 | 0 | 0 | 523180.6379 | 435214 | 0 | 0 | 0 | 0 | 0 | 0 | 0 | 0 | 0 | 430411.0943 | 0 | 0 | 0 | 0 | 0 | 0 | 0 | 0 | 0 | 0 | 87966.6379
2016-11-23 21:00 | 0 | 0 | 0 | 0 | 0 | 551190.7408 | 438616 | 0 | 0 | 0 | 0 | 0 | 0 | 0 | 0 | 0 | 542985.8351 | 0 | 0 | 0 | 0 | 0 | 0 | 0 | 0 | 0 | 0 | 112574.7408
2016-11-23 22:00 | 0 | 0 | 0 | 0 | 0 | 515388.6904 | 450517 | 0 | 0 | 0 | 0 | 61870.256 | 0 | 0 | 0 | 0 | 545987.2694 | 0 | 0 | 0 | 0 | 0 | 61870.256 | 0 | 0 | 0 | 0 | 3001.4343
2016-11-23 23:00 | 0 | 0 | 0 | 0 | 197326.2628 | 236414.8554 | 457499 | 0 | 0 | 0 | 0 | 0 | 0 | 0 | 0 | 0 | 584099.6437 | 0 | 0 | 0 | 0 | 0 | -61870.256 | 0 | 0 | 0 | 0 | 38112.3743
2016-11-24 | 0 | 0 | 0 | 0 | 463822.5411 | 17300.3253 | 457519 | 0 | 0 | 0 | 0 | 0 | 0 | 0 | 0 | 0 | 607703.5101 | 0 | 0 | 0 | 0 | 0 | 0 | 0 | 0 | 0 | 0 | 23603.8664
2016-11-24 01:00 | 0 | 0 | 0 | 0 | 149030.245 | 0 | 452882 | 0 | 0 | 0 | 0 | 0 | 0 | 0 | 0 | 0 | 303851.755 | 0 | 0 | 0 | 0 | 0 | 0 | 0 | 0 | 0 | 0 | -303851.755
2016-11-24 02:00 | 0 | 0 | 0 | 0 | 136603.245 | 0 | 440455 | 0 | 0 | 0 | 0 | 0 | 0 | 0 | 0 | 0 | 0 | 0 | 0 | 0 | 0 | 0 | 0 | 0 | 0 | 0 | 0 | -303851.755
2016-11-24 03:00 | 0 | 0 | 0 | 0 | 422019 | 0 | 422019 | 0 | 0 | 0 | 0 | 0 | 0 | 0 | 0 | 0 | 0 | 0 | 0 | 0 | 0 | 0 | 0 | 0 | 0 | 0 | 0 | 0
2016-11-24 04:00 | 0 | 0 | 0 | 0 | 400437 | 0 | 400437 | 0 | 0 | 0 | 0 | 0 | 0 | 0 | 0 | 0 | 0 | 0 | 0 | 0 | 0 | 0 | 0 | 0 | 0 | 0 | 0 | 0
2016-11-24 05:00 | 0 | 0 | 0 | 0 | 378621 | 0 | 378621 | 0 | 0 | 0 | 0 | 0 | 0 | 0 | 0 | 0 | 0 | 0 | 0 | 0 | 0 | 0 | 0 | 0 | 0 | 0 | 0 | 0
2016-11-24 06:00 | 0 | 0 | 0 | 0 | 361370 | 0 | 361370 | 0 | 0 | 0 | 0 | 0 | 0 | 0 | 0 | 0 | 0 | 0 | 0 | 0 | 0 | 0 | 0 | 0 | 0 | 0 | 0 | 0
2016-11-24 07:00 | 0 | 0 | 0 | 0 | 349616 | 0 | 349616 | 0 | 0 | 0 | 0 | 0 | 0 | 0 | 0 | 0 | 0 | 0 | 0 | 0 | 0 | 0 | 0 | 0 | 0 | 0 | 0 | 0
2016-11-24 08:00 | 0 | 0 | 0 | 0 | 342238 | 0 | 342238 | 0 | 0 | 0 | 0 | 0 | 0 | 0 | 0 | 0 | 0 | 0 | 0 | 0 | 0 | 0 | 0 | 0 | 0 | 0 | 0 | 0
2016-11-24 09:00 | 0 | 0 | 0 | 0 | 339265 | 0 | 339265 | 0 | 0 | 0 | 0 | 0 | 0 | 0 | 0 | 0 | 0 | 0 | 0 | 0 | 0 | 0 | 0 | 0 | 0 | 0 | 0 | 0
2016-11-24 10:00 | 0 | 0 | 0 | 0 | 341378 | 0 | 341378 | 0 | 0 | 0 | 0 | 0 | 0 | 0 | 0 | 0 | 0 | 0 | 0 | 0 | 0 | 0 | 0 | 0 | 0 | 0 | 0 | 0
2016-11-24 11:00 | 0 | 0 | 0 | 0 | 349184 | 0 | 349184 | 0 | 0 | 0 | 0 | 0 | 0 | 0 | 0 | 0 | 0 | 0 | 0 | 0 | 0 | 0 | 0 | 0 | 0 | 0 | 0 | 0
2016-11-24 12:00 | 0 | 0 | 0 | 0 | 360350 | 0 | 360350 | 0 | 0 | 0 | 0 | 0 | 0 | 0 | 0 | 0 | 0 | 0 | 0 | 0 | 0 | 0 | 0 | 0 | 0 | 0 | 0 | 0
2016-11-24 13:00 | 0 | 0 | 0 | 0 | 378411.6311 | 7.3689 | 378419 | 0 | 0 | 0 | 0 | 0 | 0 | 0 | 0 | 0 | 0 | 0 | 0 | 0 | 0 | 0 | 0 | 0 | 0 | 0 | 0 | 0
2016-11-24 14:00 | 0 | 0 | 0 | 0 | 287054.0278 | 110076.9722 | 397131 | 0 | 0 | 0 | 0 | 0 | 0 | 0 | 0 | 0 | 0 | 0 | 0 | 0 | 0 | 0 | 0 | 0 | 0 | 0 | 0 | 0
2016-11-24 15:00 | 0 | 0 | 0 | 0 | 0 | 413540.703 | 410459 | 0 | 0 | 0 | 0 | 3081.703 | 0 | 0 | 0 | 0 | 0 | 0 | 0 | 0 | 0 | 0 | 3081.703 | 0 | 0 | 0 | 0 | 0
2016-11-24 16:00 | 0 | 0 | 0 | 0 | 0 | 545749.3312 | 417634 | 0 | 0 | 0 | 0 | 0 | 0 | 0 | 0 | 0 | 131197.0341 | 0 | 0 | 0 | 0 | 0 | -3081.703 | 0 | 0 | 0 | 0 | 131197.0341
2016-11-24 17:00 | 0 | 0 | 0 | 0 | 0 | 547271.781 | 414375 | 0 | 0 | 0 | 0 | 61870.256 | 0 | 0 | 0 | 0 | 202223.5591 | 0 | 0 | 0 | 0 | 0 | 61870.256 | 0 | 0 | 0 | 0 | 71026.525
2016-11-24 18:00 | 0 | 0 | 0 | 0 | 0 | 519321.4145 | 404355 | 0 | 0 | 0 | 0 | 0 | 0 | 0 | 0 | 0 | 379060.2296 | 0 | 0 | 0 | 0 | 0 | -61870.256 | 0 | 0 | 0 | 0 | 176836.6705
2016-11-24 19:00 | 0 | 0 | 0 | 0 | 0 | 504795.2904 | 395055 | 0 | 0 | 0 | 0 | 61870.256 | 0 | 0 | 0 | 0 | 426930.2639 | 0 | 0 | 0 | 0 | 0 | 61870.256 | 0 | 0 | 0 | 0 | 47870.0343
2016-11-24 20:00 | 0 | 0 | 0 | 0 | 0 | 516302.2977 | 386948 | 0 | 0 | 0 | 0 | 61870.256 | 0 | 0 | 0 | 0 | 556284.5616 | 0 | 0 | 0 | 0 | 0 | 0 | 0 | 0 | 0 | 0 | 129354.2977
2016-11-24 21:00 | 0 | 0 | 0 | 0 | 0 | 532009.5299 | 381058 | 0 | 0 | 0 | 0 | 0 | 0 | 0 | 0 | 0 | 769106.3475 | 0 | 0 | 0 | 0 | 0 | -61870.256 | 0 | 0 | 0 | 0 | 212821.7859
2016-11-24 22:00 | 0 | 0 | 0 | 0 | 0 | 492937.8994 | 380683 | 0 | 0 | 0 | 0 | 61870.256 | 0 | 0 | 0 | 0 | 819490.991 | 0 | 0 | 0 | 0 | 0 | 61870.256 | 0 | 0 | 0 | 0 | 50384.6434
2016-11-24 23:00 | 0 | 0 | 0 | 0 | 0 | 224879.1258 | 383072 | 0 | 0 | 0 | 0 | 36696.0033 | 0 | 0 | 0 | 0 | 686472.3695 | 0 | 0 | 0 | 0 | 0 | -25174.2528 | 0 | 0 | 0 | 0 | -133018.6214
2016-11-25 | 0 | 0 | 0 | 0 | 706252.7175 | 5911.2903 | 383138 | 0 | 0 | 0 | 0 | 61870.256 | 0 | 0 | 0 | 0 | 990324.1246 | 0 | 0 | 0 | 0 | 0 | 25174.2528 | 0 | 0 | 0 | 0 | 303851.755
2016-11-25 01:00 | 0 | 0 | 0 | 0 | 17188.9889 | 0 | 382911 | 0 | 0 | 0 | 0 | 0 | 0 | 0 | 0 | 0 | 686472.3695 | 0 | 0 | 0 | 0 | 0 | -61870.256 | 0 | 0 | 0 | 0 | -303851.755
2016-11-25 02:00 | 0 | 0 | 0 | 0 | 73806.245 | 0 | 377658 | 0 | 0 | 0 | 0 | 0 | 0 | 0 | 0 | 0 | 382620.6145 | 0 | 0 | 0 | 0 | 0 | 0 | 0 | 0 | 0 | 0 | -303851.755
2016-11-25 03:00 | 0 | 0 | 0 | 0 | 65991.245 | 0 | 369843 | 0 | 0 | 0 | 0 | 0 | 0 | 0 | 0 | 0 | 78768.8595 | 0 | 0 | 0 | 0 | 0 | 0 | 0 | 0 | 0 | 0 | -303851.755
2016-11-25 04:00 | 0 | 0 | 0 | 0 | 279893.1405 | 0 | 358662 | 0 | 0 | 0 | 0 | 0 | 0 | 0 | 0 | 0 | 0 | 0 | 0 | 0 | 0 | 0 | 0 | 0 | 0 | 0 | 0 | -78768.8595
2016-11-25 05:00 | 0 | 0 | 0 | 0 | 346627 | 0 | 346627 | 0 | 0 | 0 | 0 | 0 | 0 | 0 | 0 | 0 | 0 | 0 | 0 | 0 | 0 | 0 | 0 | 0 | 0 | 0 | 0 | 0
2016-11-25 06:00 | 0 | 0 | 0 | 0 | 336310 | 0 | 336310 | 0 | 0 | 0 | 0 | 0 | 0 | 0 | 0 | 0 | 0 | 0 | 0 | 0 | 0 | 0 | 0 | 0 | 0 | 0 | 0 | 0
2016-11-25 07:00 | 0 | 0 | 0 | 0 | 328607 | 0 | 328607 | 0 | 0 | 0 | 0 | 0 | 0 | 0 | 0 | 0 | 0 | 0 | 0 | 0 | 0 | 0 | 0 | 0 | 0 | 0 | 0 | 0
2016-11-25 08:00 | 0 | 0 | 0 | 0 | 325091 | 0 | 325091 | 0 | 0 | 0 | 0 | 0 | 0 | 0 | 0 | 0 | 0 | 0 | 0 | 0 | 0 | 0 | 0 | 0 | 0 | 0 | 0 | 0
2016-11-25 09:00 | 0 | 0 | 0 | 0 | 326511 | 0 | 326511 | 0 | 0 | 0 | 0 | 0 | 0 | 0 | 0 | 0 | 0 | 0 | 0 | 0 | 0 | 0 | 0 | 0 | 0 | 0 | 0 | 0
2016-11-25 10:00 | 0 | 0 | 0 | 0 | 331977 | 0 | 331977 | 0 | 0 | 0 | 0 | 0 | 0 | 0 | 0 | 0 | 0 | 0 | 0 | 0 | 0 | 0 | 0 | 0 | 0 | 0 | 0 | 0
2016-11-25 11:00 | 0 | 0 | 0 | 0 | 343329 | 0 | 343329 | 0 | 0 | 0 | 0 | 0 | 0 | 0 | 0 | 0 | 0 | 0 | 0 | 0 | 0 | 0 | 0 | 0 | 0 | 0 | 0 | 0
2016-11-25 12:00 | 0 | 0 | 0 | 0 | 357486 | 0 | 357486 | 0 | 0 | 0 | 0 | 0 | 0 | 0 | 0 | 0 | 0 | 0 | 0 | 0 | 0 | 0 | 0 | 0 | 0 | 0 | 0 | 0
2016-11-25 13:00 | 0 | 0 | 0 | 0 | 371225.7253 | 0.27474 | 371226 | 0 | 0 | 0 | 0 | 0 | 0 | 0 | 0 | 0 | 0 | 0 | 0 | 0 | 0 | 0 | 0 | 0 | 0 | 0 | 0 | 0
2016-11-25 14:00 | 0 | 0 | 0 | 0 | 283783.1767 | 100106.8233 | 383890 | 0 | 0 | 0 | 0 | 0 | 0 | 0 | 0 | 0 | 0 | 0 | 0 | 0 | 0 | 0 | 0 | 0 | 0 | 0 | 0 | 0
2016-11-25 15:00 | 0 | 0 | 0 | 0 | 0 | 441746.9093 | 391571 | 0 | 0 | 0 | 0 | 50175.9093 | 0 | 0 | 0 | 0 | 0 | 0 | 0 | 0 | 0 | 0 | 50175.9093 | 0 | 0 | 0 | 0 | 0
2016-11-25 16:00 | 0 | 0 | 0 | 0 | 0 | 551918.2034 | 395380 | 0 | 0 | 0 | 0 | 0 | 0 | 0 | 0 | 0 | 206714.1128 | 0 | 0 | 0 | 0 | 0 | -50175.9093 | 0 | 0 | 0 | 0 | 206714.1128
2016-11-25 17:00 | 0 | 0 | 0 | 0 | 0 | 531609.2616 | 396317 | 0 | 0 | 0 | 0 | 0 | 0 | 0 | 0 | 0 | 342006.3744 | 0 | 0 | 0 | 0 | 0 | 0 | 0 | 0 | 0 | 0 | 135292.2616
2016-11-25 18:00 | 0 | 0 | 0 | 0 | 0 | 506200.5839 | 394411 | 0 | 0 | 0 | 0 | 61870.256 | 0 | 0 | 0 | 0 | 391925.7023 | 0 | 0 | 0 | 0 | 0 | 61870.256 | 0 | 0 | 0 | 0 | 49919.3279
2016-11-25 19:00 | 0 | 0 | 0 | 0 | 0 | 490903.1741 | 392762 | 0 | 0 | 0 | 0 | 61870.256 | 0 | 0 | 0 | 0 | 490066.8763 | 0 | 0 | 0 | 0 | 0 | 0 | 0 | 0 | 0 | 0 | 98141.1741
2016-11-25 20:00 | 0 | 0 | 0 | 0 | 0 | 496673.5784 | 391901 | 0 | 0 | 0 | 0 | 61870.256 | 0 | 0 | 0 | 0 | 594839.4547 | 0 | 0 | 0 | 0 | 0 | 0 | 0 | 0 | 0 | 0 | 104772.5784
2016-11-25 21:00 | 0 | 0 | 0 | 0 | 0 | 506776.2265 | 396044 | 0 | 0 | 0 | 0 | 61870.256 | 0 | 0 | 0 | 0 | 705571.6812 | 0 | 0 | 0 | 0 | 0 | 0 | 0 | 0 | 0 | 0 | 110732.2265
2016-11-25 22:00 | 0 | 0 | 0 | 0 | 0 | 458623.9944 | 406896 | 0 | 0 | 0 | 0 | 61870.256 | 0 | 0 | 0 | 0 | 757299.6756 | 0 | 0 | 0 | 0 | 0 | 0 | 0 | 0 | 0 | 0 | 51727.9944
2016-11-25 23:00 | 0 | 0 | 0 | 0 | 0 | 179010.7797 | 416199 | 0 | 0 | 0 | 0 | 61870.256 | 0 | 0 | 0 | 0 | 520111.4553 | 0 | 0 | 0 | 0 | 0 | 0 | 0 | 0 | 0 | 0 | -237188.2203
2016-11-26 | 0 | 0 | 0 | 0 | 439479.5953 | 4668.2034 | 418426 | 0 | 0 | 0 | 0 | 0 | 0 | 0 | 0 | 0 | 607703.5101 | 0 | 0 | 0 | 0 | 0 | -61870.256 | 0 | 0 | 0 | 0 | 87592.0548
2016-11-26 01:00 | 0 | 0 | 0 | 0 | 111968.245 | 0 | 415820 | 0 | 0 | 0 | 0 | 0 | 0 | 0 | 0 | 0 | 303851.755 | 0 | 0 | 0 | 0 | 0 | 0 | 0 | 0 | 0 | 0 | -303851.755
2016-11-26 02:00 | 0 | 0 | 0 | 0 | 103220.245 | 0 | 407072 | 0 | 0 | 0 | 0 | 0 | 0 | 0 | 0 | 0 | 0 | 0 | 0 | 0 | 0 | 0 | 0 | 0 | 0 | 0 | 0 | -303851.755
2016-11-26 03:00 | 0 | 0 | 0 | 0 | 393596 | 0 | 393596 | 0 | 0 | 0 | 0 | 0 | 0 | 0 | 0 | 0 | 0 | 0 | 0 | 0 | 0 | 0 | 0 | 0 | 0 | 0 | 0 | 0
2016-11-26 04:00 | 0 | 0 | 0 | 0 | 378696 | 0 | 378696 | 0 | 0 | 0 | 0 | 0 | 0 | 0 | 0 | 0 | 0 | 0 | 0 | 0 | 0 | 0 | 0 | 0 | 0 | 0 | 0 | 0
2016-11-26 05:00 | 0 | 0 | 0 | 0 | 361931 | 0 | 361931 | 0 | 0 | 0 | 0 | 0 | 0 | 0 | 0 | 0 | 0 | 0 | 0 | 0 | 0 | 0 | 0 | 0 | 0 | 0 | 0 | 0
2016-11-26 06:00 | 0 | 0 | 0 | 0 | 349185 | 0 | 349185 | 0 | 0 | 0 | 0 | 0 | 0 | 0 | 0 | 0 | 0 | 0 | 0 | 0 | 0 | 0 | 0 | 0 | 0 | 0 | 0 | 0
2016-11-26 07:00 | 0 | 0 | 0 | 0 | 340395 | 0 | 340395 | 0 | 0 | 0 | 0 | 0 | 0 | 0 | 0 | 0 | 0 | 0 | 0 | 0 | 0 | 0 | 0 | 0 | 0 | 0 | 0 | 0
2016-11-26 08:00 | 0 | 0 | 0 | 0 | 335497 | 0 | 335497 | 0 | 0 | 0 | 0 | 0 | 0 | 0 | 0 | 0 | 0 | 0 | 0 | 0 | 0 | 0 | 0 | 0 | 0 | 0 | 0 | 0
2016-11-26 09:00 | 0 | 0 | 0 | 0 | 334757 | 0 | 334757 | 0 | 0 | 0 | 0 | 0 | 0 | 0 | 0 | 0 | 0 | 0 | 0 | 0 | 0 | 0 | 0 | 0 | 0 | 0 | 0 | 0
2016-11-26 10:00 | 0 | 0 | 0 | 0 | 339519 | 0 | 339519 | 0 | 0 | 0 | 0 | 0 | 0 | 0 | 0 | 0 | 0 | 0 | 0 | 0 | 0 | 0 | 0 | 0 | 0 | 0 | 0 | 0
2016-11-26 11:00 | 0 | 0 | 0 | 0 | 348815 | 0 | 348815 | 0 | 0 | 0 | 0 | 0 | 0 | 0 | 0 | 0 | 0 | 0 | 0 | 0 | 0 | 0 | 0 | 0 | 0 | 0 | 0 | 0
2016-11-26 12:00 | 0 | 0 | 0 | 0 | 361410 | 0 | 361410 | 0 | 0 | 0 | 0 | 0 | 0 | 0 | 0 | 0 | 0 | 0 | 0 | 0 | 0 | 0 | 0 | 0 | 0 | 0 | 0 | 0
2016-11-26 13:00 | 0 | 0 | 0 | 0 | 375765 | 0 | 375765 | 0 | 0 | 0 | 0 | 0 | 0 | 0 | 0 | 0 | 0 | 0 | 0 | 0 | 0 | 0 | 0 | 0 | 0 | 0 | 0 | 0
2016-11-26 14:00 | 0 | 0 | 0 | 0 | 348868.4793 | 40854.5207 | 389723 | 0 | 0 | 0 | 0 | 0 | 0 | 0 | 0 | 0 | 0 | 0 | 0 | 0 | 0 | 0 | 0 | 0 | 0 | 0 | 0 | 0
2016-11-26 15:00 | 0 | 0 | 0 | 0 | 32531.8975 | 365374.1025 | 397906 | 0 | 0 | 0 | 0 | 0 | 0 | 0 | 0 | 0 | 0 | 0 | 0 | 0 | 0 | 0 | 0 | 0 | 0 | 0 | 0 | 0
2016-11-26 16:00 | 0 | 0 | 0 | 0 | 0 | 481107.6406 | 400428 | 0 | 0 | 0 | 0 | 61870.256 | 0 | 0 | 0 | 0 | 18809.3846 | 0 | 0 | 0 | 0 | 0 | 61870.256 | 0 | 0 | 0 | 0 | 18809.3846
2016-11-26 17:00 | 0 | 0 | 0 | 0 | 0 | 478504.3769 | 398878 | 0 | 0 | 0 | 0 | 0 | 0 | 0 | 0 | 0 | 160306.0175 | 0 | 0 | 0 | 0 | 0 | -61870.256 | 0 | 0 | 0 | 0 | 141496.6329
2016-11-26 18:00 | 0 | 0 | 0 | 0 | 0 | 445482.6575 | 394611 | 0 | 0 | 0 | 0 | 0 | 0 | 0 | 0 | 0 | 211177.6749 | 0 | 0 | 0 | 0 | 0 | 0 | 0 | 0 | 0 | 0 | 50871.6575
2016-11-26 19:00 | 0 | 0 | 0 | 0 | 0 | 424069.9099 | 390173 | 0 | 0 | 0 | 0 | 0 | 0 | 0 | 0 | 0 | 245074.5848 | 0 | 0 | 0 | 0 | 0 | 0 | 0 | 0 | 0 | 0 | 33896.9099
2016-11-26 20:00 | 0 | 0 | 0 | 0 | 0 | 415153.2671 | 387851 | 0 | 0 | 0 | 0 | 61870.256 | 0 | 0 | 0 | 0 | 210506.5959 | 0 | 0 | 0 | 0 | 0 | 61870.256 | 0 | 0 | 0 | 0 | -34567.9889
2016-11-26 21:00 | 0 | 0 | 0 | 0 | 0 | 407141.53 | 393039 | 0 | 0 | 0 | 0 | 61870.256 | 0 | 0 | 0 | 0 | 224609.1259 | 0 | 0 | 0 | 0 | 0 | 0 | 0 | 0 | 0 | 0 | 14102.53
2016-11-26 22:00 | 0 | 0 | 0 | 0 | 0 | 334802.7732 | 407750 | 0 | 0 | 0 | 0 | 0 | 0 | 0 | 0 | 0 | 213532.1552 | 0 | 0 | 0 | 0 | 0 | -61870.256 | 0 | 0 | 0 | 0 | -11076.9707
2016-11-26 23:00 | 0 | 0 | 0 | 0 | 385467.166 | 140108.2426 | 422463 | 0 | 0 | 0 | 0 | 0 | 0 | 0 | 0 | 0 | 316644.5638 | 0 | 0 | 0 | 0 | 0 | 0 | 0 | 0 | 0 | 0 | 103112.4086
2016-11-27 | 0 | 0 | 0 | 0 | 717309.3848 | 1937.5615 | 428188 | 0 | 0 | 0 | 0 | 0 | 0 | 0 | 0 | 0 | 607703.5101 | 0 | 0 | 0 | 0 | 0 | 0 | 0 | 0 | 0 | 0 | 291058.9463
2016-11-27 01:00 | 0 | 0 | 0 | 0 | 123981.245 | 0 | 427833 | 0 | 0 | 0 | 0 | 0 | 0 | 0 | 0 | 0 | 303851.755 | 0 | 0 | 0 | 0 | 0 | 0 | 0 | 0 | 0 | 0 | -303851.755
2016-11-27 02:00 | 0 | 0 | 0 | 0 | 117099.245 | 0 | 420951 | 0 | 0 | 0 | 0 | 0 | 0 | 0 | 0 | 0 | 0 | 0 | 0 | 0 | 0 | 0 | 0 | 0 | 0 | 0 | 0 | -303851.755
2016-11-27 03:00 | 0 | 0 | 0 | 0 | 409666 | 0 | 409666 | 0 | 0 | 0 | 0 | 0 | 0 | 0 | 0 | 0 | 0 | 0 | 0 | 0 | 0 | 0 | 0 | 0 | 0 | 0 | 0 | 0
2016-11-27 04:00 | 0 | 0 | 0 | 0 | 395489 | 0 | 395489 | 0 | 0 | 0 | 0 | 0 | 0 | 0 | 0 | 0 | 0 | 0 | 0 | 0 | 0 | 0 | 0 | 0 | 0 | 0 | 0 | 0
2016-11-27 05:00 | 0 | 0 | 0 | 0 | 380970 | 0 | 380970 | 0 | 0 | 0 | 0 | 0 | 0 | 0 | 0 | 0 | 0 | 0 | 0 | 0 | 0 | 0 | 0 | 0 | 0 | 0 | 0 | 0
2016-11-27 06:00 | 0 | 0 | 0 | 0 | 368714 | 0 | 368714 | 0 | 0 | 0 | 0 | 0 | 0 | 0 | 0 | 0 | 0 | 0 | 0 | 0 | 0 | 0 | 0 | 0 | 0 | 0 | 0 | 0
2016-11-27 07:00 | 0 | 0 | 0 | 0 | 360779 | 0 | 360779 | 0 | 0 | 0 | 0 | 0 | 0 | 0 | 0 | 0 | 0 | 0 | 0 | 0 | 0 | 0 | 0 | 0 | 0 | 0 | 0 | 0
2016-11-27 08:00 | 0 | 0 | 0 | 0 | 357817 | 0 | 357817 | 0 | 0 | 0 | 0 | 0 | 0 | 0 | 0 | 0 | 0 | 0 | 0 | 0 | 0 | 0 | 0 | 0 | 0 | 0 | 0 | 0
2016-11-27 09:00 | 0 | 0 | 0 | 0 | 357740 | 0 | 357740 | 0 | 0 | 0 | 0 | 0 | 0 | 0 | 0 | 0 | 0 | 0 | 0 | 0 | 0 | 0 | 0 | 0 | 0 | 0 | 0 | 0
2016-11-27 10:00 | 0 | 0 | 0 | 0 | 362297 | 0 | 362297 | 0 | 0 | 0 | 0 | 0 | 0 | 0 | 0 | 0 | 0 | 0 | 0 | 0 | 0 | 0 | 0 | 0 | 0 | 0 | 0 | 0
2016-11-27 11:00 | 0 | 0 | 0 | 0 | 371445 | 0 | 371445 | 0 | 0 | 0 | 0 | 0 | 0 | 0 | 0 | 0 | 0 | 0 | 0 | 0 | 0 | 0 | 0 | 0 | 0 | 0 | 0 | 0
2016-11-27 12:00 | 0 | 0 | 0 | 0 | 383264 | 0 | 383264 | 0 | 0 | 0 | 0 | 0 | 0 | 0 | 0 | 0 | 0 | 0 | 0 | 0 | 0 | 0 | 0 | 0 | 0 | 0 | 0 | 0
2016-11-27 13:00 | 0 | 0 | 0 | 0 | 394819 | 0 | 394819 | 0 | 0 | 0 | 0 | 0 | 0 | 0 | 0 | 0 | 0 | 0 | 0 | 0 | 0 | 0 | 0 | 0 | 0 | 0 | 0 | 0
2016-11-27 14:00 | 0 | 0 | 0 | 0 | 367920.51 | 32678.49 | 400599 | 0 | 0 | 0 | 0 | 0 | 0 | 0 | 0 | 0 | 0 | 0 | 0 | 0 | 0 | 0 | 0 | 0 | 0 | 0 | 0 | 0
2016-11-27 15:00 | 0 | 0 | 0 | 0 | 173890.4354 | 227048.5646 | 400939 | 0 | 0 | 0 | 0 | 0 | 0 | 0 | 0 | 0 | 0 | 0 | 0 | 0 | 0 | 0 | 0 | 0 | 0 | 0 | 0 | 0
2016-11-27 16:00 | 0 | 0 | 0 | 0 | 35850.6711 | 363460.3289 | 399311 | 0 | 0 | 0 | 0 | 0 | 0 | 0 | 0 | 0 | 0 | 0 | 0 | 0 | 0 | 0 | 0 | 0 | 0 | 0 | 0 | 0
2016-11-27 17:00 | 0 | 0 | 0 | 0 | 0 | 410755.5185 | 397982 | 0 | 0 | 0 | 0 | 12773.5185 | 0 | 0 | 0 | 0 | 0 | 0 | 0 | 0 | 0 | 0 | 12773.5185 | 0 | 0 | 0 | 0 | 0
2016-11-27 18:00 | 0 | 0 | 0 | 0 | 0 | 407109.8365 | 397282 | 0 | 0 | 0 | 0 | 0 | 0 | 0 | 0 | 0 | 22601.355 | 0 | 0 | 0 | 0 | 0 | -12773.5185 | 0 | 0 | 0 | 0 | 22601.355
2016-11-27 19:00 | 0 | 0 | 0 | 0 | 0 | 401419.4938 | 396576 | 0 | 0 | 0 | 0 | 0 | 0 | 0 | 0 | 0 | 27444.8488 | 0 | 0 | 0 | 0 | 0 | 0 | 0 | 0 | 0 | 0 | 4843.4938
2016-11-27 20:00 | 0 | 0 | 0 | 0 | 0 | 400728.6982 | 398083 | 0 | 0 | 0 | 0 | 0 | 0 | 0 | 0 | 0 | 30090.547 | 0 | 0 | 0 | 0 | 0 | 0 | 0 | 0 | 0 | 0 | 2645.6982
2016-11-27 21:00 | 0 | 0 | 0 | 0 | 0 | 394685.6803 | 406538 | 0 | 0 | 0 | 0 | 0 | 0 | 0 | 0 | 0 | 18238.2273 | 0 | 0 | 0 | 0 | 0 | 0 | 0 | 0 | 0 | 0 | -11852.3197
2016-11-27 22:00 | 0 | 0 | 0 | 0 | 70320.2373 | 338810.5354 | 427369 | 0 | 0 | 0 | 0 | 0 | 0 | 0 | 0 | 0 | 0 | 0 | 0 | 0 | 0 | 0 | 0 | 0 | 0 | 0 | 0 | -18238.2273
2016-11-27 23:00 | 0 | 0 | 0 | 0 | 597318.8227 | 150959.9323 | 444427 | 0 | 0 | 0 | 0 | 0 | 0 | 0 | 0 | 0 | 303851.755 | 0 | 0 | 0 | 0 | 0 | 0 | 0 | 0 | 0 | 0 | 303851.755
2016-11-28 | 0 | 0 | 0 | 0 | 750111.8078 | 5432.9472 | 451693 | 0 | 0 | 0 | 0 | 0 | 0 | 0 | 0 | 0 | 607703.5101 | 0 | 0 | 0 | 0 | 0 | 0 | 0 | 0 | 0 | 0 | 303851.755
2016-11-28 01:00 | 0 | 0 | 0 | 0 | 146349.245 | 0 | 450201 | 0 | 0 | 0 | 0 | 0 | 0 | 0 | 0 | 0 | 303851.755 | 0 | 0 | 0 | 0 | 0 | 0 | 0 | 0 | 0 | 0 | -303851.755
2016-11-28 02:00 | 0 | 0 | 0 | 0 | 132245.245 | 0 | 436097 | 0 | 0 | 0 | 0 | 0 | 0 | 0 | 0 | 0 | 0 | 0 | 0 | 0 | 0 | 0 | 0 | 0 | 0 | 0 | 0 | -303851.755
2016-11-28 03:00 | 0 | 0 | 0 | 0 | 420486 | 0 | 420486 | 0 | 0 | 0 | 0 | 0 | 0 | 0 | 0 | 0 | 0 | 0 | 0 | 0 | 0 | 0 | 0 | 0 | 0 | 0 | 0 | 0
2016-11-28 04:00 | 0 | 0 | 0 | 0 | 399764 | 0 | 399764 | 0 | 0 | 0 | 0 | 0 | 0 | 0 | 0 | 0 | 0 | 0 | 0 | 0 | 0 | 0 | 0 | 0 | 0 | 0 | 0 | 0
2016-11-28 05:00 | 0 | 0 | 0 | 0 | 383424 | 0 | 383424 | 0 | 0 | 0 | 0 | 0 | 0 | 0 | 0 | 0 | 0 | 0 | 0 | 0 | 0 | 0 | 0 | 0 | 0 | 0 | 0 | 0
2016-11-28 06:00 | 0 | 0 | 0 | 0 | 369420 | 0 | 369420 | 0 | 0 | 0 | 0 | 0 | 0 | 0 | 0 | 0 | 0 | 0 | 0 | 0 | 0 | 0 | 0 | 0 | 0 | 0 | 0 | 0
2016-11-28 07:00 | 0 | 0 | 0 | 0 | 362223 | 0 | 362223 | 0 | 0 | 0 | 0 | 0 | 0 | 0 | 0 | 0 | 0 | 0 | 0 | 0 | 0 | 0 | 0 | 0 | 0 | 0 | 0 | 0
2016-11-28 08:00 | 0 | 0 | 0 | 0 | 359618 | 0 | 359618 | 0 | 0 | 0 | 0 | 0 | 0 | 0 | 0 | 0 | 0 | 0 | 0 | 0 | 0 | 0 | 0 | 0 | 0 | 0 | 0 | 0
2016-11-28 09:00 | 0 | 0 | 0 | 0 | 361754 | 0 | 361754 | 0 | 0 | 0 | 0 | 0 | 0 | 0 | 0 | 0 | 0 | 0 | 0 | 0 | 0 | 0 | 0 | 0 | 0 | 0 | 0 | 0
2016-11-28 10:00 | 0 | 0 | 0 | 0 | 375602 | 0 | 375602 | 0 | 0 | 0 | 0 | 0 | 0 | 0 | 0 | 0 | 0 | 0 | 0 | 0 | 0 | 0 | 0 | 0 | 0 | 0 | 0 | 0
2016-11-28 11:00 | 0 | 0 | 0 | 0 | 406268 | 0 | 406268 | 0 | 0 | 0 | 0 | 0 | 0 | 0 | 0 | 0 | 0 | 0 | 0 | 0 | 0 | 0 | 0 | 0 | 0 | 0 | 0 | 0
2016-11-28 12:00 | 0 | 0 | 0 | 0 | 433750 | 0 | 433750 | 0 | 0 | 0 | 0 | 0 | 0 | 0 | 0 | 0 | 0 | 0 | 0 | 0 | 0 | 0 | 0 | 0 | 0 | 0 | 0 | 0
2016-11-28 13:00 | 0 | 0 | 0 | 0 | 445745.508 | 1.492 | 445747 | 0 | 0 | 0 | 0 | 0 | 0 | 0 | 0 | 0 | 0 | 0 | 0 | 0 | 0 | 0 | 0 | 0 | 0 | 0 | 0 | 0
2016-11-28 14:00 | 0 | 0 | 0 | 0 | 339809.9915 | 111086.0085 | 450896 | 0 | 0 | 0 | 0 | 0 | 0 | 0 | 0 | 0 | 0 | 0 | 0 | 0 | 0 | 0 | 0 | 0 | 0 | 0 | 0 | 0
2016-11-28 15:00 | 0 | 0 | 0 | 0 | 159602.696 | 293406.304 | 453009 | 0 | 0 | 0 | 0 | 0 | 0 | 0 | 0 | 0 | 0 | 0 | 0 | 0 | 0 | 0 | 0 | 0 | 0 | 0 | 0 | 0
2016-11-28 16:00 | 0 | 0 | 0 | 0 | 52052.7649 | 400217.2351 | 452270 | 0 | 0 | 0 | 0 | 0 | 0 | 0 | 0 | 0 | 0 | 0 | 0 | 0 | 0 | 0 | 0 | 0 | 0 | 0 | 0 | 0
2016-11-28 17:00 | 0 | 0 | 0 | 0 | 28922.1794 | 421021.8206 | 449944 | 0 | 0 | 0 | 0 | 0 | 0 | 0 | 0 | 0 | 0 | 0 | 0 | 0 | 0 | 0 | 0 | 0 | 0 | 0 | 0 | 0
2016-11-28 18:00 | 0 | 0 | 0 | 0 | 30765.5651 | 416564.4349 | 447330 | 0 | 0 | 0 | 0 | 0 | 0 | 0 | 0 | 0 | 0 | 0 | 0 | 0 | 0 | 0 | 0 | 0 | 0 | 0 | 0 | 0
2016-11-28 19:00 | 0 | 0 | 0 | 0 | 34953.2784 | 410689.7216 | 445643 | 0 | 0 | 0 | 0 | 0 | 0 | 0 | 0 | 0 | 0 | 0 | 0 | 0 | 0 | 0 | 0 | 0 | 0 | 0 | 0 | 0
2016-11-28 20:00 | 0 | 0 | 0 | 0 | 32693.8556 | 412843.1444 | 445537 | 0 | 0 | 0 | 0 | 0 | 0 | 0 | 0 | 0 | 0 | 0 | 0 | 0 | 0 | 0 | 0 | 0 | 0 | 0 | 0 | 0
2016-11-28 21:00 | 0 | 0 | 0 | 0 | 46257.9184 | 404775.0816 | 451033 | 0 | 0 | 0 | 0 | 0 | 0 | 0 | 0 | 0 | 0 | 0 | 0 | 0 | 0 | 0 | 0 | 0 | 0 | 0 | 0 | 0
2016-11-28 22:00 | 0 | 0 | 0 | 0 | 131821.1983 | 334517.8017 | 466339 | 0 | 0 | 0 | 0 | 0 | 0 | 0 | 0 | 0 | 0 | 0 | 0 | 0 | 0 | 0 | 0 | 0 | 0 | 0 | 0 | 0
2016-11-28 23:00 | 0 | 0 | 0 | 0 | 624698.6225 | 156179.1325 | 477026 | 0 | 0 | 0 | 0 | 0 | 0 | 0 | 0 | 0 | 303851.755 | 0 | 0 | 0 | 0 | 0 | 0 | 0 | 0 | 0 | 0 | 303851.755
2016-11-29 | 0 | 0 | 0 | 0 | 778918.5074 | 5232.2476 | 480299 | 0 | 0 | 0 | 0 | 0 | 0 | 0 | 0 | 0 | 607703.5101 | 0 | 0 | 0 | 0 | 0 | 0 | 0 | 0 | 0 | 0 | 303851.755
2016-11-29 01:00 | 0 | 0 | 0 | 0 | 172172.245 | 0 | 476024 | 0 | 0 | 0 | 0 | 0 | 0 | 0 | 0 | 0 | 303851.755 | 0 | 0 | 0 | 0 | 0 | 0 | 0 | 0 | 0 | 0 | -303851.755
2016-11-29 02:00 | 0 | 0 | 0 | 0 | 156520.245 | 0 | 460372 | 0 | 0 | 0 | 0 | 0 | 0 | 0 | 0 | 0 | 0 | 0 | 0 | 0 | 0 | 0 | 0 | 0 | 0 | 0 | 0 | -303851.755
2016-11-29 03:00 | 0 | 0 | 0 | 0 | 437418 | 0 | 437418 | 0 | 0 | 0 | 0 | 0 | 0 | 0 | 0 | 0 | 0 | 0 | 0 | 0 | 0 | 0 | 0 | 0 | 0 | 0 | 0 | 0
2016-11-29 04:00 | 0 | 0 | 0 | 0 | 411152 | 0 | 411152 | 0 | 0 | 0 | 0 | 0 | 0 | 0 | 0 | 0 | 0 | 0 | 0 | 0 | 0 | 0 | 0 | 0 | 0 | 0 | 0 | 0
2016-11-29 05:00 | 0 | 0 | 0 | 0 | 388395 | 0 | 388395 | 0 | 0 | 0 | 0 | 0 | 0 | 0 | 0 | 0 | 0 | 0 | 0 | 0 | 0 | 0 | 0 | 0 | 0 | 0 | 0 | 0
2016-11-29 06:00 | 0 | 0 | 0 | 0 | 370865 | 0 | 370865 | 0 | 0 | 0 | 0 | 0 | 0 | 0 | 0 | 0 | 0 | 0 | 0 | 0 | 0 | 0 | 0 | 0 | 0 | 0 | 0 | 0
2016-11-29 07:00 | 0 | 0 | 0 | 0 | 359202 | 0 | 359202 | 0 | 0 | 0 | 0 | 0 | 0 | 0 | 0 | 0 | 0 | 0 | 0 | 0 | 0 | 0 | 0 | 0 | 0 | 0 | 0 | 0
2016-11-29 08:00 | 0 | 0 | 0 | 0 | 353473 | 0 | 353473 | 0 | 0 | 0 | 0 | 0 | 0 | 0 | 0 | 0 | 0 | 0 | 0 | 0 | 0 | 0 | 0 | 0 | 0 | 0 | 0 | 0
2016-11-29 09:00 | 0 | 0 | 0 | 0 | 354019 | 0 | 354019 | 0 | 0 | 0 | 0 | 0 | 0 | 0 | 0 | 0 | 0 | 0 | 0 | 0 | 0 | 0 | 0 | 0 | 0 | 0 | 0 | 0
2016-11-29 10:00 | 0 | 0 | 0 | 0 | 364087 | 0 | 364087 | 0 | 0 | 0 | 0 | 0 | 0 | 0 | 0 | 0 | 0 | 0 | 0 | 0 | 0 | 0 | 0 | 0 | 0 | 0 | 0 | 0
2016-11-29 11:00 | 0 | 0 | 0 | 0 | 392679 | 0 | 392679 | 0 | 0 | 0 | 0 | 0 | 0 | 0 | 0 | 0 | 0 | 0 | 0 | 0 | 0 | 0 | 0 | 0 | 0 | 0 | 0 | 0
2016-11-29 12:00 | 0 | 0 | 0 | 0 | 421206 | 0 | 421206 | 0 | 0 | 0 | 0 | 0 | 0 | 0 | 0 | 0 | 0 | 0 | 0 | 0 | 0 | 0 | 0 | 0 | 0 | 0 | 0 | 0
2016-11-29 13:00 | 0 | 0 | 0 | 0 | 434750.9356 | 1.0644 | 434752 | 0 | 0 | 0 | 0 | 0 | 0 | 0 | 0 | 0 | 0 | 0 | 0 | 0 | 0 | 0 | 0 | 0 | 0 | 0 | 0 | 0
2016-11-29 14:00 | 0 | 0 | 0 | 0 | 383888.7651 | 58803.2349 | 442692 | 0 | 0 | 0 | 0 | 0 | 0 | 0 | 0 | 0 | 0 | 0 | 0 | 0 | 0 | 0 | 0 | 0 | 0 | 0 | 0 | 0
2016-11-29 15:00 | 0 | 0 | 0 | 0 | 43436.5641 | 403639.4359 | 447076 | 0 | 0 | 0 | 0 | 0 | 0 | 0 | 0 | 0 | 0 | 0 | 0 | 0 | 0 | 0 | 0 | 0 | 0 | 0 | 0 | 0
2016-11-29 16:00 | 0 | 0 | 0 | 0 | 0 | 542128.203 | 447270 | 0 | 0 | 0 | 0 | 0 | 0 | 0 | 0 | 0 | 94858.203 | 0 | 0 | 0 | 0 | 0 | 0 | 0 | 0 | 0 | 0 | 94858.203
2016-11-29 17:00 | 0 | 0 | 0 | 0 | 0 | 530691.3449 | 446183 | 0 | 0 | 0 | 0 | 61870.256 | 0 | 0 | 0 | 0 | 117496.2918 | 0 | 0 | 0 | 0 | 0 | 61870.256 | 0 | 0 | 0 | 0 | 22638.0888
2016-11-29 18:00 | 0 | 0 | 0 | 0 | 0 | 485806.2248 | 445690 | 0 | 0 | 0 | 0 | 0 | 0 | 0 | 0 | 0 | 219482.7726 | 0 | 0 | 0 | 0 | 0 | -61870.256 | 0 | 0 | 0 | 0 | 101986.4808
2016-11-29 19:00 | 0 | 0 | 0 | 0 | 0 | 468229.536 | 443770 | 0 | 0 | 0 | 0 | 61870.256 | 0 | 0 | 0 | 0 | 182072.0526 | 0 | 0 | 0 | 0 | 0 | 61870.256 | 0 | 0 | 0 | 0 | -37410.7201
2016-11-29 20:00 | 0 | 0 | 0 | 0 | 0 | 475496.8147 | 441815 | 0 | 0 | 0 | 0 | 61870.256 | 0 | 0 | 0 | 0 | 215753.8673 | 0 | 0 | 0 | 0 | 0 | 0 | 0 | 0 | 0 | 0 | 33681.8147
2016-11-29 21:00 | 0 | 0 | 0 | 0 | 0 | 488632.4676 | 444535 | 0 | 0 | 0 | 0 | 0 | 0 | 0 | 0 | 0 | 321721.5909 | 0 | 0 | 0 | 0 | 0 | -61870.256 | 0 | 0 | 0 | 0 | 105967.7236
2016-11-29 22:00 | 0 | 0 | 0 | 0 | 0 | 456243.6752 | 457321 | 0 | 0 | 0 | 0 | 0 | 0 | 0 | 0 | 0 | 320644.2661 | 0 | 0 | 0 | 0 | 0 | 0 | 0 | 0 | 0 | 0 | -1077.3248
2016-11-29 23:00 | 0 | 0 | 0 | 0 | 215438.8167 | 237861.6722 | 470093 | 0 | 0 | 0 | 0 | 0 | 0 | 0 | 0 | 0 | 303851.755 | 0 | 0 | 0 | 0 | 0 | 0 | 0 | 0 | 0 | 0 | -16792.5111
2016-11-30 | 0 | 0 | 0 | 0 | 773993.5774 | 4990.1777 | 475132 | 0 | 0 | 0 | 0 | 0 | 0 | 0 | 0 | 0 | 607703.5101 | 0 | 0 | 0 | 0 | 0 | 0 | 0 | 0 | 0 | 0 | 303851.755
2016-11-30 01:00 | 0 | 0 | 0 | 0 | 168205.245 | 0 | 472057 | 0 | 0 | 0 | 0 | 0 | 0 | 0 | 0 | 0 | 303851.755 | 0 | 0 | 0 | 0 | 0 | 0 | 0 | 0 | 0 | 0 | -303851.755
2016-11-30 02:00 | 0 | 0 | 0 | 0 | 153461.245 | 0 | 457313 | 0 | 0 | 0 | 0 | 0 | 0 | 0 | 0 | 0 | 0 | 0 | 0 | 0 | 0 | 0 | 0 | 0 | 0 | 0 | 0 | -303851.755
2016-11-30 03:00 | 0 | 0 | 0 | 0 | 435628 | 0 | 435628 | 0 | 0 | 0 | 0 | 0 | 0 | 0 | 0 | 0 | 0 | 0 | 0 | 0 | 0 | 0 | 0 | 0 | 0 | 0 | 0 | 0
2016-11-30 04:00 | 0 | 0 | 0 | 0 | 410476 | 0 | 410476 | 0 | 0 | 0 | 0 | 0 | 0 | 0 | 0 | 0 | 0 | 0 | 0 | 0 | 0 | 0 | 0 | 0 | 0 | 0 | 0 | 0
2016-11-30 05:00 | 0 | 0 | 0 | 0 | 387059 | 0 | 387059 | 0 | 0 | 0 | 0 | 0 | 0 | 0 | 0 | 0 | 0 | 0 | 0 | 0 | 0 | 0 | 0 | 0 | 0 | 0 | 0 | 0
2016-11-30 06:00 | 0 | 0 | 0 | 0 | 369075 | 0 | 369075 | 0 | 0 | 0 | 0 | 0 | 0 | 0 | 0 | 0 | 0 | 0 | 0 | 0 | 0 | 0 | 0 | 0 | 0 | 0 | 0 | 0
2016-11-30 07:00 | 0 | 0 | 0 | 0 | 357559 | 0 | 357559 | 0 | 0 | 0 | 0 | 0 | 0 | 0 | 0 | 0 | 0 | 0 | 0 | 0 | 0 | 0 | 0 | 0 | 0 | 0 | 0 | 0
2016-11-30 08:00 | 0 | 0 | 0 | 0 | 351988 | 0 | 351988 | 0 | 0 | 0 | 0 | 0 | 0 | 0 | 0 | 0 | 0 | 0 | 0 | 0 | 0 | 0 | 0 | 0 | 0 | 0 | 0 | 0
2016-11-30 09:00 | 0 | 0 | 0 | 0 | 353346 | 0 | 353346 | 0 | 0 | 0 | 0 | 0 | 0 | 0 | 0 | 0 | 0 | 0 | 0 | 0 | 0 | 0 | 0 | 0 | 0 | 0 | 0 | 0
2016-11-30 10:00 | 0 | 0 | 0 | 0 | 365143 | 0 | 365143 | 0 | 0 | 0 | 0 | 0 | 0 | 0 | 0 | 0 | 0 | 0 | 0 | 0 | 0 | 0 | 0 | 0 | 0 | 0 | 0 | 0
2016-11-30 11:00 | 0 | 0 | 0 | 0 | 393457 | 0 | 393457 | 0 | 0 | 0 | 0 | 0 | 0 | 0 | 0 | 0 | 0 | 0 | 0 | 0 | 0 | 0 | 0 | 0 | 0 | 0 | 0 | 0
2016-11-30 12:00 | 0 | 0 | 0 | 0 | 421615 | 0 | 421615 | 0 | 0 | 0 | 0 | 0 | 0 | 0 | 0 | 0 | 0 | 0 | 0 | 0 | 0 | 0 | 0 | 0 | 0 | 0 | 0 | 0
2016-11-30 13:00 | 0 | 0 | 0 | 0 | 435658.405 | 0.59497 | 435659 | 0 | 0 | 0 | 0 | 0 | 0 | 0 | 0 | 0 | 0 | 0 | 0 | 0 | 0 | 0 | 0 | 0 | 0 | 0 | 0 | 0
2016-11-30 14:00 | 0 | 0 | 0 | 0 | 371997.2299 | 72284.7701 | 444282 | 0 | 0 | 0 | 0 | 0 | 0 | 0 | 0 | 0 | 0 | 0 | 0 | 0 | 0 | 0 | 0 | 0 | 0 | 0 | 0 | 0
2016-11-30 15:00 | 0 | 0 | 0 | 0 | 0 | 467814.1733 | 448406 | 0 | 0 | 0 | 0 | 0 | 0 | 0 | 0 | 0 | 19408.1733 | 0 | 0 | 0 | 0 | 0 | 0 | 0 | 0 | 0 | 0 | 19408.1733
2016-11-30 16:00 | 0 | 0 | 0 | 0 | 0 | 552490.9812 | 449393 | 0 | 0 | 0 | 0 | 61870.256 | 0 | 0 | 0 | 0 | 60635.8984 | 0 | 0 | 0 | 0 | 0 | 61870.256 | 0 | 0 | 0 | 0 | 41227.7251
2016-11-30 17:00 | 0 | 0 | 0 | 0 | 0 | 543435.251 | 447517 | 0 | 0 | 0 | 0 | 61870.256 | 0 | 0 | 0 | 0 | 156554.1494 | 0 | 0 | 0 | 0 | 0 | 0 | 0 | 0 | 0 | 0 | 95918.251
2016-11-30 18:00 | 0 | 0 | 0 | 0 | 0 | 514479.8374 | 445504 | 0 | 0 | 0 | 0 | 0 | 0 | 0 | 0 | 0 | 287400.2428 | 0 | 0 | 0 | 0 | 0 | -61870.256 | 0 | 0 | 0 | 0 | 130846.0934
2016-11-30 19:00 | 0 | 0 | 0 | 0 | 0 | 501419.4736 | 444301 | 0 | 0 | 0 | 0 | 61870.256 | 0 | 0 | 0 | 0 | 282648.4604 | 0 | 0 | 0 | 0 | 0 | 61870.256 | 0 | 0 | 0 | 0 | -4751.7824
2016-11-30 20:00 | 0 | 0 | 0 | 0 | 0 | 511944.3411 | 442947 | 0 | 0 | 0 | 0 | 61870.256 | 0 | 0 | 0 | 0 | 351645.8015 | 0 | 0 | 0 | 0 | 0 | 0 | 0 | 0 | 0 | 0 | 68997.3411
2016-11-30 21:00 | 0 | 0 | 0 | 0 | 0 | 529456.4474 | 446786 | 0 | 0 | 0 | 0 | 61870.256 | 0 | 0 | 0 | 0 | 434316.2489 | 0 | 0 | 0 | 0 | 0 | 0 | 0 | 0 | 0 | 0 | 82670.4474
2016-11-30 22:00 | 0 | 0 | 0 | 0 | 0 | 462452.748 | 459609 | 0 | 0 | 0 | 0 | 0 | 0 | 0 | 0 | 0 | 499030.2529 | 0 | 0 | 0 | 0 | 0 | -61870.256 | 0 | 0 | 0 | 0 | 64714.004
2016-11-30 23:00 | 0 | 0 | 0 | 0 | 86770.5573 | 189678.9448 | 471628 | 0 | 0 | 0 | 0 | 0 | 0 | 0 | 0 | 0 | 303851.755 | 0 | 0 | 0 | 0 | 0 | 0 | 0 | 0 | 0 | 0 | -195178.4979
2016-12-01 | 0 | 0 | 0 | 0 | 777662.4068 | 3361.3483 | 477172 | 0 | 0 | 0 | 0 | 0 | 0 | 0 | 0 | 0 | 607703.5101 | 0 | 0 | 0 | 0 | 0 | 0 | 0 | 0 | 0 | 0 | 303851.755
2016-12-01 01:00 | 0 | 0 | 0 | 0 | 171828.245 | 0 | 475680 | 0 | 0 | 0 | 0 | 0 | 0 | 0 | 0 | 0 | 303851.755 | 0 | 0 | 0 | 0 | 0 | 0 | 0 | 0 | 0 | 0 | -303851.755
2016-12-01 02:00 | 0 | 0 | 0 | 0 | 159015.245 | 0 | 462867 | 0 | 0 | 0 | 0 | 0 | 0 | 0 | 0 | 0 | 0 | 0 | 0 | 0 | 0 | 0 | 0 | 0 | 0 | 0 | 0 | -303851.755
2016-12-01 03:00 | 0 | 0 | 0 | 0 | 441928 | 0 | 441928 | 0 | 0 | 0 | 0 | 0 | 0 | 0 | 0 | 0 | 0 | 0 | 0 | 0 | 0 | 0 | 0 | 0 | 0 | 0 | 0 | 0
2016-12-01 04:00 | 0 | 0 | 0 | 0 | 418210 | 0 | 418210 | 0 | 0 | 0 | 0 | 0 | 0 | 0 | 0 | 0 | 0 | 0 | 0 | 0 | 0 | 0 | 0 | 0 | 0 | 0 | 0 | 0
2016-12-01 05:00 | 0 | 0 | 0 | 0 | 396190 | 0 | 396190 | 0 | 0 | 0 | 0 | 0 | 0 | 0 | 0 | 0 | 0 | 0 | 0 | 0 | 0 | 0 | 0 | 0 | 0 | 0 | 0 | 0
2016-12-01 06:00 | 0 | 0 | 0 | 0 | 379482 | 0 | 379482 | 0 | 0 | 0 | 0 | 0 | 0 | 0 | 0 | 0 | 0 | 0 | 0 | 0 | 0 | 0 | 0 | 0 | 0 | 0 | 0 | 0
2016-12-01 07:00 | 0 | 0 | 0 | 0 | 369828 | 0 | 369828 | 0 | 0 | 0 | 0 | 0 | 0 | 0 | 0 | 0 | 0 | 0 | 0 | 0 | 0 | 0 | 0 | 0 | 0 | 0 | 0 | 0
2016-12-01 08:00 | 0 | 0 | 0 | 0 | 366207 | 0 | 366207 | 0 | 0 | 0 | 0 | 0 | 0 | 0 | 0 | 0 | 0 | 0 | 0 | 0 | 0 | 0 | 0 | 0 | 0 | 0 | 0 | 0
2016-12-01 09:00 | 0 | 0 | 0 | 0 | 369381 | 0 | 369381 | 0 | 0 | 0 | 0 | 0 | 0 | 0 | 0 | 0 | 0 | 0 | 0 | 0 | 0 | 0 | 0 | 0 | 0 | 0 | 0 | 0
2016-12-01 10:00 | 0 | 0 | 0 | 0 | 444265.6368 | 0 | 382798 | 0 | 0 | 0 | 0 | 0 | 0 | 0 | 0 | 0 | 61467.6368 | 0 | 0 | 0 | 0 | 0 | 0 | 0 | 0 | 0 | 0 | 61467.6368
2016-12-01 11:00 | 0 | 0 | 0 | 0 | 561860.9734 | 0 | 412850 | 0 | 0 | 0 | 0 | 61870.256 | 0 | 0 | 0 | 0 | 148608.3541 | 0 | 0 | 0 | 0 | 0 | 61870.256 | 0 | 0 | 0 | 0 | 87140.7174
2016-12-01 12:00 | 0 | 0 | 0 | 0 | 533809.0468 | 0 | 442143 | 0 | 0 | 0 | 0 | 61870.256 | 0 | 0 | 0 | 0 | 240274.4009 | 0 | 0 | 0 | 0 | 0 | 0 | 0 | 0 | 0 | 0 | 91666.0468
2016-12-01 13:00 | 0 | 0 | 0 | 0 | 508764.4656 | 0.33478 | 454793 | 0 | 0 | 0 | 0 | 61870.256 | 0 | 0 | 0 | 0 | 294246.2013 | 0 | 0 | 0 | 0 | 0 | 0 | 0 | 0 | 0 | 0 | 53971.8004
2016-12-01 14:00 | 0 | 0 | 0 | 0 | 335420.7318 | 68481.6848 | 458619 | 0 | 0 | 0 | 0 | 0 | 0 | 0 | 0 | 0 | 301399.8741 | 0 | 0 | 0 | 0 | 0 | -61870.256 | 0 | 0 | 0 | 0 | 7153.6727
2016-12-01 15:00 | 0 | 0 | 0 | 0 | 204490.5392 | 346102.5436 | 458254 | 0 | 0 | 0 | 0 | 0 | 0 | 0 | 0 | 0 | 393738.9568 | 0 | 0 | 0 | 0 | 0 | 0 | 0 | 0 | 0 | 0 | 92339.0827
2016-12-01 16:00 | 0 | 0 | 0 | 0 | 214641.699 | 472150.1105 | 454588 | 0 | 0 | 0 | 0 | 24326.5471 | 0 | 0 | 0 | 0 | 601616.2192 | 0 | 0 | 0 | 0 | 0 | 24326.5471 | 0 | 0 | 0 | 0 | 207877.2624
2016-12-01 17:00 | 0 | 0 | 0 | 0 | 235442.1811 | 493296.0268 | 449213 | 0 | 0 | 0 | 0 | 0 | 0 | 0 | 0 | 0 | 905467.9742 | 0 | 0 | 0 | 0 | 0 | -24326.5471 | 0 | 0 | 0 | 0 | 303851.755
2016-12-01 18:00 | 0 | 0 | 0 | 0 | 229873.7452 | 474357.8029 | 445828 | 0 | 0 | 0 | 0 | 61870.256 | 0 | 0 | 0 | 0 | 1102001.2663 | 0 | 0 | 0 | 0 | 0 | 61870.256 | 0 | 0 | 0 | 0 | 196533.2921
2016-12-01 19:00 | 0 | 0 | 0 | 0 | 218577.2826 | 461670.9429 | 443702 | 0 | 0 | 0 | 0 | 0 | 0 | 0 | 0 | 0 | 1400417.7478 | 0 | 0 | 0 | 0 | 0 | -61870.256 | 0 | 0 | 0 | 0 | 298416.4815
2016-12-01 20:00 | 0 | 0 | 0 | 0 | 206869.8035 | 469545.5113 | 441771 | 0 | 0 | 0 | 0 | 0 | 0 | 0 | 0 | 0 | 1635062.0626 | 0 | 0 | 0 | 0 | 0 | 0 | 0 | 0 | 0 | 0 | 234644.3148
2016-12-01 21:00 | 0 | 0 | 0 | 0 | 191126.2011 | 470780.5188 | 445029 | 0 | 0 | 0 | 0 | 61870.256 | 0 | 0 | 0 | 0 | 1790069.5264 | 0 | 0 | 0 | 0 | 0 | 61870.256 | 0 | 0 | 0 | 0 | 155007.4638
2016-12-01 22:00 | 0 | 0 | 0 | 0 | 230218.418 | 411118.3337 | 460354 | 0 | 0 | 0 | 0 | 0 | 0 | 0 | 0 | 0 | 2032922.5342 | 0 | 0 | 0 | 0 | 0 | -61870.256 | 0 | 0 | 0 | 0 | 242853.0078
2016-12-01 23:00 | 0 | 0 | 0 | 0 | 272832.5528 | 186970.9063 | 476034 | 0 | 0 | 0 | 0 | 0 | 0 | 0 | 0 | 0 | 2016691.9934 | 0 | 0 | 0 | 0 | 0 | 0 | 0 | 0 | 0 | 0 | -16230.5409
2016-12-02 | 0 | 0 | 0 | 0 | 314306.0626 | 4006.4021 | 483265 | 0 | 0 | 0 | 0 | 0 | 0 | 0 | 0 | 0 | 1851739.4581 | 0 | 0 | 0 | 0 | 0 | 0 | 0 | 0 | 0 | 0 | -164952.5353
2016-12-02 01:00 | 0 | 0 | 0 | 0 | 346298.133 | 0 | 484225 | 0 | 0 | 0 | 0 | 61870.256 | 0 | 0 | 0 | 0 | 1651942.335 | 0 | 0 | 0 | 0 | 0 | 61870.256 | 0 | 0 | 0 | 0 | -199797.123
2016-12-02 02:00 | 0 | 0 | 0 | 0 | 360862.169 | 0 | 474133 | 0 | 0 | 0 | 0 | 61870.256 | 0 | 0 | 0 | 0 | 1538671.504 | 0 | 0 | 0 | 0 | 0 | 0 | 0 | 0 | 0 | 0 | -113270.831
2016-12-02 03:00 | 0 | 0 | 0 | 0 | 358592.463 | 0 | 454348 | 0 | 0 | 0 | 0 | 0 | 0 | 0 | 0 | 0 | 1504786.2231 | 0 | 0 | 0 | 0 | 0 | -61870.256 | 0 | 0 | 0 | 0 | -33885.2809
2016-12-02 04:00 | 0 | 0 | 0 | 0 | 347459.7391 | 0 | 431309 | 0 | 0 | 0 | 0 | 61870.256 | 0 | 0 | 0 | 0 | 1359066.7062 | 0 | 0 | 0 | 0 | 0 | 61870.256 | 0 | 0 | 0 | 0 | -145719.5169
2016-12-02 05:00 | 0 | 0 | 0 | 0 | 331709.8897 | 0 | 410862 | 0 | 0 | 0 | 0 | 0 | 0 | 0 | 0 | 0 | 1341784.852 | 0 | 0 | 0 | 0 | 0 | -61870.256 | 0 | 0 | 0 | 0 | -17281.8542
2016-12-02 06:00 | 0 | 0 | 0 | 0 | 312196.6497 | 0 | 395520 | 0 | 0 | 0 | 0 | 0 | 0 | 0 | 0 | 0 | 1258461.5017 | 0 | 0 | 0 | 0 | 0 | 0 | 0 | 0 | 0 | 0 | -83323.3503
2016-12-02 07:00 | 0 | 0 | 0 | 0 | 296804.6239 | 0 | 386345 | 0 | 0 | 0 | 0 | 0 | 0 | 0 | 0 | 0 | 1168921.1256 | 0 | 0 | 0 | 0 | 0 | 0 | 0 | 0 | 0 | 0 | -89540.3761
2016-12-02 08:00 | 0 | 0 | 0 | 0 | 284347.9739 | 0 | 382964 | 0 | 0 | 0 | 0 | 61870.256 | 0 | 0 | 0 | 0 | 1008434.8435 | 0 | 0 | 0 | 0 | 0 | 61870.256 | 0 | 0 | 0 | 0 | -160486.2822
2016-12-02 09:00 | 0 | 0 | 0 | 0 | 274056.411 | 0 | 385768 | 0 | 0 | 0 | 0 | 0 | 0 | 0 | 0 | 0 | 958593.5105 | 0 | 0 | 0 | 0 | 0 | -61870.256 | 0 | 0 | 0 | 0 | -49841.333
2016-12-02 10:00 | 0 | 0 | 0 | 0 | 277951.8899 | 0 | 398872 | 0 | 0 | 0 | 0 | 0 | 0 | 0 | 0 | 0 | 837673.4004 | 0 | 0 | 0 | 0 | 0 | 0 | 0 | 0 | 0 | 0 | -120920.1101
2016-12-02 11:00 | 0 | 0 | 0 | 0 | 287652.399 | 0 | 430263 | 0 | 0 | 0 | 0 | 0 | 0 | 0 | 0 | 0 | 695062.7995 | 0 | 0 | 0 | 0 | 0 | 0 | 0 | 0 | 0 | 0 | -142610.601
2016-12-02 12:00 | 0 | 0 | 0 | 0 | 286643.1993 | 0 | 458440 | 0 | 0 | 0 | 0 | 61870.256 | 0 | 0 | 0 | 0 | 461395.7427 | 0 | 0 | 0 | 0 | 0 | 61870.256 | 0 | 0 | 0 | 0 | -233667.0568
2016-12-02 13:00 | 0 | 0 | 0 | 0 | 271721.5184 | 0 | 468105 | 0 | 0 | 0 | 0 | 61870.256 | 0 | 0 | 0 | 0 | 265012.2611 | 0 | 0 | 0 | 0 | 0 | 0 | 0 | 0 | 0 | 0 | -196383.4816
2016-12-02 14:00 | 0 | 0 | 0 | 0 | 200212.5778 | 21574.9806 | 468340 | 0 | 0 | 0 | 0 | 0 | 0 | 0 | 0 | 0 | 80330.0755 | 0 | 0 | 0 | 0 | 0 | -61870.256 | 0 | 0 | 0 | 0 | -184682.1856
2016-12-02 15:00 | 0 | 0 | 0 | 0 | 131670.1994 | 251519.7252 | 463520 | 0 | 0 | 0 | 0 | 0 | 0 | 0 | 0 | 0 | 0 | 0 | 0 | 0 | 0 | 0 | 0 | 0 | 0 | 0 | 0 | -80330.0755
2016-12-02 16:00 | 0 | 0 | 0 | 0 | 45892.2266 | 410536.7734 | 456429 | 0 | 0 | 0 | 0 | 0 | 0 | 0 | 0 | 0 | 0 | 0 | 0 | 0 | 0 | 0 | 0 | 0 | 0 | 0 | 0 | 0
2016-12-02 17:00 | 0 | 0 | 0 | 0 | 3248.7099 | 446169.2901 | 449418 | 0 | 0 | 0 | 0 | 0 | 0 | 0 | 0 | 0 | 0 | 0 | 0 | 0 | 0 | 0 | 0 | 0 | 0 | 0 | 0 | 0
2016-12-02 18:00 | 0 | 0 | 0 | 0 | 24290.1454 | 420722.8546 | 445013 | 0 | 0 | 0 | 0 | 0 | 0 | 0 | 0 | 0 | 0 | 0 | 0 | 0 | 0 | 0 | 0 | 0 | 0 | 0 | 0 | 0
2016-12-02 19:00 | 0 | 0 | 0 | 0 | 34744.4288 | 406582.5712 | 441327 | 0 | 0 | 0 | 0 | 0 | 0 | 0 | 0 | 0 | 0 | 0 | 0 | 0 | 0 | 0 | 0 | 0 | 0 | 0 | 0 | 0
2016-12-02 20:00 | 0 | 0 | 0 | 0 | 32560.7 | 407252.3 | 439813 | 0 | 0 | 0 | 0 | 0 | 0 | 0 | 0 | 0 | 0 | 0 | 0 | 0 | 0 | 0 | 0 | 0 | 0 | 0 | 0 | 0
2016-12-02 21:00 | 0 | 0 | 0 | 0 | 46887.1601 | 397569.8399 | 444457 | 0 | 0 | 0 | 0 | 0 | 0 | 0 | 0 | 0 | 0 | 0 | 0 | 0 | 0 | 0 | 0 | 0 | 0 | 0 | 0 | 0
2016-12-02 22:00 | 0 | 0 | 0 | 0 | 263644.0122 | 345385.3282 | 458344 | 0 | 0 | 0 | 0 | 61870.256 | 0 | 0 | 0 | 0 | 88815.0844 | 0 | 0 | 0 | 0 | 0 | 61870.256 | 0 | 0 | 0 | 0 | 88815.0844
2016-12-02 23:00 | 0 | 0 | 0 | 0 | 377516.9349 | 185055.8682 | 471340 | 0 | 0 | 0 | 0 | 0 | 0 | 0 | 0 | 0 | 241918.1434 | 0 | 0 | 0 | 0 | 0 | -61870.256 | 0 | 0 | 0 | 0 | 153103.0591
2016-12-03 | 0 | 0 | 0 | 0 | 433601.1348 | 3927.807 | 474735 | 0 | 0 | 0 | 0 | 0 | 0 | 0 | 0 | 0 | 204712.0852 | 0 | 0 | 0 | 0 | 0 | 0 | 0 | 0 | 0 | 0 | -37206.0582
2016-12-03 01:00 | 0 | 0 | 0 | 0 | 301116.9743 | 0 | 473002 | 0 | 0 | 0 | 0 | 0 | 0 | 0 | 0 | 0 | 32827.0595 | 0 | 0 | 0 | 0 | 0 | 0 | 0 | 0 | 0 | 0 | -171885.0257
2016-12-03 02:00 | 0 | 0 | 0 | 0 | 437016.5151 | 0 | 463743 | 0 | 0 | 0 | 0 | 0 | 0 | 0 | 0 | 0 | 6100.5746 | 0 | 0 | 0 | 0 | 0 | 0 | 0 | 0 | 0 | 0 | -26726.4849
2016-12-03 03:00 | 0 | 0 | 0 | 0 | 441491.4254 | 0 | 447592 | 0 | 0 | 0 | 0 | 0 | 0 | 0 | 0 | 0 | 0 | 0 | 0 | 0 | 0 | 0 | 0 | 0 | 0 | 0 | 0 | -6100.5746
2016-12-03 04:00 | 0 | 0 | 0 | 0 | 428138 | 0 | 428138 | 0 | 0 | 0 | 0 | 0 | 0 | 0 | 0 | 0 | 0 | 0 | 0 | 0 | 0 | 0 | 0 | 0 | 0 | 0 | 0 | 0
2016-12-03 05:00 | 0 | 0 | 0 | 0 | 409157 | 0 | 409157 | 0 | 0 | 0 | 0 | 0 | 0 | 0 | 0 | 0 | 0 | 0 | 0 | 0 | 0 | 0 | 0 | 0 | 0 | 0 | 0 | 0
2016-12-03 06:00 | 0 | 0 | 0 | 0 | 394654 | 0 | 394654 | 0 | 0 | 0 | 0 | 0 | 0 | 0 | 0 | 0 | 0 | 0 | 0 | 0 | 0 | 0 | 0 | 0 | 0 | 0 | 0 | 0
2016-12-03 07:00 | 0 | 0 | 0 | 0 | 384381 | 0 | 384381 | 0 | 0 | 0 | 0 | 0 | 0 | 0 | 0 | 0 | 0 | 0 | 0 | 0 | 0 | 0 | 0 | 0 | 0 | 0 | 0 | 0
2016-12-03 08:00 | 0 | 0 | 0 | 0 | 378927 | 0 | 378927 | 0 | 0 | 0 | 0 | 0 | 0 | 0 | 0 | 0 | 0 | 0 | 0 | 0 | 0 | 0 | 0 | 0 | 0 | 0 | 0 | 0
2016-12-03 09:00 | 0 | 0 | 0 | 0 | 377562 | 0 | 377562 | 0 | 0 | 0 | 0 | 0 | 0 | 0 | 0 | 0 | 0 | 0 | 0 | 0 | 0 | 0 | 0 | 0 | 0 | 0 | 0 | 0
2016-12-03 10:00 | 0 | 0 | 0 | 0 | 382297 | 0 | 382297 | 0 | 0 | 0 | 0 | 0 | 0 | 0 | 0 | 0 | 0 | 0 | 0 | 0 | 0 | 0 | 0 | 0 | 0 | 0 | 0 | 0
2016-12-03 11:00 | 0 | 0 | 0 | 0 | 391458 | 0 | 391458 | 0 | 0 | 0 | 0 | 0 | 0 | 0 | 0 | 0 | 0 | 0 | 0 | 0 | 0 | 0 | 0 | 0 | 0 | 0 | 0 | 0
2016-12-03 12:00 | 0 | 0 | 0 | 0 | 405403 | 0 | 405403 | 0 | 0 | 0 | 0 | 0 | 0 | 0 | 0 | 0 | 0 | 0 | 0 | 0 | 0 | 0 | 0 | 0 | 0 | 0 | 0 | 0
2016-12-03 13:00 | 0 | 0 | 0 | 0 | 420327 | 0 | 420327 | 0 | 0 | 0 | 0 | 0 | 0 | 0 | 0 | 0 | 0 | 0 | 0 | 0 | 0 | 0 | 0 | 0 | 0 | 0 | 0 | 0
2016-12-03 14:00 | 0 | 0 | 0 | 0 | 422020.8979 | 9475.1021 | 431496 | 0 | 0 | 0 | 0 | 0 | 0 | 0 | 0 | 0 | 0 | 0 | 0 | 0 | 0 | 0 | 0 | 0 | 0 | 0 | 0 | 0
2016-12-03 15:00 | 0 | 0 | 0 | 0 | 125964.4218 | 310860.5782 | 436825 | 0 | 0 | 0 | 0 | 0 | 0 | 0 | 0 | 0 | 0 | 0 | 0 | 0 | 0 | 0 | 0 | 0 | 0 | 0 | 0 | 0
2016-12-03 16:00 | 0 | 0 | 0 | 0 | 0 | 460962.7595 | 436892 | 0 | 0 | 0 | 0 | 0 | 0 | 0 | 0 | 0 | 24070.7595 | 0 | 0 | 0 | 0 | 0 | 0 | 0 | 0 | 0 | 0 | 24070.7595
2016-12-03 17:00 | 0 | 0 | 0 | 0 | 0 | 482367.9052 | 433208 | 0 | 0 | 0 | 0 | 0 | 0 | 0 | 0 | 0 | 73230.6647 | 0 | 0 | 0 | 0 | 0 | 0 | 0 | 0 | 0 | 0 | 49159.9052
2016-12-03 18:00 | 0 | 0 | 0 | 0 | 0 | 460356.1994 | 428346 | 0 | 0 | 0 | 0 | 61870.256 | 0 | 0 | 0 | 0 | 43370.6081 | 0 | 0 | 0 | 0 | 0 | 61870.256 | 0 | 0 | 0 | 0 | -29860.0566
2016-12-03 19:00 | 0 | 0 | 0 | 0 | 0 | 445316.9301 | 425207 | 0 | 0 | 0 | 0 | 61870.256 | 0 | 0 | 0 | 0 | 63480.5382 | 0 | 0 | 0 | 0 | 0 | 0 | 0 | 0 | 0 | 0 | 20109.9301
2016-12-03 20:00 | 0 | 0 | 0 | 0 | 0 | 455872.394 | 424515 | 0 | 0 | 0 | 0 | 61870.256 | 0 | 0 | 0 | 0 | 94837.9322 | 0 | 0 | 0 | 0 | 0 | 0 | 0 | 0 | 0 | 0 | 31357.394
2016-12-03 21:00 | 0 | 0 | 0 | 0 | 0 | 476416.4481 | 429335 | 0 | 0 | 0 | 0 | 0 | 0 | 0 | 0 | 0 | 203789.6363 | 0 | 0 | 0 | 0 | 0 | -61870.256 | 0 | 0 | 0 | 0 | 108951.7041
2016-12-03 22:00 | 0 | 0 | 0 | 0 | 0 | 440197.2855 | 445857 | 0 | 0 | 0 | 0 | 0 | 0 | 0 | 0 | 0 | 198129.9218 | 0 | 0 | 0 | 0 | 0 | 0 | 0 | 0 | 0 | 0 | -5659.7145
2016-12-03 23:00 | 0 | 0 | 0 | 0 | 160491.2096 | 206569.1311 | 456957 | 0 | 0 | 0 | 0 | 0 | 0 | 0 | 0 | 0 | 108233.2625 | 0 | 0 | 0 | 0 | 0 | 0 | 0 | 0 | 0 | 0 | -89896.6593
2016-12-04 | 0 | 0 | 0 | 0 | 651699.344 | 3145.1485 | 459226 | 0 | 0 | 0 | 0 | 0 | 0 | 0 | 0 | 0 | 303851.755 | 0 | 0 | 0 | 0 | 0 | 0 | 0 | 0 | 0 | 0 | 195618.4925
2016-12-04 01:00 | 0 | 0 | 0 | 0 | 153609.245 | 0 | 457461 | 0 | 0 | 0 | 0 | 0 | 0 | 0 | 0 | 0 | 0 | 0 | 0 | 0 | 0 | 0 | 0 | 0 | 0 | 0 | 0 | -303851.755
2016-12-04 02:00 | 0 | 0 | 0 | 0 | 448462 | 0 | 448462 | 0 | 0 | 0 | 0 | 0 | 0 | 0 | 0 | 0 | 0 | 0 | 0 | 0 | 0 | 0 | 0 | 0 | 0 | 0 | 0 | 0
2016-12-04 03:00 | 0 | 0 | 0 | 0 | 434284 | 0 | 434284 | 0 | 0 | 0 | 0 | 0 | 0 | 0 | 0 | 0 | 0 | 0 | 0 | 0 | 0 | 0 | 0 | 0 | 0 | 0 | 0 | 0
2016-12-04 04:00 | 0 | 0 | 0 | 0 | 416817 | 0 | 416817 | 0 | 0 | 0 | 0 | 0 | 0 | 0 | 0 | 0 | 0 | 0 | 0 | 0 | 0 | 0 | 0 | 0 | 0 | 0 | 0 | 0
2016-12-04 05:00 | 0 | 0 | 0 | 0 | 399836 | 0 | 399836 | 0 | 0 | 0 | 0 | 0 | 0 | 0 | 0 | 0 | 0 | 0 | 0 | 0 | 0 | 0 | 0 | 0 | 0 | 0 | 0 | 0
2016-12-04 06:00 | 0 | 0 | 0 | 0 | 384940 | 0 | 384940 | 0 | 0 | 0 | 0 | 0 | 0 | 0 | 0 | 0 | 0 | 0 | 0 | 0 | 0 | 0 | 0 | 0 | 0 | 0 | 0 | 0
2016-12-04 07:00 | 0 | 0 | 0 | 0 | 373882 | 0 | 373882 | 0 | 0 | 0 | 0 | 0 | 0 | 0 | 0 | 0 | 0 | 0 | 0 | 0 | 0 | 0 | 0 | 0 | 0 | 0 | 0 | 0
2016-12-04 08:00 | 0 | 0 | 0 | 0 | 367585 | 0 | 367585 | 0 | 0 | 0 | 0 | 0 | 0 | 0 | 0 | 0 | 0 | 0 | 0 | 0 | 0 | 0 | 0 | 0 | 0 | 0 | 0 | 0
2016-12-04 09:00 | 0 | 0 | 0 | 0 | 365589 | 0 | 365589 | 0 | 0 | 0 | 0 | 0 | 0 | 0 | 0 | 0 | 0 | 0 | 0 | 0 | 0 | 0 | 0 | 0 | 0 | 0 | 0 | 0
2016-12-04 10:00 | 0 | 0 | 0 | 0 | 367383 | 0 | 367383 | 0 | 0 | 0 | 0 | 0 | 0 | 0 | 0 | 0 | 0 | 0 | 0 | 0 | 0 | 0 | 0 | 0 | 0 | 0 | 0 | 0
2016-12-04 11:00 | 0 | 0 | 0 | 0 | 374978 | 0 | 374978 | 0 | 0 | 0 | 0 | 0 | 0 | 0 | 0 | 0 | 0 | 0 | 0 | 0 | 0 | 0 | 0 | 0 | 0 | 0 | 0 | 0
2016-12-04 12:00 | 0 | 0 | 0 | 0 | 385505 | 0 | 385505 | 0 | 0 | 0 | 0 | 0 | 0 | 0 | 0 | 0 | 0 | 0 | 0 | 0 | 0 | 0 | 0 | 0 | 0 | 0 | 0 | 0
2016-12-04 13:00 | 0 | 0 | 0 | 0 | 400585 | 0 | 400585 | 0 | 0 | 0 | 0 | 0 | 0 | 0 | 0 | 0 | 0 | 0 | 0 | 0 | 0 | 0 | 0 | 0 | 0 | 0 | 0 | 0
2016-12-04 14:00 | 0 | 0 | 0 | 0 | 337093.6596 | 76896.3404 | 413990 | 0 | 0 | 0 | 0 | 0 | 0 | 0 | 0 | 0 | 0 | 0 | 0 | 0 | 0 | 0 | 0 | 0 | 0 | 0 | 0 | 0
2016-12-04 15:00 | 0 | 0 | 0 | 0 | 12137.6628 | 408772.3372 | 420910 | 0 | 0 | 0 | 0 | 0 | 0 | 0 | 0 | 0 | 0 | 0 | 0 | 0 | 0 | 0 | 0 | 0 | 0 | 0 | 0 | 0
2016-12-04 16:00 | 0 | 0 | 0 | 0 | 0 | 528505.7755 | 423653 | 0 | 0 | 0 | 0 | 0 | 0 | 0 | 0 | 0 | 104852.7755 | 0 | 0 | 0 | 0 | 0 | 0 | 0 | 0 | 0 | 0 | 104852.7755
2016-12-04 17:00 | 0 | 0 | 0 | 0 | 0 | 531903.4424 | 425473 | 0 | 0 | 0 | 0 | 61870.256 | 0 | 0 | 0 | 0 | 149412.9619 | 0 | 0 | 0 | 0 | 0 | 61870.256 | 0 | 0 | 0 | 0 | 44560.1864
2016-12-04 18:00 | 0 | 0 | 0 | 0 | 0 | 504758.657 | 426290 | 0 | 0 | 0 | 0 | 61870.256 | 0 | 0 | 0 | 0 | 227881.6188 | 0 | 0 | 0 | 0 | 0 | 0 | 0 | 0 | 0 | 0 | 78468.657
2016-12-04 19:00 | 0 | 0 | 0 | 0 | 0 | 487859.497 | 425797 | 0 | 0 | 0 | 0 | 61870.256 | 0 | 0 | 0 | 0 | 289944.1158 | 0 | 0 | 0 | 0 | 0 | 0 | 0 | 0 | 0 | 0 | 62062.497
2016-12-04 20:00 | 0 | 0 | 0 | 0 | 0 | 501729.1809 | 426201 | 0 | 0 | 0 | 0 | 61870.256 | 0 | 0 | 0 | 0 | 365472.2968 | 0 | 0 | 0 | 0 | 0 | 0 | 0 | 0 | 0 | 0 | 75528.1809
2016-12-04 21:00 | 0 | 0 | 0 | 0 | 0 | 525010.6664 | 435167 | 0 | 0 | 0 | 0 | 0 | 0 | 0 | 0 | 0 | 517186.2192 | 0 | 0 | 0 | 0 | 0 | -61870.256 | 0 | 0 | 0 | 0 | 151713.9224
2016-12-04 22:00 | 0 | 0 | 0 | 0 | 0 | 481879.8134 | 453288 | 0 | 0 | 0 | 0 | 61870.256 | 0 | 0 | 0 | 0 | 483907.7765 | 0 | 0 | 0 | 0 | 0 | 61870.256 | 0 | 0 | 0 | 0 | -33278.4427
2016-12-04 23:00 | 0 | 0 | 0 | 0 | 469191.1824 | 196956.3016 | 468054 | 0 | 0 | 0 | 0 | 61870.256 | 0 | 0 | 0 | 0 | 682001.2605 | 0 | 0 | 0 | 0 | 0 | 0 | 0 | 0 | 0 | 0 | 198093.484
2016-12-05 | 0 | 0 | 0 | 0 | 702193.5562 | 1990.4483 | 474630 | 0 | 0 | 0 | 0 | 61870.256 | 0 | 0 | 0 | 0 | 911555.2651 | 0 | 0 | 0 | 0 | 0 | 0 | 0 | 0 | 0 | 0 | 229554.0046
2016-12-05 01:00 | 0 | 0 | 0 | 0 | 108842.9889 | 0 | 474565 | 0 | 0 | 0 | 0 | 0 | 0 | 0 | 0 | 0 | 607703.5101 | 0 | 0 | 0 | 0 | 0 | -61870.256 | 0 | 0 | 0 | 0 | -303851.755
2016-12-05 02:00 | 0 | 0 | 0 | 0 | 158551.245 | 0 | 462403 | 0 | 0 | 0 | 0 | 0 | 0 | 0 | 0 | 0 | 303851.755 | 0 | 0 | 0 | 0 | 0 | 0 | 0 | 0 | 0 | 0 | -303851.755
2016-12-05 03:00 | 0 | 0 | 0 | 0 | 138532.245 | 0 | 442384 | 0 | 0 | 0 | 0 | 0 | 0 | 0 | 0 | 0 | 0 | 0 | 0 | 0 | 0 | 0 | 0 | 0 | 0 | 0 | 0 | -303851.755
2016-12-05 04:00 | 0 | 0 | 0 | 0 | 420138 | 0 | 420138 | 0 | 0 | 0 | 0 | 0 | 0 | 0 | 0 | 0 | 0 | 0 | 0 | 0 | 0 | 0 | 0 | 0 | 0 | 0 | 0 | 0
2016-12-05 05:00 | 0 | 0 | 0 | 0 | 400445 | 0 | 400445 | 0 | 0 | 0 | 0 | 0 | 0 | 0 | 0 | 0 | 0 | 0 | 0 | 0 | 0 | 0 | 0 | 0 | 0 | 0 | 0 | 0
2016-12-05 06:00 | 0 | 0 | 0 | 0 | 385515 | 0 | 385515 | 0 | 0 | 0 | 0 | 0 | 0 | 0 | 0 | 0 | 0 | 0 | 0 | 0 | 0 | 0 | 0 | 0 | 0 | 0 | 0 | 0
2016-12-05 07:00 | 0 | 0 | 0 | 0 | 376224 | 0 | 376224 | 0 | 0 | 0 | 0 | 0 | 0 | 0 | 0 | 0 | 0 | 0 | 0 | 0 | 0 | 0 | 0 | 0 | 0 | 0 | 0 | 0
2016-12-05 08:00 | 0 | 0 | 0 | 0 | 372708 | 0 | 372708 | 0 | 0 | 0 | 0 | 0 | 0 | 0 | 0 | 0 | 0 | 0 | 0 | 0 | 0 | 0 | 0 | 0 | 0 | 0 | 0 | 0
2016-12-05 09:00 | 0 | 0 | 0 | 0 | 376676 | 0 | 376676 | 0 | 0 | 0 | 0 | 0 | 0 | 0 | 0 | 0 | 0 | 0 | 0 | 0 | 0 | 0 | 0 | 0 | 0 | 0 | 0 | 0
2016-12-05 10:00 | 0 | 0 | 0 | 0 | 390407 | 0 | 390407 | 0 | 0 | 0 | 0 | 0 | 0 | 0 | 0 | 0 | 0 | 0 | 0 | 0 | 0 | 0 | 0 | 0 | 0 | 0 | 0 | 0
2016-12-05 11:00 | 0 | 0 | 0 | 0 | 421183 | 0 | 421183 | 0 | 0 | 0 | 0 | 0 | 0 | 0 | 0 | 0 | 0 | 0 | 0 | 0 | 0 | 0 | 0 | 0 | 0 | 0 | 0 | 0
2016-12-05 12:00 | 0 | 0 | 0 | 0 | 451832 | 0 | 451832 | 0 | 0 | 0 | 0 | 0 | 0 | 0 | 0 | 0 | 0 | 0 | 0 | 0 | 0 | 0 | 0 | 0 | 0 | 0 | 0 | 0
2016-12-05 13:00 | 0 | 0 | 0 | 0 | 466587 | 0 | 466587 | 0 | 0 | 0 | 0 | 0 | 0 | 0 | 0 | 0 | 0 | 0 | 0 | 0 | 0 | 0 | 0 | 0 | 0 | 0 | 0 | 0
2016-12-05 14:00 | 0 | 0 | 0 | 0 | 395324.7982 | 78654.2018 | 473979 | 0 | 0 | 0 | 0 | 0 | 0 | 0 | 0 | 0 | 0 | 0 | 0 | 0 | 0 | 0 | 0 | 0 | 0 | 0 | 0 | 0
2016-12-05 15:00 | 0 | 0 | 0 | 0 | 128903.5651 | 347726.4349 | 476630 | 0 | 0 | 0 | 0 | 0 | 0 | 0 | 0 | 0 | 0 | 0 | 0 | 0 | 0 | 0 | 0 | 0 | 0 | 0 | 0 | 0
2016-12-05 16:00 | 0 | 0 | 0 | 0 | 0 | 473574.0155 | 473521 | 0 | 0 | 0 | 0 | 53.0155 | 0 | 0 | 0 | 0 | 0 | 0 | 0 | 0 | 0 | 0 | 53.0155 | 0 | 0 | 0 | 0 | 0
2016-12-05 17:00 | 0 | 0 | 0 | 0 | 0 | 494644.2951 | 469196 | 0 | 0 | 0 | 0 | 25501.3106 | 0 | 0 | 0 | 0 | 0 | 0 | 0 | 0 | 0 | 0 | 25448.2951 | 0 | 0 | 0 | 0 | 0
2016-12-05 18:00 | 0 | 0 | 0 | 0 | 0 | 477338.1766 | 464977 | 0 | 0 | 0 | 0 | 0 | 0 | 0 | 0 | 0 | 37862.4873 | 0 | 0 | 0 | 0 | 0 | -25501.3106 | 0 | 0 | 0 | 0 | 37862.4873
2016-12-05 19:00 | 0 | 0 | 0 | 0 | 0 | 472061.9694 | 462140 | 0 | 0 | 0 | 0 | 47784.4567 | 0 | 0 | 0 | 0 | 0 | 0 | 0 | 0 | 0 | 0 | 47784.4567 | 0 | 0 | 0 | 0 | -37862.4873
2016-12-05 20:00 | 0 | 0 | 0 | 0 | 0 | 491112.0395 | 460300 | 0 | 0 | 0 | 0 | 0 | 0 | 0 | 0 | 0 | 78596.4962 | 0 | 0 | 0 | 0 | 0 | -47784.4567 | 0 | 0 | 0 | 0 | 78596.4962
2016-12-05 21:00 | 0 | 0 | 0 | 0 | 0 | 514896.4746 | 466385 | 0 | 0 | 0 | 0 | 0 | 0 | 0 | 0 | 0 | 127107.9708 | 0 | 0 | 0 | 0 | 0 | 0 | 0 | 0 | 0 | 0 | 48511.4746
2016-12-05 22:00 | 0 | 0 | 0 | 0 | 0 | 457328.7166 | 485100 | 0 | 0 | 0 | 0 | 61870.256 | 0 | 0 | 0 | 0 | 37466.4314 | 0 | 0 | 0 | 0 | 0 | 61870.256 | 0 | 0 | 0 | 0 | -89641.5394
2016-12-05 23:00 | 0 | 0 | 0 | 0 | 241157.1759 | 159727.1366 | 500221 | 0 | 0 | 0 | 0 | 0 | 0 | 0 | 0 | 0 | 0 | 0 | 0 | 0 | 0 | 0 | -61870.256 | 0 | 0 | 0 | 0 | -37466.4314
2016-12-06 | 0 | 0 | 0 | 0 | 503653.8948 | 1963.1052 | 505617 | 0 | 0 | 0 | 0 | 0 | 0 | 0 | 0 | 0 | 0 | 0 | 0 | 0 | 0 | 0 | 0 | 0 | 0 | 0 | 0 | 0
2016-12-06 01:00 | 0 | 0 | 0 | 0 | 807535.755 | 0 | 503684 | 0 | 0 | 0 | 0 | 0 | 0 | 0 | 0 | 0 | 303851.755 | 0 | 0 | 0 | 0 | 0 | 0 | 0 | 0 | 0 | 0 | 303851.755
2016-12-06 02:00 | 0 | 0 | 0 | 0 | 186048.245 | 0 | 489900 | 0 | 0 | 0 | 0 | 0 | 0 | 0 | 0 | 0 | 0 | 0 | 0 | 0 | 0 | 0 | 0 | 0 | 0 | 0 | 0 | -303851.755
2016-12-06 03:00 | 0 | 0 | 0 | 0 | 466299 | 0 | 466299 | 0 | 0 | 0 | 0 | 0 | 0 | 0 | 0 | 0 | 0 | 0 | 0 | 0 | 0 | 0 | 0 | 0 | 0 | 0 | 0 | 0
2016-12-06 04:00 | 0 | 0 | 0 | 0 | 439753 | 0 | 439753 | 0 | 0 | 0 | 0 | 0 | 0 | 0 | 0 | 0 | 0 | 0 | 0 | 0 | 0 | 0 | 0 | 0 | 0 | 0 | 0 | 0
2016-12-06 05:00 | 0 | 0 | 0 | 0 | 416325 | 0 | 416325 | 0 | 0 | 0 | 0 | 0 | 0 | 0 | 0 | 0 | 0 | 0 | 0 | 0 | 0 | 0 | 0 | 0 | 0 | 0 | 0 | 0
2016-12-06 06:00 | 0 | 0 | 0 | 0 | 398910 | 0 | 398910 | 0 | 0 | 0 | 0 | 0 | 0 | 0 | 0 | 0 | 0 | 0 | 0 | 0 | 0 | 0 | 0 | 0 | 0 | 0 | 0 | 0
2016-12-06 07:00 | 0 | 0 | 0 | 0 | 388642 | 0 | 388642 | 0 | 0 | 0 | 0 | 0 | 0 | 0 | 0 | 0 | 0 | 0 | 0 | 0 | 0 | 0 | 0 | 0 | 0 | 0 | 0 | 0
2016-12-06 08:00 | 0 | 0 | 0 | 0 | 383548 | 0 | 383548 | 0 | 0 | 0 | 0 | 0 | 0 | 0 | 0 | 0 | 0 | 0 | 0 | 0 | 0 | 0 | 0 | 0 | 0 | 0 | 0 | 0
2016-12-06 09:00 | 0 | 0 | 0 | 0 | 385909 | 0 | 385909 | 0 | 0 | 0 | 0 | 0 | 0 | 0 | 0 | 0 | 0 | 0 | 0 | 0 | 0 | 0 | 0 | 0 | 0 | 0 | 0 | 0
2016-12-06 10:00 | 0 | 0 | 0 | 0 | 399364 | 0 | 399364 | 0 | 0 | 0 | 0 | 0 | 0 | 0 | 0 | 0 | 0 | 0 | 0 | 0 | 0 | 0 | 0 | 0 | 0 | 0 | 0 | 0
2016-12-06 11:00 | 0 | 0 | 0 | 0 | 428384 | 0 | 428384 | 0 | 0 | 0 | 0 | 0 | 0 | 0 | 0 | 0 | 0 | 0 | 0 | 0 | 0 | 0 | 0 | 0 | 0 | 0 | 0 | 0
2016-12-06 12:00 | 0 | 0 | 0 | 0 | 457657 | 0 | 457657 | 0 | 0 | 0 | 0 | 0 | 0 | 0 | 0 | 0 | 0 | 0 | 0 | 0 | 0 | 0 | 0 | 0 | 0 | 0 | 0 | 0
2016-12-06 13:00 | 0 | 0 | 0 | 0 | 470719 | 0 | 470719 | 0 | 0 | 0 | 0 | 0 | 0 | 0 | 0 | 0 | 0 | 0 | 0 | 0 | 0 | 0 | 0 | 0 | 0 | 0 | 0 | 0
2016-12-06 14:00 | 0 | 0 | 0 | 0 | 445342.1999 | 32530.8001 | 477873 | 0 | 0 | 0 | 0 | 0 | 0 | 0 | 0 | 0 | 0 | 0 | 0 | 0 | 0 | 0 | 0 | 0 | 0 | 0 | 0 | 0
2016-12-06 15:00 | 0 | 0 | 0 | 0 | 229582.7141 | 251165.2859 | 480748 | 0 | 0 | 0 | 0 | 0 | 0 | 0 | 0 | 0 | 0 | 0 | 0 | 0 | 0 | 0 | 0 | 0 | 0 | 0 | 0 | 0
2016-12-06 16:00 | 0 | 0 | 0 | 0 | 79039.2066 | 400488.7934 | 479528 | 0 | 0 | 0 | 0 | 0 | 0 | 0 | 0 | 0 | 0 | 0 | 0 | 0 | 0 | 0 | 0 | 0 | 0 | 0 | 0 | 0
2016-12-06 17:00 | 0 | 0 | 0 | 0 | 34359.3475 | 441204.6525 | 475564 | 0 | 0 | 0 | 0 | 0 | 0 | 0 | 0 | 0 | 0 | 0 | 0 | 0 | 0 | 0 | 0 | 0 | 0 | 0 | 0 | 0
2016-12-06 18:00 | 0 | 0 | 0 | 0 | 42146.2504 | 429958.7496 | 472105 | 0 | 0 | 0 | 0 | 0 | 0 | 0 | 0 | 0 | 0 | 0 | 0 | 0 | 0 | 0 | 0 | 0 | 0 | 0 | 0 | 0
2016-12-06 19:00 | 0 | 0 | 0 | 0 | 53364.6806 | 415950.3194 | 469315 | 0 | 0 | 0 | 0 | 0 | 0 | 0 | 0 | 0 | 0 | 0 | 0 | 0 | 0 | 0 | 0 | 0 | 0 | 0 | 0 | 0
2016-12-06 20:00 | 0 | 0 | 0 | 0 | 53071.2885 | 415755.7115 | 468827 | 0 | 0 | 0 | 0 | 0 | 0 | 0 | 0 | 0 | 0 | 0 | 0 | 0 | 0 | 0 | 0 | 0 | 0 | 0 | 0 | 0
2016-12-06 21:00 | 0 | 0 | 0 | 0 | 64563.2548 | 410308.7452 | 474872 | 0 | 0 | 0 | 0 | 0 | 0 | 0 | 0 | 0 | 0 | 0 | 0 | 0 | 0 | 0 | 0 | 0 | 0 | 0 | 0 | 0
2016-12-06 22:00 | 0 | 0 | 0 | 0 | 137927.7309 | 352040.2691 | 489968 | 0 | 0 | 0 | 0 | 0 | 0 | 0 | 0 | 0 | 0 | 0 | 0 | 0 | 0 | 0 | 0 | 0 | 0 | 0 | 0 | 0
2016-12-06 23:00 | 0 | 0 | 0 | 0 | 344402.9183 | 159241.0817 | 503644 | 0 | 0 | 0 | 0 | 0 | 0 | 0 | 0 | 0 | 0 | 0 | 0 | 0 | 0 | 0 | 0 | 0 | 0 | 0 | 0 | 0
2016-12-07 | 0 | 0 | 0 | 0 | 817185.3201 | 1680.8065 | 509312 | 0 | 0 | 0 | 0 | 61870.256 | 0 | 0 | 0 | 0 | 247683.8706 | 0 | 0 | 0 | 0 | 0 | 61870.256 | 0 | 0 | 0 | 0 | 247683.8706
2016-12-07 01:00 | 0 | 0 | 0 | 0 | 197698.8734 | 0 | 507253 | 0 | 0 | 0 | 0 | 0 | 0 | 0 | 0 | 0 | 0 | 0 | 0 | 0 | 0 | 0 | -61870.256 | 0 | 0 | 0 | 0 | -247683.8706
2016-12-07 02:00 | 0 | 0 | 0 | 0 | 494187 | 0 | 494187 | 0 | 0 | 0 | 0 | 0 | 0 | 0 | 0 | 0 | 0 | 0 | 0 | 0 | 0 | 0 | 0 | 0 | 0 | 0 | 0 | 0
2016-12-07 03:00 | 0 | 0 | 0 | 0 | 471487 | 0 | 471487 | 0 | 0 | 0 | 0 | 0 | 0 | 0 | 0 | 0 | 0 | 0 | 0 | 0 | 0 | 0 | 0 | 0 | 0 | 0 | 0 | 0
2016-12-07 04:00 | 0 | 0 | 0 | 0 | 447099 | 0 | 447099 | 0 | 0 | 0 | 0 | 0 | 0 | 0 | 0 | 0 | 0 | 0 | 0 | 0 | 0 | 0 | 0 | 0 | 0 | 0 | 0 | 0
2016-12-07 05:00 | 0 | 0 | 0 | 0 | 425025 | 0 | 425025 | 0 | 0 | 0 | 0 | 0 | 0 | 0 | 0 | 0 | 0 | 0 | 0 | 0 | 0 | 0 | 0 | 0 | 0 | 0 | 0 | 0
2016-12-07 06:00 | 0 | 0 | 0 | 0 | 407421 | 0 | 407421 | 0 | 0 | 0 | 0 | 0 | 0 | 0 | 0 | 0 | 0 | 0 | 0 | 0 | 0 | 0 | 0 | 0 | 0 | 0 | 0 | 0
2016-12-07 07:00 | 0 | 0 | 0 | 0 | 397029 | 0 | 397029 | 0 | 0 | 0 | 0 | 0 | 0 | 0 | 0 | 0 | 0 | 0 | 0 | 0 | 0 | 0 | 0 | 0 | 0 | 0 | 0 | 0
2016-12-07 08:00 | 0 | 0 | 0 | 0 | 393111 | 0 | 393111 | 0 | 0 | 0 | 0 | 0 | 0 | 0 | 0 | 0 | 0 | 0 | 0 | 0 | 0 | 0 | 0 | 0 | 0 | 0 | 0 | 0
2016-12-07 09:00 | 0 | 0 | 0 | 0 | 395627 | 0 | 395627 | 0 | 0 | 0 | 0 | 0 | 0 | 0 | 0 | 0 | 0 | 0 | 0 | 0 | 0 | 0 | 0 | 0 | 0 | 0 | 0 | 0
2016-12-07 10:00 | 0 | 0 | 0 | 0 | 408777 | 0 | 408777 | 0 | 0 | 0 | 0 | 0 | 0 | 0 | 0 | 0 | 0 | 0 | 0 | 0 | 0 | 0 | 0 | 0 | 0 | 0 | 0 | 0
2016-12-07 11:00 | 0 | 0 | 0 | 0 | 438605 | 0 | 438605 | 0 | 0 | 0 | 0 | 0 | 0 | 0 | 0 | 0 | 0 | 0 | 0 | 0 | 0 | 0 | 0 | 0 | 0 | 0 | 0 | 0
2016-12-07 12:00 | 0 | 0 | 0 | 0 | 468836 | 0 | 468836 | 0 | 0 | 0 | 0 | 0 | 0 | 0 | 0 | 0 | 0 | 0 | 0 | 0 | 0 | 0 | 0 | 0 | 0 | 0 | 0 | 0
2016-12-07 13:00 | 0 | 0 | 0 | 0 | 480119 | 0 | 480119 | 0 | 0 | 0 | 0 | 0 | 0 | 0 | 0 | 0 | 0 | 0 | 0 | 0 | 0 | 0 | 0 | 0 | 0 | 0 | 0 | 0
2016-12-07 14:00 | 0 | 0 | 0 | 0 | 455143.7473 | 28476.2527 | 483620 | 0 | 0 | 0 | 0 | 0 | 0 | 0 | 0 | 0 | 0 | 0 | 0 | 0 | 0 | 0 | 0 | 0 | 0 | 0 | 0 | 0
2016-12-07 15:00 | 0 | 0 | 0 | 0 | 202997.7402 | 279504.2598 | 482502 | 0 | 0 | 0 | 0 | 0 | 0 | 0 | 0 | 0 | 0 | 0 | 0 | 0 | 0 | 0 | 0 | 0 | 0 | 0 | 0 | 0
2016-12-07 16:00 | 0 | 0 | 0 | 0 | 54702.5665 | 422836.4335 | 477539 | 0 | 0 | 0 | 0 | 0 | 0 | 0 | 0 | 0 | 0 | 0 | 0 | 0 | 0 | 0 | 0 | 0 | 0 | 0 | 0 | 0
2016-12-07 17:00 | 0 | 0 | 0 | 0 | 28765.2094 | 444165.7906 | 472931 | 0 | 0 | 0 | 0 | 0 | 0 | 0 | 0 | 0 | 0 | 0 | 0 | 0 | 0 | 0 | 0 | 0 | 0 | 0 | 0 | 0
2016-12-07 18:00 | 0 | 0 | 0 | 0 | 43447.9629 | 425098.0371 | 468546 | 0 | 0 | 0 | 0 | 0 | 0 | 0 | 0 | 0 | 0 | 0 | 0 | 0 | 0 | 0 | 0 | 0 | 0 | 0 | 0 | 0
2016-12-07 19:00 | 0 | 0 | 0 | 0 | 54690.9243 | 411135.0757 | 465826 | 0 | 0 | 0 | 0 | 0 | 0 | 0 | 0 | 0 | 0 | 0 | 0 | 0 | 0 | 0 | 0 | 0 | 0 | 0 | 0 | 0
2016-12-07 20:00 | 0 | 0 | 0 | 0 | 50562.8705 | 414239.1295 | 464802 | 0 | 0 | 0 | 0 | 0 | 0 | 0 | 0 | 0 | 0 | 0 | 0 | 0 | 0 | 0 | 0 | 0 | 0 | 0 | 0 | 0
2016-12-07 21:00 | 0 | 0 | 0 | 0 | 59428.958 | 411135.042 | 470564 | 0 | 0 | 0 | 0 | 0 | 0 | 0 | 0 | 0 | 0 | 0 | 0 | 0 | 0 | 0 | 0 | 0 | 0 | 0 | 0 | 0
2016-12-07 22:00 | 0 | 0 | 0 | 0 | 138187.6425 | 352606.3575 | 490794 | 0 | 0 | 0 | 0 | 0 | 0 | 0 | 0 | 0 | 0 | 0 | 0 | 0 | 0 | 0 | 0 | 0 | 0 | 0 | 0 | 0
2016-12-07 23:00 | 0 | 0 | 0 | 0 | 388385.5591 | 120519.4409 | 508905 | 0 | 0 | 0 | 0 | 0 | 0 | 0 | 0 | 0 | 0 | 0 | 0 | 0 | 0 | 0 | 0 | 0 | 0 | 0 | 0 | 0
2016-12-08 | 0 | 0 | 0 | 0 | 879987.5434 | 1501.4676 | 515767 | 0 | 0 | 0 | 0 | 61870.256 | 0 | 0 | 0 | 0 | 303851.755 | 0 | 0 | 0 | 0 | 0 | 61870.256 | 0 | 0 | 0 | 0 | 303851.755
2016-12-08 01:00 | 0 | 0 | 0 | 0 | 150074.9889 | 0 | 515797 | 0 | 0 | 0 | 0 | 0 | 0 | 0 | 0 | 0 | 0 | 0 | 0 | 0 | 0 | 0 | -61870.256 | 0 | 0 | 0 | 0 | -303851.755
2016-12-08 02:00 | 0 | 0 | 0 | 0 | 504234 | 0 | 504234 | 0 | 0 | 0 | 0 | 0 | 0 | 0 | 0 | 0 | 0 | 0 | 0 | 0 | 0 | 0 | 0 | 0 | 0 | 0 | 0 | 0
2016-12-08 03:00 | 0 | 0 | 0 | 0 | 483118 | 0 | 483118 | 0 | 0 | 0 | 0 | 0 | 0 | 0 | 0 | 0 | 0 | 0 | 0 | 0 | 0 | 0 | 0 | 0 | 0 | 0 | 0 | 0
2016-12-08 04:00 | 0 | 0 | 0 | 0 | 458668 | 0 | 458668 | 0 | 0 | 0 | 0 | 0 | 0 | 0 | 0 | 0 | 0 | 0 | 0 | 0 | 0 | 0 | 0 | 0 | 0 | 0 | 0 | 0
2016-12-08 05:00 | 0 | 0 | 0 | 0 | 436373 | 0 | 436373 | 0 | 0 | 0 | 0 | 0 | 0 | 0 | 0 | 0 | 0 | 0 | 0 | 0 | 0 | 0 | 0 | 0 | 0 | 0 | 0 | 0
2016-12-08 06:00 | 0 | 0 | 0 | 0 | 420643 | 0 | 420643 | 0 | 0 | 0 | 0 | 0 | 0 | 0 | 0 | 0 | 0 | 0 | 0 | 0 | 0 | 0 | 0 | 0 | 0 | 0 | 0 | 0
2016-12-08 07:00 | 0 | 0 | 0 | 0 | 410867 | 0 | 410867 | 0 | 0 | 0 | 0 | 0 | 0 | 0 | 0 | 0 | 0 | 0 | 0 | 0 | 0 | 0 | 0 | 0 | 0 | 0 | 0 | 0
2016-12-08 08:00 | 0 | 0 | 0 | 0 | 406984 | 0 | 406984 | 0 | 0 | 0 | 0 | 0 | 0 | 0 | 0 | 0 | 0 | 0 | 0 | 0 | 0 | 0 | 0 | 0 | 0 | 0 | 0 | 0
2016-12-08 09:00 | 0 | 0 | 0 | 0 | 410688 | 0 | 410688 | 0 | 0 | 0 | 0 | 0 | 0 | 0 | 0 | 0 | 0 | 0 | 0 | 0 | 0 | 0 | 0 | 0 | 0 | 0 | 0 | 0
2016-12-08 10:00 | 0 | 0 | 0 | 0 | 425576 | 0 | 425576 | 0 | 0 | 0 | 0 | 0 | 0 | 0 | 0 | 0 | 0 | 0 | 0 | 0 | 0 | 0 | 0 | 0 | 0 | 0 | 0 | 0
2016-12-08 11:00 | 0 | 0 | 0 | 0 | 455738 | 0 | 455738 | 0 | 0 | 0 | 0 | 0 | 0 | 0 | 0 | 0 | 0 | 0 | 0 | 0 | 0 | 0 | 0 | 0 | 0 | 0 | 0 | 0
2016-12-08 12:00 | 0 | 0 | 0 | 0 | 486815.0632 | 0 | 486601 | 0 | 0 | 0 | 0 | 214.0632 | 0 | 0 | 0 | 0 | 0 | 0 | 0 | 0 | 0 | 0 | 214.0632 | 0 | 0 | 0 | 0 | 0
2016-12-08 13:00 | 0 | 0 | 0 | 0 | 742809.956 | 0 | 499919 | 0 | 0 | 0 | 0 | 53096.2908 | 0 | 0 | 0 | 0 | 190008.7284 | 0 | 0 | 0 | 0 | 0 | 52882.2276 | 0 | 0 | 0 | 0 | 190008.7284
2016-12-08 14:00 | 0 | 0 | 0 | 0 | 723818.2345 | 32827.2297 | 505890 | 0 | 0 | 0 | 0 | 0 | 0 | 0 | 0 | 0 | 493860.4834 | 0 | 0 | 0 | 0 | 0 | -53096.2908 | 0 | 0 | 0 | 0 | 303851.755
2016-12-08 15:00 | 0 | 0 | 0 | 0 | 532900.2549 | 278527.5001 | 507576 | 0 | 0 | 0 | 0 | 0 | 0 | 0 | 0 | 0 | 797712.2384 | 0 | 0 | 0 | 0 | 0 | 0 | 0 | 0 | 0 | 0 | 303851.755
2016-12-08 16:00 | 0 | 0 | 0 | 0 | 401882.7306 | 406159.0245 | 504190 | 0 | 0 | 0 | 0 | 0 | 0 | 0 | 0 | 0 | 1101563.9935 | 0 | 0 | 0 | 0 | 0 | 0 | 0 | 0 | 0 | 0 | 303851.755
2016-12-08 17:00 | 0 | 0 | 0 | 0 | 370036.2463 | 433633.5088 | 499818 | 0 | 0 | 0 | 0 | 0 | 0 | 0 | 0 | 0 | 1405415.7485 | 0 | 0 | 0 | 0 | 0 | 0 | 0 | 0 | 0 | 0 | 303851.755
2016-12-08 18:00 | 0 | 0 | 0 | 0 | 378488.0318 | 421551.7232 | 496188 | 0 | 0 | 0 | 0 | 0 | 0 | 0 | 0 | 0 | 1709267.5035 | 0 | 0 | 0 | 0 | 0 | 0 | 0 | 0 | 0 | 0 | 303851.755
2016-12-08 19:00 | 0 | 0 | 0 | 0 | 385999.7097 | 411834.0453 | 493982 | 0 | 0 | 0 | 0 | 0 | 0 | 0 | 0 | 0 | 2013119.2586 | 0 | 0 | 0 | 0 | 0 | 0 | 0 | 0 | 0 | 0 | 303851.755
2016-12-08 20:00 | 0 | 0 | 0 | 0 | 404644.4905 | 418809.3566 | 492492 | 0 | 0 | 0 | 0 | 27110.092 | 0 | 0 | 0 | 0 | 2316971.0136 | 0 | 0 | 0 | 0 | 0 | 27110.092 | 0 | 0 | 0 | 0 | 303851.755
2016-12-08 21:00 | 0 | 0 | 0 | 0 | 414758.2063 | 423970.7127 | 500117 | 0 | 0 | 0 | 0 | 61870.256 | 0 | 0 | 0 | 0 | 2620822.7686 | 0 | 0 | 0 | 0 | 0 | 34760.164 | 0 | 0 | 0 | 0 | 303851.755
2016-12-08 22:00 | 0 | 0 | 0 | 0 | 361985.3902 | 360095.7119 | 522102 | 0 | 0 | 0 | 0 | 61870.256 | 0 | 0 | 0 | 0 | 2820801.8707 | 0 | 0 | 0 | 0 | 0 | 0 | 0 | 0 | 0 | 0 | 199979.1021
2016-12-08 23:00 | 0 | 0 | 0 | 0 | 354580.1848 | 134282.4433 | 540306 | 0 | 0 | 0 | 0 | 61870.256 | 0 | 0 | 0 | 0 | 2769358.4989 | 0 | 0 | 0 | 0 | 0 | 0 | 0 | 0 | 0 | 0 | -51443.3719
2016-12-09 | 0 | 0 | 0 | 0 | 356804.6271 | 827.5468 | 548078 | 0 | 0 | 0 | 0 | 0 | 0 | 0 | 0 | 0 | 2640782.9288 | 0 | 0 | 0 | 0 | 0 | -61870.256 | 0 | 0 | 0 | 0 | -128575.57
2016-12-09 01:00 | 0 | 0 | 0 | 0 | 344086.4842 | 0 | 548669 | 0 | 0 | 0 | 0 | 0 | 0 | 0 | 0 | 0 | 2436200.413 | 0 | 0 | 0 | 0 | 0 | 0 | 0 | 0 | 0 | 0 | -204582.5158
2016-12-09 02:00 | 0 | 0 | 0 | 0 | 319691.5704 | 0 | 537696 | 0 | 0 | 0 | 0 | 0 | 0 | 0 | 0 | 0 | 2218195.9834 | 0 | 0 | 0 | 0 | 0 | 0 | 0 | 0 | 0 | 0 | -218004.4296
2016-12-09 03:00 | 0 | 0 | 0 | 0 | 297895.1805 | 0 | 516390 | 0 | 0 | 0 | 0 | 61870.256 | 0 | 0 | 0 | 0 | 1937830.9078 | 0 | 0 | 0 | 0 | 0 | 61870.256 | 0 | 0 | 0 | 0 | -280365.0756
2016-12-09 04:00 | 0 | 0 | 0 | 0 | 291172.9358 | 0 | 492244 | 0 | 0 | 0 | 0 | 61870.256 | 0 | 0 | 0 | 0 | 1736759.8436 | 0 | 0 | 0 | 0 | 0 | 0 | 0 | 0 | 0 | 0 | -201071.0642
2016-12-09 05:00 | 0 | 0 | 0 | 0 | 295340.7399 | 0 | 472568 | 0 | 0 | 0 | 0 | 0 | 0 | 0 | 0 | 0 | 1621402.8396 | 0 | 0 | 0 | 0 | 0 | -61870.256 | 0 | 0 | 0 | 0 | -115357.004
2016-12-09 06:00 | 0 | 0 | 0 | 0 | 305696.4815 | 0 | 457516 | 0 | 0 | 0 | 0 | 61870.256 | 0 | 0 | 0 | 0 | 1407713.0651 | 0 | 0 | 0 | 0 | 0 | 61870.256 | 0 | 0 | 0 | 0 | -213689.7745
2016-12-09 07:00 | 0 | 0 | 0 | 0 | 309298.4409 | 0 | 449077 | 0 | 0 | 0 | 0 | 61870.256 | 0 | 0 | 0 | 0 | 1267934.506 | 0 | 0 | 0 | 0 | 0 | 0 | 0 | 0 | 0 | 0 | -139778.5591
2016-12-09 08:00 | 0 | 0 | 0 | 0 | 315399.0834 | 0 | 446304 | 0 | 0 | 0 | 0 | 0 | 0 | 0 | 0 | 0 | 1198899.8454 | 0 | 0 | 0 | 0 | 0 | -61870.256 | 0 | 0 | 0 | 0 | -69034.6605
2016-12-09 09:00 | 0 | 0 | 0 | 0 | 313128.2817 | 0 | 449959 | 0 | 0 | 0 | 0 | 0 | 0 | 0 | 0 | 0 | 1062069.1271 | 0 | 0 | 0 | 0 | 0 | 0 | 0 | 0 | 0 | 0 | -136830.7183
2016-12-09 10:00 | 0 | 0 | 0 | 0 | 302174.5778 | 0 | 463778 | 0 | 0 | 0 | 0 | 0 | 0 | 0 | 0 | 0 | 900465.7049 | 0 | 0 | 0 | 0 | 0 | 0 | 0 | 0 | 0 | 0 | -161603.4222
2016-12-09 11:00 | 0 | 0 | 0 | 0 | 292632.8365 | 0 | 495626 | 0 | 0 | 0 | 0 | 0 | 0 | 0 | 0 | 0 | 697472.5414 | 0 | 0 | 0 | 0 | 0 | 0 | 0 | 0 | 0 | 0 | -202993.1635
2016-12-09 12:00 | 0 | 0 | 0 | 0 | 282956.8576 | 0 | 525030 | 0 | 0 | 0 | 0 | 0 | 0 | 0 | 0 | 0 | 455399.399 | 0 | 0 | 0 | 0 | 0 | 0 | 0 | 0 | 0 | 0 | -242073.1424
2016-12-09 13:00 | 0 | 0 | 0 | 0 | 277714.5887 | 0 | 533803 | 0 | 0 | 0 | 0 | 0 | 0 | 0 | 0 | 0 | 199310.9876 | 0 | 0 | 0 | 0 | 0 | 0 | 0 | 0 | 0 | 0 | -256088.4113
2016-12-09 14:00 | 0 | 0 | 0 | 0 | 267050.479 | 66982.5334 | 533344 | 0 | 0 | 0 | 0 | 0 | 0 | 0 | 0 | 0 | 0 | 0 | 0 | 0 | 0 | 0 | 0 | 0 | 0 | 0 | 0 | -199310.9876
2016-12-09 15:00 | 0 | 0 | 0 | 0 | 285493.0588 | 302251.2784 | 528271 | 0 | 0 | 0 | 0 | 0 | 0 | 0 | 0 | 0 | 59473.3372 | 0 | 0 | 0 | 0 | 0 | 0 | 0 | 0 | 0 | 0 | 59473.3372
2016-12-09 16:00 | 0 | 0 | 0 | 0 | 283268.8172 | 405029.3112 | 518734 | 0 | 0 | 0 | 0 | 0 | 0 | 0 | 0 | 0 | 229037.4655 | 0 | 0 | 0 | 0 | 0 | 0 | 0 | 0 | 0 | 0 | 169564.1283
2016-12-09 17:00 | 0 | 0 | 0 | 0 | 268487.8105 | 423137.2517 | 508481 | 0 | 0 | 0 | 0 | 0 | 0 | 0 | 0 | 0 | 412181.5277 | 0 | 0 | 0 | 0 | 0 | 0 | 0 | 0 | 0 | 0 | 183144.0622
2016-12-09 18:00 | 0 | 0 | 0 | 0 | 259020.5848 | 416953.5707 | 499720 | 0 | 0 | 0 | 0 | 61870.256 | 0 | 0 | 0 | 0 | 526565.4272 | 0 | 0 | 0 | 0 | 0 | 61870.256 | 0 | 0 | 0 | 0 | 114383.8995
2016-12-09 19:00 | 0 | 0 | 0 | 0 | 248257.1377 | 421389.7376 | 493059 | 0 | 0 | 0 | 0 | 61870.256 | 0 | 0 | 0 | 0 | 703153.3025 | 0 | 0 | 0 | 0 | 0 | 0 | 0 | 0 | 0 | 0 | 176587.8753
2016-12-09 20:00 | 0 | 0 | 0 | 0 | 233805.9521 | 439414.699 | 489983 | 0 | 0 | 0 | 0 | 0 | 0 | 0 | 0 | 0 | 948261.2096 | 0 | 0 | 0 | 0 | 0 | -61870.256 | 0 | 0 | 0 | 0 | 245107.9071
2016-12-09 21:00 | 0 | 0 | 0 | 0 | 209401.3927 | 444631.4665 | 497648 | 0 | 0 | 0 | 0 | 0 | 0 | 0 | 0 | 0 | 1104646.0688 | 0 | 0 | 0 | 0 | 0 | 0 | 0 | 0 | 0 | 0 | 156384.8592
2016-12-09 22:00 | 0 | 0 | 0 | 0 | 214217.5898 | 380221.2347 | 518119 | 0 | 0 | 0 | 0 | 0 | 0 | 0 | 0 | 0 | 1180965.8933 | 0 | 0 | 0 | 0 | 0 | 0 | 0 | 0 | 0 | 0 | 76319.8245
2016-12-09 23:00 | 0 | 0 | 0 | 0 | 334379.9914 | 125944.5307 | 534333 | 0 | 0 | 0 | 0 | 61870.256 | 0 | 0 | 0 | 0 | 1045087.1594 | 0 | 0 | 0 | 0 | 0 | 61870.256 | 0 | 0 | 0 | 0 | -135878.7339
2016-12-10 | 0 | 0 | 0 | 0 | 436220.7479 | 1507.6238 | 539440 | 0 | 0 | 0 | 0 | 61870.256 | 0 | 0 | 0 | 0 | 943375.5311 | 0 | 0 | 0 | 0 | 0 | 0 | 0 | 0 | 0 | 0 | -101711.6283
2016-12-10 01:00 | 0 | 0 | 0 | 0 | 470821.944 | 0 | 539358 | 0 | 0 | 0 | 0 | 0 | 0 | 0 | 0 | 0 | 936709.7312 | 0 | 0 | 0 | 0 | 0 | -61870.256 | 0 | 0 | 0 | 0 | -6665.8
2016-12-10 02:00 | 0 | 0 | 0 | 0 | 468269.7091 | 0 | 531113 | 0 | 0 | 0 | 0 | 0 | 0 | 0 | 0 | 0 | 873866.4403 | 0 | 0 | 0 | 0 | 0 | 0 | 0 | 0 | 0 | 0 | -62843.2909
2016-12-10 03:00 | 0 | 0 | 0 | 0 | 454290.7401 | 0 | 515810 | 0 | 0 | 0 | 0 | 0 | 0 | 0 | 0 | 0 | 812347.1804 | 0 | 0 | 0 | 0 | 0 | 0 | 0 | 0 | 0 | 0 | -61519.2599
2016-12-10 04:00 | 0 | 0 | 0 | 0 | 436132.6158 | 0 | 495884 | 0 | 0 | 0 | 0 | 0 | 0 | 0 | 0 | 0 | 752595.7963 | 0 | 0 | 0 | 0 | 0 | 0 | 0 | 0 | 0 | 0 | -59751.3842
2016-12-10 05:00 | 0 | 0 | 0 | 0 | 412271.1079 | 0 | 477552 | 0 | 0 | 0 | 0 | 0 | 0 | 0 | 0 | 0 | 687314.9042 | 0 | 0 | 0 | 0 | 0 | 0 | 0 | 0 | 0 | 0 | -65280.8921
2016-12-10 06:00 | 0 | 0 | 0 | 0 | 388839.7305 | 0 | 463945 | 0 | 0 | 0 | 0 | 61870.256 | 0 | 0 | 0 | 0 | 550339.3787 | 0 | 0 | 0 | 0 | 0 | 61870.256 | 0 | 0 | 0 | 0 | -136975.5255
2016-12-10 07:00 | 0 | 0 | 0 | 0 | 369483.2753 | 0 | 454895 | 0 | 0 | 0 | 0 | 0 | 0 | 0 | 0 | 0 | 526797.91 | 0 | 0 | 0 | 0 | 0 | -61870.256 | 0 | 0 | 0 | 0 | -23541.4687
2016-12-10 08:00 | 0 | 0 | 0 | 0 | 357711.7806 | 0 | 449580 | 0 | 0 | 0 | 0 | 61870.256 | 0 | 0 | 0 | 0 | 373059.4345 | 0 | 0 | 0 | 0 | 0 | 61870.256 | 0 | 0 | 0 | 0 | -153738.4755
2016-12-10 09:00 | 0 | 0 | 0 | 0 | 357545.5414 | 0 | 450270 | 0 | 0 | 0 | 0 | 61870.256 | 0 | 0 | 0 | 0 | 280334.9759 | 0 | 0 | 0 | 0 | 0 | 0 | 0 | 0 | 0 | 0 | -92724.4586
2016-12-10 10:00 | 0 | 0 | 0 | 0 | 366394.6404 | 0 | 455532 | 0 | 0 | 0 | 0 | 61870.256 | 0 | 0 | 0 | 0 | 191197.6163 | 0 | 0 | 0 | 0 | 0 | 0 | 0 | 0 | 0 | 0 | -89137.3596
2016-12-10 11:00 | 0 | 0 | 0 | 0 | 383726.7297 | 0 | 468218 | 0 | 0 | 0 | 0 | 61870.256 | 0 | 0 | 0 | 0 | 106706.3461 | 0 | 0 | 0 | 0 | 0 | 0 | 0 | 0 | 0 | 0 | -84491.2703
2016-12-10 12:00 | 0 | 0 | 0 | 0 | 407118.8083 | 0 | 483684 | 0 | 0 | 0 | 0 | 61870.256 | 0 | 0 | 0 | 0 | 30141.1544 | 0 | 0 | 0 | 0 | 0 | 0 | 0 | 0 | 0 | 0 | -76565.1917
2016-12-10 13:00 | 0 | 0 | 0 | 0 | 434452.012 | 0 | 496268 | 0 | 0 | 0 | 0 | 30195.4224 | 0 | 0 | 0 | 0 | 0 | 0 | 0 | 0 | 0 | 0 | -31674.8337 | 0 | 0 | 0 | 0 | -30141.1544
2016-12-10 14:00 | 0 | 0 | 0 | 0 | 407164.1582 | 62085.4194 | 499445 | 0 | 0 | 0 | 0 | 0 | 0 | 0 | 0 | 0 | 0 | 0 | 0 | 0 | 0 | 0 | -30195.4224 | 0 | 0 | 0 | 0 | 0
2016-12-10 15:00 | 0 | 0 | 0 | 0 | 200758.0053 | 293024.9947 | 493783 | 0 | 0 | 0 | 0 | 0 | 0 | 0 | 0 | 0 | 0 | 0 | 0 | 0 | 0 | 0 | 0 | 0 | 0 | 0 | 0 | 0
2016-12-10 16:00 | 0 | 0 | 0 | 0 | 90298.6985 | 394910.3015 | 485209 | 0 | 0 | 0 | 0 | 0 | 0 | 0 | 0 | 0 | 0 | 0 | 0 | 0 | 0 | 0 | 0 | 0 | 0 | 0 | 0 | 0
2016-12-10 17:00 | 0 | 0 | 0 | 0 | 60062.666 | 415848.334 | 475911 | 0 | 0 | 0 | 0 | 0 | 0 | 0 | 0 | 0 | 0 | 0 | 0 | 0 | 0 | 0 | 0 | 0 | 0 | 0 | 0 | 0
2016-12-10 18:00 | 0 | 0 | 0 | 0 | 58086.2794 | 407464.7206 | 465551 | 0 | 0 | 0 | 0 | 0 | 0 | 0 | 0 | 0 | 0 | 0 | 0 | 0 | 0 | 0 | 0 | 0 | 0 | 0 | 0 | 0
2016-12-10 19:00 | 0 | 0 | 0 | 0 | 54302.9626 | 403323.0374 | 457626 | 0 | 0 | 0 | 0 | 0 | 0 | 0 | 0 | 0 | 0 | 0 | 0 | 0 | 0 | 0 | 0 | 0 | 0 | 0 | 0 | 0
2016-12-10 20:00 | 0 | 0 | 0 | 0 | 46748.1111 | 408003.8889 | 454752 | 0 | 0 | 0 | 0 | 0 | 0 | 0 | 0 | 0 | 0 | 0 | 0 | 0 | 0 | 0 | 0 | 0 | 0 | 0 | 0 | 0
2016-12-10 21:00 | 0 | 0 | 0 | 0 | 50320.353 | 412204.647 | 462525 | 0 | 0 | 0 | 0 | 0 | 0 | 0 | 0 | 0 | 0 | 0 | 0 | 0 | 0 | 0 | 0 | 0 | 0 | 0 | 0 | 0
2016-12-10 22:00 | 0 | 0 | 0 | 0 | 134160.422 | 348626.578 | 482787 | 0 | 0 | 0 | 0 | 0 | 0 | 0 | 0 | 0 | 0 | 0 | 0 | 0 | 0 | 0 | 0 | 0 | 0 | 0 | 0 | 0
2016-12-10 23:00 | 0 | 0 | 0 | 0 | 382345.2693 | 116650.7307 | 498996 | 0 | 0 | 0 | 0 | 0 | 0 | 0 | 0 | 0 | 0 | 0 | 0 | 0 | 0 | 0 | 0 | 0 | 0 | 0 | 0 | 0
2016-12-11 | 0 | 0 | 0 | 0 | 808553.1231 | 1433.632 | 506135 | 0 | 0 | 0 | 0 | 0 | 0 | 0 | 0 | 0 | 303851.755 | 0 | 0 | 0 | 0 | 0 | 0 | 0 | 0 | 0 | 0 | 303851.755
2016-12-11 01:00 | 0 | 0 | 0 | 0 | 506369 | 0 | 506369 | 0 | 0 | 0 | 0 | 0 | 0 | 0 | 0 | 0 | 303851.755 | 0 | 0 | 0 | 0 | 0 | 0 | 0 | 0 | 0 | 0 | 0
2016-12-11 02:00 | 0 | 0 | 0 | 0 | 194868.245 | 0 | 498720 | 0 | 0 | 0 | 0 | 0 | 0 | 0 | 0 | 0 | 0 | 0 | 0 | 0 | 0 | 0 | 0 | 0 | 0 | 0 | 0 | -303851.755
2016-12-11 03:00 | 0 | 0 | 0 | 0 | 485255 | 0 | 485255 | 0 | 0 | 0 | 0 | 0 | 0 | 0 | 0 | 0 | 0 | 0 | 0 | 0 | 0 | 0 | 0 | 0 | 0 | 0 | 0 | 0
2016-12-11 04:00 | 0 | 0 | 0 | 0 | 468080 | 0 | 468080 | 0 | 0 | 0 | 0 | 0 | 0 | 0 | 0 | 0 | 0 | 0 | 0 | 0 | 0 | 0 | 0 | 0 | 0 | 0 | 0 | 0
2016-12-11 05:00 | 0 | 0 | 0 | 0 | 451964 | 0 | 451964 | 0 | 0 | 0 | 0 | 0 | 0 | 0 | 0 | 0 | 0 | 0 | 0 | 0 | 0 | 0 | 0 | 0 | 0 | 0 | 0 | 0
2016-12-11 06:00 | 0 | 0 | 0 | 0 | 438417 | 0 | 438417 | 0 | 0 | 0 | 0 | 0 | 0 | 0 | 0 | 0 | 0 | 0 | 0 | 0 | 0 | 0 | 0 | 0 | 0 | 0 | 0 | 0
2016-12-11 07:00 | 0 | 0 | 0 | 0 | 428411 | 0 | 428411 | 0 | 0 | 0 | 0 | 0 | 0 | 0 | 0 | 0 | 0 | 0 | 0 | 0 | 0 | 0 | 0 | 0 | 0 | 0 | 0 | 0
2016-12-11 08:00 | 0 | 0 | 0 | 0 | 422924 | 0 | 422924 | 0 | 0 | 0 | 0 | 0 | 0 | 0 | 0 | 0 | 0 | 0 | 0 | 0 | 0 | 0 | 0 | 0 | 0 | 0 | 0 | 0
2016-12-11 09:00 | 0 | 0 | 0 | 0 | 420773 | 0 | 420773 | 0 | 0 | 0 | 0 | 0 | 0 | 0 | 0 | 0 | 0 | 0 | 0 | 0 | 0 | 0 | 0 | 0 | 0 | 0 | 0 | 0
2016-12-11 10:00 | 0 | 0 | 0 | 0 | 423363 | 0 | 423363 | 0 | 0 | 0 | 0 | 0 | 0 | 0 | 0 | 0 | 0 | 0 | 0 | 0 | 0 | 0 | 0 | 0 | 0 | 0 | 0 | 0
2016-12-11 11:00 | 0 | 0 | 0 | 0 | 429902 | 0 | 429902 | 0 | 0 | 0 | 0 | 0 | 0 | 0 | 0 | 0 | 0 | 0 | 0 | 0 | 0 | 0 | 0 | 0 | 0 | 0 | 0 | 0
2016-12-11 12:00 | 0 | 0 | 0 | 0 | 438684 | 0 | 438684 | 0 | 0 | 0 | 0 | 0 | 0 | 0 | 0 | 0 | 0 | 0 | 0 | 0 | 0 | 0 | 0 | 0 | 0 | 0 | 0 | 0
2016-12-11 13:00 | 0 | 0 | 0 | 0 | 449833 | 0 | 449833 | 0 | 0 | 0 | 0 | 0 | 0 | 0 | 0 | 0 | 0 | 0 | 0 | 0 | 0 | 0 | 0 | 0 | 0 | 0 | 0 | 0
2016-12-11 14:00 | 0 | 0 | 0 | 0 | 410492.1414 | 45146.8586 | 455639 | 0 | 0 | 0 | 0 | 0 | 0 | 0 | 0 | 0 | 0 | 0 | 0 | 0 | 0 | 0 | 0 | 0 | 0 | 0 | 0 | 0
2016-12-11 15:00 | 0 | 0 | 0 | 0 | 218033.5146 | 237863.4854 | 455897 | 0 | 0 | 0 | 0 | 0 | 0 | 0 | 0 | 0 | 0 | 0 | 0 | 0 | 0 | 0 | 0 | 0 | 0 | 0 | 0 | 0
2016-12-11 16:00 | 0 | 0 | 0 | 0 | 72577.8345 | 379961.1655 | 452539 | 0 | 0 | 0 | 0 | 0 | 0 | 0 | 0 | 0 | 0 | 0 | 0 | 0 | 0 | 0 | 0 | 0 | 0 | 0 | 0 | 0
2016-12-11 17:00 | 0 | 0 | 0 | 0 | 6702.9813 | 443577.0187 | 450280 | 0 | 0 | 0 | 0 | 0 | 0 | 0 | 0 | 0 | 0 | 0 | 0 | 0 | 0 | 0 | 0 | 0 | 0 | 0 | 0 | 0
2016-12-11 18:00 | 0 | 0 | 0 | 0 | 7265.3947 | 439753.6053 | 447019 | 0 | 0 | 0 | 0 | 0 | 0 | 0 | 0 | 0 | 0 | 0 | 0 | 0 | 0 | 0 | 0 | 0 | 0 | 0 | 0 | 0
2016-12-11 19:00 | 0 | 0 | 0 | 0 | 14343.6679 | 429930.3321 | 444274 | 0 | 0 | 0 | 0 | 0 | 0 | 0 | 0 | 0 | 0 | 0 | 0 | 0 | 0 | 0 | 0 | 0 | 0 | 0 | 0 | 0
2016-12-11 20:00 | 0 | 0 | 0 | 0 | 0 | 448949.1953 | 443363 | 0 | 0 | 0 | 0 | 5586.1953 | 0 | 0 | 0 | 0 | 0 | 0 | 0 | 0 | 0 | 0 | 5586.1953 | 0 | 0 | 0 | 0 | 0
2016-12-11 21:00 | 0 | 0 | 0 | 0 | 0 | 480041.8775 | 449731 | 0 | 0 | 0 | 0 | 35897.0728 | 0 | 0 | 0 | 0 | 0 | 0 | 0 | 0 | 0 | 0 | 30310.8775 | 0 | 0 | 0 | 0 | 0
2016-12-11 22:00 | 0 | 0 | 0 | 0 | 39127.9496 | 421710.2736 | 468778 | 0 | 0 | 0 | 0 | 0 | 0 | 0 | 0 | 0 | 27957.296 | 0 | 0 | 0 | 0 | 0 | -35897.0728 | 0 | 0 | 0 | 0 | 27957.296
2016-12-11 23:00 | 0 | 0 | 0 | 0 | 693452.505 | 156218.506 | 483949 | 0 | 0 | 0 | 0 | 61870.256 | 0 | 0 | 0 | 0 | 331809.0511 | 0 | 0 | 0 | 0 | 0 | 61870.256 | 0 | 0 | 0 | 0 | 303851.755
2016-12-12 | 0 | 0 | 0 | 0 | 702719.8215 | 1760.3815 | 490456 | 0 | 0 | 0 | 0 | 0 | 0 | 0 | 0 | 0 | 607703.5101 | 0 | 0 | 0 | 0 | 0 | -61870.256 | 0 | 0 | 0 | 0 | 275894.459
2016-12-12 01:00 | 0 | 0 | 0 | 0 | 186304.245 | 0 | 490156 | 0 | 0 | 0 | 0 | 0 | 0 | 0 | 0 | 0 | 303851.755 | 0 | 0 | 0 | 0 | 0 | 0 | 0 | 0 | 0 | 0 | -303851.755
2016-12-12 02:00 | 0 | 0 | 0 | 0 | 173875.245 | 0 | 477727 | 0 | 0 | 0 | 0 | 0 | 0 | 0 | 0 | 0 | 0 | 0 | 0 | 0 | 0 | 0 | 0 | 0 | 0 | 0 | 0 | -303851.755
2016-12-12 03:00 | 0 | 0 | 0 | 0 | 458047 | 0 | 458047 | 0 | 0 | 0 | 0 | 0 | 0 | 0 | 0 | 0 | 0 | 0 | 0 | 0 | 0 | 0 | 0 | 0 | 0 | 0 | 0 | 0
2016-12-12 04:00 | 0 | 0 | 0 | 0 | 435517 | 0 | 435517 | 0 | 0 | 0 | 0 | 0 | 0 | 0 | 0 | 0 | 0 | 0 | 0 | 0 | 0 | 0 | 0 | 0 | 0 | 0 | 0 | 0
2016-12-12 05:00 | 0 | 0 | 0 | 0 | 413850 | 0 | 413850 | 0 | 0 | 0 | 0 | 0 | 0 | 0 | 0 | 0 | 0 | 0 | 0 | 0 | 0 | 0 | 0 | 0 | 0 | 0 | 0 | 0
2016-12-12 06:00 | 0 | 0 | 0 | 0 | 397790 | 0 | 397790 | 0 | 0 | 0 | 0 | 0 | 0 | 0 | 0 | 0 | 0 | 0 | 0 | 0 | 0 | 0 | 0 | 0 | 0 | 0 | 0 | 0
2016-12-12 07:00 | 0 | 0 | 0 | 0 | 388280 | 0 | 388280 | 0 | 0 | 0 | 0 | 0 | 0 | 0 | 0 | 0 | 0 | 0 | 0 | 0 | 0 | 0 | 0 | 0 | 0 | 0 | 0 | 0
2016-12-12 08:00 | 0 | 0 | 0 | 0 | 383816 | 0 | 383816 | 0 | 0 | 0 | 0 | 0 | 0 | 0 | 0 | 0 | 0 | 0 | 0 | 0 | 0 | 0 | 0 | 0 | 0 | 0 | 0 | 0
2016-12-12 09:00 | 0 | 0 | 0 | 0 | 386705 | 0 | 386705 | 0 | 0 | 0 | 0 | 0 | 0 | 0 | 0 | 0 | 0 | 0 | 0 | 0 | 0 | 0 | 0 | 0 | 0 | 0 | 0 | 0
2016-12-12 10:00 | 0 | 0 | 0 | 0 | 399214 | 0 | 399214 | 0 | 0 | 0 | 0 | 0 | 0 | 0 | 0 | 0 | 0 | 0 | 0 | 0 | 0 | 0 | 0 | 0 | 0 | 0 | 0 | 0
2016-12-12 11:00 | 0 | 0 | 0 | 0 | 428769 | 0 | 428769 | 0 | 0 | 0 | 0 | 0 | 0 | 0 | 0 | 0 | 0 | 0 | 0 | 0 | 0 | 0 | 0 | 0 | 0 | 0 | 0 | 0
2016-12-12 12:00 | 0 | 0 | 0 | 0 | 459733 | 0 | 459733 | 0 | 0 | 0 | 0 | 0 | 0 | 0 | 0 | 0 | 0 | 0 | 0 | 0 | 0 | 0 | 0 | 0 | 0 | 0 | 0 | 0
2016-12-12 13:00 | 0 | 0 | 0 | 0 | 474570 | 0 | 474570 | 0 | 0 | 0 | 0 | 0 | 0 | 0 | 0 | 0 | 0 | 0 | 0 | 0 | 0 | 0 | 0 | 0 | 0 | 0 | 0 | 0
2016-12-12 14:00 | 0 | 0 | 0 | 0 | 411232.5973 | 70624.4027 | 481857 | 0 | 0 | 0 | 0 | 0 | 0 | 0 | 0 | 0 | 0 | 0 | 0 | 0 | 0 | 0 | 0 | 0 | 0 | 0 | 0 | 0
2016-12-12 15:00 | 0 | 0 | 0 | 0 | 206298.6288 | 279153.3712 | 485452 | 0 | 0 | 0 | 0 | 0 | 0 | 0 | 0 | 0 | 0 | 0 | 0 | 0 | 0 | 0 | 0 | 0 | 0 | 0 | 0 | 0
2016-12-12 16:00 | 0 | 0 | 0 | 0 | 60267.995 | 423412.005 | 483680 | 0 | 0 | 0 | 0 | 0 | 0 | 0 | 0 | 0 | 0 | 0 | 0 | 0 | 0 | 0 | 0 | 0 | 0 | 0 | 0 | 0
2016-12-12 17:00 | 0 | 0 | 0 | 0 | 14203.1016 | 464932.8984 | 479136 | 0 | 0 | 0 | 0 | 0 | 0 | 0 | 0 | 0 | 0 | 0 | 0 | 0 | 0 | 0 | 0 | 0 | 0 | 0 | 0 | 0
2016-12-12 18:00 | 0 | 0 | 0 | 0 | 28228.8786 | 446273.1214 | 474502 | 0 | 0 | 0 | 0 | 0 | 0 | 0 | 0 | 0 | 0 | 0 | 0 | 0 | 0 | 0 | 0 | 0 | 0 | 0 | 0 | 0
2016-12-12 19:00 | 0 | 0 | 0 | 0 | 37329.2871 | 432000.7129 | 469330 | 0 | 0 | 0 | 0 | 0 | 0 | 0 | 0 | 0 | 0 | 0 | 0 | 0 | 0 | 0 | 0 | 0 | 0 | 0 | 0 | 0
2016-12-12 20:00 | 0 | 0 | 0 | 0 | 24693.6831 | 440971.3169 | 465665 | 0 | 0 | 0 | 0 | 0 | 0 | 0 | 0 | 0 | 0 | 0 | 0 | 0 | 0 | 0 | 0 | 0 | 0 | 0 | 0 | 0
2016-12-12 21:00 | 0 | 0 | 0 | 0 | 23895.5165 | 447226.4835 | 471122 | 0 | 0 | 0 | 0 | 0 | 0 | 0 | 0 | 0 | 0 | 0 | 0 | 0 | 0 | 0 | 0 | 0 | 0 | 0 | 0 | 0
2016-12-12 22:00 | 0 | 0 | 0 | 0 | 111560.7849 | 377728.2151 | 489289 | 0 | 0 | 0 | 0 | 0 | 0 | 0 | 0 | 0 | 0 | 0 | 0 | 0 | 0 | 0 | 0 | 0 | 0 | 0 | 0 | 0
2016-12-12 23:00 | 0 | 0 | 0 | 0 | 450387.0742 | 118069.1818 | 506586 | 0 | 0 | 0 | 0 | 61870.256 | 0 | 0 | 0 | 0 | 0 | 0 | 0 | 0 | 0 | 0 | 61870.256 | 0 | 0 | 0 | 0 | 0
2016-12-13 | 0 | 0 | 0 | 0 | 740712.5903 | 908.6101 | 513426 | 0 | 0 | 0 | 0 | 61870.256 | 0 | 0 | 0 | 0 | 228195.2004 | 0 | 0 | 0 | 0 | 0 | 0 | 0 | 0 | 0 | 0 | 228195.2004
2016-12-13 01:00 | 0 | 0 | 0 | 0 | 526231.2986 | 0 | 512445 | 0 | 0 | 0 | 0 | 0 | 0 | 0 | 0 | 0 | 303851.755 | 0 | 0 | 0 | 0 | 0 | -61870.256 | 0 | 0 | 0 | 0 | 75656.5546
2016-12-13 02:00 | 0 | 0 | 0 | 0 | 195070.245 | 0 | 498922 | 0 | 0 | 0 | 0 | 0 | 0 | 0 | 0 | 0 | 0 | 0 | 0 | 0 | 0 | 0 | 0 | 0 | 0 | 0 | 0 | -303851.755
2016-12-13 03:00 | 0 | 0 | 0 | 0 | 477079 | 0 | 477079 | 0 | 0 | 0 | 0 | 0 | 0 | 0 | 0 | 0 | 0 | 0 | 0 | 0 | 0 | 0 | 0 | 0 | 0 | 0 | 0 | 0
2016-12-13 04:00 | 0 | 0 | 0 | 0 | 450772 | 0 | 450772 | 0 | 0 | 0 | 0 | 0 | 0 | 0 | 0 | 0 | 0 | 0 | 0 | 0 | 0 | 0 | 0 | 0 | 0 | 0 | 0 | 0
2016-12-13 05:00 | 0 | 0 | 0 | 0 | 428061 | 0 | 428061 | 0 | 0 | 0 | 0 | 0 | 0 | 0 | 0 | 0 | 0 | 0 | 0 | 0 | 0 | 0 | 0 | 0 | 0 | 0 | 0 | 0
2016-12-13 06:00 | 0 | 0 | 0 | 0 | 411296 | 0 | 411296 | 0 | 0 | 0 | 0 | 0 | 0 | 0 | 0 | 0 | 0 | 0 | 0 | 0 | 0 | 0 | 0 | 0 | 0 | 0 | 0 | 0
2016-12-13 07:00 | 0 | 0 | 0 | 0 | 400863 | 0 | 400863 | 0 | 0 | 0 | 0 | 0 | 0 | 0 | 0 | 0 | 0 | 0 | 0 | 0 | 0 | 0 | 0 | 0 | 0 | 0 | 0 | 0
2016-12-13 08:00 | 0 | 0 | 0 | 0 | 396104 | 0 | 396104 | 0 | 0 | 0 | 0 | 0 | 0 | 0 | 0 | 0 | 0 | 0 | 0 | 0 | 0 | 0 | 0 | 0 | 0 | 0 | 0 | 0
2016-12-13 09:00 | 0 | 0 | 0 | 0 | 398352 | 0 | 398352 | 0 | 0 | 0 | 0 | 0 | 0 | 0 | 0 | 0 | 0 | 0 | 0 | 0 | 0 | 0 | 0 | 0 | 0 | 0 | 0 | 0
2016-12-13 10:00 | 0 | 0 | 0 | 0 | 412311 | 0 | 412311 | 0 | 0 | 0 | 0 | 0 | 0 | 0 | 0 | 0 | 0 | 0 | 0 | 0 | 0 | 0 | 0 | 0 | 0 | 0 | 0 | 0
2016-12-13 11:00 | 0 | 0 | 0 | 0 | 439986 | 0 | 439986 | 0 | 0 | 0 | 0 | 0 | 0 | 0 | 0 | 0 | 0 | 0 | 0 | 0 | 0 | 0 | 0 | 0 | 0 | 0 | 0 | 0
2016-12-13 12:00 | 0 | 0 | 0 | 0 | 468628 | 0 | 468628 | 0 | 0 | 0 | 0 | 0 | 0 | 0 | 0 | 0 | 0 | 0 | 0 | 0 | 0 | 0 | 0 | 0 | 0 | 0 | 0 | 0
2016-12-13 13:00 | 0 | 0 | 0 | 0 | 480429 | 0 | 480429 | 0 | 0 | 0 | 0 | 0 | 0 | 0 | 0 | 0 | 0 | 0 | 0 | 0 | 0 | 0 | 0 | 0 | 0 | 0 | 0 | 0
2016-12-13 14:00 | 0 | 0 | 0 | 0 | 412841.7097 | 72481.2903 | 485323 | 0 | 0 | 0 | 0 | 0 | 0 | 0 | 0 | 0 | 0 | 0 | 0 | 0 | 0 | 0 | 0 | 0 | 0 | 0 | 0 | 0
2016-12-13 15:00 | 0 | 0 | 0 | 0 | 160138.0981 | 327889.9019 | 488028 | 0 | 0 | 0 | 0 | 0 | 0 | 0 | 0 | 0 | 0 | 0 | 0 | 0 | 0 | 0 | 0 | 0 | 0 | 0 | 0 | 0
2016-12-13 16:00 | 0 | 0 | 0 | 0 | 23242.5531 | 462452.4469 | 485695 | 0 | 0 | 0 | 0 | 0 | 0 | 0 | 0 | 0 | 0 | 0 | 0 | 0 | 0 | 0 | 0 | 0 | 0 | 0 | 0 | 0
2016-12-13 17:00 | 0 | 0 | 0 | 0 | 0 | 486656.7507 | 482159 | 0 | 0 | 0 | 0 | 4497.7507 | 0 | 0 | 0 | 0 | 0 | 0 | 0 | 0 | 0 | 0 | 4497.7507 | 0 | 0 | 0 | 0 | 0
2016-12-13 18:00 | 0 | 0 | 0 | 0 | 14909.2746 | 460030.9747 | 479438 | 0 | 0 | 0 | 0 | 0 | 0 | 0 | 0 | 0 | 0 | 0 | 0 | 0 | 0 | 0 | -4497.7507 | 0 | 0 | 0 | 0 | 0
2016-12-13 19:00 | 0 | 0 | 0 | 0 | 34455.616 | 443979.384 | 478435 | 0 | 0 | 0 | 0 | 0 | 0 | 0 | 0 | 0 | 0 | 0 | 0 | 0 | 0 | 0 | 0 | 0 | 0 | 0 | 0 | 0
2016-12-13 20:00 | 0 | 0 | 0 | 0 | 23201.3974 | 455359.6026 | 478561 | 0 | 0 | 0 | 0 | 0 | 0 | 0 | 0 | 0 | 0 | 0 | 0 | 0 | 0 | 0 | 0 | 0 | 0 | 0 | 0 | 0
2016-12-13 21:00 | 0 | 0 | 0 | 0 | 28607.9932 | 456051.0068 | 484659 | 0 | 0 | 0 | 0 | 0 | 0 | 0 | 0 | 0 | 0 | 0 | 0 | 0 | 0 | 0 | 0 | 0 | 0 | 0 | 0 | 0
2016-12-13 22:00 | 0 | 0 | 0 | 0 | 114634.4779 | 386872.5221 | 501507 | 0 | 0 | 0 | 0 | 0 | 0 | 0 | 0 | 0 | 0 | 0 | 0 | 0 | 0 | 0 | 0 | 0 | 0 | 0 | 0 | 0
2016-12-13 23:00 | 0 | 0 | 0 | 0 | 379079.6428 | 137501.3572 | 516581 | 0 | 0 | 0 | 0 | 0 | 0 | 0 | 0 | 0 | 0 | 0 | 0 | 0 | 0 | 0 | 0 | 0 | 0 | 0 | 0 | 0
2016-12-14 | 0 | 0 | 0 | 0 | 521381.0774 | 1468.9226 | 522850 | 0 | 0 | 0 | 0 | 0 | 0 | 0 | 0 | 0 | 0 | 0 | 0 | 0 | 0 | 0 | 0 | 0 | 0 | 0 | 0 | 0
2016-12-14 01:00 | 0 | 0 | 0 | 0 | 520842 | 0 | 520842 | 0 | 0 | 0 | 0 | 0 | 0 | 0 | 0 | 0 | 0 | 0 | 0 | 0 | 0 | 0 | 0 | 0 | 0 | 0 | 0 | 0
2016-12-14 02:00 | 0 | 0 | 0 | 0 | 507901 | 0 | 507901 | 0 | 0 | 0 | 0 | 0 | 0 | 0 | 0 | 0 | 0 | 0 | 0 | 0 | 0 | 0 | 0 | 0 | 0 | 0 | 0 | 0
2016-12-14 03:00 | 0 | 0 | 0 | 0 | 486219 | 0 | 486219 | 0 | 0 | 0 | 0 | 0 | 0 | 0 | 0 | 0 | 0 | 0 | 0 | 0 | 0 | 0 | 0 | 0 | 0 | 0 | 0 | 0
2016-12-14 04:00 | 0 | 0 | 0 | 0 | 461112 | 0 | 461112 | 0 | 0 | 0 | 0 | 0 | 0 | 0 | 0 | 0 | 0 | 0 | 0 | 0 | 0 | 0 | 0 | 0 | 0 | 0 | 0 | 0
2016-12-14 05:00 | 0 | 0 | 0 | 0 | 437754 | 0 | 437754 | 0 | 0 | 0 | 0 | 0 | 0 | 0 | 0 | 0 | 0 | 0 | 0 | 0 | 0 | 0 | 0 | 0 | 0 | 0 | 0 | 0
2016-12-14 06:00 | 0 | 0 | 0 | 0 | 420383 | 0 | 420383 | 0 | 0 | 0 | 0 | 0 | 0 | 0 | 0 | 0 | 0 | 0 | 0 | 0 | 0 | 0 | 0 | 0 | 0 | 0 | 0 | 0
2016-12-14 07:00 | 0 | 0 | 0 | 0 | 409972 | 0 | 409972 | 0 | 0 | 0 | 0 | 0 | 0 | 0 | 0 | 0 | 0 | 0 | 0 | 0 | 0 | 0 | 0 | 0 | 0 | 0 | 0 | 0
2016-12-14 08:00 | 0 | 0 | 0 | 0 | 405901 | 0 | 405901 | 0 | 0 | 0 | 0 | 0 | 0 | 0 | 0 | 0 | 0 | 0 | 0 | 0 | 0 | 0 | 0 | 0 | 0 | 0 | 0 | 0
2016-12-14 09:00 | 0 | 0 | 0 | 0 | 408921 | 0 | 408921 | 0 | 0 | 0 | 0 | 0 | 0 | 0 | 0 | 0 | 0 | 0 | 0 | 0 | 0 | 0 | 0 | 0 | 0 | 0 | 0 | 0
2016-12-14 10:00 | 0 | 0 | 0 | 0 | 423189 | 0 | 423189 | 0 | 0 | 0 | 0 | 0 | 0 | 0 | 0 | 0 | 0 | 0 | 0 | 0 | 0 | 0 | 0 | 0 | 0 | 0 | 0 | 0
2016-12-14 11:00 | 0 | 0 | 0 | 0 | 453577 | 0 | 453577 | 0 | 0 | 0 | 0 | 0 | 0 | 0 | 0 | 0 | 0 | 0 | 0 | 0 | 0 | 0 | 0 | 0 | 0 | 0 | 0 | 0
2016-12-14 12:00 | 0 | 0 | 0 | 0 | 483151 | 0 | 483151 | 0 | 0 | 0 | 0 | 0 | 0 | 0 | 0 | 0 | 0 | 0 | 0 | 0 | 0 | 0 | 0 | 0 | 0 | 0 | 0 | 0
2016-12-14 13:00 | 0 | 0 | 0 | 0 | 494539 | 0 | 494539 | 0 | 0 | 0 | 0 | 0 | 0 | 0 | 0 | 0 | 0 | 0 | 0 | 0 | 0 | 0 | 0 | 0 | 0 | 0 | 0 | 0
2016-12-14 14:00 | 0 | 0 | 0 | 0 | 452075.4461 | 45648.5539 | 497724 | 0 | 0 | 0 | 0 | 0 | 0 | 0 | 0 | 0 | 0 | 0 | 0 | 0 | 0 | 0 | 0 | 0 | 0 | 0 | 0 | 0
2016-12-14 15:00 | 0 | 0 | 0 | 0 | 218071.7596 | 277846.2404 | 495918 | 0 | 0 | 0 | 0 | 0 | 0 | 0 | 0 | 0 | 0 | 0 | 0 | 0 | 0 | 0 | 0 | 0 | 0 | 0 | 0 | 0
2016-12-14 16:00 | 0 | 0 | 0 | 0 | 95194.5012 | 397448.4988 | 492643 | 0 | 0 | 0 | 0 | 0 | 0 | 0 | 0 | 0 | 0 | 0 | 0 | 0 | 0 | 0 | 0 | 0 | 0 | 0 | 0 | 0
2016-12-14 17:00 | 0 | 0 | 0 | 0 | 101131.8429 | 439642.2404 | 488018 | 0 | 0 | 0 | 0 | 52756.0833 | 0 | 0 | 0 | 0 | 0 | 0 | 0 | 0 | 0 | 0 | 52756.0833 | 0 | 0 | 0 | 0 | 0
2016-12-14 18:00 | 0 | 0 | 0 | 0 | 0 | 433320.9167 | 486077 | 0 | 0 | 0 | 0 | 0 | 0 | 0 | 0 | 0 | 0 | 0 | 0 | 0 | 0 | 0 | -52756.0833 | 0 | 0 | 0 | 0 | 0
2016-12-14 19:00 | 0 | 0 | 0 | 0 | 56084.8516 | 428182.1484 | 484267 | 0 | 0 | 0 | 0 | 0 | 0 | 0 | 0 | 0 | 0 | 0 | 0 | 0 | 0 | 0 | 0 | 0 | 0 | 0 | 0 | 0
2016-12-14 20:00 | 0 | 0 | 0 | 0 | 40137.225 | 444942.775 | 485080 | 0 | 0 | 0 | 0 | 0 | 0 | 0 | 0 | 0 | 0 | 0 | 0 | 0 | 0 | 0 | 0 | 0 | 0 | 0 | 0 | 0
2016-12-14 21:00 | 0 | 0 | 0 | 0 | 40983.0297 | 452105.9703 | 493089 | 0 | 0 | 0 | 0 | 0 | 0 | 0 | 0 | 0 | 0 | 0 | 0 | 0 | 0 | 0 | 0 | 0 | 0 | 0 | 0 | 0
2016-12-14 22:00 | 0 | 0 | 0 | 0 | 196611.2816 | 378171.9745 | 512913 | 0 | 0 | 0 | 0 | 61870.256 | 0 | 0 | 0 | 0 | 0 | 0 | 0 | 0 | 0 | 0 | 61870.256 | 0 | 0 | 0 | 0 | 0
2016-12-14 23:00 | 0 | 0 | 0 | 0 | 501495.6838 | 139745.9787 | 530545 | 0 | 0 | 0 | 0 | 0 | 0 | 0 | 0 | 0 | 172566.9185 | 0 | 0 | 0 | 0 | 0 | -61870.256 | 0 | 0 | 0 | 0 | 172566.9185
2016-12-15 | 0 | 0 | 0 | 0 | 787291.7895 | 1314.0794 | 537736 | 0 | 0 | 0 | 0 | 61870.256 | 0 | 0 | 0 | 0 | 361566.5313 | 0 | 0 | 0 | 0 | 0 | 61870.256 | 0 | 0 | 0 | 0 | 188999.6128
2016-12-15 01:00 | 0 | 0 | 0 | 0 | 726296.3456 | 0 | 537977 | 0 | 0 | 0 | 0 | 0 | 0 | 0 | 0 | 0 | 611756.133 | 0 | 0 | 0 | 0 | 0 | -61870.256 | 0 | 0 | 0 | 0 | 250189.6017
2016-12-15 02:00 | 0 | 0 | 0 | 0 | 654101.0489 | 0 | 527870 | 0 | 0 | 0 | 0 | 61870.256 | 0 | 0 | 0 | 0 | 676116.9259 | 0 | 0 | 0 | 0 | 0 | 61870.256 | 0 | 0 | 0 | 0 | 64360.7929
2016-12-15 03:00 | 0 | 0 | 0 | 0 | 578672.3673 | 0 | 508040 | 0 | 0 | 0 | 0 | 0 | 0 | 0 | 0 | 0 | 808619.5492 | 0 | 0 | 0 | 0 | 0 | -61870.256 | 0 | 0 | 0 | 0 | 132502.6233
2016-12-15 04:00 | 0 | 0 | 0 | 0 | 514560.0932 | 0 | 483044 | 0 | 0 | 0 | 0 | 61870.256 | 0 | 0 | 0 | 0 | 778265.3863 | 0 | 0 | 0 | 0 | 0 | 61870.256 | 0 | 0 | 0 | 0 | -30354.1629
2016-12-15 05:00 | 0 | 0 | 0 | 0 | 464843.7003 | 0 | 460192 | 0 | 0 | 0 | 0 | 0 | 0 | 0 | 0 | 0 | 844787.3427 | 0 | 0 | 0 | 0 | 0 | -61870.256 | 0 | 0 | 0 | 0 | 66521.9564
2016-12-15 06:00 | 0 | 0 | 0 | 0 | 424272.1739 | 0 | 444580 | 0 | 0 | 0 | 0 | 0 | 0 | 0 | 0 | 0 | 824479.5166 | 0 | 0 | 0 | 0 | 0 | 0 | 0 | 0 | 0 | 0 | -20307.8261
2016-12-15 07:00 | 0 | 0 | 0 | 0 | 388715.739 | 0 | 435415 | 0 | 0 | 0 | 0 | 61870.256 | 0 | 0 | 0 | 0 | 715909.9995 | 0 | 0 | 0 | 0 | 0 | 61870.256 | 0 | 0 | 0 | 0 | -108569.5171
2016-12-15 08:00 | 0 | 0 | 0 | 0 | 371229.2665 | 0 | 432190 | 0 | 0 | 0 | 0 | 61870.256 | 0 | 0 | 0 | 0 | 654949.266 | 0 | 0 | 0 | 0 | 0 | 0 | 0 | 0 | 0 | 0 | -60960.7335
2016-12-15 09:00 | 0 | 0 | 0 | 0 | 355049.9936 | 0 | 436254 | 0 | 0 | 0 | 0 | 0 | 0 | 0 | 0 | 0 | 635615.5156 | 0 | 0 | 0 | 0 | 0 | -61870.256 | 0 | 0 | 0 | 0 | -19333.7504
2016-12-15 10:00 | 0 | 0 | 0 | 0 | 345405.8454 | 0 | 453968 | 0 | 0 | 0 | 0 | 0 | 0 | 0 | 0 | 0 | 527053.361 | 0 | 0 | 0 | 0 | 0 | 0 | 0 | 0 | 0 | 0 | -108562.1546
2016-12-15 11:00 | 0 | 0 | 0 | 0 | 347991.2419 | 0 | 485955 | 0 | 0 | 0 | 0 | 0 | 0 | 0 | 0 | 0 | 389089.6029 | 0 | 0 | 0 | 0 | 0 | 0 | 0 | 0 | 0 | 0 | -137963.7581
2016-12-15 12:00 | 0 | 0 | 0 | 0 | 363615.7093 | 0 | 516985 | 0 | 0 | 0 | 0 | 0 | 0 | 0 | 0 | 0 | 235720.3121 | 0 | 0 | 0 | 0 | 0 | 0 | 0 | 0 | 0 | 0 | -153369.2907
2016-12-15 13:00 | 0 | 0 | 0 | 0 | 387874.7551 | 0 | 529454 | 0 | 0 | 0 | 0 | 0 | 0 | 0 | 0 | 0 | 94141.0672 | 0 | 0 | 0 | 0 | 0 | 0 | 0 | 0 | 0 | 0 | -141579.2449
2016-12-15 14:00 | 0 | 0 | 0 | 0 | 406059.7658 | 31800.167 | 532001 | 0 | 0 | 0 | 0 | 0 | 0 | 0 | 0 | 0 | 0 | 0 | 0 | 0 | 0 | 0 | 0 | 0 | 0 | 0 | 0 | -94141.0672
2016-12-15 15:00 | 0 | 0 | 0 | 0 | 299357.2462 | 231282.7538 | 530640 | 0 | 0 | 0 | 0 | 0 | 0 | 0 | 0 | 0 | 0 | 0 | 0 | 0 | 0 | 0 | 0 | 0 | 0 | 0 | 0 | 0
2016-12-15 16:00 | 0 | 0 | 0 | 0 | 216099.0031 | 310710.9969 | 526810 | 0 | 0 | 0 | 0 | 0 | 0 | 0 | 0 | 0 | 0 | 0 | 0 | 0 | 0 | 0 | 0 | 0 | 0 | 0 | 0 | 0
2016-12-15 17:00 | 0 | 0 | 0 | 0 | 188134.3216 | 333627.6784 | 521762 | 0 | 0 | 0 | 0 | 0 | 0 | 0 | 0 | 0 | 0 | 0 | 0 | 0 | 0 | 0 | 0 | 0 | 0 | 0 | 0 | 0
2016-12-15 18:00 | 0 | 0 | 0 | 0 | 183439.2753 | 334511.7247 | 517951 | 0 | 0 | 0 | 0 | 0 | 0 | 0 | 0 | 0 | 0 | 0 | 0 | 0 | 0 | 0 | 0 | 0 | 0 | 0 | 0 | 0
2016-12-15 19:00 | 0 | 0 | 0 | 0 | 183485.9841 | 332104.0159 | 515590 | 0 | 0 | 0 | 0 | 0 | 0 | 0 | 0 | 0 | 0 | 0 | 0 | 0 | 0 | 0 | 0 | 0 | 0 | 0 | 0 | 0
2016-12-15 20:00 | 0 | 0 | 0 | 0 | 186618.3358 | 329099.6642 | 515718 | 0 | 0 | 0 | 0 | 0 | 0 | 0 | 0 | 0 | 0 | 0 | 0 | 0 | 0 | 0 | 0 | 0 | 0 | 0 | 0 | 0
2016-12-15 21:00 | 0 | 0 | 0 | 0 | 208886.0622 | 316185.9378 | 525072 | 0 | 0 | 0 | 0 | 0 | 0 | 0 | 0 | 0 | 0 | 0 | 0 | 0 | 0 | 0 | 0 | 0 | 0 | 0 | 0 | 0
2016-12-15 22:00 | 0 | 0 | 0 | 0 | 297788.0227 | 249845.9773 | 547634 | 0 | 0 | 0 | 0 | 0 | 0 | 0 | 0 | 0 | 0 | 0 | 0 | 0 | 0 | 0 | 0 | 0 | 0 | 0 | 0 | 0
2016-12-15 23:00 | 0 | 0 | 0 | 0 | 509540.9655 | 56434.0345 | 565975 | 0 | 0 | 0 | 0 | 0 | 0 | 0 | 0 | 0 | 0 | 0 | 0 | 0 | 0 | 0 | 0 | 0 | 0 | 0 | 0 | 0
2016-12-16 | 0 | 0 | 0 | 0 | 635542.6064 | 18.6497 | 573691 | 0 | 0 | 0 | 0 | 61870.256 | 0 | 0 | 0 | 0 | 0 | 0 | 0 | 0 | 0 | 0 | 61870.256 | 0 | 0 | 0 | 0 | 0
2016-12-16 01:00 | 0 | 0 | 0 | 0 | 512279.744 | 0 | 574150 | 0 | 0 | 0 | 0 | 0 | 0 | 0 | 0 | 0 | 0 | 0 | 0 | 0 | 0 | 0 | -61870.256 | 0 | 0 | 0 | 0 | 0
2016-12-16 02:00 | 0 | 0 | 0 | 0 | 563855 | 0 | 563855 | 0 | 0 | 0 | 0 | 0 | 0 | 0 | 0 | 0 | 0 | 0 | 0 | 0 | 0 | 0 | 0 | 0 | 0 | 0 | 0 | 0
2016-12-16 03:00 | 0 | 0 | 0 | 0 | 542728 | 0 | 542728 | 0 | 0 | 0 | 0 | 0 | 0 | 0 | 0 | 0 | 0 | 0 | 0 | 0 | 0 | 0 | 0 | 0 | 0 | 0 | 0 | 0
2016-12-16 04:00 | 0 | 0 | 0 | 0 | 516634 | 0 | 516634 | 0 | 0 | 0 | 0 | 0 | 0 | 0 | 0 | 0 | 0 | 0 | 0 | 0 | 0 | 0 | 0 | 0 | 0 | 0 | 0 | 0
2016-12-16 05:00 | 0 | 0 | 0 | 0 | 494644 | 0 | 494644 | 0 | 0 | 0 | 0 | 0 | 0 | 0 | 0 | 0 | 0 | 0 | 0 | 0 | 0 | 0 | 0 | 0 | 0 | 0 | 0 | 0
2016-12-16 06:00 | 0 | 0 | 0 | 0 | 478167 | 0 | 478167 | 0 | 0 | 0 | 0 | 0 | 0 | 0 | 0 | 0 | 0 | 0 | 0 | 0 | 0 | 0 | 0 | 0 | 0 | 0 | 0 | 0
2016-12-16 07:00 | 0 | 0 | 0 | 0 | 468952 | 0 | 468952 | 0 | 0 | 0 | 0 | 0 | 0 | 0 | 0 | 0 | 0 | 0 | 0 | 0 | 0 | 0 | 0 | 0 | 0 | 0 | 0 | 0
2016-12-16 08:00 | 0 | 0 | 0 | 0 | 464287 | 0 | 464287 | 0 | 0 | 0 | 0 | 0 | 0 | 0 | 0 | 0 | 0 | 0 | 0 | 0 | 0 | 0 | 0 | 0 | 0 | 0 | 0 | 0
2016-12-16 09:00 | 0 | 0 | 0 | 0 | 466808 | 0 | 466808 | 0 | 0 | 0 | 0 | 0 | 0 | 0 | 0 | 0 | 0 | 0 | 0 | 0 | 0 | 0 | 0 | 0 | 0 | 0 | 0 | 0
2016-12-16 10:00 | 0 | 0 | 0 | 0 | 480215 | 0 | 480215 | 0 | 0 | 0 | 0 | 0 | 0 | 0 | 0 | 0 | 0 | 0 | 0 | 0 | 0 | 0 | 0 | 0 | 0 | 0 | 0 | 0
2016-12-16 11:00 | 0 | 0 | 0 | 0 | 509127 | 0 | 509127 | 0 | 0 | 0 | 0 | 0 | 0 | 0 | 0 | 0 | 0 | 0 | 0 | 0 | 0 | 0 | 0 | 0 | 0 | 0 | 0 | 0
2016-12-16 12:00 | 0 | 0 | 0 | 0 | 536307 | 0 | 536307 | 0 | 0 | 0 | 0 | 0 | 0 | 0 | 0 | 0 | 0 | 0 | 0 | 0 | 0 | 0 | 0 | 0 | 0 | 0 | 0 | 0
2016-12-16 13:00 | 0 | 0 | 0 | 0 | 546053 | 0 | 546053 | 0 | 0 | 0 | 0 | 0 | 0 | 0 | 0 | 0 | 0 | 0 | 0 | 0 | 0 | 0 | 0 | 0 | 0 | 0 | 0 | 0
2016-12-16 14:00 | 0 | 0 | 0 | 0 | 520945.7512 | 26809.2488 | 547755 | 0 | 0 | 0 | 0 | 0 | 0 | 0 | 0 | 0 | 0 | 0 | 0 | 0 | 0 | 0 | 0 | 0 | 0 | 0 | 0 | 0
2016-12-16 15:00 | 0 | 0 | 0 | 0 | 379289.4035 | 165748.5965 | 545038 | 0 | 0 | 0 | 0 | 0 | 0 | 0 | 0 | 0 | 0 | 0 | 0 | 0 | 0 | 0 | 0 | 0 | 0 | 0 | 0 | 0
2016-12-16 16:00 | 0 | 0 | 0 | 0 | 244988.3839 | 292839.6161 | 537828 | 0 | 0 | 0 | 0 | 0 | 0 | 0 | 0 | 0 | 0 | 0 | 0 | 0 | 0 | 0 | 0 | 0 | 0 | 0 | 0 | 0
2016-12-16 17:00 | 0 | 0 | 0 | 0 | 168479.1224 | 359458.8776 | 527938 | 0 | 0 | 0 | 0 | 0 | 0 | 0 | 0 | 0 | 0 | 0 | 0 | 0 | 0 | 0 | 0 | 0 | 0 | 0 | 0 | 0
2016-12-16 18:00 | 0 | 0 | 0 | 0 | 140818.1305 | 380459.8695 | 521278 | 0 | 0 | 0 | 0 | 0 | 0 | 0 | 0 | 0 | 0 | 0 | 0 | 0 | 0 | 0 | 0 | 0 | 0 | 0 | 0 | 0
2016-12-16 19:00 | 0 | 0 | 0 | 0 | 130289.9114 | 385931.0886 | 516221 | 0 | 0 | 0 | 0 | 0 | 0 | 0 | 0 | 0 | 0 | 0 | 0 | 0 | 0 | 0 | 0 | 0 | 0 | 0 | 0 | 0
2016-12-16 20:00 | 0 | 0 | 0 | 0 | 107331.2649 | 405652.7351 | 512984 | 0 | 0 | 0 | 0 | 0 | 0 | 0 | 0 | 0 | 0 | 0 | 0 | 0 | 0 | 0 | 0 | 0 | 0 | 0 | 0 | 0
2016-12-16 21:00 | 0 | 0 | 0 | 0 | 85341.3143 | 431005.6857 | 516347 | 0 | 0 | 0 | 0 | 0 | 0 | 0 | 0 | 0 | 0 | 0 | 0 | 0 | 0 | 0 | 0 | 0 | 0 | 0 | 0 | 0
2016-12-16 22:00 | 0 | 0 | 0 | 0 | 446413.7402 | 386401.0148 | 528963 | 0 | 0 | 0 | 0 | 0 | 0 | 0 | 0 | 0 | 303851.755 | 0 | 0 | 0 | 0 | 0 | 0 | 0 | 0 | 0 | 0 | 303851.755
2016-12-16 23:00 | 0 | 0 | 0 | 0 | 84502.9988 | 150207.2462 | 538562 | 0 | 0 | 0 | 0 | 0 | 0 | 0 | 0 | 0 | 0 | 0 | 0 | 0 | 0 | 0 | 0 | 0 | 0 | 0 | 0 | -303851.755
2016-12-17 | 0 | 0 | 0 | 0 | 536665.5719 | 1596.4281 | 538262 | 0 | 0 | 0 | 0 | 0 | 0 | 0 | 0 | 0 | 0 | 0 | 0 | 0 | 0 | 0 | 0 | 0 | 0 | 0 | 0 | 0
2016-12-17 01:00 | 0 | 0 | 0 | 0 | 534022 | 0 | 534022 | 0 | 0 | 0 | 0 | 0 | 0 | 0 | 0 | 0 | 0 | 0 | 0 | 0 | 0 | 0 | 0 | 0 | 0 | 0 | 0 | 0
2016-12-17 02:00 | 0 | 0 | 0 | 0 | 521280 | 0 | 521280 | 0 | 0 | 0 | 0 | 0 | 0 | 0 | 0 | 0 | 0 | 0 | 0 | 0 | 0 | 0 | 0 | 0 | 0 | 0 | 0 | 0
2016-12-17 03:00 | 0 | 0 | 0 | 0 | 502161 | 0 | 502161 | 0 | 0 | 0 | 0 | 0 | 0 | 0 | 0 | 0 | 0 | 0 | 0 | 0 | 0 | 0 | 0 | 0 | 0 | 0 | 0 | 0
2016-12-17 04:00 | 0 | 0 | 0 | 0 | 478629 | 0 | 478629 | 0 | 0 | 0 | 0 | 0 | 0 | 0 | 0 | 0 | 0 | 0 | 0 | 0 | 0 | 0 | 0 | 0 | 0 | 0 | 0 | 0
2016-12-17 05:00 | 0 | 0 | 0 | 0 | 456200 | 0 | 456200 | 0 | 0 | 0 | 0 | 0 | 0 | 0 | 0 | 0 | 0 | 0 | 0 | 0 | 0 | 0 | 0 | 0 | 0 | 0 | 0 | 0
2016-12-17 06:00 | 0 | 0 | 0 | 0 | 438385 | 0 | 438385 | 0 | 0 | 0 | 0 | 0 | 0 | 0 | 0 | 0 | 0 | 0 | 0 | 0 | 0 | 0 | 0 | 0 | 0 | 0 | 0 | 0
2016-12-17 07:00 | 0 | 0 | 0 | 0 | 425874 | 0 | 425874 | 0 | 0 | 0 | 0 | 0 | 0 | 0 | 0 | 0 | 0 | 0 | 0 | 0 | 0 | 0 | 0 | 0 | 0 | 0 | 0 | 0
2016-12-17 08:00 | 0 | 0 | 0 | 0 | 418189 | 0 | 418189 | 0 | 0 | 0 | 0 | 0 | 0 | 0 | 0 | 0 | 0 | 0 | 0 | 0 | 0 | 0 | 0 | 0 | 0 | 0 | 0 | 0
2016-12-17 09:00 | 0 | 0 | 0 | 0 | 415645 | 0 | 415645 | 0 | 0 | 0 | 0 | 0 | 0 | 0 | 0 | 0 | 0 | 0 | 0 | 0 | 0 | 0 | 0 | 0 | 0 | 0 | 0 | 0
2016-12-17 10:00 | 0 | 0 | 0 | 0 | 418795 | 0 | 418795 | 0 | 0 | 0 | 0 | 0 | 0 | 0 | 0 | 0 | 0 | 0 | 0 | 0 | 0 | 0 | 0 | 0 | 0 | 0 | 0 | 0
2016-12-17 11:00 | 0 | 0 | 0 | 0 | 427947 | 0 | 427947 | 0 | 0 | 0 | 0 | 0 | 0 | 0 | 0 | 0 | 0 | 0 | 0 | 0 | 0 | 0 | 0 | 0 | 0 | 0 | 0 | 0
2016-12-17 12:00 | 0 | 0 | 0 | 0 | 441519 | 0 | 441519 | 0 | 0 | 0 | 0 | 0 | 0 | 0 | 0 | 0 | 0 | 0 | 0 | 0 | 0 | 0 | 0 | 0 | 0 | 0 | 0 | 0
2016-12-17 13:00 | 0 | 0 | 0 | 0 | 458175 | 0 | 458175 | 0 | 0 | 0 | 0 | 0 | 0 | 0 | 0 | 0 | 0 | 0 | 0 | 0 | 0 | 0 | 0 | 0 | 0 | 0 | 0 | 0
2016-12-17 14:00 | 0 | 0 | 0 | 0 | 437076.7966 | 37000.2034 | 474077 | 0 | 0 | 0 | 0 | 0 | 0 | 0 | 0 | 0 | 0 | 0 | 0 | 0 | 0 | 0 | 0 | 0 | 0 | 0 | 0 | 0
2016-12-17 15:00 | 0 | 0 | 0 | 0 | 170800.1868 | 313703.8132 | 484504 | 0 | 0 | 0 | 0 | 0 | 0 | 0 | 0 | 0 | 0 | 0 | 0 | 0 | 0 | 0 | 0 | 0 | 0 | 0 | 0 | 0
2016-12-17 16:00 | 0 | 0 | 0 | 0 | 0 | 499139.123 | 487476 | 0 | 0 | 0 | 0 | 0 | 0 | 0 | 0 | 0 | 11663.123 | 0 | 0 | 0 | 0 | 0 | 0 | 0 | 0 | 0 | 0 | 11663.123
2016-12-17 17:00 | 0 | 0 | 0 | 0 | 0 | 507377.1288 | 484404 | 0 | 0 | 0 | 0 | 34636.2518 | 0 | 0 | 0 | 0 | 0 | 0 | 0 | 0 | 0 | 0 | 34636.2518 | 0 | 0 | 0 | 0 | -11663.123
2016-12-17 18:00 | 0 | 0 | 0 | 0 | 0 | 483256.7904 | 478451 | 0 | 0 | 0 | 0 | 39442.0422 | 0 | 0 | 0 | 0 | 0 | 0 | 0 | 0 | 0 | 0 | 4805.7904 | 0 | 0 | 0 | 0 | 0
2016-12-17 19:00 | 0 | 0 | 0 | 0 | 0 | 471485.8529 | 472354 | 0 | 0 | 0 | 0 | 0 | 0 | 0 | 0 | 0 | 38573.8951 | 0 | 0 | 0 | 0 | 0 | -39442.0422 | 0 | 0 | 0 | 0 | 38573.8951
2016-12-17 20:00 | 0 | 0 | 0 | 0 | 0 | 485173.4642 | 468144 | 0 | 0 | 0 | 0 | 55603.3593 | 0 | 0 | 0 | 0 | 0 | 0 | 0 | 0 | 0 | 0 | 55603.3593 | 0 | 0 | 0 | 0 | -38573.8951
2016-12-17 21:00 | 0 | 0 | 0 | 0 | 0 | 505306.3313 | 470744 | 0 | 0 | 0 | 0 | 61870.256 | 0 | 0 | 0 | 0 | 28295.4346 | 0 | 0 | 0 | 0 | 0 | 6266.8967 | 0 | 0 | 0 | 0 | 28295.4346
2016-12-17 22:00 | 0 | 0 | 0 | 0 | 0 | 493121.918 | 484005 | 0 | 0 | 0 | 0 | 61870.256 | 0 | 0 | 0 | 0 | 37412.3526 | 0 | 0 | 0 | 0 | 0 | 0 | 0 | 0 | 0 | 0 | 9116.918
2016-12-17 23:00 | 0 | 0 | 0 | 0 | 190957.991 | 205133.4004 | 495374 | 0 | 0 | 0 | 0 | 0 | 0 | 0 | 0 | 0 | 0 | 0 | 0 | 0 | 0 | 0 | -61870.256 | 0 | 0 | 0 | 0 | -37412.3526
2016-12-18 | 0 | 0 | 0 | 0 | 497991.3344 | 1647.6656 | 499639 | 0 | 0 | 0 | 0 | 0 | 0 | 0 | 0 | 0 | 0 | 0 | 0 | 0 | 0 | 0 | 0 | 0 | 0 | 0 | 0 | 0
2016-12-18 01:00 | 0 | 0 | 0 | 0 | 500069 | 0 | 500069 | 0 | 0 | 0 | 0 | 0 | 0 | 0 | 0 | 0 | 0 | 0 | 0 | 0 | 0 | 0 | 0 | 0 | 0 | 0 | 0 | 0
2016-12-18 02:00 | 0 | 0 | 0 | 0 | 491239 | 0 | 491239 | 0 | 0 | 0 | 0 | 0 | 0 | 0 | 0 | 0 | 0 | 0 | 0 | 0 | 0 | 0 | 0 | 0 | 0 | 0 | 0 | 0
2016-12-18 03:00 | 0 | 0 | 0 | 0 | 479320 | 0 | 479320 | 0 | 0 | 0 | 0 | 0 | 0 | 0 | 0 | 0 | 0 | 0 | 0 | 0 | 0 | 0 | 0 | 0 | 0 | 0 | 0 | 0
2016-12-18 04:00 | 0 | 0 | 0 | 0 | 461403 | 0 | 461403 | 0 | 0 | 0 | 0 | 0 | 0 | 0 | 0 | 0 | 0 | 0 | 0 | 0 | 0 | 0 | 0 | 0 | 0 | 0 | 0 | 0
2016-12-18 05:00 | 0 | 0 | 0 | 0 | 443249 | 0 | 443249 | 0 | 0 | 0 | 0 | 0 | 0 | 0 | 0 | 0 | 0 | 0 | 0 | 0 | 0 | 0 | 0 | 0 | 0 | 0 | 0 | 0
2016-12-18 06:00 | 0 | 0 | 0 | 0 | 427707 | 0 | 427707 | 0 | 0 | 0 | 0 | 0 | 0 | 0 | 0 | 0 | 0 | 0 | 0 | 0 | 0 | 0 | 0 | 0 | 0 | 0 | 0 | 0
2016-12-18 07:00 | 0 | 0 | 0 | 0 | 417417 | 0 | 417417 | 0 | 0 | 0 | 0 | 0 | 0 | 0 | 0 | 0 | 0 | 0 | 0 | 0 | 0 | 0 | 0 | 0 | 0 | 0 | 0 | 0
2016-12-18 08:00 | 0 | 0 | 0 | 0 | 412050 | 0 | 412050 | 0 | 0 | 0 | 0 | 0 | 0 | 0 | 0 | 0 | 0 | 0 | 0 | 0 | 0 | 0 | 0 | 0 | 0 | 0 | 0 | 0
2016-12-18 09:00 | 0 | 0 | 0 | 0 | 411510 | 0 | 411510 | 0 | 0 | 0 | 0 | 0 | 0 | 0 | 0 | 0 | 0 | 0 | 0 | 0 | 0 | 0 | 0 | 0 | 0 | 0 | 0 | 0
2016-12-18 10:00 | 0 | 0 | 0 | 0 | 415036 | 0 | 415036 | 0 | 0 | 0 | 0 | 0 | 0 | 0 | 0 | 0 | 0 | 0 | 0 | 0 | 0 | 0 | 0 | 0 | 0 | 0 | 0 | 0
2016-12-18 11:00 | 0 | 0 | 0 | 0 | 424423 | 0 | 424423 | 0 | 0 | 0 | 0 | 0 | 0 | 0 | 0 | 0 | 0 | 0 | 0 | 0 | 0 | 0 | 0 | 0 | 0 | 0 | 0 | 0
2016-12-18 12:00 | 0 | 0 | 0 | 0 | 438142 | 0 | 438142 | 0 | 0 | 0 | 0 | 0 | 0 | 0 | 0 | 0 | 0 | 0 | 0 | 0 | 0 | 0 | 0 | 0 | 0 | 0 | 0 | 0
2016-12-18 13:00 | 0 | 0 | 0 | 0 | 457346 | 0 | 457346 | 0 | 0 | 0 | 0 | 0 | 0 | 0 | 0 | 0 | 0 | 0 | 0 | 0 | 0 | 0 | 0 | 0 | 0 | 0 | 0 | 0
2016-12-18 14:00 | 0 | 0 | 0 | 0 | 396789.0479 | 78000.9521 | 474790 | 0 | 0 | 0 | 0 | 0 | 0 | 0 | 0 | 0 | 0 | 0 | 0 | 0 | 0 | 0 | 0 | 0 | 0 | 0 | 0 | 0
2016-12-18 15:00 | 0 | 0 | 0 | 0 | 39116.2702 | 446158.7298 | 485275 | 0 | 0 | 0 | 0 | 0 | 0 | 0 | 0 | 0 | 0 | 0 | 0 | 0 | 0 | 0 | 0 | 0 | 0 | 0 | 0 | 0
2016-12-18 16:00 | 0 | 0 | 0 | 0 | 0 | 591660.4487 | 488225 | 0 | 0 | 0 | 0 | 61870.256 | 0 | 0 | 0 | 0 | 41565.1927 | 0 | 0 | 0 | 0 | 0 | 61870.256 | 0 | 0 | 0 | 0 | 41565.1927
2016-12-18 17:00 | 0 | 0 | 0 | 0 | 0 | 571191.6792 | 487242 | 0 | 0 | 0 | 0 | 61870.256 | 0 | 0 | 0 | 0 | 125514.8719 | 0 | 0 | 0 | 0 | 0 | 0 | 0 | 0 | 0 | 0 | 83949.6792
2016-12-18 18:00 | 0 | 0 | 0 | 0 | 0 | 535700.9155 | 484137 | 0 | 0 | 0 | 0 | 0 | 0 | 0 | 0 | 0 | 238949.0434 | 0 | 0 | 0 | 0 | 0 | -61870.256 | 0 | 0 | 0 | 0 | 113434.1715
2016-12-18 19:00 | 0 | 0 | 0 | 0 | 0 | 520233.2596 | 480659 | 0 | 0 | 0 | 0 | 61870.256 | 0 | 0 | 0 | 0 | 216653.0469 | 0 | 0 | 0 | 0 | 0 | 61870.256 | 0 | 0 | 0 | 0 | -22295.9964
2016-12-18 20:00 | 0 | 0 | 0 | 0 | 0 | 534219.6413 | 479543 | 0 | 0 | 0 | 0 | 61870.256 | 0 | 0 | 0 | 0 | 271329.6883 | 0 | 0 | 0 | 0 | 0 | 0 | 0 | 0 | 0 | 0 | 54676.6413
2016-12-18 21:00 | 0 | 0 | 0 | 0 | 0 | 560115.5685 | 486497 | 0 | 0 | 0 | 0 | 0 | 0 | 0 | 0 | 0 | 406818.5128 | 0 | 0 | 0 | 0 | 0 | -61870.256 | 0 | 0 | 0 | 0 | 135488.8245
2016-12-18 22:00 | 0 | 0 | 0 | 0 | 0 | 518532.1932 | 505481 | 0 | 0 | 0 | 0 | 61870.256 | 0 | 0 | 0 | 0 | 357999.4499 | 0 | 0 | 0 | 0 | 0 | 61870.256 | 0 | 0 | 0 | 0 | -48819.0629
2016-12-18 23:00 | 0 | 0 | 0 | 0 | 0 | 198459.5342 | 525851 | 0 | 0 | 0 | 0 | 0 | 0 | 0 | 0 | 0 | 92478.2401 | 0 | 0 | 0 | 0 | 0 | -61870.256 | 0 | 0 | 0 | 0 | -265521.2098
2016-12-19 | 0 | 0 | 0 | 0 | 442394.994 | 2552.7659 | 537426 | 0 | 0 | 0 | 0 | 0 | 0 | 0 | 0 | 0 | 0 | 0 | 0 | 0 | 0 | 0 | 0 | 0 | 0 | 0 | 0 | -92478.2401
2016-12-19 01:00 | 0 | 0 | 0 | 0 | 542277 | 0 | 542277 | 0 | 0 | 0 | 0 | 0 | 0 | 0 | 0 | 0 | 0 | 0 | 0 | 0 | 0 | 0 | 0 | 0 | 0 | 0 | 0 | 0
2016-12-19 02:00 | 0 | 0 | 0 | 0 | 534931 | 0 | 534931 | 0 | 0 | 0 | 0 | 0 | 0 | 0 | 0 | 0 | 0 | 0 | 0 | 0 | 0 | 0 | 0 | 0 | 0 | 0 | 0 | 0
2016-12-19 03:00 | 0 | 0 | 0 | 0 | 519640 | 0 | 519640 | 0 | 0 | 0 | 0 | 0 | 0 | 0 | 0 | 0 | 0 | 0 | 0 | 0 | 0 | 0 | 0 | 0 | 0 | 0 | 0 | 0
2016-12-19 04:00 | 0 | 0 | 0 | 0 | 499938 | 0 | 499938 | 0 | 0 | 0 | 0 | 0 | 0 | 0 | 0 | 0 | 0 | 0 | 0 | 0 | 0 | 0 | 0 | 0 | 0 | 0 | 0 | 0
2016-12-19 05:00 | 0 | 0 | 0 | 0 | 481449 | 0 | 481449 | 0 | 0 | 0 | 0 | 0 | 0 | 0 | 0 | 0 | 0 | 0 | 0 | 0 | 0 | 0 | 0 | 0 | 0 | 0 | 0 | 0
2016-12-19 06:00 | 0 | 0 | 0 | 0 | 468614 | 0 | 468614 | 0 | 0 | 0 | 0 | 0 | 0 | 0 | 0 | 0 | 0 | 0 | 0 | 0 | 0 | 0 | 0 | 0 | 0 | 0 | 0 | 0
2016-12-19 07:00 | 0 | 0 | 0 | 0 | 461616 | 0 | 461616 | 0 | 0 | 0 | 0 | 0 | 0 | 0 | 0 | 0 | 0 | 0 | 0 | 0 | 0 | 0 | 0 | 0 | 0 | 0 | 0 | 0
2016-12-19 08:00 | 0 | 0 | 0 | 0 | 459526 | 0 | 459526 | 0 | 0 | 0 | 0 | 0 | 0 | 0 | 0 | 0 | 0 | 0 | 0 | 0 | 0 | 0 | 0 | 0 | 0 | 0 | 0 | 0
2016-12-19 09:00 | 0 | 0 | 0 | 0 | 463945 | 0 | 463945 | 0 | 0 | 0 | 0 | 0 | 0 | 0 | 0 | 0 | 0 | 0 | 0 | 0 | 0 | 0 | 0 | 0 | 0 | 0 | 0 | 0
2016-12-19 10:00 | 0 | 0 | 0 | 0 | 480074 | 0 | 480074 | 0 | 0 | 0 | 0 | 0 | 0 | 0 | 0 | 0 | 0 | 0 | 0 | 0 | 0 | 0 | 0 | 0 | 0 | 0 | 0 | 0
2016-12-19 11:00 | 0 | 0 | 0 | 0 | 510834 | 0 | 510834 | 0 | 0 | 0 | 0 | 0 | 0 | 0 | 0 | 0 | 0 | 0 | 0 | 0 | 0 | 0 | 0 | 0 | 0 | 0 | 0 | 0
2016-12-19 12:00 | 0 | 0 | 0 | 0 | 542300 | 0 | 542300 | 0 | 0 | 0 | 0 | 0 | 0 | 0 | 0 | 0 | 0 | 0 | 0 | 0 | 0 | 0 | 0 | 0 | 0 | 0 | 0 | 0
2016-12-19 13:00 | 0 | 0 | 0 | 0 | 559266 | 0 | 559266 | 0 | 0 | 0 | 0 | 0 | 0 | 0 | 0 | 0 | 0 | 0 | 0 | 0 | 0 | 0 | 0 | 0 | 0 | 0 | 0 | 0
2016-12-19 14:00 | 0 | 0 | 0 | 0 | 534270.8206 | 31360.1794 | 565631 | 0 | 0 | 0 | 0 | 0 | 0 | 0 | 0 | 0 | 0 | 0 | 0 | 0 | 0 | 0 | 0 | 0 | 0 | 0 | 0 | 0
2016-12-19 15:00 | 0 | 0 | 0 | 0 | 168169.5744 | 395173.4256 | 563343 | 0 | 0 | 0 | 0 | 0 | 0 | 0 | 0 | 0 | 0 | 0 | 0 | 0 | 0 | 0 | 0 | 0 | 0 | 0 | 0 | 0
2016-12-19 16:00 | 0 | 0 | 0 | 0 | 17675.5329 | 537795.4671 | 555471 | 0 | 0 | 0 | 0 | 0 | 0 | 0 | 0 | 0 | 0 | 0 | 0 | 0 | 0 | 0 | 0 | 0 | 0 | 0 | 0 | 0
2016-12-19 17:00 | 0 | 0 | 0 | 0 | 17579.3649 | 527842.6351 | 545422 | 0 | 0 | 0 | 0 | 0 | 0 | 0 | 0 | 0 | 0 | 0 | 0 | 0 | 0 | 0 | 0 | 0 | 0 | 0 | 0 | 0
2016-12-19 18:00 | 0 | 0 | 0 | 0 | 36049.8935 | 500441.1065 | 536491 | 0 | 0 | 0 | 0 | 0 | 0 | 0 | 0 | 0 | 0 | 0 | 0 | 0 | 0 | 0 | 0 | 0 | 0 | 0 | 0 | 0
2016-12-19 19:00 | 0 | 0 | 0 | 0 | 43936.8401 | 484920.1599 | 528857 | 0 | 0 | 0 | 0 | 0 | 0 | 0 | 0 | 0 | 0 | 0 | 0 | 0 | 0 | 0 | 0 | 0 | 0 | 0 | 0 | 0
2016-12-19 20:00 | 0 | 0 | 0 | 0 | 28982.4878 | 496240.5122 | 525223 | 0 | 0 | 0 | 0 | 0 | 0 | 0 | 0 | 0 | 0 | 0 | 0 | 0 | 0 | 0 | 0 | 0 | 0 | 0 | 0 | 0
2016-12-19 21:00 | 0 | 0 | 0 | 0 | 10851.045 | 518191.955 | 529043 | 0 | 0 | 0 | 0 | 0 | 0 | 0 | 0 | 0 | 0 | 0 | 0 | 0 | 0 | 0 | 0 | 0 | 0 | 0 | 0 | 0
2016-12-19 22:00 | 0 | 0 | 0 | 0 | 84437.1212 | 463638.8788 | 548076 | 0 | 0 | 0 | 0 | 0 | 0 | 0 | 0 | 0 | 0 | 0 | 0 | 0 | 0 | 0 | 0 | 0 | 0 | 0 | 0 | 0
2016-12-19 23:00 | 0 | 0 | 0 | 0 | 360358.9576 | 207501.0424 | 567860 | 0 | 0 | 0 | 0 | 0 | 0 | 0 | 0 | 0 | 0 | 0 | 0 | 0 | 0 | 0 | 0 | 0 | 0 | 0 | 0 | 0
2016-12-20 | 0 | 0 | 0 | 0 | 878050.4892 | 2676.2658 | 576875 | 0 | 0 | 0 | 0 | 0 | 0 | 0 | 0 | 0 | 303851.755 | 0 | 0 | 0 | 0 | 0 | 0 | 0 | 0 | 0 | 0 | 303851.755
2016-12-20 01:00 | 0 | 0 | 0 | 0 | 577523 | 0 | 577523 | 0 | 0 | 0 | 0 | 0 | 0 | 0 | 0 | 0 | 303851.755 | 0 | 0 | 0 | 0 | 0 | 0 | 0 | 0 | 0 | 0 | 0
2016-12-20 02:00 | 0 | 0 | 0 | 0 | 262420.245 | 0 | 566272 | 0 | 0 | 0 | 0 | 0 | 0 | 0 | 0 | 0 | 0 | 0 | 0 | 0 | 0 | 0 | 0 | 0 | 0 | 0 | 0 | -303851.755
2016-12-20 03:00 | 0 | 0 | 0 | 0 | 545611 | 0 | 545611 | 0 | 0 | 0 | 0 | 0 | 0 | 0 | 0 | 0 | 0 | 0 | 0 | 0 | 0 | 0 | 0 | 0 | 0 | 0 | 0 | 0
2016-12-20 04:00 | 0 | 0 | 0 | 0 | 520703 | 0 | 520703 | 0 | 0 | 0 | 0 | 0 | 0 | 0 | 0 | 0 | 0 | 0 | 0 | 0 | 0 | 0 | 0 | 0 | 0 | 0 | 0 | 0
2016-12-20 05:00 | 0 | 0 | 0 | 0 | 498602 | 0 | 498602 | 0 | 0 | 0 | 0 | 0 | 0 | 0 | 0 | 0 | 0 | 0 | 0 | 0 | 0 | 0 | 0 | 0 | 0 | 0 | 0 | 0
2016-12-20 06:00 | 0 | 0 | 0 | 0 | 480938 | 0 | 480938 | 0 | 0 | 0 | 0 | 0 | 0 | 0 | 0 | 0 | 0 | 0 | 0 | 0 | 0 | 0 | 0 | 0 | 0 | 0 | 0 | 0
2016-12-20 07:00 | 0 | 0 | 0 | 0 | 470824 | 0 | 470824 | 0 | 0 | 0 | 0 | 0 | 0 | 0 | 0 | 0 | 0 | 0 | 0 | 0 | 0 | 0 | 0 | 0 | 0 | 0 | 0 | 0
2016-12-20 08:00 | 0 | 0 | 0 | 0 | 467099 | 0 | 467099 | 0 | 0 | 0 | 0 | 0 | 0 | 0 | 0 | 0 | 0 | 0 | 0 | 0 | 0 | 0 | 0 | 0 | 0 | 0 | 0 | 0
2016-12-20 09:00 | 0 | 0 | 0 | 0 | 470497 | 0 | 470497 | 0 | 0 | 0 | 0 | 0 | 0 | 0 | 0 | 0 | 0 | 0 | 0 | 0 | 0 | 0 | 0 | 0 | 0 | 0 | 0 | 0
2016-12-20 10:00 | 0 | 0 | 0 | 0 | 483373 | 0 | 483373 | 0 | 0 | 0 | 0 | 0 | 0 | 0 | 0 | 0 | 0 | 0 | 0 | 0 | 0 | 0 | 0 | 0 | 0 | 0 | 0 | 0
2016-12-20 11:00 | 0 | 0 | 0 | 0 | 509656 | 0 | 509656 | 0 | 0 | 0 | 0 | 0 | 0 | 0 | 0 | 0 | 0 | 0 | 0 | 0 | 0 | 0 | 0 | 0 | 0 | 0 | 0 | 0
2016-12-20 12:00 | 0 | 0 | 0 | 0 | 537310 | 0 | 537310 | 0 | 0 | 0 | 0 | 0 | 0 | 0 | 0 | 0 | 0 | 0 | 0 | 0 | 0 | 0 | 0 | 0 | 0 | 0 | 0 | 0
2016-12-20 13:00 | 0 | 0 | 0 | 0 | 547315 | 0 | 547315 | 0 | 0 | 0 | 0 | 0 | 0 | 0 | 0 | 0 | 0 | 0 | 0 | 0 | 0 | 0 | 0 | 0 | 0 | 0 | 0 | 0
2016-12-20 14:00 | 0 | 0 | 0 | 0 | 511522.1305 | 34471.8695 | 545994 | 0 | 0 | 0 | 0 | 0 | 0 | 0 | 0 | 0 | 0 | 0 | 0 | 0 | 0 | 0 | 0 | 0 | 0 | 0 | 0 | 0
2016-12-20 15:00 | 0 | 0 | 0 | 0 | 146386.9811 | 391511.0189 | 537898 | 0 | 0 | 0 | 0 | 0 | 0 | 0 | 0 | 0 | 0 | 0 | 0 | 0 | 0 | 0 | 0 | 0 | 0 | 0 | 0 | 0
2016-12-20 16:00 | 0 | 0 | 0 | 0 | 0 | 532286.7713 | 525586 | 0 | 0 | 0 | 0 | 6700.7713 | 0 | 0 | 0 | 0 | 0 | 0 | 0 | 0 | 0 | 0 | 6700.7713 | 0 | 0 | 0 | 0 | 0
2016-12-20 17:00 | 0 | 0 | 0 | 0 | 0 | 532764.7096 | 511467 | 0 | 0 | 0 | 0 | 0 | 0 | 0 | 0 | 0 | 27998.481 | 0 | 0 | 0 | 0 | 0 | -6700.7713 | 0 | 0 | 0 | 0 | 27998.481
2016-12-20 18:00 | 0 | 0 | 0 | 0 | 0 | 496270.0678 | 499927 | 0 | 0 | 0 | 0 | 0 | 0 | 0 | 0 | 0 | 24341.5488 | 0 | 0 | 0 | 0 | 0 | 0 | 0 | 0 | 0 | 0 | -3656.9322
2016-12-20 19:00 | 0 | 0 | 0 | 0 | 0 | 474624.2112 | 491141 | 0 | 0 | 0 | 0 | 7824.7599 | 0 | 0 | 0 | 0 | 0 | 0 | 0 | 0 | 0 | 0 | 7824.7599 | 0 | 0 | 0 | 0 | -24341.5488
2016-12-20 20:00 | 0 | 0 | 0 | 0 | 0 | 482500.5681 | 486462 | 0 | 0 | 0 | 0 | 3863.328 | 0 | 0 | 0 | 0 | 0 | 0 | 0 | 0 | 0 | 0 | -3961.4319 | 0 | 0 | 0 | 0 | 0
2016-12-20 21:00 | 0 | 0 | 0 | 0 | 60460.7315 | 487549.1965 | 490003 | 0 | 0 | 0 | 0 | 61870.256 | 0 | 0 | 0 | 0 | 0 | 0 | 0 | 0 | 0 | 0 | 58006.928 | 0 | 0 | 0 | 0 | 0
2016-12-20 22:00 | 0 | 0 | 0 | 0 | 37827.7111 | 409955.0328 | 509653 | 0 | 0 | 0 | 0 | 0 | 0 | 0 | 0 | 0 | 0 | 0 | 0 | 0 | 0 | 0 | -61870.256 | 0 | 0 | 0 | 0 | 0
2016-12-20 23:00 | 0 | 0 | 0 | 0 | 391248.9413 | 138101.0587 | 529350 | 0 | 0 | 0 | 0 | 0 | 0 | 0 | 0 | 0 | 0 | 0 | 0 | 0 | 0 | 0 | 0 | 0 | 0 | 0 | 0 | 0
2016-12-21 | 0 | 0 | 0 | 0 | 840213.5337 | 2713.2213 | 539075 | 0 | 0 | 0 | 0 | 0 | 0 | 0 | 0 | 0 | 303851.755 | 0 | 0 | 0 | 0 | 0 | 0 | 0 | 0 | 0 | 0 | 303851.755
2016-12-21 01:00 | 0 | 0 | 0 | 0 | 237770.245 | 0 | 541622 | 0 | 0 | 0 | 0 | 0 | 0 | 0 | 0 | 0 | 0 | 0 | 0 | 0 | 0 | 0 | 0 | 0 | 0 | 0 | 0 | -303851.755
2016-12-21 02:00 | 0 | 0 | 0 | 0 | 532200 | 0 | 532200 | 0 | 0 | 0 | 0 | 0 | 0 | 0 | 0 | 0 | 0 | 0 | 0 | 0 | 0 | 0 | 0 | 0 | 0 | 0 | 0 | 0
2016-12-21 03:00 | 0 | 0 | 0 | 0 | 513573 | 0 | 513573 | 0 | 0 | 0 | 0 | 0 | 0 | 0 | 0 | 0 | 0 | 0 | 0 | 0 | 0 | 0 | 0 | 0 | 0 | 0 | 0 | 0
2016-12-21 04:00 | 0 | 0 | 0 | 0 | 490567 | 0 | 490567 | 0 | 0 | 0 | 0 | 0 | 0 | 0 | 0 | 0 | 0 | 0 | 0 | 0 | 0 | 0 | 0 | 0 | 0 | 0 | 0 | 0
2016-12-21 05:00 | 0 | 0 | 0 | 0 | 468962 | 0 | 468962 | 0 | 0 | 0 | 0 | 0 | 0 | 0 | 0 | 0 | 0 | 0 | 0 | 0 | 0 | 0 | 0 | 0 | 0 | 0 | 0 | 0
2016-12-21 06:00 | 0 | 0 | 0 | 0 | 453796 | 0 | 453796 | 0 | 0 | 0 | 0 | 0 | 0 | 0 | 0 | 0 | 0 | 0 | 0 | 0 | 0 | 0 | 0 | 0 | 0 | 0 | 0 | 0
2016-12-21 07:00 | 0 | 0 | 0 | 0 | 445178 | 0 | 445178 | 0 | 0 | 0 | 0 | 0 | 0 | 0 | 0 | 0 | 0 | 0 | 0 | 0 | 0 | 0 | 0 | 0 | 0 | 0 | 0 | 0
2016-12-21 08:00 | 0 | 0 | 0 | 0 | 441880 | 0 | 441880 | 0 | 0 | 0 | 0 | 0 | 0 | 0 | 0 | 0 | 0 | 0 | 0 | 0 | 0 | 0 | 0 | 0 | 0 | 0 | 0 | 0
2016-12-21 09:00 | 0 | 0 | 0 | 0 | 444408 | 0 | 444408 | 0 | 0 | 0 | 0 | 0 | 0 | 0 | 0 | 0 | 0 | 0 | 0 | 0 | 0 | 0 | 0 | 0 | 0 | 0 | 0 | 0
2016-12-21 10:00 | 0 | 0 | 0 | 0 | 456626 | 0 | 456626 | 0 | 0 | 0 | 0 | 0 | 0 | 0 | 0 | 0 | 0 | 0 | 0 | 0 | 0 | 0 | 0 | 0 | 0 | 0 | 0 | 0
2016-12-21 11:00 | 0 | 0 | 0 | 0 | 483811 | 0 | 483811 | 0 | 0 | 0 | 0 | 0 | 0 | 0 | 0 | 0 | 0 | 0 | 0 | 0 | 0 | 0 | 0 | 0 | 0 | 0 | 0 | 0
2016-12-21 12:00 | 0 | 0 | 0 | 0 | 510286 | 0 | 510286 | 0 | 0 | 0 | 0 | 0 | 0 | 0 | 0 | 0 | 0 | 0 | 0 | 0 | 0 | 0 | 0 | 0 | 0 | 0 | 0 | 0
2016-12-21 13:00 | 0 | 0 | 0 | 0 | 520079 | 0 | 520079 | 0 | 0 | 0 | 0 | 0 | 0 | 0 | 0 | 0 | 0 | 0 | 0 | 0 | 0 | 0 | 0 | 0 | 0 | 0 | 0 | 0
2016-12-21 14:00 | 0 | 0 | 0 | 0 | 486704.8749 | 31010.1251 | 517715 | 0 | 0 | 0 | 0 | 0 | 0 | 0 | 0 | 0 | 0 | 0 | 0 | 0 | 0 | 0 | 0 | 0 | 0 | 0 | 0 | 0
2016-12-21 15:00 | 0 | 0 | 0 | 0 | 353694.2811 | 155535.7189 | 509230 | 0 | 0 | 0 | 0 | 0 | 0 | 0 | 0 | 0 | 0 | 0 | 0 | 0 | 0 | 0 | 0 | 0 | 0 | 0 | 0 | 0
2016-12-21 16:00 | 0 | 0 | 0 | 0 | 218166.3087 | 279637.6913 | 497804 | 0 | 0 | 0 | 0 | 0 | 0 | 0 | 0 | 0 | 0 | 0 | 0 | 0 | 0 | 0 | 0 | 0 | 0 | 0 | 0 | 0
2016-12-21 17:00 | 0 | 0 | 0 | 0 | 151038.3513 | 334848.6487 | 485887 | 0 | 0 | 0 | 0 | 0 | 0 | 0 | 0 | 0 | 0 | 0 | 0 | 0 | 0 | 0 | 0 | 0 | 0 | 0 | 0 | 0
2016-12-21 18:00 | 0 | 0 | 0 | 0 | 129519.6277 | 345736.3723 | 475256 | 0 | 0 | 0 | 0 | 0 | 0 | 0 | 0 | 0 | 0 | 0 | 0 | 0 | 0 | 0 | 0 | 0 | 0 | 0 | 0 | 0
2016-12-21 19:00 | 0 | 0 | 0 | 0 | 122144.9976 | 344879.0024 | 467024 | 0 | 0 | 0 | 0 | 0 | 0 | 0 | 0 | 0 | 0 | 0 | 0 | 0 | 0 | 0 | 0 | 0 | 0 | 0 | 0 | 0
2016-12-21 20:00 | 0 | 0 | 0 | 0 | 117984.6583 | 346176.3417 | 464161 | 0 | 0 | 0 | 0 | 0 | 0 | 0 | 0 | 0 | 0 | 0 | 0 | 0 | 0 | 0 | 0 | 0 | 0 | 0 | 0 | 0
2016-12-21 21:00 | 0 | 0 | 0 | 0 | 137368.3443 | 331982.6557 | 469351 | 0 | 0 | 0 | 0 | 0 | 0 | 0 | 0 | 0 | 0 | 0 | 0 | 0 | 0 | 0 | 0 | 0 | 0 | 0 | 0 | 0
2016-12-21 22:00 | 0 | 0 | 0 | 0 | 211401.5854 | 275111.4146 | 486513 | 0 | 0 | 0 | 0 | 0 | 0 | 0 | 0 | 0 | 0 | 0 | 0 | 0 | 0 | 0 | 0 | 0 | 0 | 0 | 0 | 0
2016-12-21 23:00 | 0 | 0 | 0 | 0 | 403307.6855 | 99122.3145 | 502430 | 0 | 0 | 0 | 0 | 0 | 0 | 0 | 0 | 0 | 0 | 0 | 0 | 0 | 0 | 0 | 0 | 0 | 0 | 0 | 0 | 0
2016-12-22 | 0 | 0 | 0 | 0 | 873782.0359 | 1102.9751 | 509163 | 0 | 0 | 0 | 0 | 61870.256 | 0 | 0 | 0 | 0 | 303851.755 | 0 | 0 | 0 | 0 | 0 | 61870.256 | 0 | 0 | 0 | 0 | 303851.755
2016-12-22 01:00 | 0 | 0 | 0 | 0 | 447997.744 | 0 | 509868 | 0 | 0 | 0 | 0 | 0 | 0 | 0 | 0 | 0 | 303851.755 | 0 | 0 | 0 | 0 | 0 | -61870.256 | 0 | 0 | 0 | 0 | 0
2016-12-22 02:00 | 0 | 0 | 0 | 0 | 196719.245 | 0 | 500571 | 0 | 0 | 0 | 0 | 0 | 0 | 0 | 0 | 0 | 0 | 0 | 0 | 0 | 0 | 0 | 0 | 0 | 0 | 0 | 0 | -303851.755
2016-12-22 03:00 | 0 | 0 | 0 | 0 | 482877 | 0 | 482877 | 0 | 0 | 0 | 0 | 0 | 0 | 0 | 0 | 0 | 0 | 0 | 0 | 0 | 0 | 0 | 0 | 0 | 0 | 0 | 0 | 0
2016-12-22 04:00 | 0 | 0 | 0 | 0 | 460330 | 0 | 460330 | 0 | 0 | 0 | 0 | 0 | 0 | 0 | 0 | 0 | 0 | 0 | 0 | 0 | 0 | 0 | 0 | 0 | 0 | 0 | 0 | 0
2016-12-22 05:00 | 0 | 0 | 0 | 0 | 440070 | 0 | 440070 | 0 | 0 | 0 | 0 | 0 | 0 | 0 | 0 | 0 | 0 | 0 | 0 | 0 | 0 | 0 | 0 | 0 | 0 | 0 | 0 | 0
2016-12-22 06:00 | 0 | 0 | 0 | 0 | 423190 | 0 | 423190 | 0 | 0 | 0 | 0 | 0 | 0 | 0 | 0 | 0 | 0 | 0 | 0 | 0 | 0 | 0 | 0 | 0 | 0 | 0 | 0 | 0
2016-12-22 07:00 | 0 | 0 | 0 | 0 | 411998 | 0 | 411998 | 0 | 0 | 0 | 0 | 0 | 0 | 0 | 0 | 0 | 0 | 0 | 0 | 0 | 0 | 0 | 0 | 0 | 0 | 0 | 0 | 0
2016-12-22 08:00 | 0 | 0 | 0 | 0 | 406434 | 0 | 406434 | 0 | 0 | 0 | 0 | 0 | 0 | 0 | 0 | 0 | 0 | 0 | 0 | 0 | 0 | 0 | 0 | 0 | 0 | 0 | 0 | 0
2016-12-22 09:00 | 0 | 0 | 0 | 0 | 407653 | 0 | 407653 | 0 | 0 | 0 | 0 | 0 | 0 | 0 | 0 | 0 | 0 | 0 | 0 | 0 | 0 | 0 | 0 | 0 | 0 | 0 | 0 | 0
2016-12-22 10:00 | 0 | 0 | 0 | 0 | 417723 | 0 | 417723 | 0 | 0 | 0 | 0 | 0 | 0 | 0 | 0 | 0 | 0 | 0 | 0 | 0 | 0 | 0 | 0 | 0 | 0 | 0 | 0 | 0
2016-12-22 11:00 | 0 | 0 | 0 | 0 | 441338 | 0 | 441338 | 0 | 0 | 0 | 0 | 0 | 0 | 0 | 0 | 0 | 0 | 0 | 0 | 0 | 0 | 0 | 0 | 0 | 0 | 0 | 0 | 0
2016-12-22 12:00 | 0 | 0 | 0 | 0 | 468480 | 0 | 468480 | 0 | 0 | 0 | 0 | 0 | 0 | 0 | 0 | 0 | 0 | 0 | 0 | 0 | 0 | 0 | 0 | 0 | 0 | 0 | 0 | 0
2016-12-22 13:00 | 0 | 0 | 0 | 0 | 481338 | 0 | 481338 | 0 | 0 | 0 | 0 | 0 | 0 | 0 | 0 | 0 | 0 | 0 | 0 | 0 | 0 | 0 | 0 | 0 | 0 | 0 | 0 | 0
2016-12-22 14:00 | 0 | 0 | 0 | 0 | 467323.4963 | 17211.5037 | 484535 | 0 | 0 | 0 | 0 | 0 | 0 | 0 | 0 | 0 | 0 | 0 | 0 | 0 | 0 | 0 | 0 | 0 | 0 | 0 | 0 | 0
2016-12-22 15:00 | 0 | 0 | 0 | 0 | 399952.2361 | 82819.7639 | 482772 | 0 | 0 | 0 | 0 | 0 | 0 | 0 | 0 | 0 | 0 | 0 | 0 | 0 | 0 | 0 | 0 | 0 | 0 | 0 | 0 | 0
2016-12-22 16:00 | 0 | 0 | 0 | 0 | 274125.8702 | 202393.1298 | 476519 | 0 | 0 | 0 | 0 | 0 | 0 | 0 | 0 | 0 | 0 | 0 | 0 | 0 | 0 | 0 | 0 | 0 | 0 | 0 | 0 | 0
2016-12-22 17:00 | 0 | 0 | 0 | 0 | 194882.9338 | 273001.0662 | 467884 | 0 | 0 | 0 | 0 | 0 | 0 | 0 | 0 | 0 | 0 | 0 | 0 | 0 | 0 | 0 | 0 | 0 | 0 | 0 | 0 | 0
2016-12-22 18:00 | 0 | 0 | 0 | 0 | 155465.1852 | 305106.8148 | 460572 | 0 | 0 | 0 | 0 | 0 | 0 | 0 | 0 | 0 | 0 | 0 | 0 | 0 | 0 | 0 | 0 | 0 | 0 | 0 | 0 | 0
2016-12-22 19:00 | 0 | 0 | 0 | 0 | 141953.0793 | 313502.9207 | 455456 | 0 | 0 | 0 | 0 | 0 | 0 | 0 | 0 | 0 | 0 | 0 | 0 | 0 | 0 | 0 | 0 | 0 | 0 | 0 | 0 | 0
2016-12-22 20:00 | 0 | 0 | 0 | 0 | 137241.5258 | 316903.4742 | 454145 | 0 | 0 | 0 | 0 | 0 | 0 | 0 | 0 | 0 | 0 | 0 | 0 | 0 | 0 | 0 | 0 | 0 | 0 | 0 | 0 | 0
2016-12-22 21:00 | 0 | 0 | 0 | 0 | 150733.4967 | 309128.5033 | 459862 | 0 | 0 | 0 | 0 | 0 | 0 | 0 | 0 | 0 | 0 | 0 | 0 | 0 | 0 | 0 | 0 | 0 | 0 | 0 | 0 | 0
2016-12-22 22:00 | 0 | 0 | 0 | 0 | 214115.5751 | 260986.4249 | 475102 | 0 | 0 | 0 | 0 | 0 | 0 | 0 | 0 | 0 | 0 | 0 | 0 | 0 | 0 | 0 | 0 | 0 | 0 | 0 | 0 | 0
2016-12-22 23:00 | 0 | 0 | 0 | 0 | 674773.8642 | 118653.8908 | 489576 | 0 | 0 | 0 | 0 | 0 | 0 | 0 | 0 | 0 | 303851.755 | 0 | 0 | 0 | 0 | 0 | 0 | 0 | 0 | 0 | 0 | 303851.755
2016-12-23 | 0 | 0 | 0 | 0 | 860053.3483 | 1466.6628 | 495798 | 0 | 0 | 0 | 0 | 61870.256 | 0 | 0 | 0 | 0 | 607703.5101 | 0 | 0 | 0 | 0 | 0 | 61870.256 | 0 | 0 | 0 | 0 | 303851.755
2016-12-23 01:00 | 0 | 0 | 0 | 0 | 131500.9889 | 0 | 497223 | 0 | 0 | 0 | 0 | 0 | 0 | 0 | 0 | 0 | 303851.755 | 0 | 0 | 0 | 0 | 0 | -61870.256 | 0 | 0 | 0 | 0 | -303851.755
2016-12-23 02:00 | 0 | 0 | 0 | 0 | 183736.245 | 0 | 487588 | 0 | 0 | 0 | 0 | 0 | 0 | 0 | 0 | 0 | 0 | 0 | 0 | 0 | 0 | 0 | 0 | 0 | 0 | 0 | 0 | -303851.755
2016-12-23 03:00 | 0 | 0 | 0 | 0 | 472798 | 0 | 472798 | 0 | 0 | 0 | 0 | 0 | 0 | 0 | 0 | 0 | 0 | 0 | 0 | 0 | 0 | 0 | 0 | 0 | 0 | 0 | 0 | 0
2016-12-23 04:00 | 0 | 0 | 0 | 0 | 451296 | 0 | 451296 | 0 | 0 | 0 | 0 | 0 | 0 | 0 | 0 | 0 | 0 | 0 | 0 | 0 | 0 | 0 | 0 | 0 | 0 | 0 | 0 | 0
2016-12-23 05:00 | 0 | 0 | 0 | 0 | 429186 | 0 | 429186 | 0 | 0 | 0 | 0 | 0 | 0 | 0 | 0 | 0 | 0 | 0 | 0 | 0 | 0 | 0 | 0 | 0 | 0 | 0 | 0 | 0
2016-12-23 06:00 | 0 | 0 | 0 | 0 | 412910 | 0 | 412910 | 0 | 0 | 0 | 0 | 0 | 0 | 0 | 0 | 0 | 0 | 0 | 0 | 0 | 0 | 0 | 0 | 0 | 0 | 0 | 0 | 0
2016-12-23 07:00 | 0 | 0 | 0 | 0 | 401630 | 0 | 401630 | 0 | 0 | 0 | 0 | 0 | 0 | 0 | 0 | 0 | 0 | 0 | 0 | 0 | 0 | 0 | 0 | 0 | 0 | 0 | 0 | 0
2016-12-23 08:00 | 0 | 0 | 0 | 0 | 396314 | 0 | 396314 | 0 | 0 | 0 | 0 | 0 | 0 | 0 | 0 | 0 | 0 | 0 | 0 | 0 | 0 | 0 | 0 | 0 | 0 | 0 | 0 | 0
2016-12-23 09:00 | 0 | 0 | 0 | 0 | 397588 | 0 | 397588 | 0 | 0 | 0 | 0 | 0 | 0 | 0 | 0 | 0 | 0 | 0 | 0 | 0 | 0 | 0 | 0 | 0 | 0 | 0 | 0 | 0
2016-12-23 10:00 | 0 | 0 | 0 | 0 | 405943 | 0 | 405943 | 0 | 0 | 0 | 0 | 0 | 0 | 0 | 0 | 0 | 0 | 0 | 0 | 0 | 0 | 0 | 0 | 0 | 0 | 0 | 0 | 0
2016-12-23 11:00 | 0 | 0 | 0 | 0 | 424029 | 0 | 424029 | 0 | 0 | 0 | 0 | 0 | 0 | 0 | 0 | 0 | 0 | 0 | 0 | 0 | 0 | 0 | 0 | 0 | 0 | 0 | 0 | 0
2016-12-23 12:00 | 0 | 0 | 0 | 0 | 444616 | 0 | 444616 | 0 | 0 | 0 | 0 | 0 | 0 | 0 | 0 | 0 | 0 | 0 | 0 | 0 | 0 | 0 | 0 | 0 | 0 | 0 | 0 | 0
2016-12-23 13:00 | 0 | 0 | 0 | 0 | 458812 | 0 | 458812 | 0 | 0 | 0 | 0 | 0 | 0 | 0 | 0 | 0 | 0 | 0 | 0 | 0 | 0 | 0 | 0 | 0 | 0 | 0 | 0 | 0
2016-12-23 14:00 | 0 | 0 | 0 | 0 | 448244.253 | 17706.747 | 465951 | 0 | 0 | 0 | 0 | 0 | 0 | 0 | 0 | 0 | 0 | 0 | 0 | 0 | 0 | 0 | 0 | 0 | 0 | 0 | 0 | 0
2016-12-23 15:00 | 0 | 0 | 0 | 0 | 251634.2553 | 214974.7447 | 466609 | 0 | 0 | 0 | 0 | 0 | 0 | 0 | 0 | 0 | 0 | 0 | 0 | 0 | 0 | 0 | 0 | 0 | 0 | 0 | 0 | 0
2016-12-23 16:00 | 0 | 0 | 0 | 0 | 206172.4133 | 331551.1869 | 463057 | 0 | 0 | 0 | 0 | 0 | 0 | 0 | 0 | 0 | 74666.6002 | 0 | 0 | 0 | 0 | 0 | 0 | 0 | 0 | 0 | 0 | 74666.6002
2016-12-23 17:00 | 0 | 0 | 0 | 0 | 0 | 382357.3998 | 457024 | 0 | 0 | 0 | 0 | 0 | 0 | 0 | 0 | 0 | 0 | 0 | 0 | 0 | 0 | 0 | 0 | 0 | 0 | 0 | 0 | -74666.6002
2016-12-23 18:00 | 0 | 0 | 0 | 0 | 67762.4661 | 383326.5339 | 451089 | 0 | 0 | 0 | 0 | 0 | 0 | 0 | 0 | 0 | 0 | 0 | 0 | 0 | 0 | 0 | 0 | 0 | 0 | 0 | 0 | 0
2016-12-23 19:00 | 0 | 0 | 0 | 0 | 59261.2724 | 386812.7276 | 446074 | 0 | 0 | 0 | 0 | 0 | 0 | 0 | 0 | 0 | 0 | 0 | 0 | 0 | 0 | 0 | 0 | 0 | 0 | 0 | 0 | 0
2016-12-23 20:00 | 0 | 0 | 0 | 0 | 44641.3921 | 399256.6079 | 443898 | 0 | 0 | 0 | 0 | 0 | 0 | 0 | 0 | 0 | 0 | 0 | 0 | 0 | 0 | 0 | 0 | 0 | 0 | 0 | 0 | 0
2016-12-23 21:00 | 0 | 0 | 0 | 0 | 40663.9987 | 408508.0013 | 449172 | 0 | 0 | 0 | 0 | 0 | 0 | 0 | 0 | 0 | 0 | 0 | 0 | 0 | 0 | 0 | 0 | 0 | 0 | 0 | 0 | 0
2016-12-23 22:00 | 0 | 0 | 0 | 0 | 145601.4701 | 332695.1904 | 463676 | 0 | 0 | 0 | 0 | 0 | 0 | 0 | 0 | 0 | 14620.6605 | 0 | 0 | 0 | 0 | 0 | 0 | 0 | 0 | 0 | 0 | 14620.6605
2016-12-23 23:00 | 0 | 0 | 0 | 0 | 714403.2939 | 106657.629 | 474071 | 0 | 0 | 0 | 0 | 57758.8284 | 0 | 0 | 0 | 0 | 303851.755 | 0 | 0 | 0 | 0 | 0 | 57758.8284 | 0 | 0 | 0 | 0 | 289231.0945
2016-12-24 | 0 | 0 | 0 | 0 | 721318.1577 | 789.7689 | 476015 | 0 | 0 | 0 | 0 | 0 | 0 | 0 | 0 | 0 | 607703.5101 | 0 | 0 | 0 | 0 | 0 | -57758.8284 | 0 | 0 | 0 | 0 | 303851.755
2016-12-24 01:00 | 0 | 0 | 0 | 0 | 168900.245 | 0 | 472752 | 0 | 0 | 0 | 0 | 0 | 0 | 0 | 0 | 0 | 303851.755 | 0 | 0 | 0 | 0 | 0 | 0 | 0 | 0 | 0 | 0 | -303851.755
2016-12-24 02:00 | 0 | 0 | 0 | 0 | 159017.245 | 0 | 462869 | 0 | 0 | 0 | 0 | 0 | 0 | 0 | 0 | 0 | 0 | 0 | 0 | 0 | 0 | 0 | 0 | 0 | 0 | 0 | 0 | -303851.755
2016-12-24 03:00 | 0 | 0 | 0 | 0 | 446590 | 0 | 446590 | 0 | 0 | 0 | 0 | 0 | 0 | 0 | 0 | 0 | 0 | 0 | 0 | 0 | 0 | 0 | 0 | 0 | 0 | 0 | 0 | 0
2016-12-24 04:00 | 0 | 0 | 0 | 0 | 425537 | 0 | 425537 | 0 | 0 | 0 | 0 | 0 | 0 | 0 | 0 | 0 | 0 | 0 | 0 | 0 | 0 | 0 | 0 | 0 | 0 | 0 | 0 | 0
2016-12-24 05:00 | 0 | 0 | 0 | 0 | 404551 | 0 | 404551 | 0 | 0 | 0 | 0 | 0 | 0 | 0 | 0 | 0 | 0 | 0 | 0 | 0 | 0 | 0 | 0 | 0 | 0 | 0 | 0 | 0
2016-12-24 06:00 | 0 | 0 | 0 | 0 | 388257 | 0 | 388257 | 0 | 0 | 0 | 0 | 0 | 0 | 0 | 0 | 0 | 0 | 0 | 0 | 0 | 0 | 0 | 0 | 0 | 0 | 0 | 0 | 0
2016-12-24 07:00 | 0 | 0 | 0 | 0 | 375554 | 0 | 375554 | 0 | 0 | 0 | 0 | 0 | 0 | 0 | 0 | 0 | 0 | 0 | 0 | 0 | 0 | 0 | 0 | 0 | 0 | 0 | 0 | 0
2016-12-24 08:00 | 0 | 0 | 0 | 0 | 366969 | 0 | 366969 | 0 | 0 | 0 | 0 | 0 | 0 | 0 | 0 | 0 | 0 | 0 | 0 | 0 | 0 | 0 | 0 | 0 | 0 | 0 | 0 | 0
2016-12-24 09:00 | 0 | 0 | 0 | 0 | 363078 | 0 | 363078 | 0 | 0 | 0 | 0 | 0 | 0 | 0 | 0 | 0 | 0 | 0 | 0 | 0 | 0 | 0 | 0 | 0 | 0 | 0 | 0 | 0
2016-12-24 10:00 | 0 | 0 | 0 | 0 | 363251 | 0 | 363251 | 0 | 0 | 0 | 0 | 0 | 0 | 0 | 0 | 0 | 0 | 0 | 0 | 0 | 0 | 0 | 0 | 0 | 0 | 0 | 0 | 0
2016-12-24 11:00 | 0 | 0 | 0 | 0 | 369381 | 0 | 369381 | 0 | 0 | 0 | 0 | 0 | 0 | 0 | 0 | 0 | 0 | 0 | 0 | 0 | 0 | 0 | 0 | 0 | 0 | 0 | 0 | 0
2016-12-24 12:00 | 0 | 0 | 0 | 0 | 381480 | 0 | 381480 | 0 | 0 | 0 | 0 | 0 | 0 | 0 | 0 | 0 | 0 | 0 | 0 | 0 | 0 | 0 | 0 | 0 | 0 | 0 | 0 | 0
2016-12-24 13:00 | 0 | 0 | 0 | 0 | 398053 | 0 | 398053 | 0 | 0 | 0 | 0 | 0 | 0 | 0 | 0 | 0 | 0 | 0 | 0 | 0 | 0 | 0 | 0 | 0 | 0 | 0 | 0 | 0
2016-12-24 14:00 | 0 | 0 | 0 | 0 | 385175.8751 | 30184.1249 | 415360 | 0 | 0 | 0 | 0 | 0 | 0 | 0 | 0 | 0 | 0 | 0 | 0 | 0 | 0 | 0 | 0 | 0 | 0 | 0 | 0 | 0
2016-12-24 15:00 | 0 | 0 | 0 | 0 | 129348.1318 | 298694.8682 | 428043 | 0 | 0 | 0 | 0 | 0 | 0 | 0 | 0 | 0 | 0 | 0 | 0 | 0 | 0 | 0 | 0 | 0 | 0 | 0 | 0 | 0
2016-12-24 16:00 | 0 | 0 | 0 | 0 | 25387.0267 | 408418.9733 | 433806 | 0 | 0 | 0 | 0 | 0 | 0 | 0 | 0 | 0 | 0 | 0 | 0 | 0 | 0 | 0 | 0 | 0 | 0 | 0 | 0 | 0
2016-12-24 17:00 | 0 | 0 | 0 | 0 | 2338.2242 | 430935.7758 | 433274 | 0 | 0 | 0 | 0 | 0 | 0 | 0 | 0 | 0 | 0 | 0 | 0 | 0 | 0 | 0 | 0 | 0 | 0 | 0 | 0 | 0
2016-12-24 18:00 | 0 | 0 | 0 | 0 | 7664.2037 | 420629.7963 | 428294 | 0 | 0 | 0 | 0 | 0 | 0 | 0 | 0 | 0 | 0 | 0 | 0 | 0 | 0 | 0 | 0 | 0 | 0 | 0 | 0 | 0
2016-12-24 19:00 | 0 | 0 | 0 | 0 | 7436.3317 | 415655.6683 | 423092 | 0 | 0 | 0 | 0 | 0 | 0 | 0 | 0 | 0 | 0 | 0 | 0 | 0 | 0 | 0 | 0 | 0 | 0 | 0 | 0 | 0
2016-12-24 20:00 | 0 | 0 | 0 | 0 | 0 | 424923.3552 | 419950 | 0 | 0 | 0 | 0 | 0 | 0 | 0 | 0 | 0 | 4973.3552 | 0 | 0 | 0 | 0 | 0 | 0 | 0 | 0 | 0 | 0 | 4973.3552
2016-12-24 21:00 | 0 | 0 | 0 | 0 | 46344.8239 | 431419.077 | 420867 | 0 | 0 | 0 | 0 | 61870.256 | 0 | 0 | 0 | 0 | 0 | 0 | 0 | 0 | 0 | 0 | 61870.256 | 0 | 0 | 0 | 0 | -4973.3552
2016-12-24 22:00 | 0 | 0 | 0 | 0 | 11596.5278 | 355717.2162 | 429184 | 0 | 0 | 0 | 0 | 0 | 0 | 0 | 0 | 0 | 0 | 0 | 0 | 0 | 0 | 0 | -61870.256 | 0 | 0 | 0 | 0 | 0
2016-12-24 23:00 | 0 | 0 | 0 | 0 | 326793.6914 | 107922.3086 | 434716 | 0 | 0 | 0 | 0 | 0 | 0 | 0 | 0 | 0 | 0 | 0 | 0 | 0 | 0 | 0 | 0 | 0 | 0 | 0 | 0 | 0
2016-12-25 | 0 | 0 | 0 | 0 | 798627.3708 | 1200.6403 | 434106 | 0 | 0 | 0 | 0 | 61870.256 | 0 | 0 | 0 | 0 | 303851.755 | 0 | 0 | 0 | 0 | 0 | 61870.256 | 0 | 0 | 0 | 0 | 303851.755
2016-12-25 01:00 | 0 | 0 | 0 | 0 | 66088.9889 | 0 | 431811 | 0 | 0 | 0 | 0 | 0 | 0 | 0 | 0 | 0 | 0 | 0 | 0 | 0 | 0 | 0 | -61870.256 | 0 | 0 | 0 | 0 | -303851.755
2016-12-25 02:00 | 0 | 0 | 0 | 0 | 424473 | 0 | 424473 | 0 | 0 | 0 | 0 | 0 | 0 | 0 | 0 | 0 | 0 | 0 | 0 | 0 | 0 | 0 | 0 | 0 | 0 | 0 | 0 | 0
2016-12-25 03:00 | 0 | 0 | 0 | 0 | 718135.755 | 0 | 414284 | 0 | 0 | 0 | 0 | 0 | 0 | 0 | 0 | 0 | 303851.755 | 0 | 0 | 0 | 0 | 0 | 0 | 0 | 0 | 0 | 0 | 303851.755
2016-12-25 04:00 | 0 | 0 | 0 | 0 | 96339.245 | 0 | 400191 | 0 | 0 | 0 | 0 | 0 | 0 | 0 | 0 | 0 | 0 | 0 | 0 | 0 | 0 | 0 | 0 | 0 | 0 | 0 | 0 | -303851.755
2016-12-25 05:00 | 0 | 0 | 0 | 0 | 383442 | 0 | 383442 | 0 | 0 | 0 | 0 | 0 | 0 | 0 | 0 | 0 | 0 | 0 | 0 | 0 | 0 | 0 | 0 | 0 | 0 | 0 | 0 | 0
2016-12-25 06:00 | 0 | 0 | 0 | 0 | 370192 | 0 | 370192 | 0 | 0 | 0 | 0 | 0 | 0 | 0 | 0 | 0 | 0 | 0 | 0 | 0 | 0 | 0 | 0 | 0 | 0 | 0 | 0 | 0
2016-12-25 07:00 | 0 | 0 | 0 | 0 | 360271 | 0 | 360271 | 0 | 0 | 0 | 0 | 0 | 0 | 0 | 0 | 0 | 0 | 0 | 0 | 0 | 0 | 0 | 0 | 0 | 0 | 0 | 0 | 0
2016-12-25 08:00 | 0 | 0 | 0 | 0 | 353271 | 0 | 353271 | 0 | 0 | 0 | 0 | 0 | 0 | 0 | 0 | 0 | 0 | 0 | 0 | 0 | 0 | 0 | 0 | 0 | 0 | 0 | 0 | 0
2016-12-25 09:00 | 0 | 0 | 0 | 0 | 350538 | 0 | 350538 | 0 | 0 | 0 | 0 | 0 | 0 | 0 | 0 | 0 | 0 | 0 | 0 | 0 | 0 | 0 | 0 | 0 | 0 | 0 | 0 | 0
2016-12-25 10:00 | 0 | 0 | 0 | 0 | 352300 | 0 | 352300 | 0 | 0 | 0 | 0 | 0 | 0 | 0 | 0 | 0 | 0 | 0 | 0 | 0 | 0 | 0 | 0 | 0 | 0 | 0 | 0 | 0
2016-12-25 11:00 | 0 | 0 | 0 | 0 | 358203 | 0 | 358203 | 0 | 0 | 0 | 0 | 0 | 0 | 0 | 0 | 0 | 0 | 0 | 0 | 0 | 0 | 0 | 0 | 0 | 0 | 0 | 0 | 0
2016-12-25 12:00 | 0 | 0 | 0 | 0 | 367970 | 0 | 367970 | 0 | 0 | 0 | 0 | 0 | 0 | 0 | 0 | 0 | 0 | 0 | 0 | 0 | 0 | 0 | 0 | 0 | 0 | 0 | 0 | 0
2016-12-25 13:00 | 0 | 0 | 0 | 0 | 382950 | 0 | 382950 | 0 | 0 | 0 | 0 | 0 | 0 | 0 | 0 | 0 | 0 | 0 | 0 | 0 | 0 | 0 | 0 | 0 | 0 | 0 | 0 | 0
2016-12-25 14:00 | 0 | 0 | 0 | 0 | 365668.922 | 30600.078 | 396269 | 0 | 0 | 0 | 0 | 0 | 0 | 0 | 0 | 0 | 0 | 0 | 0 | 0 | 0 | 0 | 0 | 0 | 0 | 0 | 0 | 0
2016-12-25 15:00 | 0 | 0 | 0 | 0 | 132544.3773 | 270711.6227 | 403256 | 0 | 0 | 0 | 0 | 0 | 0 | 0 | 0 | 0 | 0 | 0 | 0 | 0 | 0 | 0 | 0 | 0 | 0 | 0 | 0 | 0
2016-12-25 16:00 | 0 | 0 | 0 | 0 | 0 | 423507.7452 | 405805 | 0 | 0 | 0 | 0 | 17702.7452 | 0 | 0 | 0 | 0 | 0 | 0 | 0 | 0 | 0 | 0 | 17702.7452 | 0 | 0 | 0 | 0 | 0
2016-12-25 17:00 | 0 | 0 | 0 | 0 | 0 | 459859.1912 | 404927 | 0 | 0 | 0 | 0 | 0 | 0 | 0 | 0 | 0 | 72634.9363 | 0 | 0 | 0 | 0 | 0 | -17702.7452 | 0 | 0 | 0 | 0 | 72634.9363
2016-12-25 18:00 | 0 | 0 | 0 | 0 | 0 | 449948.6793 | 400037 | 0 | 0 | 0 | 0 | 61870.256 | 0 | 0 | 0 | 0 | 60676.3596 | 0 | 0 | 0 | 0 | 0 | 61870.256 | 0 | 0 | 0 | 0 | -11958.5767
2016-12-25 19:00 | 0 | 0 | 0 | 0 | 0 | 442025.3253 | 394876 | 0 | 0 | 0 | 0 | 61870.256 | 0 | 0 | 0 | 0 | 107825.6849 | 0 | 0 | 0 | 0 | 0 | 0 | 0 | 0 | 0 | 0 | 47149.3253
2016-12-25 20:00 | 0 | 0 | 0 | 0 | 0 | 456252.0084 | 390187 | 0 | 0 | 0 | 0 | 0 | 0 | 0 | 0 | 0 | 235760.9494 | 0 | 0 | 0 | 0 | 0 | -61870.256 | 0 | 0 | 0 | 0 | 127935.2645
2016-12-25 21:00 | 0 | 0 | 0 | 0 | 0 | 478058.1594 | 389975 | 0 | 0 | 0 | 0 | 61870.256 | 0 | 0 | 0 | 0 | 261973.8527 | 0 | 0 | 0 | 0 | 0 | 61870.256 | 0 | 0 | 0 | 0 | 26212.9034
2016-12-25 22:00 | 0 | 0 | 0 | 0 | 0 | 429290.3973 | 398888 | 0 | 0 | 0 | 0 | 0 | 0 | 0 | 0 | 0 | 354246.5061 | 0 | 0 | 0 | 0 | 0 | -61870.256 | 0 | 0 | 0 | 0 | 92272.6534
2016-12-25 23:00 | 0 | 0 | 0 | 0 | 0 | 167121.4887 | 408809 | 0 | 0 | 0 | 0 | 0 | 0 | 0 | 0 | 0 | 112558.9948 | 0 | 0 | 0 | 0 | 0 | 0 | 0 | 0 | 0 | 0 | -241687.5113
2016-12-26 | 0 | 0 | 0 | 0 | 717445.5685 | 1273.1866 | 414867 | 0 | 0 | 0 | 0 | 0 | 0 | 0 | 0 | 0 | 416410.7499 | 0 | 0 | 0 | 0 | 0 | 0 | 0 | 0 | 0 | 0 | 303851.755
2016-12-26 01:00 | 0 | 0 | 0 | 0 | 114509.245 | 0 | 418361 | 0 | 0 | 0 | 0 | 0 | 0 | 0 | 0 | 0 | 112558.9948 | 0 | 0 | 0 | 0 | 0 | 0 | 0 | 0 | 0 | 0 | -303851.755
2016-12-26 02:00 | 0 | 0 | 0 | 0 | 301725.0052 | 0 | 414284 | 0 | 0 | 0 | 0 | 0 | 0 | 0 | 0 | 0 | 0 | 0 | 0 | 0 | 0 | 0 | 0 | 0 | 0 | 0 | 0 | -112558.9948
2016-12-26 03:00 | 0 | 0 | 0 | 0 | 404879 | 0 | 404879 | 0 | 0 | 0 | 0 | 0 | 0 | 0 | 0 | 0 | 0 | 0 | 0 | 0 | 0 | 0 | 0 | 0 | 0 | 0 | 0 | 0
2016-12-26 04:00 | 0 | 0 | 0 | 0 | 390156 | 0 | 390156 | 0 | 0 | 0 | 0 | 0 | 0 | 0 | 0 | 0 | 0 | 0 | 0 | 0 | 0 | 0 | 0 | 0 | 0 | 0 | 0 | 0
2016-12-26 05:00 | 0 | 0 | 0 | 0 | 375132 | 0 | 375132 | 0 | 0 | 0 | 0 | 0 | 0 | 0 | 0 | 0 | 0 | 0 | 0 | 0 | 0 | 0 | 0 | 0 | 0 | 0 | 0 | 0
2016-12-26 06:00 | 0 | 0 | 0 | 0 | 362658 | 0 | 362658 | 0 | 0 | 0 | 0 | 0 | 0 | 0 | 0 | 0 | 0 | 0 | 0 | 0 | 0 | 0 | 0 | 0 | 0 | 0 | 0 | 0
2016-12-26 07:00 | 0 | 0 | 0 | 0 | 353699 | 0 | 353699 | 0 | 0 | 0 | 0 | 0 | 0 | 0 | 0 | 0 | 0 | 0 | 0 | 0 | 0 | 0 | 0 | 0 | 0 | 0 | 0 | 0
2016-12-26 08:00 | 0 | 0 | 0 | 0 | 348608 | 0 | 348608 | 0 | 0 | 0 | 0 | 0 | 0 | 0 | 0 | 0 | 0 | 0 | 0 | 0 | 0 | 0 | 0 | 0 | 0 | 0 | 0 | 0
2016-12-26 09:00 | 0 | 0 | 0 | 0 | 347460 | 0 | 347460 | 0 | 0 | 0 | 0 | 0 | 0 | 0 | 0 | 0 | 0 | 0 | 0 | 0 | 0 | 0 | 0 | 0 | 0 | 0 | 0 | 0
2016-12-26 10:00 | 0 | 0 | 0 | 0 | 351425 | 0 | 351425 | 0 | 0 | 0 | 0 | 0 | 0 | 0 | 0 | 0 | 0 | 0 | 0 | 0 | 0 | 0 | 0 | 0 | 0 | 0 | 0 | 0
2016-12-26 11:00 | 0 | 0 | 0 | 0 | 360472 | 0 | 360472 | 0 | 0 | 0 | 0 | 0 | 0 | 0 | 0 | 0 | 0 | 0 | 0 | 0 | 0 | 0 | 0 | 0 | 0 | 0 | 0 | 0
2016-12-26 12:00 | 0 | 0 | 0 | 0 | 372219 | 0 | 372219 | 0 | 0 | 0 | 0 | 0 | 0 | 0 | 0 | 0 | 0 | 0 | 0 | 0 | 0 | 0 | 0 | 0 | 0 | 0 | 0 | 0
2016-12-26 13:00 | 0 | 0 | 0 | 0 | 386382 | 0 | 386382 | 0 | 0 | 0 | 0 | 0 | 0 | 0 | 0 | 0 | 0 | 0 | 0 | 0 | 0 | 0 | 0 | 0 | 0 | 0 | 0 | 0
2016-12-26 14:00 | 0 | 0 | 0 | 0 | 368585.9317 | 34177.0683 | 402763 | 0 | 0 | 0 | 0 | 0 | 0 | 0 | 0 | 0 | 0 | 0 | 0 | 0 | 0 | 0 | 0 | 0 | 0 | 0 | 0 | 0
2016-12-26 15:00 | 0 | 0 | 0 | 0 | 8264.9742 | 407430.0258 | 415695 | 0 | 0 | 0 | 0 | 0 | 0 | 0 | 0 | 0 | 0 | 0 | 0 | 0 | 0 | 0 | 0 | 0 | 0 | 0 | 0 | 0
2016-12-26 16:00 | 0 | 0 | 0 | 0 | 0 | 561797.5412 | 423628 | 0 | 0 | 0 | 0 | 61870.256 | 0 | 0 | 0 | 0 | 76299.2852 | 0 | 0 | 0 | 0 | 0 | 61870.256 | 0 | 0 | 0 | 0 | 76299.2852
2016-12-26 17:00 | 0 | 0 | 0 | 0 | 0 | 552967.3456 | 425977 | 0 | 0 | 0 | 0 | 61870.256 | 0 | 0 | 0 | 0 | 203289.6308 | 0 | 0 | 0 | 0 | 0 | 0 | 0 | 0 | 0 | 0 | 126990.3456
2016-12-26 18:00 | 0 | 0 | 0 | 0 | 0 | 516870.6495 | 424365 | 0 | 0 | 0 | 0 | 0 | 0 | 0 | 0 | 0 | 357665.5364 | 0 | 0 | 0 | 0 | 0 | -61870.256 | 0 | 0 | 0 | 0 | 154375.9056
2016-12-26 19:00 | 0 | 0 | 0 | 0 | 0 | 500878.2411 | 421404 | 0 | 0 | 0 | 0 | 61870.256 | 0 | 0 | 0 | 0 | 375269.5214 | 0 | 0 | 0 | 0 | 0 | 61870.256 | 0 | 0 | 0 | 0 | 17603.985
2016-12-26 20:00 | 0 | 0 | 0 | 0 | 0 | 518170.516 | 419521 | 0 | 0 | 0 | 0 | 61870.256 | 0 | 0 | 0 | 0 | 473919.0375 | 0 | 0 | 0 | 0 | 0 | 0 | 0 | 0 | 0 | 0 | 98649.516
2016-12-26 21:00 | 0 | 0 | 0 | 0 | 0 | 544017.4801 | 423752 | 0 | 0 | 0 | 0 | 0 | 0 | 0 | 0 | 0 | 656054.7736 | 0 | 0 | 0 | 0 | 0 | -61870.256 | 0 | 0 | 0 | 0 | 182135.7361
2016-12-26 22:00 | 0 | 0 | 0 | 0 | 0 | 472962.5993 | 436949 | 0 | 0 | 0 | 0 | 61870.256 | 0 | 0 | 0 | 0 | 630198.1168 | 0 | 0 | 0 | 0 | 0 | 61870.256 | 0 | 0 | 0 | 0 | -25856.6567
2016-12-26 23:00 | 0 | 0 | 0 | 0 | 0 | 168973.9768 | 451101 | 0 | 0 | 0 | 0 | 61870.256 | 0 | 0 | 0 | 0 | 348071.0936 | 0 | 0 | 0 | 0 | 0 | 0 | 0 | 0 | 0 | 0 | -282127.0232
2016-12-27 | 0 | 0 | 0 | 0 | 759568.9053 | 1464.8497 | 457182 | 0 | 0 | 0 | 0 | 61870.256 | 0 | 0 | 0 | 0 | 651922.8487 | 0 | 0 | 0 | 0 | 0 | 0 | 0 | 0 | 0 | 0 | 303851.755
2016-12-27 01:00 | 0 | 0 | 0 | 0 | 90926.9889 | 0 | 456649 | 0 | 0 | 0 | 0 | 0 | 0 | 0 | 0 | 0 | 348071.0936 | 0 | 0 | 0 | 0 | 0 | -61870.256 | 0 | 0 | 0 | 0 | -303851.755
2016-12-27 02:00 | 0 | 0 | 0 | 0 | 141677.245 | 0 | 445529 | 0 | 0 | 0 | 0 | 0 | 0 | 0 | 0 | 0 | 44219.3386 | 0 | 0 | 0 | 0 | 0 | 0 | 0 | 0 | 0 | 0 | -303851.755
2016-12-27 03:00 | 0 | 0 | 0 | 0 | 384592.6614 | 0 | 428812 | 0 | 0 | 0 | 0 | 0 | 0 | 0 | 0 | 0 | 0 | 0 | 0 | 0 | 0 | 0 | 0 | 0 | 0 | 0 | 0 | -44219.3386
2016-12-27 04:00 | 0 | 0 | 0 | 0 | 407088 | 0 | 407088 | 0 | 0 | 0 | 0 | 0 | 0 | 0 | 0 | 0 | 0 | 0 | 0 | 0 | 0 | 0 | 0 | 0 | 0 | 0 | 0 | 0
2016-12-27 05:00 | 0 | 0 | 0 | 0 | 386994 | 0 | 386994 | 0 | 0 | 0 | 0 | 0 | 0 | 0 | 0 | 0 | 0 | 0 | 0 | 0 | 0 | 0 | 0 | 0 | 0 | 0 | 0 | 0
2016-12-27 06:00 | 0 | 0 | 0 | 0 | 370840 | 0 | 370840 | 0 | 0 | 0 | 0 | 0 | 0 | 0 | 0 | 0 | 0 | 0 | 0 | 0 | 0 | 0 | 0 | 0 | 0 | 0 | 0 | 0
2016-12-27 07:00 | 0 | 0 | 0 | 0 | 360758 | 0 | 360758 | 0 | 0 | 0 | 0 | 0 | 0 | 0 | 0 | 0 | 0 | 0 | 0 | 0 | 0 | 0 | 0 | 0 | 0 | 0 | 0 | 0
2016-12-27 08:00 | 0 | 0 | 0 | 0 | 355649 | 0 | 355649 | 0 | 0 | 0 | 0 | 0 | 0 | 0 | 0 | 0 | 0 | 0 | 0 | 0 | 0 | 0 | 0 | 0 | 0 | 0 | 0 | 0
2016-12-27 09:00 | 0 | 0 | 0 | 0 | 355194 | 0 | 355194 | 0 | 0 | 0 | 0 | 0 | 0 | 0 | 0 | 0 | 0 | 0 | 0 | 0 | 0 | 0 | 0 | 0 | 0 | 0 | 0 | 0
2016-12-27 10:00 | 0 | 0 | 0 | 0 | 363773 | 0 | 363773 | 0 | 0 | 0 | 0 | 0 | 0 | 0 | 0 | 0 | 0 | 0 | 0 | 0 | 0 | 0 | 0 | 0 | 0 | 0 | 0 | 0
2016-12-27 11:00 | 0 | 0 | 0 | 0 | 381884 | 0 | 381884 | 0 | 0 | 0 | 0 | 0 | 0 | 0 | 0 | 0 | 0 | 0 | 0 | 0 | 0 | 0 | 0 | 0 | 0 | 0 | 0 | 0
2016-12-27 12:00 | 0 | 0 | 0 | 0 | 404862 | 0 | 404862 | 0 | 0 | 0 | 0 | 0 | 0 | 0 | 0 | 0 | 0 | 0 | 0 | 0 | 0 | 0 | 0 | 0 | 0 | 0 | 0 | 0
2016-12-27 13:00 | 0 | 0 | 0 | 0 | 423598 | 0 | 423598 | 0 | 0 | 0 | 0 | 0 | 0 | 0 | 0 | 0 | 0 | 0 | 0 | 0 | 0 | 0 | 0 | 0 | 0 | 0 | 0 | 0
2016-12-27 14:00 | 0 | 0 | 0 | 0 | 368549.4404 | 69581.5596 | 438131 | 0 | 0 | 0 | 0 | 0 | 0 | 0 | 0 | 0 | 0 | 0 | 0 | 0 | 0 | 0 | 0 | 0 | 0 | 0 | 0 | 0
2016-12-27 15:00 | 0 | 0 | 0 | 0 | 57287.3889 | 389550.6111 | 446838 | 0 | 0 | 0 | 0 | 0 | 0 | 0 | 0 | 0 | 0 | 0 | 0 | 0 | 0 | 0 | 0 | 0 | 0 | 0 | 0 | 0
2016-12-27 16:00 | 0 | 0 | 0 | 0 | 0 | 525997.9917 | 449707 | 0 | 0 | 0 | 0 | 0 | 0 | 0 | 0 | 0 | 76290.9917 | 0 | 0 | 0 | 0 | 0 | 0 | 0 | 0 | 0 | 0 | 76290.9917
2016-12-27 17:00 | 0 | 0 | 0 | 0 | 0 | 529299.4818 | 447435 | 0 | 0 | 0 | 0 | 0 | 0 | 0 | 0 | 0 | 158155.4735 | 0 | 0 | 0 | 0 | 0 | 0 | 0 | 0 | 0 | 0 | 81864.4818
2016-12-27 18:00 | 0 | 0 | 0 | 0 | 0 | 494717.6675 | 443791 | 0 | 0 | 0 | 0 | 0 | 0 | 0 | 0 | 0 | 209082.141 | 0 | 0 | 0 | 0 | 0 | 0 | 0 | 0 | 0 | 0 | 50926.6675
2016-12-27 19:00 | 0 | 0 | 0 | 0 | 0 | 476752.4251 | 440307 | 0 | 0 | 0 | 0 | 61870.256 | 0 | 0 | 0 | 0 | 183657.31 | 0 | 0 | 0 | 0 | 0 | 61870.256 | 0 | 0 | 0 | 0 | -25424.831
2016-12-27 20:00 | 0 | 0 | 0 | 0 | 0 | 490050.9151 | 438806 | 0 | 0 | 0 | 0 | 61870.256 | 0 | 0 | 0 | 0 | 234902.2251 | 0 | 0 | 0 | 0 | 0 | 0 | 0 | 0 | 0 | 0 | 51244.9151
2016-12-27 21:00 | 0 | 0 | 0 | 0 | 0 | 511660.7114 | 441567 | 0 | 0 | 0 | 0 | 0 | 0 | 0 | 0 | 0 | 366866.1926 | 0 | 0 | 0 | 0 | 0 | -61870.256 | 0 | 0 | 0 | 0 | 131963.9675
2016-12-27 22:00 | 0 | 0 | 0 | 0 | 0 | 444753.1015 | 455269 | 0 | 0 | 0 | 0 | 0 | 0 | 0 | 0 | 0 | 356350.294 | 0 | 0 | 0 | 0 | 0 | 0 | 0 | 0 | 0 | 0 | -10515.8985
2016-12-27 23:00 | 0 | 0 | 0 | 0 | 0 | 172684.2085 | 470265 | 0 | 0 | 0 | 0 | 0 | 0 | 0 | 0 | 0 | 58769.5026 | 0 | 0 | 0 | 0 | 0 | 0 | 0 | 0 | 0 | 0 | -297580.7915
2016-12-28 | 0 | 0 | 0 | 0 | 838275.0617 | 2484.9493 | 475038 | 0 | 0 | 0 | 0 | 61870.256 | 0 | 0 | 0 | 0 | 362621.2576 | 0 | 0 | 0 | 0 | 0 | 61870.256 | 0 | 0 | 0 | 0 | 303851.755
2016-12-28 01:00 | 0 | 0 | 0 | 0 | 107774.9889 | 0 | 473497 | 0 | 0 | 0 | 0 | 0 | 0 | 0 | 0 | 0 | 58769.5026 | 0 | 0 | 0 | 0 | 0 | -61870.256 | 0 | 0 | 0 | 0 | -303851.755
2016-12-28 02:00 | 0 | 0 | 0 | 0 | 403263.4974 | 0 | 462033 | 0 | 0 | 0 | 0 | 0 | 0 | 0 | 0 | 0 | 0 | 0 | 0 | 0 | 0 | 0 | 0 | 0 | 0 | 0 | 0 | -58769.5026
2016-12-28 03:00 | 0 | 0 | 0 | 0 | 443776 | 0 | 443776 | 0 | 0 | 0 | 0 | 0 | 0 | 0 | 0 | 0 | 0 | 0 | 0 | 0 | 0 | 0 | 0 | 0 | 0 | 0 | 0 | 0
2016-12-28 04:00 | 0 | 0 | 0 | 0 | 422447 | 0 | 422447 | 0 | 0 | 0 | 0 | 0 | 0 | 0 | 0 | 0 | 0 | 0 | 0 | 0 | 0 | 0 | 0 | 0 | 0 | 0 | 0 | 0
2016-12-28 05:00 | 0 | 0 | 0 | 0 | 402556 | 0 | 402556 | 0 | 0 | 0 | 0 | 0 | 0 | 0 | 0 | 0 | 0 | 0 | 0 | 0 | 0 | 0 | 0 | 0 | 0 | 0 | 0 | 0
2016-12-28 06:00 | 0 | 0 | 0 | 0 | 387175 | 0 | 387175 | 0 | 0 | 0 | 0 | 0 | 0 | 0 | 0 | 0 | 0 | 0 | 0 | 0 | 0 | 0 | 0 | 0 | 0 | 0 | 0 | 0
2016-12-28 07:00 | 0 | 0 | 0 | 0 | 377738 | 0 | 377738 | 0 | 0 | 0 | 0 | 0 | 0 | 0 | 0 | 0 | 0 | 0 | 0 | 0 | 0 | 0 | 0 | 0 | 0 | 0 | 0 | 0
2016-12-28 08:00 | 0 | 0 | 0 | 0 | 373272 | 0 | 373272 | 0 | 0 | 0 | 0 | 0 | 0 | 0 | 0 | 0 | 0 | 0 | 0 | 0 | 0 | 0 | 0 | 0 | 0 | 0 | 0 | 0
2016-12-28 09:00 | 0 | 0 | 0 | 0 | 374497 | 0 | 374497 | 0 | 0 | 0 | 0 | 0 | 0 | 0 | 0 | 0 | 0 | 0 | 0 | 0 | 0 | 0 | 0 | 0 | 0 | 0 | 0 | 0
2016-12-28 10:00 | 0 | 0 | 0 | 0 | 384252 | 0 | 384252 | 0 | 0 | 0 | 0 | 0 | 0 | 0 | 0 | 0 | 0 | 0 | 0 | 0 | 0 | 0 | 0 | 0 | 0 | 0 | 0 | 0
2016-12-28 11:00 | 0 | 0 | 0 | 0 | 403077 | 0 | 403077 | 0 | 0 | 0 | 0 | 0 | 0 | 0 | 0 | 0 | 0 | 0 | 0 | 0 | 0 | 0 | 0 | 0 | 0 | 0 | 0 | 0
2016-12-28 12:00 | 0 | 0 | 0 | 0 | 427341 | 0 | 427341 | 0 | 0 | 0 | 0 | 0 | 0 | 0 | 0 | 0 | 0 | 0 | 0 | 0 | 0 | 0 | 0 | 0 | 0 | 0 | 0 | 0
2016-12-28 13:00 | 0 | 0 | 0 | 0 | 443446 | 0 | 443446 | 0 | 0 | 0 | 0 | 0 | 0 | 0 | 0 | 0 | 0 | 0 | 0 | 0 | 0 | 0 | 0 | 0 | 0 | 0 | 0 | 0
2016-12-28 14:00 | 0 | 0 | 0 | 0 | 423221.122 | 29469.878 | 452691 | 0 | 0 | 0 | 0 | 0 | 0 | 0 | 0 | 0 | 0 | 0 | 0 | 0 | 0 | 0 | 0 | 0 | 0 | 0 | 0 | 0
2016-12-28 15:00 | 0 | 0 | 0 | 0 | 149363.2064 | 307450.7936 | 456814 | 0 | 0 | 0 | 0 | 0 | 0 | 0 | 0 | 0 | 0 | 0 | 0 | 0 | 0 | 0 | 0 | 0 | 0 | 0 | 0 | 0
2016-12-28 16:00 | 0 | 0 | 0 | 0 | 0 | 476652.1917 | 456842 | 0 | 0 | 0 | 0 | 0 | 0 | 0 | 0 | 0 | 19810.1917 | 0 | 0 | 0 | 0 | 0 | 0 | 0 | 0 | 0 | 0 | 19810.1917
2016-12-28 17:00 | 0 | 0 | 0 | 0 | 0 | 496832.2225 | 453459 | 0 | 0 | 0 | 0 | 61870.256 | 0 | 0 | 0 | 0 | 1313.1582 | 0 | 0 | 0 | 0 | 0 | 61870.256 | 0 | 0 | 0 | 0 | -18497.0335
2016-12-28 18:00 | 0 | 0 | 0 | 0 | 0 | 467324.1982 | 449712 | 0 | 0 | 0 | 0 | 61870.256 | 0 | 0 | 0 | 0 | 18925.3564 | 0 | 0 | 0 | 0 | 0 | 0 | 0 | 0 | 0 | 0 | 17612.1982
2016-12-28 19:00 | 0 | 0 | 0 | 0 | 0 | 453484.0436 | 446431 | 0 | 0 | 0 | 0 | 0 | 0 | 0 | 0 | 0 | 87848.656 | 0 | 0 | 0 | 0 | 0 | -61870.256 | 0 | 0 | 0 | 0 | 68923.2996
2016-12-28 20:00 | 0 | 0 | 0 | 0 | 0 | 468145.7562 | 444718 | 0 | 0 | 0 | 0 | 0 | 0 | 0 | 0 | 0 | 111276.4122 | 0 | 0 | 0 | 0 | 0 | 0 | 0 | 0 | 0 | 0 | 23427.7562
2016-12-28 21:00 | 0 | 0 | 0 | 0 | 0 | 487607.7101 | 448630 | 0 | 0 | 0 | 0 | 61870.256 | 0 | 0 | 0 | 0 | 88383.8663 | 0 | 0 | 0 | 0 | 0 | 61870.256 | 0 | 0 | 0 | 0 | -22892.5459
2016-12-28 22:00 | 0 | 0 | 0 | 0 | 0 | 424508.3745 | 463782 | 0 | 0 | 0 | 0 | 61870.256 | 0 | 0 | 0 | 0 | 49110.2408 | 0 | 0 | 0 | 0 | 0 | 0 | 0 | 0 | 0 | 0 | -39273.6255
2016-12-28 23:00 | 0 | 0 | 0 | 0 | 497144.2772 | 173232.981 | 477506 | 0 | 0 | 0 | 0 | 0 | 0 | 0 | 0 | 0 | 303851.755 | 0 | 0 | 0 | 0 | 0 | -61870.256 | 0 | 0 | 0 | 0 | 254741.5142
2016-12-29 | 0 | 0 | 0 | 0 | 845299.3246 | 1517.6865 | 481095 | 0 | 0 | 0 | 0 | 61870.256 | 0 | 0 | 0 | 0 | 607703.5101 | 0 | 0 | 0 | 0 | 0 | 61870.256 | 0 | 0 | 0 | 0 | 303851.755
2016-12-29 01:00 | 0 | 0 | 0 | 0 | 113685.9889 | 0 | 479408 | 0 | 0 | 0 | 0 | 0 | 0 | 0 | 0 | 0 | 303851.755 | 0 | 0 | 0 | 0 | 0 | -61870.256 | 0 | 0 | 0 | 0 | -303851.755
2016-12-29 02:00 | 0 | 0 | 0 | 0 | 164314.245 | 0 | 468166 | 0 | 0 | 0 | 0 | 0 | 0 | 0 | 0 | 0 | 0 | 0 | 0 | 0 | 0 | 0 | 0 | 0 | 0 | 0 | 0 | -303851.755
2016-12-29 03:00 | 0 | 0 | 0 | 0 | 448978 | 0 | 448978 | 0 | 0 | 0 | 0 | 0 | 0 | 0 | 0 | 0 | 0 | 0 | 0 | 0 | 0 | 0 | 0 | 0 | 0 | 0 | 0 | 0
2016-12-29 04:00 | 0 | 0 | 0 | 0 | 426749 | 0 | 426749 | 0 | 0 | 0 | 0 | 0 | 0 | 0 | 0 | 0 | 0 | 0 | 0 | 0 | 0 | 0 | 0 | 0 | 0 | 0 | 0 | 0
2016-12-29 05:00 | 0 | 0 | 0 | 0 | 407362 | 0 | 407362 | 0 | 0 | 0 | 0 | 0 | 0 | 0 | 0 | 0 | 0 | 0 | 0 | 0 | 0 | 0 | 0 | 0 | 0 | 0 | 0 | 0
2016-12-29 06:00 | 0 | 0 | 0 | 0 | 391950 | 0 | 391950 | 0 | 0 | 0 | 0 | 0 | 0 | 0 | 0 | 0 | 0 | 0 | 0 | 0 | 0 | 0 | 0 | 0 | 0 | 0 | 0 | 0
2016-12-29 07:00 | 0 | 0 | 0 | 0 | 380919 | 0 | 380919 | 0 | 0 | 0 | 0 | 0 | 0 | 0 | 0 | 0 | 0 | 0 | 0 | 0 | 0 | 0 | 0 | 0 | 0 | 0 | 0 | 0
2016-12-29 08:00 | 0 | 0 | 0 | 0 | 374964 | 0 | 374964 | 0 | 0 | 0 | 0 | 0 | 0 | 0 | 0 | 0 | 0 | 0 | 0 | 0 | 0 | 0 | 0 | 0 | 0 | 0 | 0 | 0
2016-12-29 09:00 | 0 | 0 | 0 | 0 | 375678 | 0 | 375678 | 0 | 0 | 0 | 0 | 0 | 0 | 0 | 0 | 0 | 0 | 0 | 0 | 0 | 0 | 0 | 0 | 0 | 0 | 0 | 0 | 0
2016-12-29 10:00 | 0 | 0 | 0 | 0 | 383293 | 0 | 383293 | 0 | 0 | 0 | 0 | 0 | 0 | 0 | 0 | 0 | 0 | 0 | 0 | 0 | 0 | 0 | 0 | 0 | 0 | 0 | 0 | 0
2016-12-29 11:00 | 0 | 0 | 0 | 0 | 400267 | 0 | 400267 | 0 | 0 | 0 | 0 | 0 | 0 | 0 | 0 | 0 | 0 | 0 | 0 | 0 | 0 | 0 | 0 | 0 | 0 | 0 | 0 | 0
2016-12-29 12:00 | 0 | 0 | 0 | 0 | 422823 | 0 | 422823 | 0 | 0 | 0 | 0 | 0 | 0 | 0 | 0 | 0 | 0 | 0 | 0 | 0 | 0 | 0 | 0 | 0 | 0 | 0 | 0 | 0
2016-12-29 13:00 | 0 | 0 | 0 | 0 | 439712 | 0 | 439712 | 0 | 0 | 0 | 0 | 0 | 0 | 0 | 0 | 0 | 0 | 0 | 0 | 0 | 0 | 0 | 0 | 0 | 0 | 0 | 0 | 0
2016-12-29 14:00 | 0 | 0 | 0 | 0 | 403128.5316 | 48808.4684 | 451937 | 0 | 0 | 0 | 0 | 0 | 0 | 0 | 0 | 0 | 0 | 0 | 0 | 0 | 0 | 0 | 0 | 0 | 0 | 0 | 0 | 0
2016-12-29 15:00 | 0 | 0 | 0 | 0 | 139464.6572 | 318941.3428 | 458406 | 0 | 0 | 0 | 0 | 0 | 0 | 0 | 0 | 0 | 0 | 0 | 0 | 0 | 0 | 0 | 0 | 0 | 0 | 0 | 0 | 0
2016-12-29 16:00 | 0 | 0 | 0 | 0 | 0 | 463425.6694 | 459642 | 0 | 0 | 0 | 0 | 3783.6694 | 0 | 0 | 0 | 0 | 0 | 0 | 0 | 0 | 0 | 0 | 3783.6694 | 0 | 0 | 0 | 0 | 0
2016-12-29 17:00 | 0 | 0 | 0 | 0 | 0 | 474686.7021 | 457177 | 0 | 0 | 0 | 0 | 21293.3716 | 0 | 0 | 0 | 0 | 0 | 0 | 0 | 0 | 0 | 0 | 17509.7021 | 0 | 0 | 0 | 0 | 0
2016-12-29 18:00 | 0 | 0 | 0 | 0 | 0 | 448002.5099 | 453413 | 0 | 0 | 0 | 0 | 15882.8814 | 0 | 0 | 0 | 0 | 0 | 0 | 0 | 0 | 0 | 0 | -5410.4901 | 0 | 0 | 0 | 0 | 0
2016-12-29 19:00 | 0 | 0 | 0 | 0 | 1334.6781 | 431370.4405 | 448588 | 0 | 0 | 0 | 0 | 0 | 0 | 0 | 0 | 0 | 0 | 0 | 0 | 0 | 0 | 0 | -15882.8814 | 0 | 0 | 0 | 0 | 0
2016-12-29 20:00 | 0 | 0 | 0 | 0 | 13562.576 | 431603.424 | 445166 | 0 | 0 | 0 | 0 | 0 | 0 | 0 | 0 | 0 | 0 | 0 | 0 | 0 | 0 | 0 | 0 | 0 | 0 | 0 | 0 | 0
2016-12-29 21:00 | 0 | 0 | 0 | 0 | 1874.7313 | 446678.2687 | 448553 | 0 | 0 | 0 | 0 | 0 | 0 | 0 | 0 | 0 | 0 | 0 | 0 | 0 | 0 | 0 | 0 | 0 | 0 | 0 | 0 | 0
2016-12-29 22:00 | 0 | 0 | 0 | 0 | 89333.5801 | 374567.4199 | 463901 | 0 | 0 | 0 | 0 | 0 | 0 | 0 | 0 | 0 | 0 | 0 | 0 | 0 | 0 | 0 | 0 | 0 | 0 | 0 | 0 | 0
2016-12-29 23:00 | 0 | 0 | 0 | 0 | 629707.3309 | 154740.4242 | 480596 | 0 | 0 | 0 | 0 | 0 | 0 | 0 | 0 | 0 | 303851.755 | 0 | 0 | 0 | 0 | 0 | 0 | 0 | 0 | 0 | 0 | 303851.755
2016-12-30 | 0 | 0 | 0 | 0 | 851112.2664 | 1480.7447 | 486871 | 0 | 0 | 0 | 0 | 61870.256 | 0 | 0 | 0 | 0 | 607703.5101 | 0 | 0 | 0 | 0 | 0 | 61870.256 | 0 | 0 | 0 | 0 | 303851.755
2016-12-30 01:00 | 0 | 0 | 0 | 0 | 121359.9889 | 0 | 487082 | 0 | 0 | 0 | 0 | 0 | 0 | 0 | 0 | 0 | 303851.755 | 0 | 0 | 0 | 0 | 0 | -61870.256 | 0 | 0 | 0 | 0 | -303851.755
2016-12-30 02:00 | 0 | 0 | 0 | 0 | 173142.245 | 0 | 476994 | 0 | 0 | 0 | 0 | 0 | 0 | 0 | 0 | 0 | 0 | 0 | 0 | 0 | 0 | 0 | 0 | 0 | 0 | 0 | 0 | -303851.755
2016-12-30 03:00 | 0 | 0 | 0 | 0 | 460130 | 0 | 460130 | 0 | 0 | 0 | 0 | 0 | 0 | 0 | 0 | 0 | 0 | 0 | 0 | 0 | 0 | 0 | 0 | 0 | 0 | 0 | 0 | 0
2016-12-30 04:00 | 0 | 0 | 0 | 0 | 439914 | 0 | 439914 | 0 | 0 | 0 | 0 | 0 | 0 | 0 | 0 | 0 | 0 | 0 | 0 | 0 | 0 | 0 | 0 | 0 | 0 | 0 | 0 | 0
2016-12-30 05:00 | 0 | 0 | 0 | 0 | 421903 | 0 | 421903 | 0 | 0 | 0 | 0 | 0 | 0 | 0 | 0 | 0 | 0 | 0 | 0 | 0 | 0 | 0 | 0 | 0 | 0 | 0 | 0 | 0
2016-12-30 06:00 | 0 | 0 | 0 | 0 | 407091 | 0 | 407091 | 0 | 0 | 0 | 0 | 0 | 0 | 0 | 0 | 0 | 0 | 0 | 0 | 0 | 0 | 0 | 0 | 0 | 0 | 0 | 0 | 0
2016-12-30 07:00 | 0 | 0 | 0 | 0 | 398686 | 0 | 398686 | 0 | 0 | 0 | 0 | 0 | 0 | 0 | 0 | 0 | 0 | 0 | 0 | 0 | 0 | 0 | 0 | 0 | 0 | 0 | 0 | 0
2016-12-30 08:00 | 0 | 0 | 0 | 0 | 394429 | 0 | 394429 | 0 | 0 | 0 | 0 | 0 | 0 | 0 | 0 | 0 | 0 | 0 | 0 | 0 | 0 | 0 | 0 | 0 | 0 | 0 | 0 | 0
2016-12-30 09:00 | 0 | 0 | 0 | 0 | 396327 | 0 | 396327 | 0 | 0 | 0 | 0 | 0 | 0 | 0 | 0 | 0 | 0 | 0 | 0 | 0 | 0 | 0 | 0 | 0 | 0 | 0 | 0 | 0
2016-12-30 10:00 | 0 | 0 | 0 | 0 | 405523 | 0 | 405523 | 0 | 0 | 0 | 0 | 0 | 0 | 0 | 0 | 0 | 0 | 0 | 0 | 0 | 0 | 0 | 0 | 0 | 0 | 0 | 0 | 0
2016-12-30 11:00 | 0 | 0 | 0 | 0 | 425145 | 0 | 425145 | 0 | 0 | 0 | 0 | 0 | 0 | 0 | 0 | 0 | 0 | 0 | 0 | 0 | 0 | 0 | 0 | 0 | 0 | 0 | 0 | 0
2016-12-30 12:00 | 0 | 0 | 0 | 0 | 447660 | 0 | 447660 | 0 | 0 | 0 | 0 | 0 | 0 | 0 | 0 | 0 | 0 | 0 | 0 | 0 | 0 | 0 | 0 | 0 | 0 | 0 | 0 | 0
2016-12-30 13:00 | 0 | 0 | 0 | 0 | 463447 | 0 | 463447 | 0 | 0 | 0 | 0 | 0 | 0 | 0 | 0 | 0 | 0 | 0 | 0 | 0 | 0 | 0 | 0 | 0 | 0 | 0 | 0 | 0
2016-12-30 14:00 | 0 | 0 | 0 | 0 | 409526.2696 | 60696.7304 | 470223 | 0 | 0 | 0 | 0 | 0 | 0 | 0 | 0 | 0 | 0 | 0 | 0 | 0 | 0 | 0 | 0 | 0 | 0 | 0 | 0 | 0
2016-12-30 15:00 | 0 | 0 | 0 | 0 | 162036.7169 | 309235.2831 | 471272 | 0 | 0 | 0 | 0 | 0 | 0 | 0 | 0 | 0 | 0 | 0 | 0 | 0 | 0 | 0 | 0 | 0 | 0 | 0 | 0 | 0
2016-12-30 16:00 | 0 | 0 | 0 | 0 | 29874.5746 | 437958.4254 | 467833 | 0 | 0 | 0 | 0 | 0 | 0 | 0 | 0 | 0 | 0 | 0 | 0 | 0 | 0 | 0 | 0 | 0 | 0 | 0 | 0 | 0
2016-12-30 17:00 | 0 | 0 | 0 | 0 | 3139.1325 | 458142.8675 | 461282 | 0 | 0 | 0 | 0 | 0 | 0 | 0 | 0 | 0 | 0 | 0 | 0 | 0 | 0 | 0 | 0 | 0 | 0 | 0 | 0 | 0
2016-12-30 18:00 | 0 | 0 | 0 | 0 | 18138.2036 | 435217.7964 | 453356 | 0 | 0 | 0 | 0 | 0 | 0 | 0 | 0 | 0 | 0 | 0 | 0 | 0 | 0 | 0 | 0 | 0 | 0 | 0 | 0 | 0
2016-12-30 19:00 | 0 | 0 | 0 | 0 | 23746.9734 | 422335.0266 | 446082 | 0 | 0 | 0 | 0 | 0 | 0 | 0 | 0 | 0 | 0 | 0 | 0 | 0 | 0 | 0 | 0 | 0 | 0 | 0 | 0 | 0
2016-12-30 20:00 | 0 | 0 | 0 | 0 | 12119.4719 | 429570.5281 | 441690 | 0 | 0 | 0 | 0 | 0 | 0 | 0 | 0 | 0 | 0 | 0 | 0 | 0 | 0 | 0 | 0 | 0 | 0 | 0 | 0 | 0
2016-12-30 21:00 | 0 | 0 | 0 | 0 | 9364.6695 | 437109.3305 | 446474 | 0 | 0 | 0 | 0 | 0 | 0 | 0 | 0 | 0 | 0 | 0 | 0 | 0 | 0 | 0 | 0 | 0 | 0 | 0 | 0 | 0
2016-12-30 22:00 | 0 | 0 | 0 | 0 | 106556.9735 | 357067.0265 | 463624 | 0 | 0 | 0 | 0 | 0 | 0 | 0 | 0 | 0 | 0 | 0 | 0 | 0 | 0 | 0 | 0 | 0 | 0 | 0 | 0 | 0
2016-12-30 23:00 | 0 | 0 | 0 | 0 | 361487.4364 | 119604.5636 | 481092 | 0 | 0 | 0 | 0 | 0 | 0 | 0 | 0 | 0 | 0 | 0 | 0 | 0 | 0 | 0 | 0 | 0 | 0 | 0 | 0 | 0
2016-12-31 | 0 | 0 | 0 | 0 | 486472.6277 | 1207.3723 | 487680 | 0 | 0 | 0 | 0 | 0 | 0 | 0 | 0 | 0 | 0 | 0 | 0 | 0 | 0 | 0 | 0 | 0 | 0 | 0 | 0 | 0
2016-12-31 01:00 | 0 | 0 | 0 | 0 | 855147.0111 | 0 | 489425 | 0 | 0 | 0 | 0 | 61870.256 | 0 | 0 | 0 | 0 | 303851.755 | 0 | 0 | 0 | 0 | 0 | 61870.256 | 0 | 0 | 0 | 0 | 303851.755
2016-12-31 02:00 | 0 | 0 | 0 | 0 | 116155.9889 | 0 | 481878 | 0 | 0 | 0 | 0 | 0 | 0 | 0 | 0 | 0 | 0 | 0 | 0 | 0 | 0 | 0 | -61870.256 | 0 | 0 | 0 | 0 | -303851.755
2016-12-31 03:00 | 0 | 0 | 0 | 0 | 468220 | 0 | 468220 | 0 | 0 | 0 | 0 | 0 | 0 | 0 | 0 | 0 | 0 | 0 | 0 | 0 | 0 | 0 | 0 | 0 | 0 | 0 | 0 | 0
2016-12-31 04:00 | 0 | 0 | 0 | 0 | 450956 | 0 | 450956 | 0 | 0 | 0 | 0 | 0 | 0 | 0 | 0 | 0 | 0 | 0 | 0 | 0 | 0 | 0 | 0 | 0 | 0 | 0 | 0 | 0
2016-12-31 05:00 | 0 | 0 | 0 | 0 | 433000 | 0 | 433000 | 0 | 0 | 0 | 0 | 0 | 0 | 0 | 0 | 0 | 0 | 0 | 0 | 0 | 0 | 0 | 0 | 0 | 0 | 0 | 0 | 0
2016-12-31 06:00 | 0 | 0 | 0 | 0 | 420297 | 0 | 420297 | 0 | 0 | 0 | 0 | 0 | 0 | 0 | 0 | 0 | 0 | 0 | 0 | 0 | 0 | 0 | 0 | 0 | 0 | 0 | 0 | 0
2016-12-31 07:00 | 0 | 0 | 0 | 0 | 411686 | 0 | 411686 | 0 | 0 | 0 | 0 | 0 | 0 | 0 | 0 | 0 | 0 | 0 | 0 | 0 | 0 | 0 | 0 | 0 | 0 | 0 | 0 | 0
2016-12-31 08:00 | 0 | 0 | 0 | 0 | 406155 | 0 | 406155 | 0 | 0 | 0 | 0 | 0 | 0 | 0 | 0 | 0 | 0 | 0 | 0 | 0 | 0 | 0 | 0 | 0 | 0 | 0 | 0 | 0
2016-12-31 09:00 | 0 | 0 | 0 | 0 | 404289 | 0 | 404289 | 0 | 0 | 0 | 0 | 0 | 0 | 0 | 0 | 0 | 0 | 0 | 0 | 0 | 0 | 0 | 0 | 0 | 0 | 0 | 0 | 0
2016-12-31 10:00 | 0 | 0 | 0 | 0 | 407850 | 0 | 407850 | 0 | 0 | 0 | 0 | 0 | 0 | 0 | 0 | 0 | 0 | 0 | 0 | 0 | 0 | 0 | 0 | 0 | 0 | 0 | 0 | 0
2016-12-31 11:00 | 0 | 0 | 0 | 0 | 415139 | 0 | 415139 | 0 | 0 | 0 | 0 | 0 | 0 | 0 | 0 | 0 | 0 | 0 | 0 | 0 | 0 | 0 | 0 | 0 | 0 | 0 | 0 | 0
2016-12-31 12:00 | 0 | 0 | 0 | 0 | 426446 | 0 | 426446 | 0 | 0 | 0 | 0 | 0 | 0 | 0 | 0 | 0 | 0 | 0 | 0 | 0 | 0 | 0 | 0 | 0 | 0 | 0 | 0 | 0
2016-12-31 13:00 | 0 | 0 | 0 | 0 | 437460 | 0 | 437460 | 0 | 0 | 0 | 0 | 0 | 0 | 0 | 0 | 0 | 0 | 0 | 0 | 0 | 0 | 0 | 0 | 0 | 0 | 0 | 0 | 0
2016-12-31 14:00 | 0 | 0 | 0 | 0 | 411001.0078 | 33138.9922 | 444140 | 0 | 0 | 0 | 0 | 0 | 0 | 0 | 0 | 0 | 0 | 0 | 0 | 0 | 0 | 0 | 0 | 0 | 0 | 0 | 0 | 0
2016-12-31 15:00 | 0 | 0 | 0 | 0 | 178540.2201 | 268147.7799 | 446688 | 0 | 0 | 0 | 0 | 0 | 0 | 0 | 0 | 0 | 0 | 0 | 0 | 0 | 0 | 0 | 0 | 0 | 0 | 0 | 0 | 0
2016-12-31 16:00 | 0 | 0 | 0 | 0 | 32369.2847 | 413421.7153 | 445791 | 0 | 0 | 0 | 0 | 0 | 0 | 0 | 0 | 0 | 0 | 0 | 0 | 0 | 0 | 0 | 0 | 0 | 0 | 0 | 0 | 0
2016-12-31 17:00 | 0 | 0 | 0 | 0 | 0 | 462760.2065 | 442001 | 0 | 0 | 0 | 0 | 0 | 0 | 0 | 0 | 0 | 20759.2065 | 0 | 0 | 0 | 0 | 0 | 0 | 0 | 0 | 0 | 0 | 20759.2065
2016-12-31 18:00 | 0 | 0 | 0 | 0 | 0 | 452422.9065 | 437484 | 0 | 0 | 0 | 0 | 0 | 0 | 0 | 0 | 0 | 35698.1129 | 0 | 0 | 0 | 0 | 0 | 0 | 0 | 0 | 0 | 0 | 14938.9065
2016-12-31 19:00 | 0 | 0 | 0 | 0 | 0 | 443335.9613 | 433876 | 0 | 0 | 0 | 0 | 45158.0742 | 0 | 0 | 0 | 0 | 0 | 0 | 0 | 0 | 0 | 0 | 45158.0742 | 0 | 0 | 0 | 0 | -35698.1129
2016-12-31 20:00 | 0 | 0 | 0 | 0 | 0 | 452686.2926 | 432009 | 0 | 0 | 0 | 0 | 0 | 0 | 0 | 0 | 0 | 65835.3667 | 0 | 0 | 0 | 0 | 0 | -45158.0742 | 0 | 0 | 0 | 0 | 65835.3667
2016-12-31 21:00 | 0 | 0 | 0 | 0 | 0 | 467511.9058 | 435982 | 0 | 0 | 0 | 0 | 0 | 0 | 0 | 0 | 0 | 97365.2725 | 0 | 0 | 0 | 0 | 0 | 0 | 0 | 0 | 0 | 0 | 31529.9058
2016-12-31 22:00 | 0 | 0 | 0 | 0 | 0 | 399904.2009 | 450070 | 0 | 0 | 0 | 0 | 0 | 0 | 0 | 0 | 0 | 47199.4734 | 0 | 0 | 0 | 0 | 0 | 0 | 0 | 0 | 0 | 0 | -50165.7991
2016-12-31 23:00 | 0 | 0 | 0 | 0 | 331715.3184 | 142559.4642 | 459604 | 0 | 0 | 0 | 0 | 61870.256 | 0 | 0 | 0 | 0 | 0 | 0 | 0 | 0 | 0 | 0 | 61870.256 | 0 | 0 | 0 | 0 | -47199.4734
2017-01-01 | 0 | 0 | 0 | 0 | 396627.4462 | 1602.2978 | 460100 | 0 | 0 | 0 | 0 | 0 | 0 | 0 | 0 | 0 | 0 | 0 | 0 | 0 | 0 | 0 | -61870.256 | 0 | 0 | 0 | 0 | 0