## input file
| PyPSA case input file | Unnamed: 1 | Unnamed: 2 | Unnamed: 3 | Unnamed: 4 | Unnamed: 5 | Unnamed: 6 | Unnamed: 7 | Unnamed: 8 | Unnamed: 9 | Unnamed: 10 | Unnamed: 11 | Unnamed: 12 | Unnamed: 13 | Unnamed: 14 | Unnamed: 15 | Unnamed: 16 | Unnamed: 17 | Unnamed: 18 | Unnamed: 19 | Unnamed: 20 | Unnamed: 21 | Unnamed: 22 | Unnamed: 23 | Unnamed: 24 | Unnamed: 25
0
1 | Everything outside of the <CASE_DATA> or <COMPONENT_DATA> flag is for notes, etc.
2
3 | Note that demand has no decisions.
4 | Note that unmet demand is represented a source with a variable cost only, so unmet demand has an output decision.
5 | Information about PyPSA components and their attributes can be found here: https://pypsa.readthedocs.io/en/latest/components.html
6
7 | REQUIRED KEYWORDS
8 | component | PyPSA component type
9 | name | Unique name of the component
10 | bus | Name of bus from which this technology would get or give its energy (or in the case of link, the giving bus)
11
12 | OPTIONAL KEYWORDS
13 | time_series_file | Name of time series file that will get loaded
14 | capital_cost | Fixed cost, if not defined default is 0
15 | marginal_cost | Marginal cost, if not defined default is 0
16 | max_hours | Hours at max capacity for StorageUnit
17 | cyclic_state_of_charge | Assume cyclic state of charge for StorageUnit (Boolean)
18 | efficiency | Efficiency of component
19 | standing_loss | Losses per hour to state of charge
20
21 | CASE_DATA
22
23 | input_path | /carnegie/data/Shared/Labs/Caldeira Lab/Everyone/energy_demand_capacity_data/US_solar_wind_demand/
24 | costs_path | clab_pypsa/utilities/costs_2020.csv |  |  |  | Note: Path to PyPSA database
25 | output_path | output_data
26 | case_name | all_firm_case_all_stores
27 | filename_prefix | all_firm
28 | datetime_start | 2016-01-01 00:00:00 |  | Note: Dates must be formatted as text (not excel date format)
29 | datetime_end | 2017-01-01 00:00:00
30 | delta_t | 1
31 | no_time_steps | 8784 |  | Note: this assumes time unit for dt is 'hour'
32 | total_hours | 8784
33
34 | solver | gurobi
35 | logging_level | info |  | Note: Can be error, warning, info, or debug and specifies level of detail in terminal output
36 | numerics_scaling | 1 |  | Note: Factor to avoid rounding in Gurobi solver for small values
37
38 | time_unit | h
39 | power_unit | MW
40 | mass_unit | t
41 | currency | € |  | Note: 2020 €
42
43
44 | END_CASE_DATA | Note: To use PyPSA default costs, use same technology names as in costs_path |  |  |  |  | Note: p_min_mu sets uni/bidirectionality |  |  |  | Note: Capital costs are the product of hourly fixed costs and time_range |  |  |  |  | Note: cost per energy stored for Store/StoragUnit
45 |  |  | Note: For Link, bus is interpreted as bus0 | [6 empty] | Note: p_nom is a factor multiplied to the given capacity, e_nom is assumed for stores | [7 empty] | Note: For StorageUnit, efficiency is interpreted as efficiency_store
46 | MEM vocabulary
47 | tech_type | tech_name |  | node | [5 empty] | normalization | capacity | fixed_cost |  | var_cost |  |  |  | charging_time |  | efficiency |  |  |  | decay_rate
48 | COMPONENT_DATA | [14 empty] | Data source
49 | component | name | carrier | bus | bus1 | bus2 | p_min_pu | p_max_pu | time_series_file | normalization | p_nom | capital_cost |  | marginal_cost |  |  | sign | max_hours | cyclic_state_of_charge | efficiency | efficiency_dispatch | efficiency2 |  | standing_loss
50 | Load | load |  | electricity |  |  |  |  | US_demand_unnormalized.csv | [15 empty] | 1/h | Note: PyPSA costs storage_unit by power cost; cost of energy capacity is effectively capital_cost/max_hours
51 | Generator | solar-utility |  | electricity |  |  |  |  | US_capacity_solar_25pctTop_unnormalized.csv |  |  | db | €/time range/MW | db | €/MWh | PyPSA DB
52 | Generator | onwind |  | electricity |  |  |  |  | US_capacity_wind_25pctTop_unnormalized.csv |  |  | db | €/time range/MW | db | €/MWh | PyPSA DB
53 | Generator | CCGT % wCCS | natgas_wCCS | natgas_wCCS_out | [7 empty] | 143326.4338 | €/time range/MW | 39.2231 | €/MWh | NREL |  |  |  | db
54 | Link | CCGT % link wCCS | natgas_wCCS | natgas_wCCS_out | electricity | co2_atmosphere_out | [5 empty] | 0 | €/time range/MW | 0 | €/MWh | PyPSA DB |  |  |  | 1 |  | .05*db_co2_emissions | t/MWh
55 | Generator | CCGT | natgas | natgas_out | [7 empty] | db | €/time range/MW | db | €/MWh | PyPSA DB |  |  |  | db
56 | Link | CCGT % link | natgas | natgas_out | electricity | co2_atmosphere_out | [5 empty] | 0 | €/time range/MW | 0 | €/MWh | PyPSA DB |  |  |  | 1 |  | db_co2_emissions | t/MWh
57 | Generator | BECCS | beccs | beccs_out | [7 empty] | 407013.0478 | €/time range/MW | 14.5614 | €/MWh | NREL
58 | Link | BECCS % link | beccs | beccs_out | electricity | co2_atmosphere_out | [5 empty] | 0 | €/time range/MW | 0 | €/MWh | NREL | [5 empty] | -1.22 | t/MWh
59 | Generator | geothermal | geothermal | geoth_out | [7 empty] | db | €/time range/MW | db | €/MWh | PyPSA DB |  |  |  | db
60 | Link | geothermal % link | geothermal | geoth_out | electricity | co2_atmosphere_out | [5 empty] | 0 | €/time range/MW | 0 | €/MWh | PyPSA DB |  |  |  | 1 |  | db_co2_emissions | t/MWh
61 | Generator | nuclear |  | electricity | [7 empty] | db | €/time range/MW | db | €/MWh | PyPSA DB |  |  |  | db
62 | Generator | hydro |  | electricity | [7 empty] | db | €/time range/MW | db | €/MWh | PyPSA DB |  |  |  | db
63 | Store | load shifting forward |  | electricity | [7 empty] | 219298.2456 | €/time range/MW |  | €/MWh | Gerke et al | -1
64 | Store | load shifting backward |  | electricity | [7 empty] | 219298.2456 | €/time range/MW |  | €/MWh | Gerke et al
65 | Generator | load shedding |  | electricity | [8 empty] | €/time range/MW | 8771.9298 | €/MWh | Gorman
66 | Link | direct air capture |  | co2_atmosphere_out | co2_stored | electricity | [5 empty] | db | €/time range/MW | db | €/MWh | PyPSA DB | [5 empty] | -1*db_energy-input | MWh/t
67 | Store | co2 atmosphere |  | co2_atmosphere_out | [6 empty] | 0 |  | €/time range/MW |  | €/MWh | -
68 | Store | CO2 storage tank |  | co2_stored | [7 empty] | db | €/time range/CO2 | db |  | PyPSA DB
69 | StorageUnit | battery storage |  | electricity | [7 empty] | 6*db_capital_cost | €/time range/MW | 0.015 | €/MWh | PyPSA DB |  | 6 | TRUE
70 | Link | Lead-Acid-bicharger | lead_acid_store | electricity | lead_acid |  | -1 |  |  |  |  | db |  | db |  | PyPSA DB
71 | Store | Lead-Acid-store | lead_acid_store | lead_acid | [7 empty] | db |  | db |  | PyPSA DB |  |  | TRUE
72 | Link | Lithium-Ion-LFP-bicharger | lithium_ion_lfp_store | electricity | lithium_ion_lfp |  | -1 |  |  |  |  | db |  | db |  | PyPSA DB
73 | Store | Lithium-Ion-LFP-store | lithium_ion_lfp_store | lithium_ion_lfp | [7 empty] | db |  | db |  | PyPSA DB |  |  | TRUE
74 | Link | Lithium-Ion-NMC-bicharger | lithium_ion_nmc_store | electricity | lithium_ion_nmc |  | -1 |  |  |  |  | db |  | db |  | PyPSA DB
75 | Store | Lithium-Ion-NMC-store | lithium_ion_nmc_store | lithium_ion_nmc | [7 empty] | db |  | db |  | PyPSA DB |  |  | TRUE
76 | Link | Ni-Zn-bicharger | ni_zn_store | electricity | ni_zn |  | -1 |  |  |  |  | db |  | db |  | PyPSA DB
77 | Store | Ni-Zn-store | ni_zn_store | ni_zn | [7 empty] | db |  | db |  | PyPSA DB |  |  | TRUE
78 | Link | Vanadium-Redox-Flow-bicharger | redox_store | electricity | vanadium |  | -1 |  |  |  |  | db |  | db |  | PyPSA DB
79 | Store | Vanadium-Redox-Flow-store | redox_store | vanadium | [7 empty] | db |  | db |  | PyPSA DB |  |  | TRUE
80 | Link | Zn-Air-bicharger | zn_air_store | electricity | zn_air |  | -1 |  |  |  |  | db |  | db |  | PyPSA DB
81 | Store | Zn-Air-store | zn_air_store | zn_air | [7 empty] | db |  | db |  | PyPSA DB |  |  | TRUE
82 | Link | Zn-Br-Flow-bicharger | zn_br_flow_store | electricity | zn_br_flow |  | -1 |  |  |  |  | db |  | db |  | PyPSA DB | [9 empty] | Note: one way efficiency should be square root of round-trip efficiecy
83 | Store | Zn-Br-Flow-store | zn_br_flow_store | zn_br_flow | [7 empty] | db |  | db |  | PyPSA DB |  |  | TRUE | [6 empty] | Note: Be careful when designating storage costs that the source is for kWh stored and not what you get out after accounting for pump inefficiency.
84 | Link | Zn-Br-Nonflow-bicharger | zn_br_nonflow_store | electricity | zn_br_nonflow |  | -1 |  |  |  |  | db |  | db |  | PyPSA DB | [9 empty] | Note: one way efficiency should be square root of round-trip efficiecy
85 | Store | Zn-Br-Nonflow-store | zn_br_nonflow_store | zn_br_nonflow | [7 empty] | db |  | db |  | PyPSA DB |  |  | TRUE | [6 empty] | Note: Be careful when designating storage costs that the source is for kWh stored and not what you get out after accounting for pump inefficiency.
86 | Link | Compressed-Air-Adiabatic-bicharger | compressed_air_store | electricity | comp_air |  | -1 |  |  |  |  | db |  | db |  | PyPSA DB
87 | Store | Compressed-Air-Adiabatic-store | compressed_air_store | comp_air | [7 empty] | db |  | db |  | PyPSA DB |  |  | TRUE
88 | Link | Gravity-Brick-bicharger | gravity_brick_store | electricity | grav_brick |  | -1 |  |  |  |  | db |  | db |  | PyPSA DB
89 | Store | Gravity-Brick-store | gravity_brick_store | grav_brick | [7 empty] | db |  | db |  | PyPSA DB |  |  | TRUE
90 | Link | Gravity-Water-Aboveground-bicharger | gravity_aboveground_store | electricity | grav_abo_ground |  | -1 |  |  |  |  | db |  | db |  | PyPSA DB
91 | Store | Gravity-Water-Aboveground-store | gravity_aboveground_store | grav_abo_ground | [7 empty] | db |  | db |  | PyPSA DB |  |  | TRUE
92 | Link | Gravity-Water-Underground-bicharger | gravity_underground_store | electricity | grav_und_ground |  | -1 |  |  |  |  | db |  | db |  | PyPSA DB
93 | Store | Gravity-Water-Underground-store | gravity_underground_store | grav_und_ground | [7 empty] | db |  | db |  | PyPSA DB |  |  | TRUE
94 | Link | Pumped-Storage-Hydro-bicharger | phs_store | electricity | h2o |  | -1 |  |  |  |  | db | €/time range/MW | db | €/MWh | PyPSA DB
95 | Store | Pumped-Storage-Hydro-store | phs_store | h2o | [7 empty] | db | €/time range/MWh | db | €/MWh | PyPSA DB |  |  | TRUE
96 | Link | electrolysis | hydrogen_store | electricity | h2 | [6 empty] | db | €/time range/MW | 0.02 | €/MWh | PyPSA DB |  |  |  | db
97 | Store | hydrogen storage underground | hydrogen_store | h2 | [7 empty] | db | €/time range/MWh | db | €/MWh | PyPSA DB |  |  | TRUE | db |  |  |  | 4e-06
98 | Link | fuel cell | hydrogen_store | h2 | electricity | [6 empty] | db | €/time range/MW | 0.003 | €/MWh | PyPSA DB |  |  |  | db
99 | Link | Concrete-charger | concrete_store | electricity | concrete | [6 empty] | db |  | db |  | PyPSA DB
100 | Store | Concrete-store | concrete_store | concrete | [7 empty] | db |  | db |  | PyPSA DB |  |  | TRUE
101 | Link | Concrete-discharger | concrete_store | concrete | electricity | [6 empty] | db |  | db |  | PyPSA DB
102 | Link | HighT-Molten-Salt-charger | highT_molten_salt_store | electricity | highT_salt | [6 empty] | db |  | db |  | PyPSA DB
103 | Store | HighT-Molten-Salt-store | highT_molten_salt_store | highT_salt | [7 empty] | db |  | db |  | PyPSA DB |  |  | TRUE
104 | Link | HighT-Molten-Salt-discharger | highT_molten_salt_store | highT_salt | electricity | [6 empty] | db |  | db |  | PyPSA DB
105 | Link | Liquid-Air-charger | liquid_air_store | electricity | liquid_air | [6 empty] | db |  | db |  | PyPSA DB
106 | Store | Liquid-Air-store | liquid_air_store | liquid_air | [7 empty] | db |  | db |  | PyPSA DB |  |  | TRUE
107 | Link | Liquid-Air-discharger | liquid_air_store | liquid_air | electricity | [6 empty] | db |  | db |  | PyPSA DB
108 | Link | LowT-Molten-Salt-charger | lowT_molten_salt_store | electricity | lowT_salt | [6 empty] | db |  | db |  | PyPSA DB
109 | Store | LowT-Molten-Salt-store | lowT_molten_salt_store | lowT_salt | [7 empty] | db |  | db |  | PyPSA DB |  |  | TRUE
110 | Link | LowT-Molten-Salt-discharger | lowT_molten_salt_store | lowT_salt | electricity | [6 empty] | db |  | db |  | PyPSA DB
111 | Link | Pumped-Heat-charger | pumped_heat_store | electricity | pumped_heat | [6 empty] | db |  | db |  | PyPSA DB
112 | Store | Pumped-Heat-store | pumped_heat_store | pumped_heat | [7 empty] | db |  | db |  | PyPSA DB |  |  | TRUE
113 | Link | Pumped-Heat-discharger | pumped_heat_store | pumped_heat | electricity | [6 empty] | db |  | db |  | PyPSA DB
114 | Link | Sand-charger | sand_store | electricity | sand | [6 empty] | db |  | db |  | PyPSA DB
115 | Store | Sand-store | sand_store | sand | [7 empty] | db |  | db |  | PyPSA DB |  |  | TRUE
116 | Link | Sand-discharger | sand_store | sand | electricity | [6 empty] | db |  | db |  | PyPSA DB
117
118 | END_COMPONENT_DATA
119
120 | Note that any information that is in a column without an attribute header is consider a comment, and not used.
121 | Note that for MEM, storage is in energy units whereas for PyPSA it is in power units.
122 | Note: If there is a # in front of component (e.g. #Generator), this row will be ignored
123
124 | Note: costing for nuclear heat has to be for kWh thermal (or other energy unit)
125 | Note: % indicates addition to standard PyPSA name which stands before the %
126 | Note: carrier allows to group different technologies
127
128 | Cost calculations
129
130
131
132 |  | Source natural gas CCS costs | NREL (National Renewable Energy Laboratory). 2020. "2020 Annual Technology Baseline."
133 |  |  | https://atb-archive.nrel.gov/electricity/2020/data.php
134
135 |  | Source BECCS | NREL
136 |  |  | https://www.nrel.gov/docs/fy22osti/81644.pdf
137
138 |  | Source load shifting costs | Gerke et al. The California Demand Response Potential Study, Phase 3: Final Report on the Shift Resource through 2030.
139 |  |  | https://doi.org/10.20357/B7MS40
140
141 |  | Source lost load | Gorman. The quest to quantify the value of lost load: A critical review of the economics of power outages
142 |  |  | https://doi.org/10.1016/j.tej.2022.107187
143
144 |  | Source all other costs | PyPSA technology data
145 |  |  | https://github.com/PyPSA/technology-data/blob/master/outputs/costs_2020.csv
146
147
148 |  | 2020 €/$ | 1.14
149 |  | Discount rate | 0.07
150 |  | name | Overnight cost [€/MW] | Fixed O&M cost [€/MWyear] | Other fixed cost* (% of capital cost) | Lifetime [years] | Capital recovery factor [%/year] | Annual fixed costs [€/year] | Variable O&M [€/MWh] | Fuel cost [€/MWh] | Efficiency | Decay rate | Hourly fixed costs |  |  | Variable cost [€/MWh] | CO2 emissions
151 |  | pumped_hydro_storage energy | 103100 | 1546.5 |  | 30 | 0.080586 | 8433.0851 |  |  |  |  | 0.84446 | €/h/MW
152 |  | pumped_hydro_storage power | 1612000 | 14250 | 0.015 | 30 | 0.080586 | 146103.8617 |  |  | 0.81 |  | 14.6303 | €/h/MW |  | 0.00026316
153
154 |  | natural gas with CCS | 1969000 | 53000 |  | 30 | 0.080586 | 162945.7079 | 9 | 20 | 0.56 |  | 16.3168 | €/h/MW |  | 39.2231
155 |  | (NG combined cycle 95% CCS (H-frame basis -> 2nd Gen Tech)), Moderate
156 |  |  | 965000 | 27000 |  | 30 | 0.080586 | 79941.7123 | 2 | 8 | 0.56 |  | 8.0051 |  |  | 14.2857
157
158 |  | BECCS | 5580000 | 162000 |  | 30 | 0.080586 | 462727.129 |  |  |  |  | 46.3357 | €/h/MW |  | 14.5614 | -1.22 | tCO2/MWh
159
160 |  | load shedding | [13 empty] | 8771.9298
161 |  | load shifting | [5 empty] | 219298.2456
162
163 |  | * includes property, tax, insurance, licensing, permiting costs

## component inputs
| component | name | bus | p_set | carrier | capital_cost | marginal_cost | p_max_pu | p_nom_extendable | efficiency | bus0 | bus1 | bus2 | efficiency2 | sign | e_nom_extendable | e_nom | max_hours | cyclic_state_of_charge | p_min_pu | e_cyclic | standing_loss
0 | Load | load | electricity | date 2016-01-01 00:00:00 470809.0 2016-01-01 01:00:00 462893.0 2016-01-01 02:00:00 452352.0 2016-01-01 03:00:00 438677.0 2016-01-01 04:00:00 423295.0 ... 2016-12-31 20:00:00 432009.0 2016-12-31 21:00:00 435982.0 2016-12-31 22:00:00 450070.0 2016-12-31 23:00:00 459604.0 2017-01-01 00:00:00 460100.0 Name: demand (mw), Length: 8785, dtype: float64 | load
1 | Generator | solar-utility | electricity |  | solar-utility | 49588.7324 | 0 | date 2016-01-01 00:00:00 0.001722 2016-01-01 01:00:00 0.000000 2016-01-01 02:00:00 0.000000 2016-01-01 03:00:00 0.000000 2016-01-01 04:00:00 0.000000 ... 2016-12-31 20:00:00 0.497600 2016-12-31 21:00:00 0.513896 2016-12-31 22:00:00 0.439581 2016-12-31 23:00:00 0.156704 2017-01-01 00:00:00 0.001761 Name: solar 25% top, Length: 8785, dtype: float64 | TRUE
2 | Generator | onwind | electricity |  | onwind | 107318.8334 | 1.5 | date 2016-01-01 00:00:00 0.561034 2016-01-01 01:00:00 0.562139 2016-01-01 02:00:00 0.561250 2016-01-01 03:00:00 0.571372 2016-01-01 04:00:00 0.589611 ... 2016-12-31 20:00:00 0.381054 2016-12-31 21:00:00 0.371423 2016-12-31 22:00:00 0.413461 2016-12-31 23:00:00 0.486720 2017-01-01 00:00:00 0.543709 Name: wind 25% top, Length: 8785, dtype: float64 | TRUE
3 | Generator | CCGT % wCCS | natgas_wCCS_out |  | natgas_wCCS | 143326.4338 | 39.2231 |  | TRUE | 0.56
4 | Link | CCGT % link wCCS |  |  | natgas_wCCS | 0 | 0 |  | TRUE | 1 | natgas_wCCS_out | electricity | co2_atmosphere_out | 0.01
5 | Generator | CCGT | natgas_out |  | natgas | 104817.2552 | 40.2929 |  | TRUE | 0.56
6 | Link | CCGT % link |  |  | natgas | 0 | 0 |  | TRUE | 1 | natgas_out | electricity | co2_atmosphere_out | 0.2
7 | Generator | BECCS | beccs_out |  | beccs | 407013.0478 | 14.5614 |  | TRUE
8 | Link | BECCS % link |  |  | beccs | 0 | 0 |  | TRUE |  | beccs_out | electricity | co2_atmosphere_out | -1.22
9 | Generator | geothermal | geoth_out |  | geothermal | 334482.1991 | 0 |  | TRUE | 0.24
10 | Link | geothermal % link |  |  | geothermal | 0 | 0 |  | TRUE | 1 | geoth_out | electricity | co2_atmosphere_out | 0.03
11 | Generator | nuclear | electricity |  | nuclear | 706772.6168 | 11.3788 |  | TRUE | 0.33
12 | Generator | hydro | electricity |  | hydro | 177345.2166 | 0 |  | TRUE | 0.9
13 | Store | load shifting forward | electricity |  | load shifting forward | 219298.2456 | [8 empty] | -1 | TRUE
14 | Store | load shifting backward | electricity |  | load shifting backward | 219298.2456 | [9 empty] | TRUE
15 | Generator | load shedding | electricity |  | load shedding |  | 8771.9298 |  | TRUE
16 | Link | direct air capture |  |  | direct air capture | 1007250.4802 | 0 |  | TRUE |  | co2_atmosphere_out | co2_stored | electricity | -2
17 | Store | co2 atmosphere | co2_atmosphere_out |  | co2 atmosphere | [11 empty] | 0
18 | Store | CO2 storage tank | co2_stored |  | CO2 storage tank | 242.2253 | 0 | [8 empty] | TRUE
19 | StorageUnit | battery storage | electricity |  | battery storage | 131394.9526 | 0.015 |  | TRUE | [8 empty] | 6 | TRUE
20 | Link | Lead-Acid-bicharger |  |  | lead_acid_store | 20342.6982 | 0 |  | TRUE |  | electricity | lead_acid | [7 empty] | -1
21 | Store | Lead-Acid-store | lead_acid |  | lead_acid_store | 42449.2621 | 0 | [8 empty] | TRUE |  |  |  |  | TRUE
22 | Link | Lithium-Ion-LFP-bicharger |  |  | lithium_ion_lfp_store | 10956.5448 | 0 |  | TRUE |  | electricity | lithium_ion_lfp | [7 empty] | -1
23 | Store | Lithium-Ion-LFP-store | lithium_ion_lfp |  | lithium_ion_lfp_store | 31344.748 | 0 | [8 empty] | TRUE |  |  |  |  | TRUE
24 | Link | Lithium-Ion-NMC-bicharger |  |  | lithium_ion_nmc_store | 12150.6712 | 0 |  | TRUE |  | electricity | lithium_ion_nmc | [7 empty] | -1
25 | Store | Lithium-Ion-NMC-store | lithium_ion_nmc |  | lithium_ion_nmc_store | 40461.1323 | 0 | [8 empty] | TRUE |  |  |  |  | TRUE
26 | Link | Ni-Zn-bicharger |  |  | ni_zn_store | 11297.3829 | 0 |  | TRUE |  | electricity | ni_zn | [7 empty] | -1
27 | Store | Ni-Zn-store | ni_zn |  | ni_zn_store | 34978.3527 | 0 | [8 empty] | TRUE |  |  |  |  | TRUE
28 | Link | Vanadium-Redox-Flow-bicharger |  |  | redox_store | 20358.8666 | 0 |  | TRUE |  | electricity | vanadium | [7 empty] | -1
29 | Store | Vanadium-Redox-Flow-store | vanadium |  | redox_store | 36880.2443 | 0 | [8 empty] | TRUE |  |  |  |  | TRUE
30 | Link | Zn-Air-bicharger |  |  | zn_air_store | 12879.2176 | 0 |  | TRUE |  | electricity | zn_air | [7 empty] | -1
31 | Store | Zn-Air-store | zn_air |  | zn_air_store | 15483.1894 | 0 | [8 empty] | TRUE |  |  |  |  | TRUE
32 | Link | Zn-Br-Flow-bicharger |  |  | zn_br_flow_store | 20335.0267 | 0 |  | TRUE |  | electricity | zn_br_flow | [7 empty] | -1
33 | Store | Zn-Br-Flow-store | zn_br_flow |  | zn_br_flow_store | 62672.1059 | 0 | [8 empty] | TRUE |  |  |  |  | TRUE
34 | Link | Zn-Br-Nonflow-bicharger |  |  | zn_br_nonflow_store | 15682.004 | 0 |  | TRUE |  | electricity | zn_br_nonflow | [7 empty] | -1
35 | Store | Zn-Br-Nonflow-store | zn_br_nonflow |  | zn_br_nonflow_store | 28160.4554 | 0 | [8 empty] | TRUE |  |  |  |  | TRUE
36 | Link | Compressed-Air-Adiabatic-bicharger |  |  | compressed_air_store | 69012.3568 | 0 |  | TRUE |  | electricity | comp_air | [7 empty] | -1
37 | Store | Compressed-Air-Adiabatic-store | comp_air |  | compressed_air_store | 372.7473 | 0 | [8 empty] | TRUE |  |  |  |  | TRUE
38 | Link | Gravity-Brick-bicharger |  |  | gravity_brick_store | 33661.1731 | 0 |  | TRUE |  | electricity | grav_brick | [7 empty] | -1
39 | Store | Gravity-Brick-store | grav_brick |  | gravity_brick_store | 12628.3705 | 0 | [8 empty] | TRUE |  |  |  |  | TRUE
40 | Link | Gravity-Water-Aboveground-bicharger |  |  | gravity_aboveground_store | 28555.929 | 0 |  | TRUE |  | electricity | grav_abo_ground | [7 empty] | -1
41 | Store | Gravity-Water-Aboveground-store | grav_abo_ground |  | gravity_aboveground_store | 9336.1172 | 0 | [8 empty] | TRUE |  |  |  |  | TRUE
42 | Link | Gravity-Water-Underground-bicharger |  |  | gravity_underground_store | 70693.337 | 0 |  | TRUE |  | electricity | grav_und_ground | [7 empty] | -1
43 | Store | Gravity-Water-Underground-store | grav_und_ground |  | gravity_underground_store | 7347.3972 | 0 | [8 empty] | TRUE |  |  |  |  | TRUE
44 | Link | Pumped-Storage-Hydro-bicharger |  |  | phs_store | 102789.2725 | 0 |  | TRUE |  | electricity | h2o | [7 empty] | -1
45 | Store | Pumped-Storage-Hydro-store | h2o |  | phs_store | 3904.3881 | 0 | [8 empty] | TRUE |  |  |  |  | TRUE
46 | Link | electrolysis |  |  | hydrogen_store | 62293.8258 | 0.02 |  | TRUE | 0.8 | electricity | h2
47 | Store | hydrogen storage underground | h2 |  | hydrogen_store | 210.2423 | 0 | [8 empty] | TRUE |  |  |  |  | TRUE | 4e-06
48 | Link | fuel cell |  |  | hydrogen_store | 250090.7535 | 0.003 |  | TRUE | 0.58 | h2 | electricity
49 | Link | Concrete-charger |  |  | concrete_store | 14991.6613 | 0 |  | TRUE |  | electricity | concrete
50 | Store | Concrete-store | concrete |  | concrete_store | 2144.2077 | 0 | [8 empty] | TRUE |  |  |  |  | TRUE
51 | Link | Concrete-discharger |  |  | concrete_store | 54449.1165 | 0 |  | TRUE |  | concrete | electricity
52 | Link | HighT-Molten-Salt-charger |  |  | highT_molten_salt_store | 14982.18 | 0 |  | TRUE |  | electricity | highT_salt
53 | Store | HighT-Molten-Salt-store | highT_salt |  | highT_molten_salt_store | 8210.3623 | 0 | [8 empty] | TRUE |  |  |  |  | TRUE
54 | Link | HighT-Molten-Salt-discharger |  |  | highT_molten_salt_store | 54414.6825 | 0 |  | TRUE |  | highT_salt | electricity
55 | Link | Liquid-Air-charger |  |  | liquid_air_store | 36920.7588 | 0 |  | TRUE |  | electricity | liquid_air
56 | Store | Liquid-Air-store | liquid_air |  | liquid_air_store | 13621.8699 | 0 | [8 empty] | TRUE |  |  |  |  | TRUE
57 | Link | Liquid-Air-discharger |  |  | liquid_air_store | 26403.5346 | 0 |  | TRUE |  | liquid_air | electricity
58 | Link | LowT-Molten-Salt-charger |  |  | lowT_molten_salt_store | 11910.3873 | 0 |  | TRUE |  | electricity | lowT_salt
59 | Store | LowT-Molten-Salt-store | lowT_salt |  | lowT_molten_salt_store | 5063.7732 | 0 | [8 empty] | TRUE |  |  |  |  | TRUE
60 | Link | LowT-Molten-Salt-discharger |  |  | lowT_molten_salt_store | 43258.0528 | 0 |  | TRUE |  | lowT_salt | electricity
61 | Link | Pumped-Heat-charger |  |  | pumped_heat_store | 60028.892 | 0 |  | TRUE |  | electricity | pumped_heat
62 | Store | Pumped-Heat-store | pumped_heat |  | pumped_heat_store | 2239.3872 | 0 | [8 empty] | TRUE |  |  |  |  | TRUE
63 | Link | Pumped-Heat-discharger |  |  | pumped_heat_store | 42917.9303 | 0 |  | TRUE |  | pumped_heat | electricity
64 | Link | Sand-charger |  |  | sand_store | 12169.5302 | 0 |  | TRUE |  | electricity | sand
65 | Store | Sand-store | sand |  | sand_store | 584.6121 | 0 | [8 empty] | TRUE |  |  |  |  | TRUE
66 | Link | Sand-discharger |  |  | sand_store | 44199.2496 | 0 |  | TRUE |  | sand | electricity

## time inputs
snapshot | solar-utility series | onwind series | load load
2016-01-01 | 0.0017221 | 0.56103 | 470809
2016-01-01 01:00 | 0 | 0.56214 | 462893
2016-01-01 02:00 | 0 | 0.56125 | 452352
2016-01-01 03:00 | 0 | 0.57137 | 438677
2016-01-01 04:00 | 0 | 0.58961 | 423295
2016-01-01 05:00 | 0 | 0.6128 | 410979
2016-01-01 06:00 | 0 | 0.63396 | 400444
2016-01-01 07:00 | 0 | 0.64464 | 390845
2016-01-01 08:00 | 0 | 0.64481 | 383868
2016-01-01 09:00 | 0 | 0.64438 | 382247
2016-01-01 10:00 | 0 | 0.64187 | 385757
2016-01-01 11:00 | 0 | 0.6402 | 390944
2016-01-01 12:00 | 0 | 0.64083 | 398539
2016-01-01 13:00 | 0 | 0.64006 | 407548
2016-01-01 14:00 | 0.045026 | 0.59659 | 420289
2016-01-01 15:00 | 0.40261 | 0.46501 | 431770
2016-01-01 16:00 | 0.58429 | 0.3778 | 438480
2016-01-01 17:00 | 0.5848 | 0.41622 | 440338
2016-01-01 18:00 | 0.5481 | 0.45167 | 438036
2016-01-01 19:00 | 0.53386 | 0.44429 | 432321
2016-01-01 20:00 | 0.55315 | 0.41578 | 428860
2016-01-01 21:00 | 0.5848 | 0.37843 | 430801
2016-01-01 22:00 | 0.5356 | 0.47878 | 445055
2016-01-01 23:00 | 0.21023 | 0.58054 | 460170
2016-01-02 | 0.0019649 | 0.62083 | 465935
2016-01-02 01:00 | 0 | 0.64592 | 465362
2016-01-02 02:00 | 0 | 0.66047 | 462094
2016-01-02 03:00 | 0 | 0.66248 | 450580
2016-01-02 04:00 | 0 | 0.65364 | 434931
2016-01-02 05:00 | 0 | 0.63781 | 417915
2016-01-02 06:00 | 0 | 0.61815 | 406626
2016-01-02 07:00 | 0 | 0.59628 | 397512
2016-01-02 08:00 | 0 | 0.57689 | 392956
2016-01-02 09:00 | 0 | 0.56957 | 392210
2016-01-02 10:00 | 0 | 0.56554 | 396592
2016-01-02 11:00 | 0 | 0.55664 | 406767
2016-01-02 12:00 | 0 | 0.54933 | 420668
2016-01-02 13:00 | 0 | 0.54684 | 434757
2016-01-02 14:00 | 0.065175 | 0.50123 | 445046
2016-01-02 15:00 | 0.31668 | 0.34605 | 450093
2016-01-02 16:00 | 0.46539 | 0.22017 | 448776
2016-01-02 17:00 | 0.50479 | 0.21919 | 443349
2016-01-02 18:00 | 0.4964 | 0.28064 | 435148
2016-01-02 19:00 | 0.48474 | 0.3142 | 427129
2016-01-02 20:00 | 0.49386 | 0.30673 | 420682
2016-01-02 21:00 | 0.49861 | 0.29954 | 423696
2016-01-02 22:00 | 0.41262 | 0.40672 | 441498
2016-01-02 23:00 | 0.14873 | 0.47839 | 461592
2016-01-03 | 0.0019495 | 0.51762 | 469345
2016-01-03 01:00 | 0 | 0.54313 | 470347
2016-01-03 02:00 | 0 | 0.56023 | 467310
2016-01-03 03:00 | 0 | 0.57619 | 456030
2016-01-03 04:00 | 0 | 0.58655 | 441559
2016-01-03 05:00 | 0 | 0.58999 | 427167
2016-01-03 06:00 | 0 | 0.58676 | 413834
2016-01-03 07:00 | 0 | 0.5742 | 404865
2016-01-03 08:00 | 0 | 0.55269 | 399699
2016-01-03 09:00 | 0 | 0.52918 | 398110
2016-01-03 10:00 | 0 | 0.49774 | 400834
2016-01-03 11:00 | 0 | 0.45999 | 408834
2016-01-03 12:00 | 0 | 0.42558 | 420449
2016-01-03 13:00 | 0 | 0.40041 | 433181
2016-01-03 14:00 | 0.039661 | 0.31984 | 440085
2016-01-03 15:00 | 0.37348 | 0.18006 | 439806
2016-01-03 16:00 | 0.49634 | 0.10574 | 434999
2016-01-03 17:00 | 0.51266 | 0.086993 | 430919
2016-01-03 18:00 | 0.49228 | 0.083043 | 427178
2016-01-03 19:00 | 0.4773 | 0.086987 | 422449
2016-01-03 20:00 | 0.47837 | 0.090145 | 418943
2016-01-03 21:00 | 0.46511 | 0.097928 | 424541
2016-01-03 22:00 | 0.36923 | 0.14652 | 444380
2016-01-03 23:00 | 0.08686 | 0.19289 | 464325
2016-01-04 | 0.0020809 | 0.23921 | 474796
2016-01-04 01:00 | 0 | 0.27818 | 477021
2016-01-04 02:00 | 0 | 0.30743 | 469735
2016-01-04 03:00 | 0 | 0.3276 | 452837
2016-01-04 04:00 | 0 | 0.32839 | 435678
2016-01-04 05:00 | 0 | 0.31547 | 421559
2016-01-04 06:00 | 0 | 0.30021 | 410607
2016-01-04 07:00 | 0 | 0.28701 | 404707
2016-01-04 08:00 | 0 | 0.27463 | 403331
2016-01-04 09:00 | 0 | 0.2621 | 408268
2016-01-04 10:00 | 0 | 0.25405 | 424056
2016-01-04 11:00 | 0 | 0.25228 | 457966
2016-01-04 12:00 | 0 | 0.25844 | 490049
2016-01-04 13:00 | 0 | 0.27302 | 503347
2016-01-04 14:00 | 0.084897 | 0.28079 | 505677
2016-01-04 15:00 | 0.25929 | 0.22814 | 505098
2016-01-04 16:00 | 0.36727 | 0.1918 | 499867
2016-01-04 17:00 | 0.40003 | 0.20839 | 493446
2016-01-04 18:00 | 0.40313 | 0.24344 | 487900
2016-01-04 19:00 | 0.40039 | 0.27815 | 483354
2016-01-04 20:00 | 0.39534 | 0.29967 | 480122
2016-01-04 21:00 | 0.36121 | 0.31175 | 484754
2016-01-04 22:00 | 0.2623 | 0.39893 | 504066
2016-01-04 23:00 | 0.080196 | 0.53954 | 527878
2016-01-05 | 0.0016392 | 0.59697 | 538994
2016-01-05 01:00 | 0 | 0.6026 | 539677
2016-01-05 02:00 | 0 | 0.58396 | 531819
2016-01-05 03:00 | 0 | 0.55926 | 511858
2016-01-05 04:00 | 0 | 0.53794 | 488356
2016-01-05 05:00 | 0 | 0.51898 | 470100
2016-01-05 06:00 | 0 | 0.50129 | 459532
2016-01-05 07:00 | 0 | 0.48933 | 452735
2016-01-05 08:00 | 0 | 0.4815 | 450290
2016-01-05 09:00 | 0 | 0.46578 | 455066
2016-01-05 10:00 | 0 | 0.44938 | 471666
2016-01-05 11:00 | 0 | 0.43343 | 505340
2016-01-05 12:00 | 0 | 0.42277 | 536414
2016-01-05 13:00 | 0 | 0.41797 | 544393
2016-01-05 14:00 | 0.021223 | 0.39658 | 538308
2016-01-05 15:00 | 0.18775 | 0.40007 | 530432
2016-01-05 16:00 | 0.31142 | 0.42693 | 518961
2016-01-05 17:00 | 0.37362 | 0.45872 | 507046
2016-01-05 18:00 | 0.38627 | 0.45812 | 497896
2016-01-05 19:00 | 0.38481 | 0.43627 | 489977
2016-01-05 20:00 | 0.38058 | 0.40494 | 485292
2016-01-05 21:00 | 0.35004 | 0.38505 | 489904
2016-01-05 22:00 | 0.26091 | 0.41903 | 511089
2016-01-05 23:00 | 0.068156 | 0.5029 | 534774
2016-01-06 | 0.0018312 | 0.53648 | 544758
2016-01-06 01:00 | 0 | 0.53142 | 544168
2016-01-06 02:00 | 0 | 0.5143 | 534403
2016-01-06 03:00 | 0 | 0.50066 | 512646
2016-01-06 04:00 | 0 | 0.48766 | 488746
2016-01-06 05:00 | 0 | 0.47316 | 469710
2016-01-06 06:00 | 0 | 0.45467 | 459026
2016-01-06 07:00 | 0 | 0.43175 | 450847
2016-01-06 08:00 | 0 | 0.40631 | 447761
2016-01-06 09:00 | 0 | 0.38612 | 449636
2016-01-06 10:00 | 0 | 0.36481 | 463512
2016-01-06 11:00 | 0 | 0.34699 | 495560
2016-01-06 12:00 | 0 | 0.32789 | 524202
2016-01-06 13:00 | 0 | 0.30904 | 530125
2016-01-06 14:00 | 0.017994 | 0.26364 | 523807
2016-01-06 15:00 | 0.16713 | 0.1985 | 515122
2016-01-06 16:00 | 0.28894 | 0.1747 | 505229
2016-01-06 17:00 | 0.36954 | 0.18492 | 493888
2016-01-06 18:00 | 0.39122 | 0.18383 | 485222
2016-01-06 19:00 | 0.39117 | 0.17607 | 478021
2016-01-06 20:00 | 0.38642 | 0.16644 | 474674
2016-01-06 21:00 | 0.36423 | 0.16435 | 478064
2016-01-06 22:00 | 0.2863 | 0.19536 | 496279
2016-01-06 23:00 | 0.10402 | 0.26811 | 515072
2016-01-07 | 0.00090527 | 0.31581 | 521111
2016-01-07 01:00 | 0 | 0.33922 | 518375
2016-01-07 02:00 | 0 | 0.3402 | 506895
2016-01-07 03:00 | 0 | 0.32304 | 486281
2016-01-07 04:00 | 0 | 0.2902 | 461291
2016-01-07 05:00 | 0 | 0.26358 | 439921
2016-01-07 06:00 | 0 | 0.23998 | 425551
2016-01-07 07:00 | 0 | 0.22081 | 415893
2016-01-07 08:00 | 0 | 0.2109 | 410460
2016-01-07 09:00 | 0 | 0.20832 | 411058
2016-01-07 10:00 | 0 | 0.21594 | 423691
2016-01-07 11:00 | 0 | 0.22867 | 454300
2016-01-07 12:00 | 0 | 0.24108 | 483496
2016-01-07 13:00 | 0 | 0.24658 | 491785
2016-01-07 14:00 | 0.042386 | 0.21343 | 490686
2016-01-07 15:00 | 0.1967 | 0.14049 | 488256
2016-01-07 16:00 | 0.30441 | 0.15546 | 481130
2016-01-07 17:00 | 0.36281 | 0.19065 | 472955
2016-01-07 18:00 | 0.37753 | 0.19968 | 465227
2016-01-07 19:00 | 0.37099 | 0.20893 | 459310
2016-01-07 20:00 | 0.35866 | 0.21973 | 456439
2016-01-07 21:00 | 0.32887 | 0.23064 | 457995
2016-01-07 22:00 | 0.25993 | 0.25021 | 473389
2016-01-07 23:00 | 0.089468 | 0.28693 | 488977
2016-01-08 | 0.0024239 | 0.29778 | 494433
2016-01-08 01:00 | 0 | 0.29324 | 491621
2016-01-08 02:00 | 0 | 0.27983 | 481932
2016-01-08 03:00 | 0 | 0.26409 | 461801
2016-01-08 04:00 | 0 | 0.25071 | 437008
2016-01-08 05:00 | 0 | 0.2473 | 415288
2016-01-08 06:00 | 0 | 0.24685 | 399917
2016-01-08 07:00 | 0 | 0.24954 | 389529
2016-01-08 08:00 | 0 | 0.25289 | 384659
2016-01-08 09:00 | 0 | 0.25946 | 384914
2016-01-08 10:00 | 0 | 0.27022 | 395661
2016-01-08 11:00 | 0 | 0.27774 | 426104
2016-01-08 12:00 | 0 | 0.28247 | 455472
2016-01-08 13:00 | 0 | 0.2821 | 467173
2016-01-08 14:00 | 0.035377 | 0.26315 | 472550
2016-01-08 15:00 | 0.22817 | 0.26028 | 476734
2016-01-08 16:00 | 0.3899 | 0.26137 | 475016
2016-01-08 17:00 | 0.45234 | 0.25896 | 468663
2016-01-08 18:00 | 0.44326 | 0.2687 | 463564
2016-01-08 19:00 | 0.42052 | 0.29222 | 458952
2016-01-08 20:00 | 0.4077 | 0.32442 | 454537
2016-01-08 21:00 | 0.39966 | 0.34742 | 454446
2016-01-08 22:00 | 0.35428 | 0.36855 | 463432
2016-01-08 23:00 | 0.18836 | 0.39891 | 472623
2016-01-09 | 0.0036188 | 0.41074 | 473493
2016-01-09 01:00 | 0 | 0.41133 | 468337
2016-01-09 02:00 | 0 | 0.41125 | 459225
2016-01-09 03:00 | 0 | 0.4084 | 443600
2016-01-09 04:00 | 0 | 0.40893 | 424303
2016-01-09 05:00 | 0 | 0.41113 | 406106
2016-01-09 06:00 | 0 | 0.42191 | 390602
2016-01-09 07:00 | 0 | 0.4403 | 380209
2016-01-09 08:00 | 0 | 0.46413 | 373855
2016-01-09 09:00 | 0 | 0.48056 | 372820
2016-01-09 10:00 | 0 | 0.49813 | 376458
2016-01-09 11:00 | 0 | 0.51142 | 385225
2016-01-09 12:00 | 0 | 0.51404 | 400062
2016-01-09 13:00 | 2.61e-08 | 0.51036 | 417421
2016-01-09 14:00 | 0.098657 | 0.4963 | 432775
2016-01-09 15:00 | 0.42169 | 0.49706 | 443504
2016-01-09 16:00 | 0.57421 | 0.48361 | 447564
2016-01-09 17:00 | 0.58612 | 0.46263 | 446237
2016-01-09 18:00 | 0.54993 | 0.46092 | 441450
2016-01-09 19:00 | 0.53031 | 0.46978 | 437135
2016-01-09 20:00 | 0.54515 | 0.47638 | 434799
2016-01-09 21:00 | 0.55773 | 0.47931 | 438748
2016-01-09 22:00 | 0.49662 | 0.46463 | 451099
2016-01-09 23:00 | 0.17046 | 0.43744 | 461966
2016-01-10 | 0.00071692 | 0.41613 | 466908
2016-01-10 01:00 | 0 | 0.39935 | 465022
2016-01-10 02:00 | 0 | 0.38465 | 458039
2016-01-10 03:00 | 0 | 0.36871 | 445223
2016-01-10 04:00 | 0 | 0.35402 | 429865
2016-01-10 05:00 | 0 | 0.34417 | 414836
2016-01-10 06:00 | 0 | 0.33657 | 401159
2016-01-10 07:00 | 0 | 0.32998 | 391763
2016-01-10 08:00 | 0 | 0.32364 | 387369
2016-01-10 09:00 | 0 | 0.32513 | 386669
2016-01-10 10:00 | 0 | 0.33117 | 390692
2016-01-10 11:00 | 0 | 0.33073 | 400516
2016-01-10 12:00 | 0 | 0.31998 | 415332
2016-01-10 13:00 | 2.09e-07 | 0.30064 | 431531
2016-01-10 14:00 | 0.10714 | 0.26445 | 446224
2016-01-10 15:00 | 0.36678 | 0.19145 | 454445
2016-01-10 16:00 | 0.50479 | 0.15692 | 455969
2016-01-10 17:00 | 0.53637 | 0.16619 | 455005
2016-01-10 18:00 | 0.52392 | 0.19383 | 450676
2016-01-10 19:00 | 0.50759 | 0.2191 | 445348
2016-01-10 20:00 | 0.50702 | 0.23578 | 441043
2016-01-10 21:00 | 0.50436 | 0.24205 | 445970
2016-01-10 22:00 | 0.42446 | 0.26002 | 462762
2016-01-10 23:00 | 0.17367 | 0.31445 | 486387
2016-01-11 | 0.0028482 | 0.37533 | 499575
2016-01-11 01:00 | 0 | 0.42408 | 503763
2016-01-11 02:00 | 0 | 0.44679 | 499300
2016-01-11 03:00 | 0 | 0.4614 | 486290
2016-01-11 04:00 | 0 | 0.4709 | 469026
2016-01-11 05:00 | 0 | 0.48079 | 454916
2016-01-11 06:00 | 0 | 0.48597 | 445035
2016-01-11 07:00 | 0 | 0.48676 | 440399
2016-01-11 08:00 | 0 | 0.48183 | 440627
2016-01-11 09:00 | 0 | 0.46555 | 447243
2016-01-11 10:00 | 0 | 0.44727 | 465391
2016-01-11 11:00 | 0 | 0.43643 | 503205
2016-01-11 12:00 | 0 | 0.42763 | 537493
2016-01-11 13:00 | 5.8e-08 | 0.42586 | 547765
2016-01-11 14:00 | 0.095254 | 0.39626 | 543677
2016-01-11 15:00 | 0.48176 | 0.31857 | 535867
2016-01-11 16:00 | 0.61991 | 0.33687 | 524193
2016-01-11 17:00 | 0.61419 | 0.42591 | 511046
2016-01-11 18:00 | 0.58534 | 0.48688 | 501251
2016-01-11 19:00 | 0.57482 | 0.53143 | 492140
2016-01-11 20:00 | 0.59235 | 0.55402 | 485928
2016-01-11 21:00 | 0.62042 | 0.54329 | 488605
2016-01-11 22:00 | 0.56078 | 0.55823 | 506939
2016-01-11 23:00 | 0.19536 | 0.57687 | 526379
2016-01-12 | 0.0025805 | 0.57875 | 542445
2016-01-12 01:00 | 0 | 0.58336 | 543639
2016-01-12 02:00 | 0 | 0.60723 | 535222
2016-01-12 03:00 | 0 | 0.65447 | 517768
2016-01-12 04:00 | 0 | 0.6874 | 493946
2016-01-12 05:00 | 0 | 0.69762 | 476108
2016-01-12 06:00 | 0 | 0.69935 | 463046
2016-01-12 07:00 | 0 | 0.69247 | 454908
2016-01-12 08:00 | 0 | 0.68 | 451631
2016-01-12 09:00 | 0 | 0.66013 | 454626
2016-01-12 10:00 | 0 | 0.63281 | 468323
2016-01-12 11:00 | 0 | 0.59316 | 501211
2016-01-12 12:00 | 0 | 0.5425 | 532066
2016-01-12 13:00 | 6.52e-07 | 0.49191 | 539233
2016-01-12 14:00 | 0.12928 | 0.38673 | 532105
2016-01-12 15:00 | 0.55394 | 0.28053 | 521670
2016-01-12 16:00 | 0.65746 | 0.21589 | 510052
2016-01-12 17:00 | 0.64056 | 0.20691 | 498062
2016-01-12 18:00 | 0.60264 | 0.22232 | 488561
2016-01-12 19:00 | 0.58558 | 0.24217 | 480756
2016-01-12 20:00 | 0.60013 | 0.25296 | 474428
2016-01-12 21:00 | 0.62769 | 0.25401 | 476053
2016-01-12 22:00 | 0.57449 | 0.27715 | 492115
2016-01-12 23:00 | 0.20565 | 0.31038 | 513200
2016-01-13 | 0.0033679 | 0.37906 | 524891
2016-01-13 01:00 | 0 | 0.46674 | 526072
2016-01-13 02:00 | 0 | 0.53911 | 519458
2016-01-13 03:00 | 0 | 0.60088 | 503849
2016-01-13 04:00 | 0 | 0.63887 | 483469
2016-01-13 05:00 | 0 | 0.6421 | 465481
2016-01-13 06:00 | 0 | 0.63926 | 454923
2016-01-13 07:00 | 0 | 0.63448 | 448875
2016-01-13 08:00 | 0 | 0.63112 | 447429
2016-01-13 09:00 | 0 | 0.62141 | 452208
2016-01-13 10:00 | 0 | 0.60972 | 469687
2016-01-13 11:00 | 0 | 0.60055 | 505391
2016-01-13 12:00 | 0 | 0.58414 | 537146
2016-01-13 13:00 | 1.18e-06 | 0.56618 | 545012
2016-01-13 14:00 | 0.05567 | 0.4648 | 537234
2016-01-13 15:00 | 0.4856 | 0.29439 | 525619
2016-01-13 16:00 | 0.5809 | 0.20678 | 512003
2016-01-13 17:00 | 0.58156 | 0.20838 | 498883
2016-01-13 18:00 | 0.55966 | 0.24156 | 487741
2016-01-13 19:00 | 0.54701 | 0.26326 | 480098
2016-01-13 20:00 | 0.56107 | 0.27023 | 475714
2016-01-13 21:00 | 0.57419 | 0.32151 | 479086
2016-01-13 22:00 | 0.49401 | 0.41122 | 495539
2016-01-13 23:00 | 0.17431 | 0.49826 | 515312
2016-01-14 | 0.003882 | 0.57062 | 525731
2016-01-14 01:00 | 0 | 0.61577 | 525788
2016-01-14 02:00 | 0 | 0.64527 | 518221
2016-01-14 03:00 | 0 | 0.67326 | 499085
2016-01-14 04:00 | 0 | 0.70129 | 476059
2016-01-14 05:00 | 0 | 0.7233 | 455967
2016-01-14 06:00 | 0 | 0.73473 | 443426
2016-01-14 07:00 | 0 | 0.73192 | 434625
2016-01-14 08:00 | 0 | 0.71851 | 430323
2016-01-14 09:00 | 0 | 0.69133 | 433882
2016-01-14 10:00 | 0 | 0.67192 | 449048
2016-01-14 11:00 | 0 | 0.66291 | 482678
2016-01-14 12:00 | 0 | 0.65959 | 511825
2016-01-14 13:00 | 0 | 0.65686 | 518934
2016-01-14 14:00 | 0.13053 | 0.58009 | 511165
2016-01-14 15:00 | 0.48191 | 0.4541 | 499774
2016-01-14 16:00 | 0.58644 | 0.42369 | 485758
2016-01-14 17:00 | 0.60438 | 0.50764 | 471708
2016-01-14 18:00 | 0.58128 | 0.5748 | 461997
2016-01-14 19:00 | 0.56184 | 0.59899 | 454127
2016-01-14 20:00 | 0.56958 | 0.60204 | 449692
2016-01-14 21:00 | 0.58043 | 0.61718 | 451533
2016-01-14 22:00 | 0.50578 | 0.63861 | 463636
2016-01-14 23:00 | 0.19515 | 0.66778 | 481986
2016-01-15 | 0.0026644 | 0.68403 | 491071
2016-01-15 01:00 | 0 | 0.69302 | 490964
2016-01-15 02:00 | 0 | 0.69659 | 482259
2016-01-15 03:00 | 0 | 0.69278 | 462693
2016-01-15 04:00 | 0 | 0.68409 | 440735
2016-01-15 05:00 | 0 | 0.67135 | 420298
2016-01-15 06:00 | 0 | 0.65955 | 406086
2016-01-15 07:00 | 0 | 0.64791 | 397042
2016-01-15 08:00 | 0 | 0.63308 | 392675
2016-01-15 09:00 | 0 | 0.61938 | 394761
2016-01-15 10:00 | 0 | 0.60382 | 407359
2016-01-15 11:00 | 0 | 0.58435 | 436666
2016-01-15 12:00 | 0 | 0.56155 | 466185
2016-01-15 13:00 | 2.53e-06 | 0.52761 | 477552
2016-01-15 14:00 | 0.1402 | 0.39378 | 480240
2016-01-15 15:00 | 0.33532 | 0.29717 | 481526
2016-01-15 16:00 | 0.45059 | 0.26869 | 477244
2016-01-15 17:00 | 0.48227 | 0.24852 | 470535
2016-01-15 18:00 | 0.47624 | 0.24841 | 464809
2016-01-15 19:00 | 0.47052 | 0.26147 | 459306
2016-01-15 20:00 | 0.4661 | 0.27683 | 455638
2016-01-15 21:00 | 0.45393 | 0.28037 | 456911
2016-01-15 22:00 | 0.39994 | 0.29398 | 464155
2016-01-15 23:00 | 0.19056 | 0.32855 | 471864
2016-01-16 | 0.0058251 | 0.34649 | 473518
2016-01-16 01:00 | 0 | 0.34541 | 469990
2016-01-16 02:00 | 0 | 0.33666 | 462067
2016-01-16 03:00 | 0 | 0.33144 | 446898
2016-01-16 04:00 | 0 | 0.32857 | 429098
2016-01-16 05:00 | 0 | 0.32506 | 411200
2016-01-16 06:00 | 0 | 0.32389 | 397507
2016-01-16 07:00 | 0 | 0.32565 | 388116
2016-01-16 08:00 | 0 | 0.3286 | 383335
2016-01-16 09:00 | 0 | 0.32873 | 382836
2016-01-16 10:00 | 0 | 0.33917 | 388193
2016-01-16 11:00 | 0 | 0.35568 | 398613
2016-01-16 12:00 | 0 | 0.36062 | 414957
2016-01-16 13:00 | 0 | 0.36 | 431737
2016-01-16 14:00 | 0.056431 | 0.32496 | 445036
2016-01-16 15:00 | 0.3752 | 0.273 | 450767
2016-01-16 16:00 | 0.47454 | 0.26485 | 449596
2016-01-16 17:00 | 0.49433 | 0.27747 | 445176
2016-01-16 18:00 | 0.48237 | 0.29662 | 438693
2016-01-16 19:00 | 0.47666 | 0.31319 | 433491
2016-01-16 20:00 | 0.47859 | 0.32492 | 430588
2016-01-16 21:00 | 0.4739 | 0.32849 | 433541
2016-01-16 22:00 | 0.39368 | 0.31385 | 444810
2016-01-16 23:00 | 0.13742 | 0.3009 | 460141
2016-01-17 | 0.0036858 | 0.29762 | 466002
2016-01-17 01:00 | 0 | 0.29913 | 466202
2016-01-17 02:00 | 0 | 0.31298 | 461031
2016-01-17 03:00 | 0 | 0.33308 | 449651
2016-01-17 04:00 | 0 | 0.36075 | 433925
2016-01-17 05:00 | 0 | 0.39183 | 420780
2016-01-17 06:00 | 0 | 0.42059 | 409148
2016-01-17 07:00 | 0 | 0.43887 | 400726
2016-01-17 08:00 | 0 | 0.44311 | 397107
2016-01-17 09:00 | 0 | 0.42422 | 396995
2016-01-17 10:00 | 0 | 0.39388 | 401148
2016-01-17 11:00 | 0 | 0.36896 | 411144
2016-01-17 12:00 | 0 | 0.35135 | 426593
2016-01-17 13:00 | 3.71e-06 | 0.33728 | 444517
2016-01-17 14:00 | 0.049245 | 0.29434 | 458932
2016-01-17 15:00 | 0.36051 | 0.24316 | 464245
2016-01-17 16:00 | 0.50948 | 0.23498 | 462424
2016-01-17 17:00 | 0.5445 | 0.23382 | 459077
2016-01-17 18:00 | 0.52042 | 0.23029 | 454097
2016-01-17 19:00 | 0.5128 | 0.22805 | 448939
2016-01-17 20:00 | 0.53142 | 0.22142 | 445370
2016-01-17 21:00 | 0.54981 | 0.21247 | 448873
2016-01-17 22:00 | 0.49747 | 0.21152 | 464088
2016-01-17 23:00 | 0.17362 | 0.24792 | 485734
2016-01-18 | 0.0050361 | 0.27235 | 496055
2016-01-18 01:00 | 0 | 0.27314 | 499903
2016-01-18 02:00 | 0 | 0.26859 | 495273
2016-01-18 03:00 | 0 | 0.25908 | 485022
2016-01-18 04:00 | 0 | 0.24875 | 469740
2016-01-18 05:00 | 0 | 0.2432 | 455921
2016-01-18 06:00 | 0 | 0.23917 | 448386
2016-01-18 07:00 | 0 | 0.23303 | 444095
2016-01-18 08:00 | 0 | 0.22761 | 444476
2016-01-18 09:00 | 0 | 0.21932 | 451294
2016-01-18 10:00 | 0 | 0.21398 | 467139
2016-01-18 11:00 | 0 | 0.21138 | 494557
2016-01-18 12:00 | 0 | 0.21067 | 523689
2016-01-18 13:00 | 5.03e-06 | 0.21403 | 540845
2016-01-18 14:00 | 0.07477 | 0.19978 | 544986
2016-01-18 15:00 | 0.33183 | 0.15766 | 543295
2016-01-18 16:00 | 0.44145 | 0.14074 | 536682
2016-01-18 17:00 | 0.47739 | 0.1441 | 527471
2016-01-18 18:00 | 0.47938 | 0.15997 | 517624
2016-01-18 19:00 | 0.47761 | 0.17647 | 509646
2016-01-18 20:00 | 0.48286 | 0.18521 | 504548
2016-01-18 21:00 | 0.47459 | 0.19507 | 507574
2016-01-18 22:00 | 0.39346 | 0.23152 | 526254
2016-01-18 23:00 | 0.16686 | 0.33868 | 549477
2016-01-19 | 0.0050901 | 0.39524 | 562369
2016-01-19 01:00 | 0 | 0.41426 | 563958
2016-01-19 02:00 | 0 | 0.39862 | 556327
2016-01-19 03:00 | 0 | 0.37982 | 538055
2016-01-19 04:00 | 0 | 0.3684 | 516738
2016-01-19 05:00 | 0 | 0.36227 | 501292
2016-01-19 06:00 | 0 | 0.35807 | 488827
2016-01-19 07:00 | 0 | 0.35577 | 482783
2016-01-19 08:00 | 0 | 0.35133 | 481076
2016-01-19 09:00 | 0 | 0.34534 | 486092
2016-01-19 10:00 | 0 | 0.34117 | 502163
2016-01-19 11:00 | 0 | 0.33794 | 535457
2016-01-19 12:00 | 0 | 0.33913 | 566299
2016-01-19 13:00 | 0 | 0.34546 | 573164
2016-01-19 14:00 | 0.052253 | 0.32875 | 566429
2016-01-19 15:00 | 0.335 | 0.26661 | 557716
2016-01-19 16:00 | 0.44222 | 0.26538 | 545130
2016-01-19 17:00 | 0.45758 | 0.271 | 531980
2016-01-19 18:00 | 0.45271 | 0.25925 | 520957
2016-01-19 19:00 | 0.45397 | 0.25162 | 512504
2016-01-19 20:00 | 0.46435 | 0.24139 | 508038
2016-01-19 21:00 | 0.46243 | 0.2214 | 511350
2016-01-19 22:00 | 0.37438 | 0.21108 | 528590
2016-01-19 23:00 | 0.12432 | 0.26178 | 550838
2016-01-20 | 0.0041729 | 0.3151 | 561888
2016-01-20 01:00 | 0 | 0.35726 | 561943
2016-01-20 02:00 | 0 | 0.39298 | 552117
2016-01-20 03:00 | 0 | 0.39873 | 532519
2016-01-20 04:00 | 0 | 0.38608 | 508121
2016-01-20 05:00 | 0 | 0.3655 | 489033
2016-01-20 06:00 | 0 | 0.34788 | 477201
2016-01-20 07:00 | 0 | 0.33757 | 469244
2016-01-20 08:00 | 0 | 0.32783 | 465073
2016-01-20 09:00 | 0 | 0.31283 | 467668
2016-01-20 10:00 | 0 | 0.29723 | 480665
2016-01-20 11:00 | 0 | 0.28153 | 511178
2016-01-20 12:00 | 0 | 0.26795 | 538547
2016-01-20 13:00 | 1.09e-05 | 0.26412 | 545720
2016-01-20 14:00 | 0.033773 | 0.24411 | 541525
2016-01-20 15:00 | 0.31721 | 0.20056 | 535783
2016-01-20 16:00 | 0.47167 | 0.2019 | 524933
2016-01-20 17:00 | 0.52938 | 0.23964 | 513323
2016-01-20 18:00 | 0.53081 | 0.27801 | 504846
2016-01-20 19:00 | 0.53301 | 0.31056 | 499511
2016-01-20 20:00 | 0.55706 | 0.32679 | 496267
2016-01-20 21:00 | 0.58755 | 0.31478 | 498452
2016-01-20 22:00 | 0.54556 | 0.3129 | 512960
2016-01-20 23:00 | 0.26403 | 0.35203 | 530355
2016-01-21 | 0.0092433 | 0.3583 | 536685
2016-01-21 01:00 | 0 | 0.35257 | 533921
2016-01-21 02:00 | 0 | 0.3444 | 523733
2016-01-21 03:00 | 0 | 0.33906 | 502414
2016-01-21 04:00 | 0 | 0.33758 | 477551
2016-01-21 05:00 | 0 | 0.33144 | 456315
2016-01-21 06:00 | 0 | 0.31919 | 443693
2016-01-21 07:00 | 0 | 0.31593 | 435960
2016-01-21 08:00 | 0 | 0.31888 | 432949
2016-01-21 09:00 | 0 | 0.31769 | 435901
2016-01-21 10:00 | 0 | 0.31649 | 448923
2016-01-21 11:00 | 0 | 0.31566 | 480425
2016-01-21 12:00 | 0 | 0.31788 | 510035
2016-01-21 13:00 | 1.47e-05 | 0.32124 | 518534
2016-01-21 14:00 | 0.07907 | 0.29758 | 515838
2016-01-21 15:00 | 0.50895 | 0.31602 | 511625
2016-01-21 16:00 | 0.61913 | 0.33608 | 504869
2016-01-21 17:00 | 0.61776 | 0.34429 | 497314
2016-01-21 18:00 | 0.58808 | 0.35637 | 490719
2016-01-21 19:00 | 0.57325 | 0.37971 | 486338
2016-01-21 20:00 | 0.58294 | 0.40293 | 483984
2016-01-21 21:00 | 0.59659 | 0.41289 | 486412
2016-01-21 22:00 | 0.53297 | 0.4016 | 501961
2016-01-21 23:00 | 0.21177 | 0.41514 | 520445
2016-01-22 | 0.0062849 | 0.42216 | 527936
2016-01-22 01:00 | 0 | 0.40402 | 526468
2016-01-22 02:00 | 0 | 0.38178 | 516856
2016-01-22 03:00 | 0 | 0.36552 | 498821
2016-01-22 04:00 | 0 | 0.35109 | 476229
2016-01-22 05:00 | 0 | 0.34759 | 456375
2016-01-22 06:00 | 0 | 0.35256 | 444230
2016-01-22 07:00 | 0 | 0.3619 | 436401
2016-01-22 08:00 | 0 | 0.37173 | 433510
2016-01-22 09:00 | 0 | 0.37985 | 436978
2016-01-22 10:00 | 0 | 0.38896 | 449180
2016-01-22 11:00 | 0 | 0.38714 | 477761
2016-01-22 12:00 | 0 | 0.37578 | 507663
2016-01-22 13:00 | 2.26e-05 | 0.35767 | 521669
2016-01-22 14:00 | 0.087179 | 0.30705 | 527730
2016-01-22 15:00 | 0.47304 | 0.27741 | 530526
2016-01-22 16:00 | 0.56429 | 0.23355 | 527349
2016-01-22 17:00 | 0.55701 | 0.21048 | 521407
2016-01-22 18:00 | 0.53881 | 0.20987 | 515885
2016-01-22 19:00 | 0.53324 | 0.22012 | 510547
2016-01-22 20:00 | 0.54594 | 0.23788 | 506514
2016-01-22 21:00 | 0.55467 | 0.25986 | 507046
2016-01-22 22:00 | 0.46568 | 0.29215 | 517154
2016-01-22 23:00 | 0.1812 | 0.3821 | 529079
2016-01-23 | 0.0051588 | 0.46208 | 532762
2016-01-23 01:00 | 0 | 0.48704 | 529195
2016-01-23 02:00 | 0 | 0.48926 | 520505
2016-01-23 03:00 | 0 | 0.48661 | 505807
2016-01-23 04:00 | 0 | 0.48092 | 487425
2016-01-23 05:00 | 0 | 0.47877 | 471931
2016-01-23 06:00 | 0 | 0.47895 | 460046
2016-01-23 07:00 | 0 | 0.48341 | 452760
2016-01-23 08:00 | 0 | 0.48707 | 448842
2016-01-23 09:00 | 0 | 0.49429 | 449099
2016-01-23 10:00 | 0 | 0.5026 | 454288
2016-01-23 11:00 | 0 | 0.50984 | 463739
2016-01-23 12:00 | 0 | 0.51621 | 478856
2016-01-23 13:00 | 2.78e-05 | 0.5215 | 495520
2016-01-23 14:00 | 0.099082 | 0.48998 | 509928
2016-01-23 15:00 | 0.34843 | 0.42499 | 516578
2016-01-23 16:00 | 0.45111 | 0.35664 | 513731
2016-01-23 17:00 | 0.47939 | 0.35413 | 505643
2016-01-23 18:00 | 0.47354 | 0.37083 | 494705
2016-01-23 19:00 | 0.46385 | 0.38233 | 483360
2016-01-23 20:00 | 0.45906 | 0.37691 | 476779
2016-01-23 21:00 | 0.43485 | 0.36026 | 476727
2016-01-23 22:00 | 0.34958 | 0.39887 | 488300
2016-01-23 23:00 | 0.15029 | 0.53601 | 505374
2016-01-24 | 0.0098227 | 0.59087 | 514019
2016-01-24 01:00 | 0 | 0.59556 | 514024
2016-01-24 02:00 | 0 | 0.57328 | 508962
2016-01-24 03:00 | 0 | 0.53701 | 497824
2016-01-24 04:00 | 0 | 0.49958 | 482754
2016-01-24 05:00 | 0 | 0.46528 | 468555
2016-01-24 06:00 | 0 | 0.43382 | 459947
2016-01-24 07:00 | 0 | 0.4034 | 454182
2016-01-24 08:00 | 0 | 0.37673 | 452194
2016-01-24 09:00 | 0 | 0.3579 | 453163
2016-01-24 10:00 | 0 | 0.34536 | 457622
2016-01-24 11:00 | 0 | 0.33382 | 468618
2016-01-24 12:00 | 0 | 0.32414 | 482809
2016-01-24 13:00 | 2.59e-05 | 0.31737 | 494739
2016-01-24 14:00 | 0.078346 | 0.27996 | 496332
2016-01-24 15:00 | 0.39883 | 0.19938 | 487392
2016-01-24 16:00 | 0.53516 | 0.19565 | 473672
2016-01-24 17:00 | 0.56827 | 0.22715 | 460203
2016-01-24 18:00 | 0.54756 | 0.27048 | 447336
2016-01-24 19:00 | 0.5343 | 0.30316 | 437481
2016-01-24 20:00 | 0.54361 | 0.32322 | 431504
2016-01-24 21:00 | 0.55732 | 0.34625 | 433670
2016-01-24 22:00 | 0.503 | 0.4094 | 450881
2016-01-24 23:00 | 0.25689 | 0.47431 | 474596
2016-01-25 | 0.010035 | 0.49704 | 491726
2016-01-25 01:00 | 0 | 0.48531 | 495962
2016-01-25 02:00 | 0 | 0.47603 | 491171
2016-01-25 03:00 | 0 | 0.47755 | 478100
2016-01-25 04:00 | 0 | 0.48346 | 460344
2016-01-25 05:00 | 0 | 0.48938 | 445039
2016-01-25 06:00 | 0 | 0.50107 | 435449
2016-01-25 07:00 | 0 | 0.51736 | 430084
2016-01-25 08:00 | 0 | 0.53277 | 429371
2016-01-25 09:00 | 0 | 0.5388 | 434477
2016-01-25 10:00 | 0 | 0.54594 | 450562
2016-01-25 11:00 | 0 | 0.55749 | 482964
2016-01-25 12:00 | 0 | 0.56 | 513254
2016-01-25 13:00 | 2.8e-05 | 0.5669 | 521833
2016-01-25 14:00 | 0.15452 | 0.4833 | 513400
2016-01-25 15:00 | 0.48082 | 0.50462 | 502803
2016-01-25 16:00 | 0.61529 | 0.54846 | 490218
2016-01-25 17:00 | 0.6334 | 0.562 | 478418
2016-01-25 18:00 | 0.60138 | 0.58032 | 468443
2016-01-25 19:00 | 0.58294 | 0.60314 | 460520
2016-01-25 20:00 | 0.59342 | 0.61695 | 455084
2016-01-25 21:00 | 0.60642 | 0.61356 | 456462
2016-01-25 22:00 | 0.54651 | 0.59735 | 470804
2016-01-25 23:00 | 0.29061 | 0.66992 | 489971
2016-01-26 | 0.014353 | 0.72151 | 498882
2016-01-26 01:00 | 0 | 0.73616 | 497920
2016-01-26 02:00 | 0 | 0.73185 | 487578
2016-01-26 03:00 | 0 | 0.7017 | 468214
2016-01-26 04:00 | 0 | 0.65944 | 444306
2016-01-26 05:00 | 0 | 0.62368 | 424224
2016-01-26 06:00 | 0 | 0.58985 | 410463
2016-01-26 07:00 | 0 | 0.57134 | 402333
2016-01-26 08:00 | 0 | 0.5556 | 398895
2016-01-26 09:00 | 0 | 0.55142 | 402129
2016-01-26 10:00 | 0 | 0.5533 | 415301
2016-01-26 11:00 | 0 | 0.54769 | 445595
2016-01-26 12:00 | 0 | 0.53415 | 475322
2016-01-26 13:00 | 4.67e-06 | 0.51268 | 486896
2016-01-26 14:00 | 0.042868 | 0.40124 | 487445
2016-01-26 15:00 | 0.49808 | 0.29998 | 486455
2016-01-26 16:00 | 0.61716 | 0.29808 | 481157
2016-01-26 17:00 | 0.60771 | 0.32196 | 474019
2016-01-26 18:00 | 0.58715 | 0.32662 | 468079
2016-01-26 19:00 | 0.57672 | 0.32234 | 463872
2016-01-26 20:00 | 0.59273 | 0.31093 | 461239
2016-01-26 21:00 | 0.61694 | 0.27643 | 463887
2016-01-26 22:00 | 0.59295 | 0.26327 | 477148
2016-01-26 23:00 | 0.30918 | 0.25797 | 492997
2016-01-27 | 0.015881 | 0.27734 | 500249
2016-01-27 01:00 | 0 | 0.31423 | 499113
2016-01-27 02:00 | 0 | 0.35485 | 488910
2016-01-27 03:00 | 0 | 0.39205 | 469326
2016-01-27 04:00 | 0 | 0.43479 | 445534
2016-01-27 05:00 | 0 | 0.48398 | 425309
2016-01-27 06:00 | 0 | 0.53192 | 411719
2016-01-27 07:00 | 0 | 0.57064 | 403198
2016-01-27 08:00 | 0 | 0.60484 | 399404
2016-01-27 09:00 | 0 | 0.63408 | 403381
2016-01-27 10:00 | 0 | 0.65329 | 418666
2016-01-27 11:00 | 0 | 0.66139 | 449958
2016-01-27 12:00 | 0 | 0.6634 | 482253
2016-01-27 13:00 | 2.98e-05 | 0.66642 | 494454
2016-01-27 14:00 | 0.092099 | 0.57475 | 496472
2016-01-27 15:00 | 0.54032 | 0.4754 | 495410
2016-01-27 16:00 | 0.63901 | 0.45311 | 488754
2016-01-27 17:00 | 0.62094 | 0.51039 | 479322
2016-01-27 18:00 | 0.594 | 0.5689 | 469952
2016-01-27 19:00 | 0.58112 | 0.6032 | 462707
2016-01-27 20:00 | 0.5926 | 0.60768 | 458018
2016-01-27 21:00 | 0.61015 | 0.60849 | 458984
2016-01-27 22:00 | 0.55857 | 0.65987 | 471783
2016-01-27 23:00 | 0.23259 | 0.69052 | 491721
2016-01-28 | 0.010578 | 0.7185 | 503795
2016-01-28 01:00 | 0 | 0.74465 | 505618
2016-01-28 02:00 | 0 | 0.7664 | 498533
2016-01-28 03:00 | 0 | 0.78733 | 480798
2016-01-28 04:00 | 0 | 0.80773 | 458328
2016-01-28 05:00 | 0 | 0.82475 | 439388
2016-01-28 06:00 | 0 | 0.8356 | 427549
2016-01-28 07:00 | 0 | 0.84331 | 420148
2016-01-28 08:00 | 0 | 0.83759 | 417062
2016-01-28 09:00 | 0 | 0.82346 | 420727
2016-01-28 10:00 | 0 | 0.80631 | 437126
2016-01-28 11:00 | 0 | 0.79151 | 471427
2016-01-28 12:00 | 0 | 0.7737 | 503404
2016-01-28 13:00 | 3.62e-05 | 0.74211 | 512040
2016-01-28 14:00 | 0.091961 | 0.55297 | 507622
2016-01-28 15:00 | 0.54663 | 0.34228 | 498829
2016-01-28 16:00 | 0.67487 | 0.2963 | 486539
2016-01-28 17:00 | 0.65899 | 0.33188 | 473213
2016-01-28 18:00 | 0.61911 | 0.34377 | 463101
2016-01-28 19:00 | 0.60272 | 0.33482 | 455087
2016-01-28 20:00 | 0.61796 | 0.32023 | 450296
2016-01-28 21:00 | 0.65238 | 0.30855 | 452306
2016-01-28 22:00 | 0.61706 | 0.33917 | 463893
2016-01-28 23:00 | 0.26728 | 0.37637 | 479734
2016-01-29 | 0.014032 | 0.41058 | 489988
2016-01-29 01:00 | 0 | 0.44411 | 491465
2016-01-29 02:00 | 0 | 0.49006 | 483885
2016-01-29 03:00 | 0 | 0.55581 | 466139
2016-01-29 04:00 | 0 | 0.62855 | 442987
2016-01-29 05:00 | 0 | 0.6816 | 424662
2016-01-29 06:00 | 0 | 0.71972 | 413273
2016-01-29 07:00 | 0 | 0.75209 | 406076
2016-01-29 08:00 | 0 | 0.77592 | 403830
2016-01-29 09:00 | 0 | 0.78918 | 408717
2016-01-29 10:00 | 0 | 0.80087 | 423725
2016-01-29 11:00 | 0 | 0.8148 | 458104
2016-01-29 12:00 | 0 | 0.82052 | 489880
2016-01-29 13:00 | 3.94e-05 | 0.81893 | 498339
2016-01-29 14:00 | 0.11095 | 0.70645 | 492284
2016-01-29 15:00 | 0.48106 | 0.58703 | 483987
2016-01-29 16:00 | 0.57184 | 0.61274 | 472607
2016-01-29 17:00 | 0.56876 | 0.73498 | 461493
2016-01-29 18:00 | 0.55108 | 0.79233 | 453063
2016-01-29 19:00 | 0.54428 | 0.80937 | 446413
2016-01-29 20:00 | 0.55283 | 0.80173 | 441068
2016-01-29 21:00 | 0.56383 | 0.79891 | 441048
2016-01-29 22:00 | 0.4918 | 0.81157 | 450733
2016-01-29 23:00 | 0.23008 | 0.81841 | 465999
2016-01-30 | 0.013564 | 0.78504 | 473718
2016-01-30 01:00 | 0 | 0.74212 | 473262
2016-01-30 02:00 | 0 | 0.70075 | 468077
2016-01-30 03:00 | 0 | 0.66793 | 455580
2016-01-30 04:00 | 0 | 0.65037 | 437622
2016-01-30 05:00 | 0 | 0.64987 | 421454
2016-01-30 06:00 | 0 | 0.66886 | 409661
2016-01-30 07:00 | 0 | 0.67799 | 401725
2016-01-30 08:00 | 0 | 0.67038 | 397446
2016-01-30 09:00 | 0 | 0.65914 | 399211
2016-01-30 10:00 | 0 | 0.64377 | 406491
2016-01-30 11:00 | 0 | 0.62954 | 420075
2016-01-30 12:00 | 0 | 0.62403 | 436599
2016-01-30 13:00 | 4.36e-05 | 0.62454 | 448082
2016-01-30 14:00 | 0.10935 | 0.5401 | 447923
2016-01-30 15:00 | 0.42269 | 0.35059 | 440969
2016-01-30 16:00 | 0.51863 | 0.33245 | 431135
2016-01-30 17:00 | 0.5357 | 0.41794 | 420375
2016-01-30 18:00 | 0.52564 | 0.47547 | 410136
2016-01-30 19:00 | 0.52025 | 0.50968 | 402345
2016-01-30 20:00 | 0.52796 | 0.53362 | 398119
2016-01-30 21:00 | 0.53794 | 0.55571 | 398211
2016-01-30 22:00 | 0.47652 | 0.57517 | 407935
2016-01-30 23:00 | 0.24979 | 0.58693 | 424712
2016-01-31 | 0.016489 | 0.59834 | 432706
2016-01-31 01:00 | 0 | 0.60341 | 433566
2016-01-31 02:00 | 0 | 0.61749 | 428394
2016-01-31 03:00 | 0 | 0.64683 | 417412
2016-01-31 04:00 | 0 | 0.67022 | 401466
2016-01-31 05:00 | 0 | 0.67545 | 385031
2016-01-31 06:00 | 0 | 0.67181 | 372884
2016-01-31 07:00 | 0 | 0.66085 | 364163
2016-01-31 08:00 | 0 | 0.64981 | 359200
2016-01-31 09:00 | 0 | 0.62858 | 358040
2016-01-31 10:00 | 0 | 0.59374 | 360898
2016-01-31 11:00 | 0 | 0.5612 | 368195
2016-01-31 12:00 | 0 | 0.53048 | 380157
2016-01-31 13:00 | 5.51e-05 | 0.50261 | 391752
2016-01-31 14:00 | 0.11746 | 0.38899 | 399409
2016-01-31 15:00 | 0.36893 | 0.29341 | 400465
2016-01-31 16:00 | 0.45933 | 0.34679 | 398733
2016-01-31 17:00 | 0.47833 | 0.36964 | 397649
2016-01-31 18:00 | 0.4735 | 0.36127 | 395805
2016-01-31 19:00 | 0.46491 | 0.35606 | 393066
2016-01-31 20:00 | 0.44498 | 0.34751 | 391975
2016-01-31 21:00 | 0.40389 | 0.32146 | 395107
2016-01-31 22:00 | 0.32392 | 0.33141 | 407470
2016-01-31 23:00 | 0.14804 | 0.35834 | 425236
2016-02-01 | 0.012193 | 0.36298 | 434806
2016-02-01 01:00 | 0 | 0.35282 | 435064
2016-02-01 02:00 | 0 | 0.3351 | 426819
2016-02-01 03:00 | 0 | 0.3208 | 411759
2016-02-01 04:00 | 0 | 0.30793 | 391383
2016-02-01 05:00 | 0 | 0.2947 | 372942
2016-02-01 06:00 | 0 | 0.284 | 361001
2016-02-01 07:00 | 0 | 0.27675 | 353033
2016-02-01 08:00 | 0 | 0.26996 | 350045
2016-02-01 09:00 | 0 | 0.25704 | 353256
2016-02-01 10:00 | 0 | 0.24073 | 368542
2016-02-01 11:00 | 0 | 0.2342 | 401550
2016-02-01 12:00 | 0 | 0.23251 | 433191
2016-02-01 13:00 | 5.98e-05 | 0.22838 | 444295
2016-02-01 14:00 | 0.092878 | 0.1671 | 447894
2016-02-01 15:00 | 0.31718 | 0.17864 | 450694
2016-02-01 16:00 | 0.45352 | 0.26264 | 449644
2016-02-01 17:00 | 0.49924 | 0.32992 | 446263
2016-02-01 18:00 | 0.50663 | 0.36697 | 442699
2016-02-01 19:00 | 0.49938 | 0.3959 | 439797
2016-02-01 20:00 | 0.49173 | 0.42348 | 437129
2016-02-01 21:00 | 0.48025 | 0.4545 | 438025
2016-02-01 22:00 | 0.43514 | 0.48843 | 446188
2016-02-01 23:00 | 0.26102 | 0.54558 | 461930
2016-02-02 | 0.024179 | 0.57161 | 471806
2016-02-02 01:00 | 0 | 0.56317 | 470709
2016-02-02 02:00 | 0 | 0.54474 | 461079
2016-02-02 03:00 | 0 | 0.5323 | 442670
2016-02-02 04:00 | 0 | 0.51648 | 418336
2016-02-02 05:00 | 0 | 0.50954 | 396625
2016-02-02 06:00 | 0 | 0.50837 | 381749
2016-02-02 07:00 | 0 | 0.52081 | 371769
2016-02-02 08:00 | 0 | 0.53823 | 366772
2016-02-02 09:00 | 0 | 0.56491 | 368591
2016-02-02 10:00 | 0 | 0.60408 | 382021
2016-02-02 11:00 | 0 | 0.64143 | 414646
2016-02-02 12:00 | 0 | 0.66191 | 443825
2016-02-02 13:00 | 7.89e-05 | 0.66825 | 453953
2016-02-02 14:00 | 0.11822 | 0.6028 | 457153
2016-02-02 15:00 | 0.51215 | 0.64892 | 459078
2016-02-02 16:00 | 0.60884 | 0.66511 | 457079
2016-02-02 17:00 | 0.61417 | 0.66287 | 450673
2016-02-02 18:00 | 0.59705 | 0.6482 | 448768
2016-02-02 19:00 | 0.5816 | 0.63599 | 444618
2016-02-02 20:00 | 0.58235 | 0.6297 | 441273
2016-02-02 21:00 | 0.57689 | 0.62561 | 442635
2016-02-02 22:00 | 0.5138 | 0.62633 | 452450
2016-02-02 23:00 | 0.30896 | 0.63514 | 466845
2016-02-03 | 0.028656 | 0.63343 | 475296
2016-02-03 01:00 | 0 | 0.62075 | 474068
2016-02-03 02:00 | 0 | 0.61191 | 463570
2016-02-03 03:00 | 0 | 0.60504 | 444152
2016-02-03 04:00 | 0 | 0.59897 | 420117
2016-02-03 05:00 | 0 | 0.59243 | 399540
2016-02-03 06:00 | 0 | 0.58809 | 384347
2016-02-03 07:00 | 0 | 0.58355 | 374131
2016-02-03 08:00 | 0 | 0.57726 | 369211
2016-02-03 09:00 | 0 | 0.56404 | 371215
2016-02-03 10:00 | 0 | 0.55084 | 383781
2016-02-03 11:00 | 0 | 0.5383 | 415255
2016-02-03 12:00 | 0 | 0.52451 | 446694
2016-02-03 13:00 | 9.79e-05 | 0.49735 | 459887
2016-02-03 14:00 | 0.2302 | 0.43898 | 465986
2016-02-03 15:00 | 0.62755 | 0.42389 | 469666
2016-02-03 16:00 | 0.71243 | 0.41345 | 468347
2016-02-03 17:00 | 0.70131 | 0.41901 | 463302
2016-02-03 18:00 | 0.66644 | 0.43149 | 458532
2016-02-03 19:00 | 0.64601 | 0.4586 | 453700
2016-02-03 20:00 | 0.65218 | 0.48084 | 449532
2016-02-03 21:00 | 0.66442 | 0.47829 | 450158
2016-02-03 22:00 | 0.62101 | 0.42834 | 458219
2016-02-03 23:00 | 0.38355 | 0.41659 | 472065
2016-02-04 | 0.028756 | 0.41961 | 482328
2016-02-04 01:00 | 0 | 0.41339 | 482856
2016-02-04 02:00 | 0 | 0.42164 | 474367
2016-02-04 03:00 | 0 | 0.42474 | 456290
2016-02-04 04:00 | 0 | 0.42138 | 432825
2016-02-04 05:00 | 0 | 0.41869 | 412681
2016-02-04 06:00 | 0 | 0.41706 | 398724
2016-02-04 07:00 | 0 | 0.41398 | 390171
2016-02-04 08:00 | 0 | 0.40942 | 386439
2016-02-04 09:00 | 0 | 0.39928 | 389595
2016-02-04 10:00 | 0 | 0.38587 | 404973
2016-02-04 11:00 | 0 | 0.37917 | 438227
2016-02-04 12:00 | 0 | 0.38022 | 472199
2016-02-04 13:00 | 0.00010829 | 0.3817 | 484949
2016-02-04 14:00 | 0.14401 | 0.31885 | 487328
2016-02-04 15:00 | 0.53896 | 0.23456 | 485781
2016-02-04 16:00 | 0.62128 | 0.23297 | 479593
2016-02-04 17:00 | 0.63222 | 0.2572 | 470967
2016-02-04 18:00 | 0.61046 | 0.28252 | 462918
2016-02-04 19:00 | 0.59375 | 0.29742 | 456299
2016-02-04 20:00 | 0.59172 | 0.30158 | 451360
2016-02-04 21:00 | 0.59113 | 0.27999 | 451716
2016-02-04 22:00 | 0.53159 | 0.24645 | 461495
2016-02-04 23:00 | 0.33271 | 0.24139 | 477809
2016-02-05 | 0.029349 | 0.26037 | 491436
2016-02-05 01:00 | 0 | 0.30494 | 495085
2016-02-05 02:00 | 0 | 0.36804 | 488990
2016-02-05 03:00 | 0 | 0.42061 | 473043
2016-02-05 04:00 | 0 | 0.46144 | 452119
2016-02-05 05:00 | 0 | 0.48202 | 433235
2016-02-05 06:00 | 0 | 0.48294 | 421814
2016-02-05 07:00 | 0 | 0.47429 | 416139
2016-02-05 08:00 | 0 | 0.4623 | 414463
2016-02-05 09:00 | 0 | 0.44837 | 418537
2016-02-05 10:00 | 0 | 0.43929 | 435319
2016-02-05 11:00 | 0 | 0.4355 | 470378
2016-02-05 12:00 | 0 | 0.43916 | 503832
2016-02-05 13:00 | 0.00012561 | 0.43683 | 514139
2016-02-05 14:00 | 0.12887 | 0.35691 | 511370
2016-02-05 15:00 | 0.60098 | 0.32065 | 503724
2016-02-05 16:00 | 0.70556 | 0.38845 | 490621
2016-02-05 17:00 | 0.70874 | 0.46401 | 475355
2016-02-05 18:00 | 0.67554 | 0.49408 | 462022
2016-02-05 19:00 | 0.65794 | 0.50727 | 451872
2016-02-05 20:00 | 0.66858 | 0.50781 | 443685
2016-02-05 21:00 | 0.68959 | 0.47585 | 442344
2016-02-05 22:00 | 0.6509 | 0.42711 | 452742
2016-02-05 23:00 | 0.35794 | 0.4581 | 471656
2016-02-06 | 0.033942 | 0.48663 | 483417
2016-02-06 01:00 | 0 | 0.50957 | 486500
2016-02-06 02:00 | 0 | 0.53801 | 483385
2016-02-06 03:00 | 0 | 0.56186 | 472460
2016-02-06 04:00 | 0 | 0.59078 | 454189
2016-02-06 05:00 | 0 | 0.62642 | 438683
2016-02-06 06:00 | 0 | 0.65435 | 427364
2016-02-06 07:00 | 0 | 0.6633 | 420107
2016-02-06 08:00 | 0 | 0.66072 | 416611
2016-02-06 09:00 | 0 | 0.65213 | 417580
2016-02-06 10:00 | 0 | 0.63725 | 424321
2016-02-06 11:00 | 0 | 0.62351 | 438511
2016-02-06 12:00 | 0 | 0.61167 | 455511
2016-02-06 13:00 | 0.00014291 | 0.58864 | 468212
2016-02-06 14:00 | 0.16534 | 0.45882 | 470531
2016-02-06 15:00 | 0.65798 | 0.36365 | 464518
2016-02-06 16:00 | 0.73073 | 0.34357 | 453862
2016-02-06 17:00 | 0.71453 | 0.37621 | 441481
2016-02-06 18:00 | 0.68257 | 0.42218 | 429388
2016-02-06 19:00 | 0.66729 | 0.46625 | 419274
2016-02-06 20:00 | 0.68003 | 0.49241 | 413456
2016-02-06 21:00 | 0.70089 | 0.55422 | 413630
2016-02-06 22:00 | 0.64359 | 0.65713 | 423228
2016-02-06 23:00 | 0.37556 | 0.7294 | 441840
2016-02-07 | 0.032122 | 0.78781 | 454496
2016-02-07 01:00 | 0 | 0.85745 | 458884
2016-02-07 02:00 | 0 | 0.90038 | 456449
2016-02-07 03:00 | 0 | 0.92982 | 448253
2016-02-07 04:00 | 0 | 0.94841 | 434897
2016-02-07 05:00 | 0 | 0.95657 | 421779
2016-02-07 06:00 | 0 | 0.95558 | 412123
2016-02-07 07:00 | 0 | 0.94674 | 406532
2016-02-07 08:00 | 0 | 0.93176 | 404173
2016-02-07 09:00 | 0 | 0.91291 | 405629
2016-02-07 10:00 | 0 | 0.89772 | 410888
2016-02-07 11:00 | 0 | 0.88736 | 421930
2016-02-07 12:00 | 0 | 0.87059 | 436080
2016-02-07 13:00 | 0.00017491 | 0.84482 | 449995
2016-02-07 14:00 | 0.16823 | 0.72376 | 454302
2016-02-07 15:00 | 0.64815 | 0.62282 | 448053
2016-02-07 16:00 | 0.73214 | 0.6687 | 438340
2016-02-07 17:00 | 0.71017 | 0.69426 | 429703
2016-02-07 18:00 | 0.6749 | 0.72079 | 422701
2016-02-07 19:00 | 0.65976 | 0.73912 | 416621
2016-02-07 20:00 | 0.67352 | 0.76174 | 413206
2016-02-07 21:00 | 0.70317 | 0.79192 | 414826
2016-02-07 22:00 | 0.65831 | 0.83716 | 425152
2016-02-07 23:00 | 0.38507 | 0.89089 | 437288
2016-02-08 | 0.040386 | 0.92501 | 441298
2016-02-08 01:00 | 0 | 0.92171 | 444780
2016-02-08 02:00 | 0 | 0.90688 | 444304
2016-02-08 03:00 | 0 | 0.89311 | 438359
2016-02-08 04:00 | 0 | 0.87599 | 430018
2016-02-08 05:00 | 0 | 0.86439 | 413486
2016-02-08 06:00 | 0 | 0.85824 | 402235
2016-02-08 07:00 | 0 | 0.85036 | 396922
2016-02-08 08:00 | 0 | 0.84878 | 396560
2016-02-08 09:00 | 0 | 0.8492 | 402530
2016-02-08 10:00 | 0 | 0.84945 | 421060
2016-02-08 11:00 | 0 | 0.84675 | 457551
2016-02-08 12:00 | 0 | 0.83959 | 490360
2016-02-08 13:00 | 0.0002141 | 0.81695 | 498868
2016-02-08 14:00 | 0.1545 | 0.71714 | 495896
2016-02-08 15:00 | 0.63181 | 0.76414 | 491192
2016-02-08 16:00 | 0.72436 | 0.77768 | 483825
2016-02-08 17:00 | 0.70816 | 0.78848 | 475907
2016-02-08 18:00 | 0.6773 | 0.80196 | 469962
2016-02-08 19:00 | 0.66551 | 0.80914 | 464212
2016-02-08 20:00 | 0.68033 | 0.81105 | 462931
2016-02-08 21:00 | 0.7093 | 0.80652 | 465945
2016-02-08 22:00 | 0.6558 | 0.79831 | 477812
2016-02-08 23:00 | 0.3794 | 0.80549 | 496619
2016-02-09 | 0.038812 | 0.79565 | 509626
2016-02-09 01:00 | 0 | 0.76806 | 510239
2016-02-09 02:00 | 0 | 0.73615 | 501502
2016-02-09 03:00 | 0 | 0.70613 | 482734
2016-02-09 04:00 | 0 | 0.66824 | 460155
2016-02-09 05:00 | 0 | 0.64516 | 441222
2016-02-09 06:00 | 0 | 0.63508 | 430094
2016-02-09 07:00 | 0 | 0.63554 | 422745
2016-02-09 08:00 | 0 | 0.63662 | 420922
2016-02-09 09:00 | 0 | 0.63355 | 425374
2016-02-09 10:00 | 0 | 0.63465 | 441627
2016-02-09 11:00 | 0 | 0.63428 | 474965
2016-02-09 12:00 | 0 | 0.6288 | 506389
2016-02-09 13:00 | 0.00025469 | 0.60194 | 516917
2016-02-09 14:00 | 0.17983 | 0.48937 | 517639
2016-02-09 15:00 | 0.67769 | 0.42757 | 515197
2016-02-09 16:00 | 0.73854 | 0.45138 | 507624
2016-02-09 17:00 | 0.71106 | 0.48297 | 499345
2016-02-09 18:00 | 0.68151 | 0.50688 | 492763
2016-02-09 19:00 | 0.66711 | 0.5276 | 487287
2016-02-09 20:00 | 0.68019 | 0.53062 | 484330
2016-02-09 21:00 | 0.70208 | 0.49153 | 487233
2016-02-09 22:00 | 0.64706 | 0.44458 | 498901
2016-02-09 23:00 | 0.37177 | 0.44839 | 517753
2016-02-10 | 0.044519 | 0.42358 | 529194
2016-02-10 01:00 | 0 | 0.37432 | 530973
2016-02-10 02:00 | 0 | 0.33603 | 522241
2016-02-10 03:00 | 0 | 0.32019 | 503741
2016-02-10 04:00 | 0 | 0.31994 | 482147
2016-02-10 05:00 | 0 | 0.34243 | 464778
2016-02-10 06:00 | 0 | 0.3908 | 452580
2016-02-10 07:00 | 0 | 0.44557 | 445595
2016-02-10 08:00 | 0 | 0.48238 | 444200
2016-02-10 09:00 | 0 | 0.5044 | 449544
2016-02-10 10:00 | 0 | 0.52064 | 466577
2016-02-10 11:00 | 0 | 0.53842 | 500684
2016-02-10 12:00 | 0 | 0.55626 | 531402
2016-02-10 13:00 | 0.00029202 | 0.56477 | 537770
2016-02-10 14:00 | 0.19277 | 0.48274 | 531182
2016-02-10 15:00 | 0.65774 | 0.35568 | 523892
2016-02-10 16:00 | 0.71619 | 0.32575 | 511822
2016-02-10 17:00 | 0.70425 | 0.38137 | 499374
2016-02-10 18:00 | 0.67108 | 0.42507 | 492133
2016-02-10 19:00 | 0.65577 | 0.448 | 486135
2016-02-10 20:00 | 0.66741 | 0.45507 | 483900
2016-02-10 21:00 | 0.68809 | 0.44971 | 485523
2016-02-10 22:00 | 0.64508 | 0.49169 | 497609
2016-02-10 23:00 | 0.37382 | 0.53412 | 518119
2016-02-11 | 0.049909 | 0.54708 | 530898
2016-02-11 01:00 | 0 | 0.55448 | 533120
2016-02-11 02:00 | 0 | 0.54743 | 525973
2016-02-11 03:00 | 0 | 0.53188 | 508875
2016-02-11 04:00 | 0 | 0.50352 | 486593
2016-02-11 05:00 | 0 | 0.47555 | 468600
2016-02-11 06:00 | 0 | 0.45523 | 457292
2016-02-11 07:00 | 0 | 0.43392 | 449932
2016-02-11 08:00 | 0 | 0.41175 | 447546
2016-02-11 09:00 | 0 | 0.39595 | 451367
2016-02-11 10:00 | 0 | 0.38423 | 468521
2016-02-11 11:00 | 0 | 0.37533 | 502753
2016-02-11 12:00 | 0 | 0.36588 | 530737
2016-02-11 13:00 | 0.00034871 | 0.34754 | 533208
2016-02-11 14:00 | 0.20276 | 0.26703 | 523308
2016-02-11 15:00 | 0.63114 | 0.20297 | 512717
2016-02-11 16:00 | 0.69483 | 0.17829 | 499570
2016-02-11 17:00 | 0.69494 | 0.19716 | 487907
2016-02-11 18:00 | 0.66873 | 0.21697 | 479400
2016-02-11 19:00 | 0.65358 | 0.22964 | 473142
2016-02-11 20:00 | 0.66289 | 0.23773 | 469165
2016-02-11 21:00 | 0.68134 | 0.23509 | 471140
2016-02-11 22:00 | 0.62546 | 0.22926 | 481798
2016-02-11 23:00 | 0.35891 | 0.26808 | 501780
2016-02-12 | 0.036732 | 0.29151 | 515314
2016-02-12 01:00 | 0 | 0.29272 | 517658
2016-02-12 02:00 | 0 | 0.28211 | 510551
2016-02-12 03:00 | 0 | 0.26367 | 492901
2016-02-12 04:00 | 0 | 0.24703 | 471644
2016-02-12 05:00 | 0 | 0.24073 | 451818
2016-02-12 06:00 | 0 | 0.2511 | 438740
2016-02-12 07:00 | 0 | 0.26933 | 430656
2016-02-12 08:00 | 0 | 0.29544 | 426606
2016-02-12 09:00 | 0 | 0.32599 | 429427
2016-02-12 10:00 | 0 | 0.35605 | 444187
2016-02-12 11:00 | 0 | 0.38193 | 475473
2016-02-12 12:00 | 0 | 0.3947 | 502426
2016-02-12 13:00 | 0.00043786 | 0.37996 | 508523
2016-02-12 14:00 | 0.185 | 0.3329 | 506503
2016-02-12 15:00 | 0.6311 | 0.319 | 502566
2016-02-12 16:00 | 0.69235 | 0.31945 | 495536
2016-02-12 17:00 | 0.6807 | 0.31541 | 486750
2016-02-12 18:00 | 0.65707 | 0.31152 | 481045
2016-02-12 19:00 | 0.64565 | 0.30875 | 477507
2016-02-12 20:00 | 0.65723 | 0.30446 | 475470
2016-02-12 21:00 | 0.67584 | 0.29928 | 475511
2016-02-12 22:00 | 0.63093 | 0.30153 | 480587
2016-02-12 23:00 | 0.41212 | 0.37434 | 492585
2016-02-13 | 0.064186 | 0.47072 | 499809
2016-02-13 01:00 | 2.26e-08 | 0.47882 | 498731
2016-02-13 02:00 | 0 | 0.46785 | 491920
2016-02-13 03:00 | 0 | 0.44657 | 479170
2016-02-13 04:00 | 0 | 0.42613 | 462280
2016-02-13 05:00 | 0 | 0.40354 | 446151
2016-02-13 06:00 | 0 | 0.38324 | 434017
2016-02-13 07:00 | 0 | 0.3652 | 426569
2016-02-13 08:00 | 0 | 0.35458 | 423312
2016-02-13 09:00 | 0 | 0.35088 | 425077
2016-02-13 10:00 | 0 | 0.35354 | 432371
2016-02-13 11:00 | 0 | 0.3608 | 445669
2016-02-13 12:00 | 0 | 0.3738 | 462097
2016-02-13 13:00 | 0.00053239 | 0.3868 | 476177
2016-02-13 14:00 | 0.14724 | 0.40133 | 484883
2016-02-13 15:00 | 0.54834 | 0.41247 | 485582
2016-02-13 16:00 | 0.64869 | 0.42933 | 480430
2016-02-13 17:00 | 0.66567 | 0.46549 | 471854
2016-02-13 18:00 | 0.6495 | 0.49688 | 462669
2016-02-13 19:00 | 0.64069 | 0.51979 | 456167
2016-02-13 20:00 | 0.65355 | 0.53788 | 452362
2016-02-13 21:00 | 0.66585 | 0.55806 | 455137
2016-02-13 22:00 | 0.63228 | 0.57815 | 466557
2016-02-13 23:00 | 0.41847 | 0.68749 | 487773
2016-02-14 | 0.086842 | 0.74704 | 501197
2016-02-14 01:00 | 2.99e-06 | 0.75768 | 504675
2016-02-14 02:00 | 0 | 0.75371 | 501941
2016-02-14 03:00 | 0 | 0.7534 | 493215
2016-02-14 04:00 | 0 | 0.75205 | 478969
2016-02-14 05:00 | 0 | 0.7526 | 464148
2016-02-14 06:00 | 0 | 0.75297 | 453891
2016-02-14 07:00 | 0 | 0.75365 | 447242
2016-02-14 08:00 | 0 | 0.74731 | 443436
2016-02-14 09:00 | 0 | 0.73468 | 442406
2016-02-14 10:00 | 0 | 0.70754 | 446344
2016-02-14 11:00 | 0 | 0.67313 | 455950
2016-02-14 12:00 | 0 | 0.62939 | 467682
2016-02-14 13:00 | 0.00066158 | 0.57266 | 477822
2016-02-14 14:00 | 0.15366 | 0.43865 | 482732
2016-02-14 15:00 | 0.54254 | 0.35887 | 480794
2016-02-14 16:00 | 0.63871 | 0.34737 | 474300
2016-02-14 17:00 | 0.64459 | 0.35581 | 468035
2016-02-14 18:00 | 0.62478 | 0.35376 | 461079
2016-02-14 19:00 | 0.61605 | 0.35062 | 454990
2016-02-14 20:00 | 0.62813 | 0.34405 | 453504
2016-02-14 21:00 | 0.64162 | 0.33146 | 457219
2016-02-14 22:00 | 0.58122 | 0.32771 | 468996
2016-02-14 23:00 | 0.37266 | 0.36045 | 487064
2016-02-15 | 0.054166 | 0.40425 | 497245
2016-02-15 01:00 | 4.95e-06 | 0.43505 | 496464
2016-02-15 02:00 | 0 | 0.45523 | 487759
2016-02-15 03:00 | 0 | 0.46527 | 473863
2016-02-15 04:00 | 0 | 0.47427 | 456247
2016-02-15 05:00 | 0 | 0.48338 | 438571
2016-02-15 06:00 | 0 | 0.48749 | 426178
2016-02-15 07:00 | 0 | 0.49532 | 418030
2016-02-15 08:00 | 0 | 0.50206 | 413802
2016-02-15 09:00 | 0 | 0.51516 | 416020
2016-02-15 10:00 | 0 | 0.53335 | 426241
2016-02-15 11:00 | 0 | 0.53834 | 448824
2016-02-15 12:00 | 0 | 0.52207 | 472250
2016-02-15 13:00 | 0.00083168 | 0.46652 | 486638
2016-02-15 14:00 | 0.20451 | 0.29157 | 495412
2016-02-15 15:00 | 0.60932 | 0.22294 | 501301
2016-02-15 16:00 | 0.68883 | 0.23415 | 502221
2016-02-15 17:00 | 0.68881 | 0.24758 | 499362
2016-02-15 18:00 | 0.66738 | 0.26746 | 495186
2016-02-15 19:00 | 0.65691 | 0.28867 | 490387
2016-02-15 20:00 | 0.67041 | 0.31223 | 486695
2016-02-15 21:00 | 0.69862 | 0.34132 | 487005
2016-02-15 22:00 | 0.6748 | 0.37457 | 494230
2016-02-15 23:00 | 0.46328 | 0.43276 | 505582
2016-02-16 | 0.065392 | 0.48946 | 510575
2016-02-16 01:00 | 1.19e-05 | 0.55269 | 506685
2016-02-16 02:00 | 0 | 0.6132 | 492620
2016-02-16 03:00 | 0 | 0.65819 | 471783
2016-02-16 04:00 | 0 | 0.68399 | 446533
2016-02-16 05:00 | 0 | 0.6979 | 425067
2016-02-16 06:00 | 0 | 0.69614 | 408969
2016-02-16 07:00 | 0 | 0.68545 | 398529
2016-02-16 08:00 | 0 | 0.67502 | 392492
2016-02-16 09:00 | 0 | 0.66166 | 393274
2016-02-16 10:00 | 0 | 0.65537 | 404072
2016-02-16 11:00 | 0 | 0.65295 | 430339
2016-02-16 12:00 | 0 | 0.64562 | 458011
2016-02-16 13:00 | 0.0010552 | 0.60696 | 469751
2016-02-16 14:00 | 0.21453 | 0.44325 | 472089
2016-02-16 15:00 | 0.64279 | 0.47813 | 471516
2016-02-16 16:00 | 0.73067 | 0.48485 | 467780
2016-02-16 17:00 | 0.71328 | 0.46231 | 462095
2016-02-16 18:00 | 0.68811 | 0.41903 | 457704
2016-02-16 19:00 | 0.67595 | 0.37761 | 454346
2016-02-16 20:00 | 0.68713 | 0.33224 | 451843
2016-02-16 21:00 | 0.70917 | 0.29901 | 453875
2016-02-16 22:00 | 0.68614 | 0.2714 | 461734
2016-02-16 23:00 | 0.43827 | 0.30707 | 475995
2016-02-17 | 0.06995 | 0.34449 | 484937
2016-02-17 01:00 | 1.69e-05 | 0.35852 | 484039
2016-02-17 02:00 | 0 | 0.3556 | 473447
2016-02-17 03:00 | 0 | 0.3532 | 453437
2016-02-17 04:00 | 0 | 0.36084 | 429448
2016-02-17 05:00 | 0 | 0.37513 | 409782
2016-02-17 06:00 | 0 | 0.39205 | 396069
2016-02-17 07:00 | 0 | 0.41047 | 387846
2016-02-17 08:00 | 0 | 0.42589 | 384746
2016-02-17 09:00 | 0 | 0.43608 | 387908
2016-02-17 10:00 | 0 | 0.43326 | 402965
2016-02-17 11:00 | 0 | 0.42207 | 435062
2016-02-17 12:00 | 0 | 0.40759 | 464480
2016-02-17 13:00 | 0.0012409 | 0.35751 | 472263
2016-02-17 14:00 | 0.23725 | 0.20529 | 470126
2016-02-17 15:00 | 0.55383 | 0.14041 | 465928
2016-02-17 16:00 | 0.6254 | 0.19187 | 460744
2016-02-17 17:00 | 0.62335 | 0.22518 | 454129
2016-02-17 18:00 | 0.60811 | 0.2308 | 450106
2016-02-17 19:00 | 0.59894 | 0.2312 | 446675
2016-02-17 20:00 | 0.60017 | 0.23314 | 445132
2016-02-17 21:00 | 0.59589 | 0.23498 | 447514
2016-02-17 22:00 | 0.53129 | 0.31297 | 455731
2016-02-17 23:00 | 0.31349 | 0.641 | 471276
2016-02-18 | 0.040353 | 0.84739 | 483727
2016-02-18 01:00 | 2.12e-06 | 0.89042 | 485158
2016-02-18 02:00 | 0 | 0.87464 | 476973
2016-02-18 03:00 | 0 | 0.8614 | 459573
2016-02-18 04:00 | 0 | 0.85247 | 437201
2016-02-18 05:00 | 0 | 0.84925 | 418285
2016-02-18 06:00 | 0 | 0.83874 | 406299
2016-02-18 07:00 | 0 | 0.83329 | 399315
2016-02-18 08:00 | 0 | 0.8282 | 397681
2016-02-18 09:00 | 0 | 0.81143 | 401207
2016-02-18 10:00 | 0 | 0.79842 | 416327
2016-02-18 11:00 | 0 | 0.7972 | 450344
2016-02-18 12:00 | 0 | 0.79744 | 478649
2016-02-18 13:00 | 0.0016234 | 0.7778 | 482466
2016-02-18 14:00 | 0.21137 | 0.73827 | 475884
2016-02-18 15:00 | 0.48207 | 0.6967 | 468614
2016-02-18 16:00 | 0.59065 | 0.70343 | 460316
2016-02-18 17:00 | 0.62385 | 0.72943 | 452277
2016-02-18 18:00 | 0.61255 | 0.75529 | 446581
2016-02-18 19:00 | 0.61073 | 0.75887 | 442689
2016-02-18 20:00 | 0.62363 | 0.75753 | 440034
2016-02-18 21:00 | 0.64081 | 0.74611 | 441636
2016-02-18 22:00 | 0.61644 | 0.76724 | 450288
2016-02-18 23:00 | 0.43761 | 0.82593 | 467437
2016-02-19 | 0.083605 | 0.88626 | 480110
2016-02-19 01:00 | 2.53e-05 | 0.90281 | 482106
2016-02-19 02:00 | 0 | 0.89683 | 474395
2016-02-19 03:00 | 0 | 0.89291 | 457282
2016-02-19 04:00 | 0 | 0.86965 | 434122
2016-02-19 05:00 | 0 | 0.85415 | 414536
2016-02-19 06:00 | 0 | 0.86097 | 402028
2016-02-19 07:00 | 0 | 0.88955 | 393397
2016-02-19 08:00 | 0 | 0.89835 | 389054
2016-02-19 09:00 | 0 | 0.90359 | 391710
2016-02-19 10:00 | 0 | 0.90462 | 405420
2016-02-19 11:00 | 0 | 0.89659 | 435170
2016-02-19 12:00 | 0 | 0.873 | 460531
2016-02-19 13:00 | 0.0019306 | 0.81677 | 463967
2016-02-19 14:00 | 0.18789 | 0.67116 | 460831
2016-02-19 15:00 | 0.53753 | 0.6327 | 457400
2016-02-19 16:00 | 0.6343 | 0.65647 | 450971
2016-02-19 17:00 | 0.63918 | 0.64995 | 444834
2016-02-19 18:00 | 0.61411 | 0.633 | 439677
2016-02-19 19:00 | 0.59515 | 0.62606 | 436715
2016-02-19 20:00 | 0.59357 | 0.63371 | 434312
2016-02-19 21:00 | 0.58499 | 0.64376 | 433831
2016-02-19 22:00 | 0.54817 | 0.6537 | 438853
2016-02-19 23:00 | 0.39976 | 0.68417 | 448325
2016-02-20 | 0.074991 | 0.71793 | 453703
2016-02-20 01:00 | 2.15e-05 | 0.75698 | 450837
2016-02-20 02:00 | 0 | 0.79702 | 442242
2016-02-20 03:00 | 0 | 0.83228 | 427846
2016-02-20 04:00 | 0 | 0.83984 | 408070
2016-02-20 05:00 | 0 | 0.84091 | 388577
2016-02-20 06:00 | 0 | 0.83655 | 373572
2016-02-20 07:00 | 0 | 0.82752 | 362627
2016-02-20 08:00 | 0 | 0.8155 | 356552
2016-02-20 09:00 | 0 | 0.79374 | 354018
2016-02-20 10:00 | 0 | 0.76041 | 356351
2016-02-20 11:00 | 0 | 0.72046 | 365919
2016-02-20 12:00 | 0 | 0.68947 | 377725
2016-02-20 13:00 | 0.0016052 | 0.61941 | 389961
2016-02-20 14:00 | 0.21637 | 0.35655 | 399954
2016-02-20 15:00 | 0.61128 | 0.28664 | 403739
2016-02-20 16:00 | 0.7016 | 0.3236 | 402616
2016-02-20 17:00 | 0.6968 | 0.34896 | 399046
2016-02-20 18:00 | 0.67334 | 0.34619 | 394304
2016-02-20 19:00 | 0.65746 | 0.33641 | 389180
2016-02-20 20:00 | 0.66044 | 0.32727 | 385273
2016-02-20 21:00 | 0.66803 | 0.318 | 384806
2016-02-20 22:00 | 0.6349 | 0.33392 | 389641
2016-02-20 23:00 | 0.43684 | 0.4303 | 402422
2016-02-21 | 0.082912 | 0.51905 | 410711
2016-02-21 01:00 | 2.53e-05 | 0.55646 | 410144
2016-02-21 02:00 | 0 | 0.55212 | 404838
2016-02-21 03:00 | 0 | 0.53006 | 393889
2016-02-21 04:00 | 0 | 0.49486 | 378380
2016-02-21 05:00 | 0 | 0.46245 | 362368
2016-02-21 06:00 | 0 | 0.4468 | 349945
2016-02-21 07:00 | 0 | 0.44479 | 340082
2016-02-21 08:00 | 0 | 0.44664 | 334957
2016-02-21 09:00 | 0 | 0.44335 | 332892
2016-02-21 10:00 | 0 | 0.43507 | 334852
2016-02-21 11:00 | 0 | 0.41836 | 341609
2016-02-21 12:00 | 0 | 0.39597 | 351690
2016-02-21 13:00 | 0.00066425 | 0.35657 | 363583
2016-02-21 14:00 | 0.17233 | 0.25185 | 376732
2016-02-21 15:00 | 0.55304 | 0.31201 | 383921
2016-02-21 16:00 | 0.6514 | 0.36739 | 387634
2016-02-21 17:00 | 0.65268 | 0.35576 | 389435
2016-02-21 18:00 | 0.64192 | 0.33435 | 388620
2016-02-21 19:00 | 0.63409 | 0.31173 | 386747
2016-02-21 20:00 | 0.64215 | 0.28968 | 386428
2016-02-21 21:00 | 0.65355 | 0.26372 | 389231
2016-02-21 22:00 | 0.64633 | 0.24126 | 397837
2016-02-21 23:00 | 0.47783 | 0.27826 | 412587
2016-02-22 | 0.10501 | 0.34612 | 424634
2016-02-22 01:00 | 4.55e-05 | 0.36785 | 425052
2016-02-22 02:00 | 0 | 0.36706 | 417877
2016-02-22 03:00 | 0 | 0.36449 | 403748
2016-02-22 04:00 | 0 | 0.35946 | 384325
2016-02-22 05:00 | 0 | 0.35475 | 366010
2016-02-22 06:00 | 0 | 0.3474 | 353139
2016-02-22 07:00 | 0 | 0.33938 | 344882
2016-02-22 08:00 | 0 | 0.32434 | 341726
2016-02-22 09:00 | 0 | 0.30533 | 345837
2016-02-22 10:00 | 0 | 0.28545 | 360995
2016-02-22 11:00 | 0 | 0.2678 | 392795
2016-02-22 12:00 | 0 | 0.25152 | 421725
2016-02-22 13:00 | 0.0029146 | 0.21483 | 434072
2016-02-22 14:00 | 0.20023 | 0.14198 | 439407
2016-02-22 15:00 | 0.54054 | 0.161 | 442540
2016-02-22 16:00 | 0.63999 | 0.17317 | 441350
2016-02-22 17:00 | 0.64359 | 0.16663 | 438115
2016-02-22 18:00 | 0.62638 | 0.16094 | 435252
2016-02-22 19:00 | 0.60822 | 0.15944 | 432459
2016-02-22 20:00 | 0.60079 | 0.16323 | 429886
2016-02-22 21:00 | 0.58399 | 0.16997 | 431668
2016-02-22 22:00 | 0.53987 | 0.18209 | 438908
2016-02-22 23:00 | 0.4036 | 0.24466 | 455125
2016-02-23 | 0.10985 | 0.36577 | 466325
2016-02-23 01:00 | 5.76e-05 | 0.44171 | 465317
2016-02-23 02:00 | 0 | 0.4674 | 455231
2016-02-23 03:00 | 0 | 0.46412 | 436595
2016-02-23 04:00 | 0 | 0.44654 | 412301
2016-02-23 05:00 | 0 | 0.43414 | 391289
2016-02-23 06:00 | 0 | 0.43261 | 376473
2016-02-23 07:00 | 0 | 0.42927 | 366921
2016-02-23 08:00 | 0 | 0.42795 | 362150
2016-02-23 09:00 | 0 | 0.43042 | 364236
2016-02-23 10:00 | 0 | 0.43214 | 377442
2016-02-23 11:00 | 0 | 0.43464 | 409522
2016-02-23 12:00 | 0 | 0.43697 | 437217
2016-02-23 13:00 | 0.0026094 | 0.42543 | 448790
2016-02-23 14:00 | 0.17769 | 0.39697 | 455082
2016-02-23 15:00 | 0.54662 | 0.56016 | 459144
2016-02-23 16:00 | 0.63629 | 0.63515 | 458114
2016-02-23 17:00 | 0.65532 | 0.66489 | 455547
2016-02-23 18:00 | 0.65051 | 0.68352 | 453357
2016-02-23 19:00 | 0.63955 | 0.69824 | 450352
2016-02-23 20:00 | 0.64209 | 0.71037 | 448235
2016-02-23 21:00 | 0.64131 | 0.71767 | 450200
2016-02-23 22:00 | 0.60461 | 0.70845 | 457914
2016-02-23 23:00 | 0.43198 | 0.7262 | 470990
2016-02-24 | 0.0969 | 0.71499 | 480005
2016-02-24 01:00 | 5.68e-05 | 0.66784 | 478026
2016-02-24 02:00 | 0 | 0.62773 | 467177
2016-02-24 03:00 | 0 | 0.58732 | 446539
2016-02-24 04:00 | 0 | 0.55674 | 422370
2016-02-24 05:00 | 0 | 0.5462 | 400870
2016-02-24 06:00 | 0 | 0.5486 | 385872
2016-02-24 07:00 | 0 | 0.55246 | 376535
2016-02-24 08:00 | 0 | 0.55432 | 371637
2016-02-24 09:00 | 0 | 0.55789 | 373087
2016-02-24 10:00 | 0 | 0.56095 | 385851
2016-02-24 11:00 | 0 | 0.56488 | 417203
2016-02-24 12:00 | 0 | 0.57041 | 446997
2016-02-24 13:00 | 0.0045241 | 0.51548 | 458516
2016-02-24 14:00 | 0.30463 | 0.37907 | 463168
2016-02-24 15:00 | 0.69962 | 0.44229 | 466375
2016-02-24 16:00 | 0.77056 | 0.50475 | 465391
2016-02-24 17:00 | 0.76624 | 0.50756 | 460966
2016-02-24 18:00 | 0.74524 | 0.52162 | 456504
2016-02-24 19:00 | 0.73283 | 0.5447 | 451870
2016-02-24 20:00 | 0.74079 | 0.56646 | 447422
2016-02-24 21:00 | 0.74905 | 0.5841 | 447402
2016-02-24 22:00 | 0.71637 | 0.57276 | 453275
2016-02-24 23:00 | 0.50358 | 0.61463 | 464896
2016-02-25 | 0.11625 | 0.6566 | 474305
2016-02-25 01:00 | 8.43e-05 | 0.64999 | 473808
2016-02-25 02:00 | 0 | 0.64191 | 464981
2016-02-25 03:00 | 0 | 0.62346 | 447005
2016-02-25 04:00 | 0 | 0.60309 | 423778
2016-02-25 05:00 | 0 | 0.59281 | 403872
2016-02-25 06:00 | 0 | 0.58557 | 390676
2016-02-25 07:00 | 0 | 0.57362 | 382205
2016-02-25 08:00 | 0 | 0.55513 | 378974
2016-02-25 09:00 | 0 | 0.53973 | 382788
2016-02-25 10:00 | 0 | 0.51995 | 397613
2016-02-25 11:00 | 0 | 0.50338 | 430734
2016-02-25 12:00 | 0 | 0.48682 | 460048
2016-02-25 13:00 | 0.0048374 | 0.41681 | 469454
2016-02-25 14:00 | 0.3015 | 0.41208 | 469941
2016-02-25 15:00 | 0.74503 | 0.45488 | 468999
2016-02-25 16:00 | 0.79328 | 0.41654 | 464064
2016-02-25 17:00 | 0.76873 | 0.3723 | 457790
2016-02-25 18:00 | 0.74328 | 0.33872 | 452895
2016-02-25 19:00 | 0.73018 | 0.31463 | 449327
2016-02-25 20:00 | 0.73902 | 0.29455 | 447423
2016-02-25 21:00 | 0.75365 | 0.27167 | 449033
2016-02-25 22:00 | 0.71445 | 0.23887 | 456517
2016-02-25 23:00 | 0.52666 | 0.25191 | 472070
2016-02-26 | 0.13037 | 0.29397 | 484445
2016-02-26 01:00 | 0.00010386 | 0.30126 | 486525
2016-02-26 02:00 | 0 | 0.31797 | 478144
2016-02-26 03:00 | 0 | 0.33916 | 462233
2016-02-26 04:00 | 0 | 0.35834 | 440294
2016-02-26 05:00 | 0 | 0.38404 | 420829
2016-02-26 06:00 | 0 | 0.41788 | 408908
2016-02-26 07:00 | 0 | 0.45873 | 401981
2016-02-26 08:00 | 0 | 0.49424 | 400044
2016-02-26 09:00 | 0 | 0.51585 | 404325
2016-02-26 10:00 | 0 | 0.5255 | 419789
2016-02-26 11:00 | 0 | 0.53076 | 453147
2016-02-26 12:00 | 0 | 0.53814 | 480966
2016-02-26 13:00 | 0.0069838 | 0.49674 | 487257
2016-02-26 14:00 | 0.32198 | 0.27597 | 482161
2016-02-26 15:00 | 0.71269 | 0.21464 | 474541
2016-02-26 16:00 | 0.7594 | 0.28233 | 465184
2016-02-26 17:00 | 0.74525 | 0.33875 | 454966
2016-02-26 18:00 | 0.72149 | 0.36449 | 445971
2016-02-26 19:00 | 0.70704 | 0.37188 | 439126
2016-02-26 20:00 | 0.71249 | 0.36316 | 434190
2016-02-26 21:00 | 0.71958 | 0.33078 | 433274
2016-02-26 22:00 | 0.6795 | 0.32679 | 439688
2016-02-26 23:00 | 0.47314 | 0.36419 | 454068
2016-02-27 | 0.098538 | 0.38189 | 467219
2016-02-27 01:00 | 0.00010387 | 0.43499 | 470275
2016-02-27 02:00 | 0 | 0.50489 | 466084
2016-02-27 03:00 | 0 | 0.588 | 454694
2016-02-27 04:00 | 0 | 0.65866 | 437593
2016-02-27 05:00 | 0 | 0.71614 | 420905
2016-02-27 06:00 | 0 | 0.75541 | 409881
2016-02-27 07:00 | 0 | 0.78457 | 403439
2016-02-27 08:00 | 0 | 0.81025 | 400110
2016-02-27 09:00 | 0 | 0.83286 | 401585
2016-02-27 10:00 | 0 | 0.84499 | 407285
2016-02-27 11:00 | 0 | 0.84287 | 421811
2016-02-27 12:00 | 0 | 0.83206 | 436914
2016-02-27 13:00 | 0.0069439 | 0.74614 | 443577
2016-02-27 14:00 | 0.29149 | 0.43352 | 440303
2016-02-27 15:00 | 0.64338 | 0.27007 | 431766
2016-02-27 16:00 | 0.71663 | 0.29397 | 421204
2016-02-27 17:00 | 0.71566 | 0.43592 | 410971
2016-02-27 18:00 | 0.69975 | 0.53128 | 401316
2016-02-27 19:00 | 0.6898 | 0.59549 | 394032
2016-02-27 20:00 | 0.69573 | 0.64147 | 388994
2016-02-27 21:00 | 0.70188 | 0.6874 | 388726
2016-02-27 22:00 | 0.66525 | 0.74388 | 393736
2016-02-27 23:00 | 0.48935 | 0.8128 | 408718
2016-02-28 | 0.12828 | 0.85703 | 423181
2016-02-28 01:00 | 0.00016284 | 0.86879 | 427036
2016-02-28 02:00 | 0 | 0.87416 | 425059
2016-02-28 03:00 | 0 | 0.87849 | 416833
2016-02-28 04:00 | 0 | 0.88532 | 402937
2016-02-28 05:00 | 0 | 0.88952 | 389520
2016-02-28 06:00 | 0 | 0.89071 | 379015
2016-02-28 07:00 | 0 | 0.8905 | 372201
2016-02-28 08:00 | 0 | 0.88599 | 368586
2016-02-28 09:00 | 0 | 0.87592 | 368931
2016-02-28 10:00 | 0 | 0.86094 | 373265
2016-02-28 11:00 | 0 | 0.85289 | 382121
2016-02-28 12:00 | 0 | 0.84023 | 392248
2016-02-28 13:00 | 0.0083156 | 0.79132 | 397171
2016-02-28 14:00 | 0.31137 | 0.66929 | 396002
2016-02-28 15:00 | 0.67714 | 0.72539 | 390876
2016-02-28 16:00 | 0.71907 | 0.76213 | 385642
2016-02-28 17:00 | 0.70968 | 0.75833 | 380965
2016-02-28 18:00 | 0.69026 | 0.74201 | 377464
2016-02-28 19:00 | 0.67505 | 0.73659 | 374184
2016-02-28 20:00 | 0.67299 | 0.73326 | 372997
2016-02-28 21:00 | 0.66586 | 0.70501 | 375600
2016-02-28 22:00 | 0.60258 | 0.64132 | 384629
2016-02-28 23:00 | 0.43005 | 0.62651 | 401421
2016-02-29 | 0.08868 | 0.64719 | 416582
2016-02-29 01:00 | 0.00017062 | 0.65153 | 419648
2016-02-29 02:00 | 0 | 0.65281 | 412789
2016-02-29 03:00 | 0 | 0.65692 | 398731
2016-02-29 04:00 | 0 | 0.67951 | 379684
2016-02-29 05:00 | 0 | 0.70158 | 363692
2016-02-29 06:00 | 0 | 0.72264 | 350896
2016-02-29 07:00 | 0 | 0.7454 | 343233
2016-02-29 08:00 | 0 | 0.76001 | 341224
2016-02-29 09:00 | 0 | 0.75925 | 345544
2016-02-29 10:00 | 0 | 0.75573 | 362124
2016-02-29 11:00 | 0 | 0.74565 | 395627
2016-02-29 12:00 | 0 | 0.72079 | 424567
2016-02-29 13:00 | 0.011068 | 0.62191 | 433075
2016-02-29 14:00 | 0.31062 | 0.42238 | 435615
2016-02-29 15:00 | 0.66122 | 0.39712 | 436352
2016-02-29 16:00 | 0.74251 | 0.50056 | 434270
2016-02-29 17:00 | 0.72572 | 0.50536 | 430284
2016-02-29 18:00 | 0.70109 | 0.50216 | 426871
2016-02-29 19:00 | 0.68375 | 0.5006 | 424041
2016-02-29 20:00 | 0.68707 | 0.50173 | 421577
2016-02-29 21:00 | 0.68967 | 0.50467 | 422147
2016-02-29 22:00 | 0.65922 | 0.51481 | 427406
2016-02-29 23:00 | 0.49693 | 0.55946 | 440807
2016-03-01 | 0.14834 | 0.58388 | 454975
2016-03-01 01:00 | 0.00027336 | 0.57558 | 454940
2016-03-01 02:00 | 0 | 0.55832 | 443646
2016-03-01 03:00 | 0 | 0.5445 | 424940
2016-03-01 04:00 | 0 | 0.53209 | 402448
2016-03-01 05:00 | 0 | 0.52255 | 382522
2016-03-01 06:00 | 0 | 0.52232 | 369140
2016-03-01 07:00 | 0 | 0.51991 | 360103
2016-03-01 08:00 | 0 | 0.52154 | 356976
2016-03-01 09:00 | 0 | 0.53426 | 359428
2016-03-01 10:00 | 0 | 0.53129 | 373689
2016-03-01 11:00 | 0 | 0.51145 | 405395
2016-03-01 12:00 | 0 | 0.48986 | 430326
2016-03-01 13:00 | 0.013582 | 0.4271 | 435727
2016-03-01 14:00 | 0.3183 | 0.35675 | 436321
2016-03-01 15:00 | 0.5953 | 0.3779 | 437031
2016-03-01 16:00 | 0.68232 | 0.39201 | 436038
2016-03-01 17:00 | 0.70652 | 0.39571 | 434122
2016-03-01 18:00 | 0.69679 | 0.39266 | 434041
2016-03-01 19:00 | 0.68991 | 0.37842 | 433074
2016-03-01 20:00 | 0.69897 | 0.35352 | 432861
2016-03-01 21:00 | 0.70387 | 0.31603 | 434932
2016-03-01 22:00 | 0.66356 | 0.26863 | 441207
2016-03-01 23:00 | 0.50046 | 0.23539 | 453833
2016-03-02 | 0.17454 | 0.24019 | 465032
2016-03-02 01:00 | 0.00036465 | 0.24835 | 465282
2016-03-02 02:00 | 0 | 0.27101 | 454570
2016-03-02 03:00 | 0 | 0.30663 | 436355
2016-03-02 04:00 | 0 | 0.35842 | 412434
2016-03-02 05:00 | 0 | 0.41323 | 392239
2016-03-02 06:00 | 0 | 0.44989 | 377688
2016-03-02 07:00 | 0 | 0.4702 | 367874
2016-03-02 08:00 | 0 | 0.47886 | 363047
2016-03-02 09:00 | 0 | 0.478 | 366611
2016-03-02 10:00 | 0 | 0.46446 | 380785
2016-03-02 11:00 | 0 | 0.45256 | 413576
2016-03-02 12:00 | 0 | 0.4539 | 442641
2016-03-02 13:00 | 0.015171 | 0.40452 | 453351
2016-03-02 14:00 | 0.32078 | 0.31838 | 455991
2016-03-02 15:00 | 0.69585 | 0.41422 | 456455
2016-03-02 16:00 | 0.75547 | 0.50799 | 452835
2016-03-02 17:00 | 0.75079 | 0.54616 | 447782
2016-03-02 18:00 | 0.73449 | 0.56388 | 444000
2016-03-02 19:00 | 0.72475 | 0.57092 | 440889
2016-03-02 20:00 | 0.73487 | 0.57002 | 440393
2016-03-02 21:00 | 0.74342 | 0.56405 | 441612
2016-03-02 22:00 | 0.71857 | 0.56639 | 448869
2016-03-02 23:00 | 0.5534 | 0.59965 | 464980
2016-03-03 | 0.15227 | 0.625 | 480343
2016-03-03 01:00 | 0.0004093 | 0.609 | 482244
2016-03-03 02:00 | 0 | 0.57198 | 473944
2016-03-03 03:00 | 0 | 0.54019 | 455696
2016-03-03 04:00 | 0 | 0.52002 | 432467
2016-03-03 05:00 | 0 | 0.50982 | 412330
2016-03-03 06:00 | 0 | 0.50247 | 398057
2016-03-03 07:00 | 0 | 0.49222 | 389473
2016-03-03 08:00 | 0 | 0.4817 | 385904
2016-03-03 09:00 | 0 | 0.48107 | 389188
2016-03-03 10:00 | 0 | 0.4902 | 403284
2016-03-03 11:00 | 0 | 0.49532 | 434864
2016-03-03 12:00 | 0 | 0.49876 | 459002
2016-03-03 13:00 | 0.016355 | 0.44477 | 463654
2016-03-03 14:00 | 0.325 | 0.34566 | 463675
2016-03-03 15:00 | 0.59313 | 0.39275 | 462773
2016-03-03 16:00 | 0.67571 | 0.38575 | 459966
2016-03-03 17:00 | 0.68917 | 0.35021 | 456789
2016-03-03 18:00 | 0.67777 | 0.3067 | 455812
2016-03-03 19:00 | 0.66652 | 0.25906 | 455296
2016-03-03 20:00 | 0.66286 | 0.22095 | 455980
2016-03-03 21:00 | 0.63859 | 0.19557 | 459774
2016-03-03 22:00 | 0.56746 | 0.17767 | 466502
2016-03-03 23:00 | 0.39444 | 0.21691 | 478087
2016-03-04 | 0.097077 | 0.31127 | 485246
2016-03-04 01:00 | 0.00032331 | 0.38484 | 483854
2016-03-04 02:00 | 0 | 0.45299 | 472650
2016-03-04 03:00 | 0 | 0.49522 | 453614
2016-03-04 04:00 | 0 | 0.50977 | 429518
2016-03-04 05:00 | 0 | 0.51477 | 409097
2016-03-04 06:00 | 0 | 0.5239 | 395777
2016-03-04 07:00 | 0 | 0.53861 | 386963
2016-03-04 08:00 | 0 | 0.55789 | 382446
2016-03-04 09:00 | 0 | 0.57368 | 383930
2016-03-04 10:00 | 0 | 0.57383 | 396378
2016-03-04 11:00 | 0 | 0.57409 | 426195
2016-03-04 12:00 | 0 | 0.57992 | 452772
2016-03-04 13:00 | 0.017892 | 0.53719 | 463137
2016-03-04 14:00 | 0.26039 | 0.36407 | 466733
2016-03-04 15:00 | 0.59569 | 0.40608 | 467077
2016-03-04 16:00 | 0.68657 | 0.53805 | 464285
2016-03-04 17:00 | 0.6915 | 0.55854 | 456607
2016-03-04 18:00 | 0.67894 | 0.55545 | 452165
2016-03-04 19:00 | 0.66754 | 0.55162 | 448207
2016-03-04 20:00 | 0.66682 | 0.53537 | 444972
2016-03-04 21:00 | 0.65922 | 0.50808 | 444497
2016-03-04 22:00 | 0.6078 | 0.47839 | 447234
2016-03-04 23:00 | 0.43735 | 0.53046 | 454889
2016-03-05 | 0.099581 | 0.56033 | 462545
2016-03-05 01:00 | 0.00032005 | 0.54565 | 459738
2016-03-05 02:00 | 0 | 0.52722 | 454048
2016-03-05 03:00 | 0 | 0.52041 | 439985
2016-03-05 04:00 | 0 | 0.51932 | 419916
2016-03-05 05:00 | 0 | 0.51617 | 402308
2016-03-05 06:00 | 0 | 0.5067 | 389789
2016-03-05 07:00 | 0 | 0.49704 | 381883
2016-03-05 08:00 | 0 | 0.49422 | 378361
2016-03-05 09:00 | 0 | 0.49515 | 378804
2016-03-05 10:00 | 0 | 0.496 | 383622
2016-03-05 11:00 | 0 | 0.49973 | 394733
2016-03-05 12:00 | 0 | 0.5 | 407767
2016-03-05 13:00 | 0.02156 | 0.42061 | 417596
2016-03-05 14:00 | 0.24185 | 0.24805 | 421215
2016-03-05 15:00 | 0.46205 | 0.19881 | 420620
2016-03-05 16:00 | 0.58059 | 0.25817 | 416121
2016-03-05 17:00 | 0.62313 | 0.30439 | 411893
2016-03-05 18:00 | 0.61844 | 0.35021 | 407135
2016-03-05 19:00 | 0.60977 | 0.39505 | 404596
2016-03-05 20:00 | 0.60092 | 0.43605 | 402744
2016-03-05 21:00 | 0.56867 | 0.46878 | 403627
2016-03-05 22:00 | 0.49368 | 0.50718 | 407156
2016-03-05 23:00 | 0.34638 | 0.63955 | 417186
2016-03-06 | 0.10813 | 0.77788 | 426981
2016-03-06 01:00 | 0.00043813 | 0.84754 | 428558
2016-03-06 02:00 | 0 | 0.88186 | 423457
2016-03-06 03:00 | 0 | 0.89827 | 411547
2016-03-06 04:00 | 0 | 0.90357 | 394847
2016-03-06 05:00 | 0 | 0.89415 | 378337
2016-03-06 06:00 | 0 | 0.87503 | 366804
2016-03-06 07:00 | 0 | 0.85714 | 360173
2016-03-06 08:00 | 0 | 0.83991 | 356411
2016-03-06 09:00 | 0 | 0.81631 | 356415
2016-03-06 10:00 | 0 | 0.79942 | 359048
2016-03-06 11:00 | 0 | 0.78555 | 366646
2016-03-06 12:00 | 0 | 0.76689 | 377600
2016-03-06 13:00 | 0.012564 | 0.69357 | 387619
2016-03-06 14:00 | 0.223 | 0.53517 | 393836
2016-03-06 15:00 | 0.44764 | 0.55467 | 394051
2016-03-06 16:00 | 0.55687 | 0.57661 | 391527
2016-03-06 17:00 | 0.59909 | 0.57009 | 389677
2016-03-06 18:00 | 0.59583 | 0.56033 | 387230
2016-03-06 19:00 | 0.58601 | 0.55098 | 385165
2016-03-06 20:00 | 0.5781 | 0.54249 | 383511
2016-03-06 21:00 | 0.55602 | 0.54443 | 386144
2016-03-06 22:00 | 0.50173 | 0.57363 | 392608
2016-03-06 23:00 | 0.38527 | 0.64149 | 408579
2016-03-07 | 0.16462 | 0.73341 | 426425
2016-03-07 01:00 | 0.0010416 | 0.78697 | 431649
2016-03-07 02:00 | 0 | 0.80707 | 424435
2016-03-07 03:00 | 0 | 0.82729 | 410688
2016-03-07 04:00 | 0 | 0.83935 | 391731
2016-03-07 05:00 | 0 | 0.84236 | 376348
2016-03-07 06:00 | 0 | 0.8414 | 366160
2016-03-07 07:00 | 0 | 0.82628 | 359939
2016-03-07 08:00 | 0 | 0.79901 | 357960
2016-03-07 09:00 | 0 | 0.76515 | 361536
2016-03-07 10:00 | 0 | 0.72701 | 376711
2016-03-07 11:00 | 0 | 0.6951 | 408344
2016-03-07 12:00 | 0 | 0.67113 | 431451
2016-03-07 13:00 | 0.019554 | 0.5943 | 436012
2016-03-07 14:00 | 0.30863 | 0.4626 | 435209
2016-03-07 15:00 | 0.54963 | 0.49391 | 434992
2016-03-07 16:00 | 0.60862 | 0.54858 | 433605
2016-03-07 17:00 | 0.62413 | 0.57858 | 430155
2016-03-07 18:00 | 0.62308 | 0.61818 | 428360
2016-03-07 19:00 | 0.61226 | 0.65254 | 425749
2016-03-07 20:00 | 0.59811 | 0.67169 | 423283
2016-03-07 21:00 | 0.56513 | 0.6879 | 422736
2016-03-07 22:00 | 0.4939 | 0.71609 | 425027
2016-03-07 23:00 | 0.34072 | 0.77075 | 436129
2016-03-08 | 0.090513 | 0.81871 | 448796
2016-03-08 01:00 | 0.0014342 | 0.82269 | 447563
2016-03-08 02:00 | 0 | 0.81372 | 436677
2016-03-08 03:00 | 0 | 0.80182 | 418531
2016-03-08 04:00 | 0 | 0.79768 | 395467
2016-03-08 05:00 | 0 | 0.79517 | 374281
2016-03-08 06:00 | 0 | 0.77881 | 359069
2016-03-08 07:00 | 0 | 0.75392 | 349145
2016-03-08 08:00 | 0 | 0.72808 | 344267
2016-03-08 09:00 | 0 | 0.69188 | 346924
2016-03-08 10:00 | 0 | 0.66283 | 358915
2016-03-08 11:00 | 0 | 0.6516 | 387430
2016-03-08 12:00 | 0 | 0.64095 | 411254
2016-03-08 13:00 | 0.012863 | 0.57122 | 419161
2016-03-08 14:00 | 0.28662 | 0.51668 | 423336
2016-03-08 15:00 | 0.65305 | 0.4932 | 425877
2016-03-08 16:00 | 0.73069 | 0.46071 | 426409
2016-03-08 17:00 | 0.72194 | 0.43015 | 424840
2016-03-08 18:00 | 0.69411 | 0.39341 | 424108
2016-03-08 19:00 | 0.66443 | 0.3597 | 423858
2016-03-08 20:00 | 0.64728 | 0.33191 | 422736
2016-03-08 21:00 | 0.6189 | 0.30501 | 422784
2016-03-08 22:00 | 0.55776 | 0.27568 | 424813
2016-03-08 23:00 | 0.40434 | 0.26612 | 433883
2016-03-09 | 0.14053 | 0.29469 | 446635
2016-03-09 01:00 | 0.0014756 | 0.30049 | 445107
2016-03-09 02:00 | 0 | 0.30375 | 432794
2016-03-09 03:00 | 0 | 0.28354 | 413765
2016-03-09 04:00 | 0 | 0.25857 | 389747
2016-03-09 05:00 | 0 | 0.24289 | 367798
2016-03-09 06:00 | 0 | 0.23872 | 350590
2016-03-09 07:00 | 0 | 0.24768 | 339505
2016-03-09 08:00 | 0 | 0.26021 | 334541
2016-03-09 09:00 | 0 | 0.25881 | 336101
2016-03-09 10:00 | 0 | 0.24657 | 349279
2016-03-09 11:00 | 0 | 0.23764 | 375362
2016-03-09 12:00 | 0 | 0.23323 | 399305
2016-03-09 13:00 | 0.011514 | 0.20235 | 409712
2016-03-09 14:00 | 0.28552 | 0.11868 | 415738
2016-03-09 15:00 | 0.59084 | 0.11202 | 420814
2016-03-09 16:00 | 0.68958 | 0.12356 | 423758
2016-03-09 17:00 | 0.70124 | 0.1237 | 424288
2016-03-09 18:00 | 0.69276 | 0.12236 | 424566
2016-03-09 19:00 | 0.68544 | 0.12047 | 424719
2016-03-09 20:00 | 0.69318 | 0.11803 | 423876
2016-03-09 21:00 | 0.69429 | 0.11464 | 424493
2016-03-09 22:00 | 0.65583 | 0.10655 | 426869
2016-03-09 23:00 | 0.49617 | 0.12155 | 436308
2016-03-10 | 0.15133 | 0.17848 | 446277
2016-03-10 01:00 | 0.0023676 | 0.23702 | 443311
2016-03-10 02:00 | 0 | 0.26584 | 431802
2016-03-10 03:00 | 0 | 0.26749 | 412417
2016-03-10 04:00 | 0 | 0.25269 | 387558
2016-03-10 05:00 | 0 | 0.24017 | 365298
2016-03-10 06:00 | 0 | 0.23896 | 348775
2016-03-10 07:00 | 0 | 0.25117 | 337334
2016-03-10 08:00 | 0 | 0.27829 | 331475
2016-03-10 09:00 | 0 | 0.30185 | 332082
2016-03-10 10:00 | 0 | 0.32349 | 344103
2016-03-10 11:00 | 0 | 0.34407 | 368195
2016-03-10 12:00 | 0 | 0.35951 | 393405
2016-03-10 13:00 | 0.020343 | 0.31902 | 406887
2016-03-10 14:00 | 0.36801 | 0.20313 | 416430
2016-03-10 15:00 | 0.74127 | 0.22176 | 424084
2016-03-10 16:00 | 0.78971 | 0.25564 | 427335
2016-03-10 17:00 | 0.77965 | 0.28914 | 428866
2016-03-10 18:00 | 0.7604 | 0.2969 | 430572
2016-03-10 19:00 | 0.74595 | 0.29418 | 431701
2016-03-10 20:00 | 0.74951 | 0.28411 | 432151
2016-03-10 21:00 | 0.75264 | 0.26793 | 433016
2016-03-10 22:00 | 0.7182 | 0.24692 | 434635
2016-03-10 23:00 | 0.55873 | 0.30665 | 440543
2016-03-11 | 0.17782 | 0.44743 | 448569
2016-03-11 01:00 | 0.0028766 | 0.56792 | 447010
2016-03-11 02:00 | 0 | 0.63819 | 436255
2016-03-11 03:00 | 0 | 0.68979 | 417010
2016-03-11 04:00 | 0 | 0.72062 | 392696
2016-03-11 05:00 | 0 | 0.73362 | 371586
2016-03-11 06:00 | 0 | 0.73718 | 354663
2016-03-11 07:00 | 0 | 0.74358 | 342633
2016-03-11 08:00 | 0 | 0.73419 | 336132
2016-03-11 09:00 | 0 | 0.71302 | 336078
2016-03-11 10:00 | 0 | 0.69687 | 345496
2016-03-11 11:00 | 0 | 0.67986 | 370252
2016-03-11 12:00 | 0 | 0.65794 | 395329
2016-03-11 13:00 | 0.027537 | 0.5264 | 409015
2016-03-11 14:00 | 0.35266 | 0.29915 | 417633
2016-03-11 15:00 | 0.54686 | 0.29885 | 424674
2016-03-11 16:00 | 0.59149 | 0.41632 | 429006
2016-03-11 17:00 | 0.61403 | 0.43081 | 429653
2016-03-11 18:00 | 0.62307 | 0.42286 | 429771
2016-03-11 19:00 | 0.61885 | 0.41301 | 429113
2016-03-11 20:00 | 0.61023 | 0.39996 | 426720
2016-03-11 21:00 | 0.58518 | 0.38128 | 424934
2016-03-11 22:00 | 0.52168 | 0.37134 | 422823
2016-03-11 23:00 | 0.375 | 0.42437 | 424991
2016-03-12 | 0.11124 | 0.53096 | 430809
2016-03-12 01:00 | 0.0025135 | 0.61701 | 428644
2016-03-12 02:00 | 0 | 0.66482 | 417666
2016-03-12 03:00 | 0 | 0.67416 | 404957
2016-03-12 04:00 | 0 | 0.6676 | 382164
2016-03-12 05:00 | 0 | 0.65249 | 364958
2016-03-12 06:00 | 0 | 0.62334 | 350331
2016-03-12 07:00 | 0 | 0.58365 | 338382
2016-03-12 08:00 | 0 | 0.54438 | 331415
2016-03-12 09:00 | 0 | 0.51009 | 328871
2016-03-12 10:00 | 0 | 0.48058 | 331181
2016-03-12 11:00 | 0 | 0.4569 | 337640
2016-03-12 12:00 | 0 | 0.44758 | 348302
2016-03-12 13:00 | 0.023242 | 0.36409 | 362752
2016-03-12 14:00 | 0.32009 | 0.2262 | 377676
2016-03-12 15:00 | 0.64697 | 0.21573 | 388255
2016-03-12 16:00 | 0.73455 | 0.3161 | 393475
2016-03-12 17:00 | 0.74591 | 0.37515 | 394458
2016-03-12 18:00 | 0.73438 | 0.39995 | 393388
2016-03-12 19:00 | 0.72344 | 0.41762 | 391365
2016-03-12 20:00 | 0.72624 | 0.43593 | 390385
2016-03-12 21:00 | 0.72403 | 0.46079 | 390775
2016-03-12 22:00 | 0.68047 | 0.50617 | 392732
2016-03-12 23:00 | 0.54183 | 0.58661 | 399719
2016-03-13 | 0.1955 | 0.70168 | 407436
2016-03-13 01:00 | 0.0037235 | 0.73542 | 406516
2016-03-13 02:00 | 0 | 0.72832 | 398876
2016-03-13 03:00 | 0 | 0.71238 | 386291
2016-03-13 04:00 | 0 | 0.69139 | 368389
2016-03-13 05:00 | 0 | 0.67363 | 351061
2016-03-13 06:00 | 0 | 0.65319 | 337314
2016-03-13 07:00 | 0 | 0.63266 | 327141
2016-03-13 08:00 | 0 | 0.60946 | 320515
2016-03-13 09:00 | 0 | 0.59104 | 318901
2016-03-13 10:00 | 0 | 0.57662 | 322082
2016-03-13 11:00 | 0 | 0.56483 | 327898
2016-03-13 12:00 | 0 | 0.5569 | 336578
2016-03-13 13:00 | 0.038929 | 0.48819 | 349873
2016-03-13 14:00 | 0.38529 | 0.34702 | 364303
2016-03-13 15:00 | 0.64333 | 0.39527 | 374745
2016-03-13 16:00 | 0.69867 | 0.45426 | 383345
2016-03-13 17:00 | 0.70543 | 0.4422 | 389604
2016-03-13 18:00 | 0.69184 | 0.41204 | 392033
2016-03-13 19:00 | 0.67866 | 0.37987 | 392600
2016-03-13 20:00 | 0.67323 | 0.34786 | 394457
2016-03-13 21:00 | 0.6546 | 0.31132 | 398498
2016-03-13 22:00 | 0.60037 | 0.27136 | 402033
2016-03-13 23:00 | 0.43451 | 0.27713 | 407399
2016-03-14 | 0.14794 | 0.31482 | 415290
2016-03-14 01:00 | 0.0027356 | 0.30293 | 416415
2016-03-14 02:00 | 0 | 0.29092 | 404724
2016-03-14 03:00 | 0 | 0.29471 | 385037
2016-03-14 04:00 | 0 | 0.328 | 361989
2016-03-14 05:00 | 0 | 0.37479 | 343022
2016-03-14 06:00 | 0 | 0.42008 | 331889
2016-03-14 07:00 | 0 | 0.45851 | 325049
2016-03-14 08:00 | 0 | 0.48875 | 326183
2016-03-14 09:00 | 0 | 0.49678 | 338931
2016-03-14 10:00 | 0 | 0.48907 | 362356
2016-03-14 11:00 | 0 | 0.47805 | 391876
2016-03-14 12:00 | 0 | 0.4737 | 409185
2016-03-14 13:00 | 0.053779 | 0.4269 | 420455
2016-03-14 14:00 | 0.43357 | 0.27303 | 429944
2016-03-14 15:00 | 0.69362 | 0.29614 | 437125
2016-03-14 16:00 | 0.75528 | 0.40314 | 440561
2016-03-14 17:00 | 0.75408 | 0.4741 | 443657
2016-03-14 18:00 | 0.74156 | 0.52224 | 446603
2016-03-14 19:00 | 0.73278 | 0.56116 | 448872
2016-03-14 20:00 | 0.73783 | 0.58736 | 450737
2016-03-14 21:00 | 0.74096 | 0.60931 | 452592
2016-03-14 22:00 | 0.70591 | 0.63172 | 452529
2016-03-14 23:00 | 0.56412 | 0.71782 | 452786
2016-03-15 | 0.24784 | 0.78369 | 455067
2016-03-15 01:00 | 0.0061384 | 0.82067 | 447983
2016-03-15 02:00 | 0 | 0.83519 | 428966
2016-03-15 03:00 | 0 | 0.83807 | 406413
2016-03-15 04:00 | 0 | 0.82654 | 382353
2016-03-15 05:00 | 0 | 0.82008 | 362173
2016-03-15 06:00 | 0 | 0.81076 | 348585
2016-03-15 07:00 | 0 | 0.79627 | 339980
2016-03-15 08:00 | 0 | 0.78189 | 339086
2016-03-15 09:00 | 0 | 0.77934 | 347259
2016-03-15 10:00 | 0 | 0.77455 | 373132
2016-03-15 11:00 | 0 | 0.77782 | 400253
2016-03-15 12:00 | 0 | 0.7734 | 413051
2016-03-15 13:00 | 0.053515 | 0.6574 | 421080
2016-03-15 14:00 | 0.47503 | 0.60562 | 429798
2016-03-15 15:00 | 0.73549 | 0.74608 | 434747
2016-03-15 16:00 | 0.7801 | 0.77564 | 438744
2016-03-15 17:00 | 0.77681 | 0.79015 | 442489
2016-03-15 18:00 | 0.76364 | 0.79969 | 445272
2016-03-15 19:00 | 0.75486 | 0.81184 | 447216
2016-03-15 20:00 | 0.758 | 0.82153 | 450355
2016-03-15 21:00 | 0.74916 | 0.8125 | 453096
2016-03-15 22:00 | 0.70144 | 0.77998 | 451827
2016-03-15 23:00 | 0.55984 | 0.74618 | 453300
2016-03-16 | 0.24383 | 0.76933 | 457078
2016-03-16 01:00 | 0.0086333 | 0.7697 | 450176
2016-03-16 02:00 | 0 | 0.75443 | 429895
2016-03-16 03:00 | 0 | 0.73482 | 405990
2016-03-16 04:00 | 0 | 0.71702 | 381536
2016-03-16 05:00 | 0 | 0.70932 | 362804
2016-03-16 06:00 | 0 | 0.70321 | 348463
2016-03-16 07:00 | 0 | 0.69643 | 340052
2016-03-16 08:00 | 0 | 0.69303 | 338483
2016-03-16 09:00 | 0 | 0.69117 | 347356
2016-03-16 10:00 | 0 | 0.68905 | 373130
2016-03-16 11:00 | 0 | 0.68594 | 399637
2016-03-16 12:00 | 0 | 0.677 | 411341
2016-03-16 13:00 | 0.05746 | 0.53087 | 418427
2016-03-16 14:00 | 0.47333 | 0.45518 | 426785
2016-03-16 15:00 | 0.79082 | 0.59434 | 430950
2016-03-16 16:00 | 0.82335 | 0.64398 | 433247
2016-03-16 17:00 | 0.81053 | 0.6515 | 436321
2016-03-16 18:00 | 0.79263 | 0.65144 | 440033
2016-03-16 19:00 | 0.77978 | 0.65346 | 441359
2016-03-16 20:00 | 0.78613 | 0.66255 | 442901
2016-03-16 21:00 | 0.78933 | 0.66644 | 445026
2016-03-16 22:00 | 0.75862 | 0.66123 | 443029
2016-03-16 23:00 | 0.60435 | 0.66257 | 444337
2016-03-17 | 0.2644 | 0.7068 | 450102
2016-03-17 01:00 | 0.0085605 | 0.74223 | 443752
2016-03-17 02:00 | 0 | 0.74649 | 425098
2016-03-17 03:00 | 0 | 0.71685 | 401834
2016-03-17 04:00 | 0 | 0.6628 | 379767
2016-03-17 05:00 | 0 | 0.61791 | 360361
2016-03-17 06:00 | 0 | 0.58389 | 347411
2016-03-17 07:00 | 0 | 0.56232 | 339963
2016-03-17 08:00 | 0 | 0.5424 | 339724
2016-03-17 09:00 | 0 | 0.52689 | 349694
2016-03-17 10:00 | 0 | 0.52401 | 376622
2016-03-17 11:00 | 0 | 0.51729 | 404862
2016-03-17 12:00 | 0 | 0.50015 | 416193
2016-03-17 13:00 | 0.099731 | 0.3482 | 422526
2016-03-17 14:00 | 0.47875 | 0.33009 | 428195
2016-03-17 15:00 | 0.79725 | 0.39627 | 431071
2016-03-17 16:00 | 0.82237 | 0.42243 | 431928
2016-03-17 17:00 | 0.80911 | 0.42359 | 433473
2016-03-17 18:00 | 0.79026 | 0.42043 | 433891
2016-03-17 19:00 | 0.77655 | 0.42063 | 433058
2016-03-17 20:00 | 0.78154 | 0.42222 | 432969
2016-03-17 21:00 | 0.78272 | 0.42391 | 433016
2016-03-17 22:00 | 0.748 | 0.42424 | 431528
2016-03-17 23:00 | 0.59449 | 0.43865 | 434635
2016-03-18 | 0.27421 | 0.49087 | 442171
2016-03-18 01:00 | 0.011316 | 0.51785 | 436010
2016-03-18 02:00 | 0 | 0.52282 | 419733
2016-03-18 03:00 | 0 | 0.51717 | 399149
2016-03-18 04:00 | 0 | 0.49515 | 378574
2016-03-18 05:00 | 0 | 0.4512 | 361172
2016-03-18 06:00 | 0 | 0.40726 | 348755
2016-03-18 07:00 | 0 | 0.37703 | 341577
2016-03-18 08:00 | 0 | 0.36461 | 341671
2016-03-18 09:00 | 0 | 0.35825 | 352041
2016-03-18 10:00 | 0 | 0.35313 | 378131
2016-03-18 11:00 | 0 | 0.34973 | 405393
2016-03-18 12:00 | 0 | 0.34107 | 416764
2016-03-18 13:00 | 0.072862 | 0.32077 | 422899
2016-03-18 14:00 | 0.43518 | 0.39003 | 428495
2016-03-18 15:00 | 0.75057 | 0.40952 | 430735
2016-03-18 16:00 | 0.79603 | 0.40156 | 430355
2016-03-18 17:00 | 0.80112 | 0.39095 | 430978
2016-03-18 18:00 | 0.79018 | 0.38826 | 430776
2016-03-18 19:00 | 0.78163 | 0.39922 | 429869
2016-03-18 20:00 | 0.79105 | 0.42106 | 427879
2016-03-18 21:00 | 0.79668 | 0.44126 | 426015
2016-03-18 22:00 | 0.76915 | 0.45503 | 423443
2016-03-18 23:00 | 0.62519 | 0.46091 | 426392
2016-03-19 | 0.27656 | 0.46484 | 431619
2016-03-19 01:00 | 0.012481 | 0.44399 | 426822
2016-03-19 02:00 | 0 | 0.41875 | 415031
2016-03-19 03:00 | 0 | 0.39998 | 397357
2016-03-19 04:00 | 0 | 0.37616 | 378153
2016-03-19 05:00 | 0 | 0.35257 | 362685
2016-03-19 06:00 | 0 | 0.33756 | 350609
2016-03-19 07:00 | 0 | 0.32685 | 342841
2016-03-19 08:00 | 0 | 0.32 | 340170
2016-03-19 09:00 | 0 | 0.31336 | 342388
2016-03-19 10:00 | 0 | 0.31341 | 351318
2016-03-19 11:00 | 0 | 0.31294 | 364242
2016-03-19 12:00 | 0 | 0.30395 | 379072
2016-03-19 13:00 | 0.11509 | 0.23649 | 393999
2016-03-19 14:00 | 0.4876 | 0.28939 | 404444
2016-03-19 15:00 | 0.77915 | 0.30229 | 407591
2016-03-19 16:00 | 0.81643 | 0.29401 | 406100
2016-03-19 17:00 | 0.81595 | 0.29552 | 401953
2016-03-19 18:00 | 0.79944 | 0.30878 | 396743
2016-03-19 19:00 | 0.78565 | 0.32631 | 392100
2016-03-19 20:00 | 0.78846 | 0.34131 | 390815
2016-03-19 21:00 | 0.78527 | 0.35024 | 392401
2016-03-19 22:00 | 0.74493 | 0.34812 | 394474
2016-03-19 23:00 | 0.57647 | 0.33534 | 401004
2016-03-20 | 0.25255 | 0.40094 | 411271
2016-03-20 01:00 | 0.013666 | 0.46782 | 411596
2016-03-20 02:00 | 0 | 0.46235 | 403284
2016-03-20 03:00 | 0 | 0.43094 | 390083
2016-03-20 04:00 | 0 | 0.39478 | 375309
2016-03-20 05:00 | 0 | 0.37225 | 362490
2016-03-20 06:00 | 0 | 0.3551 | 352719
2016-03-20 07:00 | 0 | 0.34449 | 346932
2016-03-20 08:00 | 0 | 0.3403 | 344382
2016-03-20 09:00 | 0 | 0.33353 | 347241
2016-03-20 10:00 | 0 | 0.32019 | 354367
2016-03-20 11:00 | 0 | 0.30562 | 366569
2016-03-20 12:00 | 0 | 0.27782 | 380362
2016-03-20 13:00 | 0.10565 | 0.1628 | 392900
2016-03-20 14:00 | 0.47482 | 0.13865 | 399596
2016-03-20 15:00 | 0.7565 | 0.11809 | 400534
2016-03-20 16:00 | 0.82762 | 0.10343 | 400810
2016-03-20 17:00 | 0.82344 | 0.088605 | 400102
2016-03-20 18:00 | 0.80854 | 0.080349 | 397444
2016-03-20 19:00 | 0.7974 | 0.078568 | 395478
2016-03-20 20:00 | 0.8028 | 0.079986 | 395877
2016-03-20 21:00 | 0.80291 | 0.080602 | 399662
2016-03-20 22:00 | 0.77442 | 0.076762 | 405572
2016-03-20 23:00 | 0.62439 | 0.10153 | 416082
2016-03-21 | 0.28832 | 0.2049 | 427870
2016-03-21 01:00 | 0.013208 | 0.37275 | 429768
2016-03-21 02:00 | 0 | 0.51933 | 419224
2016-03-21 03:00 | 0 | 0.60119 | 404100
2016-03-21 04:00 | 0 | 0.65206 | 386926
2016-03-21 05:00 | 0 | 0.67689 | 374439
2016-03-21 06:00 | 0 | 0.68924 | 366584
2016-03-21 07:00 | 0 | 0.70114 | 363565
2016-03-21 08:00 | 0 | 0.70856 | 367334
2016-03-21 09:00 | 0 | 0.69639 | 382061
2016-03-21 10:00 | 0 | 0.67715 | 414117
2016-03-21 11:00 | 0 | 0.66263 | 446242
2016-03-21 12:00 | 0 | 0.63804 | 459193
2016-03-21 13:00 | 0.084603 | 0.45243 | 458799
2016-03-21 14:00 | 0.47507 | 0.3878 | 454396
2016-03-21 15:00 | 0.67852 | 0.5317 | 448158
2016-03-21 16:00 | 0.73233 | 0.56957 | 440472
2016-03-21 17:00 | 0.73682 | 0.60291 | 433201
2016-03-21 18:00 | 0.72393 | 0.62105 | 426170
2016-03-21 19:00 | 0.71196 | 0.62974 | 420613
2016-03-21 20:00 | 0.70515 | 0.6337 | 417130
2016-03-21 21:00 | 0.68263 | 0.64065 | 417140
2016-03-21 22:00 | 0.61868 | 0.65108 | 419473
2016-03-21 23:00 | 0.48144 | 0.72125 | 429597
2016-03-22 | 0.20562 | 0.80819 | 443841
2016-03-22 01:00 | 0.013768 | 0.82556 | 443516
2016-03-22 02:00 | 0 | 0.80536 | 429343
2016-03-22 03:00 | 0 | 0.77631 | 409902
2016-03-22 04:00 | 0 | 0.75002 | 391147
2016-03-22 05:00 | 0 | 0.72676 | 378205
2016-03-22 06:00 | 0 | 0.71103 | 369958
2016-03-22 07:00 | 0 | 0.69644 | 367249
2016-03-22 08:00 | 0 | 0.67779 | 370148
2016-03-22 09:00 | 0 | 0.64854 | 384088
2016-03-22 10:00 | 0 | 0.62374 | 415444
2016-03-22 11:00 | 0 | 0.60372 | 444966
2016-03-22 12:00 | 0 | 0.58099 | 452497
2016-03-22 13:00 | 0.06923 | 0.48642 | 447072
2016-03-22 14:00 | 0.39707 | 0.41342 | 440164
2016-03-22 15:00 | 0.6225 | 0.40253 | 433376
2016-03-22 16:00 | 0.70842 | 0.42884 | 426274
2016-03-22 17:00 | 0.72425 | 0.44559 | 419962
2016-03-22 18:00 | 0.72324 | 0.45445 | 415490
2016-03-22 19:00 | 0.71969 | 0.472 | 410986
2016-03-22 20:00 | 0.72235 | 0.49698 | 408946
2016-03-22 21:00 | 0.7125 | 0.52396 | 409661
2016-03-22 22:00 | 0.65709 | 0.55496 | 411033
2016-03-22 23:00 | 0.54225 | 0.61616 | 417740
2016-03-23 | 0.27768 | 0.7139 | 429407
2016-03-23 01:00 | 0.024288 | 0.76447 | 427410
2016-03-23 02:00 | 0 | 0.77784 | 412169
2016-03-23 03:00 | 0 | 0.78309 | 392077
2016-03-23 04:00 | 0 | 0.78837 | 371435
2016-03-23 05:00 | 0 | 0.78503 | 355275
2016-03-23 06:00 | 0 | 0.77687 | 344743
2016-03-23 07:00 | 0 | 0.77337 | 338507
2016-03-23 08:00 | 0 | 0.77586 | 340284
2016-03-23 09:00 | 0 | 0.77125 | 351735
2016-03-23 10:00 | 0 | 0.7618 | 379557
2016-03-23 11:00 | 0 | 0.75988 | 406573
2016-03-23 12:00 | 9.67e-08 | 0.75883 | 417572
2016-03-23 13:00 | 0.097658 | 0.7442 | 420523
2016-03-23 14:00 | 0.43713 | 0.74006 | 423590
2016-03-23 15:00 | 0.69325 | 0.75738 | 423947
2016-03-23 16:00 | 0.78223 | 0.75533 | 421960
2016-03-23 17:00 | 0.78927 | 0.74865 | 421085
2016-03-23 18:00 | 0.7785 | 0.74016 | 420827
2016-03-23 19:00 | 0.76859 | 0.73868 | 420457
2016-03-23 20:00 | 0.77106 | 0.74345 | 421559
2016-03-23 21:00 | 0.76589 | 0.74666 | 423750
2016-03-23 22:00 | 0.73655 | 0.74369 | 424144
2016-03-23 23:00 | 0.61953 | 0.74081 | 428453
2016-03-24 | 0.35409 | 0.73479 | 436285
2016-03-24 01:00 | 0.02771 | 0.72463 | 431813
2016-03-24 02:00 | 0 | 0.70202 | 415184
2016-03-24 03:00 | 0 | 0.68986 | 393248
2016-03-24 04:00 | 0 | 0.69006 | 370780
2016-03-24 05:00 | 0 | 0.71397 | 353765
2016-03-24 06:00 | 0 | 0.74072 | 342199
2016-03-24 07:00 | 0 | 0.74874 | 335265
2016-03-24 08:00 | 0 | 0.74416 | 334414
2016-03-24 09:00 | 0 | 0.73375 | 344570
2016-03-24 10:00 | 0 | 0.71309 | 369985
2016-03-24 11:00 | 0 | 0.6831 | 397052
2016-03-24 12:00 | 2.26e-06 | 0.64913 | 410677
2016-03-24 13:00 | 0.12014 | 0.53282 | 417690
2016-03-24 14:00 | 0.51547 | 0.51032 | 424441
2016-03-24 15:00 | 0.81388 | 0.50454 | 426778
2016-03-24 16:00 | 0.85689 | 0.47485 | 426376
2016-03-24 17:00 | 0.85134 | 0.43961 | 425775
2016-03-24 18:00 | 0.83046 | 0.40342 | 424162
2016-03-24 19:00 | 0.81321 | 0.36747 | 422130
2016-03-24 20:00 | 0.81334 | 0.33007 | 421635
2016-03-24 21:00 | 0.8064 | 0.29549 | 422036
2016-03-24 22:00 | 0.76854 | 0.26655 | 421562
2016-03-24 23:00 | 0.64181 | 0.25429 | 424048
2016-03-25 | 0.33885 | 0.33479 | 429148
2016-03-25 01:00 | 0.029002 | 0.42032 | 426822
2016-03-25 02:00 | 0 | 0.49966 | 411393
2016-03-25 03:00 | 0 | 0.55927 | 391348
2016-03-25 04:00 | 0 | 0.58994 | 370618
2016-03-25 05:00 | 0 | 0.59172 | 353765
2016-03-25 06:00 | 0 | 0.57554 | 342034
2016-03-25 07:00 | 0 | 0.55317 | 335251
2016-03-25 08:00 | 0 | 0.53047 | 334299
2016-03-25 09:00 | 0 | 0.51296 | 340714
2016-03-25 10:00 | 0 | 0.50189 | 358380
2016-03-25 11:00 | 0 | 0.50086 | 380796
2016-03-25 12:00 | 4.3e-06 | 0.48732 | 397205
2016-03-25 13:00 | 0.10721 | 0.32589 | 410507
2016-03-25 14:00 | 0.50987 | 0.29951 | 419029
2016-03-25 15:00 | 0.74584 | 0.45695 | 420350
2016-03-25 16:00 | 0.78028 | 0.47915 | 417424
2016-03-25 17:00 | 0.78702 | 0.46711 | 413151
2016-03-25 18:00 | 0.77783 | 0.45696 | 409258
2016-03-25 19:00 | 0.76559 | 0.4523 | 405291
2016-03-25 20:00 | 0.76501 | 0.45435 | 402461
2016-03-25 21:00 | 0.75487 | 0.47036 | 401640
2016-03-25 22:00 | 0.71053 | 0.49718 | 399619
2016-03-25 23:00 | 0.59164 | 0.55468 | 400658
2016-03-26 | 0.32189 | 0.64549 | 407842
2016-03-26 01:00 | 0.030742 | 0.66823 | 406429
2016-03-26 02:00 | 0 | 0.66325 | 396327
2016-03-26 03:00 | 0 | 0.64395 | 381589
2016-03-26 04:00 | 0 | 0.60896 | 365218
2016-03-26 05:00 | 0 | 0.57102 | 350691
2016-03-26 06:00 | 0 | 0.53582 | 340886
2016-03-26 07:00 | 0 | 0.50615 | 333906
2016-03-26 08:00 | 0 | 0.48604 | 331611
2016-03-26 09:00 | 0 | 0.46936 | 334220
2016-03-26 10:00 | 0 | 0.45182 | 342424
2016-03-26 11:00 | 0 | 0.43857 | 354664
2016-03-26 12:00 | 1.08e-05 | 0.40699 | 369423
2016-03-26 13:00 | 0.099074 | 0.34338 | 382245
2016-03-26 14:00 | 0.48158 | 0.35949 | 389687
2016-03-26 15:00 | 0.75002 | 0.35343 | 391379
2016-03-26 16:00 | 0.78258 | 0.31691 | 389794
2016-03-26 17:00 | 0.7895 | 0.27984 | 385681
2016-03-26 18:00 | 0.77981 | 0.25716 | 381045
2016-03-26 19:00 | 0.76697 | 0.24441 | 378689
2016-03-26 20:00 | 0.76149 | 0.2371 | 378613
2016-03-26 21:00 | 0.74797 | 0.23025 | 380015
2016-03-26 22:00 | 0.70987 | 0.2299 | 382175
2016-03-26 23:00 | 0.59783 | 0.254 | 387402
2016-03-27 | 0.34871 | 0.34118 | 397354
2016-03-27 01:00 | 0.032405 | 0.39886 | 397754
2016-03-27 02:00 | 0 | 0.42624 | 389218
2016-03-27 03:00 | 0 | 0.4471 | 375683
2016-03-27 04:00 | 0 | 0.45505 | 359203
2016-03-27 05:00 | 0 | 0.46959 | 343173
2016-03-27 06:00 | 0 | 0.48635 | 331201
2016-03-27 07:00 | 0 | 0.49493 | 323577
2016-03-27 08:00 | 0 | 0.50239 | 320006
2016-03-27 09:00 | 0 | 0.50656 | 321002
2016-03-27 10:00 | 0 | 0.5027 | 326695
2016-03-27 11:00 | 0 | 0.48262 | 335550
2016-03-27 12:00 | 1.96e-05 | 0.44359 | 350038
2016-03-27 13:00 | 0.17421 | 0.2946 | 364893
2016-03-27 14:00 | 0.53376 | 0.22449 | 373526
2016-03-27 15:00 | 0.75593 | 0.22582 | 376118
2016-03-27 16:00 | 0.82464 | 0.20706 | 376696
2016-03-27 17:00 | 0.83248 | 0.18389 | 374050
2016-03-27 18:00 | 0.81661 | 0.17155 | 369424
2016-03-27 19:00 | 0.80371 | 0.1685 | 366593
2016-03-27 20:00 | 0.80266 | 0.1712 | 365917
2016-03-27 21:00 | 0.79372 | 0.17163 | 366194
2016-03-27 22:00 | 0.75906 | 0.16203 | 369738
2016-03-27 23:00 | 0.6291 | 0.14563 | 378549
2016-03-28 | 0.33293 | 0.17874 | 389831
2016-03-28 01:00 | 0.027293 | 0.26863 | 391812
2016-03-28 02:00 | 0 | 0.39423 | 382930
2016-03-28 03:00 | 0 | 0.51946 | 368065
2016-03-28 04:00 | 0 | 0.61095 | 350485
2016-03-28 05:00 | 0 | 0.65118 | 337077
2016-03-28 06:00 | 0 | 0.66844 | 328173
2016-03-28 07:00 | 0 | 0.667 | 323301
2016-03-28 08:00 | 0 | 0.65077 | 324491
2016-03-28 09:00 | 0 | 0.61352 | 337024
2016-03-28 10:00 | 0 | 0.57211 | 363343
2016-03-28 11:00 | 0 | 0.53721 | 392770
2016-03-28 12:00 | 3.59e-05 | 0.49832 | 410892
2016-03-28 13:00 | 0.15934 | 0.28412 | 421543
2016-03-28 14:00 | 0.45115 | 0.16615 | 429601
2016-03-28 15:00 | 0.62947 | 0.25324 | 432761
2016-03-28 16:00 | 0.67901 | 0.3432 | 432650
2016-03-28 17:00 | 0.69209 | 0.36358 | 432249
2016-03-28 18:00 | 0.68845 | 0.36643 | 431364
2016-03-28 19:00 | 0.67649 | 0.37254 | 429831
2016-03-28 20:00 | 0.66255 | 0.38502 | 428490
2016-03-28 21:00 | 0.63301 | 0.40629 | 429216
2016-03-28 22:00 | 0.57622 | 0.44064 | 428639
2016-03-28 23:00 | 0.45245 | 0.53313 | 430926
2016-03-29 | 0.22162 | 0.72946 | 437328
2016-03-29 01:00 | 0.025598 | 0.81475 | 433906
2016-03-29 02:00 | 0 | 0.84275 | 417820
2016-03-29 03:00 | 0 | 0.84903 | 396910
2016-03-29 04:00 | 0 | 0.83263 | 375069
2016-03-29 05:00 | 0 | 0.80619 | 359006
2016-03-29 06:00 | 0 | 0.77068 | 348076
2016-03-29 07:00 | 0 | 0.72998 | 342509
2016-03-29 08:00 | 0 | 0.69392 | 342496
2016-03-29 09:00 | 0 | 0.66328 | 353594
2016-03-29 10:00 | 0 | 0.64833 | 381057
2016-03-29 11:00 | 0 | 0.6392 | 409016
2016-03-29 12:00 | 2.38e-05 | 0.61178 | 421276
2016-03-29 13:00 | 0.11542 | 0.44337 | 426116
2016-03-29 14:00 | 0.42148 | 0.4269 | 430112
2016-03-29 15:00 | 0.63324 | 0.57523 | 429882
2016-03-29 16:00 | 0.69179 | 0.62286 | 426445
2016-03-29 17:00 | 0.7061 | 0.65843 | 423530
2016-03-29 18:00 | 0.6982 | 0.68548 | 419707
2016-03-29 19:00 | 0.68492 | 0.70206 | 414668
2016-03-29 20:00 | 0.66905 | 0.7107 | 411618
2016-03-29 21:00 | 0.63515 | 0.71961 | 410978
2016-03-29 22:00 | 0.55425 | 0.74026 | 411659
2016-03-29 23:00 | 0.4037 | 0.76524 | 416763
2016-03-30 | 0.21613 | 0.77773 | 428876
2016-03-30 01:00 | 0.028195 | 0.77974 | 426869
2016-03-30 02:00 | 0 | 0.7737 | 411229
2016-03-30 03:00 | 0 | 0.76011 | 391943
2016-03-30 04:00 | 0 | 0.73758 | 373299
2016-03-30 05:00 | 0 | 0.71201 | 358903
2016-03-30 06:00 | 0 | 0.68761 | 348692
2016-03-30 07:00 | 0 | 0.65931 | 343985
2016-03-30 08:00 | 0 | 0.64154 | 345324
2016-03-30 09:00 | 0 | 0.63297 | 354962
2016-03-30 10:00 | 0 | 0.63587 | 382679
2016-03-30 11:00 | 0 | 0.63763 | 409373
2016-03-30 12:00 | 2.25e-05 | 0.62837 | 419980
2016-03-30 13:00 | 0.11639 | 0.51875 | 423396
2016-03-30 14:00 | 0.4599 | 0.48637 | 425989
2016-03-30 15:00 | 0.70717 | 0.50785 | 425878
2016-03-30 16:00 | 0.7562 | 0.53168 | 423641
2016-03-30 17:00 | 0.75533 | 0.5393 | 422023
2016-03-30 18:00 | 0.74534 | 0.54699 | 419795
2016-03-30 19:00 | 0.73461 | 0.54985 | 420096
2016-03-30 20:00 | 0.73137 | 0.55505 | 419362
2016-03-30 21:00 | 0.71963 | 0.56184 | 420230
2016-03-30 22:00 | 0.68629 | 0.5592 | 421131
2016-03-30 23:00 | 0.57512 | 0.56433 | 425611
2016-03-31 | 0.33737 | 0.60333 | 434380
2016-03-31 01:00 | 0.048423 | 0.61564 | 429456
2016-03-31 02:00 | 0 | 0.61699 | 412312
2016-03-31 03:00 | 0 | 0.62069 | 392062
2016-03-31 04:00 | 0 | 0.62931 | 370608
2016-03-31 05:00 | 0 | 0.63467 | 354013
2016-03-31 06:00 | 0 | 0.63147 | 341985
2016-03-31 07:00 | 0 | 0.61948 | 334931
2016-03-31 08:00 | 0 | 0.61723 | 334585
2016-03-31 09:00 | 0 | 0.60244 | 343135
2016-03-31 10:00 | 0 | 0.58083 | 366257
2016-03-31 11:00 | 0 | 0.56716 | 392250
2016-03-31 12:00 | 8.57e-05 | 0.54355 | 405935
2016-03-31 13:00 | 0.17681 | 0.48078 | 415097
2016-03-31 14:00 | 0.51824 | 0.55387 | 424306
2016-03-31 15:00 | 0.7487 | 0.57016 | 429177
2016-03-31 16:00 | 0.80985 | 0.57258 | 430678
2016-03-31 17:00 | 0.80772 | 0.57002 | 432261
2016-03-31 18:00 | 0.78671 | 0.56939 | 433513
2016-03-31 19:00 | 0.76381 | 0.57165 | 433019
2016-03-31 20:00 | 0.74799 | 0.57893 | 433947
2016-03-31 21:00 | 0.7194 | 0.58571 | 435573
2016-03-31 22:00 | 0.65811 | 0.59 | 434337
2016-03-31 23:00 | 0.53924 | 0.58517 | 435426
2016-04-01 | 0.31714 | 0.5966 | 439296
2016-04-01 01:00 | 0.051001 | 0.65921 | 434590
2016-04-01 02:00 | 1.72e-07 | 0.67166 | 417220
2016-04-01 03:00 | 0 | 0.65244 | 396361
2016-04-01 04:00 | 0 | 0.63952 | 373765
2016-04-01 05:00 | 0 | 0.62403 | 355606
2016-04-01 06:00 | 0 | 0.60046 | 342598
2016-04-01 07:00 | 0 | 0.5832 | 334101
2016-04-01 08:00 | 0 | 0.56041 | 332912
2016-04-01 09:00 | 0 | 0.54163 | 340789
2016-04-01 10:00 | 0 | 0.53431 | 363022
2016-04-01 11:00 | 0 | 0.52717 | 389519
2016-04-01 12:00 | 2.88e-05 | 0.48394 | 404981
2016-04-01 13:00 | 0.11849 | 0.42564 | 416209
2016-04-01 14:00 | 0.50643 | 0.53191 | 425683
2016-04-01 15:00 | 0.71205 | 0.55328 | 430139
2016-04-01 16:00 | 0.80358 | 0.53229 | 430453
2016-04-01 17:00 | 0.80649 | 0.52367 | 429766
2016-04-01 18:00 | 0.79711 | 0.53685 | 427550
2016-04-01 19:00 | 0.78676 | 0.57278 | 424573
2016-04-01 20:00 | 0.79112 | 0.6198 | 421807
2016-04-01 21:00 | 0.79026 | 0.65705 | 419340
2016-04-01 22:00 | 0.76968 | 0.661 | 415624
2016-04-01 23:00 | 0.66955 | 0.61496 | 414611
2016-04-02 | 0.43002 | 0.58274 | 419217
2016-04-02 01:00 | 0.057277 | 0.61196 | 416423
2016-04-02 02:00 | 4.28e-07 | 0.6101 | 404928
2016-04-02 03:00 | 0 | 0.62194 | 388010
2016-04-02 04:00 | 0 | 0.63792 | 368271
2016-04-02 05:00 | 0 | 0.64176 | 353021
2016-04-02 06:00 | 0 | 0.64462 | 341050
2016-04-02 07:00 | 0 | 0.65186 | 332783
2016-04-02 08:00 | 0 | 0.66623 | 329988
2016-04-02 09:00 | 0 | 0.68346 | 333243
2016-04-02 10:00 | 0 | 0.70578 | 342208
2016-04-02 11:00 | 0 | 0.72345 | 355236
2016-04-02 12:00 | 0.00010103 | 0.70906 | 369959
2016-04-02 13:00 | 0.17573 | 0.4925 | 384596
2016-04-02 14:00 | 0.59396 | 0.37497 | 393724
2016-04-02 15:00 | 0.78576 | 0.42251 | 396754
2016-04-02 16:00 | 0.87259 | 0.47457 | 394001
2016-04-02 17:00 | 0.8741 | 0.45233 | 389895
2016-04-02 18:00 | 0.8589 | 0.41807 | 385511
2016-04-02 19:00 | 0.84832 | 0.3895 | 381717
2016-04-02 20:00 | 0.85337 | 0.37077 | 380927
2016-04-02 21:00 | 0.85416 | 0.35297 | 382002
2016-04-02 22:00 | 0.82824 | 0.33309 | 383591
2016-04-02 23:00 | 0.71102 | 0.29737 | 388056
2016-04-03 | 0.42536 | 0.32238 | 397214
2016-04-03 01:00 | 0.055891 | 0.38622 | 399248
2016-04-03 02:00 | 7.32e-08 | 0.47334 | 390446
2016-04-03 03:00 | 0 | 0.58523 | 377150
2016-04-03 04:00 | 0 | 0.72924 | 361280
2016-04-03 05:00 | 0 | 0.81261 | 347844
2016-04-03 06:00 | 0 | 0.8602 | 338151
2016-04-03 07:00 | 0 | 0.88614 | 332824
2016-04-03 08:00 | 0 | 0.89528 | 331348
2016-04-03 09:00 | 0 | 0.88984 | 333588
2016-04-03 10:00 | 0 | 0.87702 | 341431
2016-04-03 11:00 | 0 | 0.86846 | 351983
2016-04-03 12:00 | 9.98e-05 | 0.83597 | 364633
2016-04-03 13:00 | 0.17905 | 0.57106 | 374386
2016-04-03 14:00 | 0.56789 | 0.42557 | 378868
2016-04-03 15:00 | 0.74745 | 0.56184 | 378196
2016-04-03 16:00 | 0.84739 | 0.65207 | 377267
2016-04-03 17:00 | 0.84977 | 0.6765 | 375638
2016-04-03 18:00 | 0.83207 | 0.68132 | 373692
2016-04-03 19:00 | 0.81972 | 0.68431 | 372138
2016-04-03 20:00 | 0.82077 | 0.68366 | 374893
2016-04-03 21:00 | 0.81629 | 0.68391 | 380097
2016-04-03 22:00 | 0.77984 | 0.67603 | 386300
2016-04-03 23:00 | 0.65318 | 0.67566 | 393963
2016-04-04 | 0.38197 | 0.70953 | 405691
2016-04-04 01:00 | 0.048543 | 0.75585 | 406544
2016-04-04 02:00 | 2.43e-06 | 0.75368 | 393610
2016-04-04 03:00 | 0 | 0.71619 | 376446
2016-04-04 04:00 | 0 | 0.65417 | 357190
2016-04-04 05:00 | 0 | 0.58642 | 342504
2016-04-04 06:00 | 0 | 0.53003 | 332944
2016-04-04 07:00 | 0 | 0.48581 | 327624
2016-04-04 08:00 | 0 | 0.45391 | 328757
2016-04-04 09:00 | 0 | 0.42258 | 342155
2016-04-04 10:00 | 0 | 0.40122 | 371782
2016-04-04 11:00 | 0 | 0.39269 | 399995
2016-04-04 12:00 | 0.00010661 | 0.34851 | 411957
2016-04-04 13:00 | 0.22007 | 0.19413 | 417396
2016-04-04 14:00 | 0.51159 | 0.12219 | 422326
2016-04-04 15:00 | 0.70158 | 0.13833 | 424961
2016-04-04 16:00 | 0.79367 | 0.15075 | 426317
2016-04-04 17:00 | 0.80543 | 0.14297 | 428527
2016-04-04 18:00 | 0.79267 | 0.14008 | 430624
2016-04-04 19:00 | 0.78025 | 0.14504 | 432786
2016-04-04 20:00 | 0.77527 | 0.15647 | 436918
2016-04-04 21:00 | 0.75925 | 0.17012 | 441503
2016-04-04 22:00 | 0.70977 | 0.19388 | 444042
2016-04-04 23:00 | 0.59772 | 0.26271 | 445816
2016-04-05 | 0.35436 | 0.53783 | 451312
2016-04-05 01:00 | 0.058307 | 0.72267 | 446412
2016-04-05 02:00 | 4.72e-06 | 0.80118 | 427575
2016-04-05 03:00 | 0 | 0.83682 | 404221
2016-04-05 04:00 | 0 | 0.85382 | 382051
2016-04-05 05:00 | 0 | 0.85653 | 364334
2016-04-05 06:00 | 0 | 0.84564 | 352651
2016-04-05 07:00 | 0 | 0.82941 | 345982
2016-04-05 08:00 | 0 | 0.81685 | 346231
2016-04-05 09:00 | 0 | 0.79776 | 359065
2016-04-05 10:00 | 0 | 0.78683 | 388043
2016-04-05 11:00 | 0 | 0.78126 | 415330
2016-04-05 12:00 | 0.0001286 | 0.74126 | 425343
2016-04-05 13:00 | 0.20167 | 0.60423 | 429582
2016-04-05 14:00 | 0.55182 | 0.64645 | 433786
2016-04-05 15:00 | 0.74602 | 0.78578 | 434652
2016-04-05 16:00 | 0.83219 | 0.82691 | 433606
2016-04-05 17:00 | 0.82441 | 0.81718 | 433699
2016-04-05 18:00 | 0.80344 | 0.8147 | 433874
2016-04-05 19:00 | 0.78887 | 0.81738 | 434463
2016-04-05 20:00 | 0.78866 | 0.81742 | 436496
2016-04-05 21:00 | 0.78236 | 0.82444 | 440088
2016-04-05 22:00 | 0.74996 | 0.83566 | 442738
2016-04-05 23:00 | 0.63945 | 0.84208 | 446832
2016-04-06 | 0.3941 | 0.85733 | 457670
2016-04-06 01:00 | 0.062109 | 0.85712 | 455270
2016-04-06 02:00 | 8.92e-06 | 0.8534 | 437545
2016-04-06 03:00 | 0 | 0.8522 | 414687
2016-04-06 04:00 | 0 | 0.84169 | 394336
2016-04-06 05:00 | 0 | 0.82836 | 377399
2016-04-06 06:00 | 0 | 0.82141 | 365727
2016-04-06 07:00 | 0 | 0.81901 | 359665
2016-04-06 08:00 | 0 | 0.81459 | 359740
2016-04-06 09:00 | 0 | 0.8111 | 370546
2016-04-06 10:00 | 0 | 0.80653 | 398678
2016-04-06 11:00 | 0 | 0.80685 | 423477
2016-04-06 12:00 | 0.00015019 | 0.78205 | 429642
2016-04-06 13:00 | 0.21234 | 0.66023 | 430930
2016-04-06 14:00 | 0.5942 | 0.75148 | 432890
2016-04-06 15:00 | 0.7966 | 0.7839 | 432338
2016-04-06 16:00 | 0.86568 | 0.77144 | 430134
2016-04-06 17:00 | 0.87043 | 0.76529 | 429355
2016-04-06 18:00 | 0.85462 | 0.7634 | 429714
2016-04-06 19:00 | 0.84124 | 0.76361 | 429632
2016-04-06 20:00 | 0.84157 | 0.76229 | 432251
2016-04-06 21:00 | 0.83644 | 0.75296 | 435366
2016-04-06 22:00 | 0.80668 | 0.72749 | 438344
2016-04-06 23:00 | 0.68773 | 0.6696 | 443182
2016-04-07 | 0.41791 | 0.62558 | 448526
2016-04-07 01:00 | 0.058264 | 0.57415 | 443024
2016-04-07 02:00 | 9.22e-06 | 0.54059 | 424750
2016-04-07 03:00 | 0 | 0.54152 | 401619
2016-04-07 04:00 | 0 | 0.57265 | 378658
2016-04-07 05:00 | 0 | 0.61934 | 361094
2016-04-07 06:00 | 0 | 0.67869 | 348949
2016-04-07 07:00 | 0 | 0.71883 | 342122
2016-04-07 08:00 | 0 | 0.73334 | 341886
2016-04-07 09:00 | 0 | 0.74586 | 350117
2016-04-07 10:00 | 0 | 0.7553 | 376991
2016-04-07 11:00 | 0 | 0.75134 | 403392
2016-04-07 12:00 | 0.00018077 | 0.70288 | 414841
2016-04-07 13:00 | 0.18455 | 0.51539 | 421774
2016-04-07 14:00 | 0.45268 | 0.57038 | 428430
2016-04-07 15:00 | 0.61169 | 0.67892 | 431891
2016-04-07 16:00 | 0.69391 | 0.69699 | 433514
2016-04-07 17:00 | 0.71785 | 0.69419 | 435105
2016-04-07 18:00 | 0.71653 | 0.69293 | 436583
2016-04-07 19:00 | 0.70349 | 0.69456 | 438358
2016-04-07 20:00 | 0.69156 | 0.69829 | 441584
2016-04-07 21:00 | 0.66178 | 0.70206 | 444346
2016-04-07 22:00 | 0.59484 | 0.70377 | 443858
2016-04-07 23:00 | 0.46479 | 0.70405 | 443415
2016-04-08 | 0.26294 | 0.73273 | 447159
2016-04-08 01:00 | 0.034304 | 0.81498 | 442404
2016-04-08 02:00 | 6.17e-06 | 0.79935 | 424868
2016-04-08 03:00 | 0 | 0.74673 | 402749
2016-04-08 04:00 | 0 | 0.66113 | 380965
2016-04-08 05:00 | 0 | 0.57212 | 363625
2016-04-08 06:00 | 0 | 0.49886 | 351875
2016-04-08 07:00 | 0 | 0.45246 | 345250
2016-04-08 08:00 | 0 | 0.42976 | 345398
2016-04-08 09:00 | 0 | 0.41255 | 355321
2016-04-08 10:00 | 0 | 0.40299 | 380433
2016-04-08 11:00 | 0 | 0.40403 | 404672
2016-04-08 12:00 | 0.00019621 | 0.37346 | 414752
2016-04-08 13:00 | 0.13043 | 0.28726 | 420576
2016-04-08 14:00 | 0.32893 | 0.35974 | 426123
2016-04-08 15:00 | 0.47923 | 0.40847 | 429033
2016-04-08 16:00 | 0.56504 | 0.40638 | 428742
2016-04-08 17:00 | 0.60355 | 0.39529 | 428449
2016-04-08 18:00 | 0.60945 | 0.38606 | 428302
2016-04-08 19:00 | 0.60158 | 0.37855 | 426825
2016-04-08 20:00 | 0.58587 | 0.3712 | 426716
2016-04-08 21:00 | 0.54238 | 0.36412 | 426130
2016-04-08 22:00 | 0.47103 | 0.35499 | 423852
2016-04-08 23:00 | 0.34663 | 0.34678 | 422141
2016-04-09 | 0.18013 | 0.40102 | 427867
2016-04-09 01:00 | 0.017252 | 0.58222 | 426624
2016-04-09 02:00 | 9.18e-08 | 0.65128 | 415274
2016-04-09 03:00 | 0 | 0.6558 | 399143
2016-04-09 04:00 | 0 | 0.62961 | 381061
2016-04-09 05:00 | 0 | 0.60126 | 367048
2016-04-09 06:00 | 0 | 0.58213 | 356187
2016-04-09 07:00 | 0 | 0.56636 | 349844
2016-04-09 08:00 | 0 | 0.55456 | 347363
2016-04-09 09:00 | 0 | 0.53678 | 351170
2016-04-09 10:00 | 0 | 0.52376 | 359217
2016-04-09 11:00 | 0 | 0.51988 | 369960
2016-04-09 12:00 | 0.0002203 | 0.50067 | 383239
2016-04-09 13:00 | 0.16668 | 0.49479 | 394503
2016-04-09 14:00 | 0.43552 | 0.50625 | 402159
2016-04-09 15:00 | 0.61325 | 0.53502 | 404535
2016-04-09 16:00 | 0.6776 | 0.56914 | 403425
2016-04-09 17:00 | 0.68742 | 0.60684 | 401764
2016-04-09 18:00 | 0.68223 | 0.64243 | 399211
2016-04-09 19:00 | 0.67524 | 0.67793 | 396576
2016-04-09 20:00 | 0.66736 | 0.70616 | 396480
2016-04-09 21:00 | 0.6397 | 0.73082 | 396600
2016-04-09 22:00 | 0.57814 | 0.74874 | 397334
2016-04-09 23:00 | 0.46216 | 0.76334 | 400185
2016-04-10 | 0.26481 | 0.82262 | 410290
2016-04-10 01:00 | 0.025691 | 0.88353 | 412863
2016-04-10 02:00 | 1.24e-07 | 0.91312 | 404305
2016-04-10 03:00 | 0 | 0.91207 | 391068
2016-04-10 04:00 | 0 | 0.8937 | 376051
2016-04-10 05:00 | 0 | 0.87162 | 363926
2016-04-10 06:00 | 0 | 0.84217 | 354621
2016-04-10 07:00 | 0 | 0.81261 | 348915
2016-04-10 08:00 | 0 | 0.78544 | 347315
2016-04-10 09:00 | 0 | 0.76987 | 348954
2016-04-10 10:00 | 0 | 0.75326 | 354885
2016-04-10 11:00 | 0 | 0.73253 | 362477
2016-04-10 12:00 | 0.0004577 | 0.64839 | 371109
2016-04-10 13:00 | 0.21617 | 0.51696 | 379666
2016-04-10 14:00 | 0.47058 | 0.58866 | 385109
2016-04-10 15:00 | 0.64559 | 0.62437 | 386806
2016-04-10 16:00 | 0.70336 | 0.61651 | 388802
2016-04-10 17:00 | 0.70245 | 0.59713 | 388882
2016-04-10 18:00 | 0.68632 | 0.5822 | 388785
2016-04-10 19:00 | 0.66099 | 0.57585 | 388616
2016-04-10 20:00 | 0.63296 | 0.57706 | 391078
2016-04-10 21:00 | 0.5837 | 0.58005 | 395313
2016-04-10 22:00 | 0.49806 | 0.58817 | 399719
2016-04-10 23:00 | 0.37786 | 0.61608 | 405711
2016-04-11 | 0.20409 | 0.68183 | 416358
2016-04-11 01:00 | 0.041129 | 0.72508 | 415376
2016-04-11 02:00 | 1.79e-06 | 0.69799 | 401510
2016-04-11 03:00 | 0 | 0.65286 | 383794
2016-04-11 04:00 | 0 | 0.62684 | 365234
2016-04-11 05:00 | 0 | 0.6089 | 350424
2016-04-11 06:00 | 0 | 0.60477 | 340447
2016-04-11 07:00 | 0 | 0.58893 | 335183
2016-04-11 08:00 | 0 | 0.57633 | 337219
2016-04-11 09:00 | 0 | 0.5399 | 348728
2016-04-11 10:00 | 0 | 0.49536 | 376332
2016-04-11 11:00 | 0 | 0.4863 | 402260
2016-04-11 12:00 | 0.0003739 | 0.42693 | 414026
2016-04-11 13:00 | 0.20326 | 0.42161 | 421216
2016-04-11 14:00 | 0.48129 | 0.46264 | 427489
2016-04-11 15:00 | 0.67303 | 0.45591 | 430492
2016-04-11 16:00 | 0.74956 | 0.42682 | 430721
2016-04-11 17:00 | 0.75109 | 0.39298 | 431134
2016-04-11 18:00 | 0.73532 | 0.36103 | 431481
2016-04-11 19:00 | 0.72218 | 0.33781 | 431842
2016-04-11 20:00 | 0.71725 | 0.32411 | 432855
2016-04-11 21:00 | 0.70064 | 0.31103 | 434795
2016-04-11 22:00 | 0.65612 | 0.29475 | 434879
2016-04-11 23:00 | 0.54715 | 0.27291 | 435622
2016-04-12 | 0.34327 | 0.30642 | 440493
2016-04-12 01:00 | 0.070271 | 0.44416 | 436390
2016-04-12 02:00 | 1.99e-05 | 0.52991 | 419168
2016-04-12 03:00 | 0 | 0.52932 | 396397
2016-04-12 04:00 | 0 | 0.51495 | 375364
2016-04-12 05:00 | 0 | 0.49538 | 357673
2016-04-12 06:00 | 0 | 0.46568 | 345682
2016-04-12 07:00 | 0 | 0.4359 | 339401
2016-04-12 08:00 | 0 | 0.41818 | 339616
2016-04-12 09:00 | 0 | 0.41676 | 349814
2016-04-12 10:00 | 0 | 0.41895 | 376869
2016-04-12 11:00 | 0 | 0.41919 | 402783
2016-04-12 12:00 | 0.00089368 | 0.3705 | 414108
2016-04-12 13:00 | 0.17864 | 0.23714 | 420206
2016-04-12 14:00 | 0.49726 | 0.28421 | 426478
2016-04-12 15:00 | 0.66926 | 0.31718 | 428627
2016-04-12 16:00 | 0.72638 | 0.31635 | 428801
2016-04-12 17:00 | 0.7205 | 0.30342 | 429079
2016-04-12 18:00 | 0.70355 | 0.28778 | 428016
2016-04-12 19:00 | 0.68628 | 0.27533 | 426659
2016-04-12 20:00 | 0.67266 | 0.26442 | 426407
2016-04-12 21:00 | 0.64645 | 0.25433 | 426789
2016-04-12 22:00 | 0.60005 | 0.24895 | 425314
2016-04-12 23:00 | 0.49889 | 0.27171 | 426837
2016-04-13 | 0.33825 | 0.39039 | 437655
2016-04-13 01:00 | 0.085677 | 0.5207 | 436961
2016-04-13 02:00 | 2.04e-05 | 0.54957 | 419995
2016-04-13 03:00 | 0 | 0.54558 | 397238
2016-04-13 04:00 | 0 | 0.53766 | 376195
2016-04-13 05:00 | 0 | 0.5279 | 360619
2016-04-13 06:00 | 0 | 0.51844 | 349758
2016-04-13 07:00 | 0 | 0.49861 | 344004
2016-04-13 08:00 | 0 | 0.47599 | 343734
2016-04-13 09:00 | 0 | 0.45023 | 355247
2016-04-13 10:00 | 0 | 0.41998 | 383845
2016-04-13 11:00 | 0 | 0.39182 | 408309
2016-04-13 12:00 | 0.0020192 | 0.315 | 416018
2016-04-13 13:00 | 0.22167 | 0.15617 | 419496
2016-04-13 14:00 | 0.56059 | 0.13761 | 422022
2016-04-13 15:00 | 0.72045 | 0.20522 | 422677
2016-04-13 16:00 | 0.78642 | 0.22584 | 421635
2016-04-13 17:00 | 0.78653 | 0.22622 | 421421
2016-04-13 18:00 | 0.77901 | 0.23298 | 420318
2016-04-13 19:00 | 0.77395 | 0.24309 | 419147
2016-04-13 20:00 | 0.77322 | 0.2514 | 419580
2016-04-13 21:00 | 0.76472 | 0.25162 | 420450
2016-04-13 22:00 | 0.72679 | 0.25585 | 420714
2016-04-13 23:00 | 0.6212 | 0.29751 | 423466
2016-04-14 | 0.42727 | 0.47007 | 433333
2016-04-14 01:00 | 0.10057 | 0.64702 | 431857
2016-04-14 02:00 | 6.1e-05 | 0.7007 | 415238
2016-04-14 03:00 | 0 | 0.69854 | 393102
2016-04-14 04:00 | 0 | 0.68032 | 373006
2016-04-14 05:00 | 0 | 0.65008 | 358223
2016-04-14 06:00 | 0 | 0.60878 | 347343
2016-04-14 07:00 | 0 | 0.56162 | 341993
2016-04-14 08:00 | 0 | 0.51381 | 341746
2016-04-14 09:00 | 0 | 0.46433 | 352742
2016-04-14 10:00 | 0 | 0.42398 | 380747
2016-04-14 11:00 | 0 | 0.39349 | 404590
2016-04-14 12:00 | 0.0011141 | 0.32985 | 413020
2016-04-14 13:00 | 0.27098 | 0.20115 | 416572
2016-04-14 14:00 | 0.60336 | 0.22237 | 420562
2016-04-14 15:00 | 0.75834 | 0.32117 | 422502
2016-04-14 16:00 | 0.83644 | 0.37763 | 423006
2016-04-14 17:00 | 0.83717 | 0.42074 | 424556
2016-04-14 18:00 | 0.82043 | 0.46297 | 425327
2016-04-14 19:00 | 0.80748 | 0.50692 | 425102
2016-04-14 20:00 | 0.80453 | 0.54742 | 425819
2016-04-14 21:00 | 0.79345 | 0.57883 | 426379
2016-04-14 22:00 | 0.75339 | 0.60199 | 425115
2016-04-14 23:00 | 0.65115 | 0.6402 | 426133
2016-04-15 | 0.43706 | 0.74127 | 434114
2016-04-15 01:00 | 0.111 | 0.83564 | 432498
2016-04-15 02:00 | 7.57e-05 | 0.84661 | 415650
2016-04-15 03:00 | 0 | 0.85185 | 394724
2016-04-15 04:00 | 0 | 0.84843 | 372955
2016-04-15 05:00 | 0 | 0.84553 | 354842
2016-04-15 06:00 | 0 | 0.83761 | 343301
2016-04-15 07:00 | 0 | 0.82272 | 337169
2016-04-15 08:00 | 0 | 0.79571 | 336380
2016-04-15 09:00 | 0 | 0.76189 | 347158
2016-04-15 10:00 | 0 | 0.73294 | 373539
2016-04-15 11:00 | 0 | 0.69513 | 396502
2016-04-15 12:00 | 0.0034037 | 0.58862 | 405688
2016-04-15 13:00 | 0.16054 | 0.52357 | 412042
2016-04-15 14:00 | 0.49417 | 0.61771 | 416745
2016-04-15 15:00 | 0.66086 | 0.66046 | 418833
2016-04-15 16:00 | 0.71855 | 0.64688 | 418523
2016-04-15 17:00 | 0.73569 | 0.63721 | 418123
2016-04-15 18:00 | 0.73355 | 0.64283 | 418358
2016-04-15 19:00 | 0.7183 | 0.65924 | 418101
2016-04-15 20:00 | 0.70388 | 0.67938 | 417358
2016-04-15 21:00 | 0.67667 | 0.69481 | 416596
2016-04-15 22:00 | 0.62613 | 0.701 | 413276
2016-04-15 23:00 | 0.53397 | 0.7115 | 410671
2016-04-16 | 0.37749 | 0.75017 | 414985
2016-04-16 01:00 | 0.12231 | 0.76881 | 414242
2016-04-16 02:00 | 0.00010106 | 0.75455 | 400649
2016-04-16 03:00 | 0 | 0.7585 | 382895
2016-04-16 04:00 | 0 | 0.75312 | 363855
2016-04-16 05:00 | 0 | 0.74624 | 347496
2016-04-16 06:00 | 0 | 0.73845 | 335417
2016-04-16 07:00 | 0 | 0.72318 | 327825
2016-04-16 08:00 | 0 | 0.71209 | 325337
2016-04-16 09:00 | 0 | 0.69997 | 327933
2016-04-16 10:00 | 0 | 0.68916 | 334746
2016-04-16 11:00 | 0 | 0.67881 | 344307
2016-04-16 12:00 | 0.0018635 | 0.60224 | 357102
2016-04-16 13:00 | 0.16762 | 0.57339 | 369331
2016-04-16 14:00 | 0.49969 | 0.63968 | 378117
2016-04-16 15:00 | 0.68417 | 0.6657 | 382861
2016-04-16 16:00 | 0.77828 | 0.68096 | 385141
2016-04-16 17:00 | 0.79122 | 0.69603 | 384341
2016-04-16 18:00 | 0.78715 | 0.70127 | 383770
2016-04-16 19:00 | 0.77712 | 0.70726 | 384101
2016-04-16 20:00 | 0.76714 | 0.70909 | 385462
2016-04-16 21:00 | 0.73931 | 0.7046 | 387085
2016-04-16 22:00 | 0.69085 | 0.68456 | 388102
2016-04-16 23:00 | 0.5908 | 0.65556 | 388037
2016-04-17 | 0.41113 | 0.65742 | 394464
2016-04-17 01:00 | 0.12968 | 0.66258 | 395190
2016-04-17 02:00 | 0.00012548 | 0.65354 | 384800
2016-04-17 03:00 | 0 | 0.64388 | 369347
2016-04-17 04:00 | 0 | 0.6317 | 351753
2016-04-17 05:00 | 0 | 0.61951 | 335850
2016-04-17 06:00 | 0 | 0.59545 | 324047
2016-04-17 07:00 | 0 | 0.57998 | 316631
2016-04-17 08:00 | 0 | 0.55458 | 313590
2016-04-17 09:00 | 0 | 0.51766 | 314738
2016-04-17 10:00 | 0 | 0.49117 | 318416
2016-04-17 11:00 | 0 | 0.45082 | 324666
2016-04-17 12:00 | 0.0023684 | 0.37376 | 336399
2016-04-17 13:00 | 0.19901 | 0.3534 | 348917
2016-04-17 14:00 | 0.54587 | 0.38593 | 357864
2016-04-17 15:00 | 0.70405 | 0.37404 | 363985
2016-04-17 16:00 | 0.80505 | 0.34147 | 369659
2016-04-17 17:00 | 0.82717 | 0.31923 | 373861
2016-04-17 18:00 | 0.8196 | 0.30737 | 377212
2016-04-17 19:00 | 0.80761 | 0.29301 | 380218
2016-04-17 20:00 | 0.80133 | 0.27275 | 385045
2016-04-17 21:00 | 0.7881 | 0.25564 | 391181
2016-04-17 22:00 | 0.74844 | 0.24939 | 396115
2016-04-17 23:00 | 0.63914 | 0.26376 | 399850
2016-04-18 | 0.43835 | 0.29972 | 409894
2016-04-18 01:00 | 0.13075 | 0.35169 | 410275
2016-04-18 02:00 | 0.00016177 | 0.38179 | 394431
2016-04-18 03:00 | 0 | 0.37136 | 373893
2016-04-18 04:00 | 0 | 0.34897 | 352812
2016-04-18 05:00 | 0 | 0.32591 | 335936
2016-04-18 06:00 | 0 | 0.31165 | 324461
2016-04-18 07:00 | 0 | 0.29576 | 317564
2016-04-18 08:00 | 0 | 0.28894 | 318785
2016-04-18 09:00 | 0 | 0.28546 | 330821
2016-04-18 10:00 | 0 | 0.28392 | 355668
2016-04-18 11:00 | 0 | 0.28355 | 379602
2016-04-18 12:00 | 0.0039937 | 0.25881 | 393054
2016-04-18 13:00 | 0.20565 | 0.26826 | 402340
2016-04-18 14:00 | 0.57841 | 0.26439 | 411514
2016-04-18 15:00 | 0.72253 | 0.24316 | 418575
2016-04-18 16:00 | 0.81743 | 0.23485 | 423926
2016-04-18 17:00 | 0.82913 | 0.23474 | 430108
2016-04-18 18:00 | 0.81733 | 0.24487 | 435650
2016-04-18 19:00 | 0.80246 | 0.25626 | 440894
2016-04-18 20:00 | 0.79279 | 0.25729 | 446123
2016-04-18 21:00 | 0.77718 | 0.24831 | 449708
2016-04-18 22:00 | 0.73503 | 0.24298 | 449607
2016-04-18 23:00 | 0.62733 | 0.24166 | 447482
2016-04-19 | 0.45737 | 0.25322 | 451741
2016-04-19 01:00 | 0.13595 | 0.30336 | 445831
2016-04-19 02:00 | 0.00019696 | 0.32861 | 423020
2016-04-19 03:00 | 0 | 0.32991 | 395905
2016-04-19 04:00 | 0 | 0.31199 | 370617
2016-04-19 05:00 | 0 | 0.28243 | 351081
2016-04-19 06:00 | 0 | 0.25672 | 335723
2016-04-19 07:00 | 0 | 0.22886 | 326292
2016-04-19 08:00 | 0 | 0.20421 | 324772
2016-04-19 09:00 | 0 | 0.18541 | 334201
2016-04-19 10:00 | 0 | 0.17092 | 357981
2016-04-19 11:00 | 0 | 0.16268 | 381298
2016-04-19 12:00 | 0.0025503 | 0.13141 | 394412
2016-04-19 13:00 | 0.19967 | 0.084687 | 403745
2016-04-19 14:00 | 0.51691 | 0.073524 | 412923
2016-04-19 15:00 | 0.70402 | 0.071202 | 420240
2016-04-19 16:00 | 0.78971 | 0.068328 | 426487
2016-04-19 17:00 | 0.80875 | 0.064811 | 433092
2016-04-19 18:00 | 0.8013 | 0.06398 | 439811
2016-04-19 19:00 | 0.79386 | 0.0648 | 444448
2016-04-19 20:00 | 0.79602 | 0.066871 | 449010
2016-04-19 21:00 | 0.78923 | 0.068844 | 451693
2016-04-19 22:00 | 0.7531 | 0.070701 | 450937
2016-04-19 23:00 | 0.65162 | 0.076637 | 448986
2016-04-20 | 0.46275 | 0.11121 | 453335
2016-04-20 01:00 | 0.12176 | 0.1861 | 447800
2016-04-20 02:00 | 0.00020668 | 0.23402 | 425207
2016-04-20 03:00 | 0 | 0.25121 | 398341
2016-04-20 04:00 | 0 | 0.25187 | 373790
2016-04-20 05:00 | 0 | 0.23794 | 354341
2016-04-20 06:00 | 0 | 0.21691 | 338967
2016-04-20 07:00 | 0 | 0.19507 | 329453
2016-04-20 08:00 | 0 | 0.17677 | 327697
2016-04-20 09:00 | 0 | 0.15895 | 335851
2016-04-20 10:00 | 0 | 0.14882 | 359277
2016-04-20 11:00 | 0 | 0.1469 | 381420
2016-04-20 12:00 | 0.0076499 | 0.1287 | 393612
2016-04-20 13:00 | 0.25342 | 0.096273 | 402045
2016-04-20 14:00 | 0.59384 | 0.098729 | 411489
2016-04-20 15:00 | 0.78705 | 0.11934 | 418261
2016-04-20 16:00 | 0.84991 | 0.13554 | 423595
2016-04-20 17:00 | 0.85635 | 0.14932 | 429865
2016-04-20 18:00 | 0.84193 | 0.16239 | 436060
2016-04-20 19:00 | 0.82932 | 0.1747 | 441806
2016-04-20 20:00 | 0.82803 | 0.1867 | 446836
2016-04-20 21:00 | 0.82069 | 0.19561 | 450042
2016-04-20 22:00 | 0.78901 | 0.19791 | 449574
2016-04-20 23:00 | 0.70119 | 0.1966 | 447815
2016-04-21 | 0.51878 | 0.23991 | 452475
2016-04-21 01:00 | 0.14967 | 0.31865 | 446707
2016-04-21 02:00 | 0.00035987 | 0.3468 | 424801
2016-04-21 03:00 | 0 | 0.34644 | 397449
2016-04-21 04:00 | 0 | 0.34975 | 372952
2016-04-21 05:00 | 0 | 0.3716 | 353450
2016-04-21 06:00 | 0 | 0.40424 | 339040
2016-04-21 07:00 | 0 | 0.42997 | 329104
2016-04-21 08:00 | 0 | 0.44773 | 328157
2016-04-21 09:00 | 0 | 0.46039 | 338269
2016-04-21 10:00 | 0 | 0.47882 | 361209
2016-04-21 11:00 | 0 | 0.49419 | 383770
2016-04-21 12:00 | 0.0057635 | 0.4099 | 396389
2016-04-21 13:00 | 0.29094 | 0.24134 | 406990
2016-04-21 14:00 | 0.62382 | 0.25667 | 416456
2016-04-21 15:00 | 0.79042 | 0.34257 | 422710
2016-04-21 16:00 | 0.85117 | 0.34891 | 427217
2016-04-21 17:00 | 0.85791 | 0.33697 | 432716
2016-04-21 18:00 | 0.84725 | 0.32441 | 438091
2016-04-21 19:00 | 0.8392 | 0.31646 | 441494
2016-04-21 20:00 | 0.84043 | 0.31259 | 445199
2016-04-21 21:00 | 0.83705 | 0.30897 | 446943
2016-04-21 22:00 | 0.80688 | 0.3029 | 444527
2016-04-21 23:00 | 0.71734 | 0.2789 | 442859
2016-04-22 | 0.533 | 0.3117 | 447196
2016-04-22 01:00 | 0.14704 | 0.44325 | 441770
2016-04-22 02:00 | 0.00042381 | 0.51347 | 422572
2016-04-22 03:00 | 0 | 0.53304 | 397667
2016-04-22 04:00 | 0 | 0.52236 | 372324
2016-04-22 05:00 | 0 | 0.49208 | 351972
2016-04-22 06:00 | 0 | 0.4536 | 337193
2016-04-22 07:00 | 0 | 0.42063 | 328530
2016-04-22 08:00 | 0 | 0.40198 | 326530
2016-04-22 09:00 | 0 | 0.39325 | 334964
2016-04-22 10:00 | 0 | 0.39244 | 357619
2016-04-22 11:00 | 0 | 0.3901 | 379900
2016-04-22 12:00 | 0.0071985 | 0.31451 | 394673
2016-04-22 13:00 | 0.3186 | 0.16989 | 406988
2016-04-22 14:00 | 0.60393 | 0.15033 | 418460
2016-04-22 15:00 | 0.7448 | 0.18001 | 427657
2016-04-22 16:00 | 0.7991 | 0.18271 | 433658
2016-04-22 17:00 | 0.80224 | 0.18586 | 439032
2016-04-22 18:00 | 0.78745 | 0.1943 | 442216
2016-04-22 19:00 | 0.77165 | 0.20443 | 444884
2016-04-22 20:00 | 0.76142 | 0.2144 | 446311
2016-04-22 21:00 | 0.73514 | 0.2274 | 444810
2016-04-22 22:00 | 0.67917 | 0.25186 | 438929
2016-04-22 23:00 | 0.58154 | 0.29567 | 432558
2016-04-23 | 0.39862 | 0.43193 | 430109
2016-04-23 01:00 | 0.10456 | 0.62344 | 425116
2016-04-23 02:00 | 0.00049221 | 0.71065 | 409918
2016-04-23 03:00 | 0 | 0.75652 | 389115
2016-04-23 04:00 | 0 | 0.77366 | 367121
2016-04-23 05:00 | 0 | 0.77071 | 349095
2016-04-23 06:00 | 0 | 0.75028 | 334518
2016-04-23 07:00 | 0 | 0.72311 | 324061
2016-04-23 08:00 | 0 | 0.70193 | 319655
2016-04-23 09:00 | 0 | 0.67834 | 319973
2016-04-23 10:00 | 0 | 0.65499 | 324738
2016-04-23 11:00 | 0 | 0.63 | 331488
2016-04-23 12:00 | 0.0096494 | 0.52392 | 347734
2016-04-23 13:00 | 0.25063 | 0.35653 | 364929
2016-04-23 14:00 | 0.57485 | 0.43199 | 378609
2016-04-23 15:00 | 0.74431 | 0.51652 | 387838
2016-04-23 16:00 | 0.81847 | 0.5447 | 393458
2016-04-23 17:00 | 0.8291 | 0.56337 | 396452
2016-04-23 18:00 | 0.81604 | 0.59774 | 399233
2016-04-23 19:00 | 0.79841 | 0.63455 | 402836
2016-04-23 20:00 | 0.7816 | 0.66349 | 407198
2016-04-23 21:00 | 0.75219 | 0.68818 | 410530
2016-04-23 22:00 | 0.71268 | 0.71465 | 410579
2016-04-23 23:00 | 0.62931 | 0.7512 | 406408
2016-04-24 | 0.47741 | 0.84247 | 406739
2016-04-24 01:00 | 0.17592 | 0.89203 | 404663
2016-04-24 02:00 | 0.00074589 | 0.90154 | 391475
2016-04-24 03:00 | 0 | 0.8913 | 373773
2016-04-24 04:00 | 0 | 0.87289 | 354686
2016-04-24 05:00 | 0 | 0.85775 | 337640
2016-04-24 06:00 | 0 | 0.83591 | 324491
2016-04-24 07:00 | 0 | 0.8105 | 315498
2016-04-24 08:00 | 0 | 0.79216 | 310594
2016-04-24 09:00 | 0 | 0.77295 | 310897
2016-04-24 10:00 | 0 | 0.75838 | 313017
2016-04-24 11:00 | 0 | 0.74665 | 318226
2016-04-24 12:00 | 0.011006 | 0.66703 | 329266
2016-04-24 13:00 | 0.29857 | 0.58144 | 344458
2016-04-24 14:00 | 0.56469 | 0.66529 | 356787
2016-04-24 15:00 | 0.72925 | 0.67819 | 366344
2016-04-24 16:00 | 0.79101 | 0.65341 | 375208
2016-04-24 17:00 | 0.79658 | 0.6479 | 382701
2016-04-24 18:00 | 0.78882 | 0.66194 | 389327
2016-04-24 19:00 | 0.779 | 0.68083 | 395220
2016-04-24 20:00 | 0.77093 | 0.69499 | 402723
2016-04-24 21:00 | 0.75158 | 0.70051 | 410249
2016-04-24 22:00 | 0.70258 | 0.69428 | 413936
2016-04-24 23:00 | 0.61077 | 0.69223 | 414161
2016-04-25 | 0.43396 | 0.73026 | 419221
2016-04-25 01:00 | 0.09724 | 0.75939 | 417903
2016-04-25 02:00 | 0.00069063 | 0.76252 | 402086
2016-04-25 03:00 | 0 | 0.74899 | 379851
2016-04-25 04:00 | 0 | 0.72886 | 358291
2016-04-25 05:00 | 0 | 0.6888 | 340422
2016-04-25 06:00 | 0 | 0.63805 | 327914
2016-04-25 07:00 | 0 | 0.59171 | 321046
2016-04-25 08:00 | 0 | 0.5499 | 320265
2016-04-25 09:00 | 0 | 0.52819 | 331202
2016-04-25 10:00 | 0 | 0.50264 | 355674
2016-04-25 11:00 | 0 | 0.46591 | 380416
2016-04-25 12:00 | 0.01764 | 0.36329 | 396610
2016-04-25 13:00 | 0.29631 | 0.28968 | 410489
2016-04-25 14:00 | 0.56616 | 0.28986 | 423717
2016-04-25 15:00 | 0.71311 | 0.28298 | 434555
2016-04-25 16:00 | 0.77914 | 0.27234 | 443887
2016-04-25 17:00 | 0.79163 | 0.26921 | 453038
2016-04-25 18:00 | 0.78351 | 0.27642 | 460667
2016-04-25 19:00 | 0.77144 | 0.29149 | 466214
2016-04-25 20:00 | 0.76158 | 0.30964 | 470456
2016-04-25 21:00 | 0.7392 | 0.32216 | 472741
2016-04-25 22:00 | 0.67785 | 0.32751 | 470154
2016-04-25 23:00 | 0.5779 | 0.33725 | 464938
2016-04-26 | 0.41378 | 0.41981 | 465175
2016-04-26 01:00 | 0.12493 | 0.53467 | 459454
2016-04-26 02:00 | 0.001268 | 0.587 | 437277
2016-04-26 03:00 | 0 | 0.59758 | 409994
2016-04-26 04:00 | 0 | 0.59324 | 384049
2016-04-26 05:00 | 0 | 0.57878 | 363833
2016-04-26 06:00 | 0 | 0.55949 | 347623
2016-04-26 07:00 | 0 | 0.53669 | 337973
2016-04-26 08:00 | 0 | 0.51709 | 335367
2016-04-26 09:00 | 0 | 0.48109 | 344432
2016-04-26 10:00 | 0 | 0.44056 | 367887
2016-04-26 11:00 | 0 | 0.41072 | 391180
2016-04-26 12:00 | 0.014274 | 0.34854 | 407178
2016-04-26 13:00 | 0.26721 | 0.3023 | 422235
2016-04-26 14:00 | 0.56552 | 0.33905 | 436334
2016-04-26 15:00 | 0.73781 | 0.35615 | 446619
2016-04-26 16:00 | 0.80133 | 0.35407 | 455231
2016-04-26 17:00 | 0.81021 | 0.35544 | 463553
2016-04-26 18:00 | 0.79895 | 0.36627 | 469707
2016-04-26 19:00 | 0.78243 | 0.38386 | 475374
2016-04-26 20:00 | 0.77053 | 0.39632 | 480460
2016-04-26 21:00 | 0.74548 | 0.39478 | 481605
2016-04-26 22:00 | 0.69276 | 0.37866 | 476490
2016-04-26 23:00 | 0.58956 | 0.38333 | 470285
2016-04-27 | 0.42845 | 0.42896 | 469467
2016-04-27 01:00 | 0.14181 | 0.49773 | 461997
2016-04-27 02:00 | 0.0012923 | 0.53705 | 439067
2016-04-27 03:00 | 0 | 0.54316 | 410842
2016-04-27 04:00 | 0 | 0.53931 | 385976
2016-04-27 05:00 | 0 | 0.53916 | 365813
2016-04-27 06:00 | 0 | 0.54211 | 350619
2016-04-27 07:00 | 0 | 0.53218 | 340552
2016-04-27 08:00 | 0 | 0.53853 | 338420
2016-04-27 09:00 | 0 | 0.56568 | 346567
2016-04-27 10:00 | 0 | 0.58888 | 366914
2016-04-27 11:00 | 0 | 0.59501 | 389260
2016-04-27 12:00 | 0.023292 | 0.5516 | 404052
2016-04-27 13:00 | 0.31643 | 0.52511 | 416117
2016-04-27 14:00 | 0.53942 | 0.58423 | 427951
2016-04-27 15:00 | 0.67323 | 0.61202 | 437301
2016-04-27 16:00 | 0.74035 | 0.6057 | 445005
2016-04-27 17:00 | 0.7567 | 0.59028 | 451967
2016-04-27 18:00 | 0.75508 | 0.58608 | 457457
2016-04-27 19:00 | 0.74545 | 0.58973 | 461254
2016-04-27 20:00 | 0.72937 | 0.59879 | 464324
2016-04-27 21:00 | 0.69474 | 0.59291 | 465915
2016-04-27 22:00 | 0.62665 | 0.56722 | 464293
2016-04-27 23:00 | 0.52085 | 0.52356 | 459867
2016-04-28 | 0.35193 | 0.49274 | 460658
2016-04-28 01:00 | 0.095624 | 0.49606 | 453142
2016-04-28 02:00 | 0.0013888 | 0.4928 | 432540
2016-04-28 03:00 | 0 | 0.50484 | 406442
2016-04-28 04:00 | 0 | 0.50678 | 382221
2016-04-28 05:00 | 0 | 0.49131 | 362038
2016-04-28 06:00 | 0 | 0.46354 | 346774
2016-04-28 07:00 | 0 | 0.43702 | 337582
2016-04-28 08:00 | 0 | 0.42022 | 336250
2016-04-28 09:00 | 0 | 0.39915 | 345488
2016-04-28 10:00 | 0 | 0.38452 | 368035
2016-04-28 11:00 | 0 | 0.37006 | 391846
2016-04-28 12:00 | 0.014173 | 0.28999 | 406902
2016-04-28 13:00 | 0.24201 | 0.26245 | 419282
2016-04-28 14:00 | 0.50442 | 0.28407 | 433056
2016-04-28 15:00 | 0.66935 | 0.28367 | 441684
2016-04-28 16:00 | 0.74484 | 0.26064 | 450834
2016-04-28 17:00 | 0.76018 | 0.24401 | 458772
2016-04-28 18:00 | 0.7536 | 0.23826 | 465420
2016-04-28 19:00 | 0.74027 | 0.24184 | 469346
2016-04-28 20:00 | 0.72525 | 0.24863 | 472165
2016-04-28 21:00 | 0.69368 | 0.25471 | 474195
2016-04-28 22:00 | 0.63591 | 0.26285 | 471519
2016-04-28 23:00 | 0.52276 | 0.27194 | 466295
2016-04-29 | 0.36108 | 0.30407 | 464614
2016-04-29 01:00 | 0.12195 | 0.3825 | 457563
2016-04-29 02:00 | 0.0024963 | 0.41474 | 437103
2016-04-29 03:00 | 0 | 0.40723 | 411991
2016-04-29 04:00 | 0 | 0.38754 | 387942
2016-04-29 05:00 | 0 | 0.36208 | 367523
2016-04-29 06:00 | 0 | 0.33781 | 352398
2016-04-29 07:00 | 0 | 0.31677 | 343479
2016-04-29 08:00 | 0 | 0.29484 | 341591
2016-04-29 09:00 | 0 | 0.27724 | 348117
2016-04-29 10:00 | 0 | 0.27213 | 371354
2016-04-29 11:00 | 0 | 0.27503 | 393813
2016-04-29 12:00 | 0.0095424 | 0.2564 | 409204
2016-04-29 13:00 | 0.25081 | 0.23226 | 422065
2016-04-29 14:00 | 0.53027 | 0.28007 | 435392
2016-04-29 15:00 | 0.66489 | 0.33253 | 444825
2016-04-29 16:00 | 0.73438 | 0.34818 | 451813
2016-04-29 17:00 | 0.73952 | 0.33855 | 458114
2016-04-29 18:00 | 0.72826 | 0.32818 | 462240
2016-04-29 19:00 | 0.71466 | 0.31992 | 463801
2016-04-29 20:00 | 0.70449 | 0.31824 | 463626
2016-04-29 21:00 | 0.6786 | 0.31786 | 460788
2016-04-29 22:00 | 0.62619 | 0.31804 | 453866
2016-04-29 23:00 | 0.52807 | 0.31691 | 445437
2016-04-30 | 0.36264 | 0.33404 | 444156
2016-04-30 01:00 | 0.12503 | 0.4057 | 438874
2016-04-30 02:00 | 0.0028166 | 0.46474 | 422664
2016-04-30 03:00 | 0 | 0.48639 | 402570
2016-04-30 04:00 | 0 | 0.47495 | 381191
2016-04-30 05:00 | 0 | 0.45655 | 362138
2016-04-30 06:00 | 0 | 0.45028 | 347527
2016-04-30 07:00 | 0 | 0.44067 | 338012
2016-04-30 08:00 | 0 | 0.43136 | 332576
2016-04-30 09:00 | 0 | 0.42286 | 332710
2016-04-30 10:00 | 0 | 0.40526 | 336162
2016-04-30 11:00 | 0 | 0.39198 | 344325
2016-04-30 12:00 | 0.017749 | 0.32949 | 359766
2016-04-30 13:00 | 0.30519 | 0.33459 | 376422
2016-04-30 14:00 | 0.58329 | 0.41847 | 389822
2016-04-30 15:00 | 0.71967 | 0.484 | 400099
2016-04-30 16:00 | 0.77078 | 0.50572 | 406119
2016-04-30 17:00 | 0.77142 | 0.51439 | 409523
2016-04-30 18:00 | 0.75743 | 0.51791 | 411456
2016-04-30 19:00 | 0.73805 | 0.5151 | 413469
2016-04-30 20:00 | 0.71673 | 0.50904 | 416757
2016-04-30 21:00 | 0.68161 | 0.50231 | 418294
2016-04-30 22:00 | 0.6144 | 0.49495 | 417016
2016-04-30 23:00 | 0.504 | 0.48131 | 415549
2016-05-01 | 0.34863 | 0.47596 | 416916
2016-05-01 01:00 | 0.13329 | 0.56946 | 412798
2016-05-01 02:00 | 0.0034002 | 0.62494 | 401503
2016-05-01 03:00 | 0 | 0.62328 | 385360
2016-05-01 04:00 | 0 | 0.60459 | 365765
2016-05-01 05:00 | 0 | 0.56965 | 348049
2016-05-01 06:00 | 0 | 0.53471 | 335251
2016-05-01 07:00 | 0 | 0.50086 | 326397
2016-05-01 08:00 | 0 | 0.47949 | 321535
2016-05-01 09:00 | 0 | 0.46079 | 319199
2016-05-01 10:00 | 0 | 0.44783 | 323091
2016-05-01 11:00 | 0 | 0.43596 | 328861
2016-05-01 12:00 | 0.027389 | 0.37057 | 343758
2016-05-01 13:00 | 0.28437 | 0.43123 | 362462
2016-05-01 14:00 | 0.59056 | 0.45675 | 378251
2016-05-01 15:00 | 0.728 | 0.43958 | 390123
2016-05-01 16:00 | 0.78373 | 0.39926 | 400493
2016-05-01 17:00 | 0.78887 | 0.35158 | 407354
2016-05-01 18:00 | 0.78077 | 0.30308 | 411927
2016-05-01 19:00 | 0.76428 | 0.25853 | 414209
2016-05-01 20:00 | 0.75306 | 0.22247 | 421199
2016-05-01 21:00 | 0.72721 | 0.19565 | 424474
2016-05-01 22:00 | 0.67782 | 0.1786 | 425817
2016-05-01 23:00 | 0.57596 | 0.1701 | 426115
2016-05-02 | 0.41381 | 0.1777 | 429974
2016-05-02 01:00 | 0.16965 | 0.19992 | 426880
2016-05-02 02:00 | 0.0039635 | 0.19118 | 411645
2016-05-02 03:00 | 0 | 0.17981 | 388976
2016-05-02 04:00 | 0 | 0.18302 | 368129
2016-05-02 05:00 | 0 | 0.20247 | 349560
2016-05-02 06:00 | 0 | 0.23645 | 337193
2016-05-02 07:00 | 0 | 0.27971 | 329807
2016-05-02 08:00 | 0 | 0.32162 | 329309
2016-05-02 09:00 | 0 | 0.34986 | 339137
2016-05-02 10:00 | 0 | 0.37184 | 364593
2016-05-02 11:00 | 0 | 0.39184 | 388475
2016-05-02 12:00 | 0.044108 | 0.31611 | 405413
2016-05-02 13:00 | 0.38439 | 0.17328 | 418102
2016-05-02 14:00 | 0.68006 | 0.13829 | 431131
2016-05-02 15:00 | 0.8194 | 0.13646 | 440805
2016-05-02 16:00 | 0.88086 | 0.12768 | 446145
2016-05-02 17:00 | 0.87857 | 0.12242 | 451006
2016-05-02 18:00 | 0.86324 | 0.12503 | 454621
2016-05-02 19:00 | 0.85167 | 0.13176 | 454755
2016-05-02 20:00 | 0.8497 | 0.13876 | 454805
2016-05-02 21:00 | 0.84213 | 0.14007 | 454255
2016-05-02 22:00 | 0.80918 | 0.13346 | 452259
2016-05-02 23:00 | 0.72124 | 0.12112 | 450556
2016-05-03 | 0.53373 | 0.11217 | 452680
2016-05-03 01:00 | 0.20109 | 0.12704 | 448063
2016-05-03 02:00 | 0.0039858 | 0.13612 | 427991
2016-05-03 03:00 | 0 | 0.15552 | 402380
2016-05-03 04:00 | 0 | 0.19078 | 378036
2016-05-03 05:00 | 0 | 0.23808 | 359393
2016-05-03 06:00 | 0 | 0.29027 | 344496
2016-05-03 07:00 | 0 | 0.32686 | 336170
2016-05-03 08:00 | 0 | 0.34616 | 334623
2016-05-03 09:00 | 0 | 0.35149 | 343487
2016-05-03 10:00 | 0 | 0.35791 | 366757
2016-05-03 11:00 | 0 | 0.36445 | 390360
2016-05-03 12:00 | 0.044713 | 0.26755 | 405042
2016-05-03 13:00 | 0.3847 | 0.11126 | 415297
2016-05-03 14:00 | 0.68107 | 0.13843 | 425481
2016-05-03 15:00 | 0.80451 | 0.19738 | 433100
2016-05-03 16:00 | 0.86528 | 0.22197 | 438801
2016-05-03 17:00 | 0.87471 | 0.25176 | 444221
2016-05-03 18:00 | 0.86794 | 0.28776 | 448945
2016-05-03 19:00 | 0.85927 | 0.32652 | 452197
2016-05-03 20:00 | 0.85482 | 0.36265 | 453611
2016-05-03 21:00 | 0.84222 | 0.38998 | 455985
2016-05-03 22:00 | 0.80709 | 0.40482 | 453653
2016-05-03 23:00 | 0.71005 | 0.40979 | 450134
2016-05-04 | 0.5191 | 0.43573 | 450877
2016-05-04 01:00 | 0.14984 | 0.48165 | 447810
2016-05-04 02:00 | 0.0026439 | 0.49483 | 428280
2016-05-04 03:00 | 0 | 0.50121 | 402015
2016-05-04 04:00 | 0 | 0.50604 | 377603
2016-05-04 05:00 | 0 | 0.51171 | 356872
2016-05-04 06:00 | 0 | 0.52131 | 342224
2016-05-04 07:00 | 0 | 0.5375 | 333126
2016-05-04 08:00 | 0 | 0.57087 | 330907
2016-05-04 09:00 | 0 | 0.59509 | 339623
2016-05-04 10:00 | 0 | 0.595 | 363251
2016-05-04 11:00 | 0 | 0.57412 | 384772
2016-05-04 12:00 | 0.043863 | 0.3908 | 397724
2016-05-04 13:00 | 0.39259 | 0.17941 | 408059
2016-05-04 14:00 | 0.61488 | 0.15934 | 417378
2016-05-04 15:00 | 0.73742 | 0.21188 | 424290
2016-05-04 16:00 | 0.80166 | 0.22738 | 428071
2016-05-04 17:00 | 0.82282 | 0.22708 | 431499
2016-05-04 18:00 | 0.82589 | 0.22816 | 434414
2016-05-04 19:00 | 0.8225 | 0.2294 | 436900
2016-05-04 20:00 | 0.82353 | 0.22855 | 440380
2016-05-04 21:00 | 0.81639 | 0.22433 | 444502
2016-05-04 22:00 | 0.7824 | 0.21373 | 445815
2016-05-04 23:00 | 0.69603 | 0.18798 | 445200
2016-05-05 | 0.52307 | 0.24278 | 446544
2016-05-05 01:00 | 0.16574 | 0.3265 | 441798
2016-05-05 02:00 | 0.002409 | 0.4011 | 423253
2016-05-05 03:00 | 0 | 0.44582 | 396594
2016-05-05 04:00 | 0 | 0.47722 | 373065
2016-05-05 05:00 | 0 | 0.4916 | 353190
2016-05-05 06:00 | 0 | 0.49897 | 338476
2016-05-05 07:00 | 0 | 0.49975 | 330208
2016-05-05 08:00 | 0 | 0.49393 | 328324
2016-05-05 09:00 | 0 | 0.47468 | 338000
2016-05-05 10:00 | 0 | 0.4478 | 360668
2016-05-05 11:00 | 0 | 0.42159 | 384312
2016-05-05 12:00 | 0.044214 | 0.30939 | 397866
2016-05-05 13:00 | 0.38627 | 0.12069 | 407841
2016-05-05 14:00 | 0.60624 | 0.065644 | 417112
2016-05-05 15:00 | 0.74633 | 0.10715 | 423684
2016-05-05 16:00 | 0.81041 | 0.12878 | 428046
2016-05-05 17:00 | 0.82581 | 0.13172 | 432047
2016-05-05 18:00 | 0.82111 | 0.13279 | 435161
2016-05-05 19:00 | 0.81163 | 0.13329 | 438825
2016-05-05 20:00 | 0.80398 | 0.13586 | 442719
2016-05-05 21:00 | 0.7857 | 0.1374 | 445012
2016-05-05 22:00 | 0.74201 | 0.1434 | 443527
2016-05-05 23:00 | 0.63222 | 0.18417 | 439817
2016-05-06 | 0.43846 | 0.35586 | 440439
2016-05-06 01:00 | 0.1329 | 0.5592 | 437238
2016-05-06 02:00 | 0.0036987 | 0.64956 | 419489
2016-05-06 03:00 | 0 | 0.71069 | 395943
2016-05-06 04:00 | 0 | 0.75019 | 373058
2016-05-06 05:00 | 0 | 0.76741 | 354787
2016-05-06 06:00 | 0 | 0.77054 | 340135
2016-05-06 07:00 | 0 | 0.76712 | 331931
2016-05-06 08:00 | 0 | 0.75349 | 330173
2016-05-06 09:00 | 0 | 0.71969 | 338097
2016-05-06 10:00 | 0 | 0.6869 | 360487
2016-05-06 11:00 | 0 | 0.65448 | 380677
2016-05-06 12:00 | 0.04817 | 0.44875 | 393325
2016-05-06 13:00 | 0.34381 | 0.26865 | 404237
2016-05-06 14:00 | 0.56506 | 0.33131 | 414417
2016-05-06 15:00 | 0.68397 | 0.46417 | 420427
2016-05-06 16:00 | 0.75015 | 0.5317 | 423953
2016-05-06 17:00 | 0.7588 | 0.5567 | 429165
2016-05-06 18:00 | 0.7519 | 0.57507 | 432520
2016-05-06 19:00 | 0.73874 | 0.59306 | 435460
2016-05-06 20:00 | 0.72624 | 0.61241 | 438257
2016-05-06 21:00 | 0.6971 | 0.63308 | 439977
2016-05-06 22:00 | 0.6357 | 0.64994 | 436609
2016-05-06 23:00 | 0.53373 | 0.68562 | 430635
2016-05-07 | 0.36432 | 0.76715 | 427574
2016-05-07 01:00 | 0.092544 | 0.8361 | 423353
2016-05-07 02:00 | 0.0030966 | 0.84977 | 408515
2016-05-07 03:00 | 0 | 0.83254 | 387298
2016-05-07 04:00 | 0 | 0.80723 | 365512
2016-05-07 05:00 | 0 | 0.77826 | 346615
2016-05-07 06:00 | 0 | 0.74763 | 332451
2016-05-07 07:00 | 0 | 0.72403 | 322728
2016-05-07 08:00 | 0 | 0.69916 | 318790
2016-05-07 09:00 | 0 | 0.66414 | 320006
2016-05-07 10:00 | 0 | 0.62064 | 324047
2016-05-07 11:00 | 0 | 0.56577 | 331978
2016-05-07 12:00 | 0.051006 | 0.38215 | 345804
2016-05-07 13:00 | 0.3395 | 0.32177 | 360939
2016-05-07 14:00 | 0.53499 | 0.43861 | 372679
2016-05-07 15:00 | 0.66585 | 0.49507 | 381821
2016-05-07 16:00 | 0.70828 | 0.48382 | 387645
2016-05-07 17:00 | 0.72009 | 0.48013 | 392381
2016-05-07 18:00 | 0.72013 | 0.48831 | 397613
2016-05-07 19:00 | 0.71347 | 0.50646 | 403027
2016-05-07 20:00 | 0.705 | 0.52594 | 408250
2016-05-07 21:00 | 0.6891 | 0.54568 | 412868
2016-05-07 22:00 | 0.64959 | 0.54695 | 411596
2016-05-07 23:00 | 0.55277 | 0.53131 | 408324
2016-05-08 | 0.38814 | 0.53912 | 407114
2016-05-08 01:00 | 0.11794 | 0.54953 | 405342
2016-05-08 02:00 | 0.0051644 | 0.54493 | 393060
2016-05-08 03:00 | 0 | 0.55235 | 374129
2016-05-08 04:00 | 0 | 0.54525 | 355169
2016-05-08 05:00 | 0 | 0.53515 | 338425
2016-05-08 06:00 | 0 | 0.51925 | 323847
2016-05-08 07:00 | 0 | 0.49991 | 314294
2016-05-08 08:00 | 0 | 0.47721 | 309467
2016-05-08 09:00 | 0 | 0.43907 | 309104
2016-05-08 10:00 | 0 | 0.40683 | 310431
2016-05-08 11:00 | 0 | 0.37247 | 316560
2016-05-08 12:00 | 0.046305 | 0.25297 | 330585
2016-05-08 13:00 | 0.33514 | 0.15675 | 347778
2016-05-08 14:00 | 0.53967 | 0.19934 | 361514
2016-05-08 15:00 | 0.67234 | 0.25104 | 371092
2016-05-08 16:00 | 0.7224 | 0.27849 | 378210
2016-05-08 17:00 | 0.73435 | 0.31449 | 385384
2016-05-08 18:00 | 0.73298 | 0.35011 | 390460
2016-05-08 19:00 | 0.72481 | 0.3897 | 394844
2016-05-08 20:00 | 0.71452 | 0.4326 | 399732
2016-05-08 21:00 | 0.68961 | 0.46732 | 403856
2016-05-08 22:00 | 0.63758 | 0.48812 | 405261
2016-05-08 23:00 | 0.54066 | 0.50626 | 404452
2016-05-09 | 0.38858 | 0.56789 | 408354
2016-05-09 01:00 | 0.1448 | 0.66322 | 410942
2016-05-09 02:00 | 0.0080845 | 0.7103 | 398272
2016-05-09 03:00 | 0 | 0.70879 | 376734
2016-05-09 04:00 | 0 | 0.70472 | 356149
2016-05-09 05:00 | 0 | 0.6921 | 339213
2016-05-09 06:00 | 0 | 0.66918 | 326866
2016-05-09 07:00 | 0 | 0.63892 | 319749
2016-05-09 08:00 | 0 | 0.62268 | 319811
2016-05-09 09:00 | 0 | 0.60932 | 330336
2016-05-09 10:00 | 0 | 0.59127 | 354415
2016-05-09 11:00 | 0 | 0.56454 | 378910
2016-05-09 12:00 | 0.054638 | 0.443 | 395303
2016-05-09 13:00 | 0.37928 | 0.37549 | 408599
2016-05-09 14:00 | 0.63365 | 0.47854 | 421708
2016-05-09 15:00 | 0.78059 | 0.53001 | 432747
2016-05-09 16:00 | 0.85304 | 0.55598 | 441139
2016-05-09 17:00 | 0.86932 | 0.57816 | 449406
2016-05-09 18:00 | 0.86558 | 0.57803 | 454614
2016-05-09 19:00 | 0.86032 | 0.56736 | 458060
2016-05-09 20:00 | 0.86142 | 0.5546 | 460481
2016-05-09 21:00 | 0.85877 | 0.53635 | 462328
2016-05-09 22:00 | 0.83491 | 0.50989 | 461423
2016-05-09 23:00 | 0.75601 | 0.50191 | 458974
2016-05-10 | 0.58634 | 0.52715 | 460125
2016-05-10 01:00 | 0.26423 | 0.56975 | 454568
2016-05-10 02:00 | 0.010226 | 0.58296 | 433819
2016-05-10 03:00 | 0 | 0.56371 | 406534
2016-05-10 04:00 | 0 | 0.53571 | 383084
2016-05-10 05:00 | 0 | 0.50657 | 362448
2016-05-10 06:00 | 0 | 0.48265 | 348334
2016-05-10 07:00 | 0 | 0.46965 | 339313
2016-05-10 08:00 | 0 | 0.47201 | 337125
2016-05-10 09:00 | 0 | 0.4595 | 344916
2016-05-10 10:00 | 0 | 0.44295 | 366983
2016-05-10 11:00 | 0 | 0.42611 | 389659
2016-05-10 12:00 | 0.047706 | 0.35214 | 404419
2016-05-10 13:00 | 0.42904 | 0.28997 | 419261
2016-05-10 14:00 | 0.67894 | 0.31289 | 434066
2016-05-10 15:00 | 0.81709 | 0.33628 | 446541
2016-05-10 16:00 | 0.86491 | 0.34846 | 456308
2016-05-10 17:00 | 0.87226 | 0.35957 | 465920
2016-05-10 18:00 | 0.862 | 0.37497 | 472503
2016-05-10 19:00 | 0.85026 | 0.39095 | 482473
2016-05-10 20:00 | 0.84529 | 0.40548 | 487083
2016-05-10 21:00 | 0.8366 | 0.4191 | 491162
2016-05-10 22:00 | 0.80445 | 0.42699 | 489289
2016-05-10 23:00 | 0.70907 | 0.43994 | 484040
2016-05-11 | 0.55386 | 0.50214 | 482045
2016-05-11 01:00 | 0.2547 | 0.5943 | 474763
2016-05-11 02:00 | 0.011398 | 0.65775 | 451796
2016-05-11 03:00 | 0 | 0.67354 | 422468
2016-05-11 04:00 | 0 | 0.66908 | 395481
2016-05-11 05:00 | 0 | 0.66781 | 374208
2016-05-11 06:00 | 0 | 0.65228 | 356964
2016-05-11 07:00 | 0 | 0.6288 | 346965
2016-05-11 08:00 | 0 | 0.6071 | 343361
2016-05-11 09:00 | 0 | 0.582 | 350486
2016-05-11 10:00 | 0 | 0.54966 | 371278
2016-05-11 11:00 | 0 | 0.5164 | 393207
2016-05-11 12:00 | 0.069394 | 0.42954 | 408675
2016-05-11 13:00 | 0.48588 | 0.42899 | 423244
2016-05-11 14:00 | 0.70629 | 0.47151 | 439106
2016-05-11 15:00 | 0.83419 | 0.47327 | 453877
2016-05-11 16:00 | 0.88345 | 0.45661 | 466276
2016-05-11 17:00 | 0.88725 | 0.4412 | 478553
2016-05-11 18:00 | 0.8763 | 0.43429 | 488461
2016-05-11 19:00 | 0.86422 | 0.43369 | 496684
2016-05-11 20:00 | 0.85932 | 0.43704 | 503446
2016-05-11 21:00 | 0.85121 | 0.44128 | 507256
2016-05-11 22:00 | 0.82166 | 0.44171 | 505658
2016-05-11 23:00 | 0.72722 | 0.43228 | 499182
2016-05-12 | 0.57456 | 0.43679 | 494879
2016-05-12 01:00 | 0.27163 | 0.53834 | 486960
2016-05-12 02:00 | 0.021054 | 0.60631 | 463156
2016-05-12 03:00 | 0 | 0.5818 | 431786
2016-05-12 04:00 | 0 | 0.55381 | 402945
2016-05-12 05:00 | 0 | 0.54045 | 378794
2016-05-12 06:00 | 0 | 0.51994 | 360427
2016-05-12 07:00 | 0 | 0.50075 | 348378
2016-05-12 08:00 | 0 | 0.49739 | 344455
2016-05-12 09:00 | 0 | 0.50989 | 351745
2016-05-12 10:00 | 0 | 0.51587 | 371489
2016-05-12 11:00 | 0 | 0.50124 | 394087
2016-05-12 12:00 | 0.067875 | 0.34839 | 411018
2016-05-12 13:00 | 0.4612 | 0.33277 | 425972
2016-05-12 14:00 | 0.6754 | 0.39533 | 441729
2016-05-12 15:00 | 0.81249 | 0.38969 | 456234
2016-05-12 16:00 | 0.85739 | 0.37598 | 467349
2016-05-12 17:00 | 0.87056 | 0.37829 | 478180
2016-05-12 18:00 | 0.86374 | 0.39174 | 486478
2016-05-12 19:00 | 0.85309 | 0.40304 | 492041
2016-05-12 20:00 | 0.84785 | 0.4074 | 496444
2016-05-12 21:00 | 0.83301 | 0.4002 | 498562
2016-05-12 22:00 | 0.80079 | 0.3839 | 495548
2016-05-12 23:00 | 0.70793 | 0.34669 | 488381
2016-05-13 | 0.56051 | 0.31708 | 485226
2016-05-13 01:00 | 0.26984 | 0.35688 | 476994
2016-05-13 02:00 | 0.022584 | 0.39318 | 454338
2016-05-13 03:00 | 0 | 0.41104 | 425241
2016-05-13 04:00 | 0 | 0.44561 | 397075
2016-05-13 05:00 | 0 | 0.46961 | 373740
2016-05-13 06:00 | 0 | 0.49269 | 355538
2016-05-13 07:00 | 0 | 0.51337 | 344884
2016-05-13 08:00 | 0 | 0.53024 | 340706
2016-05-13 09:00 | 0 | 0.53107 | 347137
2016-05-13 10:00 | 0 | 0.53209 | 365799
2016-05-13 11:00 | 0 | 0.5283 | 386840
2016-05-13 12:00 | 0.083158 | 0.41845 | 404240
2016-05-13 13:00 | 0.49106 | 0.41054 | 420934
2016-05-13 14:00 | 0.67711 | 0.53858 | 437331
2016-05-13 15:00 | 0.79652 | 0.61767 | 450750
2016-05-13 16:00 | 0.8407 | 0.62579 | 460881
2016-05-13 17:00 | 0.84589 | 0.62621 | 470063
2016-05-13 18:00 | 0.83472 | 0.63024 | 477395
2016-05-13 19:00 | 0.82363 | 0.63398 | 482250
2016-05-13 20:00 | 0.82171 | 0.6311 | 487130
2016-05-13 21:00 | 0.81189 | 0.62348 | 488871
2016-05-13 22:00 | 0.78303 | 0.62032 | 482639
2016-05-13 23:00 | 0.69893 | 0.62769 | 472125
2016-05-14 | 0.55322 | 0.66353 | 464396
2016-05-14 01:00 | 0.25976 | 0.70431 | 456650
2016-05-14 02:00 | 0.013686 | 0.72001 | 436573
2016-05-14 03:00 | 0 | 0.68804 | 410969
2016-05-14 04:00 | 0 | 0.642 | 386548
2016-05-14 05:00 | 0 | 0.59594 | 364735
2016-05-14 06:00 | 0 | 0.55442 | 347950
2016-05-14 07:00 | 0 | 0.5119 | 336595
2016-05-14 08:00 | 0 | 0.48488 | 329954
2016-05-14 09:00 | 0 | 0.46078 | 329381
2016-05-14 10:00 | 0 | 0.4471 | 331966
2016-05-14 11:00 | 0 | 0.41578 | 339821
2016-05-14 12:00 | 0.050996 | 0.37089 | 354790
2016-05-14 13:00 | 0.32267 | 0.43244 | 373261
2016-05-14 14:00 | 0.54315 | 0.45841 | 389689
2016-05-14 15:00 | 0.68054 | 0.42525 | 402974
2016-05-14 16:00 | 0.75608 | 0.39011 | 412566
2016-05-14 17:00 | 0.77452 | 0.36713 | 419073
2016-05-14 18:00 | 0.76786 | 0.352 | 423400
2016-05-14 19:00 | 0.75258 | 0.33719 | 426488
2016-05-14 20:00 | 0.73625 | 0.32233 | 428397
2016-05-14 21:00 | 0.7009 | 0.3077 | 429643
2016-05-14 22:00 | 0.64479 | 0.29006 | 426999
2016-05-14 23:00 | 0.53809 | 0.26326 | 421121
2016-05-15 | 0.38676 | 0.23336 | 418122
2016-05-15 01:00 | 0.18775 | 0.28091 | 415781
2016-05-15 02:00 | 0.015831 | 0.28584 | 402866
2016-05-15 03:00 | 0 | 0.26787 | 383232
2016-05-15 04:00 | 0 | 0.2502 | 362945
2016-05-15 05:00 | 0 | 0.24461 | 346723
2016-05-15 06:00 | 0 | 0.24197 | 333578
2016-05-15 07:00 | 0 | 0.24602 | 324196
2016-05-15 08:00 | 0 | 0.26263 | 319701
2016-05-15 09:00 | 0 | 0.27192 | 318872
2016-05-15 10:00 | 0 | 0.27632 | 318994
2016-05-15 11:00 | 0 | 0.27255 | 323783
2016-05-15 12:00 | 0.014976 | 0.17217 | 337445
2016-05-15 13:00 | 0.21377 | 0.12291 | 352435
2016-05-15 14:00 | 0.40936 | 0.16576 | 363915
2016-05-15 15:00 | 0.5322 | 0.19151 | 373504
2016-05-15 16:00 | 0.60983 | 0.20043 | 381919
2016-05-15 17:00 | 0.64688 | 0.21104 | 388083
2016-05-15 18:00 | 0.65724 | 0.22307 | 392908
2016-05-15 19:00 | 0.65046 | 0.23647 | 396532
2016-05-15 20:00 | 0.63554 | 0.25032 | 400970
2016-05-15 21:00 | 0.60481 | 0.25336 | 406594
2016-05-15 22:00 | 0.56195 | 0.24872 | 409840
2016-05-15 23:00 | 0.49789 | 0.24587 | 410874
2016-05-16 | 0.38964 | 0.26505 | 415868
2016-05-16 01:00 | 0.21786 | 0.31022 | 417754
2016-05-16 02:00 | 0.018832 | 0.34897 | 404136
2016-05-16 03:00 | 0 | 0.37553 | 383325
2016-05-16 04:00 | 0 | 0.38872 | 363727
2016-05-16 05:00 | 0 | 0.37958 | 346806
2016-05-16 06:00 | 0 | 0.3631 | 335215
2016-05-16 07:00 | 0 | 0.34727 | 329279
2016-05-16 08:00 | 0 | 0.32664 | 330265
2016-05-16 09:00 | 0 | 0.29933 | 340929
2016-05-16 10:00 | 0 | 0.27396 | 364383
2016-05-16 11:00 | 0 | 0.23671 | 388026
2016-05-16 12:00 | 0.043513 | 0.15614 | 402296
2016-05-16 13:00 | 0.37264 | 0.1279 | 413477
2016-05-16 14:00 | 0.6031 | 0.1557 | 424269
2016-05-16 15:00 | 0.7272 | 0.19283 | 431985
2016-05-16 16:00 | 0.77612 | 0.21005 | 437327
2016-05-16 17:00 | 0.77852 | 0.21363 | 442315
2016-05-16 18:00 | 0.76685 | 0.21459 | 446051
2016-05-16 19:00 | 0.7513 | 0.21392 | 447837
2016-05-16 20:00 | 0.73601 | 0.21149 | 450109
2016-05-16 21:00 | 0.70864 | 0.2069 | 451899
2016-05-16 22:00 | 0.65801 | 0.20463 | 451067
2016-05-16 23:00 | 0.566 | 0.21253 | 449437
2016-05-17 | 0.41488 | 0.26183 | 452267
2016-05-17 01:00 | 0.19091 | 0.37155 | 449303
2016-05-17 02:00 | 0.018621 | 0.44508 | 430077
2016-05-17 03:00 | 0 | 0.46314 | 403559
2016-05-17 04:00 | 0 | 0.45126 | 380929
2016-05-17 05:00 | 0 | 0.42836 | 362454
2016-05-17 06:00 | 0 | 0.41073 | 347520
2016-05-17 07:00 | 0 | 0.39186 | 339506
2016-05-17 08:00 | 0 | 0.37552 | 338388
2016-05-17 09:00 | 0 | 0.34208 | 347189
2016-05-17 10:00 | 0 | 0.3092 | 370062
2016-05-17 11:00 | 0 | 0.28431 | 393054
2016-05-17 12:00 | 0.036614 | 0.22463 | 408527
2016-05-17 13:00 | 0.3093 | 0.21153 | 420490
2016-05-17 14:00 | 0.55257 | 0.22934 | 432111
2016-05-17 15:00 | 0.67128 | 0.24211 | 439578
2016-05-17 16:00 | 0.71269 | 0.23622 | 447591
2016-05-17 17:00 | 0.72267 | 0.22505 | 452503
2016-05-17 18:00 | 0.71026 | 0.21449 | 455461
2016-05-17 19:00 | 0.68903 | 0.20727 | 458010
2016-05-17 20:00 | 0.6662 | 0.20433 | 458342
2016-05-17 21:00 | 0.62522 | 0.20465 | 459922
2016-05-17 22:00 | 0.56601 | 0.21057 | 459064
2016-05-17 23:00 | 0.48084 | 0.21856 | 455928
2016-05-18 | 0.36041 | 0.23001 | 456165
2016-05-18 01:00 | 0.19443 | 0.28932 | 453024
2016-05-18 02:00 | 0.037754 | 0.35672 | 434923
2016-05-18 03:00 | 0 | 0.40605 | 408791
2016-05-18 04:00 | 0 | 0.43567 | 385096
2016-05-18 05:00 | 0 | 0.43786 | 365147
2016-05-18 06:00 | 0 | 0.42421 | 349847
2016-05-18 07:00 | 0 | 0.40571 | 340892
2016-05-18 08:00 | 0 | 0.38845 | 339155
2016-05-18 09:00 | 0 | 0.35982 | 347311
2016-05-18 10:00 | 0 | 0.32916 | 369141
2016-05-18 11:00 | 0 | 0.29905 | 391333
2016-05-18 12:00 | 0.043256 | 0.1707 | 404643
2016-05-18 13:00 | 0.32908 | 0.11326 | 414696
2016-05-18 14:00 | 0.55779 | 0.14183 | 425309
2016-05-18 15:00 | 0.67739 | 0.14632 | 433956
2016-05-18 16:00 | 0.72567 | 0.13387 | 441180
2016-05-18 17:00 | 0.73463 | 0.1287 | 447088
2016-05-18 18:00 | 0.72099 | 0.12674 | 452422
2016-05-18 19:00 | 0.7033 | 0.12597 | 455695
2016-05-18 20:00 | 0.6873 | 0.12713 | 458559
2016-05-18 21:00 | 0.65825 | 0.13112 | 460812
2016-05-18 22:00 | 0.61046 | 0.13712 | 458743
2016-05-18 23:00 | 0.52541 | 0.15043 | 455111
2016-05-19 | 0.41013 | 0.19179 | 455162
2016-05-19 01:00 | 0.23695 | 0.35209 | 452069
2016-05-19 02:00 | 0.021841 | 0.46865 | 434434
2016-05-19 03:00 | 0 | 0.52096 | 408119
2016-05-19 04:00 | 0 | 0.54282 | 383142
2016-05-19 05:00 | 0 | 0.54061 | 362941
2016-05-19 06:00 | 0 | 0.52507 | 347770
2016-05-19 07:00 | 0 | 0.49847 | 337967
2016-05-19 08:00 | 0 | 0.46653 | 336146
2016-05-19 09:00 | 0 | 0.43175 | 345081
2016-05-19 10:00 | 0 | 0.40809 | 367118
2016-05-19 11:00 | 0 | 0.36435 | 389239
2016-05-19 12:00 | 0.061455 | 0.20468 | 403543
2016-05-19 13:00 | 0.40671 | 0.17805 | 415692
2016-05-19 14:00 | 0.61774 | 0.25192 | 427306
2016-05-19 15:00 | 0.73766 | 0.29842 | 436602
2016-05-19 16:00 | 0.79059 | 0.31598 | 443665
2016-05-19 17:00 | 0.80139 | 0.32446 | 449379
2016-05-19 18:00 | 0.79477 | 0.32642 | 453245
2016-05-19 19:00 | 0.78901 | 0.31867 | 455347
2016-05-19 20:00 | 0.78544 | 0.30863 | 456705
2016-05-19 21:00 | 0.77444 | 0.30026 | 457769
2016-05-19 22:00 | 0.74362 | 0.29869 | 454744
2016-05-19 23:00 | 0.66629 | 0.31137 | 450085
2016-05-20 | 0.52372 | 0.3594 | 449796
2016-05-20 01:00 | 0.24614 | 0.50547 | 447542
2016-05-20 02:00 | 0.011815 | 0.61162 | 430084
2016-05-20 03:00 | 0 | 0.62169 | 403363
2016-05-20 04:00 | 0 | 0.61152 | 378108
2016-05-20 05:00 | 0 | 0.58386 | 359636
2016-05-20 06:00 | 0 | 0.54281 | 344888
2016-05-20 07:00 | 0 | 0.49583 | 335003
2016-05-20 08:00 | 0 | 0.45278 | 332872
2016-05-20 09:00 | 0 | 0.4172 | 341353
2016-05-20 10:00 | 0 | 0.38146 | 361869
2016-05-20 11:00 | 0 | 0.33583 | 383643
2016-05-20 12:00 | 0.086822 | 0.22302 | 399492
2016-05-20 13:00 | 0.41818 | 0.2129 | 413654
2016-05-20 14:00 | 0.6338 | 0.25 | 426738
2016-05-20 15:00 | 0.76151 | 0.28959 | 435829
2016-05-20 16:00 | 0.82493 | 0.31101 | 441805
2016-05-20 17:00 | 0.83761 | 0.32364 | 446073
2016-05-20 18:00 | 0.83523 | 0.3257 | 449358
2016-05-20 19:00 | 0.82658 | 0.32168 | 451726
2016-05-20 20:00 | 0.82114 | 0.31897 | 454033
2016-05-20 21:00 | 0.80486 | 0.31676 | 454399
2016-05-20 22:00 | 0.76492 | 0.32315 | 449646
2016-05-20 23:00 | 0.66438 | 0.34747 | 441625
2016-05-21 | 0.53583 | 0.4061 | 438654
2016-05-21 01:00 | 0.23513 | 0.55421 | 433474
2016-05-21 02:00 | 0.024648 | 0.63754 | 415012
2016-05-21 03:00 | 0 | 0.65343 | 396530
2016-05-21 04:00 | 0 | 0.64685 | 374530
2016-05-21 05:00 | 0 | 0.62112 | 355822
2016-05-21 06:00 | 0 | 0.58532 | 340289
2016-05-21 07:00 | 0 | 0.55338 | 330939
2016-05-21 08:00 | 0 | 0.52108 | 326053
2016-05-21 09:00 | 0 | 0.48758 | 325912
2016-05-21 10:00 | 0 | 0.46698 | 330394
2016-05-21 11:00 | 0 | 0.44767 | 338051
2016-05-21 12:00 | 0.083589 | 0.34681 | 355555
2016-05-21 13:00 | 0.42984 | 0.37771 | 375291
2016-05-21 14:00 | 0.66901 | 0.45477 | 393987
2016-05-21 15:00 | 0.79388 | 0.48671 | 408509
2016-05-21 16:00 | 0.84797 | 0.50022 | 418122
2016-05-21 17:00 | 0.85339 | 0.51767 | 424519
2016-05-21 18:00 | 0.84675 | 0.53994 | 429572
2016-05-21 19:00 | 0.83684 | 0.56398 | 433418
2016-05-21 20:00 | 0.8313 | 0.58552 | 436977
2016-05-21 21:00 | 0.81788 | 0.60298 | 439549
2016-05-21 22:00 | 0.7775 | 0.62144 | 436862
2016-05-21 23:00 | 0.68351 | 0.64576 | 431572
2016-05-22 | 0.50961 | 0.67891 | 426922
2016-05-22 01:00 | 0.23449 | 0.75866 | 422713
2016-05-22 02:00 | 0.017635 | 0.77888 | 410686
2016-05-22 03:00 | 0 | 0.76926 | 391852
2016-05-22 04:00 | 0 | 0.75868 | 371675
2016-05-22 05:00 | 0 | 0.73719 | 352334
2016-05-22 06:00 | 0 | 0.72192 | 337141
2016-05-22 07:00 | 0 | 0.71567 | 326650
2016-05-22 08:00 | 0 | 0.71049 | 321017
2016-05-22 09:00 | 0 | 0.68866 | 319360
2016-05-22 10:00 | 0 | 0.66301 | 319221
2016-05-22 11:00 | 0 | 0.61415 | 324076
2016-05-22 12:00 | 0.081906 | 0.45706 | 340092
2016-05-22 13:00 | 0.44858 | 0.42586 | 358790
2016-05-22 14:00 | 0.67486 | 0.50501 | 375530
2016-05-22 15:00 | 0.80633 | 0.53014 | 389040
2016-05-22 16:00 | 0.856 | 0.52469 | 401106
2016-05-22 17:00 | 0.86509 | 0.53218 | 410650
2016-05-22 18:00 | 0.85632 | 0.55327 | 419010
2016-05-22 19:00 | 0.84848 | 0.58182 | 426197
2016-05-22 20:00 | 0.84822 | 0.60784 | 434349
2016-05-22 21:00 | 0.83714 | 0.62819 | 440959
2016-05-22 22:00 | 0.80607 | 0.64718 | 443899
2016-05-22 23:00 | 0.71861 | 0.66542 | 442256
2016-05-23 | 0.57 | 0.71168 | 440455
2016-05-23 01:00 | 0.27534 | 0.78636 | 437320
2016-05-23 02:00 | 0.026223 | 0.81607 | 421608
2016-05-23 03:00 | 0 | 0.81344 | 397199
2016-05-23 04:00 | 0 | 0.80577 | 372838
2016-05-23 05:00 | 0 | 0.79768 | 352582
2016-05-23 06:00 | 0 | 0.78654 | 337779
2016-05-23 07:00 | 0 | 0.75933 | 329066
2016-05-23 08:00 | 0 | 0.72663 | 326685
2016-05-23 09:00 | 0 | 0.68742 | 336393
2016-05-23 10:00 | 0 | 0.65255 | 358134
2016-05-23 11:00 | 0 | 0.6006 | 381460
2016-05-23 12:00 | 0.092986 | 0.41085 | 399759
2016-05-23 13:00 | 0.46252 | 0.31422 | 416209
2016-05-23 14:00 | 0.68274 | 0.35816 | 432114
2016-05-23 15:00 | 0.80035 | 0.36119 | 446006
2016-05-23 16:00 | 0.84854 | 0.35655 | 457678
2016-05-23 17:00 | 0.86561 | 0.35165 | 469006
2016-05-23 18:00 | 0.86041 | 0.35181 | 478348
2016-05-23 19:00 | 0.85177 | 0.35985 | 486089
2016-05-23 20:00 | 0.84635 | 0.37243 | 490872
2016-05-23 21:00 | 0.83416 | 0.3779 | 493110
2016-05-23 22:00 | 0.79812 | 0.37525 | 490741
2016-05-23 23:00 | 0.70889 | 0.36889 | 484074
2016-05-24 | 0.54544 | 0.38989 | 477807
2016-05-24 01:00 | 0.23942 | 0.47217 | 471053
2016-05-24 02:00 | 0.016679 | 0.51356 | 448908
2016-05-24 03:00 | 0 | 0.50944 | 420111
2016-05-24 04:00 | 0 | 0.49727 | 392234
2016-05-24 05:00 | 0 | 0.49026 | 370342
2016-05-24 06:00 | 0 | 0.49104 | 354097
2016-05-24 07:00 | 0 | 0.47945 | 344011
2016-05-24 08:00 | 0 | 0.46636 | 341307
2016-05-24 09:00 | 0 | 0.43389 | 348338
2016-05-24 10:00 | 0 | 0.39899 | 366672
2016-05-24 11:00 | 0 | 0.35084 | 389826
2016-05-24 12:00 | 0.10236 | 0.2019 | 408663
2016-05-24 13:00 | 0.44092 | 0.13618 | 426934
2016-05-24 14:00 | 0.63748 | 0.14701 | 445433
2016-05-24 15:00 | 0.76678 | 0.15259 | 462381
2016-05-24 16:00 | 0.81711 | 0.16146 | 476400
2016-05-24 17:00 | 0.82547 | 0.18189 | 489270
2016-05-24 18:00 | 0.81687 | 0.20975 | 500907
2016-05-24 19:00 | 0.80473 | 0.23939 | 509782
2016-05-24 20:00 | 0.79565 | 0.26625 | 516707
2016-05-24 21:00 | 0.77621 | 0.28638 | 520133
2016-05-24 22:00 | 0.73136 | 0.30691 | 518155
2016-05-24 23:00 | 0.63317 | 0.32889 | 509918
2016-05-25 | 0.48962 | 0.38948 | 501806
2016-05-25 01:00 | 0.22571 | 0.50063 | 493666
2016-05-25 02:00 | 0.015504 | 0.57726 | 469882
2016-05-25 03:00 | 0 | 0.605 | 439830
2016-05-25 04:00 | 0 | 0.61158 | 412104
2016-05-25 05:00 | 0 | 0.61331 | 388110
2016-05-25 06:00 | 0 | 0.61228 | 369349
2016-05-25 07:00 | 0 | 0.59868 | 357330
2016-05-25 08:00 | 0 | 0.57266 | 353196
2016-05-25 09:00 | 0 | 0.52423 | 360438
2016-05-25 10:00 | 0 | 0.50152 | 377881
2016-05-25 11:00 | 7.37e-07 | 0.4705 | 400106
2016-05-25 12:00 | 0.10862 | 0.34779 | 420344
2016-05-25 13:00 | 0.45435 | 0.24805 | 440803
2016-05-25 14:00 | 0.64761 | 0.26962 | 461933
2016-05-25 15:00 | 0.77893 | 0.2969 | 481414
2016-05-25 16:00 | 0.8168 | 0.30972 | 497705
2016-05-25 17:00 | 0.82341 | 0.31252 | 513227
2016-05-25 18:00 | 0.81631 | 0.31325 | 526761
2016-05-25 19:00 | 0.80637 | 0.31762 | 537291
2016-05-25 20:00 | 0.7978 | 0.32336 | 544450
2016-05-25 21:00 | 0.78196 | 0.32217 | 547431
2016-05-25 22:00 | 0.73925 | 0.30716 | 542287
2016-05-25 23:00 | 0.64889 | 0.29381 | 531381
2016-05-26 | 0.50988 | 0.31604 | 521817
2016-05-26 01:00 | 0.23654 | 0.38678 | 512256
2016-05-26 02:00 | 0.019863 | 0.44162 | 488412
2016-05-26 03:00 | 0 | 0.4729 | 455944
2016-05-26 04:00 | 0 | 0.48563 | 425635
2016-05-26 05:00 | 0 | 0.48738 | 400557
2016-05-26 06:00 | 0 | 0.48906 | 380967
2016-05-26 07:00 | 0 | 0.48407 | 367149
2016-05-26 08:00 | 0 | 0.47463 | 361979
2016-05-26 09:00 | 0 | 0.46112 | 367885
2016-05-26 10:00 | 0 | 0.4547 | 387246
2016-05-26 11:00 | 2.01e-06 | 0.41266 | 410827
2016-05-26 12:00 | 0.12671 | 0.25615 | 432688
2016-05-26 13:00 | 0.48296 | 0.19962 | 453714
2016-05-26 14:00 | 0.67948 | 0.2414 | 476278
2016-05-26 15:00 | 0.79882 | 0.26719 | 497102
2016-05-26 16:00 | 0.83705 | 0.28329 | 514615
2016-05-26 17:00 | 0.83488 | 0.30489 | 530002
2016-05-26 18:00 | 0.8201 | 0.33688 | 540760
2016-05-26 19:00 | 0.8019 | 0.37467 | 550035
2016-05-26 20:00 | 0.78721 | 0.40391 | 554684
2016-05-26 21:00 | 0.76588 | 0.41054 | 553672
2016-05-26 22:00 | 0.72145 | 0.40843 | 546361
2016-05-26 23:00 | 0.63807 | 0.41786 | 533794
2016-05-27 | 0.50929 | 0.44619 | 523360
2016-05-27 01:00 | 0.26338 | 0.48975 | 514618
2016-05-27 02:00 | 0.03045 | 0.53372 | 489810
2016-05-27 03:00 | 0 | 0.54002 | 459477
2016-05-27 04:00 | 0 | 0.47951 | 428775
2016-05-27 05:00 | 0 | 0.42656 | 402449
2016-05-27 06:00 | 0 | 0.39216 | 381992
2016-05-27 07:00 | 0 | 0.35837 | 368753
2016-05-27 08:00 | 0 | 0.33343 | 363980
2016-05-27 09:00 | 0 | 0.31531 | 368934
2016-05-27 10:00 | 0 | 0.30055 | 384185
2016-05-27 11:00 | 2.79e-06 | 0.28318 | 405105
2016-05-27 12:00 | 0.11218 | 0.18903 | 429110
2016-05-27 13:00 | 0.46854 | 0.15126 | 452260
2016-05-27 14:00 | 0.68702 | 0.17369 | 475781
2016-05-27 15:00 | 0.79284 | 0.19269 | 496673
2016-05-27 16:00 | 0.82854 | 0.19678 | 513944
2016-05-27 17:00 | 0.83215 | 0.20042 | 527326
2016-05-27 18:00 | 0.82402 | 0.19689 | 537440
2016-05-27 19:00 | 0.81389 | 0.18161 | 543658
2016-05-27 20:00 | 0.80547 | 0.16612 | 546585
2016-05-27 21:00 | 0.78766 | 0.15394 | 544994
2016-05-27 22:00 | 0.75212 | 0.14516 | 535312
2016-05-27 23:00 | 0.67337 | 0.14424 | 520452
2016-05-28 | 0.54357 | 0.16117 | 507956
2016-05-28 01:00 | 0.28267 | 0.22755 | 498303
2016-05-28 02:00 | 0.042965 | 0.30488 | 477056
2016-05-28 03:00 | 0 | 0.33354 | 447806
2016-05-28 04:00 | 0 | 0.32921 | 418066
2016-05-28 05:00 | 0 | 0.32187 | 394181
2016-05-28 06:00 | 0 | 0.31473 | 375435
2016-05-28 07:00 | 0 | 0.30029 | 360860
2016-05-28 08:00 | 0 | 0.28636 | 352135
2016-05-28 09:00 | 0 | 0.27405 | 348132
2016-05-28 10:00 | 0 | 0.27263 | 349321
2016-05-28 11:00 | 4.42e-06 | 0.26279 | 357711
2016-05-28 12:00 | 0.14609 | 0.15471 | 377804
2016-05-28 13:00 | 0.53994 | 0.11444 | 404774
2016-05-28 14:00 | 0.71055 | 0.13518 | 431917
2016-05-28 15:00 | 0.8149 | 0.14472 | 456896
2016-05-28 16:00 | 0.85937 | 0.15061 | 477425
2016-05-28 17:00 | 0.86027 | 0.15743 | 492482
2016-05-28 18:00 | 0.8501 | 0.16789 | 504366
2016-05-28 19:00 | 0.8352 | 0.17979 | 514319
2016-05-28 20:00 | 0.82292 | 0.19003 | 522878
2016-05-28 21:00 | 0.80116 | 0.19483 | 526804
2016-05-28 22:00 | 0.75611 | 0.19185 | 524119
2016-05-28 23:00 | 0.66673 | 0.18375 | 513281
2016-05-29 | 0.51716 | 0.18774 | 501272
2016-05-29 01:00 | 0.25147 | 0.25184 | 491484
2016-05-29 02:00 | 0.026963 | 0.31356 | 472491
2016-05-29 03:00 | 0 | 0.34067 | 444592
2016-05-29 04:00 | 0 | 0.3648 | 418205
2016-05-29 05:00 | 0 | 0.39308 | 394074
2016-05-29 06:00 | 0 | 0.40376 | 373955
2016-05-29 07:00 | 0 | 0.41534 | 359007
2016-05-29 08:00 | 0 | 0.43254 | 349369
2016-05-29 09:00 | 0 | 0.43142 | 344568
2016-05-29 10:00 | 0 | 0.42394 | 342370
2016-05-29 11:00 | 7.61e-07 | 0.36163 | 347608
2016-05-29 12:00 | 0.11175 | 0.20046 | 364457
2016-05-29 13:00 | 0.42767 | 0.1438 | 390643
2016-05-29 14:00 | 0.62417 | 0.18465 | 417784
2016-05-29 15:00 | 0.72977 | 0.20846 | 442750
2016-05-29 16:00 | 0.77993 | 0.20444 | 464005
2016-05-29 17:00 | 0.79032 | 0.19818 | 480240
2016-05-29 18:00 | 0.78754 | 0.20274 | 492006
2016-05-29 19:00 | 0.77717 | 0.21491 | 500465
2016-05-29 20:00 | 0.76983 | 0.22593 | 506111
2016-05-29 21:00 | 0.75031 | 0.22596 | 508248
2016-05-29 22:00 | 0.71367 | 0.21392 | 504790
2016-05-29 23:00 | 0.6259 | 0.20597 | 494498
2016-05-30 | 0.49145 | 0.23669 | 483132
2016-05-30 01:00 | 0.26525 | 0.35234 | 472908
2016-05-30 02:00 | 0.035805 | 0.43953 | 456189
2016-05-30 03:00 | 0 | 0.45361 | 431028
2016-05-30 04:00 | 0 | 0.446 | 404498
2016-05-30 05:00 | 0 | 0.43279 | 380422
2016-05-30 06:00 | 0 | 0.41569 | 362999
2016-05-30 07:00 | 0 | 0.38928 | 349662
2016-05-30 08:00 | 0 | 0.35471 | 342344
2016-05-30 09:00 | 0 | 0.30925 | 340098
2016-05-30 10:00 | 0 | 0.27168 | 340563
2016-05-30 11:00 | 3.22e-07 | 0.23875 | 346582
2016-05-30 12:00 | 0.09808 | 0.13958 | 362900
2016-05-30 13:00 | 0.44311 | 0.12039 | 390192
2016-05-30 14:00 | 0.66598 | 0.15949 | 420252
2016-05-30 15:00 | 0.77994 | 0.16709 | 448922
2016-05-30 16:00 | 0.82954 | 0.1728 | 472712
2016-05-30 17:00 | 0.84063 | 0.18979 | 490171
2016-05-30 18:00 | 0.83586 | 0.21666 | 503610
2016-05-30 19:00 | 0.82842 | 0.24993 | 513592
2016-05-30 20:00 | 0.82647 | 0.28801 | 521499
2016-05-30 21:00 | 0.81773 | 0.32532 | 526698
2016-05-30 22:00 | 0.78696 | 0.35824 | 526040
2016-05-30 23:00 | 0.70199 | 0.39855 | 519884
2016-05-31 | 0.55368 | 0.49626 | 510821
2016-05-31 01:00 | 0.30087 | 0.6643 | 501289
2016-05-31 02:00 | 0.042811 | 0.75113 | 478475
2016-05-31 03:00 | 0 | 0.7208 | 446575
2016-05-31 04:00 | 0 | 0.64417 | 417426
2016-05-31 05:00 | 0 | 0.58532 | 392066
2016-05-31 06:00 | 0 | 0.53603 | 372274
2016-05-31 07:00 | 0 | 0.49539 | 359147
2016-05-31 08:00 | 0 | 0.45969 | 355102
2016-05-31 09:00 | 0 | 0.42906 | 362437
2016-05-31 10:00 | 0 | 0.40241 | 380869
2016-05-31 11:00 | 4.13e-07 | 0.36744 | 404434
2016-05-31 12:00 | 0.11954 | 0.28438 | 430258
2016-05-31 13:00 | 0.50381 | 0.34283 | 457434
2016-05-31 14:00 | 0.69321 | 0.37319 | 485399
2016-05-31 15:00 | 0.78357 | 0.36874 | 511566
2016-05-31 16:00 | 0.82333 | 0.35283 | 533684
2016-05-31 17:00 | 0.82337 | 0.34465 | 552896
2016-05-31 18:00 | 0.80871 | 0.34202 | 566702
2016-05-31 19:00 | 0.78707 | 0.34077 | 575476
2016-05-31 20:00 | 0.76967 | 0.33851 | 578930
2016-05-31 21:00 | 0.74837 | 0.33407 | 578388
2016-05-31 22:00 | 0.71517 | 0.33072 | 571152
2016-05-31 23:00 | 0.64265 | 0.33106 | 558447
2016-06-01 | 0.51419 | 0.34412 | 545151
2016-06-01 01:00 | 0.30891 | 0.38816 | 533134
2016-06-01 02:00 | 0.057516 | 0.43458 | 505636
2016-06-01 03:00 | 1.91e-08 | 0.43709 | 469955
2016-06-01 04:00 | 0 | 0.42316 | 436947
2016-06-01 05:00 | 0 | 0.4087 | 409528
2016-06-01 06:00 | 0 | 0.40039 | 388462
2016-06-01 07:00 | 0 | 0.40449 | 373860
2016-06-01 08:00 | 0 | 0.41249 | 367627
2016-06-01 09:00 | 0 | 0.42511 | 372843
2016-06-01 10:00 | 0 | 0.43535 | 388457
2016-06-01 11:00 | 7.59e-06 | 0.39317 | 411140
2016-06-01 12:00 | 0.074201 | 0.25997 | 435165
2016-06-01 13:00 | 0.41453 | 0.29419 | 458866
2016-06-01 14:00 | 0.60638 | 0.33529 | 485380
2016-06-01 15:00 | 0.71441 | 0.32728 | 510547
2016-06-01 16:00 | 0.75556 | 0.31979 | 531408
2016-06-01 17:00 | 0.7617 | 0.31554 | 550110
2016-06-01 18:00 | 0.74909 | 0.30863 | 564854
2016-06-01 19:00 | 0.73391 | 0.29604 | 574628
2016-06-01 20:00 | 0.71686 | 0.27979 | 580324
2016-06-01 21:00 | 0.6936 | 0.26005 | 579092
2016-06-01 22:00 | 0.66201 | 0.23284 | 570068
2016-06-01 23:00 | 0.59673 | 0.19673 | 556557
2016-06-02 | 0.47466 | 0.16863 | 544273
2016-06-02 01:00 | 0.30003 | 0.18209 | 532348
2016-06-02 02:00 | 0.057849 | 0.21307 | 507490
2016-06-02 03:00 | 2e-07 | 0.2412 | 472589
2016-06-02 04:00 | 0 | 0.26897 | 439690
2016-06-02 05:00 | 0 | 0.29437 | 412308
2016-06-02 06:00 | 0 | 0.31342 | 390358
2016-06-02 07:00 | 0 | 0.32801 | 375879
2016-06-02 08:00 | 0 | 0.34255 | 370219
2016-06-02 09:00 | 0 | 0.34703 | 375798
2016-06-02 10:00 | 0 | 0.35021 | 393345
2016-06-02 11:00 | 5.3e-06 | 0.31332 | 414211
2016-06-02 12:00 | 0.10477 | 0.16557 | 435951
2016-06-02 13:00 | 0.46895 | 0.10429 | 457230
2016-06-02 14:00 | 0.67136 | 0.12116 | 479125
2016-06-02 15:00 | 0.78624 | 0.14578 | 500458
2016-06-02 16:00 | 0.83038 | 0.16033 | 519600
2016-06-02 17:00 | 0.83619 | 0.17474 | 537657
2016-06-02 18:00 | 0.83006 | 0.18892 | 551753
2016-06-02 19:00 | 0.81939 | 0.19899 | 561585
2016-06-02 20:00 | 0.81198 | 0.20594 | 567278
2016-06-02 21:00 | 0.79392 | 0.21516 | 568552
2016-06-02 22:00 | 0.7638 | 0.22706 | 562007
2016-06-02 23:00 | 0.69543 | 0.24487 | 550541
2016-06-03 | 0.55894 | 0.30145 | 540859
2016-06-03 01:00 | 0.34026 | 0.4573 | 528804
2016-06-03 02:00 | 0.046418 | 0.5566 | 504648
2016-06-03 03:00 | 3.37e-07 | 0.58278 | 471826
2016-06-03 04:00 | 0 | 0.5798 | 440612
2016-06-03 05:00 | 0 | 0.56433 | 412775
2016-06-03 06:00 | 0 | 0.54738 | 391019
2016-06-03 07:00 | 0 | 0.53664 | 376807
2016-06-03 08:00 | 0 | 0.5273 | 370748
2016-06-03 09:00 | 0 | 0.52193 | 376029
2016-06-03 10:00 | 0 | 0.51258 | 390568
2016-06-03 11:00 | 8.38e-06 | 0.46433 | 410728
2016-06-03 12:00 | 0.12234 | 0.28898 | 433401
2016-06-03 13:00 | 0.49458 | 0.25553 | 456710
2016-06-03 14:00 | 0.7017 | 0.34365 | 482352
2016-06-03 15:00 | 0.79597 | 0.38076 | 506438
2016-06-03 16:00 | 0.83754 | 0.37861 | 526219
2016-06-03 17:00 | 0.84857 | 0.36968 | 544271
2016-06-03 18:00 | 0.84346 | 0.36141 | 559157
2016-06-03 19:00 | 0.83538 | 0.35597 | 568887
2016-06-03 20:00 | 0.83221 | 0.35296 | 574581
2016-06-03 21:00 | 0.82329 | 0.3541 | 574869
2016-06-03 22:00 | 0.79445 | 0.35681 | 567521
2016-06-03 23:00 | 0.72217 | 0.34788 | 553923
2016-06-04 | 0.5906 | 0.35202 | 541270
2016-06-04 01:00 | 0.35349 | 0.4329 | 530077
2016-06-04 02:00 | 0.04755 | 0.53084 | 507757
2016-06-04 03:00 | 4.31e-07 | 0.54703 | 476751
2016-06-04 04:00 | 0 | 0.51072 | 445566
2016-06-04 05:00 | 0 | 0.45923 | 417881
2016-06-04 06:00 | 0 | 0.41708 | 395618
2016-06-04 07:00 | 0 | 0.39272 | 378450
2016-06-04 08:00 | 0 | 0.39198 | 367703
2016-06-04 09:00 | 0 | 0.40717 | 364114
2016-06-04 10:00 | 0 | 0.43044 | 364270
2016-06-04 11:00 | 9.92e-06 | 0.39997 | 372504
2016-06-04 12:00 | 0.15011 | 0.23693 | 391583
2016-06-04 13:00 | 0.5314 | 0.23452 | 416910
2016-06-04 14:00 | 0.68035 | 0.36388 | 444249
2016-06-04 15:00 | 0.78321 | 0.43363 | 469972
2016-06-04 16:00 | 0.81915 | 0.47453 | 491295
2016-06-04 17:00 | 0.82724 | 0.50135 | 507879
2016-06-04 18:00 | 0.82258 | 0.52351 | 520690
2016-06-04 19:00 | 0.81438 | 0.54379 | 530123
2016-06-04 20:00 | 0.80999 | 0.56098 | 536156
2016-06-04 21:00 | 0.79802 | 0.57492 | 539077
2016-06-04 22:00 | 0.76981 | 0.57239 | 535584
2016-06-04 23:00 | 0.69583 | 0.53889 | 526357
2016-06-05 | 0.56748 | 0.48925 | 517223
2016-06-05 01:00 | 0.3084 | 0.55322 | 507566
2016-06-05 02:00 | 0.031121 | 0.57285 | 488695
2016-06-05 03:00 | 0 | 0.52782 | 461209
2016-06-05 04:00 | 0 | 0.4779 | 431573
2016-06-05 05:00 | 0 | 0.43968 | 406781
2016-06-05 06:00 | 0 | 0.41995 | 386419
2016-06-05 07:00 | 0 | 0.40743 | 370429
2016-06-05 08:00 | 0 | 0.4004 | 360252
2016-06-05 09:00 | 0 | 0.39213 | 355281
2016-06-05 10:00 | 0 | 0.39484 | 352955
2016-06-05 11:00 | 1.34e-05 | 0.35168 | 357290
2016-06-05 12:00 | 0.14986 | 0.19319 | 374022
2016-06-05 13:00 | 0.53103 | 0.11867 | 397413
2016-06-05 14:00 | 0.70881 | 0.18483 | 422285
2016-06-05 15:00 | 0.79729 | 0.26326 | 445523
2016-06-05 16:00 | 0.84048 | 0.30512 | 466044
2016-06-05 17:00 | 0.84662 | 0.3361 | 483304
2016-06-05 18:00 | 0.84006 | 0.3592 | 497201
2016-06-05 19:00 | 0.83079 | 0.37258 | 508990
2016-06-05 20:00 | 0.82758 | 0.38104 | 519010
2016-06-05 21:00 | 0.81836 | 0.38738 | 525768
2016-06-05 22:00 | 0.79115 | 0.38828 | 526990
2016-06-05 23:00 | 0.70785 | 0.38631 | 521930
2016-06-06 | 0.57799 | 0.39814 | 513888
2016-06-06 01:00 | 0.31762 | 0.48725 | 504098
2016-06-06 02:00 | 0.043799 | 0.58846 | 485611
2016-06-06 03:00 | 8.35e-07 | 0.60534 | 456516
2016-06-06 04:00 | 0 | 0.57023 | 426240
2016-06-06 05:00 | 0 | 0.52917 | 403188
2016-06-06 06:00 | 0 | 0.50243 | 384384
2016-06-06 07:00 | 0 | 0.4966 | 370595
2016-06-06 08:00 | 0 | 0.49349 | 366015
2016-06-06 09:00 | 0 | 0.48861 | 371425
2016-06-06 10:00 | 0 | 0.48715 | 387935
2016-06-06 11:00 | 1.22e-05 | 0.42548 | 411661
2016-06-06 12:00 | 0.1305 | 0.25569 | 435162
2016-06-06 13:00 | 0.47762 | 0.22149 | 461328
2016-06-06 14:00 | 0.6826 | 0.27385 | 485280
2016-06-06 15:00 | 0.77921 | 0.30285 | 509087
2016-06-06 16:00 | 0.82034 | 0.30425 | 527204
2016-06-06 17:00 | 0.82732 | 0.30768 | 545385
2016-06-06 18:00 | 0.81727 | 0.30856 | 560299
2016-06-06 19:00 | 0.79848 | 0.3116 | 570244
2016-06-06 20:00 | 0.7796 | 0.31599 | 578371
2016-06-06 21:00 | 0.75136 | 0.31896 | 581232
2016-06-06 22:00 | 0.71603 | 0.32234 | 579340
2016-06-06 23:00 | 0.64068 | 0.32668 | 568858
2016-06-07 | 0.52204 | 0.35354 | 558041
2016-06-07 01:00 | 0.30548 | 0.48713 | 544630
2016-06-07 02:00 | 0.039285 | 0.63609 | 517539
2016-06-07 03:00 | 6.58e-07 | 0.62914 | 483215
2016-06-07 04:00 | 0 | 0.56097 | 448043
2016-06-07 05:00 | 0 | 0.49273 | 419365
2016-06-07 06:00 | 0 | 0.43344 | 397308
2016-06-07 07:00 | 0 | 0.38778 | 381818
2016-06-07 08:00 | 0 | 0.35407 | 375224
2016-06-07 09:00 | 0 | 0.33221 | 379918
2016-06-07 10:00 | 0 | 0.31655 | 394415
2016-06-07 11:00 | 5.73e-06 | 0.25255 | 414034
2016-06-07 12:00 | 0.11247 | 0.12153 | 436079
2016-06-07 13:00 | 0.4616 | 0.12064 | 460021
2016-06-07 14:00 | 0.65955 | 0.15079 | 485342
2016-06-07 15:00 | 0.76164 | 0.1394 | 508842
2016-06-07 16:00 | 0.80642 | 0.12017 | 528600
2016-06-07 17:00 | 0.81705 | 0.1083 | 546244
2016-06-07 18:00 | 0.80772 | 0.10338 | 559521
2016-06-07 19:00 | 0.79148 | 0.10384 | 569433
2016-06-07 20:00 | 0.77536 | 0.10981 | 575757
2016-06-07 21:00 | 0.75432 | 0.11786 | 579190
2016-06-07 22:00 | 0.72036 | 0.13348 | 575363
2016-06-07 23:00 | 0.63645 | 0.15925 | 564201
2016-06-08 | 0.50509 | 0.20742 | 548515
2016-06-08 01:00 | 0.28016 | 0.34787 | 533334
2016-06-08 02:00 | 0.03863 | 0.51707 | 506870
2016-06-08 03:00 | 1.93e-06 | 0.558 | 470978
2016-06-08 04:00 | 0 | 0.54047 | 437565
2016-06-08 05:00 | 0 | 0.50119 | 408850
2016-06-08 06:00 | 0 | 0.46938 | 386228
2016-06-08 07:00 | 0 | 0.44948 | 371486
2016-06-08 08:00 | 0 | 0.44456 | 364715
2016-06-08 09:00 | 0 | 0.44071 | 370472
2016-06-08 10:00 | 0 | 0.43629 | 382405
2016-06-08 11:00 | 4.31e-06 | 0.38475 | 400432
2016-06-08 12:00 | 0.11727 | 0.20314 | 420465
2016-06-08 13:00 | 0.44153 | 0.17551 | 442199
2016-06-08 14:00 | 0.63022 | 0.22489 | 465246
2016-06-08 15:00 | 0.71917 | 0.23147 | 486017
2016-06-08 16:00 | 0.76693 | 0.22054 | 502863
2016-06-08 17:00 | 0.77969 | 0.2198 | 519109
2016-06-08 18:00 | 0.77735 | 0.22851 | 532051
2016-06-08 19:00 | 0.76621 | 0.2403 | 543040
2016-06-08 20:00 | 0.75604 | 0.25393 | 551323
2016-06-08 21:00 | 0.73633 | 0.26528 | 555836
2016-06-08 22:00 | 0.69985 | 0.27602 | 553751
2016-06-08 23:00 | 0.61946 | 0.30876 | 543784
2016-06-09 | 0.48716 | 0.39716 | 530422
2016-06-09 01:00 | 0.26552 | 0.55529 | 517442
2016-06-09 02:00 | 0.034859 | 0.66508 | 494403
2016-06-09 03:00 | 1.49e-06 | 0.70627 | 461505
2016-06-09 04:00 | 0 | 0.70124 | 429485
2016-06-09 05:00 | 0 | 0.66947 | 402849
2016-06-09 06:00 | 0 | 0.63228 | 382478
2016-06-09 07:00 | 0 | 0.60365 | 368821
2016-06-09 08:00 | 0 | 0.57698 | 362709
2016-06-09 09:00 | 0 | 0.53165 | 366616
2016-06-09 10:00 | 0 | 0.48826 | 380315
2016-06-09 11:00 | 7.27e-06 | 0.4029 | 398304
2016-06-09 12:00 | 0.11535 | 0.23263 | 419320
2016-06-09 13:00 | 0.43497 | 0.23629 | 441583
2016-06-09 14:00 | 0.64097 | 0.32703 | 464597
2016-06-09 15:00 | 0.7517 | 0.33226 | 485879
2016-06-09 16:00 | 0.80899 | 0.32023 | 505989
2016-06-09 17:00 | 0.82262 | 0.31611 | 524767
2016-06-09 18:00 | 0.82029 | 0.31783 | 539999
2016-06-09 19:00 | 0.81231 | 0.32287 | 552774
2016-06-09 20:00 | 0.80617 | 0.32847 | 560594
2016-06-09 21:00 | 0.7912 | 0.33666 | 566846
2016-06-09 22:00 | 0.75729 | 0.35068 | 564371
2016-06-09 23:00 | 0.67834 | 0.38014 | 554318
2016-06-10 | 0.53952 | 0.4577 | 540316
2016-06-10 01:00 | 0.31319 | 0.61268 | 530398
2016-06-10 02:00 | 0.052476 | 0.72229 | 505423
2016-06-10 03:00 | 2.05e-06 | 0.71947 | 473098
2016-06-10 04:00 | 0 | 0.69097 | 438393
2016-06-10 05:00 | 0 | 0.65463 | 411512
2016-06-10 06:00 | 0 | 0.6153 | 391226
2016-06-10 07:00 | 0 | 0.5657 | 376885
2016-06-10 08:00 | 0 | 0.5154 | 369546
2016-06-10 09:00 | 0 | 0.46668 | 372398
2016-06-10 10:00 | 0 | 0.42754 | 383857
2016-06-10 11:00 | 9.14e-06 | 0.33945 | 402748
2016-06-10 12:00 | 0.12657 | 0.18186 | 426829
2016-06-10 13:00 | 0.42817 | 0.19712 | 454646
2016-06-10 14:00 | 0.58886 | 0.24662 | 482301
2016-06-10 15:00 | 0.68137 | 0.25357 | 508873
2016-06-10 16:00 | 0.72998 | 0.26226 | 531905
2016-06-10 17:00 | 0.74446 | 0.28399 | 551022
2016-06-10 18:00 | 0.74244 | 0.31146 | 567314
2016-06-10 19:00 | 0.73347 | 0.33132 | 579868
2016-06-10 20:00 | 0.71689 | 0.33505 | 589997
2016-06-10 21:00 | 0.68376 | 0.33241 | 593420
2016-06-10 22:00 | 0.6295 | 0.32853 | 587600
2016-06-10 23:00 | 0.53742 | 0.34125 | 573688
2016-06-11 | 0.40509 | 0.41187 | 556480
2016-06-11 01:00 | 0.21393 | 0.58689 | 540736
2016-06-11 02:00 | 0.032552 | 0.70348 | 517639
2016-06-11 03:00 | 2.62e-06 | 0.69478 | 486640
2016-06-11 04:00 | 0 | 0.66402 | 455231
2016-06-11 05:00 | 0 | 0.63536 | 426453
2016-06-11 06:00 | 0 | 0.60039 | 405689
2016-06-11 07:00 | 0 | 0.56313 | 388245
2016-06-11 08:00 | 0 | 0.53447 | 375972
2016-06-11 09:00 | 0 | 0.49515 | 372056
2016-06-11 10:00 | 0 | 0.45654 | 372473
2016-06-11 11:00 | 8.03e-06 | 0.37924 | 382390
2016-06-11 12:00 | 0.092122 | 0.25114 | 405494
2016-06-11 13:00 | 0.3086 | 0.24893 | 438077
2016-06-11 14:00 | 0.48649 | 0.30419 | 473340
2016-06-11 15:00 | 0.5999 | 0.32961 | 506666
2016-06-11 16:00 | 0.66231 | 0.33391 | 534752
2016-06-11 17:00 | 0.683 | 0.34272 | 555285
2016-06-11 18:00 | 0.67726 | 0.35925 | 571006
2016-06-11 19:00 | 0.66388 | 0.37801 | 582511
2016-06-11 20:00 | 0.64097 | 0.40251 | 590597
2016-06-11 21:00 | 0.60496 | 0.43479 | 595049
2016-06-11 22:00 | 0.54997 | 0.47559 | 591829
2016-06-11 23:00 | 0.47173 | 0.52699 | 580903
2016-06-12 | 0.35875 | 0.60492 | 566512
2016-06-12 01:00 | 0.20329 | 0.7093 | 552841
2016-06-12 02:00 | 0.024773 | 0.75993 | 531300
2016-06-12 03:00 | 1.6e-06 | 0.74616 | 501243
2016-06-12 04:00 | 0 | 0.70781 | 470687
2016-06-12 05:00 | 0 | 0.67295 | 442054
2016-06-12 06:00 | 0 | 0.64964 | 418211
2016-06-12 07:00 | 0 | 0.61829 | 400428
2016-06-12 08:00 | 0 | 0.59265 | 387567
2016-06-12 09:00 | 0 | 0.53706 | 380020
2016-06-12 10:00 | 0 | 0.46561 | 376210
2016-06-12 11:00 | 3.77e-06 | 0.39354 | 384024
2016-06-12 12:00 | 0.10397 | 0.30643 | 407958
2016-06-12 13:00 | 0.41377 | 0.32105 | 437678
2016-06-12 14:00 | 0.61229 | 0.33931 | 468012
2016-06-12 15:00 | 0.7192 | 0.32998 | 494687
2016-06-12 16:00 | 0.77461 | 0.32303 | 517422
2016-06-12 17:00 | 0.78608 | 0.31934 | 534487
2016-06-12 18:00 | 0.78057 | 0.32071 | 545621
2016-06-12 19:00 | 0.77104 | 0.32004 | 552724
2016-06-12 20:00 | 0.76189 | 0.31468 | 556947
2016-06-12 21:00 | 0.74442 | 0.30521 | 558748
2016-06-12 22:00 | 0.70904 | 0.29166 | 554207
2016-06-12 23:00 | 0.63446 | 0.27884 | 543277
2016-06-13 | 0.52686 | 0.29455 | 530139
2016-06-13 01:00 | 0.30355 | 0.40086 | 519068
2016-06-13 02:00 | 0.035865 | 0.4744 | 498816
2016-06-13 03:00 | 2.74e-06 | 0.45119 | 469138
2016-06-13 04:00 | 0 | 0.40546 | 439711
2016-06-13 05:00 | 0 | 0.36584 | 415207
2016-06-13 06:00 | 0 | 0.32732 | 394517
2016-06-13 07:00 | 0 | 0.29394 | 380639
2016-06-13 08:00 | 0 | 0.27134 | 374559
2016-06-13 09:00 | 0 | 0.2423 | 379564
2016-06-13 10:00 | 0 | 0.22054 | 394195
2016-06-13 11:00 | 4e-06 | 0.18451 | 416210
2016-06-13 12:00 | 0.14144 | 0.11091 | 440541
2016-06-13 13:00 | 0.46694 | 0.094479 | 467299
2016-06-13 14:00 | 0.6673 | 0.10295 | 495712
2016-06-13 15:00 | 0.76388 | 0.09984 | 522570
2016-06-13 16:00 | 0.803 | 0.093823 | 545584
2016-06-13 17:00 | 0.80562 | 0.089879 | 565469
2016-06-13 18:00 | 0.79493 | 0.090341 | 580343
2016-06-13 19:00 | 0.78386 | 0.094501 | 589658
2016-06-13 20:00 | 0.77718 | 0.098483 | 595279
2016-06-13 21:00 | 0.76668 | 0.10711 | 596967
2016-06-13 22:00 | 0.73376 | 0.12524 | 591091
2016-06-13 23:00 | 0.65056 | 0.15896 | 579889
2016-06-14 | 0.53824 | 0.21258 | 565632
2016-06-14 01:00 | 0.2948 | 0.341 | 551948
2016-06-14 02:00 | 0.04099 | 0.46675 | 527027
2016-06-14 03:00 | 0 | 0.47225 | 491855
2016-06-14 04:00 | 0 | 0.44611 | 458318
2016-06-14 05:00 | 0 | 0.41848 | 429694
2016-06-14 06:00 | 0 | 0.39414 | 408610
2016-06-14 07:00 | 0 | 0.37013 | 393006
2016-06-14 08:00 | 0 | 0.34431 | 386262
2016-06-14 09:00 | 0 | 0.31773 | 390262
2016-06-14 10:00 | 0 | 0.3071 | 405010
2016-06-14 11:00 | 1.32e-05 | 0.28893 | 425599
2016-06-14 12:00 | 0.16651 | 0.20155 | 449688
2016-06-14 13:00 | 0.55105 | 0.21367 | 476353
2016-06-14 14:00 | 0.70221 | 0.25338 | 503944
2016-06-14 15:00 | 0.80436 | 0.26357 | 530927
2016-06-14 16:00 | 0.8593 | 0.2772 | 553952
2016-06-14 17:00 | 0.86532 | 0.29852 | 573249
2016-06-14 18:00 | 0.85367 | 0.3212 | 587081
2016-06-14 19:00 | 0.84006 | 0.34304 | 595687
2016-06-14 20:00 | 0.83191 | 0.3573 | 601822
2016-06-14 21:00 | 0.81708 | 0.35726 | 603737
2016-06-14 22:00 | 0.78601 | 0.3491 | 597600
2016-06-14 23:00 | 0.70256 | 0.33149 | 585548
2016-06-15 | 0.554 | 0.33634 | 570965
2016-06-15 01:00 | 0.30135 | 0.40804 | 557325
2016-06-15 02:00 | 0.037084 | 0.46001 | 532471
2016-06-15 03:00 | 2.61e-06 | 0.47924 | 498690
2016-06-15 04:00 | 0 | 0.48186 | 466211
2016-06-15 05:00 | 0 | 0.48775 | 438142
2016-06-15 06:00 | 0 | 0.50478 | 417100
2016-06-15 07:00 | 0 | 0.51539 | 402112
2016-06-15 08:00 | 0 | 0.51429 | 394759
2016-06-15 09:00 | 0 | 0.50176 | 398514
2016-06-15 10:00 | 0 | 0.4782 | 413684
2016-06-15 11:00 | 1.75e-05 | 0.40943 | 433725
2016-06-15 12:00 | 0.15071 | 0.22061 | 458210
2016-06-15 13:00 | 0.52471 | 0.15861 | 486171
2016-06-15 14:00 | 0.6847 | 0.1642 | 515729
2016-06-15 15:00 | 0.7965 | 0.18625 | 544200
2016-06-15 16:00 | 0.8423 | 0.19834 | 569028
2016-06-15 17:00 | 0.85369 | 0.21806 | 590949
2016-06-15 18:00 | 0.84986 | 0.24605 | 608682
2016-06-15 19:00 | 0.84329 | 0.27776 | 621100
2016-06-15 20:00 | 0.84225 | 0.30696 | 629859
2016-06-15 21:00 | 0.83687 | 0.32989 | 632024
2016-06-15 22:00 | 0.80844 | 0.3476 | 626813
2016-06-15 23:00 | 0.74235 | 0.37164 | 613147
2016-06-16 | 0.59446 | 0.44433 | 596583
2016-06-16 01:00 | 0.34037 | 0.61156 | 579747
2016-06-16 02:00 | 0.047601 | 0.7209 | 552876
2016-06-16 03:00 | 2.07e-06 | 0.75404 | 516809
2016-06-16 04:00 | 0 | 0.73338 | 482294
2016-06-16 05:00 | 0 | 0.69511 | 452694
2016-06-16 06:00 | 0 | 0.65012 | 429579
2016-06-16 07:00 | 0 | 0.60901 | 412910
2016-06-16 08:00 | 0 | 0.58165 | 404973
2016-06-16 09:00 | 0 | 0.55667 | 408505
2016-06-16 10:00 | 0 | 0.5282 | 422239
2016-06-16 11:00 | 1.67e-05 | 0.45926 | 442317
2016-06-16 12:00 | 0.16139 | 0.33655 | 467491
2016-06-16 13:00 | 0.55893 | 0.34697 | 494771
2016-06-16 14:00 | 0.70996 | 0.37596 | 523244
2016-06-16 15:00 | 0.81812 | 0.38081 | 550557
2016-06-16 16:00 | 0.85707 | 0.36736 | 573493
2016-06-16 17:00 | 0.87499 | 0.3656 | 593314
2016-06-16 18:00 | 0.86837 | 0.38406 | 608327
2016-06-16 19:00 | 0.86004 | 0.4121 | 617141
2016-06-16 20:00 | 0.85833 | 0.44206 | 622344
2016-06-16 21:00 | 0.8518 | 0.46807 | 623112
2016-06-16 22:00 | 0.82356 | 0.48019 | 617203
2016-06-16 23:00 | 0.7577 | 0.47581 | 605611
2016-06-17 | 0.60271 | 0.51317 | 591553
2016-06-17 01:00 | 0.35658 | 0.6363 | 575723
2016-06-17 02:00 | 0.049939 | 0.72472 | 549591
2016-06-17 03:00 | 1.78e-06 | 0.73126 | 515717
2016-06-17 04:00 | 0 | 0.70743 | 483717
2016-06-17 05:00 | 0 | 0.68153 | 454279
2016-06-17 06:00 | 0 | 0.64985 | 428248
2016-06-17 07:00 | 0 | 0.62478 | 411752
2016-06-17 08:00 | 0 | 0.59611 | 403500
2016-06-17 09:00 | 0 | 0.56534 | 405513
2016-06-17 10:00 | 0 | 0.535 | 416644
2016-06-17 11:00 | 1.66e-05 | 0.4624 | 434301
2016-06-17 12:00 | 0.15707 | 0.30858 | 459290
2016-06-17 13:00 | 0.55306 | 0.29951 | 488911
2016-06-17 14:00 | 0.70763 | 0.28985 | 518595
2016-06-17 15:00 | 0.81093 | 0.25138 | 545741
2016-06-17 16:00 | 0.85203 | 0.21914 | 567490
2016-06-17 17:00 | 0.86526 | 0.20013 | 584549
2016-06-17 18:00 | 0.86101 | 0.18937 | 597291
2016-06-17 19:00 | 0.8533 | 0.18475 | 606608
2016-06-17 20:00 | 0.85114 | 0.18274 | 612181
2016-06-17 21:00 | 0.84395 | 0.18265 | 612561
2016-06-17 22:00 | 0.814 | 0.18868 | 604742
2016-06-17 23:00 | 0.74226 | 0.20837 | 590018
2016-06-18 | 0.58769 | 0.27552 | 571383
2016-06-18 01:00 | 0.32722 | 0.42267 | 554508
2016-06-18 02:00 | 0.048206 | 0.55167 | 530096
2016-06-18 03:00 | 8.24e-07 | 0.58047 | 497484
2016-06-18 04:00 | 0 | 0.54755 | 465759
2016-06-18 05:00 | 0 | 0.50665 | 436125
2016-06-18 06:00 | 0 | 0.46711 | 410907
2016-06-18 07:00 | 0 | 0.42833 | 393168
2016-06-18 08:00 | 0 | 0.39851 | 381758
2016-06-18 09:00 | 0 | 0.34793 | 376227
2016-06-18 10:00 | 0 | 0.30212 | 375830
2016-06-18 11:00 | 8.76e-06 | 0.24589 | 384738
2016-06-18 12:00 | 0.16263 | 0.14261 | 405325
2016-06-18 13:00 | 0.53801 | 0.10942 | 432021
2016-06-18 14:00 | 0.68773 | 0.11973 | 460821
2016-06-18 15:00 | 0.78578 | 0.11117 | 489654
2016-06-18 16:00 | 0.82382 | 0.097808 | 514631
2016-06-18 17:00 | 0.82882 | 0.092262 | 534606
2016-06-18 18:00 | 0.82061 | 0.092331 | 551191
2016-06-18 19:00 | 0.80996 | 0.099156 | 564545
2016-06-18 20:00 | 0.80153 | 0.11372 | 574478
2016-06-18 21:00 | 0.78424 | 0.13741 | 579685
2016-06-18 22:00 | 0.75119 | 0.17188 | 575841
2016-06-18 23:00 | 0.67038 | 0.22191 | 562708
2016-06-19 | 0.51684 | 0.29895 | 545617
2016-06-19 01:00 | 0.28293 | 0.46338 | 531539
2016-06-19 02:00 | 0.047518 | 0.61502 | 511308
2016-06-19 03:00 | 4.12e-06 | 0.65664 | 481727
2016-06-19 04:00 | 0 | 0.65631 | 450963
2016-06-19 05:00 | 0 | 0.63725 | 423780
2016-06-19 06:00 | 0 | 0.6111 | 400632
2016-06-19 07:00 | 0 | 0.58515 | 383744
2016-06-19 08:00 | 0 | 0.56323 | 372003
2016-06-19 09:00 | 0 | 0.54485 | 364628
2016-06-19 10:00 | 0 | 0.52409 | 361484
2016-06-19 11:00 | 1.49e-05 | 0.45628 | 367308
2016-06-19 12:00 | 0.13804 | 0.3188 | 387174
2016-06-19 13:00 | 0.46228 | 0.36011 | 415881
2016-06-19 14:00 | 0.63772 | 0.41874 | 447988
2016-06-19 15:00 | 0.74573 | 0.43877 | 479035
2016-06-19 16:00 | 0.79638 | 0.4547 | 506647
2016-06-19 17:00 | 0.80831 | 0.46895 | 530674
2016-06-19 18:00 | 0.80607 | 0.47772 | 550246
2016-06-19 19:00 | 0.8003 | 0.48098 | 567009
2016-06-19 20:00 | 0.79586 | 0.482 | 580864
2016-06-19 21:00 | 0.78208 | 0.48549 | 590387
2016-06-19 22:00 | 0.75162 | 0.49367 | 591563
2016-06-19 23:00 | 0.68352 | 0.51054 | 584623
2016-06-20 | 0.54053 | 0.55826 | 571899
2016-06-20 01:00 | 0.33336 | 0.67232 | 560612
2016-06-20 02:00 | 0.045559 | 0.77277 | 538629
2016-06-20 03:00 | 1.45e-06 | 0.77673 | 506404
2016-06-20 04:00 | 0 | 0.74855 | 472788
2016-06-20 05:00 | 0 | 0.7177 | 444380
2016-06-20 06:00 | 0 | 0.68687 | 420074
2016-06-20 07:00 | 0 | 0.65765 | 403268
2016-06-20 08:00 | 0 | 0.62122 | 394676
2016-06-20 09:00 | 0 | 0.57143 | 397331
2016-06-20 10:00 | 0 | 0.51769 | 410679
2016-06-20 11:00 | 1.66e-05 | 0.39334 | 433379
2016-06-20 12:00 | 0.16261 | 0.22459 | 461784
2016-06-20 13:00 | 0.51456 | 0.28205 | 494530
2016-06-20 14:00 | 0.69468 | 0.29187 | 529278
2016-06-20 15:00 | 0.78144 | 0.2573 | 563124
2016-06-20 16:00 | 0.82391 | 0.22493 | 592728
2016-06-20 17:00 | 0.82969 | 0.20826 | 618309
2016-06-20 18:00 | 0.82305 | 0.20207 | 637952
2016-06-20 19:00 | 0.81542 | 0.19855 | 653245
2016-06-20 20:00 | 0.8137 | 0.19481 | 664302
2016-06-20 21:00 | 0.80703 | 0.1942 | 668915
2016-06-20 22:00 | 0.78356 | 0.1931 | 664906
2016-06-20 23:00 | 0.71005 | 0.19169 | 651397
2016-06-21 | 0.57976 | 0.20697 | 631507
2016-06-21 01:00 | 0.32615 | 0.3286 | 612804
2016-06-21 02:00 | 0.048632 | 0.49889 | 581995
2016-06-21 03:00 | 1.26e-06 | 0.55426 | 539949
2016-06-21 04:00 | 0 | 0.54404 | 501362
2016-06-21 05:00 | 0 | 0.52013 | 469238
2016-06-21 06:00 | 0 | 0.4948 | 441958
2016-06-21 07:00 | 0 | 0.47726 | 422625
2016-06-21 08:00 | 0 | 0.4652 | 412705
2016-06-21 09:00 | 0 | 0.43709 | 414254
2016-06-21 10:00 | 0 | 0.40477 | 427487
2016-06-21 11:00 | 1.41e-05 | 0.34471 | 447267
2016-06-21 12:00 | 0.14051 | 0.1878 | 470193
2016-06-21 13:00 | 0.44528 | 0.15691 | 498042
2016-06-21 14:00 | 0.64717 | 0.21341 | 529549
2016-06-21 15:00 | 0.7343 | 0.23773 | 560715
2016-06-21 16:00 | 0.78676 | 0.24515 | 586867
2016-06-21 17:00 | 0.80003 | 0.25826 | 609939
2016-06-21 18:00 | 0.80045 | 0.28049 | 627655
2016-06-21 19:00 | 0.79378 | 0.31004 | 640291
2016-06-21 20:00 | 0.78771 | 0.34247 | 649707
2016-06-21 21:00 | 0.77568 | 0.37151 | 653434
2016-06-21 22:00 | 0.74371 | 0.39778 | 648117
2016-06-21 23:00 | 0.66455 | 0.43303 | 634951
2016-06-22 | 0.52356 | 0.51851 | 617957
2016-06-22 01:00 | 0.27825 | 0.70788 | 599868
2016-06-22 02:00 | 0.048132 | 0.82969 | 571899
2016-06-22 03:00 | 3.82e-06 | 0.84836 | 532903
2016-06-22 04:00 | 0 | 0.83532 | 495486
2016-06-22 05:00 | 0 | 0.80966 | 464781
2016-06-22 06:00 | 0 | 0.7808 | 439728
2016-06-22 07:00 | 0 | 0.75598 | 422327
2016-06-22 08:00 | 0 | 0.72815 | 411323
2016-06-22 09:00 | 0 | 0.69449 | 412625
2016-06-22 10:00 | 0 | 0.6628 | 424663
2016-06-22 11:00 | 1.63e-05 | 0.59264 | 445447
2016-06-22 12:00 | 0.13922 | 0.45761 | 469789
2016-06-22 13:00 | 0.44249 | 0.54688 | 498029
2016-06-22 14:00 | 0.64527 | 0.5737 | 528101
2016-06-22 15:00 | 0.72496 | 0.53277 | 557079
2016-06-22 16:00 | 0.77651 | 0.48681 | 582091
2016-06-22 17:00 | 0.78886 | 0.45305 | 604925
2016-06-22 18:00 | 0.78458 | 0.42845 | 623197
2016-06-22 19:00 | 0.77181 | 0.40658 | 636797
2016-06-22 20:00 | 0.76156 | 0.38738 | 648742
2016-06-22 21:00 | 0.74634 | 0.36855 | 653933
2016-06-22 22:00 | 0.71119 | 0.35148 | 651094
2016-06-22 23:00 | 0.63839 | 0.34148 | 640266
2016-06-23 | 0.51504 | 0.36351 | 623630
2016-06-23 01:00 | 0.29098 | 0.4892 | 607473
2016-06-23 02:00 | 0.050151 | 0.59734 | 579275
2016-06-23 03:00 | 4.03e-06 | 0.62867 | 541127
2016-06-23 04:00 | 0 | 0.6027 | 505365
2016-06-23 05:00 | 0 | 0.55896 | 474918
2016-06-23 06:00 | 0 | 0.51945 | 449614
2016-06-23 07:00 | 0 | 0.47986 | 430975
2016-06-23 08:00 | 0 | 0.44459 | 420920
2016-06-23 09:00 | 0 | 0.40927 | 422636
2016-06-23 10:00 | 0 | 0.37099 | 435624
2016-06-23 11:00 | 1.85e-06 | 0.28293 | 453506
2016-06-23 12:00 | 0.11425 | 0.1774 | 476162
2016-06-23 13:00 | 0.43225 | 0.19809 | 503574
2016-06-23 14:00 | 0.61958 | 0.21713 | 533806
2016-06-23 15:00 | 0.70485 | 0.20004 | 562667
2016-06-23 16:00 | 0.74737 | 0.17614 | 586908
2016-06-23 17:00 | 0.76084 | 0.16038 | 609543
2016-06-23 18:00 | 0.75453 | 0.15063 | 626573
2016-06-23 19:00 | 0.744 | 0.14256 | 639206
2016-06-23 20:00 | 0.73409 | 0.14034 | 646663
2016-06-23 21:00 | 0.71504 | 0.14611 | 648522
2016-06-23 22:00 | 0.68149 | 0.16132 | 641842
2016-06-23 23:00 | 0.60987 | 0.19533 | 627035
2016-06-24 | 0.48903 | 0.26882 | 610069
2016-06-24 01:00 | 0.29726 | 0.44222 | 593801
2016-06-24 02:00 | 0.047409 | 0.59401 | 567900
2016-06-24 03:00 | 3.95e-06 | 0.62864 | 530470
2016-06-24 04:00 | 0 | 0.60303 | 495549
2016-06-24 05:00 | 0 | 0.56139 | 464939
2016-06-24 06:00 | 0 | 0.52236 | 439525
2016-06-24 07:00 | 0 | 0.50174 | 421376
2016-06-24 08:00 | 0 | 0.4877 | 412085
2016-06-24 09:00 | 0 | 0.46158 | 413435
2016-06-24 10:00 | 0 | 0.43714 | 424244
2016-06-24 11:00 | 2.55e-06 | 0.36689 | 440458
2016-06-24 12:00 | 0.10713 | 0.23088 | 463708
2016-06-24 13:00 | 0.42151 | 0.27078 | 493073
2016-06-24 14:00 | 0.61034 | 0.28959 | 525878
2016-06-24 15:00 | 0.71196 | 0.26166 | 555545
2016-06-24 16:00 | 0.76665 | 0.25228 | 580705
2016-06-24 17:00 | 0.79094 | 0.26845 | 602435
2016-06-24 18:00 | 0.78659 | 0.30011 | 619693
2016-06-24 19:00 | 0.775 | 0.33847 | 630709
2016-06-24 20:00 | 0.76212 | 0.37923 | 638495
2016-06-24 21:00 | 0.74043 | 0.42227 | 640690
2016-06-24 22:00 | 0.69938 | 0.46574 | 633972
2016-06-24 23:00 | 0.62277 | 0.51402 | 618931
2016-06-25 | 0.48921 | 0.57995 | 599867
2016-06-25 01:00 | 0.28986 | 0.70264 | 582333
2016-06-25 02:00 | 0.040875 | 0.78129 | 556986
2016-06-25 03:00 | 3.71e-06 | 0.77185 | 523448
2016-06-25 04:00 | 0 | 0.74945 | 488739
2016-06-25 05:00 | 0 | 0.72856 | 458760
2016-06-25 06:00 | 0 | 0.70213 | 434366
2016-06-25 07:00 | 0 | 0.67722 | 415428
2016-06-25 08:00 | 0 | 0.66433 | 403474
2016-06-25 09:00 | 0 | 0.64321 | 398206
2016-06-25 10:00 | 0 | 0.61466 | 396437
2016-06-25 11:00 | 9.57e-06 | 0.54909 | 406211
2016-06-25 12:00 | 0.10578 | 0.47036 | 429393
2016-06-25 13:00 | 0.42089 | 0.60459 | 460277
2016-06-25 14:00 | 0.6214 | 0.652 | 496302
2016-06-25 15:00 | 0.72398 | 0.63851 | 529538
2016-06-25 16:00 | 0.77384 | 0.62844 | 556540
2016-06-25 17:00 | 0.78935 | 0.62826 | 577439
2016-06-25 18:00 | 0.78534 | 0.63159 | 594128
2016-06-25 19:00 | 0.76934 | 0.63366 | 607626
2016-06-25 20:00 | 0.75284 | 0.63095 | 617969
2016-06-25 21:00 | 0.72642 | 0.62425 | 622318
2016-06-25 22:00 | 0.67781 | 0.62032 | 618800
2016-06-25 23:00 | 0.59671 | 0.61911 | 606976
2016-06-26 | 0.474 | 0.62445 | 589083
2016-06-26 01:00 | 0.28758 | 0.64888 | 574644
2016-06-26 02:00 | 0.052865 | 0.63898 | 551576
2016-06-26 03:00 | 3.23e-06 | 0.58502 | 519032
2016-06-26 04:00 | 0 | 0.53455 | 486390
2016-06-26 05:00 | 0 | 0.48692 | 459029
2016-06-26 06:00 | 0 | 0.44867 | 434515
2016-06-26 07:00 | 0 | 0.4227 | 415502
2016-06-26 08:00 | 0 | 0.41479 | 402118
2016-06-26 09:00 | 0 | 0.41315 | 393992
2016-06-26 10:00 | 0 | 0.40196 | 389269
2016-06-26 11:00 | 2.66e-06 | 0.34645 | 395323
2016-06-26 12:00 | 0.09336 | 0.23117 | 417009
2016-06-26 13:00 | 0.41427 | 0.26343 | 448690
2016-06-26 14:00 | 0.57732 | 0.28971 | 482510
2016-06-26 15:00 | 0.68365 | 0.29972 | 515606
2016-06-26 16:00 | 0.73274 | 0.30681 | 545152
2016-06-26 17:00 | 0.74548 | 0.31354 | 569377
2016-06-26 18:00 | 0.73895 | 0.31909 | 587630
2016-06-26 19:00 | 0.72363 | 0.3217 | 600551
2016-06-26 20:00 | 0.70841 | 0.32065 | 611011
2016-06-26 21:00 | 0.68422 | 0.31633 | 618377
2016-06-26 22:00 | 0.64674 | 0.31178 | 617665
2016-06-26 23:00 | 0.57888 | 0.3073 | 607496
2016-06-27 | 0.44827 | 0.31444 | 592599
2016-06-27 01:00 | 0.2749 | 0.36696 | 578817
2016-06-27 02:00 | 0.051251 | 0.44577 | 554582
2016-06-27 03:00 | 2.31e-06 | 0.47235 | 522357
2016-06-27 04:00 | 0 | 0.45846 | 487380
2016-06-27 05:00 | 0 | 0.42355 | 457889
2016-06-27 06:00 | 0 | 0.38021 | 434252
2016-06-27 07:00 | 0 | 0.33475 | 417528
2016-06-27 08:00 | 0 | 0.29721 | 409693
2016-06-27 09:00 | 0 | 0.25681 | 412485
2016-06-27 10:00 | 0 | 0.22229 | 425260
2016-06-27 11:00 | 1.36e-05 | 0.15796 | 445867
2016-06-27 12:00 | 0.13226 | 0.093115 | 473347
2016-06-27 13:00 | 0.43441 | 0.094565 | 505702
2016-06-27 14:00 | 0.60539 | 0.10925 | 541134
2016-06-27 15:00 | 0.70728 | 0.11496 | 575398
2016-06-27 16:00 | 0.74991 | 0.11723 | 605106
2016-06-27 17:00 | 0.76743 | 0.11683 | 630216
2016-06-27 18:00 | 0.76274 | 0.11536 | 649665
2016-06-27 19:00 | 0.75167 | 0.113 | 662709
2016-06-27 20:00 | 0.74176 | 0.1115 | 670215
2016-06-27 21:00 | 0.72263 | 0.10974 | 671047
2016-06-27 22:00 | 0.68568 | 0.10931 | 663408
2016-06-27 23:00 | 0.6029 | 0.11526 | 649398
2016-06-28 | 0.46759 | 0.14024 | 630972
2016-06-28 01:00 | 0.262 | 0.23919 | 611553
2016-06-28 02:00 | 0.039836 | 0.38103 | 582436
2016-06-28 03:00 | 2.45e-06 | 0.43686 | 542570
2016-06-28 04:00 | 0 | 0.42154 | 505108
2016-06-28 05:00 | 0 | 0.38564 | 472652
2016-06-28 06:00 | 0 | 0.34406 | 447155
2016-06-28 07:00 | 0 | 0.30037 | 428315
2016-06-28 08:00 | 0 | 0.2621 | 418966
2016-06-28 09:00 | 0 | 0.21946 | 421131
2016-06-28 10:00 | 0 | 0.19029 | 432714
2016-06-28 11:00 | 5.03e-06 | 0.15564 | 450973
2016-06-28 12:00 | 0.12651 | 0.069084 | 473234
2016-06-28 13:00 | 0.39905 | 0.046865 | 500024
2016-06-28 14:00 | 0.5773 | 0.045806 | 529073
2016-06-28 15:00 | 0.69149 | 0.03997 | 556879
2016-06-28 16:00 | 0.73874 | 0.037423 | 580836
2016-06-28 17:00 | 0.75504 | 0.037973 | 601203
2016-06-28 18:00 | 0.7516 | 0.040708 | 616276
2016-06-28 19:00 | 0.73985 | 0.044996 | 624529
2016-06-28 20:00 | 0.72542 | 0.050787 | 628520
2016-06-28 21:00 | 0.69259 | 0.05972 | 628828
2016-06-28 22:00 | 0.6435 | 0.072342 | 621537
2016-06-28 23:00 | 0.56051 | 0.090669 | 607995
2016-06-29 | 0.42302 | 0.12629 | 591546
2016-06-29 01:00 | 0.22366 | 0.22112 | 574649
2016-06-29 02:00 | 0.036303 | 0.34715 | 547945
2016-06-29 03:00 | 2.2e-06 | 0.37423 | 513219
2016-06-29 04:00 | 0 | 0.35625 | 478698
2016-06-29 05:00 | 0 | 0.33098 | 449349
2016-06-29 06:00 | 0 | 0.30401 | 424797
2016-06-29 07:00 | 0 | 0.28245 | 407843
2016-06-29 08:00 | 0 | 0.26457 | 399379
2016-06-29 09:00 | 0 | 0.23229 | 401264
2016-06-29 10:00 | 0 | 0.20104 | 413223
2016-06-29 11:00 | 3.84e-06 | 0.15703 | 432696
2016-06-29 12:00 | 0.10804 | 0.070059 | 456995
2016-06-29 13:00 | 0.36695 | 0.05476 | 482516
2016-06-29 14:00 | 0.53659 | 0.062831 | 511202
2016-06-29 15:00 | 0.63005 | 0.051916 | 540055
2016-06-29 16:00 | 0.68127 | 0.039492 | 565473
2016-06-29 17:00 | 0.70161 | 0.032319 | 588208
2016-06-29 18:00 | 0.70233 | 0.029421 | 607375
2016-06-29 19:00 | 0.69343 | 0.030806 | 621004
2016-06-29 20:00 | 0.68231 | 0.033987 | 630653
2016-06-29 21:00 | 0.66154 | 0.038369 | 634465
2016-06-29 22:00 | 0.61903 | 0.048229 | 629556
2016-06-29 23:00 | 0.53675 | 0.065849 | 616067
2016-06-30 | 0.3959 | 0.10485 | 597182
2016-06-30 01:00 | 0.19767 | 0.20803 | 580014
2016-06-30 02:00 | 0.041619 | 0.33214 | 553545
2016-06-30 03:00 | 2.07e-06 | 0.37657 | 516726
2016-06-30 04:00 | 0 | 0.36222 | 480169
2016-06-30 05:00 | 0 | 0.33453 | 449511
2016-06-30 06:00 | 0 | 0.30751 | 424274
2016-06-30 07:00 | 0 | 0.28604 | 406855
2016-06-30 08:00 | 0 | 0.27226 | 398026
2016-06-30 09:00 | 0 | 0.25006 | 399538
2016-06-30 10:00 | 0 | 0.22907 | 410455
2016-06-30 11:00 | 2.01e-06 | 0.19032 | 428603
2016-06-30 12:00 | 0.082016 | 0.11435 | 452042
2016-06-30 13:00 | 0.301 | 0.12254 | 479897
2016-06-30 14:00 | 0.47567 | 0.1573 | 509011
2016-06-30 15:00 | 0.57205 | 0.16388 | 536971
2016-06-30 16:00 | 0.62566 | 0.15947 | 561106
2016-06-30 17:00 | 0.64401 | 0.15657 | 582107
2016-06-30 18:00 | 0.6336 | 0.15868 | 600446
2016-06-30 19:00 | 0.61205 | 0.16607 | 614080
2016-06-30 20:00 | 0.58427 | 0.17829 | 623589
2016-06-30 21:00 | 0.54081 | 0.19329 | 626709
2016-06-30 22:00 | 0.48173 | 0.2078 | 620594
2016-06-30 23:00 | 0.40326 | 0.22323 | 607167
2016-07-01 | 0.29173 | 0.25809 | 590202
2016-07-01 01:00 | 0.15922 | 0.37034 | 574790
2016-07-01 02:00 | 0.047611 | 0.52093 | 549953
2016-07-01 03:00 | 2.34e-06 | 0.5434 | 515518
2016-07-01 04:00 | 0 | 0.50751 | 480417
2016-07-01 05:00 | 0 | 0.47052 | 450190
2016-07-01 06:00 | 0 | 0.43127 | 426366
2016-07-01 07:00 | 0 | 0.39622 | 409213
2016-07-01 08:00 | 0 | 0.37261 | 400250
2016-07-01 09:00 | 0 | 0.34342 | 401487
2016-07-01 10:00 | 0 | 0.31092 | 412287
2016-07-01 11:00 | 0 | 0.23838 | 428746
2016-07-01 12:00 | 0.068691 | 0.15314 | 450070
2016-07-01 13:00 | 0.28862 | 0.17822 | 478324
2016-07-01 14:00 | 0.48574 | 0.18983 | 508012
2016-07-01 15:00 | 0.5991 | 0.16868 | 535615
2016-07-01 16:00 | 0.64763 | 0.14994 | 559186
2016-07-01 17:00 | 0.66524 | 0.14355 | 579245
2016-07-01 18:00 | 0.65535 | 0.14609 | 595305
2016-07-01 19:00 | 0.63179 | 0.15307 | 605699
2016-07-01 20:00 | 0.59675 | 0.1601 | 611337
2016-07-01 21:00 | 0.53964 | 0.17321 | 611951
2016-07-01 22:00 | 0.47607 | 0.18933 | 605031
2016-07-01 23:00 | 0.3931 | 0.20193 | 590638
2016-07-02 | 0.29182 | 0.22569 | 571712
2016-07-02 01:00 | 0.16844 | 0.29122 | 554807
2016-07-02 02:00 | 0.036967 | 0.36899 | 531328
2016-07-02 03:00 | 1.96e-06 | 0.40506 | 499376
2016-07-02 04:00 | 0 | 0.39277 | 466635
2016-07-02 05:00 | 0 | 0.37068 | 439718
2016-07-02 06:00 | 0 | 0.35069 | 416966
2016-07-02 07:00 | 0 | 0.32547 | 399240
2016-07-02 08:00 | 0 | 0.30577 | 387170
2016-07-02 09:00 | 0 | 0.28367 | 380581
2016-07-02 10:00 | 0 | 0.26489 | 378094
2016-07-02 11:00 | 5.64e-06 | 0.23061 | 383661
2016-07-02 12:00 | 0.098114 | 0.14459 | 400616
2016-07-02 13:00 | 0.37952 | 0.18027 | 426470
2016-07-02 14:00 | 0.58733 | 0.21103 | 455527
2016-07-02 15:00 | 0.69626 | 0.19989 | 483095
2016-07-02 16:00 | 0.73563 | 0.18701 | 505288
2016-07-02 17:00 | 0.74112 | 0.18015 | 521550
2016-07-02 18:00 | 0.72939 | 0.17551 | 534147
2016-07-02 19:00 | 0.71283 | 0.17158 | 543318
2016-07-02 20:00 | 0.69206 | 0.1697 | 550529
2016-07-02 21:00 | 0.65749 | 0.17335 | 553668
2016-07-02 22:00 | 0.61386 | 0.1868 | 551163
2016-07-02 23:00 | 0.54035 | 0.21483 | 541555
2016-07-03 | 0.4304 | 0.26787 | 529567
2016-07-03 01:00 | 0.25903 | 0.35372 | 519482
2016-07-03 02:00 | 0.039335 | 0.44831 | 501337
2016-07-03 03:00 | 1.61e-06 | 0.47676 | 475042
2016-07-03 04:00 | 0 | 0.46694 | 447642
2016-07-03 05:00 | 0 | 0.45683 | 423652
2016-07-03 06:00 | 0 | 0.45981 | 404833
2016-07-03 07:00 | 0 | 0.46001 | 389215
2016-07-03 08:00 | 0 | 0.45335 | 378146
2016-07-03 09:00 | 0 | 0.41875 | 372341
2016-07-03 10:00 | 0 | 0.38052 | 368890
2016-07-03 11:00 | 3.86e-06 | 0.31692 | 371706
2016-07-03 12:00 | 0.13285 | 0.25241 | 386611
2016-07-03 13:00 | 0.4854 | 0.28719 | 411545
2016-07-03 14:00 | 0.67164 | 0.29755 | 439309
2016-07-03 15:00 | 0.7669 | 0.28465 | 464843
2016-07-03 16:00 | 0.80761 | 0.26215 | 488465
2016-07-03 17:00 | 0.81625 | 0.23988 | 506543
2016-07-03 18:00 | 0.80746 | 0.22121 | 520834
2016-07-03 19:00 | 0.79779 | 0.20873 | 531090
2016-07-03 20:00 | 0.79293 | 0.19906 | 538146
2016-07-03 21:00 | 0.78281 | 0.19496 | 542328
2016-07-03 22:00 | 0.75653 | 0.19511 | 540729
2016-07-03 23:00 | 0.69037 | 0.20225 | 532210
2016-07-04 | 0.55835 | 0.22935 | 521496
2016-07-04 01:00 | 0.32526 | 0.31971 | 511466
2016-07-04 02:00 | 0.044486 | 0.43386 | 495426
2016-07-04 03:00 | 2.44e-06 | 0.45556 | 471952
2016-07-04 04:00 | 0 | 0.4267 | 444686
2016-07-04 05:00 | 0 | 0.39542 | 420950
2016-07-04 06:00 | 0 | 0.37342 | 400759
2016-07-04 07:00 | 0 | 0.36664 | 385823
2016-07-04 08:00 | 0 | 0.3698 | 377948
2016-07-04 09:00 | 0 | 0.36547 | 375023
2016-07-04 10:00 | 0 | 0.36164 | 373626
2016-07-04 11:00 | 1.18e-05 | 0.32995 | 376666
2016-07-04 12:00 | 0.17191 | 0.19897 | 392312
2016-07-04 13:00 | 0.53198 | 0.15166 | 418892
2016-07-04 14:00 | 0.69308 | 0.1615 | 450265
2016-07-04 15:00 | 0.7753 | 0.14238 | 479712
2016-07-04 16:00 | 0.82893 | 0.1217 | 505125
2016-07-04 17:00 | 0.8341 | 0.11423 | 524716
2016-07-04 18:00 | 0.82817 | 0.11973 | 539792
2016-07-04 19:00 | 0.81869 | 0.13027 | 550802
2016-07-04 20:00 | 0.81515 | 0.13832 | 559591
2016-07-04 21:00 | 0.80412 | 0.13729 | 564260
2016-07-04 22:00 | 0.77304 | 0.13058 | 562347
2016-07-04 23:00 | 0.70466 | 0.13 | 553619
2016-07-05 | 0.56463 | 0.15007 | 541829
2016-07-05 01:00 | 0.32475 | 0.25459 | 528918
2016-07-05 02:00 | 0.040933 | 0.44479 | 512243
2016-07-05 03:00 | 1.44e-06 | 0.58419 | 489014
2016-07-05 04:00 | 0 | 0.62792 | 463425
2016-07-05 05:00 | 0 | 0.6215 | 439017
2016-07-05 06:00 | 0 | 0.59757 | 420628
2016-07-05 07:00 | 0 | 0.56285 | 407204
2016-07-05 08:00 | 0 | 0.52169 | 400873
2016-07-05 09:00 | 0 | 0.48941 | 404728
2016-07-05 10:00 | 0 | 0.47103 | 418595
2016-07-05 11:00 | 5.11e-06 | 0.4073 | 438717
2016-07-05 12:00 | 0.15258 | 0.24115 | 466482
2016-07-05 13:00 | 0.51223 | 0.20021 | 498721
2016-07-05 14:00 | 0.67802 | 0.23091 | 532131
2016-07-05 15:00 | 0.77083 | 0.24584 | 562591
2016-07-05 16:00 | 0.82301 | 0.24459 | 588617
2016-07-05 17:00 | 0.83084 | 0.24443 | 611568
2016-07-05 18:00 | 0.82542 | 0.24742 | 630490
2016-07-05 19:00 | 0.81916 | 0.25221 | 645161
2016-07-05 20:00 | 0.81779 | 0.25271 | 655847
2016-07-05 21:00 | 0.81101 | 0.24412 | 660906
2016-07-05 22:00 | 0.78394 | 0.23998 | 659394
2016-07-05 23:00 | 0.70749 | 0.2593 | 648330
2016-07-06 | 0.57202 | 0.31771 | 631841
2016-07-06 01:00 | 0.3331 | 0.413 | 615342
2016-07-06 02:00 | 0.038526 | 0.49 | 588636
2016-07-06 03:00 | 1.59e-06 | 0.51989 | 550875
2016-07-06 04:00 | 0 | 0.50413 | 513295
2016-07-06 05:00 | 0 | 0.47093 | 482780
2016-07-06 06:00 | 0 | 0.45007 | 456911
2016-07-06 07:00 | 0 | 0.44086 | 438013
2016-07-06 08:00 | 0 | 0.4369 | 428937
2016-07-06 09:00 | 0 | 0.41591 | 430708
2016-07-06 10:00 | 0 | 0.39488 | 445156
2016-07-06 11:00 | 9.35e-06 | 0.34248 | 463770
2016-07-06 12:00 | 0.15093 | 0.21405 | 489145
2016-07-06 13:00 | 0.518 | 0.23502 | 520664
2016-07-06 14:00 | 0.66941 | 0.25113 | 555412
2016-07-06 15:00 | 0.77396 | 0.22833 | 588346
2016-07-06 16:00 | 0.81761 | 0.19832 | 615929
2016-07-06 17:00 | 0.83079 | 0.18595 | 637138
2016-07-06 18:00 | 0.8252 | 0.19313 | 653810
2016-07-06 19:00 | 0.81699 | 0.20952 | 665008
2016-07-06 20:00 | 0.81321 | 0.2308 | 672372
2016-07-06 21:00 | 0.8044 | 0.25463 | 676348
2016-07-06 22:00 | 0.7777 | 0.2817 | 672541
2016-07-06 23:00 | 0.70168 | 0.32089 | 659367
2016-07-07 | 0.56028 | 0.38003 | 641094
2016-07-07 01:00 | 0.31165 | 0.5354 | 623195
2016-07-07 02:00 | 0.041634 | 0.64674 | 595023
2016-07-07 03:00 | 1.13e-06 | 0.65589 | 556249
2016-07-07 04:00 | 0 | 0.61769 | 519251
2016-07-07 05:00 | 0 | 0.58123 | 487018
2016-07-07 06:00 | 0 | 0.54786 | 460529
2016-07-07 07:00 | 0 | 0.52704 | 441619
2016-07-07 08:00 | 0 | 0.51734 | 432270
2016-07-07 09:00 | 0 | 0.49178 | 434678
2016-07-07 10:00 | 0 | 0.46565 | 447332
2016-07-07 11:00 | 1.14e-05 | 0.42957 | 467197
2016-07-07 12:00 | 0.13077 | 0.32581 | 491641
2016-07-07 13:00 | 0.49844 | 0.33661 | 521731
2016-07-07 14:00 | 0.66098 | 0.36092 | 555164
2016-07-07 15:00 | 0.76373 | 0.34289 | 587617
2016-07-07 16:00 | 0.81378 | 0.3227 | 614204
2016-07-07 17:00 | 0.82678 | 0.31255 | 635168
2016-07-07 18:00 | 0.81919 | 0.30981 | 654364
2016-07-07 19:00 | 0.80829 | 0.31618 | 664473
2016-07-07 20:00 | 0.80218 | 0.32182 | 671071
2016-07-07 21:00 | 0.78905 | 0.32011 | 673729
2016-07-07 22:00 | 0.75704 | 0.31243 | 668069
2016-07-07 23:00 | 0.67065 | 0.30809 | 654646
2016-07-08 | 0.54908 | 0.31746 | 638410
2016-07-08 01:00 | 0.31152 | 0.40512 | 621532
2016-07-08 02:00 | 0.039956 | 0.49963 | 593605
2016-07-08 03:00 | 8.11e-07 | 0.5189 | 555858
2016-07-08 04:00 | 0 | 0.49081 | 518604
2016-07-08 05:00 | 0 | 0.45065 | 488114
2016-07-08 06:00 | 0 | 0.41923 | 461874
2016-07-08 07:00 | 0 | 0.39987 | 442742
2016-07-08 08:00 | 0 | 0.38737 | 432778
2016-07-08 09:00 | 0 | 0.36433 | 434603
2016-07-08 10:00 | 0 | 0.34447 | 446741
2016-07-08 11:00 | 9.69e-09 | 0.29382 | 464941
2016-07-08 12:00 | 0.096627 | 0.18652 | 491037
2016-07-08 13:00 | 0.43696 | 0.17694 | 523699
2016-07-08 14:00 | 0.62036 | 0.20428 | 557938
2016-07-08 15:00 | 0.72685 | 0.20659 | 591140
2016-07-08 16:00 | 0.78604 | 0.20137 | 616688
2016-07-08 17:00 | 0.79948 | 0.19796 | 637306
2016-07-08 18:00 | 0.79605 | 0.19595 | 652156
2016-07-08 19:00 | 0.78672 | 0.19311 | 661112
2016-07-08 20:00 | 0.77955 | 0.18697 | 666277
2016-07-08 21:00 | 0.76197 | 0.17848 | 666264
2016-07-08 22:00 | 0.73252 | 0.16986 | 657650
2016-07-08 23:00 | 0.64847 | 0.17226 | 641615
2016-07-09 | 0.54079 | 0.2165 | 621080
2016-07-09 01:00 | 0.30984 | 0.36017 | 600655
2016-07-09 02:00 | 0.0401 | 0.49134 | 573074
2016-07-09 03:00 | 2.38e-07 | 0.51375 | 537026
2016-07-09 04:00 | 0 | 0.49029 | 503058
2016-07-09 05:00 | 0 | 0.45924 | 472233
2016-07-09 06:00 | 0 | 0.43767 | 446984
2016-07-09 07:00 | 0 | 0.41806 | 427811
2016-07-09 08:00 | 0 | 0.3983 | 415102
2016-07-09 09:00 | 0 | 0.36921 | 408303
2016-07-09 10:00 | 0 | 0.34848 | 405812
2016-07-09 11:00 | 7.37e-06 | 0.29793 | 412095
2016-07-09 12:00 | 0.12135 | 0.16801 | 431529
2016-07-09 13:00 | 0.49015 | 0.15517 | 461399
2016-07-09 14:00 | 0.6455 | 0.17437 | 494489
2016-07-09 15:00 | 0.74934 | 0.16509 | 525257
2016-07-09 16:00 | 0.80593 | 0.16381 | 550195
2016-07-09 17:00 | 0.81757 | 0.17406 | 569722
2016-07-09 18:00 | 0.81365 | 0.19107 | 583892
2016-07-09 19:00 | 0.80472 | 0.20769 | 595393
2016-07-09 20:00 | 0.79994 | 0.22283 | 603013
2016-07-09 21:00 | 0.78864 | 0.2416 | 605780
2016-07-09 22:00 | 0.76146 | 0.26462 | 600420
2016-07-09 23:00 | 0.68366 | 0.29779 | 588550
2016-07-10 | 0.55426 | 0.3714 | 572382
2016-07-10 01:00 | 0.29687 | 0.54659 | 557030
2016-07-10 02:00 | 0.035977 | 0.65514 | 534735
2016-07-10 03:00 | 3.02e-07 | 0.665 | 504637
2016-07-10 04:00 | 0 | 0.6464 | 472865
2016-07-10 05:00 | 0 | 0.61817 | 445168
2016-07-10 06:00 | 0 | 0.58191 | 423042
2016-07-10 07:00 | 0 | 0.55108 | 405389
2016-07-10 08:00 | 0 | 0.5162 | 392995
2016-07-10 09:00 | 0 | 0.46763 | 386041
2016-07-10 10:00 | 0 | 0.42014 | 382415
2016-07-10 11:00 | 6.35e-06 | 0.35472 | 387490
2016-07-10 12:00 | 0.10511 | 0.22777 | 407703
2016-07-10 13:00 | 0.47974 | 0.22842 | 435099
2016-07-10 14:00 | 0.68131 | 0.25541 | 466139
2016-07-10 15:00 | 0.78333 | 0.26425 | 496547
2016-07-10 16:00 | 0.83642 | 0.29315 | 524202
2016-07-10 17:00 | 0.84522 | 0.33927 | 547624
2016-07-10 18:00 | 0.83983 | 0.37574 | 566798
2016-07-10 19:00 | 0.83326 | 0.40361 | 581698
2016-07-10 20:00 | 0.83368 | 0.4279 | 592595
2016-07-10 21:00 | 0.82858 | 0.45326 | 599783
2016-07-10 22:00 | 0.80631 | 0.47936 | 600387
2016-07-10 23:00 | 0.72724 | 0.51506 | 591233
2016-07-11 | 0.59818 | 0.57877 | 576878
2016-07-11 01:00 | 0.32583 | 0.70289 | 564175
2016-07-11 02:00 | 0.049906 | 0.75932 | 541665
2016-07-11 03:00 | 1.82e-07 | 0.75979 | 509761
2016-07-11 04:00 | 0 | 0.75555 | 477528
2016-07-11 05:00 | 0 | 0.75991 | 450542
2016-07-11 06:00 | 0 | 0.75606 | 428646
2016-07-11 07:00 | 0 | 0.75431 | 412850
2016-07-11 08:00 | 0 | 0.74412 | 406101
2016-07-11 09:00 | 0 | 0.72413 | 410976
2016-07-11 10:00 | 0 | 0.70122 | 424742
2016-07-11 11:00 | 5.69e-06 | 0.65814 | 443139
2016-07-11 12:00 | 0.12414 | 0.60235 | 469783
2016-07-11 13:00 | 0.49097 | 0.66755 | 501025
2016-07-11 14:00 | 0.69504 | 0.70241 | 535818
2016-07-11 15:00 | 0.80201 | 0.69658 | 568424
2016-07-11 16:00 | 0.84935 | 0.68419 | 596823
2016-07-11 17:00 | 0.86169 | 0.68292 | 621048
2016-07-11 18:00 | 0.8564 | 0.68742 | 640543
2016-07-11 19:00 | 0.84887 | 0.69127 | 654436
2016-07-11 20:00 | 0.84716 | 0.69332 | 663615
2016-07-11 21:00 | 0.84126 | 0.69812 | 666782
2016-07-11 22:00 | 0.81723 | 0.70652 | 661340
2016-07-11 23:00 | 0.74397 | 0.71744 | 647838
2016-07-12 | 0.58749 | 0.74177 | 629895
2016-07-12 01:00 | 0.32748 | 0.80468 | 611767
2016-07-12 02:00 | 0.035868 | 0.83911 | 583447
2016-07-12 03:00 | 1.36e-08 | 0.85221 | 544892
2016-07-12 04:00 | 0 | 0.84468 | 509022
2016-07-12 05:00 | 0 | 0.82267 | 477314
2016-07-12 06:00 | 0 | 0.79016 | 450498
2016-07-12 07:00 | 0 | 0.75455 | 431704
2016-07-12 08:00 | 0 | 0.71814 | 421999
2016-07-12 09:00 | 0 | 0.67805 | 422987
2016-07-12 10:00 | 0 | 0.64907 | 436029
2016-07-12 11:00 | 4.67e-06 | 0.59417 | 456498
2016-07-12 12:00 | 0.12606 | 0.44322 | 482934
2016-07-12 13:00 | 0.49407 | 0.48719 | 512658
2016-07-12 14:00 | 0.68639 | 0.52715 | 546489
2016-07-12 15:00 | 0.79895 | 0.50132 | 578718
2016-07-12 16:00 | 0.84426 | 0.48391 | 607314
2016-07-12 17:00 | 0.85235 | 0.48402 | 630683
2016-07-12 18:00 | 0.84806 | 0.4965 | 648626
2016-07-12 19:00 | 0.84081 | 0.50911 | 661644
2016-07-12 20:00 | 0.84069 | 0.51722 | 670411
2016-07-12 21:00 | 0.83645 | 0.51859 | 673446
2016-07-12 22:00 | 0.81236 | 0.5157 | 669508
2016-07-12 23:00 | 0.74202 | 0.51281 | 656296
2016-07-13 | 0.56527 | 0.53186 | 638843
2016-07-13 01:00 | 0.2957 | 0.62083 | 620660
2016-07-13 02:00 | 0.034598 | 0.6927 | 592697
2016-07-13 03:00 | 0 | 0.74815 | 554697
2016-07-13 04:00 | 0 | 0.76409 | 517724
2016-07-13 05:00 | 0 | 0.75013 | 485379
2016-07-13 06:00 | 0 | 0.7191 | 459917
2016-07-13 07:00 | 0 | 0.68945 | 441934
2016-07-13 08:00 | 0 | 0.66211 | 432676
2016-07-13 09:00 | 0 | 0.63965 | 435833
2016-07-13 10:00 | 0 | 0.62262 | 448951
2016-07-13 11:00 | 4.41e-06 | 0.55845 | 469550
2016-07-13 12:00 | 0.12583 | 0.38947 | 496070
2016-07-13 13:00 | 0.48746 | 0.43794 | 525443
2016-07-13 14:00 | 0.6976 | 0.4996 | 559810
2016-07-13 15:00 | 0.79546 | 0.49022 | 594899
2016-07-13 16:00 | 0.84383 | 0.46161 | 625088
2016-07-13 17:00 | 0.85075 | 0.44079 | 649828
2016-07-13 18:00 | 0.84419 | 0.43408 | 668009
2016-07-13 19:00 | 0.83662 | 0.43514 | 679325
2016-07-13 20:00 | 0.83618 | 0.43756 | 684178
2016-07-13 21:00 | 0.8305 | 0.4371 | 685078
2016-07-13 22:00 | 0.80711 | 0.43415 | 679696
2016-07-13 23:00 | 0.74008 | 0.43515 | 666990
2016-07-14 | 0.56046 | 0.46346 | 650042
2016-07-14 01:00 | 0.29831 | 0.53769 | 631894
2016-07-14 02:00 | 0.037011 | 0.5926 | 602801
2016-07-14 03:00 | 0 | 0.58953 | 564675
2016-07-14 04:00 | 0 | 0.57142 | 526053
2016-07-14 05:00 | 0 | 0.54478 | 493962
2016-07-14 06:00 | 0 | 0.51878 | 467053
2016-07-14 07:00 | 0 | 0.49876 | 447367
2016-07-14 08:00 | 0 | 0.48774 | 437746
2016-07-14 09:00 | 0 | 0.46201 | 439448
2016-07-14 10:00 | 0 | 0.43826 | 453146
2016-07-14 11:00 | 0 | 0.3789 | 473437
2016-07-14 12:00 | 0.10722 | 0.24254 | 498162
2016-07-14 13:00 | 0.48664 | 0.2596 | 527954
2016-07-14 14:00 | 0.68413 | 0.29124 | 563662
2016-07-14 15:00 | 0.78483 | 0.29888 | 597192
2016-07-14 16:00 | 0.82831 | 0.29038 | 624767
2016-07-14 17:00 | 0.8353 | 0.28481 | 645953
2016-07-14 18:00 | 0.82905 | 0.28231 | 661070
2016-07-14 19:00 | 0.82207 | 0.28003 | 671398
2016-07-14 20:00 | 0.82225 | 0.27537 | 676307
2016-07-14 21:00 | 0.81601 | 0.26784 | 677747
2016-07-14 22:00 | 0.79542 | 0.26049 | 673278
2016-07-14 23:00 | 0.71602 | 0.25279 | 660714
2016-07-15 | 0.56013 | 0.26262 | 643060
2016-07-15 01:00 | 0.28635 | 0.3469 | 626168
2016-07-15 02:00 | 0.032675 | 0.43159 | 596932
2016-07-15 03:00 | 0 | 0.42696 | 557655
2016-07-15 04:00 | 0 | 0.38986 | 520968
2016-07-15 05:00 | 0 | 0.35303 | 488419
2016-07-15 06:00 | 0 | 0.31833 | 461753
2016-07-15 07:00 | 0 | 0.28668 | 442091
2016-07-15 08:00 | 0 | 0.25602 | 431829
2016-07-15 09:00 | 0 | 0.22398 | 432607
2016-07-15 10:00 | 0 | 0.20201 | 444406
2016-07-15 11:00 | 1.89e-06 | 0.16458 | 462733
2016-07-15 12:00 | 0.10531 | 0.089451 | 487020
2016-07-15 13:00 | 0.46128 | 0.090023 | 517382
2016-07-15 14:00 | 0.67264 | 0.10799 | 548705
2016-07-15 15:00 | 0.76874 | 0.10293 | 577335
2016-07-15 16:00 | 0.81323 | 0.086933 | 601301
2016-07-15 17:00 | 0.82246 | 0.072891 | 623336
2016-07-15 18:00 | 0.81827 | 0.063544 | 640286
2016-07-15 19:00 | 0.81041 | 0.054996 | 650704
2016-07-15 20:00 | 0.80712 | 0.04998 | 657165
2016-07-15 21:00 | 0.79747 | 0.055623 | 657587
2016-07-15 22:00 | 0.76622 | 0.070154 | 648192
2016-07-15 23:00 | 0.68155 | 0.09747 | 630495
2016-07-16 | 0.52794 | 0.14951 | 610563
2016-07-16 01:00 | 0.25734 | 0.27394 | 593282
2016-07-16 02:00 | 0.027069 | 0.42346 | 566934
2016-07-16 03:00 | 0 | 0.45258 | 531396
2016-07-16 04:00 | 0 | 0.43797 | 495930
2016-07-16 05:00 | 0 | 0.41111 | 465615
2016-07-16 06:00 | 0 | 0.38793 | 441570
2016-07-16 07:00 | 0 | 0.36999 | 422379
2016-07-16 08:00 | 0 | 0.35606 | 410187
2016-07-16 09:00 | 0 | 0.31976 | 404433
2016-07-16 10:00 | 0 | 0.27947 | 403956
2016-07-16 11:00 | 0 | 0.23719 | 411897
2016-07-16 12:00 | 0.091395 | 0.166 | 431408
2016-07-16 13:00 | 0.41184 | 0.20568 | 460733
2016-07-16 14:00 | 0.62882 | 0.25893 | 493000
2016-07-16 15:00 | 0.74324 | 0.27484 | 524171
2016-07-16 16:00 | 0.7994 | 0.28157 | 550527
2016-07-16 17:00 | 0.81709 | 0.29195 | 572417
2016-07-16 18:00 | 0.81503 | 0.31115 | 589029
2016-07-16 19:00 | 0.80746 | 0.33752 | 600006
2016-07-16 20:00 | 0.80345 | 0.36777 | 606513
2016-07-16 21:00 | 0.79455 | 0.3975 | 608656
2016-07-16 22:00 | 0.76805 | 0.43627 | 603469
2016-07-16 23:00 | 0.69038 | 0.48349 | 591077
2016-07-17 | 0.53853 | 0.54919 | 575707
2016-07-17 01:00 | 0.27378 | 0.66005 | 560346
2016-07-17 02:00 | 0.024951 | 0.70719 | 538670
2016-07-17 03:00 | 0 | 0.69133 | 508492
2016-07-17 04:00 | 0 | 0.65645 | 477482
2016-07-17 05:00 | 0 | 0.61903 | 451035
2016-07-17 06:00 | 0 | 0.58701 | 429643
2016-07-17 07:00 | 0 | 0.55377 | 411588
2016-07-17 08:00 | 0 | 0.53338 | 399818
2016-07-17 09:00 | 0 | 0.50684 | 392622
2016-07-17 10:00 | 0 | 0.48067 | 387527
2016-07-17 11:00 | 7.91e-07 | 0.43158 | 391641
2016-07-17 12:00 | 0.10636 | 0.31304 | 411311
2016-07-17 13:00 | 0.4338 | 0.36089 | 444110
2016-07-17 14:00 | 0.64684 | 0.40011 | 479639
2016-07-17 15:00 | 0.74108 | 0.38163 | 514092
2016-07-17 16:00 | 0.78917 | 0.35467 | 545689
2016-07-17 17:00 | 0.80439 | 0.33955 | 571375
2016-07-17 18:00 | 0.80052 | 0.33693 | 591889
2016-07-17 19:00 | 0.78919 | 0.33969 | 607872
2016-07-17 20:00 | 0.78143 | 0.34012 | 620128
2016-07-17 21:00 | 0.76603 | 0.33821 | 628734
2016-07-17 22:00 | 0.73136 | 0.33325 | 630088
2016-07-17 23:00 | 0.65331 | 0.33043 | 622054
2016-07-18 | 0.50747 | 0.3566 | 608973
2016-07-18 01:00 | 0.25564 | 0.4422 | 595724
2016-07-18 02:00 | 0.028984 | 0.52098 | 572179
2016-07-18 03:00 | 0 | 0.52496 | 540002
2016-07-18 04:00 | 0 | 0.48699 | 506806
2016-07-18 05:00 | 0 | 0.45565 | 477936
2016-07-18 06:00 | 0 | 0.43481 | 455072
2016-07-18 07:00 | 0 | 0.43038 | 438275
2016-07-18 08:00 | 0 | 0.41922 | 430035
2016-07-18 09:00 | 0 | 0.3839 | 432780
2016-07-18 10:00 | 0 | 0.34952 | 446146
2016-07-18 11:00 | 4.31e-07 | 0.31774 | 466590
2016-07-18 12:00 | 0.076565 | 0.18341 | 495607
2016-07-18 13:00 | 0.36175 | 0.17642 | 530189
2016-07-18 14:00 | 0.56222 | 0.22742 | 567488
2016-07-18 15:00 | 0.67073 | 0.20517 | 602663
2016-07-18 16:00 | 0.72923 | 0.17354 | 632805
2016-07-18 17:00 | 0.75318 | 0.16505 | 655699
2016-07-18 18:00 | 0.75075 | 0.17436 | 671854
2016-07-18 19:00 | 0.73706 | 0.19361 | 678778
2016-07-18 20:00 | 0.72211 | 0.22006 | 679882
2016-07-18 21:00 | 0.69633 | 0.24989 | 677977
2016-07-18 22:00 | 0.65752 | 0.28727 | 673385
2016-07-18 23:00 | 0.57804 | 0.3336 | 662839
2016-07-19 | 0.43704 | 0.40645 | 645707
2016-07-19 01:00 | 0.21685 | 0.53986 | 626926
2016-07-19 02:00 | 0.034844 | 0.63338 | 597364
2016-07-19 03:00 | 0 | 0.62526 | 558734
2016-07-19 04:00 | 0 | 0.59716 | 520670
2016-07-19 05:00 | 0 | 0.55789 | 488298
2016-07-19 06:00 | 0 | 0.51964 | 461564
2016-07-19 07:00 | 0 | 0.48955 | 442848
2016-07-19 08:00 | 0 | 0.47857 | 433311
2016-07-19 09:00 | 0 | 0.45634 | 435488
2016-07-19 10:00 | 0 | 0.4275 | 448967
2016-07-19 11:00 | 7.89e-08 | 0.36868 | 468631
2016-07-19 12:00 | 0.08166 | 0.20578 | 495509
2016-07-19 13:00 | 0.40397 | 0.17921 | 525717
2016-07-19 14:00 | 0.61781 | 0.23126 | 561169
2016-07-19 15:00 | 0.71487 | 0.22908 | 594934
2016-07-19 16:00 | 0.76661 | 0.21876 | 622824
2016-07-19 17:00 | 0.77272 | 0.22479 | 644321
2016-07-19 18:00 | 0.7599 | 0.23691 | 659831
2016-07-19 19:00 | 0.74404 | 0.24691 | 669705
2016-07-19 20:00 | 0.72984 | 0.25399 | 676736
2016-07-19 21:00 | 0.70368 | 0.2618 | 678202
2016-07-19 22:00 | 0.66092 | 0.27316 | 671340
2016-07-19 23:00 | 0.57513 | 0.29695 | 655422
2016-07-20 | 0.4323 | 0.36533 | 636565
2016-07-20 01:00 | 0.22584 | 0.52542 | 618519
2016-07-20 02:00 | 0.030576 | 0.62887 | 589729
2016-07-20 03:00 | 0 | 0.6198 | 552048
2016-07-20 04:00 | 0 | 0.58735 | 514405
2016-07-20 05:00 | 0 | 0.56405 | 482657
2016-07-20 06:00 | 0 | 0.54722 | 456339
2016-07-20 07:00 | 0 | 0.52081 | 437311
2016-07-20 08:00 | 0 | 0.4932 | 427406
2016-07-20 09:00 | 0 | 0.47113 | 429429
2016-07-20 10:00 | 0 | 0.44711 | 441816
2016-07-20 11:00 | 3.4e-08 | 0.39718 | 460581
2016-07-20 12:00 | 0.089385 | 0.24711 | 486874
2016-07-20 13:00 | 0.40212 | 0.25401 | 517655
2016-07-20 14:00 | 0.62142 | 0.25867 | 552701
2016-07-20 15:00 | 0.70821 | 0.2134 | 587835
2016-07-20 16:00 | 0.75537 | 0.18404 | 618472
2016-07-20 17:00 | 0.76203 | 0.19306 | 645401
2016-07-20 18:00 | 0.75064 | 0.22729 | 666420
2016-07-20 19:00 | 0.73343 | 0.26722 | 681326
2016-07-20 20:00 | 0.7157 | 0.30259 | 691916
2016-07-20 21:00 | 0.68554 | 0.33534 | 696978
2016-07-20 22:00 | 0.63483 | 0.36608 | 691384
2016-07-20 23:00 | 0.5491 | 0.39838 | 678219
2016-07-21 | 0.41514 | 0.45896 | 659397
2016-07-21 01:00 | 0.21827 | 0.5844 | 640391
2016-07-21 02:00 | 0.021531 | 0.67308 | 611187
2016-07-21 03:00 | 0 | 0.68304 | 572027
2016-07-21 04:00 | 0 | 0.66313 | 533254
2016-07-21 05:00 | 0 | 0.63744 | 498740
2016-07-21 06:00 | 0 | 0.61096 | 470257
2016-07-21 07:00 | 0 | 0.57767 | 449749
2016-07-21 08:00 | 0 | 0.54119 | 438554
2016-07-21 09:00 | 0 | 0.49089 | 440488
2016-07-21 10:00 | 0 | 0.437 | 453335
2016-07-21 11:00 | 0 | 0.36689 | 472775
2016-07-21 12:00 | 0.093763 | 0.20342 | 499350
2016-07-21 13:00 | 0.41047 | 0.2113 | 533096
2016-07-21 14:00 | 0.63917 | 0.2393 | 571530
2016-07-21 15:00 | 0.73427 | 0.19916 | 609171
2016-07-21 16:00 | 0.77114 | 0.17222 | 640721
2016-07-21 17:00 | 0.78386 | 0.17039 | 668011
2016-07-21 18:00 | 0.77284 | 0.18498 | 687574
2016-07-21 19:00 | 0.75624 | 0.20158 | 699093
2016-07-21 20:00 | 0.74126 | 0.21029 | 706996
2016-07-21 21:00 | 0.71677 | 0.2118 | 708155
2016-07-21 22:00 | 0.67241 | 0.20754 | 703672
2016-07-21 23:00 | 0.58838 | 0.20959 | 690274
2016-07-22 | 0.4515 | 0.25419 | 672875
2016-07-22 01:00 | 0.22054 | 0.39007 | 654666
2016-07-22 02:00 | 0.021923 | 0.48796 | 622878
2016-07-22 03:00 | 0 | 0.51807 | 585323
2016-07-22 04:00 | 0 | 0.51894 | 547793
2016-07-22 05:00 | 0 | 0.50415 | 512625
2016-07-22 06:00 | 0 | 0.48286 | 483330
2016-07-22 07:00 | 0 | 0.45983 | 462741
2016-07-22 08:00 | 0 | 0.44138 | 451233
2016-07-22 09:00 | 0 | 0.4125 | 451810
2016-07-22 10:00 | 0 | 0.3848 | 463057
2016-07-22 11:00 | 0 | 0.34686 | 480339
2016-07-22 12:00 | 0.084332 | 0.19124 | 506206
2016-07-22 13:00 | 0.39217 | 0.13375 | 540344
2016-07-22 14:00 | 0.59667 | 0.14862 | 574745
2016-07-22 15:00 | 0.70995 | 0.1492 | 611626
2016-07-22 16:00 | 0.76412 | 0.15309 | 643805
2016-07-22 17:00 | 0.78132 | 0.1681 | 669636
2016-07-22 18:00 | 0.77077 | 0.18481 | 689538
2016-07-22 19:00 | 0.75382 | 0.1965 | 702510
2016-07-22 20:00 | 0.74133 | 0.2053 | 709819
2016-07-22 21:00 | 0.71961 | 0.21533 | 711442
2016-07-22 22:00 | 0.68395 | 0.22981 | 706132
2016-07-22 23:00 | 0.60478 | 0.25364 | 692225
2016-07-23 | 0.46757 | 0.31277 | 671763
2016-07-23 01:00 | 0.21656 | 0.48972 | 651983
2016-07-23 02:00 | 0.017055 | 0.626 | 622735
2016-07-23 03:00 | 0 | 0.65758 | 585435
2016-07-23 04:00 | 0 | 0.64357 | 548300
2016-07-23 05:00 | 0 | 0.61395 | 513775
2016-07-23 06:00 | 0 | 0.59075 | 485017
2016-07-23 07:00 | 0 | 0.56257 | 462396
2016-07-23 08:00 | 0 | 0.54453 | 446904
2016-07-23 09:00 | 0 | 0.52632 | 438752
2016-07-23 10:00 | 0 | 0.50427 | 436738
2016-07-23 11:00 | 0 | 0.46118 | 444141
2016-07-23 12:00 | 0.077278 | 0.32018 | 469768
2016-07-23 13:00 | 0.4309 | 0.3081 | 507074
2016-07-23 14:00 | 0.64377 | 0.40002 | 548202
2016-07-23 15:00 | 0.76657 | 0.42124 | 587785
2016-07-23 16:00 | 0.80645 | 0.4239 | 621140
2016-07-23 17:00 | 0.81754 | 0.43291 | 644617
2016-07-23 18:00 | 0.81323 | 0.44101 | 662366
2016-07-23 19:00 | 0.80445 | 0.44254 | 673513
2016-07-23 20:00 | 0.80041 | 0.43656 | 680986
2016-07-23 21:00 | 0.7885 | 0.4244 | 683097
2016-07-23 22:00 | 0.75645 | 0.40743 | 677117
2016-07-23 23:00 | 0.67636 | 0.39872 | 661899
2016-07-24 | 0.52595 | 0.43207 | 643422
2016-07-24 01:00 | 0.2621 | 0.58171 | 626308
2016-07-24 02:00 | 0.019335 | 0.69229 | 599234
2016-07-24 03:00 | 0 | 0.68858 | 565417
2016-07-24 04:00 | 0 | 0.63578 | 531046
2016-07-24 05:00 | 0 | 0.57063 | 499365
2016-07-24 06:00 | 0 | 0.5217 | 472698
2016-07-24 07:00 | 0 | 0.4854 | 451439
2016-07-24 08:00 | 0 | 0.44808 | 436259
2016-07-24 09:00 | 0 | 0.40844 | 427100
2016-07-24 10:00 | 0 | 0.38941 | 422282
2016-07-24 11:00 | 0 | 0.3461 | 426061
2016-07-24 12:00 | 0.067864 | 0.18873 | 447059
2016-07-24 13:00 | 0.3792 | 0.20167 | 480914
2016-07-24 14:00 | 0.58594 | 0.25703 | 520133
2016-07-24 15:00 | 0.71577 | 0.24078 | 558015
2016-07-24 16:00 | 0.77039 | 0.21692 | 591243
2016-07-24 17:00 | 0.7784 | 0.20004 | 618086
2016-07-24 18:00 | 0.76733 | 0.19159 | 639300
2016-07-24 19:00 | 0.75031 | 0.18918 | 654798
2016-07-24 20:00 | 0.73536 | 0.19062 | 666727
2016-07-24 21:00 | 0.71976 | 0.19534 | 674628
2016-07-24 22:00 | 0.68468 | 0.20177 | 674912
2016-07-24 23:00 | 0.60793 | 0.20988 | 664359
2016-07-25 | 0.46154 | 0.24134 | 649454
2016-07-25 01:00 | 0.2312 | 0.35346 | 634444
2016-07-25 02:00 | 0.01699 | 0.43154 | 605194
2016-07-25 03:00 | 0 | 0.43117 | 570238
2016-07-25 04:00 | 0 | 0.4231 | 536805
2016-07-25 05:00 | 0 | 0.41649 | 505415
2016-07-25 06:00 | 0 | 0.40967 | 479358
2016-07-25 07:00 | 0 | 0.40024 | 460062
2016-07-25 08:00 | 0 | 0.38918 | 450411
2016-07-25 09:00 | 0 | 0.33985 | 451810
2016-07-25 10:00 | 0 | 0.28742 | 464579
2016-07-25 11:00 | 0 | 0.24355 | 484904
2016-07-25 12:00 | 0.064276 | 0.12375 | 513142
2016-07-25 13:00 | 0.33637 | 0.085143 | 546585
2016-07-25 14:00 | 0.56843 | 0.12425 | 584999
2016-07-25 15:00 | 0.68692 | 0.13305 | 623644
2016-07-25 16:00 | 0.73513 | 0.13376 | 655225
2016-07-25 17:00 | 0.7431 | 0.13292 | 680782
2016-07-25 18:00 | 0.73882 | 0.13158 | 699429
2016-07-25 19:00 | 0.72045 | 0.12995 | 711269
2016-07-25 20:00 | 0.70763 | 0.12969 | 716310
2016-07-25 21:00 | 0.67923 | 0.13539 | 716023
2016-07-25 22:00 | 0.63213 | 0.14577 | 709531
2016-07-25 23:00 | 0.54697 | 0.1672 | 694428
2016-07-26 | 0.41026 | 0.22004 | 676132
2016-07-26 01:00 | 0.20484 | 0.36494 | 655962
2016-07-26 02:00 | 0.017393 | 0.48309 | 623004
2016-07-26 03:00 | 0 | 0.49827 | 581261
2016-07-26 04:00 | 0 | 0.48415 | 543580
2016-07-26 05:00 | 0 | 0.45169 | 508876
2016-07-26 06:00 | 0 | 0.4125 | 480696
2016-07-26 07:00 | 0 | 0.37483 | 460391
2016-07-26 08:00 | 0 | 0.34861 | 449809
2016-07-26 09:00 | 0 | 0.31521 | 451638
2016-07-26 10:00 | 0 | 0.2863 | 465570
2016-07-26 11:00 | 0 | 0.24817 | 484569
2016-07-26 12:00 | 0.052464 | 0.12988 | 509911
2016-07-26 13:00 | 0.30762 | 0.085747 | 540417
2016-07-26 14:00 | 0.54846 | 0.12319 | 576926
2016-07-26 15:00 | 0.66758 | 0.13064 | 612758
2016-07-26 16:00 | 0.73049 | 0.1196 | 643650
2016-07-26 17:00 | 0.74499 | 0.11203 | 669322
2016-07-26 18:00 | 0.73683 | 0.10498 | 688128
2016-07-26 19:00 | 0.7183 | 0.099126 | 700540
2016-07-26 20:00 | 0.70008 | 0.097847 | 708679
2016-07-26 21:00 | 0.67 | 0.10712 | 711359
2016-07-26 22:00 | 0.62701 | 0.12897 | 706608
2016-07-26 23:00 | 0.55138 | 0.16408 | 691752
2016-07-27 | 0.42012 | 0.22413 | 673003
2016-07-27 01:00 | 0.22281 | 0.354 | 653739
2016-07-27 02:00 | 0.014462 | 0.4339 | 621186
2016-07-27 03:00 | 0 | 0.40531 | 580774
2016-07-27 04:00 | 0 | 0.3563 | 542329
2016-07-27 05:00 | 0 | 0.31137 | 507273
2016-07-27 06:00 | 0 | 0.26421 | 480502
2016-07-27 07:00 | 0 | 0.22281 | 460678
2016-07-27 08:00 | 0 | 0.18856 | 450024
2016-07-27 09:00 | 0 | 0.16123 | 451869
2016-07-27 10:00 | 0 | 0.14627 | 463705
2016-07-27 11:00 | 0 | 0.12848 | 482751
2016-07-27 12:00 | 0.056496 | 0.069071 | 506035
2016-07-27 13:00 | 0.39644 | 0.054696 | 535215
2016-07-27 14:00 | 0.62803 | 0.067528 | 571253
2016-07-27 15:00 | 0.72853 | 0.066403 | 606150
2016-07-27 16:00 | 0.78337 | 0.06292 | 636932
2016-07-27 17:00 | 0.79593 | 0.061736 | 663231
2016-07-27 18:00 | 0.78929 | 0.062671 | 683972
2016-07-27 19:00 | 0.77753 | 0.065121 | 697747
2016-07-27 20:00 | 0.77029 | 0.068838 | 707014
2016-07-27 21:00 | 0.75881 | 0.073431 | 710613
2016-07-27 22:00 | 0.72983 | 0.080809 | 705857
2016-07-27 23:00 | 0.64717 | 0.095354 | 690397
2016-07-28 | 0.50885 | 0.1278 | 671829
2016-07-28 01:00 | 0.22469 | 0.2286 | 653940
2016-07-28 02:00 | 0.01284 | 0.31972 | 622504
2016-07-28 03:00 | 0 | 0.31415 | 581709
2016-07-28 04:00 | 0 | 0.27754 | 544970
2016-07-28 05:00 | 0 | 0.24308 | 511693
2016-07-28 06:00 | 0 | 0.2139 | 484090
2016-07-28 07:00 | 0 | 0.193 | 463557
2016-07-28 08:00 | 0 | 0.18193 | 452595
2016-07-28 09:00 | 0 | 0.16682 | 454199
2016-07-28 10:00 | 0 | 0.15615 | 466476
2016-07-28 11:00 | 0 | 0.13815 | 484847
2016-07-28 12:00 | 0.074043 | 0.074727 | 508526
2016-07-28 13:00 | 0.40719 | 0.062904 | 538216
2016-07-28 14:00 | 0.63658 | 0.080003 | 571509
2016-07-28 15:00 | 0.74026 | 0.09407 | 604417
2016-07-28 16:00 | 0.78023 | 0.097448 | 631869
2016-07-28 17:00 | 0.79967 | 0.09444 | 655351
2016-07-28 18:00 | 0.7928 | 0.086422 | 672844
2016-07-28 19:00 | 0.78441 | 0.078301 | 682884
2016-07-28 20:00 | 0.78152 | 0.072832 | 687430
2016-07-28 21:00 | 0.77272 | 0.072381 | 685827
2016-07-28 22:00 | 0.74328 | 0.079814 | 677578
2016-07-28 23:00 | 0.66018 | 0.096228 | 662885
2016-07-29 | 0.51409 | 0.13549 | 647637
2016-07-29 01:00 | 0.2207 | 0.25095 | 630930
2016-07-29 02:00 | 0.011755 | 0.33614 | 601375
2016-07-29 03:00 | 0 | 0.32911 | 565258
2016-07-29 04:00 | 0 | 0.29331 | 530970
2016-07-29 05:00 | 0 | 0.25162 | 499706
2016-07-29 06:00 | 0 | 0.21201 | 473385
2016-07-29 07:00 | 0 | 0.18456 | 453827
2016-07-29 08:00 | 0 | 0.16431 | 443185
2016-07-29 09:00 | 0 | 0.14307 | 444954
2016-07-29 10:00 | 0 | 0.12683 | 456762
2016-07-29 11:00 | 0 | 0.10663 | 471010
2016-07-29 12:00 | 0.04364 | 0.055523 | 492462
2016-07-29 13:00 | 0.3444 | 0.038356 | 519661
2016-07-29 14:00 | 0.57758 | 0.037565 | 550570
2016-07-29 15:00 | 0.69352 | 0.035128 | 581314
2016-07-29 16:00 | 0.73804 | 0.035578 | 607866
2016-07-29 17:00 | 0.75667 | 0.040334 | 630198
2016-07-29 18:00 | 0.75505 | 0.047139 | 648328
2016-07-29 19:00 | 0.7473 | 0.054377 | 661198
2016-07-29 20:00 | 0.7378 | 0.062324 | 670462
2016-07-29 21:00 | 0.71738 | 0.067448 | 673061
2016-07-29 22:00 | 0.68231 | 0.070517 | 665364
2016-07-29 23:00 | 0.59441 | 0.077812 | 647298
2016-07-30 | 0.44818 | 0.10858 | 628330
2016-07-30 01:00 | 0.19812 | 0.22047 | 610732
2016-07-30 02:00 | 0.011256 | 0.33882 | 582387
2016-07-30 03:00 | 0 | 0.36781 | 546078
2016-07-30 04:00 | 0 | 0.36218 | 511269
2016-07-30 05:00 | 0 | 0.34675 | 481131
2016-07-30 06:00 | 0 | 0.3334 | 455364
2016-07-30 07:00 | 0 | 0.31793 | 436572
2016-07-30 08:00 | 0 | 0.29784 | 424111
2016-07-30 09:00 | 0 | 0.25685 | 418253
2016-07-30 10:00 | 0 | 0.21997 | 418195
2016-07-30 11:00 | 0 | 0.19112 | 424007
2016-07-30 12:00 | 0.059183 | 0.11405 | 444413
2016-07-30 13:00 | 0.34629 | 0.11329 | 473661
2016-07-30 14:00 | 0.57007 | 0.13503 | 507186
2016-07-30 15:00 | 0.69045 | 0.13156 | 539766
2016-07-30 16:00 | 0.74058 | 0.12676 | 567012
2016-07-30 17:00 | 0.75102 | 0.12357 | 587831
2016-07-30 18:00 | 0.74192 | 0.12145 | 602724
2016-07-30 19:00 | 0.7252 | 0.12089 | 612872
2016-07-30 20:00 | 0.70653 | 0.12279 | 620163
2016-07-30 21:00 | 0.67661 | 0.131 | 621612
2016-07-30 22:00 | 0.62859 | 0.15094 | 615579
2016-07-30 23:00 | 0.5404 | 0.19069 | 599767
2016-07-31 | 0.39852 | 0.27903 | 586029
2016-07-31 01:00 | 0.17438 | 0.49953 | 573461
2016-07-31 02:00 | 0.010821 | 0.64715 | 550364
2016-07-31 03:00 | 0 | 0.63819 | 522363
2016-07-31 04:00 | 0 | 0.59796 | 492477
2016-07-31 05:00 | 0 | 0.56017 | 465571
2016-07-31 06:00 | 0 | 0.52971 | 442492
2016-07-31 07:00 | 0 | 0.50965 | 424682
2016-07-31 08:00 | 0 | 0.4972 | 412231
2016-07-31 09:00 | 0 | 0.47103 | 405962
2016-07-31 10:00 | 0 | 0.44024 | 404106
2016-07-31 11:00 | 0 | 0.39257 | 406223
2016-07-31 12:00 | 0.060657 | 0.24848 | 424927
2016-07-31 13:00 | 0.3069 | 0.21703 | 454237
2016-07-31 14:00 | 0.53948 | 0.25043 | 488251
2016-07-31 15:00 | 0.67014 | 0.24027 | 521252
2016-07-31 16:00 | 0.71425 | 0.23091 | 552152
2016-07-31 17:00 | 0.72258 | 0.23936 | 577859
2016-07-31 18:00 | 0.70443 | 0.25966 | 598135
2016-07-31 19:00 | 0.68238 | 0.28345 | 611955
2016-07-31 20:00 | 0.65856 | 0.30274 | 621525
2016-07-31 21:00 | 0.62375 | 0.32034 | 625838
2016-07-31 22:00 | 0.57455 | 0.34373 | 622856
2016-07-31 23:00 | 0.4952 | 0.3943 | 612704
2016-08-01 | 0.363 | 0.49835 | 600594
2016-08-01 01:00 | 0.1693 | 0.67692 | 586283
2016-08-01 02:00 | 0.0091852 | 0.75132 | 562283
2016-08-01 03:00 | 0 | 0.7084 | 529962
2016-08-01 04:00 | 0 | 0.64537 | 496993
2016-08-01 05:00 | 0 | 0.59348 | 468458
2016-08-01 06:00 | 0 | 0.54835 | 446164
2016-08-01 07:00 | 0 | 0.50651 | 430203
2016-08-01 08:00 | 0 | 0.47762 | 423452
2016-08-01 09:00 | 0 | 0.44246 | 426831
2016-08-01 10:00 | 0 | 0.41885 | 441975
2016-08-01 11:00 | 0 | 0.38073 | 460070
2016-08-01 12:00 | 0.052305 | 0.27053 | 483963
2016-08-01 13:00 | 0.3042 | 0.27789 | 514411
2016-08-01 14:00 | 0.53944 | 0.32309 | 548025
2016-08-01 15:00 | 0.65642 | 0.31588 | 581008
2016-08-01 16:00 | 0.71076 | 0.299 | 609100
2016-08-01 17:00 | 0.72584 | 0.29745 | 633495
2016-08-01 18:00 | 0.71825 | 0.30394 | 652822
2016-08-01 19:00 | 0.69983 | 0.30915 | 666006
2016-08-01 20:00 | 0.67798 | 0.31021 | 674610
2016-08-01 21:00 | 0.64316 | 0.30067 | 677045
2016-08-01 22:00 | 0.59272 | 0.28807 | 670787
2016-08-01 23:00 | 0.50427 | 0.2895 | 657844
2016-08-02 | 0.36509 | 0.34786 | 641335
2016-08-02 01:00 | 0.1716 | 0.49155 | 622717
2016-08-02 02:00 | 0.0080411 | 0.55757 | 592757
2016-08-02 03:00 | 0 | 0.55212 | 554537
2016-08-02 04:00 | 0 | 0.5127 | 516692
2016-08-02 05:00 | 0 | 0.4696 | 485217
2016-08-02 06:00 | 0 | 0.43494 | 459636
2016-08-02 07:00 | 0 | 0.41775 | 441125
2016-08-02 08:00 | 0 | 0.40723 | 432409
2016-08-02 09:00 | 0 | 0.37175 | 435990
2016-08-02 10:00 | 0 | 0.32705 | 451272
2016-08-02 11:00 | 0 | 0.27915 | 468913
2016-08-02 12:00 | 0.048246 | 0.16093 | 489949
2016-08-02 13:00 | 0.32003 | 0.12054 | 517096
2016-08-02 14:00 | 0.55232 | 0.12968 | 549361
2016-08-02 15:00 | 0.67168 | 0.11591 | 581580
2016-08-02 16:00 | 0.71549 | 0.091279 | 609773
2016-08-02 17:00 | 0.71817 | 0.079614 | 634098
2016-08-02 18:00 | 0.70055 | 0.077201 | 653280
2016-08-02 19:00 | 0.67166 | 0.081205 | 663366
2016-08-02 20:00 | 0.63982 | 0.090119 | 670381
2016-08-02 21:00 | 0.60078 | 0.10029 | 672154
2016-08-02 22:00 | 0.54948 | 0.11452 | 666562
2016-08-02 23:00 | 0.47508 | 0.14176 | 652378
2016-08-03 | 0.35329 | 0.19993 | 635814
2016-08-03 01:00 | 0.17449 | 0.35508 | 617329
2016-08-03 02:00 | 0.0079898 | 0.45115 | 587534
2016-08-03 03:00 | 0 | 0.46716 | 548730
2016-08-03 04:00 | 0 | 0.45272 | 512360
2016-08-03 05:00 | 0 | 0.43424 | 481561
2016-08-03 06:00 | 0 | 0.42133 | 456311
2016-08-03 07:00 | 0 | 0.40223 | 438423
2016-08-03 08:00 | 0 | 0.38369 | 429382
2016-08-03 09:00 | 0 | 0.36123 | 432012
2016-08-03 10:00 | 0 | 0.34406 | 446890
2016-08-03 11:00 | 0 | 0.33245 | 465284
2016-08-03 12:00 | 0.039294 | 0.23303 | 486959
2016-08-03 13:00 | 0.27726 | 0.22091 | 514567
2016-08-03 14:00 | 0.4906 | 0.27535 | 547136
2016-08-03 15:00 | 0.62632 | 0.31093 | 580434
2016-08-03 16:00 | 0.68886 | 0.33027 | 610440
2016-08-03 17:00 | 0.6969 | 0.34831 | 636024
2016-08-03 18:00 | 0.68356 | 0.36885 | 656420
2016-08-03 19:00 | 0.66007 | 0.38959 | 671477
2016-08-03 20:00 | 0.63215 | 0.41221 | 681036
2016-08-03 21:00 | 0.5959 | 0.43746 | 683380
2016-08-03 22:00 | 0.54986 | 0.46561 | 677806
2016-08-03 23:00 | 0.46279 | 0.49659 | 663640
2016-08-04 | 0.33248 | 0.5591 | 647265
2016-08-04 01:00 | 0.1552 | 0.70639 | 629193
2016-08-04 02:00 | 0.0075409 | 0.76329 | 597187
2016-08-04 03:00 | 0 | 0.74326 | 558357
2016-08-04 04:00 | 0 | 0.70294 | 521327
2016-08-04 05:00 | 0 | 0.66733 | 490549
2016-08-04 06:00 | 0 | 0.64215 | 462055
2016-08-04 07:00 | 0 | 0.61386 | 443032
2016-08-04 08:00 | 0 | 0.58574 | 433845
2016-08-04 09:00 | 0 | 0.55141 | 436996
2016-08-04 10:00 | 0 | 0.52779 | 452952
2016-08-04 11:00 | 0 | 0.49543 | 471032
2016-08-04 12:00 | 0.0423 | 0.38467 | 492757
2016-08-04 13:00 | 0.2758 | 0.40985 | 520777
2016-08-04 14:00 | 0.49975 | 0.46025 | 554967
2016-08-04 15:00 | 0.63117 | 0.44021 | 588187
2016-08-04 16:00 | 0.69771 | 0.41033 | 616495
2016-08-04 17:00 | 0.71181 | 0.392 | 640288
2016-08-04 18:00 | 0.69942 | 0.38077 | 658458
2016-08-04 19:00 | 0.6772 | 0.37279 | 670155
2016-08-04 20:00 | 0.65478 | 0.36342 | 676999
2016-08-04 21:00 | 0.62096 | 0.35518 | 678514
2016-08-04 22:00 | 0.56864 | 0.34563 | 672659
2016-08-04 23:00 | 0.47462 | 0.33134 | 657579
2016-08-05 | 0.3326 | 0.33217 | 641092
2016-08-05 01:00 | 0.14075 | 0.43159 | 623479
2016-08-05 02:00 | 0.0068187 | 0.49068 | 592327
2016-08-05 03:00 | 0 | 0.49867 | 554932
2016-08-05 04:00 | 0 | 0.481 | 518997
2016-08-05 05:00 | 0 | 0.44732 | 487155
2016-08-05 06:00 | 0 | 0.41098 | 461710
2016-08-05 07:00 | 0 | 0.37683 | 444178
2016-08-05 08:00 | 0 | 0.35179 | 434777
2016-08-05 09:00 | 0 | 0.30421 | 437450
2016-08-05 10:00 | 0 | 0.2569 | 450978
2016-08-05 11:00 | 0 | 0.21462 | 467665
2016-08-05 12:00 | 0.044431 | 0.1345 | 489571
2016-08-05 13:00 | 0.28068 | 0.11576 | 517694
2016-08-05 14:00 | 0.52047 | 0.12329 | 548878
2016-08-05 15:00 | 0.6472 | 0.11236 | 579384
2016-08-05 16:00 | 0.69914 | 0.1063 | 605984
2016-08-05 17:00 | 0.70562 | 0.1077 | 629230
2016-08-05 18:00 | 0.68986 | 0.11288 | 646679
2016-08-05 19:00 | 0.66901 | 0.12052 | 657913
2016-08-05 20:00 | 0.64707 | 0.12799 | 662883
2016-08-05 21:00 | 0.61259 | 0.13602 | 661113
2016-08-05 22:00 | 0.56212 | 0.14452 | 651147
2016-08-05 23:00 | 0.47918 | 0.15636 | 634076
2016-08-06 | 0.34817 | 0.19541 | 616767
2016-08-06 01:00 | 0.15655 | 0.31952 | 600353
2016-08-06 02:00 | 0.0057006 | 0.41072 | 573118
2016-08-06 03:00 | 0 | 0.41525 | 539577
2016-08-06 04:00 | 0 | 0.40147 | 506865
2016-08-06 05:00 | 0 | 0.38139 | 477499
2016-08-06 06:00 | 0 | 0.36412 | 453173
2016-08-06 07:00 | 0 | 0.34578 | 435218
2016-08-06 08:00 | 0 | 0.33087 | 423260
2016-08-06 09:00 | 0 | 0.30011 | 418988
2016-08-06 10:00 | 0 | 0.26909 | 419093
2016-08-06 11:00 | 0 | 0.23907 | 424830
2016-08-06 12:00 | 0.030881 | 0.14229 | 443533
2016-08-06 13:00 | 0.30731 | 0.11999 | 472726
2016-08-06 14:00 | 0.55915 | 0.13927 | 507408
2016-08-06 15:00 | 0.67469 | 0.13312 | 541235
2016-08-06 16:00 | 0.72234 | 0.12522 | 569814
2016-08-06 17:00 | 0.72882 | 0.12089 | 592151
2016-08-06 18:00 | 0.71374 | 0.12128 | 608053
2016-08-06 19:00 | 0.69193 | 0.12594 | 619282
2016-08-06 20:00 | 0.6761 | 0.13426 | 626743
2016-08-06 21:00 | 0.65035 | 0.14706 | 629027
2016-08-06 22:00 | 0.61185 | 0.16425 | 623131
2016-08-06 23:00 | 0.53569 | 0.19197 | 609762
2016-08-07 | 0.39696 | 0.25262 | 594637
2016-08-07 01:00 | 0.18537 | 0.38624 | 579373
2016-08-07 02:00 | 0.0048807 | 0.46359 | 551628
2016-08-07 03:00 | 0 | 0.46296 | 518395
2016-08-07 04:00 | 0 | 0.43908 | 487018
2016-08-07 05:00 | 0 | 0.41453 | 460336
2016-08-07 06:00 | 0 | 0.38955 | 436438
2016-08-07 07:00 | 0 | 0.36697 | 418176
2016-08-07 08:00 | 0 | 0.34972 | 405109
2016-08-07 09:00 | 0 | 0.31171 | 398654
2016-08-07 10:00 | 0 | 0.27456 | 396437
2016-08-07 11:00 | 0 | 0.24518 | 400201
2016-08-07 12:00 | 0.026118 | 0.14606 | 417446
2016-08-07 13:00 | 0.33043 | 0.11469 | 445771
2016-08-07 14:00 | 0.61631 | 0.13864 | 476693
2016-08-07 15:00 | 0.72553 | 0.13048 | 508737
2016-08-07 16:00 | 0.77595 | 0.12278 | 537718
2016-08-07 17:00 | 0.77911 | 0.11556 | 561896
2016-08-07 18:00 | 0.7617 | 0.10723 | 580214
2016-08-07 19:00 | 0.74132 | 0.10183 | 594523
2016-08-07 20:00 | 0.72317 | 0.10213 | 604471
2016-08-07 21:00 | 0.70085 | 0.1124 | 610725
2016-08-07 22:00 | 0.66368 | 0.13395 | 609226
2016-08-07 23:00 | 0.57784 | 0.17137 | 598850
2016-08-08 | 0.42484 | 0.24702 | 586835
2016-08-08 01:00 | 0.19436 | 0.40451 | 573941
2016-08-08 02:00 | 0.0054181 | 0.48618 | 547508
2016-08-08 03:00 | 0 | 0.487 | 514602
2016-08-08 04:00 | 0 | 0.46723 | 484360
2016-08-08 05:00 | 0 | 0.44199 | 456614
2016-08-08 06:00 | 0 | 0.40577 | 434810
2016-08-08 07:00 | 0 | 0.37384 | 420049
2016-08-08 08:00 | 0 | 0.35001 | 413608
2016-08-08 09:00 | 0 | 0.3227 | 418611
2016-08-08 10:00 | 0 | 0.3085 | 433554
2016-08-08 11:00 | 0 | 0.30067 | 451396
2016-08-08 12:00 | 0.021898 | 0.2089 | 472744
2016-08-08 13:00 | 0.32077 | 0.20613 | 500555
2016-08-08 14:00 | 0.60304 | 0.28307 | 530957
2016-08-08 15:00 | 0.72266 | 0.2796 | 562651
2016-08-08 16:00 | 0.77921 | 0.26186 | 588832
2016-08-08 17:00 | 0.78282 | 0.24968 | 610947
2016-08-08 18:00 | 0.77012 | 0.24361 | 628214
2016-08-08 19:00 | 0.75604 | 0.24013 | 640296
2016-08-08 20:00 | 0.75031 | 0.23666 | 648566
2016-08-08 21:00 | 0.73576 | 0.23302 | 651755
2016-08-08 22:00 | 0.70293 | 0.23056 | 647720
2016-08-08 23:00 | 0.62164 | 0.23312 | 635421
2016-08-09 | 0.46999 | 0.27498 | 621949
2016-08-09 01:00 | 0.20156 | 0.43935 | 604820
2016-08-09 02:00 | 0.0042747 | 0.5178 | 573048
2016-08-09 03:00 | 0 | 0.49956 | 534744
2016-08-09 04:00 | 0 | 0.46207 | 500652
2016-08-09 05:00 | 0 | 0.43329 | 471436
2016-08-09 06:00 | 0 | 0.40736 | 448168
2016-08-09 07:00 | 0 | 0.38365 | 431015
2016-08-09 08:00 | 0 | 0.36285 | 423605
2016-08-09 09:00 | 0 | 0.33878 | 428396
2016-08-09 10:00 | 0 | 0.30776 | 445945
2016-08-09 11:00 | 0 | 0.27217 | 464137
2016-08-09 12:00 | 0.022785 | 0.15898 | 484561
2016-08-09 13:00 | 0.29108 | 0.10924 | 510825
2016-08-09 14:00 | 0.56184 | 0.10857 | 544130
2016-08-09 15:00 | 0.6824 | 0.10797 | 576327
2016-08-09 16:00 | 0.72681 | 0.10654 | 604939
2016-08-09 17:00 | 0.74396 | 0.11496 | 630306
2016-08-09 18:00 | 0.74255 | 0.13034 | 650268
2016-08-09 19:00 | 0.73141 | 0.15151 | 662438
2016-08-09 20:00 | 0.71932 | 0.17909 | 669236
2016-08-09 21:00 | 0.6956 | 0.21292 | 670932
2016-08-09 22:00 | 0.65384 | 0.257 | 664467
2016-08-09 23:00 | 0.55897 | 0.32428 | 651555
2016-08-10 | 0.41495 | 0.41082 | 638816
2016-08-10 01:00 | 0.19205 | 0.55031 | 622333
2016-08-10 02:00 | 0.0040341 | 0.60296 | 593236
2016-08-10 03:00 | 0 | 0.59299 | 555718
2016-08-10 04:00 | 0 | 0.57594 | 522030
2016-08-10 05:00 | 0 | 0.56092 | 491580
2016-08-10 06:00 | 0 | 0.53996 | 466906
2016-08-10 07:00 | 0 | 0.51022 | 449880
2016-08-10 08:00 | 0 | 0.47646 | 442094
2016-08-10 09:00 | 0 | 0.43962 | 446610
2016-08-10 10:00 | 0 | 0.4016 | 463323
2016-08-10 11:00 | 0 | 0.3741 | 482624
2016-08-10 12:00 | 0.024794 | 0.26147 | 504305
2016-08-10 13:00 | 0.27918 | 0.22074 | 532360
2016-08-10 14:00 | 0.55163 | 0.26815 | 566502
2016-08-10 15:00 | 0.688 | 0.28093 | 600882
2016-08-10 16:00 | 0.75309 | 0.28994 | 630175
2016-08-10 17:00 | 0.75894 | 0.31524 | 654319
2016-08-10 18:00 | 0.73997 | 0.34434 | 672363
2016-08-10 19:00 | 0.71283 | 0.3725 | 683463
2016-08-10 20:00 | 0.68428 | 0.39714 | 692115
2016-08-10 21:00 | 0.64705 | 0.41517 | 694043
2016-08-10 22:00 | 0.59519 | 0.42851 | 689634
2016-08-10 23:00 | 0.5041 | 0.44347 | 676888
2016-08-11 | 0.37368 | 0.50485 | 663518
2016-08-11 01:00 | 0.18008 | 0.61283 | 645779
2016-08-11 02:00 | 0.0058516 | 0.62546 | 613591
2016-08-11 03:00 | 0 | 0.58083 | 574880
2016-08-11 04:00 | 0 | 0.5373 | 539161
2016-08-11 05:00 | 0 | 0.49951 | 506885
2016-08-11 06:00 | 0 | 0.45356 | 480926
2016-08-11 07:00 | 0 | 0.4155 | 463267
2016-08-11 08:00 | 0 | 0.39012 | 454853
2016-08-11 09:00 | 0 | 0.36365 | 459811
2016-08-11 10:00 | 0 | 0.34228 | 477411
2016-08-11 11:00 | 0 | 0.33229 | 496658
2016-08-11 12:00 | 0.02335 | 0.24601 | 520056
2016-08-11 13:00 | 0.28151 | 0.23649 | 548905
2016-08-11 14:00 | 0.52539 | 0.31122 | 584554
2016-08-11 15:00 | 0.6612 | 0.31284 | 620926
2016-08-11 16:00 | 0.72903 | 0.28386 | 650476
2016-08-11 17:00 | 0.74392 | 0.26102 | 672839
2016-08-11 18:00 | 0.73958 | 0.24661 | 691270
2016-08-11 19:00 | 0.73014 | 0.23539 | 704348
2016-08-11 20:00 | 0.72422 | 0.22344 | 711228
2016-08-11 21:00 | 0.71145 | 0.21317 | 712067
2016-08-11 22:00 | 0.67675 | 0.20183 | 705532
2016-08-11 23:00 | 0.58503 | 0.1956 | 693311
2016-08-12 | 0.44402 | 0.23111 | 679786
2016-08-12 01:00 | 0.20224 | 0.32528 | 661145
2016-08-12 02:00 | 0.0027509 | 0.36693 | 627372
2016-08-12 03:00 | 0 | 0.35162 | 587829
2016-08-12 04:00 | 0 | 0.31811 | 552138
2016-08-12 05:00 | 0 | 0.29515 | 518806
2016-08-12 06:00 | 0 | 0.27977 | 491927
2016-08-12 07:00 | 0 | 0.27714 | 472808
2016-08-12 08:00 | 0 | 0.2828 | 463193
2016-08-12 09:00 | 0 | 0.28469 | 466210
2016-08-12 10:00 | 0 | 0.29585 | 482275
2016-08-12 11:00 | 0 | 0.30371 | 501898
2016-08-12 12:00 | 0.028933 | 0.22353 | 523776
2016-08-12 13:00 | 0.37921 | 0.19962 | 552524
2016-08-12 14:00 | 0.59224 | 0.25395 | 585241
2016-08-12 15:00 | 0.73469 | 0.27089 | 618102
2016-08-12 16:00 | 0.7923 | 0.2606 | 645060
2016-08-12 17:00 | 0.80032 | 0.2492 | 667185
2016-08-12 18:00 | 0.79017 | 0.24042 | 683130
2016-08-12 19:00 | 0.77736 | 0.23261 | 691605
2016-08-12 20:00 | 0.76952 | 0.2257 | 693676
2016-08-12 21:00 | 0.75359 | 0.21638 | 691677
2016-08-12 22:00 | 0.71723 | 0.20809 | 681134
2016-08-12 23:00 | 0.61886 | 0.19706 | 662811
2016-08-13 | 0.46548 | 0.20049 | 647312
2016-08-13 01:00 | 0.17651 | 0.27263 | 628394
2016-08-13 02:00 | 0.002373 | 0.2989 | 598858
2016-08-13 03:00 | 0 | 0.30331 | 564410
2016-08-13 04:00 | 0 | 0.30004 | 530967
2016-08-13 05:00 | 0 | 0.29046 | 500597
2016-08-13 06:00 | 0 | 0.28152 | 474944
2016-08-13 07:00 | 0 | 0.27698 | 456605
2016-08-13 08:00 | 0 | 0.28205 | 444618
2016-08-13 09:00 | 0 | 0.28896 | 439691
2016-08-13 10:00 | 0 | 0.30272 | 440900
2016-08-13 11:00 | 0 | 0.31125 | 448811
2016-08-13 12:00 | 0.022261 | 0.18212 | 469762
2016-08-13 13:00 | 0.30415 | 0.1216 | 498958
2016-08-13 14:00 | 0.55874 | 0.18752 | 531719
2016-08-13 15:00 | 0.68077 | 0.2099 | 563517
2016-08-13 16:00 | 0.74825 | 0.21066 | 590577
2016-08-13 17:00 | 0.75538 | 0.20785 | 610030
2016-08-13 18:00 | 0.74625 | 0.20711 | 625920
2016-08-13 19:00 | 0.73706 | 0.20459 | 637776
2016-08-13 20:00 | 0.73421 | 0.20122 | 645466
2016-08-13 21:00 | 0.72411 | 0.20259 | 647940
2016-08-13 22:00 | 0.69047 | 0.20325 | 643110
2016-08-13 23:00 | 0.60151 | 0.20121 | 628592
2016-08-14 | 0.45096 | 0.22888 | 615613
2016-08-14 01:00 | 0.17477 | 0.32009 | 598889
2016-08-14 02:00 | 0.0019266 | 0.34414 | 570370
2016-08-14 03:00 | 0 | 0.33093 | 539040
2016-08-14 04:00 | 0 | 0.30257 | 506573
2016-08-14 05:00 | 0 | 0.2715 | 479368
2016-08-14 06:00 | 0 | 0.2522 | 454836
2016-08-14 07:00 | 0 | 0.2461 | 436168
2016-08-14 08:00 | 0 | 0.25239 | 423088
2016-08-14 09:00 | 0 | 0.25556 | 416755
2016-08-14 10:00 | 0 | 0.25926 | 413239
2016-08-14 11:00 | 0 | 0.26696 | 417707
2016-08-14 12:00 | 0.013324 | 0.18342 | 437681
2016-08-14 13:00 | 0.28149 | 0.081057 | 467631
2016-08-14 14:00 | 0.55697 | 0.10216 | 499596
2016-08-14 15:00 | 0.71097 | 0.12194 | 530843
2016-08-14 16:00 | 0.7797 | 0.12414 | 558890
2016-08-14 17:00 | 0.78958 | 0.12283 | 580961
2016-08-14 18:00 | 0.78177 | 0.12021 | 597919
2016-08-14 19:00 | 0.77136 | 0.11683 | 610934
2016-08-14 20:00 | 0.76805 | 0.11476 | 620918
2016-08-14 21:00 | 0.75908 | 0.11951 | 627236
2016-08-14 22:00 | 0.73106 | 0.13593 | 625583
2016-08-14 23:00 | 0.63973 | 0.17503 | 616316
2016-08-15 | 0.49244 | 0.26448 | 607623
2016-08-15 01:00 | 0.16875 | 0.41268 | 594043
2016-08-15 02:00 | 0.001872 | 0.4791 | 565864
2016-08-15 03:00 | 0 | 0.48517 | 531803
2016-08-15 04:00 | 0 | 0.45914 | 498640
2016-08-15 05:00 | 0 | 0.41846 | 471763
2016-08-15 06:00 | 0 | 0.36793 | 448691
2016-08-15 07:00 | 0 | 0.32262 | 433241
2016-08-15 08:00 | 0 | 0.29669 | 426487
2016-08-15 09:00 | 0 | 0.27569 | 430827
2016-08-15 10:00 | 0 | 0.25622 | 448712
2016-08-15 11:00 | 0 | 0.24651 | 470395
2016-08-15 12:00 | 0.012353 | 0.16435 | 491924
2016-08-15 13:00 | 0.30937 | 0.069014 | 518273
2016-08-15 14:00 | 0.59267 | 0.088494 | 549237
2016-08-15 15:00 | 0.72274 | 0.10299 | 578771
2016-08-15 16:00 | 0.79137 | 0.099849 | 603983
2016-08-15 17:00 | 0.79541 | 0.096078 | 625189
2016-08-15 18:00 | 0.78899 | 0.094523 | 639774
2016-08-15 19:00 | 0.78027 | 0.090157 | 650054
2016-08-15 20:00 | 0.77944 | 0.085994 | 657927
2016-08-15 21:00 | 0.77271 | 0.083351 | 659978
2016-08-15 22:00 | 0.73597 | 0.08577 | 653805
2016-08-15 23:00 | 0.65013 | 0.10347 | 641039
2016-08-16 | 0.44945 | 0.18408 | 631686
2016-08-16 01:00 | 0.14935 | 0.37549 | 615028
2016-08-16 02:00 | 0.0013284 | 0.45391 | 582698
2016-08-16 03:00 | 0 | 0.44857 | 545197
2016-08-16 04:00 | 0 | 0.41433 | 509549
2016-08-16 05:00 | 0 | 0.37218 | 478492
2016-08-16 06:00 | 0 | 0.33314 | 454127
2016-08-16 07:00 | 0 | 0.30325 | 437248
2016-08-16 08:00 | 0 | 0.28845 | 429944
2016-08-16 09:00 | 0 | 0.26867 | 434927
2016-08-16 10:00 | 0 | 0.24874 | 453229
2016-08-16 11:00 | 0 | 0.22963 | 473966
2016-08-16 12:00 | 0.0092355 | 0.14056 | 495516
2016-08-16 13:00 | 0.28331 | 0.051648 | 521078
2016-08-16 14:00 | 0.57119 | 0.056231 | 551975
2016-08-16 15:00 | 0.70787 | 0.060625 | 581844
2016-08-16 16:00 | 0.78072 | 0.053736 | 607904
2016-08-16 17:00 | 0.78906 | 0.053604 | 629406
2016-08-16 18:00 | 0.78463 | 0.05687 | 645681
2016-08-16 19:00 | 0.77302 | 0.062372 | 655792
2016-08-16 20:00 | 0.76603 | 0.066764 | 662781
2016-08-16 21:00 | 0.74996 | 0.069338 | 666103
2016-08-16 22:00 | 0.71012 | 0.072832 | 660448
2016-08-16 23:00 | 0.60708 | 0.084518 | 649221
2016-08-17 | 0.44795 | 0.15009 | 639748
2016-08-17 01:00 | 0.15171 | 0.32549 | 622478
2016-08-17 02:00 | 0.0010527 | 0.45808 | 589902
2016-08-17 03:00 | 0 | 0.50813 | 551696
2016-08-17 04:00 | 0 | 0.5059 | 516398
2016-08-17 05:00 | 0 | 0.48228 | 486058
2016-08-17 06:00 | 0 | 0.44557 | 460748
2016-08-17 07:00 | 0 | 0.40621 | 442708
2016-08-17 08:00 | 0 | 0.37314 | 435260
2016-08-17 09:00 | 0 | 0.34232 | 439205
2016-08-17 10:00 | 0 | 0.31243 | 458406
2016-08-17 11:00 | 0 | 0.28656 | 480095
2016-08-17 12:00 | 0.012567 | 0.19383 | 498402
2016-08-17 13:00 | 0.26067 | 0.073587 | 521282
2016-08-17 14:00 | 0.55729 | 0.071133 | 549024
2016-08-17 15:00 | 0.68897 | 0.09353 | 576883
2016-08-17 16:00 | 0.7567 | 0.087068 | 602481
2016-08-17 17:00 | 0.76117 | 0.081991 | 624699
2016-08-17 18:00 | 0.74929 | 0.082665 | 642586
2016-08-17 19:00 | 0.73194 | 0.087826 | 655492
2016-08-17 20:00 | 0.71499 | 0.095316 | 665307
2016-08-17 21:00 | 0.6887 | 0.10494 | 668430
2016-08-17 22:00 | 0.64275 | 0.12331 | 661194
2016-08-17 23:00 | 0.55131 | 0.16434 | 646276
2016-08-18 | 0.39303 | 0.28131 | 634017
2016-08-18 01:00 | 0.13733 | 0.49705 | 614945
2016-08-18 02:00 | 0.00087392 | 0.59306 | 582294
2016-08-18 03:00 | 0 | 0.59951 | 543538
2016-08-18 04:00 | 0 | 0.5683 | 507707
2016-08-18 05:00 | 0 | 0.52202 | 476687
2016-08-18 06:00 | 0 | 0.47123 | 452939
2016-08-18 07:00 | 0 | 0.42708 | 435719
2016-08-18 08:00 | 0 | 0.39466 | 427768
2016-08-18 09:00 | 0 | 0.36329 | 433040
2016-08-18 10:00 | 0 | 0.33661 | 452116
2016-08-18 11:00 | 0 | 0.31639 | 472052
2016-08-18 12:00 | 0.011263 | 0.21381 | 491223
2016-08-18 13:00 | 0.21073 | 0.12739 | 514763
2016-08-18 14:00 | 0.5107 | 0.14382 | 543408
2016-08-18 15:00 | 0.6546 | 0.19398 | 573296
2016-08-18 16:00 | 0.71729 | 0.21998 | 600194
2016-08-18 17:00 | 0.7186 | 0.2405 | 623965
2016-08-18 18:00 | 0.705 | 0.25574 | 642152
2016-08-18 19:00 | 0.68509 | 0.26202 | 654155
2016-08-18 20:00 | 0.66528 | 0.26493 | 661159
2016-08-18 21:00 | 0.63851 | 0.2712 | 661487
2016-08-18 22:00 | 0.59625 | 0.28502 | 652540
2016-08-18 23:00 | 0.51321 | 0.31179 | 637120
2016-08-19 | 0.36767 | 0.37656 | 625313
2016-08-19 01:00 | 0.1255 | 0.48303 | 608471
2016-08-19 02:00 | 0.0008235 | 0.48442 | 577238
2016-08-19 03:00 | 0 | 0.45453 | 539195
2016-08-19 04:00 | 0 | 0.42122 | 504080
2016-08-19 05:00 | 0 | 0.384 | 473150
2016-08-19 06:00 | 0 | 0.34943 | 449103
2016-08-19 07:00 | 0 | 0.3191 | 431993
2016-08-19 08:00 | 0 | 0.2974 | 424279
2016-08-19 09:00 | 0 | 0.26884 | 428643
2016-08-19 10:00 | 0 | 0.25134 | 445811
2016-08-19 11:00 | 0 | 0.23997 | 465515
2016-08-19 12:00 | 0.005565 | 0.17183 | 485714
2016-08-19 13:00 | 0.21476 | 0.14747 | 509916
2016-08-19 14:00 | 0.51358 | 0.17063 | 539855
2016-08-19 15:00 | 0.6533 | 0.17149 | 568155
2016-08-19 16:00 | 0.71484 | 0.1638 | 593314
2016-08-19 17:00 | 0.72651 | 0.16043 | 615385
2016-08-19 18:00 | 0.71734 | 0.16482 | 632255
2016-08-19 19:00 | 0.69989 | 0.17465 | 642342
2016-08-19 20:00 | 0.68646 | 0.1921 | 647445
2016-08-19 21:00 | 0.65971 | 0.2164 | 645344
2016-08-19 22:00 | 0.61422 | 0.24302 | 633038
2016-08-19 23:00 | 0.52645 | 0.27205 | 613220
2016-08-20 | 0.38007 | 0.31468 | 598060
2016-08-20 01:00 | 0.12132 | 0.37498 | 580612
2016-08-20 02:00 | 0.00057373 | 0.39779 | 551582
2016-08-20 03:00 | 0 | 0.38812 | 517337
2016-08-20 04:00 | 0 | 0.37029 | 484281
2016-08-20 05:00 | 0 | 0.36571 | 457219
2016-08-20 06:00 | 0 | 0.37016 | 434967
2016-08-20 07:00 | 0 | 0.38258 | 418235
2016-08-20 08:00 | 0 | 0.40526 | 407918
2016-08-20 09:00 | 0 | 0.4167 | 404022
2016-08-20 10:00 | 0 | 0.42236 | 406349
2016-08-20 11:00 | 0 | 0.41697 | 414084
2016-08-20 12:00 | 0.0048235 | 0.36811 | 434124
2016-08-20 13:00 | 0.22043 | 0.37851 | 461548
2016-08-20 14:00 | 0.51253 | 0.40751 | 491914
2016-08-20 15:00 | 0.68287 | 0.38884 | 520936
2016-08-20 16:00 | 0.74524 | 0.34559 | 543602
2016-08-20 17:00 | 0.75301 | 0.30832 | 560233
2016-08-20 18:00 | 0.74165 | 0.28288 | 572044
2016-08-20 19:00 | 0.72399 | 0.26816 | 580000
2016-08-20 20:00 | 0.71042 | 0.25939 | 587024
2016-08-20 21:00 | 0.68525 | 0.25146 | 589548
2016-08-20 22:00 | 0.64615 | 0.23869 | 583463
2016-08-20 23:00 | 0.55224 | 0.2153 | 570525
2016-08-21 | 0.39487 | 0.21739 | 560708
2016-08-21 01:00 | 0.12058 | 0.28206 | 546320
2016-08-21 02:00 | 0.00045065 | 0.28246 | 522016
2016-08-21 03:00 | 0 | 0.27102 | 492804
2016-08-21 04:00 | 0 | 0.26523 | 463664
2016-08-21 05:00 | 0 | 0.27143 | 439723
2016-08-21 06:00 | 0 | 0.29207 | 419299
2016-08-21 07:00 | 0 | 0.32059 | 403933
2016-08-21 08:00 | 0 | 0.35417 | 393719
2016-08-21 09:00 | 0 | 0.35968 | 388523
2016-08-21 10:00 | 0 | 0.36264 | 389420
2016-08-21 11:00 | 0 | 0.37141 | 393384
2016-08-21 12:00 | 0.0057517 | 0.29295 | 409119
2016-08-21 13:00 | 0.21642 | 0.11582 | 434233
2016-08-21 14:00 | 0.50111 | 0.10087 | 460036
2016-08-21 15:00 | 0.65985 | 0.12374 | 486552
2016-08-21 16:00 | 0.7245 | 0.13003 | 510928
2016-08-21 17:00 | 0.73089 | 0.13142 | 530086
2016-08-21 18:00 | 0.71727 | 0.13587 | 544479
2016-08-21 19:00 | 0.69366 | 0.1385 | 554802
2016-08-21 20:00 | 0.67056 | 0.13882 | 562710
2016-08-21 21:00 | 0.63575 | 0.14005 | 569215
2016-08-21 22:00 | 0.58863 | 0.14589 | 568881
2016-08-21 23:00 | 0.4868 | 0.16635 | 561221
2016-08-22 | 0.3314 | 0.28692 | 553368
2016-08-22 01:00 | 0.10468 | 0.50836 | 540660
2016-08-22 02:00 | 0.00030083 | 0.60944 | 513972
2016-08-22 03:00 | 0 | 0.66037 | 480482
2016-08-22 04:00 | 0 | 0.67995 | 450332
2016-08-22 05:00 | 0 | 0.68185 | 424764
2016-08-22 06:00 | 0 | 0.66956 | 405107
2016-08-22 07:00 | 0 | 0.65537 | 391802
2016-08-22 08:00 | 0 | 0.63987 | 386560
2016-08-22 09:00 | 0 | 0.60992 | 392538
2016-08-22 10:00 | 0 | 0.5833 | 411037
2016-08-22 11:00 | 0 | 0.56115 | 432991
2016-08-22 12:00 | 0.0041716 | 0.42068 | 452576
2016-08-22 13:00 | 0.18375 | 0.30854 | 476225
2016-08-22 14:00 | 0.42998 | 0.36692 | 502924
2016-08-22 15:00 | 0.56726 | 0.4156 | 527223
2016-08-22 16:00 | 0.63076 | 0.44653 | 548113
2016-08-22 17:00 | 0.64144 | 0.47295 | 567815
2016-08-22 18:00 | 0.63187 | 0.49328 | 584628
2016-08-22 19:00 | 0.61481 | 0.51186 | 597886
2016-08-22 20:00 | 0.59968 | 0.53016 | 606740
2016-08-22 21:00 | 0.57146 | 0.54744 | 610780
2016-08-22 22:00 | 0.52362 | 0.56393 | 605164
2016-08-22 23:00 | 0.43472 | 0.58351 | 590472
2016-08-23 | 0.29031 | 0.66768 | 578424
2016-08-23 01:00 | 0.078792 | 0.77064 | 561596
2016-08-23 02:00 | 0.00027031 | 0.79172 | 528809
2016-08-23 03:00 | 0 | 0.78834 | 492151
2016-08-23 04:00 | 0 | 0.77278 | 459051
2016-08-23 05:00 | 0 | 0.74906 | 431811
2016-08-23 06:00 | 0 | 0.72738 | 410817
2016-08-23 07:00 | 0 | 0.7164 | 396993
2016-08-23 08:00 | 0 | 0.71213 | 390746
2016-08-23 09:00 | 0 | 0.70078 | 397163
2016-08-23 10:00 | 0 | 0.68274 | 416794
2016-08-23 11:00 | 0 | 0.66108 | 437417
2016-08-23 12:00 | 0.0058434 | 0.57613 | 454648
2016-08-23 13:00 | 0.19091 | 0.48957 | 477293
2016-08-23 14:00 | 0.46838 | 0.65188 | 505355
2016-08-23 15:00 | 0.62111 | 0.70389 | 533055
2016-08-23 16:00 | 0.69978 | 0.71381 | 557774
2016-08-23 17:00 | 0.70799 | 0.72873 | 579989
2016-08-23 18:00 | 0.69882 | 0.7395 | 599625
2016-08-23 19:00 | 0.67758 | 0.74171 | 613462
2016-08-23 20:00 | 0.65422 | 0.73541 | 623291
2016-08-23 21:00 | 0.62124 | 0.71634 | 628108
2016-08-23 22:00 | 0.57461 | 0.68637 | 622384
2016-08-23 23:00 | 0.49133 | 0.67594 | 608385
2016-08-24 | 0.35592 | 0.70401 | 598766
2016-08-24 01:00 | 0.12161 | 0.78605 | 581939
2016-08-24 02:00 | 0.00018064 | 0.79012 | 548730
2016-08-24 03:00 | 0 | 0.76602 | 510750
2016-08-24 04:00 | 0 | 0.72337 | 477056
2016-08-24 05:00 | 0 | 0.68322 | 447879
2016-08-24 06:00 | 0 | 0.64663 | 425903
2016-08-24 07:00 | 0 | 0.62037 | 410647
2016-08-24 08:00 | 0 | 0.59591 | 403762
2016-08-24 09:00 | 0 | 0.56374 | 409712
2016-08-24 10:00 | 0 | 0.54099 | 428782
2016-08-24 11:00 | 0 | 0.51445 | 447986
2016-08-24 12:00 | 0.002651 | 0.40182 | 465480
2016-08-24 13:00 | 0.17495 | 0.3445 | 488202
2016-08-24 14:00 | 0.49969 | 0.41249 | 516237
2016-08-24 15:00 | 0.64902 | 0.43558 | 544552
2016-08-24 16:00 | 0.73625 | 0.43189 | 569357
2016-08-24 17:00 | 0.7462 | 0.42352 | 593181
2016-08-24 18:00 | 0.73551 | 0.41766 | 614042
2016-08-24 19:00 | 0.71702 | 0.40948 | 628911
2016-08-24 20:00 | 0.70307 | 0.39649 | 639660
2016-08-24 21:00 | 0.67625 | 0.37921 | 644653
2016-08-24 22:00 | 0.63399 | 0.36024 | 639097
2016-08-24 23:00 | 0.54331 | 0.34854 | 626278
2016-08-25 | 0.38736 | 0.38215 | 615389
2016-08-25 01:00 | 0.11753 | 0.44931 | 596882
2016-08-25 02:00 | 0.00014435 | 0.44392 | 563679
2016-08-25 03:00 | 0 | 0.42542 | 524938
2016-08-25 04:00 | 0 | 0.40783 | 489614
2016-08-25 05:00 | 0 | 0.38474 | 461217
2016-08-25 06:00 | 0 | 0.36616 | 437953
2016-08-25 07:00 | 0 | 0.35456 | 421820
2016-08-25 08:00 | 0 | 0.35169 | 415450
2016-08-25 09:00 | 0 | 0.33664 | 420070
2016-08-25 10:00 | 0 | 0.32175 | 439258
2016-08-25 11:00 | 0 | 0.30558 | 460850
2016-08-25 12:00 | 0.0014828 | 0.22825 | 479942
2016-08-25 13:00 | 0.19025 | 0.21003 | 504835
2016-08-25 14:00 | 0.50505 | 0.2257 | 535488
2016-08-25 15:00 | 0.66323 | 0.20138 | 565825
2016-08-25 16:00 | 0.73232 | 0.16639 | 594468
2016-08-25 17:00 | 0.73188 | 0.14131 | 620489
2016-08-25 18:00 | 0.72238 | 0.1255 | 639768
2016-08-25 19:00 | 0.70157 | 0.11461 | 652454
2016-08-25 20:00 | 0.67938 | 0.10615 | 659693
2016-08-25 21:00 | 0.64155 | 0.098582 | 660450
2016-08-25 22:00 | 0.58744 | 0.092967 | 651636
2016-08-25 23:00 | 0.48602 | 0.094251 | 636994
2016-08-26 | 0.33693 | 0.13664 | 625254
2016-08-26 01:00 | 0.11164 | 0.20275 | 606013
2016-08-26 02:00 | 0.00012143 | 0.23386 | 572344
2016-08-26 03:00 | 0 | 0.24303 | 533346
2016-08-26 04:00 | 0 | 0.24733 | 497549
2016-08-26 05:00 | 0 | 0.25384 | 467937
2016-08-26 06:00 | 0 | 0.26083 | 444734
2016-08-26 07:00 | 0 | 0.26509 | 428458
2016-08-26 08:00 | 0 | 0.26099 | 420866
2016-08-26 09:00 | 0 | 0.24152 | 425519
2016-08-26 10:00 | 0 | 0.22178 | 444728
2016-08-26 11:00 | 0 | 0.20676 | 466043
2016-08-26 12:00 | 0.00091518 | 0.13815 | 487524
2016-08-26 13:00 | 0.15143 | 0.054934 | 514353
2016-08-26 14:00 | 0.45747 | 0.063852 | 545261
2016-08-26 15:00 | 0.6085 | 0.079083 | 576723
2016-08-26 16:00 | 0.68776 | 0.081088 | 603840
2016-08-26 17:00 | 0.69877 | 0.079802 | 625441
2016-08-26 18:00 | 0.69527 | 0.080306 | 641847
2016-08-26 19:00 | 0.68315 | 0.083409 | 651451
2016-08-26 20:00 | 0.67757 | 0.088855 | 655480
2016-08-26 21:00 | 0.65818 | 0.091578 | 653550
2016-08-26 22:00 | 0.62565 | 0.092799 | 639815
2016-08-26 23:00 | 0.53257 | 0.10342 | 617267
2016-08-27 | 0.36912 | 0.16296 | 600923
2016-08-27 01:00 | 0.10772 | 0.29295 | 580016
2016-08-27 02:00 | 8.82e-05 | 0.34269 | 549444
2016-08-27 03:00 | 0 | 0.34466 | 516865
2016-08-27 04:00 | 0 | 0.32549 | 484549
2016-08-27 05:00 | 0 | 0.30134 | 455263
2016-08-27 06:00 | 0 | 0.28369 | 431590
2016-08-27 07:00 | 0 | 0.27119 | 414085
2016-08-27 08:00 | 0 | 0.2596 | 404444
2016-08-27 09:00 | 0 | 0.24432 | 400736
2016-08-27 10:00 | 0 | 0.22976 | 403135
2016-08-27 11:00 | 0 | 0.21675 | 411095
2016-08-27 12:00 | 0.0013379 | 0.17531 | 431558
2016-08-27 13:00 | 0.19779 | 0.094248 | 461423
2016-08-27 14:00 | 0.52467 | 0.080179 | 494132
2016-08-27 15:00 | 0.66568 | 0.083477 | 525588
2016-08-27 16:00 | 0.73359 | 0.082004 | 554105
2016-08-27 17:00 | 0.73622 | 0.081013 | 576251
2016-08-27 18:00 | 0.72366 | 0.084226 | 591311
2016-08-27 19:00 | 0.7078 | 0.090188 | 600803
2016-08-27 20:00 | 0.6966 | 0.094977 | 606858
2016-08-27 21:00 | 0.67443 | 0.096909 | 604271
2016-08-27 22:00 | 0.63086 | 0.10044 | 598870
2016-08-27 23:00 | 0.52953 | 0.1185 | 582528
2016-08-28 | 0.37143 | 0.21214 | 569917
2016-08-28 01:00 | 0.10772 | 0.39989 | 553360
2016-08-28 02:00 | 6.99e-05 | 0.50411 | 527742
2016-08-28 03:00 | 0 | 0.56779 | 498208
2016-08-28 04:00 | 0 | 0.5835 | 468879
2016-08-28 05:00 | 0 | 0.57876 | 442377
2016-08-28 06:00 | 0 | 0.56108 | 421597
2016-08-28 07:00 | 0 | 0.53709 | 406476
2016-08-28 08:00 | 0 | 0.50794 | 395549
2016-08-28 09:00 | 0 | 0.46967 | 390437
2016-08-28 10:00 | 0 | 0.43086 | 390275
2016-08-28 11:00 | 0 | 0.39412 | 394254
2016-08-28 12:00 | 0.001114 | 0.29666 | 413566
2016-08-28 13:00 | 0.16993 | 0.14677 | 444935
2016-08-28 14:00 | 0.51481 | 0.11337 | 478450
2016-08-28 15:00 | 0.70123 | 0.12905 | 511645
2016-08-28 16:00 | 0.74097 | 0.13346 | 544093
2016-08-28 17:00 | 0.73852 | 0.1429 | 570618
2016-08-28 18:00 | 0.7271 | 0.15782 | 591249
2016-08-28 19:00 | 0.70835 | 0.17169 | 604776
2016-08-28 20:00 | 0.69415 | 0.18176 | 615064
2016-08-28 21:00 | 0.66962 | 0.19337 | 618991
2016-08-28 22:00 | 0.63207 | 0.21031 | 613165
2016-08-28 23:00 | 0.54545 | 0.24449 | 600665
2016-08-29 | 0.39528 | 0.34037 | 591304
2016-08-29 01:00 | 0.10675 | 0.45827 | 573739
2016-08-29 02:00 | 5.59e-05 | 0.48791 | 542108
2016-08-29 03:00 | 0 | 0.46879 | 506758
2016-08-29 04:00 | 0 | 0.44464 | 473517
2016-08-29 05:00 | 0 | 0.41794 | 446810
2016-08-29 06:00 | 0 | 0.38593 | 426452
2016-08-29 07:00 | 0 | 0.34588 | 412154
2016-08-29 08:00 | 0 | 0.30888 | 407216
2016-08-29 09:00 | 0 | 0.26784 | 414170
2016-08-29 10:00 | 0 | 0.23722 | 436856
2016-08-29 11:00 | 0 | 0.21294 | 457948
2016-08-29 12:00 | 0.00035055 | 0.15933 | 478038
2016-08-29 13:00 | 0.11591 | 0.093916 | 505765
2016-08-29 14:00 | 0.4552 | 0.09843 | 537954
2016-08-29 15:00 | 0.64028 | 0.10148 | 569735
2016-08-29 16:00 | 0.68052 | 0.10179 | 599965
2016-08-29 17:00 | 0.68775 | 0.10087 | 625021
2016-08-29 18:00 | 0.68073 | 0.099487 | 643308
2016-08-29 19:00 | 0.66668 | 0.097022 | 654056
2016-08-29 20:00 | 0.65452 | 0.093777 | 659447
2016-08-29 21:00 | 0.63131 | 0.089649 | 660975
2016-08-29 22:00 | 0.5926 | 0.08957 | 653722
2016-08-29 23:00 | 0.50494 | 0.097512 | 638313
2016-08-30 | 0.34953 | 0.13695 | 627299
2016-08-30 01:00 | 0.087471 | 0.24224 | 604806
2016-08-30 02:00 | 3.78e-05 | 0.29957 | 566777
2016-08-30 03:00 | 0 | 0.30269 | 525022
2016-08-30 04:00 | 0 | 0.28566 | 488171
2016-08-30 05:00 | 0 | 0.2605 | 457494
2016-08-30 06:00 | 0 | 0.23564 | 433597
2016-08-30 07:00 | 0 | 0.21216 | 417950
2016-08-30 08:00 | 0 | 0.19368 | 410177
2016-08-30 09:00 | 0 | 0.18147 | 416385
2016-08-30 10:00 | 0 | 0.17555 | 437575
2016-08-30 11:00 | 0 | 0.17022 | 456389
2016-08-30 12:00 | 0.00053928 | 0.14054 | 474287
2016-08-30 13:00 | 0.13172 | 0.069301 | 498228
2016-08-30 14:00 | 0.46218 | 0.063872 | 528147
2016-08-30 15:00 | 0.64212 | 0.078612 | 558262
2016-08-30 16:00 | 0.68701 | 0.079106 | 585627
2016-08-30 17:00 | 0.69402 | 0.077045 | 610613
2016-08-30 18:00 | 0.68564 | 0.077924 | 629443
2016-08-30 19:00 | 0.67238 | 0.0816 | 642942
2016-08-30 20:00 | 0.66437 | 0.085914 | 651700
2016-08-30 21:00 | 0.6468 | 0.090645 | 654714
2016-08-30 22:00 | 0.61424 | 0.10067 | 646260
2016-08-30 23:00 | 0.52036 | 0.12602 | 631370
2016-08-31 | 0.35379 | 0.19801 | 620327
2016-08-31 01:00 | 0.084828 | 0.32277 | 599178
2016-08-31 02:00 | 2.16e-05 | 0.3719 | 562468
2016-08-31 03:00 | 0 | 0.36627 | 522581
2016-08-31 04:00 | 0 | 0.34445 | 487285
2016-08-31 05:00 | 0 | 0.31393 | 460254
2016-08-31 06:00 | 0 | 0.28812 | 436830
2016-08-31 07:00 | 0 | 0.2679 | 423222
2016-08-31 08:00 | 0 | 0.24853 | 416224
2016-08-31 09:00 | 0 | 0.23066 | 422535
2016-08-31 10:00 | 0 | 0.21796 | 442793
2016-08-31 11:00 | 0 | 0.21192 | 462873
2016-08-31 12:00 | 0.00039584 | 0.17745 | 481439
2016-08-31 13:00 | 0.13336 | 0.09154 | 503448
2016-08-31 14:00 | 0.46067 | 0.077274 | 531164
2016-08-31 15:00 | 0.66748 | 0.11177 | 558056
2016-08-31 16:00 | 0.71397 | 0.13861 | 583431
2016-08-31 17:00 | 0.71473 | 0.15446 | 606050
2016-08-31 18:00 | 0.70306 | 0.16454 | 622657
2016-08-31 19:00 | 0.68818 | 0.17267 | 632821
2016-08-31 20:00 | 0.67664 | 0.18262 | 640752
2016-08-31 21:00 | 0.65788 | 0.19286 | 640375
2016-08-31 22:00 | 0.61744 | 0.20399 | 631718
2016-08-31 23:00 | 0.52175 | 0.22835 | 619018
2016-09-01 | 0.3516 | 0.31722 | 609097
2016-09-01 01:00 | 0.084384 | 0.41979 | 588286
2016-09-01 02:00 | 2.92e-05 | 0.42808 | 555048
2016-09-01 03:00 | 0 | 0.41544 | 516859
2016-09-01 04:00 | 0 | 0.40646 | 482326
2016-09-01 05:00 | 0 | 0.38752 | 453317
2016-09-01 06:00 | 0 | 0.36493 | 431277
2016-09-01 07:00 | 0 | 0.35083 | 415650
2016-09-01 08:00 | 0 | 0.33842 | 408914
2016-09-01 09:00 | 0 | 0.32012 | 414048
2016-09-01 10:00 | 0 | 0.3103 | 435041
2016-09-01 11:00 | 0 | 0.30604 | 454300
2016-09-01 12:00 | 0.0005094 | 0.25121 | 469139
2016-09-01 13:00 | 0.15226 | 0.14592 | 490089
2016-09-01 14:00 | 0.49696 | 0.17423 | 514772
2016-09-01 15:00 | 0.65849 | 0.22207 | 538909
2016-09-01 16:00 | 0.71559 | 0.23451 | 559226
2016-09-01 17:00 | 0.70821 | 0.23584 | 577014
2016-09-01 18:00 | 0.69031 | 0.23851 | 588812
2016-09-01 19:00 | 0.66929 | 0.24393 | 595831
2016-09-01 20:00 | 0.65549 | 0.25295 | 599406
2016-09-01 21:00 | 0.63119 | 0.26995 | 599573
2016-09-01 22:00 | 0.58734 | 0.30074 | 590983
2016-09-01 23:00 | 0.49045 | 0.3475 | 579268
2016-09-02 | 0.32412 | 0.47134 | 570677
2016-09-02 01:00 | 0.084028 | 0.61715 | 555203
2016-09-02 02:00 | 2.26e-05 | 0.63021 | 524072
2016-09-02 03:00 | 0 | 0.60275 | 489864
2016-09-02 04:00 | 0 | 0.56072 | 458419
2016-09-02 05:00 | 0 | 0.52325 | 432694
2016-09-02 06:00 | 0 | 0.49734 | 411570
2016-09-02 07:00 | 0 | 0.47989 | 397043
2016-09-02 08:00 | 0 | 0.46549 | 390801
2016-09-02 09:00 | 0 | 0.44282 | 395237
2016-09-02 10:00 | 0 | 0.4255 | 411279
2016-09-02 11:00 | 0 | 0.4151 | 429471
2016-09-02 12:00 | 0.00042728 | 0.3484 | 443622
2016-09-02 13:00 | 0.1337 | 0.30817 | 461899
2016-09-02 14:00 | 0.50201 | 0.37917 | 482422
2016-09-02 15:00 | 0.66406 | 0.39159 | 500856
2016-09-02 16:00 | 0.74447 | 0.38336 | 516563
2016-09-02 17:00 | 0.7379 | 0.37678 | 531791
2016-09-02 18:00 | 0.71512 | 0.37269 | 544019
2016-09-02 19:00 | 0.69416 | 0.37365 | 551969
2016-09-02 20:00 | 0.686 | 0.3788 | 557436
2016-09-02 21:00 | 0.669 | 0.38868 | 558648
2016-09-02 22:00 | 0.62719 | 0.40654 | 549446
2016-09-02 23:00 | 0.53124 | 0.44497 | 535830
2016-09-03 | 0.36338 | 0.55731 | 525082
2016-09-03 01:00 | 0.076612 | 0.69957 | 509780
2016-09-03 02:00 | 1.16e-05 | 0.73045 | 484607
2016-09-03 03:00 | 0 | 0.72024 | 455399
2016-09-03 04:00 | 0 | 0.69218 | 428410
2016-09-03 05:00 | 0 | 0.6557 | 405539
2016-09-03 06:00 | 0 | 0.62371 | 386607
2016-09-03 07:00 | 0 | 0.59174 | 372541
2016-09-03 08:00 | 0 | 0.56654 | 363495
2016-09-03 09:00 | 0 | 0.53006 | 359961
2016-09-03 10:00 | 0 | 0.48457 | 362478
2016-09-03 11:00 | 0 | 0.45141 | 365475
2016-09-03 12:00 | 0.00026946 | 0.37715 | 378162
2016-09-03 13:00 | 0.14297 | 0.30753 | 398947
2016-09-03 14:00 | 0.46494 | 0.36399 | 422857
2016-09-03 15:00 | 0.65628 | 0.3858 | 445178
2016-09-03 16:00 | 0.71378 | 0.37665 | 465906
2016-09-03 17:00 | 0.7163 | 0.37307 | 482753
2016-09-03 18:00 | 0.70862 | 0.37758 | 496541
2016-09-03 19:00 | 0.69919 | 0.38274 | 507892
2016-09-03 20:00 | 0.6969 | 0.38671 | 516890
2016-09-03 21:00 | 0.68603 | 0.39511 | 521120
2016-09-03 22:00 | 0.64744 | 0.41264 | 517258
2016-09-03 23:00 | 0.55155 | 0.44524 | 507028
2016-09-04 | 0.36376 | 0.5436 | 497324
2016-09-04 01:00 | 0.06943 | 0.6567 | 483109
2016-09-04 02:00 | 1.07e-05 | 0.66084 | 460774
2016-09-04 03:00 | 0 | 0.63165 | 435321
2016-09-04 04:00 | 0 | 0.59471 | 410858
2016-09-04 05:00 | 0 | 0.55744 | 389279
2016-09-04 06:00 | 0 | 0.51656 | 372139
2016-09-04 07:00 | 0 | 0.48101 | 359705
2016-09-04 08:00 | 0 | 0.45409 | 352011
2016-09-04 09:00 | 0 | 0.43479 | 348343
2016-09-04 10:00 | 0 | 0.42339 | 347660
2016-09-04 11:00 | 0 | 0.41171 | 350404
2016-09-04 12:00 | 0.00018684 | 0.38081 | 362722
2016-09-04 13:00 | 0.15832 | 0.34319 | 385606
2016-09-04 14:00 | 0.52897 | 0.41473 | 411518
2016-09-04 15:00 | 0.73945 | 0.43932 | 436974
2016-09-04 16:00 | 0.77549 | 0.44193 | 461851
2016-09-04 17:00 | 0.7805 | 0.45039 | 483097
2016-09-04 18:00 | 0.77441 | 0.47322 | 499644
2016-09-04 19:00 | 0.76705 | 0.50443 | 512563
2016-09-04 20:00 | 0.76947 | 0.53568 | 522026
2016-09-04 21:00 | 0.77008 | 0.56743 | 526330
2016-09-04 22:00 | 0.74048 | 0.60133 | 521745
2016-09-04 23:00 | 0.63792 | 0.63486 | 509010
2016-09-05 | 0.42382 | 0.68672 | 499706
2016-09-05 01:00 | 0.075843 | 0.73287 | 485495
2016-09-05 02:00 | 1.29e-05 | 0.71088 | 462737
2016-09-05 03:00 | 0 | 0.6759 | 437089
2016-09-05 04:00 | 0 | 0.64226 | 412375
2016-09-05 05:00 | 0 | 0.61815 | 389910
2016-09-05 06:00 | 0 | 0.59708 | 373373
2016-09-05 07:00 | 0 | 0.57453 | 361629
2016-09-05 08:00 | 0 | 0.55566 | 354901
2016-09-05 09:00 | 0 | 0.53056 | 353197
2016-09-05 10:00 | 0 | 0.49888 | 356613
2016-09-05 11:00 | 0 | 0.46073 | 359505
2016-09-05 12:00 | 0.00014488 | 0.39663 | 371656
2016-09-05 13:00 | 0.15765 | 0.35235 | 397428
2016-09-05 14:00 | 0.57277 | 0.43836 | 429589
2016-09-05 15:00 | 0.78851 | 0.4626 | 461590
2016-09-05 16:00 | 0.81151 | 0.44936 | 490153
2016-09-05 17:00 | 0.80625 | 0.44136 | 513829
2016-09-05 18:00 | 0.79084 | 0.45141 | 532803
2016-09-05 19:00 | 0.77794 | 0.47338 | 547506
2016-09-05 20:00 | 0.77776 | 0.49274 | 559333
2016-09-05 21:00 | 0.77395 | 0.50103 | 567243
2016-09-05 22:00 | 0.74489 | 0.50762 | 566801
2016-09-05 23:00 | 0.64096 | 0.52507 | 558791
2016-09-06 | 0.416 | 0.57101 | 553560
2016-09-06 01:00 | 0.070994 | 0.62158 | 536653
2016-09-06 02:00 | 6.73e-06 | 0.6235 | 505417
2016-09-06 03:00 | 0 | 0.59236 | 471840
2016-09-06 04:00 | 0 | 0.55981 | 441900
2016-09-06 05:00 | 0 | 0.53875 | 416467
2016-09-06 06:00 | 0 | 0.52459 | 397731
2016-09-06 07:00 | 0 | 0.51512 | 385563
2016-09-06 08:00 | 0 | 0.5044 | 381781
2016-09-06 09:00 | 0 | 0.49314 | 390414
2016-09-06 10:00 | 0 | 0.47218 | 414539
2016-09-06 11:00 | 0 | 0.45328 | 437133
2016-09-06 12:00 | 0.00010323 | 0.41179 | 457047
2016-09-06 13:00 | 0.1403 | 0.38361 | 482950
2016-09-06 14:00 | 0.53133 | 0.44537 | 513254
2016-09-06 15:00 | 0.71545 | 0.43082 | 543266
2016-09-06 16:00 | 0.73158 | 0.38439 | 570498
2016-09-06 17:00 | 0.72583 | 0.33436 | 596132
2016-09-06 18:00 | 0.70407 | 0.31185 | 616338
2016-09-06 19:00 | 0.67771 | 0.31541 | 630808
2016-09-06 20:00 | 0.65261 | 0.32618 | 640366
2016-09-06 21:00 | 0.61806 | 0.33867 | 643927
2016-09-06 22:00 | 0.56539 | 0.35074 | 637359
2016-09-06 23:00 | 0.46827 | 0.36837 | 624075
2016-09-07 | 0.31564 | 0.41957 | 613268
2016-09-07 01:00 | 0.065678 | 0.47573 | 590777
2016-09-07 02:00 | 5.32e-06 | 0.49863 | 555333
2016-09-07 03:00 | 0 | 0.50038 | 518248
2016-09-07 04:00 | 0 | 0.48857 | 483143
2016-09-07 05:00 | 0 | 0.48046 | 453597
2016-09-07 06:00 | 0 | 0.47474 | 430734
2016-09-07 07:00 | 0 | 0.45847 | 415236
2016-09-07 08:00 | 0 | 0.44125 | 409003
2016-09-07 09:00 | 0 | 0.42675 | 416585
2016-09-07 10:00 | 0 | 0.42283 | 440038
2016-09-07 11:00 | 0 | 0.41129 | 460425
2016-09-07 12:00 | 3.04e-05 | 0.37969 | 478984
2016-09-07 13:00 | 0.077208 | 0.32009 | 502651
2016-09-07 14:00 | 0.38159 | 0.40526 | 531556
2016-09-07 15:00 | 0.57 | 0.46492 | 561068
2016-09-07 16:00 | 0.61425 | 0.44697 | 589066
2016-09-07 17:00 | 0.63063 | 0.43094 | 612874
2016-09-07 18:00 | 0.63253 | 0.43122 | 631647
2016-09-07 19:00 | 0.62435 | 0.43771 | 644930
2016-09-07 20:00 | 0.61515 | 0.44628 | 653355
2016-09-07 21:00 | 0.59341 | 0.4578 | 656020
2016-09-07 22:00 | 0.55475 | 0.46498 | 648378
2016-09-07 23:00 | 0.46749 | 0.47345 | 635022
2016-09-08 | 0.31342 | 0.53831 | 623500
2016-09-08 01:00 | 0.054098 | 0.62503 | 600621
2016-09-08 02:00 | 2.33e-06 | 0.61651 | 564849
2016-09-08 03:00 | 0 | 0.59328 | 525607
2016-09-08 04:00 | 0 | 0.56996 | 490421
2016-09-08 05:00 | 0 | 0.54592 | 461164
2016-09-08 06:00 | 0 | 0.51959 | 438309
2016-09-08 07:00 | 0 | 0.49583 | 423023
2016-09-08 08:00 | 0 | 0.47013 | 416468
2016-09-08 09:00 | 0 | 0.43953 | 424161
2016-09-08 10:00 | 0 | 0.41904 | 448419
2016-09-08 11:00 | 0 | 0.41333 | 469557
2016-09-08 12:00 | 4.93e-05 | 0.37779 | 484677
2016-09-08 13:00 | 0.12067 | 0.24942 | 506377
2016-09-08 14:00 | 0.52818 | 0.23194 | 535641
2016-09-08 15:00 | 0.73713 | 0.26576 | 564311
2016-09-08 16:00 | 0.77819 | 0.26312 | 591052
2016-09-08 17:00 | 0.7786 | 0.26018 | 614819
2016-09-08 18:00 | 0.76609 | 0.27032 | 633513
2016-09-08 19:00 | 0.75627 | 0.28516 | 646581
2016-09-08 20:00 | 0.7584 | 0.30114 | 654955
2016-09-08 21:00 | 0.7528 | 0.31358 | 657602
2016-09-08 22:00 | 0.72214 | 0.32404 | 649221
2016-09-08 23:00 | 0.62115 | 0.34807 | 636235
2016-09-09 | 0.42545 | 0.45011 | 625267
2016-09-09 01:00 | 0.059403 | 0.55189 | 601889
2016-09-09 02:00 | 9.8e-07 | 0.58367 | 564918
2016-09-09 03:00 | 0 | 0.58499 | 526930
2016-09-09 04:00 | 0 | 0.56177 | 491451
2016-09-09 05:00 | 0 | 0.53225 | 461648
2016-09-09 06:00 | 0 | 0.50322 | 438210
2016-09-09 07:00 | 0 | 0.48058 | 422423
2016-09-09 08:00 | 0 | 0.45954 | 415921
2016-09-09 09:00 | 0 | 0.43938 | 423218
2016-09-09 10:00 | 0 | 0.42414 | 446054
2016-09-09 11:00 | 0 | 0.41289 | 467381
2016-09-09 12:00 | 5.01e-05 | 0.37101 | 482993
2016-09-09 13:00 | 0.13596 | 0.26012 | 506442
2016-09-09 14:00 | 0.56312 | 0.35042 | 534724
2016-09-09 15:00 | 0.76286 | 0.38755 | 563014
2016-09-09 16:00 | 0.79114 | 0.36953 | 588325
2016-09-09 17:00 | 0.78778 | 0.35736 | 611508
2016-09-09 18:00 | 0.77474 | 0.3688 | 629152
2016-09-09 19:00 | 0.76381 | 0.40082 | 640895
2016-09-09 20:00 | 0.76593 | 0.44186 | 647977
2016-09-09 21:00 | 0.76335 | 0.46812 | 647514
2016-09-09 22:00 | 0.73382 | 0.48941 | 635007
2016-09-09 23:00 | 0.63214 | 0.5108 | 616608
2016-09-10 | 0.41181 | 0.56897 | 602141
2016-09-10 01:00 | 0.059859 | 0.64842 | 579290
2016-09-10 02:00 | 5.4e-07 | 0.64127 | 548551
2016-09-10 03:00 | 0 | 0.63131 | 515363
2016-09-10 04:00 | 0 | 0.63739 | 482675
2016-09-10 05:00 | 0 | 0.6405 | 452595
2016-09-10 06:00 | 0 | 0.63363 | 429718
2016-09-10 07:00 | 0 | 0.6356 | 412703
2016-09-10 08:00 | 0 | 0.60954 | 402092
2016-09-10 09:00 | 0 | 0.56355 | 398700
2016-09-10 10:00 | 0 | 0.52876 | 401747
2016-09-10 11:00 | 0 | 0.52162 | 408440
2016-09-10 12:00 | 3.62e-05 | 0.47306 | 426216
2016-09-10 13:00 | 0.12263 | 0.31883 | 452245
2016-09-10 14:00 | 0.51814 | 0.32376 | 482481
2016-09-10 15:00 | 0.73543 | 0.3647 | 511554
2016-09-10 16:00 | 0.77706 | 0.36158 | 535911
2016-09-10 17:00 | 0.77439 | 0.33169 | 554524
2016-09-10 18:00 | 0.76233 | 0.30473 | 567796
2016-09-10 19:00 | 0.7548 | 0.28373 | 576545
2016-09-10 20:00 | 0.76031 | 0.26759 | 581338
2016-09-10 21:00 | 0.76214 | 0.25588 | 580827
2016-09-10 22:00 | 0.73553 | 0.23858 | 572569
2016-09-10 23:00 | 0.63355 | 0.22967 | 561112
2016-09-11 | 0.40183 | 0.2856 | 551027
2016-09-11 01:00 | 0.053466 | 0.35522 | 533658
2016-09-11 02:00 | 6.39e-08 | 0.41759 | 506921
2016-09-11 03:00 | 0 | 0.48788 | 477279
2016-09-11 04:00 | 0 | 0.55253 | 447993
2016-09-11 05:00 | 0 | 0.59571 | 422117
2016-09-11 06:00 | 0 | 0.62527 | 402358
2016-09-11 07:00 | 0 | 0.64004 | 386718
2016-09-11 08:00 | 0 | 0.64289 | 376287
2016-09-11 09:00 | 0 | 0.62314 | 371742
2016-09-11 10:00 | 0 | 0.59967 | 372620
2016-09-11 11:00 | 0 | 0.5854 | 375875
2016-09-11 12:00 | 5.79e-05 | 0.53601 | 389538
2016-09-11 13:00 | 0.13226 | 0.33557 | 412784
2016-09-11 14:00 | 0.55601 | 0.30007 | 437043
2016-09-11 15:00 | 0.73747 | 0.3757 | 459920
2016-09-11 16:00 | 0.77957 | 0.40624 | 482980
2016-09-11 17:00 | 0.77104 | 0.41338 | 503234
2016-09-11 18:00 | 0.75592 | 0.41529 | 519746
2016-09-11 19:00 | 0.74167 | 0.4182 | 532370
2016-09-11 20:00 | 0.73924 | 0.42054 | 542155
2016-09-11 21:00 | 0.73171 | 0.42141 | 547828
2016-09-11 22:00 | 0.69581 | 0.42601 | 543941
2016-09-11 23:00 | 0.57889 | 0.49346 | 534700
2016-09-12 | 0.3588 | 0.69236 | 527731
2016-09-12 01:00 | 0.050499 | 0.79047 | 509612
2016-09-12 02:00 | 0 | 0.8117 | 480759
2016-09-12 03:00 | 0 | 0.80437 | 449727
2016-09-12 04:00 | 0 | 0.77898 | 420593
2016-09-12 05:00 | 0 | 0.747 | 395761
2016-09-12 06:00 | 0 | 0.71075 | 377690
2016-09-12 07:00 | 0 | 0.68169 | 366274
2016-09-12 08:00 | 0 | 0.64732 | 363221
2016-09-12 09:00 | 0 | 0.61388 | 371835
2016-09-12 10:00 | 0 | 0.58567 | 395317
2016-09-12 11:00 | 0 | 0.56227 | 417166
2016-09-12 12:00 | 2.52e-05 | 0.51535 | 432034
2016-09-12 13:00 | 0.084892 | 0.41809 | 452760
2016-09-12 14:00 | 0.45872 | 0.51642 | 476402
2016-09-12 15:00 | 0.65191 | 0.56437 | 499707
2016-09-12 16:00 | 0.70802 | 0.53504 | 521331
2016-09-12 17:00 | 0.70983 | 0.50894 | 542091
2016-09-12 18:00 | 0.69497 | 0.49316 | 559929
2016-09-12 19:00 | 0.67312 | 0.47587 | 572163
2016-09-12 20:00 | 0.65761 | 0.45301 | 580272
2016-09-12 21:00 | 0.63515 | 0.42591 | 582208
2016-09-12 22:00 | 0.5888 | 0.41477 | 573717
2016-09-12 23:00 | 0.48558 | 0.44383 | 562447
2016-09-13 | 0.30755 | 0.51069 | 553340
2016-09-13 01:00 | 0.043115 | 0.54154 | 531862
2016-09-13 02:00 | 0 | 0.52039 | 499804
2016-09-13 03:00 | 0 | 0.50129 | 463720
2016-09-13 04:00 | 0 | 0.47326 | 431172
2016-09-13 05:00 | 0 | 0.44345 | 406107
2016-09-13 06:00 | 0 | 0.41869 | 388315
2016-09-13 07:00 | 0 | 0.3953 | 376303
2016-09-13 08:00 | 0 | 0.37237 | 373384
2016-09-13 09:00 | 0 | 0.33872 | 381489
2016-09-13 10:00 | 0 | 0.30812 | 405252
2016-09-13 11:00 | 0 | 0.28321 | 427960
2016-09-13 12:00 | 3.63e-06 | 0.24305 | 443105
2016-09-13 13:00 | 0.098759 | 0.19813 | 463253
2016-09-13 14:00 | 0.48765 | 0.18891 | 485936
2016-09-13 15:00 | 0.68484 | 0.17063 | 507323
2016-09-13 16:00 | 0.73496 | 0.13881 | 529282
2016-09-13 17:00 | 0.72987 | 0.11582 | 549796
2016-09-13 18:00 | 0.70814 | 0.10381 | 566080
2016-09-13 19:00 | 0.6886 | 0.09811 | 577699
2016-09-13 20:00 | 0.6766 | 0.098174 | 585213
2016-09-13 21:00 | 0.65312 | 0.10082 | 586393
2016-09-13 22:00 | 0.59897 | 0.10683 | 576414
2016-09-13 23:00 | 0.46862 | 0.12438 | 564411
2016-09-14 | 0.25519 | 0.17146 | 557510
2016-09-14 01:00 | 0.031 | 0.24224 | 538277
2016-09-14 02:00 | 0 | 0.24835 | 509253
2016-09-14 03:00 | 0 | 0.25674 | 473004
2016-09-14 04:00 | 0 | 0.27518 | 438738
2016-09-14 05:00 | 0 | 0.28682 | 411716
2016-09-14 06:00 | 0 | 0.29335 | 392440
2016-09-14 07:00 | 0 | 0.29836 | 381027
2016-09-14 08:00 | 0 | 0.29737 | 377224
2016-09-14 09:00 | 0 | 0.27877 | 385772
2016-09-14 10:00 | 0 | 0.2557 | 410618
2016-09-14 11:00 | 0 | 0.24014 | 433998
2016-09-14 12:00 | 1.25e-05 | 0.21306 | 451544
2016-09-14 13:00 | 0.062715 | 0.117 | 472214
2016-09-14 14:00 | 0.41679 | 0.13624 | 496004
2016-09-14 15:00 | 0.64405 | 0.16328 | 519969
2016-09-14 16:00 | 0.70053 | 0.16494 | 542546
2016-09-14 17:00 | 0.7088 | 0.168 | 563715
2016-09-14 18:00 | 0.70223 | 0.1725 | 579326
2016-09-14 19:00 | 0.69312 | 0.17653 | 590339
2016-09-14 20:00 | 0.69411 | 0.17693 | 597164
2016-09-14 21:00 | 0.68203 | 0.17868 | 596445
2016-09-14 22:00 | 0.64042 | 0.18403 | 585395
2016-09-14 23:00 | 0.5354 | 0.19458 | 572760
2016-09-15 | 0.33754 | 0.30234 | 562942
2016-09-15 01:00 | 0.036458 | 0.43446 | 541029
2016-09-15 02:00 | 0 | 0.44941 | 508860
2016-09-15 03:00 | 0 | 0.42996 | 471861
2016-09-15 04:00 | 0 | 0.4063 | 437274
2016-09-15 05:00 | 0 | 0.3868 | 409873
2016-09-15 06:00 | 0 | 0.37404 | 390396
2016-09-15 07:00 | 0 | 0.35734 | 377710
2016-09-15 08:00 | 0 | 0.34293 | 372857
2016-09-15 09:00 | 0 | 0.32485 | 380669
2016-09-15 10:00 | 0 | 0.312 | 405076
2016-09-15 11:00 | 0 | 0.31077 | 426605
2016-09-15 12:00 | 8.33e-06 | 0.28883 | 441383
2016-09-15 13:00 | 0.070045 | 0.19048 | 461221
2016-09-15 14:00 | 0.48207 | 0.15595 | 483767
2016-09-15 15:00 | 0.7095 | 0.18163 | 506225
2016-09-15 16:00 | 0.73563 | 0.20369 | 526880
2016-09-15 17:00 | 0.7313 | 0.22435 | 546504
2016-09-15 18:00 | 0.71782 | 0.24697 | 561739
2016-09-15 19:00 | 0.70417 | 0.26595 | 572572
2016-09-15 20:00 | 0.70455 | 0.27082 | 579275
2016-09-15 21:00 | 0.70372 | 0.2654 | 579583
2016-09-15 22:00 | 0.68179 | 0.27219 | 570244
2016-09-15 23:00 | 0.59385 | 0.30626 | 559133
2016-09-16 | 0.3736 | 0.39517 | 552439
2016-09-16 01:00 | 0.031103 | 0.46943 | 532841
2016-09-16 02:00 | 0 | 0.47931 | 502456
2016-09-16 03:00 | 0 | 0.46696 | 467791
2016-09-16 04:00 | 0 | 0.44576 | 435036
2016-09-16 05:00 | 0 | 0.42056 | 408298
2016-09-16 06:00 | 0 | 0.39844 | 389324
2016-09-16 07:00 | 0 | 0.38158 | 376567
2016-09-16 08:00 | 0 | 0.37065 | 372278
2016-09-16 09:00 | 0 | 0.34719 | 379772
2016-09-16 10:00 | 0 | 0.32729 | 403765
2016-09-16 11:00 | 0 | 0.31913 | 426434
2016-09-16 12:00 | 4.47e-06 | 0.30555 | 441129
2016-09-16 13:00 | 0.078259 | 0.20153 | 460947
2016-09-16 14:00 | 0.50524 | 0.17287 | 482425
2016-09-16 15:00 | 0.76579 | 0.21351 | 503225
2016-09-16 16:00 | 0.79237 | 0.21902 | 522004
2016-09-16 17:00 | 0.78681 | 0.21534 | 539250
2016-09-16 18:00 | 0.77001 | 0.21332 | 552449
2016-09-16 19:00 | 0.75879 | 0.21598 | 562395
2016-09-16 20:00 | 0.76288 | 0.21801 | 568008
2016-09-16 21:00 | 0.76235 | 0.21432 | 566868
2016-09-16 22:00 | 0.73049 | 0.20555 | 556300
2016-09-16 23:00 | 0.62448 | 0.19847 | 543980
2016-09-17 | 0.37913 | 0.22838 | 533857
2016-09-17 01:00 | 0.031625 | 0.26015 | 514936
2016-09-17 02:00 | 0 | 0.2746 | 491140
2016-09-17 03:00 | 0 | 0.28235 | 461461
2016-09-17 04:00 | 0 | 0.29124 | 432146
2016-09-17 05:00 | 0 | 0.30886 | 407483
2016-09-17 06:00 | 0 | 0.32707 | 388124
2016-09-17 07:00 | 0 | 0.34052 | 375365
2016-09-17 08:00 | 0 | 0.35263 | 367743
2016-09-17 09:00 | 0 | 0.36109 | 366707
2016-09-17 10:00 | 0 | 0.36775 | 372011
2016-09-17 11:00 | 0 | 0.37452 | 379978
2016-09-17 12:00 | 2.9e-06 | 0.36046 | 395702
2016-09-17 13:00 | 0.087556 | 0.22406 | 418046
2016-09-17 14:00 | 0.49513 | 0.12012 | 442054
2016-09-17 15:00 | 0.73987 | 0.12385 | 465066
2016-09-17 16:00 | 0.76538 | 0.15772 | 485343
2016-09-17 17:00 | 0.76077 | 0.17454 | 502464
2016-09-17 18:00 | 0.74596 | 0.18281 | 516397
2016-09-17 19:00 | 0.7373 | 0.19596 | 526818
2016-09-17 20:00 | 0.74254 | 0.20978 | 535561
2016-09-17 21:00 | 0.7415 | 0.22073 | 539564
2016-09-17 22:00 | 0.71569 | 0.22386 | 535724
2016-09-17 23:00 | 0.59783 | 0.25415 | 528480
2016-09-18 | 0.35252 | 0.35893 | 521396
2016-09-18 01:00 | 0.028435 | 0.47082 | 504388
2016-09-18 02:00 | 0 | 0.53622 | 480604
2016-09-18 03:00 | 0 | 0.58871 | 453704
2016-09-18 04:00 | 0 | 0.63165 | 426816
2016-09-18 05:00 | 0 | 0.66132 | 403371
2016-09-18 06:00 | 0 | 0.66927 | 384582
2016-09-18 07:00 | 0 | 0.66554 | 370698
2016-09-18 08:00 | 0 | 0.65065 | 362522
2016-09-18 09:00 | 0 | 0.63098 | 360159
2016-09-18 10:00 | 0 | 0.60523 | 363022
2016-09-18 11:00 | 0 | 0.58298 | 368632
2016-09-18 12:00 | 0 | 0.55217 | 383070
2016-09-18 13:00 | 0.088419 | 0.41328 | 407510
2016-09-18 14:00 | 0.50875 | 0.27598 | 433739
2016-09-18 15:00 | 0.7402 | 0.33065 | 460279
2016-09-18 16:00 | 0.76733 | 0.38025 | 486363
2016-09-18 17:00 | 0.76073 | 0.40579 | 510136
2016-09-18 18:00 | 0.74715 | 0.4336 | 529340
2016-09-18 19:00 | 0.73617 | 0.4563 | 544013
2016-09-18 20:00 | 0.73973 | 0.46703 | 556485
2016-09-18 21:00 | 0.74215 | 0.46772 | 565678
2016-09-18 22:00 | 0.72145 | 0.46459 | 566590
2016-09-18 23:00 | 0.61167 | 0.4968 | 564433
2016-09-19 | 0.35671 | 0.58356 | 558678
2016-09-19 01:00 | 0.030638 | 0.65862 | 538138
2016-09-19 02:00 | 0 | 0.69597 | 508786
2016-09-19 03:00 | 0 | 0.71056 | 475390
2016-09-19 04:00 | 0 | 0.71245 | 443166
2016-09-19 05:00 | 0 | 0.70939 | 416746
2016-09-19 06:00 | 0 | 0.70587 | 397704
2016-09-19 07:00 | 0 | 0.69921 | 386159
2016-09-19 08:00 | 0 | 0.68663 | 383320
2016-09-19 09:00 | 0 | 0.65821 | 393834
2016-09-19 10:00 | 0 | 0.6262 | 419651
2016-09-19 11:00 | 0 | 0.59281 | 443218
2016-09-19 12:00 | 2.13e-07 | 0.53971 | 460085
2016-09-19 13:00 | 0.10895 | 0.31314 | 481042
2016-09-19 14:00 | 0.51555 | 0.16285 | 505348
2016-09-19 15:00 | 0.71363 | 0.20859 | 529849
2016-09-19 16:00 | 0.74133 | 0.23538 | 553897
2016-09-19 17:00 | 0.73067 | 0.22643 | 575743
2016-09-19 18:00 | 0.71398 | 0.21765 | 594099
2016-09-19 19:00 | 0.7003 | 0.21722 | 607306
2016-09-19 20:00 | 0.69677 | 0.22065 | 616818
2016-09-19 21:00 | 0.68462 | 0.21826 | 618763
2016-09-19 22:00 | 0.63925 | 0.21089 | 612028
2016-09-19 23:00 | 0.50795 | 0.24291 | 600923
2016-09-20 | 0.23185 | 0.37948 | 588349
2016-09-20 01:00 | 0.020818 | 0.47088 | 564326
2016-09-20 02:00 | 0 | 0.51626 | 530781
2016-09-20 03:00 | 0 | 0.53461 | 491276
2016-09-20 04:00 | 0 | 0.53275 | 454545
2016-09-20 05:00 | 0 | 0.51447 | 425252
2016-09-20 06:00 | 0 | 0.48978 | 404308
2016-09-20 07:00 | 0 | 0.46854 | 390534
2016-09-20 08:00 | 0 | 0.46195 | 385650
2016-09-20 09:00 | 0 | 0.4661 | 393778
2016-09-20 10:00 | 0 | 0.45788 | 418576
2016-09-20 11:00 | 0 | 0.44223 | 441938
2016-09-20 12:00 | 0 | 0.40246 | 456999
2016-09-20 13:00 | 0.077967 | 0.22314 | 477501
2016-09-20 14:00 | 0.29535 | 0.12826 | 501755
2016-09-20 15:00 | 0.46826 | 0.15689 | 527500
2016-09-20 16:00 | 0.54162 | 0.19476 | 551934
2016-09-20 17:00 | 0.56379 | 0.21499 | 575250
2016-09-20 18:00 | 0.56994 | 0.22594 | 593606
2016-09-20 19:00 | 0.56203 | 0.23342 | 607109
2016-09-20 20:00 | 0.54607 | 0.23791 | 615912
2016-09-20 21:00 | 0.51475 | 0.23858 | 617397
2016-09-20 22:00 | 0.46323 | 0.25759 | 608226
2016-09-20 23:00 | 0.3592 | 0.35378 | 595605
2016-09-21 | 0.17905 | 0.54704 | 584391
2016-09-21 01:00 | 0.021272 | 0.65818 | 559930
2016-09-21 02:00 | 0 | 0.6762 | 526181
2016-09-21 03:00 | 0 | 0.66343 | 487926
2016-09-21 04:00 | 0 | 0.62858 | 452003
2016-09-21 05:00 | 0 | 0.59064 | 423398
2016-09-21 06:00 | 0 | 0.56357 | 402738
2016-09-21 07:00 | 0 | 0.55051 | 389346
2016-09-21 08:00 | 0 | 0.53507 | 383965
2016-09-21 09:00 | 0 | 0.50942 | 391881
2016-09-21 10:00 | 0 | 0.48027 | 416612
2016-09-21 11:00 | 0 | 0.4573 | 439838
2016-09-21 12:00 | 0 | 0.43898 | 454962
2016-09-21 13:00 | 0.047408 | 0.32896 | 475231
2016-09-21 14:00 | 0.30117 | 0.3015 | 497212
2016-09-21 15:00 | 0.49116 | 0.38242 | 521302
2016-09-21 16:00 | 0.58466 | 0.39833 | 544593
2016-09-21 17:00 | 0.61796 | 0.38789 | 566369
2016-09-21 18:00 | 0.61652 | 0.37681 | 584246
2016-09-21 19:00 | 0.60116 | 0.37153 | 596829
2016-09-21 20:00 | 0.59312 | 0.37781 | 604822
2016-09-21 21:00 | 0.56925 | 0.39157 | 605721
2016-09-21 22:00 | 0.52083 | 0.41826 | 596355
2016-09-21 23:00 | 0.41207 | 0.46769 | 584985
2016-09-22 | 0.2271 | 0.55919 | 573454
2016-09-22 01:00 | 0.018676 | 0.62458 | 548664
2016-09-22 02:00 | 0 | 0.62174 | 516374
2016-09-22 03:00 | 0 | 0.6036 | 479292
2016-09-22 04:00 | 0 | 0.58099 | 443302
2016-09-22 05:00 | 0 | 0.55492 | 415188
2016-09-22 06:00 | 0 | 0.53173 | 395166
2016-09-22 07:00 | 0 | 0.50557 | 382311
2016-09-22 08:00 | 0 | 0.48411 | 377551
2016-09-22 09:00 | 0 | 0.45328 | 385422
2016-09-22 10:00 | 0 | 0.41511 | 410280
2016-09-22 11:00 | 0 | 0.39035 | 433417
2016-09-22 12:00 | 0 | 0.36169 | 449577
2016-09-22 13:00 | 0.071732 | 0.26707 | 469504
2016-09-22 14:00 | 0.3871 | 0.29788 | 492763
2016-09-22 15:00 | 0.62594 | 0.39223 | 517230
2016-09-22 16:00 | 0.69107 | 0.39318 | 540813
2016-09-22 17:00 | 0.69846 | 0.37104 | 562153
2016-09-22 18:00 | 0.6915 | 0.36162 | 578833
2016-09-22 19:00 | 0.68218 | 0.36426 | 591220
2016-09-22 20:00 | 0.68116 | 0.37282 | 599241
2016-09-22 21:00 | 0.67158 | 0.38335 | 599315
2016-09-22 22:00 | 0.63922 | 0.39927 | 586693
2016-09-22 23:00 | 0.52581 | 0.44027 | 574124
2016-09-23 | 0.25972 | 0.56713 | 563475
2016-09-23 01:00 | 0.018963 | 0.65338 | 540989
2016-09-23 02:00 | 0 | 0.65237 | 510591
2016-09-23 03:00 | 0 | 0.6372 | 474484
2016-09-23 04:00 | 0 | 0.60869 | 440499
2016-09-23 05:00 | 0 | 0.58268 | 411698
2016-09-23 06:00 | 0 | 0.56275 | 392249
2016-09-23 07:00 | 0 | 0.54286 | 380374
2016-09-23 08:00 | 0 | 0.52198 | 376076
2016-09-23 09:00 | 0 | 0.5031 | 382748
2016-09-23 10:00 | 0 | 0.48964 | 406169
2016-09-23 11:00 | 0 | 0.47999 | 429086
2016-09-23 12:00 | 0 | 0.47154 | 445632
2016-09-23 13:00 | 0.069164 | 0.3586 | 468144
2016-09-23 14:00 | 0.4265 | 0.40576 | 491424
2016-09-23 15:00 | 0.65226 | 0.50752 | 515169
2016-09-23 16:00 | 0.7373 | 0.53932 | 536671
2016-09-23 17:00 | 0.73882 | 0.56024 | 556404
2016-09-23 18:00 | 0.72875 | 0.5901 | 571875
2016-09-23 19:00 | 0.72159 | 0.6177 | 582063
2016-09-23 20:00 | 0.72719 | 0.63886 | 588232
2016-09-23 21:00 | 0.72721 | 0.64936 | 586369
2016-09-23 22:00 | 0.68876 | 0.65258 | 572867
2016-09-23 23:00 | 0.55311 | 0.68284 | 556402
2016-09-24 | 0.27325 | 0.7592 | 541761
2016-09-24 01:00 | 0.014452 | 0.77925 | 520490
2016-09-24 02:00 | 0 | 0.76307 | 495866
2016-09-24 03:00 | 0 | 0.74143 | 465603
2016-09-24 04:00 | 0 | 0.7282 | 435837
2016-09-24 05:00 | 0 | 0.70937 | 410777
2016-09-24 06:00 | 0 | 0.68747 | 390880
2016-09-24 07:00 | 0 | 0.65116 | 376962
2016-09-24 08:00 | 0 | 0.6211 | 368954
2016-09-24 09:00 | 0 | 0.59464 | 367250
2016-09-24 10:00 | 0 | 0.57146 | 372473
2016-09-24 11:00 | 0 | 0.55055 | 380737
2016-09-24 12:00 | 0 | 0.51484 | 396108
2016-09-24 13:00 | 0.048043 | 0.40319 | 419312
2016-09-24 14:00 | 0.41221 | 0.38823 | 445085
2016-09-24 15:00 | 0.68603 | 0.4452 | 469931
2016-09-24 16:00 | 0.74233 | 0.47314 | 490873
2016-09-24 17:00 | 0.74141 | 0.4833 | 506967
2016-09-24 18:00 | 0.72704 | 0.49411 | 518027
2016-09-24 19:00 | 0.71707 | 0.50682 | 526151
2016-09-24 20:00 | 0.71936 | 0.50705 | 531570
2016-09-24 21:00 | 0.71448 | 0.48947 | 531513
2016-09-24 22:00 | 0.6892 | 0.47396 | 524247
2016-09-24 23:00 | 0.58696 | 0.49847 | 514988
2016-09-25 | 0.29583 | 0.57594 | 507029
2016-09-25 01:00 | 0.021975 | 0.60492 | 488250
2016-09-25 02:00 | 0 | 0.60908 | 465257
2016-09-25 03:00 | 0 | 0.60432 | 438400
2016-09-25 04:00 | 0 | 0.60011 | 412771
2016-09-25 05:00 | 0 | 0.59325 | 389711
2016-09-25 06:00 | 0 | 0.57896 | 371879
2016-09-25 07:00 | 0 | 0.57209 | 359076
2016-09-25 08:00 | 0 | 0.57198 | 351230
2016-09-25 09:00 | 0 | 0.58195 | 347942
2016-09-25 10:00 | 0 | 0.59738 | 349504
2016-09-25 11:00 | 0 | 0.6138 | 355102
2016-09-25 12:00 | 0 | 0.61841 | 367703
2016-09-25 13:00 | 0.040995 | 0.56354 | 389629
2016-09-25 14:00 | 0.41165 | 0.60787 | 411035
2016-09-25 15:00 | 0.70222 | 0.68491 | 433297
2016-09-25 16:00 | 0.73555 | 0.7214 | 455494
2016-09-25 17:00 | 0.7267 | 0.73269 | 474452
2016-09-25 18:00 | 0.71134 | 0.74085 | 489324
2016-09-25 19:00 | 0.6948 | 0.7416 | 499479
2016-09-25 20:00 | 0.69141 | 0.74218 | 506893
2016-09-25 21:00 | 0.68042 | 0.73379 | 512205
2016-09-25 22:00 | 0.64835 | 0.709 | 510048
2016-09-25 23:00 | 0.52275 | 0.68326 | 508980
2016-09-26 | 0.27227 | 0.71099 | 507252
2016-09-26 01:00 | 0.011276 | 0.7093 | 488879
2016-09-26 02:00 | 0 | 0.68538 | 463538
2016-09-26 03:00 | 0 | 0.67171 | 432734
2016-09-26 04:00 | 0 | 0.652 | 404904
2016-09-26 05:00 | 0 | 0.645 | 381928
2016-09-26 06:00 | 0 | 0.64275 | 365113
2016-09-26 07:00 | 0 | 0.63467 | 355928
2016-09-26 08:00 | 0 | 0.62573 | 354275
2016-09-26 09:00 | 0 | 0.61972 | 364282
2016-09-26 10:00 | 0 | 0.62376 | 388057
2016-09-26 11:00 | 0 | 0.63355 | 412470
2016-09-26 12:00 | 0 | 0.62422 | 427194
2016-09-26 13:00 | 0.041704 | 0.42192 | 441798
2016-09-26 14:00 | 0.36767 | 0.28896 | 457712
2016-09-26 15:00 | 0.64534 | 0.39673 | 473022
2016-09-26 16:00 | 0.69271 | 0.45612 | 486534
2016-09-26 17:00 | 0.69326 | 0.45934 | 498321
2016-09-26 18:00 | 0.68089 | 0.46467 | 506525
2016-09-26 19:00 | 0.66609 | 0.47412 | 511847
2016-09-26 20:00 | 0.66068 | 0.48016 | 516288
2016-09-26 21:00 | 0.64784 | 0.47484 | 516610
2016-09-26 22:00 | 0.61665 | 0.44788 | 513497
2016-09-26 23:00 | 0.49934 | 0.42124 | 512918
2016-09-27 | 0.23818 | 0.45148 | 510195
2016-09-27 01:00 | 0.012223 | 0.4461 | 488881
2016-09-27 02:00 | 0 | 0.43297 | 462918
2016-09-27 03:00 | 0 | 0.42557 | 433838
2016-09-27 04:00 | 0 | 0.43542 | 403286
2016-09-27 05:00 | 0 | 0.45588 | 380547
2016-09-27 06:00 | 0 | 0.47505 | 364245
2016-09-27 07:00 | 0 | 0.49199 | 354187
2016-09-27 08:00 | 0 | 0.50657 | 351614
2016-09-27 09:00 | 0 | 0.51589 | 360380
2016-09-27 10:00 | 0 | 0.52601 | 384379
2016-09-27 11:00 | 0 | 0.53579 | 408124
2016-09-27 12:00 | 0 | 0.53023 | 421531
2016-09-27 13:00 | 0.040494 | 0.35476 | 436094
2016-09-27 14:00 | 0.4061 | 0.18315 | 449971
2016-09-27 15:00 | 0.68732 | 0.18346 | 464478
2016-09-27 16:00 | 0.73682 | 0.22404 | 478113
2016-09-27 17:00 | 0.73197 | 0.25256 | 490862
2016-09-27 18:00 | 0.7164 | 0.26754 | 502725
2016-09-27 19:00 | 0.7035 | 0.27861 | 511919
2016-09-27 20:00 | 0.7022 | 0.2879 | 518483
2016-09-27 21:00 | 0.69556 | 0.28646 | 520523
2016-09-27 22:00 | 0.6577 | 0.26898 | 516150
2016-09-27 23:00 | 0.52644 | 0.28762 | 514287
2016-09-28 | 0.23156 | 0.36085 | 509353
2016-09-28 01:00 | 0.0096907 | 0.41001 | 490346
2016-09-28 02:00 | 0 | 0.44814 | 462860
2016-09-28 03:00 | 0 | 0.4646 | 429862
2016-09-28 04:00 | 0 | 0.45988 | 400207
2016-09-28 05:00 | 0 | 0.45271 | 377301
2016-09-28 06:00 | 0 | 0.45029 | 361628
2016-09-28 07:00 | 0 | 0.45474 | 351135
2016-09-28 08:00 | 0 | 0.45436 | 348448
2016-09-28 09:00 | 0 | 0.43808 | 357233
2016-09-28 10:00 | 0 | 0.41462 | 380412
2016-09-28 11:00 | 0 | 0.39221 | 404373
2016-09-28 12:00 | 0 | 0.36606 | 417225
2016-09-28 13:00 | 0.04663 | 0.21148 | 433252
2016-09-28 14:00 | 0.3943 | 0.13519 | 448706
2016-09-28 15:00 | 0.66177 | 0.15208 | 463538
2016-09-28 16:00 | 0.71901 | 0.16971 | 478083
2016-09-28 17:00 | 0.71674 | 0.16868 | 491792
2016-09-28 18:00 | 0.69837 | 0.16689 | 503207
2016-09-28 19:00 | 0.67926 | 0.16861 | 513287
2016-09-28 20:00 | 0.66899 | 0.17441 | 521245
2016-09-28 21:00 | 0.64282 | 0.18328 | 525594
2016-09-28 22:00 | 0.57875 | 0.19258 | 522849
2016-09-28 23:00 | 0.43273 | 0.24783 | 519181
2016-09-29 | 0.17082 | 0.50823 | 510516
2016-09-29 01:00 | 0.0083044 | 0.61986 | 490776
2016-09-29 02:00 | 0 | 0.62577 | 463586
2016-09-29 03:00 | 0 | 0.60151 | 431162
2016-09-29 04:00 | 0 | 0.56583 | 402391
2016-09-29 05:00 | 0 | 0.52963 | 379998
2016-09-29 06:00 | 0 | 0.49812 | 363000
2016-09-29 07:00 | 0 | 0.47678 | 352206
2016-09-29 08:00 | 0 | 0.45766 | 349223
2016-09-29 09:00 | 0 | 0.42153 | 357698
2016-09-29 10:00 | 0 | 0.39107 | 380829
2016-09-29 11:00 | 0 | 0.3745 | 405282
2016-09-29 12:00 | 0 | 0.35232 | 418930
2016-09-29 13:00 | 0.042634 | 0.22257 | 433174
2016-09-29 14:00 | 0.35971 | 0.14823 | 446476
2016-09-29 15:00 | 0.58862 | 0.16732 | 457915
2016-09-29 16:00 | 0.66303 | 0.20107 | 467097
2016-09-29 17:00 | 0.66252 | 0.21337 | 476837
2016-09-29 18:00 | 0.63516 | 0.22144 | 484414
2016-09-29 19:00 | 0.60951 | 0.22868 | 490997
2016-09-29 20:00 | 0.59498 | 0.23504 | 496619
2016-09-29 21:00 | 0.56657 | 0.24344 | 498650
2016-09-29 22:00 | 0.51684 | 0.25676 | 496050
2016-09-29 23:00 | 0.40341 | 0.33217 | 495047
2016-09-30 | 0.18245 | 0.51676 | 490559
2016-09-30 01:00 | 0.0069679 | 0.62602 | 474123
2016-09-30 02:00 | 0 | 0.63701 | 449269
2016-09-30 03:00 | 0 | 0.60454 | 418628
2016-09-30 04:00 | 0 | 0.54966 | 390352
2016-09-30 05:00 | 0 | 0.49842 | 369439
2016-09-30 06:00 | 0 | 0.45894 | 355595
2016-09-30 07:00 | 0 | 0.42976 | 346003
2016-09-30 08:00 | 0 | 0.4009 | 343264
2016-09-30 09:00 | 0 | 0.36934 | 351472
2016-09-30 10:00 | 0 | 0.34467 | 372870
2016-09-30 11:00 | 0 | 0.33222 | 396585
2016-09-30 12:00 | 0 | 0.31667 | 410605
2016-09-30 13:00 | 0.027815 | 0.23082 | 425358
2016-09-30 14:00 | 0.2866 | 0.16129 | 438424
2016-09-30 15:00 | 0.55898 | 0.20711 | 449478
2016-09-30 16:00 | 0.66316 | 0.23257 | 458534
2016-09-30 17:00 | 0.6715 | 0.239 | 466904
2016-09-30 18:00 | 0.65764 | 0.23911 | 473293
2016-09-30 19:00 | 0.64757 | 0.2315 | 477889
2016-09-30 20:00 | 0.65063 | 0.22049 | 481571
2016-09-30 21:00 | 0.64887 | 0.20619 | 481980
2016-09-30 22:00 | 0.6215 | 0.19731 | 477094
2016-09-30 23:00 | 0.50821 | 0.25342 | 471788
2016-10-01 | 0.24306 | 0.41798 | 464160
2016-10-01 01:00 | 0.014263 | 0.49983 | 449071
2016-10-01 02:00 | 0 | 0.4981 | 429616
2016-10-01 03:00 | 0 | 0.4666 | 403733
2016-10-01 04:00 | 0 | 0.41559 | 379347
2016-10-01 05:00 | 0 | 0.36307 | 360029
2016-10-01 06:00 | 0 | 0.32156 | 345957
2016-10-01 07:00 | 0 | 0.29273 | 335981
2016-10-01 08:00 | 0 | 0.26729 | 330386
2016-10-01 09:00 | 0 | 0.24889 | 329674
2016-10-01 10:00 | 0 | 0.23976 | 335756
2016-10-01 11:00 | 0 | 0.23578 | 344879
2016-10-01 12:00 | 0 | 0.22877 | 358481
2016-10-01 13:00 | 0.038544 | 0.15882 | 375301
2016-10-01 14:00 | 0.39965 | 0.078225 | 391050
2016-10-01 15:00 | 0.69564 | 0.091038 | 405328
2016-10-01 16:00 | 0.75124 | 0.11062 | 416744
2016-10-01 17:00 | 0.73339 | 0.12654 | 426036
2016-10-01 18:00 | 0.70978 | 0.13149 | 434374
2016-10-01 19:00 | 0.69638 | 0.12673 | 441308
2016-10-01 20:00 | 0.70368 | 0.11734 | 446442
2016-10-01 21:00 | 0.71294 | 0.11211 | 449559
2016-10-01 22:00 | 0.69614 | 0.11525 | 447957
2016-10-01 23:00 | 0.57704 | 0.16947 | 447614
2016-10-02 | 0.253 | 0.3709 | 444225
2016-10-02 01:00 | 0.0048617 | 0.48312 | 431609
2016-10-02 02:00 | 0 | 0.52098 | 414372
2016-10-02 03:00 | 0 | 0.52578 | 392285
2016-10-02 04:00 | 0 | 0.50539 | 369627
2016-10-02 05:00 | 0 | 0.48151 | 352065
2016-10-02 06:00 | 0 | 0.45505 | 338309
2016-10-02 07:00 | 0 | 0.42531 | 328815
2016-10-02 08:00 | 0 | 0.39592 | 322930
2016-10-02 09:00 | 0 | 0.35882 | 321307
2016-10-02 10:00 | 0 | 0.3268 | 324074
2016-10-02 11:00 | 0 | 0.302 | 330659
2016-10-02 12:00 | 0 | 0.27804 | 341997
2016-10-02 13:00 | 0.04114 | 0.18431 | 360340
2016-10-02 14:00 | 0.39181 | 0.088688 | 377856
2016-10-02 15:00 | 0.69627 | 0.11504 | 394308
2016-10-02 16:00 | 0.75135 | 0.13335 | 409258
2016-10-02 17:00 | 0.73402 | 0.14939 | 422382
2016-10-02 18:00 | 0.71075 | 0.16254 | 432750
2016-10-02 19:00 | 0.6962 | 0.16854 | 440823
2016-10-02 20:00 | 0.70103 | 0.17028 | 447418
2016-10-02 21:00 | 0.7084 | 0.17435 | 452442
2016-10-02 22:00 | 0.68294 | 0.19069 | 453706
2016-10-02 23:00 | 0.55377 | 0.28244 | 455845
2016-10-03 | 0.22151 | 0.52189 | 454506
2016-10-03 01:00 | 0.0043462 | 0.63557 | 440665
2016-10-03 02:00 | 0 | 0.67261 | 419948
2016-10-03 03:00 | 0 | 0.67816 | 393288
2016-10-03 04:00 | 0 | 0.65846 | 370228
2016-10-03 05:00 | 0 | 0.6304 | 352069
2016-10-03 06:00 | 0 | 0.60629 | 339911
2016-10-03 07:00 | 0 | 0.59218 | 332910
2016-10-03 08:00 | 0 | 0.57761 | 333017
2016-10-03 09:00 | 0 | 0.55632 | 343797
2016-10-03 10:00 | 0 | 0.54136 | 367448
2016-10-03 11:00 | 0 | 0.53092 | 392416
2016-10-03 12:00 | 0 | 0.53136 | 407507
2016-10-03 13:00 | 0.028871 | 0.45366 | 422920
2016-10-03 14:00 | 0.34633 | 0.42937 | 438778
2016-10-03 15:00 | 0.64317 | 0.57175 | 452970
2016-10-03 16:00 | 0.70779 | 0.65743 | 466381
2016-10-03 17:00 | 0.70748 | 0.69287 | 478612
2016-10-03 18:00 | 0.69639 | 0.7232 | 488215
2016-10-03 19:00 | 0.69176 | 0.75332 | 494304
2016-10-03 20:00 | 0.69997 | 0.78283 | 497335
2016-10-03 21:00 | 0.70059 | 0.8099 | 497321
2016-10-03 22:00 | 0.68436 | 0.83436 | 493897
2016-10-03 23:00 | 0.56166 | 0.87587 | 493550
2016-10-04 | 0.2296 | 0.92683 | 488761
2016-10-04 01:00 | 0.0028047 | 0.92409 | 471633
2016-10-04 02:00 | 0 | 0.89612 | 446352
2016-10-04 03:00 | 0 | 0.87606 | 416647
2016-10-04 04:00 | 0 | 0.85831 | 388923
2016-10-04 05:00 | 0 | 0.84701 | 366116
2016-10-04 06:00 | 0 | 0.83609 | 351179
2016-10-04 07:00 | 0 | 0.82432 | 342658
2016-10-04 08:00 | 0 | 0.81318 | 341000
2016-10-04 09:00 | 0 | 0.79795 | 350712
2016-10-04 10:00 | 0 | 0.78207 | 375478
2016-10-04 11:00 | 0 | 0.77285 | 400098
2016-10-04 12:00 | 0 | 0.76163 | 413981
2016-10-04 13:00 | 0.028333 | 0.6743 | 428455
2016-10-04 14:00 | 0.39342 | 0.63101 | 442417
2016-10-04 15:00 | 0.73227 | 0.69759 | 455453
2016-10-04 16:00 | 0.77387 | 0.68997 | 468286
2016-10-04 17:00 | 0.76659 | 0.67872 | 480699
2016-10-04 18:00 | 0.74779 | 0.66874 | 490527
2016-10-04 19:00 | 0.73534 | 0.66026 | 497249
2016-10-04 20:00 | 0.74218 | 0.65214 | 502525
2016-10-04 21:00 | 0.74821 | 0.63751 | 503411
2016-10-04 22:00 | 0.73262 | 0.62526 | 498983
2016-10-04 23:00 | 0.58774 | 0.64168 | 498935
2016-10-05 | 0.23474 | 0.67327 | 495150
2016-10-05 01:00 | 0.0027234 | 0.66717 | 478735
2016-10-05 02:00 | 0 | 0.65579 | 453603
2016-10-05 03:00 | 0 | 0.65041 | 425594
2016-10-05 04:00 | 0 | 0.63964 | 397551
2016-10-05 05:00 | 0 | 0.63132 | 377091
2016-10-05 06:00 | 0 | 0.6189 | 361549
2016-10-05 07:00 | 0 | 0.59907 | 352193
2016-10-05 08:00 | 0 | 0.58577 | 349490
2016-10-05 09:00 | 0 | 0.5636 | 357785
2016-10-05 10:00 | 0 | 0.54214 | 381831
2016-10-05 11:00 | 0 | 0.53204 | 406223
2016-10-05 12:00 | 0 | 0.51999 | 419017
2016-10-05 13:00 | 0.026937 | 0.4261 | 432725
2016-10-05 14:00 | 0.38634 | 0.36453 | 447305
2016-10-05 15:00 | 0.73522 | 0.41094 | 460409
2016-10-05 16:00 | 0.77442 | 0.42178 | 473195
2016-10-05 17:00 | 0.75644 | 0.42758 | 486313
2016-10-05 18:00 | 0.73305 | 0.43845 | 498180
2016-10-05 19:00 | 0.71886 | 0.45099 | 507295
2016-10-05 20:00 | 0.7239 | 0.45624 | 513946
2016-10-05 21:00 | 0.72961 | 0.45178 | 515936
2016-10-05 22:00 | 0.71028 | 0.44058 | 511466
2016-10-05 23:00 | 0.562 | 0.47028 | 509137
2016-10-06 | 0.2154 | 0.56064 | 502299
2016-10-06 01:00 | 0.0028614 | 0.63033 | 481284
2016-10-06 02:00 | 0 | 0.66521 | 458450
2016-10-06 03:00 | 0 | 0.66669 | 429111
2016-10-06 04:00 | 0 | 0.64369 | 403890
2016-10-06 05:00 | 0 | 0.61133 | 381752
2016-10-06 06:00 | 0 | 0.58087 | 366277
2016-10-06 07:00 | 0 | 0.55091 | 356084
2016-10-06 08:00 | 0 | 0.5241 | 353626
2016-10-06 09:00 | 0 | 0.49789 | 362758
2016-10-06 10:00 | 0 | 0.47428 | 385927
2016-10-06 11:00 | 0 | 0.45657 | 410874
2016-10-06 12:00 | 0 | 0.44604 | 424885
2016-10-06 13:00 | 0.022041 | 0.38317 | 438806
2016-10-06 14:00 | 0.3326 | 0.38766 | 452384
2016-10-06 15:00 | 0.71098 | 0.4533 | 464701
2016-10-06 16:00 | 0.75616 | 0.45436 | 475928
2016-10-06 17:00 | 0.73612 | 0.43231 | 487992
2016-10-06 18:00 | 0.71714 | 0.41225 | 498243
2016-10-06 19:00 | 0.70476 | 0.40246 | 504825
2016-10-06 20:00 | 0.70994 | 0.4106 | 509579
2016-10-06 21:00 | 0.71306 | 0.42769 | 510568
2016-10-06 22:00 | 0.68395 | 0.44094 | 506396
2016-10-06 23:00 | 0.55136 | 0.46609 | 505799
2016-10-07 | 0.20958 | 0.50132 | 500734
2016-10-07 01:00 | 0.0035225 | 0.51485 | 484447
2016-10-07 02:00 | 0 | 0.53299 | 459365
2016-10-07 03:00 | 0 | 0.54765 | 428443
2016-10-07 04:00 | 0 | 0.55475 | 401406
2016-10-07 05:00 | 0 | 0.55657 | 379573
2016-10-07 06:00 | 0 | 0.56091 | 362525
2016-10-07 07:00 | 0 | 0.56411 | 353282
2016-10-07 08:00 | 0 | 0.56013 | 350335
2016-10-07 09:00 | 0 | 0.52426 | 357442
2016-10-07 10:00 | 0 | 0.47797 | 377785
2016-10-07 11:00 | 0 | 0.46106 | 401400
2016-10-07 12:00 | 0 | 0.45521 | 416117
2016-10-07 13:00 | 0.016532 | 0.3877 | 429380
2016-10-07 14:00 | 0.37611 | 0.38406 | 442980
2016-10-07 15:00 | 0.6794 | 0.40238 | 453071
2016-10-07 16:00 | 0.73263 | 0.38629 | 461304
2016-10-07 17:00 | 0.72758 | 0.37046 | 469765
2016-10-07 18:00 | 0.70706 | 0.35873 | 476505
2016-10-07 19:00 | 0.6941 | 0.34992 | 479943
2016-10-07 20:00 | 0.69694 | 0.34138 | 482069
2016-10-07 21:00 | 0.69671 | 0.32724 | 481238
2016-10-07 22:00 | 0.67296 | 0.29092 | 476103
2016-10-07 23:00 | 0.51603 | 0.2783 | 472386
2016-10-08 | 0.17346 | 0.34457 | 465369
2016-10-08 01:00 | 0.0012964 | 0.3849 | 450868
2016-10-08 02:00 | 0 | 0.41562 | 428352
2016-10-08 03:00 | 0 | 0.44606 | 407395
2016-10-08 04:00 | 0 | 0.46075 | 385732
2016-10-08 05:00 | 0 | 0.45923 | 364959
2016-10-08 06:00 | 0 | 0.45132 | 350104
2016-10-08 07:00 | 0 | 0.4403 | 339014
2016-10-08 08:00 | 0 | 0.42518 | 332471
2016-10-08 09:00 | 0 | 0.40211 | 331938
2016-10-08 10:00 | 0 | 0.37833 | 338002
2016-10-08 11:00 | 0 | 0.35774 | 348329
2016-10-08 12:00 | 0 | 0.34008 | 361100
2016-10-08 13:00 | 0.011475 | 0.24348 | 379211
2016-10-08 14:00 | 0.2288 | 0.10919 | 394483
2016-10-08 15:00 | 0.50403 | 0.11635 | 406622
2016-10-08 16:00 | 0.60041 | 0.14536 | 415739
2016-10-08 17:00 | 0.60721 | 0.13961 | 421708
2016-10-08 18:00 | 0.58993 | 0.12758 | 426659
2016-10-08 19:00 | 0.57137 | 0.11682 | 431968
2016-10-08 20:00 | 0.55779 | 0.10915 | 436274
2016-10-08 21:00 | 0.53064 | 0.10486 | 439383
2016-10-08 22:00 | 0.49097 | 0.11477 | 439069
2016-10-08 23:00 | 0.38473 | 0.20657 | 435365
2016-10-09 | 0.16564 | 0.36874 | 432182
2016-10-09 01:00 | 0.0019661 | 0.46817 | 422059
2016-10-09 02:00 | 0 | 0.48252 | 402252
2016-10-09 03:00 | 0 | 0.48164 | 380070
2016-10-09 04:00 | 0 | 0.48055 | 362415
2016-10-09 05:00 | 0 | 0.47414 | 344211
2016-10-09 06:00 | 0 | 0.47834 | 329703
2016-10-09 07:00 | 0 | 0.477 | 320457
2016-10-09 08:00 | 0 | 0.46869 | 314804
2016-10-09 09:00 | 0 | 0.44924 | 313504
2016-10-09 10:00 | 0 | 0.43864 | 316333
2016-10-09 11:00 | 0 | 0.43705 | 323004
2016-10-09 12:00 | 0 | 0.43931 | 334487
2016-10-09 13:00 | 0.0095861 | 0.37159 | 350536
2016-10-09 14:00 | 0.24328 | 0.23843 | 363656
2016-10-09 15:00 | 0.56268 | 0.28561 | 374100
2016-10-09 16:00 | 0.65616 | 0.36313 | 383930
2016-10-09 17:00 | 0.65121 | 0.40079 | 392899
2016-10-09 18:00 | 0.62912 | 0.43313 | 400269
2016-10-09 19:00 | 0.60847 | 0.45797 | 408188
2016-10-09 20:00 | 0.59542 | 0.47236 | 416624
2016-10-09 21:00 | 0.58142 | 0.47569 | 423858
2016-10-09 22:00 | 0.55574 | 0.47024 | 427184
2016-10-09 23:00 | 0.45481 | 0.55654 | 433837
2016-10-10 | 0.18453 | 0.66285 | 435426
2016-10-10 01:00 | 0.00094442 | 0.70913 | 419781
2016-10-10 02:00 | 0 | 0.72461 | 401543
2016-10-10 03:00 | 0 | 0.72683 | 381256
2016-10-10 04:00 | 0 | 0.71765 | 358189
2016-10-10 05:00 | 0 | 0.69993 | 340263
2016-10-10 06:00 | 0 | 0.68353 | 327877
2016-10-10 07:00 | 0 | 0.65894 | 320921
2016-10-10 08:00 | 0 | 0.63466 | 320475
2016-10-10 09:00 | 0 | 0.59699 | 328559
2016-10-10 10:00 | 0 | 0.56363 | 350200
2016-10-10 11:00 | 0 | 0.53667 | 374730
2016-10-10 12:00 | 0 | 0.52089 | 390068
2016-10-10 13:00 | 0.023213 | 0.44198 | 403659
2016-10-10 14:00 | 0.35092 | 0.32457 | 414344
2016-10-10 15:00 | 0.61674 | 0.36526 | 422674
2016-10-10 16:00 | 0.68672 | 0.41232 | 429540
2016-10-10 17:00 | 0.67969 | 0.41449 | 436521
2016-10-10 18:00 | 0.66245 | 0.41191 | 443254
2016-10-10 19:00 | 0.64942 | 0.40896 | 449624
2016-10-10 20:00 | 0.65119 | 0.40141 | 456276
2016-10-10 21:00 | 0.65067 | 0.39478 | 461341
2016-10-10 22:00 | 0.61271 | 0.40232 | 463319
2016-10-10 23:00 | 0.45385 | 0.49056 | 469066
2016-10-11 | 0.12846 | 0.62632 | 465861
2016-10-11 01:00 | 0.0006282 | 0.70463 | 450737
2016-10-11 02:00 | 0 | 0.74238 | 428112
2016-10-11 03:00 | 0 | 0.74898 | 400669
2016-10-11 04:00 | 0 | 0.72859 | 375252
2016-10-11 05:00 | 0 | 0.69775 | 357030
2016-10-11 06:00 | 0 | 0.65884 | 343584
2016-10-11 07:00 | 0 | 0.6188 | 336113
2016-10-11 08:00 | 0 | 0.58215 | 334737
2016-10-11 09:00 | 0 | 0.55234 | 343866
2016-10-11 10:00 | 0 | 0.5279 | 369914
2016-10-11 11:00 | 0 | 0.5029 | 395969
2016-10-11 12:00 | 0 | 0.47665 | 407918
2016-10-11 13:00 | 0.015359 | 0.36317 | 417206
2016-10-11 14:00 | 0.30124 | 0.23366 | 425449
2016-10-11 15:00 | 0.58977 | 0.23341 | 432647
2016-10-11 16:00 | 0.67929 | 0.26421 | 439652
2016-10-11 17:00 | 0.67986 | 0.26901 | 446392
2016-10-11 18:00 | 0.6636 | 0.28303 | 453427
2016-10-11 19:00 | 0.65332 | 0.30572 | 458453
2016-10-11 20:00 | 0.65947 | 0.32551 | 464133
2016-10-11 21:00 | 0.66645 | 0.34319 | 468519
2016-10-11 22:00 | 0.64842 | 0.38285 | 469706
2016-10-11 23:00 | 0.5109 | 0.45568 | 474251
2016-10-12 | 0.17349 | 0.53594 | 471249
2016-10-12 01:00 | 0.00051295 | 0.55689 | 456932
2016-10-12 02:00 | 0 | 0.56873 | 433484
2016-10-12 03:00 | 0 | 0.56538 | 406043
2016-10-12 04:00 | 0 | 0.56421 | 380992
2016-10-12 05:00 | 0 | 0.55766 | 361760
2016-10-12 06:00 | 0 | 0.54877 | 348243
2016-10-12 07:00 | 0 | 0.54253 | 340838
2016-10-12 08:00 | 0 | 0.54342 | 340028
2016-10-12 09:00 | 0 | 0.54005 | 348468
2016-10-12 10:00 | 0 | 0.52714 | 373533
2016-10-12 11:00 | 0 | 0.52005 | 399567
2016-10-12 12:00 | 0 | 0.50979 | 411951
2016-10-12 13:00 | 0.013642 | 0.46102 | 423006
2016-10-12 14:00 | 0.30358 | 0.42656 | 433683
2016-10-12 15:00 | 0.61662 | 0.42925 | 442339
2016-10-12 16:00 | 0.69518 | 0.40761 | 449506
2016-10-12 17:00 | 0.69897 | 0.36937 | 456544
2016-10-12 18:00 | 0.67324 | 0.33344 | 462687
2016-10-12 19:00 | 0.65533 | 0.30622 | 467162
2016-10-12 20:00 | 0.65424 | 0.28527 | 471056
2016-10-12 21:00 | 0.65111 | 0.26724 | 474321
2016-10-12 22:00 | 0.59659 | 0.24799 | 474450
2016-10-12 23:00 | 0.43019 | 0.25213 | 477720
2016-10-13 | 0.1422 | 0.29729 | 473170
2016-10-13 01:00 | 0.00033761 | 0.31825 | 458461
2016-10-13 02:00 | 0 | 0.33588 | 435066
2016-10-13 03:00 | 0 | 0.34176 | 407110
2016-10-13 04:00 | 0 | 0.35017 | 381865
2016-10-13 05:00 | 0 | 0.36055 | 362529
2016-10-13 06:00 | 0 | 0.36544 | 348729
2016-10-13 07:00 | 0 | 0.36113 | 341147
2016-10-13 08:00 | 0 | 0.35114 | 340195
2016-10-13 09:00 | 0 | 0.34398 | 348595
2016-10-13 10:00 | 0 | 0.33778 | 373419
2016-10-13 11:00 | 0 | 0.33165 | 399415
2016-10-13 12:00 | 0 | 0.32246 | 412453
2016-10-13 13:00 | 0.0068971 | 0.25687 | 423354
2016-10-13 14:00 | 0.24106 | 0.16636 | 433595
2016-10-13 15:00 | 0.55264 | 0.1602 | 441745
2016-10-13 16:00 | 0.63093 | 0.16492 | 448142
2016-10-13 17:00 | 0.63405 | 0.16717 | 454591
2016-10-13 18:00 | 0.62393 | 0.17095 | 460716
2016-10-13 19:00 | 0.61718 | 0.1731 | 464994
2016-10-13 20:00 | 0.62488 | 0.16633 | 467977
2016-10-13 21:00 | 0.631 | 0.16291 | 469397
2016-10-13 22:00 | 0.60297 | 0.17842 | 468201
2016-10-13 23:00 | 0.45331 | 0.29318 | 472705
2016-10-14 | 0.1138 | 0.47024 | 470940
2016-10-14 01:00 | 0.00019909 | 0.56053 | 456951
2016-10-14 02:00 | 0 | 0.60141 | 433342
2016-10-14 03:00 | 0 | 0.62144 | 407036
2016-10-14 04:00 | 0 | 0.63032 | 382596
2016-10-14 05:00 | 0 | 0.6292 | 362278
2016-10-14 06:00 | 0 | 0.62267 | 348008
2016-10-14 07:00 | 0 | 0.61482 | 340313
2016-10-14 08:00 | 0 | 0.60154 | 339060
2016-10-14 09:00 | 0 | 0.57517 | 347726
2016-10-14 10:00 | 0 | 0.55219 | 371146
2016-10-14 11:00 | 0 | 0.53831 | 396426
2016-10-14 12:00 | 0 | 0.5302 | 409246
2016-10-14 13:00 | 0.0091081 | 0.49674 | 419731
2016-10-14 14:00 | 0.27824 | 0.40222 | 429523
2016-10-14 15:00 | 0.54355 | 0.3911 | 436532
2016-10-14 16:00 | 0.62779 | 0.42927 | 442480
2016-10-14 17:00 | 0.64069 | 0.46427 | 448288
2016-10-14 18:00 | 0.63372 | 0.5031 | 453012
2016-10-14 19:00 | 0.62863 | 0.54428 | 456009
2016-10-14 20:00 | 0.63496 | 0.58197 | 458200
2016-10-14 21:00 | 0.64108 | 0.62739 | 458185
2016-10-14 22:00 | 0.60225 | 0.67944 | 455239
2016-10-14 23:00 | 0.4391 | 0.79742 | 456333
2016-10-15 | 0.094799 | 0.90436 | 451920
2016-10-15 01:00 | 0.00014375 | 0.9307 | 440415
2016-10-15 02:00 | 0 | 0.92822 | 422463
2016-10-15 03:00 | 0 | 0.92437 | 399992
2016-10-15 04:00 | 0 | 0.9159 | 377730
2016-10-15 05:00 | 0 | 0.89859 | 360123
2016-10-15 06:00 | 0 | 0.87759 | 346109
2016-10-15 07:00 | 0 | 0.85874 | 337138
2016-10-15 08:00 | 0 | 0.84313 | 333073
2016-10-15 09:00 | 0 | 0.82265 | 334219
2016-10-15 10:00 | 0 | 0.79482 | 341744
2016-10-15 11:00 | 0 | 0.77354 | 353154
2016-10-15 12:00 | 0 | 0.74801 | 366424
2016-10-15 13:00 | 0.009392 | 0.68303 | 381324
2016-10-15 14:00 | 0.32178 | 0.54576 | 395160
2016-10-15 15:00 | 0.62946 | 0.47298 | 407344
2016-10-15 16:00 | 0.70065 | 0.4964 | 417435
2016-10-15 17:00 | 0.69472 | 0.50092 | 425068
2016-10-15 18:00 | 0.6759 | 0.47024 | 431579
2016-10-15 19:00 | 0.66763 | 0.43578 | 437621
2016-10-15 20:00 | 0.6785 | 0.39693 | 442960
2016-10-15 21:00 | 0.69543 | 0.36063 | 445535
2016-10-15 22:00 | 0.68042 | 0.34869 | 446436
2016-10-15 23:00 | 0.49636 | 0.41525 | 449627
2016-10-16 | 0.11725 | 0.47742 | 445552
2016-10-16 01:00 | 0.00011651 | 0.51837 | 434826
2016-10-16 02:00 | 0 | 0.54409 | 417311
2016-10-16 03:00 | 0 | 0.57581 | 396189
2016-10-16 04:00 | 0 | 0.60853 | 374750
2016-10-16 05:00 | 0 | 0.62411 | 357343
2016-10-16 06:00 | 0 | 0.6281 | 343637
2016-10-16 07:00 | 0 | 0.63994 | 333971
2016-10-16 08:00 | 0 | 0.65447 | 328806
2016-10-16 09:00 | 0 | 0.66635 | 327782
2016-10-16 10:00 | 0 | 0.68219 | 331842
2016-10-16 11:00 | 0 | 0.69173 | 340368
2016-10-16 12:00 | 0 | 0.70583 | 351891
2016-10-16 13:00 | 0.0081807 | 0.65264 | 367423
2016-10-16 14:00 | 0.31655 | 0.53615 | 383772
2016-10-16 15:00 | 0.57035 | 0.5099 | 400544
2016-10-16 16:00 | 0.6447 | 0.59078 | 416790
2016-10-16 17:00 | 0.64454 | 0.68706 | 430707
2016-10-16 18:00 | 0.62667 | 0.73268 | 442178
2016-10-16 19:00 | 0.6189 | 0.75319 | 451589
2016-10-16 20:00 | 0.62334 | 0.75853 | 458822
2016-10-16 21:00 | 0.63252 | 0.75228 | 464628
2016-10-16 22:00 | 0.61418 | 0.75669 | 467804
2016-10-16 23:00 | 0.45714 | 0.81713 | 471245
2016-10-17 | 0.10816 | 0.85498 | 468534
2016-10-17 01:00 | 8.49e-05 | 0.84947 | 453973
2016-10-17 02:00 | 0 | 0.8215 | 431304
2016-10-17 03:00 | 0 | 0.78858 | 404663
2016-10-17 04:00 | 0 | 0.76709 | 379946
2016-10-17 05:00 | 0 | 0.74994 | 360858
2016-10-17 06:00 | 0 | 0.72122 | 347528
2016-10-17 07:00 | 0 | 0.69575 | 340423
2016-10-17 08:00 | 0 | 0.67029 | 339804
2016-10-17 09:00 | 0 | 0.63714 | 349623
2016-10-17 10:00 | 0 | 0.60881 | 376218
2016-10-17 11:00 | 0 | 0.5899 | 404471
2016-10-17 12:00 | 0 | 0.58016 | 420646
2016-10-17 13:00 | 0.0079174 | 0.54041 | 436484
2016-10-17 14:00 | 0.30061 | 0.4363 | 453409
2016-10-17 15:00 | 0.60107 | 0.43545 | 468848
2016-10-17 16:00 | 0.68774 | 0.51896 | 483953
2016-10-17 17:00 | 0.69122 | 0.58003 | 498846
2016-10-17 18:00 | 0.66971 | 0.61724 | 511978
2016-10-17 19:00 | 0.66 | 0.63975 | 521613
2016-10-17 20:00 | 0.6718 | 0.65474 | 527488
2016-10-17 21:00 | 0.69386 | 0.6666 | 528429
2016-10-17 22:00 | 0.68577 | 0.69133 | 523606
2016-10-17 23:00 | 0.51176 | 0.76937 | 522334
2016-10-18 | 0.12135 | 0.81432 | 514513
2016-10-18 01:00 | 8.84e-05 | 0.81057 | 495858
2016-10-18 02:00 | 0 | 0.79928 | 468422
2016-10-18 03:00 | 0 | 0.79092 | 435906
2016-10-18 04:00 | 0 | 0.78313 | 406153
2016-10-18 05:00 | 0 | 0.76608 | 383174
2016-10-18 06:00 | 0 | 0.75023 | 367099
2016-10-18 07:00 | 0 | 0.73741 | 357029
2016-10-18 08:00 | 0 | 0.71698 | 354533
2016-10-18 09:00 | 0 | 0.67642 | 363232
2016-10-18 10:00 | 0 | 0.63577 | 388280
2016-10-18 11:00 | 0 | 0.59703 | 414599
2016-10-18 12:00 | 0 | 0.56205 | 428263
2016-10-18 13:00 | 0.0058595 | 0.44825 | 443362
2016-10-18 14:00 | 0.28001 | 0.26506 | 459677
2016-10-18 15:00 | 0.67268 | 0.25748 | 473422
2016-10-18 16:00 | 0.73686 | 0.24389 | 487336
2016-10-18 17:00 | 0.71155 | 0.21427 | 500972
2016-10-18 18:00 | 0.68389 | 0.19931 | 512847
2016-10-18 19:00 | 0.66782 | 0.19869 | 521572
2016-10-18 20:00 | 0.67458 | 0.19986 | 527230
2016-10-18 21:00 | 0.68845 | 0.1988 | 527453
2016-10-18 22:00 | 0.66896 | 0.20335 | 522155
2016-10-18 23:00 | 0.49627 | 0.25835 | 520044
2016-10-19 | 0.11895 | 0.35453 | 512531
2016-10-19 01:00 | 6.18e-05 | 0.42021 | 493705
2016-10-19 02:00 | 0 | 0.44105 | 465734
2016-10-19 03:00 | 0 | 0.43067 | 434382
2016-10-19 04:00 | 0 | 0.40441 | 404120
2016-10-19 05:00 | 0 | 0.37167 | 381461
2016-10-19 06:00 | 0 | 0.34386 | 365213
2016-10-19 07:00 | 0 | 0.32185 | 355191
2016-10-19 08:00 | 0 | 0.3038 | 353273
2016-10-19 09:00 | 0 | 0.28924 | 362507
2016-10-19 10:00 | 0 | 0.28264 | 387847
2016-10-19 11:00 | 0 | 0.28485 | 413174
2016-10-19 12:00 | 0 | 0.28751 | 427913
2016-10-19 13:00 | 0.0050292 | 0.24365 | 441862
2016-10-19 14:00 | 0.26848 | 0.12636 | 458750
2016-10-19 15:00 | 0.69145 | 0.13094 | 474396
2016-10-19 16:00 | 0.74362 | 0.15916 | 488621
2016-10-19 17:00 | 0.71762 | 0.14789 | 504233
2016-10-19 18:00 | 0.68988 | 0.13924 | 514868
2016-10-19 19:00 | 0.67638 | 0.14675 | 522783
2016-10-19 20:00 | 0.68546 | 0.16754 | 526819
2016-10-19 21:00 | 0.70109 | 0.20051 | 524964
2016-10-19 22:00 | 0.68883 | 0.24308 | 520100
2016-10-19 23:00 | 0.51667 | 0.35088 | 519054
2016-10-20 | 0.11501 | 0.48392 | 509934
2016-10-20 01:00 | 5.1e-05 | 0.48911 | 488304
2016-10-20 02:00 | 0 | 0.46043 | 461216
2016-10-20 03:00 | 0 | 0.42539 | 433142
2016-10-20 04:00 | 0 | 0.40721 | 402047
2016-10-20 05:00 | 0 | 0.41165 | 379104
2016-10-20 06:00 | 0 | 0.43422 | 362360
2016-10-20 07:00 | 0 | 0.45151 | 352629
2016-10-20 08:00 | 0 | 0.46327 | 350469
2016-10-20 09:00 | 0 | 0.45832 | 358516
2016-10-20 10:00 | 0 | 0.45044 | 382205
2016-10-20 11:00 | 0 | 0.44036 | 407642
2016-10-20 12:00 | 0 | 0.42952 | 421327
2016-10-20 13:00 | 0.0047758 | 0.38594 | 433915
2016-10-20 14:00 | 0.24858 | 0.32793 | 446863
2016-10-20 15:00 | 0.67916 | 0.30479 | 458334
2016-10-20 16:00 | 0.73505 | 0.28017 | 468446
2016-10-20 17:00 | 0.72176 | 0.25841 | 477166
2016-10-20 18:00 | 0.69621 | 0.24524 | 483333
2016-10-20 19:00 | 0.68256 | 0.23717 | 485984
2016-10-20 20:00 | 0.69208 | 0.23069 | 487956
2016-10-20 21:00 | 0.70991 | 0.22033 | 486898
2016-10-20 22:00 | 0.69967 | 0.20219 | 485387
2016-10-20 23:00 | 0.51975 | 0.23258 | 487256
2016-10-21 | 0.11839 | 0.32175 | 481349
2016-10-21 01:00 | 3.32e-05 | 0.40078 | 464833
2016-10-21 02:00 | 0 | 0.47779 | 440739
2016-10-21 03:00 | 0 | 0.53168 | 411354
2016-10-21 04:00 | 0 | 0.55199 | 384789
2016-10-21 05:00 | 0 | 0.55481 | 365676
2016-10-21 06:00 | 0 | 0.55176 | 350932
2016-10-21 07:00 | 0 | 0.54355 | 342072
2016-10-21 08:00 | 0 | 0.53667 | 340233
2016-10-21 09:00 | 0 | 0.52861 | 347723
2016-10-21 10:00 | 0 | 0.52643 | 369935
2016-10-21 11:00 | 0 | 0.53104 | 396221
2016-10-21 12:00 | 0 | 0.54018 | 410677
2016-10-21 13:00 | 0.0034688 | 0.51203 | 423400
2016-10-21 14:00 | 0.24934 | 0.32562 | 433205
2016-10-21 15:00 | 0.68087 | 0.25331 | 439526
2016-10-21 16:00 | 0.73708 | 0.34517 | 443972
2016-10-21 17:00 | 0.71133 | 0.36555 | 448132
2016-10-21 18:00 | 0.68414 | 0.34828 | 450191
2016-10-21 19:00 | 0.6702 | 0.33138 | 451429
2016-10-21 20:00 | 0.67884 | 0.31506 | 452203
2016-10-21 21:00 | 0.69828 | 0.29126 | 451126
2016-10-21 22:00 | 0.69485 | 0.27135 | 448961
2016-10-21 23:00 | 0.51178 | 0.37948 | 449429
2016-10-22 | 0.1125 | 0.46134 | 443542
2016-10-22 01:00 | 2.65e-05 | 0.50653 | 430130
2016-10-22 02:00 | 0 | 0.52395 | 411926
2016-10-22 03:00 | 0 | 0.53572 | 388331
2016-10-22 04:00 | 0 | 0.54814 | 367509
2016-10-22 05:00 | 0 | 0.54752 | 350055
2016-10-22 06:00 | 0 | 0.53947 | 336559
2016-10-22 07:00 | 0 | 0.52624 | 328180
2016-10-22 08:00 | 0 | 0.50576 | 324353
2016-10-22 09:00 | 0 | 0.47664 | 326281
2016-10-22 10:00 | 0 | 0.45652 | 333702
2016-10-22 11:00 | 0 | 0.45146 | 346674
2016-10-22 12:00 | 0 | 0.45859 | 360161
2016-10-22 13:00 | 0.0028987 | 0.42345 | 374661
2016-10-22 14:00 | 0.26086 | 0.26891 | 383664
2016-10-22 15:00 | 0.61088 | 0.15772 | 387972
2016-10-22 16:00 | 0.6835 | 0.22351 | 388617
2016-10-22 17:00 | 0.67245 | 0.32898 | 388083
2016-10-22 18:00 | 0.64955 | 0.372 | 387684
2016-10-22 19:00 | 0.63789 | 0.39942 | 389417
2016-10-22 20:00 | 0.64608 | 0.41432 | 393748
2016-10-22 21:00 | 0.66141 | 0.42424 | 398974
2016-10-22 22:00 | 0.62641 | 0.47435 | 403878
2016-10-22 23:00 | 0.43036 | 0.64969 | 410658
2016-10-23 | 0.086016 | 0.74998 | 410237
2016-10-23 01:00 | 1.29e-05 | 0.78496 | 403081
2016-10-23 02:00 | 0 | 0.79783 | 389395
2016-10-23 03:00 | 0 | 0.79901 | 371839
2016-10-23 04:00 | 0 | 0.78444 | 354383
2016-10-23 05:00 | 0 | 0.76489 | 339525
2016-10-23 06:00 | 0 | 0.73883 | 328360
2016-10-23 07:00 | 0 | 0.71365 | 321477
2016-10-23 08:00 | 0 | 0.68792 | 318501
2016-10-23 09:00 | 0 | 0.6519 | 318837
2016-10-23 10:00 | 0 | 0.61843 | 325778
2016-10-23 11:00 | 0 | 0.58619 | 335639
2016-10-23 12:00 | 0 | 0.5585 | 347934
2016-10-23 13:00 | 0.0014174 | 0.48118 | 358905
2016-10-23 14:00 | 0.2237 | 0.31613 | 364785
2016-10-23 15:00 | 0.4846 | 0.34712 | 368963
2016-10-23 16:00 | 0.59979 | 0.3481 | 373345
2016-10-23 17:00 | 0.61424 | 0.32748 | 377387
2016-10-23 18:00 | 0.5965 | 0.29964 | 380953
2016-10-23 19:00 | 0.58129 | 0.27933 | 384868
2016-10-23 20:00 | 0.58171 | 0.26381 | 391183
2016-10-23 21:00 | 0.58047 | 0.2527 | 398828
2016-10-23 22:00 | 0.53275 | 0.25498 | 408238
2016-10-23 23:00 | 0.35288 | 0.40228 | 420251
2016-10-24 | 0.056876 | 0.59725 | 422595
2016-10-24 01:00 | 1.15e-05 | 0.66155 | 411659
2016-10-24 02:00 | 0 | 0.64985 | 393670
2016-10-24 03:00 | 0 | 0.61525 | 371559
2016-10-24 04:00 | 0 | 0.57156 | 352342
2016-10-24 05:00 | 0 | 0.5249 | 336659
2016-10-24 06:00 | 0 | 0.48514 | 325873
2016-10-24 07:00 | 0 | 0.45036 | 321177
2016-10-24 08:00 | 0 | 0.41957 | 322115
2016-10-24 09:00 | 0 | 0.38298 | 334390
2016-10-24 10:00 | 0 | 0.35381 | 362713
2016-10-24 11:00 | 0 | 0.32605 | 392252
2016-10-24 12:00 | 0 | 0.29742 | 406365
2016-10-24 13:00 | 0.0021007 | 0.24852 | 414488
2016-10-24 14:00 | 0.22403 | 0.15819 | 422221
2016-10-24 15:00 | 0.42068 | 0.14701 | 427759
2016-10-24 16:00 | 0.51173 | 0.16532 | 432360
2016-10-24 17:00 | 0.52967 | 0.17165 | 437102
2016-10-24 18:00 | 0.51769 | 0.17914 | 441106
2016-10-24 19:00 | 0.50117 | 0.18643 | 444839
2016-10-24 20:00 | 0.48437 | 0.19168 | 448354
2016-10-24 21:00 | 0.45033 | 0.19734 | 451542
2016-10-24 22:00 | 0.37941 | 0.221 | 454806
2016-10-24 23:00 | 0.22674 | 0.40067 | 462102
2016-10-25 | 0.049075 | 0.63928 | 459418
2016-10-25 01:00 | 1.28e-05 | 0.72394 | 445715
2016-10-25 02:00 | 0 | 0.72337 | 421898
2016-10-25 03:00 | 0 | 0.69728 | 395290
2016-10-25 04:00 | 0 | 0.66315 | 370928
2016-10-25 05:00 | 0 | 0.6265 | 353108
2016-10-25 06:00 | 0 | 0.58689 | 340493
2016-10-25 07:00 | 0 | 0.54778 | 333872
2016-10-25 08:00 | 0 | 0.51397 | 333840
2016-10-25 09:00 | 0 | 0.48461 | 345250
2016-10-25 10:00 | 0 | 0.47087 | 374380
2016-10-25 11:00 | 0 | 0.46125 | 402791
2016-10-25 12:00 | 0 | 0.45851 | 414577
2016-10-25 13:00 | 0.00060858 | 0.43481 | 420864
2016-10-25 14:00 | 0.10337 | 0.35033 | 425780
2016-10-25 15:00 | 0.36828 | 0.33402 | 429361
2016-10-25 16:00 | 0.5278 | 0.4093 | 433164
2016-10-25 17:00 | 0.58626 | 0.46754 | 437173
2016-10-25 18:00 | 0.58052 | 0.51008 | 440755
2016-10-25 19:00 | 0.57192 | 0.54519 | 444026
2016-10-25 20:00 | 0.58453 | 0.56278 | 448066
2016-10-25 21:00 | 0.60449 | 0.56047 | 451997
2016-10-25 22:00 | 0.59043 | 0.56234 | 457558
2016-10-25 23:00 | 0.45082 | 0.60567 | 465965
2016-10-26 | 0.08443 | 0.65915 | 463206
2016-10-26 01:00 | 1.25e-05 | 0.63796 | 450822
2016-10-26 02:00 | 0 | 0.61677 | 427489
2016-10-26 03:00 | 0 | 0.60167 | 401143
2016-10-26 04:00 | 0 | 0.58579 | 377467
2016-10-26 05:00 | 0 | 0.57539 | 358988
2016-10-26 06:00 | 0 | 0.56459 | 346963
2016-10-26 07:00 | 0 | 0.54997 | 340536
2016-10-26 08:00 | 0 | 0.52819 | 341377
2016-10-26 09:00 | 0 | 0.49029 | 351909
2016-10-26 10:00 | 0 | 0.45255 | 379889
2016-10-26 11:00 | 0 | 0.42703 | 408520
2016-10-26 12:00 | 0 | 0.40995 | 419924
2016-10-26 13:00 | 0.0015322 | 0.37334 | 425356
2016-10-26 14:00 | 0.22155 | 0.2509 | 430914
2016-10-26 15:00 | 0.60229 | 0.22467 | 434118
2016-10-26 16:00 | 0.69086 | 0.23716 | 437865
2016-10-26 17:00 | 0.67295 | 0.22542 | 442826
2016-10-26 18:00 | 0.64094 | 0.21141 | 447686
2016-10-26 19:00 | 0.62692 | 0.2041 | 452795
2016-10-26 20:00 | 0.6373 | 0.19366 | 458288
2016-10-26 21:00 | 0.66055 | 0.17845 | 463634
2016-10-26 22:00 | 0.63826 | 0.16027 | 469313
2016-10-26 23:00 | 0.43153 | 0.19458 | 474513
2016-10-27 | 0.066606 | 0.25241 | 470084
2016-10-27 01:00 | 1.18e-05 | 0.30527 | 457175
2016-10-27 02:00 | 0 | 0.3397 | 433502
2016-10-27 03:00 | 0 | 0.36102 | 405656
2016-10-27 04:00 | 0 | 0.36809 | 380313
2016-10-27 05:00 | 0 | 0.36953 | 361970
2016-10-27 06:00 | 0 | 0.37219 | 348505
2016-10-27 07:00 | 0 | 0.37093 | 341247
2016-10-27 08:00 | 0 | 0.36309 | 340680
2016-10-27 09:00 | 0 | 0.35047 | 350607
2016-10-27 10:00 | 0 | 0.34035 | 376569
2016-10-27 11:00 | 0 | 0.33383 | 404673
2016-10-27 12:00 | 0 | 0.32529 | 417790
2016-10-27 13:00 | 0.00108 | 0.31053 | 426933
2016-10-27 14:00 | 0.21046 | 0.21473 | 435210
2016-10-27 15:00 | 0.47088 | 0.1249 | 441686
2016-10-27 16:00 | 0.55383 | 0.13883 | 447689
2016-10-27 17:00 | 0.55972 | 0.15899 | 454898
2016-10-27 18:00 | 0.54281 | 0.16001 | 460712
2016-10-27 19:00 | 0.52744 | 0.16277 | 464519
2016-10-27 20:00 | 0.51936 | 0.17285 | 469105
2016-10-27 21:00 | 0.49665 | 0.19797 | 471458
2016-10-27 22:00 | 0.41965 | 0.29307 | 473190
2016-10-27 23:00 | 0.22641 | 0.53549 | 475743
2016-10-28 | 0.016406 | 0.69452 | 471538
2016-10-28 01:00 | 3.05e-07 | 0.78253 | 458174
2016-10-28 02:00 | 0 | 0.81725 | 435168
2016-10-28 03:00 | 0 | 0.82706 | 407076
2016-10-28 04:00 | 0 | 0.82673 | 380575
2016-10-28 05:00 | 0 | 0.81748 | 360923
2016-10-28 06:00 | 0 | 0.80145 | 346937
2016-10-28 07:00 | 0 | 0.78337 | 340245
2016-10-28 08:00 | 0 | 0.76474 | 339281
2016-10-28 09:00 | 0 | 0.7493 | 347939
2016-10-28 10:00 | 0 | 0.74235 | 374656
2016-10-28 11:00 | 0 | 0.73259 | 401690
2016-10-28 12:00 | 0 | 0.71839 | 413635
2016-10-28 13:00 | 0.0010715 | 0.66963 | 422680
2016-10-28 14:00 | 0.12715 | 0.50738 | 431243
2016-10-28 15:00 | 0.30073 | 0.37897 | 437540
2016-10-28 16:00 | 0.40028 | 0.43798 | 443197
2016-10-28 17:00 | 0.43958 | 0.49528 | 449351
2016-10-28 18:00 | 0.45617 | 0.50447 | 454376
2016-10-28 19:00 | 0.46053 | 0.51205 | 456865
2016-10-28 20:00 | 0.45842 | 0.51886 | 459630
2016-10-28 21:00 | 0.43588 | 0.51998 | 460343
2016-10-28 22:00 | 0.383 | 0.53825 | 459351
2016-10-28 23:00 | 0.25355 | 0.59539 | 458141
2016-10-29 | 0.056879 | 0.65941 | 451526
2016-10-29 01:00 | 2.79e-06 | 0.6569 | 438382
2016-10-29 02:00 | 0 | 0.63744 | 419698
2016-10-29 03:00 | 0 | 0.60871 | 398575
2016-10-29 04:00 | 0 | 0.57895 | 376913
2016-10-29 05:00 | 0 | 0.56044 | 358730
2016-10-29 06:00 | 0 | 0.54359 | 345598
2016-10-29 07:00 | 0 | 0.52466 | 336136
2016-10-29 08:00 | 0 | 0.51013 | 331955
2016-10-29 09:00 | 0 | 0.49525 | 334188
2016-10-29 10:00 | 0 | 0.48529 | 341183
2016-10-29 11:00 | 0 | 0.4785 | 353400
2016-10-29 12:00 | 0 | 0.46809 | 366362
2016-10-29 13:00 | 0.00071991 | 0.42792 | 379350
2016-10-29 14:00 | 0.1736 | 0.29084 | 393060
2016-10-29 15:00 | 0.50484 | 0.30702 | 402815
2016-10-29 16:00 | 0.62039 | 0.36949 | 410672
2016-10-29 17:00 | 0.62886 | 0.35709 | 417739
2016-10-29 18:00 | 0.60249 | 0.33823 | 425048
2016-10-29 19:00 | 0.59032 | 0.3416 | 430421
2016-10-29 20:00 | 0.60182 | 0.3581 | 436729
2016-10-29 21:00 | 0.62088 | 0.37472 | 439461
2016-10-29 22:00 | 0.59377 | 0.39075 | 439395
2016-10-29 23:00 | 0.37758 | 0.44487 | 439845
2016-10-30 | 0.046086 | 0.50805 | 433880
2016-10-30 01:00 | 7.84e-07 | 0.51938 | 421469
2016-10-30 02:00 | 0 | 0.51727 | 405072
2016-10-30 03:00 | 0 | 0.51507 | 385088
2016-10-30 04:00 | 0 | 0.51261 | 364576
2016-10-30 05:00 | 0 | 0.50782 | 348139
2016-10-30 06:00 | 0 | 0.49634 | 334018
2016-10-30 07:00 | 0 | 0.47682 | 324431
2016-10-30 08:00 | 0 | 0.45328 | 318956
2016-10-30 09:00 | 0 | 0.41187 | 317742
2016-10-30 10:00 | 0 | 0.37247 | 321987
2016-10-30 11:00 | 0 | 0.34725 | 330156
2016-10-30 12:00 | 0 | 0.32841 | 342297
2016-10-30 13:00 | 0.00059478 | 0.29405 | 356809
2016-10-30 14:00 | 0.18889 | 0.23537 | 371612
2016-10-30 15:00 | 0.3703 | 0.1885 | 384979
2016-10-30 16:00 | 0.46062 | 0.17385 | 398469
2016-10-30 17:00 | 0.48806 | 0.17828 | 411094
2016-10-30 18:00 | 0.4952 | 0.17708 | 421927
2016-10-30 19:00 | 0.5012 | 0.17661 | 429488
2016-10-30 20:00 | 0.50413 | 0.17675 | 436896
2016-10-30 21:00 | 0.49205 | 0.17665 | 441267
2016-10-30 22:00 | 0.43942 | 0.18572 | 444525
2016-10-30 23:00 | 0.26733 | 0.29305 | 448448
2016-10-31 | 0.054225 | 0.43282 | 445376
2016-10-31 01:00 | 1.55e-07 | 0.51223 | 430012
2016-10-31 02:00 | 0 | 0.54834 | 410424
2016-10-31 03:00 | 0 | 0.56649 | 386114
2016-10-31 04:00 | 0 | 0.57182 | 363896
2016-10-31 05:00 | 0 | 0.57026 | 346071
2016-10-31 06:00 | 0 | 0.5732 | 334247
2016-10-31 07:00 | 0 | 0.58172 | 327083
2016-10-31 08:00 | 0 | 0.58684 | 326644
2016-10-31 09:00 | 0 | 0.58748 | 336996
2016-10-31 10:00 | 0 | 0.59156 | 364167
2016-10-31 11:00 | 0 | 0.60877 | 394234
2016-10-31 12:00 | 0 | 0.63876 | 409948
2016-10-31 13:00 | 0.00047581 | 0.64488 | 418819
2016-10-31 14:00 | 0.15252 | 0.58588 | 428158
2016-10-31 15:00 | 0.50213 | 0.63919 | 435884
2016-10-31 16:00 | 0.62814 | 0.73225 | 443570
2016-10-31 17:00 | 0.6393 | 0.77852 | 452155
2016-10-31 18:00 | 0.61377 | 0.79627 | 457632
2016-10-31 19:00 | 0.59979 | 0.79533 | 463453
2016-10-31 20:00 | 0.60827 | 0.78543 | 466731
2016-10-31 21:00 | 0.62142 | 0.76919 | 467068
2016-10-31 22:00 | 0.58233 | 0.7741 | 465870
2016-10-31 23:00 | 0.37658 | 0.82655 | 462651
2016-11-01 | 0.058282 | 0.86168 | 457791
2016-11-01 01:00 | 0 | 0.85389 | 446536
2016-11-01 02:00 | 0 | 0.84215 | 426933
2016-11-01 03:00 | 0 | 0.82492 | 401248
2016-11-01 04:00 | 0 | 0.80523 | 377067
2016-11-01 05:00 | 0 | 0.78966 | 358819
2016-11-01 06:00 | 0 | 0.76166 | 346642
2016-11-01 07:00 | 0 | 0.72028 | 340076
2016-11-01 08:00 | 0 | 0.66835 | 339261
2016-11-01 09:00 | 0 | 0.59616 | 348857
2016-11-01 10:00 | 0 | 0.52623 | 375785
2016-11-01 11:00 | 0 | 0.47006 | 404362
2016-11-01 12:00 | 0 | 0.42961 | 418100
2016-11-01 13:00 | 0.0003552 | 0.38116 | 424883
2016-11-01 14:00 | 0.09131 | 0.26449 | 432738
2016-11-01 15:00 | 0.3218 | 0.19823 | 441024
2016-11-01 16:00 | 0.46121 | 0.19421 | 448543
2016-11-01 17:00 | 0.51334 | 0.23987 | 454209
2016-11-01 18:00 | 0.51294 | 0.26402 | 460031
2016-11-01 19:00 | 0.5041 | 0.28035 | 464625
2016-11-01 20:00 | 0.49829 | 0.29036 | 469424
2016-11-01 21:00 | 0.48337 | 0.29391 | 473308
2016-11-01 22:00 | 0.43537 | 0.31523 | 477350
2016-11-01 23:00 | 0.3073 | 0.42383 | 481831
2016-11-02 | 0.058241 | 0.49996 | 478077
2016-11-02 01:00 | 0 | 0.52088 | 461935
2016-11-02 02:00 | 0 | 0.5239 | 438071
2016-11-02 03:00 | 0 | 0.53165 | 411034
2016-11-02 04:00 | 0 | 0.53283 | 384186
2016-11-02 05:00 | 0 | 0.51605 | 363898
2016-11-02 06:00 | 0 | 0.48946 | 350436
2016-11-02 07:00 | 0 | 0.46407 | 342291
2016-11-02 08:00 | 0 | 0.44964 | 340929
2016-11-02 09:00 | 0 | 0.41985 | 350511
2016-11-02 10:00 | 0 | 0.39053 | 375741
2016-11-02 11:00 | 0 | 0.36786 | 403615
2016-11-02 12:00 | 0 | 0.34788 | 418313
2016-11-02 13:00 | 0.0001469 | 0.3173 | 426393
2016-11-02 14:00 | 0.090839 | 0.23045 | 436379
2016-11-02 15:00 | 0.49401 | 0.16919 | 444579
2016-11-02 16:00 | 0.6102 | 0.15316 | 451675
2016-11-02 17:00 | 0.60246 | 0.15635 | 459394
2016-11-02 18:00 | 0.57566 | 0.16208 | 466383
2016-11-02 19:00 | 0.55841 | 0.16308 | 471568
2016-11-02 20:00 | 0.56125 | 0.16472 | 474377
2016-11-02 21:00 | 0.57053 | 0.1712 | 475810
2016-11-02 22:00 | 0.54677 | 0.19586 | 479192
2016-11-02 23:00 | 0.37102 | 0.26805 | 481998
2016-11-03 | 0.054502 | 0.32192 | 476820
2016-11-03 01:00 | 0 | 0.33738 | 460151
2016-11-03 02:00 | 0 | 0.33984 | 436685
2016-11-03 03:00 | 0 | 0.34388 | 410743
2016-11-03 04:00 | 0 | 0.35579 | 386212
2016-11-03 05:00 | 0 | 0.3774 | 367300
2016-11-03 06:00 | 0 | 0.40505 | 351478
2016-11-03 07:00 | 0 | 0.42573 | 342221
2016-11-03 08:00 | 0 | 0.43823 | 340441
2016-11-03 09:00 | 0 | 0.43661 | 349046
2016-11-03 10:00 | 0 | 0.42904 | 372309
2016-11-03 11:00 | 0 | 0.42241 | 400076
2016-11-03 12:00 | 0 | 0.41969 | 415884
2016-11-03 13:00 | 9.89e-05 | 0.41156 | 425592
2016-11-03 14:00 | 0.087324 | 0.28845 | 436543
2016-11-03 15:00 | 0.43963 | 0.15792 | 444376
2016-11-03 16:00 | 0.56917 | 0.11204 | 450775
2016-11-03 17:00 | 0.584 | 0.10215 | 457150
2016-11-03 18:00 | 0.56883 | 0.10558 | 461030
2016-11-03 19:00 | 0.55311 | 0.10428 | 462902
2016-11-03 20:00 | 0.55007 | 0.098255 | 463605
2016-11-03 21:00 | 0.5448 | 0.091792 | 464188
2016-11-03 22:00 | 0.50449 | 0.107 | 466431
2016-11-03 23:00 | 0.32006 | 0.12507 | 469489
2016-11-04 | 0.045918 | 0.14517 | 466276
2016-11-04 01:00 | 0 | 0.16145 | 452064
2016-11-04 02:00 | 0 | 0.17814 | 428563
2016-11-04 03:00 | 0 | 0.21157 | 402878
2016-11-04 04:00 | 0 | 0.24962 | 378204
2016-11-04 05:00 | 0 | 0.27849 | 358324
2016-11-04 06:00 | 0 | 0.30317 | 345610
2016-11-04 07:00 | 0 | 0.32233 | 337040
2016-11-04 08:00 | 0 | 0.33283 | 335876
2016-11-04 09:00 | 0 | 0.31946 | 344352
2016-11-04 10:00 | 0 | 0.29838 | 368826
2016-11-04 11:00 | 0 | 0.28295 | 396880
2016-11-04 12:00 | 0 | 0.27061 | 411547
2016-11-04 13:00 | 3.04e-05 | 0.25344 | 419830
2016-11-04 14:00 | 0.061083 | 0.18028 | 428091
2016-11-04 15:00 | 0.36023 | 0.090824 | 432715
2016-11-04 16:00 | 0.48477 | 0.05975 | 435014
2016-11-04 17:00 | 0.52163 | 0.062693 | 438947
2016-11-04 18:00 | 0.5125 | 0.074259 | 441631
2016-11-04 19:00 | 0.49878 | 0.082199 | 442149
2016-11-04 20:00 | 0.49503 | 0.079657 | 442635
2016-11-04 21:00 | 0.49086 | 0.078435 | 442022
2016-11-04 22:00 | 0.44536 | 0.10602 | 442778
2016-11-04 23:00 | 0.28666 | 0.1716 | 445082
2016-11-05 | 0.035852 | 0.27805 | 439915
2016-11-05 01:00 | 0 | 0.36304 | 429862
2016-11-05 02:00 | 0 | 0.42301 | 411940
2016-11-05 03:00 | 0 | 0.46368 | 391059
2016-11-05 04:00 | 0 | 0.48608 | 370153
2016-11-05 05:00 | 0 | 0.49168 | 353399
2016-11-05 06:00 | 0 | 0.48296 | 341473
2016-11-05 07:00 | 0 | 0.46608 | 334333
2016-11-05 08:00 | 0 | 0.44448 | 331103
2016-11-05 09:00 | 0 | 0.40724 | 334017
2016-11-05 10:00 | 0 | 0.36327 | 342246
2016-11-05 11:00 | 0 | 0.33049 | 356642
2016-11-05 12:00 | 0 | 0.31098 | 371131
2016-11-05 13:00 | 7.2e-05 | 0.29555 | 383228
2016-11-05 14:00 | 0.04753 | 0.19885 | 390961
2016-11-05 15:00 | 0.34259 | 0.11207 | 394262
2016-11-05 16:00 | 0.48692 | 0.087998 | 394556
2016-11-05 17:00 | 0.52217 | 0.11272 | 393623
2016-11-05 18:00 | 0.51006 | 0.14657 | 392979
2016-11-05 19:00 | 0.49681 | 0.16768 | 392981
2016-11-05 20:00 | 0.49407 | 0.18014 | 395241
2016-11-05 21:00 | 0.48966 | 0.19407 | 397859
2016-11-05 22:00 | 0.45127 | 0.27496 | 405579
2016-11-05 23:00 | 0.31306 | 0.41097 | 412819
2016-11-06 | 0.043386 | 0.5164 | 411564
2016-11-06 01:00 | 0 | 0.57223 | 404747
2016-11-06 02:00 | 0 | 0.60668 | 390608
2016-11-06 03:00 | 0 | 0.63554 | 373425
2016-11-06 04:00 | 0 | 0.65732 | 355387
2016-11-06 05:00 | 0 | 0.66896 | 339352
2016-11-06 06:00 | 0 | 0.66521 | 329384
2016-11-06 07:00 | 0 | 0.64511 | 322959
2016-11-06 08:00 | 0 | 0.61031 | 320466
2016-11-06 09:00 | 0 | 0.56717 | 321170
2016-11-06 10:00 | 0 | 0.5308 | 325728
2016-11-06 11:00 | 0 | 0.50992 | 332624
2016-11-06 12:00 | 0 | 0.50393 | 345359
2016-11-06 13:00 | 4.1e-05 | 0.49817 | 357221
2016-11-06 14:00 | 0.085637 | 0.38196 | 367391
2016-11-06 15:00 | 0.4202 | 0.29985 | 373236
2016-11-06 16:00 | 0.53898 | 0.35314 | 377869
2016-11-06 17:00 | 0.5446 | 0.44288 | 381108
2016-11-06 18:00 | 0.53021 | 0.48695 | 384402
2016-11-06 19:00 | 0.52801 | 0.50987 | 386938
2016-11-06 20:00 | 0.543 | 0.51202 | 390845
2016-11-06 21:00 | 0.56571 | 0.50425 | 400236
2016-11-06 22:00 | 0.53484 | 0.53599 | 410590
2016-11-06 23:00 | 0.34439 | 0.62182 | 420573
2016-11-07 | 0.035073 | 0.67602 | 422553
2016-11-07 01:00 | 0 | 0.67817 | 417048
2016-11-07 02:00 | 0 | 0.66981 | 401103
2016-11-07 03:00 | 0 | 0.6594 | 383244
2016-11-07 04:00 | 0 | 0.64614 | 364444
2016-11-07 05:00 | 0 | 0.61552 | 348335
2016-11-07 06:00 | 0 | 0.58606 | 336181
2016-11-07 07:00 | 0 | 0.55818 | 329397
2016-11-07 08:00 | 0 | 0.53731 | 327608
2016-11-07 09:00 | 0 | 0.51038 | 331047
2016-11-07 10:00 | 0 | 0.48595 | 345633
2016-11-07 11:00 | 0 | 0.46614 | 376476
2016-11-07 12:00 | 0 | 0.44852 | 402683
2016-11-07 13:00 | 9.87e-05 | 0.41935 | 414736
2016-11-07 14:00 | 0.18835 | 0.28371 | 421647
2016-11-07 15:00 | 0.46513 | 0.21078 | 426656
2016-11-07 16:00 | 0.58962 | 0.24726 | 428919
2016-11-07 17:00 | 0.60697 | 0.26919 | 430687
2016-11-07 18:00 | 0.59176 | 0.28026 | 432362
2016-11-07 19:00 | 0.58084 | 0.28969 | 433968
2016-11-07 20:00 | 0.5953 | 0.30289 | 434391
2016-11-07 21:00 | 0.61936 | 0.31786 | 437060
2016-11-07 22:00 | 0.58627 | 0.32507 | 448643
2016-11-07 23:00 | 0.37143 | 0.39245 | 460712
2016-11-08 | 0.035522 | 0.44354 | 460750
2016-11-08 01:00 | 0 | 0.44975 | 454242
2016-11-08 02:00 | 0 | 0.43494 | 437320
2016-11-08 03:00 | 0 | 0.42117 | 414551
2016-11-08 04:00 | 0 | 0.41333 | 390965
2016-11-08 05:00 | 0 | 0.41024 | 370090
2016-11-08 06:00 | 0 | 0.41434 | 355713
2016-11-08 07:00 | 0 | 0.42045 | 346507
2016-11-08 08:00 | 0 | 0.42422 | 342579
2016-11-08 09:00 | 0 | 0.42813 | 343730
2016-11-08 10:00 | 0 | 0.43449 | 356009
2016-11-08 11:00 | 0 | 0.43497 | 382960
2016-11-08 12:00 | 0 | 0.43461 | 407432
2016-11-08 13:00 | 6.13e-05 | 0.42436 | 417824
2016-11-08 14:00 | 0.19821 | 0.3287 | 423057
2016-11-08 15:00 | 0.54457 | 0.30715 | 425691
2016-11-08 16:00 | 0.65281 | 0.28975 | 426448
2016-11-08 17:00 | 0.63926 | 0.27064 | 426886
2016-11-08 18:00 | 0.60235 | 0.26123 | 428327
2016-11-08 19:00 | 0.58659 | 0.25672 | 429072
2016-11-08 20:00 | 0.59891 | 0.25436 | 429520
2016-11-08 21:00 | 0.63246 | 0.25673 | 432640
2016-11-08 22:00 | 0.61522 | 0.30503 | 445778
2016-11-08 23:00 | 0.37868 | 0.4085 | 457394
2016-11-09 | 0.036632 | 0.5054 | 457668
2016-11-09 01:00 | 0 | 0.54479 | 451035
2016-11-09 02:00 | 0 | 0.54998 | 434243
2016-11-09 03:00 | 0 | 0.53878 | 410461
2016-11-09 04:00 | 0 | 0.51941 | 388056
2016-11-09 05:00 | 0 | 0.5025 | 371470
2016-11-09 06:00 | 0 | 0.49322 | 356814
2016-11-09 07:00 | 0 | 0.48235 | 345056
2016-11-09 08:00 | 0 | 0.47009 | 338487
2016-11-09 09:00 | 0 | 0.46187 | 338307
2016-11-09 10:00 | 0 | 0.45597 | 348602
2016-11-09 11:00 | 0 | 0.45644 | 375832
2016-11-09 12:00 | 0 | 0.45922 | 400769
2016-11-09 13:00 | 1.97e-05 | 0.45267 | 413065
2016-11-09 14:00 | 0.20866 | 0.34299 | 421908
2016-11-09 15:00 | 0.54671 | 0.19448 | 426417
2016-11-09 16:00 | 0.63677 | 0.12604 | 426920
2016-11-09 17:00 | 0.6264 | 0.14684 | 428995
2016-11-09 18:00 | 0.59241 | 0.16573 | 430462
2016-11-09 19:00 | 0.57383 | 0.18108 | 430710
2016-11-09 20:00 | 0.58132 | 0.18578 | 430888
2016-11-09 21:00 | 0.60428 | 0.19269 | 435479
2016-11-09 22:00 | 0.57118 | 0.30981 | 446668
2016-11-09 23:00 | 0.35379 | 0.43098 | 458996
2016-11-10 | 0.032319 | 0.51648 | 459987
2016-11-10 01:00 | 0 | 0.58375 | 454010
2016-11-10 02:00 | 0 | 0.63266 | 437767
2016-11-10 03:00 | 0 | 0.66923 | 415539
2016-11-10 04:00 | 0 | 0.69835 | 392399
2016-11-10 05:00 | 0 | 0.71789 | 372662
2016-11-10 06:00 | 0 | 0.726 | 358277
2016-11-10 07:00 | 0 | 0.71939 | 349674
2016-11-10 08:00 | 0 | 0.69938 | 345853
2016-11-10 09:00 | 0 | 0.67222 | 348169
2016-11-10 10:00 | 0 | 0.6488 | 360076
2016-11-10 11:00 | 0 | 0.62688 | 389933
2016-11-10 12:00 | 0 | 0.60677 | 414297
2016-11-10 13:00 | 2.42e-05 | 0.57491 | 422778
2016-11-10 14:00 | 0.16159 | 0.39133 | 424861
2016-11-10 15:00 | 0.50842 | 0.23404 | 425356
2016-11-10 16:00 | 0.61482 | 0.3347 | 424871
2016-11-10 17:00 | 0.61119 | 0.4044 | 424766
2016-11-10 18:00 | 0.57708 | 0.43226 | 425604
2016-11-10 19:00 | 0.56003 | 0.43728 | 426796
2016-11-10 20:00 | 0.56977 | 0.43397 | 427295
2016-11-10 21:00 | 0.59285 | 0.42891 | 429964
2016-11-10 22:00 | 0.56237 | 0.47397 | 440203
2016-11-10 23:00 | 0.32904 | 0.58329 | 452413
2016-11-11 | 0.025362 | 0.65565 | 453740
2016-11-11 01:00 | 0 | 0.69485 | 448723
2016-11-11 02:00 | 0 | 0.71141 | 434945
2016-11-11 03:00 | 0 | 0.71042 | 413757
2016-11-11 04:00 | 0 | 0.69203 | 391708
2016-11-11 05:00 | 0 | 0.66461 | 371502
2016-11-11 06:00 | 0 | 0.63548 | 357326
2016-11-11 07:00 | 0 | 0.60083 | 347689
2016-11-11 08:00 | 0 | 0.56494 | 343422
2016-11-11 09:00 | 0 | 0.53003 | 344999
2016-11-11 10:00 | 0 | 0.5001 | 354705
2016-11-11 11:00 | 0 | 0.4745 | 378884
2016-11-11 12:00 | 0 | 0.45462 | 402229
2016-11-11 13:00 | 3.58e-05 | 0.41896 | 413318
2016-11-11 14:00 | 0.1455 | 0.2892 | 417219
2016-11-11 15:00 | 0.50679 | 0.23944 | 418797
2016-11-11 16:00 | 0.64362 | 0.22113 | 419146
2016-11-11 17:00 | 0.63532 | 0.21662 | 418334
2016-11-11 18:00 | 0.59609 | 0.21877 | 418496
2016-11-11 19:00 | 0.57887 | 0.22777 | 418696
2016-11-11 20:00 | 0.59332 | 0.24302 | 418481
2016-11-11 21:00 | 0.62102 | 0.26028 | 421340
2016-11-11 22:00 | 0.58323 | 0.31089 | 431879
2016-11-11 23:00 | 0.31726 | 0.45497 | 440688
2016-11-12 | 0.021613 | 0.5624 | 439461
2016-11-12 01:00 | 0 | 0.60334 | 433417
2016-11-12 02:00 | 0 | 0.61828 | 420648
2016-11-12 03:00 | 0 | 0.61888 | 403892
2016-11-12 04:00 | 0 | 0.61755 | 385337
2016-11-12 05:00 | 0 | 0.61783 | 367248
2016-11-12 06:00 | 0 | 0.61823 | 353155
2016-11-12 07:00 | 0 | 0.61394 | 344828
2016-11-12 08:00 | 0 | 0.60623 | 340511
2016-11-12 09:00 | 0 | 0.59571 | 340583
2016-11-12 10:00 | 0 | 0.58514 | 345289
2016-11-12 11:00 | 0 | 0.57087 | 355373
2016-11-12 12:00 | 0 | 0.55875 | 368396
2016-11-12 13:00 | 4.35e-05 | 0.53986 | 381390
2016-11-12 14:00 | 0.18715 | 0.42827 | 389712
2016-11-12 15:00 | 0.43785 | 0.27949 | 392801
2016-11-12 16:00 | 0.53778 | 0.32452 | 393111
2016-11-12 17:00 | 0.54546 | 0.35692 | 391081
2016-11-12 18:00 | 0.5334 | 0.35838 | 388594
2016-11-12 19:00 | 0.5275 | 0.36779 | 386795
2016-11-12 20:00 | 0.54027 | 0.37307 | 387364
2016-11-12 21:00 | 0.55471 | 0.37812 | 392396
2016-11-12 22:00 | 0.50971 | 0.44845 | 406035
2016-11-12 23:00 | 0.25867 | 0.56445 | 419527
2016-11-13 | 0.019455 | 0.66151 | 422595
2016-11-13 01:00 | 0 | 0.73017 | 421057
2016-11-13 02:00 | 0 | 0.77072 | 411988
2016-11-13 03:00 | 0 | 0.79402 | 398326
2016-11-13 04:00 | 0 | 0.80453 | 382834
2016-11-13 05:00 | 0 | 0.80911 | 367618
2016-11-13 06:00 | 0 | 0.80827 | 355910
2016-11-13 07:00 | 0 | 0.80221 | 348713
2016-11-13 08:00 | 0 | 0.79217 | 343481
2016-11-13 09:00 | 0 | 0.77372 | 342102
2016-11-13 10:00 | 0 | 0.75738 | 346332
2016-11-13 11:00 | 0 | 0.7402 | 354510
2016-11-13 12:00 | 0 | 0.72208 | 365072
2016-11-13 13:00 | 3.36e-05 | 0.69317 | 375353
2016-11-13 14:00 | 0.17079 | 0.52023 | 381539
2016-11-13 15:00 | 0.49924 | 0.34094 | 382161
2016-11-13 16:00 | 0.61755 | 0.3969 | 381553
2016-11-13 17:00 | 0.61042 | 0.51232 | 381489
2016-11-13 18:00 | 0.57803 | 0.51666 | 381742
2016-11-13 19:00 | 0.56551 | 0.51132 | 382484
2016-11-13 20:00 | 0.58333 | 0.50204 | 384574
2016-11-13 21:00 | 0.61267 | 0.49492 | 391806
2016-11-13 22:00 | 0.57851 | 0.5359 | 408986
2016-11-13 23:00 | 0.31695 | 0.63982 | 426882
2016-11-14 | 0.02192 | 0.67351 | 430953
2016-11-14 01:00 | 0 | 0.69272 | 430938
2016-11-14 02:00 | 0 | 0.6945 | 417746
2016-11-14 03:00 | 0 | 0.68277 | 399502
2016-11-14 04:00 | 0 | 0.66914 | 379881
2016-11-14 05:00 | 0 | 0.66114 | 362913
2016-11-14 06:00 | 0 | 0.6515 | 349904
2016-11-14 07:00 | 0 | 0.64016 | 342914
2016-11-14 08:00 | 0 | 0.62074 | 341012
2016-11-14 09:00 | 0 | 0.58465 | 345976
2016-11-14 10:00 | 0 | 0.54462 | 362341
2016-11-14 11:00 | 0 | 0.51206 | 393689
2016-11-14 12:00 | 0 | 0.4847 | 421004
2016-11-14 13:00 | 2.38e-05 | 0.45668 | 430839
2016-11-14 14:00 | 0.18611 | 0.33694 | 433072
2016-11-14 15:00 | 0.51314 | 0.20802 | 432017
2016-11-14 16:00 | 0.63871 | 0.1659 | 430617
2016-11-14 17:00 | 0.6322 | 0.18535 | 428936
2016-11-14 18:00 | 0.59416 | 0.20663 | 429070
2016-11-14 19:00 | 0.5803 | 0.22521 | 429960
2016-11-14 20:00 | 0.59862 | 0.24299 | 430707
2016-11-14 21:00 | 0.63527 | 0.25345 | 436153
2016-11-14 22:00 | 0.60133 | 0.28695 | 450135
2016-11-14 23:00 | 0.33691 | 0.32128 | 462512
2016-11-15 | 0.018082 | 0.34175 | 463726
2016-11-15 01:00 | 0 | 0.36325 | 458080
2016-11-15 02:00 | 0 | 0.3873 | 441923
2016-11-15 03:00 | 0 | 0.42248 | 419149
2016-11-15 04:00 | 0 | 0.46574 | 394010
2016-11-15 05:00 | 0 | 0.50418 | 374011
2016-11-15 06:00 | 0 | 0.53616 | 359783
2016-11-15 07:00 | 0 | 0.56506 | 350973
2016-11-15 08:00 | 0 | 0.58359 | 347090
2016-11-15 09:00 | 0 | 0.5918 | 349717
2016-11-15 10:00 | 0 | 0.59244 | 361722
2016-11-15 11:00 | 0 | 0.59192 | 391526
2016-11-15 12:00 | 0 | 0.5906 | 417710
2016-11-15 13:00 | 2.47e-05 | 0.58535 | 426726
2016-11-15 14:00 | 0.20047 | 0.45203 | 429103
2016-11-15 15:00 | 0.56314 | 0.18747 | 428933
2016-11-15 16:00 | 0.66132 | 0.165 | 427043
2016-11-15 17:00 | 0.63426 | 0.21636 | 426613
2016-11-15 18:00 | 0.59195 | 0.23055 | 428470
2016-11-15 19:00 | 0.57433 | 0.23554 | 429860
2016-11-15 20:00 | 0.587 | 0.23321 | 431192
2016-11-15 21:00 | 0.61214 | 0.21568 | 435035
2016-11-15 22:00 | 0.5726 | 0.26866 | 447443
2016-11-15 23:00 | 0.2887 | 0.34492 | 457660
2016-11-16 | 0.014792 | 0.40672 | 459462
2016-11-16 01:00 | 0 | 0.44886 | 454621
2016-11-16 02:00 | 0 | 0.47637 | 439452
2016-11-16 03:00 | 0 | 0.50032 | 416820
2016-11-16 04:00 | 0 | 0.52776 | 392584
2016-11-16 05:00 | 0 | 0.55123 | 371667
2016-11-16 06:00 | 0 | 0.56916 | 357214
2016-11-16 07:00 | 0 | 0.58612 | 349218
2016-11-16 08:00 | 0 | 0.59892 | 345715
2016-11-16 09:00 | 0 | 0.60664 | 347876
2016-11-16 10:00 | 0 | 0.62262 | 362110
2016-11-16 11:00 | 0 | 0.64059 | 392804
2016-11-16 12:00 | 0 | 0.64834 | 418031
2016-11-16 13:00 | 2.62e-05 | 0.6587 | 425972
2016-11-16 14:00 | 0.13532 | 0.54813 | 427597
2016-11-16 15:00 | 0.31881 | 0.31763 | 427627
2016-11-16 16:00 | 0.44679 | 0.27515 | 426578
2016-11-16 17:00 | 0.4859 | 0.45895 | 426245
2016-11-16 18:00 | 0.48515 | 0.58808 | 428712
2016-11-16 19:00 | 0.47905 | 0.63536 | 430296
2016-11-16 20:00 | 0.48331 | 0.65404 | 431956
2016-11-16 21:00 | 0.47039 | 0.66785 | 435639
2016-11-16 22:00 | 0.39232 | 0.70689 | 446127
2016-11-16 23:00 | 0.18696 | 0.77544 | 456617
2016-11-17 | 0.018365 | 0.81228 | 458388
2016-11-17 01:00 | 0 | 0.80471 | 453785
2016-11-17 02:00 | 0 | 0.77974 | 439943
2016-11-17 03:00 | 0 | 0.75421 | 417582
2016-11-17 04:00 | 0 | 0.73164 | 393907
2016-11-17 05:00 | 0 | 0.71578 | 373832
2016-11-17 06:00 | 0 | 0.70306 | 358914
2016-11-17 07:00 | 0 | 0.69288 | 349622
2016-11-17 08:00 | 0 | 0.68168 | 345824
2016-11-17 09:00 | 0 | 0.65845 | 349147
2016-11-17 10:00 | 0 | 0.63755 | 362368
2016-11-17 11:00 | 0 | 0.62668 | 391662
2016-11-17 12:00 | 0 | 0.6173 | 417282
2016-11-17 13:00 | 1.8e-05 | 0.60838 | 425836
2016-11-17 14:00 | 0.099928 | 0.55908 | 428519
2016-11-17 15:00 | 0.42475 | 0.551 | 429950
2016-11-17 16:00 | 0.56179 | 0.59199 | 428367
2016-11-17 17:00 | 0.56136 | 0.62074 | 428497
2016-11-17 18:00 | 0.53842 | 0.64433 | 429853
2016-11-17 19:00 | 0.52742 | 0.66047 | 431227
2016-11-17 20:00 | 0.53333 | 0.68247 | 432204
2016-11-17 21:00 | 0.54809 | 0.71306 | 434647
2016-11-17 22:00 | 0.537 | 0.73744 | 445468
2016-11-17 23:00 | 0.29832 | 0.75509 | 455817
2016-11-18 | 0.016674 | 0.75967 | 458725
2016-11-18 01:00 | 0 | 0.75591 | 455329
2016-11-18 02:00 | 0 | 0.75477 | 441714
2016-11-18 03:00 | 0 | 0.75522 | 420225
2016-11-18 04:00 | 0 | 0.75388 | 397919
2016-11-18 05:00 | 0 | 0.75334 | 377492
2016-11-18 06:00 | 0 | 0.74747 | 361446
2016-11-18 07:00 | 0 | 0.74383 | 351750
2016-11-18 08:00 | 0 | 0.74888 | 347859
2016-11-18 09:00 | 0 | 0.75631 | 350172
2016-11-18 10:00 | 0 | 0.76008 | 362246
2016-11-18 11:00 | 0 | 0.76537 | 390730
2016-11-18 12:00 | 0 | 0.76482 | 415430
2016-11-18 13:00 | 2.35e-05 | 0.76036 | 424480
2016-11-18 14:00 | 0.1318 | 0.74901 | 429303
2016-11-18 15:00 | 0.58081 | 0.78372 | 432262
2016-11-18 16:00 | 0.67854 | 0.79347 | 432288
2016-11-18 17:00 | 0.66039 | 0.78354 | 431234
2016-11-18 18:00 | 0.6255 | 0.77327 | 431637
2016-11-18 19:00 | 0.60785 | 0.76908 | 431202
2016-11-18 20:00 | 0.62143 | 0.76299 | 429761
2016-11-18 21:00 | 0.65265 | 0.74902 | 429356
2016-11-18 22:00 | 0.60903 | 0.71976 | 436510
2016-11-18 23:00 | 0.32916 | 0.69778 | 442370
2016-11-19 | 0.015713 | 0.70358 | 440526
2016-11-19 01:00 | 0 | 0.67843 | 434981
2016-11-19 02:00 | 0 | 0.64497 | 422453
2016-11-19 03:00 | 0 | 0.61165 | 406615
2016-11-19 04:00 | 0 | 0.58258 | 387722
2016-11-19 05:00 | 0 | 0.56013 | 369717
2016-11-19 06:00 | 0 | 0.54125 | 354879
2016-11-19 07:00 | 0 | 0.519 | 344814
2016-11-19 08:00 | 0 | 0.49244 | 339808
2016-11-19 09:00 | 0 | 0.45117 | 340430
2016-11-19 10:00 | 0 | 0.40794 | 345724
2016-11-19 11:00 | 0 | 0.38125 | 356890
2016-11-19 12:00 | 0 | 0.36273 | 371621
2016-11-19 13:00 | 2.04e-05 | 0.34648 | 386603
2016-11-19 14:00 | 0.12827 | 0.26343 | 398800
2016-11-19 15:00 | 0.53421 | 0.26304 | 405020
2016-11-19 16:00 | 0.65757 | 0.30987 | 406368
2016-11-19 17:00 | 0.63824 | 0.33489 | 404935
2016-11-19 18:00 | 0.59851 | 0.35106 | 402033
2016-11-19 19:00 | 0.58113 | 0.36259 | 399027
2016-11-19 20:00 | 0.59317 | 0.37013 | 397484
2016-11-19 21:00 | 0.62465 | 0.36828 | 400502
2016-11-19 22:00 | 0.58108 | 0.36779 | 413683
2016-11-19 23:00 | 0.26681 | 0.4896 | 427279
2016-11-20 | 0.011802 | 0.54532 | 431645
2016-11-20 01:00 | 0 | 0.55647 | 430975
2016-11-20 02:00 | 0 | 0.5548 | 423762
2016-11-20 03:00 | 0 | 0.57318 | 411879
2016-11-20 04:00 | 0 | 0.58705 | 396011
2016-11-20 05:00 | 0 | 0.58949 | 382816
2016-11-20 06:00 | 0 | 0.58018 | 371724
2016-11-20 07:00 | 0 | 0.56837 | 364615
2016-11-20 08:00 | 0 | 0.5557 | 361541
2016-11-20 09:00 | 0 | 0.52701 | 362066
2016-11-20 10:00 | 0 | 0.50121 | 367715
2016-11-20 11:00 | 0 | 0.48104 | 377998
2016-11-20 12:00 | 0 | 0.46581 | 390252
2016-11-20 13:00 | 2.28e-05 | 0.44773 | 404595
2016-11-20 14:00 | 0.095506 | 0.33938 | 413303
2016-11-20 15:00 | 0.42029 | 0.29386 | 413355
2016-11-20 16:00 | 0.52859 | 0.31263 | 411016
2016-11-20 17:00 | 0.53046 | 0.30861 | 408200
2016-11-20 18:00 | 0.50024 | 0.28805 | 405059
2016-11-20 19:00 | 0.48172 | 0.26147 | 402637
2016-11-20 20:00 | 0.47902 | 0.23499 | 402846
2016-11-20 21:00 | 0.46255 | 0.20869 | 409160
2016-11-20 22:00 | 0.37658 | 0.25825 | 426655
2016-11-20 23:00 | 0.13829 | 0.4101 | 444859
2016-11-21 | 0.0076254 | 0.51124 | 452735
2016-11-21 01:00 | 0 | 0.55683 | 453663
2016-11-21 02:00 | 0 | 0.56372 | 444215
2016-11-21 03:00 | 0 | 0.55238 | 429663
2016-11-21 04:00 | 0 | 0.53917 | 412088
2016-11-21 05:00 | 0 | 0.52499 | 396983
2016-11-21 06:00 | 0 | 0.50086 | 386667
2016-11-21 07:00 | 0 | 0.47638 | 381643
2016-11-21 08:00 | 0 | 0.45753 | 380988
2016-11-21 09:00 | 0 | 0.42783 | 385774
2016-11-21 10:00 | 0 | 0.39814 | 400883
2016-11-21 11:00 | 0 | 0.38833 | 433200
2016-11-21 12:00 | 0 | 0.39541 | 460210
2016-11-21 13:00 | 1.79e-05 | 0.40546 | 470429
2016-11-21 14:00 | 0.047487 | 0.35284 | 469601
2016-11-21 15:00 | 0.16175 | 0.27948 | 464608
2016-11-21 16:00 | 0.2712 | 0.27336 | 457689
2016-11-21 17:00 | 0.34147 | 0.32378 | 450508
2016-11-21 18:00 | 0.36637 | 0.38846 | 445167
2016-11-21 19:00 | 0.36407 | 0.42079 | 440899
2016-11-21 20:00 | 0.34632 | 0.44456 | 439651
2016-11-21 21:00 | 0.31713 | 0.46849 | 444452
2016-11-21 22:00 | 0.26344 | 0.57538 | 462555
2016-11-21 23:00 | 0.16766 | 0.71958 | 478994
2016-11-22 | 0.013395 | 0.74609 | 485243
2016-11-22 01:00 | 0 | 0.73725 | 484328
2016-11-22 02:00 | 0 | 0.72005 | 472096
2016-11-22 03:00 | 0 | 0.70695 | 451534
2016-11-22 04:00 | 0 | 0.69181 | 430349
2016-11-22 05:00 | 0 | 0.68076 | 411026
2016-11-22 06:00 | 0 | 0.66705 | 398180
2016-11-22 07:00 | 0 | 0.65902 | 390171
2016-11-22 08:00 | 0 | 0.6425 | 387592
2016-11-22 09:00 | 0 | 0.63075 | 391911
2016-11-22 10:00 | 0 | 0.62603 | 404976
2016-11-22 11:00 | 0 | 0.61974 | 433602
2016-11-22 12:00 | 0 | 0.61231 | 457480
2016-11-22 13:00 | 5.38e-08 | 0.60802 | 466043
2016-11-22 14:00 | 0.071122 | 0.53612 | 464785
2016-11-22 15:00 | 0.42971 | 0.49679 | 460742
2016-11-22 16:00 | 0.58341 | 0.54037 | 454831
2016-11-22 17:00 | 0.5959 | 0.57232 | 447871
2016-11-22 18:00 | 0.55742 | 0.57981 | 444399
2016-11-22 19:00 | 0.53775 | 0.57499 | 441711
2016-11-22 20:00 | 0.54466 | 0.56715 | 440798
2016-11-22 21:00 | 0.56203 | 0.55205 | 445928
2016-11-22 22:00 | 0.5217 | 0.55696 | 461392
2016-11-22 23:00 | 0.25109 | 0.597 | 474383
2016-11-23 | 0.0063784 | 0.58402 | 478166
2016-11-23 01:00 | 0 | 0.56081 | 475989
2016-11-23 02:00 | 0 | 0.53674 | 464330
2016-11-23 03:00 | 0 | 0.52083 | 445737
2016-11-23 04:00 | 0 | 0.51232 | 424766
2016-11-23 05:00 | 0 | 0.50481 | 405449
2016-11-23 06:00 | 0 | 0.49932 | 391023
2016-11-23 07:00 | 0 | 0.49426 | 381703
2016-11-23 08:00 | 0 | 0.48526 | 377086
2016-11-23 09:00 | 0 | 0.46916 | 378179
2016-11-23 10:00 | 0 | 0.45492 | 387805
2016-11-23 11:00 | 0 | 0.44024 | 410565
2016-11-23 12:00 | 0 | 0.42182 | 432308
2016-11-23 13:00 | 1.07e-05 | 0.40312 | 445040
2016-11-23 14:00 | 0.15702 | 0.29931 | 450014
2016-11-23 15:00 | 0.48034 | 0.27772 | 451262
2016-11-23 16:00 | 0.59334 | 0.25622 | 448505
2016-11-23 17:00 | 0.59953 | 0.22649 | 443676
2016-11-23 18:00 | 0.57029 | 0.20794 | 439557
2016-11-23 19:00 | 0.55756 | 0.20172 | 437064
2016-11-23 20:00 | 0.57509 | 0.19807 | 435214
2016-11-23 21:00 | 0.60588 | 0.18519 | 438616
2016-11-23 22:00 | 0.56652 | 0.19381 | 450517
2016-11-23 23:00 | 0.25987 | 0.25727 | 457499
2016-11-24 | 0.019017 | 0.29588 | 457519
2016-11-24 01:00 | 0 | 0.32361 | 452882
2016-11-24 02:00 | 0 | 0.34824 | 440455
2016-11-24 03:00 | 0 | 0.37973 | 422019
2016-11-24 04:00 | 0 | 0.39879 | 400437
2016-11-24 05:00 | 0 | 0.40114 | 378621
2016-11-24 06:00 | 0 | 0.39981 | 361370
2016-11-24 07:00 | 0 | 0.39257 | 349616
2016-11-24 08:00 | 0 | 0.38735 | 342238
2016-11-24 09:00 | 0 | 0.38313 | 339265
2016-11-24 10:00 | 0 | 0.37911 | 341378
2016-11-24 11:00 | 0 | 0.38104 | 349184
2016-11-24 12:00 | 0 | 0.38145 | 360350
2016-11-24 13:00 | 8.1e-06 | 0.37974 | 378419
2016-11-24 14:00 | 0.121 | 0.31725 | 397131
2016-11-24 15:00 | 0.45457 | 0.24927 | 410459
2016-11-24 16:00 | 0.5999 | 0.29506 | 417634
2016-11-24 17:00 | 0.60157 | 0.36437 | 414375
2016-11-24 18:00 | 0.57085 | 0.37716 | 404355
2016-11-24 19:00 | 0.55488 | 0.37331 | 395055
2016-11-24 20:00 | 0.56753 | 0.37195 | 386948
2016-11-24 21:00 | 0.58479 | 0.36533 | 381058
2016-11-24 22:00 | 0.54184 | 0.36161 | 380683
2016-11-24 23:00 | 0.24719 | 0.42876 | 383072
2016-11-25 | 0.0064978 | 0.45052 | 383138
2016-11-25 01:00 | 0 | 0.45735 | 382911
2016-11-25 02:00 | 0 | 0.46304 | 377658
2016-11-25 03:00 | 0 | 0.47665 | 369843
2016-11-25 04:00 | 0 | 0.49226 | 358662
2016-11-25 05:00 | 0 | 0.50467 | 346627
2016-11-25 06:00 | 0 | 0.51445 | 336310
2016-11-25 07:00 | 0 | 0.52252 | 328607
2016-11-25 08:00 | 0 | 0.51631 | 325091
2016-11-25 09:00 | 0 | 0.50504 | 326511
2016-11-25 10:00 | 0 | 0.49899 | 331977
2016-11-25 11:00 | 0 | 0.48956 | 343329
2016-11-25 12:00 | 0 | 0.47574 | 357486
2016-11-25 13:00 | 3.02e-07 | 0.46332 | 371226
2016-11-25 14:00 | 0.11004 | 0.38056 | 383890
2016-11-25 15:00 | 0.48557 | 0.23888 | 391571
2016-11-25 16:00 | 0.60668 | 0.16614 | 395380
2016-11-25 17:00 | 0.58435 | 0.15312 | 396317
2016-11-25 18:00 | 0.55642 | 0.16035 | 394411
2016-11-25 19:00 | 0.53961 | 0.17186 | 392762
2016-11-25 20:00 | 0.54595 | 0.17577 | 391901
2016-11-25 21:00 | 0.55706 | 0.21905 | 396044
2016-11-25 22:00 | 0.50413 | 0.32492 | 406896
2016-11-25 23:00 | 0.19677 | 0.45298 | 416199
2016-11-26 | 0.0051314 | 0.55427 | 418426
2016-11-26 01:00 | 0 | 0.62732 | 415820
2016-11-26 02:00 | 0 | 0.67196 | 407072
2016-11-26 03:00 | 0 | 0.68767 | 393596
2016-11-26 04:00 | 0 | 0.67958 | 378696
2016-11-26 05:00 | 0 | 0.6632 | 361931
2016-11-26 06:00 | 0 | 0.64051 | 349185
2016-11-26 07:00 | 0 | 0.61417 | 340395
2016-11-26 08:00 | 0 | 0.58891 | 335497
2016-11-26 09:00 | 0 | 0.57269 | 334757
2016-11-26 10:00 | 0 | 0.56145 | 339519
2016-11-26 11:00 | 0 | 0.54286 | 348815
2016-11-26 12:00 | 0 | 0.51642 | 361410
2016-11-26 13:00 | 0 | 0.4956 | 375765
2016-11-26 14:00 | 0.044908 | 0.40129 | 389723
2016-11-26 15:00 | 0.40162 | 0.23556 | 397906
2016-11-26 16:00 | 0.52884 | 0.19982 | 400428
2016-11-26 17:00 | 0.52598 | 0.24334 | 398878
2016-11-26 18:00 | 0.48968 | 0.27604 | 394611
2016-11-26 19:00 | 0.46614 | 0.28139 | 390173
2016-11-26 20:00 | 0.45634 | 0.2661 | 387851
2016-11-26 21:00 | 0.44754 | 0.2471 | 393039
2016-11-26 22:00 | 0.36802 | 0.27944 | 407750
2016-11-26 23:00 | 0.15401 | 0.36775 | 422463
2016-11-27 | 0.0021298 | 0.45758 | 428188
2016-11-27 01:00 | 0 | 0.51509 | 427833
2016-11-27 02:00 | 0 | 0.5554 | 420951
2016-11-27 03:00 | 0 | 0.56885 | 409666
2016-11-27 04:00 | 0 | 0.57004 | 395489
2016-11-27 05:00 | 0 | 0.5569 | 380970
2016-11-27 06:00 | 0 | 0.53262 | 368714
2016-11-27 07:00 | 0 | 0.51194 | 360779
2016-11-27 08:00 | 0 | 0.49535 | 357817
2016-11-27 09:00 | 0 | 0.481 | 357740
2016-11-27 10:00 | 0 | 0.49657 | 362297
2016-11-27 11:00 | 0 | 0.53261 | 371445
2016-11-27 12:00 | 0 | 0.56333 | 383264
2016-11-27 13:00 | 0 | 0.58346 | 394819
2016-11-27 14:00 | 0.035921 | 0.57758 | 400599
2016-11-27 15:00 | 0.24958 | 0.59099 | 400939
2016-11-27 16:00 | 0.39952 | 0.60306 | 399311
2016-11-27 17:00 | 0.45151 | 0.63772 | 397982
2016-11-27 18:00 | 0.4475 | 0.67485 | 397282
2016-11-27 19:00 | 0.44125 | 0.70498 | 396576
2016-11-27 20:00 | 0.44049 | 0.72842 | 398083
2016-11-27 21:00 | 0.43384 | 0.76141 | 406538
2016-11-27 22:00 | 0.37243 | 0.81079 | 427369
2016-11-27 23:00 | 0.16594 | 0.85209 | 444427
2016-11-28 | 0.005972 | 0.86063 | 451693
2016-11-28 01:00 | 0 | 0.86156 | 450201
2016-11-28 02:00 | 0 | 0.86247 | 436097
2016-11-28 03:00 | 0 | 0.86837 | 420486
2016-11-28 04:00 | 0 | 0.87844 | 399764
2016-11-28 05:00 | 0 | 0.88867 | 383424
2016-11-28 06:00 | 0 | 0.89231 | 369420
2016-11-28 07:00 | 0 | 0.89313 | 362223
2016-11-28 08:00 | 0 | 0.88596 | 359618
2016-11-28 09:00 | 0 | 0.87818 | 361754
2016-11-28 10:00 | 0 | 0.87255 | 375602
2016-11-28 11:00 | 0 | 0.86657 | 406268
2016-11-28 12:00 | 0 | 0.85771 | 433750
2016-11-28 13:00 | 1.64e-06 | 0.85082 | 445747
2016-11-28 14:00 | 0.12211 | 0.75841 | 450896
2016-11-28 15:00 | 0.32252 | 0.68212 | 453009
2016-11-28 16:00 | 0.43992 | 0.7399 | 452270
2016-11-28 17:00 | 0.46279 | 0.79712 | 449944
2016-11-28 18:00 | 0.45789 | 0.80492 | 447330
2016-11-28 19:00 | 0.45144 | 0.80753 | 445643
2016-11-28 20:00 | 0.4538 | 0.79765 | 445537
2016-11-28 21:00 | 0.44493 | 0.78527 | 451033
2016-11-28 22:00 | 0.36771 | 0.80125 | 466339
2016-11-28 23:00 | 0.17167 | 0.82248 | 477026
2016-11-29 | 0.0057514 | 0.82804 | 480299
2016-11-29 01:00 | 0 | 0.83238 | 476024
2016-11-29 02:00 | 0 | 0.83226 | 460372
2016-11-29 03:00 | 0 | 0.83047 | 437418
2016-11-29 04:00 | 0 | 0.82832 | 411152
2016-11-29 05:00 | 0 | 0.82341 | 388395
2016-11-29 06:00 | 0 | 0.81067 | 370865
2016-11-29 07:00 | 0 | 0.79561 | 359202
2016-11-29 08:00 | 0 | 0.78704 | 353473
2016-11-29 09:00 | 0 | 0.78 | 354019
2016-11-29 10:00 | 0 | 0.77162 | 364087
2016-11-29 11:00 | 0 | 0.76743 | 392679
2016-11-29 12:00 | 0 | 0.76713 | 421206
2016-11-29 13:00 | 1.17e-06 | 0.76016 | 434752
2016-11-29 14:00 | 0.064637 | 0.61128 | 442692
2016-11-29 15:00 | 0.44369 | 0.5614 | 447076
2016-11-29 16:00 | 0.59592 | 0.65794 | 447270
2016-11-29 17:00 | 0.58334 | 0.66232 | 446183
2016-11-29 18:00 | 0.53401 | 0.6689 | 445690
2016-11-29 19:00 | 0.51469 | 0.68341 | 443770
2016-11-29 20:00 | 0.52267 | 0.69429 | 441815
2016-11-29 21:00 | 0.53711 | 0.69798 | 444535
2016-11-29 22:00 | 0.50151 | 0.71978 | 457321
2016-11-29 23:00 | 0.26146 | 0.78818 | 470093
2016-11-30 | 0.0054853 | 0.80524 | 475132
2016-11-30 01:00 | 0 | 0.79608 | 472057
2016-11-30 02:00 | 0 | 0.77829 | 457313
2016-11-30 03:00 | 0 | 0.75044 | 435628
2016-11-30 04:00 | 0 | 0.72647 | 410476
2016-11-30 05:00 | 0 | 0.70765 | 387059
2016-11-30 06:00 | 0 | 0.69154 | 369075
2016-11-30 07:00 | 0 | 0.67188 | 357559
2016-11-30 08:00 | 0 | 0.65433 | 351988
2016-11-30 09:00 | 0 | 0.6433 | 353346
2016-11-30 10:00 | 0 | 0.63063 | 365143
2016-11-30 11:00 | 0 | 0.62208 | 393457
2016-11-30 12:00 | 0 | 0.61172 | 421615
2016-11-30 13:00 | 6.54e-07 | 0.60021 | 435659
2016-11-30 14:00 | 0.079457 | 0.4887 | 444282
2016-11-30 15:00 | 0.51423 | 0.45855 | 448406
2016-11-30 16:00 | 0.60731 | 0.54408 | 449393
2016-11-30 17:00 | 0.59735 | 0.57301 | 447517
2016-11-30 18:00 | 0.56552 | 0.58707 | 445504
2016-11-30 19:00 | 0.55117 | 0.59047 | 444301
2016-11-30 20:00 | 0.56274 | 0.57976 | 442947
2016-11-30 21:00 | 0.58199 | 0.54561 | 446786
2016-11-30 22:00 | 0.50834 | 0.52033 | 459609
2016-11-30 23:00 | 0.2085 | 0.54398 | 471628
2016-12-01 | 0.0036948 | 0.53425 | 477172
2016-12-01 01:00 | 0 | 0.51084 | 475680
2016-12-01 02:00 | 0 | 0.49517 | 462867
2016-12-01 03:00 | 0 | 0.49652 | 441928
2016-12-01 04:00 | 0 | 0.50189 | 418210
2016-12-01 05:00 | 0 | 0.49543 | 396190
2016-12-01 06:00 | 0 | 0.47781 | 379482
2016-12-01 07:00 | 0 | 0.45 | 369828
2016-12-01 08:00 | 0 | 0.41916 | 366207
2016-12-01 09:00 | 0 | 0.39518 | 369381
2016-12-01 10:00 | 0 | 0.37678 | 382798
2016-12-01 11:00 | 0 | 0.35841 | 412850
2016-12-01 12:00 | 0 | 0.34052 | 442143
2016-12-01 13:00 | 3.68e-07 | 0.32454 | 454793
2016-12-01 14:00 | 0.075276 | 0.21397 | 458619
2016-12-01 15:00 | 0.38044 | 0.13045 | 458254
2016-12-01 16:00 | 0.51899 | 0.13692 | 454588
2016-12-01 17:00 | 0.54224 | 0.15019 | 449213
2016-12-01 18:00 | 0.52142 | 0.14664 | 445828
2016-12-01 19:00 | 0.50748 | 0.13943 | 443702
2016-12-01 20:00 | 0.51613 | 0.13196 | 441771
2016-12-01 21:00 | 0.51749 | 0.12192 | 445029
2016-12-01 22:00 | 0.45191 | 0.14686 | 460354
2016-12-01 23:00 | 0.20552 | 0.17404 | 476034
2016-12-02 | 0.0044039 | 0.2005 | 483265
2016-12-02 01:00 | 0 | 0.22091 | 484225
2016-12-02 02:00 | 0 | 0.2302 | 474133
2016-12-02 03:00 | 0 | 0.22875 | 454348
2016-12-02 04:00 | 0 | 0.22165 | 431309
2016-12-02 05:00 | 0 | 0.2116 | 410862
2016-12-02 06:00 | 0 | 0.19915 | 395520
2016-12-02 07:00 | 0 | 0.18933 | 386345
2016-12-02 08:00 | 0 | 0.18139 | 382964
2016-12-02 09:00 | 0 | 0.17482 | 385768
2016-12-02 10:00 | 0 | 0.17731 | 398872
2016-12-02 11:00 | 0 | 0.1835 | 430263
2016-12-02 12:00 | 0 | 0.18285 | 458440
2016-12-02 13:00 | 0 | 0.17333 | 468105
2016-12-02 14:00 | 0.023716 | 0.12772 | 468340
2016-12-02 15:00 | 0.27647 | 0.083993 | 463520
2016-12-02 16:00 | 0.45127 | 0.078079 | 456429
2016-12-02 17:00 | 0.49044 | 0.078895 | 449418
2016-12-02 18:00 | 0.46246 | 0.082008 | 445013
2016-12-02 19:00 | 0.44692 | 0.088946 | 441327
2016-12-02 20:00 | 0.44766 | 0.1035 | 439813
2016-12-02 21:00 | 0.43701 | 0.12084 | 444457
2016-12-02 22:00 | 0.37965 | 0.16818 | 458344
2016-12-02 23:00 | 0.20342 | 0.24082 | 471340
2016-12-03 | 0.0043175 | 0.2766 | 474735
2016-12-03 01:00 | 0 | 0.27678 | 473002
2016-12-03 02:00 | 0 | 0.27878 | 463743
2016-12-03 03:00 | 0 | 0.28163 | 447592
2016-12-03 04:00 | 0 | 0.28827 | 428138
2016-12-03 05:00 | 0 | 0.31022 | 409157
2016-12-03 06:00 | 0 | 0.34627 | 394654
2016-12-03 07:00 | 0 | 0.36598 | 384381
2016-12-03 08:00 | 0 | 0.37209 | 378927
2016-12-03 09:00 | 0 | 0.36603 | 377562
2016-12-03 10:00 | 0 | 0.35989 | 382297
2016-12-03 11:00 | 0 | 0.35486 | 391458
2016-12-03 12:00 | 0 | 0.35101 | 405403
2016-12-03 13:00 | 0 | 0.34618 | 420327
2016-12-03 14:00 | 0.010415 | 0.31962 | 431496
2016-12-03 15:00 | 0.3417 | 0.26155 | 436825
2016-12-03 16:00 | 0.5067 | 0.2622 | 436892
2016-12-03 17:00 | 0.53023 | 0.27953 | 433208
2016-12-03 18:00 | 0.50603 | 0.29538 | 428346
2016-12-03 19:00 | 0.4895 | 0.30512 | 425207
2016-12-03 20:00 | 0.5011 | 0.31072 | 424515
2016-12-03 21:00 | 0.52368 | 0.31031 | 429335
2016-12-03 22:00 | 0.48387 | 0.34397 | 445857
2016-12-03 23:00 | 0.22706 | 0.39629 | 456957
2016-12-04 | 0.0034572 | 0.41572 | 459226
2016-12-04 01:00 | 0 | 0.41466 | 457461
2016-12-04 02:00 | 0 | 0.40948 | 448462
2016-12-04 03:00 | 0 | 0.40924 | 434284
2016-12-04 04:00 | 0 | 0.41404 | 416817
2016-12-04 05:00 | 0 | 0.42155 | 399836
2016-12-04 06:00 | 0 | 0.42689 | 384940
2016-12-04 07:00 | 0 | 0.42916 | 373882
2016-12-04 08:00 | 0 | 0.43392 | 367585
2016-12-04 09:00 | 0 | 0.4481 | 365589
2016-12-04 10:00 | 0 | 0.46704 | 367383
2016-12-04 11:00 | 0 | 0.484 | 374978
2016-12-04 12:00 | 0 | 0.49218 | 385505
2016-12-04 13:00 | 0 | 0.48617 | 400585
2016-12-04 14:00 | 0.084526 | 0.4279 | 413990
2016-12-04 15:00 | 0.44933 | 0.28953 | 420910
2016-12-04 16:00 | 0.58094 | 0.22532 | 423653
2016-12-04 17:00 | 0.58468 | 0.23684 | 425473
2016-12-04 18:00 | 0.55484 | 0.26556 | 426290
2016-12-04 19:00 | 0.53626 | 0.27978 | 425797
2016-12-04 20:00 | 0.55151 | 0.27263 | 426201
2016-12-04 21:00 | 0.5771 | 0.26416 | 435167
2016-12-04 22:00 | 0.52969 | 0.30235 | 453288
2016-12-04 23:00 | 0.2165 | 0.36076 | 468054
2016-12-05 | 0.0021879 | 0.44793 | 474630
2016-12-05 01:00 | 0 | 0.51961 | 474565
2016-12-05 02:00 | 0 | 0.55978 | 462403
2016-12-05 03:00 | 0 | 0.57518 | 442384
2016-12-05 04:00 | 0 | 0.58157 | 420138
2016-12-05 05:00 | 0 | 0.58428 | 400445
2016-12-05 06:00 | 0 | 0.58401 | 385515
2016-12-05 07:00 | 0 | 0.58855 | 376224
2016-12-05 08:00 | 0 | 0.58883 | 372708
2016-12-05 09:00 | 0 | 0.57856 | 376676
2016-12-05 10:00 | 0 | 0.57008 | 390407
2016-12-05 11:00 | 0 | 0.56614 | 421183
2016-12-05 12:00 | 0 | 0.55934 | 451832
2016-12-05 13:00 | 0 | 0.55978 | 466587
2016-12-05 14:00 | 0.086458 | 0.51421 | 473979
2016-12-05 15:00 | 0.38223 | 0.43041 | 476630
2016-12-05 16:00 | 0.52056 | 0.49824 | 473521
2016-12-05 17:00 | 0.54372 | 0.59164 | 469196
2016-12-05 18:00 | 0.5247 | 0.63863 | 464977
2016-12-05 19:00 | 0.5189 | 0.66625 | 462140
2016-12-05 20:00 | 0.53984 | 0.67445 | 460300
2016-12-05 21:00 | 0.56598 | 0.66812 | 466385
2016-12-05 22:00 | 0.5027 | 0.6874 | 485100
2016-12-05 23:00 | 0.17557 | 0.74605 | 500221
2016-12-06 | 0.0021579 | 0.77482 | 505617
2016-12-06 01:00 | 0 | 0.77708 | 503684
2016-12-06 02:00 | 0 | 0.76156 | 489900
2016-12-06 03:00 | 0 | 0.7342 | 466299
2016-12-06 04:00 | 0 | 0.70473 | 439753
2016-12-06 05:00 | 0 | 0.69718 | 416325
2016-12-06 06:00 | 0 | 0.70201 | 398910
2016-12-06 07:00 | 0 | 0.7155 | 388642
2016-12-06 08:00 | 0 | 0.73226 | 383548
2016-12-06 09:00 | 0 | 0.74305 | 385909
2016-12-06 10:00 | 0 | 0.74738 | 399364
2016-12-06 11:00 | 0 | 0.74899 | 428384
2016-12-06 12:00 | 0 | 0.73473 | 457657
2016-12-06 13:00 | 0 | 0.70809 | 470719
2016-12-06 14:00 | 0.035758 | 0.64717 | 477873
2016-12-06 15:00 | 0.27608 | 0.66903 | 480748
2016-12-06 16:00 | 0.44022 | 0.65898 | 479528
2016-12-06 17:00 | 0.48498 | 0.6071 | 475564
2016-12-06 18:00 | 0.47262 | 0.56551 | 472105
2016-12-06 19:00 | 0.45722 | 0.54106 | 469315
2016-12-06 20:00 | 0.457 | 0.52495 | 468827
2016-12-06 21:00 | 0.45102 | 0.50983 | 474872
2016-12-06 22:00 | 0.38697 | 0.50096 | 489968
2016-12-06 23:00 | 0.17504 | 0.50976 | 503644
2016-12-07 | 0.0018476 | 0.52129 | 509312
2016-12-07 01:00 | 0 | 0.52843 | 507253
2016-12-07 02:00 | 0 | 0.53199 | 494187
2016-12-07 03:00 | 0 | 0.531 | 471487
2016-12-07 04:00 | 0 | 0.53239 | 447099
2016-12-07 05:00 | 0 | 0.53418 | 425025
2016-12-07 06:00 | 0 | 0.53461 | 407421
2016-12-07 07:00 | 0 | 0.53789 | 397029
2016-12-07 08:00 | 0 | 0.53696 | 393111
2016-12-07 09:00 | 0 | 0.53575 | 395627
2016-12-07 10:00 | 0 | 0.54079 | 408777
2016-12-07 11:00 | 0 | 0.54205 | 438605
2016-12-07 12:00 | 0 | 0.53809 | 468836
2016-12-07 13:00 | 0 | 0.53541 | 480119
2016-12-07 14:00 | 0.031302 | 0.51584 | 483620
2016-12-07 15:00 | 0.30724 | 0.50513 | 482502
2016-12-07 16:00 | 0.46479 | 0.5121 | 477539
2016-12-07 17:00 | 0.48823 | 0.51384 | 472931
2016-12-07 18:00 | 0.46727 | 0.52133 | 468546
2016-12-07 19:00 | 0.45193 | 0.53857 | 465826
2016-12-07 20:00 | 0.45534 | 0.56744 | 464802
2016-12-07 21:00 | 0.45193 | 0.59754 | 470564
2016-12-07 22:00 | 0.38759 | 0.62722 | 490794
2016-12-07 23:00 | 0.13248 | 0.64055 | 508905
2016-12-08 | 0.0016504 | 0.6377 | 515767
2016-12-08 01:00 | 0 | 0.63352 | 515797
2016-12-08 02:00 | 0 | 0.62273 | 504234
2016-12-08 03:00 | 0 | 0.60625 | 483118
2016-12-08 04:00 | 0 | 0.5889 | 458668
2016-12-08 05:00 | 0 | 0.57979 | 436373
2016-12-08 06:00 | 0 | 0.57567 | 420643
2016-12-08 07:00 | 0 | 0.56996 | 410867
2016-12-08 08:00 | 0 | 0.56088 | 406984
2016-12-08 09:00 | 0 | 0.54868 | 410688
2016-12-08 10:00 | 0 | 0.53491 | 425576
2016-12-08 11:00 | 0 | 0.51904 | 455738
2016-12-08 12:00 | 0 | 0.50178 | 486601
2016-12-08 13:00 | 0 | 0.47384 | 499919
2016-12-08 14:00 | 0.036084 | 0.46173 | 505890
2016-12-08 15:00 | 0.30616 | 0.4667 | 507576
2016-12-08 16:00 | 0.44646 | 0.41765 | 504190
2016-12-08 17:00 | 0.47666 | 0.36463 | 499818
2016-12-08 18:00 | 0.46338 | 0.3338 | 496188
2016-12-08 19:00 | 0.45269 | 0.31167 | 493982
2016-12-08 20:00 | 0.46036 | 0.29035 | 492492
2016-12-08 21:00 | 0.46604 | 0.26458 | 500117
2016-12-08 22:00 | 0.39582 | 0.23091 | 522102
2016-12-08 23:00 | 0.14761 | 0.22619 | 540306
2016-12-09 | 0.00090965 | 0.22761 | 548078
2016-12-09 01:00 | 0 | 0.21949 | 548669
2016-12-09 02:00 | 0 | 0.20393 | 537696
2016-12-09 03:00 | 0 | 0.19003 | 516390
2016-12-09 04:00 | 0 | 0.18574 | 492244
2016-12-09 05:00 | 0 | 0.1884 | 472568
2016-12-09 06:00 | 0 | 0.19501 | 457516
2016-12-09 07:00 | 0 | 0.1973 | 449077
2016-12-09 08:00 | 0 | 0.2012 | 446304
2016-12-09 09:00 | 0 | 0.19975 | 449959
2016-12-09 10:00 | 0 | 0.19276 | 463778
2016-12-09 11:00 | 0 | 0.18667 | 495626
2016-12-09 12:00 | 0 | 0.1805 | 525030
2016-12-09 13:00 | 0 | 0.17716 | 533803
2016-12-09 14:00 | 0.073628 | 0.17035 | 533344
2016-12-09 15:00 | 0.33224 | 0.18212 | 528271
2016-12-09 16:00 | 0.44521 | 0.1807 | 518734
2016-12-09 17:00 | 0.46512 | 0.17127 | 508481
2016-12-09 18:00 | 0.45832 | 0.16523 | 499720
2016-12-09 19:00 | 0.4632 | 0.15836 | 493059
2016-12-09 20:00 | 0.48301 | 0.14915 | 489983
2016-12-09 21:00 | 0.48875 | 0.13358 | 497648
2016-12-09 22:00 | 0.41794 | 0.13665 | 518119
2016-12-09 23:00 | 0.13844 | 0.2133 | 534333
2016-12-10 | 0.0016572 | 0.27827 | 539440
2016-12-10 01:00 | 0 | 0.30034 | 539358
2016-12-10 02:00 | 0 | 0.29871 | 531113
2016-12-10 03:00 | 0 | 0.28979 | 515810
2016-12-10 04:00 | 0 | 0.27821 | 495884
2016-12-10 05:00 | 0 | 0.26299 | 477552
2016-12-10 06:00 | 0 | 0.24804 | 463945
2016-12-10 07:00 | 0 | 0.2357 | 454895
2016-12-10 08:00 | 0 | 0.22819 | 449580
2016-12-10 09:00 | 0 | 0.22808 | 450270
2016-12-10 10:00 | 0 | 0.23373 | 455532
2016-12-10 11:00 | 0 | 0.24478 | 468218
2016-12-10 12:00 | 0 | 0.2597 | 483684
2016-12-10 13:00 | 0 | 0.27714 | 496268
2016-12-10 14:00 | 0.068245 | 0.25973 | 499445
2016-12-10 15:00 | 0.3221 | 0.26231 | 493783
2016-12-10 16:00 | 0.43409 | 0.3221 | 485209
2016-12-10 17:00 | 0.45711 | 0.3693 | 475911
2016-12-10 18:00 | 0.44789 | 0.41473 | 465551
2016-12-10 19:00 | 0.44334 | 0.44939 | 457626
2016-12-10 20:00 | 0.44848 | 0.47325 | 454752
2016-12-10 21:00 | 0.4531 | 0.49736 | 462525
2016-12-10 22:00 | 0.38322 | 0.54916 | 482787
2016-12-10 23:00 | 0.12822 | 0.60337 | 498996
2016-12-11 | 0.0015759 | 0.61427 | 506135
2016-12-11 01:00 | 0 | 0.60542 | 506369
2016-12-11 02:00 | 0 | 0.58958 | 498720
2016-12-11 03:00 | 0 | 0.56752 | 485255
2016-12-11 04:00 | 0 | 0.55007 | 468080
2016-12-11 05:00 | 0 | 0.53822 | 451964
2016-12-11 06:00 | 0 | 0.53197 | 438417
2016-12-11 07:00 | 0 | 0.52462 | 428411
2016-12-11 08:00 | 0 | 0.5215 | 422924
2016-12-11 09:00 | 0 | 0.50582 | 420773
2016-12-11 10:00 | 0 | 0.48206 | 423363
2016-12-11 11:00 | 0 | 0.46154 | 429902
2016-12-11 12:00 | 0 | 0.4478 | 438684
2016-12-11 13:00 | 0 | 0.4376 | 449833
2016-12-11 14:00 | 0.049626 | 0.4148 | 455639
2016-12-11 15:00 | 0.26146 | 0.38197 | 455897
2016-12-11 16:00 | 0.41766 | 0.40624 | 452539
2016-12-11 17:00 | 0.48759 | 0.43942 | 450280
2016-12-11 18:00 | 0.48338 | 0.46778 | 447019
2016-12-11 19:00 | 0.47259 | 0.49091 | 444274
2016-12-11 20:00 | 0.49349 | 0.49773 | 443363
2016-12-11 21:00 | 0.52767 | 0.48093 | 449731
2016-12-11 22:00 | 0.46355 | 0.45661 | 468778
2016-12-11 23:00 | 0.17172 | 0.4649 | 483949
2016-12-12 | 0.001935 | 0.44827 | 490456
2016-12-12 01:00 | 0 | 0.43232 | 490156
2016-12-12 02:00 | 0 | 0.42136 | 477727
2016-12-12 03:00 | 0 | 0.41285 | 458047
2016-12-12 04:00 | 0 | 0.39789 | 435517
2016-12-12 05:00 | 0 | 0.38182 | 413850
2016-12-12 06:00 | 0 | 0.37219 | 397790
2016-12-12 07:00 | 0 | 0.36289 | 388280
2016-12-12 08:00 | 0 | 0.36081 | 383816
2016-12-12 09:00 | 0 | 0.35374 | 386705
2016-12-12 10:00 | 0 | 0.34712 | 399214
2016-12-12 11:00 | 0 | 0.34327 | 428769
2016-12-12 12:00 | 0 | 0.33818 | 459733
2016-12-12 13:00 | 0 | 0.33465 | 474570
2016-12-12 14:00 | 0.077631 | 0.30513 | 481857
2016-12-12 15:00 | 0.30685 | 0.23626 | 485452
2016-12-12 16:00 | 0.46542 | 0.22115 | 483680
2016-12-12 17:00 | 0.51106 | 0.2825 | 479136
2016-12-12 18:00 | 0.49055 | 0.34181 | 474502
2016-12-12 19:00 | 0.47486 | 0.3706 | 469330
2016-12-12 20:00 | 0.48472 | 0.3801 | 465665
2016-12-12 21:00 | 0.4916 | 0.37379 | 471122
2016-12-12 22:00 | 0.4152 | 0.39711 | 489289
2016-12-12 23:00 | 0.12978 | 0.44643 | 506586
2016-12-13 | 0.00099876 | 0.47251 | 513426
2016-12-13 01:00 | 0 | 0.49353 | 512445
2016-12-13 02:00 | 0 | 0.50773 | 498922
2016-12-13 03:00 | 0 | 0.51291 | 477079
2016-12-13 04:00 | 0 | 0.51902 | 450772
2016-12-13 05:00 | 0 | 0.5228 | 428061
2016-12-13 06:00 | 0 | 0.52392 | 411296
2016-12-13 07:00 | 0 | 0.51696 | 400863
2016-12-13 08:00 | 0 | 0.5064 | 396104
2016-12-13 09:00 | 0 | 0.48999 | 398352
2016-12-13 10:00 | 0 | 0.47742 | 412311
2016-12-13 11:00 | 0 | 0.47191 | 439986
2016-12-13 12:00 | 0 | 0.46213 | 468628
2016-12-13 13:00 | 0 | 0.44846 | 480429
2016-12-13 14:00 | 0.079673 | 0.4334 | 485323
2016-12-13 15:00 | 0.36042 | 0.38239 | 488028
2016-12-13 16:00 | 0.50833 | 0.33076 | 485695
2016-12-13 17:00 | 0.53494 | 0.34645 | 482159
2016-12-13 18:00 | 0.50567 | 0.37945 | 479438
2016-12-13 19:00 | 0.48803 | 0.40256 | 478435
2016-12-13 20:00 | 0.50054 | 0.41754 | 478561
2016-12-13 21:00 | 0.5013 | 0.41498 | 484659
2016-12-13 22:00 | 0.42526 | 0.41143 | 501507
2016-12-13 23:00 | 0.15114 | 0.48402 | 516581
2016-12-14 | 0.0016147 | 0.53873 | 522850
2016-12-14 01:00 | 0 | 0.53782 | 520842
2016-12-14 02:00 | 0 | 0.52724 | 507901
2016-12-14 03:00 | 0 | 0.52285 | 486219
2016-12-14 04:00 | 0 | 0.51513 | 461112
2016-12-14 05:00 | 0 | 0.50034 | 437754
2016-12-14 06:00 | 0 | 0.48417 | 420383
2016-12-14 07:00 | 0 | 0.46386 | 409972
2016-12-14 08:00 | 0 | 0.44649 | 405901
2016-12-14 09:00 | 0 | 0.44195 | 408921
2016-12-14 10:00 | 0 | 0.44337 | 423189
2016-12-14 11:00 | 0 | 0.44976 | 453577
2016-12-14 12:00 | 0 | 0.46149 | 483151
2016-12-14 13:00 | 0 | 0.471 | 494539
2016-12-14 14:00 | 0.050178 | 0.4405 | 497724
2016-12-14 15:00 | 0.30541 | 0.42968 | 495918
2016-12-14 16:00 | 0.43688 | 0.45643 | 492643
2016-12-14 17:00 | 0.48326 | 0.4904 | 488018
2016-12-14 18:00 | 0.47631 | 0.50852 | 486077
2016-12-14 19:00 | 0.47066 | 0.51451 | 484267
2016-12-14 20:00 | 0.48909 | 0.51145 | 485080
2016-12-14 21:00 | 0.49696 | 0.49694 | 493089
2016-12-14 22:00 | 0.41569 | 0.46642 | 512913
2016-12-14 23:00 | 0.15361 | 0.50044 | 530545
2016-12-15 | 0.0014445 | 0.50222 | 537736
2016-12-15 01:00 | 0 | 0.46331 | 537977
2016-12-15 02:00 | 0 | 0.41726 | 527870
2016-12-15 03:00 | 0 | 0.36914 | 508040
2016-12-15 04:00 | 0 | 0.32824 | 483044
2016-12-15 05:00 | 0 | 0.29653 | 460192
2016-12-15 06:00 | 0 | 0.27065 | 444580
2016-12-15 07:00 | 0 | 0.24796 | 435415
2016-12-15 08:00 | 0 | 0.23681 | 432190
2016-12-15 09:00 | 0 | 0.22649 | 436254
2016-12-15 10:00 | 0 | 0.22034 | 453968
2016-12-15 11:00 | 0 | 0.22199 | 485955
2016-12-15 12:00 | 0 | 0.23195 | 516985
2016-12-15 13:00 | 0 | 0.24743 | 529454
2016-12-15 14:00 | 0.034955 | 0.25903 | 532001
2016-12-15 15:00 | 0.25423 | 0.29202 | 530640
2016-12-15 16:00 | 0.34154 | 0.32303 | 526810
2016-12-15 17:00 | 0.36673 | 0.34743 | 521762
2016-12-15 18:00 | 0.3677 | 0.36521 | 517951
2016-12-15 19:00 | 0.36505 | 0.37752 | 515590
2016-12-15 20:00 | 0.36175 | 0.388 | 515718
2016-12-15 21:00 | 0.34756 | 0.40479 | 525072
2016-12-15 22:00 | 0.27463 | 0.42351 | 547634
2016-12-15 23:00 | 0.062033 | 0.48096 | 565975
2016-12-16 | 2.05e-05 | 0.51121 | 573691
2016-12-16 01:00 | 0 | 0.50703 | 574150
2016-12-16 02:00 | 0 | 0.48695 | 563855
2016-12-16 03:00 | 0 | 0.45571 | 542728
2016-12-16 04:00 | 0 | 0.42819 | 516634
2016-12-16 05:00 | 0 | 0.40392 | 494644
2016-12-16 06:00 | 0 | 0.38671 | 478167
2016-12-16 07:00 | 0 | 0.38523 | 468952
2016-12-16 08:00 | 0 | 0.38356 | 464287
2016-12-16 09:00 | 0 | 0.38358 | 466808
2016-12-16 10:00 | 0 | 0.38356 | 480215
2016-12-16 11:00 | 0 | 0.3882 | 509127
2016-12-16 12:00 | 0 | 0.39719 | 536307
2016-12-16 13:00 | 0 | 0.40193 | 546053
2016-12-16 14:00 | 0.029469 | 0.39279 | 547755
2016-12-16 15:00 | 0.18219 | 0.38701 | 545038
2016-12-16 16:00 | 0.32189 | 0.38602 | 537828
2016-12-16 17:00 | 0.39512 | 0.3828 | 527938
2016-12-16 18:00 | 0.41821 | 0.38238 | 521278
2016-12-16 19:00 | 0.42422 | 0.39026 | 516221
2016-12-16 20:00 | 0.4459 | 0.41284 | 512984
2016-12-16 21:00 | 0.47377 | 0.44728 | 516347
2016-12-16 22:00 | 0.42474 | 0.48641 | 528963
2016-12-16 23:00 | 0.16511 | 0.51566 | 538562
2016-12-17 | 0.0017548 | 0.52954 | 538262
2016-12-17 01:00 | 0 | 0.54068 | 534022
2016-12-17 02:00 | 0 | 0.54696 | 521280
2016-12-17 03:00 | 0 | 0.55486 | 502161
2016-12-17 04:00 | 0 | 0.57883 | 478629
2016-12-17 05:00 | 0 | 0.60484 | 456200
2016-12-17 06:00 | 0 | 0.62756 | 438385
2016-12-17 07:00 | 0 | 0.65204 | 425874
2016-12-17 08:00 | 0 | 0.67187 | 418189
2016-12-17 09:00 | 0 | 0.68499 | 415645
2016-12-17 10:00 | 0 | 0.6892 | 418795
2016-12-17 11:00 | 0 | 0.69087 | 427947
2016-12-17 12:00 | 0 | 0.68811 | 441519
2016-12-17 13:00 | 0 | 0.6713 | 458175
2016-12-17 14:00 | 0.040671 | 0.66158 | 474077
2016-12-17 15:00 | 0.34483 | 0.62199 | 484504
2016-12-17 16:00 | 0.54866 | 0.58072 | 487476
2016-12-17 17:00 | 0.55772 | 0.57371 | 484404
2016-12-17 18:00 | 0.5312 | 0.59781 | 478451
2016-12-17 19:00 | 0.51826 | 0.63463 | 472354
2016-12-17 20:00 | 0.53331 | 0.67074 | 468144
2016-12-17 21:00 | 0.55544 | 0.68852 | 470744
2016-12-17 22:00 | 0.54205 | 0.67999 | 484005
2016-12-17 23:00 | 0.22549 | 0.65553 | 495374
2016-12-18 | 0.0018111 | 0.63064 | 499639
2016-12-18 01:00 | 0 | 0.60451 | 500069
2016-12-18 02:00 | 0 | 0.58374 | 491239
2016-12-18 03:00 | 0 | 0.57207 | 479320
2016-12-18 04:00 | 0 | 0.56082 | 461403
2016-12-18 05:00 | 0 | 0.54524 | 443249
2016-12-18 06:00 | 0 | 0.52749 | 427707
2016-12-18 07:00 | 0 | 0.51122 | 417417
2016-12-18 08:00 | 0 | 0.49654 | 412050
2016-12-18 09:00 | 0 | 0.47064 | 411510
2016-12-18 10:00 | 0 | 0.44009 | 415036
2016-12-18 11:00 | 0 | 0.41713 | 424423
2016-12-18 12:00 | 0 | 0.39853 | 438142
2016-12-18 13:00 | 0 | 0.39174 | 457346
2016-12-18 14:00 | 0.08574 | 0.38993 | 474790
2016-12-18 15:00 | 0.49042 | 0.34076 | 485275
2016-12-18 16:00 | 0.65036 | 0.27617 | 488225
2016-12-18 17:00 | 0.62786 | 0.27764 | 487242
2016-12-18 18:00 | 0.58885 | 0.29185 | 484137
2016-12-18 19:00 | 0.57185 | 0.29843 | 480659
2016-12-18 20:00 | 0.58722 | 0.30567 | 479543
2016-12-18 21:00 | 0.61569 | 0.30905 | 486497
2016-12-18 22:00 | 0.56998 | 0.3594 | 505481
2016-12-18 23:00 | 0.21815 | 0.44216 | 525851
2016-12-19 | 0.002806 | 0.51372 | 537426
2016-12-19 01:00 | 0 | 0.54668 | 542277
2016-12-19 02:00 | 0 | 0.55543 | 534931
2016-12-19 03:00 | 0 | 0.5645 | 519640
2016-12-19 04:00 | 0 | 0.57968 | 499938
2016-12-19 05:00 | 0 | 0.59477 | 481449
2016-12-19 06:00 | 0 | 0.60459 | 468614
2016-12-19 07:00 | 0 | 0.60922 | 461616
2016-12-19 08:00 | 0 | 0.60989 | 459526
2016-12-19 09:00 | 0 | 0.60255 | 463945
2016-12-19 10:00 | 0 | 0.59446 | 480074
2016-12-19 11:00 | 0 | 0.59125 | 510834
2016-12-19 12:00 | 0 | 0.58977 | 542300
2016-12-19 13:00 | 0 | 0.58928 | 559266
2016-12-19 14:00 | 0.034472 | 0.56355 | 565631
2016-12-19 15:00 | 0.43438 | 0.47045 | 563343
2016-12-19 16:00 | 0.59115 | 0.39615 | 555471
2016-12-19 17:00 | 0.58021 | 0.3972 | 545422
2016-12-19 18:00 | 0.55009 | 0.44331 | 536491
2016-12-19 19:00 | 0.53303 | 0.48065 | 528857
2016-12-19 20:00 | 0.54548 | 0.50786 | 525223
2016-12-19 21:00 | 0.5696 | 0.55828 | 529043
2016-12-19 22:00 | 0.50964 | 0.70921 | 548076
2016-12-19 23:00 | 0.22809 | 0.81683 | 567860
2016-12-20 | 0.0029418 | 0.85892 | 576875
2016-12-20 01:00 | 0 | 0.87688 | 577523
2016-12-20 02:00 | 0 | 0.88115 | 566272
2016-12-20 03:00 | 0 | 0.88767 | 545611
2016-12-20 04:00 | 0 | 0.89717 | 520703
2016-12-20 05:00 | 0 | 0.89965 | 498602
2016-12-20 06:00 | 0 | 0.89398 | 480938
2016-12-20 07:00 | 0 | 0.884 | 470824
2016-12-20 08:00 | 0 | 0.869 | 467099
2016-12-20 09:00 | 0 | 0.85397 | 470497
2016-12-20 10:00 | 0 | 0.84754 | 483373
2016-12-20 11:00 | 0 | 0.84386 | 509656
2016-12-20 12:00 | 0 | 0.82415 | 537310
2016-12-20 13:00 | 0 | 0.79622 | 547315
2016-12-20 14:00 | 0.037892 | 0.71372 | 545994
2016-12-20 15:00 | 0.43035 | 0.55863 | 537898
2016-12-20 16:00 | 0.5851 | 0.40151 | 525586
2016-12-20 17:00 | 0.58562 | 0.36268 | 511467
2016-12-20 18:00 | 0.54551 | 0.37676 | 499927
2016-12-20 19:00 | 0.52171 | 0.37875 | 491141
2016-12-20 20:00 | 0.53037 | 0.38089 | 486462
2016-12-20 21:00 | 0.53592 | 0.42794 | 490003
2016-12-20 22:00 | 0.45063 | 0.50718 | 509653
2016-12-20 23:00 | 0.1518 | 0.54771 | 529350
2016-12-21 | 0.0029824 | 0.59463 | 539075
2016-12-21 01:00 | 0 | 0.6364 | 541622
2016-12-21 02:00 | 0 | 0.6761 | 532200
2016-12-21 03:00 | 0 | 0.71479 | 513573
2016-12-21 04:00 | 0 | 0.73252 | 490567
2016-12-21 05:00 | 0 | 0.73452 | 468962
2016-12-21 06:00 | 0 | 0.7343 | 453796
2016-12-21 07:00 | 0 | 0.73454 | 445178
2016-12-21 08:00 | 0 | 0.73425 | 441880
2016-12-21 09:00 | 0 | 0.73834 | 444408
2016-12-21 10:00 | 0 | 0.74579 | 456626
2016-12-21 11:00 | 0 | 0.76246 | 483811
2016-12-21 12:00 | 0 | 0.7826 | 510286
2016-12-21 13:00 | 0 | 0.80063 | 520079
2016-12-21 14:00 | 0.034087 | 0.73504 | 517715
2016-12-21 15:00 | 0.17097 | 0.57903 | 509230
2016-12-21 16:00 | 0.30738 | 0.49612 | 497804
2016-12-21 17:00 | 0.36807 | 0.53692 | 485887
2016-12-21 18:00 | 0.38004 | 0.61254 | 475256
2016-12-21 19:00 | 0.3791 | 0.66402 | 467024
2016-12-21 20:00 | 0.38052 | 0.69069 | 464161
2016-12-21 21:00 | 0.36492 | 0.71917 | 469351
2016-12-21 22:00 | 0.30241 | 0.78256 | 486513
2016-12-21 23:00 | 0.10896 | 0.82479 | 502430
2016-12-22 | 0.0012124 | 0.83637 | 509163
2016-12-22 01:00 | 0 | 0.82779 | 509868
2016-12-22 02:00 | 0 | 0.81489 | 500571
2016-12-22 03:00 | 0 | 0.80652 | 482877
2016-12-22 04:00 | 0 | 0.78658 | 460330
2016-12-22 05:00 | 0 | 0.76152 | 440070
2016-12-22 06:00 | 0 | 0.74035 | 423190
2016-12-22 07:00 | 0 | 0.71191 | 411998
2016-12-22 08:00 | 0 | 0.68555 | 406434
2016-12-22 09:00 | 0 | 0.65724 | 407653
2016-12-22 10:00 | 0 | 0.62109 | 417723
2016-12-22 11:00 | 0 | 0.57785 | 441338
2016-12-22 12:00 | 0 | 0.53364 | 468480
2016-12-22 13:00 | 0 | 0.49787 | 481338
2016-12-22 14:00 | 0.018919 | 0.4309 | 484535
2016-12-22 15:00 | 0.091037 | 0.35842 | 482772
2016-12-22 16:00 | 0.22247 | 0.27019 | 476519
2016-12-22 17:00 | 0.30009 | 0.22943 | 467884
2016-12-22 18:00 | 0.33538 | 0.23819 | 460572
2016-12-22 19:00 | 0.34461 | 0.25639 | 455456
2016-12-22 20:00 | 0.34835 | 0.27997 | 454145
2016-12-22 21:00 | 0.3398 | 0.38178 | 459862
2016-12-22 22:00 | 0.28688 | 0.52788 | 475102
2016-12-22 23:00 | 0.13043 | 0.59947 | 489576
2016-12-23 | 0.0016122 | 0.62738 | 495798
2016-12-23 01:00 | 0 | 0.63333 | 497223
2016-12-23 02:00 | 0 | 0.62986 | 487588
2016-12-23 03:00 | 0 | 0.62675 | 472798
2016-12-23 04:00 | 0 | 0.62705 | 451296
2016-12-23 05:00 | 0 | 0.62692 | 429186
2016-12-23 06:00 | 0 | 0.62615 | 412910
2016-12-23 07:00 | 0 | 0.62134 | 401630
2016-12-23 08:00 | 0 | 0.6171 | 396314
2016-12-23 09:00 | 0 | 0.62294 | 397588
2016-12-23 10:00 | 0 | 0.63818 | 405943
2016-12-23 11:00 | 0 | 0.65648 | 424029
2016-12-23 12:00 | 0 | 0.67075 | 444616
2016-12-23 13:00 | 0 | 0.6697 | 458812
2016-12-23 14:00 | 0.019464 | 0.63157 | 465951
2016-12-23 15:00 | 0.2363 | 0.53461 | 466609
2016-12-23 16:00 | 0.36445 | 0.48939 | 463057
2016-12-23 17:00 | 0.42029 | 0.48697 | 457024
2016-12-23 18:00 | 0.42136 | 0.48154 | 451089
2016-12-23 19:00 | 0.42519 | 0.45183 | 446074
2016-12-23 20:00 | 0.43887 | 0.39245 | 443898
2016-12-23 21:00 | 0.44904 | 0.35112 | 449172
2016-12-23 22:00 | 0.3657 | 0.41582 | 463676
2016-12-23 23:00 | 0.11724 | 0.45572 | 474071
2016-12-24 | 0.00086813 | 0.46013 | 476015
2016-12-24 01:00 | 0 | 0.44129 | 472752
2016-12-24 02:00 | 0 | 0.40968 | 462869
2016-12-24 03:00 | 0 | 0.39241 | 446590
2016-12-24 04:00 | 0 | 0.37783 | 425537
2016-12-24 05:00 | 0 | 0.35993 | 404551
2016-12-24 06:00 | 0 | 0.3388 | 388257
2016-12-24 07:00 | 0 | 0.31799 | 375554
2016-12-24 08:00 | 0 | 0.30513 | 366969
2016-12-24 09:00 | 0 | 0.28924 | 363078
2016-12-24 10:00 | 0 | 0.28067 | 363251
2016-12-24 11:00 | 0 | 0.27563 | 369381
2016-12-24 12:00 | 0 | 0.27428 | 381480
2016-12-24 13:00 | 0 | 0.2834 | 398053
2016-12-24 14:00 | 0.033179 | 0.28864 | 415360
2016-12-24 15:00 | 0.32833 | 0.22943 | 428043
2016-12-24 16:00 | 0.44894 | 0.18798 | 433806
2016-12-24 17:00 | 0.47369 | 0.22227 | 433274
2016-12-24 18:00 | 0.46236 | 0.27503 | 428294
2016-12-24 19:00 | 0.4569 | 0.30938 | 423092
2016-12-24 20:00 | 0.46708 | 0.33916 | 419950
2016-12-24 21:00 | 0.47422 | 0.37689 | 420867
2016-12-24 22:00 | 0.39101 | 0.51925 | 429184
2016-12-24 23:00 | 0.11863 | 0.68853 | 434716
2016-12-25 | 0.0013198 | 0.74563 | 434106
2016-12-25 01:00 | 0 | 0.73086 | 431811
2016-12-25 02:00 | 0 | 0.67189 | 424473
2016-12-25 03:00 | 0 | 0.62163 | 414284
2016-12-25 04:00 | 0 | 0.59541 | 400191
2016-12-25 05:00 | 0 | 0.58242 | 383442
2016-12-25 06:00 | 0 | 0.58787 | 370192
2016-12-25 07:00 | 0 | 0.60199 | 360271
2016-12-25 08:00 | 0 | 0.6126 | 353271
2016-12-25 09:00 | 0 | 0.62226 | 350538
2016-12-25 10:00 | 0 | 0.6482 | 352300
2016-12-25 11:00 | 0 | 0.67752 | 358203
2016-12-25 12:00 | 0 | 0.70663 | 367970
2016-12-25 13:00 | 0 | 0.73766 | 382950
2016-12-25 14:00 | 0.033636 | 0.77113 | 396269
2016-12-25 15:00 | 0.29757 | 0.78498 | 403256
2016-12-25 16:00 | 0.46553 | 0.79523 | 405805
2016-12-25 17:00 | 0.50548 | 0.81045 | 404927
2016-12-25 18:00 | 0.49459 | 0.82808 | 400037
2016-12-25 19:00 | 0.48588 | 0.84999 | 394876
2016-12-25 20:00 | 0.50152 | 0.86734 | 390187
2016-12-25 21:00 | 0.52549 | 0.88805 | 389975
2016-12-25 22:00 | 0.47188 | 0.9048 | 398888
2016-12-25 23:00 | 0.1837 | 0.92466 | 408809
2016-12-26 | 0.0013995 | 0.92253 | 414867
2016-12-26 01:00 | 0 | 0.91107 | 418361
2016-12-26 02:00 | 0 | 0.88883 | 414284
2016-12-26 03:00 | 0 | 0.8814 | 404879
2016-12-26 04:00 | 0 | 0.87328 | 390156
2016-12-26 05:00 | 0 | 0.86757 | 375132
2016-12-26 06:00 | 0 | 0.86395 | 362658
2016-12-26 07:00 | 0 | 0.86203 | 353699
2016-12-26 08:00 | 0 | 0.85667 | 348608
2016-12-26 09:00 | 0 | 0.84155 | 347460
2016-12-26 10:00 | 0 | 0.83064 | 351425
2016-12-26 11:00 | 0 | 0.81583 | 360472
2016-12-26 12:00 | 0 | 0.80204 | 372219
2016-12-26 13:00 | 0 | 0.78995 | 386382
2016-12-26 14:00 | 0.037568 | 0.71759 | 402763
2016-12-26 15:00 | 0.44785 | 0.64497 | 415695
2016-12-26 16:00 | 0.61754 | 0.68585 | 423628
2016-12-26 17:00 | 0.60783 | 0.69351 | 425977
2016-12-26 18:00 | 0.56815 | 0.67925 | 424365
2016-12-26 19:00 | 0.55057 | 0.67451 | 421404
2016-12-26 20:00 | 0.56958 | 0.66289 | 419521
2016-12-26 21:00 | 0.59799 | 0.63181 | 423752
2016-12-26 22:00 | 0.51989 | 0.63488 | 436949
2016-12-26 23:00 | 0.18574 | 0.64107 | 451101
2016-12-27 | 0.0016102 | 0.64278 | 457182
2016-12-27 01:00 | 0 | 0.64502 | 456649
2016-12-27 02:00 | 0 | 0.64303 | 445529
2016-12-27 03:00 | 0 | 0.63856 | 428812
2016-12-27 04:00 | 0 | 0.63855 | 407088
2016-12-27 05:00 | 0 | 0.63862 | 386994
2016-12-27 06:00 | 0 | 0.63699 | 370840
2016-12-27 07:00 | 0 | 0.62298 | 360758
2016-12-27 08:00 | 0 | 0.5995 | 355649
2016-12-27 09:00 | 0 | 0.564 | 355194
2016-12-27 10:00 | 0 | 0.52854 | 363773
2016-12-27 11:00 | 0 | 0.50498 | 381884
2016-12-27 12:00 | 0 | 0.49361 | 404862
2016-12-27 13:00 | 0 | 0.49298 | 423598
2016-12-27 14:00 | 0.076485 | 0.45973 | 438131
2016-12-27 15:00 | 0.4282 | 0.34003 | 446838
2016-12-27 16:00 | 0.57818 | 0.24958 | 449707
2016-12-27 17:00 | 0.58181 | 0.24193 | 447435
2016-12-27 18:00 | 0.5438 | 0.27182 | 443791
2016-12-27 19:00 | 0.52405 | 0.2917 | 440307
2016-12-27 20:00 | 0.53867 | 0.31269 | 438806
2016-12-27 21:00 | 0.56243 | 0.38214 | 441567
2016-12-27 22:00 | 0.48888 | 0.50886 | 455269
2016-12-27 23:00 | 0.18982 | 0.61866 | 470265
2016-12-28 | 0.0027315 | 0.69105 | 475038
2016-12-28 01:00 | 0 | 0.74942 | 473497
2016-12-28 02:00 | 0 | 0.79499 | 462033
2016-12-28 03:00 | 0 | 0.83252 | 443776
2016-12-28 04:00 | 0 | 0.8639 | 422447
2016-12-28 05:00 | 0 | 0.87228 | 402556
2016-12-28 06:00 | 0 | 0.86302 | 387175
2016-12-28 07:00 | 0 | 0.84526 | 377738
2016-12-28 08:00 | 0 | 0.82933 | 373272
2016-12-28 09:00 | 0 | 0.81164 | 374497
2016-12-28 10:00 | 0 | 0.79934 | 384252
2016-12-28 11:00 | 0 | 0.79481 | 403077
2016-12-28 12:00 | 0 | 0.79305 | 427341
2016-12-28 13:00 | 0 | 0.799 | 443446
2016-12-28 14:00 | 0.032394 | 0.74703 | 452691
2016-12-28 15:00 | 0.33795 | 0.57599 | 456814
2016-12-28 16:00 | 0.52394 | 0.47493 | 456842
2016-12-28 17:00 | 0.54613 | 0.54654 | 453459
2016-12-28 18:00 | 0.51369 | 0.62825 | 449712
2016-12-28 19:00 | 0.49848 | 0.65336 | 446431
2016-12-28 20:00 | 0.51459 | 0.6624 | 444718
2016-12-28 21:00 | 0.53599 | 0.69437 | 448630
2016-12-28 22:00 | 0.46663 | 0.79235 | 463782
2016-12-28 23:00 | 0.19042 | 0.87426 | 477506
2016-12-29 | 0.0016683 | 0.91706 | 481095
2016-12-29 01:00 | 0 | 0.92816 | 479408
2016-12-29 02:00 | 0 | 0.9319 | 468166
2016-12-29 03:00 | 0 | 0.93426 | 448978
2016-12-29 04:00 | 0 | 0.93347 | 426749
2016-12-29 05:00 | 0 | 0.9235 | 407362
2016-12-29 06:00 | 0 | 0.91033 | 391950
2016-12-29 07:00 | 0 | 0.89451 | 380919
2016-12-29 08:00 | 0 | 0.87919 | 374964
2016-12-29 09:00 | 0 | 0.86798 | 375678
2016-12-29 10:00 | 0 | 0.85489 | 383293
2016-12-29 11:00 | 0 | 0.84381 | 400267
2016-12-29 12:00 | 0 | 0.83544 | 422823
2016-12-29 13:00 | 0 | 0.82554 | 439712
2016-12-29 14:00 | 0.053651 | 0.74334 | 451937
2016-12-29 15:00 | 0.35059 | 0.65793 | 458406
2016-12-29 16:00 | 0.5094 | 0.66335 | 459642
2016-12-29 17:00 | 0.52178 | 0.67686 | 457177
2016-12-29 18:00 | 0.49245 | 0.65697 | 453413
2016-12-29 19:00 | 0.47417 | 0.61991 | 448588
2016-12-29 20:00 | 0.47443 | 0.58244 | 445166
2016-12-29 21:00 | 0.491 | 0.53842 | 448553
2016-12-29 22:00 | 0.41173 | 0.55844 | 463901
2016-12-29 23:00 | 0.17009 | 0.58742 | 480596
2016-12-30 | 0.0016277 | 0.60732 | 486871
2016-12-30 01:00 | 0 | 0.61598 | 487082
2016-12-30 02:00 | 0 | 0.61955 | 476994
2016-12-30 03:00 | 0 | 0.63139 | 460130
2016-12-30 04:00 | 0 | 0.64122 | 439914
2016-12-30 05:00 | 0 | 0.64251 | 421903
2016-12-30 06:00 | 0 | 0.63847 | 407091
2016-12-30 07:00 | 0 | 0.63143 | 398686
2016-12-30 08:00 | 0 | 0.62491 | 394429
2016-12-30 09:00 | 0 | 0.6231 | 396327
2016-12-30 10:00 | 0 | 0.62508 | 405523
2016-12-30 11:00 | 0 | 0.63262 | 425145
2016-12-30 12:00 | 0 | 0.64758 | 447660
2016-12-30 13:00 | 0 | 0.66833 | 463447
2016-12-30 14:00 | 0.066719 | 0.61355 | 470223
2016-12-30 15:00 | 0.33992 | 0.49243 | 471272
2016-12-30 16:00 | 0.48141 | 0.49189 | 467833
2016-12-30 17:00 | 0.5036 | 0.58274 | 461282
2016-12-30 18:00 | 0.4784 | 0.63601 | 453356
2016-12-30 19:00 | 0.46424 | 0.67126 | 446082
2016-12-30 20:00 | 0.47219 | 0.68752 | 441690
2016-12-30 21:00 | 0.48048 | 0.73834 | 446474
2016-12-30 22:00 | 0.39249 | 0.78405 | 463624
2016-12-30 23:00 | 0.13147 | 0.81133 | 481092
2016-12-31 | 0.0013272 | 0.82084 | 487680
2016-12-31 01:00 | 0 | 0.81546 | 489425
2016-12-31 02:00 | 0 | 0.8063 | 481878
2016-12-31 03:00 | 0 | 0.8072 | 468220
2016-12-31 04:00 | 0 | 0.79934 | 450956
2016-12-31 05:00 | 0 | 0.79354 | 433000
2016-12-31 06:00 | 0 | 0.79506 | 420297
2016-12-31 07:00 | 0 | 0.79259 | 411686
2016-12-31 08:00 | 0 | 0.77895 | 406155
2016-12-31 09:00 | 0 | 0.75431 | 404289
2016-12-31 10:00 | 0 | 0.72933 | 407850
2016-12-31 11:00 | 0 | 0.70563 | 415139
2016-12-31 12:00 | 0 | 0.68337 | 426446
2016-12-31 13:00 | 0 | 0.65616 | 437460
2016-12-31 14:00 | 0.036427 | 0.55801 | 444140
2016-12-31 15:00 | 0.29475 | 0.49612 | 446688
2016-12-31 16:00 | 0.45444 | 0.45406 | 445791
2016-12-31 17:00 | 0.50867 | 0.40843 | 442001
2016-12-31 18:00 | 0.49731 | 0.39735 | 437484
2016-12-31 19:00 | 0.48732 | 0.39133 | 433876
2016-12-31 20:00 | 0.4976 | 0.38105 | 432009
2016-12-31 21:00 | 0.5139 | 0.37142 | 435982
2016-12-31 22:00 | 0.43958 | 0.41346 | 450070
2016-12-31 23:00 | 0.1567 | 0.48672 | 459604
2017-01-01 | 0.0017613 | 0.54371 | 460100

## case results
| objective [€] | system cost [€/h]
0 | 388838402800.4631 | 44266666.9855

## component results
| carrier | Capacity Factor | Capital Expenditure [€] | Curtailment [MWh] | Dispatch [MW] | Installed Capacity [MW] | Market Value [€/MWh] | Operational Expenditure [€] | Optimal Capacity [MW] | Revenue [€] | Supply [MW] | Withdrawal [MW]
Generator | geothermal |  | 0 | 0 | 0 | 0 |  | 0 | 0 | 0 | 0 | 0
| natgas |  | 0 | 0 | 0 | 0 |  | 0 | 0 | 0 | 0 | 0
| natgas_wCCS |  | 0 | 0 | 0 | 0 |  | 0 | 0 | 0 | 0 | 0
| nuclear | 0.19807 | 252000604040.2146 | 0 | 620408534.6462 | 0 | 417.5637 | 7059497113.9282 | 356551.1709 | 259060101154.1647 | 620408534.6462 | 0
| onwind | 0.36327 | 78068741877.1423 | 499076455.9873 | 2321550010.491 | 0 | 35.1279 | 3482325015.7365 | 727446.7991 | 81551066892.8189 | 2321550010.491 | 0
| solar-utility | 0.27717 | 21618260862.07 | 0 | 1061518960.8629 | 0 | 20.3654 | 0 | 435951.068 | 21618260862.0797 | 1061518960.8629 | 0
Link | direct air capture |  | 0 |  | 0 | 0 |  | 0 | 0 | 0 | 0 | 0
| geothermal |  | 0 |  | 0 | 0 |  | 0 | 0 | 0 | 0 | 0
| natgas |  | 0 |  | 0 | 0 |  | 0 | 0 | 0 | 0 | 0
| natgas_wCCS |  | 0 |  | 0 | 0 |  | 0 | 0 | 0 | 0 | 0
Load | load |  |  |  | -4003477506 |  | -97.1252 |  |  | 388838402800.4584 | 0 | -4003477506
Store | co2 atmosphere |  | 0 |  | 0 | 0 |  | 0 | 0 | 0 | 0 | 0
| load shifting backward | 0.3603 | 26608973891.3994 |  | -1.3766e-08 | 0 | -3.3246e+19 | 0 | 121336.9209 | 26608973891.3948 | 172625420.4293 | -172625420.4293

## time results
snapshot | CCGT dispatch | CCGT % wCCS dispatch | geothermal dispatch | nuclear dispatch | onwind dispatch | solar-utility dispatch | load load | co2 atmosphere state of charge | load shifting backward state of charge | CCGT % link wCCS dispatch | CCGT % link dispatch | geothermal % link dispatch | direct air capture dispatch
2016-01-01 | 0 | 0 | 0 | 61935.8192 | 408122.4508 | 750.73 | 470809 | 0 | 0 | 0 | 0 | 0 | 0
2016-01-01 01:00 | 0 | 0 | 0 | 53966.5248 | 408926.4752 | 0 | 462893 | 0 | 0 | 0 | 0 | 0 | 0
2016-01-01 02:00 | 0 | 0 | 0 | 44072.4527 | 408279.5473 | 0 | 452352 | 0 | 0 | 0 | 0 | 0 | 0
2016-01-01 03:00 | 0 | 0 | 0 | 23034.0347 | 415642.9653 | 0 | 438677 | 0 | 0 | 0 | 0 | 0 | 0
2016-01-01 04:00 | 0 | 0 | 0 | 0 | 423295 | 0 | 423295 | 0 | 0 | 0 | 0 | 0 | 0
2016-01-01 05:00 | 0 | 0 | 0 | 0 | 410979 | 0 | 410979 | 0 | 0 | 0 | 0 | 0 | 0
2016-01-01 06:00 | 0 | 0 | 0 | 0 | 461169.6631 | 0 | 400444 | 0 | 60725.6631 | 0 | 0 | 0 | 0
2016-01-01 07:00 | 0 | 0 | 0 | 0 | 330119.3369 | 0 | 390845 | 0 | 0 | 0 | 0 | 0 | 0
2016-01-01 08:00 | 0 | 0 | 0 | 0 | 383868 | 0 | 383868 | 0 | 0 | 0 | 0 | 0 | 0
2016-01-01 09:00 | 0 | 0 | 0 | 0 | 382247 | 0 | 382247 | 0 | 0 | 0 | 0 | 0 | 0
2016-01-01 10:00 | 0 | 0 | 0 | 0 | 385757 | 0 | 385757 | 0 | 0 | 0 | 0 | 0 | 0
2016-01-01 11:00 | 0 | 0 | 0 | 0 | 390944 | 0 | 390944 | 0 | 0 | 0 | 0 | 0 | 0
2016-01-01 12:00 | 0 | 0 | 0 | 0 | 466168.4229 | 0 | 398539 | 0 | 67629.4229 | 0 | 0 | 0 | 0
2016-01-01 13:00 | 0 | 0 | 0 | 0 | 339918.5771 | 0 | 407548 | 0 | 0 | 0 | 0 | 0 | 0
2016-01-01 14:00 | 0 | 0 | 0 | 0 | 400659.8563 | 19629.1437 | 420289 | 0 | 0 | 0 | 0 | 0 | 0
2016-01-01 15:00 | 0 | 0 | 0 | 0 | 256253.5841 | 175516.4159 | 431770 | 0 | 0 | 0 | 0 | 0 | 0
2016-01-01 16:00 | 0 | 0 | 0 | 0 | 274830.0852 | 254722.0871 | 438480 | 0 | 91072.1724 | 0 | 0 | 0 | 0
2016-01-01 17:00 | 0 | 0 | 0 | 0 | 94321.6247 | 254944.2029 | 440338 | 0 | 0 | 0 | 0 | 0 | 0
2016-01-01 18:00 | 0 | 0 | 0 | 0 | 199091.7999 | 238944.2001 | 438036 | 0 | 0 | 0 | 0 | 0 | 0
2016-01-01 19:00 | 0 | 0 | 0 | 0 | 199584.4606 | 232736.5394 | 432321 | 0 | 0 | 0 | 0 | 0 | 0
2016-01-01 20:00 | 0 | 0 | 0 | 0 | 187712.0467 | 241147.9533 | 428860 | 0 | 0 | 0 | 0 | 0 | 0
2016-01-01 21:00 | 0 | 0 | 0 | 0 | 175856.5102 | 254944.4898 | 430801 | 0 | 0 | 0 | 0 | 0 | 0
2016-01-01 22:00 | 0 | 0 | 0 | 0 | 332897.9985 | 233493.9224 | 445055 | 0 | 121336.9209 | 0 | 0 | 0 | 0
2016-01-01 23:00 | 0 | 0 | 0 | 0 | 368521.7556 | 91648.2444 | 460170 | 0 | 121336.9209 | 0 | 0 | 0 | 0
2016-01-02 | 0 | 0 | 0 | 0 | 343741.4832 | 856.5959 | 465935 | 0 | 0 | 0 | 0 | 0 | 0
2016-01-02 01:00 | 0 | 0 | 0 | 0 | 465362 | 0 | 465362 | 0 | 0 | 0 | 0 | 0 | 0
2016-01-02 02:00 | 0 | 0 | 0 | 0 | 480458.8126 | 0 | 462094 | 0 | 18364.8126 | 0 | 0 | 0 | 0
2016-01-02 03:00 | 0 | 0 | 0 | 0 | 432215.1874 | 0 | 450580 | 0 | 0 | 0 | 0 | 0 | 0
2016-01-02 04:00 | 0 | 0 | 0 | 0 | 475485.6139 | 0 | 434931 | 0 | 40554.6139 | 0 | 0 | 0 | 0
2016-01-02 05:00 | 0 | 0 | 0 | 0 | 377360.3861 | 0 | 417915 | 0 | 0 | 0 | 0 | 0 | 0
2016-01-02 06:00 | 0 | 0 | 0 | 0 | 449672.7491 | 0 | 406626 | 0 | 43046.7491 | 0 | 0 | 0 | 0
2016-01-02 07:00 | 0 | 0 | 0 | 0 | 412175.0818 | 0 | 397512 | 0 | 57709.8308 | 0 | 0 | 0 | 0
2016-01-02 08:00 | 0 | 0 | 0 | 0 | 419654.7616 | 0 | 392956 | 0 | 84408.5925 | 0 | 0 | 0 | 0
2016-01-02 09:00 | 0 | 0 | 0 | 0 | 414332.6721 | 0 | 392210 | 0 | 106531.2646 | 0 | 0 | 0 | 0
2016-01-02 10:00 | 0 | 0 | 0 | 0 | 411397.6563 | 0 | 396592 | 0 | 121336.9209 | 0 | 0 | 0 | 0
2016-01-02 11:00 | 0 | 0 | 0 | 0 | 404928.8662 | 0 | 406767 | 0 | 119498.7872 | 0 | 0 | 0 | 0
2016-01-02 12:00 | 0 | 0 | 0 | 0 | 399609.3562 | 0 | 420668 | 0 | 98440.1434 | 0 | 0 | 0 | 0
2016-01-02 13:00 | 0 | 0 | 0 | 0 | 397796.6796 | 0 | 434757 | 0 | 61479.823 | 0 | 0 | 0 | 0
2016-01-02 14:00 | 0 | 0 | 0 | 0 | 364615.3257 | 28412.9038 | 445046 | 0 | 9462.0525 | 0 | 0 | 0 | 0
2016-01-02 15:00 | 0 | 0 | 0 | 50838.071 | 251735.6011 | 138057.2754 | 450093 | 0 | 0 | 0 | 0 | 0 | 0
2016-01-02 16:00 | 0 | 0 | 0 | 85725.5729 | 160161.2801 | 202889.1469 | 448776 | 0 | 0 | 0 | 0 | 0 | 0
2016-01-02 17:00 | 0 | 0 | 0 | 63839.3715 | 159447.9313 | 220061.6972 | 443349 | 0 | 0 | 0 | 0 | 0 | 0
2016-01-02 18:00 | 0 | 0 | 0 | 14587.8559 | 204153.6071 | 216406.537 | 435148 | 0 | 0 | 0 | 0 | 0 | 0
2016-01-02 19:00 | 0 | 0 | 0 | 0 | 228566.011 | 211322.3021 | 427129 | 0 | 12759.3131 | 0 | 0 | 0 | 0
2016-01-02 20:00 | 0 | 0 | 0 | 0 | 223132.8447 | 215296.6369 | 420682 | 0 | 30506.7948 | 0 | 0 | 0 | 0
2016-01-02 21:00 | 0 | 0 | 0 | 0 | 217902.4782 | 217371.2958 | 423696 | 0 | 42084.5688 | 0 | 0 | 0 | 0
2016-01-02 22:00 | 0 | 0 | 0 | 0 | 295869.4856 | 179880.6143 | 441498 | 0 | 76336.6687 | 0 | 0 | 0 | 0
2016-01-02 23:00 | 0 | 0 | 0 | 93749.7034 | 348004.0657 | 64838.4831 | 461592 | 0 | 121336.9209 | 0 | 0 | 0 | 0
2016-01-03 | 0 | 0 | 0 | 91953.7573 | 376541.3548 | 849.8879 | 469345 | 0 | 121336.9209 | 0 | 0 | 0 | 0
2016-01-03 01:00 | 0 | 0 | 0 | 50564.5874 | 395097.7377 | 0 | 470347 | 0 | 96652.2461 | 0 | 0 | 0 | 0
2016-01-03 02:00 | 0 | 0 | 0 | 0 | 407539.1025 | 0 | 467310 | 0 | 36881.3486 | 0 | 0 | 0 | 0
2016-01-03 03:00 | 0 | 0 | 0 | 0 | 419148.6514 | 0 | 456030 | 0 | 0 | 0 | 0 | 0 | 0
2016-01-03 04:00 | 0 | 0 | 0 | 14875.2175 | 426683.7825 | 0 | 441559 | 0 | 0 | 0 | 0 | 0 | 0
2016-01-03 05:00 | 0 | 0 | 0 | 0 | 429189.7211 | 0 | 427167 | 0 | 2022.7211 | 0 | 0 | 0 | 0
2016-01-03 06:00 | 0 | 0 | 0 | 0 | 426835.9026 | 0 | 413834 | 0 | 15024.6237 | 0 | 0 | 0 | 0
2016-01-03 07:00 | 0 | 0 | 0 | 0 | 417701.3408 | 0 | 404865 | 0 | 27860.9644 | 0 | 0 | 0 | 0
2016-01-03 08:00 | 0 | 0 | 0 | 0 | 402054.438 | 0 | 399699 | 0 | 30216.4025 | 0 | 0 | 0 | 0
2016-01-03 09:00 | 0 | 0 | 0 | 0 | 384947.4463 | 0 | 398110 | 0 | 17053.8488 | 0 | 0 | 0 | 0
2016-01-03 10:00 | 0 | 0 | 0 | 21700.5079 | 362079.6433 | 0 | 400834 | 0 | 0 | 0 | 0 | 0 | 0
2016-01-03 11:00 | 0 | 0 | 0 | 74213.8977 | 334620.1023 | 0 | 408834 | 0 | 0 | 0 | 0 | 0 | 0
2016-01-03 12:00 | 0 | 0 | 0 | 110860.6861 | 309588.3139 | 0 | 420449 | 0 | 0 | 0 | 0 | 0 | 0
2016-01-03 13:00 | 0 | 0 | 0 | 263243.0752 | 291274.8458 | 0 | 433181 | 0 | 121336.9209 | 0 | 0 | 0 | 0
2016-01-03 14:00 | 0 | 0 | 0 | 68794.0475 | 232663.6075 | 17290.424 | 440085 | 0 | 0 | 0 | 0 | 0 | 0
2016-01-03 15:00 | 0 | 0 | 0 | 267337.4446 | 130986.0289 | 162819.4474 | 439806 | 0 | 121336.9209 | 0 | 0 | 0 | 0
2016-01-03 16:00 | 0 | 0 | 0 | 141694.8363 | 76922.3974 | 216381.7662 | 434999 | 0 | 121336.9209 | 0 | 0 | 0 | 0
2016-01-03 17:00 | 0 | 0 | 0 | 144139.5279 | 63282.93 | 223496.5422 | 430919 | 0 | 121336.9209 | 0 | 0 | 0 | 0
2016-01-03 18:00 | 0 | 0 | 0 | 30822.4663 | 60409.302 | 214609.3108 | 427178 | 0 | 0 | 0 | 0 | 0 | 0
2016-01-03 19:00 | 0 | 0 | 0 | 151092.1935 | 63278.3827 | 208078.4238 | 422449 | 0 | 0 | 0 | 0 | 0 | 0
2016-01-03 20:00 | 0 | 0 | 0 | 266160.0833 | 65575.9332 | 208543.9044 | 418943 | 0 | 121336.9209 | 0 | 0 | 0 | 0
2016-01-03 21:00 | 0 | 0 | 0 | 29202.8871 | 71237.456 | 202763.736 | 424541 | 0 | 0 | 0 | 0 | 0 | 0
2016-01-03 22:00 | 0 | 0 | 0 | 176832.2231 | 106582.3806 | 160965.3963 | 444380 | 0 | 0 | 0 | 0 | 0 | 0
2016-01-03 23:00 | 0 | 0 | 0 | 286144.4079 | 140313.789 | 37866.8031 | 464325 | 0 | 0 | 0 | 0 | 0 | 0
2016-01-04 | 0 | 0 | 0 | 299878.9014 | 174009.9336 | 907.1649 | 474796 | 0 | 0 | 0 | 0 | 0 | 0
2016-01-04 01:00 | 0 | 0 | 0 | 274660.1448 | 202360.8552 | 0 | 477021 | 0 | 0 | 0 | 0 | 0 | 0
2016-01-04 02:00 | 0 | 0 | 0 | 246098.1787 | 223636.8213 | 0 | 469735 | 0 | 0 | 0 | 0 | 0 | 0
2016-01-04 03:00 | 0 | 0 | 0 | 214523.6631 | 238313.3369 | 0 | 452837 | 0 | 0 | 0 | 0 | 0 | 0
2016-01-04 04:00 | 0 | 0 | 0 | 196793.3424 | 238884.6576 | 0 | 435678 | 0 | 0 | 0 | 0 | 0 | 0
2016-01-04 05:00 | 0 | 0 | 0 | 313410.7955 | 229485.1255 | 0 | 421559 | 0 | 121336.9209 | 0 | 0 | 0 | 0
2016-01-04 06:00 | 0 | 0 | 0 | 70885.6768 | 218384.4023 | 0 | 410607 | 0 | 0 | 0 | 0 | 0 | 0
2016-01-04 07:00 | 0 | 0 | 0 | 195920.4035 | 208786.5965 | 0 | 404707 | 0 | 0 | 0 | 0 | 0 | 0
2016-01-04 08:00 | 0 | 0 | 0 | 203553.6226 | 199777.3774 | 0 | 403331 | 0 | 0 | 0 | 0 | 0 | 0
2016-01-04 09:00 | 0 | 0 | 0 | 217603.636 | 190664.364 | 0 | 408268 | 0 | 0 | 0 | 0 | 0 | 0
2016-01-04 10:00 | 0 | 0 | 0 | 356551.1709 | 184804.5218 | 0 | 424056 | 0 | 117299.6927 | 0 | 0 | 0 | 0
2016-01-04 11:00 | 0 | 0 | 0 | 278481.1581 | 183522.0702 | 0 | 457966 | 0 | 121336.9209 | 0 | 0 | 0 | 0
2016-01-04 12:00 | 0 | 0 | 0 | 302046.4671 | 188002.5329 | 0 | 490049 | 0 | 121336.9209 | 0 | 0 | 0 | 0
2016-01-04 13:00 | 0 | 0 | 0 | 183402.1931 | 198607.8859 | 0 | 503347 | 0 | 0 | 0 | 0 | 0 | 0
2016-01-04 14:00 | 0 | 0 | 0 | 356551.1709 | 204257.9797 | 37010.7787 | 505677 | 0 | 92142.9293 | 0 | 0 | 0 | 0
2016-01-04 15:00 | 0 | 0 | 0 | 255294.3603 | 165958.9969 | 113038.6344 | 505098 | 0 | 121336.9209 | 0 | 0 | 0 | 0
2016-01-04 16:00 | 0 | 0 | 0 | 200231.2191 | 139524.2968 | 160111.4841 | 499867 | 0 | 121336.9209 | 0 | 0 | 0 | 0
2016-01-04 17:00 | 0 | 0 | 0 | 46121.1584 | 151592.25 | 174395.6707 | 493446 | 0 | 0 | 0 | 0 | 0 | 0
2016-01-04 18:00 | 0 | 0 | 0 | 135066.5782 | 177090.5625 | 175742.8593 | 487900 | 0 | 0 | 0 | 0 | 0 | 0
2016-01-04 19:00 | 0 | 0 | 0 | 106461.5303 | 202341.7387 | 174550.7311 | 483354 | 0 | 0 | 0 | 0 | 0 | 0
2016-01-04 20:00 | 0 | 0 | 0 | 190276.9662 | 217996.5451 | 172346.8192 | 480122 | 0 | 100498.3305 | 0 | 0 | 0 | 0
2016-01-04 21:00 | 0 | 0 | 0 | 0 | 226784.8888 | 157470.7807 | 484754 | 0 | 0 | 0 | 0 | 0 | 0
2016-01-04 22:00 | 0 | 0 | 0 | 99513.5621 | 290202.2138 | 114350.2241 | 504066 | 0 | 0 | 0 | 0 | 0 | 0
2016-01-04 23:00 | 0 | 0 | 0 | 100426.3557 | 392490.1137 | 34961.5305 | 527878 | 0 | 0 | 0 | 0 | 0 | 0
2016-01-05 | 0 | 0 | 0 | 104018.8301 | 434260.5585 | 714.6114 | 538994 | 0 | 0 | 0 | 0 | 0 | 0
2016-01-05 01:00 | 0 | 0 | 0 | 208340.4578 | 438358.4656 | 0 | 539677 | 0 | 107021.9235 | 0 | 0 | 0 | 0
2016-01-05 02:00 | 0 | 0 | 0 | 0 | 424797.0765 | 0 | 531819 | 0 | 0 | 0 | 0 | 0 | 0
2016-01-05 03:00 | 0 | 0 | 0 | 105023.1664 | 406834.8336 | 0 | 511858 | 0 | 0 | 0 | 0 | 0 | 0
2016-01-05 04:00 | 0 | 0 | 0 | 218371.887 | 391321.034 | 0 | 488356 | 0 | 121336.9209 | 0 | 0 | 0 | 0
2016-01-05 05:00 | 0 | 0 | 0 | 92569.9206 | 377530.0794 | 0 | 470100 | 0 | 121336.9209 | 0 | 0 | 0 | 0
2016-01-05 06:00 | 0 | 0 | 0 | 94871.3158 | 364660.6842 | 0 | 459532 | 0 | 121336.9209 | 0 | 0 | 0 | 0
2016-01-05 07:00 | 0 | 0 | 0 | 75462.6329 | 355960.7653 | 0 | 452735 | 0 | 100025.3192 | 0 | 0 | 0 | 0
2016-01-05 08:00 | 0 | 0 | 0 | 0 | 350264.6808 | 0 | 450290 | 0 | 0 | 0 | 0 | 0 | 0
2016-01-05 09:00 | 0 | 0 | 0 | 116237.447 | 338828.553 | 0 | 455066 | 0 | 0 | 0 | 0 | 0 | 0
2016-01-05 10:00 | 0 | 0 | 0 | 144765.4358 | 326900.5642 | 0 | 471666 | 0 | 0 | 0 | 0 | 0 | 0
2016-01-05 11:00 | 0 | 0 | 0 | 190044.6325 | 315295.3675 | 0 | 505340 | 0 | 0 | 0 | 0 | 0 | 0
2016-01-05 12:00 | 0 | 0 | 0 | 350205.4472 | 307545.4738 | 0 | 536414 | 0 | 121336.9209 | 0 | 0 | 0 | 0
2016-01-05 13:00 | 0 | 0 | 0 | 119006.6055 | 304049.4736 | 0 | 544393 | 0 | 0 | 0 | 0 | 0 | 0
2016-01-05 14:00 | 0 | 0 | 0 | 240567.8301 | 288487.7869 | 9252.3831 | 538308 | 0 | 0 | 0 | 0 | 0 | 0
2016-01-05 15:00 | 0 | 0 | 0 | 157553.2426 | 291030.1341 | 81848.6233 | 530432 | 0 | 0 | 0 | 0 | 0 | 0
2016-01-05 16:00 | 0 | 0 | 0 | 72628.7956 | 310570.1655 | 135762.0388 | 518961 | 0 | 0 | 0 | 0 | 0 | 0
2016-01-05 17:00 | 0 | 0 | 0 | 10466.9441 | 333697.5514 | 162881.5046 | 507046 | 0 | 0 | 0 | 0 | 0 | 0
2016-01-05 18:00 | 0 | 0 | 0 | 0 | 333257.3457 | 168395.7093 | 497896 | 0 | 3757.0549 | 0 | 0 | 0 | 0
2016-01-05 19:00 | 0 | 0 | 0 | 1098.6103 | 317364.5157 | 167756.819 | 489977 | 0 | 0 | 0 | 0 | 0 | 0
2016-01-05 20:00 | 0 | 0 | 0 | 24806.1324 | 294569.5651 | 165916.3025 | 485292 | 0 | 0 | 0 | 0 | 0 | 0
2016-01-05 21:00 | 0 | 0 | 0 | 57197.7219 | 280106.2387 | 152600.0394 | 489904 | 0 | 0 | 0 | 0 | 0 | 0
2016-01-05 22:00 | 0 | 0 | 0 | 92527.5007 | 304818.6845 | 113742.8148 | 511089 | 0 | 0 | 0 | 0 | 0 | 0
2016-01-05 23:00 | 0 | 0 | 0 | 139227.0367 | 365834.4676 | 29712.4957 | 534774 | 0 | 0 | 0 | 0 | 0 | 0
2016-01-06 | 0 | 0 | 0 | 275035.7936 | 390260.8247 | 798.3027 | 544758 | 0 | 121336.9209 | 0 | 0 | 0 | 0
2016-01-06 01:00 | 0 | 0 | 0 | 157591.4068 | 386576.5932 | 0 | 544168 | 0 | 121336.9209 | 0 | 0 | 0 | 0
2016-01-06 02:00 | 0 | 0 | 0 | 160273.949 | 374129.051 | 0 | 534403 | 0 | 121336.9209 | 0 | 0 | 0 | 0
2016-01-06 03:00 | 0 | 0 | 0 | 148438.8629 | 364207.1371 | 0 | 512646 | 0 | 121336.9209 | 0 | 0 | 0 | 0
2016-01-06 04:00 | 0 | 0 | 0 | 12659.1991 | 354749.8799 | 0 | 488746 | 0 | 0 | 0 | 0 | 0 | 0
2016-01-06 05:00 | 0 | 0 | 0 | 246849.7982 | 344197.1227 | 0 | 469710 | 0 | 121336.9209 | 0 | 0 | 0 | 0
2016-01-06 06:00 | 0 | 0 | 0 | 6942.9619 | 330746.1171 | 0 | 459026 | 0 | 0 | 0 | 0 | 0 | 0
2016-01-06 07:00 | 0 | 0 | 0 | 258107.6597 | 314076.2612 | 0 | 450847 | 0 | 121336.9209 | 0 | 0 | 0 | 0
2016-01-06 08:00 | 0 | 0 | 0 | 30856.0503 | 295568.0287 | 0 | 447761 | 0 | 0 | 0 | 0 | 0 | 0
2016-01-06 09:00 | 0 | 0 | 0 | 290088.4699 | 280884.4511 | 0 | 449636 | 0 | 121336.9209 | 0 | 0 | 0 | 0
2016-01-06 10:00 | 0 | 0 | 0 | 198135.0161 | 265376.9839 | 0 | 463512 | 0 | 121336.9209 | 0 | 0 | 0 | 0
2016-01-06 11:00 | 0 | 0 | 0 | 243141.0492 | 252418.9508 | 0 | 495560 | 0 | 121336.9209 | 0 | 0 | 0 | 0
2016-01-06 12:00 | 0 | 0 | 0 | 164345.3088 | 238519.7703 | 0 | 524202 | 0 | 0 | 0 | 0 | 0 | 0
2016-01-06 13:00 | 0 | 0 | 0 | 305313.6816 | 224811.3184 | 0 | 530125 | 0 | 0 | 0 | 0 | 0 | 0
2016-01-06 14:00 | 0 | 0 | 0 | 324180.5427 | 191782.0911 | 7844.3662 | 523807 | 0 | 0 | 0 | 0 | 0 | 0
2016-01-06 15:00 | 0 | 0 | 0 | 297864.2111 | 144396.3405 | 72861.4485 | 515122 | 0 | 0 | 0 | 0 | 0 | 0
2016-01-06 16:00 | 0 | 0 | 0 | 356551.1709 | 127084.9747 | 125964.8917 | 505229 | 0 | 104372.0373 | 0 | 0 | 0 | 0
2016-01-06 17:00 | 0 | 0 | 0 | 93895.3671 | 134519.0962 | 161101.4994 | 493888 | 0 | 0 | 0 | 0 | 0 | 0
2016-01-06 18:00 | 0 | 0 | 0 | 180943.8725 | 133725.2757 | 170552.8518 | 485222 | 0 | 0 | 0 | 0 | 0 | 0
2016-01-06 19:00 | 0 | 0 | 0 | 179406.245 | 128081.9835 | 170532.7715 | 478021 | 0 | 0 | 0 | 0 | 0 | 0
2016-01-06 20:00 | 0 | 0 | 0 | 185141.3793 | 121073.8978 | 168458.7229 | 474674 | 0 | 0 | 0 | 0 | 0 | 0
2016-01-06 21:00 | 0 | 0 | 0 | 199718.4476 | 119558.2391 | 158787.3133 | 478064 | 0 | 0 | 0 | 0 | 0 | 0
2016-01-06 22:00 | 0 | 0 | 0 | 350690.4025 | 142114.1733 | 124811.3452 | 496279 | 0 | 121336.9209 | 0 | 0 | 0 | 0
2016-01-06 23:00 | 0 | 0 | 0 | 153351.9257 | 195034.297 | 45348.8564 | 515072 | 0 | 0 | 0 | 0 | 0 | 0
2016-01-07 | 0 | 0 | 0 | 356551.1709 | 229736.977 | 394.6552 | 521111 | 0 | 65571.803 | 0 | 0 | 0 | 0
2016-01-07 01:00 | 0 | 0 | 0 | 206040.4127 | 246762.7842 | 0 | 518375 | 0 | 0 | 0 | 0 | 0 | 0
2016-01-07 02:00 | 0 | 0 | 0 | 259415.3002 | 247479.6998 | 0 | 506895 | 0 | 0 | 0 | 0 | 0 | 0
2016-01-07 03:00 | 0 | 0 | 0 | 251286.4842 | 234994.5158 | 0 | 486281 | 0 | 0 | 0 | 0 | 0 | 0
2016-01-07 04:00 | 0 | 0 | 0 | 356551.1709 | 211105.6343 | 0 | 461291 | 0 | 106365.8052 | 0 | 0 | 0 | 0
2016-01-07 05:00 | 0 | 0 | 0 | 263150.6504 | 191741.4654 | 0 | 439921 | 0 | 121336.9209 | 0 | 0 | 0 | 0
2016-01-07 06:00 | 0 | 0 | 0 | 129641.8021 | 174572.2769 | 0 | 425551 | 0 | 0 | 0 | 0 | 0 | 0
2016-01-07 07:00 | 0 | 0 | 0 | 255262.5974 | 160630.4026 | 0 | 415893 | 0 | 0 | 0 | 0 | 0 | 0
2016-01-07 08:00 | 0 | 0 | 0 | 356551.1709 | 153421.9969 | 0 | 410460 | 0 | 99513.1678 | 0 | 0 | 0 | 0
2016-01-07 09:00 | 0 | 0 | 0 | 160004.0912 | 151540.741 | 0 | 411058 | 0 | 0 | 0 | 0 | 0 | 0
2016-01-07 10:00 | 0 | 0 | 0 | 356551.1709 | 157082.734 | 0 | 423691 | 0 | 89942.9049 | 0 | 0 | 0 | 0
2016-01-07 11:00 | 0 | 0 | 0 | 319349.0562 | 166344.9598 | 0 | 454300 | 0 | 121336.9209 | 0 | 0 | 0 | 0
2016-01-07 12:00 | 0 | 0 | 0 | 308123.7796 | 175372.2204 | 0 | 483496 | 0 | 121336.9209 | 0 | 0 | 0 | 0
2016-01-07 13:00 | 0 | 0 | 0 | 312411.6193 | 179373.3807 | 0 | 491785 | 0 | 121336.9209 | 0 | 0 | 0 | 0
2016-01-07 14:00 | 0 | 0 | 0 | 316949.852 | 155257.9243 | 18478.2237 | 490686 | 0 | 121336.9209 | 0 | 0 | 0 | 0
2016-01-07 15:00 | 0 | 0 | 0 | 300303.6895 | 102201.7782 | 85750.5323 | 488256 | 0 | 121336.9209 | 0 | 0 | 0 | 0
2016-01-07 16:00 | 0 | 0 | 0 | 113999.9518 | 113085.3476 | 132707.7796 | 481130 | 0 | 0 | 0 | 0 | 0 | 0
2016-01-07 17:00 | 0 | 0 | 0 | 176101.5824 | 138684.9425 | 158168.4751 | 472955 | 0 | 0 | 0 | 0 | 0 | 0
2016-01-07 18:00 | 0 | 0 | 0 | 276723.9506 | 145254.0366 | 164585.9338 | 465227 | 0 | 121336.9209 | 0 | 0 | 0 | 0
2016-01-07 19:00 | 0 | 0 | 0 | 24251.8475 | 151986.5276 | 161734.7039 | 459310 | 0 | 0 | 0 | 0 | 0 | 0
2016-01-07 20:00 | 0 | 0 | 0 | 261579.7056 | 159839.1492 | 156357.0661 | 456439 | 0 | 121336.9209 | 0 | 0 | 0 | 0
2016-01-07 21:00 | 0 | 0 | 0 | 25506.663 | 167780.1229 | 143371.2931 | 457995 | 0 | 0 | 0 | 0 | 0 | 0
2016-01-07 22:00 | 0 | 0 | 0 | 178058.2816 | 182013.0967 | 113317.6217 | 473389 | 0 | 0 | 0 | 0 | 0 | 0
2016-01-07 23:00 | 0 | 0 | 0 | 241244.8652 | 208728.3971 | 39003.7377 | 488977 | 0 | 0 | 0 | 0 | 0 | 0
2016-01-08 | 0 | 0 | 0 | 356551.1709 | 216620.338 | 1056.7149 | 494433 | 0 | 79795.2237 | 0 | 0 | 0 | 0
2016-01-08 01:00 | 0 | 0 | 0 | 198510.8686 | 213314.9077 | 0 | 491621 | 0 | 0 | 0 | 0 | 0 | 0
2016-01-08 02:00 | 0 | 0 | 0 | 278373.8343 | 203558.1657 | 0 | 481932 | 0 | 0 | 0 | 0 | 0 | 0
2016-01-08 03:00 | 0 | 0 | 0 | 356551.1709 | 192111.6572 | 0 | 461801 | 0 | 86861.8281 | 0 | 0 | 0 | 0
2016-01-08 04:00 | 0 | 0 | 0 | 167765.8731 | 182380.2988 | 0 | 437008 | 0 | 0 | 0 | 0 | 0 | 0
2016-01-08 05:00 | 0 | 0 | 0 | 356551.1709 | 179895.1521 | 0 | 415288 | 0 | 121158.323 | 0 | 0 | 0 | 0
2016-01-08 06:00 | 0 | 0 | 0 | 220527.7031 | 179567.8949 | 0 | 399917 | 0 | 121336.9209 | 0 | 0 | 0 | 0
2016-01-08 07:00 | 0 | 0 | 0 | 86667.4687 | 181524.6104 | 0 | 389529 | 0 | 0 | 0 | 0 | 0 | 0
2016-01-08 08:00 | 0 | 0 | 0 | 200697.7294 | 183961.2706 | 0 | 384659 | 0 | 0 | 0 | 0 | 0 | 0
2016-01-08 09:00 | 0 | 0 | 0 | 196170.209 | 188743.791 | 0 | 384914 | 0 | 0 | 0 | 0 | 0 | 0
2016-01-08 10:00 | 0 | 0 | 0 | 199089.3337 | 196571.6663 | 0 | 395661 | 0 | 0 | 0 | 0 | 0 | 0
2016-01-08 11:00 | 0 | 0 | 0 | 224064.2762 | 202039.7238 | 0 | 426104 | 0 | 0 | 0 | 0 | 0 | 0
2016-01-08 12:00 | 0 | 0 | 0 | 249986.8182 | 205485.1818 | 0 | 455472 | 0 | 0 | 0 | 0 | 0 | 0
2016-01-08 13:00 | 0 | 0 | 0 | 261960.9185 | 205212.0815 | 0 | 467173 | 0 | 0 | 0 | 0 | 0 | 0
2016-01-08 14:00 | 0 | 0 | 0 | 265696.5949 | 191430.6696 | 15422.7355 | 472550 | 0 | 0 | 0 | 0 | 0 | 0
2016-01-08 15:00 | 0 | 0 | 0 | 187926.571 | 189337.4909 | 99469.9381 | 476734 | 0 | 0 | 0 | 0 | 0 | 0
2016-01-08 16:00 | 0 | 0 | 0 | 114910.5263 | 190129.3385 | 169976.1352 | 475016 | 0 | 0 | 0 | 0 | 0 | 0
2016-01-08 17:00 | 0 | 0 | 0 | 83082.8548 | 188382.6071 | 197197.5381 | 468663 | 0 | 0 | 0 | 0 | 0 | 0
2016-01-08 18:00 | 0 | 0 | 0 | 74860.704 | 195464.3955 | 193238.9005 | 463564 | 0 | 0 | 0 | 0 | 0 | 0
2016-01-08 19:00 | 0 | 0 | 0 | 63047.8728 | 212577.4156 | 183326.7116 | 458952 | 0 | 0 | 0 | 0 | 0 | 0
2016-01-08 20:00 | 0 | 0 | 0 | 40800.5789 | 236000.8861 | 177735.535 | 454537 | 0 | 0 | 0 | 0 | 0 | 0
2016-01-08 21:00 | 0 | 0 | 0 | 27485.7766 | 252729.6011 | 174230.6222 | 454446 | 0 | 0 | 0 | 0 | 0 | 0
2016-01-08 22:00 | 0 | 0 | 0 | 40885.6692 | 268098.4722 | 154447.8585 | 463432 | 0 | 0 | 0 | 0 | 0 | 0
2016-01-08 23:00 | 0 | 0 | 0 | 221657.6768 | 290185.3989 | 82116.8453 | 472623 | 0 | 121336.9209 | 0 | 0 | 0 | 0
2016-01-09 | 0 | 0 | 0 | 173120.5861 | 298794.8016 | 1577.6123 | 473493 | 0 | 121336.9209 | 0 | 0 | 0 | 0
2016-01-09 01:00 | 0 | 0 | 0 | 47781.1345 | 299218.9446 | 0 | 468337 | 0 | 0 | 0 | 0 | 0 | 0
2016-01-09 02:00 | 0 | 0 | 0 | 281396.2597 | 299165.6613 | 0 | 459225 | 0 | 121336.9209 | 0 | 0 | 0 | 0
2016-01-09 03:00 | 0 | 0 | 0 | 146511.3208 | 297088.6792 | 0 | 443600 | 0 | 121336.9209 | 0 | 0 | 0 | 0
2016-01-09 04:00 | 0 | 0 | 0 | 126829.3414 | 297473.6586 | 0 | 424303 | 0 | 121336.9209 | 0 | 0 | 0 | 0
2016-01-09 05:00 | 0 | 0 | 0 | 69378.337 | 299078.5124 | 0 | 406106 | 0 | 83687.7704 | 0 | 0 | 0 | 0
2016-01-09 06:00 | 0 | 0 | 0 | 0 | 306914.2296 | 0 | 390602 | 0 | 0 | 0 | 0 | 0 | 0
2016-01-09 07:00 | 0 | 0 | 0 | 59910.6157 | 320298.3843 | 0 | 380209 | 0 | 0 | 0 | 0 | 0 | 0
2016-01-09 08:00 | 0 | 0 | 0 | 36227.5686 | 337627.4314 | 0 | 373855 | 0 | 0 | 0 | 0 | 0 | 0
2016-01-09 09:00 | 0 | 0 | 0 | 23236.6691 | 349583.3309 | 0 | 372820 | 0 | 0 | 0 | 0 | 0 | 0
2016-01-09 10:00 | 0 | 0 | 0 | 128304.1017 | 362366.4174 | 0 | 376458 | 0 | 114212.5191 | 0 | 0 | 0 | 0
2016-01-09 11:00 | 0 | 0 | 0 | 0 | 372034.3374 | 0 | 385225 | 0 | 101021.8565 | 0 | 0 | 0 | 0
2016-01-09 12:00 | 0 | 0 | 0 | 0 | 373934.5739 | 0 | 400062 | 0 | 74894.4304 | 0 | 0 | 0 | 0
2016-01-09 13:00 | 0 | 0 | 0 | 0 | 371258.7729 | 0.011378 | 417421 | 0 | 28732.2147 | 0 | 0 | 0 | 0
2016-01-09 14:00 | 0 | 0 | 0 | 0 | 361032.9441 | 43009.8412 | 432775 | 0 | 0 | 0 | 0 | 0 | 0
2016-01-09 15:00 | 0 | 0 | 0 | 0 | 361582.504 | 183834.4712 | 443504 | 0 | 101912.9752 | 0 | 0 | 0 | 0
2016-01-09 16:00 | 0 | 0 | 0 | 0 | 216660.8709 | 250327.0748 | 447564 | 0 | 121336.9209 | 0 | 0 | 0 | 0
2016-01-09 17:00 | 0 | 0 | 0 | 0 | 69382.3747 | 255517.7044 | 446237 | 0 | 0 | 0 | 0 | 0 | 0
2016-01-09 18:00 | 0 | 0 | 0 | 0 | 323046.4043 | 239740.5166 | 441450 | 0 | 121336.9209 | 0 | 0 | 0 | 0
2016-01-09 19:00 | 0 | 0 | 0 | 0 | 84608.0455 | 231190.0335 | 437135 | 0 | 0 | 0 | 0 | 0 | 0
2016-01-09 20:00 | 0 | 0 | 0 | 0 | 318478.3279 | 237657.593 | 434799 | 0 | 121336.9209 | 0 | 0 | 0 | 0
2016-01-09 21:00 | 0 | 0 | 0 | 0 | 195606.0266 | 243141.9734 | 438748 | 0 | 121336.9209 | 0 | 0 | 0 | 0
2016-01-09 22:00 | 0 | 0 | 0 | 0 | 234595.7059 | 216503.2941 | 451099 | 0 | 121336.9209 | 0 | 0 | 0 | 0
2016-01-09 23:00 | 0 | 0 | 0 | 0 | 318216.6978 | 74313.0264 | 461966 | 0 | 51900.6452 | 0 | 0 | 0 | 0
2016-01-10 | 0 | 0 | 0 | 111979.8312 | 302714.9833 | 312.5403 | 466908 | 0 | 0 | 0 | 0 | 0 | 0
2016-01-10 01:00 | 0 | 0 | 0 | 174516.0866 | 290505.9134 | 0 | 465022 | 0 | 0 | 0 | 0 | 0 | 0
2016-01-10 02:00 | 0 | 0 | 0 | 299563.6195 | 279812.3014 | 0 | 458039 | 0 | 121336.9209 | 0 | 0 | 0 | 0
2016-01-10 03:00 | 0 | 0 | 0 | 55672.5873 | 268213.4918 | 0 | 445223 | 0 | 0 | 0 | 0 | 0 | 0
2016-01-10 04:00 | 0 | 0 | 0 | 172334.9461 | 257530.0539 | 0 | 429865 | 0 | 0 | 0 | 0 | 0 | 0
2016-01-10 05:00 | 0 | 0 | 0 | 164468.8013 | 250367.1987 | 0 | 414836 | 0 | 0 | 0 | 0 | 0 | 0
2016-01-10 06:00 | 0 | 0 | 0 | 277659.1947 | 244836.7263 | 0 | 401159 | 0 | 121336.9209 | 0 | 0 | 0 | 0
2016-01-10 07:00 | 0 | 0 | 0 | 30386.3399 | 240039.7391 | 0 | 391763 | 0 | 0 | 0 | 0 | 0 | 0
2016-01-10 08:00 | 0 | 0 | 0 | 273273.7855 | 235432.1355 | 0 | 387369 | 0 | 121336.9209 | 0 | 0 | 0 | 0
2016-01-10 09:00 | 0 | 0 | 0 | 150157.7343 | 236511.2657 | 0 | 386669 | 0 | 121336.9209 | 0 | 0 | 0 | 0
2016-01-10 10:00 | 0 | 0 | 0 | 28445.6787 | 240909.4003 | 0 | 390692 | 0 | 0 | 0 | 0 | 0 | 0
2016-01-10 11:00 | 0 | 0 | 0 | 159927.2553 | 240588.7447 | 0 | 400516 | 0 | 0 | 0 | 0 | 0 | 0
2016-01-10 12:00 | 0 | 0 | 0 | 303902.8329 | 232766.088 | 0 | 415332 | 0 | 121336.9209 | 0 | 0 | 0 | 0
2016-01-10 13:00 | 0 | 0 | 0 | 91493.4889 | 218700.499 | 0.091114 | 431531 | 0 | 0 | 0 | 0 | 0 | 0
2016-01-10 14:00 | 0 | 0 | 0 | 207141.8578 | 192374.3208 | 46707.8214 | 446224 | 0 | 0 | 0 | 0 | 0 | 0
2016-01-10 15:00 | 0 | 0 | 0 | 155278.9863 | 139268.0915 | 159897.9222 | 454445 | 0 | 0 | 0 | 0 | 0 | 0
2016-01-10 16:00 | 0 | 0 | 0 | 121754.5322 | 114148.5781 | 220065.8897 | 455969 | 0 | 0 | 0 | 0 | 0 | 0
2016-01-10 17:00 | 0 | 0 | 0 | 100274.0455 | 120897.7662 | 233833.1883 | 455005 | 0 | 0 | 0 | 0 | 0 | 0
2016-01-10 18:00 | 0 | 0 | 0 | 202609.3429 | 140999.9859 | 228403.5921 | 450676 | 0 | 121336.9209 | 0 | 0 | 0 | 0
2016-01-10 19:00 | 0 | 0 | 0 | 64677.2061 | 159386.6293 | 221284.1646 | 445348 | 0 | 121336.9209 | 0 | 0 | 0 | 0
2016-01-10 20:00 | 0 | 0 | 0 | 48489.8979 | 171517.2295 | 221035.8726 | 441043 | 0 | 121336.9209 | 0 | 0 | 0 | 0
2016-01-10 21:00 | 0 | 0 | 0 | 17244.6987 | 176080.9063 | 219874.8412 | 445970 | 0 | 88567.3672 | 0 | 0 | 0 | 0
2016-01-10 22:00 | 0 | 0 | 0 | 0 | 189151.2907 | 185043.3422 | 462762 | 0 | 0 | 0 | 0 | 0 | 0
2016-01-10 23:00 | 0 | 0 | 0 | 181935.1058 | 228742.2794 | 75709.6149 | 486387 | 0 | 0 | 0 | 0 | 0 | 0
2016-01-11 | 0 | 0 | 0 | 346635.3884 | 273034.8637 | 1241.6689 | 499575 | 0 | 121336.9209 | 0 | 0 | 0 | 0
2016-01-11 01:00 | 0 | 0 | 0 | 195264.1301 | 308498.8699 | 0 | 503763 | 0 | 121336.9209 | 0 | 0 | 0 | 0
2016-01-11 02:00 | 0 | 0 | 0 | 52950.6118 | 325012.4673 | 0 | 499300 | 0 | 0 | 0 | 0 | 0 | 0
2016-01-11 03:00 | 0 | 0 | 0 | 150649.0025 | 335640.9975 | 0 | 486290 | 0 | 0 | 0 | 0 | 0 | 0
2016-01-11 04:00 | 0 | 0 | 0 | 126467.6927 | 342558.3073 | 0 | 469026 | 0 | 0 | 0 | 0 | 0 | 0
2016-01-11 05:00 | 0 | 0 | 0 | 105166.7232 | 349749.2768 | 0 | 454916 | 0 | 0 | 0 | 0 | 0 | 0
2016-01-11 06:00 | 0 | 0 | 0 | 91521.2493 | 353513.7507 | 0 | 445035 | 0 | 0 | 0 | 0 | 0 | 0
2016-01-11 07:00 | 0 | 0 | 0 | 86308.9383 | 354090.0617 | 0 | 440399 | 0 | 0 | 0 | 0 | 0 | 0
2016-01-11 08:00 | 0 | 0 | 0 | 90124.5765 | 350502.4235 | 0 | 440627 | 0 | 0 | 0 | 0 | 0 | 0
2016-01-11 09:00 | 0 | 0 | 0 | 108582.2995 | 338660.7005 | 0 | 447243 | 0 | 0 | 0 | 0 | 0 | 0
2016-01-11 10:00 | 0 | 0 | 0 | 140022.4606 | 325368.5394 | 0 | 465391 | 0 | 0 | 0 | 0 | 0 | 0
2016-01-11 11:00 | 0 | 0 | 0 | 185721.9097 | 317483.0903 | 0 | 503205 | 0 | 0 | 0 | 0 | 0 | 0
2016-01-11 12:00 | 0 | 0 | 0 | 347748.5102 | 311081.4108 | 0 | 537493 | 0 | 121336.9209 | 0 | 0 | 0 | 0
2016-01-11 13:00 | 0 | 0 | 0 | 116635.622 | 309792.4318 | 0.025285 | 547765 | 0 | 0 | 0 | 0 | 0 | 0
2016-01-11 14:00 | 0 | 0 | 0 | 213896.1355 | 288254.7675 | 41526.097 | 543677 | 0 | 0 | 0 | 0 | 0 | 0
2016-01-11 15:00 | 0 | 0 | 0 | 94100.5519 | 231741.2377 | 210025.2104 | 535867 | 0 | 0 | 0 | 0 | 0 | 0
2016-01-11 16:00 | 0 | 0 | 0 | 8887.9786 | 245055.8456 | 270249.1758 | 524193 | 0 | 0 | 0 | 0 | 0 | 0
2016-01-11 17:00 | 0 | 0 | 0 | 0 | 243287.8922 | 267758.1078 | 511046 | 0 | 0 | 0 | 0 | 0 | 0
2016-01-11 18:00 | 0 | 0 | 0 | 0 | 354176.3332 | 255177.809 | 501251 | 0 | 108103.1422 | 0 | 0 | 0 | 0
2016-01-11 19:00 | 0 | 0 | 0 | 0 | 254780.3553 | 250593.4234 | 492140 | 0 | 121336.9209 | 0 | 0 | 0 | 0
2016-01-11 20:00 | 0 | 0 | 0 | 0 | 106354.0248 | 258237.0542 | 485928 | 0 | 0 | 0 | 0 | 0 | 0
2016-01-11 21:00 | 0 | 0 | 0 | 0 | 339468.2682 | 270473.6527 | 488605 | 0 | 121336.9209 | 0 | 0 | 0 | 0
2016-01-11 22:00 | 0 | 0 | 0 | 0 | 262464.7144 | 244474.2856 | 506939 | 0 | 121336.9209 | 0 | 0 | 0 | 0
2016-01-11 23:00 | 0 | 0 | 0 | 0 | 419643.2934 | 85169.1453 | 526379 | 0 | 99770.3597 | 0 | 0 | 0 | 0
2016-01-12 | 0 | 0 | 0 | 141877.0276 | 421009.5746 | 1124.9591 | 542445 | 0 | 121336.9209 | 0 | 0 | 0 | 0
2016-01-12 01:00 | 0 | 0 | 0 | 119273.8727 | 424365.1273 | 0 | 543639 | 0 | 121336.9209 | 0 | 0 | 0 | 0
2016-01-12 02:00 | 0 | 0 | 0 | 13834.1575 | 441725.5375 | 0 | 535222 | 0 | 41674.616 | 0 | 0 | 0 | 0
2016-01-12 03:00 | 0 | 0 | 0 | 0 | 476093.384 | 0 | 517768 | 0 | 0 | 0 | 0 | 0 | 0
2016-01-12 04:00 | 0 | 0 | 0 | 0 | 493946 | 0 | 493946 | 0 | 0 | 0 | 0 | 0 | 0
2016-01-12 05:00 | 0 | 0 | 0 | 0 | 476108 | 0 | 476108 | 0 | 0 | 0 | 0 | 0 | 0
2016-01-12 06:00 | 0 | 0 | 0 | 0 | 508742.2635 | 0 | 463046 | 0 | 45696.2635 | 0 | 0 | 0 | 0
2016-01-12 07:00 | 0 | 0 | 0 | 0 | 503734.1946 | 0 | 454908 | 0 | 94522.4581 | 0 | 0 | 0 | 0
2016-01-12 08:00 | 0 | 0 | 0 | 0 | 452864.9076 | 0 | 451631 | 0 | 95756.3658 | 0 | 0 | 0 | 0
2016-01-12 09:00 | 0 | 0 | 0 | 0 | 480206.5552 | 0 | 454626 | 0 | 121336.9209 | 0 | 0 | 0 | 0
2016-01-12 10:00 | 0 | 0 | 0 | 0 | 460335.155 | 0 | 468323 | 0 | 113349.076 | 0 | 0 | 0 | 0
2016-01-12 11:00 | 0 | 0 | 0 | 0 | 431492.5856 | 0 | 501211 | 0 | 43630.6616 | 0 | 0 | 0 | 0
2016-01-12 12:00 | 0 | 0 | 0 | 93796.6014 | 394638.737 | 0 | 532066 | 0 | 0 | 0 | 0 | 0 | 0
2016-01-12 13:00 | 0 | 0 | 0 | 302730.6321 | 357839.0046 | 0.28424 | 539233 | 0 | 121336.9209 | 0 | 0 | 0 | 0
2016-01-12 14:00 | 0 | 0 | 0 | 194418.6755 | 281325.1384 | 56361.1862 | 532105 | 0 | 121336.9209 | 0 | 0 | 0 | 0
2016-01-12 15:00 | 0 | 0 | 0 | 76109.7163 | 204067.5124 | 241492.7714 | 521670 | 0 | 121336.9209 | 0 | 0 | 0 | 0
2016-01-12 16:00 | 0 | 0 | 0 | 13338.2012 | 157046.836 | 286621.068 | 510052 | 0 | 68291.0261 | 0 | 0 | 0 | 0
2016-01-12 17:00 | 0 | 0 | 0 | 0 | 150517.5579 | 279253.416 | 498062 | 0 | 0 | 0 | 0 | 0 | 0
2016-01-12 18:00 | 0 | 0 | 0 | 64112.8294 | 161725.2697 | 262722.9009 | 488561 | 0 | 0 | 0 | 0 | 0 | 0
2016-01-12 19:00 | 0 | 0 | 0 | 49300.3938 | 176169.3478 | 255286.2584 | 480756 | 0 | 0 | 0 | 0 | 0 | 0
2016-01-12 20:00 | 0 | 0 | 0 | 28786.7676 | 184015.888 | 261625.3444 | 474428 | 0 | 0 | 0 | 0 | 0 | 0
2016-01-12 21:00 | 0 | 0 | 0 | 17633.7529 | 184776.721 | 273642.5261 | 476053 | 0 | 0 | 0 | 0 | 0 | 0
2016-01-12 22:00 | 0 | 0 | 0 | 40050.0588 | 201614.9378 | 250450.0034 | 492115 | 0 | 0 | 0 | 0 | 0 | 0
2016-01-12 23:00 | 0 | 0 | 0 | 197756.601 | 225787.9375 | 89655.4615 | 513200 | 0 | 0 | 0 | 0 | 0 | 0
2016-01-13 | 0 | 0 | 0 | 247674.0054 | 275748.7742 | 1468.2204 | 524891 | 0 | 0 | 0 | 0 | 0 | 0
2016-01-13 01:00 | 0 | 0 | 0 | 186546.988 | 339525.012 | 0 | 526072 | 0 | 0 | 0 | 0 | 0 | 0
2016-01-13 02:00 | 0 | 0 | 0 | 127281.7636 | 392176.2364 | 0 | 519458 | 0 | 0 | 0 | 0 | 0 | 0
2016-01-13 03:00 | 0 | 0 | 0 | 66741.6177 | 437107.3823 | 0 | 503849 | 0 | 0 | 0 | 0 | 0 | 0
2016-01-13 04:00 | 0 | 0 | 0 | 18727.7986 | 464741.2014 | 0 | 483469 | 0 | 0 | 0 | 0 | 0 | 0
2016-01-13 05:00 | 0 | 0 | 0 | 0 | 467095.4811 | 0 | 465481 | 0 | 1614.4811 | 0 | 0 | 0 | 0
2016-01-13 06:00 | 0 | 0 | 0 | 0 | 465024.1011 | 0 | 454923 | 0 | 11715.5821 | 0 | 0 | 0 | 0
2016-01-13 07:00 | 0 | 0 | 0 | 0 | 461548.3421 | 0 | 448875 | 0 | 24388.9242 | 0 | 0 | 0 | 0
2016-01-13 08:00 | 0 | 0 | 0 | 0 | 459109.1824 | 0 | 447429 | 0 | 36069.1066 | 0 | 0 | 0 | 0
2016-01-13 09:00 | 0 | 0 | 0 | 0 | 452040.101 | 0 | 452208 | 0 | 35901.2076 | 0 | 0 | 0 | 0
2016-01-13 10:00 | 0 | 0 | 0 | 0 | 443540.7283 | 0 | 469687 | 0 | 9754.9359 | 0 | 0 | 0 | 0
2016-01-13 11:00 | 0 | 0 | 0 | 180108.3394 | 436864.6456 | 0 | 505391 | 0 | 121336.9209 | 0 | 0 | 0 | 0
2016-01-13 12:00 | 0 | 0 | 0 | 112213.6511 | 424932.3489 | 0 | 537146 | 0 | 121336.9209 | 0 | 0 | 0 | 0
2016-01-13 13:00 | 0 | 0 | 0 | 11812.2 | 411862.3646 | 0.51442 | 545012 | 0 | 0 | 0 | 0 | 0 | 0
2016-01-13 14:00 | 0 | 0 | 0 | 296184.9309 | 338116.7026 | 24269.2874 | 537234 | 0 | 121336.9209 | 0 | 0 | 0 | 0
2016-01-13 15:00 | 0 | 0 | 0 | 99764.1322 | 214155.1066 | 211699.7612 | 525619 | 0 | 121336.9209 | 0 | 0 | 0 | 0
2016-01-13 16:00 | 0 | 0 | 0 | 108341.9944 | 150418.0512 | 253242.9544 | 512003 | 0 | 121336.9209 | 0 | 0 | 0 | 0
2016-01-13 17:00 | 0 | 0 | 0 | 93766.7756 | 151585.1094 | 253531.115 | 498883 | 0 | 121336.9209 | 0 | 0 | 0 | 0
2016-01-13 18:00 | 0 | 0 | 0 | 31365.1946 | 175721.7527 | 243982.2408 | 487741 | 0 | 84665.1091 | 0 | 0 | 0 | 0
2016-01-13 19:00 | 0 | 0 | 0 | 0 | 191504.2959 | 238467.4458 | 480098 | 0 | 34538.8508 | 0 | 0 | 0 | 0
2016-01-13 20:00 | 0 | 0 | 0 | 0 | 196576.4383 | 244598.7109 | 475714 | 0 | 0 | 0 | 0 | 0 | 0
2016-01-13 21:00 | 0 | 0 | 0 | 0 | 233878.4779 | 250317.6321 | 479086 | 0 | 5110.1099 | 0 | 0 | 0 | 0
2016-01-13 22:00 | 0 | 0 | 0 | 0 | 299139.9569 | 215365.2164 | 495539 | 0 | 24076.2833 | 0 | 0 | 0 | 0
2016-01-13 23:00 | 0 | 0 | 0 | 52785.4091 | 362460.5585 | 75989.7492 | 515312 | 0 | 0 | 0 | 0 | 0 | 0
2016-01-14 | 0 | 0 | 0 | 230281.7103 | 415093.8564 | 1692.3542 | 525731 | 0 | 121336.9209 | 0 | 0 | 0 | 0
2016-01-14 01:00 | 0 | 0 | 0 | 5333.4943 | 447940.6757 | 0 | 525788 | 0 | 48823.0909 | 0 | 0 | 0 | 0
2016-01-14 02:00 | 0 | 0 | 0 | 0 | 469397.9091 | 0 | 518221 | 0 | 0 | 0 | 0 | 0 | 0
2016-01-14 03:00 | 0 | 0 | 0 | 9321.7616 | 489763.2384 | 0 | 499085 | 0 | 0 | 0 | 0 | 0 | 0
2016-01-14 04:00 | 0 | 0 | 0 | 0 | 476059 | 0 | 476059 | 0 | 0 | 0 | 0 | 0 | 0
2016-01-14 05:00 | 0 | 0 | 0 | 0 | 455967 | 0 | 455967 | 0 | 0 | 0 | 0 | 0 | 0
2016-01-14 06:00 | 0 | 0 | 0 | 0 | 534473.5685 | 0 | 443426 | 0 | 91047.5685 | 0 | 0 | 0 | 0
2016-01-14 07:00 | 0 | 0 | 0 | 0 | 464914.3525 | 0 | 434625 | 0 | 121336.9209 | 0 | 0 | 0 | 0
2016-01-14 08:00 | 0 | 0 | 0 | 0 | 430323 | 0 | 430323 | 0 | 121336.9209 | 0 | 0 | 0 | 0
2016-01-14 09:00 | 0 | 0 | 0 | 0 | 433882 | 0 | 433882 | 0 | 121336.9209 | 0 | 0 | 0 | 0
2016-01-14 10:00 | 0 | 0 | 0 | 0 | 449048 | 0 | 449048 | 0 | 121336.9209 | 0 | 0 | 0 | 0
2016-01-14 11:00 | 0 | 0 | 0 | 0 | 482228.1313 | 0 | 482678 | 0 | 120887.0522 | 0 | 0 | 0 | 0
2016-01-14 12:00 | 0 | 0 | 0 | 0 | 464317.0671 | 0 | 511825 | 0 | 73379.1194 | 0 | 0 | 0 | 0
2016-01-14 13:00 | 0 | 0 | 0 | 0 | 477831.5207 | 0 | 518934 | 0 | 32276.64 | 0 | 0 | 0 | 0
2016-01-14 14:00 | 0 | 0 | 0 | 0 | 421983.8353 | 56904.5246 | 511165 | 0 | 0 | 0 | 0 | 0 | 0
2016-01-14 15:00 | 0 | 0 | 0 | 0 | 289684.3774 | 210089.6226 | 499774 | 0 | 0 | 0 | 0 | 0 | 0
2016-01-14 16:00 | 0 | 0 | 0 | 0 | 230099.3025 | 255658.6975 | 485758 | 0 | 0 | 0 | 0 | 0 | 0
2016-01-14 17:00 | 0 | 0 | 0 | 0 | 208227.0068 | 263480.9932 | 471708 | 0 | 0 | 0 | 0 | 0 | 0
2016-01-14 18:00 | 0 | 0 | 0 | 0 | 208587.8889 | 253409.1111 | 461997 | 0 | 0 | 0 | 0 | 0 | 0
2016-01-14 19:00 | 0 | 0 | 0 | 0 | 330527.3877 | 244936.5333 | 454127 | 0 | 121336.9209 | 0 | 0 | 0 | 0
2016-01-14 20:00 | 0 | 0 | 0 | 0 | 80044.2082 | 248310.8708 | 449692 | 0 | 0 | 0 | 0 | 0 | 0
2016-01-14 21:00 | 0 | 0 | 0 | 0 | 319831.2946 | 253038.6263 | 451533 | 0 | 121336.9209 | 0 | 0 | 0 | 0
2016-01-14 22:00 | 0 | 0 | 0 | 0 | 243139.7014 | 220496.2986 | 463636 | 0 | 121336.9209 | 0 | 0 | 0 | 0
2016-01-14 23:00 | 0 | 0 | 0 | 0 | 396912.0856 | 85073.9144 | 481986 | 0 | 121336.9209 | 0 | 0 | 0 | 0
2016-01-15 | 0 | 0 | 0 | 0 | 368572.5489 | 1161.5302 | 491071 | 0 | 0 | 0 | 0 | 0 | 0
2016-01-15 01:00 | 0 | 0 | 0 | 0 | 490964 | 0 | 490964 | 0 | 0 | 0 | 0 | 0 | 0
2016-01-15 02:00 | 0 | 0 | 0 | 0 | 506735.1163 | 0 | 482259 | 0 | 24476.1163 | 0 | 0 | 0 | 0
2016-01-15 03:00 | 0 | 0 | 0 | 0 | 438216.8837 | 0 | 462693 | 0 | 0 | 0 | 0 | 0 | 0
2016-01-15 04:00 | 0 | 0 | 0 | 0 | 440735 | 0 | 440735 | 0 | 0 | 0 | 0 | 0 | 0
2016-01-15 05:00 | 0 | 0 | 0 | 0 | 420298 | 0 | 420298 | 0 | 0 | 0 | 0 | 0 | 0
2016-01-15 06:00 | 0 | 0 | 0 | 0 | 406086 | 0 | 406086 | 0 | 0 | 0 | 0 | 0 | 0
2016-01-15 07:00 | 0 | 0 | 0 | 0 | 471323.455 | 0 | 397042 | 0 | 74281.455 | 0 | 0 | 0 | 0
2016-01-15 08:00 | 0 | 0 | 0 | 0 | 352037.1135 | 0 | 392675 | 0 | 33643.5685 | 0 | 0 | 0 | 0
2016-01-15 09:00 | 0 | 0 | 0 | 0 | 450563.6364 | 0 | 394761 | 0 | 89446.2049 | 0 | 0 | 0 | 0
2016-01-15 10:00 | 0 | 0 | 0 | 0 | 439249.716 | 0 | 407359 | 0 | 121336.9209 | 0 | 0 | 0 | 0
2016-01-15 11:00 | 0 | 0 | 0 | 0 | 425083.3799 | 0 | 436666 | 0 | 109754.3009 | 0 | 0 | 0 | 0
2016-01-15 12:00 | 0 | 0 | 0 | 0 | 408500.7471 | 0 | 466185 | 0 | 52070.048 | 0 | 0 | 0 | 0
2016-01-15 13:00 | 0 | 0 | 0 | 41674.0968 | 383806.7522 | 1.103 | 477552 | 0 | 0 | 0 | 0 | 0 | 0
2016-01-15 14:00 | 0 | 0 | 0 | 132665.695 | 286455.9719 | 61118.3331 | 480240 | 0 | 0 | 0 | 0 | 0 | 0
2016-01-15 15:00 | 0 | 0 | 0 | 119166.24 | 216175.2074 | 146184.5525 | 481526 | 0 | 0 | 0 | 0 | 0 | 0
2016-01-15 16:00 | 0 | 0 | 0 | 206686.4241 | 195460.2673 | 196434.2296 | 477244 | 0 | 121336.9209 | 0 | 0 | 0 | 0
2016-01-15 17:00 | 0 | 0 | 0 | 34655.9542 | 180785.2997 | 210246.0937 | 470535 | 0 | 76489.2685 | 0 | 0 | 0 | 0
2016-01-15 18:00 | 0 | 0 | 0 | 0 | 180702.8989 | 207616.8327 | 464809 | 0 | 0 | 0 | 0 | 0 | 0
2016-01-15 19:00 | 0 | 0 | 0 | 63977.2212 | 190203.6981 | 205125.0807 | 459306 | 0 | 0 | 0 | 0 | 0 | 0
2016-01-15 20:00 | 0 | 0 | 0 | 172399.2213 | 201376.8692 | 203198.8304 | 455638 | 0 | 121336.9209 | 0 | 0 | 0 | 0
2016-01-15 21:00 | 0 | 0 | 0 | 9672.4572 | 203953.6058 | 197890.6235 | 456911 | 0 | 75942.6075 | 0 | 0 | 0 | 0
2016-01-15 22:00 | 0 | 0 | 0 | 0 | 213856.0154 | 174356.3771 | 464155 | 0 | 0 | 0 | 0 | 0 | 0
2016-01-15 23:00 | 0 | 0 | 0 | 149787.6427 | 238999.5338 | 83076.8235 | 471864 | 0 | 0 | 0 | 0 | 0 | 0
2016-01-16 | 0 | 0 | 0 | 340265.9018 | 252049.554 | 2539.4651 | 473518 | 0 | 121336.9209 | 0 | 0 | 0 | 0
2016-01-16 01:00 | 0 | 0 | 0 | 218723.1925 | 251266.8075 | 0 | 469990 | 0 | 121336.9209 | 0 | 0 | 0 | 0
2016-01-16 02:00 | 0 | 0 | 0 | 217164.869 | 244902.131 | 0 | 462067 | 0 | 121336.9209 | 0 | 0 | 0 | 0
2016-01-16 03:00 | 0 | 0 | 0 | 205792.7761 | 241105.2239 | 0 | 446898 | 0 | 121336.9209 | 0 | 0 | 0 | 0
2016-01-16 04:00 | 0 | 0 | 0 | 68744.2996 | 239016.7794 | 0 | 429098 | 0 | 0 | 0 | 0 | 0 | 0
2016-01-16 05:00 | 0 | 0 | 0 | 174736.8855 | 236463.1145 | 0 | 411200 | 0 | 0 | 0 | 0 | 0 | 0
2016-01-16 06:00 | 0 | 0 | 0 | 161891.8949 | 235615.1051 | 0 | 397507 | 0 | 0 | 0 | 0 | 0 | 0
2016-01-16 07:00 | 0 | 0 | 0 | 151225.1358 | 236890.8642 | 0 | 388116 | 0 | 0 | 0 | 0 | 0 | 0
2016-01-16 08:00 | 0 | 0 | 0 | 265634.877 | 239037.0439 | 0 | 383335 | 0 | 121336.9209 | 0 | 0 | 0 | 0
2016-01-16 09:00 | 0 | 0 | 0 | 143702.7614 | 239133.2386 | 0 | 382836 | 0 | 121336.9209 | 0 | 0 | 0 | 0
2016-01-16 10:00 | 0 | 0 | 0 | 141465.4373 | 246727.5627 | 0 | 388193 | 0 | 121336.9209 | 0 | 0 | 0 | 0
2016-01-16 11:00 | 0 | 0 | 0 | 18538.2206 | 258737.8585 | 0 | 398613 | 0 | 0 | 0 | 0 | 0 | 0
2016-01-16 12:00 | 0 | 0 | 0 | 152626.8106 | 262330.1894 | 0 | 414957 | 0 | 0 | 0 | 0 | 0 | 0
2016-01-16 13:00 | 0 | 0 | 0 | 291193.4261 | 261880.4949 | 0 | 431737 | 0 | 121336.9209 | 0 | 0 | 0 | 0
2016-01-16 14:00 | 0 | 0 | 0 | 62704.7942 | 236393.2025 | 24601.0824 | 445036 | 0 | 0 | 0 | 0 | 0 | 0
2016-01-16 15:00 | 0 | 0 | 0 | 88608.7824 | 198589.6154 | 163568.6023 | 450767 | 0 | 0 | 0 | 0 | 0 | 0
2016-01-16 16:00 | 0 | 0 | 0 | 50053.6212 | 192664.2295 | 206878.1493 | 449596 | 0 | 0 | 0 | 0 | 0 | 0
2016-01-16 17:00 | 0 | 0 | 0 | 27826.8152 | 201845.2191 | 215503.9657 | 445176 | 0 | 0 | 0 | 0 | 0 | 0
2016-01-16 18:00 | 0 | 0 | 0 | 12625.7327 | 215775.4885 | 210291.7787 | 438693 | 0 | 0 | 0 | 0 | 0 | 0
2016-01-16 19:00 | 0 | 0 | 0 | 0 | 227828.0155 | 207800.5329 | 433491 | 0 | 2137.5484 | 0 | 0 | 0 | 0
2016-01-16 20:00 | 0 | 0 | 0 | 0 | 236364.7666 | 208640.4977 | 430588 | 0 | 16554.8127 | 0 | 0 | 0 | 0
2016-01-16 21:00 | 0 | 0 | 0 | 0 | 238958.3727 | 206599.2531 | 433541 | 0 | 28571.4385 | 0 | 0 | 0 | 0
2016-01-16 22:00 | 0 | 0 | 0 | 16299.9262 | 228312.1262 | 171626.5091 | 444810 | 0 | 0 | 0 | 0 | 0 | 0
2016-01-16 23:00 | 0 | 0 | 0 | 181344.6936 | 218886.8578 | 59909.4486 | 460141 | 0 | 0 | 0 | 0 | 0 | 0
2016-01-17 | 0 | 0 | 0 | 247890.5975 | 216504.5684 | 1606.8341 | 466002 | 0 | 0 | 0 | 0 | 0 | 0
2016-01-17 01:00 | 0 | 0 | 0 | 248602.6227 | 217599.3773 | 0 | 466202 | 0 | 0 | 0 | 0 | 0 | 0
2016-01-17 02:00 | 0 | 0 | 0 | 233352.6647 | 227678.3353 | 0 | 461031 | 0 | 0 | 0 | 0 | 0 | 0
2016-01-17 03:00 | 0 | 0 | 0 | 328691.356 | 242296.565 | 0 | 449651 | 0 | 121336.9209 | 0 | 0 | 0 | 0
2016-01-17 04:00 | 0 | 0 | 0 | 50164.4258 | 262423.6532 | 0 | 433925 | 0 | 0 | 0 | 0 | 0 | 0
2016-01-17 05:00 | 0 | 0 | 0 | 135743.148 | 285036.852 | 0 | 420780 | 0 | 0 | 0 | 0 | 0 | 0
2016-01-17 06:00 | 0 | 0 | 0 | 224524.7924 | 305960.1286 | 0 | 409148 | 0 | 121336.9209 | 0 | 0 | 0 | 0
2016-01-17 07:00 | 0 | 0 | 0 | 34904.0104 | 319256.3757 | 0 | 400726 | 0 | 74771.3071 | 0 | 0 | 0 | 0
2016-01-17 08:00 | 0 | 0 | 0 | 0 | 322335.6929 | 0 | 397107 | 0 | 0 | 0 | 0 | 0 | 0
2016-01-17 09:00 | 0 | 0 | 0 | 209731.3867 | 308600.5342 | 0 | 396995 | 0 | 121336.9209 | 0 | 0 | 0 | 0
2016-01-17 10:00 | 0 | 0 | 0 | 114619.2739 | 286528.7261 | 0 | 401148 | 0 | 121336.9209 | 0 | 0 | 0 | 0
2016-01-17 11:00 | 0 | 0 | 0 | 21410.3769 | 268396.7021 | 0 | 411144 | 0 | 0 | 0 | 0 | 0 | 0
2016-01-17 12:00 | 0 | 0 | 0 | 292339.999 | 255589.922 | 0 | 426593 | 0 | 121336.9209 | 0 | 0 | 0 | 0
2016-01-17 13:00 | 0 | 0 | 0 | 199165.3801 | 245350.0025 | 1.6174 | 444517 | 0 | 121336.9209 | 0 | 0 | 0 | 0
2016-01-17 14:00 | 0 | 0 | 0 | 223344.025 | 214119.7665 | 21468.2085 | 458932 | 0 | 121336.9209 | 0 | 0 | 0 | 0
2016-01-17 15:00 | 0 | 0 | 0 | 78234.1204 | 176889.4925 | 157164.0739 | 464245 | 0 | 69379.6078 | 0 | 0 | 0 | 0
2016-01-17 16:00 | 0 | 0 | 0 | 0 | 170934.9971 | 222109.3951 | 462424 | 0 | 0 | 0 | 0 | 0 | 0
2016-01-17 17:00 | 0 | 0 | 0 | 51607.6601 | 170095.0819 | 237374.2579 | 459077 | 0 | 0 | 0 | 0 | 0 | 0
2016-01-17 18:00 | 0 | 0 | 0 | 59701.302 | 167520.0912 | 226875.6067 | 454097 | 0 | 0 | 0 | 0 | 0 | 0
2016-01-17 19:00 | 0 | 0 | 0 | 59487.8987 | 165893.7806 | 223557.3207 | 448939 | 0 | 0 | 0 | 0 | 0 | 0
2016-01-17 20:00 | 0 | 0 | 0 | 52625.8789 | 161071.8071 | 231672.314 | 445370 | 0 | 0 | 0 | 0 | 0 | 0
2016-01-17 21:00 | 0 | 0 | 0 | 54619.733 | 154561.8624 | 239691.4046 | 448873 | 0 | 0 | 0 | 0 | 0 | 0
2016-01-17 22:00 | 0 | 0 | 0 | 93344.9948 | 153869.3898 | 216873.6154 | 464088 | 0 | 0 | 0 | 0 | 0 | 0
2016-01-17 23:00 | 0 | 0 | 0 | 290218.936 | 180346.5612 | 75691.5207 | 485734 | 0 | 60523.018 | 0 | 0 | 0 | 0
2016-01-18 | 0 | 0 | 0 | 356551.1709 | 198122.2468 | 2195.4853 | 496055 | 0 | 121336.9209 | 0 | 0 | 0 | 0
2016-01-18 01:00 | 0 | 0 | 0 | 179870.2019 | 198695.8771 | 0 | 499903 | 0 | 0 | 0 | 0 | 0 | 0
2016-01-18 02:00 | 0 | 0 | 0 | 299889.0623 | 195383.9377 | 0 | 495273 | 0 | 0 | 0 | 0 | 0 | 0
2016-01-18 03:00 | 0 | 0 | 0 | 296557.98 | 188464.02 | 0 | 485022 | 0 | 0 | 0 | 0 | 0 | 0
2016-01-18 04:00 | 0 | 0 | 0 | 356551.1709 | 180953.0038 | 0 | 469740 | 0 | 67764.1747 | 0 | 0 | 0 | 0
2016-01-18 05:00 | 0 | 0 | 0 | 332581.0933 | 176912.653 | 0 | 455921 | 0 | 121336.9209 | 0 | 0 | 0 | 0
2016-01-18 06:00 | 0 | 0 | 0 | 274405.8924 | 173980.1076 | 0 | 448386 | 0 | 121336.9209 | 0 | 0 | 0 | 0
2016-01-18 07:00 | 0 | 0 | 0 | 274580.4715 | 169514.5285 | 0 | 444095 | 0 | 121336.9209 | 0 | 0 | 0 | 0
2016-01-18 08:00 | 0 | 0 | 0 | 157565.4907 | 165573.5884 | 0 | 444476 | 0 | 0 | 0 | 0 | 0 | 0
2016-01-18 09:00 | 0 | 0 | 0 | 291746.7875 | 159547.2125 | 0 | 451294 | 0 | 0 | 0 | 0 | 0 | 0
2016-01-18 10:00 | 0 | 0 | 0 | 356551.1709 | 155661.5023 | 0 | 467139 | 0 | 45073.6732 | 0 | 0 | 0 | 0
2016-01-18 11:00 | 0 | 0 | 0 | 356551.1709 | 153768.8996 | 0 | 494557 | 0 | 60836.7436 | 0 | 0 | 0 | 0
2016-01-18 12:00 | 0 | 0 | 0 | 348708.7322 | 153249.9085 | 0 | 523689 | 0 | 39106.3843 | 0 | 0 | 0 | 0
2016-01-18 13:00 | 0 | 0 | 0 | 356551.1709 | 155693.307 | 2.1928 | 540845 | 0 | 10508.055 | 0 | 0 | 0 | 0
2016-01-18 14:00 | 0 | 0 | 0 | 356551.1709 | 145330.5436 | 32596.2305 | 544986 | 0 | 0 | 0 | 0 | 0 | 0
2016-01-18 15:00 | 0 | 0 | 0 | 356551.1709 | 114688.2039 | 144661.2859 | 543295 | 0 | 72605.6606 | 0 | 0 | 0 | 0
2016-01-18 16:00 | 0 | 0 | 0 | 169246.8956 | 102380.9731 | 192448.4707 | 536682 | 0 | 0 | 0 | 0 | 0 | 0
2016-01-18 17:00 | 0 | 0 | 0 | 335860.7132 | 104828.0779 | 208119.1298 | 527471 | 0 | 121336.9209 | 0 | 0 | 0 | 0
2016-01-18 18:00 | 0 | 0 | 0 | 192264.9837 | 116372.9089 | 208986.1075 | 517624 | 0 | 121336.9209 | 0 | 0 | 0 | 0
2016-01-18 19:00 | 0 | 0 | 0 | 51720.243 | 128372.9273 | 208215.9088 | 509646 | 0 | 0 | 0 | 0 | 0 | 0
2016-01-18 20:00 | 0 | 0 | 0 | 280653.8597 | 134727.7119 | 210503.3493 | 504548 | 0 | 121336.9209 | 0 | 0 | 0 | 0
2016-01-18 21:00 | 0 | 0 | 0 | 158774.5613 | 141901.0124 | 206898.4263 | 507574 | 0 | 121336.9209 | 0 | 0 | 0 | 0
2016-01-18 22:00 | 0 | 0 | 0 | 186310.0279 | 168415.0188 | 171528.9532 | 526254 | 0 | 121336.9209 | 0 | 0 | 0 | 0
2016-01-18 23:00 | 0 | 0 | 0 | 109028.3 | 246369.7062 | 72742.0728 | 549477 | 0 | 0 | 0 | 0 | 0 | 0
2016-01-19 | 0 | 0 | 0 | 356551.1709 | 287517.7416 | 2219.0158 | 562369 | 0 | 83918.9283 | 0 | 0 | 0 | 0
2016-01-19 01:00 | 0 | 0 | 0 | 178688.9292 | 301350.1425 | 0 | 563958 | 0 | 0 | 0 | 0 | 0 | 0
2016-01-19 02:00 | 0 | 0 | 0 | 266353.7108 | 289973.2892 | 0 | 556327 | 0 | 0 | 0 | 0 | 0 | 0
2016-01-19 03:00 | 0 | 0 | 0 | 261753.8762 | 276301.1238 | 0 | 538055 | 0 | 0 | 0 | 0 | 0 | 0
2016-01-19 04:00 | 0 | 0 | 0 | 248745.356 | 267992.644 | 0 | 516738 | 0 | 0 | 0 | 0 | 0 | 0
2016-01-19 05:00 | 0 | 0 | 0 | 237762.0777 | 263529.9223 | 0 | 501292 | 0 | 0 | 0 | 0 | 0 | 0
2016-01-19 06:00 | 0 | 0 | 0 | 228351.1802 | 260475.8198 | 0 | 488827 | 0 | 0 | 0 | 0 | 0 | 0
2016-01-19 07:00 | 0 | 0 | 0 | 223981.2498 | 258801.7502 | 0 | 482783 | 0 | 0 | 0 | 0 | 0 | 0
2016-01-19 08:00 | 0 | 0 | 0 | 346839.0443 | 255573.8767 | 0 | 481076 | 0 | 121336.9209 | 0 | 0 | 0 | 0
2016-01-19 09:00 | 0 | 0 | 0 | 113540.0949 | 251214.9842 | 0 | 486092 | 0 | 0 | 0 | 0 | 0 | 0
2016-01-19 10:00 | 0 | 0 | 0 | 253977.8747 | 248185.1253 | 0 | 502163 | 0 | 0 | 0 | 0 | 0 | 0
2016-01-19 11:00 | 0 | 0 | 0 | 356551.1709 | 245836.2265 | 0 | 535457 | 0 | 66930.3974 | 0 | 0 | 0 | 0
2016-01-19 12:00 | 0 | 0 | 0 | 252668.4319 | 246700.1707 | 0 | 566299 | 0 | 0 | 0 | 0 | 0 | 0
2016-01-19 13:00 | 0 | 0 | 0 | 356551.1709 | 251304.8406 | 0 | 573164 | 0 | 34692.0114 | 0 | 0 | 0 | 0
2016-01-19 14:00 | 0 | 0 | 0 | 269812.5269 | 239144.5911 | 22779.8706 | 566429 | 0 | 0 | 0 | 0 | 0 | 0
2016-01-19 15:00 | 0 | 0 | 0 | 217729.0304 | 193942.2218 | 146044.7478 | 557716 | 0 | 0 | 0 | 0 | 0 | 0
2016-01-19 16:00 | 0 | 0 | 0 | 159296.6702 | 193047.0629 | 192786.2669 | 545130 | 0 | 0 | 0 | 0 | 0 | 0
2016-01-19 17:00 | 0 | 0 | 0 | 135361.8477 | 197136.8226 | 199481.3296 | 531980 | 0 | 0 | 0 | 0 | 0 | 0
2016-01-19 18:00 | 0 | 0 | 0 | 135008.3859 | 188590.4699 | 197358.1442 | 520957 | 0 | 0 | 0 | 0 | 0 | 0
2016-01-19 19:00 | 0 | 0 | 0 | 252890.5708 | 183041.8382 | 197908.5119 | 512504 | 0 | 121336.9209 | 0 | 0 | 0 | 0
2016-01-19 20:00 | 0 | 0 | 0 | 130004.0707 | 175598.9182 | 202435.011 | 508038 | 0 | 121336.9209 | 0 | 0 | 0 | 0
2016-01-19 21:00 | 0 | 0 | 0 | 27360.7103 | 161055.8433 | 201596.5254 | 511350 | 0 | 0 | 0 | 0 | 0 | 0
2016-01-19 22:00 | 0 | 0 | 0 | 211825.7304 | 153552.8159 | 163211.4537 | 528590 | 0 | 0 | 0 | 0 | 0 | 0
2016-01-19 23:00 | 0 | 0 | 0 | 306213.7514 | 190428.2566 | 54195.992 | 550838 | 0 | 0 | 0 | 0 | 0 | 0
2016-01-20 | 0 | 0 | 0 | 330847.9626 | 229220.8572 | 1819.1802 | 561888 | 0 | 0 | 0 | 0 | 0 | 0
2016-01-20 01:00 | 0 | 0 | 0 | 356551.1709 | 259885.1374 | 0 | 561943 | 0 | 54493.3083 | 0 | 0 | 0 | 0
2016-01-20 02:00 | 0 | 0 | 0 | 333089.1726 | 285871.4401 | 0 | 552117 | 0 | 121336.9209 | 0 | 0 | 0 | 0
2016-01-20 03:00 | 0 | 0 | 0 | 242466.8672 | 290052.1328 | 0 | 532519 | 0 | 121336.9209 | 0 | 0 | 0 | 0
2016-01-20 04:00 | 0 | 0 | 0 | 227265.7734 | 280855.2266 | 0 | 508121 | 0 | 121336.9209 | 0 | 0 | 0 | 0
2016-01-20 05:00 | 0 | 0 | 0 | 101813.2403 | 265882.8388 | 0 | 489033 | 0 | 0 | 0 | 0 | 0 | 0
2016-01-20 06:00 | 0 | 0 | 0 | 345470.7357 | 253067.1852 | 0 | 477201 | 0 | 121336.9209 | 0 | 0 | 0 | 0
2016-01-20 07:00 | 0 | 0 | 0 | 223679.0689 | 245564.9311 | 0 | 469244 | 0 | 121336.9209 | 0 | 0 | 0 | 0
2016-01-20 08:00 | 0 | 0 | 0 | 105258.6622 | 238477.4169 | 0 | 465073 | 0 | 0 | 0 | 0 | 0 | 0
2016-01-20 09:00 | 0 | 0 | 0 | 240102.3593 | 227565.6407 | 0 | 467668 | 0 | 0 | 0 | 0 | 0 | 0
2016-01-20 10:00 | 0 | 0 | 0 | 264447.7534 | 216217.2466 | 0 | 480665 | 0 | 0 | 0 | 0 | 0 | 0
2016-01-20 11:00 | 0 | 0 | 0 | 306376.7441 | 204801.2559 | 0 | 511178 | 0 | 0 | 0 | 0 | 0 | 0
2016-01-20 12:00 | 0 | 0 | 0 | 343630.8564 | 194916.1436 | 0 | 538547 | 0 | 0 | 0 | 0 | 0 | 0
2016-01-20 13:00 | 0 | 0 | 0 | 353579.8972 | 192135.3509 | 4.7519 | 545720 | 0 | 0 | 0 | 0 | 0 | 0
2016-01-20 14:00 | 0 | 0 | 0 | 349224.9366 | 177576.8061 | 14723.2573 | 541525 | 0 | 0 | 0 | 0 | 0 | 0
2016-01-20 15:00 | 0 | 0 | 0 | 251599.6718 | 145895.6796 | 138287.6486 | 535783 | 0 | 0 | 0 | 0 | 0 | 0
2016-01-20 16:00 | 0 | 0 | 0 | 172432.1244 | 146874.1727 | 205626.703 | 524933 | 0 | 0 | 0 | 0 | 0 | 0
2016-01-20 17:00 | 0 | 0 | 0 | 108215.5675 | 174324.235 | 230783.1975 | 513323 | 0 | 0 | 0 | 0 | 0 | 0
2016-01-20 18:00 | 0 | 0 | 0 | 71204.8356 | 202235.4841 | 231405.6802 | 504846 | 0 | 0 | 0 | 0 | 0 | 0
2016-01-20 19:00 | 0 | 0 | 0 | 41227.8778 | 225916.0452 | 232367.077 | 499511 | 0 | 0 | 0 | 0 | 0 | 0
2016-01-20 20:00 | 0 | 0 | 0 | 76520.6361 | 237719.5948 | 242848.8704 | 496267 | 0 | 60822.1013 | 0 | 0 | 0 | 0
2016-01-20 21:00 | 0 | 0 | 0 | 0 | 228984.7738 | 256144.949 | 498452 | 0 | 47499.8241 | 0 | 0 | 0 | 0
2016-01-20 22:00 | 0 | 0 | 0 | 0 | 227621.5843 | 237838.5916 | 512960 | 0 | 0 | 0 | 0 | 0 | 0
2016-01-20 23:00 | 0 | 0 | 0 | 159168.774 | 256081.6287 | 115104.5973 | 530355 | 0 | 0 | 0 | 0 | 0 | 0
2016-01-21 | 0 | 0 | 0 | 272009.5018 | 260645.8525 | 4029.6457 | 536685 | 0 | 0 | 0 | 0 | 0 | 0
2016-01-21 01:00 | 0 | 0 | 0 | 277443.7712 | 256477.2288 | 0 | 533921 | 0 | 0 | 0 | 0 | 0 | 0
2016-01-21 02:00 | 0 | 0 | 0 | 273199.7353 | 250533.2647 | 0 | 523733 | 0 | 0 | 0 | 0 | 0 | 0
2016-01-21 03:00 | 0 | 0 | 0 | 255767.6894 | 246646.3106 | 0 | 502414 | 0 | 0 | 0 | 0 | 0 | 0
2016-01-21 04:00 | 0 | 0 | 0 | 231980.2203 | 245570.7797 | 0 | 477551 | 0 | 0 | 0 | 0 | 0 | 0
2016-01-21 05:00 | 0 | 0 | 0 | 215207.6876 | 241107.3124 | 0 | 456315 | 0 | 0 | 0 | 0 | 0 | 0
2016-01-21 06:00 | 0 | 0 | 0 | 211499.2824 | 232193.7176 | 0 | 443693 | 0 | 0 | 0 | 0 | 0 | 0
2016-01-21 07:00 | 0 | 0 | 0 | 206134.3669 | 229825.6331 | 0 | 435960 | 0 | 0 | 0 | 0 | 0 | 0
2016-01-21 08:00 | 0 | 0 | 0 | 322316.3937 | 231969.5273 | 0 | 432949 | 0 | 121336.9209 | 0 | 0 | 0 | 0
2016-01-21 09:00 | 0 | 0 | 0 | 83462.4759 | 231101.6032 | 0 | 435901 | 0 | 0 | 0 | 0 | 0 | 0
2016-01-21 10:00 | 0 | 0 | 0 | 218693.5349 | 230229.4651 | 0 | 448923 | 0 | 0 | 0 | 0 | 0 | 0
2016-01-21 11:00 | 0 | 0 | 0 | 356551.1709 | 229629.3353 | 0 | 480425 | 0 | 105755.5061 | 0 | 0 | 0 | 0
2016-01-21 12:00 | 0 | 0 | 0 | 173037.5313 | 231241.9626 | 0 | 510035 | 0 | 0 | 0 | 0 | 0 | 0
2016-01-21 13:00 | 0 | 0 | 0 | 284839.1038 | 233688.4877 | 6.4085 | 518534 | 0 | 0 | 0 | 0 | 0 | 0
2016-01-21 14:00 | 0 | 0 | 0 | 264893.9223 | 216473.3413 | 34470.7364 | 515838 | 0 | 0 | 0 | 0 | 0 | 0
2016-01-21 15:00 | 0 | 0 | 0 | 59864.2065 | 229885.3376 | 221875.4559 | 511625 | 0 | 0 | 0 | 0 | 0 | 0
2016-01-21 16:00 | 0 | 0 | 0 | 0 | 234958.0938 | 269910.9062 | 504869 | 0 | 0 | 0 | 0 | 0 | 0
2016-01-21 17:00 | 0 | 0 | 0 | 0 | 227998.9352 | 269315.0648 | 497314 | 0 | 0 | 0 | 0 | 0 | 0
2016-01-21 18:00 | 0 | 0 | 0 | 0 | 259237.0041 | 256374.1176 | 490719 | 0 | 24892.1217 | 0 | 0 | 0 | 0
2016-01-21 19:00 | 0 | 0 | 0 | 0 | 276216.8214 | 249910.8148 | 486338 | 0 | 64681.7579 | 0 | 0 | 0 | 0
2016-01-21 20:00 | 0 | 0 | 0 | 0 | 189949.3003 | 254131.4066 | 483984 | 0 | 24778.4648 | 0 | 0 | 0 | 0
2016-01-21 21:00 | 0 | 0 | 0 | 0 | 300357.964 | 260082.1766 | 486412 | 0 | 98806.6054 | 0 | 0 | 0 | 0
2016-01-21 22:00 | 0 | 0 | 0 | 0 | 292142.6418 | 232348.6738 | 501961 | 0 | 121336.9209 | 0 | 0 | 0 | 0
2016-01-21 23:00 | 0 | 0 | 0 | 4795.8781 | 301991.6197 | 92320.5812 | 520445 | 0 | 0 | 0 | 0 | 0 | 0
2016-01-22 | 0 | 0 | 0 | 218097.8783 | 307098.2024 | 2739.9193 | 527936 | 0 | 0 | 0 | 0 | 0 | 0
2016-01-22 01:00 | 0 | 0 | 0 | 353899.2849 | 293905.636 | 0 | 526468 | 0 | 121336.9209 | 0 | 0 | 0 | 0
2016-01-22 02:00 | 0 | 0 | 0 | 239133.9857 | 277722.0143 | 0 | 516856 | 0 | 121336.9209 | 0 | 0 | 0 | 0
2016-01-22 03:00 | 0 | 0 | 0 | 111586.5837 | 265897.4954 | 0 | 498821 | 0 | 0 | 0 | 0 | 0 | 0
2016-01-22 04:00 | 0 | 0 | 0 | 220827.9945 | 255401.0055 | 0 | 476229 | 0 | 0 | 0 | 0 | 0 | 0
2016-01-22 05:00 | 0 | 0 | 0 | 203524.9082 | 252850.0918 | 0 | 456375 | 0 | 0 | 0 | 0 | 0 | 0
2016-01-22 06:00 | 0 | 0 | 0 | 187760.936 | 256469.064 | 0 | 444230 | 0 | 0 | 0 | 0 | 0 | 0
2016-01-22 07:00 | 0 | 0 | 0 | 173139.7042 | 263261.2958 | 0 | 436401 | 0 | 0 | 0 | 0 | 0 | 0
2016-01-22 08:00 | 0 | 0 | 0 | 284430.7537 | 270416.1672 | 0 | 433510 | 0 | 121336.9209 | 0 | 0 | 0 | 0
2016-01-22 09:00 | 0 | 0 | 0 | 39318.1253 | 276322.9537 | 0 | 436978 | 0 | 0 | 0 | 0 | 0 | 0
2016-01-22 10:00 | 0 | 0 | 0 | 166231.9693 | 282948.0307 | 0 | 449180 | 0 | 0 | 0 | 0 | 0 | 0
2016-01-22 11:00 | 0 | 0 | 0 | 317472.494 | 281625.4269 | 0 | 477761 | 0 | 121336.9209 | 0 | 0 | 0 | 0
2016-01-22 12:00 | 0 | 0 | 0 | 112966.4286 | 273359.6505 | 0 | 507663 | 0 | 0 | 0 | 0 | 0 | 0
2016-01-22 13:00 | 0 | 0 | 0 | 261471.5661 | 260187.5814 | 9.8525 | 521669 | 0 | 0 | 0 | 0 | 0 | 0
2016-01-22 14:00 | 0 | 0 | 0 | 356551.1709 | 223360.8062 | 38005.7882 | 527730 | 0 | 90187.7652 | 0 | 0 | 0 | 0
2016-01-22 15:00 | 0 | 0 | 0 | 32316.5188 | 201799.4445 | 206222.2714 | 530526 | 0 | 0 | 0 | 0 | 0 | 0
2016-01-22 16:00 | 0 | 0 | 0 | 232788.3651 | 169892.6473 | 246004.9085 | 527349 | 0 | 121336.9209 | 0 | 0 | 0 | 0
2016-01-22 17:00 | 0 | 0 | 0 | 4131.4783 | 153111.1407 | 242827.46 | 521407 | 0 | 0 | 0 | 0 | 0 | 0
2016-01-22 18:00 | 0 | 0 | 0 | 128325.0724 | 152667.0621 | 234892.8654 | 515885 | 0 | 0 | 0 | 0 | 0 | 0
2016-01-22 19:00 | 0 | 0 | 0 | 117953.9186 | 160126.458 | 232466.6234 | 510547 | 0 | 0 | 0 | 0 | 0 | 0
2016-01-22 20:00 | 0 | 0 | 0 | 95468.2442 | 173042.7684 | 238002.9875 | 506514 | 0 | 0 | 0 | 0 | 0 | 0
2016-01-22 21:00 | 0 | 0 | 0 | 76204.5899 | 189032.0279 | 241809.3822 | 507046 | 0 | 0 | 0 | 0 | 0 | 0
2016-01-22 22:00 | 0 | 0 | 0 | 222951.9538 | 212524.7114 | 203014.2557 | 517154 | 0 | 121336.9209 | 0 | 0 | 0 | 0
2016-01-22 23:00 | 0 | 0 | 0 | 50787.6923 | 277960.0393 | 78994.3475 | 529079 | 0 | 0 | 0 | 0 | 0 | 0
2016-01-23 | 0 | 0 | 0 | 194371.0252 | 336141.9777 | 2248.997 | 532762 | 0 | 0 | 0 | 0 | 0 | 0
2016-01-23 01:00 | 0 | 0 | 0 | 174902.2477 | 354292.7523 | 0 | 529195 | 0 | 0 | 0 | 0 | 0 | 0
2016-01-23 02:00 | 0 | 0 | 0 | 164591.1587 | 355913.8413 | 0 | 520505 | 0 | 0 | 0 | 0 | 0 | 0
2016-01-23 03:00 | 0 | 0 | 0 | 151822.8597 | 353984.1403 | 0 | 505807 | 0 | 0 | 0 | 0 | 0 | 0
2016-01-23 04:00 | 0 | 0 | 0 | 137580.0094 | 349844.9906 | 0 | 487425 | 0 | 0 | 0 | 0 | 0 | 0
2016-01-23 05:00 | 0 | 0 | 0 | 123650.4194 | 348280.5806 | 0 | 471931 | 0 | 0 | 0 | 0 | 0 | 0
2016-01-23 06:00 | 0 | 0 | 0 | 111631.9067 | 348414.0933 | 0 | 460046 | 0 | 0 | 0 | 0 | 0 | 0
2016-01-23 07:00 | 0 | 0 | 0 | 101104.8825 | 351655.1175 | 0 | 452760 | 0 | 0 | 0 | 0 | 0 | 0
2016-01-23 08:00 | 0 | 0 | 0 | 94523.9638 | 354318.0362 | 0 | 448842 | 0 | 0 | 0 | 0 | 0 | 0
2016-01-23 09:00 | 0 | 0 | 0 | 89530.8282 | 359568.1718 | 0 | 449099 | 0 | 0 | 0 | 0 | 0 | 0
2016-01-23 10:00 | 0 | 0 | 0 | 88675.8161 | 365612.1839 | 0 | 454288 | 0 | 0 | 0 | 0 | 0 | 0
2016-01-23 11:00 | 0 | 0 | 0 | 92858.5096 | 370880.4904 | 0 | 463739 | 0 | 0 | 0 | 0 | 0 | 0
2016-01-23 12:00 | 0 | 0 | 0 | 224677.7281 | 375515.1929 | 0 | 478856 | 0 | 121336.9209 | 0 | 0 | 0 | 0
2016-01-23 13:00 | 0 | 0 | 0 | 116142.7111 | 379365.1694 | 12.1194 | 495520 | 0 | 121336.9209 | 0 | 0 | 0 | 0
2016-01-23 14:00 | 0 | 0 | 0 | 102109.2438 | 356436.509 | 43194.8745 | 509928 | 0 | 113149.5482 | 0 | 0 | 0 | 0
2016-01-23 15:00 | 0 | 0 | 0 | 0 | 309157.605 | 151900.3209 | 516578 | 0 | 57629.4741 | 0 | 0 | 0 | 0
2016-01-23 16:00 | 0 | 0 | 0 | 0 | 259438.6095 | 196662.9165 | 513731 | 0 | 0 | 0 | 0 | 0 | 0
2016-01-23 17:00 | 0 | 0 | 0 | 39043.2305 | 257607.3363 | 208992.4331 | 505643 | 0 | 0 | 0 | 0 | 0 | 0
2016-01-23 18:00 | 0 | 0 | 0 | 18505.667 | 269759.4195 | 206439.9135 | 494705 | 0 | 0 | 0 | 0 | 0 | 0
2016-01-23 19:00 | 0 | 0 | 0 | 3017.4215 | 278126.3547 | 202216.2238 | 483360 | 0 | 0 | 0 | 0 | 0 | 0
2016-01-23 20:00 | 0 | 0 | 0 | 2470.4077 | 274182.2604 | 200126.3319 | 476779 | 0 | 0 | 0 | 0 | 0 | 0
2016-01-23 21:00 | 0 | 0 | 0 | 25085.4766 | 262067.704 | 189573.8194 | 476727 | 0 | 0 | 0 | 0 | 0 | 0
2016-01-23 22:00 | 0 | 0 | 0 | 167080.4526 | 290156.7899 | 152399.6785 | 488300 | 0 | 121336.9209 | 0 | 0 | 0 | 0
2016-01-23 23:00 | 0 | 0 | 0 | 0 | 389918.8126 | 65517.7232 | 505374 | 0 | 71399.4568 | 0 | 0 | 0 | 0
2016-01-24 | 0 | 0 | 0 | 129848.4979 | 429825.7278 | 4282.2384 | 514019 | 0 | 121336.9209 | 0 | 0 | 0 | 0
2016-01-24 01:00 | 0 | 0 | 0 | 51382.0675 | 433239.512 | 0 | 514024 | 0 | 91934.5005 | 0 | 0 | 0 | 0
2016-01-24 02:00 | 0 | 0 | 0 | 0 | 417027.4995 | 0 | 508962 | 0 | 0 | 0 | 0 | 0 | 0
2016-01-24 03:00 | 0 | 0 | 0 | 226509.3781 | 390648.0817 | 0 | 497824 | 0 | 119333.4598 | 0 | 0 | 0 | 0
2016-01-24 04:00 | 0 | 0 | 0 | 0 | 363420.5402 | 0 | 482754 | 0 | 0 | 0 | 0 | 0 | 0
2016-01-24 05:00 | 0 | 0 | 0 | 251424.9876 | 338466.9334 | 0 | 468555 | 0 | 121336.9209 | 0 | 0 | 0 | 0
2016-01-24 06:00 | 0 | 0 | 0 | 23027.5366 | 315582.5424 | 0 | 459947 | 0 | 0 | 0 | 0 | 0 | 0
2016-01-24 07:00 | 0 | 0 | 0 | 160731.0444 | 293450.9556 | 0 | 454182 | 0 | 0 | 0 | 0 | 0 | 0
2016-01-24 08:00 | 0 | 0 | 0 | 178142.8997 | 274051.1003 | 0 | 452194 | 0 | 0 | 0 | 0 | 0 | 0
2016-01-24 09:00 | 0 | 0 | 0 | 192810.7108 | 260352.2892 | 0 | 453163 | 0 | 0 | 0 | 0 | 0 | 0
2016-01-24 10:00 | 0 | 0 | 0 | 206390.3653 | 251231.6347 | 0 | 457622 | 0 | 0 | 0 | 0 | 0 | 0
2016-01-24 11:00 | 0 | 0 | 0 | 347121.4544 | 242833.4665 | 0 | 468618 | 0 | 121336.9209 | 0 | 0 | 0 | 0
2016-01-24 12:00 | 0 | 0 | 0 | 125674.55 | 235797.5291 | 0 | 482809 | 0 | 0 | 0 | 0 | 0 | 0
2016-01-24 13:00 | 0 | 0 | 0 | 263860.8658 | 230866.843 | 11.2911 | 494739 | 0 | 0 | 0 | 0 | 0 | 0
2016-01-24 14:00 | 0 | 0 | 0 | 356551.1709 | 203652.52 | 34155.1754 | 496332 | 0 | 98026.8662 | 0 | 0 | 0 | 0
2016-01-24 15:00 | 0 | 0 | 0 | 168504.0029 | 145035.4439 | 173868.213 | 487392 | 0 | 98042.5261 | 0 | 0 | 0 | 0
2016-01-24 16:00 | 0 | 0 | 0 | 0 | 142325.9723 | 233303.5016 | 473672 | 0 | 0 | 0 | 0 | 0 | 0
2016-01-24 17:00 | 0 | 0 | 0 | 47225.8586 | 165238.3059 | 247738.8355 | 460203 | 0 | 0 | 0 | 0 | 0 | 0
2016-01-24 18:00 | 0 | 0 | 0 | 11871.7843 | 196756.6655 | 238707.5502 | 447336 | 0 | 0 | 0 | 0 | 0 | 0
2016-01-24 19:00 | 0 | 0 | 0 | 0 | 220530.0546 | 232930.0594 | 437481 | 0 | 15979.114 | 0 | 0 | 0 | 0
2016-01-24 20:00 | 0 | 0 | 0 | 0 | 178536.2071 | 236988.6788 | 431504 | 0 | 0 | 0 | 0 | 0 | 0
2016-01-24 21:00 | 0 | 0 | 0 | 0 | 251879.373 | 242962.7657 | 433670 | 0 | 61172.1387 | 0 | 0 | 0 | 0
2016-01-24 22:00 | 0 | 0 | 0 | 0 | 291763.5316 | 219282.2507 | 450881 | 0 | 121336.9209 | 0 | 0 | 0 | 0
2016-01-24 23:00 | 0 | 0 | 0 | 0 | 345033.856 | 111993.467 | 474596 | 0 | 103768.2439 | 0 | 0 | 0 | 0
2016-01-25 | 0 | 0 | 0 | 22015.1969 | 361567.6481 | 4374.9111 | 491726 | 0 | 0 | 0 | 0 | 0 | 0
2016-01-25 01:00 | 0 | 0 | 0 | 264261.9251 | 353036.9959 | 0 | 495962 | 0 | 121336.9209 | 0 | 0 | 0 | 0
2016-01-25 02:00 | 0 | 0 | 0 | 144881.6995 | 346289.3005 | 0 | 491171 | 0 | 121336.9209 | 0 | 0 | 0 | 0
2016-01-25 03:00 | 0 | 0 | 0 | 130705.4132 | 347394.5868 | 0 | 478100 | 0 | 121336.9209 | 0 | 0 | 0 | 0
2016-01-25 04:00 | 0 | 0 | 0 | 108649.233 | 351694.767 | 0 | 460344 | 0 | 121336.9209 | 0 | 0 | 0 | 0
2016-01-25 05:00 | 0 | 0 | 0 | 89042.6342 | 355996.3658 | 0 | 445039 | 0 | 121336.9209 | 0 | 0 | 0 | 0
2016-01-25 06:00 | 0 | 0 | 0 | 70949.3514 | 364499.6486 | 0 | 435449 | 0 | 121336.9209 | 0 | 0 | 0 | 0
2016-01-25 07:00 | 0 | 0 | 0 | 53731.2322 | 376352.7678 | 0 | 430084 | 0 | 121336.9209 | 0 | 0 | 0 | 0
2016-01-25 08:00 | 0 | 0 | 0 | 0 | 387561.4558 | 0 | 429371 | 0 | 79527.3768 | 0 | 0 | 0 | 0
2016-01-25 09:00 | 0 | 0 | 0 | 0 | 391950.5097 | 0 | 434477 | 0 | 37000.8865 | 0 | 0 | 0 | 0
2016-01-25 10:00 | 0 | 0 | 0 | 93842.3467 | 397140.2214 | 0 | 450562 | 0 | 77421.4546 | 0 | 0 | 0 | 0
2016-01-25 11:00 | 0 | 0 | 0 | 0 | 405542.5454 | 0 | 482964 | 0 | 0 | 0 | 0 | 0 | 0
2016-01-25 12:00 | 0 | 0 | 0 | 227217.8648 | 407373.0562 | 0 | 513254 | 0 | 121336.9209 | 0 | 0 | 0 | 0
2016-01-25 13:00 | 0 | 0 | 0 | 82548.3825 | 412392.9643 | 12.2066 | 521833 | 0 | 94457.4744 | 0 | 0 | 0 | 0
2016-01-25 14:00 | 0 | 0 | 0 | 0 | 351577.3651 | 67365.1605 | 513400 | 0 | 0 | 0 | 0 | 0 | 0
2016-01-25 15:00 | 0 | 0 | 0 | 0 | 293189.8528 | 209613.1472 | 502803 | 0 | 0 | 0 | 0 | 0 | 0
2016-01-25 16:00 | 0 | 0 | 0 | 0 | 221981.3709 | 268236.6291 | 490218 | 0 | 0 | 0 | 0 | 0 | 0
2016-01-25 17:00 | 0 | 0 | 0 | 0 | 202286.1689 | 276131.8311 | 478418 | 0 | 0 | 0 | 0 | 0 | 0
2016-01-25 18:00 | 0 | 0 | 0 | 0 | 206270.6892 | 262172.3108 | 468443 | 0 | 0 | 0 | 0 | 0 | 0
2016-01-25 19:00 | 0 | 0 | 0 | 0 | 327722.7509 | 254134.1701 | 460520 | 0 | 121336.9209 | 0 | 0 | 0 | 0
2016-01-25 20:00 | 0 | 0 | 0 | 0 | 196379.9406 | 258704.0594 | 455084 | 0 | 121336.9209 | 0 | 0 | 0 | 0
2016-01-25 21:00 | 0 | 0 | 0 | 0 | 70753.8816 | 264371.1975 | 456462 | 0 | 0 | 0 | 0 | 0 | 0
2016-01-25 22:00 | 0 | 0 | 0 | 0 | 353888.6327 | 238252.2882 | 470804 | 0 | 121336.9209 | 0 | 0 | 0 | 0
2016-01-25 23:00 | 0 | 0 | 0 | 0 | 363280.0052 | 126690.9948 | 489971 | 0 | 121336.9209 | 0 | 0 | 0 | 0
2016-01-26 | 0 | 0 | 0 | 0 | 371288.0805 | 6256.9986 | 498882 | 0 | 0 | 0 | 0 | 0 | 0
2016-01-26 01:00 | 0 | 0 | 0 | 0 | 497920 | 0 | 497920 | 0 | 0 | 0 | 0 | 0 | 0
2016-01-26 02:00 | 0 | 0 | 0 | 0 | 487578 | 0 | 487578 | 0 | 0 | 0 | 0 | 0 | 0
2016-01-26 03:00 | 0 | 0 | 0 | 0 | 487493.9698 | 0 | 468214 | 0 | 19279.9698 | 0 | 0 | 0 | 0
2016-01-26 04:00 | 0 | 0 | 0 | 0 | 479710.0596 | 0 | 444306 | 0 | 54684.0294 | 0 | 0 | 0 | 0
2016-01-26 05:00 | 0 | 0 | 0 | 0 | 453692.3946 | 0 | 424224 | 0 | 84152.424 | 0 | 0 | 0 | 0
2016-01-26 06:00 | 0 | 0 | 0 | 0 | 429087.6479 | 0 | 410463 | 0 | 102777.0719 | 0 | 0 | 0 | 0
2016-01-26 07:00 | 0 | 0 | 0 | 0 | 415619.1036 | 0 | 402333 | 0 | 116063.1755 | 0 | 0 | 0 | 0
2016-01-26 08:00 | 0 | 0 | 0 | 0 | 404168.7454 | 0 | 398895 | 0 | 121336.9209 | 0 | 0 | 0 | 0
2016-01-26 09:00 | 0 | 0 | 0 | 0 | 401131.8515 | 0 | 402129 | 0 | 120339.7724 | 0 | 0 | 0 | 0
2016-01-26 10:00 | 0 | 0 | 0 | 0 | 402499.8101 | 0 | 415301 | 0 | 107538.5825 | 0 | 0 | 0 | 0
2016-01-26 11:00 | 0 | 0 | 0 | 0 | 398417.0782 | 0 | 445595 | 0 | 60360.6607 | 0 | 0 | 0 | 0
2016-01-26 12:00 | 0 | 0 | 0 | 140339.4675 | 388568.7849 | 0 | 475322 | 0 | 113946.913 | 0 | 0 | 0 | 0
2016-01-26 13:00 | 0 | 0 | 0 | 0 | 372947.0511 | 2.0359 | 486896 | 0 | 0 | 0 | 0 | 0 | 0
2016-01-26 14:00 | 0 | 0 | 0 | 227971.9214 | 291880.5682 | 18688.4323 | 487445 | 0 | 51095.9219 | 0 | 0 | 0 | 0
2016-01-26 15:00 | 0 | 0 | 0 | 0 | 218219.9084 | 217139.1697 | 486455 | 0 | 0 | 0 | 0 | 0 | 0
2016-01-26 16:00 | 0 | 0 | 0 | 0 | 216837.9755 | 269049.956 | 481157 | 0 | 4730.9315 | 0 | 0 | 0 | 0
2016-01-26 17:00 | 0 | 0 | 0 | 0 | 234207.5915 | 264931.6806 | 474019 | 0 | 29851.2036 | 0 | 0 | 0 | 0
2016-01-26 18:00 | 0 | 0 | 0 | 0 | 237595.8721 | 255968.5955 | 468079 | 0 | 55336.6712 | 0 | 0 | 0 | 0
2016-01-26 19:00 | 0 | 0 | 0 | 0 | 234482.5308 | 251422.4925 | 463872 | 0 | 77369.6945 | 0 | 0 | 0 | 0
2016-01-26 20:00 | 0 | 0 | 0 | 0 | 226184.2149 | 258401.1837 | 461239 | 0 | 100716.093 | 0 | 0 | 0 | 0
2016-01-26 21:00 | 0 | 0 | 0 | 0 | 201085.6606 | 268956.5631 | 463887 | 0 | 106871.3167 | 0 | 0 | 0 | 0
2016-01-26 22:00 | 0 | 0 | 0 | 0 | 191516.5228 | 258496.9669 | 477148 | 0 | 79736.8065 | 0 | 0 | 0 | 0
2016-01-26 23:00 | 0 | 0 | 0 | 90813.3361 | 187659.4944 | 134787.363 | 492997 | 0 | 0 | 0 | 0 | 0 | 0
2016-01-27 | 0 | 0 | 0 | 356551.1709 | 201750.2677 | 6923.2849 | 500249 | 0 | 64975.7234 | 0 | 0 | 0 | 0
2016-01-27 01:00 | 0 | 0 | 0 | 205555.0348 | 228582.2418 | 0 | 499113 | 0 | 0 | 0 | 0 | 0 | 0
2016-01-27 02:00 | 0 | 0 | 0 | 230774.5729 | 258135.4271 | 0 | 488910 | 0 | 0 | 0 | 0 | 0 | 0
2016-01-27 03:00 | 0 | 0 | 0 | 305465.0479 | 285197.8731 | 0 | 469326 | 0 | 121336.9209 | 0 | 0 | 0 | 0
2016-01-27 04:00 | 0 | 0 | 0 | 7910.5653 | 316286.5138 | 0 | 445534 | 0 | 0 | 0 | 0 | 0 | 0
2016-01-27 05:00 | 0 | 0 | 0 | 73241.8951 | 352067.1049 | 0 | 425309 | 0 | 0 | 0 | 0 | 0 | 0
2016-01-27 06:00 | 0 | 0 | 0 | 24772.8682 | 386946.1318 | 0 | 411719 | 0 | 0 | 0 | 0 | 0 | 0
2016-01-27 07:00 | 0 | 0 | 0 | 0 | 403198 | 0 | 403198 | 0 | 0 | 0 | 0 | 0 | 0
2016-01-27 08:00 | 0 | 0 | 0 | 0 | 399404 | 0 | 399404 | 0 | 0 | 0 | 0 | 0 | 0
2016-01-27 09:00 | 0 | 0 | 0 | 0 | 461262.5406 | 0 | 403381 | 0 | 57881.5406 | 0 | 0 | 0 | 0
2016-01-27 10:00 | 0 | 0 | 0 | 0 | 475231.0388 | 0 | 418666 | 0 | 114446.5793 | 0 | 0 | 0 | 0
2016-01-27 11:00 | 0 | 0 | 0 | 0 | 456848.3416 | 0 | 449958 | 0 | 121336.9209 | 0 | 0 | 0 | 0
2016-01-27 12:00 | 0 | 0 | 0 | 0 | 408791.6298 | 0 | 482253 | 0 | 47875.5507 | 0 | 0 | 0 | 0
2016-01-27 13:00 | 0 | 0 | 0 | 0 | 484786.2685 | 12.9913 | 494454 | 0 | 38220.8106 | 0 | 0 | 0 | 0
2016-01-27 14:00 | 0 | 0 | 0 | 0 | 418100.5468 | 40150.6426 | 496472 | 0 | 0 | 0 | 0 | 0 | 0
2016-01-27 15:00 | 0 | 0 | 0 | 0 | 259858.5816 | 235551.4184 | 495410 | 0 | 0 | 0 | 0 | 0 | 0
2016-01-27 16:00 | 0 | 0 | 0 | 0 | 210176.2964 | 278577.7036 | 488754 | 0 | 0 | 0 | 0 | 0 | 0
2016-01-27 17:00 | 0 | 0 | 0 | 0 | 208621.1815 | 270700.8185 | 479322 | 0 | 0 | 0 | 0 | 0 | 0
2016-01-27 18:00 | 0 | 0 | 0 | 0 | 210996.4077 | 258955.5923 | 469952 | 0 | 0 | 0 | 0 | 0 | 0
2016-01-27 19:00 | 0 | 0 | 0 | 0 | 330705.4832 | 253338.4377 | 462707 | 0 | 121336.9209 | 0 | 0 | 0 | 0
2016-01-27 20:00 | 0 | 0 | 0 | 0 | 199673.5819 | 258344.4181 | 458018 | 0 | 121336.9209 | 0 | 0 | 0 | 0
2016-01-27 21:00 | 0 | 0 | 0 | 0 | 71650.2122 | 265996.8668 | 458984 | 0 | 0 | 0 | 0 | 0 | 0
2016-01-27 22:00 | 0 | 0 | 0 | 0 | 349612.6641 | 243507.2568 | 471783 | 0 | 121336.9209 | 0 | 0 | 0 | 0
2016-01-27 23:00 | 0 | 0 | 0 | 0 | 390322.9763 | 101398.0237 | 491721 | 0 | 121336.9209 | 0 | 0 | 0 | 0
2016-01-28 | 0 | 0 | 0 | 0 | 377846.7578 | 4611.3212 | 503795 | 0 | 0 | 0 | 0 | 0 | 0
2016-01-28 01:00 | 0 | 0 | 0 | 0 | 505618 | 0 | 505618 | 0 | 0 | 0 | 0 | 0 | 0
2016-01-28 02:00 | 0 | 0 | 0 | 0 | 498533 | 0 | 498533 | 0 | 0 | 0 | 0 | 0 | 0
2016-01-28 03:00 | 0 | 0 | 0 | 0 | 480798 | 0 | 480798 | 0 | 0 | 0 | 0 | 0 | 0
2016-01-28 04:00 | 0 | 0 | 0 | 0 | 458328 | 0 | 458328 | 0 | 0 | 0 | 0 | 0 | 0
2016-01-28 05:00 | 0 | 0 | 0 | 0 | 560724.9209 | 0 | 439388 | 0 | 121336.9209 | 0 | 0 | 0 | 0
2016-01-28 06:00 | 0 | 0 | 0 | 0 | 306212.0791 | 0 | 427549 | 0 | 0 | 0 | 0 | 0 | 0
2016-01-28 07:00 | 0 | 0 | 0 | 0 | 541484.9209 | 0 | 420148 | 0 | 121336.9209 | 0 | 0 | 0 | 0
2016-01-28 08:00 | 0 | 0 | 0 | 0 | 417062 | 0 | 417062 | 0 | 121336.9209 | 0 | 0 | 0 | 0
2016-01-28 09:00 | 0 | 0 | 0 | 0 | 299390.0791 | 0 | 420727 | 0 | 0 | 0 | 0 | 0 | 0
2016-01-28 10:00 | 0 | 0 | 0 | 0 | 437126 | 0 | 437126 | 0 | 0 | 0 | 0 | 0 | 0
2016-01-28 11:00 | 0 | 0 | 0 | 0 | 471427 | 0 | 471427 | 0 | 0 | 0 | 0 | 0 | 0
2016-01-28 12:00 | 0 | 0 | 0 | 0 | 552393.8599 | 0 | 503404 | 0 | 48989.8599 | 0 | 0 | 0 | 0
2016-01-28 13:00 | 0 | 0 | 0 | 0 | 539844.9025 | 15.7814 | 512040 | 0 | 76810.5438 | 0 | 0 | 0 | 0
2016-01-28 14:00 | 0 | 0 | 0 | 0 | 402256.4333 | 40090.712 | 507622 | 0 | 11535.689 | 0 | 0 | 0 | 0
2016-01-28 15:00 | 0 | 0 | 0 | 0 | 248988.8355 | 238304.4755 | 498829 | 0 | 0 | 0 | 0 | 0 | 0
2016-01-28 16:00 | 0 | 0 | 0 | 0 | 192328.2323 | 294210.7677 | 486539 | 0 | 0 | 0 | 0 | 0 | 0
2016-01-28 17:00 | 0 | 0 | 0 | 0 | 185924.957 | 287288.043 | 473213 | 0 | 0 | 0 | 0 | 0 | 0
2016-01-28 18:00 | 0 | 0 | 0 | 0 | 193199.5753 | 269901.4247 | 463101 | 0 | 0 | 0 | 0 | 0 | 0
2016-01-28 19:00 | 0 | 0 | 0 | 0 | 243564.6008 | 262758.3908 | 455087 | 0 | 51235.9916 | 0 | 0 | 0 | 0
2016-01-28 20:00 | 0 | 0 | 0 | 0 | 142604.454 | 269400.6729 | 450296 | 0 | 12945.1185 | 0 | 0 | 0 | 0
2016-01-28 21:00 | 0 | 0 | 0 | 0 | 224451.5981 | 284403.6094 | 452306 | 0 | 69494.326 | 0 | 0 | 0 | 0
2016-01-28 22:00 | 0 | 0 | 0 | 0 | 246726.4766 | 269009.1183 | 463893 | 0 | 121336.9209 | 0 | 0 | 0 | 0
2016-01-28 23:00 | 0 | 0 | 0 | 0 | 273786.2886 | 116520.6283 | 479734 | 0 | 31909.8378 | 0 | 0 | 0 | 0
2016-01-29 | 0 | 0 | 0 | 274624.4076 | 298673.6002 | 6117.0753 | 489988 | 0 | 121336.9209 | 0 | 0 | 0 | 0
2016-01-29 01:00 | 0 | 0 | 0 | 47059.2492 | 323068.8298 | 0 | 491465 | 0 | 0 | 0 | 0 | 0 | 0
2016-01-29 02:00 | 0 | 0 | 0 | 127395.5482 | 356489.4518 | 0 | 483885 | 0 | 0 | 0 | 0 | 0 | 0
2016-01-29 03:00 | 0 | 0 | 0 | 61818.8823 | 404320.1177 | 0 | 466139 | 0 | 0 | 0 | 0 | 0 | 0
2016-01-29 04:00 | 0 | 0 | 0 | 0 | 442987 | 0 | 442987 | 0 | 0 | 0 | 0 | 0 | 0
2016-01-29 05:00 | 0 | 0 | 0 | 0 | 495830.6022 | 0 | 424662 | 0 | 71168.6022 | 0 | 0 | 0 | 0
2016-01-29 06:00 | 0 | 0 | 0 | 0 | 463441.3187 | 0 | 413273 | 0 | 121336.9209 | 0 | 0 | 0 | 0
2016-01-29 07:00 | 0 | 0 | 0 | 0 | 406076 | 0 | 406076 | 0 | 121336.9209 | 0 | 0 | 0 | 0
2016-01-29 08:00 | 0 | 0 | 0 | 0 | 403830 | 0 | 403830 | 0 | 121336.9209 | 0 | 0 | 0 | 0
2016-01-29 09:00 | 0 | 0 | 0 | 0 | 287380.0791 | 0 | 408717 | 0 | 0 | 0 | 0 | 0 | 0
2016-01-29 10:00 | 0 | 0 | 0 | 0 | 545061.9209 | 0 | 423725 | 0 | 121336.9209 | 0 | 0 | 0 | 0
2016-01-29 11:00 | 0 | 0 | 0 | 0 | 336767.0791 | 0 | 458104 | 0 | 0 | 0 | 0 | 0 | 0
2016-01-29 12:00 | 0 | 0 | 0 | 0 | 489880 | 0 | 489880 | 0 | 0 | 0 | 0 | 0 | 0
2016-01-29 13:00 | 0 | 0 | 0 | 0 | 498321.8235 | 17.1765 | 498339 | 0 | 0 | 0 | 0 | 0 | 0
2016-01-29 14:00 | 0 | 0 | 0 | 0 | 443917.2335 | 48366.7665 | 492284 | 0 | 0 | 0 | 0 | 0 | 0
2016-01-29 15:00 | 0 | 0 | 0 | 0 | 274269.0384 | 209717.9616 | 483987 | 0 | 0 | 0 | 0 | 0 | 0
2016-01-29 16:00 | 0 | 0 | 0 | 0 | 223313.3215 | 249293.6785 | 472607 | 0 | 0 | 0 | 0 | 0 | 0
2016-01-29 17:00 | 0 | 0 | 0 | 0 | 213541.6135 | 247951.3865 | 461493 | 0 | 0 | 0 | 0 | 0 | 0
2016-01-29 18:00 | 0 | 0 | 0 | 0 | 212817.5766 | 240245.4234 | 453063 | 0 | 0 | 0 | 0 | 0 | 0
2016-01-29 19:00 | 0 | 0 | 0 | 0 | 330471.8905 | 237278.0305 | 446413 | 0 | 121336.9209 | 0 | 0 | 0 | 0
2016-01-29 20:00 | 0 | 0 | 0 | 0 | 78724.8343 | 241006.2448 | 441068 | 0 | 0 | 0 | 0 | 0 | 0
2016-01-29 21:00 | 0 | 0 | 0 | 0 | 316581.3529 | 245803.568 | 441048 | 0 | 121336.9209 | 0 | 0 | 0 | 0
2016-01-29 22:00 | 0 | 0 | 0 | 0 | 236331.0628 | 214401.9372 | 450733 | 0 | 121336.9209 | 0 | 0 | 0 | 0
2016-01-29 23:00 | 0 | 0 | 0 | 0 | 365697.0484 | 100301.9516 | 465999 | 0 | 121336.9209 | 0 | 0 | 0 | 0
2016-01-30 | 0 | 0 | 0 | 0 | 346467.9861 | 5913.0929 | 473718 | 0 | 0 | 0 | 0 | 0 | 0
2016-01-30 01:00 | 0 | 0 | 0 | 0 | 539854.811 | 0 | 473262 | 0 | 66592.811 | 0 | 0 | 0 | 0
2016-01-30 02:00 | 0 | 0 | 0 | 0 | 509756.6299 | 0 | 468077 | 0 | 108272.4409 | 0 | 0 | 0 | 0
2016-01-30 03:00 | 0 | 0 | 0 | 0 | 468644.48 | 0 | 455580 | 0 | 121336.9209 | 0 | 0 | 0 | 0
2016-01-30 04:00 | 0 | 0 | 0 | 0 | 316285.0791 | 0 | 437622 | 0 | 0 | 0 | 0 | 0 | 0
2016-01-30 05:00 | 0 | 0 | 0 | 0 | 472746.1038 | 0 | 421454 | 0 | 51292.1038 | 0 | 0 | 0 | 0
2016-01-30 06:00 | 0 | 0 | 0 | 0 | 358368.8962 | 0 | 409661 | 0 | 0 | 0 | 0 | 0 | 0
2016-01-30 07:00 | 0 | 0 | 0 | 0 | 493204.6692 | 0 | 401725 | 0 | 91479.6692 | 0 | 0 | 0 | 0
2016-01-30 08:00 | 0 | 0 | 0 | 0 | 427303.2518 | 0 | 397446 | 0 | 121336.9209 | 0 | 0 | 0 | 0
2016-01-30 09:00 | 0 | 0 | 0 | 0 | 399211 | 0 | 399211 | 0 | 121336.9209 | 0 | 0 | 0 | 0
2016-01-30 10:00 | 0 | 0 | 0 | 0 | 406491 | 0 | 406491 | 0 | 121336.9209 | 0 | 0 | 0 | 0
2016-01-30 11:00 | 0 | 0 | 0 | 0 | 420075 | 0 | 420075 | 0 | 121336.9209 | 0 | 0 | 0 | 0
2016-01-30 12:00 | 0 | 0 | 0 | 0 | 318025.9895 | 0 | 436599 | 0 | 2763.9104 | 0 | 0 | 0 | 0
2016-01-30 13:00 | 0 | 0 | 0 | 0 | 454318.9925 | 19.0075 | 448082 | 0 | 9019.9104 | 0 | 0 | 0 | 0
2016-01-30 14:00 | 0 | 0 | 0 | 0 | 392893.5106 | 47671.8692 | 447923 | 0 | 1662.2902 | 0 | 0 | 0 | 0
2016-01-30 15:00 | 0 | 0 | 0 | 0 | 255034.528 | 184272.1818 | 440969 | 0 | 0 | 0 | 0 | 0 | 0
2016-01-30 16:00 | 0 | 0 | 0 | 0 | 205039.1288 | 226095.8712 | 431135 | 0 | 0 | 0 | 0 | 0 | 0
2016-01-30 17:00 | 0 | 0 | 0 | 0 | 186836.9266 | 233538.0734 | 420375 | 0 | 0 | 0 | 0 | 0 | 0
2016-01-30 18:00 | 0 | 0 | 0 | 0 | 180981.8697 | 229154.1303 | 410136 | 0 | 0 | 0 | 0 | 0 | 0
2016-01-30 19:00 | 0 | 0 | 0 | 0 | 175539.7693 | 226805.2307 | 402345 | 0 | 0 | 0 | 0 | 0 | 0
2016-01-30 20:00 | 0 | 0 | 0 | 0 | 289291.4157 | 230164.5053 | 398119 | 0 | 121336.9209 | 0 | 0 | 0 | 0
2016-01-30 21:00 | 0 | 0 | 0 | 0 | 42360.631 | 234513.4481 | 398211 | 0 | 0 | 0 | 0 | 0 | 0
2016-01-30 22:00 | 0 | 0 | 0 | 0 | 321534.2086 | 207737.7123 | 407935 | 0 | 121336.9209 | 0 | 0 | 0 | 0
2016-01-30 23:00 | 0 | 0 | 0 | 0 | 194477.2923 | 108897.7867 | 424712 | 0 | 0 | 0 | 0 | 0 | 0
2016-01-31 | 0 | 0 | 0 | 0 | 425517.4306 | 7188.5694 | 432706 | 0 | 0 | 0 | 0 | 0 | 0
2016-01-31 01:00 | 0 | 0 | 0 | 0 | 438952.2463 | 0 | 433566 | 0 | 5386.2463 | 0 | 0 | 0 | 0
2016-01-31 02:00 | 0 | 0 | 0 | 0 | 423007.7537 | 0 | 428394 | 0 | 0 | 0 | 0 | 0 | 0
2016-01-31 03:00 | 0 | 0 | 0 | 0 | 470532.8112 | 0 | 417412 | 0 | 53120.8112 | 0 | 0 | 0 | 0
2016-01-31 04:00 | 0 | 0 | 0 | 0 | 348345.1888 | 0 | 401466 | 0 | 0 | 0 | 0 | 0 | 0
2016-01-31 05:00 | 0 | 0 | 0 | 0 | 491351.2911 | 0 | 385031 | 0 | 106320.2911 | 0 | 0 | 0 | 0
2016-01-31 06:00 | 0 | 0 | 0 | 0 | 266563.7089 | 0 | 372884 | 0 | 0 | 0 | 0 | 0 | 0
2016-01-31 07:00 | 0 | 0 | 0 | 0 | 480730.1183 | 0 | 364163 | 0 | 116567.1183 | 0 | 0 | 0 | 0
2016-01-31 08:00 | 0 | 0 | 0 | 0 | 363969.8027 | 0 | 359200 | 0 | 121336.9209 | 0 | 0 | 0 | 0
2016-01-31 09:00 | 0 | 0 | 0 | 0 | 358040 | 0 | 358040 | 0 | 121336.9209 | 0 | 0 | 0 | 0
2016-01-31 10:00 | 0 | 0 | 0 | 0 | 311311.1091 | 0 | 360898 | 0 | 71750.03 | 0 | 0 | 0 | 0
2016-01-31 11:00 | 0 | 0 | 0 | 0 | 408245.2838 | 0 | 368195 | 0 | 111800.3138 | 0 | 0 | 0 | 0
2016-01-31 12:00 | 0 | 0 | 0 | 0 | 385893.0289 | 0 | 380157 | 0 | 117536.3428 | 0 | 0 | 0 | 0
2016-01-31 13:00 | 0 | 0 | 0 | 0 | 365621.64 | 24.0209 | 391752 | 0 | 91430.0036 | 0 | 0 | 0 | 0
2016-01-31 14:00 | 0 | 0 | 0 | 0 | 282966.1478 | 51205.4305 | 399409 | 0 | 26192.5819 | 0 | 0 | 0 | 0
2016-01-31 15:00 | 0 | 0 | 0 | 0 | 213436.9609 | 160835.4572 | 400465 | 0 | 0 | 0 | 0 | 0 | 0
2016-01-31 16:00 | 0 | 0 | 0 | 0 | 198488.2019 | 200244.7981 | 398733 | 0 | 0 | 0 | 0 | 0 | 0
2016-01-31 17:00 | 0 | 0 | 0 | 0 | 189122.5711 | 208526.4289 | 397649 | 0 | 0 | 0 | 0 | 0 | 0
2016-01-31 18:00 | 0 | 0 | 0 | 0 | 189382.8563 | 206422.1437 | 395805 | 0 | 0 | 0 | 0 | 0 | 0
2016-01-31 19:00 | 0 | 0 | 0 | 0 | 242103.3682 | 202676.3662 | 393066 | 0 | 51713.7344 | 0 | 0 | 0 | 0
2016-01-31 20:00 | 0 | 0 | 0 | 0 | 252795.1696 | 193988.8855 | 391975 | 0 | 106522.7894 | 0 | 0 | 0 | 0
2016-01-31 21:00 | 0 | 0 | 0 | 0 | 233845.5958 | 176075.5358 | 395107 | 0 | 121336.9209 | 0 | 0 | 0 | 0
2016-01-31 22:00 | 0 | 0 | 0 | 0 | 241080.1633 | 141213.6126 | 407470 | 0 | 96160.6969 | 0 | 0 | 0 | 0
2016-01-31 23:00 | 0 | 0 | 0 | 125200.1823 | 260675.0915 | 64536.9502 | 425236 | 0 | 121336.9209 | 0 | 0 | 0 | 0
2016-02-01 | 0 | 0 | 0 | 165442.6485 | 264047.8171 | 5315.5344 | 434806 | 0 | 121336.9209 | 0 | 0 | 0 | 0
2016-02-01 01:00 | 0 | 0 | 0 | 178404.6774 | 256659.3226 | 0 | 435064 | 0 | 121336.9209 | 0 | 0 | 0 | 0
2016-02-01 02:00 | 0 | 0 | 0 | 61714.6669 | 243767.4122 | 0 | 426819 | 0 | 0 | 0 | 0 | 0 | 0
2016-02-01 03:00 | 0 | 0 | 0 | 299730.8532 | 233365.0677 | 0 | 411759 | 0 | 121336.9209 | 0 | 0 | 0 | 0
2016-02-01 04:00 | 0 | 0 | 0 | 46040.464 | 224005.615 | 0 | 391383 | 0 | 0 | 0 | 0 | 0 | 0
2016-02-01 05:00 | 0 | 0 | 0 | 279897.5297 | 214381.3913 | 0 | 372942 | 0 | 121336.9209 | 0 | 0 | 0 | 0
2016-02-01 06:00 | 0 | 0 | 0 | 154409.0959 | 206591.9041 | 0 | 361001 | 0 | 121336.9209 | 0 | 0 | 0 | 0
2016-02-01 07:00 | 0 | 0 | 0 | 30372.4189 | 201323.6601 | 0 | 353033 | 0 | 0 | 0 | 0 | 0 | 0
2016-02-01 08:00 | 0 | 0 | 0 | 274999.6221 | 196382.2988 | 0 | 350045 | 0 | 121336.9209 | 0 | 0 | 0 | 0
2016-02-01 09:00 | 0 | 0 | 0 | 44939.5233 | 186979.5557 | 0 | 353256 | 0 | 0 | 0 | 0 | 0 | 0
2016-02-01 10:00 | 0 | 0 | 0 | 314761.0284 | 175117.8926 | 0 | 368542 | 0 | 121336.9209 | 0 | 0 | 0 | 0
2016-02-01 11:00 | 0 | 0 | 0 | 138681.4604 | 170371.4434 | 0 | 401550 | 0 | 28839.8247 | 0 | 0 | 0 | 0
2016-02-01 12:00 | 0 | 0 | 0 | 356551.1709 | 169136.9254 | 0 | 433191 | 0 | 121336.9209 | 0 | 0 | 0 | 0
2016-02-01 13:00 | 0 | 0 | 0 | 156797.9369 | 166134.0723 | 26.0699 | 444295 | 0 | 0 | 0 | 0 | 0 | 0
2016-02-01 14:00 | 0 | 0 | 0 | 285847.6882 | 121556.0699 | 40490.2419 | 447894 | 0 | 0 | 0 | 0 | 0 | 0
2016-02-01 15:00 | 0 | 0 | 0 | 182464.1089 | 129952.8632 | 138277.0279 | 450694 | 0 | 0 | 0 | 0 | 0 | 0
2016-02-01 16:00 | 0 | 0 | 0 | 60874.1713 | 191057.9229 | 197711.9058 | 449644 | 0 | 0 | 0 | 0 | 0 | 0
2016-02-01 17:00 | 0 | 0 | 0 | 0 | 239996.3702 | 217646.1991 | 446263 | 0 | 11379.5693 | 0 | 0 | 0 | 0
2016-02-01 18:00 | 0 | 0 | 0 | 0 | 210454.3262 | 220865.1045 | 442699 | 0 | 0 | 0 | 0 | 0 | 0
2016-02-01 19:00 | 0 | 0 | 0 | 0 | 287996.1019 | 217706.5775 | 439797 | 0 | 65905.6794 | 0 | 0 | 0 | 0
2016-02-01 20:00 | 0 | 0 | 0 | 0 | 156854.7624 | 214368.5581 | 437129 | 0 | 0 | 0 | 0 | 0 | 0
2016-02-01 21:00 | 0 | 0 | 0 | 0 | 330621.157 | 209363.3429 | 438025 | 0 | 101959.4999 | 0 | 0 | 0 | 0
2016-02-01 22:00 | 0 | 0 | 0 | 0 | 275863.6291 | 189701.7919 | 446188 | 0 | 121336.9209 | 0 | 0 | 0 | 0
2016-02-01 23:00 | 0 | 0 | 0 | 0 | 348136.9732 | 113793.0268 | 461930 | 0 | 121336.9209 | 0 | 0 | 0 | 0
2016-02-02 | 0 | 0 | 0 | 45449.1065 | 415815.8496 | 10541.044 | 471806 | 0 | 121336.9209 | 0 | 0 | 0 | 0
2016-02-02 01:00 | 0 | 0 | 0 | 61032.6348 | 409676.3652 | 0 | 470709 | 0 | 121336.9209 | 0 | 0 | 0 | 0
2016-02-02 02:00 | 0 | 0 | 0 | 64807.1675 | 396271.8325 | 0 | 461079 | 0 | 121336.9209 | 0 | 0 | 0 | 0
2016-02-02 03:00 | 0 | 0 | 0 | 2696.3853 | 387223.5197 | 0 | 442670 | 0 | 68586.8259 | 0 | 0 | 0 | 0
2016-02-02 04:00 | 0 | 0 | 0 | 0 | 375714.2601 | 0 | 418336 | 0 | 25965.086 | 0 | 0 | 0 | 0
2016-02-02 05:00 | 0 | 0 | 0 | 0 | 370659.914 | 0 | 396625 | 0 | 0 | 0 | 0 | 0 | 0
2016-02-02 06:00 | 0 | 0 | 0 | 11936.6663 | 369812.3337 | 0 | 381749 | 0 | 0 | 0 | 0 | 0 | 0
2016-02-02 07:00 | 0 | 0 | 0 | 0 | 371769 | 0 | 371769 | 0 | 0 | 0 | 0 | 0 | 0
2016-02-02 08:00 | 0 | 0 | 0 | 0 | 391537.2974 | 0 | 366772 | 0 | 24765.2974 | 0 | 0 | 0 | 0
2016-02-02 09:00 | 0 | 0 | 0 | 0 | 343825.7026 | 0 | 368591 | 0 | 0 | 0 | 0 | 0 | 0
2016-02-02 10:00 | 0 | 0 | 0 | 0 | 382021 | 0 | 382021 | 0 | 0 | 0 | 0 | 0 | 0
2016-02-02 11:00 | 0 | 0 | 0 | 0 | 466609.5895 | 0 | 414646 | 0 | 51963.5895 | 0 | 0 | 0 | 0
2016-02-02 12:00 | 0 | 0 | 0 | 0 | 391861.4105 | 0 | 443825 | 0 | 0 | 0 | 0 | 0 | 0
2016-02-02 13:00 | 0 | 0 | 0 | 0 | 453918.6035 | 34.3965 | 453953 | 0 | 0 | 0 | 0 | 0 | 0
2016-02-02 14:00 | 0 | 0 | 0 | 0 | 405615.8692 | 51537.1308 | 457153 | 0 | 0 | 0 | 0 | 0 | 0
2016-02-02 15:00 | 0 | 0 | 0 | 0 | 235807.3529 | 223270.6471 | 459078 | 0 | 0 | 0 | 0 | 0 | 0
2016-02-02 16:00 | 0 | 0 | 0 | 0 | 191655.0025 | 265423.9975 | 457079 | 0 | 0 | 0 | 0 | 0 | 0
2016-02-02 17:00 | 0 | 0 | 0 | 0 | 182926.6916 | 267746.3084 | 450673 | 0 | 0 | 0 | 0 | 0 | 0
2016-02-02 18:00 | 0 | 0 | 0 | 0 | 188484.3286 | 260283.6714 | 448768 | 0 | 0 | 0 | 0 | 0 | 0
2016-02-02 19:00 | 0 | 0 | 0 | 0 | 312405.0731 | 253549.8478 | 444618 | 0 | 121336.9209 | 0 | 0 | 0 | 0
2016-02-02 20:00 | 0 | 0 | 0 | 0 | 66061.5405 | 253874.5385 | 441273 | 0 | 0 | 0 | 0 | 0 | 0
2016-02-02 21:00 | 0 | 0 | 0 | 0 | 312477.8195 | 251494.1014 | 442635 | 0 | 121336.9209 | 0 | 0 | 0 | 0
2016-02-02 22:00 | 0 | 0 | 0 | 0 | 228456.8159 | 223993.1841 | 452450 | 0 | 121336.9209 | 0 | 0 | 0 | 0
2016-02-02 23:00 | 0 | 0 | 0 | 0 | 257793.2526 | 134692.4835 | 466845 | 0 | 46977.657 | 0 | 0 | 0 | 0
2016-02-03 | 0 | 0 | 0 | 0 | 460783.1393 | 12492.4869 | 475296 | 0 | 44957.2833 | 0 | 0 | 0 | 0
2016-02-03 01:00 | 0 | 0 | 0 | 0 | 451560.3186 | 0 | 474068 | 0 | 22449.6018 | 0 | 0 | 0 | 0
2016-02-03 02:00 | 0 | 0 | 0 | 0 | 445135.2255 | 0 | 463570 | 0 | 4014.8273 | 0 | 0 | 0 | 0
2016-02-03 03:00 | 0 | 0 | 0 | 0 | 440137.1727 | 0 | 444152 | 0 | 0 | 0 | 0 | 0 | 0
2016-02-03 04:00 | 0 | 0 | 0 | 0 | 420117 | 0 | 420117 | 0 | 0 | 0 | 0 | 0 | 0
2016-02-03 05:00 | 0 | 0 | 0 | 0 | 399540 | 0 | 399540 | 0 | 0 | 0 | 0 | 0 | 0
2016-02-03 06:00 | 0 | 0 | 0 | 0 | 384347 | 0 | 384347 | 0 | 0 | 0 | 0 | 0 | 0
2016-02-03 07:00 | 0 | 0 | 0 | 0 | 388729.2599 | 0 | 374131 | 0 | 14598.2599 | 0 | 0 | 0 | 0
2016-02-03 08:00 | 0 | 0 | 0 | 0 | 419924.7186 | 0 | 369211 | 0 | 65311.9785 | 0 | 0 | 0 | 0
2016-02-03 09:00 | 0 | 0 | 0 | 0 | 410311.2022 | 0 | 371215 | 0 | 104408.1807 | 0 | 0 | 0 | 0
2016-02-03 10:00 | 0 | 0 | 0 | 0 | 400709.7403 | 0 | 383781 | 0 | 121336.9209 | 0 | 0 | 0 | 0
2016-02-03 11:00 | 0 | 0 | 0 | 0 | 391582.9941 | 0 | 415255 | 0 | 97664.9151 | 0 | 0 | 0 | 0
2016-02-03 12:00 | 0 | 0 | 0 | 88814.7242 | 381551.2816 | 0 | 446694 | 0 | 121336.9209 | 0 | 0 | 0 | 0
2016-02-03 13:00 | 0 | 0 | 0 | 23008.3969 | 361795.1898 | 42.6796 | 459887 | 0 | 46296.1872 | 0 | 0 | 0 | 0
2016-02-03 14:00 | 0 | 0 | 0 | 0 | 319333.4261 | 100356.3866 | 465986 | 0 | 0 | 0 | 0 | 0 | 0
2016-02-03 15:00 | 0 | 0 | 0 | 0 | 196083.4721 | 273582.5279 | 469666 | 0 | 0 | 0 | 0 | 0 | 0
2016-02-03 16:00 | 0 | 0 | 0 | 0 | 157760.6054 | 310586.3946 | 468347 | 0 | 0 | 0 | 0 | 0 | 0
2016-02-03 17:00 | 0 | 0 | 0 | 0 | 157566.1278 | 305735.8722 | 463302 | 0 | 0 | 0 | 0 | 0 | 0
2016-02-03 18:00 | 0 | 0 | 0 | 0 | 167998.2416 | 290533.7584 | 458532 | 0 | 0 | 0 | 0 | 0 | 0
2016-02-03 19:00 | 0 | 0 | 0 | 0 | 293409.124 | 281627.7969 | 453700 | 0 | 121336.9209 | 0 | 0 | 0 | 0
2016-02-03 20:00 | 0 | 0 | 0 | 0 | 43876.6811 | 284318.398 | 449532 | 0 | 0 | 0 | 0 | 0 | 0
2016-02-03 21:00 | 0 | 0 | 0 | 0 | 281838.402 | 289656.519 | 450158 | 0 | 121336.9209 | 0 | 0 | 0 | 0
2016-02-03 22:00 | 0 | 0 | 0 | 0 | 187489.172 | 270729.828 | 458219 | 0 | 121336.9209 | 0 | 0 | 0 | 0
2016-02-03 23:00 | 0 | 0 | 0 | 0 | 303044.7088 | 167209.7898 | 472065 | 0 | 119526.4195 | 0 | 0 | 0 | 0
2016-02-04 | 0 | 0 | 0 | 166357.4744 | 305244.7392 | 12536.2878 | 482328 | 0 | 121336.9209 | 0 | 0 | 0 | 0
2016-02-04 01:00 | 0 | 0 | 0 | 60802.7595 | 300716.3196 | 0 | 482856 | 0 | 0 | 0 | 0 | 0 | 0
2016-02-04 02:00 | 0 | 0 | 0 | 167649.0595 | 306717.9405 | 0 | 474367 | 0 | 0 | 0 | 0 | 0 | 0
2016-02-04 03:00 | 0 | 0 | 0 | 147316.1779 | 308973.8221 | 0 | 456290 | 0 | 0 | 0 | 0 | 0 | 0
2016-02-04 04:00 | 0 | 0 | 0 | 126294.7328 | 306530.2672 | 0 | 432825 | 0 | 0 | 0 | 0 | 0 | 0
2016-02-04 05:00 | 0 | 0 | 0 | 108107.2395 | 304573.7605 | 0 | 412681 | 0 | 0 | 0 | 0 | 0 | 0
2016-02-04 06:00 | 0 | 0 | 0 | 95331.5848 | 303392.4152 | 0 | 398724 | 0 | 0 | 0 | 0 | 0 | 0
2016-02-04 07:00 | 0 | 0 | 0 | 89026.1655 | 301144.8345 | 0 | 390171 | 0 | 0 | 0 | 0 | 0 | 0
2016-02-04 08:00 | 0 | 0 | 0 | 88608.4859 | 297830.5141 | 0 | 386439 | 0 | 0 | 0 | 0 | 0 | 0
2016-02-04 09:00 | 0 | 0 | 0 | 99140.5585 | 290454.4415 | 0 | 389595 | 0 | 0 | 0 | 0 | 0 | 0
2016-02-04 10:00 | 0 | 0 | 0 | 124270.8594 | 280702.1406 | 0 | 404973 | 0 | 0 | 0 | 0 | 0 | 0
2016-02-04 11:00 | 0 | 0 | 0 | 162399.6849 | 275827.3151 | 0 | 438227 | 0 | 0 | 0 | 0 | 0 | 0
2016-02-04 12:00 | 0 | 0 | 0 | 195610.3849 | 276588.6151 | 0 | 472199 | 0 | 0 | 0 | 0 | 0 | 0
2016-02-04 13:00 | 0 | 0 | 0 | 207233.5602 | 277668.2298 | 47.21 | 484949 | 0 | 0 | 0 | 0 | 0 | 0
2016-02-04 14:00 | 0 | 0 | 0 | 192599.2167 | 231948.9034 | 62779.8799 | 487328 | 0 | 0 | 0 | 0 | 0 | 0
2016-02-04 15:00 | 0 | 0 | 0 | 119462.5969 | 170628.9973 | 234961.8961 | 485781 | 0 | 39272.4904 | 0 | 0 | 0 | 0
2016-02-04 16:00 | 0 | 0 | 0 | 0 | 169474.0577 | 270846.4519 | 479593 | 0 | 0 | 0 | 0 | 0 | 0
2016-02-04 17:00 | 0 | 0 | 0 | 8250.7361 | 187101.1826 | 275615.0813 | 470967 | 0 | 0 | 0 | 0 | 0 | 0
2016-02-04 18:00 | 0 | 0 | 0 | 0 | 205516.2067 | 266130.7256 | 462918 | 0 | 8728.9323 | 0 | 0 | 0 | 0
2016-02-04 19:00 | 0 | 0 | 0 | 0 | 216355.8041 | 258846.0962 | 456299 | 0 | 27631.8326 | 0 | 0 | 0 | 0
2016-02-04 20:00 | 0 | 0 | 0 | 0 | 219382.4862 | 257962.7495 | 451360 | 0 | 53617.0682 | 0 | 0 | 0 | 0
2016-02-04 21:00 | 0 | 0 | 0 | 0 | 203674.3332 | 257704.5657 | 451716 | 0 | 63279.9671 | 0 | 0 | 0 | 0
2016-02-04 22:00 | 0 | 0 | 0 | 0 | 179277.6487 | 231749.054 | 461495 | 0 | 12811.6698 | 0 | 0 | 0 | 0
2016-02-04 23:00 | 0 | 0 | 0 | 198377.1279 | 175596.5228 | 145043.4563 | 477809 | 0 | 54019.7768 | 0 | 0 | 0 | 0
2016-02-05 | 0 | 0 | 0 | 356551.1709 | 189407.1002 | 12794.8731 | 491436 | 0 | 121336.9209 | 0 | 0 | 0 | 0
2016-02-05 01:00 | 0 | 0 | 0 | 273258.0016 | 221826.9984 | 0 | 495085 | 0 | 121336.9209 | 0 | 0 | 0 | 0
2016-02-05 02:00 | 0 | 0 | 0 | 221258.5167 | 267731.4833 | 0 | 488990 | 0 | 121336.9209 | 0 | 0 | 0 | 0
2016-02-05 03:00 | 0 | 0 | 0 | 45733.9491 | 305972.13 | 0 | 473043 | 0 | 0 | 0 | 0 | 0 | 0
2016-02-05 04:00 | 0 | 0 | 0 | 116444.5603 | 335674.4397 | 0 | 452119 | 0 | 0 | 0 | 0 | 0 | 0
2016-02-05 05:00 | 0 | 0 | 0 | 82594.0037 | 350640.9963 | 0 | 433235 | 0 | 0 | 0 | 0 | 0 | 0
2016-02-05 06:00 | 0 | 0 | 0 | 70498.9587 | 351315.0413 | 0 | 421814 | 0 | 0 | 0 | 0 | 0 | 0
2016-02-05 07:00 | 0 | 0 | 0 | 71119.6071 | 345019.3929 | 0 | 416139 | 0 | 0 | 0 | 0 | 0 | 0
2016-02-05 08:00 | 0 | 0 | 0 | 78165.1799 | 336297.8201 | 0 | 414463 | 0 | 0 | 0 | 0 | 0 | 0
2016-02-05 09:00 | 0 | 0 | 0 | 92371.8787 | 326165.1213 | 0 | 418537 | 0 | 0 | 0 | 0 | 0 | 0
2016-02-05 10:00 | 0 | 0 | 0 | 115760.3869 | 319558.6131 | 0 | 435319 | 0 | 0 | 0 | 0 | 0 | 0
2016-02-05 11:00 | 0 | 0 | 0 | 274908.7235 | 316806.1974 | 0 | 470378 | 0 | 121336.9209 | 0 | 0 | 0 | 0
2016-02-05 12:00 | 0 | 0 | 0 | 184369.4062 | 319462.5938 | 0 | 503832 | 0 | 121336.9209 | 0 | 0 | 0 | 0
2016-02-05 13:00 | 0 | 0 | 0 | 196314.5532 | 317769.6861 | 54.7607 | 514139 | 0 | 121336.9209 | 0 | 0 | 0 | 0
2016-02-05 14:00 | 0 | 0 | 0 | 74217.337 | 259632.6253 | 56183.1167 | 511370 | 0 | 0 | 0 | 0 | 0 | 0
2016-02-05 15:00 | 0 | 0 | 0 | 8469.0475 | 233257.3962 | 261997.5564 | 503724 | 0 | 0 | 0 | 0 | 0 | 0
2016-02-05 16:00 | 0 | 0 | 0 | 0 | 183032.45 | 307588.55 | 490621 | 0 | 0 | 0 | 0 | 0 | 0
2016-02-05 17:00 | 0 | 0 | 0 | 0 | 287715.1671 | 308976.7538 | 475355 | 0 | 121336.9209 | 0 | 0 | 0 | 0
2016-02-05 18:00 | 0 | 0 | 0 | 0 | 46181.7311 | 294503.348 | 462022 | 0 | 0 | 0 | 0 | 0 | 0
2016-02-05 19:00 | 0 | 0 | 0 | 0 | 286378.3018 | 286830.6192 | 451872 | 0 | 121336.9209 | 0 | 0 | 0 | 0
2016-02-05 20:00 | 0 | 0 | 0 | 0 | 30880.4345 | 291467.6445 | 443685 | 0 | 0 | 0 | 0 | 0 | 0
2016-02-05 21:00 | 0 | 0 | 0 | 0 | 263054.6891 | 300626.2319 | 442344 | 0 | 121336.9209 | 0 | 0 | 0 | 0
2016-02-05 22:00 | 0 | 0 | 0 | 0 | 168981.1734 | 283760.8266 | 452742 | 0 | 121336.9209 | 0 | 0 | 0 | 0
2016-02-05 23:00 | 0 | 0 | 0 | 0 | 315612.6216 | 156043.3784 | 471656 | 0 | 121336.9209 | 0 | 0 | 0 | 0
2016-02-06 | 0 | 0 | 0 | 114620.9379 | 353999.1832 | 14796.879 | 483417 | 0 | 121336.9209 | 0 | 0 | 0 | 0
2016-02-06 01:00 | 0 | 0 | 0 | 86492.1168 | 370684.3984 | 0 | 486500 | 0 | 92013.4361 | 0 | 0 | 0 | 0
2016-02-06 02:00 | 0 | 0 | 0 | 0 | 391371.5639 | 0 | 483385 | 0 | 0 | 0 | 0 | 0 | 0
2016-02-06 03:00 | 0 | 0 | 0 | 63740.255 | 408719.745 | 0 | 472460 | 0 | 0 | 0 | 0 | 0 | 0
2016-02-06 04:00 | 0 | 0 | 0 | 24427.5654 | 429761.4346 | 0 | 454189 | 0 | 0 | 0 | 0 | 0 | 0
2016-02-06 05:00 | 0 | 0 | 0 | 0 | 438683 | 0 | 438683 | 0 | 0 | 0 | 0 | 0 | 0
2016-02-06 06:00 | 0 | 0 | 0 | 0 | 427364 | 0 | 427364 | 0 | 0 | 0 | 0 | 0 | 0
2016-02-06 07:00 | 0 | 0 | 0 | 0 | 482516.0533 | 0 | 420107 | 0 | 62409.0533 | 0 | 0 | 0 | 0
2016-02-06 08:00 | 0 | 0 | 0 | 0 | 358270.2129 | 0 | 416611 | 0 | 4068.2662 | 0 | 0 | 0 | 0
2016-02-06 09:00 | 0 | 0 | 0 | 0 | 474390.4114 | 0 | 417580 | 0 | 60878.6776 | 0 | 0 | 0 | 0
2016-02-06 10:00 | 0 | 0 | 0 | 0 | 463562.312 | 0 | 424321 | 0 | 100119.9896 | 0 | 0 | 0 | 0
2016-02-06 11:00 | 0 | 0 | 0 | 0 | 453571.3925 | 0 | 438511 | 0 | 115180.3821 | 0 | 0 | 0 | 0
2016-02-06 12:00 | 0 | 0 | 0 | 0 | 444957.9343 | 0 | 455511 | 0 | 104627.3164 | 0 | 0 | 0 | 0
2016-02-06 13:00 | 0 | 0 | 0 | 0 | 428206.1985 | 62.3013 | 468212 | 0 | 64683.8162 | 0 | 0 | 0 | 0
2016-02-06 14:00 | 0 | 0 | 0 | 0 | 333765.8288 | 72081.355 | 470531 | 0 | 0 | 0 | 0 | 0 | 0
2016-02-06 15:00 | 0 | 0 | 0 | 0 | 177670.0884 | 286847.9116 | 464518 | 0 | 0 | 0 | 0 | 0 | 0
2016-02-06 16:00 | 0 | 0 | 0 | 0 | 135300.4378 | 318561.5622 | 453862 | 0 | 0 | 0 | 0 | 0 | 0
2016-02-06 17:00 | 0 | 0 | 0 | 0 | 129979.2006 | 311501.7994 | 441481 | 0 | 0 | 0 | 0 | 0 | 0
2016-02-06 18:00 | 0 | 0 | 0 | 0 | 131820.1968 | 297567.8032 | 429388 | 0 | 0 | 0 | 0 | 0 | 0
2016-02-06 19:00 | 0 | 0 | 0 | 0 | 128368.6238 | 290905.3762 | 419274 | 0 | 0 | 0 | 0 | 0 | 0
2016-02-06 20:00 | 0 | 0 | 0 | 0 | 116998.3078 | 296457.6922 | 413456 | 0 | 0 | 0 | 0 | 0 | 0
2016-02-06 21:00 | 0 | 0 | 0 | 0 | 108075.0636 | 305554.9364 | 413630 | 0 | 0 | 0 | 0 | 0 | 0
2016-02-06 22:00 | 0 | 0 | 0 | 0 | 263990.1957 | 280574.7253 | 423228 | 0 | 121336.9209 | 0 | 0 | 0 | 0
2016-02-06 23:00 | 0 | 0 | 0 | 0 | 278112.9042 | 163727.0958 | 441840 | 0 | 121336.9209 | 0 | 0 | 0 | 0
2016-02-07 | 0 | 0 | 0 | 0 | 319155.5739 | 14003.5051 | 454496 | 0 | 0 | 0 | 0 | 0 | 0
2016-02-07 01:00 | 0 | 0 | 0 | 0 | 458884 | 0 | 458884 | 0 | 0 | 0 | 0 | 0 | 0
2016-02-07 02:00 | 0 | 0 | 0 | 0 | 456449 | 0 | 456449 | 0 | 0 | 0 | 0 | 0 | 0
2016-02-07 03:00 | 0 | 0 | 0 | 0 | 448253 | 0 | 448253 | 0 | 0 | 0 | 0 | 0 | 0
2016-02-07 04:00 | 0 | 0 | 0 | 0 | 434897 | 0 | 434897 | 0 | 0 | 0 | 0 | 0 | 0
2016-02-07 05:00 | 0 | 0 | 0 | 0 | 543115.9209 | 0 | 421779 | 0 | 121336.9209 | 0 | 0 | 0 | 0
2016-02-07 06:00 | 0 | 0 | 0 | 0 | 290786.0791 | 0 | 412123 | 0 | 0 | 0 | 0 | 0 | 0
2016-02-07 07:00 | 0 | 0 | 0 | 0 | 527868.9209 | 0 | 406532 | 0 | 121336.9209 | 0 | 0 | 0 | 0
2016-02-07 08:00 | 0 | 0 | 0 | 0 | 404173 | 0 | 404173 | 0 | 121336.9209 | 0 | 0 | 0 | 0
2016-02-07 09:00 | 0 | 0 | 0 | 0 | 405629 | 0 | 405629 | 0 | 121336.9209 | 0 | 0 | 0 | 0
2016-02-07 10:00 | 0 | 0 | 0 | 0 | 410888 | 0 | 410888 | 0 | 121336.9209 | 0 | 0 | 0 | 0
2016-02-07 11:00 | 0 | 0 | 0 | 0 | 421930 | 0 | 421930 | 0 | 121336.9209 | 0 | 0 | 0 | 0
2016-02-07 12:00 | 0 | 0 | 0 | 0 | 314743.0791 | 0 | 436080 | 0 | 0 | 0 | 0 | 0 | 0
2016-02-07 13:00 | 0 | 0 | 0 | 0 | 449918.7469 | 76.2531 | 449995 | 0 | 0 | 0 | 0 | 0 | 0
2016-02-07 14:00 | 0 | 0 | 0 | 0 | 380963.4005 | 73338.5995 | 454302 | 0 | 0 | 0 | 0 | 0 | 0
2016-02-07 15:00 | 0 | 0 | 0 | 0 | 165492.9435 | 282560.0565 | 448053 | 0 | 0 | 0 | 0 | 0 | 0
2016-02-07 16:00 | 0 | 0 | 0 | 0 | 119160.7343 | 319179.2657 | 438340 | 0 | 0 | 0 | 0 | 0 | 0
2016-02-07 17:00 | 0 | 0 | 0 | 0 | 120104.8668 | 309598.1332 | 429703 | 0 | 0 | 0 | 0 | 0 | 0
2016-02-07 18:00 | 0 | 0 | 0 | 0 | 128477.4882 | 294223.5118 | 422701 | 0 | 0 | 0 | 0 | 0 | 0
2016-02-07 19:00 | 0 | 0 | 0 | 0 | 128996.5571 | 287624.4429 | 416621 | 0 | 0 | 0 | 0 | 0 | 0
2016-02-07 20:00 | 0 | 0 | 0 | 0 | 119583.5653 | 293622.4347 | 413206 | 0 | 0 | 0 | 0 | 0 | 0
2016-02-07 21:00 | 0 | 0 | 0 | 0 | 229615.1356 | 306547.7853 | 414826 | 0 | 121336.9209 | 0 | 0 | 0 | 0
2016-02-07 22:00 | 0 | 0 | 0 | 0 | 138161.6244 | 286990.3756 | 425152 | 0 | 121336.9209 | 0 | 0 | 0 | 0
2016-02-07 23:00 | 0 | 0 | 0 | 0 | 148077.9718 | 167873.1073 | 437288 | 0 | 0 | 0 | 0 | 0 | 0
2016-02-08 | 0 | 0 | 0 | 0 | 545028.7079 | 17606.213 | 441298 | 0 | 121336.9209 | 0 | 0 | 0 | 0
2016-02-08 01:00 | 0 | 0 | 0 | 0 | 444780 | 0 | 444780 | 0 | 121336.9209 | 0 | 0 | 0 | 0
2016-02-08 02:00 | 0 | 0 | 0 | 0 | 444304 | 0 | 444304 | 0 | 121336.9209 | 0 | 0 | 0 | 0
2016-02-08 03:00 | 0 | 0 | 0 | 0 | 438359 | 0 | 438359 | 0 | 121336.9209 | 0 | 0 | 0 | 0
2016-02-08 04:00 | 0 | 0 | 0 | 0 | 308681.0791 | 0 | 430018 | 0 | 0 | 0 | 0 | 0 | 0
2016-02-08 05:00 | 0 | 0 | 0 | 0 | 534822.9209 | 0 | 413486 | 0 | 121336.9209 | 0 | 0 | 0 | 0
2016-02-08 06:00 | 0 | 0 | 0 | 0 | 402235 | 0 | 402235 | 0 | 121336.9209 | 0 | 0 | 0 | 0
2016-02-08 07:00 | 0 | 0 | 0 | 0 | 396922 | 0 | 396922 | 0 | 121336.9209 | 0 | 0 | 0 | 0
2016-02-08 08:00 | 0 | 0 | 0 | 0 | 396560 | 0 | 396560 | 0 | 121336.9209 | 0 | 0 | 0 | 0
2016-02-08 09:00 | 0 | 0 | 0 | 0 | 281193.0791 | 0 | 402530 | 0 | 0 | 0 | 0 | 0 | 0
2016-02-08 10:00 | 0 | 0 | 0 | 0 | 421060 | 0 | 421060 | 0 | 0 | 0 | 0 | 0 | 0
2016-02-08 11:00 | 0 | 0 | 0 | 0 | 457551 | 0 | 457551 | 0 | 0 | 0 | 0 | 0 | 0
2016-02-08 12:00 | 0 | 0 | 0 | 0 | 490360 | 0 | 490360 | 0 | 0 | 0 | 0 | 0 | 0
2016-02-08 13:00 | 0 | 0 | 0 | 0 | 498774.6629 | 93.3371 | 498868 | 0 | 0 | 0 | 0 | 0 | 0
2016-02-08 14:00 | 0 | 0 | 0 | 0 | 428539.5703 | 67356.4297 | 495896 | 0 | 0 | 0 | 0 | 0 | 0
2016-02-08 15:00 | 0 | 0 | 0 | 0 | 215753.4013 | 275438.5987 | 491192 | 0 | 0 | 0 | 0 | 0 | 0
2016-02-08 16:00 | 0 | 0 | 0 | 0 | 168040.6989 | 315784.3011 | 483825 | 0 | 0 | 0 | 0 | 0 | 0
2016-02-08 17:00 | 0 | 0 | 0 | 0 | 167184.1519 | 308722.8481 | 475907 | 0 | 0 | 0 | 0 | 0 | 0
2016-02-08 18:00 | 0 | 0 | 0 | 0 | 296027.3941 | 295271.5269 | 469962 | 0 | 121336.9209 | 0 | 0 | 0 | 0
2016-02-08 19:00 | 0 | 0 | 0 | 0 | 174080.9339 | 290131.0661 | 464212 | 0 | 121336.9209 | 0 | 0 | 0 | 0
2016-02-08 20:00 | 0 | 0 | 0 | 0 | 45004.128 | 296589.951 | 462931 | 0 | 0 | 0 | 0 | 0 | 0
2016-02-08 21:00 | 0 | 0 | 0 | 0 | 278061.2926 | 309220.6283 | 465945 | 0 | 121336.9209 | 0 | 0 | 0 | 0
2016-02-08 22:00 | 0 | 0 | 0 | 0 | 191913.5584 | 285898.4416 | 477812 | 0 | 121336.9209 | 0 | 0 | 0 | 0
2016-02-08 23:00 | 0 | 0 | 0 | 0 | 331218.2999 | 165400.7001 | 496619 | 0 | 121336.9209 | 0 | 0 | 0 | 0
2016-02-09 | 0 | 0 | 0 | 0 | 371369.0809 | 16919.9981 | 509626 | 0 | 0 | 0 | 0 | 0 | 0
2016-02-09 01:00 | 0 | 0 | 0 | 0 | 558724.4915 | 0 | 510239 | 0 | 48485.4915 | 0 | 0 | 0 | 0
2016-02-09 02:00 | 0 | 0 | 0 | 0 | 535511.3571 | 0 | 501502 | 0 | 82494.8486 | 0 | 0 | 0 | 0
2016-02-09 03:00 | 0 | 0 | 0 | 0 | 513670.4697 | 0 | 482734 | 0 | 113431.3184 | 0 | 0 | 0 | 0
2016-02-09 04:00 | 0 | 0 | 0 | 0 | 346723.6816 | 0 | 460155 | 0 | 0 | 0 | 0 | 0 | 0
2016-02-09 05:00 | 0 | 0 | 0 | 0 | 441222 | 0 | 441222 | 0 | 0 | 0 | 0 | 0 | 0
2016-02-09 06:00 | 0 | 0 | 0 | 0 | 430094 | 0 | 430094 | 0 | 0 | 0 | 0 | 0 | 0
2016-02-09 07:00 | 0 | 0 | 0 | 0 | 462324.5744 | 0 | 422745 | 0 | 39579.5744 | 0 | 0 | 0 | 0
2016-02-09 08:00 | 0 | 0 | 0 | 0 | 463110.0016 | 0 | 420922 | 0 | 81767.5759 | 0 | 0 | 0 | 0
2016-02-09 09:00 | 0 | 0 | 0 | 0 | 444895.2024 | 0 | 425374 | 0 | 101288.7784 | 0 | 0 | 0 | 0
2016-02-09 10:00 | 0 | 0 | 0 | 0 | 461675.1426 | 0 | 441627 | 0 | 121336.9209 | 0 | 0 | 0 | 0
2016-02-09 11:00 | 0 | 0 | 0 | 0 | 461407.1097 | 0 | 474965 | 0 | 107779.0307 | 0 | 0 | 0 | 0
2016-02-09 12:00 | 0 | 0 | 0 | 62530.0547 | 457416.8356 | 0 | 506389 | 0 | 121336.9209 | 0 | 0 | 0 | 0
2016-02-09 13:00 | 0 | 0 | 0 | 40841.162 | 437881.2598 | 111.0306 | 516917 | 0 | 83253.3734 | 0 | 0 | 0 | 0
2016-02-09 14:00 | 0 | 0 | 0 | 0 | 355990.2698 | 78395.3568 | 517639 | 0 | 0 | 0 | 0 | 0 | 0
2016-02-09 15:00 | 0 | 0 | 0 | 0 | 311032.3598 | 295440.0821 | 515197 | 0 | 91275.4419 | 0 | 0 | 0 | 0
2016-02-09 16:00 | 0 | 0 | 0 | 0 | 94379.1537 | 321969.4044 | 507624 | 0 | 0 | 0 | 0 | 0 | 0
2016-02-09 17:00 | 0 | 0 | 0 | 0 | 189358.4584 | 309986.5416 | 499345 | 0 | 0 | 0 | 0 | 0 | 0
2016-02-09 18:00 | 0 | 0 | 0 | 0 | 316992.8361 | 297107.0849 | 492763 | 0 | 121336.9209 | 0 | 0 | 0 | 0
2016-02-09 19:00 | 0 | 0 | 0 | 0 | 196460.2903 | 290826.7097 | 487287 | 0 | 121336.9209 | 0 | 0 | 0 | 0
2016-02-09 20:00 | 0 | 0 | 0 | 0 | 66462.5844 | 296530.4947 | 484330 | 0 | 0 | 0 | 0 | 0 | 0
2016-02-09 21:00 | 0 | 0 | 0 | 0 | 302495.5236 | 306074.3974 | 487233 | 0 | 121336.9209 | 0 | 0 | 0 | 0
2016-02-09 22:00 | 0 | 0 | 0 | 0 | 216812.6962 | 282088.3038 | 498901 | 0 | 121336.9209 | 0 | 0 | 0 | 0
2016-02-09 23:00 | 0 | 0 | 0 | 0 | 326180.8421 | 162075.0348 | 517753 | 0 | 91839.7978 | 0 | 0 | 0 | 0
2016-02-10 | 0 | 0 | 0 | 109813.3192 | 308132.6863 | 19408.1967 | 529194 | 0 | 0 | 0 | 0 | 0 | 0
2016-02-10 01:00 | 0 | 0 | 0 | 301259.9394 | 272294.6858 | 0 | 530973 | 0 | 42581.6252 | 0 | 0 | 0 | 0
2016-02-10 02:00 | 0 | 0 | 0 | 356551.1709 | 244445.1249 | 0 | 522241 | 0 | 121336.9209 | 0 | 0 | 0 | 0
2016-02-10 03:00 | 0 | 0 | 0 | 149482.9117 | 232921.1673 | 0 | 503741 | 0 | 0 | 0 | 0 | 0 | 0
2016-02-10 04:00 | 0 | 0 | 0 | 249408.3425 | 232738.6575 | 0 | 482147 | 0 | 0 | 0 | 0 | 0 | 0
2016-02-10 05:00 | 0 | 0 | 0 | 337012.5259 | 249102.395 | 0 | 464778 | 0 | 121336.9209 | 0 | 0 | 0 | 0
2016-02-10 06:00 | 0 | 0 | 0 | 46955.7373 | 284287.3417 | 0 | 452580 | 0 | 0 | 0 | 0 | 0 | 0
2016-02-10 07:00 | 0 | 0 | 0 | 121468.6488 | 324126.3512 | 0 | 445595 | 0 | 0 | 0 | 0 | 0 | 0
2016-02-10 08:00 | 0 | 0 | 0 | 93295.7749 | 350904.2251 | 0 | 444200 | 0 | 0 | 0 | 0 | 0 | 0
2016-02-10 09:00 | 0 | 0 | 0 | 82620.8828 | 366923.1172 | 0 | 449544 | 0 | 0 | 0 | 0 | 0 | 0
2016-02-10 10:00 | 0 | 0 | 0 | 87841.4729 | 378735.5271 | 0 | 466577 | 0 | 0 | 0 | 0 | 0 | 0
2016-02-10 11:00 | 0 | 0 | 0 | 230349.2067 | 391671.7143 | 0 | 500684 | 0 | 121336.9209 | 0 | 0 | 0 | 0
2016-02-10 12:00 | 0 | 0 | 0 | 126749.1766 | 404652.8234 | 0 | 531402 | 0 | 121336.9209 | 0 | 0 | 0 | 0
2016-02-10 13:00 | 0 | 0 | 0 | 5463.4997 | 410842.2725 | 127.3069 | 537770 | 0 | 0 | 0 | 0 | 0 | 0
2016-02-10 14:00 | 0 | 0 | 0 | 95980.3215 | 351164.2081 | 84037.4704 | 531182 | 0 | 0 | 0 | 0 | 0 | 0
2016-02-10 15:00 | 0 | 0 | 0 | 0 | 258741.2077 | 286742.1311 | 523892 | 0 | 21591.3388 | 0 | 0 | 0 | 0
2016-02-10 16:00 | 0 | 0 | 0 | 0 | 178006.6779 | 312223.9833 | 511822 | 0 | 0 | 0 | 0 | 0 | 0
2016-02-10 17:00 | 0 | 0 | 0 | 0 | 192354.394 | 307019.606 | 499374 | 0 | 0 | 0 | 0 | 0 | 0
2016-02-10 18:00 | 0 | 0 | 0 | 0 | 309215.3242 | 292556.159 | 492133 | 0 | 109638.4832 | 0 | 0 | 0 | 0
2016-02-10 19:00 | 0 | 0 | 0 | 0 | 211951.8779 | 285881.5598 | 486135 | 0 | 121336.9209 | 0 | 0 | 0 | 0
2016-02-10 20:00 | 0 | 0 | 0 | 0 | 71603.9893 | 290959.0897 | 483900 | 0 | 0 | 0 | 0 | 0 | 0
2016-02-10 21:00 | 0 | 0 | 0 | 0 | 306887.7909 | 299972.13 | 485523 | 0 | 121336.9209 | 0 | 0 | 0 | 0
2016-02-10 22:00 | 0 | 0 | 0 | 0 | 216387.8639 | 281221.1361 | 497609 | 0 | 121336.9209 | 0 | 0 | 0 | 0
2016-02-10 23:00 | 0 | 0 | 0 | 0 | 355152.3995 | 162966.6005 | 518119 | 0 | 121336.9209 | 0 | 0 | 0 | 0
2016-02-11 | 0 | 0 | 0 | 0 | 397973.0949 | 21758.0235 | 530898 | 0 | 10170.0393 | 0 | 0 | 0 | 0
2016-02-11 01:00 | 0 | 0 | 0 | 119596.3914 | 403353.5693 | 0 | 533120 | 0 | 0 | 0 | 0 | 0 | 0
2016-02-11 02:00 | 0 | 0 | 0 | 127748.7563 | 398224.2437 | 0 | 525973 | 0 | 0 | 0 | 0 | 0 | 0
2016-02-11 03:00 | 0 | 0 | 0 | 121957.5943 | 386917.4057 | 0 | 508875 | 0 | 0 | 0 | 0 | 0 | 0
2016-02-11 04:00 | 0 | 0 | 0 | 120310.0723 | 366282.9277 | 0 | 486593 | 0 | 0 | 0 | 0 | 0 | 0
2016-02-11 05:00 | 0 | 0 | 0 | 122660.5971 | 345939.4029 | 0 | 468600 | 0 | 0 | 0 | 0 | 0 | 0
2016-02-11 06:00 | 0 | 0 | 0 | 126137.7751 | 331154.2249 | 0 | 457292 | 0 | 0 | 0 | 0 | 0 | 0
2016-02-11 07:00 | 0 | 0 | 0 | 134278.6857 | 315653.3143 | 0 | 449932 | 0 | 0 | 0 | 0 | 0 | 0
2016-02-11 08:00 | 0 | 0 | 0 | 269359.1005 | 299523.8204 | 0 | 447546 | 0 | 121336.9209 | 0 | 0 | 0 | 0
2016-02-11 09:00 | 0 | 0 | 0 | 41999.9362 | 288030.1428 | 0 | 451367 | 0 | 0 | 0 | 0 | 0 | 0
2016-02-11 10:00 | 0 | 0 | 0 | 189015.0475 | 279505.9525 | 0 | 468521 | 0 | 0 | 0 | 0 | 0 | 0
2016-02-11 11:00 | 0 | 0 | 0 | 351054.3342 | 273035.5867 | 0 | 502753 | 0 | 121336.9209 | 0 | 0 | 0 | 0
2016-02-11 12:00 | 0 | 0 | 0 | 143238.7591 | 266161.32 | 0 | 530737 | 0 | 0 | 0 | 0 | 0 | 0
2016-02-11 13:00 | 0 | 0 | 0 | 280236.8516 | 252819.1266 | 152.0218 | 533208 | 0 | 0 | 0 | 0 | 0 | 0
2016-02-11 14:00 | 0 | 0 | 0 | 240662.0811 | 194251.3853 | 88394.5337 | 523308 | 0 | 0 | 0 | 0 | 0 | 0
2016-02-11 15:00 | 0 | 0 | 0 | 89921.7611 | 147647.4632 | 275147.7758 | 512717 | 0 | 0 | 0 | 0 | 0 | 0
2016-02-11 16:00 | 0 | 0 | 0 | 66959.7977 | 129698.0553 | 302912.147 | 499570 | 0 | 0 | 0 | 0 | 0 | 0
2016-02-11 17:00 | 0 | 0 | 0 | 41518.7384 | 143426.3818 | 302961.8798 | 487907 | 0 | 0 | 0 | 0 | 0 | 0
2016-02-11 18:00 | 0 | 0 | 0 | 30030.2164 | 157837.0607 | 291532.7229 | 479400 | 0 | 0 | 0 | 0 | 0 | 0
2016-02-11 19:00 | 0 | 0 | 0 | 21159.565 | 167054.1397 | 284928.2953 | 473142 | 0 | 0 | 0 | 0 | 0 | 0
2016-02-11 20:00 | 0 | 0 | 0 | 52691.9691 | 172934.3475 | 288985.9303 | 469165 | 0 | 45447.2469 | 0 | 0 | 0 | 0
2016-02-11 21:00 | 0 | 0 | 0 | 0 | 171016.3555 | 297028.9045 | 471140 | 0 | 42352.5069 | 0 | 0 | 0 | 0
2016-02-11 22:00 | 0 | 0 | 0 | 0 | 166774.5812 | 272670.9119 | 481798 | 0 | 0 | 0 | 0 | 0 | 0
2016-02-11 23:00 | 0 | 0 | 0 | 150294.4765 | 195016.823 | 156468.7006 | 501780 | 0 | 0 | 0 | 0 | 0 | 0
2016-02-12 | 0 | 0 | 0 | 356551.1709 | 212060.5137 | 16013.4837 | 515314 | 0 | 69311.1683 | 0 | 0 | 0 | 0
2016-02-12 01:00 | 0 | 0 | 0 | 235406.9556 | 212939.8762 | 0 | 517658 | 0 | 0 | 0 | 0 | 0 | 0
2016-02-12 02:00 | 0 | 0 | 0 | 356551.1709 | 205221.1681 | 0 | 510551 | 0 | 51221.3389 | 0 | 0 | 0 | 0
2016-02-12 03:00 | 0 | 0 | 0 | 356551.1709 | 191804.9089 | 0 | 492901 | 0 | 106676.4187 | 0 | 0 | 0 | 0
2016-02-12 04:00 | 0 | 0 | 0 | 306601.7853 | 179702.717 | 0 | 471644 | 0 | 121336.9209 | 0 | 0 | 0 | 0
2016-02-12 05:00 | 0 | 0 | 0 | 155359.8751 | 175121.2039 | 0 | 451818 | 0 | 0 | 0 | 0 | 0 | 0
2016-02-12 06:00 | 0 | 0 | 0 | 356551.1709 | 182660.3745 | 0 | 438740 | 0 | 100471.5454 | 0 | 0 | 0 | 0
2016-02-12 07:00 | 0 | 0 | 0 | 255599.4596 | 195921.9159 | 0 | 430656 | 0 | 121336.9209 | 0 | 0 | 0 | 0
2016-02-12 08:00 | 0 | 0 | 0 | 211692.4792 | 214913.5208 | 0 | 426606 | 0 | 121336.9209 | 0 | 0 | 0 | 0
2016-02-12 09:00 | 0 | 0 | 0 | 70953.1189 | 237136.9601 | 0 | 429427 | 0 | 0 | 0 | 0 | 0 | 0
2016-02-12 10:00 | 0 | 0 | 0 | 306519.9289 | 259003.992 | 0 | 444187 | 0 | 121336.9209 | 0 | 0 | 0 | 0
2016-02-12 11:00 | 0 | 0 | 0 | 197642.4375 | 277830.5625 | 0 | 475473 | 0 | 121336.9209 | 0 | 0 | 0 | 0
2016-02-12 12:00 | 0 | 0 | 0 | 93965.3262 | 287123.7528 | 0 | 502426 | 0 | 0 | 0 | 0 | 0 | 0
2016-02-12 13:00 | 0 | 0 | 0 | 231933.4085 | 276398.7042 | 190.8873 | 508523 | 0 | 0 | 0 | 0 | 0 | 0
2016-02-12 14:00 | 0 | 0 | 0 | 183684.5162 | 242165.6835 | 80652.8004 | 506503 | 0 | 0 | 0 | 0 | 0 | 0
2016-02-12 15:00 | 0 | 0 | 0 | 0 | 227439.1961 | 275126.8039 | 502566 | 0 | 0 | 0 | 0 | 0 | 0
2016-02-12 16:00 | 0 | 0 | 0 | 0 | 193706.9081 | 301829.0919 | 495536 | 0 | 0 | 0 | 0 | 0 | 0
2016-02-12 17:00 | 0 | 0 | 0 | 0 | 229442.8463 | 296750.2602 | 486750 | 0 | 39443.1065 | 0 | 0 | 0 | 0
2016-02-12 18:00 | 0 | 0 | 0 | 0 | 164753.7662 | 286449.506 | 481045 | 0 | 9601.3787 | 0 | 0 | 0 | 0
2016-02-12 19:00 | 0 | 0 | 0 | 0 | 224597.6876 | 281470.657 | 477507 | 0 | 38162.7233 | 0 | 0 | 0 | 0
2016-02-12 20:00 | 0 | 0 | 0 | 0 | 221477.2209 | 286521.3041 | 475470 | 0 | 70691.2482 | 0 | 0 | 0 | 0
2016-02-12 21:00 | 0 | 0 | 0 | 0 | 217708.9854 | 294634.5518 | 475511 | 0 | 107523.7854 | 0 | 0 | 0 | 0
2016-02-12 22:00 | 0 | 0 | 0 | 0 | 219347.5571 | 275052.5784 | 480587 | 0 | 121336.9209 | 0 | 0 | 0 | 0
2016-02-12 23:00 | 0 | 0 | 0 | 0 | 272309.3344 | 179664.938 | 492585 | 0 | 80726.1934 | 0 | 0 | 0 | 0
2016-02-13 | 0 | 0 | 0 | 170013.0722 | 342424.5502 | 27982.1052 | 499809 | 0 | 121336.9209 | 0 | 0 | 0 | 0
2016-02-13 01:00 | 0 | 0 | 0 | 29078.6868 | 348315.3824 | 0.0098525 | 498731 | 0 | 0 | 0 | 0 | 0 | 0
2016-02-13 02:00 | 0 | 0 | 0 | 272921.8024 | 340335.1186 | 0 | 491920 | 0 | 121336.9209 | 0 | 0 | 0 | 0
2016-02-13 03:00 | 0 | 0 | 0 | 154314.4219 | 324855.5781 | 0 | 479170 | 0 | 121336.9209 | 0 | 0 | 0 | 0
2016-02-13 04:00 | 0 | 0 | 0 | 152293.2584 | 309986.7416 | 0 | 462280 | 0 | 121336.9209 | 0 | 0 | 0 | 0
2016-02-13 05:00 | 0 | 0 | 0 | 152600.2511 | 293550.7489 | 0 | 446151 | 0 | 121336.9209 | 0 | 0 | 0 | 0
2016-02-13 06:00 | 0 | 0 | 0 | 155232.5452 | 278784.4548 | 0 | 434017 | 0 | 121336.9209 | 0 | 0 | 0 | 0
2016-02-13 07:00 | 0 | 0 | 0 | 160907.7837 | 265661.2163 | 0 | 426569 | 0 | 121336.9209 | 0 | 0 | 0 | 0
2016-02-13 08:00 | 0 | 0 | 0 | 165373.791 | 257938.209 | 0 | 423312 | 0 | 121336.9209 | 0 | 0 | 0 | 0
2016-02-13 09:00 | 0 | 0 | 0 | 48496.5287 | 255243.5503 | 0 | 425077 | 0 | 0 | 0 | 0 | 0 | 0
2016-02-13 10:00 | 0 | 0 | 0 | 296524.5566 | 257183.3643 | 0 | 432371 | 0 | 121336.9209 | 0 | 0 | 0 | 0
2016-02-13 11:00 | 0 | 0 | 0 | 61872.7759 | 262459.3032 | 0 | 445669 | 0 | 0 | 0 | 0 | 0 | 0
2016-02-13 12:00 | 0 | 0 | 0 | 311510.8368 | 271923.0842 | 0 | 462097 | 0 | 121336.9209 | 0 | 0 | 0 | 0
2016-02-13 13:00 | 0 | 0 | 0 | 73229.2368 | 281378.7475 | 232.0947 | 476177 | 0 | 0 | 0 | 0 | 0 | 0
2016-02-13 14:00 | 0 | 0 | 0 | 128747.0919 | 291944.8781 | 64191.03 | 484883 | 0 | 0 | 0 | 0 | 0 | 0
2016-02-13 15:00 | 0 | 0 | 0 | 0 | 246531.5852 | 239050.4148 | 485582 | 0 | 0 | 0 | 0 | 0 | 0
2016-02-13 16:00 | 0 | 0 | 0 | 0 | 312314.5364 | 282796.1963 | 480430 | 0 | 114680.7327 | 0 | 0 | 0 | 0
2016-02-13 17:00 | 0 | 0 | 0 | 0 | 188311.7572 | 290198.431 | 471854 | 0 | 121336.9209 | 0 | 0 | 0 | 0
2016-02-13 18:00 | 0 | 0 | 0 | 0 | 58182.3857 | 283149.6934 | 462669 | 0 | 0 | 0 | 0 | 0 | 0
2016-02-13 19:00 | 0 | 0 | 0 | 0 | 298192.441 | 279311.4799 | 456167 | 0 | 121336.9209 | 0 | 0 | 0 | 0
2016-02-13 20:00 | 0 | 0 | 0 | 0 | 167447.6351 | 284914.3649 | 452362 | 0 | 121336.9209 | 0 | 0 | 0 | 0
2016-02-13 21:00 | 0 | 0 | 0 | 0 | 43521.1562 | 290278.9228 | 455137 | 0 | 0 | 0 | 0 | 0 | 0
2016-02-13 22:00 | 0 | 0 | 0 | 0 | 312248.9133 | 275645.0076 | 466557 | 0 | 121336.9209 | 0 | 0 | 0 | 0
2016-02-13 23:00 | 0 | 0 | 0 | 0 | 305342.589 | 182430.411 | 487773 | 0 | 121336.9209 | 0 | 0 | 0 | 0
2016-02-14 | 0 | 0 | 0 | 0 | 463338.1513 | 37858.8487 | 501197 | 0 | 121336.9209 | 0 | 0 | 0 | 0
2016-02-14 01:00 | 0 | 0 | 0 | 0 | 383336.7756 | 1.3035 | 504675 | 0 | 0 | 0 | 0 | 0 | 0
2016-02-14 02:00 | 0 | 0 | 0 | 0 | 501941 | 0 | 501941 | 0 | 0 | 0 | 0 | 0 | 0
2016-02-14 03:00 | 0 | 0 | 0 | 0 | 548057.9995 | 0 | 493215 | 0 | 54842.9995 | 0 | 0 | 0 | 0
2016-02-14 04:00 | 0 | 0 | 0 | 0 | 545462.9215 | 0 | 478969 | 0 | 121336.9209 | 0 | 0 | 0 | 0
2016-02-14 05:00 | 0 | 0 | 0 | 0 | 464148 | 0 | 464148 | 0 | 121336.9209 | 0 | 0 | 0 | 0
2016-02-14 06:00 | 0 | 0 | 0 | 0 | 332554.0791 | 0 | 453891 | 0 | 0 | 0 | 0 | 0 | 0
2016-02-14 07:00 | 0 | 0 | 0 | 0 | 447242 | 0 | 447242 | 0 | 0 | 0 | 0 | 0 | 0
2016-02-14 08:00 | 0 | 0 | 0 | 0 | 443436 | 0 | 443436 | 0 | 0 | 0 | 0 | 0 | 0
2016-02-14 09:00 | 0 | 0 | 0 | 0 | 534439.3457 | 0 | 442406 | 0 | 92033.3457 | 0 | 0 | 0 | 0
2016-02-14 10:00 | 0 | 0 | 0 | 0 | 475647.5752 | 0 | 446344 | 0 | 121336.9209 | 0 | 0 | 0 | 0
2016-02-14 11:00 | 0 | 0 | 0 | 0 | 455950 | 0 | 455950 | 0 | 121336.9209 | 0 | 0 | 0 | 0
2016-02-14 12:00 | 0 | 0 | 0 | 0 | 457849.1827 | 0 | 467682 | 0 | 111504.1036 | 0 | 0 | 0 | 0
2016-02-14 13:00 | 0 | 0 | 0 | 46097.7074 | 416582.2628 | 288.4178 | 477822 | 0 | 96650.4916 | 0 | 0 | 0 | 0
2016-02-14 14:00 | 0 | 0 | 0 | 0 | 319094.3318 | 66987.1765 | 482732 | 0 | 0 | 0 | 0 | 0 | 0
2016-02-14 15:00 | 0 | 0 | 0 | 0 | 244273.7658 | 236520.2342 | 480794 | 0 | 0 | 0 | 0 | 0 | 0
2016-02-14 16:00 | 0 | 0 | 0 | 0 | 195852.1252 | 278447.8748 | 474300 | 0 | 0 | 0 | 0 | 0 | 0
2016-02-14 17:00 | 0 | 0 | 0 | 0 | 258835.7801 | 281010.6014 | 468035 | 0 | 71811.3815 | 0 | 0 | 0 | 0
2016-02-14 18:00 | 0 | 0 | 0 | 0 | 238229.1304 | 272375.409 | 461079 | 0 | 121336.9209 | 0 | 0 | 0 | 0
2016-02-14 19:00 | 0 | 0 | 0 | 0 | 65085.829 | 268567.25 | 454990 | 0 | 0 | 0 | 0 | 0 | 0
2016-02-14 20:00 | 0 | 0 | 0 | 0 | 250278.587 | 273832.4774 | 453504 | 0 | 70607.0644 | 0 | 0 | 0 | 0
2016-02-14 21:00 | 0 | 0 | 0 | 0 | 228236.0676 | 279712.789 | 457219 | 0 | 121336.9209 | 0 | 0 | 0 | 0
2016-02-14 22:00 | 0 | 0 | 0 | 0 | 215611.3615 | 253384.6385 | 468996 | 0 | 121336.9209 | 0 | 0 | 0 | 0
2016-02-14 23:00 | 0 | 0 | 0 | 0 | 262206.4609 | 162462.6336 | 487064 | 0 | 58942.0155 | 0 | 0 | 0 | 0
2016-02-15 | 0 | 0 | 0 | 120621.5194 | 294067.7417 | 23613.7234 | 497245 | 0 | 0 | 0 | 0 | 0 | 0
2016-02-15 01:00 | 0 | 0 | 0 | 301326.6528 | 316472.1102 | 2.158 | 496464 | 0 | 121336.9209 | 0 | 0 | 0 | 0
2016-02-15 02:00 | 0 | 0 | 0 | 156604.5197 | 331154.4803 | 0 | 487759 | 0 | 121336.9209 | 0 | 0 | 0 | 0
2016-02-15 03:00 | 0 | 0 | 0 | 125309.2032 | 338457.1434 | 0 | 473863 | 0 | 111240.2675 | 0 | 0 | 0 | 0
2016-02-15 04:00 | 0 | 0 | 0 | 0 | 345006.7325 | 0 | 456247 | 0 | 0 | 0 | 0 | 0 | 0
2016-02-15 05:00 | 0 | 0 | 0 | 86936.267 | 351634.733 | 0 | 438571 | 0 | 0 | 0 | 0 | 0 | 0
2016-02-15 06:00 | 0 | 0 | 0 | 71554.8144 | 354623.1856 | 0 | 426178 | 0 | 0 | 0 | 0 | 0 | 0
2016-02-15 07:00 | 0 | 0 | 0 | 57712.9908 | 360317.0092 | 0 | 418030 | 0 | 0 | 0 | 0 | 0 | 0
2016-02-15 08:00 | 0 | 0 | 0 | 48576.7945 | 365225.2055 | 0 | 413802 | 0 | 0 | 0 | 0 | 0 | 0
2016-02-15 09:00 | 0 | 0 | 0 | 41270.1626 | 374749.8374 | 0 | 416020 | 0 | 0 | 0 | 0 | 0 | 0
2016-02-15 10:00 | 0 | 0 | 0 | 38253.8707 | 387987.1293 | 0 | 426241 | 0 | 0 | 0 | 0 | 0 | 0
2016-02-15 11:00 | 0 | 0 | 0 | 57211.2271 | 391612.7729 | 0 | 448824 | 0 | 0 | 0 | 0 | 0 | 0
2016-02-15 12:00 | 0 | 0 | 0 | 213807.1701 | 379779.7508 | 0 | 472250 | 0 | 121336.9209 | 0 | 0 | 0 | 0
2016-02-15 13:00 | 0 | 0 | 0 | 146905.9356 | 339369.4926 | 362.5718 | 486638 | 0 | 121336.9209 | 0 | 0 | 0 | 0
2016-02-15 14:00 | 0 | 0 | 0 | 194151.6449 | 212104.9142 | 89155.4409 | 495412 | 0 | 121336.9209 | 0 | 0 | 0 | 0
2016-02-15 15:00 | 0 | 0 | 0 | 2714.7913 | 162175.8888 | 265633.4192 | 501301 | 0 | 50560.0203 | 0 | 0 | 0 | 0
2016-02-15 16:00 | 0 | 0 | 0 | 0 | 170334.7233 | 300295.8812 | 502221 | 0 | 18969.6248 | 0 | 0 | 0 | 0
2016-02-15 17:00 | 0 | 0 | 0 | 0 | 180102.7625 | 300289.6127 | 499362 | 0 | 0 | 0 | 0 | 0 | 0
2016-02-15 18:00 | 0 | 0 | 0 | 9682.9271 | 194559.9878 | 290943.0851 | 495186 | 0 | 0 | 0 | 0 | 0 | 0
2016-02-15 19:00 | 0 | 0 | 0 | 0 | 209995.0202 | 286381.1432 | 490387 | 0 | 5989.1634 | 0 | 0 | 0 | 0
2016-02-15 20:00 | 0 | 0 | 0 | 0 | 227133.1154 | 292267.7508 | 486695 | 0 | 38695.0295 | 0 | 0 | 0 | 0
2016-02-15 21:00 | 0 | 0 | 0 | 0 | 181463.1886 | 304562.1856 | 487005 | 0 | 37715.4037 | 0 | 0 | 0 | 0
2016-02-15 22:00 | 0 | 0 | 0 | 0 | 272478.5611 | 294180.6478 | 494230 | 0 | 110144.6126 | 0 | 0 | 0 | 0
2016-02-15 23:00 | 0 | 0 | 0 | 0 | 314807.33 | 201966.9783 | 505582 | 0 | 121336.9209 | 0 | 0 | 0 | 0
2016-02-16 | 0 | 0 | 0 | 4672.561 | 356057.7762 | 28507.7419 | 510575 | 0 | 0 | 0 | 0 | 0 | 0
2016-02-16 01:00 | 0 | 0 | 0 | 151180.6906 | 402051.4766 | 5.1878 | 506685 | 0 | 46552.3551 | 0 | 0 | 0 | 0
2016-02-16 02:00 | 0 | 0 | 0 | 0 | 446067.6449 | 0 | 492620 | 0 | 0 | 0 | 0 | 0 | 0
2016-02-16 03:00 | 0 | 0 | 0 | 0 | 471783 | 0 | 471783 | 0 | 0 | 0 | 0 | 0 | 0
2016-02-16 04:00 | 0 | 0 | 0 | 0 | 446533 | 0 | 446533 | 0 | 0 | 0 | 0 | 0 | 0
2016-02-16 05:00 | 0 | 0 | 0 | 0 | 425067 | 0 | 425067 | 0 | 0 | 0 | 0 | 0 | 0
2016-02-16 06:00 | 0 | 0 | 0 | 0 | 408969 | 0 | 408969 | 0 | 0 | 0 | 0 | 0 | 0
2016-02-16 07:00 | 0 | 0 | 0 | 0 | 498628.0098 | 0 | 398529 | 0 | 100099.0098 | 0 | 0 | 0 | 0
2016-02-16 08:00 | 0 | 0 | 0 | 0 | 292392.9902 | 0 | 392492 | 0 | 0 | 0 | 0 | 0 | 0
2016-02-16 09:00 | 0 | 0 | 0 | 0 | 481321.7449 | 0 | 393274 | 0 | 88047.7449 | 0 | 0 | 0 | 0
2016-02-16 10:00 | 0 | 0 | 0 | 0 | 437361.176 | 0 | 404072 | 0 | 121336.9209 | 0 | 0 | 0 | 0
2016-02-16 11:00 | 0 | 0 | 0 | 0 | 430339 | 0 | 430339 | 0 | 121336.9209 | 0 | 0 | 0 | 0
2016-02-16 12:00 | 0 | 0 | 0 | 0 | 420551.7309 | 0 | 458011 | 0 | 83877.6519 | 0 | 0 | 0 | 0
2016-02-16 13:00 | 0 | 0 | 0 | 0 | 441533.84 | 460.0356 | 469751 | 0 | 56120.5275 | 0 | 0 | 0 | 0
2016-02-16 14:00 | 0 | 0 | 0 | 0 | 322443.2699 | 93525.2025 | 472089 | 0 | 0 | 0 | 0 | 0 | 0
2016-02-16 15:00 | 0 | 0 | 0 | 0 | 191292.5262 | 280223.4738 | 471516 | 0 | 0 | 0 | 0 | 0 | 0
2016-02-16 16:00 | 0 | 0 | 0 | 0 | 149244.8895 | 318535.1105 | 467780 | 0 | 0 | 0 | 0 | 0 | 0
2016-02-16 17:00 | 0 | 0 | 0 | 0 | 151141.5333 | 310953.4667 | 462095 | 0 | 0 | 0 | 0 | 0 | 0
2016-02-16 18:00 | 0 | 0 | 0 | 0 | 157722.4395 | 299981.5605 | 457704 | 0 | 0 | 0 | 0 | 0 | 0
2016-02-16 19:00 | 0 | 0 | 0 | 0 | 159665.679 | 294680.321 | 454346 | 0 | 0 | 0 | 0 | 0 | 0
2016-02-16 20:00 | 0 | 0 | 0 | 0 | 166006.8879 | 299553.4226 | 451843 | 0 | 13717.3105 | 0 | 0 | 0 | 0
2016-02-16 21:00 | 0 | 0 | 0 | 0 | 217511.3497 | 309162.0261 | 453875 | 0 | 86515.6863 | 0 | 0 | 0 | 0
2016-02-16 22:00 | 0 | 0 | 0 | 0 | 197431.4022 | 299123.8325 | 461734 | 0 | 121336.9209 | 0 | 0 | 0 | 0
2016-02-16 23:00 | 0 | 0 | 0 | 0 | 223375.4089 | 191064.36 | 475995 | 0 | 59781.6899 | 0 | 0 | 0 | 0
2016-02-17 | 0 | 0 | 0 | 144064.7787 | 250595.8222 | 30494.7092 | 484937 | 0 | 0 | 0 | 0 | 0 | 0
2016-02-17 01:00 | 0 | 0 | 0 | 344567.0316 | 260801.5218 | 7.3676 | 484039 | 0 | 121336.9209 | 0 | 0 | 0 | 0
2016-02-17 02:00 | 0 | 0 | 0 | 214763.7735 | 258683.2265 | 0 | 473447 | 0 | 121336.9209 | 0 | 0 | 0 | 0
2016-02-17 03:00 | 0 | 0 | 0 | 75165.0861 | 256934.9929 | 0 | 453437 | 0 | 0 | 0 | 0 | 0 | 0
2016-02-17 04:00 | 0 | 0 | 0 | 288296.3584 | 262488.5626 | 0 | 429448 | 0 | 121336.9209 | 0 | 0 | 0 | 0
2016-02-17 05:00 | 0 | 0 | 0 | 15559.334 | 272885.7451 | 0 | 409782 | 0 | 0 | 0 | 0 | 0 | 0
2016-02-17 06:00 | 0 | 0 | 0 | 110875.7404 | 285193.2596 | 0 | 396069 | 0 | 0 | 0 | 0 | 0 | 0
2016-02-17 07:00 | 0 | 0 | 0 | 89247.836 | 298598.164 | 0 | 387846 | 0 | 0 | 0 | 0 | 0 | 0
2016-02-17 08:00 | 0 | 0 | 0 | 74936.2601 | 309809.7399 | 0 | 384746 | 0 | 0 | 0 | 0 | 0 | 0
2016-02-17 09:00 | 0 | 0 | 0 | 70684.7217 | 317223.2783 | 0 | 387908 | 0 | 0 | 0 | 0 | 0 | 0
2016-02-17 10:00 | 0 | 0 | 0 | 87792.958 | 315172.042 | 0 | 402965 | 0 | 0 | 0 | 0 | 0 | 0
2016-02-17 11:00 | 0 | 0 | 0 | 128031.4349 | 307030.5651 | 0 | 435062 | 0 | 0 | 0 | 0 | 0 | 0
2016-02-17 12:00 | 0 | 0 | 0 | 289319.4633 | 296497.4577 | 0 | 464480 | 0 | 121336.9209 | 0 | 0 | 0 | 0
2016-02-17 13:00 | 0 | 0 | 0 | 90317.4434 | 260067.6553 | 540.9804 | 472263 | 0 | 0 | 0 | 0 | 0 | 0
2016-02-17 14:00 | 0 | 0 | 0 | 338693.6088 | 149340.5534 | 103428.7588 | 470126 | 0 | 121336.9209 | 0 | 0 | 0 | 0
2016-02-17 15:00 | 0 | 0 | 0 | 1004.4942 | 102142.5415 | 241444.0434 | 465928 | 0 | 0 | 0 | 0 | 0 | 0
2016-02-17 16:00 | 0 | 0 | 0 | 48527.1767 | 139572.2537 | 272644.5696 | 460744 | 0 | 0 | 0 | 0 | 0 | 0
2016-02-17 17:00 | 0 | 0 | 0 | 53055.9153 | 163805.0983 | 271752.1577 | 454129 | 0 | 34484.1713 | 0 | 0 | 0 | 0
2016-02-17 18:00 | 0 | 0 | 0 | 0 | 167891.9744 | 265106.4935 | 450106 | 0 | 17376.6391 | 0 | 0 | 0 | 0
2016-02-17 19:00 | 0 | 0 | 0 | 0 | 168188.689 | 261109.6718 | 446675 | 0 | 0 | 0 | 0 | 0 | 0
2016-02-17 20:00 | 0 | 0 | 0 | 30688.2845 | 169599.4172 | 261643.8052 | 445132 | 0 | 16799.5069 | 0 | 0 | 0 | 0
2016-02-17 21:00 | 0 | 0 | 0 | 0 | 170934.1285 | 259780.3646 | 447514 | 0 | 0 | 0 | 0 | 0 | 0
2016-02-17 22:00 | 0 | 0 | 0 | 0 | 224112.5155 | 231618.4845 | 455731 | 0 | 0 | 0 | 0 | 0 | 0
2016-02-17 23:00 | 0 | 0 | 0 | 0 | 455945.9144 | 136667.0066 | 471276 | 0 | 121336.9209 | 0 | 0 | 0 | 0
2016-02-18 | 0 | 0 | 0 | 0 | 466135.2667 | 17591.7333 | 483727 | 0 | 121336.9209 | 0 | 0 | 0 | 0
2016-02-18 01:00 | 0 | 0 | 0 | 0 | 363820.1548 | 0.92422 | 485158 | 0 | 0 | 0 | 0 | 0 | 0
2016-02-18 02:00 | 0 | 0 | 0 | 0 | 476973 | 0 | 476973 | 0 | 0 | 0 | 0 | 0 | 0
2016-02-18 03:00 | 0 | 0 | 0 | 0 | 580909.9209 | 0 | 459573 | 0 | 121336.9209 | 0 | 0 | 0 | 0
2016-02-18 04:00 | 0 | 0 | 0 | 0 | 315864.0791 | 0 | 437201 | 0 | 0 | 0 | 0 | 0 | 0
2016-02-18 05:00 | 0 | 0 | 0 | 0 | 539621.9209 | 0 | 418285 | 0 | 121336.9209 | 0 | 0 | 0 | 0
2016-02-18 06:00 | 0 | 0 | 0 | 0 | 406299 | 0 | 406299 | 0 | 121336.9209 | 0 | 0 | 0 | 0
2016-02-18 07:00 | 0 | 0 | 0 | 0 | 399315 | 0 | 399315 | 0 | 121336.9209 | 0 | 0 | 0 | 0
2016-02-18 08:00 | 0 | 0 | 0 | 0 | 276344.0791 | 0 | 397681 | 0 | 0 | 0 | 0 | 0 | 0
2016-02-18 09:00 | 0 | 0 | 0 | 0 | 522543.9209 | 0 | 401207 | 0 | 121336.9209 | 0 | 0 | 0 | 0
2016-02-18 10:00 | 0 | 0 | 0 | 0 | 294990.0791 | 0 | 416327 | 0 | 0 | 0 | 0 | 0 | 0
2016-02-18 11:00 | 0 | 0 | 0 | 0 | 571680.9209 | 0 | 450344 | 0 | 121336.9209 | 0 | 0 | 0 | 0
2016-02-18 12:00 | 0 | 0 | 0 | 0 | 357312.0791 | 0 | 478649 | 0 | 0 | 0 | 0 | 0 | 0
2016-02-18 13:00 | 0 | 0 | 0 | 0 | 481758.2565 | 707.7435 | 482466 | 0 | 0 | 0 | 0 | 0 | 0
2016-02-18 14:00 | 0 | 0 | 0 | 0 | 383736.5384 | 92147.4616 | 475884 | 0 | 0 | 0 | 0 | 0 | 0
2016-02-18 15:00 | 0 | 0 | 0 | 0 | 258453.3505 | 210160.6495 | 468614 | 0 | 0 | 0 | 0 | 0 | 0
2016-02-18 16:00 | 0 | 0 | 0 | 0 | 202820.6995 | 257495.3005 | 460316 | 0 | 0 | 0 | 0 | 0 | 0
2016-02-18 17:00 | 0 | 0 | 0 | 0 | 301646.3376 | 271967.5833 | 452277 | 0 | 121336.9209 | 0 | 0 | 0 | 0
2016-02-18 18:00 | 0 | 0 | 0 | 0 | 58200.1476 | 267043.9315 | 446581 | 0 | 0 | 0 | 0 | 0 | 0
2016-02-18 19:00 | 0 | 0 | 0 | 0 | 176440.5 | 266248.5 | 442689 | 0 | 0 | 0 | 0 | 0 | 0
2016-02-18 20:00 | 0 | 0 | 0 | 0 | 289500.2399 | 271870.681 | 440034 | 0 | 121336.9209 | 0 | 0 | 0 | 0
2016-02-18 21:00 | 0 | 0 | 0 | 0 | 40937.4303 | 279361.6487 | 441636 | 0 | 0 | 0 | 0 | 0 | 0
2016-02-18 22:00 | 0 | 0 | 0 | 0 | 302885.1712 | 268739.7498 | 450288 | 0 | 121336.9209 | 0 | 0 | 0 | 0
2016-02-18 23:00 | 0 | 0 | 0 | 0 | 276662.2693 | 190774.7307 | 467437 | 0 | 121336.9209 | 0 | 0 | 0 | 0
2016-02-19 | 0 | 0 | 0 | 0 | 443662.3942 | 36447.6058 | 480110 | 0 | 121336.9209 | 0 | 0 | 0 | 0
2016-02-19 01:00 | 0 | 0 | 0 | 0 | 360758.0495 | 11.0296 | 482106 | 0 | 0 | 0 | 0 | 0 | 0
2016-02-19 02:00 | 0 | 0 | 0 | 0 | 474395 | 0 | 474395 | 0 | 0 | 0 | 0 | 0 | 0
2016-02-19 03:00 | 0 | 0 | 0 | 0 | 578618.9209 | 0 | 457282 | 0 | 121336.9209 | 0 | 0 | 0 | 0
2016-02-19 04:00 | 0 | 0 | 0 | 0 | 312785.0791 | 0 | 434122 | 0 | 0 | 0 | 0 | 0 | 0
2016-02-19 05:00 | 0 | 0 | 0 | 0 | 535872.9209 | 0 | 414536 | 0 | 121336.9209 | 0 | 0 | 0 | 0
2016-02-19 06:00 | 0 | 0 | 0 | 0 | 402028 | 0 | 402028 | 0 | 121336.9209 | 0 | 0 | 0 | 0
2016-02-19 07:00 | 0 | 0 | 0 | 0 | 393397 | 0 | 393397 | 0 | 121336.9209 | 0 | 0 | 0 | 0
2016-02-19 08:00 | 0 | 0 | 0 | 0 | 267717.0791 | 0 | 389054 | 0 | 0 | 0 | 0 | 0 | 0
2016-02-19 09:00 | 0 | 0 | 0 | 0 | 513046.9209 | 0 | 391710 | 0 | 121336.9209 | 0 | 0 | 0 | 0
2016-02-19 10:00 | 0 | 0 | 0 | 0 | 284083.0791 | 0 | 405420 | 0 | 0 | 0 | 0 | 0 | 0
2016-02-19 11:00 | 0 | 0 | 0 | 0 | 556506.9209 | 0 | 435170 | 0 | 121336.9209 | 0 | 0 | 0 | 0
2016-02-19 12:00 | 0 | 0 | 0 | 0 | 339194.0791 | 0 | 460531 | 0 | 0 | 0 | 0 | 0 | 0
2016-02-19 13:00 | 0 | 0 | 0 | 0 | 463125.3428 | 841.6572 | 463967 | 0 | 0 | 0 | 0 | 0 | 0
2016-02-19 14:00 | 0 | 0 | 0 | 0 | 378919.4044 | 81911.5956 | 460831 | 0 | 0 | 0 | 0 | 0 | 0
2016-02-19 15:00 | 0 | 0 | 0 | 0 | 223063.1335 | 234336.8665 | 457400 | 0 | 0 | 0 | 0 | 0 | 0
2016-02-19 16:00 | 0 | 0 | 0 | 0 | 174445.6367 | 276525.3633 | 450971 | 0 | 0 | 0 | 0 | 0 | 0
2016-02-19 17:00 | 0 | 0 | 0 | 0 | 166182.581 | 278651.419 | 444834 | 0 | 0 | 0 | 0 | 0 | 0
2016-02-19 18:00 | 0 | 0 | 0 | 0 | 293292.0245 | 267721.8964 | 439677 | 0 | 121336.9209 | 0 | 0 | 0 | 0
2016-02-19 19:00 | 0 | 0 | 0 | 0 | 55920.7956 | 259457.2834 | 436715 | 0 | 0 | 0 | 0 | 0 | 0
2016-02-19 20:00 | 0 | 0 | 0 | 0 | 175544.1806 | 258767.8194 | 434312 | 0 | 0 | 0 | 0 | 0 | 0
2016-02-19 21:00 | 0 | 0 | 0 | 0 | 300140.3115 | 255027.6095 | 433831 | 0 | 121336.9209 | 0 | 0 | 0 | 0
2016-02-19 22:00 | 0 | 0 | 0 | 0 | 78542.3873 | 238973.6918 | 438853 | 0 | 0 | 0 | 0 | 0 | 0
2016-02-19 23:00 | 0 | 0 | 0 | 0 | 395383.971 | 174277.9499 | 448325 | 0 | 121336.9209 | 0 | 0 | 0 | 0
2016-02-20 | 0 | 0 | 0 | 0 | 421010.6048 | 32692.3952 | 453703 | 0 | 121336.9209 | 0 | 0 | 0 | 0
2016-02-20 01:00 | 0 | 0 | 0 | 0 | 329490.7061 | 9.3729 | 450837 | 0 | 0 | 0 | 0 | 0 | 0
2016-02-20 02:00 | 0 | 0 | 0 | 0 | 442242 | 0 | 442242 | 0 | 0 | 0 | 0 | 0 | 0
2016-02-20 03:00 | 0 | 0 | 0 | 0 | 427846 | 0 | 427846 | 0 | 0 | 0 | 0 | 0 | 0
2016-02-20 04:00 | 0 | 0 | 0 | 0 | 408070 | 0 | 408070 | 0 | 0 | 0 | 0 | 0 | 0
2016-02-20 05:00 | 0 | 0 | 0 | 0 | 509913.9209 | 0 | 388577 | 0 | 121336.9209 | 0 | 0 | 0 | 0
2016-02-20 06:00 | 0 | 0 | 0 | 0 | 252235.0791 | 0 | 373572 | 0 | 0 | 0 | 0 | 0 | 0
2016-02-20 07:00 | 0 | 0 | 0 | 0 | 483963.9209 | 0 | 362627 | 0 | 121336.9209 | 0 | 0 | 0 | 0
2016-02-20 08:00 | 0 | 0 | 0 | 0 | 356552 | 0 | 356552 | 0 | 121336.9209 | 0 | 0 | 0 | 0
2016-02-20 09:00 | 0 | 0 | 0 | 0 | 354018 | 0 | 354018 | 0 | 121336.9209 | 0 | 0 | 0 | 0
2016-02-20 10:00 | 0 | 0 | 0 | 0 | 235014.0791 | 0 | 356351 | 0 | 0 | 0 | 0 | 0 | 0
2016-02-20 11:00 | 0 | 0 | 0 | 0 | 487255.9209 | 0 | 365919 | 0 | 121336.9209 | 0 | 0 | 0 | 0
2016-02-20 12:00 | 0 | 0 | 0 | 0 | 256388.0791 | 0 | 377725 | 0 | 0 | 0 | 0 | 0 | 0
2016-02-20 13:00 | 0 | 0 | 0 | 0 | 435519.5218 | 699.807 | 389961 | 0 | 46258.3287 | 0 | 0 | 0 | 0
2016-02-20 14:00 | 0 | 0 | 0 | 0 | 259367.5728 | 94328.0984 | 399954 | 0 | 0 | 0 | 0 | 0 | 0
2016-02-20 15:00 | 0 | 0 | 0 | 0 | 137251.0273 | 266487.9727 | 403739 | 0 | 0 | 0 | 0 | 0 | 0
2016-02-20 16:00 | 0 | 0 | 0 | 0 | 96751.7454 | 305864.2546 | 402616 | 0 | 0 | 0 | 0 | 0 | 0
2016-02-20 17:00 | 0 | 0 | 0 | 0 | 95274.0612 | 303771.9388 | 399046 | 0 | 0 | 0 | 0 | 0 | 0
2016-02-20 18:00 | 0 | 0 | 0 | 0 | 203321.6723 | 293543.487 | 394304 | 0 | 102561.1593 | 0 | 0 | 0 | 0
2016-02-20 19:00 | 0 | 0 | 0 | 0 | 0 | 286618.8407 | 389180 | 0 | 0 | 0 | 0 | 0 | 0
2016-02-20 20:00 | 0 | 0 | 0 | 0 | 190932.481 | 287917.9165 | 385273 | 0 | 93577.3975 | 0 | 0 | 0 | 0
2016-02-20 21:00 | 0 | 0 | 0 | 0 | 0 | 291228.6025 | 384806 | 0 | 0 | 0 | 0 | 0 | 0
2016-02-20 22:00 | 0 | 0 | 0 | 0 | 234191.9976 | 276785.9234 | 389641 | 0 | 121336.9209 | 0 | 0 | 0 | 0
2016-02-20 23:00 | 0 | 0 | 0 | 0 | 208968.8432 | 190438.7009 | 402422 | 0 | 118322.465 | 0 | 0 | 0 | 0
2016-02-21 | 0 | 0 | 0 | 0 | 377579.9873 | 36145.4686 | 410711 | 0 | 121336.9209 | 0 | 0 | 0 | 0
2016-02-21 01:00 | 0 | 0 | 0 | 0 | 404793.4535 | 11.0296 | 410144 | 0 | 115997.404 | 0 | 0 | 0 | 0
2016-02-21 02:00 | 0 | 0 | 0 | 0 | 401641.3756 | 0 | 404838 | 0 | 112800.7795 | 0 | 0 | 0 | 0
2016-02-21 03:00 | 0 | 0 | 0 | 0 | 385587.6737 | 0 | 393889 | 0 | 104499.4532 | 0 | 0 | 0 | 0
2016-02-21 04:00 | 0 | 0 | 0 | 0 | 359983.3402 | 0 | 378380 | 0 | 86102.7934 | 0 | 0 | 0 | 0
2016-02-21 05:00 | 0 | 0 | 0 | 0 | 336409.0438 | 0 | 362368 | 0 | 60143.8373 | 0 | 0 | 0 | 0
2016-02-21 06:00 | 0 | 0 | 0 | 0 | 325023.9551 | 0 | 349945 | 0 | 35222.7924 | 0 | 0 | 0 | 0
2016-02-21 07:00 | 0 | 0 | 0 | 0 | 323562.9495 | 0 | 340082 | 0 | 18703.7419 | 0 | 0 | 0 | 0
2016-02-21 08:00 | 0 | 0 | 0 | 0 | 324906.8587 | 0 | 334957 | 0 | 8653.6006 | 0 | 0 | 0 | 0
2016-02-21 09:00 | 0 | 0 | 0 | 1726.4068 | 322511.9926 | 0 | 332892 | 0 | 0 | 0 | 0 | 0 | 0
2016-02-21 10:00 | 0 | 0 | 0 | 18358.7291 | 316493.2709 | 0 | 334852 | 0 | 0 | 0 | 0 | 0 | 0
2016-02-21 11:00 | 0 | 0 | 0 | 37270.8777 | 304338.1223 | 0 | 341609 | 0 | 0 | 0 | 0 | 0 | 0
2016-02-21 12:00 | 0 | 0 | 0 | 63639.6444 | 288050.3556 | 0 | 351690 | 0 | 0 | 0 | 0 | 0 | 0
2016-02-21 13:00 | 0 | 0 | 0 | 222309.5291 | 259383.4064 | 289.5814 | 363583 | 0 | 118399.5169 | 0 | 0 | 0 | 0
2016-02-21 14:00 | 0 | 0 | 0 | 0 | 183204.1898 | 75128.2933 | 376732 | 0 | 0 | 0 | 0 | 0 | 0
2016-02-21 15:00 | 0 | 0 | 0 | 0 | 142821.0284 | 241099.9716 | 383921 | 0 | 0 | 0 | 0 | 0 | 0
2016-02-21 16:00 | 0 | 0 | 0 | 0 | 224992.8582 | 283978.0627 | 387634 | 0 | 121336.9209 | 0 | 0 | 0 | 0
2016-02-21 17:00 | 0 | 0 | 0 | 0 | 104896.5871 | 284538.4129 | 389435 | 0 | 121336.9209 | 0 | 0 | 0 | 0
2016-02-21 18:00 | 0 | 0 | 0 | 0 | 97754.4154 | 279844.4514 | 388620 | 0 | 110315.7878 | 0 | 0 | 0 | 0
2016-02-21 19:00 | 0 | 0 | 0 | 0 | 0 | 276431.2122 | 386747 | 0 | 0 | 0 | 0 | 0 | 0
2016-02-21 20:00 | 0 | 0 | 0 | 0 | 106482.8875 | 279945.1125 | 386428 | 0 | 0 | 0 | 0 | 0 | 0
2016-02-21 21:00 | 0 | 0 | 0 | 0 | 166215.7012 | 284916.0428 | 389231 | 0 | 61900.744 | 0 | 0 | 0 | 0
2016-02-21 22:00 | 0 | 0 | 0 | 0 | 175502.8633 | 281770.3137 | 397837 | 0 | 121336.9209 | 0 | 0 | 0 | 0
2016-02-21 23:00 | 0 | 0 | 0 | 0 | 202422.0081 | 208309.681 | 412587 | 0 | 119481.61 | 0 | 0 | 0 | 0
2016-02-22 | 0 | 0 | 0 | 7587.2801 | 251785.7156 | 45779.3943 | 424634 | 0 | 0 | 0 | 0 | 0 | 0
2016-02-22 01:00 | 0 | 0 | 0 | 278780.0447 | 267589.0405 | 19.8358 | 425052 | 0 | 121336.9209 | 0 | 0 | 0 | 0
2016-02-22 02:00 | 0 | 0 | 0 | 150860.4041 | 267016.5959 | 0 | 417877 | 0 | 121336.9209 | 0 | 0 | 0 | 0
2016-02-22 03:00 | 0 | 0 | 0 | 138599.1514 | 265148.8486 | 0 | 403748 | 0 | 121336.9209 | 0 | 0 | 0 | 0
2016-02-22 04:00 | 0 | 0 | 0 | 1497.5415 | 261490.5376 | 0 | 384325 | 0 | 0 | 0 | 0 | 0 | 0
2016-02-22 05:00 | 0 | 0 | 0 | 107950.5322 | 258059.4678 | 0 | 366010 | 0 | 0 | 0 | 0 | 0 | 0
2016-02-22 06:00 | 0 | 0 | 0 | 100426.069 | 252712.931 | 0 | 353139 | 0 | 0 | 0 | 0 | 0 | 0
2016-02-22 07:00 | 0 | 0 | 0 | 98003.647 | 246878.353 | 0 | 344882 | 0 | 0 | 0 | 0 | 0 | 0
2016-02-22 08:00 | 0 | 0 | 0 | 105786.482 | 235939.518 | 0 | 341726 | 0 | 0 | 0 | 0 | 0 | 0
2016-02-22 09:00 | 0 | 0 | 0 | 123722.7801 | 222114.2199 | 0 | 345837 | 0 | 0 | 0 | 0 | 0 | 0
2016-02-22 10:00 | 0 | 0 | 0 | 153347.6223 | 207647.3777 | 0 | 360995 | 0 | 0 | 0 | 0 | 0 | 0
2016-02-22 11:00 | 0 | 0 | 0 | 197986.8553 | 194808.1447 | 0 | 392795 | 0 | 0 | 0 | 0 | 0 | 0
2016-02-22 12:00 | 0 | 0 | 0 | 356551.1709 | 182968.4352 | 0 | 421725 | 0 | 117794.606 | 0 | 0 | 0 | 0
2016-02-22 13:00 | 0 | 0 | 0 | 280065.864 | 156277.8192 | 1270.6317 | 434072 | 0 | 121336.9209 | 0 | 0 | 0 | 0
2016-02-22 14:00 | 0 | 0 | 0 | 217268.3721 | 103279.6579 | 87291.7806 | 439407 | 0 | 89769.7316 | 0 | 0 | 0 | 0
2016-02-22 15:00 | 0 | 0 | 0 | 0 | 117122.5515 | 235647.7169 | 442540 | 0 | 0 | 0 | 0 | 0 | 0
2016-02-22 16:00 | 0 | 0 | 0 | 36376.8087 | 125970.2331 | 279002.9582 | 441350 | 0 | 0 | 0 | 0 | 0 | 0
2016-02-22 17:00 | 0 | 0 | 0 | 36329.3186 | 121211.7526 | 280573.9288 | 438115 | 0 | 0 | 0 | 0 | 0 | 0
2016-02-22 18:00 | 0 | 0 | 0 | 45103.4498 | 117076.6431 | 273071.9071 | 435252 | 0 | 0 | 0 | 0 | 0 | 0
2016-02-22 19:00 | 0 | 0 | 0 | 100551.1713 | 115987.0289 | 265155.786 | 432459 | 0 | 49234.9862 | 0 | 0 | 0 | 0
2016-02-22 20:00 | 0 | 0 | 0 | 0 | 118737.8079 | 261913.2059 | 429886 | 0 | 0 | 0 | 0 | 0 | 0
2016-02-22 21:00 | 0 | 0 | 0 | 53431.4157 | 123644.7559 | 254591.8284 | 431668 | 0 | 0 | 0 | 0 | 0 | 0
2016-02-22 22:00 | 0 | 0 | 0 | 71094.2036 | 132457.6858 | 235356.1105 | 438908 | 0 | 0 | 0 | 0 | 0 | 0
2016-02-22 23:00 | 0 | 0 | 0 | 101199.2549 | 177976.3766 | 175949.3685 | 455125 | 0 | 0 | 0 | 0 | 0 | 0
2016-02-23 | 0 | 0 | 0 | 152359.1401 | 266075.2776 | 47890.5824 | 466325 | 0 | 0 | 0 | 0 | 0 | 0
2016-02-23 01:00 | 0 | 0 | 0 | 265309.0811 | 321319.7291 | 25.1108 | 465317 | 0 | 121336.9209 | 0 | 0 | 0 | 0
2016-02-23 02:00 | 0 | 0 | 0 | 115224.2662 | 340006.7338 | 0 | 455231 | 0 | 121336.9209 | 0 | 0 | 0 | 0
2016-02-23 03:00 | 0 | 0 | 0 | 65102.6578 | 337625.0985 | 0 | 436595 | 0 | 87469.6772 | 0 | 0 | 0 | 0
2016-02-23 04:00 | 0 | 0 | 0 | 0 | 324831.3228 | 0 | 412301 | 0 | 0 | 0 | 0 | 0 | 0
2016-02-23 05:00 | 0 | 0 | 0 | 75473.2847 | 315815.7153 | 0 | 391289 | 0 | 0 | 0 | 0 | 0 | 0
2016-02-23 06:00 | 0 | 0 | 0 | 61770.6137 | 314702.3863 | 0 | 376473 | 0 | 0 | 0 | 0 | 0 | 0
2016-02-23 07:00 | 0 | 0 | 0 | 54647.784 | 312273.216 | 0 | 366921 | 0 | 0 | 0 | 0 | 0 | 0
2016-02-23 08:00 | 0 | 0 | 0 | 50836.3897 | 311313.6103 | 0 | 362150 | 0 | 0 | 0 | 0 | 0 | 0
2016-02-23 09:00 | 0 | 0 | 0 | 172466.7071 | 313106.2138 | 0 | 364236 | 0 | 121336.9209 | 0 | 0 | 0 | 0
2016-02-23 10:00 | 0 | 0 | 0 | 0 | 314360.3358 | 0 | 377442 | 0 | 58255.2567 | 0 | 0 | 0 | 0
2016-02-23 11:00 | 0 | 0 | 0 | 35088.6686 | 316178.0747 | 0 | 409522 | 0 | 0 | 0 | 0 | 0 | 0
2016-02-23 12:00 | 0 | 0 | 0 | 240681.5033 | 317872.4176 | 0 | 437217 | 0 | 121336.9209 | 0 | 0 | 0 | 0
2016-02-23 13:00 | 0 | 0 | 0 | 105682.9799 | 309480.7281 | 1137.5899 | 448790 | 0 | 88848.2189 | 0 | 0 | 0 | 0
2016-02-23 14:00 | 0 | 0 | 0 | 0 | 288771.1172 | 77462.6639 | 455082 | 0 | 0 | 0 | 0 | 0 | 0
2016-02-23 15:00 | 0 | 0 | 0 | 0 | 220842.9293 | 238301.0707 | 459144 | 0 | 0 | 0 | 0 | 0 | 0
2016-02-23 16:00 | 0 | 0 | 0 | 0 | 180721.544 | 277392.456 | 458114 | 0 | 0 | 0 | 0 | 0 | 0
2016-02-23 17:00 | 0 | 0 | 0 | 0 | 169860.1015 | 285686.8985 | 455547 | 0 | 0 | 0 | 0 | 0 | 0
2016-02-23 18:00 | 0 | 0 | 0 | 0 | 169766.0749 | 283590.9251 | 453357 | 0 | 0 | 0 | 0 | 0 | 0
2016-02-23 19:00 | 0 | 0 | 0 | 0 | 171538.3226 | 278813.6774 | 450352 | 0 | 0 | 0 | 0 | 0 | 0
2016-02-23 20:00 | 0 | 0 | 0 | 0 | 289653.9076 | 279918.0134 | 448235 | 0 | 121336.9209 | 0 | 0 | 0 | 0
2016-02-23 21:00 | 0 | 0 | 0 | 0 | 49282.5581 | 279580.521 | 450200 | 0 | 0 | 0 | 0 | 0 | 0
2016-02-23 22:00 | 0 | 0 | 0 | 0 | 315669.5203 | 263581.4006 | 457914 | 0 | 121336.9209 | 0 | 0 | 0 | 0
2016-02-23 23:00 | 0 | 0 | 0 | 0 | 282668.7339 | 188321.2661 | 470990 | 0 | 121336.9209 | 0 | 0 | 0 | 0
2016-02-24 | 0 | 0 | 0 | 0 | 437761.2199 | 42243.7801 | 480005 | 0 | 121336.9209 | 0 | 0 | 0 | 0
2016-02-24 01:00 | 0 | 0 | 0 | 0 | 407410.5188 | 24.762 | 478026 | 0 | 50746.2017 | 0 | 0 | 0 | 0
2016-02-24 02:00 | 0 | 0 | 0 | 0 | 456637.6884 | 0 | 467177 | 0 | 40206.8902 | 0 | 0 | 0 | 0
2016-02-24 03:00 | 0 | 0 | 0 | 0 | 427243.4379 | 0 | 446539 | 0 | 20911.3281 | 0 | 0 | 0 | 0
2016-02-24 04:00 | 0 | 0 | 0 | 0 | 404996.3042 | 0 | 422370 | 0 | 3537.6323 | 0 | 0 | 0 | 0
2016-02-24 05:00 | 0 | 0 | 0 | 0 | 397332.3677 | 0 | 400870 | 0 | 0 | 0 | 0 | 0 | 0
2016-02-24 06:00 | 0 | 0 | 0 | 0 | 395300.9597 | 0 | 385872 | 0 | 9428.9597 | 0 | 0 | 0 | 0
2016-02-24 07:00 | 0 | 0 | 0 | 0 | 401881.7756 | 0 | 376535 | 0 | 34775.7353 | 0 | 0 | 0 | 0
2016-02-24 08:00 | 0 | 0 | 0 | 0 | 403238.2719 | 0 | 371637 | 0 | 66377.0072 | 0 | 0 | 0 | 0
2016-02-24 09:00 | 0 | 0 | 0 | 0 | 405835.7101 | 0 | 373087 | 0 | 99125.7173 | 0 | 0 | 0 | 0
2016-02-24 10:00 | 0 | 0 | 0 | 0 | 408062.2036 | 0 | 385851 | 0 | 121336.9209 | 0 | 0 | 0 | 0
2016-02-24 11:00 | 0 | 0 | 0 | 0 | 410918.6275 | 0 | 417203 | 0 | 115052.5485 | 0 | 0 | 0 | 0
2016-02-24 12:00 | 0 | 0 | 0 | 38341.4016 | 414939.9709 | 0 | 446997 | 0 | 121336.9209 | 0 | 0 | 0 | 0
2016-02-24 13:00 | 0 | 0 | 0 | 14837.291 | 374984.6186 | 1972.2801 | 458516 | 0 | 54615.1107 | 0 | 0 | 0 | 0
2016-02-24 14:00 | 0 | 0 | 0 | 0 | 275750.3047 | 132802.5846 | 463168 | 0 | 0 | 0 | 0 | 0 | 0
2016-02-24 15:00 | 0 | 0 | 0 | 0 | 161376.9257 | 304998.0743 | 466375 | 0 | 0 | 0 | 0 | 0 | 0
2016-02-24 16:00 | 0 | 0 | 0 | 0 | 129464.3157 | 335926.6843 | 465391 | 0 | 0 | 0 | 0 | 0 | 0
2016-02-24 17:00 | 0 | 0 | 0 | 0 | 126923.7094 | 334042.2906 | 460966 | 0 | 0 | 0 | 0 | 0 | 0
2016-02-24 18:00 | 0 | 0 | 0 | 0 | 131614.4415 | 324889.5585 | 456504 | 0 | 0 | 0 | 0 | 0 | 0
2016-02-24 19:00 | 0 | 0 | 0 | 0 | 132391.7129 | 319478.2871 | 451870 | 0 | 0 | 0 | 0 | 0 | 0
2016-02-24 20:00 | 0 | 0 | 0 | 0 | 124472.201 | 322949.799 | 447422 | 0 | 0 | 0 | 0 | 0 | 0
2016-02-24 21:00 | 0 | 0 | 0 | 0 | 120851.7421 | 326550.2579 | 447402 | 0 | 0 | 0 | 0 | 0 | 0
2016-02-24 22:00 | 0 | 0 | 0 | 0 | 262310.3841 | 312301.5368 | 453275 | 0 | 121336.9209 | 0 | 0 | 0 | 0
2016-02-24 23:00 | 0 | 0 | 0 | 0 | 245357.707 | 219538.293 | 464896 | 0 | 121336.9209 | 0 | 0 | 0 | 0
2016-02-25 | 0 | 0 | 0 | 0 | 423623.6686 | 50681.3314 | 474305 | 0 | 121336.9209 | 0 | 0 | 0 | 0
2016-02-25 01:00 | 0 | 0 | 0 | 0 | 352434.3284 | 36.7507 | 473808 | 0 | 0 | 0 | 0 | 0 | 0
2016-02-25 02:00 | 0 | 0 | 0 | 0 | 464981 | 0 | 464981 | 0 | 0 | 0 | 0 | 0 | 0
2016-02-25 03:00 | 0 | 0 | 0 | 0 | 447005 | 0 | 447005 | 0 | 0 | 0 | 0 | 0 | 0
2016-02-25 04:00 | 0 | 0 | 0 | 0 | 438715.3692 | 0 | 423778 | 0 | 14937.3692 | 0 | 0 | 0 | 0
2016-02-25 05:00 | 0 | 0 | 0 | 0 | 431241.2993 | 0 | 403872 | 0 | 42306.6685 | 0 | 0 | 0 | 0
2016-02-25 06:00 | 0 | 0 | 0 | 0 | 425970.0787 | 0 | 390676 | 0 | 77600.7472 | 0 | 0 | 0 | 0
2016-02-25 07:00 | 0 | 0 | 0 | 0 | 417276.4143 | 0 | 382205 | 0 | 112672.1615 | 0 | 0 | 0 | 0
2016-02-25 08:00 | 0 | 0 | 0 | 0 | 387638.7594 | 0 | 378974 | 0 | 121336.9209 | 0 | 0 | 0 | 0
2016-02-25 09:00 | 0 | 0 | 0 | 0 | 382788 | 0 | 382788 | 0 | 121336.9209 | 0 | 0 | 0 | 0
2016-02-25 10:00 | 0 | 0 | 0 | 0 | 378232.5391 | 0 | 397613 | 0 | 101956.4601 | 0 | 0 | 0 | 0
2016-02-25 11:00 | 0 | 0 | 0 | 0 | 366183.5061 | 0 | 430734 | 0 | 37405.9661 | 0 | 0 | 0 | 0
2016-02-25 12:00 | 0 | 0 | 0 | 189841.9103 | 354137.0445 | 0 | 460048 | 0 | 121336.9209 | 0 | 0 | 0 | 0
2016-02-25 13:00 | 0 | 0 | 0 | 42801.5379 | 303206.6566 | 2108.8845 | 469454 | 0 | 0 | 0 | 0 | 0 | 0
2016-02-25 14:00 | 0 | 0 | 0 | 38732.4618 | 299767.6424 | 131440.8958 | 469941 | 0 | 0 | 0 | 0 | 0 | 0
2016-02-25 15:00 | 0 | 0 | 0 | 0 | 144203.8567 | 324795.1433 | 468999 | 0 | 0 | 0 | 0 | 0 | 0
2016-02-25 16:00 | 0 | 0 | 0 | 0 | 118233.6692 | 345830.3308 | 464064 | 0 | 0 | 0 | 0 | 0 | 0
2016-02-25 17:00 | 0 | 0 | 0 | 0 | 122663.3613 | 335126.6387 | 457790 | 0 | 0 | 0 | 0 | 0 | 0
2016-02-25 18:00 | 0 | 0 | 0 | 0 | 128862.3988 | 324032.6012 | 452895 | 0 | 0 | 0 | 0 | 0 | 0
2016-02-25 19:00 | 0 | 0 | 0 | 0 | 131006.3984 | 318320.6016 | 449327 | 0 | 0 | 0 | 0 | 0 | 0
2016-02-25 20:00 | 0 | 0 | 0 | 0 | 140722.0557 | 322176.0692 | 447423 | 0 | 15475.1248 | 0 | 0 | 0 | 0
2016-02-25 21:00 | 0 | 0 | 0 | 0 | 197627.9663 | 328552.8994 | 449033 | 0 | 92622.9905 | 0 | 0 | 0 | 0
2016-02-25 22:00 | 0 | 0 | 0 | 0 | 173764.9208 | 311466.0096 | 456517 | 0 | 121336.9209 | 0 | 0 | 0 | 0
2016-02-25 23:00 | 0 | 0 | 0 | 0 | 183247.7682 | 229598.4381 | 472070 | 0 | 62113.1272 | 0 | 0 | 0 | 0
2016-02-26 | 0 | 0 | 0 | 151647.1323 | 213848.9875 | 56835.7529 | 484445 | 0 | 0 | 0 | 0 | 0 | 0
2016-02-26 01:00 | 0 | 0 | 0 | 356551.1709 | 219147.9195 | 45.2766 | 486525 | 0 | 89219.3669 | 0 | 0 | 0 | 0
2016-02-26 02:00 | 0 | 0 | 0 | 278958.6983 | 231302.8557 | 0 | 478144 | 0 | 121336.9209 | 0 | 0 | 0 | 0
2016-02-26 03:00 | 0 | 0 | 0 | 94171.9397 | 246724.1394 | 0 | 462233 | 0 | 0 | 0 | 0 | 0 | 0
2016-02-26 04:00 | 0 | 0 | 0 | 300958.1369 | 260672.7841 | 0 | 440294 | 0 | 121336.9209 | 0 | 0 | 0 | 0
2016-02-26 05:00 | 0 | 0 | 0 | 20124.5408 | 279367.5383 | 0 | 420829 | 0 | 0 | 0 | 0 | 0 | 0
2016-02-26 06:00 | 0 | 0 | 0 | 104921.3575 | 303986.6425 | 0 | 408908 | 0 | 0 | 0 | 0 | 0 | 0
2016-02-26 07:00 | 0 | 0 | 0 | 68278.7915 | 333702.2085 | 0 | 401981 | 0 | 0 | 0 | 0 | 0 | 0
2016-02-26 08:00 | 0 | 0 | 0 | 40507.6707 | 359536.3293 | 0 | 400044 | 0 | 0 | 0 | 0 | 0 | 0
2016-02-26 09:00 | 0 | 0 | 0 | 29074.8058 | 375250.1942 | 0 | 404325 | 0 | 0 | 0 | 0 | 0 | 0
2016-02-26 10:00 | 0 | 0 | 0 | 37516.014 | 382272.986 | 0 | 419789 | 0 | 0 | 0 | 0 | 0 | 0
2016-02-26 11:00 | 0 | 0 | 0 | 67046.9608 | 386100.0392 | 0 | 453147 | 0 | 0 | 0 | 0 | 0 | 0
2016-02-26 12:00 | 0 | 0 | 0 | 210837.0377 | 391465.8832 | 0 | 480966 | 0 | 121336.9209 | 0 | 0 | 0 | 0
2016-02-26 13:00 | 0 | 0 | 0 | 122862.7299 | 361349.6694 | 3044.6007 | 487257 | 0 | 121336.9209 | 0 | 0 | 0 | 0
2016-02-26 14:00 | 0 | 0 | 0 | 19705.2287 | 200750.1462 | 140368.7041 | 482161 | 0 | 0 | 0 | 0 | 0 | 0
2016-02-26 15:00 | 0 | 0 | 0 | 7699.696 | 156142.2413 | 310699.0627 | 474541 | 0 | 0 | 0 | 0 | 0 | 0
2016-02-26 16:00 | 0 | 0 | 0 | 0 | 134123.6723 | 331060.3277 | 465184 | 0 | 0 | 0 | 0 | 0 | 0
2016-02-26 17:00 | 0 | 0 | 0 | 0 | 130075.4623 | 324890.5377 | 454966 | 0 | 0 | 0 | 0 | 0 | 0
2016-02-26 18:00 | 0 | 0 | 0 | 0 | 131437.3994 | 314533.6006 | 445971 | 0 | 0 | 0 | 0 | 0 | 0
2016-02-26 19:00 | 0 | 0 | 0 | 0 | 130891.6473 | 308234.3527 | 439126 | 0 | 0 | 0 | 0 | 0 | 0
2016-02-26 20:00 | 0 | 0 | 0 | 0 | 123580.7049 | 310609.2951 | 434190 | 0 | 0 | 0 | 0 | 0 | 0
2016-02-26 21:00 | 0 | 0 | 0 | 0 | 129530.0099 | 313699.4994 | 433274 | 0 | 9955.5092 | 0 | 0 | 0 | 0
2016-02-26 22:00 | 0 | 0 | 0 | 0 | 237719.8109 | 296226.9006 | 439688 | 0 | 104214.2207 | 0 | 0 | 0 | 0
2016-02-26 23:00 | 0 | 0 | 0 | 0 | 264925.7392 | 206264.9611 | 454068 | 0 | 121336.9209 | 0 | 0 | 0 | 0
2016-02-27 | 0 | 0 | 0 | 25120.4643 | 277803.8557 | 42957.759 | 467219 | 0 | 0 | 0 | 0 | 0 | 0
2016-02-27 01:00 | 0 | 0 | 0 | 252599.1533 | 316431.4779 | 45.2818 | 470275 | 0 | 98800.913 | 0 | 0 | 0 | 0
2016-02-27 02:00 | 0 | 0 | 0 | 0 | 367283.087 | 0 | 466084 | 0 | 0 | 0 | 0 | 0 | 0
2016-02-27 03:00 | 0 | 0 | 0 | 26958.9063 | 427735.0937 | 0 | 454694 | 0 | 0 | 0 | 0 | 0 | 0
2016-02-27 04:00 | 0 | 0 | 0 | 0 | 437593 | 0 | 437593 | 0 | 0 | 0 | 0 | 0 | 0
2016-02-27 05:00 | 0 | 0 | 0 | 0 | 520953.8467 | 0 | 420905 | 0 | 100048.8467 | 0 | 0 | 0 | 0
2016-02-27 06:00 | 0 | 0 | 0 | 0 | 309832.1533 | 0 | 409881 | 0 | 0 | 0 | 0 | 0 | 0
2016-02-27 07:00 | 0 | 0 | 0 | 0 | 524775.9209 | 0 | 403439 | 0 | 121336.9209 | 0 | 0 | 0 | 0
2016-02-27 08:00 | 0 | 0 | 0 | 0 | 400110 | 0 | 400110 | 0 | 121336.9209 | 0 | 0 | 0 | 0
2016-02-27 09:00 | 0 | 0 | 0 | 0 | 401585 | 0 | 401585 | 0 | 121336.9209 | 0 | 0 | 0 | 0
2016-02-27 10:00 | 0 | 0 | 0 | 0 | 407285 | 0 | 407285 | 0 | 121336.9209 | 0 | 0 | 0 | 0
2016-02-27 11:00 | 0 | 0 | 0 | 0 | 421811 | 0 | 421811 | 0 | 121336.9209 | 0 | 0 | 0 | 0
2016-02-27 12:00 | 0 | 0 | 0 | 0 | 315577.0791 | 0 | 436914 | 0 | 0 | 0 | 0 | 0 | 0
2016-02-27 13:00 | 0 | 0 | 0 | 0 | 440549.8181 | 3027.1819 | 443577 | 0 | 0 | 0 | 0 | 0 | 0
2016-02-27 14:00 | 0 | 0 | 0 | 0 | 313227.5098 | 127075.4902 | 440303 | 0 | 0 | 0 | 0 | 0 | 0
2016-02-27 15:00 | 0 | 0 | 0 | 0 | 151285.8792 | 280480.1208 | 431766 | 0 | 0 | 0 | 0 | 0 | 0
2016-02-27 16:00 | 0 | 0 | 0 | 0 | 108786.2373 | 312417.7627 | 421204 | 0 | 0 | 0 | 0 | 0 | 0
2016-02-27 17:00 | 0 | 0 | 0 | 0 | 98976.4765 | 311994.5235 | 410971 | 0 | 0 | 0 | 0 | 0 | 0
2016-02-27 18:00 | 0 | 0 | 0 | 0 | 96261.3654 | 305054.6346 | 401316 | 0 | 0 | 0 | 0 | 0 | 0
2016-02-27 19:00 | 0 | 0 | 0 | 0 | 93314.116 | 300717.884 | 394032 | 0 | 0 | 0 | 0 | 0 | 0
2016-02-27 20:00 | 0 | 0 | 0 | 0 | 168433.3012 | 303302.6528 | 388994 | 0 | 82741.9539 | 0 | 0 | 0 | 0
2016-02-27 21:00 | 0 | 0 | 0 | 0 | 0 | 305984.0461 | 388726 | 0 | 0 | 0 | 0 | 0 | 0
2016-02-27 22:00 | 0 | 0 | 0 | 0 | 225057.1033 | 290015.8176 | 393736 | 0 | 121336.9209 | 0 | 0 | 0 | 0
2016-02-27 23:00 | 0 | 0 | 0 | 0 | 74047.5381 | 213333.541 | 408718 | 0 | 0 | 0 | 0 | 0 | 0
2016-02-28 | 0 | 0 | 0 | 0 | 488594.8155 | 55923.1055 | 423181 | 0 | 121336.9209 | 0 | 0 | 0 | 0
2016-02-28 01:00 | 0 | 0 | 0 | 0 | 305628.0875 | 70.9916 | 427036 | 0 | 0 | 0 | 0 | 0 | 0
2016-02-28 02:00 | 0 | 0 | 0 | 0 | 425059 | 0 | 425059 | 0 | 0 | 0 | 0 | 0 | 0
2016-02-28 03:00 | 0 | 0 | 0 | 0 | 538169.9209 | 0 | 416833 | 0 | 121336.9209 | 0 | 0 | 0 | 0
2016-02-28 04:00 | 0 | 0 | 0 | 0 | 281600.0791 | 0 | 402937 | 0 | 0 | 0 | 0 | 0 | 0
2016-02-28 05:00 | 0 | 0 | 0 | 0 | 510856.9209 | 0 | 389520 | 0 | 121336.9209 | 0 | 0 | 0 | 0
2016-02-28 06:00 | 0 | 0 | 0 | 0 | 257678.0791 | 0 | 379015 | 0 | 0 | 0 | 0 | 0 | 0
2016-02-28 07:00 | 0 | 0 | 0 | 0 | 372201 | 0 | 372201 | 0 | 0 | 0 | 0 | 0 | 0
2016-02-28 08:00 | 0 | 0 | 0 | 0 | 368586 | 0 | 368586 | 0 | 0 | 0 | 0 | 0 | 0
2016-02-28 09:00 | 0 | 0 | 0 | 0 | 368931 | 0 | 368931 | 0 | 0 | 0 | 0 | 0 | 0
2016-02-28 10:00 | 0 | 0 | 0 | 0 | 494601.9209 | 0 | 373265 | 0 | 121336.9209 | 0 | 0 | 0 | 0
2016-02-28 11:00 | 0 | 0 | 0 | 0 | 382121 | 0 | 382121 | 0 | 121336.9209 | 0 | 0 | 0 | 0
2016-02-28 12:00 | 0 | 0 | 0 | 0 | 270911.0791 | 0 | 392248 | 0 | 0 | 0 | 0 | 0 | 0
2016-02-28 13:00 | 0 | 0 | 0 | 0 | 393545.7961 | 3625.2039 | 397171 | 0 | 0 | 0 | 0 | 0 | 0
2016-02-28 14:00 | 0 | 0 | 0 | 0 | 260258.3443 | 135743.6557 | 396002 | 0 | 0 | 0 | 0 | 0 | 0
2016-02-28 15:00 | 0 | 0 | 0 | 0 | 95677.7112 | 295198.2888 | 390876 | 0 | 0 | 0 | 0 | 0 | 0
2016-02-28 16:00 | 0 | 0 | 0 | 0 | 72162.7252 | 313479.2748 | 385642 | 0 | 0 | 0 | 0 | 0 | 0
2016-02-28 17:00 | 0 | 0 | 0 | 0 | 71577.9142 | 309387.0858 | 380965 | 0 | 0 | 0 | 0 | 0 | 0
2016-02-28 18:00 | 0 | 0 | 0 | 0 | 76544.4794 | 300919.5206 | 377464 | 0 | 0 | 0 | 0 | 0 | 0
2016-02-28 19:00 | 0 | 0 | 0 | 0 | 79893.1743 | 294290.8257 | 374184 | 0 | 0 | 0 | 0 | 0 | 0
2016-02-28 20:00 | 0 | 0 | 0 | 0 | 164923.7813 | 293391.0628 | 372997 | 0 | 85317.8442 | 0 | 0 | 0 | 0
2016-02-28 21:00 | 0 | 0 | 0 | 0 | 0 | 290282.1558 | 375600 | 0 | 0 | 0 | 0 | 0 | 0
2016-02-28 22:00 | 0 | 0 | 0 | 0 | 243269.6091 | 262696.3118 | 384629 | 0 | 121336.9209 | 0 | 0 | 0 | 0
2016-02-28 23:00 | 0 | 0 | 0 | 0 | 92601.9747 | 187482.1043 | 401421 | 0 | 0 | 0 | 0 | 0 | 0
2016-02-29 | 0 | 0 | 0 | 0 | 470796.4831 | 38660.142 | 416582 | 0 | 92874.6251 | 0 | 0 | 0 | 0
2016-02-29 01:00 | 0 | 0 | 0 | 0 | 326698.9908 | 74.3842 | 419648 | 0 | 0 | 0 | 0 | 0 | 0
2016-02-29 02:00 | 0 | 0 | 0 | 0 | 474885.188 | 0 | 412789 | 0 | 62096.188 | 0 | 0 | 0 | 0
2016-02-29 03:00 | 0 | 0 | 0 | 0 | 457971.7329 | 0 | 398731 | 0 | 121336.9209 | 0 | 0 | 0 | 0
2016-02-29 04:00 | 0 | 0 | 0 | 0 | 258347.0791 | 0 | 379684 | 0 | 0 | 0 | 0 | 0 | 0
2016-02-29 05:00 | 0 | 0 | 0 | 0 | 485028.9209 | 0 | 363692 | 0 | 121336.9209 | 0 | 0 | 0 | 0
2016-02-29 06:00 | 0 | 0 | 0 | 0 | 350896 | 0 | 350896 | 0 | 121336.9209 | 0 | 0 | 0 | 0
2016-02-29 07:00 | 0 | 0 | 0 | 0 | 343233 | 0 | 343233 | 0 | 121336.9209 | 0 | 0 | 0 | 0
2016-02-29 08:00 | 0 | 0 | 0 | 0 | 341224 | 0 | 341224 | 0 | 121336.9209 | 0 | 0 | 0 | 0
2016-02-29 09:00 | 0 | 0 | 0 | 0 | 224207.0791 | 0 | 345544 | 0 | 0 | 0 | 0 | 0 | 0
2016-02-29 10:00 | 0 | 0 | 0 | 0 | 362124 | 0 | 362124 | 0 | 0 | 0 | 0 | 0 | 0
2016-02-29 11:00 | 0 | 0 | 0 | 0 | 516963.9209 | 0 | 395627 | 0 | 121336.9209 | 0 | 0 | 0 | 0
2016-02-29 12:00 | 0 | 0 | 0 | 0 | 303230.0791 | 0 | 424567 | 0 | 0 | 0 | 0 | 0 | 0
2016-02-29 13:00 | 0 | 0 | 0 | 0 | 428249.9716 | 4825.0284 | 433075 | 0 | 0 | 0 | 0 | 0 | 0
2016-02-29 14:00 | 0 | 0 | 0 | 0 | 300199.1281 | 135415.8719 | 435615 | 0 | 0 | 0 | 0 | 0 | 0
2016-02-29 15:00 | 0 | 0 | 0 | 0 | 148092.4178 | 288259.5822 | 436352 | 0 | 0 | 0 | 0 | 0 | 0
2016-02-29 16:00 | 0 | 0 | 0 | 0 | 110572.0531 | 323697.9469 | 434270 | 0 | 0 | 0 | 0 | 0 | 0
2016-02-29 17:00 | 0 | 0 | 0 | 0 | 113906.8883 | 316377.1117 | 430284 | 0 | 0 | 0 | 0 | 0 | 0
2016-02-29 18:00 | 0 | 0 | 0 | 0 | 121229.8046 | 305641.1954 | 426871 | 0 | 0 | 0 | 0 | 0 | 0
2016-02-29 19:00 | 0 | 0 | 0 | 0 | 125959.8138 | 298081.1862 | 424041 | 0 | 0 | 0 | 0 | 0 | 0
2016-02-29 20:00 | 0 | 0 | 0 | 0 | 122046.2016 | 299530.7984 | 421577 | 0 | 0 | 0 | 0 | 0 | 0
2016-02-29 21:00 | 0 | 0 | 0 | 0 | 121484.6003 | 300662.3997 | 422147 | 0 | 0 | 0 | 0 | 0 | 0
2016-02-29 22:00 | 0 | 0 | 0 | 0 | 140017.1638 | 287388.8362 | 427406 | 0 | 0 | 0 | 0 | 0 | 0
2016-02-29 23:00 | 0 | 0 | 0 | 0 | 345508.2206 | 216635.7003 | 440807 | 0 | 121336.9209 | 0 | 0 | 0 | 0
2016-03-01 | 0 | 0 | 0 | 0 | 390305.3428 | 64669.6572 | 454975 | 0 | 121336.9209 | 0 | 0 | 0 | 0
2016-03-01 01:00 | 0 | 0 | 0 | 0 | 418706.1848 | 119.172 | 454940 | 0 | 85222.2778 | 0 | 0 | 0 | 0
2016-03-01 02:00 | 0 | 0 | 0 | 0 | 406150.6255 | 0 | 443646 | 0 | 47726.9033 | 0 | 0 | 0 | 0
2016-03-01 03:00 | 0 | 0 | 0 | 0 | 396094.7392 | 0 | 424940 | 0 | 18881.6425 | 0 | 0 | 0 | 0
2016-03-01 04:00 | 0 | 0 | 0 | 0 | 387066.3388 | 0 | 402448 | 0 | 3499.9813 | 0 | 0 | 0 | 0
2016-03-01 05:00 | 0 | 0 | 0 | 0 | 380127.7279 | 0 | 382522 | 0 | 1105.7092 | 0 | 0 | 0 | 0
2016-03-01 06:00 | 0 | 0 | 0 | 0 | 379963.3504 | 0 | 369140 | 0 | 11929.0596 | 0 | 0 | 0 | 0
2016-03-01 07:00 | 0 | 0 | 0 | 0 | 378205.1697 | 0 | 360103 | 0 | 30031.2292 | 0 | 0 | 0 | 0
2016-03-01 08:00 | 0 | 0 | 0 | 0 | 379389.237 | 0 | 356976 | 0 | 52444.4662 | 0 | 0 | 0 | 0
2016-03-01 09:00 | 0 | 0 | 0 | 0 | 388645.9728 | 0 | 359428 | 0 | 81662.439 | 0 | 0 | 0 | 0
2016-03-01 10:00 | 0 | 0 | 0 | 0 | 386481.8862 | 0 | 373689 | 0 | 94455.3252 | 0 | 0 | 0 | 0
2016-03-01 11:00 | 0 | 0 | 0 | 0 | 372054.3996 | 0 | 405395 | 0 | 61114.7248 | 0 | 0 | 0 | 0
2016-03-01 12:00 | 0 | 0 | 0 | 134203.779 | 356344.4171 | 0 | 430326 | 0 | 121336.9209 | 0 | 0 | 0 | 0
2016-03-01 13:00 | 0 | 0 | 0 | 35824.4619 | 310689.5483 | 5921.2884 | 435727 | 0 | 38045.2195 | 0 | 0 | 0 | 0
2016-03-01 14:00 | 0 | 0 | 0 | 0 | 259514.6298 | 138761.1507 | 436321 | 0 | 0 | 0 | 0 | 0 | 0
2016-03-01 15:00 | 0 | 0 | 0 | 0 | 177510.2399 | 259520.7601 | 437031 | 0 | 0 | 0 | 0 | 0 | 0
2016-03-01 16:00 | 0 | 0 | 0 | 0 | 138580.9144 | 297457.0856 | 436038 | 0 | 0 | 0 | 0 | 0 | 0
2016-03-01 17:00 | 0 | 0 | 0 | 0 | 126112.8845 | 308009.1155 | 434122 | 0 | 0 | 0 | 0 | 0 | 0
2016-03-01 18:00 | 0 | 0 | 0 | 0 | 130272.9063 | 303768.0937 | 434041 | 0 | 0 | 0 | 0 | 0 | 0
2016-03-01 19:00 | 0 | 0 | 0 | 0 | 132308.7625 | 300765.2375 | 433074 | 0 | 0 | 0 | 0 | 0 | 0
2016-03-01 20:00 | 0 | 0 | 0 | 0 | 128142.8682 | 304718.1318 | 432861 | 0 | 0 | 0 | 0 | 0 | 0
2016-03-01 21:00 | 0 | 0 | 0 | 0 | 205929.1132 | 306852.9419 | 434932 | 0 | 77850.0551 | 0 | 0 | 0 | 0
2016-03-01 22:00 | 0 | 0 | 0 | 0 | 195415.6086 | 289278.2573 | 441207 | 0 | 121336.9209 | 0 | 0 | 0 | 0
2016-03-01 23:00 | 0 | 0 | 0 | 0 | 171235.8706 | 218174.1494 | 453833 | 0 | 56913.9409 | 0 | 0 | 0 | 0
2016-03-02 | 0 | 0 | 0 | 157302.1979 | 174725.3376 | 76090.5236 | 465032 | 0 | 0 | 0 | 0 | 0 | 0
2016-03-02 01:00 | 0 | 0 | 0 | 356551.1709 | 180662.9613 | 158.9713 | 465282 | 0 | 72091.1035 | 0 | 0 | 0 | 0
2016-03-02 02:00 | 0 | 0 | 0 | 306672.3547 | 197143.4628 | 0 | 454570 | 0 | 121336.9209 | 0 | 0 | 0 | 0
2016-03-02 03:00 | 0 | 0 | 0 | 213297.4657 | 223057.5343 | 0 | 436355 | 0 | 121336.9209 | 0 | 0 | 0 | 0
2016-03-02 04:00 | 0 | 0 | 0 | 30367.1621 | 260729.917 | 0 | 412434 | 0 | 0 | 0 | 0 | 0 | 0
2016-03-02 05:00 | 0 | 0 | 0 | 91634.9538 | 300604.0462 | 0 | 392239 | 0 | 0 | 0 | 0 | 0 | 0
2016-03-02 06:00 | 0 | 0 | 0 | 50418.8043 | 327269.1957 | 0 | 377688 | 0 | 0 | 0 | 0 | 0 | 0
2016-03-02 07:00 | 0 | 0 | 0 | 25826.5044 | 342047.4956 | 0 | 367874 | 0 | 0 | 0 | 0 | 0 | 0
2016-03-02 08:00 | 0 | 0 | 0 | 14698.8949 | 348348.1051 | 0 | 363047 | 0 | 0 | 0 | 0 | 0 | 0
2016-03-02 09:00 | 0 | 0 | 0 | 18893.5396 | 347717.4604 | 0 | 366611 | 0 | 0 | 0 | 0 | 0 | 0
2016-03-02 10:00 | 0 | 0 | 0 | 42916.34 | 337868.66 | 0 | 380785 | 0 | 0 | 0 | 0 | 0 | 0
2016-03-02 11:00 | 0 | 0 | 0 | 84359.3863 | 329216.6137 | 0 | 413576 | 0 | 0 | 0 | 0 | 0 | 0
2016-03-02 12:00 | 0 | 0 | 0 | 233789.0943 | 330188.8267 | 0 | 442641 | 0 | 121336.9209 | 0 | 0 | 0 | 0
2016-03-02 13:00 | 0 | 0 | 0 | 115672.9908 | 294269.5544 | 6613.9471 | 453351 | 0 | 84542.4132 | 0 | 0 | 0 | 0
2016-03-02 14:00 | 0 | 0 | 0 | 0 | 231605.1972 | 139843.3896 | 455991 | 0 | 0 | 0 | 0 | 0 | 0
2016-03-02 15:00 | 0 | 0 | 0 | 0 | 153098.1633 | 303356.8367 | 456455 | 0 | 0 | 0 | 0 | 0 | 0
2016-03-02 16:00 | 0 | 0 | 0 | 0 | 123486.4428 | 329348.5572 | 452835 | 0 | 0 | 0 | 0 | 0 | 0
2016-03-02 17:00 | 0 | 0 | 0 | 0 | 120474.414 | 327307.586 | 447782 | 0 | 0 | 0 | 0 | 0 | 0
2016-03-02 18:00 | 0 | 0 | 0 | 0 | 123798.1405 | 320201.8595 | 444000 | 0 | 0 | 0 | 0 | 0 | 0
2016-03-02 19:00 | 0 | 0 | 0 | 0 | 124933.0323 | 315955.9677 | 440889 | 0 | 0 | 0 | 0 | 0 | 0
2016-03-02 20:00 | 0 | 0 | 0 | 0 | 120027.0324 | 320365.9676 | 440393 | 0 | 0 | 0 | 0 | 0 | 0
2016-03-02 21:00 | 0 | 0 | 0 | 0 | 117515.9086 | 324096.0914 | 441612 | 0 | 0 | 0 | 0 | 0 | 0
2016-03-02 22:00 | 0 | 0 | 0 | 0 | 256942.8722 | 313263.0487 | 448869 | 0 | 121336.9209 | 0 | 0 | 0 | 0
2016-03-02 23:00 | 0 | 0 | 0 | 0 | 223726.0247 | 241253.9753 | 464980 | 0 | 121336.9209 | 0 | 0 | 0 | 0
2016-03-03 | 0 | 0 | 0 | 0 | 413958.8192 | 66384.1808 | 480343 | 0 | 121336.9209 | 0 | 0 | 0 | 0
2016-03-03 01:00 | 0 | 0 | 0 | 0 | 443012.8434 | 178.4348 | 482244 | 0 | 82284.1991 | 0 | 0 | 0 | 0
2016-03-03 02:00 | 0 | 0 | 0 | 96910.9364 | 416085.7854 | 0 | 473944 | 0 | 121336.9209 | 0 | 0 | 0 | 0
2016-03-03 03:00 | 0 | 0 | 0 | 62736.5405 | 392959.4595 | 0 | 455696 | 0 | 121336.9209 | 0 | 0 | 0 | 0
2016-03-03 04:00 | 0 | 0 | 0 | 54182.2935 | 378284.7065 | 0 | 432467 | 0 | 121336.9209 | 0 | 0 | 0 | 0
2016-03-03 05:00 | 0 | 0 | 0 | 41462.8386 | 370867.1614 | 0 | 412330 | 0 | 121336.9209 | 0 | 0 | 0 | 0
2016-03-03 06:00 | 0 | 0 | 0 | 32537.1378 | 365519.8622 | 0 | 398057 | 0 | 121336.9209 | 0 | 0 | 0 | 0
2016-03-03 07:00 | 0 | 0 | 0 | 31411.9394 | 358061.0606 | 0 | 389473 | 0 | 121336.9209 | 0 | 0 | 0 | 0
2016-03-03 08:00 | 0 | 0 | 0 | 78.5741 | 350411.1246 | 0 | 385904 | 0 | 85922.6196 | 0 | 0 | 0 | 0
2016-03-03 09:00 | 0 | 0 | 0 | 0 | 349955.1122 | 0 | 389188 | 0 | 46689.7318 | 0 | 0 | 0 | 0
2016-03-03 10:00 | 0 | 0 | 0 | 0 | 356594.2682 | 0 | 403284 | 0 | 0 | 0 | 0 | 0 | 0
2016-03-03 11:00 | 0 | 0 | 0 | 74544.9147 | 360319.0853 | 0 | 434864 | 0 | 0 | 0 | 0 | 0 | 0
2016-03-03 12:00 | 0 | 0 | 0 | 217517.319 | 362821.602 | 0 | 459002 | 0 | 121336.9209 | 0 | 0 | 0 | 0
2016-03-03 13:00 | 0 | 0 | 0 | 82180.3632 | 323546.3761 | 7129.879 | 463654 | 0 | 70539.5392 | 0 | 0 | 0 | 0
2016-03-03 14:00 | 0 | 0 | 0 | 0 | 251451.0385 | 141684.4223 | 463675 | 0 | 0 | 0 | 0 | 0 | 0
2016-03-03 15:00 | 0 | 0 | 0 | 0 | 204195.6633 | 258577.3367 | 462773 | 0 | 0 | 0 | 0 | 0 | 0
2016-03-03 16:00 | 0 | 0 | 0 | 0 | 165389.1751 | 294576.8249 | 459966 | 0 | 0 | 0 | 0 | 0 | 0
2016-03-03 17:00 | 0 | 0 | 0 | 0 | 191184.2327 | 300444.7629 | 456789 | 0 | 34839.9956 | 0 | 0 | 0 | 0
2016-03-03 18:00 | 0 | 0 | 0 | 0 | 223108.6229 | 295473.4101 | 455812 | 0 | 97610.0287 | 0 | 0 | 0 | 0
2016-03-03 19:00 | 0 | 0 | 0 | 0 | 188453.3309 | 290569.5614 | 455296 | 0 | 121336.9209 | 0 | 0 | 0 | 0
2016-03-03 20:00 | 0 | 0 | 0 | 0 | 160726.8584 | 288974.7347 | 455980 | 0 | 115058.514 | 0 | 0 | 0 | 0
2016-03-03 21:00 | 0 | 0 | 0 | 0 | 142268.0348 | 278392.9567 | 459774 | 0 | 75945.5055 | 0 | 0 | 0 | 0
2016-03-03 22:00 | 0 | 0 | 0 | 13925.7385 | 129245.1673 | 247385.5887 | 466502 | 0 | 0 | 0 | 0 | 0 | 0
2016-03-03 23:00 | 0 | 0 | 0 | 148340.0627 | 157790.1469 | 171956.7904 | 478087 | 0 | 0 | 0 | 0 | 0 | 0
2016-03-04 | 0 | 0 | 0 | 216489.1385 | 226435.8409 | 42321.0206 | 485246 | 0 | 0 | 0 | 0 | 0 | 0
2016-03-04 01:00 | 0 | 0 | 0 | 203764.6448 | 279948.4075 | 140.9478 | 483854 | 0 | 0 | 0 | 0 | 0 | 0
2016-03-04 02:00 | 0 | 0 | 0 | 143124.3837 | 329525.6163 | 0 | 472650 | 0 | 0 | 0 | 0 | 0 | 0
2016-03-04 03:00 | 0 | 0 | 0 | 93365.776 | 360248.224 | 0 | 453614 | 0 | 0 | 0 | 0 | 0 | 0
2016-03-04 04:00 | 0 | 0 | 0 | 58684.5056 | 370833.4944 | 0 | 429518 | 0 | 0 | 0 | 0 | 0 | 0
2016-03-04 05:00 | 0 | 0 | 0 | 34626.8805 | 374470.1195 | 0 | 409097 | 0 | 0 | 0 | 0 | 0 | 0
2016-03-04 06:00 | 0 | 0 | 0 | 14667.048 | 381109.952 | 0 | 395777 | 0 | 0 | 0 | 0 | 0 | 0
2016-03-04 07:00 | 0 | 0 | 0 | 0 | 391808.5645 | 0 | 386963 | 0 | 4845.5645 | 0 | 0 | 0 | 0
2016-03-04 08:00 | 0 | 0 | 0 | 0 | 405836.5925 | 0 | 382446 | 0 | 28236.157 | 0 | 0 | 0 | 0
2016-03-04 09:00 | 0 | 0 | 0 | 0 | 417320.7311 | 0 | 383930 | 0 | 61626.8881 | 0 | 0 | 0 | 0
2016-03-04 10:00 | 0 | 0 | 0 | 0 | 417430.0104 | 0 | 396378 | 0 | 82678.8985 | 0 | 0 | 0 | 0
2016-03-04 11:00 | 0 | 0 | 0 | 0 | 417621.2423 | 0 | 426195 | 0 | 74105.1408 | 0 | 0 | 0 | 0
2016-03-04 12:00 | 0 | 0 | 0 | 78141.7237 | 421862.0564 | 0 | 452772 | 0 | 121336.9209 | 0 | 0 | 0 | 0
2016-03-04 13:00 | 0 | 0 | 0 | 31598.1519 | 390774.7927 | 7800.2331 | 463137 | 0 | 88373.0987 | 0 | 0 | 0 | 0
2016-03-04 14:00 | 0 | 0 | 0 | 0 | 264843.3551 | 113516.5462 | 466733 | 0 | 0 | 0 | 0 | 0 | 0
2016-03-04 15:00 | 0 | 0 | 0 | 0 | 207383.4503 | 259693.5497 | 467077 | 0 | 0 | 0 | 0 | 0 | 0
2016-03-04 16:00 | 0 | 0 | 0 | 0 | 164972.7852 | 299312.2148 | 464285 | 0 | 0 | 0 | 0 | 0 | 0
2016-03-04 17:00 | 0 | 0 | 0 | 0 | 155146.2632 | 301460.7368 | 456607 | 0 | 0 | 0 | 0 | 0 | 0
2016-03-04 18:00 | 0 | 0 | 0 | 0 | 277519.1713 | 295982.7496 | 452165 | 0 | 121336.9209 | 0 | 0 | 0 | 0
2016-03-04 19:00 | 0 | 0 | 0 | 0 | 35854.7311 | 291015.3479 | 448207 | 0 | 0 | 0 | 0 | 0 | 0
2016-03-04 20:00 | 0 | 0 | 0 | 0 | 154272.0121 | 290699.9879 | 444972 | 0 | 0 | 0 | 0 | 0 | 0
2016-03-04 21:00 | 0 | 0 | 0 | 0 | 278446.2051 | 287387.7158 | 444497 | 0 | 121336.9209 | 0 | 0 | 0 | 0
2016-03-04 22:00 | 0 | 0 | 0 | 0 | 60926.3238 | 264970.7553 | 447234 | 0 | 0 | 0 | 0 | 0 | 0
2016-03-04 23:00 | 0 | 0 | 0 | 0 | 385564.844 | 190661.077 | 454889 | 0 | 121336.9209 | 0 | 0 | 0 | 0
2016-03-05 | 0 | 0 | 0 | 0 | 407608.3387 | 43412.3047 | 462545 | 0 | 109812.5643 | 0 | 0 | 0 | 0
2016-03-05 01:00 | 0 | 0 | 0 | 74191.1673 | 396931.6646 | 139.5248 | 459738 | 0 | 121336.9209 | 0 | 0 | 0 | 0
2016-03-05 02:00 | 0 | 0 | 0 | 70525.3652 | 383522.6348 | 0 | 454048 | 0 | 121336.9209 | 0 | 0 | 0 | 0
2016-03-05 03:00 | 0 | 0 | 0 | 61417.145 | 378567.855 | 0 | 439985 | 0 | 121336.9209 | 0 | 0 | 0 | 0
2016-03-05 04:00 | 0 | 0 | 0 | 26581.178 | 377781.0296 | 0 | 419916 | 0 | 105783.1286 | 0 | 0 | 0 | 0
2016-03-05 05:00 | 0 | 0 | 0 | 0 | 375485.3646 | 0 | 402308 | 0 | 78960.4932 | 0 | 0 | 0 | 0
2016-03-05 06:00 | 0 | 0 | 0 | 0 | 368597.3826 | 0 | 389789 | 0 | 57768.8758 | 0 | 0 | 0 | 0
2016-03-05 07:00 | 0 | 0 | 0 | 0 | 361570.0654 | 0 | 381883 | 0 | 37455.9412 | 0 | 0 | 0 | 0
2016-03-05 08:00 | 0 | 0 | 0 | 0 | 359515.5337 | 0 | 378361 | 0 | 18610.4749 | 0 | 0 | 0 | 0
2016-03-05 09:00 | 0 | 0 | 0 | 0 | 360193.5251 | 0 | 378804 | 0 | 0 | 0 | 0 | 0 | 0
2016-03-05 10:00 | 0 | 0 | 0 | 22810.882 | 360811.118 | 0 | 383622 | 0 | 0 | 0 | 0 | 0 | 0
2016-03-05 11:00 | 0 | 0 | 0 | 31204.5314 | 363528.4686 | 0 | 394733 | 0 | 0 | 0 | 0 | 0 | 0
2016-03-05 12:00 | 0 | 0 | 0 | 44044.2115 | 363722.7885 | 0 | 407767 | 0 | 0 | 0 | 0 | 0 | 0
2016-03-05 13:00 | 0 | 0 | 0 | 102223.601 | 305973.0873 | 9399.3117 | 417596 | 0 | 0 | 0 | 0 | 0 | 0
2016-03-05 14:00 | 0 | 0 | 0 | 209901.7877 | 180443.1931 | 105433.0329 | 421215 | 0 | 74563.0137 | 0 | 0 | 0 | 0
2016-03-05 15:00 | 0 | 0 | 0 | 0 | 144624.7726 | 201432.2137 | 420620 | 0 | 0 | 0 | 0 | 0 | 0
2016-03-05 16:00 | 0 | 0 | 0 | 0 | 163010.9823 | 253110.0177 | 416121 | 0 | 0 | 0 | 0 | 0 | 0
2016-03-05 17:00 | 0 | 0 | 0 | 0 | 140238.9287 | 271654.0713 | 411893 | 0 | 0 | 0 | 0 | 0 | 0
2016-03-05 18:00 | 0 | 0 | 0 | 0 | 254756.9568 | 269610.5459 | 407135 | 0 | 117232.5027 | 0 | 0 | 0 | 0
2016-03-05 19:00 | 0 | 0 | 0 | 0 | 21532.4614 | 265831.0358 | 404596 | 0 | 0 | 0 | 0 | 0 | 0
2016-03-05 20:00 | 0 | 0 | 0 | 0 | 140772.6927 | 261971.3073 | 402744 | 0 | 0 | 0 | 0 | 0 | 0
2016-03-05 21:00 | 0 | 0 | 0 | 0 | 155715.109 | 247911.891 | 403627 | 0 | 0 | 0 | 0 | 0 | 0
2016-03-05 22:00 | 0 | 0 | 0 | 0 | 313273.2054 | 215219.7156 | 407156 | 0 | 121336.9209 | 0 | 0 | 0 | 0
2016-03-05 23:00 | 0 | 0 | 0 | 0 | 144843.2007 | 151005.8784 | 417186 | 0 | 0 | 0 | 0 | 0 | 0
2016-03-06 | 0 | 0 | 0 | 0 | 501177.3658 | 47140.5552 | 426981 | 0 | 121336.9209 | 0 | 0 | 0 | 0
2016-03-06 01:00 | 0 | 0 | 0 | 0 | 307030.0754 | 191.0037 | 428558 | 0 | 0 | 0 | 0 | 0 | 0
2016-03-06 02:00 | 0 | 0 | 0 | 0 | 423457 | 0 | 423457 | 0 | 0 | 0 | 0 | 0 | 0
2016-03-06 03:00 | 0 | 0 | 0 | 0 | 532883.9209 | 0 | 411547 | 0 | 121336.9209 | 0 | 0 | 0 | 0
2016-03-06 04:00 | 0 | 0 | 0 | 0 | 273510.0791 | 0 | 394847 | 0 | 0 | 0 | 0 | 0 | 0
2016-03-06 05:00 | 0 | 0 | 0 | 0 | 499673.9209 | 0 | 378337 | 0 | 121336.9209 | 0 | 0 | 0 | 0
2016-03-06 06:00 | 0 | 0 | 0 | 0 | 245467.0791 | 0 | 366804 | 0 | 0 | 0 | 0 | 0 | 0
2016-03-06 07:00 | 0 | 0 | 0 | 0 | 481509.9209 | 0 | 360173 | 0 | 121336.9209 | 0 | 0 | 0 | 0
2016-03-06 08:00 | 0 | 0 | 0 | 0 | 356411 | 0 | 356411 | 0 | 121336.9209 | 0 | 0 | 0 | 0
2016-03-06 09:00 | 0 | 0 | 0 | 0 | 356415 | 0 | 356415 | 0 | 121336.9209 | 0 | 0 | 0 | 0
2016-03-06 10:00 | 0 | 0 | 0 | 0 | 237711.0791 | 0 | 359048 | 0 | 0 | 0 | 0 | 0 | 0
2016-03-06 11:00 | 0 | 0 | 0 | 0 | 487982.9209 | 0 | 366646 | 0 | 121336.9209 | 0 | 0 | 0 | 0
2016-03-06 12:00 | 0 | 0 | 0 | 0 | 256263.0791 | 0 | 377600 | 0 | 0 | 0 | 0 | 0 | 0
2016-03-06 13:00 | 0 | 0 | 0 | 0 | 382141.8215 | 5477.1785 | 387619 | 0 | 0 | 0 | 0 | 0 | 0
2016-03-06 14:00 | 0 | 0 | 0 | 0 | 389310.2583 | 97214.9145 | 393836 | 0 | 92689.1728 | 0 | 0 | 0 | 0
2016-03-06 15:00 | 0 | 0 | 0 | 0 | 227549.4394 | 195149.3087 | 394051 | 0 | 121336.9209 | 0 | 0 | 0 | 0
2016-03-06 16:00 | 0 | 0 | 0 | 0 | 148757.1588 | 242769.8412 | 391527 | 0 | 121336.9209 | 0 | 0 | 0 | 0
2016-03-06 17:00 | 0 | 0 | 0 | 0 | 7167.2109 | 261172.8682 | 389677 | 0 | 0 | 0 | 0 | 0 | 0
2016-03-06 18:00 | 0 | 0 | 0 | 0 | 248812.8307 | 259754.0903 | 387230 | 0 | 121336.9209 | 0 | 0 | 0 | 0
2016-03-06 19:00 | 0 | 0 | 0 | 0 | 8358.3864 | 255469.6926 | 385165 | 0 | 0 | 0 | 0 | 0 | 0
2016-03-06 20:00 | 0 | 0 | 0 | 0 | 131489.3551 | 252021.6449 | 383511 | 0 | 0 | 0 | 0 | 0 | 0
2016-03-06 21:00 | 0 | 0 | 0 | 0 | 143747.7239 | 242396.2761 | 386144 | 0 | 0 | 0 | 0 | 0 | 0
2016-03-06 22:00 | 0 | 0 | 0 | 0 | 295215.5281 | 218729.3928 | 392608 | 0 | 121336.9209 | 0 | 0 | 0 | 0
2016-03-06 23:00 | 0 | 0 | 0 | 0 | 119282.296 | 167959.783 | 408579 | 0 | 0 | 0 | 0 | 0 | 0
2016-03-07 | 0 | 0 | 0 | 0 | 475996.1287 | 71765.7922 | 426425 | 0 | 121336.9209 | 0 | 0 | 0 | 0
2016-03-07 01:00 | 0 | 0 | 0 | 0 | 309857.9807 | 454.0984 | 431649 | 0 | 0 | 0 | 0 | 0 | 0
2016-03-07 02:00 | 0 | 0 | 0 | 0 | 424435 | 0 | 424435 | 0 | 0 | 0 | 0 | 0 | 0
2016-03-07 03:00 | 0 | 0 | 0 | 0 | 532024.9209 | 0 | 410688 | 0 | 121336.9209 | 0 | 0 | 0 | 0
2016-03-07 04:00 | 0 | 0 | 0 | 0 | 270394.0791 | 0 | 391731 | 0 | 0 | 0 | 0 | 0 | 0
2016-03-07 05:00 | 0 | 0 | 0 | 0 | 376348 | 0 | 376348 | 0 | 0 | 0 | 0 | 0 | 0
2016-03-07 06:00 | 0 | 0 | 0 | 0 | 366160 | 0 | 366160 | 0 | 0 | 0 | 0 | 0 | 0
2016-03-07 07:00 | 0 | 0 | 0 | 0 | 359939 | 0 | 359939 | 0 | 0 | 0 | 0 | 0 | 0
2016-03-07 08:00 | 0 | 0 | 0 | 0 | 357960 | 0 | 357960 | 0 | 0 | 0 | 0 | 0 | 0
2016-03-07 09:00 | 0 | 0 | 0 | 0 | 361536 | 0 | 361536 | 0 | 0 | 0 | 0 | 0 | 0
2016-03-07 10:00 | 0 | 0 | 0 | 0 | 376711 | 0 | 376711 | 0 | 0 | 0 | 0 | 0 | 0
2016-03-07 11:00 | 0 | 0 | 0 | 0 | 505646.5213 | 0 | 408344 | 0 | 97302.5213 | 0 | 0 | 0 | 0
2016-03-07 12:00 | 0 | 0 | 0 | 0 | 334148.4787 | 0 | 431451 | 0 | 0 | 0 | 0 | 0 | 0
2016-03-07 13:00 | 0 | 0 | 0 | 0 | 427487.5083 | 8524.4917 | 436012 | 0 | 0 | 0 | 0 | 0 | 0
2016-03-07 14:00 | 0 | 0 | 0 | 0 | 300661.3556 | 134547.6444 | 435209 | 0 | 0 | 0 | 0 | 0 | 0
2016-03-07 15:00 | 0 | 0 | 0 | 0 | 195380.2568 | 239611.7432 | 434992 | 0 | 0 | 0 | 0 | 0 | 0
2016-03-07 16:00 | 0 | 0 | 0 | 0 | 168274.4268 | 265330.5732 | 433605 | 0 | 0 | 0 | 0 | 0 | 0
2016-03-07 17:00 | 0 | 0 | 0 | 0 | 158064.0198 | 272090.9802 | 430155 | 0 | 0 | 0 | 0 | 0 | 0
2016-03-07 18:00 | 0 | 0 | 0 | 0 | 156728.3387 | 271631.6613 | 428360 | 0 | 0 | 0 | 0 | 0 | 0
2016-03-07 19:00 | 0 | 0 | 0 | 0 | 280171.3139 | 266914.607 | 425749 | 0 | 121336.9209 | 0 | 0 | 0 | 0
2016-03-07 20:00 | 0 | 0 | 0 | 0 | 162538.4032 | 260744.5968 | 423283 | 0 | 121336.9209 | 0 | 0 | 0 | 0
2016-03-07 21:00 | 0 | 0 | 0 | 0 | 176366.1054 | 246369.8946 | 422736 | 0 | 121336.9209 | 0 | 0 | 0 | 0
2016-03-07 22:00 | 0 | 0 | 0 | 0 | 88372.4615 | 215317.6175 | 425027 | 0 | 0 | 0 | 0 | 0 | 0
2016-03-07 23:00 | 0 | 0 | 0 | 0 | 408927.7174 | 148538.2035 | 436129 | 0 | 121336.9209 | 0 | 0 | 0 | 0
2016-03-08 | 0 | 0 | 0 | 0 | 409336.9384 | 39459.0616 | 448796 | 0 | 121336.9209 | 0 | 0 | 0 | 0
2016-03-08 01:00 | 0 | 0 | 0 | 0 | 325600.8468 | 625.2323 | 447563 | 0 | 0 | 0 | 0 | 0 | 0
2016-03-08 02:00 | 0 | 0 | 0 | 0 | 436677 | 0 | 436677 | 0 | 0 | 0 | 0 | 0 | 0
2016-03-08 03:00 | 0 | 0 | 0 | 0 | 418531 | 0 | 418531 | 0 | 0 | 0 | 0 | 0 | 0
2016-03-08 04:00 | 0 | 0 | 0 | 0 | 395467 | 0 | 395467 | 0 | 0 | 0 | 0 | 0 | 0
2016-03-08 05:00 | 0 | 0 | 0 | 0 | 495617.9209 | 0 | 374281 | 0 | 121336.9209 | 0 | 0 | 0 | 0
2016-03-08 06:00 | 0 | 0 | 0 | 0 | 237732.0791 | 0 | 359069 | 0 | 0 | 0 | 0 | 0 | 0
2016-03-08 07:00 | 0 | 0 | 0 | 0 | 349145 | 0 | 349145 | 0 | 0 | 0 | 0 | 0 | 0
2016-03-08 08:00 | 0 | 0 | 0 | 0 | 344267 | 0 | 344267 | 0 | 0 | 0 | 0 | 0 | 0
2016-03-08 09:00 | 0 | 0 | 0 | 0 | 346924 | 0 | 346924 | 0 | 0 | 0 | 0 | 0 | 0
2016-03-08 10:00 | 0 | 0 | 0 | 0 | 358915 | 0 | 358915 | 0 | 0 | 0 | 0 | 0 | 0
2016-03-08 11:00 | 0 | 0 | 0 | 0 | 474006.118 | 0 | 387430 | 0 | 86576.118 | 0 | 0 | 0 | 0
2016-03-08 12:00 | 0 | 0 | 0 | 0 | 324677.882 | 0 | 411254 | 0 | 0 | 0 | 0 | 0 | 0
2016-03-08 13:00 | 0 | 0 | 0 | 0 | 413553.3553 | 5607.6447 | 419161 | 0 | 0 | 0 | 0 | 0 | 0
2016-03-08 14:00 | 0 | 0 | 0 | 0 | 298385.1143 | 124950.8857 | 423336 | 0 | 0 | 0 | 0 | 0 | 0
2016-03-08 15:00 | 0 | 0 | 0 | 0 | 141176.9988 | 284700.0012 | 425877 | 0 | 0 | 0 | 0 | 0 | 0
2016-03-08 16:00 | 0 | 0 | 0 | 0 | 107863.1869 | 318545.8131 | 426409 | 0 | 0 | 0 | 0 | 0 | 0
2016-03-08 17:00 | 0 | 0 | 0 | 0 | 231447.614 | 314729.3069 | 424840 | 0 | 121336.9209 | 0 | 0 | 0 | 0
2016-03-08 18:00 | 0 | 0 | 0 | 0 | 173.9285 | 302597.1505 | 424108 | 0 | 0 | 0 | 0 | 0 | 0
2016-03-08 19:00 | 0 | 0 | 0 | 0 | 134197.8522 | 289660.1478 | 423858 | 0 | 0 | 0 | 0 | 0 | 0
2016-03-08 20:00 | 0 | 0 | 0 | 0 | 174101.5853 | 282184.3246 | 422736 | 0 | 33549.9099 | 0 | 0 | 0 | 0
2016-03-08 21:00 | 0 | 0 | 0 | 0 | 221878.6173 | 269807.9445 | 422784 | 0 | 102452.4718 | 0 | 0 | 0 | 0
2016-03-08 22:00 | 0 | 0 | 0 | 0 | 200542.8624 | 243154.5868 | 424813 | 0 | 121336.9209 | 0 | 0 | 0 | 0
2016-03-08 23:00 | 0 | 0 | 0 | 0 | 193588.0447 | 176273.0094 | 433883 | 0 | 57314.975 | 0 | 0 | 0 | 0
2016-03-09 | 0 | 0 | 0 | 235021.2859 | 214373.5909 | 61262.0692 | 446635 | 0 | 121336.9209 | 0 | 0 | 0 | 0
2016-03-09 01:00 | 0 | 0 | 0 | 104533.9302 | 218592.8616 | 643.2872 | 445107 | 0 | 0 | 0 | 0 | 0 | 0
2016-03-09 02:00 | 0 | 0 | 0 | 211835.0937 | 220958.9063 | 0 | 432794 | 0 | 0 | 0 | 0 | 0 | 0
2016-03-09 03:00 | 0 | 0 | 0 | 207507.1999 | 206257.8001 | 0 | 413765 | 0 | 0 | 0 | 0 | 0 | 0
2016-03-09 04:00 | 0 | 0 | 0 | 201651.2288 | 188095.7712 | 0 | 389747 | 0 | 0 | 0 | 0 | 0 | 0
2016-03-09 05:00 | 0 | 0 | 0 | 191105.6536 | 176692.3464 | 0 | 367798 | 0 | 0 | 0 | 0 | 0 | 0
2016-03-09 06:00 | 0 | 0 | 0 | 176932.7733 | 173657.2267 | 0 | 350590 | 0 | 0 | 0 | 0 | 0 | 0
2016-03-09 07:00 | 0 | 0 | 0 | 159331.3965 | 180173.6035 | 0 | 339505 | 0 | 0 | 0 | 0 | 0 | 0
2016-03-09 08:00 | 0 | 0 | 0 | 145251.6756 | 189289.3244 | 0 | 334541 | 0 | 0 | 0 | 0 | 0 | 0
2016-03-09 09:00 | 0 | 0 | 0 | 147833.5812 | 188267.4188 | 0 | 336101 | 0 | 0 | 0 | 0 | 0 | 0
2016-03-09 10:00 | 0 | 0 | 0 | 169911.5458 | 179367.4542 | 0 | 349279 | 0 | 0 | 0 | 0 | 0 | 0
2016-03-09 11:00 | 0 | 0 | 0 | 323829.0135 | 172869.9074 | 0 | 375362 | 0 | 121336.9209 | 0 | 0 | 0 | 0
2016-03-09 12:00 | 0 | 0 | 0 | 108307.803 | 169660.2761 | 0 | 399305 | 0 | 0 | 0 | 0 | 0 | 0
2016-03-09 13:00 | 0 | 0 | 0 | 356551.1709 | 147201.6932 | 5019.5463 | 409712 | 0 | 99060.4103 | 0 | 0 | 0 | 0
2016-03-09 14:00 | 0 | 0 | 0 | 187612.5468 | 86336.7826 | 124472.7254 | 415738 | 0 | 81744.4651 | 0 | 0 | 0 | 0
2016-03-09 15:00 | 0 | 0 | 0 | 0 | 81491.4508 | 257578.0841 | 420814 | 0 | 0 | 0 | 0 | 0 | 0
2016-03-09 16:00 | 0 | 0 | 0 | 33252.2216 | 89880.8583 | 300624.9201 | 423758 | 0 | 0 | 0 | 0 | 0 | 0
2016-03-09 17:00 | 0 | 0 | 0 | 62143.109 | 89984.4132 | 305706.1364 | 424288 | 0 | 33545.6586 | 0 | 0 | 0 | 0
2016-03-09 18:00 | 0 | 0 | 0 | 0 | 89012.7131 | 302007.6283 | 424566 | 0 | 0 | 0 | 0 | 0 | 0
2016-03-09 19:00 | 0 | 0 | 0 | 74088.4405 | 87633.4929 | 298820.0391 | 424719 | 0 | 35822.9725 | 0 | 0 | 0 | 0
2016-03-09 20:00 | 0 | 0 | 0 | 0 | 85859.3061 | 302193.7214 | 423876 | 0 | 0 | 0 | 0 | 0 | 0
2016-03-09 21:00 | 0 | 0 | 0 | 101871.6152 | 83394.4276 | 302676.3428 | 424493 | 0 | 63449.3856 | 0 | 0 | 0 | 0
2016-03-09 22:00 | 0 | 0 | 0 | 0 | 77510.6124 | 285909.0021 | 426869 | 0 | 0 | 0 | 0 | 0 | 0
2016-03-09 23:00 | 0 | 0 | 0 | 252919.7377 | 88421.0311 | 216304.1521 | 436308 | 0 | 121336.9209 | 0 | 0 | 0 | 0
2016-03-10 | 0 | 0 | 0 | 129133.7867 | 129835.6657 | 65970.6267 | 446277 | 0 | 0 | 0 | 0 | 0 | 0
2016-03-10 01:00 | 0 | 0 | 0 | 269856.2738 | 172422.5567 | 1032.1695 | 443311 | 0 | 0 | 0 | 0 | 0 | 0
2016-03-10 02:00 | 0 | 0 | 0 | 356551.1709 | 193386.5238 | 0 | 431802 | 0 | 118135.6946 | 0 | 0 | 0 | 0
2016-03-10 03:00 | 0 | 0 | 0 | 221030.813 | 194587.4133 | 0 | 412417 | 0 | 121336.9209 | 0 | 0 | 0 | 0
2016-03-10 04:00 | 0 | 0 | 0 | 203742.0231 | 183815.9769 | 0 | 387558 | 0 | 121336.9209 | 0 | 0 | 0 | 0
2016-03-10 05:00 | 0 | 0 | 0 | 190585.3127 | 174712.6873 | 0 | 365298 | 0 | 121336.9209 | 0 | 0 | 0 | 0
2016-03-10 06:00 | 0 | 0 | 0 | 53608.617 | 173829.4621 | 0 | 348775 | 0 | 0 | 0 | 0 | 0 | 0
2016-03-10 07:00 | 0 | 0 | 0 | 154621.4377 | 182712.5623 | 0 | 337334 | 0 | 0 | 0 | 0 | 0 | 0
2016-03-10 08:00 | 0 | 0 | 0 | 129036.5313 | 202438.4687 | 0 | 331475 | 0 | 0 | 0 | 0 | 0 | 0
2016-03-10 09:00 | 0 | 0 | 0 | 112499.2964 | 219582.7036 | 0 | 332082 | 0 | 0 | 0 | 0 | 0 | 0
2016-03-10 10:00 | 0 | 0 | 0 | 108781.646 | 235321.354 | 0 | 344103 | 0 | 0 | 0 | 0 | 0 | 0
2016-03-10 11:00 | 0 | 0 | 0 | 117902.9618 | 250292.0382 | 0 | 368195 | 0 | 0 | 0 | 0 | 0 | 0
2016-03-10 12:00 | 0 | 0 | 0 | 253215.8003 | 261526.1206 | 0 | 393405 | 0 | 121336.9209 | 0 | 0 | 0 | 0
2016-03-10 13:00 | 0 | 0 | 0 | 44611.3847 | 232070.0742 | 8868.6201 | 406887 | 0 | 0 | 0 | 0 | 0 | 0
2016-03-10 14:00 | 0 | 0 | 0 | 108227.521 | 147769.0952 | 160433.3839 | 416430 | 0 | 0 | 0 | 0 | 0 | 0
2016-03-10 15:00 | 0 | 0 | 0 | 0 | 100925.9598 | 323158.0402 | 424084 | 0 | 0 | 0 | 0 | 0 | 0
2016-03-10 16:00 | 0 | 0 | 0 | 0 | 185967.902 | 344276.01 | 427335 | 0 | 102908.912 | 0 | 0 | 0 | 0
2016-03-10 17:00 | 0 | 0 | 0 | 0 | 85141.0645 | 339888.8526 | 428866 | 0 | 99072.8291 | 0 | 0 | 0 | 0
2016-03-10 18:00 | 0 | 0 | 0 | 0 | 0 | 331499.1709 | 430572 | 0 | 0 | 0 | 0 | 0 | 0
2016-03-10 19:00 | 0 | 0 | 0 | 0 | 211903.3986 | 325197.1128 | 431701 | 0 | 105399.5115 | 0 | 0 | 0 | 0
2016-03-10 20:00 | 0 | 0 | 0 | 0 | 0 | 326751.4885 | 432151 | 0 | 0 | 0 | 0 | 0 | 0
2016-03-10 21:00 | 0 | 0 | 0 | 0 | 104901.9708 | 328114.0292 | 433016 | 0 | 0 | 0 | 0 | 0 | 0
2016-03-10 22:00 | 0 | 0 | 0 | 0 | 173612.2741 | 313099.8033 | 434635 | 0 | 52077.0775 | 0 | 0 | 0 | 0
2016-03-10 23:00 | 0 | 0 | 0 | 0 | 223074.4504 | 243577.5086 | 440543 | 0 | 78186.0364 | 0 | 0 | 0 | 0
2016-03-11 | 0 | 0 | 0 | 0 | 325482.7638 | 77521.6145 | 448569 | 0 | 32621.4148 | 0 | 0 | 0 | 0
2016-03-11 01:00 | 0 | 0 | 0 | 0 | 413134.5236 | 1254.0616 | 447010 | 0 | 0 | 0 | 0 | 0 | 0
2016-03-11 02:00 | 0 | 0 | 0 | 0 | 436255 | 0 | 436255 | 0 | 0 | 0 | 0 | 0 | 0
2016-03-11 03:00 | 0 | 0 | 0 | 0 | 417010 | 0 | 417010 | 0 | 0 | 0 | 0 | 0 | 0
2016-03-11 04:00 | 0 | 0 | 0 | 0 | 392696 | 0 | 392696 | 0 | 0 | 0 | 0 | 0 | 0
2016-03-11 05:00 | 0 | 0 | 0 | 0 | 492922.9209 | 0 | 371586 | 0 | 121336.9209 | 0 | 0 | 0 | 0
2016-03-11 06:00 | 0 | 0 | 0 | 0 | 233326.0791 | 0 | 354663 | 0 | 0 | 0 | 0 | 0 | 0
2016-03-11 07:00 | 0 | 0 | 0 | 0 | 463969.9209 | 0 | 342633 | 0 | 121336.9209 | 0 | 0 | 0 | 0
2016-03-11 08:00 | 0 | 0 | 0 | 0 | 336132 | 0 | 336132 | 0 | 121336.9209 | 0 | 0 | 0 | 0
2016-03-11 09:00 | 0 | 0 | 0 | 0 | 214741.0791 | 0 | 336078 | 0 | 0 | 0 | 0 | 0 | 0
2016-03-11 10:00 | 0 | 0 | 0 | 0 | 466832.9209 | 0 | 345496 | 0 | 121336.9209 | 0 | 0 | 0 | 0
2016-03-11 11:00 | 0 | 0 | 0 | 0 | 370252 | 0 | 370252 | 0 | 121336.9209 | 0 | 0 | 0 | 0
2016-03-11 12:00 | 0 | 0 | 0 | 0 | 334347.666 | 0 | 395329 | 0 | 60355.587 | 0 | 0 | 0 | 0
2016-03-11 13:00 | 0 | 0 | 0 | 0 | 382925.8724 | 12004.8295 | 409015 | 0 | 46271.2888 | 0 | 0 | 0 | 0
2016-03-11 14:00 | 0 | 0 | 0 | 0 | 217619.3326 | 153742.3785 | 417633 | 0 | 0 | 0 | 0 | 0 | 0
2016-03-11 15:00 | 0 | 0 | 0 | 0 | 186268.2966 | 238405.7034 | 424674 | 0 | 0 | 0 | 0 | 0 | 0
2016-03-11 16:00 | 0 | 0 | 0 | 0 | 171146.659 | 257859.341 | 429006 | 0 | 0 | 0 | 0 | 0 | 0
2016-03-11 17:00 | 0 | 0 | 0 | 0 | 161964.289 | 267688.711 | 429653 | 0 | 0 | 0 | 0 | 0 | 0
2016-03-11 18:00 | 0 | 0 | 0 | 0 | 279479.8367 | 271628.0843 | 429771 | 0 | 121336.9209 | 0 | 0 | 0 | 0
2016-03-11 19:00 | 0 | 0 | 0 | 0 | 37989.1177 | 269786.9613 | 429113 | 0 | 0 | 0 | 0 | 0 | 0
2016-03-11 20:00 | 0 | 0 | 0 | 0 | 160691.3353 | 266028.6647 | 426720 | 0 | 0 | 0 | 0 | 0 | 0
2016-03-11 21:00 | 0 | 0 | 0 | 0 | 169825.4636 | 255108.5364 | 424934 | 0 | 0 | 0 | 0 | 0 | 0
2016-03-11 22:00 | 0 | 0 | 0 | 0 | 270133.2755 | 227428.6543 | 422823 | 0 | 74738.9298 | 0 | 0 | 0 | 0
2016-03-11 23:00 | 0 | 0 | 0 | 0 | 186768.4824 | 163483.5879 | 424991 | 0 | 0 | 0 | 0 | 0 | 0
2016-03-12 | 0 | 0 | 0 | 0 | 382313.9523 | 48495.0477 | 430809 | 0 | 0 | 0 | 0 | 0 | 0
2016-03-12 01:00 | 0 | 0 | 0 | 0 | 427548.2243 | 1095.7757 | 428644 | 0 | 0 | 0 | 0 | 0 | 0
2016-03-12 02:00 | 0 | 0 | 0 | 0 | 417666 | 0 | 417666 | 0 | 0 | 0 | 0 | 0 | 0
2016-03-12 03:00 | 0 | 0 | 0 | 0 | 490416.6835 | 0 | 404957 | 0 | 85459.6835 | 0 | 0 | 0 | 0
2016-03-12 04:00 | 0 | 0 | 0 | 0 | 296704.3165 | 0 | 382164 | 0 | 0 | 0 | 0 | 0 | 0
2016-03-12 05:00 | 0 | 0 | 0 | 0 | 474650.729 | 0 | 364958 | 0 | 109692.729 | 0 | 0 | 0 | 0
2016-03-12 06:00 | 0 | 0 | 0 | 0 | 240638.271 | 0 | 350331 | 0 | 0 | 0 | 0 | 0 | 0
2016-03-12 07:00 | 0 | 0 | 0 | 0 | 424575.3304 | 0 | 338382 | 0 | 86193.3304 | 0 | 0 | 0 | 0
2016-03-12 08:00 | 0 | 0 | 0 | 0 | 305956.8832 | 0 | 331415 | 0 | 60735.2135 | 0 | 0 | 0 | 0
2016-03-12 09:00 | 0 | 0 | 0 | 0 | 371060.8761 | 0 | 328871 | 0 | 102925.0896 | 0 | 0 | 0 | 0
2016-03-12 10:00 | 0 | 0 | 0 | 0 | 349592.8313 | 0 | 331181 | 0 | 121336.9209 | 0 | 0 | 0 | 0
2016-03-12 11:00 | 0 | 0 | 0 | 0 | 332372.3739 | 0 | 337640 | 0 | 116069.2948 | 0 | 0 | 0 | 0
2016-03-12 12:00 | 0 | 0 | 0 | 0 | 325593.5991 | 0 | 348302 | 0 | 93360.8939 | 0 | 0 | 0 | 0
2016-03-12 13:00 | 0 | 0 | 0 | 67986.9356 | 264858.494 | 10132.339 | 362752 | 0 | 73586.6625 | 0 | 0 | 0 | 0
2016-03-12 14:00 | 0 | 0 | 0 | 0 | 164545.642 | 139543.6955 | 377676 | 0 | 0 | 0 | 0 | 0 | 0
2016-03-12 15:00 | 0 | 0 | 0 | 0 | 106207.2026 | 282047.7974 | 388255 | 0 | 0 | 0 | 0 | 0 | 0
2016-03-12 16:00 | 0 | 0 | 0 | 0 | 73248.2913 | 320226.7087 | 393475 | 0 | 0 | 0 | 0 | 0 | 0
2016-03-12 17:00 | 0 | 0 | 0 | 0 | 69278.2759 | 325179.7241 | 394458 | 0 | 0 | 0 | 0 | 0 | 0
2016-03-12 18:00 | 0 | 0 | 0 | 0 | 194569.8024 | 320155.1186 | 393388 | 0 | 121336.9209 | 0 | 0 | 0 | 0
2016-03-12 19:00 | 0 | 0 | 0 | 0 | 75979.6347 | 315385.3653 | 391365 | 0 | 121336.9209 | 0 | 0 | 0 | 0
2016-03-12 20:00 | 0 | 0 | 0 | 0 | 27577.9353 | 316603.5456 | 390385 | 0 | 75133.4018 | 0 | 0 | 0 | 0
2016-03-12 21:00 | 0 | 0 | 0 | 0 | 0 | 315641.5982 | 390775 | 0 | 0 | 0 | 0 | 0 | 0
2016-03-12 22:00 | 0 | 0 | 0 | 0 | 217417.5475 | 296651.3735 | 392732 | 0 | 121336.9209 | 0 | 0 | 0 | 0
2016-03-12 23:00 | 0 | 0 | 0 | 0 | 42171.0214 | 236211.0577 | 399719 | 0 | 0 | 0 | 0 | 0 | 0
2016-03-13 | 0 | 0 | 0 | 0 | 443544.6646 | 85228.2564 | 407436 | 0 | 121336.9209 | 0 | 0 | 0 | 0
2016-03-13 01:00 | 0 | 0 | 0 | 0 | 283555.8035 | 1623.2756 | 406516 | 0 | 0 | 0 | 0 | 0 | 0
2016-03-13 02:00 | 0 | 0 | 0 | 0 | 398876 | 0 | 398876 | 0 | 0 | 0 | 0 | 0 | 0
2016-03-13 03:00 | 0 | 0 | 0 | 0 | 507627.9209 | 0 | 386291 | 0 | 121336.9209 | 0 | 0 | 0 | 0
2016-03-13 04:00 | 0 | 0 | 0 | 0 | 247052.0791 | 0 | 368389 | 0 | 0 | 0 | 0 | 0 | 0
2016-03-13 05:00 | 0 | 0 | 0 | 0 | 472397.9209 | 0 | 351061 | 0 | 121336.9209 | 0 | 0 | 0 | 0
2016-03-13 06:00 | 0 | 0 | 0 | 0 | 215977.0791 | 0 | 337314 | 0 | 0 | 0 | 0 | 0 | 0
2016-03-13 07:00 | 0 | 0 | 0 | 0 | 448477.9209 | 0 | 327141 | 0 | 121336.9209 | 0 | 0 | 0 | 0
2016-03-13 08:00 | 0 | 0 | 0 | 0 | 199178.0791 | 0 | 320515 | 0 | 0 | 0 | 0 | 0 | 0
2016-03-13 09:00 | 0 | 0 | 0 | 0 | 429952.0926 | 0 | 318901 | 0 | 111051.0926 | 0 | 0 | 0 | 0
2016-03-13 10:00 | 0 | 0 | 0 | 0 | 211030.9074 | 0 | 322082 | 0 | 0 | 0 | 0 | 0 | 0
2016-03-13 11:00 | 0 | 0 | 0 | 0 | 410883.5173 | 0 | 327898 | 0 | 82985.5173 | 0 | 0 | 0 | 0
2016-03-13 12:00 | 0 | 0 | 0 | 0 | 253592.4827 | 0 | 336578 | 0 | 0 | 0 | 0 | 0 | 0
2016-03-13 13:00 | 0 | 0 | 0 | 0 | 332902.0287 | 16970.9713 | 349873 | 0 | 0 | 0 | 0 | 0 | 0
2016-03-13 14:00 | 0 | 0 | 0 | 0 | 196337.1184 | 167965.8816 | 364303 | 0 | 0 | 0 | 0 | 0 | 0
2016-03-13 15:00 | 0 | 0 | 0 | 0 | 94283.4895 | 280461.5105 | 374745 | 0 | 0 | 0 | 0 | 0 | 0
2016-03-13 16:00 | 0 | 0 | 0 | 0 | 78757.8257 | 304587.1743 | 383345 | 0 | 0 | 0 | 0 | 0 | 0
2016-03-13 17:00 | 0 | 0 | 0 | 0 | 203408.5484 | 307532.3725 | 389604 | 0 | 121336.9209 | 0 | 0 | 0 | 0
2016-03-13 18:00 | 0 | 0 | 0 | 0 | 90426.0679 | 301606.9321 | 392033 | 0 | 121336.9209 | 0 | 0 | 0 | 0
2016-03-13 19:00 | 0 | 0 | 0 | 0 | 96736.4346 | 295863.5654 | 392600 | 0 | 121336.9209 | 0 | 0 | 0 | 0
2016-03-13 20:00 | 0 | 0 | 0 | 0 | 100962.8696 | 293494.1304 | 394457 | 0 | 121336.9209 | 0 | 0 | 0 | 0
2016-03-13 21:00 | 0 | 0 | 0 | 0 | 56024.5991 | 285375.4764 | 398498 | 0 | 64238.9964 | 0 | 0 | 0 | 0
2016-03-13 22:00 | 0 | 0 | 0 | 0 | 197398.6256 | 261732.2989 | 402033 | 0 | 121336.9209 | 0 | 0 | 0 | 0
2016-03-13 23:00 | 0 | 0 | 0 | 0 | 201596.9139 | 189423.4559 | 407399 | 0 | 104958.2907 | 0 | 0 | 0 | 0
2016-03-14 | 0 | 0 | 0 | 16820.6014 | 229015.141 | 64495.9668 | 415290 | 0 | 0 | 0 | 0 | 0 | 0
2016-03-14 01:00 | 0 | 0 | 0 | 316191.2152 | 220368.1315 | 1192.5742 | 416415 | 0 | 121336.9209 | 0 | 0 | 0 | 0
2016-03-14 02:00 | 0 | 0 | 0 | 193093.5223 | 211630.4777 | 0 | 404724 | 0 | 121336.9209 | 0 | 0 | 0 | 0
2016-03-14 03:00 | 0 | 0 | 0 | 170654.0716 | 214382.9284 | 0 | 385037 | 0 | 121336.9209 | 0 | 0 | 0 | 0
2016-03-14 04:00 | 0 | 0 | 0 | 2048.6284 | 238603.4507 | 0 | 361989 | 0 | 0 | 0 | 0 | 0 | 0
2016-03-14 05:00 | 0 | 0 | 0 | 70380.9397 | 272641.0603 | 0 | 343022 | 0 | 0 | 0 | 0 | 0 | 0
2016-03-14 06:00 | 0 | 0 | 0 | 26301.5963 | 305587.4037 | 0 | 331889 | 0 | 0 | 0 | 0 | 0 | 0
2016-03-14 07:00 | 0 | 0 | 0 | 0 | 333541.2289 | 0 | 325049 | 0 | 8492.2289 | 0 | 0 | 0 | 0
2016-03-14 08:00 | 0 | 0 | 0 | 0 | 355539.8748 | 0 | 326183 | 0 | 37849.1036 | 0 | 0 | 0 | 0
2016-03-14 09:00 | 0 | 0 | 0 | 0 | 361379.7355 | 0 | 338931 | 0 | 60297.8391 | 0 | 0 | 0 | 0
2016-03-14 10:00 | 0 | 0 | 0 | 0 | 355772.6497 | 0 | 362356 | 0 | 53714.4888 | 0 | 0 | 0 | 0
2016-03-14 11:00 | 0 | 0 | 0 | 111740.6741 | 347757.758 | 0 | 391876 | 0 | 121336.9209 | 0 | 0 | 0 | 0
2016-03-14 12:00 | 0 | 0 | 0 | 64590.3611 | 344594.6389 | 0 | 409185 | 0 | 121336.9209 | 0 | 0 | 0 | 0
2016-03-14 13:00 | 0 | 0 | 0 | 7444.0621 | 310545.4083 | 23444.8612 | 420455 | 0 | 42316.2526 | 0 | 0 | 0 | 0
2016-03-14 14:00 | 0 | 0 | 0 | 0 | 198612.7685 | 189014.9789 | 429944 | 0 | 0 | 0 | 0 | 0 | 0
2016-03-14 15:00 | 0 | 0 | 0 | 0 | 134738.9291 | 302386.0709 | 437125 | 0 | 0 | 0 | 0 | 0 | 0
2016-03-14 16:00 | 0 | 0 | 0 | 0 | 111296.5971 | 329264.4029 | 440561 | 0 | 0 | 0 | 0 | 0 | 0
2016-03-14 17:00 | 0 | 0 | 0 | 0 | 236252.0398 | 328741.8811 | 443657 | 0 | 121336.9209 | 0 | 0 | 0 | 0
2016-03-14 18:00 | 0 | 0 | 0 | 0 | 1983.9554 | 323282.1237 | 446603 | 0 | 0 | 0 | 0 | 0 | 0
2016-03-14 19:00 | 0 | 0 | 0 | 0 | 129415.1342 | 319456.8658 | 448872 | 0 | 0 | 0 | 0 | 0 | 0
2016-03-14 20:00 | 0 | 0 | 0 | 0 | 129081.2158 | 321655.7842 | 450737 | 0 | 0 | 0 | 0 | 0 | 0
2016-03-14 21:00 | 0 | 0 | 0 | 0 | 129569.0684 | 323022.9316 | 452592 | 0 | 0 | 0 | 0 | 0 | 0
2016-03-14 22:00 | 0 | 0 | 0 | 0 | 144787.9948 | 307741.0052 | 452529 | 0 | 0 | 0 | 0 | 0 | 0
2016-03-14 23:00 | 0 | 0 | 0 | 0 | 328192.805 | 245930.1159 | 452786 | 0 | 121336.9209 | 0 | 0 | 0 | 0
2016-03-15 | 0 | 0 | 0 | 0 | 347022.6089 | 108044.3911 | 455067 | 0 | 121336.9209 | 0 | 0 | 0 | 0
2016-03-15 01:00 | 0 | 0 | 0 | 0 | 323970.0196 | 2676.0595 | 447983 | 0 | 0 | 0 | 0 | 0 | 0
2016-03-15 02:00 | 0 | 0 | 0 | 0 | 428966 | 0 | 428966 | 0 | 0 | 0 | 0 | 0 | 0
2016-03-15 03:00 | 0 | 0 | 0 | 0 | 527749.9209 | 0 | 406413 | 0 | 121336.9209 | 0 | 0 | 0 | 0
2016-03-15 04:00 | 0 | 0 | 0 | 0 | 261016.0791 | 0 | 382353 | 0 | 0 | 0 | 0 | 0 | 0
2016-03-15 05:00 | 0 | 0 | 0 | 0 | 483509.9209 | 0 | 362173 | 0 | 121336.9209 | 0 | 0 | 0 | 0
2016-03-15 06:00 | 0 | 0 | 0 | 0 | 348585 | 0 | 348585 | 0 | 121336.9209 | 0 | 0 | 0 | 0
2016-03-15 07:00 | 0 | 0 | 0 | 0 | 339980 | 0 | 339980 | 0 | 121336.9209 | 0 | 0 | 0 | 0
2016-03-15 08:00 | 0 | 0 | 0 | 0 | 339086 | 0 | 339086 | 0 | 121336.9209 | 0 | 0 | 0 | 0
2016-03-15 09:00 | 0 | 0 | 0 | 0 | 225922.0791 | 0 | 347259 | 0 | 0 | 0 | 0 | 0 | 0
2016-03-15 10:00 | 0 | 0 | 0 | 0 | 373132 | 0 | 373132 | 0 | 0 | 0 | 0 | 0 | 0
2016-03-15 11:00 | 0 | 0 | 0 | 0 | 521589.9209 | 0 | 400253 | 0 | 121336.9209 | 0 | 0 | 0 | 0
2016-03-15 12:00 | 0 | 0 | 0 | 0 | 291714.0791 | 0 | 413051 | 0 | 0 | 0 | 0 | 0 | 0
2016-03-15 13:00 | 0 | 0 | 0 | 0 | 397750.1104 | 23329.8896 | 421080 | 0 | 0 | 0 | 0 | 0 | 0
2016-03-15 14:00 | 0 | 0 | 0 | 0 | 222706.5995 | 207091.4005 | 429798 | 0 | 0 | 0 | 0 | 0 | 0
2016-03-15 15:00 | 0 | 0 | 0 | 0 | 114107.8959 | 320639.1041 | 434747 | 0 | 0 | 0 | 0 | 0 | 0
2016-03-15 16:00 | 0 | 0 | 0 | 0 | 98659.6818 | 340084.3182 | 438744 | 0 | 0 | 0 | 0 | 0 | 0
2016-03-15 17:00 | 0 | 0 | 0 | 0 | 216202.4342 | 338649.7445 | 442489 | 0 | 112363.1787 | 0 | 0 | 0 | 0
2016-03-15 18:00 | 0 | 0 | 0 | 0 | 0 | 332908.8213 | 445272 | 0 | 0 | 0 | 0 | 0 | 0
2016-03-15 19:00 | 0 | 0 | 0 | 0 | 118133.8883 | 329082.1117 | 447216 | 0 | 0 | 0 | 0 | 0 | 0
2016-03-15 20:00 | 0 | 0 | 0 | 0 | 119902.9121 | 330452.0879 | 450355 | 0 | 0 | 0 | 0 | 0 | 0
2016-03-15 21:00 | 0 | 0 | 0 | 0 | 126498.5168 | 326597.4832 | 453096 | 0 | 0 | 0 | 0 | 0 | 0
2016-03-15 22:00 | 0 | 0 | 0 | 0 | 146034.0103 | 305792.9897 | 451827 | 0 | 0 | 0 | 0 | 0 | 0
2016-03-15 23:00 | 0 | 0 | 0 | 0 | 330574.9212 | 244061.9997 | 453300 | 0 | 121336.9209 | 0 | 0 | 0 | 0
2016-03-16 | 0 | 0 | 0 | 0 | 350779.0711 | 106298.9289 | 457078 | 0 | 121336.9209 | 0 | 0 | 0 | 0
2016-03-16 01:00 | 0 | 0 | 0 | 0 | 325075.3914 | 3763.6876 | 450176 | 0 | 0 | 0 | 0 | 0 | 0
2016-03-16 02:00 | 0 | 0 | 0 | 0 | 429895 | 0 | 429895 | 0 | 0 | 0 | 0 | 0 | 0
2016-03-16 03:00 | 0 | 0 | 0 | 0 | 527326.9209 | 0 | 405990 | 0 | 121336.9209 | 0 | 0 | 0 | 0
2016-03-16 04:00 | 0 | 0 | 0 | 0 | 260199.0791 | 0 | 381536 | 0 | 0 | 0 | 0 | 0 | 0
2016-03-16 05:00 | 0 | 0 | 0 | 0 | 484140.9209 | 0 | 362804 | 0 | 121336.9209 | 0 | 0 | 0 | 0
2016-03-16 06:00 | 0 | 0 | 0 | 0 | 348463 | 0 | 348463 | 0 | 121336.9209 | 0 | 0 | 0 | 0
2016-03-16 07:00 | 0 | 0 | 0 | 0 | 340052 | 0 | 340052 | 0 | 121336.9209 | 0 | 0 | 0 | 0
2016-03-16 08:00 | 0 | 0 | 0 | 0 | 338483 | 0 | 338483 | 0 | 121336.9209 | 0 | 0 | 0 | 0
2016-03-16 09:00 | 0 | 0 | 0 | 0 | 226019.0791 | 0 | 347356 | 0 | 0 | 0 | 0 | 0 | 0
2016-03-16 10:00 | 0 | 0 | 0 | 0 | 373130 | 0 | 373130 | 0 | 0 | 0 | 0 | 0 | 0
2016-03-16 11:00 | 0 | 0 | 0 | 0 | 498983.5691 | 0 | 399637 | 0 | 99346.5691 | 0 | 0 | 0 | 0
2016-03-16 12:00 | 0 | 0 | 0 | 0 | 319189.164 | 0 | 411341 | 0 | 7194.7331 | 0 | 0 | 0 | 0
2016-03-16 13:00 | 0 | 0 | 0 | 0 | 386182.5891 | 25049.6777 | 418427 | 0 | 0 | 0 | 0 | 0 | 0
2016-03-16 14:00 | 0 | 0 | 0 | 0 | 220436.9131 | 206348.0869 | 426785 | 0 | 0 | 0 | 0 | 0 | 0
2016-03-16 15:00 | 0 | 0 | 0 | 0 | 207530.2317 | 344756.6892 | 430950 | 0 | 121336.9209 | 0 | 0 | 0 | 0
2016-03-16 16:00 | 0 | 0 | 0 | 0 | 74307.4803 | 358939.5197 | 433247 | 0 | 121336.9209 | 0 | 0 | 0 | 0
2016-03-16 17:00 | 0 | 0 | 0 | 0 | 82968.6863 | 353352.3137 | 436321 | 0 | 121336.9209 | 0 | 0 | 0 | 0
2016-03-16 18:00 | 0 | 0 | 0 | 0 | 94483.1126 | 345549.8874 | 440033 | 0 | 121336.9209 | 0 | 0 | 0 | 0
2016-03-16 19:00 | 0 | 0 | 0 | 0 | 80260.0984 | 339947.1942 | 441359 | 0 | 100185.2135 | 0 | 0 | 0 | 0
2016-03-16 20:00 | 0 | 0 | 0 | 0 | 0 | 342715.7865 | 442901 | 0 | 0 | 0 | 0 | 0 | 0
2016-03-16 21:00 | 0 | 0 | 0 | 0 | 100915.62 | 344110.38 | 445026 | 0 | 0 | 0 | 0 | 0 | 0
2016-03-16 22:00 | 0 | 0 | 0 | 0 | 112306.5308 | 330722.4692 | 443029 | 0 | 0 | 0 | 0 | 0 | 0
2016-03-16 23:00 | 0 | 0 | 0 | 0 | 302206.2604 | 263467.6605 | 444337 | 0 | 121336.9209 | 0 | 0 | 0 | 0
2016-03-17 | 0 | 0 | 0 | 0 | 334835.167 | 115266.833 | 450102 | 0 | 121336.9209 | 0 | 0 | 0 | 0
2016-03-17 01:00 | 0 | 0 | 0 | 0 | 318683.1025 | 3731.9766 | 443752 | 0 | 0 | 0 | 0 | 0 | 0
2016-03-17 02:00 | 0 | 0 | 0 | 0 | 425098 | 0 | 425098 | 0 | 0 | 0 | 0 | 0 | 0
2016-03-17 03:00 | 0 | 0 | 0 | 0 | 521470.7654 | 0 | 401834 | 0 | 119636.7654 | 0 | 0 | 0 | 0
2016-03-17 04:00 | 0 | 0 | 0 | 0 | 260130.2346 | 0 | 379767 | 0 | 0 | 0 | 0 | 0 | 0
2016-03-17 05:00 | 0 | 0 | 0 | 0 | 449498.7118 | 0 | 360361 | 0 | 89137.7118 | 0 | 0 | 0 | 0
2016-03-17 06:00 | 0 | 0 | 0 | 0 | 379610.2092 | 0 | 347411 | 0 | 121336.9209 | 0 | 0 | 0 | 0
2016-03-17 07:00 | 0 | 0 | 0 | 0 | 339963 | 0 | 339963 | 0 | 121336.9209 | 0 | 0 | 0 | 0
2016-03-17 08:00 | 0 | 0 | 0 | 0 | 339724 | 0 | 339724 | 0 | 121336.9209 | 0 | 0 | 0 | 0
2016-03-17 09:00 | 0 | 0 | 0 | 0 | 345128.9393 | 0 | 349694 | 0 | 116771.8603 | 0 | 0 | 0 | 0
2016-03-17 10:00 | 0 | 0 | 0 | 0 | 381187.0607 | 0 | 376622 | 0 | 121336.9209 | 0 | 0 | 0 | 0
2016-03-17 11:00 | 0 | 0 | 0 | 0 | 376302.1586 | 0 | 404862 | 0 | 92777.0796 | 0 | 0 | 0 | 0
2016-03-17 12:00 | 0 | 0 | 0 | 80923.3444 | 363829.497 | 0 | 416193 | 0 | 121336.9209 | 0 | 0 | 0 | 0
2016-03-17 13:00 | 0 | 0 | 0 | 4413.3509 | 253298.0186 | 43477.7095 | 422526 | 0 | 0 | 0 | 0 | 0 | 0
2016-03-17 14:00 | 0 | 0 | 0 | 0 | 219485.0344 | 208709.9656 | 428195 | 0 | 0 | 0 | 0 | 0 | 0
2016-03-17 15:00 | 0 | 0 | 0 | 0 | 204846.5863 | 347561.3346 | 431071 | 0 | 121336.9209 | 0 | 0 | 0 | 0
2016-03-17 16:00 | 0 | 0 | 0 | 0 | 73412.8355 | 358515.1645 | 431928 | 0 | 121336.9209 | 0 | 0 | 0 | 0
2016-03-17 17:00 | 0 | 0 | 0 | 0 | 80740.6226 | 352732.3774 | 433473 | 0 | 121336.9209 | 0 | 0 | 0 | 0
2016-03-17 18:00 | 0 | 0 | 0 | 0 | 62558.0712 | 344516.0547 | 433891 | 0 | 94520.0468 | 0 | 0 | 0 | 0
2016-03-17 19:00 | 0 | 0 | 0 | 0 | 0 | 338537.9532 | 433058 | 0 | 0 | 0 | 0 | 0 | 0
2016-03-17 20:00 | 0 | 0 | 0 | 0 | 92257.4816 | 340711.5184 | 432969 | 0 | 0 | 0 | 0 | 0 | 0
2016-03-17 21:00 | 0 | 0 | 0 | 0 | 91789.0876 | 341226.9124 | 433016 | 0 | 0 | 0 | 0 | 0 | 0
2016-03-17 22:00 | 0 | 0 | 0 | 0 | 105437.8148 | 326090.1852 | 431528 | 0 | 0 | 0 | 0 | 0 | 0
2016-03-17 23:00 | 0 | 0 | 0 | 0 | 296805.0655 | 259166.8555 | 434635 | 0 | 121336.9209 | 0 | 0 | 0 | 0
2016-03-18 | 0 | 0 | 0 | 0 | 322628.4221 | 119542.5779 | 442171 | 0 | 121336.9209 | 0 | 0 | 0 | 0
2016-03-18 01:00 | 0 | 0 | 0 | 0 | 376709.0364 | 4933.1769 | 436010 | 0 | 66969.1343 | 0 | 0 | 0 | 0
2016-03-18 02:00 | 0 | 0 | 0 | 0 | 380325.7302 | 0 | 419733 | 0 | 27561.8644 | 0 | 0 | 0 | 0
2016-03-18 03:00 | 0 | 0 | 0 | 0 | 376216.133 | 0 | 399149 | 0 | 4628.9974 | 0 | 0 | 0 | 0
2016-03-18 04:00 | 0 | 0 | 0 | 13749.4836 | 360195.519 | 0 | 378574 | 0 | 0 | 0 | 0 | 0 | 0
2016-03-18 05:00 | 0 | 0 | 0 | 32949.5297 | 328222.4703 | 0 | 361172 | 0 | 0 | 0 | 0 | 0 | 0
2016-03-18 06:00 | 0 | 0 | 0 | 52495.3265 | 296259.6735 | 0 | 348755 | 0 | 0 | 0 | 0 | 0 | 0
2016-03-18 07:00 | 0 | 0 | 0 | 67310.7573 | 274266.2427 | 0 | 341577 | 0 | 0 | 0 | 0 | 0 | 0
2016-03-18 08:00 | 0 | 0 | 0 | 76435.1939 | 265235.8061 | 0 | 341671 | 0 | 0 | 0 | 0 | 0 | 0
2016-03-18 09:00 | 0 | 0 | 0 | 212766.8047 | 260611.1162 | 0 | 352041 | 0 | 121336.9209 | 0 | 0 | 0 | 0
2016-03-18 10:00 | 0 | 0 | 0 | 121247.5634 | 256883.4366 | 0 | 378131 | 0 | 121336.9209 | 0 | 0 | 0 | 0
2016-03-18 11:00 | 0 | 0 | 0 | 150980.0171 | 254412.9829 | 0 | 405393 | 0 | 121336.9209 | 0 | 0 | 0 | 0
2016-03-18 12:00 | 0 | 0 | 0 | 168652.0114 | 248111.9886 | 0 | 416764 | 0 | 121336.9209 | 0 | 0 | 0 | 0
2016-03-18 13:00 | 0 | 0 | 0 | 36456.735 | 233341.2635 | 31764.0806 | 422899 | 0 | 0 | 0 | 0 | 0 | 0
2016-03-18 14:00 | 0 | 0 | 0 | 0 | 238776.5983 | 189718.4017 | 428495 | 0 | 0 | 0 | 0 | 0 | 0
2016-03-18 15:00 | 0 | 0 | 0 | 0 | 103521.7155 | 327213.2845 | 430735 | 0 | 0 | 0 | 0 | 0 | 0
2016-03-18 16:00 | 0 | 0 | 0 | 0 | 83325.7981 | 347029.2019 | 430355 | 0 | 0 | 0 | 0 | 0 | 0
2016-03-18 17:00 | 0 | 0 | 0 | 0 | 81729.9816 | 349248.0184 | 430978 | 0 | 0 | 0 | 0 | 0 | 0
2016-03-18 18:00 | 0 | 0 | 0 | 0 | 175411.2743 | 344480.2539 | 430776 | 0 | 89115.5283 | 0 | 0 | 0 | 0
2016-03-18 19:00 | 0 | 0 | 0 | 0 | 0 | 340753.4717 | 429869 | 0 | 0 | 0 | 0 | 0 | 0
2016-03-18 20:00 | 0 | 0 | 0 | 0 | 161721.4391 | 344860.4639 | 427879 | 0 | 78702.903 | 0 | 0 | 0 | 0
2016-03-18 21:00 | 0 | 0 | 0 | 0 | 0 | 347312.097 | 426015 | 0 | 0 | 0 | 0 | 0 | 0
2016-03-18 22:00 | 0 | 0 | 0 | 0 | 209469.8053 | 335310.1156 | 423443 | 0 | 121336.9209 | 0 | 0 | 0 | 0
2016-03-18 23:00 | 0 | 0 | 0 | 0 | 126747.6303 | 272552.9954 | 426392 | 0 | 94245.5467 | 0 | 0 | 0 | 0
2016-03-19 | 0 | 0 | 0 | 0 | 338144.5333 | 120565.8409 | 431619 | 0 | 121336.9209 | 0 | 0 | 0 | 0
2016-03-19 01:00 | 0 | 0 | 0 | 0 | 322980.3977 | 5441.1092 | 426822 | 0 | 22936.4279 | 0 | 0 | 0 | 0
2016-03-19 02:00 | 0 | 0 | 0 | 87475.016 | 304619.5562 | 0 | 415031 | 0 | 0 | 0 | 0 | 0 | 0
2016-03-19 03:00 | 0 | 0 | 0 | 106394.9854 | 290962.0146 | 0 | 397357 | 0 | 0 | 0 | 0 | 0 | 0
2016-03-19 04:00 | 0 | 0 | 0 | 104517.0303 | 273635.9697 | 0 | 378153 | 0 | 0 | 0 | 0 | 0 | 0
2016-03-19 05:00 | 0 | 0 | 0 | 106209.4057 | 256475.5943 | 0 | 362685 | 0 | 0 | 0 | 0 | 0 | 0
2016-03-19 06:00 | 0 | 0 | 0 | 105055.4586 | 245553.5414 | 0 | 350609 | 0 | 0 | 0 | 0 | 0 | 0
2016-03-19 07:00 | 0 | 0 | 0 | 105074.3379 | 237766.6621 | 0 | 342841 | 0 | 0 | 0 | 0 | 0 | 0
2016-03-19 08:00 | 0 | 0 | 0 | 107389.219 | 232780.781 | 0 | 340170 | 0 | 0 | 0 | 0 | 0 | 0
2016-03-19 09:00 | 0 | 0 | 0 | 114438.2368 | 227949.7632 | 0 | 342388 | 0 | 0 | 0 | 0 | 0 | 0
2016-03-19 10:00 | 0 | 0 | 0 | 123330.0742 | 227987.9258 | 0 | 351318 | 0 | 0 | 0 | 0 | 0 | 0
2016-03-19 11:00 | 0 | 0 | 0 | 136595.8106 | 227646.1894 | 0 | 364242 | 0 | 0 | 0 | 0 | 0 | 0
2016-03-19 12:00 | 0 | 0 | 0 | 157966.4382 | 221105.5618 | 0 | 379072 | 0 | 0 | 0 | 0 | 0 | 0
2016-03-19 13:00 | 0 | 0 | 0 | 171796.6784 | 172030.7604 | 50171.5612 | 393999 | 0 | 0 | 0 | 0 | 0 | 0
2016-03-19 14:00 | 0 | 0 | 0 | 0 | 191876.1722 | 212567.8278 | 404444 | 0 | 0 | 0 | 0 | 0 | 0
2016-03-19 15:00 | 0 | 0 | 0 | 0 | 67919.9259 | 339671.0741 | 407591 | 0 | 0 | 0 | 0 | 0 | 0
2016-03-19 16:00 | 0 | 0 | 0 | 0 | 50174.7235 | 355925.2765 | 406100 | 0 | 0 | 0 | 0 | 0 | 0
2016-03-19 17:00 | 0 | 0 | 0 | 0 | 46237.0886 | 355715.9114 | 401953 | 0 | 0 | 0 | 0 | 0 | 0
2016-03-19 18:00 | 0 | 0 | 0 | 0 | 48227.2809 | 348515.7191 | 396743 | 0 | 0 | 0 | 0 | 0 | 0
2016-03-19 19:00 | 0 | 0 | 0 | 0 | 49595.4358 | 342504.5642 | 392100 | 0 | 0 | 0 | 0 | 0 | 0
2016-03-19 20:00 | 0 | 0 | 0 | 0 | 47084.8583 | 343730.1417 | 390815 | 0 | 0 | 0 | 0 | 0 | 0
2016-03-19 21:00 | 0 | 0 | 0 | 0 | 50063.3749 | 342337.6251 | 392401 | 0 | 0 | 0 | 0 | 0 | 0
2016-03-19 22:00 | 0 | 0 | 0 | 0 | 191059.0349 | 324751.886 | 394474 | 0 | 121336.9209 | 0 | 0 | 0 | 0
2016-03-19 23:00 | 0 | 0 | 0 | 0 | 149692.3206 | 251311.6794 | 401004 | 0 | 121336.9209 | 0 | 0 | 0 | 0
2016-03-20 | 0 | 0 | 0 | 0 | 291661.902 | 110098.6314 | 411271 | 0 | 111826.4543 | 0 | 0 | 0 | 0
2016-03-20 01:00 | 0 | 0 | 0 | 0 | 340312.6907 | 5957.5534 | 411596 | 0 | 46500.6984 | 0 | 0 | 0 | 0
2016-03-20 02:00 | 0 | 0 | 0 | 20447.8688 | 336335.4328 | 0 | 403284 | 0 | 0 | 0 | 0 | 0 | 0
2016-03-20 03:00 | 0 | 0 | 0 | 76598.1523 | 313484.8477 | 0 | 390083 | 0 | 0 | 0 | 0 | 0 | 0
2016-03-20 04:00 | 0 | 0 | 0 | 88125.4976 | 287183.5024 | 0 | 375309 | 0 | 0 | 0 | 0 | 0 | 0
2016-03-20 05:00 | 0 | 0 | 0 | 91697.5638 | 270792.4362 | 0 | 362490 | 0 | 0 | 0 | 0 | 0 | 0
2016-03-20 06:00 | 0 | 0 | 0 | 94405.8198 | 258313.1802 | 0 | 352719 | 0 | 0 | 0 | 0 | 0 | 0
2016-03-20 07:00 | 0 | 0 | 0 | 96333.7707 | 250598.2293 | 0 | 346932 | 0 | 0 | 0 | 0 | 0 | 0
2016-03-20 08:00 | 0 | 0 | 0 | 96828.3167 | 247553.6833 | 0 | 344382 | 0 | 0 | 0 | 0 | 0 | 0
2016-03-20 09:00 | 0 | 0 | 0 | 225952.9203 | 242625.0007 | 0 | 347241 | 0 | 121336.9209 | 0 | 0 | 0 | 0
2016-03-20 10:00 | 0 | 0 | 0 | 108.7211 | 232921.3579 | 0 | 354367 | 0 | 0 | 0 | 0 | 0 | 0
2016-03-20 11:00 | 0 | 0 | 0 | 265586.1959 | 222319.725 | 0 | 366569 | 0 | 121336.9209 | 0 | 0 | 0 | 0
2016-03-20 12:00 | 0 | 0 | 0 | 178259.4124 | 202102.5876 | 0 | 380362 | 0 | 121336.9209 | 0 | 0 | 0 | 0
2016-03-20 13:00 | 0 | 0 | 0 | 107078.889 | 118427.4005 | 46056.7895 | 392900 | 0 | 0 | 0 | 0 | 0 | 0
2016-03-20 14:00 | 0 | 0 | 0 | 91739.1531 | 100859.7814 | 206997.0655 | 399596 | 0 | 0 | 0 | 0 | 0 | 0
2016-03-20 15:00 | 0 | 0 | 0 | 0 | 85905.8358 | 329798.5746 | 400534 | 0 | 15170.4104 | 0 | 0 | 0 | 0
2016-03-20 16:00 | 0 | 0 | 0 | 0 | 75240.7928 | 360803.3597 | 400810 | 0 | 50404.5629 | 0 | 0 | 0 | 0
2016-03-20 17:00 | 0 | 0 | 0 | 0 | 64455.3953 | 358979.067 | 400102 | 0 | 73737.0253 | 0 | 0 | 0 | 0
2016-03-20 18:00 | 0 | 0 | 0 | 0 | 58449.3195 | 352485.1299 | 397444 | 0 | 87227.4747 | 0 | 0 | 0 | 0
2016-03-20 19:00 | 0 | 0 | 0 | 0 | 57154.1005 | 347627.3429 | 395478 | 0 | 96530.918 | 0 | 0 | 0 | 0
2016-03-20 20:00 | 0 | 0 | 0 | 0 | 58185.5575 | 349981.6665 | 395877 | 0 | 108821.142 | 0 | 0 | 0 | 0
2016-03-20 21:00 | 0 | 0 | 0 | 0 | 58633.7025 | 350029.1224 | 399662 | 0 | 117821.967 | 0 | 0 | 0 | 0
2016-03-20 22:00 | 0 | 0 | 0 | 0 | 55840.4334 | 337610.5719 | 405572 | 0 | 105700.9723 | 0 | 0 | 0 | 0
2016-03-20 23:00 | 0 | 0 | 0 | 85658.1518 | 73854.3185 | 272205.4784 | 416082 | 0 | 121336.9209 | 0 | 0 | 0 | 0
2016-03-21 | 0 | 0 | 0 | 31784.8612 | 149052.8489 | 125695.3689 | 427870 | 0 | 0 | 0 | 0 | 0 | 0
2016-03-21 01:00 | 0 | 0 | 0 | 152853.4655 | 271156.321 | 5758.2135 | 429768 | 0 | 0 | 0 | 0 | 0 | 0
2016-03-21 02:00 | 0 | 0 | 0 | 41436.6947 | 377787.3053 | 0 | 419224 | 0 | 0 | 0 | 0 | 0 | 0
2016-03-21 03:00 | 0 | 0 | 0 | 0 | 404100 | 0 | 404100 | 0 | 0 | 0 | 0 | 0 | 0
2016-03-21 04:00 | 0 | 0 | 0 | 0 | 386926 | 0 | 386926 | 0 | 0 | 0 | 0 | 0 | 0
2016-03-21 05:00 | 0 | 0 | 0 | 0 | 374439 | 0 | 374439 | 0 | 0 | 0 | 0 | 0 | 0
2016-03-21 06:00 | 0 | 0 | 0 | 0 | 366584 | 0 | 366584 | 0 | 0 | 0 | 0 | 0 | 0
2016-03-21 07:00 | 0 | 0 | 0 | 0 | 363565 | 0 | 363565 | 0 | 0 | 0 | 0 | 0 | 0
2016-03-21 08:00 | 0 | 0 | 0 | 0 | 367334 | 0 | 367334 | 0 | 0 | 0 | 0 | 0 | 0
2016-03-21 09:00 | 0 | 0 | 0 | 0 | 503397.9209 | 0 | 382061 | 0 | 121336.9209 | 0 | 0 | 0 | 0
2016-03-21 10:00 | 0 | 0 | 0 | 0 | 414117 | 0 | 414117 | 0 | 121336.9209 | 0 | 0 | 0 | 0
2016-03-21 11:00 | 0 | 0 | 0 | 0 | 446242 | 0 | 446242 | 0 | 121336.9209 | 0 | 0 | 0 | 0
2016-03-21 12:00 | 0 | 0 | 0 | 0 | 430650.1928 | 0 | 459193 | 0 | 92794.1137 | 0 | 0 | 0 | 0
2016-03-21 13:00 | 0 | 0 | 0 | 0 | 329121.9001 | 36882.9862 | 458799 | 0 | 0 | 0 | 0 | 0 | 0
2016-03-21 14:00 | 0 | 0 | 0 | 0 | 247286.5551 | 207109.4449 | 454396 | 0 | 0 | 0 | 0 | 0 | 0
2016-03-21 15:00 | 0 | 0 | 0 | 0 | 152357.5333 | 295800.4667 | 448158 | 0 | 0 | 0 | 0 | 0 | 0
2016-03-21 16:00 | 0 | 0 | 0 | 0 | 121211.2172 | 319260.7828 | 440472 | 0 | 0 | 0 | 0 | 0 | 0
2016-03-21 17:00 | 0 | 0 | 0 | 0 | 222556.4221 | 321218.3923 | 433201 | 0 | 110573.8144 | 0 | 0 | 0 | 0
2016-03-21 18:00 | 0 | 0 | 0 | 0 | 0 | 315596.1856 | 426170 | 0 | 0 | 0 | 0 | 0 | 0
2016-03-21 19:00 | 0 | 0 | 0 | 0 | 110232.7187 | 310380.2813 | 420613 | 0 | 0 | 0 | 0 | 0 | 0
2016-03-21 20:00 | 0 | 0 | 0 | 0 | 109717.0493 | 307412.9507 | 417130 | 0 | 0 | 0 | 0 | 0 | 0
2016-03-21 21:00 | 0 | 0 | 0 | 0 | 119545.582 | 297594.418 | 417140 | 0 | 0 | 0 | 0 | 0 | 0
2016-03-21 22:00 | 0 | 0 | 0 | 0 | 149760.1386 | 269712.8614 | 419473 | 0 | 0 | 0 | 0 | 0 | 0
2016-03-21 23:00 | 0 | 0 | 0 | 0 | 341050.9061 | 209883.0149 | 429597 | 0 | 121336.9209 | 0 | 0 | 0 | 0
2016-03-22 | 0 | 0 | 0 | 0 | 354202.7446 | 89638.2554 | 443841 | 0 | 121336.9209 | 0 | 0 | 0 | 0
2016-03-22 01:00 | 0 | 0 | 0 | 0 | 316176.8232 | 6002.2558 | 443516 | 0 | 0 | 0 | 0 | 0 | 0
2016-03-22 02:00 | 0 | 0 | 0 | 0 | 429343 | 0 | 429343 | 0 | 0 | 0 | 0 | 0 | 0
2016-03-22 03:00 | 0 | 0 | 0 | 0 | 531238.9209 | 0 | 409902 | 0 | 121336.9209 | 0 | 0 | 0 | 0
2016-03-22 04:00 | 0 | 0 | 0 | 0 | 269810.0791 | 0 | 391147 | 0 | 0 | 0 | 0 | 0 | 0
2016-03-22 05:00 | 0 | 0 | 0 | 0 | 378205 | 0 | 378205 | 0 | 0 | 0 | 0 | 0 | 0
2016-03-22 06:00 | 0 | 0 | 0 | 0 | 369958 | 0 | 369958 | 0 | 0 | 0 | 0 | 0 | 0
2016-03-22 07:00 | 0 | 0 | 0 | 0 | 367249 | 0 | 367249 | 0 | 0 | 0 | 0 | 0 | 0
2016-03-22 08:00 | 0 | 0 | 0 | 0 | 370148 | 0 | 370148 | 0 | 0 | 0 | 0 | 0 | 0
2016-03-22 09:00 | 0 | 0 | 0 | 0 | 471778.6992 | 0 | 384088 | 0 | 87690.6992 | 0 | 0 | 0 | 0
2016-03-22 10:00 | 0 | 0 | 0 | 0 | 449090.2218 | 0 | 415444 | 0 | 121336.9209 | 0 | 0 | 0 | 0
2016-03-22 11:00 | 0 | 0 | 0 | 0 | 439171.2922 | 0 | 444966 | 0 | 115542.2131 | 0 | 0 | 0 | 0
2016-03-22 12:00 | 0 | 0 | 0 | 0 | 399999.4121 | 0 | 452497 | 0 | 63044.6252 | 0 | 0 | 0 | 0
2016-03-22 13:00 | 0 | 0 | 0 | 0 | 353846.335 | 30181.0398 | 447072 | 0 | 0 | 0 | 0 | 0 | 0
2016-03-22 14:00 | 0 | 0 | 0 | 0 | 267059.3282 | 173104.6718 | 440164 | 0 | 0 | 0 | 0 | 0 | 0
2016-03-22 15:00 | 0 | 0 | 0 | 0 | 161995.1192 | 271380.8808 | 433376 | 0 | 0 | 0 | 0 | 0 | 0
2016-03-22 16:00 | 0 | 0 | 0 | 0 | 117436.9654 | 308837.0346 | 426274 | 0 | 0 | 0 | 0 | 0 | 0
2016-03-22 17:00 | 0 | 0 | 0 | 0 | 104224.1604 | 315737.8396 | 419962 | 0 | 0 | 0 | 0 | 0 | 0
2016-03-22 18:00 | 0 | 0 | 0 | 0 | 100194.1681 | 315295.8319 | 415490 | 0 | 0 | 0 | 0 | 0 | 0
2016-03-22 19:00 | 0 | 0 | 0 | 0 | 191272.7561 | 313749.5919 | 410986 | 0 | 94036.348 | 0 | 0 | 0 | 0
2016-03-22 20:00 | 0 | 0 | 0 | 0 | 0 | 314909.652 | 408946 | 0 | 0 | 0 | 0 | 0 | 0
2016-03-22 21:00 | 0 | 0 | 0 | 0 | 220381.5608 | 310616.3601 | 409661 | 0 | 121336.9209 | 0 | 0 | 0 | 0
2016-03-22 22:00 | 0 | 0 | 0 | 0 | 3238.5429 | 286457.5362 | 411033 | 0 | 0 | 0 | 0 | 0 | 0
2016-03-22 23:00 | 0 | 0 | 0 | 0 | 302681.6583 | 236395.2627 | 417740 | 0 | 121336.9209 | 0 | 0 | 0 | 0
2016-03-23 | 0 | 0 | 0 | 0 | 187013.6803 | 121056.3988 | 429407 | 0 | 0 | 0 | 0 | 0 | 0
2016-03-23 01:00 | 0 | 0 | 0 | 0 | 416821.4269 | 10588.5731 | 427410 | 0 | 0 | 0 | 0 | 0 | 0
2016-03-23 02:00 | 0 | 0 | 0 | 0 | 533505.9209 | 0 | 412169 | 0 | 121336.9209 | 0 | 0 | 0 | 0
2016-03-23 03:00 | 0 | 0 | 0 | 0 | 270740.0791 | 0 | 392077 | 0 | 0 | 0 | 0 | 0 | 0
2016-03-23 04:00 | 0 | 0 | 0 | 0 | 492771.9209 | 0 | 371435 | 0 | 121336.9209 | 0 | 0 | 0 | 0
2016-03-23 05:00 | 0 | 0 | 0 | 0 | 233938.0791 | 0 | 355275 | 0 | 0 | 0 | 0 | 0 | 0
2016-03-23 06:00 | 0 | 0 | 0 | 0 | 466079.9209 | 0 | 344743 | 0 | 121336.9209 | 0 | 0 | 0 | 0
2016-03-23 07:00 | 0 | 0 | 0 | 0 | 338507 | 0 | 338507 | 0 | 121336.9209 | 0 | 0 | 0 | 0
2016-03-23 08:00 | 0 | 0 | 0 | 0 | 340284 | 0 | 340284 | 0 | 121336.9209 | 0 | 0 | 0 | 0
2016-03-23 09:00 | 0 | 0 | 0 | 0 | 230398.0791 | 0 | 351735 | 0 | 0 | 0 | 0 | 0 | 0
2016-03-23 10:00 | 0 | 0 | 0 | 0 | 500893.9209 | 0 | 379557 | 0 | 121336.9209 | 0 | 0 | 0 | 0
2016-03-23 11:00 | 0 | 0 | 0 | 0 | 285236.0791 | 0 | 406573 | 0 | 0 | 0 | 0 | 0 | 0
2016-03-23 12:00 | 0 | 0 | 0 | 0 | 417571.9578 | 0.042156 | 417572 | 0 | 0 | 0 | 0 | 0 | 0
2016-03-23 13:00 | 0 | 0 | 0 | 0 | 377948.7624 | 42574.2376 | 420523 | 0 | 0 | 0 | 0 | 0 | 0
2016-03-23 14:00 | 0 | 0 | 0 | 0 | 233024.3575 | 190565.6425 | 423590 | 0 | 0 | 0 | 0 | 0 | 0
2016-03-23 15:00 | 0 | 0 | 0 | 0 | 121725.2251 | 302221.7749 | 423947 | 0 | 0 | 0 | 0 | 0 | 0
2016-03-23 16:00 | 0 | 0 | 0 | 0 | 202284.2772 | 341012.6438 | 421960 | 0 | 121336.9209 | 0 | 0 | 0 | 0
2016-03-23 17:00 | 0 | 0 | 0 | 0 | 37104.2392 | 344081.6704 | 421085 | 0 | 81437.8306 | 0 | 0 | 0 | 0
2016-03-23 18:00 | 0 | 0 | 0 | 0 | 0 | 339389.1694 | 420827 | 0 | 0 | 0 | 0 | 0 | 0
2016-03-23 19:00 | 0 | 0 | 0 | 0 | 85389.1986 | 335067.8014 | 420457 | 0 | 0 | 0 | 0 | 0 | 0
2016-03-23 20:00 | 0 | 0 | 0 | 0 | 85414.9697 | 336144.0303 | 421559 | 0 | 0 | 0 | 0 | 0 | 0
2016-03-23 21:00 | 0 | 0 | 0 | 0 | 89860.3494 | 333889.6506 | 423750 | 0 | 0 | 0 | 0 | 0 | 0
2016-03-23 22:00 | 0 | 0 | 0 | 0 | 224381.742 | 321099.1789 | 424144 | 0 | 121336.9209 | 0 | 0 | 0 | 0
2016-03-23 23:00 | 0 | 0 | 0 | 0 | 158367.6467 | 270085.3533 | 428453 | 0 | 121336.9209 | 0 | 0 | 0 | 0
2016-03-24 | 0 | 0 | 0 | 0 | 281918.0409 | 154366.9591 | 436285 | 0 | 121336.9209 | 0 | 0 | 0 | 0
2016-03-24 01:00 | 0 | 0 | 0 | 0 | 298395.9652 | 12080.1139 | 431813 | 0 | 0 | 0 | 0 | 0 | 0
2016-03-24 02:00 | 0 | 0 | 0 | 0 | 510681.5829 | 0 | 415184 | 0 | 95497.5829 | 0 | 0 | 0 | 0
2016-03-24 03:00 | 0 | 0 | 0 | 0 | 297750.4171 | 0 | 393248 | 0 | 0 | 0 | 0 | 0 | 0
2016-03-24 04:00 | 0 | 0 | 0 | 0 | 492116.9209 | 0 | 370780 | 0 | 121336.9209 | 0 | 0 | 0 | 0
2016-03-24 05:00 | 0 | 0 | 0 | 0 | 232428.0791 | 0 | 353765 | 0 | 0 | 0 | 0 | 0 | 0
2016-03-24 06:00 | 0 | 0 | 0 | 0 | 463535.9209 | 0 | 342199 | 0 | 121336.9209 | 0 | 0 | 0 | 0
2016-03-24 07:00 | 0 | 0 | 0 | 0 | 335265 | 0 | 335265 | 0 | 121336.9209 | 0 | 0 | 0 | 0
2016-03-24 08:00 | 0 | 0 | 0 | 0 | 213077.0791 | 0 | 334414 | 0 | 0 | 0 | 0 | 0 | 0
2016-03-24 09:00 | 0 | 0 | 0 | 0 | 465906.9209 | 0 | 344570 | 0 | 121336.9209 | 0 | 0 | 0 | 0
2016-03-24 10:00 | 0 | 0 | 0 | 0 | 369985 | 0 | 369985 | 0 | 121336.9209 | 0 | 0 | 0 | 0
2016-03-24 11:00 | 0 | 0 | 0 | 0 | 275715.0791 | 0 | 397052 | 0 | 0 | 0 | 0 | 0 | 0
2016-03-24 12:00 | 0 | 0 | 0 | 0 | 410676.0148 | 0.98525 | 410677 | 0 | 0 | 0 | 0 | 0 | 0
2016-03-24 13:00 | 0 | 0 | 0 | 0 | 365313.0482 | 52376.9518 | 417690 | 0 | 0 | 0 | 0 | 0 | 0
2016-03-24 14:00 | 0 | 0 | 0 | 0 | 199721.3649 | 224719.6351 | 424441 | 0 | 0 | 0 | 0 | 0 | 0
2016-03-24 15:00 | 0 | 0 | 0 | 0 | 71966.2472 | 354811.7528 | 426778 | 0 | 0 | 0 | 0 | 0 | 0
2016-03-24 16:00 | 0 | 0 | 0 | 0 | 52815.0372 | 373560.9628 | 426376 | 0 | 0 | 0 | 0 | 0 | 0
2016-03-24 17:00 | 0 | 0 | 0 | 0 | 54631.647 | 371143.353 | 425775 | 0 | 0 | 0 | 0 | 0 | 0
2016-03-24 18:00 | 0 | 0 | 0 | 0 | 183459.4486 | 362039.4723 | 424162 | 0 | 121336.9209 | 0 | 0 | 0 | 0
2016-03-24 19:00 | 0 | 0 | 0 | 0 | 13330.7232 | 354519.047 | 422130 | 0 | 67056.6911 | 0 | 0 | 0 | 0
2016-03-24 20:00 | 0 | 0 | 0 | 0 | 0 | 354578.3089 | 421635 | 0 | 0 | 0 | 0 | 0 | 0
2016-03-24 21:00 | 0 | 0 | 0 | 0 | 70483.5316 | 351552.4684 | 422036 | 0 | 0 | 0 | 0 | 0 | 0
2016-03-24 22:00 | 0 | 0 | 0 | 0 | 167117.3052 | 335046.207 | 421562 | 0 | 80601.5122 | 0 | 0 | 0 | 0
2016-03-24 23:00 | 0 | 0 | 0 | 0 | 184983.7509 | 279799.6579 | 424048 | 0 | 121336.9209 | 0 | 0 | 0 | 0
2016-03-25 | 0 | 0 | 0 | 37885.2167 | 243539.178 | 147723.6054 | 429148 | 0 | 121336.9209 | 0 | 0 | 0 | 0
2016-03-25 01:00 | 0 | 0 | 0 | 34999.3852 | 305762.773 | 12643.3988 | 426822 | 0 | 47920.4779 | 0 | 0 | 0 | 0
2016-03-25 02:00 | 0 | 0 | 0 | 0 | 363472.5221 | 0 | 411393 | 0 | 0 | 0 | 0 | 0 | 0
2016-03-25 03:00 | 0 | 0 | 0 | 0 | 391348 | 0 | 391348 | 0 | 0 | 0 | 0 | 0 | 0
2016-03-25 04:00 | 0 | 0 | 0 | 0 | 429148.5483 | 0 | 370618 | 0 | 58530.5483 | 0 | 0 | 0 | 0
2016-03-25 05:00 | 0 | 0 | 0 | 0 | 295234.4517 | 0 | 353765 | 0 | 0 | 0 | 0 | 0 | 0
2016-03-25 06:00 | 0 | 0 | 0 | 0 | 418674.8152 | 0 | 342034 | 0 | 76640.8152 | 0 | 0 | 0 | 0
2016-03-25 07:00 | 0 | 0 | 0 | 0 | 379947.1058 | 0 | 335251 | 0 | 121336.9209 | 0 | 0 | 0 | 0
2016-03-25 08:00 | 0 | 0 | 0 | 0 | 334299 | 0 | 334299 | 0 | 121336.9209 | 0 | 0 | 0 | 0
2016-03-25 09:00 | 0 | 0 | 0 | 0 | 333995.0145 | 0 | 340714 | 0 | 114617.9355 | 0 | 0 | 0 | 0
2016-03-25 10:00 | 0 | 0 | 0 | 0 | 365098.9855 | 0 | 358380 | 0 | 121336.9209 | 0 | 0 | 0 | 0
2016-03-25 11:00 | 0 | 0 | 0 | 0 | 364350.9097 | 0 | 380796 | 0 | 104891.8307 | 0 | 0 | 0 | 0
2016-03-25 12:00 | 0 | 0 | 0 | 59149.4708 | 354498.7449 | 1.8746 | 397205 | 0 | 121336.9209 | 0 | 0 | 0 | 0
2016-03-25 13:00 | 0 | 0 | 0 | 5362.4776 | 237070.5552 | 46737.0463 | 410507 | 0 | 0 | 0 | 0 | 0 | 0
2016-03-25 14:00 | 0 | 0 | 0 | 0 | 196751.0431 | 222277.9569 | 419029 | 0 | 0 | 0 | 0 | 0 | 0
2016-03-25 15:00 | 0 | 0 | 0 | 0 | 95200.8213 | 325149.1787 | 420350 | 0 | 0 | 0 | 0 | 0 | 0
2016-03-25 16:00 | 0 | 0 | 0 | 0 | 77258.6568 | 340165.3432 | 417424 | 0 | 0 | 0 | 0 | 0 | 0
2016-03-25 17:00 | 0 | 0 | 0 | 0 | 70049.8864 | 343101.1136 | 413151 | 0 | 0 | 0 | 0 | 0 | 0
2016-03-25 18:00 | 0 | 0 | 0 | 0 | 191499.5725 | 339095.3484 | 409258 | 0 | 121336.9209 | 0 | 0 | 0 | 0
2016-03-25 19:00 | 0 | 0 | 0 | 0 | 19150.3453 | 333758.6831 | 405291 | 0 | 68954.9493 | 0 | 0 | 0 | 0
2016-03-25 20:00 | 0 | 0 | 0 | 0 | 0 | 333506.0507 | 402461 | 0 | 0 | 0 | 0 | 0 | 0
2016-03-25 21:00 | 0 | 0 | 0 | 0 | 72552.2266 | 329087.7734 | 401640 | 0 | 0 | 0 | 0 | 0 | 0
2016-03-25 22:00 | 0 | 0 | 0 | 0 | 89864.118 | 309754.882 | 399619 | 0 | 0 | 0 | 0 | 0 | 0
2016-03-25 23:00 | 0 | 0 | 0 | 0 | 142731.7004 | 257926.2996 | 400658 | 0 | 0 | 0 | 0 | 0 | 0
2016-03-26 | 0 | 0 | 0 | 0 | 267514.2147 | 140327.7853 | 407842 | 0 | 0 | 0 | 0 | 0 | 0
2016-03-26 01:00 | 0 | 0 | 0 | 0 | 486100.0753 | 13402.1982 | 406429 | 0 | 93073.2735 | 0 | 0 | 0 | 0
2016-03-26 02:00 | 0 | 0 | 0 | 0 | 424590.6474 | 0 | 396327 | 0 | 121336.9209 | 0 | 0 | 0 | 0
2016-03-26 03:00 | 0 | 0 | 0 | 0 | 260252.0791 | 0 | 381589 | 0 | 0 | 0 | 0 | 0 | 0
2016-03-26 04:00 | 0 | 0 | 0 | 0 | 442982.8566 | 0 | 365218 | 0 | 77764.8566 | 0 | 0 | 0 | 0
2016-03-26 05:00 | 0 | 0 | 0 | 0 | 281905.5086 | 0 | 350691 | 0 | 8979.3652 | 0 | 0 | 0 | 0
2016-03-26 06:00 | 0 | 0 | 0 | 0 | 389783.9069 | 0 | 340886 | 0 | 57877.2721 | 0 | 0 | 0 | 0
2016-03-26 07:00 | 0 | 0 | 0 | 0 | 368195.8036 | 0 | 333906 | 0 | 92167.0757 | 0 | 0 | 0 | 0
2016-03-26 08:00 | 0 | 0 | 0 | 0 | 353567.7767 | 0 | 331611 | 0 | 114123.8524 | 0 | 0 | 0 | 0
2016-03-26 09:00 | 0 | 0 | 0 | 0 | 341433.0686 | 0 | 334220 | 0 | 121336.9209 | 0 | 0 | 0 | 0
2016-03-26 10:00 | 0 | 0 | 0 | 0 | 328677.0198 | 0 | 342424 | 0 | 107589.9408 | 0 | 0 | 0 | 0
2016-03-26 11:00 | 0 | 0 | 0 | 49376.1637 | 319034.8165 | 0 | 354664 | 0 | 121336.9209 | 0 | 0 | 0 | 0
2016-03-26 12:00 | 0 | 0 | 0 | 41276.0569 | 296066.5255 | 4.7083 | 369423 | 0 | 89261.2116 | 0 | 0 | 0 | 0
2016-03-26 13:00 | 0 | 0 | 0 | 0 | 249792.2393 | 43191.5491 | 382245 | 0 | 0 | 0 | 0 | 0 | 0
2016-03-26 14:00 | 0 | 0 | 0 | 0 | 179741.1676 | 209945.8324 | 389687 | 0 | 0 | 0 | 0 | 0 | 0
2016-03-26 15:00 | 0 | 0 | 0 | 0 | 64408.7617 | 326970.2383 | 391379 | 0 | 0 | 0 | 0 | 0 | 0
2016-03-26 16:00 | 0 | 0 | 0 | 0 | 48628.9826 | 341165.0174 | 389794 | 0 | 0 | 0 | 0 | 0 | 0
2016-03-26 17:00 | 0 | 0 | 0 | 0 | 41496.1966 | 344184.8034 | 385681 | 0 | 0 | 0 | 0 | 0 | 0
2016-03-26 18:00 | 0 | 0 | 0 | 0 | 41084.7181 | 339960.2819 | 381045 | 0 | 0 | 0 | 0 | 0 | 0
2016-03-26 19:00 | 0 | 0 | 0 | 0 | 44329.7189 | 334359.2811 | 378689 | 0 | 0 | 0 | 0 | 0 | 0
2016-03-26 20:00 | 0 | 0 | 0 | 0 | 46641.6575 | 331971.3425 | 378613 | 0 | 0 | 0 | 0 | 0 | 0
2016-03-26 21:00 | 0 | 0 | 0 | 0 | 53938.5939 | 326076.4061 | 380015 | 0 | 0 | 0 | 0 | 0 | 0
2016-03-26 22:00 | 0 | 0 | 0 | 0 | 133191.5296 | 309467.6378 | 382175 | 0 | 60484.1674 | 0 | 0 | 0 | 0
2016-03-26 23:00 | 0 | 0 | 0 | 0 | 184773.2721 | 260625.6027 | 387402 | 0 | 118481.0422 | 0 | 0 | 0 | 0
2016-03-27 | 0 | 0 | 0 | 0 | 248190.926 | 152018.9528 | 397354 | 0 | 121336.9209 | 0 | 0 | 0 | 0
2016-03-27 01:00 | 0 | 0 | 0 | 93476.4703 | 290150.4582 | 14127.0715 | 397754 | 0 | 121336.9209 | 0 | 0 | 0 | 0
2016-03-27 02:00 | 0 | 0 | 0 | 36437.179 | 310067.382 | 0 | 389218 | 0 | 78623.4819 | 0 | 0 | 0 | 0
2016-03-27 03:00 | 0 | 0 | 0 | 0 | 325241.2377 | 0 | 375683 | 0 | 28181.7196 | 0 | 0 | 0 | 0
2016-03-27 04:00 | 0 | 0 | 0 | 0 | 331021.2804 | 0 | 359203 | 0 | 0 | 0 | 0 | 0 | 0
2016-03-27 05:00 | 0 | 0 | 0 | 1571.8883 | 341601.1117 | 0 | 343173 | 0 | 0 | 0 | 0 | 0 | 0
2016-03-27 06:00 | 0 | 0 | 0 | 0 | 331201 | 0 | 331201 | 0 | 0 | 0 | 0 | 0 | 0
2016-03-27 07:00 | 0 | 0 | 0 | 0 | 323577 | 0 | 323577 | 0 | 0 | 0 | 0 | 0 | 0
2016-03-27 08:00 | 0 | 0 | 0 | 0 | 365461.131 | 0 | 320006 | 0 | 45455.131 | 0 | 0 | 0 | 0
2016-03-27 09:00 | 0 | 0 | 0 | 0 | 323009.0588 | 0 | 321002 | 0 | 47462.1898 | 0 | 0 | 0 | 0
2016-03-27 10:00 | 0 | 0 | 0 | 0 | 365685.811 | 0 | 326695 | 0 | 86453.0008 | 0 | 0 | 0 | 0
2016-03-27 11:00 | 0 | 0 | 0 | 0 | 351082.6969 | 0 | 335550 | 0 | 101985.6977 | 0 | 0 | 0 | 0
2016-03-27 12:00 | 0 | 0 | 0 | 0 | 322688.4028 | 8.5446 | 350038 | 0 | 74644.6451 | 0 | 0 | 0 | 0
2016-03-27 13:00 | 0 | 0 | 0 | 0 | 214303.1289 | 75945.2259 | 364893 | 0 | 0 | 0 | 0 | 0 | 0
2016-03-27 14:00 | 0 | 0 | 0 | 0 | 140834.1569 | 232691.8431 | 373526 | 0 | 0 | 0 | 0 | 0 | 0
2016-03-27 15:00 | 0 | 0 | 0 | 0 | 46568.6656 | 329549.3344 | 376118 | 0 | 0 | 0 | 0 | 0 | 0
2016-03-27 16:00 | 0 | 0 | 0 | 0 | 17191.9764 | 359504.0236 | 376696 | 0 | 0 | 0 | 0 | 0 | 0
2016-03-27 17:00 | 0 | 0 | 0 | 0 | 11127.6583 | 362922.3417 | 374050 | 0 | 0 | 0 | 0 | 0 | 0
2016-03-27 18:00 | 0 | 0 | 0 | 0 | 13419.9406 | 356004.0594 | 369424 | 0 | 0 | 0 | 0 | 0 | 0
2016-03-27 19:00 | 0 | 0 | 0 | 0 | 16212.7535 | 350380.2465 | 366593 | 0 | 0 | 0 | 0 | 0 | 0
2016-03-27 20:00 | 0 | 0 | 0 | 0 | 15997.1657 | 349919.8343 | 365917 | 0 | 0 | 0 | 0 | 0 | 0
2016-03-27 21:00 | 0 | 0 | 0 | 0 | 60815.8453 | 346022.4766 | 366194 | 0 | 40644.3219 | 0 | 0 | 0 | 0
2016-03-27 22:00 | 0 | 0 | 0 | 0 | 117867.5443 | 330913.3455 | 369738 | 0 | 119687.2118 | 0 | 0 | 0 | 0
2016-03-27 23:00 | 0 | 0 | 0 | 0 | 105941.2854 | 274257.4237 | 378549 | 0 | 121336.9209 | 0 | 0 | 0 | 0
2016-03-28 | 0 | 0 | 0 | 114660.7525 | 130027.4541 | 145142.7934 | 389831 | 0 | 121336.9209 | 0 | 0 | 0 | 0
2016-03-28 01:00 | 0 | 0 | 0 | 159308.729 | 195415.989 | 11898.2346 | 391812 | 0 | 96147.8736 | 0 | 0 | 0 | 0
2016-03-28 02:00 | 0 | 0 | 0 | 0 | 286782.1264 | 0 | 382930 | 0 | 0 | 0 | 0 | 0 | 0
2016-03-28 03:00 | 0 | 0 | 0 | 0 | 368065 | 0 | 368065 | 0 | 0 | 0 | 0 | 0 | 0
2016-03-28 04:00 | 0 | 0 | 0 | 0 | 444436.1993 | 0 | 350485 | 0 | 93951.1993 | 0 | 0 | 0 | 0
2016-03-28 05:00 | 0 | 0 | 0 | 0 | 243125.8007 | 0 | 337077 | 0 | 0 | 0 | 0 | 0 | 0
2016-03-28 06:00 | 0 | 0 | 0 | 0 | 449509.9209 | 0 | 328173 | 0 | 121336.9209 | 0 | 0 | 0 | 0
2016-03-28 07:00 | 0 | 0 | 0 | 0 | 323301 | 0 | 323301 | 0 | 121336.9209 | 0 | 0 | 0 | 0
2016-03-28 08:00 | 0 | 0 | 0 | 0 | 324491 | 0 | 324491 | 0 | 121336.9209 | 0 | 0 | 0 | 0
2016-03-28 09:00 | 0 | 0 | 0 | 0 | 284185.5924 | 0 | 337024 | 0 | 68498.5134 | 0 | 0 | 0 | 0
2016-03-28 10:00 | 0 | 0 | 0 | 0 | 416181.4076 | 0 | 363343 | 0 | 121336.9209 | 0 | 0 | 0 | 0
2016-03-28 11:00 | 0 | 0 | 0 | 0 | 390790.5049 | 0 | 392770 | 0 | 119357.4258 | 0 | 0 | 0 | 0
2016-03-28 12:00 | 0 | 0 | 0 | 0 | 362502.447 | 15.6506 | 410892 | 0 | 70983.5235 | 0 | 0 | 0 | 0
2016-03-28 13:00 | 0 | 0 | 0 | 186470.4991 | 206682.4181 | 69463.6027 | 421543 | 0 | 112057.0433 | 0 | 0 | 0 | 0
2016-03-28 14:00 | 0 | 0 | 0 | 0 | 120863.4518 | 196680.5049 | 429601 | 0 | 0 | 0 | 0 | 0 | 0
2016-03-28 15:00 | 0 | 0 | 0 | 0 | 158342.0782 | 274418.9218 | 432761 | 0 | 0 | 0 | 0 | 0 | 0
2016-03-28 16:00 | 0 | 0 | 0 | 0 | 136635.0933 | 296014.9067 | 432650 | 0 | 0 | 0 | 0 | 0 | 0
2016-03-28 17:00 | 0 | 0 | 0 | 0 | 130530.7748 | 301718.2252 | 432249 | 0 | 0 | 0 | 0 | 0 | 0
2016-03-28 18:00 | 0 | 0 | 0 | 0 | 131232.4331 | 300131.5669 | 431364 | 0 | 0 | 0 | 0 | 0 | 0
2016-03-28 19:00 | 0 | 0 | 0 | 0 | 256251.4143 | 294916.5066 | 429831 | 0 | 121336.9209 | 0 | 0 | 0 | 0
2016-03-28 20:00 | 0 | 0 | 0 | 0 | 139650.2729 | 288839.7271 | 428490 | 0 | 121336.9209 | 0 | 0 | 0 | 0
2016-03-28 21:00 | 0 | 0 | 0 | 0 | 31917.639 | 275961.4401 | 429216 | 0 | 0 | 0 | 0 | 0 | 0
2016-03-28 22:00 | 0 | 0 | 0 | 0 | 298772.3269 | 251203.5941 | 428639 | 0 | 121336.9209 | 0 | 0 | 0 | 0
2016-03-28 23:00 | 0 | 0 | 0 | 0 | 233681.2667 | 197244.7333 | 430926 | 0 | 121336.9209 | 0 | 0 | 0 | 0
2016-03-29 | 0 | 0 | 0 | 0 | 219375.3823 | 96615.6967 | 437328 | 0 | 0 | 0 | 0 | 0 | 0
2016-03-29 01:00 | 0 | 0 | 0 | 0 | 422746.5542 | 11159.4458 | 433906 | 0 | 0 | 0 | 0 | 0 | 0
2016-03-29 02:00 | 0 | 0 | 0 | 0 | 539156.9209 | 0 | 417820 | 0 | 121336.9209 | 0 | 0 | 0 | 0
2016-03-29 03:00 | 0 | 0 | 0 | 0 | 275573.0791 | 0 | 396910 | 0 | 0 | 0 | 0 | 0 | 0
2016-03-29 04:00 | 0 | 0 | 0 | 0 | 496405.9209 | 0 | 375069 | 0 | 121336.9209 | 0 | 0 | 0 | 0
2016-03-29 05:00 | 0 | 0 | 0 | 0 | 237669.0791 | 0 | 359006 | 0 | 0 | 0 | 0 | 0 | 0
2016-03-29 06:00 | 0 | 0 | 0 | 0 | 348076 | 0 | 348076 | 0 | 0 | 0 | 0 | 0 | 0
2016-03-29 07:00 | 0 | 0 | 0 | 0 | 342509 | 0 | 342509 | 0 | 0 | 0 | 0 | 0 | 0
2016-03-29 08:00 | 0 | 0 | 0 | 0 | 342496 | 0 | 342496 | 0 | 0 | 0 | 0 | 0 | 0
2016-03-29 09:00 | 0 | 0 | 0 | 0 | 353594 | 0 | 353594 | 0 | 0 | 0 | 0 | 0 | 0
2016-03-29 10:00 | 0 | 0 | 0 | 0 | 471625.9928 | 0 | 381057 | 0 | 90568.9928 | 0 | 0 | 0 | 0
2016-03-29 11:00 | 0 | 0 | 0 | 0 | 347951.838 | 0 | 409016 | 0 | 29504.8308 | 0 | 0 | 0 | 0
2016-03-29 12:00 | 0 | 0 | 0 | 0 | 445036.1079 | 10.3756 | 421276 | 0 | 53275.3144 | 0 | 0 | 0 | 0
2016-03-29 13:00 | 0 | 0 | 0 | 0 | 322524.7222 | 50315.9634 | 426116 | 0 | 0 | 0 | 0 | 0 | 0
2016-03-29 14:00 | 0 | 0 | 0 | 0 | 246367.3282 | 183744.6718 | 430112 | 0 | 0 | 0 | 0 | 0 | 0
2016-03-29 15:00 | 0 | 0 | 0 | 0 | 153818.5339 | 276063.4661 | 429882 | 0 | 0 | 0 | 0 | 0 | 0
2016-03-29 16:00 | 0 | 0 | 0 | 0 | 124859.7508 | 301585.2492 | 426445 | 0 | 0 | 0 | 0 | 0 | 0
2016-03-29 17:00 | 0 | 0 | 0 | 0 | 231029.1125 | 307827.1718 | 423530 | 0 | 115326.2843 | 0 | 0 | 0 | 0
2016-03-29 18:00 | 0 | 0 | 0 | 0 | 0 | 304380.7157 | 419707 | 0 | 0 | 0 | 0 | 0 | 0
2016-03-29 19:00 | 0 | 0 | 0 | 0 | 116075.608 | 298592.392 | 414668 | 0 | 0 | 0 | 0 | 0 | 0
2016-03-29 20:00 | 0 | 0 | 0 | 0 | 119946.9346 | 291671.0654 | 411618 | 0 | 0 | 0 | 0 | 0 | 0
2016-03-29 21:00 | 0 | 0 | 0 | 0 | 255419.3751 | 276895.5459 | 410978 | 0 | 121336.9209 | 0 | 0 | 0 | 0
2016-03-29 22:00 | 0 | 0 | 0 | 0 | 48694.1035 | 241627.9755 | 411659 | 0 | 0 | 0 | 0 | 0 | 0
2016-03-29 23:00 | 0 | 0 | 0 | 0 | 362107.6933 | 175992.2277 | 416763 | 0 | 121336.9209 | 0 | 0 | 0 | 0
2016-03-30 | 0 | 0 | 0 | 0 | 213316.4394 | 94222.6397 | 428876 | 0 | 0 | 0 | 0 | 0 | 0
2016-03-30 01:00 | 0 | 0 | 0 | 0 | 414577.3287 | 12291.6713 | 426869 | 0 | 0 | 0 | 0 | 0 | 0
2016-03-30 02:00 | 0 | 0 | 0 | 0 | 532565.9209 | 0 | 411229 | 0 | 121336.9209 | 0 | 0 | 0 | 0
2016-03-30 03:00 | 0 | 0 | 0 | 0 | 270606.0791 | 0 | 391943 | 0 | 0 | 0 | 0 | 0 | 0
2016-03-30 04:00 | 0 | 0 | 0 | 0 | 494635.9209 | 0 | 373299 | 0 | 121336.9209 | 0 | 0 | 0 | 0
2016-03-30 05:00 | 0 | 0 | 0 | 0 | 237566.0791 | 0 | 358903 | 0 | 0 | 0 | 0 | 0 | 0
2016-03-30 06:00 | 0 | 0 | 0 | 0 | 348692 | 0 | 348692 | 0 | 0 | 0 | 0 | 0 | 0
2016-03-30 07:00 | 0 | 0 | 0 | 0 | 343985 | 0 | 343985 | 0 | 0 | 0 | 0 | 0 | 0
2016-03-30 08:00 | 0 | 0 | 0 | 0 | 345324 | 0 | 345324 | 0 | 0 | 0 | 0 | 0 | 0
2016-03-30 09:00 | 0 | 0 | 0 | 0 | 354962 | 0 | 354962 | 0 | 0 | 0 | 0 | 0 | 0
2016-03-30 10:00 | 0 | 0 | 0 | 0 | 462559.5426 | 0 | 382679 | 0 | 79880.5426 | 0 | 0 | 0 | 0
2016-03-30 11:00 | 0 | 0 | 0 | 0 | 329492.4574 | 0 | 409373 | 0 | 0 | 0 | 0 | 0 | 0
2016-03-30 12:00 | 0 | 0 | 0 | 0 | 419970.1911 | 9.8089 | 419980 | 0 | 0 | 0 | 0 | 0 | 0
2016-03-30 13:00 | 0 | 0 | 0 | 0 | 372656.8837 | 50739.1163 | 423396 | 0 | 0 | 0 | 0 | 0 | 0
2016-03-30 14:00 | 0 | 0 | 0 | 0 | 225493.5666 | 200495.4334 | 425989 | 0 | 0 | 0 | 0 | 0 | 0
2016-03-30 15:00 | 0 | 0 | 0 | 0 | 117587.3399 | 308290.6601 | 425878 | 0 | 0 | 0 | 0 | 0 | 0
2016-03-30 16:00 | 0 | 0 | 0 | 0 | 93974.0704 | 329666.9296 | 423641 | 0 | 0 | 0 | 0 | 0 | 0
2016-03-30 17:00 | 0 | 0 | 0 | 0 | 214072.4353 | 329287.4856 | 422023 | 0 | 121336.9209 | 0 | 0 | 0 | 0
2016-03-30 18:00 | 0 | 0 | 0 | 0 | 94862.8944 | 324932.1056 | 419795 | 0 | 121336.9209 | 0 | 0 | 0 | 0
2016-03-30 19:00 | 0 | 0 | 0 | 0 | 99840.9841 | 320255.0159 | 420096 | 0 | 121336.9209 | 0 | 0 | 0 | 0
2016-03-30 20:00 | 0 | 0 | 0 | 0 | 85691.4147 | 318842.2201 | 419362 | 0 | 106508.5557 | 0 | 0 | 0 | 0
2016-03-30 21:00 | 0 | 0 | 0 | 0 | 0 | 313721.4443 | 420230 | 0 | 0 | 0 | 0 | 0 | 0
2016-03-30 22:00 | 0 | 0 | 0 | 0 | 243280.1397 | 299187.7812 | 421131 | 0 | 121336.9209 | 0 | 0 | 0 | 0
2016-03-30 23:00 | 0 | 0 | 0 | 0 | 174886.3518 | 250724.6482 | 425611 | 0 | 121336.9209 | 0 | 0 | 0 | 0
2016-03-31 | 0 | 0 | 0 | 0 | 287301.8912 | 147078.1088 | 434380 | 0 | 121336.9209 | 0 | 0 | 0 | 0
2016-03-31 01:00 | 0 | 0 | 0 | 0 | 287008.8788 | 21110.2003 | 429456 | 0 | 0 | 0 | 0 | 0 | 0
2016-03-31 02:00 | 0 | 0 | 0 | 0 | 448824.2668 | 0 | 412312 | 0 | 36512.2668 | 0 | 0 | 0 | 0
2016-03-31 03:00 | 0 | 0 | 0 | 0 | 355549.7332 | 0 | 392062 | 0 | 0 | 0 | 0 | 0 | 0
2016-03-31 04:00 | 0 | 0 | 0 | 0 | 457786.2942 | 0 | 370608 | 0 | 87178.2942 | 0 | 0 | 0 | 0
2016-03-31 05:00 | 0 | 0 | 0 | 0 | 266834.7058 | 0 | 354013 | 0 | 0 | 0 | 0 | 0 | 0
2016-03-31 06:00 | 0 | 0 | 0 | 0 | 459358.9454 | 0 | 341985 | 0 | 117373.9454 | 0 | 0 | 0 | 0
2016-03-31 07:00 | 0 | 0 | 0 | 0 | 338893.9755 | 0 | 334931 | 0 | 121336.9209 | 0 | 0 | 0 | 0
2016-03-31 08:00 | 0 | 0 | 0 | 0 | 213248.0791 | 0 | 334585 | 0 | 0 | 0 | 0 | 0 | 0
2016-03-31 09:00 | 0 | 0 | 0 | 0 | 438246.668 | 0 | 343135 | 0 | 95111.668 | 0 | 0 | 0 | 0
2016-03-31 10:00 | 0 | 0 | 0 | 0 | 392482.253 | 0 | 366257 | 0 | 121336.9209 | 0 | 0 | 0 | 0
2016-03-31 11:00 | 0 | 0 | 0 | 0 | 281407.3275 | 0 | 392250 | 0 | 10494.2485 | 0 | 0 | 0 | 0
2016-03-31 12:00 | 0 | 0 | 0 | 0 | 395403.3905 | 37.361 | 405935 | 0 | 0 | 0 | 0 | 0 | 0
2016-03-31 13:00 | 0 | 0 | 0 | 0 | 338016.5335 | 77080.4665 | 415097 | 0 | 0 | 0 | 0 | 0 | 0
2016-03-31 14:00 | 0 | 0 | 0 | 0 | 198380.0486 | 225925.9514 | 424306 | 0 | 0 | 0 | 0 | 0 | 0
2016-03-31 15:00 | 0 | 0 | 0 | 0 | 102779.0272 | 326397.9728 | 429177 | 0 | 0 | 0 | 0 | 0 | 0
2016-03-31 16:00 | 0 | 0 | 0 | 0 | 77623.9596 | 353054.0404 | 430678 | 0 | 0 | 0 | 0 | 0 | 0
2016-03-31 17:00 | 0 | 0 | 0 | 0 | 201471.7418 | 352126.1791 | 432261 | 0 | 121336.9209 | 0 | 0 | 0 | 0
2016-03-31 18:00 | 0 | 0 | 0 | 0 | 69241.5802 | 342967.6681 | 433513 | 0 | 100033.1692 | 0 | 0 | 0 | 0
2016-03-31 19:00 | 0 | 0 | 0 | 0 | 0 | 332985.8308 | 433019 | 0 | 0 | 0 | 0 | 0 | 0
2016-03-31 20:00 | 0 | 0 | 0 | 0 | 107858.6454 | 326088.3546 | 433947 | 0 | 0 | 0 | 0 | 0 | 0
2016-03-31 21:00 | 0 | 0 | 0 | 0 | 243286.6882 | 313623.2328 | 435573 | 0 | 121336.9209 | 0 | 0 | 0 | 0
2016-03-31 22:00 | 0 | 0 | 0 | 0 | 26096.9834 | 286903.0956 | 434337 | 0 | 0 | 0 | 0 | 0 | 0
2016-03-31 23:00 | 0 | 0 | 0 | 0 | 200344.5691 | 235081.4309 | 435426 | 0 | 0 | 0 | 0 | 0 | 0
2016-04-01 | 0 | 0 | 0 | 0 | 301037.0854 | 138258.9146 | 439296 | 0 | 0 | 0 | 0 | 0 | 0
2016-04-01 01:00 | 0 | 0 | 0 | 0 | 412356.0844 | 22233.9156 | 434590 | 0 | 0 | 0 | 0 | 0 | 0
2016-04-01 02:00 | 0 | 0 | 0 | 0 | 417219.925 | 0.074984 | 417220 | 0 | 0 | 0 | 0 | 0 | 0
2016-04-01 03:00 | 0 | 0 | 0 | 0 | 474616.7136 | 0 | 396361 | 0 | 78255.7136 | 0 | 0 | 0 | 0
2016-04-01 04:00 | 0 | 0 | 0 | 0 | 416846.2074 | 0 | 373765 | 0 | 121336.9209 | 0 | 0 | 0 | 0
2016-04-01 05:00 | 0 | 0 | 0 | 0 | 234269.0791 | 0 | 355606 | 0 | 0 | 0 | 0 | 0 | 0
2016-04-01 06:00 | 0 | 0 | 0 | 0 | 436803.5037 | 0 | 342598 | 0 | 94205.5037 | 0 | 0 | 0 | 0
2016-04-01 07:00 | 0 | 0 | 0 | 0 | 361232.4172 | 0 | 334101 | 0 | 121336.9209 | 0 | 0 | 0 | 0
2016-04-01 08:00 | 0 | 0 | 0 | 0 | 332912 | 0 | 332912 | 0 | 121336.9209 | 0 | 0 | 0 | 0
2016-04-01 09:00 | 0 | 0 | 0 | 0 | 307672.8987 | 0 | 340789 | 0 | 88220.8197 | 0 | 0 | 0 | 0
2016-04-01 10:00 | 0 | 0 | 0 | 0 | 388684.825 | 0 | 363022 | 0 | 113883.6447 | 0 | 0 | 0 | 0
2016-04-01 11:00 | 0 | 0 | 0 | 0 | 383484.5013 | 0 | 389519 | 0 | 107849.146 | 0 | 0 | 0 | 0
2016-04-01 12:00 | 0 | 0 | 0 | 0 | 352041.3496 | 12.5554 | 404981 | 0 | 54922.051 | 0 | 0 | 0 | 0
2016-04-01 13:00 | 0 | 0 | 0 | 0 | 309632.8656 | 51654.0834 | 416209 | 0 | 0 | 0 | 0 | 0 | 0
2016-04-01 14:00 | 0 | 0 | 0 | 0 | 204905.2475 | 220777.7525 | 425683 | 0 | 0 | 0 | 0 | 0 | 0
2016-04-01 15:00 | 0 | 0 | 0 | 0 | 119721.0896 | 310417.9104 | 430139 | 0 | 0 | 0 | 0 | 0 | 0
2016-04-01 16:00 | 0 | 0 | 0 | 0 | 80133.4043 | 350319.5957 | 430453 | 0 | 0 | 0 | 0 | 0 | 0
2016-04-01 17:00 | 0 | 0 | 0 | 0 | 158222.7599 | 351590.4724 | 429766 | 0 | 80047.2323 | 0 | 0 | 0 | 0
2016-04-01 18:00 | 0 | 0 | 0 | 0 | 0 | 347502.7677 | 427550 | 0 | 0 | 0 | 0 | 0 | 0
2016-04-01 19:00 | 0 | 0 | 0 | 0 | 158501.4612 | 342989.7346 | 424573 | 0 | 76918.1958 | 0 | 0 | 0 | 0
2016-04-01 20:00 | 0 | 0 | 0 | 0 | 0 | 344888.8042 | 421807 | 0 | 0 | 0 | 0 | 0 | 0
2016-04-01 21:00 | 0 | 0 | 0 | 0 | 74825.5522 | 344514.4478 | 419340 | 0 | 0 | 0 | 0 | 0 | 0
2016-04-01 22:00 | 0 | 0 | 0 | 0 | 80081.7866 | 335542.2134 | 415624 | 0 | 0 | 0 | 0 | 0 | 0
2016-04-01 23:00 | 0 | 0 | 0 | 0 | 244054.9124 | 291893.0085 | 414611 | 0 | 121336.9209 | 0 | 0 | 0 | 0
2016-04-02 | 0 | 0 | 0 | 0 | 110414.2274 | 187465.8516 | 419217 | 0 | 0 | 0 | 0 | 0 | 0
2016-04-02 01:00 | 0 | 0 | 0 | 0 | 445166.9218 | 24969.9706 | 416423 | 0 | 53713.8924 | 0 | 0 | 0 | 0
2016-04-02 02:00 | 0 | 0 | 0 | 0 | 351213.921 | 0.18659 | 404928 | 0 | 0 | 0 | 0 | 0 | 0
2016-04-02 03:00 | 0 | 0 | 0 | 0 | 388010 | 0 | 388010 | 0 | 0 | 0 | 0 | 0 | 0
2016-04-02 04:00 | 0 | 0 | 0 | 0 | 464051.5389 | 0 | 368271 | 0 | 95780.5389 | 0 | 0 | 0 | 0
2016-04-02 05:00 | 0 | 0 | 0 | 0 | 257240.4611 | 0 | 353021 | 0 | 0 | 0 | 0 | 0 | 0
2016-04-02 06:00 | 0 | 0 | 0 | 0 | 462386.9209 | 0 | 341050 | 0 | 121336.9209 | 0 | 0 | 0 | 0
2016-04-02 07:00 | 0 | 0 | 0 | 0 | 211446.0791 | 0 | 332783 | 0 | 0 | 0 | 0 | 0 | 0
2016-04-02 08:00 | 0 | 0 | 0 | 0 | 451324.9209 | 0 | 329988 | 0 | 121336.9209 | 0 | 0 | 0 | 0
2016-04-02 09:00 | 0 | 0 | 0 | 0 | 211906.0791 | 0 | 333243 | 0 | 0 | 0 | 0 | 0 | 0
2016-04-02 10:00 | 0 | 0 | 0 | 0 | 463544.9209 | 0 | 342208 | 0 | 121336.9209 | 0 | 0 | 0 | 0
2016-04-02 11:00 | 0 | 0 | 0 | 0 | 233899.0791 | 0 | 355236 | 0 | 0 | 0 | 0 | 0 | 0
2016-04-02 12:00 | 0 | 0 | 0 | 0 | 369914.9537 | 44.0463 | 369959 | 0 | 0 | 0 | 0 | 0 | 0
2016-04-02 13:00 | 0 | 0 | 0 | 0 | 307984.4521 | 76611.5479 | 384596 | 0 | 0 | 0 | 0 | 0 | 0
2016-04-02 14:00 | 0 | 0 | 0 | 0 | 134786.9195 | 258937.0805 | 393724 | 0 | 0 | 0 | 0 | 0 | 0
2016-04-02 15:00 | 0 | 0 | 0 | 0 | 54202.6421 | 342551.3579 | 396754 | 0 | 0 | 0 | 0 | 0 | 0
2016-04-02 16:00 | 0 | 0 | 0 | 0 | 13593.0895 | 380407.9105 | 394001 | 0 | 0 | 0 | 0 | 0 | 0
2016-04-02 17:00 | 0 | 0 | 0 | 0 | 8829.0183 | 381065.9817 | 389895 | 0 | 0 | 0 | 0 | 0 | 0
2016-04-02 18:00 | 0 | 0 | 0 | 0 | 11074.2838 | 374436.7162 | 385511 | 0 | 0 | 0 | 0 | 0 | 0
2016-04-02 19:00 | 0 | 0 | 0 | 0 | 11892.2111 | 369824.7889 | 381717 | 0 | 0 | 0 | 0 | 0 | 0
2016-04-02 20:00 | 0 | 0 | 0 | 0 | 8901.551 | 372025.449 | 380927 | 0 | 0 | 0 | 0 | 0 | 0
2016-04-02 21:00 | 0 | 0 | 0 | 0 | 9630.8989 | 372371.1011 | 382002 | 0 | 0 | 0 | 0 | 0 | 0
2016-04-02 22:00 | 0 | 0 | 0 | 0 | 22518.5186 | 361072.4814 | 383591 | 0 | 0 | 0 | 0 | 0 | 0
2016-04-02 23:00 | 0 | 0 | 0 | 0 | 176686.0557 | 309971.9041 | 388056 | 0 | 98601.9598 | 0 | 0 | 0 | 0
2016-04-03 | 0 | 0 | 0 | 0 | 234512.4368 | 185436.5243 | 397214 | 0 | 121336.9209 | 0 | 0 | 0 | 0
2016-04-03 01:00 | 0 | 0 | 0 | 18708.727 | 280955.8034 | 24365.5855 | 399248 | 0 | 46119.0368 | 0 | 0 | 0 | 0
2016-04-03 02:00 | 0 | 0 | 0 | 0 | 344326.9312 | 0.031912 | 390446 | 0 | 0 | 0 | 0 | 0 | 0
2016-04-03 03:00 | 0 | 0 | 0 | 0 | 377150 | 0 | 377150 | 0 | 0 | 0 | 0 | 0 | 0
2016-04-03 04:00 | 0 | 0 | 0 | 0 | 482616.9209 | 0 | 361280 | 0 | 121336.9209 | 0 | 0 | 0 | 0
2016-04-03 05:00 | 0 | 0 | 0 | 0 | 226507.0791 | 0 | 347844 | 0 | 0 | 0 | 0 | 0 | 0
2016-04-03 06:00 | 0 | 0 | 0 | 0 | 459487.9209 | 0 | 338151 | 0 | 121336.9209 | 0 | 0 | 0 | 0
2016-04-03 07:00 | 0 | 0 | 0 | 0 | 211487.0791 | 0 | 332824 | 0 | 0 | 0 | 0 | 0 | 0
2016-04-03 08:00 | 0 | 0 | 0 | 0 | 452684.9209 | 0 | 331348 | 0 | 121336.9209 | 0 | 0 | 0 | 0
2016-04-03 09:00 | 0 | 0 | 0 | 0 | 212251.0791 | 0 | 333588 | 0 | 0 | 0 | 0 | 0 | 0
2016-04-03 10:00 | 0 | 0 | 0 | 0 | 462767.9209 | 0 | 341431 | 0 | 121336.9209 | 0 | 0 | 0 | 0
2016-04-03 11:00 | 0 | 0 | 0 | 0 | 230646.0791 | 0 | 351983 | 0 | 0 | 0 | 0 | 0 | 0
2016-04-03 12:00 | 0 | 0 | 0 | 0 | 364589.4921 | 43.5079 | 364633 | 0 | 0 | 0 | 0 | 0 | 0
2016-04-03 13:00 | 0 | 0 | 0 | 0 | 296328.4952 | 78057.5048 | 374386 | 0 | 0 | 0 | 0 | 0 | 0
2016-04-03 14:00 | 0 | 0 | 0 | 0 | 131296.1495 | 247571.8505 | 378868 | 0 | 0 | 0 | 0 | 0 | 0
2016-04-03 15:00 | 0 | 0 | 0 | 0 | 52342.7655 | 325853.2345 | 378196 | 0 | 0 | 0 | 0 | 0 | 0
2016-04-03 16:00 | 0 | 0 | 0 | 0 | 7846.9585 | 369420.0415 | 377267 | 0 | 0 | 0 | 0 | 0 | 0
2016-04-03 17:00 | 0 | 0 | 0 | 0 | 5181.0633 | 370456.9367 | 375638 | 0 | 0 | 0 | 0 | 0 | 0
2016-04-03 18:00 | 0 | 0 | 0 | 0 | 10949.2222 | 362742.7778 | 373692 | 0 | 0 | 0 | 0 | 0 | 0
2016-04-03 19:00 | 0 | 0 | 0 | 0 | 14781.5127 | 357356.4873 | 372138 | 0 | 0 | 0 | 0 | 0 | 0
2016-04-03 20:00 | 0 | 0 | 0 | 0 | 17076.9122 | 357816.0878 | 374893 | 0 | 0 | 0 | 0 | 0 | 0
2016-04-03 21:00 | 0 | 0 | 0 | 0 | 24236.4775 | 355860.5225 | 380097 | 0 | 0 | 0 | 0 | 0 | 0
2016-04-03 22:00 | 0 | 0 | 0 | 0 | 46330.0444 | 339969.9556 | 386300 | 0 | 0 | 0 | 0 | 0 | 0
2016-04-03 23:00 | 0 | 0 | 0 | 0 | 109207.4839 | 284755.5161 | 393963 | 0 | 0 | 0 | 0 | 0 | 0
2016-04-04 | 0 | 0 | 0 | 0 | 360507.7251 | 166520.1959 | 405691 | 0 | 121336.9209 | 0 | 0 | 0 | 0
2016-04-04 01:00 | 0 | 0 | 0 | 0 | 385381.5227 | 21162.4773 | 406544 | 0 | 121336.9209 | 0 | 0 | 0 | 0
2016-04-04 02:00 | 0 | 0 | 0 | 0 | 272272.0197 | 1.0594 | 393610 | 0 | 0 | 0 | 0 | 0 | 0
2016-04-04 03:00 | 0 | 0 | 0 | 0 | 376446 | 0 | 376446 | 0 | 0 | 0 | 0 | 0 | 0
2016-04-04 04:00 | 0 | 0 | 0 | 0 | 475873.8078 | 0 | 357190 | 0 | 118683.8078 | 0 | 0 | 0 | 0
2016-04-04 05:00 | 0 | 0 | 0 | 0 | 345157.1131 | 0 | 342504 | 0 | 121336.9209 | 0 | 0 | 0 | 0
2016-04-04 06:00 | 0 | 0 | 0 | 0 | 332944 | 0 | 332944 | 0 | 121336.9209 | 0 | 0 | 0 | 0
2016-04-04 07:00 | 0 | 0 | 0 | 0 | 327624 | 0 | 327624 | 0 | 121336.9209 | 0 | 0 | 0 | 0
2016-04-04 08:00 | 0 | 0 | 0 | 0 | 328757 | 0 | 328757 | 0 | 121336.9209 | 0 | 0 | 0 | 0
2016-04-04 09:00 | 0 | 0 | 0 | 0 | 307402.8163 | 0 | 342155 | 0 | 86584.7373 | 0 | 0 | 0 | 0
2016-04-04 10:00 | 0 | 0 | 0 | 0 | 291868.7384 | 0 | 371782 | 0 | 6671.4757 | 0 | 0 | 0 | 0
2016-04-04 11:00 | 0 | 0 | 0 | 229001.4058 | 285659.0394 | 0 | 399995 | 0 | 121336.9209 | 0 | 0 | 0 | 0
2016-04-04 12:00 | 0 | 0 | 0 | 37048.4856 | 253525.1159 | 46.4776 | 411957 | 0 | 0 | 0 | 0 | 0 | 0
2016-04-04 13:00 | 0 | 0 | 0 | 290648.9339 | 141221.8579 | 95939.2271 | 417396 | 0 | 110414.0189 | 0 | 0 | 0 | 0
2016-04-04 14:00 | 0 | 0 | 0 | 0 | 88884.31 | 223027.6711 | 422326 | 0 | 0 | 0 | 0 | 0 | 0
2016-04-04 15:00 | 0 | 0 | 0 | 18474.4978 | 100631.0263 | 305855.4758 | 424961 | 0 | 0 | 0 | 0 | 0 | 0
2016-04-04 16:00 | 0 | 0 | 0 | 0 | 109665.4296 | 346002.633 | 426317 | 0 | 29351.0626 | 0 | 0 | 0 | 0
2016-04-04 17:00 | 0 | 0 | 0 | 0 | 104006.3868 | 351129.1311 | 428527 | 0 | 55959.5805 | 0 | 0 | 0 | 0
2016-04-04 18:00 | 0 | 0 | 0 | 0 | 101901.7537 | 345563.7332 | 430624 | 0 | 72801.0674 | 0 | 0 | 0 | 0
2016-04-04 19:00 | 0 | 0 | 0 | 0 | 105510.7671 | 340148.856 | 432786 | 0 | 85674.6905 | 0 | 0 | 0 | 0
2016-04-04 20:00 | 0 | 0 | 0 | 0 | 13265.5443 | 337977.7652 | 436918 | 0 | 0 | 0 | 0 | 0 | 0
2016-04-04 21:00 | 0 | 0 | 0 | 0 | 110505.7086 | 330997.2914 | 441503 | 0 | 0 | 0 | 0 | 0 | 0
2016-04-04 22:00 | 0 | 0 | 0 | 0 | 134618.2708 | 309423.7292 | 444042 | 0 | 0 | 0 | 0 | 0 | 0
2016-04-04 23:00 | 0 | 0 | 0 | 0 | 185239.8569 | 260576.1431 | 445816 | 0 | 0 | 0 | 0 | 0 | 0
2016-04-05 | 0 | 0 | 0 | 0 | 391245.7236 | 154483.9204 | 451312 | 0 | 94417.644 | 0 | 0 | 0 | 0
2016-04-05 01:00 | 0 | 0 | 0 | 0 | 447912.4014 | 25418.8755 | 446412 | 0 | 121336.9209 | 0 | 0 | 0 | 0
2016-04-05 02:00 | 0 | 0 | 0 | 0 | 306236.0214 | 2.0577 | 427575 | 0 | 0 | 0 | 0 | 0 | 0
2016-04-05 03:00 | 0 | 0 | 0 | 0 | 404221 | 0 | 404221 | 0 | 0 | 0 | 0 | 0 | 0
2016-04-05 04:00 | 0 | 0 | 0 | 0 | 503387.9209 | 0 | 382051 | 0 | 121336.9209 | 0 | 0 | 0 | 0
2016-04-05 05:00 | 0 | 0 | 0 | 0 | 364334 | 0 | 364334 | 0 | 121336.9209 | 0 | 0 | 0 | 0
2016-04-05 06:00 | 0 | 0 | 0 | 0 | 352651 | 0 | 352651 | 0 | 121336.9209 | 0 | 0 | 0 | 0
2016-04-05 07:00 | 0 | 0 | 0 | 0 | 345982 | 0 | 345982 | 0 | 121336.9209 | 0 | 0 | 0 | 0
2016-04-05 08:00 | 0 | 0 | 0 | 0 | 346231 | 0 | 346231 | 0 | 121336.9209 | 0 | 0 | 0 | 0
2016-04-05 09:00 | 0 | 0 | 0 | 0 | 237728.0791 | 0 | 359065 | 0 | 0 | 0 | 0 | 0 | 0
2016-04-05 10:00 | 0 | 0 | 0 | 0 | 509379.9209 | 0 | 388043 | 0 | 121336.9209 | 0 | 0 | 0 | 0
2016-04-05 11:00 | 0 | 0 | 0 | 0 | 293993.0791 | 0 | 415330 | 0 | 0 | 0 | 0 | 0 | 0
2016-04-05 12:00 | 0 | 0 | 0 | 0 | 425286.9358 | 56.0642 | 425343 | 0 | 0 | 0 | 0 | 0 | 0
2016-04-05 13:00 | 0 | 0 | 0 | 0 | 341661.8657 | 87920.1343 | 429582 | 0 | 0 | 0 | 0 | 0 | 0
2016-04-05 14:00 | 0 | 0 | 0 | 0 | 193220.8353 | 240565.1647 | 433786 | 0 | 0 | 0 | 0 | 0 | 0
2016-04-05 15:00 | 0 | 0 | 0 | 0 | 109424.2821 | 325227.7179 | 434652 | 0 | 0 | 0 | 0 | 0 | 0
2016-04-05 16:00 | 0 | 0 | 0 | 0 | 192147.9332 | 362794.9877 | 433606 | 0 | 121336.9209 | 0 | 0 | 0 | 0
2016-04-05 17:00 | 0 | 0 | 0 | 0 | 74296.8734 | 359402.1266 | 433699 | 0 | 121336.9209 | 0 | 0 | 0 | 0
2016-04-05 18:00 | 0 | 0 | 0 | 0 | 83613.1805 | 350260.8195 | 433874 | 0 | 121336.9209 | 0 | 0 | 0 | 0
2016-04-05 19:00 | 0 | 0 | 0 | 0 | 90555.1581 | 343907.8419 | 434463 | 0 | 121336.9209 | 0 | 0 | 0 | 0
2016-04-05 20:00 | 0 | 0 | 0 | 0 | 70360.4894 | 343816.0319 | 436496 | 0 | 99017.4423 | 0 | 0 | 0 | 0
2016-04-05 21:00 | 0 | 0 | 0 | 0 | 0 | 341070.5577 | 440088 | 0 | 0 | 0 | 0 | 0 | 0
2016-04-05 22:00 | 0 | 0 | 0 | 0 | 115790.2515 | 326947.7485 | 442738 | 0 | 0 | 0 | 0 | 0 | 0
2016-04-05 23:00 | 0 | 0 | 0 | 0 | 168060.9713 | 278771.0287 | 446832 | 0 | 0 | 0 | 0 | 0 | 0
2016-04-06 | 0 | 0 | 0 | 0 | 407199.1591 | 171807.7618 | 457670 | 0 | 121336.9209 | 0 | 0 | 0 | 0
2016-04-06 01:00 | 0 | 0 | 0 | 0 | 428193.3307 | 27076.6693 | 455270 | 0 | 121336.9209 | 0 | 0 | 0 | 0
2016-04-06 02:00 | 0 | 0 | 0 | 0 | 316204.1904 | 3.8887 | 437545 | 0 | 0 | 0 | 0 | 0 | 0
2016-04-06 03:00 | 0 | 0 | 0 | 0 | 536023.9209 | 0 | 414687 | 0 | 121336.9209 | 0 | 0 | 0 | 0
2016-04-06 04:00 | 0 | 0 | 0 | 0 | 394336 | 0 | 394336 | 0 | 121336.9209 | 0 | 0 | 0 | 0
2016-04-06 05:00 | 0 | 0 | 0 | 0 | 256062.0791 | 0 | 377399 | 0 | 0 | 0 | 0 | 0 | 0
2016-04-06 06:00 | 0 | 0 | 0 | 0 | 487063.9209 | 0 | 365727 | 0 | 121336.9209 | 0 | 0 | 0 | 0
2016-04-06 07:00 | 0 | 0 | 0 | 0 | 359665 | 0 | 359665 | 0 | 121336.9209 | 0 | 0 | 0 | 0
2016-04-06 08:00 | 0 | 0 | 0 | 0 | 359740 | 0 | 359740 | 0 | 121336.9209 | 0 | 0 | 0 | 0
2016-04-06 09:00 | 0 | 0 | 0 | 0 | 249209.0791 | 0 | 370546 | 0 | 0 | 0 | 0 | 0 | 0
2016-04-06 10:00 | 0 | 0 | 0 | 0 | 520014.9209 | 0 | 398678 | 0 | 121336.9209 | 0 | 0 | 0 | 0
2016-04-06 11:00 | 0 | 0 | 0 | 0 | 302140.0791 | 0 | 423477 | 0 | 0 | 0 | 0 | 0 | 0
2016-04-06 12:00 | 0 | 0 | 0 | 0 | 429576.5232 | 65.4768 | 429642 | 0 | 0 | 0 | 0 | 0 | 0
2016-04-06 13:00 | 0 | 0 | 0 | 0 | 338360.2361 | 92569.7639 | 430930 | 0 | 0 | 0 | 0 | 0 | 0
2016-04-06 14:00 | 0 | 0 | 0 | 0 | 173849.2107 | 259040.7893 | 432890 | 0 | 0 | 0 | 0 | 0 | 0
2016-04-06 15:00 | 0 | 0 | 0 | 0 | 85058.1071 | 347279.8929 | 432338 | 0 | 0 | 0 | 0 | 0 | 0
2016-04-06 16:00 | 0 | 0 | 0 | 0 | 52739.0834 | 377394.9166 | 430134 | 0 | 0 | 0 | 0 | 0 | 0
2016-04-06 17:00 | 0 | 0 | 0 | 0 | 49891.7903 | 379463.2097 | 429355 | 0 | 0 | 0 | 0 | 0 | 0
2016-04-06 18:00 | 0 | 0 | 0 | 0 | 178476.6784 | 372574.2425 | 429714 | 0 | 121336.9209 | 0 | 0 | 0 | 0
2016-04-06 19:00 | 0 | 0 | 0 | 0 | 6923.1306 | 366737.9079 | 429632 | 0 | 65365.9595 | 0 | 0 | 0 | 0
2016-04-06 20:00 | 0 | 0 | 0 | 0 | 0 | 366885.0405 | 432251 | 0 | 0 | 0 | 0 | 0 | 0
2016-04-06 21:00 | 0 | 0 | 0 | 0 | 70721.2466 | 364644.7534 | 435366 | 0 | 0 | 0 | 0 | 0 | 0
2016-04-06 22:00 | 0 | 0 | 0 | 0 | 86670.3498 | 351673.6502 | 438344 | 0 | 0 | 0 | 0 | 0 | 0
2016-04-06 23:00 | 0 | 0 | 0 | 0 | 143364.7246 | 299817.2754 | 443182 | 0 | 0 | 0 | 0 | 0 | 0
2016-04-07 | 0 | 0 | 0 | 0 | 387676.7088 | 182186.2122 | 448526 | 0 | 121336.9209 | 0 | 0 | 0 | 0
2016-04-07 01:00 | 0 | 0 | 0 | 0 | 417623.5312 | 25400.4688 | 443024 | 0 | 121336.9209 | 0 | 0 | 0 | 0
2016-04-07 02:00 | 0 | 0 | 0 | 0 | 311097.9562 | 4.0195 | 424750 | 0 | 7688.8966 | 0 | 0 | 0 | 0
2016-04-07 03:00 | 0 | 0 | 0 | 0 | 393930.1034 | 0 | 401619 | 0 | 0 | 0 | 0 | 0 | 0
2016-04-07 04:00 | 0 | 0 | 0 | 0 | 416575.0582 | 0 | 378658 | 0 | 37917.0582 | 0 | 0 | 0 | 0
2016-04-07 05:00 | 0 | 0 | 0 | 0 | 323176.9418 | 0 | 361094 | 0 | 0 | 0 | 0 | 0 | 0
2016-04-07 06:00 | 0 | 0 | 0 | 0 | 470285.9209 | 0 | 348949 | 0 | 121336.9209 | 0 | 0 | 0 | 0
2016-04-07 07:00 | 0 | 0 | 0 | 0 | 342122 | 0 | 342122 | 0 | 121336.9209 | 0 | 0 | 0 | 0
2016-04-07 08:00 | 0 | 0 | 0 | 0 | 220549.0791 | 0 | 341886 | 0 | 0 | 0 | 0 | 0 | 0
2016-04-07 09:00 | 0 | 0 | 0 | 0 | 471453.9209 | 0 | 350117 | 0 | 121336.9209 | 0 | 0 | 0 | 0
2016-04-07 10:00 | 0 | 0 | 0 | 0 | 376991 | 0 | 376991 | 0 | 121336.9209 | 0 | 0 | 0 | 0
2016-04-07 11:00 | 0 | 0 | 0 | 0 | 282055.0791 | 0 | 403392 | 0 | 0 | 0 | 0 | 0 | 0
2016-04-07 12:00 | 0 | 0 | 0 | 0 | 414762.1936 | 78.8064 | 414841 | 0 | 0 | 0 | 0 | 0 | 0
2016-04-07 13:00 | 0 | 0 | 0 | 0 | 341319.1476 | 80454.8524 | 421774 | 0 | 0 | 0 | 0 | 0 | 0
2016-04-07 14:00 | 0 | 0 | 0 | 0 | 231083.7084 | 197346.2916 | 428430 | 0 | 0 | 0 | 0 | 0 | 0
2016-04-07 15:00 | 0 | 0 | 0 | 0 | 165222.82 | 266668.18 | 431891 | 0 | 0 | 0 | 0 | 0 | 0
2016-04-07 16:00 | 0 | 0 | 0 | 0 | 131004.1674 | 302509.8326 | 433514 | 0 | 0 | 0 | 0 | 0 | 0
2016-04-07 17:00 | 0 | 0 | 0 | 0 | 122155.5854 | 312949.4146 | 435105 | 0 | 0 | 0 | 0 | 0 | 0
2016-04-07 18:00 | 0 | 0 | 0 | 0 | 124209.6224 | 312373.3776 | 436583 | 0 | 0 | 0 | 0 | 0 | 0
2016-04-07 19:00 | 0 | 0 | 0 | 0 | 131671.9986 | 306686.0014 | 438358 | 0 | 0 | 0 | 0 | 0 | 0
2016-04-07 20:00 | 0 | 0 | 0 | 0 | 140099.5644 | 301484.4356 | 441584 | 0 | 0 | 0 | 0 | 0 | 0
2016-04-07 21:00 | 0 | 0 | 0 | 0 | 277180.2337 | 288502.6873 | 444346 | 0 | 121336.9209 | 0 | 0 | 0 | 0
2016-04-07 22:00 | 0 | 0 | 0 | 0 | 184536.47 | 259321.53 | 443858 | 0 | 121336.9209 | 0 | 0 | 0 | 0
2016-04-07 23:00 | 0 | 0 | 0 | 0 | 119453.5845 | 202624.4946 | 443415 | 0 | 0 | 0 | 0 | 0 | 0
2016-04-08 | 0 | 0 | 0 | 0 | 453864.8271 | 114631.0939 | 447159 | 0 | 121336.9209 | 0 | 0 | 0 | 0
2016-04-08 01:00 | 0 | 0 | 0 | 0 | 427449.3116 | 14954.6884 | 442404 | 0 | 121336.9209 | 0 | 0 | 0 | 0
2016-04-08 02:00 | 0 | 0 | 0 | 0 | 303528.3892 | 2.6898 | 424868 | 0 | 0 | 0 | 0 | 0 | 0
2016-04-08 03:00 | 0 | 0 | 0 | 0 | 402749 | 0 | 402749 | 0 | 0 | 0 | 0 | 0 | 0
2016-04-08 04:00 | 0 | 0 | 0 | 0 | 480938.3688 | 0 | 380965 | 0 | 99973.3688 | 0 | 0 | 0 | 0
2016-04-08 05:00 | 0 | 0 | 0 | 0 | 373972.615 | 0 | 363625 | 0 | 110320.9839 | 0 | 0 | 0 | 0
2016-04-08 06:00 | 0 | 0 | 0 | 0 | 362890.9371 | 0 | 351875 | 0 | 121336.9209 | 0 | 0 | 0 | 0
2016-04-08 07:00 | 0 | 0 | 0 | 0 | 329141.6495 | 0 | 345250 | 0 | 105228.5705 | 0 | 0 | 0 | 0
2016-04-08 08:00 | 0 | 0 | 0 | 0 | 312629.7988 | 0 | 345398 | 0 | 72460.3692 | 0 | 0 | 0 | 0
2016-04-08 09:00 | 0 | 0 | 0 | 0 | 300109.4406 | 0 | 355321 | 0 | 17248.8098 | 0 | 0 | 0 | 0
2016-04-08 10:00 | 0 | 0 | 0 | 70029.5666 | 293154.6236 | 0 | 380433 | 0 | 0 | 0 | 0 | 0 | 0
2016-04-08 11:00 | 0 | 0 | 0 | 110762.8453 | 293909.1547 | 0 | 404672 | 0 | 0 | 0 | 0 | 0 | 0
2016-04-08 12:00 | 0 | 0 | 0 | 142990.8743 | 271675.5886 | 85.5371 | 414752 | 0 | 0 | 0 | 0 | 0 | 0
2016-04-08 13:00 | 0 | 0 | 0 | 154751.9165 | 208963.0576 | 56861.0259 | 420576 | 0 | 0 | 0 | 0 | 0 | 0
2016-04-08 14:00 | 0 | 0 | 0 | 21032.3386 | 261692.1262 | 143398.5353 | 426123 | 0 | 0 | 0 | 0 | 0 | 0
2016-04-08 15:00 | 0 | 0 | 0 | 0 | 297138.1696 | 208921.8165 | 429033 | 0 | 77026.986 | 0 | 0 | 0 | 0
2016-04-08 16:00 | 0 | 0 | 0 | 0 | 226721.1573 | 246330.7776 | 428742 | 0 | 121336.9209 | 0 | 0 | 0 | 0
2016-04-08 17:00 | 0 | 0 | 0 | 0 | 165331.699 | 263117.301 | 428449 | 0 | 121336.9209 | 0 | 0 | 0 | 0
2016-04-08 18:00 | 0 | 0 | 0 | 0 | 41273.0174 | 265692.0616 | 428302 | 0 | 0 | 0 | 0 | 0 | 0
2016-04-08 19:00 | 0 | 0 | 0 | 0 | 275374.1405 | 262260.471 | 426825 | 0 | 110809.6116 | 0 | 0 | 0 | 0
2016-04-08 20:00 | 0 | 0 | 0 | 0 | 60495.959 | 255410.4295 | 426716 | 0 | 0 | 0 | 0 | 0 | 0
2016-04-08 21:00 | 0 | 0 | 0 | 0 | 226332.1215 | 236452.3949 | 426130 | 0 | 36654.5164 | 0 | 0 | 0 | 0
2016-04-08 22:00 | 0 | 0 | 0 | 0 | 258234.4784 | 205344.5986 | 423852 | 0 | 76381.5934 | 0 | 0 | 0 | 0
2016-04-08 23:00 | 0 | 0 | 0 | 0 | 252260.4882 | 151115.337 | 422141 | 0 | 57616.4186 | 0 | 0 | 0 | 0
2016-04-09 | 0 | 0 | 0 | 0 | 291722.9479 | 78527.6335 | 427867 | 0 | 0 | 0 | 0 | 0 | 0
2016-04-09 01:00 | 0 | 0 | 0 | 0 | 419103.1897 | 7520.8103 | 426624 | 0 | 0 | 0 | 0 | 0 | 0
2016-04-09 02:00 | 0 | 0 | 0 | 0 | 415273.96 | 0.04002 | 415274 | 0 | 0 | 0 | 0 | 0 | 0
2016-04-09 03:00 | 0 | 0 | 0 | 0 | 399143 | 0 | 399143 | 0 | 0 | 0 | 0 | 0 | 0
2016-04-09 04:00 | 0 | 0 | 0 | 0 | 458005.77 | 0 | 381061 | 0 | 76944.77 | 0 | 0 | 0 | 0
2016-04-09 05:00 | 0 | 0 | 0 | 0 | 290103.23 | 0 | 367048 | 0 | 0 | 0 | 0 | 0 | 0
2016-04-09 06:00 | 0 | 0 | 0 | 0 | 423471.7848 | 0 | 356187 | 0 | 67284.7848 | 0 | 0 | 0 | 0
2016-04-09 07:00 | 0 | 0 | 0 | 0 | 403896.1361 | 0 | 349844 | 0 | 121336.9209 | 0 | 0 | 0 | 0
2016-04-09 08:00 | 0 | 0 | 0 | 0 | 226026.0791 | 0 | 347363 | 0 | 0 | 0 | 0 | 0 | 0
2016-04-09 09:00 | 0 | 0 | 0 | 0 | 390476.5526 | 0 | 351170 | 0 | 39306.5526 | 0 | 0 | 0 | 0
2016-04-09 10:00 | 0 | 0 | 0 | 0 | 381004.8985 | 0 | 359217 | 0 | 61094.4512 | 0 | 0 | 0 | 0
2016-04-09 11:00 | 0 | 0 | 0 | 0 | 327797.4372 | 0 | 369960 | 0 | 18931.8884 | 0 | 0 | 0 | 0
2016-04-09 12:00 | 0 | 0 | 0 | 0 | 364211.0734 | 96.0383 | 383239 | 0 | 0 | 0 | 0 | 0 | 0
2016-04-09 13:00 | 0 | 0 | 0 | 0 | 321839.9795 | 72663.0205 | 394503 | 0 | 0 | 0 | 0 | 0 | 0
2016-04-09 14:00 | 0 | 0 | 0 | 0 | 212295.04 | 189863.96 | 402159 | 0 | 0 | 0 | 0 | 0 | 0
2016-04-09 15:00 | 0 | 0 | 0 | 0 | 137188.7595 | 267346.2405 | 404535 | 0 | 0 | 0 | 0 | 0 | 0
2016-04-09 16:00 | 0 | 0 | 0 | 0 | 108025.382 | 295399.618 | 403425 | 0 | 0 | 0 | 0 | 0 | 0
2016-04-09 17:00 | 0 | 0 | 0 | 0 | 223418.8183 | 299682.1027 | 401764 | 0 | 121336.9209 | 0 | 0 | 0 | 0
2016-04-09 18:00 | 0 | 0 | 0 | 0 | 101790.8621 | 297420.1379 | 399211 | 0 | 121336.9209 | 0 | 0 | 0 | 0
2016-04-09 19:00 | 0 | 0 | 0 | 0 | 86411.3979 | 294373.3465 | 396576 | 0 | 105545.6653 | 0 | 0 | 0 | 0
2016-04-09 20:00 | 0 | 0 | 0 | 0 | 0 | 290934.3347 | 396480 | 0 | 0 | 0 | 0 | 0 | 0
2016-04-09 21:00 | 0 | 0 | 0 | 0 | 117722.3123 | 278877.6877 | 396600 | 0 | 0 | 0 | 0 | 0 | 0
2016-04-09 22:00 | 0 | 0 | 0 | 0 | 145295.0269 | 252038.9731 | 397334 | 0 | 0 | 0 | 0 | 0 | 0
2016-04-09 23:00 | 0 | 0 | 0 | 0 | 320042.4388 | 201479.4822 | 400185 | 0 | 121336.9209 | 0 | 0 | 0 | 0
2016-04-10 | 0 | 0 | 0 | 0 | 294846.3727 | 115443.6273 | 410290 | 0 | 121336.9209 | 0 | 0 | 0 | 0
2016-04-10 01:00 | 0 | 0 | 0 | 0 | 401663.0744 | 11199.9256 | 412863 | 0 | 121336.9209 | 0 | 0 | 0 | 0
2016-04-10 02:00 | 0 | 0 | 0 | 0 | 282968.025 | 0.054058 | 404305 | 0 | 0 | 0 | 0 | 0 | 0
2016-04-10 03:00 | 0 | 0 | 0 | 0 | 391068 | 0 | 391068 | 0 | 0 | 0 | 0 | 0 | 0
2016-04-10 04:00 | 0 | 0 | 0 | 0 | 497387.9209 | 0 | 376051 | 0 | 121336.9209 | 0 | 0 | 0 | 0
2016-04-10 05:00 | 0 | 0 | 0 | 0 | 242589.0791 | 0 | 363926 | 0 | 0 | 0 | 0 | 0 | 0
2016-04-10 06:00 | 0 | 0 | 0 | 0 | 475957.9209 | 0 | 354621 | 0 | 121336.9209 | 0 | 0 | 0 | 0
2016-04-10 07:00 | 0 | 0 | 0 | 0 | 227578.0791 | 0 | 348915 | 0 | 0 | 0 | 0 | 0 | 0
2016-04-10 08:00 | 0 | 0 | 0 | 0 | 468651.9209 | 0 | 347315 | 0 | 121336.9209 | 0 | 0 | 0 | 0
2016-04-10 09:00 | 0 | 0 | 0 | 0 | 227617.0791 | 0 | 348954 | 0 | 0 | 0 | 0 | 0 | 0
2016-04-10 10:00 | 0 | 0 | 0 | 0 | 476221.9209 | 0 | 354885 | 0 | 121336.9209 | 0 | 0 | 0 | 0
2016-04-10 11:00 | 0 | 0 | 0 | 0 | 241140.0791 | 0 | 362477 | 0 | 0 | 0 | 0 | 0 | 0
2016-04-10 12:00 | 0 | 0 | 0 | 0 | 370909.4665 | 199.5335 | 371109 | 0 | 0 | 0 | 0 | 0 | 0
2016-04-10 13:00 | 0 | 0 | 0 | 0 | 376059.2743 | 94238.9926 | 379666 | 0 | 90632.267 | 0 | 0 | 0 | 0
2016-04-10 14:00 | 0 | 0 | 0 | 0 | 194687.3946 | 205151.8184 | 385109 | 0 | 105362.48 | 0 | 0 | 0 | 0
2016-04-10 15:00 | 0 | 0 | 0 | 0 | 0 | 281443.52 | 386806 | 0 | 0 | 0 | 0 | 0 | 0
2016-04-10 16:00 | 0 | 0 | 0 | 0 | 82169.4715 | 306632.5285 | 388802 | 0 | 0 | 0 | 0 | 0 | 0
2016-04-10 17:00 | 0 | 0 | 0 | 0 | 203983.7609 | 306235.16 | 388882 | 0 | 121336.9209 | 0 | 0 | 0 | 0
2016-04-10 18:00 | 0 | 0 | 0 | 0 | 89582.5621 | 299202.4379 | 388785 | 0 | 121336.9209 | 0 | 0 | 0 | 0
2016-04-10 19:00 | 0 | 0 | 0 | 0 | 94254.5744 | 288160.909 | 388616 | 0 | 115136.4044 | 0 | 0 | 0 | 0
2016-04-10 20:00 | 0 | 0 | 0 | 0 | 0 | 275941.5956 | 391078 | 0 | 0 | 0 | 0 | 0 | 0
2016-04-10 21:00 | 0 | 0 | 0 | 0 | 140848.0447 | 254464.9553 | 395313 | 0 | 0 | 0 | 0 | 0 | 0
2016-04-10 22:00 | 0 | 0 | 0 | 0 | 182587.3905 | 217131.6095 | 399719 | 0 | 0 | 0 | 0 | 0 | 0
2016-04-10 23:00 | 0 | 0 | 0 | 0 | 362319.6339 | 164728.287 | 405711 | 0 | 121336.9209 | 0 | 0 | 0 | 0
2016-04-11 | 0 | 0 | 0 | 0 | 327386.3199 | 88971.6801 | 416358 | 0 | 121336.9209 | 0 | 0 | 0 | 0
2016-04-11 01:00 | 0 | 0 | 0 | 0 | 397445.8575 | 17930.1425 | 415376 | 0 | 121336.9209 | 0 | 0 | 0 | 0
2016-04-11 02:00 | 0 | 0 | 0 | 0 | 280172.2987 | 0.78035 | 401510 | 0 | 0 | 0 | 0 | 0 | 0
2016-04-11 03:00 | 0 | 0 | 0 | 0 | 383794 | 0 | 383794 | 0 | 0 | 0 | 0 | 0 | 0
2016-04-11 04:00 | 0 | 0 | 0 | 0 | 455994.7484 | 0 | 365234 | 0 | 90760.7484 | 0 | 0 | 0 | 0
2016-04-11 05:00 | 0 | 0 | 0 | 0 | 381000.1725 | 0 | 350424 | 0 | 121336.9209 | 0 | 0 | 0 | 0
2016-04-11 06:00 | 0 | 0 | 0 | 0 | 340447 | 0 | 340447 | 0 | 121336.9209 | 0 | 0 | 0 | 0
2016-04-11 07:00 | 0 | 0 | 0 | 0 | 335183 | 0 | 335183 | 0 | 121336.9209 | 0 | 0 | 0 | 0
2016-04-11 08:00 | 0 | 0 | 0 | 0 | 337219 | 0 | 337219 | 0 | 121336.9209 | 0 | 0 | 0 | 0
2016-04-11 09:00 | 0 | 0 | 0 | 0 | 348728 | 0 | 348728 | 0 | 121336.9209 | 0 | 0 | 0 | 0
2016-04-11 10:00 | 0 | 0 | 0 | 0 | 360350.3408 | 0 | 376332 | 0 | 105355.2617 | 0 | 0 | 0 | 0
2016-04-11 11:00 | 0 | 0 | 0 | 64483.3308 | 353758.3285 | 0 | 402260 | 0 | 121336.9209 | 0 | 0 | 0 | 0
2016-04-11 12:00 | 0 | 0 | 0 | 7860.892 | 310567.7337 | 163.0038 | 414026 | 0 | 25902.5505 | 0 | 0 | 0 | 0
2016-04-11 13:00 | 0 | 0 | 0 | 0 | 306701.4238 | 88612.0257 | 421216 | 0 | 0 | 0 | 0 | 0 | 0
2016-04-11 14:00 | 0 | 0 | 0 | 0 | 217672.0361 | 209816.9639 | 427489 | 0 | 0 | 0 | 0 | 0 | 0
2016-04-11 15:00 | 0 | 0 | 0 | 0 | 137082.6582 | 293409.3418 | 430492 | 0 | 0 | 0 | 0 | 0 | 0
2016-04-11 16:00 | 0 | 0 | 0 | 0 | 103949.476 | 326771.524 | 430721 | 0 | 0 | 0 | 0 | 0 | 0
2016-04-11 17:00 | 0 | 0 | 0 | 0 | 103696.0751 | 327437.9249 | 431134 | 0 | 0 | 0 | 0 | 0 | 0
2016-04-11 18:00 | 0 | 0 | 0 | 0 | 227924.419 | 320562.6574 | 431481 | 0 | 117006.0765 | 0 | 0 | 0 | 0
2016-04-11 19:00 | 0 | 0 | 0 | 0 | 0 | 314835.9235 | 431842 | 0 | 0 | 0 | 0 | 0 | 0
2016-04-11 20:00 | 0 | 0 | 0 | 0 | 120169.5808 | 312685.4192 | 432855 | 0 | 0 | 0 | 0 | 0 | 0
2016-04-11 21:00 | 0 | 0 | 0 | 0 | 226254.6019 | 305446.845 | 434795 | 0 | 96906.4468 | 0 | 0 | 0 | 0
2016-04-11 22:00 | 0 | 0 | 0 | 0 | 171834.2258 | 286037.302 | 434879 | 0 | 119898.9746 | 0 | 0 | 0 | 0
2016-04-11 23:00 | 0 | 0 | 0 | 0 | 198528.5578 | 238531.3885 | 435622 | 0 | 121336.9209 | 0 | 0 | 0 | 0
2016-04-12 | 0 | 0 | 0 | 29256.0913 | 222902.1997 | 149647.8372 | 440493 | 0 | 82650.0492 | 0 | 0 | 0 | 0
2016-04-12 01:00 | 0 | 0 | 0 | 0 | 323105.1592 | 30634.7916 | 436390 | 0 | 0 | 0 | 0 | 0 | 0
2016-04-12 02:00 | 0 | 0 | 0 | 33676.5618 | 385482.7628 | 8.6754 | 419168 | 0 | 0 | 0 | 0 | 0 | 0
2016-04-12 03:00 | 0 | 0 | 0 | 11345.2495 | 385051.7505 | 0 | 396397 | 0 | 0 | 0 | 0 | 0 | 0
2016-04-12 04:00 | 0 | 0 | 0 | 763.1175 | 374600.8825 | 0 | 375364 | 0 | 0 | 0 | 0 | 0 | 0
2016-04-12 05:00 | 0 | 0 | 0 | 0 | 360360.6422 | 0 | 357673 | 0 | 2687.6422 | 0 | 0 | 0 | 0
2016-04-12 06:00 | 0 | 0 | 0 | 4234.5493 | 338759.8085 | 0 | 345682 | 0 | 0 | 0 | 0 | 0 | 0
2016-04-12 07:00 | 0 | 0 | 0 | 22306.8406 | 317094.1594 | 0 | 339401 | 0 | 0 | 0 | 0 | 0 | 0
2016-04-12 08:00 | 0 | 0 | 0 | 35413.0846 | 304202.9154 | 0 | 339616 | 0 | 0 | 0 | 0 | 0 | 0
2016-04-12 09:00 | 0 | 0 | 0 | 46641.0933 | 303172.9067 | 0 | 349814 | 0 | 0 | 0 | 0 | 0 | 0
2016-04-12 10:00 | 0 | 0 | 0 | 72108.0697 | 304760.9303 | 0 | 376869 | 0 | 0 | 0 | 0 | 0 | 0
2016-04-12 11:00 | 0 | 0 | 0 | 219183.1347 | 304936.7862 | 0 | 402783 | 0 | 121336.9209 | 0 | 0 | 0 | 0
2016-04-12 12:00 | 0 | 0 | 0 | 144202.0475 | 269516.3504 | 389.6021 | 414108 | 0 | 121336.9209 | 0 | 0 | 0 | 0
2016-04-12 13:00 | 0 | 0 | 0 | 48484.0387 | 172505.271 | 77879.7693 | 420206 | 0 | 0 | 0 | 0 | 0 | 0
2016-04-12 14:00 | 0 | 0 | 0 | 2947.6512 | 206748.3037 | 216782.0452 | 426478 | 0 | 0 | 0 | 0 | 0 | 0
2016-04-12 15:00 | 0 | 0 | 0 | 0 | 136860.4173 | 291766.5827 | 428627 | 0 | 0 | 0 | 0 | 0 | 0
2016-04-12 16:00 | 0 | 0 | 0 | 0 | 230130.2355 | 316664.7313 | 428801 | 0 | 117993.9668 | 0 | 0 | 0 | 0
2016-04-12 17:00 | 0 | 0 | 0 | 0 | 118321.2525 | 314100.7017 | 429079 | 0 | 121336.9209 | 0 | 0 | 0 | 0
2016-04-12 18:00 | 0 | 0 | 0 | 0 | 121300.5802 | 306715.4198 | 428016 | 0 | 121336.9209 | 0 | 0 | 0 | 0
2016-04-12 19:00 | 0 | 0 | 0 | 0 | 6136.7239 | 299185.3552 | 426659 | 0 | 0 | 0 | 0 | 0 | 0
2016-04-12 20:00 | 0 | 0 | 0 | 0 | 192350.39 | 293244.7472 | 426407 | 0 | 59188.1372 | 0 | 0 | 0 | 0
2016-04-12 21:00 | 0 | 0 | 0 | 0 | 185010.2758 | 281818.6811 | 426789 | 0 | 99228.0941 | 0 | 0 | 0 | 0
2016-04-12 22:00 | 0 | 0 | 0 | 0 | 160714.1516 | 261593.2122 | 425314 | 0 | 96221.4579 | 0 | 0 | 0 | 0
2016-04-12 23:00 | 0 | 0 | 0 | 0 | 197652.0703 | 217491.9614 | 426837 | 0 | 84528.4895 | 0 | 0 | 0 | 0
2016-04-13 | 0 | 0 | 0 | 0 | 283986.6247 | 147458.7935 | 437655 | 0 | 78318.9077 | 0 | 0 | 0 | 0
2016-04-13 01:00 | 0 | 0 | 0 | 0 | 378784.8582 | 37351.1152 | 436961 | 0 | 57493.8811 | 0 | 0 | 0 | 0
2016-04-13 02:00 | 0 | 0 | 0 | 0 | 399782.2863 | 8.8934 | 419995 | 0 | 37290.0608 | 0 | 0 | 0 | 0
2016-04-13 03:00 | 0 | 0 | 0 | 0 | 396879.3262 | 0 | 397238 | 0 | 36931.3871 | 0 | 0 | 0 | 0
2016-04-13 04:00 | 0 | 0 | 0 | 0 | 391117.6755 | 0 | 376195 | 0 | 51854.0626 | 0 | 0 | 0 | 0
2016-04-13 05:00 | 0 | 0 | 0 | 0 | 384016.8869 | 0 | 360619 | 0 | 75251.9495 | 0 | 0 | 0 | 0
2016-04-13 06:00 | 0 | 0 | 0 | 0 | 377137.4174 | 0 | 349758 | 0 | 102631.3669 | 0 | 0 | 0 | 0
2016-04-13 07:00 | 0 | 0 | 0 | 0 | 362709.554 | 0 | 344004 | 0 | 121336.9209 | 0 | 0 | 0 | 0
2016-04-13 08:00 | 0 | 0 | 0 | 0 | 343734 | 0 | 343734 | 0 | 121336.9209 | 0 | 0 | 0 | 0
2016-04-13 09:00 | 0 | 0 | 0 | 0 | 327515.7681 | 0 | 355247 | 0 | 93605.6891 | 0 | 0 | 0 | 0
2016-04-13 10:00 | 0 | 0 | 0 | 0 | 305514.0669 | 0 | 383845 | 0 | 15274.756 | 0 | 0 | 0 | 0
2016-04-13 11:00 | 0 | 0 | 0 | 229345.7281 | 285025.4369 | 0 | 408309 | 0 | 121336.9209 | 0 | 0 | 0 | 0
2016-04-13 12:00 | 0 | 0 | 0 | 64655.8186 | 229144.9684 | 880.292 | 416018 | 0 | 0 | 0 | 0 | 0 | 0
2016-04-13 13:00 | 0 | 0 | 0 | 286777.1391 | 113608.1455 | 96636.2575 | 419496 | 0 | 77525.5421 | 0 | 0 | 0 | 0
2016-04-13 14:00 | 0 | 0 | 0 | 0 | 100106.0854 | 244390.3725 | 422022 | 0 | 0 | 0 | 0 | 0 | 0
2016-04-13 15:00 | 0 | 0 | 0 | 0 | 108596.3456 | 314080.6544 | 422677 | 0 | 0 | 0 | 0 | 0 | 0
2016-04-13 16:00 | 0 | 0 | 0 | 0 | 78794.219 | 342840.781 | 421635 | 0 | 0 | 0 | 0 | 0 | 0
2016-04-13 17:00 | 0 | 0 | 0 | 0 | 159242.6307 | 342886.5969 | 421421 | 0 | 80708.2276 | 0 | 0 | 0 | 0
2016-04-13 18:00 | 0 | 0 | 0 | 0 | 0 | 339609.7724 | 420318 | 0 | 0 | 0 | 0 | 0 | 0
2016-04-13 19:00 | 0 | 0 | 0 | 0 | 164237.2914 | 337403.1424 | 419147 | 0 | 82493.4339 | 0 | 0 | 0 | 0
2016-04-13 20:00 | 0 | 0 | 0 | 0 | 0 | 337086.5661 | 419580 | 0 | 0 | 0 | 0 | 0 | 0
2016-04-13 21:00 | 0 | 0 | 0 | 0 | 87071.019 | 333378.981 | 420450 | 0 | 0 | 0 | 0 | 0 | 0
2016-04-13 22:00 | 0 | 0 | 0 | 0 | 103870.044 | 316843.956 | 420714 | 0 | 0 | 0 | 0 | 0 | 0
2016-04-13 23:00 | 0 | 0 | 0 | 0 | 216424.721 | 270814.7003 | 423466 | 0 | 63773.4213 | 0 | 0 | 0 | 0
2016-04-14 | 0 | 0 | 0 | 0 | 183288.6476 | 186270.9311 | 433333 | 0 | 0 | 0 | 0 | 0 | 0
2016-04-14 01:00 | 0 | 0 | 0 | 0 | 470672.7196 | 43844.759 | 431857 | 0 | 82660.4786 | 0 | 0 | 0 | 0
2016-04-14 02:00 | 0 | 0 | 0 | 0 | 332550.9284 | 26.593 | 415238 | 0 | 0 | 0 | 0 | 0 | 0
2016-04-14 03:00 | 0 | 0 | 0 | 0 | 393102 | 0 | 393102 | 0 | 0 | 0 | 0 | 0 | 0
2016-04-14 04:00 | 0 | 0 | 0 | 0 | 494342.9209 | 0 | 373006 | 0 | 121336.9209 | 0 | 0 | 0 | 0
2016-04-14 05:00 | 0 | 0 | 0 | 0 | 236886.0791 | 0 | 358223 | 0 | 0 | 0 | 0 | 0 | 0
2016-04-14 06:00 | 0 | 0 | 0 | 0 | 370101.2448 | 0 | 347343 | 0 | 22758.2448 | 0 | 0 | 0 | 0
2016-04-14 07:00 | 0 | 0 | 0 | 0 | 408549.5217 | 0 | 341993 | 0 | 89314.7665 | 0 | 0 | 0 | 0
2016-04-14 08:00 | 0 | 0 | 0 | 0 | 373768.1545 | 0 | 341746 | 0 | 121336.9209 | 0 | 0 | 0 | 0
2016-04-14 09:00 | 0 | 0 | 0 | 0 | 337772.6567 | 0 | 352742 | 0 | 106367.5776 | 0 | 0 | 0 | 0
2016-04-14 10:00 | 0 | 0 | 0 | 0 | 308419.739 | 0 | 380747 | 0 | 34040.3166 | 0 | 0 | 0 | 0
2016-04-14 11:00 | 0 | 0 | 0 | 205641.6335 | 286244.9709 | 0 | 404590 | 0 | 121336.9209 | 0 | 0 | 0 | 0
2016-04-14 12:00 | 0 | 0 | 0 | 172589.5195 | 239944.7848 | 485.6957 | 413020 | 0 | 121336.9209 | 0 | 0 | 0 | 0
2016-04-14 13:00 | 0 | 0 | 0 | 30778.0477 | 146323.3754 | 118133.656 | 416572 | 0 | 0 | 0 | 0 | 0 | 0
2016-04-14 14:00 | 0 | 0 | 0 | 0 | 157525.6481 | 263036.3519 | 420562 | 0 | 0 | 0 | 0 | 0 | 0
2016-04-14 15:00 | 0 | 0 | 0 | 0 | 91901.7497 | 330600.2503 | 422502 | 0 | 0 | 0 | 0 | 0 | 0
2016-04-14 16:00 | 0 | 0 | 0 | 0 | 58361.0313 | 364644.9687 | 423006 | 0 | 0 | 0 | 0 | 0 | 0
2016-04-14 17:00 | 0 | 0 | 0 | 0 | 59591.9761 | 364964.0239 | 424556 | 0 | 0 | 0 | 0 | 0 | 0
2016-04-14 18:00 | 0 | 0 | 0 | 0 | 67657.9751 | 357669.0249 | 425327 | 0 | 0 | 0 | 0 | 0 | 0
2016-04-14 19:00 | 0 | 0 | 0 | 0 | 148164.331 | 352019.9339 | 425102 | 0 | 75082.2649 | 0 | 0 | 0 | 0
2016-04-14 20:00 | 0 | 0 | 0 | 0 | 0 | 350736.7351 | 425819 | 0 | 0 | 0 | 0 | 0 | 0
2016-04-14 21:00 | 0 | 0 | 0 | 0 | 80474.1526 | 345904.8474 | 426379 | 0 | 0 | 0 | 0 | 0 | 0
2016-04-14 22:00 | 0 | 0 | 0 | 0 | 96673.6723 | 328441.3277 | 425115 | 0 | 0 | 0 | 0 | 0 | 0
2016-04-14 23:00 | 0 | 0 | 0 | 0 | 263601.1198 | 283868.8012 | 426133 | 0 | 121336.9209 | 0 | 0 | 0 | 0
2016-04-15 | 0 | 0 | 0 | 0 | 122238.6042 | 190538.4749 | 434114 | 0 | 0 | 0 | 0 | 0 | 0
2016-04-15 01:00 | 0 | 0 | 0 | 0 | 505444.8952 | 48390.0258 | 432498 | 0 | 121336.9209 | 0 | 0 | 0 | 0
2016-04-15 02:00 | 0 | 0 | 0 | 0 | 294280.0776 | 33.0015 | 415650 | 0 | 0 | 0 | 0 | 0 | 0
2016-04-15 03:00 | 0 | 0 | 0 | 0 | 516060.9209 | 0 | 394724 | 0 | 121336.9209 | 0 | 0 | 0 | 0
2016-04-15 04:00 | 0 | 0 | 0 | 0 | 372955 | 0 | 372955 | 0 | 121336.9209 | 0 | 0 | 0 | 0
2016-04-15 05:00 | 0 | 0 | 0 | 0 | 233505.0791 | 0 | 354842 | 0 | 0 | 0 | 0 | 0 | 0
2016-04-15 06:00 | 0 | 0 | 0 | 0 | 464637.9209 | 0 | 343301 | 0 | 121336.9209 | 0 | 0 | 0 | 0
2016-04-15 07:00 | 0 | 0 | 0 | 0 | 337169 | 0 | 337169 | 0 | 121336.9209 | 0 | 0 | 0 | 0
2016-04-15 08:00 | 0 | 0 | 0 | 0 | 215043.0791 | 0 | 336380 | 0 | 0 | 0 | 0 | 0 | 0
2016-04-15 09:00 | 0 | 0 | 0 | 0 | 468494.9209 | 0 | 347158 | 0 | 121336.9209 | 0 | 0 | 0 | 0
2016-04-15 10:00 | 0 | 0 | 0 | 0 | 373539 | 0 | 373539 | 0 | 121336.9209 | 0 | 0 | 0 | 0
2016-04-15 11:00 | 0 | 0 | 0 | 0 | 275165.0791 | 0 | 396502 | 0 | 0 | 0 | 0 | 0 | 0
2016-04-15 12:00 | 0 | 0 | 0 | 0 | 404204.1695 | 1483.8305 | 405688 | 0 | 0 | 0 | 0 | 0 | 0
2016-04-15 13:00 | 0 | 0 | 0 | 0 | 342055.3332 | 69986.6668 | 412042 | 0 | 0 | 0 | 0 | 0 | 0
2016-04-15 14:00 | 0 | 0 | 0 | 0 | 201310.2298 | 215434.7702 | 416745 | 0 | 0 | 0 | 0 | 0 | 0
2016-04-15 15:00 | 0 | 0 | 0 | 0 | 130730.5808 | 288102.4192 | 418833 | 0 | 0 | 0 | 0 | 0 | 0
2016-04-15 16:00 | 0 | 0 | 0 | 0 | 105270.5541 | 313252.4459 | 418523 | 0 | 0 | 0 | 0 | 0 | 0
2016-04-15 17:00 | 0 | 0 | 0 | 0 | 218734.683 | 320725.238 | 418123 | 0 | 121336.9209 | 0 | 0 | 0 | 0
2016-04-15 18:00 | 0 | 0 | 0 | 0 | 98566.9206 | 319791.0794 | 418358 | 0 | 121336.9209 | 0 | 0 | 0 | 0
2016-04-15 19:00 | 0 | 0 | 0 | 0 | 94123.6025 | 313142.3264 | 418101 | 0 | 110501.8499 | 0 | 0 | 0 | 0
2016-04-15 20:00 | 0 | 0 | 0 | 0 | 0 | 306856.1501 | 417358 | 0 | 0 | 0 | 0 | 0 | 0
2016-04-15 21:00 | 0 | 0 | 0 | 0 | 121600.4637 | 294995.5363 | 416596 | 0 | 0 | 0 | 0 | 0 | 0
2016-04-15 22:00 | 0 | 0 | 0 | 0 | 140314.8959 | 272961.1041 | 413276 | 0 | 0 | 0 | 0 | 0 | 0
2016-04-15 23:00 | 0 | 0 | 0 | 0 | 299224.2657 | 232783.6553 | 410671 | 0 | 121336.9209 | 0 | 0 | 0 | 0
2016-04-16 | 0 | 0 | 0 | 0 | 129078.7847 | 164569.2944 | 414985 | 0 | 0 | 0 | 0 | 0 | 0
2016-04-16 01:00 | 0 | 0 | 0 | 0 | 482259.6675 | 53319.2535 | 414242 | 0 | 121336.9209 | 0 | 0 | 0 | 0
2016-04-16 02:00 | 0 | 0 | 0 | 0 | 279268.0231 | 44.0559 | 400649 | 0 | 0 | 0 | 0 | 0 | 0
2016-04-16 03:00 | 0 | 0 | 0 | 0 | 382895 | 0 | 382895 | 0 | 0 | 0 | 0 | 0 | 0
2016-04-16 04:00 | 0 | 0 | 0 | 0 | 485191.9209 | 0 | 363855 | 0 | 121336.9209 | 0 | 0 | 0 | 0
2016-04-16 05:00 | 0 | 0 | 0 | 0 | 226159.0791 | 0 | 347496 | 0 | 0 | 0 | 0 | 0 | 0
2016-04-16 06:00 | 0 | 0 | 0 | 0 | 456753.9209 | 0 | 335417 | 0 | 121336.9209 | 0 | 0 | 0 | 0
2016-04-16 07:00 | 0 | 0 | 0 | 0 | 206488.0791 | 0 | 327825 | 0 | 0 | 0 | 0 | 0 | 0
2016-04-16 08:00 | 0 | 0 | 0 | 0 | 446673.9209 | 0 | 325337 | 0 | 121336.9209 | 0 | 0 | 0 | 0
2016-04-16 09:00 | 0 | 0 | 0 | 0 | 206596.0791 | 0 | 327933 | 0 | 0 | 0 | 0 | 0 | 0
2016-04-16 10:00 | 0 | 0 | 0 | 0 | 456082.9209 | 0 | 334746 | 0 | 121336.9209 | 0 | 0 | 0 | 0
2016-04-16 11:00 | 0 | 0 | 0 | 0 | 222970.0791 | 0 | 344307 | 0 | 0 | 0 | 0 | 0 | 0
2016-04-16 12:00 | 0 | 0 | 0 | 0 | 356289.6139 | 812.3861 | 357102 | 0 | 0 | 0 | 0 | 0 | 0
2016-04-16 13:00 | 0 | 0 | 0 | 0 | 417108.6477 | 73072.1214 | 369331 | 0 | 120849.769 | 0 | 0 | 0 | 0
2016-04-16 14:00 | 0 | 0 | 0 | 0 | 39424.6625 | 217842.5685 | 378117 | 0 | 0 | 0 | 0 | 0 | 0
2016-04-16 15:00 | 0 | 0 | 0 | 0 | 84598.1853 | 298262.8147 | 382861 | 0 | 0 | 0 | 0 | 0 | 0
2016-04-16 16:00 | 0 | 0 | 0 | 0 | 45850.7618 | 339290.2382 | 385141 | 0 | 0 | 0 | 0 | 0 | 0
2016-04-16 17:00 | 0 | 0 | 0 | 0 | 39409.4543 | 344931.5457 | 384341 | 0 | 0 | 0 | 0 | 0 | 0
2016-04-16 18:00 | 0 | 0 | 0 | 0 | 85924.9701 | 343158.4185 | 383770 | 0 | 45313.3886 | 0 | 0 | 0 | 0
2016-04-16 19:00 | 0 | 0 | 0 | 0 | 0 | 338787.6114 | 384101 | 0 | 0 | 0 | 0 | 0 | 0
2016-04-16 20:00 | 0 | 0 | 0 | 0 | 51026.1188 | 334435.8812 | 385462 | 0 | 0 | 0 | 0 | 0 | 0
2016-04-16 21:00 | 0 | 0 | 0 | 0 | 64781.4086 | 322303.5914 | 387085 | 0 | 0 | 0 | 0 | 0 | 0
2016-04-16 22:00 | 0 | 0 | 0 | 0 | 86923.1483 | 301178.8517 | 388102 | 0 | 0 | 0 | 0 | 0 | 0
2016-04-16 23:00 | 0 | 0 | 0 | 0 | 130476.6268 | 257560.3732 | 388037 | 0 | 0 | 0 | 0 | 0 | 0
2016-04-17 | 0 | 0 | 0 | 0 | 336568.8632 | 179232.0578 | 394464 | 0 | 121336.9209 | 0 | 0 | 0 | 0
2016-04-17 01:00 | 0 | 0 | 0 | 0 | 338655.0245 | 56534.9755 | 395190 | 0 | 121336.9209 | 0 | 0 | 0 | 0
2016-04-17 02:00 | 0 | 0 | 0 | 0 | 263408.3742 | 54.7049 | 384800 | 0 | 0 | 0 | 0 | 0 | 0
2016-04-17 03:00 | 0 | 0 | 0 | 0 | 369347 | 0 | 369347 | 0 | 0 | 0 | 0 | 0 | 0
2016-04-17 04:00 | 0 | 0 | 0 | 0 | 459524.7269 | 0 | 351753 | 0 | 107771.7269 | 0 | 0 | 0 | 0
2016-04-17 05:00 | 0 | 0 | 0 | 0 | 228078.2731 | 0 | 335850 | 0 | 0 | 0 | 0 | 0 | 0
2016-04-17 06:00 | 0 | 0 | 0 | 0 | 433156.8748 | 0 | 324047 | 0 | 109109.8748 | 0 | 0 | 0 | 0
2016-04-17 07:00 | 0 | 0 | 0 | 0 | 207521.1252 | 0 | 316631 | 0 | 0 | 0 | 0 | 0 | 0
2016-04-17 08:00 | 0 | 0 | 0 | 0 | 403426.2063 | 0 | 313590 | 0 | 89836.2063 | 0 | 0 | 0 | 0
2016-04-17 09:00 | 0 | 0 | 0 | 0 | 251292.988 | 0 | 314738 | 0 | 26391.1943 | 0 | 0 | 0 | 0
2016-04-17 10:00 | 0 | 0 | 0 | 0 | 357297.0829 | 0 | 318416 | 0 | 65272.2771 | 0 | 0 | 0 | 0
2016-04-17 11:00 | 0 | 0 | 0 | 0 | 327944.1863 | 0 | 324666 | 0 | 68550.4634 | 0 | 0 | 0 | 0
2016-04-17 12:00 | 0 | 0 | 0 | 0 | 271890.8757 | 1032.4865 | 336399 | 0 | 5074.8256 | 0 | 0 | 0 | 0
2016-04-17 13:00 | 0 | 0 | 0 | 0 | 257082.3016 | 86759.8728 | 348917 | 0 | 0 | 0 | 0 | 0 | 0
2016-04-17 14:00 | 0 | 0 | 0 | 0 | 119890.5896 | 237973.4104 | 357864 | 0 | 0 | 0 | 0 | 0 | 0
2016-04-17 15:00 | 0 | 0 | 0 | 0 | 57052.4844 | 306932.5156 | 363985 | 0 | 0 | 0 | 0 | 0 | 0
2016-04-17 16:00 | 0 | 0 | 0 | 0 | 18694.9958 | 350964.0042 | 369659 | 0 | 0 | 0 | 0 | 0 | 0
2016-04-17 17:00 | 0 | 0 | 0 | 0 | 61299.1965 | 360607.4132 | 373861 | 0 | 48045.6096 | 0 | 0 | 0 | 0
2016-04-17 18:00 | 0 | 0 | 0 | 0 | 0 | 357306.6742 | 377212 | 0 | 28140.2838 | 0 | 0 | 0 | 0
2016-04-17 19:00 | 0 | 0 | 0 | 0 | 0 | 352077.7162 | 380218 | 0 | 0 | 0 | 0 | 0 | 0
2016-04-17 20:00 | 0 | 0 | 0 | 0 | 35704.396 | 349340.604 | 385045 | 0 | 0 | 0 | 0 | 0 | 0
2016-04-17 21:00 | 0 | 0 | 0 | 0 | 47606.3088 | 343574.6912 | 391181 | 0 | 0 | 0 | 0 | 0 | 0
2016-04-17 22:00 | 0 | 0 | 0 | 0 | 120514.3351 | 326281.974 | 396115 | 0 | 50681.3091 | 0 | 0 | 0 | 0
2016-04-17 23:00 | 0 | 0 | 0 | 0 | 191871.167 | 278634.4448 | 399850 | 0 | 121336.9209 | 0 | 0 | 0 | 0
2016-04-18 | 0 | 0 | 0 | 0 | 218030.2201 | 191099.3054 | 409894 | 0 | 120572.4464 | 0 | 0 | 0 | 0
2016-04-18 01:00 | 0 | 0 | 0 | 93495.7267 | 255834.0938 | 56999.3157 | 410275 | 0 | 116626.5826 | 0 | 0 | 0 | 0
2016-04-18 02:00 | 0 | 0 | 0 | 0 | 277733.8914 | 70.526 | 394431 | 0 | 0 | 0 | 0 | 0 | 0
2016-04-18 03:00 | 0 | 0 | 0 | 103746.4304 | 270146.5696 | 0 | 373893 | 0 | 0 | 0 | 0 | 0 | 0
2016-04-18 04:00 | 0 | 0 | 0 | 98953.819 | 253858.181 | 0 | 352812 | 0 | 0 | 0 | 0 | 0 | 0
2016-04-18 05:00 | 0 | 0 | 0 | 98851.6605 | 237084.3395 | 0 | 335936 | 0 | 0 | 0 | 0 | 0 | 0
2016-04-18 06:00 | 0 | 0 | 0 | 97750.4883 | 226710.5117 | 0 | 324461 | 0 | 0 | 0 | 0 | 0 | 0
2016-04-18 07:00 | 0 | 0 | 0 | 102415.6055 | 215148.3945 | 0 | 317564 | 0 | 0 | 0 | 0 | 0 | 0
2016-04-18 08:00 | 0 | 0 | 0 | 229932.4324 | 210189.4886 | 0 | 318785 | 0 | 121336.9209 | 0 | 0 | 0 | 0
2016-04-18 09:00 | 0 | 0 | 0 | 1830.6555 | 207653.4235 | 0 | 330821 | 0 | 0 | 0 | 0 | 0 | 0
2016-04-18 10:00 | 0 | 0 | 0 | 270467.7071 | 206537.2139 | 0 | 355668 | 0 | 121336.9209 | 0 | 0 | 0 | 0
2016-04-18 11:00 | 0 | 0 | 0 | 173334.93 | 206267.07 | 0 | 379602 | 0 | 121336.9209 | 0 | 0 | 0 | 0
2016-04-18 12:00 | 0 | 0 | 0 | 81702.7871 | 188273.2486 | 1741.0434 | 393054 | 0 | 0 | 0 | 0 | 0 | 0
2016-04-18 13:00 | 0 | 0 | 0 | 117540.114 | 195146.0444 | 89653.8415 | 402340 | 0 | 0 | 0 | 0 | 0 | 0
2016-04-18 14:00 | 0 | 0 | 0 | 0 | 159356.021 | 252157.979 | 411514 | 0 | 0 | 0 | 0 | 0 | 0
2016-04-18 15:00 | 0 | 0 | 0 | 0 | 103588.8678 | 314986.1322 | 418575 | 0 | 0 | 0 | 0 | 0 | 0
2016-04-18 16:00 | 0 | 0 | 0 | 0 | 67565.1221 | 356360.8779 | 423926 | 0 | 0 | 0 | 0 | 0 | 0
2016-04-18 17:00 | 0 | 0 | 0 | 0 | 170763.4448 | 361461.3271 | 430108 | 0 | 102116.7719 | 0 | 0 | 0 | 0
2016-04-18 18:00 | 0 | 0 | 0 | 0 | 98556.3491 | 356313.8 | 435650 | 0 | 121336.9209 | 0 | 0 | 0 | 0
2016-04-18 19:00 | 0 | 0 | 0 | 0 | 72445.811 | 349832.042 | 440894 | 0 | 102720.774 | 0 | 0 | 0 | 0
2016-04-18 20:00 | 0 | 0 | 0 | 0 | 0 | 345618.758 | 446123 | 0 | 2216.532 | 0 | 0 | 0 | 0
2016-04-18 21:00 | 0 | 0 | 0 | 0 | 180633.7529 | 338812.1899 | 449708 | 0 | 71954.4748 | 0 | 0 | 0 | 0
2016-04-18 22:00 | 0 | 0 | 0 | 0 | 176757.853 | 320435.0829 | 449607 | 0 | 119540.4107 | 0 | 0 | 0 | 0
2016-04-18 23:00 | 0 | 0 | 0 | 0 | 175795.4926 | 273483.0177 | 447482 | 0 | 121336.9209 | 0 | 0 | 0 | 0
2016-04-19 | 0 | 0 | 0 | 0 | 184202.1878 | 199389.8322 | 451741 | 0 | 53187.941 | 0 | 0 | 0 | 0
2016-04-19 01:00 | 0 | 0 | 0 | 234032.6867 | 220677.7292 | 59269.564 | 445831 | 0 | 121336.9209 | 0 | 0 | 0 | 0
2016-04-19 02:00 | 0 | 0 | 0 | 62553.4173 | 239043.7968 | 85.8649 | 423020 | 0 | 0 | 0 | 0 | 0 | 0
2016-04-19 03:00 | 0 | 0 | 0 | 155911.72 | 239993.28 | 0 | 395905 | 0 | 0 | 0 | 0 | 0 | 0
2016-04-19 04:00 | 0 | 0 | 0 | 143657.6156 | 226959.3844 | 0 | 370617 | 0 | 0 | 0 | 0 | 0 | 0
2016-04-19 05:00 | 0 | 0 | 0 | 145625.5359 | 205455.4641 | 0 | 351081 | 0 | 0 | 0 | 0 | 0 | 0
2016-04-19 06:00 | 0 | 0 | 0 | 148976.0519 | 186746.9481 | 0 | 335723 | 0 | 0 | 0 | 0 | 0 | 0
2016-04-19 07:00 | 0 | 0 | 0 | 159807.5755 | 166484.4245 | 0 | 326292 | 0 | 0 | 0 | 0 | 0 | 0
2016-04-19 08:00 | 0 | 0 | 0 | 176216.8942 | 148555.1058 | 0 | 324772 | 0 | 0 | 0 | 0 | 0 | 0
2016-04-19 09:00 | 0 | 0 | 0 | 320662.6319 | 134875.2891 | 0 | 334201 | 0 | 121336.9209 | 0 | 0 | 0 | 0
2016-04-19 10:00 | 0 | 0 | 0 | 233646.1037 | 124334.8963 | 0 | 357981 | 0 | 121336.9209 | 0 | 0 | 0 | 0
2016-04-19 11:00 | 0 | 0 | 0 | 262956.0156 | 118341.9844 | 0 | 381298 | 0 | 121336.9209 | 0 | 0 | 0 | 0
2016-04-19 12:00 | 0 | 0 | 0 | 297708.9391 | 95591.264 | 1111.7969 | 394412 | 0 | 121336.9209 | 0 | 0 | 0 | 0
2016-04-19 13:00 | 0 | 0 | 0 | 255091.6412 | 61605.3947 | 87047.9641 | 403745 | 0 | 121336.9209 | 0 | 0 | 0 | 0
2016-04-19 14:00 | 0 | 0 | 0 | 12753.2225 | 53484.7592 | 225348.0974 | 412923 | 0 | 0 | 0 | 0 | 0 | 0
2016-04-19 15:00 | 0 | 0 | 0 | 61525.5052 | 51795.9776 | 306918.5172 | 420240 | 0 | 0 | 0 | 0 | 0 | 0
2016-04-19 16:00 | 0 | 0 | 0 | 32506.9621 | 49704.7856 | 344275.2523 | 426487 | 0 | 0 | 0 | 0 | 0 | 0
2016-04-19 17:00 | 0 | 0 | 0 | 33370.9327 | 47146.2126 | 352574.8547 | 433092 | 0 | 0 | 0 | 0 | 0 | 0
2016-04-19 18:00 | 0 | 0 | 0 | 43939.4419 | 46541.8782 | 349329.6799 | 439811 | 0 | 0 | 0 | 0 | 0 | 0
2016-04-19 19:00 | 0 | 0 | 0 | 51224.8697 | 47138.7665 | 346084.3638 | 444448 | 0 | 0 | 0 | 0 | 0 | 0
2016-04-19 20:00 | 0 | 0 | 0 | 53337.5294 | 48645.2571 | 347027.2135 | 449010 | 0 | 0 | 0 | 0 | 0 | 0
2016-04-19 21:00 | 0 | 0 | 0 | 57546.9634 | 50080.1045 | 344065.9322 | 451693 | 0 | 0 | 0 | 0 | 0 | 0
2016-04-19 22:00 | 0 | 0 | 0 | 71191.6838 | 51431.4409 | 328313.8753 | 450937 | 0 | 0 | 0 | 0 | 0 | 0
2016-04-19 23:00 | 0 | 0 | 0 | 230497.7642 | 55749.1803 | 284075.9765 | 448986 | 0 | 121336.9209 | 0 | 0 | 0 | 0
2016-04-20 | 0 | 0 | 0 | 170701.8924 | 80897.9567 | 201735.1509 | 453335 | 0 | 121336.9209 | 0 | 0 | 0 | 0
2016-04-20 01:00 | 0 | 0 | 0 | 259338.6118 | 135377.9075 | 53083.4807 | 447800 | 0 | 121336.9209 | 0 | 0 | 0 | 0
2016-04-20 02:00 | 0 | 0 | 0 | 133540.7935 | 170239.1841 | 90.1015 | 425207 | 0 | 0 | 0 | 0 | 0 | 0
2016-04-20 03:00 | 0 | 0 | 0 | 215598.6888 | 182742.3112 | 0 | 398341 | 0 | 0 | 0 | 0 | 0 | 0
2016-04-20 04:00 | 0 | 0 | 0 | 190571.0955 | 183218.9045 | 0 | 373790 | 0 | 0 | 0 | 0 | 0 | 0
2016-04-20 05:00 | 0 | 0 | 0 | 181248.8241 | 173092.1759 | 0 | 354341 | 0 | 0 | 0 | 0 | 0 | 0
2016-04-20 06:00 | 0 | 0 | 0 | 181179.5301 | 157787.4699 | 0 | 338967 | 0 | 0 | 0 | 0 | 0 | 0
2016-04-20 07:00 | 0 | 0 | 0 | 187553.206 | 141899.794 | 0 | 329453 | 0 | 0 | 0 | 0 | 0 | 0
2016-04-20 08:00 | 0 | 0 | 0 | 199103.6418 | 128593.3582 | 0 | 327697 | 0 | 0 | 0 | 0 | 0 | 0
2016-04-20 09:00 | 0 | 0 | 0 | 220225.9916 | 115625.0084 | 0 | 335851 | 0 | 0 | 0 | 0 | 0 | 0
2016-04-20 10:00 | 0 | 0 | 0 | 356551.1709 | 108259.0567 | 0 | 359277 | 0 | 105533.2276 | 0 | 0 | 0 | 0
2016-04-20 11:00 | 0 | 0 | 0 | 290359.6359 | 106864.0575 | 0 | 381420 | 0 | 121336.9209 | 0 | 0 | 0 | 0
2016-04-20 12:00 | 0 | 0 | 0 | 296656.6325 | 93620.3706 | 3334.9969 | 393612 | 0 | 121336.9209 | 0 | 0 | 0 | 0
2016-04-20 13:00 | 0 | 0 | 0 | 100195.8085 | 70033.5352 | 110478.7354 | 402045 | 0 | 0 | 0 | 0 | 0 | 0
2016-04-20 14:00 | 0 | 0 | 0 | 80782.9267 | 71820.0928 | 258885.9805 | 411489 | 0 | 0 | 0 | 0 | 0 | 0
2016-04-20 15:00 | 0 | 0 | 0 | 0 | 75144.4729 | 343116.5271 | 418261 | 0 | 0 | 0 | 0 | 0 | 0
2016-04-20 16:00 | 0 | 0 | 0 | 0 | 98594.7944 | 370519.2215 | 423595 | 0 | 45519.0158 | 0 | 0 | 0 | 0
2016-04-20 17:00 | 0 | 0 | 0 | 0 | 108625.1043 | 373326.8401 | 429865 | 0 | 97605.9603 | 0 | 0 | 0 | 0
2016-04-20 18:00 | 0 | 0 | 0 | 0 | 92751.2495 | 367039.7112 | 436060 | 0 | 121336.9209 | 0 | 0 | 0 | 0
2016-04-20 19:00 | 0 | 0 | 0 | 0 | 80264.4248 | 361541.5752 | 441806 | 0 | 121336.9209 | 0 | 0 | 0 | 0
2016-04-20 20:00 | 0 | 0 | 0 | 0 | 85856.3906 | 360979.6094 | 446836 | 0 | 121336.9209 | 0 | 0 | 0 | 0
2016-04-20 21:00 | 0 | 0 | 0 | 0 | 92260.0297 | 357781.9703 | 450042 | 0 | 121336.9209 | 0 | 0 | 0 | 0
2016-04-20 22:00 | 0 | 0 | 0 | 0 | 104719.8922 | 343971.6351 | 449574 | 0 | 120454.4482 | 0 | 0 | 0 | 0
2016-04-20 23:00 | 0 | 0 | 0 | 0 | 143014.2315 | 305683.2412 | 447815 | 0 | 121336.9209 | 0 | 0 | 0 | 0
2016-04-21 | 0 | 0 | 0 | 0 | 174523.997 | 226163.7605 | 452475 | 0 | 69549.6785 | 0 | 0 | 0 | 0
2016-04-21 01:00 | 0 | 0 | 0 | 201441.9449 | 231803.6272 | 65248.6704 | 446707 | 0 | 121336.9209 | 0 | 0 | 0 | 0
2016-04-21 02:00 | 0 | 0 | 0 | 172366.8003 | 252277.314 | 156.8857 | 424801 | 0 | 121336.9209 | 0 | 0 | 0 | 0
2016-04-21 03:00 | 0 | 0 | 0 | 142624.5331 | 252018.3429 | 0 | 397449 | 0 | 118530.797 | 0 | 0 | 0 | 0
2016-04-21 04:00 | 0 | 0 | 0 | 0 | 254421.203 | 0 | 372952 | 0 | 0 | 0 | 0 | 0 | 0
2016-04-21 05:00 | 0 | 0 | 0 | 128110.6448 | 270317.0358 | 0 | 353450 | 0 | 44977.6807 | 0 | 0 | 0 | 0
2016-04-21 06:00 | 0 | 0 | 0 | 0 | 294062.3193 | 0 | 339040 | 0 | 0 | 0 | 0 | 0 | 0
2016-04-21 07:00 | 0 | 0 | 0 | 16324.5058 | 312779.4942 | 0 | 329104 | 0 | 0 | 0 | 0 | 0 | 0
2016-04-21 08:00 | 0 | 0 | 0 | 2454.3159 | 325702.6841 | 0 | 328157 | 0 | 0 | 0 | 0 | 0 | 0
2016-04-21 09:00 | 0 | 0 | 0 | 3362.2931 | 334906.7069 | 0 | 338269 | 0 | 0 | 0 | 0 | 0 | 0
2016-04-21 10:00 | 0 | 0 | 0 | 12895.007 | 348313.993 | 0 | 361209 | 0 | 0 | 0 | 0 | 0 | 0
2016-04-21 11:00 | 0 | 0 | 0 | 24271.239 | 359498.761 | 0 | 383770 | 0 | 0 | 0 | 0 | 0 | 0
2016-04-21 12:00 | 0 | 0 | 0 | 200288.5345 | 298179.1881 | 2512.607 | 396389 | 0 | 104591.3297 | 0 | 0 | 0 | 0
2016-04-21 13:00 | 0 | 0 | 0 | 0 | 175560.9579 | 126837.7124 | 406990 | 0 | 0 | 0 | 0 | 0 | 0
2016-04-21 14:00 | 0 | 0 | 0 | 0 | 144499.6703 | 271956.3297 | 416456 | 0 | 0 | 0 | 0 | 0 | 0
2016-04-21 15:00 | 0 | 0 | 0 | 0 | 78127.141 | 344582.859 | 422710 | 0 | 0 | 0 | 0 | 0 | 0
2016-04-21 16:00 | 0 | 0 | 0 | 0 | 56147.8306 | 371069.1694 | 427217 | 0 | 0 | 0 | 0 | 0 | 0
2016-04-21 17:00 | 0 | 0 | 0 | 0 | 58708.1228 | 374007.8772 | 432716 | 0 | 0 | 0 | 0 | 0 | 0
2016-04-21 18:00 | 0 | 0 | 0 | 0 | 190068.1998 | 369359.7211 | 438091 | 0 | 121336.9209 | 0 | 0 | 0 | 0
2016-04-21 19:00 | 0 | 0 | 0 | 0 | 75643.4509 | 365850.5491 | 441494 | 0 | 121336.9209 | 0 | 0 | 0 | 0
2016-04-21 20:00 | 0 | 0 | 0 | 0 | 39505.1752 | 366387.1958 | 445199 | 0 | 82030.2919 | 0 | 0 | 0 | 0
2016-04-21 21:00 | 0 | 0 | 0 | 0 | 0 | 364912.7081 | 446943 | 0 | 0 | 0 | 0 | 0 | 0
2016-04-21 22:00 | 0 | 0 | 0 | 0 | 129442.1961 | 351759.3996 | 444527 | 0 | 36674.5957 | 0 | 0 | 0 | 0
2016-04-21 23:00 | 0 | 0 | 0 | 0 | 202885.5422 | 312723.1211 | 442859 | 0 | 109424.259 | 0 | 0 | 0 | 0
2016-04-22 | 0 | 0 | 0 | 0 | 226746.9772 | 232361.6847 | 447196 | 0 | 121336.9209 | 0 | 0 | 0 | 0
2016-04-22 01:00 | 0 | 0 | 0 | 0 | 322438.6681 | 64101.5719 | 441770 | 0 | 66107.161 | 0 | 0 | 0 | 0
2016-04-22 02:00 | 0 | 0 | 0 | 0 | 373521.5856 | 184.7622 | 422572 | 0 | 17241.5088 | 0 | 0 | 0 | 0
2016-04-22 03:00 | 0 | 0 | 0 | 0 | 387755.6543 | 0 | 397667 | 0 | 7330.1631 | 0 | 0 | 0 | 0
2016-04-22 04:00 | 0 | 0 | 0 | 0 | 379985.6102 | 0 | 372324 | 0 | 14991.7733 | 0 | 0 | 0 | 0
2016-04-22 05:00 | 0 | 0 | 0 | 0 | 357961.5903 | 0 | 351972 | 0 | 20981.3636 | 0 | 0 | 0 | 0
2016-04-22 06:00 | 0 | 0 | 0 | 0 | 329967.1038 | 0 | 337193 | 0 | 13755.4674 | 0 | 0 | 0 | 0
2016-04-22 07:00 | 0 | 0 | 0 | 8789.1733 | 305985.3593 | 0 | 328530 | 0 | 0 | 0 | 0 | 0 | 0
2016-04-22 08:00 | 0 | 0 | 0 | 34110.0809 | 292419.9191 | 0 | 326530 | 0 | 0 | 0 | 0 | 0 | 0
2016-04-22 09:00 | 0 | 0 | 0 | 48892.184 | 286071.816 | 0 | 334964 | 0 | 0 | 0 | 0 | 0 | 0
2016-04-22 10:00 | 0 | 0 | 0 | 168266.4394 | 285477.6775 | 0 | 357619 | 0 | 96125.1169 | 0 | 0 | 0 | 0
2016-04-22 11:00 | 0 | 0 | 0 | 0 | 283774.8831 | 0 | 379900 | 0 | 0 | 0 | 0 | 0 | 0
2016-04-22 12:00 | 0 | 0 | 0 | 284079.8284 | 228791.8861 | 3138.2064 | 394673 | 0 | 121336.9209 | 0 | 0 | 0 | 0
2016-04-22 13:00 | 0 | 0 | 0 | 68991.8472 | 123583.0087 | 138894.3098 | 406988 | 0 | 45818.0867 | 0 | 0 | 0 | 0
2016-04-22 14:00 | 0 | 0 | 0 | 0 | 109356.0836 | 263285.8297 | 418460 | 0 | 0 | 0 | 0 | 0 | 0
2016-04-22 15:00 | 0 | 0 | 0 | 0 | 102959.991 | 324697.009 | 427657 | 0 | 0 | 0 | 0 | 0 | 0
2016-04-22 16:00 | 0 | 0 | 0 | 0 | 132913.9499 | 348368.5041 | 433658 | 0 | 47624.454 | 0 | 0 | 0 | 0
2016-04-22 17:00 | 0 | 0 | 0 | 0 | 135203.5218 | 349735.8394 | 439032 | 0 | 93531.8152 | 0 | 0 | 0 | 0
2016-04-22 18:00 | 0 | 0 | 0 | 0 | 126730.3883 | 343290.7174 | 442216 | 0 | 121336.9209 | 0 | 0 | 0 | 0
2016-04-22 19:00 | 0 | 0 | 0 | 0 | 108484.3864 | 336399.6136 | 444884 | 0 | 121336.9209 | 0 | 0 | 0 | 0
2016-04-22 20:00 | 0 | 0 | 0 | 0 | 114368.6696 | 331942.3304 | 446311 | 0 | 121336.9209 | 0 | 0 | 0 | 0
2016-04-22 21:00 | 0 | 0 | 0 | 0 | 2987.115 | 320485.964 | 444810 | 0 | 0 | 0 | 0 | 0 | 0
2016-04-22 22:00 | 0 | 0 | 0 | 0 | 142844.529 | 296084.471 | 438929 | 0 | 0 | 0 | 0 | 0 | 0
2016-04-22 23:00 | 0 | 0 | 0 | 0 | 215080.6081 | 253520.895 | 432558 | 0 | 36043.5031 | 0 | 0 | 0 | 0
2016-04-23 | 0 | 0 | 0 | 0 | 220284.9231 | 173780.5738 | 430109 | 0 | 0 | 0 | 0 | 0 | 0
2016-04-23 01:00 | 0 | 0 | 0 | 0 | 453521.0867 | 45581.4559 | 425116 | 0 | 73986.5426 | 0 | 0 | 0 | 0
2016-04-23 02:00 | 0 | 0 | 0 | 0 | 335716.8757 | 214.5817 | 409918 | 0 | 0 | 0 | 0 | 0 | 0
2016-04-23 03:00 | 0 | 0 | 0 | 0 | 389115 | 0 | 389115 | 0 | 0 | 0 | 0 | 0 | 0
2016-04-23 04:00 | 0 | 0 | 0 | 0 | 488457.9209 | 0 | 367121 | 0 | 121336.9209 | 0 | 0 | 0 | 0
2016-04-23 05:00 | 0 | 0 | 0 | 0 | 227758.0791 | 0 | 349095 | 0 | 0 | 0 | 0 | 0 | 0
2016-04-23 06:00 | 0 | 0 | 0 | 0 | 455854.9209 | 0 | 334518 | 0 | 121336.9209 | 0 | 0 | 0 | 0
2016-04-23 07:00 | 0 | 0 | 0 | 0 | 202724.0791 | 0 | 324061 | 0 | 0 | 0 | 0 | 0 | 0
2016-04-23 08:00 | 0 | 0 | 0 | 0 | 440991.9209 | 0 | 319655 | 0 | 121336.9209 | 0 | 0 | 0 | 0
2016-04-23 09:00 | 0 | 0 | 0 | 0 | 198636.0791 | 0 | 319973 | 0 | 0 | 0 | 0 | 0 | 0
2016-04-23 10:00 | 0 | 0 | 0 | 0 | 446074.9209 | 0 | 324738 | 0 | 121336.9209 | 0 | 0 | 0 | 0
2016-04-23 11:00 | 0 | 0 | 0 | 0 | 210151.0791 | 0 | 331488 | 0 | 0 | 0 | 0 | 0 | 0
2016-04-23 12:00 | 0 | 0 | 0 | 0 | 343527.3189 | 4206.6811 | 347734 | 0 | 0 | 0 | 0 | 0 | 0
2016-04-23 13:00 | 0 | 0 | 0 | 0 | 255666.0938 | 109262.9062 | 364929 | 0 | 0 | 0 | 0 | 0 | 0
2016-04-23 14:00 | 0 | 0 | 0 | 0 | 128001.603 | 250607.397 | 378609 | 0 | 0 | 0 | 0 | 0 | 0
2016-04-23 15:00 | 0 | 0 | 0 | 0 | 63354.9868 | 324483.0132 | 387838 | 0 | 0 | 0 | 0 | 0 | 0
2016-04-23 16:00 | 0 | 0 | 0 | 0 | 36643.529 | 356814.471 | 393458 | 0 | 0 | 0 | 0 | 0 | 0
2016-04-23 17:00 | 0 | 0 | 0 | 0 | 133255.9685 | 361447.405 | 396452 | 0 | 98251.3734 | 0 | 0 | 0 | 0
2016-04-23 18:00 | 0 | 0 | 0 | 0 | 0 | 355751.9292 | 399233 | 0 | 54770.3027 | 0 | 0 | 0 | 0
2016-04-23 19:00 | 0 | 0 | 0 | 0 | 0 | 348065.6973 | 402836 | 0 | 0 | 0 | 0 | 0 | 0
2016-04-23 20:00 | 0 | 0 | 0 | 0 | 187794.4532 | 340740.4678 | 407198 | 0 | 121336.9209 | 0 | 0 | 0 | 0
2016-04-23 21:00 | 0 | 0 | 0 | 0 | 61159.1773 | 327918.7536 | 410530 | 0 | 99884.8518 | 0 | 0 | 0 | 0
2016-04-23 22:00 | 0 | 0 | 0 | 0 | 0 | 310694.1482 | 410579 | 0 | 0 | 0 | 0 | 0 | 0
2016-04-23 23:00 | 0 | 0 | 0 | 0 | 132057.6136 | 274350.3864 | 406408 | 0 | 0 | 0 | 0 | 0 | 0
2016-04-24 | 0 | 0 | 0 | 0 | 319949.1807 | 208126.7402 | 406739 | 0 | 121336.9209 | 0 | 0 | 0 | 0
2016-04-24 01:00 | 0 | 0 | 0 | 0 | 327969.9833 | 76693.0167 | 404663 | 0 | 121336.9209 | 0 | 0 | 0 | 0
2016-04-24 02:00 | 0 | 0 | 0 | 0 | 269812.9058 | 325.1733 | 391475 | 0 | 0 | 0 | 0 | 0 | 0
2016-04-24 03:00 | 0 | 0 | 0 | 0 | 373773 | 0 | 373773 | 0 | 0 | 0 | 0 | 0 | 0
2016-04-24 04:00 | 0 | 0 | 0 | 0 | 476022.9209 | 0 | 354686 | 0 | 121336.9209 | 0 | 0 | 0 | 0
2016-04-24 05:00 | 0 | 0 | 0 | 0 | 216303.0791 | 0 | 337640 | 0 | 0 | 0 | 0 | 0 | 0
2016-04-24 06:00 | 0 | 0 | 0 | 0 | 445827.9209 | 0 | 324491 | 0 | 121336.9209 | 0 | 0 | 0 | 0
2016-04-24 07:00 | 0 | 0 | 0 | 0 | 194161.0791 | 0 | 315498 | 0 | 0 | 0 | 0 | 0 | 0
2016-04-24 08:00 | 0 | 0 | 0 | 0 | 431930.9209 | 0 | 310594 | 0 | 121336.9209 | 0 | 0 | 0 | 0
2016-04-24 09:00 | 0 | 0 | 0 | 0 | 189560.0791 | 0 | 310897 | 0 | 0 | 0 | 0 | 0 | 0
2016-04-24 10:00 | 0 | 0 | 0 | 0 | 434353.9209 | 0 | 313017 | 0 | 121336.9209 | 0 | 0 | 0 | 0
2016-04-24 11:00 | 0 | 0 | 0 | 0 | 196889.0791 | 0 | 318226 | 0 | 0 | 0 | 0 | 0 | 0
2016-04-24 12:00 | 0 | 0 | 0 | 0 | 324467.7155 | 4798.2845 | 329266 | 0 | 0 | 0 | 0 | 0 | 0
2016-04-24 13:00 | 0 | 0 | 0 | 0 | 214294.5289 | 130163.4711 | 344458 | 0 | 0 | 0 | 0 | 0 | 0
2016-04-24 14:00 | 0 | 0 | 0 | 0 | 110609.9732 | 246177.0268 | 356787 | 0 | 0 | 0 | 0 | 0 | 0
2016-04-24 15:00 | 0 | 0 | 0 | 0 | 48427.2704 | 317916.7296 | 366344 | 0 | 0 | 0 | 0 | 0 | 0
2016-04-24 16:00 | 0 | 0 | 0 | 0 | 30364.6747 | 344843.3253 | 375208 | 0 | 0 | 0 | 0 | 0 | 0
2016-04-24 17:00 | 0 | 0 | 0 | 0 | 35431.1401 | 347269.8599 | 382701 | 0 | 0 | 0 | 0 | 0 | 0
2016-04-24 18:00 | 0 | 0 | 0 | 0 | 45439.5501 | 343887.4499 | 389327 | 0 | 0 | 0 | 0 | 0 | 0
2016-04-24 19:00 | 0 | 0 | 0 | 0 | 55612.192 | 339607.808 | 395220 | 0 | 0 | 0 | 0 | 0 | 0
2016-04-24 20:00 | 0 | 0 | 0 | 0 | 66634.5722 | 336088.4278 | 402723 | 0 | 0 | 0 | 0 | 0 | 0
2016-04-24 21:00 | 0 | 0 | 0 | 0 | 82598.4234 | 327650.5766 | 410249 | 0 | 0 | 0 | 0 | 0 | 0
2016-04-24 22:00 | 0 | 0 | 0 | 0 | 107645.1259 | 306290.8741 | 413936 | 0 | 0 | 0 | 0 | 0 | 0
2016-04-24 23:00 | 0 | 0 | 0 | 0 | 269233.96 | 266263.961 | 414161 | 0 | 121336.9209 | 0 | 0 | 0 | 0
2016-04-25 | 0 | 0 | 0 | 0 | 108698.1302 | 189185.9489 | 419221 | 0 | 0 | 0 | 0 | 0 | 0
2016-04-25 01:00 | 0 | 0 | 0 | 0 | 496847.9911 | 42391.9298 | 417903 | 0 | 121336.9209 | 0 | 0 | 0 | 0
2016-04-25 02:00 | 0 | 0 | 0 | 0 | 280447.9986 | 301.0805 | 402086 | 0 | 0 | 0 | 0 | 0 | 0
2016-04-25 03:00 | 0 | 0 | 0 | 0 | 379851 | 0 | 379851 | 0 | 0 | 0 | 0 | 0 | 0
2016-04-25 04:00 | 0 | 0 | 0 | 0 | 479627.9209 | 0 | 358291 | 0 | 121336.9209 | 0 | 0 | 0 | 0
2016-04-25 05:00 | 0 | 0 | 0 | 0 | 340422 | 0 | 340422 | 0 | 121336.9209 | 0 | 0 | 0 | 0
2016-04-25 06:00 | 0 | 0 | 0 | 0 | 327914 | 0 | 327914 | 0 | 121336.9209 | 0 | 0 | 0 | 0
2016-04-25 07:00 | 0 | 0 | 0 | 0 | 321046 | 0 | 321046 | 0 | 121336.9209 | 0 | 0 | 0 | 0
2016-04-25 08:00 | 0 | 0 | 0 | 0 | 320265 | 0 | 320265 | 0 | 121336.9209 | 0 | 0 | 0 | 0
2016-04-25 09:00 | 0 | 0 | 0 | 0 | 321231.6899 | 0 | 331202 | 0 | 111366.6108 | 0 | 0 | 0 | 0
2016-04-25 10:00 | 0 | 0 | 0 | 0 | 365644.3101 | 0 | 355674 | 0 | 121336.9209 | 0 | 0 | 0 | 0
2016-04-25 11:00 | 0 | 0 | 0 | 0 | 338926.3844 | 0 | 380416 | 0 | 79847.3053 | 0 | 0 | 0 | 0
2016-04-25 12:00 | 0 | 0 | 0 | 115384.2812 | 264277.3201 | 7690.2802 | 396610 | 0 | 70589.1867 | 0 | 0 | 0 | 0
2016-04-25 13:00 | 0 | 0 | 0 | 0 | 210723.7953 | 129176.0179 | 410489 | 0 | 0 | 0 | 0 | 0 | 0
2016-04-25 14:00 | 0 | 0 | 0 | 0 | 176898.8213 | 246818.1787 | 423717 | 0 | 0 | 0 | 0 | 0 | 0
2016-04-25 15:00 | 0 | 0 | 0 | 0 | 123675.8616 | 310879.1384 | 434555 | 0 | 0 | 0 | 0 | 0 | 0
2016-04-25 16:00 | 0 | 0 | 0 | 0 | 104221.1991 | 339665.8009 | 443887 | 0 | 0 | 0 | 0 | 0 | 0
2016-04-25 17:00 | 0 | 0 | 0 | 0 | 107924.2255 | 345113.7745 | 453038 | 0 | 0 | 0 | 0 | 0 | 0
2016-04-25 18:00 | 0 | 0 | 0 | 0 | 119094.6944 | 341572.3056 | 460667 | 0 | 0 | 0 | 0 | 0 | 0
2016-04-25 19:00 | 0 | 0 | 0 | 0 | 129905.6161 | 336308.3839 | 466214 | 0 | 0 | 0 | 0 | 0 | 0
2016-04-25 20:00 | 0 | 0 | 0 | 0 | 138444.2557 | 332011.7443 | 470456 | 0 | 0 | 0 | 0 | 0 | 0
2016-04-25 21:00 | 0 | 0 | 0 | 0 | 234356.7923 | 322255.2108 | 472741 | 0 | 83871.0032 | 0 | 0 | 0 | 0
2016-04-25 22:00 | 0 | 0 | 0 | 0 | 212111.0387 | 295508.8791 | 470154 | 0 | 121336.9209 | 0 | 0 | 0 | 0
2016-04-25 23:00 | 0 | 0 | 0 | 0 | 96813.5417 | 251937.4074 | 464938 | 0 | 5149.8701 | 0 | 0 | 0 | 0
2016-04-26 | 0 | 0 | 0 | 0 | 305392.0996 | 180389.868 | 465175 | 0 | 25756.8376 | 0 | 0 | 0 | 0
2016-04-26 01:00 | 0 | 0 | 0 | 0 | 388943.9641 | 54464.4232 | 459454 | 0 | 9711.2249 | 0 | 0 | 0 | 0
2016-04-26 02:00 | 0 | 0 | 0 | 0 | 427012.9748 | 552.8003 | 437277 | 0 | 0 | 0 | 0 | 0 | 0
2016-04-26 03:00 | 0 | 0 | 0 | 0 | 409994 | 0 | 409994 | 0 | 0 | 0 | 0 | 0 | 0
2016-04-26 04:00 | 0 | 0 | 0 | 0 | 431549.8386 | 0 | 384049 | 0 | 47500.8386 | 0 | 0 | 0 | 0
2016-04-26 05:00 | 0 | 0 | 0 | 0 | 316332.1614 | 0 | 363833 | 0 | 0 | 0 | 0 | 0 | 0
2016-04-26 06:00 | 0 | 0 | 0 | 0 | 407002.1704 | 0 | 347623 | 0 | 59379.1704 | 0 | 0 | 0 | 0
2016-04-26 07:00 | 0 | 0 | 0 | 0 | 390410.3353 | 0 | 337973 | 0 | 111816.5057 | 0 | 0 | 0 | 0
2016-04-26 08:00 | 0 | 0 | 0 | 0 | 344887.4153 | 0 | 335367 | 0 | 121336.9209 | 0 | 0 | 0 | 0
2016-04-26 09:00 | 0 | 0 | 0 | 0 | 344432 | 0 | 344432 | 0 | 121336.9209 | 0 | 0 | 0 | 0
2016-04-26 10:00 | 0 | 0 | 0 | 0 | 320485.6684 | 0 | 367887 | 0 | 73935.5894 | 0 | 0 | 0 | 0
2016-04-26 11:00 | 0 | 0 | 0 | 139805.061 | 298776.2706 | 0 | 391180 | 0 | 121336.9209 | 0 | 0 | 0 | 0
2016-04-26 12:00 | 0 | 0 | 0 | 111906.3838 | 253545.2283 | 6222.6705 | 407178 | 0 | 85833.2036 | 0 | 0 | 0 | 0
2016-04-26 13:00 | 0 | 0 | 0 | 0 | 219909.4923 | 116492.3041 | 422235 | 0 | 0 | 0 | 0 | 0 | 0
2016-04-26 14:00 | 0 | 0 | 0 | 0 | 189792.9392 | 246541.0608 | 436334 | 0 | 0 | 0 | 0 | 0 | 0
2016-04-26 15:00 | 0 | 0 | 0 | 0 | 124968.326 | 321650.674 | 446619 | 0 | 0 | 0 | 0 | 0 | 0
2016-04-26 16:00 | 0 | 0 | 0 | 0 | 216230.424 | 349340.2426 | 455231 | 0 | 110339.6666 | 0 | 0 | 0 | 0
2016-04-26 17:00 | 0 | 0 | 0 | 0 | 0 | 353213.3334 | 463553 | 0 | 0 | 0 | 0 | 0 | 0
2016-04-26 18:00 | 0 | 0 | 0 | 0 | 121403.6849 | 348303.3151 | 469707 | 0 | 0 | 0 | 0 | 0 | 0
2016-04-26 19:00 | 0 | 0 | 0 | 0 | 134273.5169 | 341100.4831 | 475374 | 0 | 0 | 0 | 0 | 0 | 0
2016-04-26 20:00 | 0 | 0 | 0 | 0 | 144545.0354 | 335914.9646 | 480460 | 0 | 0 | 0 | 0 | 0 | 0
2016-04-26 21:00 | 0 | 0 | 0 | 0 | 156610.5028 | 324994.4972 | 481605 | 0 | 0 | 0 | 0 | 0 | 0
2016-04-26 22:00 | 0 | 0 | 0 | 0 | 181184.5522 | 302009.3398 | 476490 | 0 | 6703.8921 | 0 | 0 | 0 | 0
2016-04-26 23:00 | 0 | 0 | 0 | 0 | 278853.7281 | 257019.8958 | 470285 | 0 | 72292.516 | 0 | 0 | 0 | 0
2016-04-27 | 0 | 0 | 0 | 0 | 312046.0111 | 186783.0485 | 469467 | 0 | 101654.5755 | 0 | 0 | 0 | 0
2016-04-27 01:00 | 0 | 0 | 0 | 0 | 362069.4962 | 61823.4482 | 461997 | 0 | 63550.5199 | 0 | 0 | 0 | 0
2016-04-27 02:00 | 0 | 0 | 0 | 0 | 390674.7077 | 563.3769 | 439067 | 0 | 15721.6045 | 0 | 0 | 0 | 0
2016-04-27 03:00 | 0 | 0 | 0 | 0 | 395120.3955 | 0 | 410842 | 0 | 0 | 0 | 0 | 0 | 0
2016-04-27 04:00 | 0 | 0 | 0 | 0 | 385976 | 0 | 385976 | 0 | 0 | 0 | 0 | 0 | 0
2016-04-27 05:00 | 0 | 0 | 0 | 0 | 365813 | 0 | 365813 | 0 | 0 | 0 | 0 | 0 | 0
2016-04-27 06:00 | 0 | 0 | 0 | 0 | 394356.5953 | 0 | 350619 | 0 | 43737.5953 | 0 | 0 | 0 | 0
2016-04-27 07:00 | 0 | 0 | 0 | 0 | 387129.8689 | 0 | 340552 | 0 | 90315.4642 | 0 | 0 | 0 | 0
2016-04-27 08:00 | 0 | 0 | 0 | 0 | 369441.4568 | 0 | 338420 | 0 | 121336.9209 | 0 | 0 | 0 | 0
2016-04-27 09:00 | 0 | 0 | 0 | 0 | 225230.0791 | 0 | 346567 | 0 | 0 | 0 | 0 | 0 | 0
2016-04-27 10:00 | 0 | 0 | 0 | 0 | 428378.3539 | 0 | 366914 | 0 | 61464.3539 | 0 | 0 | 0 | 0
2016-04-27 11:00 | 0 | 0 | 0 | 0 | 327795.6461 | 0 | 389260 | 0 | 0 | 0 | 0 | 0 | 0
2016-04-27 12:00 | 0 | 0 | 0 | 0 | 393897.6106 | 10154.3894 | 404052 | 0 | 0 | 0 | 0 | 0 | 0
2016-04-27 13:00 | 0 | 0 | 0 | 0 | 278167.4829 | 137949.5171 | 416117 | 0 | 0 | 0 | 0 | 0 | 0
2016-04-27 14:00 | 0 | 0 | 0 | 0 | 192789.4065 | 235161.5935 | 427951 | 0 | 0 | 0 | 0 | 0 | 0
2016-04-27 15:00 | 0 | 0 | 0 | 0 | 143805.0792 | 293495.9208 | 437301 | 0 | 0 | 0 | 0 | 0 | 0
2016-04-27 16:00 | 0 | 0 | 0 | 0 | 122247.788 | 322757.212 | 445005 | 0 | 0 | 0 | 0 | 0 | 0
2016-04-27 17:00 | 0 | 0 | 0 | 0 | 122084.1556 | 329882.8444 | 451967 | 0 | 0 | 0 | 0 | 0 | 0
2016-04-27 18:00 | 0 | 0 | 0 | 0 | 128278.459 | 329178.541 | 457457 | 0 | 0 | 0 | 0 | 0 | 0
2016-04-27 19:00 | 0 | 0 | 0 | 0 | 136274.1922 | 324979.8078 | 461254 | 0 | 0 | 0 | 0 | 0 | 0
2016-04-27 20:00 | 0 | 0 | 0 | 0 | 146356.1883 | 317967.8117 | 464324 | 0 | 0 | 0 | 0 | 0 | 0
2016-04-27 21:00 | 0 | 0 | 0 | 0 | 284377.1324 | 302874.7886 | 465915 | 0 | 121336.9209 | 0 | 0 | 0 | 0
2016-04-27 22:00 | 0 | 0 | 0 | 0 | 191104.9232 | 273188.0768 | 464293 | 0 | 121336.9209 | 0 | 0 | 0 | 0
2016-04-27 23:00 | 0 | 0 | 0 | 0 | 181595.4458 | 227063.1459 | 459867 | 0 | 70128.5126 | 0 | 0 | 0 | 0
2016-04-28 | 0 | 0 | 0 | 0 | 358441.9292 | 153424.4791 | 460658 | 0 | 121336.9209 | 0 | 0 | 0 | 0
2016-04-28 01:00 | 0 | 0 | 0 | 0 | 360855.8734 | 41687.3971 | 453142 | 0 | 70738.1915 | 0 | 0 | 0 | 0
2016-04-28 02:00 | 0 | 0 | 0 | 2710.4758 | 358485.9005 | 605.4323 | 432540 | 0 | 0 | 0 | 0 | 0 | 0
2016-04-28 03:00 | 0 | 0 | 0 | 39197.7536 | 367244.2464 | 0 | 406442 | 0 | 0 | 0 | 0 | 0 | 0
2016-04-28 04:00 | 0 | 0 | 0 | 13563.2553 | 368657.7447 | 0 | 382221 | 0 | 0 | 0 | 0 | 0 | 0
2016-04-28 05:00 | 0 | 0 | 0 | 4638.9793 | 357399.0207 | 0 | 362038 | 0 | 0 | 0 | 0 | 0 | 0
2016-04-28 06:00 | 0 | 0 | 0 | 9571.2099 | 337202.7901 | 0 | 346774 | 0 | 0 | 0 | 0 | 0 | 0
2016-04-28 07:00 | 0 | 0 | 0 | 19676.5534 | 317905.4466 | 0 | 337582 | 0 | 0 | 0 | 0 | 0 | 0
2016-04-28 08:00 | 0 | 0 | 0 | 30564.8725 | 305685.1275 | 0 | 336250 | 0 | 0 | 0 | 0 | 0 | 0
2016-04-28 09:00 | 0 | 0 | 0 | 55130.5825 | 290357.4175 | 0 | 345488 | 0 | 0 | 0 | 0 | 0 | 0
2016-04-28 10:00 | 0 | 0 | 0 | 88320.2303 | 279714.7697 | 0 | 368035 | 0 | 0 | 0 | 0 | 0 | 0
2016-04-28 11:00 | 0 | 0 | 0 | 243983.4667 | 269199.4542 | 0 | 391846 | 0 | 121336.9209 | 0 | 0 | 0 | 0
2016-04-28 12:00 | 0 | 0 | 0 | 189771.0527 | 210952.4282 | 6178.5191 | 406902 | 0 | 121336.9209 | 0 | 0 | 0 | 0
2016-04-28 13:00 | 0 | 0 | 0 | 1518.9757 | 190921.547 | 105504.5563 | 419282 | 0 | 0 | 0 | 0 | 0 | 0
2016-04-28 14:00 | 0 | 0 | 0 | 6504.7424 | 206646.9405 | 219904.3171 | 433056 | 0 | 0 | 0 | 0 | 0 | 0
2016-04-28 15:00 | 0 | 0 | 0 | 0 | 149882.1109 | 291801.8891 | 441684 | 0 | 0 | 0 | 0 | 0 | 0
2016-04-28 16:00 | 0 | 0 | 0 | 0 | 126121.5815 | 324712.4185 | 450834 | 0 | 0 | 0 | 0 | 0 | 0
2016-04-28 17:00 | 0 | 0 | 0 | 0 | 144591.4057 | 331403.4195 | 458772 | 0 | 17222.8252 | 0 | 0 | 0 | 0
2016-04-28 18:00 | 0 | 0 | 0 | 0 | 173320.2668 | 328531.0883 | 465420 | 0 | 53654.1803 | 0 | 0 | 0 | 0
2016-04-28 19:00 | 0 | 0 | 0 | 0 | 175929.0809 | 322721.842 | 469346 | 0 | 82959.1032 | 0 | 0 | 0 | 0
2016-04-28 20:00 | 0 | 0 | 0 | 0 | 180863.1517 | 316175.3474 | 472165 | 0 | 107832.6024 | 0 | 0 | 0 | 0
2016-04-28 21:00 | 0 | 0 | 0 | 0 | 185287.8309 | 302411.4877 | 474195 | 0 | 121336.9209 | 0 | 0 | 0 | 0
2016-04-28 22:00 | 0 | 0 | 0 | 0 | 191209.1322 | 277223.695 | 471519 | 0 | 118250.7481 | 0 | 0 | 0 | 0
2016-04-28 23:00 | 0 | 0 | 0 | 0 | 197825.279 | 227899.9348 | 466295 | 0 | 77680.9619 | 0 | 0 | 0 | 0
2016-04-29 | 0 | 0 | 0 | 8327.2069 | 221192.715 | 157413.1162 | 464614 | 0 | 0 | 0 | 0 | 0 | 0
2016-04-29 01:00 | 0 | 0 | 0 | 126145.1749 | 278251.9506 | 53165.8745 | 457563 | 0 | 0 | 0 | 0 | 0 | 0
2016-04-29 02:00 | 0 | 0 | 0 | 134316.9705 | 301697.7479 | 1088.2817 | 437103 | 0 | 0 | 0 | 0 | 0 | 0
2016-04-29 03:00 | 0 | 0 | 0 | 115754.0999 | 296236.9001 | 0 | 411991 | 0 | 0 | 0 | 0 | 0 | 0
2016-04-29 04:00 | 0 | 0 | 0 | 106024.541 | 281917.459 | 0 | 387942 | 0 | 0 | 0 | 0 | 0 | 0
2016-04-29 05:00 | 0 | 0 | 0 | 104130.4138 | 263392.5862 | 0 | 367523 | 0 | 0 | 0 | 0 | 0 | 0
2016-04-29 06:00 | 0 | 0 | 0 | 106659.012 | 245738.988 | 0 | 352398 | 0 | 0 | 0 | 0 | 0 | 0
2016-04-29 07:00 | 0 | 0 | 0 | 113045.8178 | 230433.1822 | 0 | 343479 | 0 | 0 | 0 | 0 | 0 | 0
2016-04-29 08:00 | 0 | 0 | 0 | 127111.9555 | 214479.0445 | 0 | 341591 | 0 | 0 | 0 | 0 | 0 | 0
2016-04-29 09:00 | 0 | 0 | 0 | 146440.2437 | 201676.7563 | 0 | 348117 | 0 | 0 | 0 | 0 | 0 | 0
2016-04-29 10:00 | 0 | 0 | 0 | 173390.6836 | 197963.3164 | 0 | 371354 | 0 | 0 | 0 | 0 | 0 | 0
2016-04-29 11:00 | 0 | 0 | 0 | 315078.6478 | 200071.2732 | 0 | 393813 | 0 | 121336.9209 | 0 | 0 | 0 | 0
2016-04-29 12:00 | 0 | 0 | 0 | 97187.228 | 186519.8464 | 4160.0046 | 409204 | 0 | 0 | 0 | 0 | 0 | 0
2016-04-29 13:00 | 0 | 0 | 0 | 143767.2927 | 168958.1648 | 109339.5425 | 422065 | 0 | 0 | 0 | 0 | 0 | 0
2016-04-29 14:00 | 0 | 0 | 0 | 483.6527 | 203737.6952 | 231170.652 | 435392 | 0 | 0 | 0 | 0 | 0 | 0
2016-04-29 15:00 | 0 | 0 | 0 | 0 | 154964.2537 | 289860.7463 | 444825 | 0 | 0 | 0 | 0 | 0 | 0
2016-04-29 16:00 | 0 | 0 | 0 | 0 | 252997.2223 | 320152.6986 | 451813 | 0 | 121336.9209 | 0 | 0 | 0 | 0
2016-04-29 17:00 | 0 | 0 | 0 | 0 | 135719.9972 | 322394.0028 | 458114 | 0 | 121336.9209 | 0 | 0 | 0 | 0
2016-04-29 18:00 | 0 | 0 | 0 | 0 | 144754.6484 | 317485.3516 | 462240 | 0 | 121336.9209 | 0 | 0 | 0 | 0
2016-04-29 19:00 | 0 | 0 | 0 | 0 | 30905.4961 | 311558.5829 | 463801 | 0 | 0 | 0 | 0 | 0 | 0
2016-04-29 20:00 | 0 | 0 | 0 | 0 | 211568.5512 | 307124.1423 | 463626 | 0 | 55066.6935 | 0 | 0 | 0 | 0
2016-04-29 21:00 | 0 | 0 | 0 | 0 | 231223.5495 | 295834.678 | 460788 | 0 | 121336.9209 | 0 | 0 | 0 | 0
2016-04-29 22:00 | 0 | 0 | 0 | 0 | 165565.7687 | 272988.691 | 453866 | 0 | 106025.3807 | 0 | 0 | 0 | 0
2016-04-29 23:00 | 0 | 0 | 0 | 0 | 230534.17 | 230214.3702 | 445437 | 0 | 121336.9209 | 0 | 0 | 0 | 0
2016-04-30 | 0 | 0 | 0 | 0 | 242995.685 | 158092.2438 | 444156 | 0 | 78268.8497 | 0 | 0 | 0 | 0
2016-04-30 01:00 | 0 | 0 | 0 | 10973.4128 | 295124.2724 | 54507.4651 | 438874 | 0 | 0 | 0 | 0 | 0 | 0
2016-04-30 02:00 | 0 | 0 | 0 | 83365.1262 | 338070.9732 | 1227.9007 | 422664 | 0 | 0 | 0 | 0 | 0 | 0
2016-04-30 03:00 | 0 | 0 | 0 | 48746.1664 | 353823.8336 | 0 | 402570 | 0 | 0 | 0 | 0 | 0 | 0
2016-04-30 04:00 | 0 | 0 | 0 | 35690.158 | 345500.842 | 0 | 381191 | 0 | 0 | 0 | 0 | 0 | 0
2016-04-30 05:00 | 0 | 0 | 0 | 30021.5688 | 332116.4312 | 0 | 362138 | 0 | 0 | 0 | 0 | 0 | 0
2016-04-30 06:00 | 0 | 0 | 0 | 19974.3314 | 327552.6686 | 0 | 347527 | 0 | 0 | 0 | 0 | 0 | 0
2016-04-30 07:00 | 0 | 0 | 0 | 17447.36 | 320564.64 | 0 | 338012 | 0 | 0 | 0 | 0 | 0 | 0
2016-04-30 08:00 | 0 | 0 | 0 | 18781.7379 | 313794.2621 | 0 | 332576 | 0 | 0 | 0 | 0 | 0 | 0
2016-04-30 09:00 | 0 | 0 | 0 | 25103.0934 | 307606.9066 | 0 | 332710 | 0 | 0 | 0 | 0 | 0 | 0
2016-04-30 10:00 | 0 | 0 | 0 | 162690.3263 | 294808.5947 | 0 | 336162 | 0 | 121336.9209 | 0 | 0 | 0 | 0
2016-04-30 11:00 | 0 | 0 | 0 | 50190.4071 | 285141.4436 | 0 | 344325 | 0 | 112343.7716 | 0 | 0 | 0 | 0
2016-04-30 12:00 | 0 | 0 | 0 | 0 | 239684.3712 | 7737.8572 | 359766 | 0 | 0 | 0 | 0 | 0 | 0
2016-04-30 13:00 | 0 | 0 | 0 | 0 | 243373.2478 | 133048.7522 | 376422 | 0 | 0 | 0 | 0 | 0 | 0
2016-04-30 14:00 | 0 | 0 | 0 | 0 | 135537.9883 | 254284.0117 | 389822 | 0 | 0 | 0 | 0 | 0 | 0
2016-04-30 15:00 | 0 | 0 | 0 | 0 | 86357.3708 | 313741.6292 | 400099 | 0 | 0 | 0 | 0 | 0 | 0
2016-04-30 16:00 | 0 | 0 | 0 | 0 | 191431.4332 | 336024.4877 | 406119 | 0 | 121336.9209 | 0 | 0 | 0 | 0
2016-04-30 17:00 | 0 | 0 | 0 | 0 | 33136.6347 | 336302.7972 | 409523 | 0 | 81253.3528 | 0 | 0 | 0 | 0
2016-04-30 18:00 | 0 | 0 | 0 | 0 | 0 | 330202.6472 | 411456 | 0 | 0 | 0 | 0 | 0 | 0
2016-04-30 19:00 | 0 | 0 | 0 | 0 | 91713.6223 | 321755.3777 | 413469 | 0 | 0 | 0 | 0 | 0 | 0
2016-04-30 20:00 | 0 | 0 | 0 | 0 | 104298.0805 | 312458.9195 | 416757 | 0 | 0 | 0 | 0 | 0 | 0
2016-04-30 21:00 | 0 | 0 | 0 | 0 | 121143.5184 | 297150.4816 | 418294 | 0 | 0 | 0 | 0 | 0 | 0
2016-04-30 22:00 | 0 | 0 | 0 | 0 | 149166.9637 | 267849.0363 | 417016 | 0 | 0 | 0 | 0 | 0 | 0
2016-04-30 23:00 | 0 | 0 | 0 | 0 | 317166.938 | 219718.983 | 415549 | 0 | 121336.9209 | 0 | 0 | 0 | 0
2016-05-01 | 0 | 0 | 0 | 0 | 264930.0762 | 151985.9238 | 416916 | 0 | 121336.9209 | 0 | 0 | 0 | 0
2016-05-01 01:00 | 0 | 0 | 0 | 0 | 354688.5703 | 58109.4297 | 412798 | 0 | 121336.9209 | 0 | 0 | 0 | 0
2016-05-01 02:00 | 0 | 0 | 0 | 0 | 278683.7735 | 1482.3056 | 401503 | 0 | 0 | 0 | 0 | 0 | 0
2016-05-01 03:00 | 0 | 0 | 0 | 0 | 385360 | 0 | 385360 | 0 | 0 | 0 | 0 | 0 | 0
2016-05-01 04:00 | 0 | 0 | 0 | 0 | 439803.8115 | 0 | 365765 | 0 | 74038.8115 | 0 | 0 | 0 | 0
2016-05-01 05:00 | 0 | 0 | 0 | 0 | 274010.1885 | 0 | 348049 | 0 | 0 | 0 | 0 | 0 | 0
2016-05-01 06:00 | 0 | 0 | 0 | 0 | 388969.6844 | 0 | 335251 | 0 | 53718.6844 | 0 | 0 | 0 | 0
2016-05-01 07:00 | 0 | 0 | 0 | 0 | 300693.4824 | 0 | 326397 | 0 | 28015.1668 | 0 | 0 | 0 | 0
2016-05-01 08:00 | 0 | 0 | 0 | 0 | 348805.9332 | 0 | 321535 | 0 | 55286.1 | 0 | 0 | 0 | 0
2016-05-01 09:00 | 0 | 0 | 0 | 0 | 335202.6686 | 0 | 319199 | 0 | 71289.7686 | 0 | 0 | 0 | 0
2016-05-01 10:00 | 0 | 0 | 0 | 0 | 325769.2033 | 0 | 323091 | 0 | 73967.9719 | 0 | 0 | 0 | 0
2016-05-01 11:00 | 0 | 0 | 0 | 0 | 317138.0303 | 0 | 328861 | 0 | 62245.0022 | 0 | 0 | 0 | 0
2016-05-01 12:00 | 0 | 0 | 0 | 0 | 269572.5413 | 11940.4565 | 343758 | 0 | 0 | 0 | 0 | 0 | 0
2016-05-01 13:00 | 0 | 0 | 0 | 0 | 238491.4798 | 123970.5202 | 362462 | 0 | 0 | 0 | 0 | 0 | 0
2016-05-01 14:00 | 0 | 0 | 0 | 0 | 120795.3798 | 257455.6202 | 378251 | 0 | 0 | 0 | 0 | 0 | 0
2016-05-01 15:00 | 0 | 0 | 0 | 0 | 72750.0976 | 317372.9024 | 390123 | 0 | 0 | 0 | 0 | 0 | 0
2016-05-01 16:00 | 0 | 0 | 0 | 0 | 122267.8075 | 341668.7959 | 400493 | 0 | 63443.6034 | 0 | 0 | 0 | 0
2016-05-01 17:00 | 0 | 0 | 0 | 0 | 0 | 343910.3966 | 407354 | 0 | 0 | 0 | 0 | 0 | 0
2016-05-01 18:00 | 0 | 0 | 0 | 0 | 71548.4414 | 340378.5586 | 411927 | 0 | 0 | 0 | 0 | 0 | 0
2016-05-01 19:00 | 0 | 0 | 0 | 0 | 98541.5009 | 333190.3598 | 414209 | 0 | 17522.8607 | 0 | 0 | 0 | 0
2016-05-01 20:00 | 0 | 0 | 0 | 0 | 161834.7955 | 328297.6801 | 421199 | 0 | 86456.3363 | 0 | 0 | 0 | 0
2016-05-01 21:00 | 0 | 0 | 0 | 0 | 142327.2672 | 317027.3175 | 424474 | 0 | 121336.9209 | 0 | 0 | 0 | 0
2016-05-01 22:00 | 0 | 0 | 0 | 0 | 129918.9038 | 295495.8686 | 425817 | 0 | 120934.6933 | 0 | 0 | 0 | 0
2016-05-01 23:00 | 0 | 0 | 0 | 0 | 123738.3055 | 251088.6713 | 426115 | 0 | 69646.6701 | 0 | 0 | 0 | 0
2016-05-02 | 0 | 0 | 0 | 50657.6051 | 129267.0983 | 180402.6265 | 429974 | 0 | 0 | 0 | 0 | 0 | 0
2016-05-02 01:00 | 0 | 0 | 0 | 207490.8322 | 145432.0305 | 73957.1373 | 426880 | 0 | 0 | 0 | 0 | 0 | 0
2016-05-02 02:00 | 0 | 0 | 0 | 356551.1709 | 139071.6379 | 1727.9073 | 411645 | 0 | 85705.7161 | 0 | 0 | 0 | 0
2016-05-02 03:00 | 0 | 0 | 0 | 293806.2565 | 130800.9483 | 0 | 388976 | 0 | 121336.9209 | 0 | 0 | 0 | 0
2016-05-02 04:00 | 0 | 0 | 0 | 234989.4005 | 133139.5995 | 0 | 368129 | 0 | 121336.9209 | 0 | 0 | 0 | 0
2016-05-02 05:00 | 0 | 0 | 0 | 80940.5076 | 147282.5715 | 0 | 349560 | 0 | 0 | 0 | 0 | 0 | 0
2016-05-02 06:00 | 0 | 0 | 0 | 165185.5252 | 172007.4748 | 0 | 337193 | 0 | 0 | 0 | 0 | 0 | 0
2016-05-02 07:00 | 0 | 0 | 0 | 126334.5209 | 203472.4791 | 0 | 329807 | 0 | 0 | 0 | 0 | 0 | 0
2016-05-02 08:00 | 0 | 0 | 0 | 95346.9116 | 233962.0884 | 0 | 329309 | 0 | 0 | 0 | 0 | 0 | 0
2016-05-02 09:00 | 0 | 0 | 0 | 205968.5989 | 254505.3221 | 0 | 339137 | 0 | 121336.9209 | 0 | 0 | 0 | 0
2016-05-02 10:00 | 0 | 0 | 0 | 76189.1295 | 270496.5406 | 0 | 364593 | 0 | 103429.591 | 0 | 0 | 0 | 0
2016-05-02 11:00 | 0 | 0 | 0 | 0 | 285045.409 | 0 | 388475 | 0 | 0 | 0 | 0 | 0 | 0
2016-05-02 12:00 | 0 | 0 | 0 | 277567.8508 | 229953.1313 | 19228.9389 | 405413 | 0 | 121336.9209 | 0 | 0 | 0 | 0
2016-05-02 13:00 | 0 | 0 | 0 | 37200.5942 | 126049.1298 | 167575.7306 | 418102 | 0 | 34060.3755 | 0 | 0 | 0 | 0
2016-05-02 14:00 | 0 | 0 | 0 | 0 | 100599.3686 | 296471.2559 | 431131 | 0 | 0 | 0 | 0 | 0 | 0
2016-05-02 15:00 | 0 | 0 | 0 | 0 | 99266.1616 | 357218.8937 | 440805 | 0 | 15680.0552 | 0 | 0 | 0 | 0
2016-05-02 16:00 | 0 | 0 | 0 | 0 | 92881.0897 | 384012.0958 | 446145 | 0 | 46428.2407 | 0 | 0 | 0 | 0
2016-05-02 17:00 | 0 | 0 | 0 | 0 | 89053.1715 | 383014.9048 | 451006 | 0 | 67490.317 | 0 | 0 | 0 | 0
2016-05-02 18:00 | 0 | 0 | 0 | 0 | 90949.2536 | 376330.2068 | 454621 | 0 | 80148.7774 | 0 | 0 | 0 | 0
2016-05-02 19:00 | 0 | 0 | 0 | 0 | 95845.4972 | 371285.48 | 454755 | 0 | 92524.7547 | 0 | 0 | 0 | 0
2016-05-02 20:00 | 0 | 0 | 0 | 0 | 100942.7875 | 370429.5934 | 454805 | 0 | 109092.1356 | 0 | 0 | 0 | 0
2016-05-02 21:00 | 0 | 0 | 0 | 0 | 99371.4872 | 367128.2982 | 454255 | 0 | 121336.9209 | 0 | 0 | 0 | 0
2016-05-02 22:00 | 0 | 0 | 0 | 0 | 97085.4921 | 352763.8339 | 452259 | 0 | 118927.2469 | 0 | 0 | 0 | 0
2016-05-02 23:00 | 0 | 0 | 0 | 50430.239 | 88108.5796 | 314426.8554 | 450556 | 0 | 121336.9209 | 0 | 0 | 0 | 0
2016-05-03 | 0 | 0 | 0 | 17065.2756 | 81595.8503 | 232681.9531 | 452680 | 0 | 0 | 0 | 0 | 0 | 0
2016-05-03 01:00 | 0 | 0 | 0 | 267985.6714 | 92411.3598 | 87665.9688 | 448063 | 0 | 0 | 0 | 0 | 0 | 0
2016-05-03 02:00 | 0 | 0 | 0 | 356551.1709 | 99018.5474 | 1737.6151 | 427991 | 0 | 29316.3333 | 0 | 0 | 0 | 0
2016-05-03 03:00 | 0 | 0 | 0 | 356551.1709 | 113131.8977 | 0 | 402380 | 0 | 96619.4019 | 0 | 0 | 0 | 0
2016-05-03 04:00 | 0 | 0 | 0 | 142634.3029 | 138782.2952 | 0 | 378036 | 0 | 0 | 0 | 0 | 0 | 0
2016-05-03 05:00 | 0 | 0 | 0 | 186199.0951 | 173193.9049 | 0 | 359393 | 0 | 0 | 0 | 0 | 0 | 0
2016-05-03 06:00 | 0 | 0 | 0 | 133343.1442 | 211152.8558 | 0 | 344496 | 0 | 0 | 0 | 0 | 0 | 0
2016-05-03 07:00 | 0 | 0 | 0 | 98395.0574 | 237774.9426 | 0 | 336170 | 0 | 0 | 0 | 0 | 0 | 0
2016-05-03 08:00 | 0 | 0 | 0 | 82810.2488 | 251812.7512 | 0 | 334623 | 0 | 0 | 0 | 0 | 0 | 0
2016-05-03 09:00 | 0 | 0 | 0 | 209136.8346 | 255687.0863 | 0 | 343487 | 0 | 121336.9209 | 0 | 0 | 0 | 0
2016-05-03 10:00 | 0 | 0 | 0 | 106398.9014 | 260358.0986 | 0 | 366757 | 0 | 121336.9209 | 0 | 0 | 0 | 0
2016-05-03 11:00 | 0 | 0 | 0 | 3903.5538 | 265119.5252 | 0 | 390360 | 0 | 0 | 0 | 0 | 0 | 0
2016-05-03 12:00 | 0 | 0 | 0 | 312255.1297 | 194631.2005 | 19492.5907 | 405042 | 0 | 121336.9209 | 0 | 0 | 0 | 0
2016-05-03 13:00 | 0 | 0 | 0 | 45312.1576 | 80936.8162 | 167711.1052 | 415297 | 0 | 0 | 0 | 0 | 0 | 0
2016-05-03 14:00 | 0 | 0 | 0 | 27867.0409 | 100699.4347 | 296914.5244 | 425481 | 0 | 0 | 0 | 0 | 0 | 0
2016-05-03 15:00 | 0 | 0 | 0 | 0 | 82372.7948 | 350727.2052 | 433100 | 0 | 0 | 0 | 0 | 0 | 0
2016-05-03 16:00 | 0 | 0 | 0 | 0 | 161469.1742 | 377218.0766 | 438801 | 0 | 99886.2508 | 0 | 0 | 0 | 0
2016-05-03 17:00 | 0 | 0 | 0 | 0 | 33565.7702 | 381332.8862 | 444221 | 0 | 70563.9071 | 0 | 0 | 0 | 0
2016-05-03 18:00 | 0 | 0 | 0 | 0 | 0 | 378381.0929 | 448945 | 0 | 0 | 0 | 0 | 0 | 0
2016-05-03 19:00 | 0 | 0 | 0 | 0 | 158548.5165 | 374600.8286 | 452197 | 0 | 80952.3451 | 0 | 0 | 0 | 0
2016-05-03 20:00 | 0 | 0 | 0 | 0 | 0 | 372658.6549 | 453611 | 0 | 0 | 0 | 0 | 0 | 0
2016-05-03 21:00 | 0 | 0 | 0 | 0 | 88816.4679 | 367168.5321 | 455985 | 0 | 0 | 0 | 0 | 0 | 0
2016-05-03 22:00 | 0 | 0 | 0 | 0 | 101799.2851 | 351853.7149 | 453653 | 0 | 0 | 0 | 0 | 0 | 0
2016-05-03 23:00 | 0 | 0 | 0 | 0 | 169533.353 | 309545.1787 | 450134 | 0 | 28944.5316 | 0 | 0 | 0 | 0
2016-05-04 | 0 | 0 | 0 | 0 | 316967.3734 | 226302.0159 | 450877 | 0 | 121336.9209 | 0 | 0 | 0 | 0
2016-05-04 01:00 | 0 | 0 | 0 | 0 | 350375.38 | 65321.3979 | 447810 | 0 | 89223.6989 | 0 | 0 | 0 | 0
2016-05-04 02:00 | 0 | 0 | 0 | 24837.0872 | 359964.1778 | 1152.5932 | 428280 | 0 | 46897.5571 | 0 | 0 | 0 | 0
2016-05-04 03:00 | 0 | 0 | 0 | 0 | 364605.9613 | 0 | 402015 | 0 | 9488.5184 | 0 | 0 | 0 | 0
2016-05-04 04:00 | 0 | 0 | 0 | 0 | 368114.4816 | 0 | 377603 | 0 | 0 | 0 | 0 | 0 | 0
2016-05-04 05:00 | 0 | 0 | 0 | 0 | 356872 | 0 | 356872 | 0 | 0 | 0 | 0 | 0 | 0
2016-05-04 06:00 | 0 | 0 | 0 | 0 | 379227.6769 | 0 | 342224 | 0 | 37003.6769 | 0 | 0 | 0 | 0
2016-05-04 07:00 | 0 | 0 | 0 | 0 | 391003.2379 | 0 | 333126 | 0 | 94880.9148 | 0 | 0 | 0 | 0
2016-05-04 08:00 | 0 | 0 | 0 | 0 | 357363.0061 | 0 | 330907 | 0 | 121336.9209 | 0 | 0 | 0 | 0
2016-05-04 09:00 | 0 | 0 | 0 | 0 | 237169.2678 | 0 | 339623 | 0 | 18883.1887 | 0 | 0 | 0 | 0
2016-05-04 10:00 | 0 | 0 | 0 | 0 | 432831.4885 | 0 | 363251 | 0 | 88463.6772 | 0 | 0 | 0 | 0
2016-05-04 11:00 | 0 | 0 | 0 | 0 | 417645.2437 | 0 | 384772 | 0 | 121336.9209 | 0 | 0 | 0 | 0
2016-05-04 12:00 | 0 | 0 | 0 | 94318.997 | 284282.8839 | 19122.1191 | 397724 | 0 | 121336.9209 | 0 | 0 | 0 | 0
2016-05-04 13:00 | 0 | 0 | 0 | 18472.2988 | 130514.084 | 171148.16 | 408059 | 0 | 33412.4638 | 0 | 0 | 0 | 0
2016-05-04 14:00 | 0 | 0 | 0 | 0 | 115908.4435 | 268057.0927 | 417378 | 0 | 0 | 0 | 0 | 0 | 0
2016-05-04 15:00 | 0 | 0 | 0 | 0 | 102809.1546 | 321480.8454 | 424290 | 0 | 0 | 0 | 0 | 0 | 0
2016-05-04 16:00 | 0 | 0 | 0 | 0 | 165403.5091 | 349486.6746 | 428071 | 0 | 86819.1837 | 0 | 0 | 0 | 0
2016-05-04 17:00 | 0 | 0 | 0 | 0 | 60336.3036 | 358710.114 | 431499 | 0 | 74366.6013 | 0 | 0 | 0 | 0
2016-05-04 18:00 | 0 | 0 | 0 | 0 | 0 | 360047.3987 | 434414 | 0 | 0 | 0 | 0 | 0 | 0
2016-05-04 19:00 | 0 | 0 | 0 | 0 | 159692.9331 | 358568.0315 | 436900 | 0 | 81360.9645 | 0 | 0 | 0 | 0
2016-05-04 20:00 | 0 | 0 | 0 | 0 | 0 | 359019.0355 | 440380 | 0 | 0 | 0 | 0 | 0 | 0
2016-05-04 21:00 | 0 | 0 | 0 | 0 | 159181.5161 | 355904.8011 | 444502 | 0 | 70584.3172 | 0 | 0 | 0 | 0
2016-05-04 22:00 | 0 | 0 | 0 | 0 | 155479.3438 | 341088.2599 | 445815 | 0 | 121336.9209 | 0 | 0 | 0 | 0
2016-05-04 23:00 | 0 | 0 | 0 | 0 | 136744.0962 | 303437.0983 | 445200 | 0 | 116318.1155 | 0 | 0 | 0 | 0
2016-05-05 | 0 | 0 | 0 | 0 | 176611.3889 | 228032.1941 | 446544 | 0 | 74417.6985 | 0 | 0 | 0 | 0
2016-05-05 01:00 | 0 | 0 | 0 | 178950.8543 | 237511.8382 | 72254.53 | 441798 | 0 | 121336.9209 | 0 | 0 | 0 | 0
2016-05-05 02:00 | 0 | 0 | 0 | 81374.0853 | 291776.2778 | 1050.2096 | 423253 | 0 | 72284.4937 | 0 | 0 | 0 | 0
2016-05-05 03:00 | 0 | 0 | 0 | 0 | 324309.5063 | 0 | 396594 | 0 | 0 | 0 | 0 | 0 | 0
2016-05-05 04:00 | 0 | 0 | 0 | 25910.5071 | 347154.4929 | 0 | 373065 | 0 | 0 | 0 | 0 | 0 | 0
2016-05-05 05:00 | 0 | 0 | 0 | 0 | 357614.353 | 0 | 353190 | 0 | 4424.353 | 0 | 0 | 0 | 0
2016-05-05 06:00 | 0 | 0 | 0 | 0 | 362970.8522 | 0 | 338476 | 0 | 28919.2052 | 0 | 0 | 0 | 0
2016-05-05 07:00 | 0 | 0 | 0 | 0 | 363543.3899 | 0 | 330208 | 0 | 62254.5951 | 0 | 0 | 0 | 0
2016-05-05 08:00 | 0 | 0 | 0 | 0 | 359311.1685 | 0 | 328324 | 0 | 93241.7636 | 0 | 0 | 0 | 0
2016-05-05 09:00 | 0 | 0 | 0 | 0 | 345301.7281 | 0 | 338000 | 0 | 100543.4918 | 0 | 0 | 0 | 0
2016-05-05 10:00 | 0 | 0 | 0 | 0 | 325753.1485 | 0 | 360668 | 0 | 65628.6403 | 0 | 0 | 0 | 0
2016-05-05 11:00 | 0 | 0 | 0 | 12001.7574 | 306681.6023 | 0 | 384312 | 0 | 0 | 0 | 0 | 0 | 0
2016-05-05 12:00 | 0 | 0 | 0 | 274864.6258 | 225063.3103 | 19274.9849 | 397866 | 0 | 121336.9209 | 0 | 0 | 0 | 0
2016-05-05 13:00 | 0 | 0 | 0 | 135377.9348 | 87796.4926 | 168396.8327 | 407841 | 0 | 105067.1811 | 0 | 0 | 0 | 0
2016-05-05 14:00 | 0 | 0 | 0 | 0 | 47752.7919 | 264292.027 | 417112 | 0 | 0 | 0 | 0 | 0 | 0
2016-05-05 15:00 | 0 | 0 | 0 | 20373.1499 | 77949.1828 | 325361.6674 | 423684 | 0 | 0 | 0 | 0 | 0 | 0
2016-05-05 16:00 | 0 | 0 | 0 | 0 | 74745.108 | 353300.892 | 428046 | 0 | 0 | 0 | 0 | 0 | 0
2016-05-05 17:00 | 0 | 0 | 0 | 0 | 95818.063 | 360013.0549 | 432047 | 0 | 23784.1179 | 0 | 0 | 0 | 0
2016-05-05 18:00 | 0 | 0 | 0 | 0 | 96595.9451 | 357963.278 | 435161 | 0 | 43182.341 | 0 | 0 | 0 | 0
2016-05-05 19:00 | 0 | 0 | 0 | 0 | 83691.6793 | 353830.7979 | 438825 | 0 | 41879.8183 | 0 | 0 | 0 | 0
2016-05-05 20:00 | 0 | 0 | 0 | 0 | 98831.7354 | 350495.3193 | 442719 | 0 | 48487.873 | 0 | 0 | 0 | 0
2016-05-05 21:00 | 0 | 0 | 0 | 0 | 99950.4911 | 342526.8631 | 445012 | 0 | 45953.2273 | 0 | 0 | 0 | 0
2016-05-05 22:00 | 0 | 0 | 0 | 0 | 104318.3196 | 323481.3163 | 443527 | 0 | 30225.8631 | 0 | 0 | 0 | 0
2016-05-05 23:00 | 0 | 0 | 0 | 0 | 133975.8193 | 275615.3176 | 439817 | 0 | 0 | 0 | 0 | 0 | 0
2016-05-06 | 0 | 0 | 0 | 0 | 249290.8624 | 191148.1376 | 440439 | 0 | 0 | 0 | 0 | 0 | 0
2016-05-06 01:00 | 0 | 0 | 0 | 0 | 379301.6411 | 57936.3589 | 437238 | 0 | 0 | 0 | 0 | 0 | 0
2016-05-06 02:00 | 0 | 0 | 0 | 0 | 417876.5378 | 1612.4622 | 419489 | 0 | 0 | 0 | 0 | 0 | 0
2016-05-06 03:00 | 0 | 0 | 0 | 0 | 516986.9273 | 0 | 395943 | 0 | 121043.9273 | 0 | 0 | 0 | 0
2016-05-06 04:00 | 0 | 0 | 0 | 0 | 373350.9936 | 0 | 373058 | 0 | 121336.9209 | 0 | 0 | 0 | 0
2016-05-06 05:00 | 0 | 0 | 0 | 0 | 233450.0791 | 0 | 354787 | 0 | 0 | 0 | 0 | 0 | 0
2016-05-06 06:00 | 0 | 0 | 0 | 0 | 461471.9209 | 0 | 340135 | 0 | 121336.9209 | 0 | 0 | 0 | 0
2016-05-06 07:00 | 0 | 0 | 0 | 0 | 331931 | 0 | 331931 | 0 | 121336.9209 | 0 | 0 | 0 | 0
2016-05-06 08:00 | 0 | 0 | 0 | 0 | 330173 | 0 | 330173 | 0 | 121336.9209 | 0 | 0 | 0 | 0
2016-05-06 09:00 | 0 | 0 | 0 | 0 | 216760.0791 | 0 | 338097 | 0 | 0 | 0 | 0 | 0 | 0
2016-05-06 10:00 | 0 | 0 | 0 | 0 | 481823.9209 | 0 | 360487 | 0 | 121336.9209 | 0 | 0 | 0 | 0
2016-05-06 11:00 | 0 | 0 | 0 | 0 | 364148.5935 | 0 | 380677 | 0 | 104808.5144 | 0 | 0 | 0 | 0
2016-05-06 12:00 | 0 | 0 | 0 | 0 | 326444.2324 | 20999.7333 | 393325 | 0 | 58927.4802 | 0 | 0 | 0 | 0
2016-05-06 13:00 | 0 | 0 | 0 | 0 | 195425.9718 | 149883.5481 | 404237 | 0 | 0 | 0 | 0 | 0 | 0
2016-05-06 14:00 | 0 | 0 | 0 | 0 | 168077.9363 | 246339.0637 | 414417 | 0 | 0 | 0 | 0 | 0 | 0
2016-05-06 15:00 | 0 | 0 | 0 | 0 | 122249.4425 | 298177.5575 | 420427 | 0 | 0 | 0 | 0 | 0 | 0
2016-05-06 16:00 | 0 | 0 | 0 | 0 | 218260.5864 | 327029.3345 | 423953 | 0 | 121336.9209 | 0 | 0 | 0 | 0
2016-05-06 17:00 | 0 | 0 | 0 | 0 | 98366.5947 | 330798.4053 | 429165 | 0 | 121336.9209 | 0 | 0 | 0 | 0
2016-05-06 18:00 | 0 | 0 | 0 | 0 | 104730.2539 | 327789.7461 | 432520 | 0 | 121336.9209 | 0 | 0 | 0 | 0
2016-05-06 19:00 | 0 | 0 | 0 | 0 | 113403.9682 | 322056.0318 | 435460 | 0 | 121336.9209 | 0 | 0 | 0 | 0
2016-05-06 20:00 | 0 | 0 | 0 | 0 | 121652.9003 | 316604.0997 | 438257 | 0 | 121336.9209 | 0 | 0 | 0 | 0
2016-05-06 21:00 | 0 | 0 | 0 | 0 | 14736.6134 | 303903.4657 | 439977 | 0 | 0 | 0 | 0 | 0 | 0
2016-05-06 22:00 | 0 | 0 | 0 | 0 | 159475.1345 | 277133.8655 | 436609 | 0 | 0 | 0 | 0 | 0 | 0
2016-05-06 23:00 | 0 | 0 | 0 | 0 | 319291.5434 | 232680.3776 | 430635 | 0 | 121336.9209 | 0 | 0 | 0 | 0
2016-05-07 | 0 | 0 | 0 | 0 | 147410.5184 | 158826.5606 | 427574 | 0 | 0 | 0 | 0 | 0 | 0
2016-05-07 01:00 | 0 | 0 | 0 | 0 | 504345.444 | 40344.4769 | 423353 | 0 | 121336.9209 | 0 | 0 | 0 | 0
2016-05-07 02:00 | 0 | 0 | 0 | 0 | 285828.1069 | 1349.9722 | 408515 | 0 | 0 | 0 | 0 | 0 | 0
2016-05-07 03:00 | 0 | 0 | 0 | 0 | 387298 | 0 | 387298 | 0 | 0 | 0 | 0 | 0 | 0
2016-05-07 04:00 | 0 | 0 | 0 | 0 | 486848.9209 | 0 | 365512 | 0 | 121336.9209 | 0 | 0 | 0 | 0
2016-05-07 05:00 | 0 | 0 | 0 | 0 | 225278.0791 | 0 | 346615 | 0 | 0 | 0 | 0 | 0 | 0
2016-05-07 06:00 | 0 | 0 | 0 | 0 | 453787.9209 | 0 | 332451 | 0 | 121336.9209 | 0 | 0 | 0 | 0
2016-05-07 07:00 | 0 | 0 | 0 | 0 | 201391.0791 | 0 | 322728 | 0 | 0 | 0 | 0 | 0 | 0
2016-05-07 08:00 | 0 | 0 | 0 | 0 | 440126.9209 | 0 | 318790 | 0 | 121336.9209 | 0 | 0 | 0 | 0
2016-05-07 09:00 | 0 | 0 | 0 | 0 | 198669.0791 | 0 | 320006 | 0 | 0 | 0 | 0 | 0 | 0
2016-05-07 10:00 | 0 | 0 | 0 | 0 | 445383.9209 | 0 | 324047 | 0 | 121336.9209 | 0 | 0 | 0 | 0
2016-05-07 11:00 | 0 | 0 | 0 | 0 | 256215.6257 | 0 | 331978 | 0 | 45574.5467 | 0 | 0 | 0 | 0
2016-05-07 12:00 | 0 | 0 | 0 | 0 | 277993.2538 | 22236.1995 | 345804 | 0 | 0 | 0 | 0 | 0 | 0
2016-05-07 13:00 | 0 | 0 | 0 | 0 | 212934.224 | 148004.776 | 360939 | 0 | 0 | 0 | 0 | 0 | 0
2016-05-07 14:00 | 0 | 0 | 0 | 0 | 139450.8878 | 233228.1122 | 372679 | 0 | 0 | 0 | 0 | 0 | 0
2016-05-07 15:00 | 0 | 0 | 0 | 0 | 91542.8545 | 290278.1455 | 381821 | 0 | 0 | 0 | 0 | 0 | 0
2016-05-07 16:00 | 0 | 0 | 0 | 0 | 78869.7414 | 308775.2586 | 387645 | 0 | 0 | 0 | 0 | 0 | 0
2016-05-07 17:00 | 0 | 0 | 0 | 0 | 78457.662 | 313923.338 | 392381 | 0 | 0 | 0 | 0 | 0 | 0
2016-05-07 18:00 | 0 | 0 | 0 | 0 | 205008.0136 | 313941.9073 | 397613 | 0 | 121336.9209 | 0 | 0 | 0 | 0
2016-05-07 19:00 | 0 | 0 | 0 | 0 | 91989.284 | 311037.716 | 403027 | 0 | 121336.9209 | 0 | 0 | 0 | 0
2016-05-07 20:00 | 0 | 0 | 0 | 0 | 92023.2589 | 307343.866 | 408250 | 0 | 112454.0458 | 0 | 0 | 0 | 0
2016-05-07 21:00 | 0 | 0 | 0 | 0 | 0 | 300413.9542 | 412868 | 0 | 0 | 0 | 0 | 0 | 0
2016-05-07 22:00 | 0 | 0 | 0 | 0 | 128406.6634 | 283189.3366 | 411596 | 0 | 0 | 0 | 0 | 0 | 0
2016-05-07 23:00 | 0 | 0 | 0 | 0 | 167343.7122 | 240980.2878 | 408324 | 0 | 0 | 0 | 0 | 0 | 0
2016-05-08 | 0 | 0 | 0 | 0 | 359243.0318 | 169207.8892 | 407114 | 0 | 121336.9209 | 0 | 0 | 0 | 0
2016-05-08 01:00 | 0 | 0 | 0 | 0 | 353925.7628 | 51416.2372 | 405342 | 0 | 121336.9209 | 0 | 0 | 0 | 0
2016-05-08 02:00 | 0 | 0 | 0 | 0 | 269471.6477 | 2251.4314 | 393060 | 0 | 0 | 0 | 0 | 0 | 0
2016-05-08 03:00 | 0 | 0 | 0 | 0 | 374129 | 0 | 374129 | 0 | 0 | 0 | 0 | 0 | 0
2016-05-08 04:00 | 0 | 0 | 0 | 0 | 396640.197 | 0 | 355169 | 0 | 41471.197 | 0 | 0 | 0 | 0
2016-05-08 05:00 | 0 | 0 | 0 | 0 | 296953.803 | 0 | 338425 | 0 | 0 | 0 | 0 | 0 | 0
2016-05-08 06:00 | 0 | 0 | 0 | 0 | 377727.1884 | 0 | 323847 | 0 | 53880.1884 | 0 | 0 | 0 | 0
2016-05-08 07:00 | 0 | 0 | 0 | 0 | 333774.6073 | 0 | 314294 | 0 | 73360.7957 | 0 | 0 | 0 | 0
2016-05-08 08:00 | 0 | 0 | 0 | 0 | 347144.1036 | 0 | 309467 | 0 | 111037.8992 | 0 | 0 | 0 | 0
2016-05-08 09:00 | 0 | 0 | 0 | 0 | 319403.0217 | 0 | 309104 | 0 | 121336.9209 | 0 | 0 | 0 | 0
2016-05-08 10:00 | 0 | 0 | 0 | 0 | 295944.2562 | 0 | 310431 | 0 | 106850.1772 | 0 | 0 | 0 | 0
2016-05-08 11:00 | 0 | 0 | 0 | 0 | 270950.7584 | 0 | 316560 | 0 | 61240.9356 | 0 | 0 | 0 | 0
2016-05-08 12:00 | 0 | 0 | 0 | 152777.9526 | 184022.2997 | 20186.8624 | 330585 | 0 | 87643.0503 | 0 | 0 | 0 | 0
2016-05-08 13:00 | 0 | 0 | 0 | 0 | 114030.0973 | 146104.8524 | 347778 | 0 | 0 | 0 | 0 | 0 | 0
2016-05-08 14:00 | 0 | 0 | 0 | 0 | 126242.4404 | 235271.5596 | 361514 | 0 | 0 | 0 | 0 | 0 | 0
2016-05-08 15:00 | 0 | 0 | 0 | 0 | 77985.2893 | 293106.7107 | 371092 | 0 | 0 | 0 | 0 | 0 | 0
2016-05-08 16:00 | 0 | 0 | 0 | 0 | 128525.6136 | 314929.2842 | 378210 | 0 | 65244.8978 | 0 | 0 | 0 | 0
2016-05-08 17:00 | 0 | 0 | 0 | 0 | 0 | 320139.1022 | 385384 | 0 | 0 | 0 | 0 | 0 | 0
2016-05-08 18:00 | 0 | 0 | 0 | 0 | 70915.3781 | 319544.6219 | 390460 | 0 | 0 | 0 | 0 | 0 | 0
2016-05-08 19:00 | 0 | 0 | 0 | 0 | 78860.4248 | 315983.5752 | 394844 | 0 | 0 | 0 | 0 | 0 | 0
2016-05-08 20:00 | 0 | 0 | 0 | 0 | 88234.9917 | 311497.0083 | 399732 | 0 | 0 | 0 | 0 | 0 | 0
2016-05-08 21:00 | 0 | 0 | 0 | 0 | 103218.2076 | 300637.7924 | 403856 | 0 | 0 | 0 | 0 | 0 | 0
2016-05-08 22:00 | 0 | 0 | 0 | 0 | 127307.7065 | 277953.2935 | 405261 | 0 | 0 | 0 | 0 | 0 | 0
2016-05-08 23:00 | 0 | 0 | 0 | 0 | 290086.796 | 235702.1249 | 404452 | 0 | 121336.9209 | 0 | 0 | 0 | 0
2016-05-09 | 0 | 0 | 0 | 0 | 238951.5707 | 169402.4293 | 408354 | 0 | 121336.9209 | 0 | 0 | 0 | 0
2016-05-09 01:00 | 0 | 0 | 0 | 0 | 347814.5041 | 63127.4959 | 410942 | 0 | 121336.9209 | 0 | 0 | 0 | 0
2016-05-09 02:00 | 0 | 0 | 0 | 0 | 273410.6287 | 3524.4503 | 398272 | 0 | 0 | 0 | 0 | 0 | 0
2016-05-09 03:00 | 0 | 0 | 0 | 0 | 376734 | 0 | 376734 | 0 | 0 | 0 | 0 | 0 | 0
2016-05-09 04:00 | 0 | 0 | 0 | 0 | 477485.9209 | 0 | 356149 | 0 | 121336.9209 | 0 | 0 | 0 | 0
2016-05-09 05:00 | 0 | 0 | 0 | 0 | 339213 | 0 | 339213 | 0 | 121336.9209 | 0 | 0 | 0 | 0
2016-05-09 06:00 | 0 | 0 | 0 | 0 | 326866 | 0 | 326866 | 0 | 121336.9209 | 0 | 0 | 0 | 0
2016-05-09 07:00 | 0 | 0 | 0 | 0 | 319749 | 0 | 319749 | 0 | 121336.9209 | 0 | 0 | 0 | 0
2016-05-09 08:00 | 0 | 0 | 0 | 0 | 319811 | 0 | 319811 | 0 | 121336.9209 | 0 | 0 | 0 | 0
2016-05-09 09:00 | 0 | 0 | 0 | 0 | 208999.0791 | 0 | 330336 | 0 | 0 | 0 | 0 | 0 | 0
2016-05-09 10:00 | 0 | 0 | 0 | 0 | 430117.247 | 0 | 354415 | 0 | 75702.247 | 0 | 0 | 0 | 0
2016-05-09 11:00 | 0 | 0 | 0 | 0 | 352429.5348 | 0 | 378910 | 0 | 49221.7818 | 0 | 0 | 0 | 0
2016-05-09 12:00 | 0 | 0 | 0 | 0 | 322261.916 | 23819.3022 | 395303 | 0 | 0 | 0 | 0 | 0 | 0
2016-05-09 13:00 | 0 | 0 | 0 | 0 | 243253.3452 | 165345.6548 | 408599 | 0 | 0 | 0 | 0 | 0 | 0
2016-05-09 14:00 | 0 | 0 | 0 | 0 | 145466.9941 | 276241.0059 | 421708 | 0 | 0 | 0 | 0 | 0 | 0
2016-05-09 15:00 | 0 | 0 | 0 | 0 | 92446.8986 | 340300.1014 | 432747 | 0 | 0 | 0 | 0 | 0 | 0
2016-05-09 16:00 | 0 | 0 | 0 | 0 | 190593.9203 | 371882.0006 | 441139 | 0 | 121336.9209 | 0 | 0 | 0 | 0
2016-05-09 17:00 | 0 | 0 | 0 | 0 | 26351.4159 | 378979.8098 | 449406 | 0 | 77262.1466 | 0 | 0 | 0 | 0
2016-05-09 18:00 | 0 | 0 | 0 | 0 | 0 | 377351.8534 | 454614 | 0 | 0 | 0 | 0 | 0 | 0
2016-05-09 19:00 | 0 | 0 | 0 | 0 | 167946.5035 | 375056.8417 | 458060 | 0 | 84943.3452 | 0 | 0 | 0 | 0
2016-05-09 20:00 | 0 | 0 | 0 | 0 | 0 | 375537.6548 | 460481 | 0 | 0 | 0 | 0 | 0 | 0
2016-05-09 21:00 | 0 | 0 | 0 | 0 | 87945.18 | 374382.82 | 462328 | 0 | 0 | 0 | 0 | 0 | 0
2016-05-09 22:00 | 0 | 0 | 0 | 0 | 97443.9038 | 363979.0962 | 461423 | 0 | 0 | 0 | 0 | 0 | 0
2016-05-09 23:00 | 0 | 0 | 0 | 0 | 129389.102 | 329584.898 | 458974 | 0 | 0 | 0 | 0 | 0 | 0
2016-05-10 | 0 | 0 | 0 | 0 | 325846.4955 | 255615.4254 | 460125 | 0 | 121336.9209 | 0 | 0 | 0 | 0
2016-05-10 01:00 | 0 | 0 | 0 | 0 | 339375.0119 | 115192.9881 | 454568 | 0 | 121336.9209 | 0 | 0 | 0 | 0
2016-05-10 02:00 | 0 | 0 | 0 | 0 | 401812.1194 | 4458.1198 | 433819 | 0 | 93788.1601 | 0 | 0 | 0 | 0
2016-05-10 03:00 | 0 | 0 | 0 | 0 | 410069.3247 | 0 | 406534 | 0 | 97323.4847 | 0 | 0 | 0 | 0
2016-05-10 04:00 | 0 | 0 | 0 | 0 | 389699.8402 | 0 | 383084 | 0 | 103939.3249 | 0 | 0 | 0 | 0
2016-05-10 05:00 | 0 | 0 | 0 | 0 | 368505.5039 | 0 | 362448 | 0 | 109996.8288 | 0 | 0 | 0 | 0
2016-05-10 06:00 | 0 | 0 | 0 | 0 | 351099.2085 | 0 | 348334 | 0 | 112762.0373 | 0 | 0 | 0 | 0
2016-05-10 07:00 | 0 | 0 | 0 | 0 | 341647.8596 | 0 | 339313 | 0 | 115096.897 | 0 | 0 | 0 | 0
2016-05-10 08:00 | 0 | 0 | 0 | 0 | 343365.024 | 0 | 337125 | 0 | 121336.9209 | 0 | 0 | 0 | 0
2016-05-10 09:00 | 0 | 0 | 0 | 0 | 334261.5467 | 0 | 344916 | 0 | 110682.4676 | 0 | 0 | 0 | 0
2016-05-10 10:00 | 0 | 0 | 0 | 0 | 322223.733 | 0 | 366983 | 0 | 65923.2007 | 0 | 0 | 0 | 0
2016-05-10 11:00 | 0 | 0 | 0 | 135103.5058 | 309969.2145 | 0 | 389659 | 0 | 121336.9209 | 0 | 0 | 0 | 0
2016-05-10 12:00 | 0 | 0 | 0 | 6124.1817 | 256160.529 | 20797.3683 | 404419 | 0 | 0 | 0 | 0 | 0 | 0
2016-05-10 13:00 | 0 | 0 | 0 | 21285.75 | 210935.9137 | 187039.3363 | 419261 | 0 | 0 | 0 | 0 | 0 | 0
2016-05-10 14:00 | 0 | 0 | 0 | 0 | 138080.9372 | 295985.0628 | 434066 | 0 | 0 | 0 | 0 | 0 | 0
2016-05-10 15:00 | 0 | 0 | 0 | 0 | 90328.151 | 356212.849 | 446541 | 0 | 0 | 0 | 0 | 0 | 0
2016-05-10 16:00 | 0 | 0 | 0 | 0 | 200584.5139 | 377060.407 | 456308 | 0 | 121336.9209 | 0 | 0 | 0 | 0
2016-05-10 17:00 | 0 | 0 | 0 | 0 | 85656.2437 | 380263.7563 | 465920 | 0 | 121336.9209 | 0 | 0 | 0 | 0
2016-05-10 18:00 | 0 | 0 | 0 | 0 | 87174.8161 | 375790.4815 | 472503 | 0 | 111799.2186 | 0 | 0 | 0 | 0
2016-05-10 19:00 | 0 | 0 | 0 | 0 | 0 | 370673.7814 | 482473 | 0 | 0 | 0 | 0 | 0 | 0
2016-05-10 20:00 | 0 | 0 | 0 | 0 | 118577.5703 | 368505.4297 | 487083 | 0 | 0 | 0 | 0 | 0 | 0
2016-05-10 21:00 | 0 | 0 | 0 | 0 | 126444.6677 | 364717.3323 | 491162 | 0 | 0 | 0 | 0 | 0 | 0
2016-05-10 22:00 | 0 | 0 | 0 | 0 | 138588.5932 | 350700.4068 | 489289 | 0 | 0 | 0 | 0 | 0 | 0
2016-05-10 23:00 | 0 | 0 | 0 | 0 | 174921.1436 | 309118.8564 | 484040 | 0 | 0 | 0 | 0 | 0 | 0
2016-05-11 | 0 | 0 | 0 | 0 | 361926.674 | 241455.2469 | 482045 | 0 | 121336.9209 | 0 | 0 | 0 | 0
2016-05-11 01:00 | 0 | 0 | 0 | 0 | 363726.6392 | 111036.3608 | 474763 | 0 | 121336.9209 | 0 | 0 | 0 | 0
2016-05-11 02:00 | 0 | 0 | 0 | 0 | 325490.0491 | 4969.03 | 451796 | 0 | 0 | 0 | 0 | 0 | 0
2016-05-11 03:00 | 0 | 0 | 0 | 0 | 489961.8292 | 0 | 422468 | 0 | 67493.8292 | 0 | 0 | 0 | 0
2016-05-11 04:00 | 0 | 0 | 0 | 0 | 449324.0918 | 0 | 395481 | 0 | 121336.9209 | 0 | 0 | 0 | 0
2016-05-11 05:00 | 0 | 0 | 0 | 0 | 252871.0791 | 0 | 374208 | 0 | 0 | 0 | 0 | 0 | 0
2016-05-11 06:00 | 0 | 0 | 0 | 0 | 474495.9923 | 0 | 356964 | 0 | 117531.9923 | 0 | 0 | 0 | 0
2016-05-11 07:00 | 0 | 0 | 0 | 0 | 350769.9286 | 0 | 346965 | 0 | 121336.9209 | 0 | 0 | 0 | 0
2016-05-11 08:00 | 0 | 0 | 0 | 0 | 222024.0791 | 0 | 343361 | 0 | 0 | 0 | 0 | 0 | 0
2016-05-11 09:00 | 0 | 0 | 0 | 0 | 423372.2461 | 0 | 350486 | 0 | 72886.2461 | 0 | 0 | 0 | 0
2016-05-11 10:00 | 0 | 0 | 0 | 0 | 399848.9103 | 0 | 371278 | 0 | 101457.1564 | 0 | 0 | 0 | 0
2016-05-11 11:00 | 0 | 0 | 0 | 0 | 357704.9983 | 0 | 393207 | 0 | 65955.1547 | 0 | 0 | 0 | 0
2016-05-11 12:00 | 0 | 0 | 0 | 0 | 312467.5192 | 30252.3261 | 408675 | 0 | 0 | 0 | 0 | 0 | 0
2016-05-11 13:00 | 0 | 0 | 0 | 0 | 211425.3824 | 211818.6176 | 423244 | 0 | 0 | 0 | 0 | 0 | 0
2016-05-11 14:00 | 0 | 0 | 0 | 0 | 131196.6445 | 307909.3555 | 439106 | 0 | 0 | 0 | 0 | 0 | 0
2016-05-11 15:00 | 0 | 0 | 0 | 0 | 211549.0003 | 363664.9207 | 453877 | 0 | 121336.9209 | 0 | 0 | 0 | 0
2016-05-11 16:00 | 0 | 0 | 0 | 0 | 81134.2233 | 385141.7767 | 466276 | 0 | 121336.9209 | 0 | 0 | 0 | 0
2016-05-11 17:00 | 0 | 0 | 0 | 0 | 76856.1533 | 386795.8975 | 478553 | 0 | 106435.9718 | 0 | 0 | 0 | 0
2016-05-11 18:00 | 0 | 0 | 0 | 0 | 0 | 382025.0282 | 488461 | 0 | 0 | 0 | 0 | 0 | 0
2016-05-11 19:00 | 0 | 0 | 0 | 0 | 119927.8071 | 376756.1929 | 496684 | 0 | 0 | 0 | 0 | 0 | 0
2016-05-11 20:00 | 0 | 0 | 0 | 0 | 128825.5056 | 374620.4944 | 503446 | 0 | 0 | 0 | 0 | 0 | 0
2016-05-11 21:00 | 0 | 0 | 0 | 0 | 136170.7732 | 371085.2268 | 507256 | 0 | 0 | 0 | 0 | 0 | 0
2016-05-11 22:00 | 0 | 0 | 0 | 0 | 147455.8466 | 358202.1534 | 505658 | 0 | 0 | 0 | 0 | 0 | 0
2016-05-11 23:00 | 0 | 0 | 0 | 0 | 303485.3188 | 317033.6021 | 499182 | 0 | 121336.9209 | 0 | 0 | 0 | 0
2016-05-12 | 0 | 0 | 0 | 0 | 244398.5132 | 250480.4868 | 494879 | 0 | 121336.9209 | 0 | 0 | 0 | 0
2016-05-12 01:00 | 0 | 0 | 0 | 0 | 368543.7719 | 118416.2281 | 486960 | 0 | 121336.9209 | 0 | 0 | 0 | 0
2016-05-12 02:00 | 0 | 0 | 0 | 0 | 374245.4559 | 9178.3895 | 463156 | 0 | 41604.7664 | 0 | 0 | 0 | 0
2016-05-12 03:00 | 0 | 0 | 0 | 0 | 423227.8872 | 0 | 431786 | 0 | 33046.6536 | 0 | 0 | 0 | 0
2016-05-12 04:00 | 0 | 0 | 0 | 0 | 402868.5929 | 0 | 402945 | 0 | 32970.2465 | 0 | 0 | 0 | 0
2016-05-12 05:00 | 0 | 0 | 0 | 0 | 393148.424 | 0 | 378794 | 0 | 47324.6705 | 0 | 0 | 0 | 0
2016-05-12 06:00 | 0 | 0 | 0 | 0 | 378229.4387 | 0 | 360427 | 0 | 65127.1092 | 0 | 0 | 0 | 0
2016-05-12 07:00 | 0 | 0 | 0 | 0 | 364268.5344 | 0 | 348378 | 0 | 81017.6436 | 0 | 0 | 0 | 0
2016-05-12 08:00 | 0 | 0 | 0 | 0 | 361825.1242 | 0 | 344455 | 0 | 98387.7678 | 0 | 0 | 0 | 0
2016-05-12 09:00 | 0 | 0 | 0 | 0 | 370918.49 | 0 | 351745 | 0 | 117561.2578 | 0 | 0 | 0 | 0
2016-05-12 10:00 | 0 | 0 | 0 | 0 | 375264.6631 | 0 | 371489 | 0 | 121336.9209 | 0 | 0 | 0 | 0
2016-05-12 11:00 | 0 | 0 | 0 | 0 | 364622.3289 | 0 | 394087 | 0 | 91872.2498 | 0 | 0 | 0 | 0
2016-05-12 12:00 | 0 | 0 | 0 | 36123.6109 | 253432.1074 | 29590.0318 | 411018 | 0 | 0 | 0 | 0 | 0 | 0
2016-05-12 13:00 | 0 | 0 | 0 | 0 | 224911.0684 | 201060.9316 | 425972 | 0 | 0 | 0 | 0 | 0 | 0
2016-05-12 14:00 | 0 | 0 | 0 | 0 | 147287.6635 | 294441.3365 | 441729 | 0 | 0 | 0 | 0 | 0 | 0
2016-05-12 15:00 | 0 | 0 | 0 | 0 | 102026.6768 | 354207.3232 | 456234 | 0 | 0 | 0 | 0 | 0 | 0
2016-05-12 16:00 | 0 | 0 | 0 | 0 | 93569.5067 | 373779.4933 | 467349 | 0 | 0 | 0 | 0 | 0 | 0
2016-05-12 17:00 | 0 | 0 | 0 | 0 | 219994.4014 | 379522.5196 | 478180 | 0 | 121336.9209 | 0 | 0 | 0 | 0
2016-05-12 18:00 | 0 | 0 | 0 | 0 | 109928.3903 | 376549.6097 | 486478 | 0 | 121336.9209 | 0 | 0 | 0 | 0
2016-05-12 19:00 | 0 | 0 | 0 | 0 | 120137.344 | 371903.656 | 492041 | 0 | 121336.9209 | 0 | 0 | 0 | 0
2016-05-12 20:00 | 0 | 0 | 0 | 0 | 5484.9285 | 369622.1506 | 496444 | 0 | 0 | 0 | 0 | 0 | 0
2016-05-12 21:00 | 0 | 0 | 0 | 0 | 135409.0428 | 363152.9572 | 498562 | 0 | 0 | 0 | 0 | 0 | 0
2016-05-12 22:00 | 0 | 0 | 0 | 0 | 195340.0975 | 349106.0867 | 495548 | 0 | 48898.1842 | 0 | 0 | 0 | 0
2016-05-12 23:00 | 0 | 0 | 0 | 0 | 252196.8628 | 308622.874 | 488381 | 0 | 121336.9209 | 0 | 0 | 0 | 0
2016-05-13 | 0 | 0 | 0 | 0 | 230661.5699 | 244354.808 | 485226 | 0 | 111127.2989 | 0 | 0 | 0 | 0
2016-05-13 01:00 | 0 | 0 | 0 | 0 | 259608.0704 | 117637.7006 | 476994 | 0 | 11379.0698 | 0 | 0 | 0 | 0
2016-05-13 02:00 | 0 | 0 | 0 | 268434.8283 | 286015.3421 | 9845.6807 | 454338 | 0 | 121336.9209 | 0 | 0 | 0 | 0
2016-05-13 03:00 | 0 | 0 | 0 | 4896.129 | 299007.9501 | 0 | 425241 | 0 | 0 | 0 | 0 | 0 | 0
2016-05-13 04:00 | 0 | 0 | 0 | 72917.6726 | 324157.3274 | 0 | 397075 | 0 | 0 | 0 | 0 | 0 | 0
2016-05-13 05:00 | 0 | 0 | 0 | 32121.9482 | 341618.0518 | 0 | 373740 | 0 | 0 | 0 | 0 | 0 | 0
2016-05-13 06:00 | 0 | 0 | 0 | 0 | 355538 | 0 | 355538 | 0 | 0 | 0 | 0 | 0 | 0
2016-05-13 07:00 | 0 | 0 | 0 | 0 | 373449.7088 | 0 | 344884 | 0 | 28565.7088 | 0 | 0 | 0 | 0
2016-05-13 08:00 | 0 | 0 | 0 | 0 | 385719.1473 | 0 | 340706 | 0 | 73578.8561 | 0 | 0 | 0 | 0
2016-05-13 09:00 | 0 | 0 | 0 | 0 | 318409.7171 | 0 | 347137 | 0 | 44851.5732 | 0 | 0 | 0 | 0
2016-05-13 10:00 | 0 | 0 | 0 | 0 | 387065.994 | 0 | 365799 | 0 | 66118.5672 | 0 | 0 | 0 | 0
2016-05-13 11:00 | 0 | 0 | 0 | 0 | 384309.0383 | 0 | 386840 | 0 | 63587.6054 | 0 | 0 | 0 | 0
2016-05-13 12:00 | 0 | 0 | 0 | 0 | 304399.689 | 36252.7056 | 404240 | 0 | 0 | 0 | 0 | 0 | 0
2016-05-13 13:00 | 0 | 0 | 0 | 0 | 206853.9268 | 214080.0732 | 420934 | 0 | 0 | 0 | 0 | 0 | 0
2016-05-13 14:00 | 0 | 0 | 0 | 0 | 142145.951 | 295185.049 | 437331 | 0 | 0 | 0 | 0 | 0 | 0
2016-05-13 15:00 | 0 | 0 | 0 | 0 | 103505.2526 | 347244.7474 | 450750 | 0 | 0 | 0 | 0 | 0 | 0
2016-05-13 16:00 | 0 | 0 | 0 | 0 | 215713.6331 | 366504.2878 | 460881 | 0 | 121336.9209 | 0 | 0 | 0 | 0
2016-05-13 17:00 | 0 | 0 | 0 | 0 | 101298.1332 | 368764.8668 | 470063 | 0 | 121336.9209 | 0 | 0 | 0 | 0
2016-05-13 18:00 | 0 | 0 | 0 | 0 | 113497.8016 | 363897.1984 | 477395 | 0 | 121336.9209 | 0 | 0 | 0 | 0
2016-05-13 19:00 | 0 | 0 | 0 | 0 | 123186.7207 | 359063.2793 | 482250 | 0 | 121336.9209 | 0 | 0 | 0 | 0
2016-05-13 20:00 | 0 | 0 | 0 | 0 | 7569.5453 | 358223.5338 | 487130 | 0 | 0 | 0 | 0 | 0 | 0
2016-05-13 21:00 | 0 | 0 | 0 | 0 | 134924.5739 | 353946.4261 | 488871 | 0 | 0 | 0 | 0 | 0 | 0
2016-05-13 22:00 | 0 | 0 | 0 | 0 | 141275.5891 | 341363.4109 | 482639 | 0 | 0 | 0 | 0 | 0 | 0
2016-05-13 23:00 | 0 | 0 | 0 | 0 | 167427.6687 | 304697.3313 | 472125 | 0 | 0 | 0 | 0 | 0 | 0
2016-05-14 | 0 | 0 | 0 | 0 | 344556.1374 | 241176.7836 | 464396 | 0 | 121336.9209 | 0 | 0 | 0 | 0
2016-05-14 01:00 | 0 | 0 | 0 | 0 | 343408.5861 | 113241.4139 | 456650 | 0 | 121336.9209 | 0 | 0 | 0 | 0
2016-05-14 02:00 | 0 | 0 | 0 | 0 | 309269.5302 | 5966.5488 | 436573 | 0 | 0 | 0 | 0 | 0 | 0
2016-05-14 03:00 | 0 | 0 | 0 | 0 | 410969 | 0 | 410969 | 0 | 0 | 0 | 0 | 0 | 0
2016-05-14 04:00 | 0 | 0 | 0 | 0 | 467024.299 | 0 | 386548 | 0 | 80476.299 | 0 | 0 | 0 | 0
2016-05-14 05:00 | 0 | 0 | 0 | 0 | 284258.701 | 0 | 364735 | 0 | 0 | 0 | 0 | 0 | 0
2016-05-14 06:00 | 0 | 0 | 0 | 0 | 403307.5874 | 0 | 347950 | 0 | 55357.5874 | 0 | 0 | 0 | 0
2016-05-14 07:00 | 0 | 0 | 0 | 0 | 359502.3571 | 0 | 336595 | 0 | 78264.9444 | 0 | 0 | 0 | 0
2016-05-14 08:00 | 0 | 0 | 0 | 0 | 352727.6636 | 0 | 329954 | 0 | 101038.6081 | 0 | 0 | 0 | 0
2016-05-14 09:00 | 0 | 0 | 0 | 0 | 335191.7766 | 0 | 329381 | 0 | 106849.3846 | 0 | 0 | 0 | 0
2016-05-14 10:00 | 0 | 0 | 0 | 0 | 325240.6128 | 0 | 331966 | 0 | 100123.9974 | 0 | 0 | 0 | 0
2016-05-14 11:00 | 0 | 0 | 0 | 0 | 302455.9461 | 0 | 339821 | 0 | 62758.9435 | 0 | 0 | 0 | 0
2016-05-14 12:00 | 0 | 0 | 0 | 0 | 269799.2261 | 22231.8304 | 354790 | 0 | 0 | 0 | 0 | 0 | 0
2016-05-14 13:00 | 0 | 0 | 0 | 0 | 232592.7766 | 140668.2234 | 373261 | 0 | 0 | 0 | 0 | 0 | 0
2016-05-14 14:00 | 0 | 0 | 0 | 0 | 152901.5422 | 236787.4578 | 389689 | 0 | 0 | 0 | 0 | 0 | 0
2016-05-14 15:00 | 0 | 0 | 0 | 0 | 106289.697 | 296684.303 | 402974 | 0 | 0 | 0 | 0 | 0 | 0
2016-05-14 16:00 | 0 | 0 | 0 | 0 | 82953.9745 | 329612.0255 | 412566 | 0 | 0 | 0 | 0 | 0 | 0
2016-05-14 17:00 | 0 | 0 | 0 | 0 | 81421.4587 | 337651.5413 | 419073 | 0 | 0 | 0 | 0 | 0 | 0
2016-05-14 18:00 | 0 | 0 | 0 | 0 | 209987.9641 | 334748.9568 | 423400 | 0 | 121336.9209 | 0 | 0 | 0 | 0
2016-05-14 19:00 | 0 | 0 | 0 | 0 | 98399.1256 | 328088.8744 | 426488 | 0 | 121336.9209 | 0 | 0 | 0 | 0
2016-05-14 20:00 | 0 | 0 | 0 | 0 | 107429.0245 | 320967.9755 | 428397 | 0 | 121336.9209 | 0 | 0 | 0 | 0
2016-05-14 21:00 | 0 | 0 | 0 | 0 | 54012.0367 | 305558.4881 | 429643 | 0 | 51264.4458 | 0 | 0 | 0 | 0
2016-05-14 22:00 | 0 | 0 | 0 | 0 | 211006.0221 | 281096.7318 | 426999 | 0 | 116368.1997 | 0 | 0 | 0 | 0
2016-05-14 23:00 | 0 | 0 | 0 | 0 | 191507.9928 | 234581.7285 | 421121 | 0 | 121336.9209 | 0 | 0 | 0 | 0
2016-05-15 | 0 | 0 | 0 | 0 | 169758.816 | 168607.9102 | 418122 | 0 | 41581.6472 | 0 | 0 | 0 | 0
2016-05-15 01:00 | 0 | 0 | 0 | 88001.9268 | 204345.9412 | 81851.4849 | 415781 | 0 | 0 | 0 | 0 | 0 | 0
2016-05-15 02:00 | 0 | 0 | 0 | 188030.022 | 207934.4122 | 6901.5658 | 402866 | 0 | 0 | 0 | 0 | 0 | 0
2016-05-15 03:00 | 0 | 0 | 0 | 309707.1795 | 194861.7415 | 0 | 383232 | 0 | 121336.9209 | 0 | 0 | 0 | 0
2016-05-15 04:00 | 0 | 0 | 0 | 59602.5034 | 182005.5757 | 0 | 362945 | 0 | 0 | 0 | 0 | 0 | 0
2016-05-15 05:00 | 0 | 0 | 0 | 168784.4645 | 177938.5355 | 0 | 346723 | 0 | 0 | 0 | 0 | 0 | 0
2016-05-15 06:00 | 0 | 0 | 0 | 157556.4795 | 176021.5205 | 0 | 333578 | 0 | 0 | 0 | 0 | 0 | 0
2016-05-15 07:00 | 0 | 0 | 0 | 145232.0554 | 178963.9446 | 0 | 324196 | 0 | 0 | 0 | 0 | 0 | 0
2016-05-15 08:00 | 0 | 0 | 0 | 128649.9609 | 191051.0391 | 0 | 319701 | 0 | 0 | 0 | 0 | 0 | 0
2016-05-15 09:00 | 0 | 0 | 0 | 121067.3528 | 197804.6472 | 0 | 318872 | 0 | 0 | 0 | 0 | 0 | 0
2016-05-15 10:00 | 0 | 0 | 0 | 239321.6146 | 201009.3064 | 0 | 318994 | 0 | 121336.9209 | 0 | 0 | 0 | 0
2016-05-15 11:00 | 0 | 0 | 0 | 4178.2716 | 198267.8074 | 0 | 323783 | 0 | 0 | 0 | 0 | 0 | 0
2016-05-15 12:00 | 0 | 0 | 0 | 327009.4415 | 125243.804 | 6528.6755 | 337445 | 0 | 121336.9209 | 0 | 0 | 0 | 0
2016-05-15 13:00 | 0 | 0 | 0 | 48499.3507 | 89406.926 | 93191.8024 | 352435 | 0 | 0 | 0 | 0 | 0 | 0
2016-05-15 14:00 | 0 | 0 | 0 | 64875.6844 | 120578.1937 | 178461.1219 | 363915 | 0 | 0 | 0 | 0 | 0 | 0
2016-05-15 15:00 | 0 | 0 | 0 | 2174.8339 | 139316.8923 | 232012.2739 | 373504 | 0 | 0 | 0 | 0 | 0 | 0
2016-05-15 16:00 | 0 | 0 | 0 | 0 | 145800.4939 | 265857.6515 | 381919 | 0 | 29739.1454 | 0 | 0 | 0 | 0
2016-05-15 17:00 | 0 | 0 | 0 | 0 | 153522.5505 | 282006.7888 | 388083 | 0 | 77185.4847 | 0 | 0 | 0 | 0
2016-05-15 18:00 | 0 | 0 | 0 | 0 | 29198.1422 | 286524.3731 | 392908 | 0 | 0 | 0 | 0 | 0 | 0
2016-05-15 19:00 | 0 | 0 | 0 | 0 | 172020.6649 | 283567.7016 | 396532 | 0 | 59056.3665 | 0 | 0 | 0 | 0
2016-05-15 20:00 | 0 | 0 | 0 | 0 | 128730.5626 | 277065.6649 | 400970 | 0 | 63882.594 | 0 | 0 | 0 | 0
2016-05-15 21:00 | 0 | 0 | 0 | 0 | 184305.2336 | 263667.8279 | 406594 | 0 | 105261.6555 | 0 | 0 | 0 | 0
2016-05-15 22:00 | 0 | 0 | 0 | 0 | 180932.9103 | 244982.3552 | 409840 | 0 | 121336.9209 | 0 | 0 | 0 | 0
2016-05-15 23:00 | 0 | 0 | 0 | 0 | 178853.9451 | 217053.9056 | 410874 | 0 | 106370.7716 | 0 | 0 | 0 | 0
2016-05-16 | 0 | 0 | 0 | 0 | 192813.2382 | 169862.4758 | 415868 | 0 | 53178.4856 | 0 | 0 | 0 | 0
2016-05-16 01:00 | 0 | 0 | 0 | 43929.75 | 225670.8113 | 94974.953 | 417754 | 0 | 0 | 0 | 0 | 0 | 0
2016-05-16 02:00 | 0 | 0 | 0 | 252216.1695 | 253854.1371 | 8209.6827 | 404136 | 0 | 110143.9894 | 0 | 0 | 0 | 0
2016-05-16 03:00 | 0 | 0 | 0 | 0 | 273181.0106 | 0 | 383325 | 0 | 0 | 0 | 0 | 0 | 0
2016-05-16 04:00 | 0 | 0 | 0 | 80952.6632 | 282774.3368 | 0 | 363727 | 0 | 0 | 0 | 0 | 0 | 0
2016-05-16 05:00 | 0 | 0 | 0 | 70684.8385 | 276121.1615 | 0 | 346806 | 0 | 0 | 0 | 0 | 0 | 0
2016-05-16 06:00 | 0 | 0 | 0 | 71080.9957 | 264134.0043 | 0 | 335215 | 0 | 0 | 0 | 0 | 0 | 0
2016-05-16 07:00 | 0 | 0 | 0 | 76656.9111 | 252622.0889 | 0 | 329279 | 0 | 0 | 0 | 0 | 0 | 0
2016-05-16 08:00 | 0 | 0 | 0 | 213987.5935 | 237614.3275 | 0 | 330265 | 0 | 121336.9209 | 0 | 0 | 0 | 0
2016-05-16 09:00 | 0 | 0 | 0 | 1847.264 | 217744.815 | 0 | 340929 | 0 | 0 | 0 | 0 | 0 | 0
2016-05-16 10:00 | 0 | 0 | 0 | 286425.8519 | 199294.069 | 0 | 364383 | 0 | 121336.9209 | 0 | 0 | 0 | 0
2016-05-16 11:00 | 0 | 0 | 0 | 94494.4969 | 172194.5822 | 0 | 388026 | 0 | 0 | 0 | 0 | 0 | 0
2016-05-16 12:00 | 0 | 0 | 0 | 356551.1709 | 113583.9731 | 18969.575 | 402296 | 0 | 86808.719 | 0 | 0 | 0 | 0
2016-05-16 13:00 | 0 | 0 | 0 | 71175.6697 | 93038.4255 | 162454.1858 | 413477 | 0 | 0 | 0 | 0 | 0 | 0
2016-05-16 14:00 | 0 | 0 | 0 | 48080.2647 | 113264.8269 | 262923.9084 | 424269 | 0 | 0 | 0 | 0 | 0 | 0
2016-05-16 15:00 | 0 | 0 | 0 | 0 | 114960.6261 | 317024.3739 | 431985 | 0 | 0 | 0 | 0 | 0 | 0
2016-05-16 16:00 | 0 | 0 | 0 | 0 | 152799.4458 | 338352.2132 | 437327 | 0 | 53824.6589 | 0 | 0 | 0 | 0
2016-05-16 17:00 | 0 | 0 | 0 | 0 | 58612.4543 | 339398.572 | 442315 | 0 | 9520.6852 | 0 | 0 | 0 | 0
2016-05-16 18:00 | 0 | 0 | 0 | 0 | 156104.4286 | 334310.2501 | 446051 | 0 | 53884.364 | 0 | 0 | 0 | 0
2016-05-16 19:00 | 0 | 0 | 0 | 0 | 155617.5427 | 327530.1852 | 447837 | 0 | 89195.0919 | 0 | 0 | 0 | 0
2016-05-16 20:00 | 0 | 0 | 0 | 0 | 153845.9428 | 320862.7884 | 450109 | 0 | 113794.823 | 0 | 0 | 0 | 0
2016-05-16 21:00 | 0 | 0 | 0 | 0 | 150506.8659 | 308934.232 | 451899 | 0 | 121336.9209 | 0 | 0 | 0 | 0
2016-05-16 22:00 | 0 | 0 | 0 | 0 | 148854.7579 | 286861.791 | 451067 | 0 | 105986.4698 | 0 | 0 | 0 | 0
2016-05-16 23:00 | 0 | 0 | 0 | 0 | 154604.688 | 246749.0003 | 449437 | 0 | 57903.158 | 0 | 0 | 0 | 0
2016-05-17 | 0 | 0 | 0 | 144362.6949 | 190470.3292 | 180867.7388 | 452267 | 0 | 121336.9209 | 0 | 0 | 0 | 0
2016-05-17 01:00 | 0 | 0 | 0 | 72648.4622 | 270280.6555 | 83225.6162 | 449303 | 0 | 98188.6548 | 0 | 0 | 0 | 0
2016-05-17 02:00 | 0 | 0 | 0 | 0 | 323770.346 | 8117.9992 | 430077 | 0 | 0 | 0 | 0 | 0 | 0
2016-05-17 03:00 | 0 | 0 | 0 | 66647.2424 | 336911.7576 | 0 | 403559 | 0 | 0 | 0 | 0 | 0 | 0
2016-05-17 04:00 | 0 | 0 | 0 | 52664.0912 | 328264.9088 | 0 | 380929 | 0 | 0 | 0 | 0 | 0 | 0
2016-05-17 05:00 | 0 | 0 | 0 | 50844.9808 | 311609.0192 | 0 | 362454 | 0 | 0 | 0 | 0 | 0 | 0
2016-05-17 06:00 | 0 | 0 | 0 | 48739.2839 | 298780.7161 | 0 | 347520 | 0 | 0 | 0 | 0 | 0 | 0
2016-05-17 07:00 | 0 | 0 | 0 | 54445.4442 | 285060.5558 | 0 | 339506 | 0 | 0 | 0 | 0 | 0 | 0
2016-05-17 08:00 | 0 | 0 | 0 | 65218.9901 | 273169.0099 | 0 | 338388 | 0 | 0 | 0 | 0 | 0 | 0
2016-05-17 09:00 | 0 | 0 | 0 | 98340.7742 | 248848.2258 | 0 | 347189 | 0 | 0 | 0 | 0 | 0 | 0
2016-05-17 10:00 | 0 | 0 | 0 | 145136.3401 | 224925.6599 | 0 | 370062 | 0 | 0 | 0 | 0 | 0 | 0
2016-05-17 11:00 | 0 | 0 | 0 | 186235.7116 | 206818.2884 | 0 | 393054 | 0 | 0 | 0 | 0 | 0 | 0
2016-05-17 12:00 | 0 | 0 | 0 | 229155.8517 | 163409.0471 | 15962.1012 | 408527 | 0 | 0 | 0 | 0 | 0 | 0
2016-05-17 13:00 | 0 | 0 | 0 | 131771.6938 | 153878.4538 | 134839.8524 | 420490 | 0 | 0 | 0 | 0 | 0 | 0
2016-05-17 14:00 | 0 | 0 | 0 | 24385.6947 | 166830.8885 | 240894.4168 | 432111 | 0 | 0 | 0 | 0 | 0 | 0
2016-05-17 15:00 | 0 | 0 | 0 | 0 | 176123.1106 | 292646.6912 | 439578 | 0 | 29191.8018 | 0 | 0 | 0 | 0
2016-05-17 16:00 | 0 | 0 | 0 | 0 | 171839.9278 | 310700.0143 | 447591 | 0 | 64140.744 | 0 | 0 | 0 | 0
2016-05-17 17:00 | 0 | 0 | 0 | 0 | 163713.3483 | 315050.5824 | 452503 | 0 | 90401.6746 | 0 | 0 | 0 | 0
2016-05-17 18:00 | 0 | 0 | 0 | 0 | 156031.2213 | 309639.4744 | 455461 | 0 | 100611.3704 | 0 | 0 | 0 | 0
2016-05-17 19:00 | 0 | 0 | 0 | 0 | 150777.1364 | 300383.7367 | 458010 | 0 | 93762.2435 | 0 | 0 | 0 | 0
2016-05-17 20:00 | 0 | 0 | 0 | 46844.44 | 148642.5958 | 290429.6416 | 458342 | 0 | 121336.9209 | 0 | 0 | 0 | 0
2016-05-17 21:00 | 0 | 0 | 0 | 38487.3636 | 148870.8817 | 272563.7547 | 459922 | 0 | 121336.9209 | 0 | 0 | 0 | 0
2016-05-17 22:00 | 0 | 0 | 0 | 25109.3926 | 153181.5256 | 246752.6409 | 459064 | 0 | 87316.4801 | 0 | 0 | 0 | 0
2016-05-17 23:00 | 0 | 0 | 0 | 0 | 158990.8408 | 209620.6792 | 455928 | 0 | 0 | 0 | 0 | 0 | 0
2016-05-18 | 0 | 0 | 0 | 253057.7769 | 167321.5121 | 157122.6319 | 456165 | 0 | 121336.9209 | 0 | 0 | 0 | 0
2016-05-18 01:00 | 0 | 0 | 0 | 157795.5427 | 210465.655 | 84762.8023 | 453024 | 0 | 121336.9209 | 0 | 0 | 0 | 0
2016-05-18 02:00 | 0 | 0 | 0 | 158967.9827 | 259496.0217 | 16458.9956 | 434923 | 0 | 121336.9209 | 0 | 0 | 0 | 0
2016-05-18 03:00 | 0 | 0 | 0 | 113409.0842 | 295381.9158 | 0 | 408791 | 0 | 121336.9209 | 0 | 0 | 0 | 0
2016-05-18 04:00 | 0 | 0 | 0 | 68167.1318 | 316928.8682 | 0 | 385096 | 0 | 121336.9209 | 0 | 0 | 0 | 0
2016-05-18 05:00 | 0 | 0 | 0 | 12306.1316 | 318516.5609 | 0 | 365147 | 0 | 87012.6134 | 0 | 0 | 0 | 0
2016-05-18 06:00 | 0 | 0 | 0 | 0 | 308591.6892 | 0 | 349847 | 0 | 45757.3026 | 0 | 0 | 0 | 0
2016-05-18 07:00 | 0 | 0 | 0 | 0 | 295134.6974 | 0 | 340892 | 0 | 0 | 0 | 0 | 0 | 0
2016-05-18 08:00 | 0 | 0 | 0 | 56580.1568 | 282574.8432 | 0 | 339155 | 0 | 0 | 0 | 0 | 0 | 0
2016-05-18 09:00 | 0 | 0 | 0 | 85560.4038 | 261750.5962 | 0 | 347311 | 0 | 0 | 0 | 0 | 0 | 0
2016-05-18 10:00 | 0 | 0 | 0 | 129695.3107 | 239445.6893 | 0 | 369141 | 0 | 0 | 0 | 0 | 0 | 0
2016-05-18 11:00 | 0 | 0 | 0 | 173788.2088 | 217544.7912 | 0 | 391333 | 0 | 0 | 0 | 0 | 0 | 0
2016-05-18 12:00 | 0 | 0 | 0 | 356551.1709 | 124177.383 | 18857.608 | 404643 | 0 | 94943.1618 | 0 | 0 | 0 | 0
2016-05-18 13:00 | 0 | 0 | 0 | 172861.9128 | 82389.7435 | 143464.6394 | 414696 | 0 | 78963.4575 | 0 | 0 | 0 | 0
2016-05-18 14:00 | 0 | 0 | 0 | 0 | 103175.1377 | 243170.4048 | 425309 | 0 | 0 | 0 | 0 | 0 | 0
2016-05-18 15:00 | 0 | 0 | 0 | 32206.3446 | 106442.4468 | 295307.2086 | 433956 | 0 | 0 | 0 | 0 | 0 | 0
2016-05-18 16:00 | 0 | 0 | 0 | 27441.1765 | 97383.5678 | 316355.2557 | 441180 | 0 | 0 | 0 | 0 | 0 | 0
2016-05-18 17:00 | 0 | 0 | 0 | 33202.3826 | 93625.04 | 320260.5773 | 447088 | 0 | 0 | 0 | 0 | 0 | 0
2016-05-18 18:00 | 0 | 0 | 0 | 45908.8296 | 92195.5103 | 314317.6601 | 452422 | 0 | 0 | 0 | 0 | 0 | 0
2016-05-18 19:00 | 0 | 0 | 0 | 57456.8963 | 91634.6932 | 306603.4105 | 455695 | 0 | 0 | 0 | 0 | 0 | 0
2016-05-18 20:00 | 0 | 0 | 0 | 66449.0423 | 92481.1845 | 299628.7732 | 458559 | 0 | 0 | 0 | 0 | 0 | 0
2016-05-18 21:00 | 0 | 0 | 0 | 78464.9296 | 95382.0554 | 286965.015 | 460812 | 0 | 0 | 0 | 0 | 0 | 0
2016-05-18 22:00 | 0 | 0 | 0 | 92861.8952 | 99749.1477 | 266131.9572 | 458743 | 0 | 0 | 0 | 0 | 0 | 0
2016-05-18 23:00 | 0 | 0 | 0 | 237964.1093 | 109429.5477 | 229054.2639 | 455111 | 0 | 121336.9209 | 0 | 0 | 0 | 0
2016-05-19 | 0 | 0 | 0 | 15508.9152 | 139519.8557 | 178796.3081 | 455162 | 0 | 0 | 0 | 0 | 0 | 0
2016-05-19 01:00 | 0 | 0 | 0 | 92644.3245 | 256126.355 | 103298.3205 | 452069 | 0 | 0 | 0 | 0 | 0 | 0
2016-05-19 02:00 | 0 | 0 | 0 | 83994.1822 | 340918.0741 | 9521.7437 | 434434 | 0 | 0 | 0 | 0 | 0 | 0
2016-05-19 03:00 | 0 | 0 | 0 | 29146.9567 | 378972.0433 | 0 | 408119 | 0 | 0 | 0 | 0 | 0 | 0
2016-05-19 04:00 | 0 | 0 | 0 | 0 | 394869.4904 | 0 | 383142 | 0 | 11727.4904 | 0 | 0 | 0 | 0
2016-05-19 05:00 | 0 | 0 | 0 | 0 | 393267.6482 | 0 | 362941 | 0 | 42054.1385 | 0 | 0 | 0 | 0
2016-05-19 06:00 | 0 | 0 | 0 | 0 | 381963.4733 | 0 | 347770 | 0 | 76247.6119 | 0 | 0 | 0 | 0
2016-05-19 07:00 | 0 | 0 | 0 | 0 | 362612.501 | 0 | 337967 | 0 | 100893.1129 | 0 | 0 | 0 | 0
2016-05-19 08:00 | 0 | 0 | 0 | 0 | 339375.6985 | 0 | 336146 | 0 | 104122.8114 | 0 | 0 | 0 | 0
2016-05-19 09:00 | 0 | 0 | 0 | 0 | 314078.4429 | 0 | 345081 | 0 | 73120.2542 | 0 | 0 | 0 | 0
2016-05-19 10:00 | 0 | 0 | 0 | 0 | 296863.1627 | 0 | 367118 | 0 | 2865.4169 | 0 | 0 | 0 | 0
2016-05-19 11:00 | 0 | 0 | 0 | 121324.7075 | 265048.8756 | 0 | 389239 | 0 | 0 | 0 | 0 | 0 | 0
2016-05-19 12:00 | 0 | 0 | 0 | 336725.7992 | 148894.9988 | 26791.4941 | 403543 | 0 | 108869.292 | 0 | 0 | 0 | 0
2016-05-19 13:00 | 0 | 0 | 0 | 0 | 129518.6625 | 177304.0454 | 415692 | 0 | 0 | 0 | 0 | 0 | 0
2016-05-19 14:00 | 0 | 0 | 0 | 0 | 158000.8217 | 269305.1783 | 427306 | 0 | 0 | 0 | 0 | 0 | 0
2016-05-19 15:00 | 0 | 0 | 0 | 0 | 115019.9735 | 321582.0265 | 436602 | 0 | 0 | 0 | 0 | 0 | 0
2016-05-19 16:00 | 0 | 0 | 0 | 0 | 220345.3448 | 344656.5761 | 443665 | 0 | 121336.9209 | 0 | 0 | 0 | 0
2016-05-19 17:00 | 0 | 0 | 0 | 0 | 100012.8606 | 349366.1394 | 449379 | 0 | 121336.9209 | 0 | 0 | 0 | 0
2016-05-19 18:00 | 0 | 0 | 0 | 0 | 96805.8458 | 346479.5918 | 453245 | 0 | 111377.3585 | 0 | 0 | 0 | 0
2016-05-19 19:00 | 0 | 0 | 0 | 0 | 0 | 343969.6415 | 455347 | 0 | 0 | 0 | 0 | 0 | 0
2016-05-19 20:00 | 0 | 0 | 0 | 0 | 114290.3956 | 342414.6044 | 456705 | 0 | 0 | 0 | 0 | 0 | 0
2016-05-19 21:00 | 0 | 0 | 0 | 0 | 120150.989 | 337618.011 | 457769 | 0 | 0 | 0 | 0 | 0 | 0
2016-05-19 22:00 | 0 | 0 | 0 | 0 | 130561.8078 | 324182.1922 | 454744 | 0 | 0 | 0 | 0 | 0 | 0
2016-05-19 23:00 | 0 | 0 | 0 | 0 | 159614.3049 | 290470.6951 | 450085 | 0 | 0 | 0 | 0 | 0 | 0
2016-05-20 | 0 | 0 | 0 | 0 | 261441.4313 | 228317.2167 | 449796 | 0 | 39962.648 | 0 | 0 | 0 | 0
2016-05-20 01:00 | 0 | 0 | 0 | 0 | 367699.9897 | 107306.4058 | 447542 | 0 | 67427.0434 | 0 | 0 | 0 | 0
2016-05-20 02:00 | 0 | 0 | 0 | 0 | 357506.1424 | 5150.8142 | 430084 | 0 | 0 | 0 | 0 | 0 | 0
2016-05-20 03:00 | 0 | 0 | 0 | 0 | 403363 | 0 | 403363 | 0 | 0 | 0 | 0 | 0 | 0
2016-05-20 04:00 | 0 | 0 | 0 | 0 | 444850.3435 | 0 | 378108 | 0 | 66742.3435 | 0 | 0 | 0 | 0
2016-05-20 05:00 | 0 | 0 | 0 | 0 | 338563.4203 | 0 | 359636 | 0 | 45669.7637 | 0 | 0 | 0 | 0
2016-05-20 06:00 | 0 | 0 | 0 | 0 | 394866.9901 | 0 | 344888 | 0 | 95648.7539 | 0 | 0 | 0 | 0
2016-05-20 07:00 | 0 | 0 | 0 | 0 | 360691.1671 | 0 | 335003 | 0 | 121336.9209 | 0 | 0 | 0 | 0
2016-05-20 08:00 | 0 | 0 | 0 | 0 | 329375.3622 | 0 | 332872 | 0 | 117840.2831 | 0 | 0 | 0 | 0
2016-05-20 09:00 | 0 | 0 | 0 | 0 | 303492.7665 | 0 | 341353 | 0 | 79980.0497 | 0 | 0 | 0 | 0
2016-05-20 10:00 | 0 | 0 | 0 | 4400.5723 | 277488.3781 | 0 | 361869 | 0 | 0 | 0 | 0 | 0 | 0
2016-05-20 11:00 | 0 | 0 | 0 | 139345.0128 | 244297.9872 | 0 | 383643 | 0 | 0 | 0 | 0 | 0 | 0
2016-05-20 12:00 | 0 | 0 | 0 | 275879.8337 | 162238.4019 | 37849.9793 | 399492 | 0 | 76476.2149 | 0 | 0 | 0 | 0
2016-05-20 13:00 | 0 | 0 | 0 | 0 | 154870.4439 | 182307.3412 | 413654 | 0 | 0 | 0 | 0 | 0 | 0
2016-05-20 14:00 | 0 | 0 | 0 | 0 | 150430.3712 | 276307.6288 | 426738 | 0 | 0 | 0 | 0 | 0 | 0
2016-05-20 15:00 | 0 | 0 | 0 | 0 | 103849.7445 | 331979.2555 | 435829 | 0 | 0 | 0 | 0 | 0 | 0
2016-05-20 16:00 | 0 | 0 | 0 | 0 | 82173.908 | 359631.092 | 441805 | 0 | 0 | 0 | 0 | 0 | 0
2016-05-20 17:00 | 0 | 0 | 0 | 0 | 202254.8463 | 365155.0747 | 446073 | 0 | 121336.9209 | 0 | 0 | 0 | 0
2016-05-20 18:00 | 0 | 0 | 0 | 0 | 55278.1474 | 364118.6952 | 449358 | 0 | 91375.7635 | 0 | 0 | 0 | 0
2016-05-20 19:00 | 0 | 0 | 0 | 0 | 0 | 360350.2365 | 451726 | 0 | 0 | 0 | 0 | 0 | 0
2016-05-20 20:00 | 0 | 0 | 0 | 0 | 96056.235 | 357976.765 | 454033 | 0 | 0 | 0 | 0 | 0 | 0
2016-05-20 21:00 | 0 | 0 | 0 | 0 | 103519.4678 | 350879.5322 | 454399 | 0 | 0 | 0 | 0 | 0 | 0
2016-05-20 22:00 | 0 | 0 | 0 | 0 | 116180.4461 | 333465.5539 | 449646 | 0 | 0 | 0 | 0 | 0 | 0
2016-05-20 23:00 | 0 | 0 | 0 | 0 | 151988.9873 | 289636.0127 | 441625 | 0 | 0 | 0 | 0 | 0 | 0
2016-05-21 | 0 | 0 | 0 | 0 | 205056.3282 | 233597.6718 | 438654 | 0 | 0 | 0 | 0 | 0 | 0
2016-05-21 01:00 | 0 | 0 | 0 | 0 | 330967.065 | 102506.935 | 433474 | 0 | 0 | 0 | 0 | 0 | 0
2016-05-21 02:00 | 0 | 0 | 0 | 0 | 404266.8224 | 10745.1776 | 415012 | 0 | 0 | 0 | 0 | 0 | 0
2016-05-21 03:00 | 0 | 0 | 0 | 0 | 396530 | 0 | 396530 | 0 | 0 | 0 | 0 | 0 | 0
2016-05-21 04:00 | 0 | 0 | 0 | 0 | 470545.5299 | 0 | 374530 | 0 | 96015.5299 | 0 | 0 | 0 | 0
2016-05-21 05:00 | 0 | 0 | 0 | 0 | 259806.4701 | 0 | 355822 | 0 | 0 | 0 | 0 | 0 | 0
2016-05-21 06:00 | 0 | 0 | 0 | 0 | 425789.4391 | 0 | 340289 | 0 | 85500.4391 | 0 | 0 | 0 | 0
2016-05-21 07:00 | 0 | 0 | 0 | 0 | 245438.5609 | 0 | 330939 | 0 | 0 | 0 | 0 | 0 | 0
2016-05-21 08:00 | 0 | 0 | 0 | 0 | 379060.3685 | 0 | 326053 | 0 | 53007.3685 | 0 | 0 | 0 | 0
2016-05-21 09:00 | 0 | 0 | 0 | 0 | 342823.5229 | 0 | 325912 | 0 | 69918.8914 | 0 | 0 | 0 | 0
2016-05-21 10:00 | 0 | 0 | 0 | 0 | 339700.2823 | 0 | 330394 | 0 | 79225.1737 | 0 | 0 | 0 | 0
2016-05-21 11:00 | 0 | 0 | 0 | 0 | 325655.7652 | 0 | 338051 | 0 | 66829.9389 | 0 | 0 | 0 | 0
2016-05-21 12:00 | 0 | 0 | 0 | 0 | 252284.5143 | 36440.5469 | 355555 | 0 | 0 | 0 | 0 | 0 | 0
2016-05-21 13:00 | 0 | 0 | 0 | 0 | 187903.8537 | 187387.1463 | 375291 | 0 | 0 | 0 | 0 | 0 | 0
2016-05-21 14:00 | 0 | 0 | 0 | 0 | 102332.5339 | 291654.4661 | 393987 | 0 | 0 | 0 | 0 | 0 | 0
2016-05-21 15:00 | 0 | 0 | 0 | 0 | 62416.0122 | 346092.9878 | 408509 | 0 | 0 | 0 | 0 | 0 | 0
2016-05-21 16:00 | 0 | 0 | 0 | 0 | 48446.6329 | 369675.3671 | 418122 | 0 | 0 | 0 | 0 | 0 | 0
2016-05-21 17:00 | 0 | 0 | 0 | 0 | 52484.8886 | 372034.1114 | 424519 | 0 | 0 | 0 | 0 | 0 | 0
2016-05-21 18:00 | 0 | 0 | 0 | 0 | 60429.5987 | 369142.4013 | 429572 | 0 | 0 | 0 | 0 | 0 | 0
2016-05-21 19:00 | 0 | 0 | 0 | 0 | 143168.5257 | 364819.4181 | 433418 | 0 | 74569.9438 | 0 | 0 | 0 | 0
2016-05-21 20:00 | 0 | 0 | 0 | 0 | 0 | 362407.0562 | 436977 | 0 | 0 | 0 | 0 | 0 | 0
2016-05-21 21:00 | 0 | 0 | 0 | 0 | 82995.3716 | 356553.6284 | 439549 | 0 | 0 | 0 | 0 | 0 | 0
2016-05-21 22:00 | 0 | 0 | 0 | 0 | 97910.6881 | 338951.3119 | 436862 | 0 | 0 | 0 | 0 | 0 | 0
2016-05-21 23:00 | 0 | 0 | 0 | 0 | 254930.0726 | 297978.8484 | 431572 | 0 | 121336.9209 | 0 | 0 | 0 | 0
2016-05-22 | 0 | 0 | 0 | 0 | 83417.9727 | 222167.1063 | 426922 | 0 | 0 | 0 | 0 | 0 | 0
2016-05-22 01:00 | 0 | 0 | 0 | 0 | 441821.7549 | 102228.1661 | 422713 | 0 | 121336.9209 | 0 | 0 | 0 | 0
2016-05-22 02:00 | 0 | 0 | 0 | 0 | 281661.0815 | 7687.9975 | 410686 | 0 | 0 | 0 | 0 | 0 | 0
2016-05-22 03:00 | 0 | 0 | 0 | 0 | 513188.9209 | 0 | 391852 | 0 | 121336.9209 | 0 | 0 | 0 | 0
2016-05-22 04:00 | 0 | 0 | 0 | 0 | 371675 | 0 | 371675 | 0 | 121336.9209 | 0 | 0 | 0 | 0
2016-05-22 05:00 | 0 | 0 | 0 | 0 | 230997.0791 | 0 | 352334 | 0 | 0 | 0 | 0 | 0 | 0
2016-05-22 06:00 | 0 | 0 | 0 | 0 | 458477.9209 | 0 | 337141 | 0 | 121336.9209 | 0 | 0 | 0 | 0
2016-05-22 07:00 | 0 | 0 | 0 | 0 | 205313.0791 | 0 | 326650 | 0 | 0 | 0 | 0 | 0 | 0
2016-05-22 08:00 | 0 | 0 | 0 | 0 | 442353.9209 | 0 | 321017 | 0 | 121336.9209 | 0 | 0 | 0 | 0
2016-05-22 09:00 | 0 | 0 | 0 | 0 | 198023.0791 | 0 | 319360 | 0 | 0 | 0 | 0 | 0 | 0
2016-05-22 10:00 | 0 | 0 | 0 | 0 | 440557.9209 | 0 | 319221 | 0 | 121336.9209 | 0 | 0 | 0 | 0
2016-05-22 11:00 | 0 | 0 | 0 | 0 | 202739.0791 | 0 | 324076 | 0 | 0 | 0 | 0 | 0 | 0
2016-05-22 12:00 | 0 | 0 | 0 | 0 | 304385.1719 | 35706.8281 | 340092 | 0 | 0 | 0 | 0 | 0 | 0
2016-05-22 13:00 | 0 | 0 | 0 | 0 | 163231.9357 | 195558.0643 | 358790 | 0 | 0 | 0 | 0 | 0 | 0
2016-05-22 14:00 | 0 | 0 | 0 | 0 | 81325.4852 | 294204.5148 | 375530 | 0 | 0 | 0 | 0 | 0 | 0
2016-05-22 15:00 | 0 | 0 | 0 | 0 | 37521.4407 | 351518.5593 | 389040 | 0 | 0 | 0 | 0 | 0 | 0
2016-05-22 16:00 | 0 | 0 | 0 | 0 | 61444.8377 | 373175.9535 | 401106 | 0 | 33514.7912 | 0 | 0 | 0 | 0
2016-05-22 17:00 | 0 | 0 | 0 | 0 | 0 | 377135.2088 | 410650 | 0 | 0 | 0 | 0 | 0 | 0
2016-05-22 18:00 | 0 | 0 | 0 | 0 | 167034.1368 | 373312.7842 | 419010 | 0 | 121336.9209 | 0 | 0 | 0 | 0
2016-05-22 19:00 | 0 | 0 | 0 | 0 | 56301.0499 | 369895.9501 | 426197 | 0 | 121336.9209 | 0 | 0 | 0 | 0
2016-05-22 20:00 | 0 | 0 | 0 | 0 | 19236.2086 | 369782.207 | 434349 | 0 | 76006.3366 | 0 | 0 | 0 | 0
2016-05-22 21:00 | 0 | 0 | 0 | 0 | 0 | 364952.6634 | 440959 | 0 | 0 | 0 | 0 | 0 | 0
2016-05-22 22:00 | 0 | 0 | 0 | 0 | 92492.1092 | 351406.8908 | 443899 | 0 | 0 | 0 | 0 | 0 | 0
2016-05-22 23:00 | 0 | 0 | 0 | 0 | 128975.8812 | 313280.1188 | 442256 | 0 | 0 | 0 | 0 | 0 | 0
2016-05-23 | 0 | 0 | 0 | 0 | 191963.349 | 248491.651 | 440455 | 0 | 0 | 0 | 0 | 0 | 0
2016-05-23 01:00 | 0 | 0 | 0 | 0 | 317285.0555 | 120034.9445 | 437320 | 0 | 0 | 0 | 0 | 0 | 0
2016-05-23 02:00 | 0 | 0 | 0 | 0 | 410176.1737 | 11431.8263 | 421608 | 0 | 0 | 0 | 0 | 0 | 0
2016-05-23 03:00 | 0 | 0 | 0 | 0 | 518535.9209 | 0 | 397199 | 0 | 121336.9209 | 0 | 0 | 0 | 0
2016-05-23 04:00 | 0 | 0 | 0 | 0 | 372838 | 0 | 372838 | 0 | 121336.9209 | 0 | 0 | 0 | 0
2016-05-23 05:00 | 0 | 0 | 0 | 0 | 231245.0791 | 0 | 352582 | 0 | 0 | 0 | 0 | 0 | 0
2016-05-23 06:00 | 0 | 0 | 0 | 0 | 459115.9209 | 0 | 337779 | 0 | 121336.9209 | 0 | 0 | 0 | 0
2016-05-23 07:00 | 0 | 0 | 0 | 0 | 329066 | 0 | 329066 | 0 | 121336.9209 | 0 | 0 | 0 | 0
2016-05-23 08:00 | 0 | 0 | 0 | 0 | 326685 | 0 | 326685 | 0 | 121336.9209 | 0 | 0 | 0 | 0
2016-05-23 09:00 | 0 | 0 | 0 | 0 | 215056.0791 | 0 | 336393 | 0 | 0 | 0 | 0 | 0 | 0
2016-05-23 10:00 | 0 | 0 | 0 | 0 | 474698.2378 | 0 | 358134 | 0 | 116564.2378 | 0 | 0 | 0 | 0
2016-05-23 11:00 | 0 | 0 | 0 | 0 | 325244.197 | 0 | 381460 | 0 | 60348.4348 | 0 | 0 | 0 | 0
2016-05-23 12:00 | 0 | 0 | 0 | 0 | 298873.2131 | 40537.3521 | 399759 | 0 | 0 | 0 | 0 | 0 | 0
2016-05-23 13:00 | 0 | 0 | 0 | 0 | 214572.0532 | 201636.9468 | 416209 | 0 | 0 | 0 | 0 | 0 | 0
2016-05-23 14:00 | 0 | 0 | 0 | 0 | 134473.7143 | 297640.2857 | 432114 | 0 | 0 | 0 | 0 | 0 | 0
2016-05-23 15:00 | 0 | 0 | 0 | 0 | 97090.9606 | 348915.0394 | 446006 | 0 | 0 | 0 | 0 | 0 | 0
2016-05-23 16:00 | 0 | 0 | 0 | 0 | 209094.8266 | 369920.0944 | 457678 | 0 | 121336.9209 | 0 | 0 | 0 | 0
2016-05-23 17:00 | 0 | 0 | 0 | 0 | 91641.31 | 377364.69 | 469006 | 0 | 121336.9209 | 0 | 0 | 0 | 0
2016-05-23 18:00 | 0 | 0 | 0 | 0 | 103252.3176 | 375095.6824 | 478348 | 0 | 121336.9209 | 0 | 0 | 0 | 0
2016-05-23 19:00 | 0 | 0 | 0 | 0 | 114757.1178 | 371331.8822 | 486089 | 0 | 121336.9209 | 0 | 0 | 0 | 0
2016-05-23 20:00 | 0 | 0 | 0 | 0 | 565.7499 | 368969.3291 | 490872 | 0 | 0 | 0 | 0 | 0 | 0
2016-05-23 21:00 | 0 | 0 | 0 | 0 | 129458.7277 | 363651.2723 | 493110 | 0 | 0 | 0 | 0 | 0 | 0
2016-05-23 22:00 | 0 | 0 | 0 | 0 | 142800.9211 | 347940.0789 | 490741 | 0 | 0 | 0 | 0 | 0 | 0
2016-05-23 23:00 | 0 | 0 | 0 | 0 | 252765.5782 | 309040.9694 | 484074 | 0 | 77732.5476 | 0 | 0 | 0 | 0
2016-05-24 | 0 | 0 | 0 | 0 | 283626.9321 | 237784.4413 | 477807 | 0 | 121336.9209 | 0 | 0 | 0 | 0
2016-05-24 01:00 | 0 | 0 | 0 | 0 | 343478.9487 | 104376.1641 | 471053 | 0 | 98139.0338 | 0 | 0 | 0 | 0
2016-05-24 02:00 | 0 | 0 | 0 | 63632.7271 | 373586.4208 | 7271.3377 | 448908 | 0 | 93721.5194 | 0 | 0 | 0 | 0
2016-05-24 03:00 | 0 | 0 | 0 | 0 | 370587.1024 | 0 | 420111 | 0 | 44197.6218 | 0 | 0 | 0 | 0
2016-05-24 04:00 | 0 | 0 | 0 | 0 | 361737.7637 | 0 | 392234 | 0 | 13701.3855 | 0 | 0 | 0 | 0
2016-05-24 05:00 | 0 | 0 | 0 | 0 | 356640.6145 | 0 | 370342 | 0 | 0 | 0 | 0 | 0 | 0
2016-05-24 06:00 | 0 | 0 | 0 | 0 | 357205.3613 | 0 | 354097 | 0 | 3108.3613 | 0 | 0 | 0 | 0
2016-05-24 07:00 | 0 | 0 | 0 | 0 | 348775.7013 | 0 | 344011 | 0 | 7873.0626 | 0 | 0 | 0 | 0
2016-05-24 08:00 | 0 | 0 | 0 | 0 | 339253.4881 | 0 | 341307 | 0 | 5819.5507 | 0 | 0 | 0 | 0
2016-05-24 09:00 | 0 | 0 | 0 | 26889.8828 | 315628.5665 | 0 | 348338 | 0 | 0 | 0 | 0 | 0 | 0
2016-05-24 10:00 | 0 | 0 | 0 | 76430.7914 | 290241.2086 | 0 | 366672 | 0 | 0 | 0 | 0 | 0 | 0
2016-05-24 11:00 | 0 | 0 | 0 | 134609.0975 | 255216.9025 | 0 | 389826 | 0 | 0 | 0 | 0 | 0 | 0
2016-05-24 12:00 | 0 | 0 | 0 | 338502.208 | 146872.5213 | 44625.1916 | 408663 | 0 | 121336.9209 | 0 | 0 | 0 | 0
2016-05-24 13:00 | 0 | 0 | 0 | 74894.3597 | 99064.9054 | 192218.6316 | 426934 | 0 | 60580.8176 | 0 | 0 | 0 | 0
2016-05-24 14:00 | 0 | 0 | 0 | 0 | 106943.8599 | 277908.3226 | 445433 | 0 | 0 | 0 | 0 | 0 | 0
2016-05-24 15:00 | 0 | 0 | 0 | 17100.5341 | 111001.756 | 334278.7099 | 462381 | 0 | 0 | 0 | 0 | 0 | 0
2016-05-24 16:00 | 0 | 0 | 0 | 2726.927 | 117454.1712 | 356218.9017 | 476400 | 0 | 0 | 0 | 0 | 0 | 0
2016-05-24 17:00 | 0 | 0 | 0 | 0 | 129403.3388 | 359866.6612 | 489270 | 0 | 0 | 0 | 0 | 0 | 0
2016-05-24 18:00 | 0 | 0 | 0 | 0 | 144792.9432 | 356114.0568 | 500907 | 0 | 0 | 0 | 0 | 0 | 0
2016-05-24 19:00 | 0 | 0 | 0 | 0 | 158958.9056 | 350823.0944 | 509782 | 0 | 0 | 0 | 0 | 0 | 0
2016-05-24 20:00 | 0 | 0 | 0 | 0 | 193265.7686 | 346864.718 | 516707 | 0 | 23423.4865 | 0 | 0 | 0 | 0
2016-05-24 21:00 | 0 | 0 | 0 | 0 | 208324.1229 | 338390.7399 | 520133 | 0 | 50005.3493 | 0 | 0 | 0 | 0
2016-05-24 22:00 | 0 | 0 | 0 | 0 | 223263.5516 | 318836.2463 | 518155 | 0 | 73950.1472 | 0 | 0 | 0 | 0
2016-05-24 23:00 | 0 | 0 | 0 | 0 | 239246.9712 | 276031.5584 | 509918 | 0 | 79310.6769 | 0 | 0 | 0 | 0
2016-05-25 | 0 | 0 | 0 | 0 | 283327.6306 | 213450.5769 | 501806 | 0 | 74282.8844 | 0 | 0 | 0 | 0
2016-05-25 01:00 | 0 | 0 | 0 | 0 | 364178.0807 | 98399.7253 | 493666 | 0 | 43194.6904 | 0 | 0 | 0 | 0
2016-05-25 02:00 | 0 | 0 | 0 | 0 | 419928.1398 | 6759.1698 | 469882 | 0 | 0 | 0 | 0 | 0 | 0
2016-05-25 03:00 | 0 | 0 | 0 | 0 | 439830 | 0 | 439830 | 0 | 0 | 0 | 0 | 0 | 0
2016-05-25 04:00 | 0 | 0 | 0 | 0 | 412104 | 0 | 412104 | 0 | 0 | 0 | 0 | 0 | 0
2016-05-25 05:00 | 0 | 0 | 0 | 0 | 446150.3164 | 0 | 388110 | 0 | 58040.3164 | 0 | 0 | 0 | 0
2016-05-25 06:00 | 0 | 0 | 0 | 0 | 311308.6836 | 0 | 369349 | 0 | 0 | 0 | 0 | 0 | 0
2016-05-25 07:00 | 0 | 0 | 0 | 0 | 435504.7864 | 0 | 357330 | 0 | 78174.7864 | 0 | 0 | 0 | 0
2016-05-25 08:00 | 0 | 0 | 0 | 0 | 375448.1037 | 0 | 353196 | 0 | 100426.8901 | 0 | 0 | 0 | 0
2016-05-25 09:00 | 0 | 0 | 0 | 0 | 381348.0308 | 0 | 360438 | 0 | 121336.9209 | 0 | 0 | 0 | 0
2016-05-25 10:00 | 0 | 0 | 0 | 0 | 364832.6752 | 0 | 377881 | 0 | 108288.5961 | 0 | 0 | 0 | 0
2016-05-25 11:00 | 0 | 0 | 0 | 70886.7775 | 342267.226 | 0.3213 | 400106 | 0 | 121336.9209 | 0 | 0 | 0 | 0
2016-05-25 12:00 | 0 | 0 | 0 | 60936.9099 | 253001.6175 | 47350.9569 | 420344 | 0 | 62282.4053 | 0 | 0 | 0 | 0
2016-05-25 13:00 | 0 | 0 | 0 | 0 | 180446.108 | 198074.4868 | 440803 | 0 | 0 | 0 | 0 | 0 | 0
2016-05-25 14:00 | 0 | 0 | 0 | 0 | 179608.0938 | 282324.9062 | 461933 | 0 | 0 | 0 | 0 | 0 | 0
2016-05-25 15:00 | 0 | 0 | 0 | 0 | 215979.6428 | 339573.9604 | 481414 | 0 | 74139.6032 | 0 | 0 | 0 | 0
2016-05-25 16:00 | 0 | 0 | 0 | 0 | 67478.6157 | 356086.7811 | 497705 | 0 | 0 | 0 | 0 | 0 | 0
2016-05-25 17:00 | 0 | 0 | 0 | 0 | 154261.6131 | 358965.3869 | 513227 | 0 | 0 | 0 | 0 | 0 | 0
2016-05-25 18:00 | 0 | 0 | 0 | 0 | 177091.9954 | 355871.4003 | 526761 | 0 | 6202.3957 | 0 | 0 | 0 | 0
2016-05-25 19:00 | 0 | 0 | 0 | 0 | 231049.5711 | 351536.5226 | 537291 | 0 | 51497.4894 | 0 | 0 | 0 | 0
2016-05-25 20:00 | 0 | 0 | 0 | 0 | 235230.8109 | 347801.7721 | 544450 | 0 | 90080.0724 | 0 | 0 | 0 | 0
2016-05-25 21:00 | 0 | 0 | 0 | 0 | 234360.9773 | 340895.2906 | 547431 | 0 | 117905.3403 | 0 | 0 | 0 | 0
2016-05-25 22:00 | 0 | 0 | 0 | 0 | 223442.166 | 322276.4146 | 542287 | 0 | 121336.9209 | 0 | 0 | 0 | 0
2016-05-25 23:00 | 0 | 0 | 0 | 0 | 213733.2944 | 282884.0924 | 531381 | 0 | 86573.3077 | 0 | 0 | 0 | 0
2016-05-26 | 0 | 0 | 0 | 0 | 229899.9666 | 222281.7955 | 521817 | 0 | 16938.0697 | 0 | 0 | 0 | 0
2016-05-26 01:00 | 0 | 0 | 0 | 232177.6967 | 281359.0279 | 103118.1266 | 512256 | 0 | 121336.9209 | 0 | 0 | 0 | 0
2016-05-26 02:00 | 0 | 0 | 0 | 158498.4721 | 321254.0923 | 8659.4356 | 488412 | 0 | 121336.9209 | 0 | 0 | 0 | 0
2016-05-26 03:00 | 0 | 0 | 0 | 62965.3205 | 344009.9434 | 0 | 455944 | 0 | 72368.1848 | 0 | 0 | 0 | 0
2016-05-26 04:00 | 0 | 0 | 0 | 0 | 353266.8152 | 0 | 425635 | 0 | 0 | 0 | 0 | 0 | 0
2016-05-26 05:00 | 0 | 0 | 0 | 167354.3539 | 354539.567 | 0 | 400557 | 0 | 121336.9209 | 0 | 0 | 0 | 0
2016-05-26 06:00 | 0 | 0 | 0 | 24499.5528 | 355768.4458 | 0 | 380967 | 0 | 120637.9196 | 0 | 0 | 0 | 0
2016-05-26 07:00 | 0 | 0 | 0 | 0 | 352138.2048 | 0 | 367149 | 0 | 105627.1244 | 0 | 0 | 0 | 0
2016-05-26 08:00 | 0 | 0 | 0 | 0 | 345268.3783 | 0 | 361979 | 0 | 88916.5027 | 0 | 0 | 0 | 0
2016-05-26 09:00 | 0 | 0 | 0 | 0 | 335443.196 | 0 | 367885 | 0 | 56474.6987 | 0 | 0 | 0 | 0
2016-05-26 10:00 | 0 | 0 | 0 | 0 | 330771.3013 | 0 | 387246 | 0 | 0 | 0 | 0 | 0 | 0
2016-05-26 11:00 | 0 | 0 | 0 | 110634.497 | 300191.6268 | 0.87626 | 410827 | 0 | 0 | 0 | 0 | 0 | 0
2016-05-26 12:00 | 0 | 0 | 0 | 289068.6304 | 186336.4076 | 55238.2072 | 432688 | 0 | 97955.2452 | 0 | 0 | 0 | 0
2016-05-26 13:00 | 0 | 0 | 0 | 0 | 145210.6364 | 210548.1184 | 453714 | 0 | 0 | 0 | 0 | 0 | 0
2016-05-26 14:00 | 0 | 0 | 0 | 4452.1821 | 175607.2191 | 296218.5987 | 476278 | 0 | 0 | 0 | 0 | 0 | 0
2016-05-26 15:00 | 0 | 0 | 0 | 0 | 194364.1882 | 348245.8994 | 497102 | 0 | 45508.0877 | 0 | 0 | 0 | 0
2016-05-26 16:00 | 0 | 0 | 0 | 0 | 104192.9574 | 364913.9549 | 514615 | 0 | 0 | 0 | 0 | 0 | 0
2016-05-26 17:00 | 0 | 0 | 0 | 0 | 166035.3179 | 363966.6821 | 530002 | 0 | 0 | 0 | 0 | 0 | 0
2016-05-26 18:00 | 0 | 0 | 0 | 0 | 183236.5478 | 357523.4522 | 540760 | 0 | 0 | 0 | 0 | 0 | 0
2016-05-26 19:00 | 0 | 0 | 0 | 0 | 272554.8222 | 349587.9931 | 550035 | 0 | 72107.8154 | 0 | 0 | 0 | 0
2016-05-26 20:00 | 0 | 0 | 0 | 0 | 260729.17 | 343183.9356 | 554684 | 0 | 121336.9209 | 0 | 0 | 0 | 0
2016-05-26 21:00 | 0 | 0 | 0 | 0 | 98450.0604 | 333885.0186 | 553672 | 0 | 0 | 0 | 0 | 0 | 0
2016-05-26 22:00 | 0 | 0 | 0 | 0 | 297112.7467 | 314518.1 | 546361 | 0 | 65269.8467 | 0 | 0 | 0 | 0
2016-05-26 23:00 | 0 | 0 | 0 | 0 | 303971.4963 | 278166.3555 | 533794 | 0 | 113613.6985 | 0 | 0 | 0 | 0
2016-05-27 | 0 | 0 | 0 | 0 | 309058.0509 | 222025.1716 | 523360 | 0 | 121336.9209 | 0 | 0 | 0 | 0
2016-05-27 01:00 | 0 | 0 | 0 | 0 | 356266.0791 | 114818.9709 | 514618 | 0 | 77803.9709 | 0 | 0 | 0 | 0
2016-05-27 02:00 | 0 | 0 | 0 | 10476.8193 | 388254.4609 | 13274.7488 | 489810 | 0 | 0 | 0 | 0 | 0 | 0
2016-05-27 03:00 | 0 | 0 | 0 | 66643.5336 | 392833.4664 | 0 | 459477 | 0 | 0 | 0 | 0 | 0 | 0
2016-05-27 04:00 | 0 | 0 | 0 | 79954.6328 | 348820.3672 | 0 | 428775 | 0 | 0 | 0 | 0 | 0 | 0
2016-05-27 05:00 | 0 | 0 | 0 | 92146.1908 | 310302.8092 | 0 | 402449 | 0 | 0 | 0 | 0 | 0 | 0
2016-05-27 06:00 | 0 | 0 | 0 | 96716.44 | 285275.56 | 0 | 381992 | 0 | 0 | 0 | 0 | 0 | 0
2016-05-27 07:00 | 0 | 0 | 0 | 108058.2485 | 260694.7515 | 0 | 368753 | 0 | 0 | 0 | 0 | 0 | 0
2016-05-27 08:00 | 0 | 0 | 0 | 121423.9635 | 242556.0365 | 0 | 363980 | 0 | 0 | 0 | 0 | 0 | 0
2016-05-27 09:00 | 0 | 0 | 0 | 260900.6942 | 229370.2267 | 0 | 368934 | 0 | 121336.9209 | 0 | 0 | 0 | 0
2016-05-27 10:00 | 0 | 0 | 0 | 165549.4154 | 218635.5846 | 0 | 384185 | 0 | 121336.9209 | 0 | 0 | 0 | 0
2016-05-27 11:00 | 0 | 0 | 0 | 77770.878 | 205995.9847 | 1.2163 | 405105 | 0 | 0 | 0 | 0 | 0 | 0
2016-05-27 12:00 | 0 | 0 | 0 | 356551.1709 | 137508.8414 | 48905.4843 | 429110 | 0 | 113855.4966 | 0 | 0 | 0 | 0
2016-05-27 13:00 | 0 | 0 | 0 | 24107.3602 | 110035.1938 | 204261.9494 | 452260 | 0 | 0 | 0 | 0 | 0 | 0
2016-05-27 14:00 | 0 | 0 | 0 | 49926.3294 | 126347.9249 | 299506.7457 | 475781 | 0 | 0 | 0 | 0 | 0 | 0
2016-05-27 15:00 | 0 | 0 | 0 | 10859.7209 | 140173.4223 | 345639.8568 | 496673 | 0 | 0 | 0 | 0 | 0 | 0
2016-05-27 16:00 | 0 | 0 | 0 | 9591.6225 | 143150.3463 | 361202.0312 | 513944 | 0 | 0 | 0 | 0 | 0 | 0
2016-05-27 17:00 | 0 | 0 | 0 | 18754.7349 | 145794.7304 | 362776.5348 | 527326 | 0 | 0 | 0 | 0 | 0 | 0
2016-05-27 18:00 | 0 | 0 | 0 | 34979.8527 | 143229.1833 | 359230.9639 | 537440 | 0 | 0 | 0 | 0 | 0 | 0
2016-05-27 19:00 | 0 | 0 | 0 | 56731.1052 | 132112.062 | 354814.8328 | 543658 | 0 | 0 | 0 | 0 | 0 | 0
2016-05-27 20:00 | 0 | 0 | 0 | 74598.4512 | 120843.0818 | 351143.467 | 546585 | 0 | 0 | 0 | 0 | 0 | 0
2016-05-27 21:00 | 0 | 0 | 0 | 89631.3959 | 111980.6535 | 343381.9506 | 544994 | 0 | 0 | 0 | 0 | 0 | 0
2016-05-27 22:00 | 0 | 0 | 0 | 101826.5514 | 105596.7651 | 327888.6835 | 535312 | 0 | 0 | 0 | 0 | 0 | 0
2016-05-27 23:00 | 0 | 0 | 0 | 121966.5524 | 104929.2178 | 293556.2299 | 520452 | 0 | 0 | 0 | 0 | 0 | 0
2016-05-28 | 0 | 0 | 0 | 153744.8316 | 117242.2944 | 236968.874 | 507956 | 0 | 0 | 0 | 0 | 0 | 0
2016-05-28 01:00 | 0 | 0 | 0 | 330875.0226 | 165533.3147 | 123231.5836 | 498303 | 0 | 121336.9209 | 0 | 0 | 0 | 0
2016-05-28 02:00 | 0 | 0 | 0 | 115205.7249 | 221782.8089 | 18730.5452 | 477056 | 0 | 0 | 0 | 0 | 0 | 0
2016-05-28 03:00 | 0 | 0 | 0 | 205170.4805 | 242635.5195 | 0 | 447806 | 0 | 0 | 0 | 0 | 0 | 0
2016-05-28 04:00 | 0 | 0 | 0 | 299918.4085 | 239484.5124 | 0 | 418066 | 0 | 121336.9209 | 0 | 0 | 0 | 0
2016-05-28 05:00 | 0 | 0 | 0 | 160034.4805 | 234146.5195 | 0 | 394181 | 0 | 121336.9209 | 0 | 0 | 0 | 0
2016-05-28 06:00 | 0 | 0 | 0 | 146486.8532 | 228948.1468 | 0 | 375435 | 0 | 121336.9209 | 0 | 0 | 0 | 0
2016-05-28 07:00 | 0 | 0 | 0 | 142413.3319 | 218446.6681 | 0 | 360860 | 0 | 121336.9209 | 0 | 0 | 0 | 0
2016-05-28 08:00 | 0 | 0 | 0 | 22483.7141 | 208314.365 | 0 | 352135 | 0 | 0 | 0 | 0 | 0 | 0
2016-05-28 09:00 | 0 | 0 | 0 | 270109.5818 | 199359.3392 | 0 | 348132 | 0 | 121336.9209 | 0 | 0 | 0 | 0
2016-05-28 10:00 | 0 | 0 | 0 | 151000.5858 | 198320.4142 | 0 | 349321 | 0 | 121336.9209 | 0 | 0 | 0 | 0
2016-05-28 11:00 | 0 | 0 | 0 | 166540.8554 | 191168.2177 | 1.9269 | 357711 | 0 | 121336.9209 | 0 | 0 | 0 | 0
2016-05-28 12:00 | 0 | 0 | 0 | 166373.8844 | 112544.6641 | 63688.9233 | 377804 | 0 | 86140.3927 | 0 | 0 | 0 | 0
2016-05-28 13:00 | 0 | 0 | 0 | 0 | 83248.0413 | 235385.566 | 404774 | 0 | 0 | 0 | 0 | 0 | 0
2016-05-28 14:00 | 0 | 0 | 0 | 23815.203 | 98336.1165 | 309765.6805 | 431917 | 0 | 0 | 0 | 0 | 0 | 0
2016-05-28 15:00 | 0 | 0 | 0 | 0 | 105277.7528 | 355256.4512 | 456896 | 0 | 3638.204 | 0 | 0 | 0 | 0
2016-05-28 16:00 | 0 | 0 | 0 | 0 | 109560.6475 | 374644.7764 | 477425 | 0 | 10418.6279 | 0 | 0 | 0 | 0
2016-05-28 17:00 | 0 | 0 | 0 | 0 | 114519.3097 | 375034.5995 | 492482 | 0 | 7490.5371 | 0 | 0 | 0 | 0
2016-05-28 18:00 | 0 | 0 | 0 | 4146.6344 | 122127.4568 | 370601.3717 | 504366 | 0 | 0 | 0 | 0 | 0 | 0
2016-05-28 19:00 | 0 | 0 | 0 | 19429.1792 | 130784.0577 | 364105.7631 | 514319 | 0 | 0 | 0 | 0 | 0 | 0
2016-05-28 20:00 | 0 | 0 | 0 | 25889.4592 | 138234.2623 | 358754.2785 | 522878 | 0 | 0 | 0 | 0 | 0 | 0
2016-05-28 21:00 | 0 | 0 | 0 | 35811.9579 | 141726.8355 | 349265.2067 | 526804 | 0 | 0 | 0 | 0 | 0 | 0
2016-05-28 22:00 | 0 | 0 | 0 | 54931.225 | 139560.7681 | 329627.007 | 524119 | 0 | 0 | 0 | 0 | 0 | 0
2016-05-28 23:00 | 0 | 0 | 0 | 88947.4903 | 133671.222 | 290662.2877 | 513281 | 0 | 0 | 0 | 0 | 0 | 0
2016-05-29 | 0 | 0 | 0 | 139245.2608 | 136570.4823 | 225456.2569 | 501272 | 0 | 0 | 0 | 0 | 0 | 0
2016-05-29 01:00 | 0 | 0 | 0 | 319988.8476 | 183202.8527 | 109629.2206 | 491484 | 0 | 121336.9209 | 0 | 0 | 0 | 0
2016-05-29 02:00 | 0 | 0 | 0 | 111299.0031 | 228100.3534 | 11754.7226 | 472491 | 0 | 0 | 0 | 0 | 0 | 0
2016-05-29 03:00 | 0 | 0 | 0 | 196775.3672 | 247816.6328 | 0 | 444592 | 0 | 0 | 0 | 0 | 0 | 0
2016-05-29 04:00 | 0 | 0 | 0 | 274169.1075 | 265372.8135 | 0 | 418205 | 0 | 121336.9209 | 0 | 0 | 0 | 0
2016-05-29 05:00 | 0 | 0 | 0 | 67035.0862 | 285943.1292 | 0 | 394074 | 0 | 80241.1364 | 0 | 0 | 0 | 0
2016-05-29 06:00 | 0 | 0 | 0 | 0 | 293713.8636 | 0 | 373955 | 0 | 0 | 0 | 0 | 0 | 0
2016-05-29 07:00 | 0 | 0 | 0 | 56872.0268 | 302134.9732 | 0 | 359007 | 0 | 0 | 0 | 0 | 0 | 0
2016-05-29 08:00 | 0 | 0 | 0 | 34719.144 | 314649.856 | 0 | 349369 | 0 | 0 | 0 | 0 | 0 | 0
2016-05-29 09:00 | 0 | 0 | 0 | 30730.4788 | 313837.5212 | 0 | 344568 | 0 | 0 | 0 | 0 | 0 | 0
2016-05-29 10:00 | 0 | 0 | 0 | 33977.9651 | 308392.0349 | 0 | 342370 | 0 | 0 | 0 | 0 | 0 | 0
2016-05-29 11:00 | 0 | 0 | 0 | 84540.6844 | 263066.9839 | 0.33176 | 347608 | 0 | 0 | 0 | 0 | 0 | 0
2016-05-29 12:00 | 0 | 0 | 0 | 269504.3379 | 145825.2446 | 48716.0309 | 364457 | 0 | 99588.6134 | 0 | 0 | 0 | 0
2016-05-29 13:00 | 0 | 0 | 0 | 0 | 104609.4038 | 186444.9828 | 390643 | 0 | 0 | 0 | 0 | 0 | 0
2016-05-29 14:00 | 0 | 0 | 0 | 11351.5336 | 134323.7971 | 272108.6693 | 417784 | 0 | 0 | 0 | 0 | 0 | 0
2016-05-29 15:00 | 0 | 0 | 0 | 0 | 151641.0893 | 318142.251 | 442750 | 0 | 27033.3403 | 0 | 0 | 0 | 0
2016-05-29 16:00 | 0 | 0 | 0 | 0 | 148719.9707 | 340009.4432 | 464005 | 0 | 51757.7542 | 0 | 0 | 0 | 0
2016-05-29 17:00 | 0 | 0 | 0 | 0 | 144165.9879 | 344541.8534 | 480240 | 0 | 60225.5955 | 0 | 0 | 0 | 0
2016-05-29 18:00 | 0 | 0 | 0 | 0 | 147484.9974 | 343329.225 | 492006 | 0 | 59033.8179 | 0 | 0 | 0 | 0
2016-05-29 19:00 | 0 | 0 | 0 | 0 | 156332.7851 | 338809.593 | 500465 | 0 | 53711.1959 | 0 | 0 | 0 | 0
2016-05-29 20:00 | 0 | 0 | 0 | 0 | 164354.3526 | 335606.2101 | 506111 | 0 | 47560.7587 | 0 | 0 | 0 | 0
2016-05-29 21:00 | 0 | 0 | 0 | 0 | 164372.2362 | 327096.8952 | 508248 | 0 | 30781.89 | 0 | 0 | 0 | 0
2016-05-29 22:00 | 0 | 0 | 0 | 128601.8256 | 155616.3038 | 311126.9015 | 504790 | 0 | 121336.9209 | 0 | 0 | 0 | 0
2016-05-29 23:00 | 0 | 0 | 0 | 47177.167 | 149828.9466 | 272859.7886 | 494498 | 0 | 96704.8232 | 0 | 0 | 0 | 0
2016-05-30 | 0 | 0 | 0 | 0 | 172178.435 | 214248.7418 | 483132 | 0 | 0 | 0 | 0 | 0 | 0
2016-05-30 01:00 | 0 | 0 | 0 | 100962.1061 | 256309.1159 | 115636.778 | 472908 | 0 | 0 | 0 | 0 | 0 | 0
2016-05-30 02:00 | 0 | 0 | 0 | 120846.248 | 319733.3531 | 15609.3989 | 456189 | 0 | 0 | 0 | 0 | 0 | 0
2016-05-30 03:00 | 0 | 0 | 0 | 101050.8924 | 329977.1076 | 0 | 431028 | 0 | 0 | 0 | 0 | 0 | 0
2016-05-30 04:00 | 0 | 0 | 0 | 80054.8566 | 324443.1434 | 0 | 404498 | 0 | 0 | 0 | 0 | 0 | 0
2016-05-30 05:00 | 0 | 0 | 0 | 65589.0253 | 314832.9747 | 0 | 380422 | 0 | 0 | 0 | 0 | 0 | 0
2016-05-30 06:00 | 0 | 0 | 0 | 60609.9369 | 302389.0631 | 0 | 362999 | 0 | 0 | 0 | 0 | 0 | 0
2016-05-30 07:00 | 0 | 0 | 0 | 66483.5825 | 283178.4175 | 0 | 349662 | 0 | 0 | 0 | 0 | 0 | 0
2016-05-30 08:00 | 0 | 0 | 0 | 84314.9591 | 258029.0409 | 0 | 342344 | 0 | 0 | 0 | 0 | 0 | 0
2016-05-30 09:00 | 0 | 0 | 0 | 236475.4013 | 224959.5196 | 0 | 340098 | 0 | 121336.9209 | 0 | 0 | 0 | 0
2016-05-30 10:00 | 0 | 0 | 0 | 21593.855 | 197632.2241 | 0 | 340563 | 0 | 0 | 0 | 0 | 0 | 0
2016-05-30 11:00 | 0 | 0 | 0 | 294239.3958 | 173679.3847 | 0.14038 | 346582 | 0 | 121336.9209 | 0 | 0 | 0 | 0
2016-05-30 12:00 | 0 | 0 | 0 | 97270.1515 | 101534.6789 | 42758.2486 | 362900 | 0 | 0 | 0 | 0 | 0 | 0
2016-05-30 13:00 | 0 | 0 | 0 | 109439.2763 | 87578.8274 | 193173.8963 | 390192 | 0 | 0 | 0 | 0 | 0 | 0
2016-05-30 14:00 | 0 | 0 | 0 | 13897.2169 | 116021.9754 | 290332.8077 | 420252 | 0 | 0 | 0 | 0 | 0 | 0
2016-05-30 15:00 | 0 | 0 | 0 | 0 | 121548.3488 | 340017.3501 | 448922 | 0 | 12643.6988 | 0 | 0 | 0 | 0
2016-05-30 16:00 | 0 | 0 | 0 | 0 | 125700.6071 | 361637.7975 | 472712 | 0 | 27270.1034 | 0 | 0 | 0 | 0
2016-05-30 17:00 | 0 | 0 | 0 | 0 | 96426.5168 | 366474.3799 | 490171 | 0 | 0 | 0 | 0 | 0 | 0
2016-05-30 18:00 | 0 | 0 | 0 | 0 | 139216.3278 | 364393.6722 | 503610 | 0 | 0 | 0 | 0 | 0 | 0
2016-05-30 19:00 | 0 | 0 | 0 | 0 | 181807.5894 | 361151.8851 | 513592 | 0 | 29367.4745 | 0 | 0 | 0 | 0
2016-05-30 20:00 | 0 | 0 | 0 | 0 | 209513.3057 | 360300.6091 | 521499 | 0 | 77682.3893 | 0 | 0 | 0 | 0
2016-05-30 21:00 | 0 | 0 | 0 | 0 | 92527.4857 | 356488.125 | 526698 | 0 | 0 | 0 | 0 | 0 | 0
2016-05-30 22:00 | 0 | 0 | 0 | 0 | 260601.631 | 343077.2596 | 526040 | 0 | 77638.8907 | 0 | 0 | 0 | 0
2016-05-30 23:00 | 0 | 0 | 0 | 0 | 257548.1772 | 306033.8531 | 519884 | 0 | 121336.9209 | 0 | 0 | 0 | 0
2016-05-31 | 0 | 0 | 0 | 0 | 269441.5201 | 241379.4799 | 510821 | 0 | 121336.9209 | 0 | 0 | 0 | 0
2016-05-31 01:00 | 0 | 0 | 0 | 0 | 248786.3347 | 131165.7444 | 501289 | 0 | 0 | 0 | 0 | 0 | 0
2016-05-31 02:00 | 0 | 0 | 0 | 0 | 546404.9792 | 18663.6324 | 478475 | 0 | 86593.6116 | 0 | 0 | 0 | 0
2016-05-31 03:00 | 0 | 0 | 0 | 0 | 481318.3094 | 0 | 446575 | 0 | 121336.9209 | 0 | 0 | 0 | 0
2016-05-31 04:00 | 0 | 0 | 0 | 0 | 366042.7011 | 0 | 417426 | 0 | 69953.622 | 0 | 0 | 0 | 0
2016-05-31 05:00 | 0 | 0 | 0 | 0 | 425789.53 | 0 | 392066 | 0 | 103677.152 | 0 | 0 | 0 | 0
2016-05-31 06:00 | 0 | 0 | 0 | 0 | 389933.7689 | 0 | 372274 | 0 | 121336.9209 | 0 | 0 | 0 | 0
2016-05-31 07:00 | 0 | 0 | 0 | 0 | 359147 | 0 | 359147 | 0 | 121336.9209 | 0 | 0 | 0 | 0
2016-05-31 08:00 | 0 | 0 | 0 | 0 | 334401.2274 | 0 | 355102 | 0 | 100636.1483 | 0 | 0 | 0 | 0
2016-05-31 09:00 | 0 | 0 | 0 | 71019.5385 | 312118.2342 | 0 | 362437 | 0 | 121336.9209 | 0 | 0 | 0 | 0
2016-05-31 10:00 | 0 | 0 | 0 | 88139.9721 | 292729.0279 | 0 | 380869 | 0 | 121336.9209 | 0 | 0 | 0 | 0
2016-05-31 11:00 | 0 | 0 | 0 | 137142.642 | 267291.178 | 0.18005 | 404434 | 0 | 121336.9209 | 0 | 0 | 0 | 0
2016-05-31 12:00 | 0 | 0 | 0 | 49940.1693 | 206868.4233 | 52112.4864 | 430258 | 0 | 0 | 0 | 0 | 0 | 0
2016-05-31 13:00 | 0 | 0 | 0 | 0 | 249393.2391 | 219634.9621 | 457434 | 0 | 11594.2013 | 0 | 0 | 0 | 0
2016-05-31 14:00 | 0 | 0 | 0 | 0 | 171599.631 | 302205.1677 | 485399 | 0 | 0 | 0 | 0 | 0 | 0
2016-05-31 15:00 | 0 | 0 | 0 | 0 | 268237.6103 | 341597.7568 | 511566 | 0 | 98269.3671 | 0 | 0 | 0 | 0
2016-05-31 16:00 | 0 | 0 | 0 | 0 | 87993.675 | 358931.401 | 533684 | 0 | 11510.4431 | 0 | 0 | 0 | 0
2016-05-31 17:00 | 0 | 0 | 0 | 0 | 250714.5859 | 358951.0642 | 552896 | 0 | 68280.0932 | 0 | 0 | 0 | 0
2016-05-31 18:00 | 0 | 0 | 0 | 0 | 248802.9524 | 352558.3662 | 566702 | 0 | 102939.4118 | 0 | 0 | 0 | 0
2016-05-31 19:00 | 0 | 0 | 0 | 0 | 247895.5746 | 343125.3211 | 575476 | 0 | 118484.3075 | 0 | 0 | 0 | 0
2016-05-31 20:00 | 0 | 0 | 0 | 0 | 246245.8395 | 335536.774 | 578930 | 0 | 121336.9209 | 0 | 0 | 0 | 0
2016-05-31 21:00 | 0 | 0 | 0 | 0 | 243015.2198 | 326252.1816 | 578388 | 0 | 112216.3224 | 0 | 0 | 0 | 0
2016-05-31 22:00 | 0 | 0 | 0 | 0 | 240584.3262 | 311780.5579 | 571152 | 0 | 93429.2064 | 0 | 0 | 0 | 0
2016-05-31 23:00 | 0 | 0 | 0 | 0 | 240826.1353 | 280162.3352 | 558447 | 0 | 55970.6769 | 0 | 0 | 0 | 0
2016-06-01 | 0 | 0 | 0 | 14688.7321 | 250330.7253 | 224160.8658 | 545151 | 0 | 0 | 0 | 0 | 0 | 0
2016-06-01 01:00 | 0 | 0 | 0 | 116097.367 | 282366.3133 | 134670.3197 | 533134 | 0 | 0 | 0 | 0 | 0 | 0
2016-06-01 02:00 | 0 | 0 | 0 | 164429.5863 | 316132.45 | 25073.9637 | 505636 | 0 | 0 | 0 | 0 | 0 | 0
2016-06-01 03:00 | 0 | 0 | 0 | 151997.4853 | 317957.5064 | 0.0083267 | 469955 | 0 | 0 | 0 | 0 | 0 | 0
2016-06-01 04:00 | 0 | 0 | 0 | 129122.645 | 307824.355 | 0 | 436947 | 0 | 0 | 0 | 0 | 0 | 0
2016-06-01 05:00 | 0 | 0 | 0 | 112222.0267 | 297305.9733 | 0 | 409528 | 0 | 0 | 0 | 0 | 0 | 0
2016-06-01 06:00 | 0 | 0 | 0 | 97196.7834 | 291265.2166 | 0 | 388462 | 0 | 0 | 0 | 0 | 0 | 0
2016-06-01 07:00 | 0 | 0 | 0 | 79618.437 | 294241.563 | 0 | 373860 | 0 | 0 | 0 | 0 | 0 | 0
2016-06-01 08:00 | 0 | 0 | 0 | 67559.9449 | 300067.0551 | 0 | 367627 | 0 | 0 | 0 | 0 | 0 | 0
2016-06-01 09:00 | 0 | 0 | 0 | 63595.46 | 309247.54 | 0 | 372843 | 0 | 0 | 0 | 0 | 0 | 0
2016-06-01 10:00 | 0 | 0 | 0 | 71761.0493 | 316695.9507 | 0 | 388457 | 0 | 0 | 0 | 0 | 0 | 0
2016-06-01 11:00 | 0 | 0 | 0 | 246461.5238 | 286012.0883 | 3.3089 | 411140 | 0 | 121336.9209 | 0 | 0 | 0 | 0
2016-06-01 12:00 | 0 | 0 | 0 | 92366.6326 | 189113.2503 | 32348.1961 | 435165 | 0 | 0 | 0 | 0 | 0 | 0
2016-06-01 13:00 | 0 | 0 | 0 | 64143.715 | 214006.1691 | 180716.1159 | 458866 | 0 | 0 | 0 | 0 | 0 | 0
2016-06-01 14:00 | 0 | 0 | 0 | 0 | 243903.9867 | 264349.8921 | 485380 | 0 | 22873.8788 | 0 | 0 | 0 | 0
2016-06-01 15:00 | 0 | 0 | 0 | 0 | 238080.3699 | 311449.4923 | 510547 | 0 | 61856.7409 | 0 | 0 | 0 | 0
2016-06-01 16:00 | 0 | 0 | 0 | 0 | 232629.4466 | 329388.1729 | 531408 | 0 | 92466.3605 | 0 | 0 | 0 | 0
2016-06-01 17:00 | 0 | 0 | 0 | 0 | 229535.846 | 332064.3444 | 550110 | 0 | 103956.5509 | 0 | 0 | 0 | 0
2016-06-01 18:00 | 0 | 0 | 0 | 0 | 224511.0509 | 326565.1491 | 564854 | 0 | 90178.7508 | 0 | 0 | 0 | 0
2016-06-01 19:00 | 0 | 0 | 0 | 0 | 215353.7192 | 319949.0615 | 574628 | 0 | 50853.5316 | 0 | 0 | 0 | 0
2016-06-01 20:00 | 0 | 0 | 0 | 13421.6563 | 203534.7143 | 312514.0978 | 580324 | 0 | 0 | 0 | 0 | 0 | 0
2016-06-01 21:00 | 0 | 0 | 0 | 87547.6657 | 189170.5345 | 302373.7997 | 579092 | 0 | 0 | 0 | 0 | 0 | 0
2016-06-01 22:00 | 0 | 0 | 0 | 112088.7206 | 169375.1599 | 288604.1196 | 570068 | 0 | 0 | 0 | 0 | 0 | 0
2016-06-01 23:00 | 0 | 0 | 0 | 153300.2943 | 143110.8467 | 260145.859 | 556557 | 0 | 0 | 0 | 0 | 0 | 0
2016-06-02 | 0 | 0 | 0 | 214676.4014 | 122668.0145 | 206928.5841 | 544273 | 0 | 0 | 0 | 0 | 0 | 0
2016-06-02 01:00 | 0 | 0 | 0 | 356551.1709 | 132463.7775 | 130799.0843 | 532348 | 0 | 87466.0326 | 0 | 0 | 0 | 0
2016-06-02 02:00 | 0 | 0 | 0 | 356551.1709 | 154993.8851 | 25219.4955 | 507490 | 0 | 116740.584 | 0 | 0 | 0 | 0
2016-06-02 03:00 | 0 | 0 | 0 | 180390.7789 | 175457.5499 | 0.08719 | 472589 | 0 | 0 | 0 | 0 | 0 | 0
2016-06-02 04:00 | 0 | 0 | 0 | 356551.1709 | 195664.3459 | 0 | 439690 | 0 | 112525.5168 | 0 | 0 | 0 | 0
2016-06-02 05:00 | 0 | 0 | 0 | 206982.9719 | 214136.4323 | 0 | 412308 | 0 | 121336.9209 | 0 | 0 | 0 | 0
2016-06-02 06:00 | 0 | 0 | 0 | 41021.7098 | 227999.3692 | 0 | 390358 | 0 | 0 | 0 | 0 | 0 | 0
2016-06-02 07:00 | 0 | 0 | 0 | 137270.5481 | 238608.4519 | 0 | 375879 | 0 | 0 | 0 | 0 | 0 | 0
2016-06-02 08:00 | 0 | 0 | 0 | 121034.2617 | 249184.7383 | 0 | 370219 | 0 | 0 | 0 | 0 | 0 | 0
2016-06-02 09:00 | 0 | 0 | 0 | 123355.3308 | 252442.6692 | 0 | 375798 | 0 | 0 | 0 | 0 | 0 | 0
2016-06-02 10:00 | 0 | 0 | 0 | 259925.3788 | 254756.5422 | 0 | 393345 | 0 | 121336.9209 | 0 | 0 | 0 | 0
2016-06-02 11:00 | 0 | 0 | 0 | 64950.6784 | 227921.0901 | 2.3105 | 414211 | 0 | 0 | 0 | 0 | 0 | 0
2016-06-02 12:00 | 0 | 0 | 0 | 356551.1709 | 120443.651 | 45673.3117 | 435951 | 0 | 86717.1335 | 0 | 0 | 0 | 0
2016-06-02 13:00 | 0 | 0 | 0 | 188518.3233 | 75863.8394 | 204440.0293 | 457230 | 0 | 98309.3256 | 0 | 0 | 0 | 0
2016-06-02 14:00 | 0 | 0 | 0 | 0 | 88137.5764 | 292678.098 | 479125 | 0 | 0 | 0 | 0 | 0 | 0
2016-06-02 15:00 | 0 | 0 | 0 | 51650.2792 | 106044.2897 | 342763.4311 | 500458 | 0 | 0 | 0 | 0 | 0 | 0
2016-06-02 16:00 | 0 | 0 | 0 | 139425.3367 | 116632.0742 | 362006.0719 | 519600 | 0 | 98463.4828 | 0 | 0 | 0 | 0
2016-06-02 17:00 | 0 | 0 | 0 | 0 | 127112.2743 | 364540.0833 | 537657 | 0 | 52458.8404 | 0 | 0 | 0 | 0
2016-06-02 18:00 | 0 | 0 | 0 | 0 | 137428.4382 | 361865.7214 | 551753 | 0 | 0 | 0 | 0 | 0 | 0
2016-06-02 19:00 | 0 | 0 | 0 | 59615.3575 | 144756.2069 | 357213.4356 | 561585 | 0 | 0 | 0 | 0 | 0 | 0
2016-06-02 20:00 | 0 | 0 | 0 | 63485.6485 | 149810.599 | 353981.7525 | 567278 | 0 | 0 | 0 | 0 | 0 | 0
2016-06-02 21:00 | 0 | 0 | 0 | 65926.9904 | 156515.1487 | 346109.8608 | 568552 | 0 | 0 | 0 | 0 | 0 | 0
2016-06-02 22:00 | 0 | 0 | 0 | 185190.1164 | 165172.6197 | 332981.1848 | 562007 | 0 | 121336.9209 | 0 | 0 | 0 | 0
2016-06-02 23:00 | 0 | 0 | 0 | 25801.5609 | 178126.7253 | 303172.3827 | 550541 | 0 | 77896.5899 | 0 | 0 | 0 | 0
2016-06-03 | 0 | 0 | 0 | 0 | 219290.8926 | 243671.5175 | 540859 | 0 | 0 | 0 | 0 | 0 | 0
2016-06-03 01:00 | 0 | 0 | 0 | 127318.3103 | 332660.6792 | 148337.3957 | 528804 | 0 | 79512.3853 | 0 | 0 | 0 | 0
2016-06-03 02:00 | 0 | 0 | 0 | 0 | 404899.7 | 20235.9148 | 504648 | 0 | 0 | 0 | 0 | 0 | 0
2016-06-03 03:00 | 0 | 0 | 0 | 47885.5503 | 423940.3028 | 0.14692 | 471826 | 0 | 0 | 0 | 0 | 0 | 0
2016-06-03 04:00 | 0 | 0 | 0 | 18839.1119 | 421772.8881 | 0 | 440612 | 0 | 0 | 0 | 0 | 0 | 0
2016-06-03 05:00 | 0 | 0 | 0 | 2253.3336 | 410521.6664 | 0 | 412775 | 0 | 0 | 0 | 0 | 0 | 0
2016-06-03 06:00 | 0 | 0 | 0 | 0 | 398190.4014 | 0 | 391019 | 0 | 7171.4014 | 0 | 0 | 0 | 0
2016-06-03 07:00 | 0 | 0 | 0 | 0 | 390376.8815 | 0 | 376807 | 0 | 20741.2829 | 0 | 0 | 0 | 0
2016-06-03 08:00 | 0 | 0 | 0 | 0 | 383581.8046 | 0 | 370748 | 0 | 33575.0875 | 0 | 0 | 0 | 0
2016-06-03 09:00 | 0 | 0 | 0 | 0 | 379674.6275 | 0 | 376029 | 0 | 37220.715 | 0 | 0 | 0 | 0
2016-06-03 10:00 | 0 | 0 | 0 | 0 | 372875.9962 | 0 | 390568 | 0 | 19528.7112 | 0 | 0 | 0 | 0
2016-06-03 11:00 | 0 | 0 | 0 | 53419.7853 | 337775.8502 | 3.6533 | 410728 | 0 | 0 | 0 | 0 | 0 | 0
2016-06-03 12:00 | 0 | 0 | 0 | 225056.6155 | 210219.9926 | 53335.3976 | 433401 | 0 | 55211.0057 | 0 | 0 | 0 | 0
2016-06-03 13:00 | 0 | 0 | 0 | 0 | 185887.7075 | 215611.2868 | 456710 | 0 | 0 | 0 | 0 | 0 | 0
2016-06-03 14:00 | 0 | 0 | 0 | 0 | 249990.6039 | 305908.0768 | 482352 | 0 | 73546.6807 | 0 | 0 | 0 | 0
2016-06-03 15:00 | 0 | 0 | 0 | 0 | 85885.1832 | 347006.1361 | 506438 | 0 | 0 | 0 | 0 | 0 | 0
2016-06-03 16:00 | 0 | 0 | 0 | 0 | 275419.096 | 365124.6841 | 526219 | 0 | 114324.7801 | 0 | 0 | 0 | 0
2016-06-03 17:00 | 0 | 0 | 0 | 0 | 60011.3172 | 369934.9028 | 544271 | 0 | 0 | 0 | 0 | 0 | 0
2016-06-03 18:00 | 0 | 0 | 0 | 0 | 262904.1493 | 367705.8797 | 559157 | 0 | 71453.029 | 0 | 0 | 0 | 0
2016-06-03 19:00 | 0 | 0 | 0 | 0 | 254585.7256 | 364185.1664 | 568887 | 0 | 121336.9209 | 0 | 0 | 0 | 0
2016-06-03 20:00 | 0 | 0 | 0 | 0 | 117786.1904 | 362803.1213 | 574581 | 0 | 27345.2326 | 0 | 0 | 0 | 0
2016-06-03 21:00 | 0 | 0 | 0 | 0 | 257586.9737 | 358915.9631 | 574869 | 0 | 68979.1694 | 0 | 0 | 0 | 0
2016-06-03 22:00 | 0 | 0 | 0 | 0 | 259562.4551 | 346343.4221 | 567521 | 0 | 107364.0465 | 0 | 0 | 0 | 0
2016-06-03 23:00 | 0 | 0 | 0 | 0 | 253066.6767 | 314829.1977 | 553923 | 0 | 121336.9209 | 0 | 0 | 0 | 0
2016-06-04 | 0 | 0 | 0 | 0 | 256077.0974 | 257474.7484 | 541270 | 0 | 93618.7668 | 0 | 0 | 0 | 0
2016-06-04 01:00 | 0 | 0 | 0 | 0 | 314915.3187 | 154104.9904 | 530077 | 0 | 32562.076 | 0 | 0 | 0 | 0
2016-06-04 02:00 | 0 | 0 | 0 | 68311.0763 | 386154.5039 | 20729.3438 | 507757 | 0 | 0 | 0 | 0 | 0 | 0
2016-06-04 03:00 | 0 | 0 | 0 | 78817.753 | 397933.0591 | 0.18789 | 476751 | 0 | 0 | 0 | 0 | 0 | 0
2016-06-04 04:00 | 0 | 0 | 0 | 157860.3766 | 371518.6525 | 0 | 445566 | 0 | 83813.0291 | 0 | 0 | 0 | 0
2016-06-04 05:00 | 0 | 0 | 0 | 0 | 334067.9709 | 0 | 417881 | 0 | 0 | 0 | 0 | 0 | 0
2016-06-04 06:00 | 0 | 0 | 0 | 213548.0092 | 303406.9118 | 0 | 395618 | 0 | 121336.9209 | 0 | 0 | 0 | 0
2016-06-04 07:00 | 0 | 0 | 0 | 92765.7742 | 285684.2258 | 0 | 378450 | 0 | 121336.9209 | 0 | 0 | 0 | 0
2016-06-04 08:00 | 0 | 0 | 0 | 82557.3605 | 285145.6395 | 0 | 367703 | 0 | 121336.9209 | 0 | 0 | 0 | 0
2016-06-04 09:00 | 0 | 0 | 0 | 67922.4068 | 296191.5932 | 0 | 364114 | 0 | 121336.9209 | 0 | 0 | 0 | 0
2016-06-04 10:00 | 0 | 0 | 0 | 0 | 313121.7914 | 0 | 364270 | 0 | 70188.7123 | 0 | 0 | 0 | 0
2016-06-04 11:00 | 0 | 0 | 0 | 132690.2588 | 290957.6251 | 4.3246 | 372504 | 0 | 121336.9209 | 0 | 0 | 0 | 0
2016-06-04 12:00 | 0 | 0 | 0 | 32448.0325 | 172357.3127 | 65440.7338 | 391583 | 0 | 0 | 0 | 0 | 0 | 0
2016-06-04 13:00 | 0 | 0 | 0 | 14647.1479 | 170600.4603 | 231662.3917 | 416910 | 0 | 0 | 0 | 0 | 0 | 0
2016-06-04 14:00 | 0 | 0 | 0 | 0 | 147649.2662 | 296599.7338 | 444249 | 0 | 0 | 0 | 0 | 0 | 0
2016-06-04 15:00 | 0 | 0 | 0 | 0 | 249869.1179 | 341439.803 | 469972 | 0 | 121336.9209 | 0 | 0 | 0 | 0
2016-06-04 16:00 | 0 | 0 | 0 | 0 | 134186.0802 | 357108.9198 | 491295 | 0 | 121336.9209 | 0 | 0 | 0 | 0
2016-06-04 17:00 | 0 | 0 | 0 | 0 | 25904.8935 | 360637.1856 | 507879 | 0 | 0 | 0 | 0 | 0 | 0
2016-06-04 18:00 | 0 | 0 | 0 | 0 | 162086.1831 | 358603.8169 | 520690 | 0 | 0 | 0 | 0 | 0 | 0
2016-06-04 19:00 | 0 | 0 | 0 | 0 | 296430.2105 | 355029.7105 | 530123 | 0 | 121336.9209 | 0 | 0 | 0 | 0
2016-06-04 20:00 | 0 | 0 | 0 | 0 | 183039.9164 | 353116.0836 | 536156 | 0 | 121336.9209 | 0 | 0 | 0 | 0
2016-06-04 21:00 | 0 | 0 | 0 | 0 | 69843.6716 | 347896.4075 | 539077 | 0 | 0 | 0 | 0 | 0 | 0
2016-06-04 22:00 | 0 | 0 | 0 | 0 | 321321.778 | 335599.1429 | 535584 | 0 | 121336.9209 | 0 | 0 | 0 | 0
2016-06-04 23:00 | 0 | 0 | 0 | 0 | 223010.0991 | 303346.9009 | 526357 | 0 | 121336.9209 | 0 | 0 | 0 | 0
2016-06-05 | 0 | 0 | 0 | 0 | 269830.3986 | 247392.6014 | 517223 | 0 | 121336.9209 | 0 | 0 | 0 | 0
2016-06-05 01:00 | 0 | 0 | 0 | 0 | 373119.6789 | 134446.3211 | 507566 | 0 | 121336.9209 | 0 | 0 | 0 | 0
2016-06-05 02:00 | 0 | 0 | 0 | 0 | 416719.4178 | 13567.3635 | 488695 | 0 | 62928.7023 | 0 | 0 | 0 | 0
2016-06-05 03:00 | 0 | 0 | 0 | 98240.9556 | 383963.7942 | 0 | 461209 | 0 | 83924.4521 | 0 | 0 | 0 | 0
2016-06-05 04:00 | 0 | 0 | 0 | 0 | 347648.5479 | 0 | 431573 | 0 | 0 | 0 | 0 | 0 | 0
2016-06-05 05:00 | 0 | 0 | 0 | 86937.243 | 319843.757 | 0 | 406781 | 0 | 0 | 0 | 0 | 0 | 0
2016-06-05 06:00 | 0 | 0 | 0 | 80926.6459 | 305492.3541 | 0 | 386419 | 0 | 0 | 0 | 0 | 0 | 0
2016-06-05 07:00 | 0 | 0 | 0 | 74043.1923 | 296385.8077 | 0 | 370429 | 0 | 0 | 0 | 0 | 0 | 0
2016-06-05 08:00 | 0 | 0 | 0 | 68984.153 | 291267.847 | 0 | 360252 | 0 | 0 | 0 | 0 | 0 | 0
2016-06-05 09:00 | 0 | 0 | 0 | 70029.9433 | 285251.0567 | 0 | 355281 | 0 | 0 | 0 | 0 | 0 | 0
2016-06-05 10:00 | 0 | 0 | 0 | 65731.5513 | 287223.4487 | 0 | 352955 | 0 | 0 | 0 | 0 | 0 | 0
2016-06-05 11:00 | 0 | 0 | 0 | 101452.8003 | 255831.3579 | 5.8417 | 357290 | 0 | 0 | 0 | 0 | 0 | 0
2016-06-05 12:00 | 0 | 0 | 0 | 168159.1712 | 140533.2808 | 65329.548 | 374022 | 0 | 0 | 0 | 0 | 0 | 0
2016-06-05 13:00 | 0 | 0 | 0 | 79582.1019 | 86327.3709 | 231503.5273 | 397413 | 0 | 0 | 0 | 0 | 0 | 0
2016-06-05 14:00 | 0 | 0 | 0 | 0 | 113278.9904 | 309006.0096 | 422285 | 0 | 0 | 0 | 0 | 0 | 0
2016-06-05 15:00 | 0 | 0 | 0 | 0 | 97943.3088 | 347579.6912 | 445523 | 0 | 0 | 0 | 0 | 0 | 0
2016-06-05 16:00 | 0 | 0 | 0 | 0 | 213858.2149 | 366406.0803 | 466044 | 0 | 114220.2952 | 0 | 0 | 0 | 0
2016-06-05 17:00 | 0 | 0 | 0 | 0 | 0 | 369083.7048 | 483304 | 0 | 0 | 0 | 0 | 0 | 0
2016-06-05 18:00 | 0 | 0 | 0 | 0 | 130976.2244 | 366224.7756 | 497201 | 0 | 0 | 0 | 0 | 0 | 0
2016-06-05 19:00 | 0 | 0 | 0 | 0 | 146805.7087 | 362184.2913 | 508990 | 0 | 0 | 0 | 0 | 0 | 0
2016-06-05 20:00 | 0 | 0 | 0 | 0 | 158225.9085 | 360784.0915 | 519010 | 0 | 0 | 0 | 0 | 0 | 0
2016-06-05 21:00 | 0 | 0 | 0 | 0 | 169003.7919 | 356764.2081 | 525768 | 0 | 0 | 0 | 0 | 0 | 0
2016-06-05 22:00 | 0 | 0 | 0 | 0 | 208038.5343 | 344901.3944 | 526990 | 0 | 25949.9287 | 0 | 0 | 0 | 0
2016-06-05 23:00 | 0 | 0 | 0 | 0 | 281019.0178 | 308589.7021 | 521930 | 0 | 93628.6487 | 0 | 0 | 0 | 0
2016-06-06 | 0 | 0 | 0 | 0 | 289622.4133 | 251973.859 | 513888 | 0 | 121336.9209 | 0 | 0 | 0 | 0
2016-06-06 01:00 | 0 | 0 | 0 | 0 | 354448.4507 | 138466.9561 | 504098 | 0 | 110154.3277 | 0 | 0 | 0 | 0
2016-06-06 02:00 | 0 | 0 | 0 | 0 | 428076.4823 | 19094.0216 | 485611 | 0 | 71713.8317 | 0 | 0 | 0 | 0
2016-06-06 03:00 | 0 | 0 | 0 | 2364.3587 | 440350.6704 | 0.36402 | 456516 | 0 | 57913.2248 | 0 | 0 | 0 | 0
2016-06-06 04:00 | 0 | 0 | 0 | 0 | 414809.8481 | 0 | 426240 | 0 | 46483.0729 | 0 | 0 | 0 | 0
2016-06-06 05:00 | 0 | 0 | 0 | 0 | 384939.763 | 0 | 403188 | 0 | 28234.8359 | 0 | 0 | 0 | 0
2016-06-06 06:00 | 0 | 0 | 0 | 0 | 365491.8424 | 0 | 384384 | 0 | 9342.6783 | 0 | 0 | 0 | 0
2016-06-06 07:00 | 0 | 0 | 0 | 0 | 361252.3217 | 0 | 370595 | 0 | 0 | 0 | 0 | 0 | 0
2016-06-06 08:00 | 0 | 0 | 0 | 7024.4573 | 358990.5427 | 0 | 366015 | 0 | 0 | 0 | 0 | 0 | 0
2016-06-06 09:00 | 0 | 0 | 0 | 15983.9518 | 355441.0482 | 0 | 371425 | 0 | 0 | 0 | 0 | 0 | 0
2016-06-06 10:00 | 0 | 0 | 0 | 135703.2784 | 354374.6287 | 0 | 387935 | 0 | 102142.9071 | 0 | 0 | 0 | 0
2016-06-06 11:00 | 0 | 0 | 0 | 0 | 309512.7743 | 5.3186 | 411661 | 0 | 0 | 0 | 0 | 0 | 0
2016-06-06 12:00 | 0 | 0 | 0 | 192264.3717 | 186004.4955 | 56893.1328 | 435162 | 0 | 0 | 0 | 0 | 0 | 0
2016-06-06 13:00 | 0 | 0 | 0 | 91988.6281 | 161120.2973 | 208219.0747 | 461328 | 0 | 0 | 0 | 0 | 0 | 0
2016-06-06 14:00 | 0 | 0 | 0 | 0 | 187698.0415 | 297581.9585 | 485280 | 0 | 0 | 0 | 0 | 0 | 0
2016-06-06 15:00 | 0 | 0 | 0 | 0 | 220308.0408 | 339699.3059 | 509087 | 0 | 50920.3466 | 0 | 0 | 0 | 0
2016-06-06 16:00 | 0 | 0 | 0 | 0 | 175900.2633 | 357629.3638 | 527204 | 0 | 57245.9738 | 0 | 0 | 0 | 0
2016-06-06 17:00 | 0 | 0 | 0 | 0 | 223824.3644 | 360671.5507 | 545385 | 0 | 96356.8888 | 0 | 0 | 0 | 0
2016-06-06 18:00 | 0 | 0 | 0 | 0 | 224463.9101 | 356287.9093 | 560299 | 0 | 116809.7082 | 0 | 0 | 0 | 0
2016-06-06 19:00 | 0 | 0 | 0 | 0 | 226675.1353 | 348096.0774 | 570244 | 0 | 121336.9209 | 0 | 0 | 0 | 0
2016-06-06 20:00 | 0 | 0 | 0 | 0 | 229862.8486 | 339868.2448 | 578371 | 0 | 112697.0143 | 0 | 0 | 0 | 0
2016-06-06 21:00 | 0 | 0 | 0 | 0 | 232026.9868 | 327554.9477 | 581232 | 0 | 91046.9488 | 0 | 0 | 0 | 0
2016-06-06 22:00 | 0 | 0 | 0 | 0 | 234484.0701 | 312154.5498 | 579340 | 0 | 58345.5687 | 0 | 0 | 0 | 0
2016-06-06 23:00 | 0 | 0 | 0 | 0 | 237640.7774 | 279306.0841 | 568858 | 0 | 6434.4302 | 0 | 0 | 0 | 0
2016-06-07 | 0 | 0 | 0 | 66836.8026 | 257184.0991 | 227585.6681 | 558041 | 0 | 0 | 0 | 0 | 0 | 0
2016-06-07 01:00 | 0 | 0 | 0 | 57091.3285 | 354364.7237 | 133173.9478 | 544630 | 0 | 0 | 0 | 0 | 0 | 0
2016-06-07 02:00 | 0 | 0 | 0 | 37689.0969 | 462723.6073 | 17126.2959 | 517539 | 0 | 0 | 0 | 0 | 0 | 0
2016-06-07 03:00 | 0 | 0 | 0 | 25547.1906 | 457667.5225 | 0.28686 | 483215 | 0 | 0 | 0 | 0 | 0 | 0
2016-06-07 04:00 | 0 | 0 | 0 | 39963.9043 | 408079.0957 | 0 | 448043 | 0 | 0 | 0 | 0 | 0 | 0
2016-06-07 05:00 | 0 | 0 | 0 | 60930.1532 | 358434.8468 | 0 | 419365 | 0 | 0 | 0 | 0 | 0 | 0
2016-06-07 06:00 | 0 | 0 | 0 | 82003.9315 | 315304.0685 | 0 | 397308 | 0 | 0 | 0 | 0 | 0 | 0
2016-06-07 07:00 | 0 | 0 | 0 | 99727.6815 | 282090.3185 | 0 | 381818 | 0 | 0 | 0 | 0 | 0 | 0
2016-06-07 08:00 | 0 | 0 | 0 | 117659.8391 | 257564.1609 | 0 | 375224 | 0 | 0 | 0 | 0 | 0 | 0
2016-06-07 09:00 | 0 | 0 | 0 | 138252.6523 | 241665.3477 | 0 | 379918 | 0 | 0 | 0 | 0 | 0 | 0
2016-06-07 10:00 | 0 | 0 | 0 | 285477.1578 | 230274.7632 | 0 | 394415 | 0 | 121336.9209 | 0 | 0 | 0 | 0
2016-06-07 11:00 | 0 | 0 | 0 | 230315.6785 | 183715.8235 | 2.498 | 414034 | 0 | 121336.9209 | 0 | 0 | 0 | 0
2016-06-07 12:00 | 0 | 0 | 0 | 298638.3966 | 88409.2399 | 49031.3634 | 436079 | 0 | 121336.9209 | 0 | 0 | 0 | 0
2016-06-07 13:00 | 0 | 0 | 0 | 49692.0416 | 87758.6915 | 201233.3459 | 460021 | 0 | 0 | 0 | 0 | 0 | 0
2016-06-07 14:00 | 0 | 0 | 0 | 88117.3158 | 109691.1383 | 287533.5458 | 485342 | 0 | 0 | 0 | 0 | 0 | 0
2016-06-07 15:00 | 0 | 0 | 0 | 75398.1287 | 101404.4289 | 332039.4425 | 508842 | 0 | 0 | 0 | 0 | 0 | 0
2016-06-07 16:00 | 0 | 0 | 0 | 89622.2111 | 87418.3061 | 351559.4829 | 528600 | 0 | 0 | 0 | 0 | 0 | 0
2016-06-07 17:00 | 0 | 0 | 0 | 111270.1395 | 78779.2156 | 356194.645 | 546244 | 0 | 0 | 0 | 0 | 0 | 0
2016-06-07 18:00 | 0 | 0 | 0 | 132191.1384 | 75203.8124 | 352126.0492 | 559521 | 0 | 0 | 0 | 0 | 0 | 0
2016-06-07 19:00 | 0 | 0 | 0 | 148850.7482 | 75534.6624 | 345047.5893 | 569433 | 0 | 0 | 0 | 0 | 0 | 0
2016-06-07 20:00 | 0 | 0 | 0 | 279193.0575 | 79881.352 | 338019.5114 | 575757 | 0 | 121336.9209 | 0 | 0 | 0 | 0
2016-06-07 21:00 | 0 | 0 | 0 | 164608.2652 | 85736.3545 | 328845.3803 | 579190 | 0 | 121336.9209 | 0 | 0 | 0 | 0
2016-06-07 22:00 | 0 | 0 | 0 | 42883.4307 | 97101.4457 | 314041.2026 | 575363 | 0 | 0 | 0 | 0 | 0 | 0
2016-06-07 23:00 | 0 | 0 | 0 | 292234.8011 | 115842.5783 | 277460.5415 | 564201 | 0 | 121336.9209 | 0 | 0 | 0 | 0
2016-06-08 | 0 | 0 | 0 | 177430.4183 | 150889.7088 | 220194.8728 | 548515 | 0 | 121336.9209 | 0 | 0 | 0 | 0
2016-06-08 01:00 | 0 | 0 | 0 | 36799.0417 | 253060.2672 | 122137.7702 | 533334 | 0 | 0 | 0 | 0 | 0 | 0
2016-06-08 02:00 | 0 | 0 | 0 | 113889.4562 | 376139.9707 | 16840.5731 | 506870 | 0 | 0 | 0 | 0 | 0 | 0
2016-06-08 03:00 | 0 | 0 | 0 | 65063.3287 | 405913.8299 | 0.84139 | 470978 | 0 | 0 | 0 | 0 | 0 | 0
2016-06-08 04:00 | 0 | 0 | 0 | 44398.2196 | 393166.7804 | 0 | 437565 | 0 | 0 | 0 | 0 | 0 | 0
2016-06-08 05:00 | 0 | 0 | 0 | 44260.6041 | 364589.3959 | 0 | 408850 | 0 | 0 | 0 | 0 | 0 | 0
2016-06-08 06:00 | 0 | 0 | 0 | 44781.3871 | 341446.6129 | 0 | 386228 | 0 | 0 | 0 | 0 | 0 | 0
2016-06-08 07:00 | 0 | 0 | 0 | 44514.9266 | 326971.0734 | 0 | 371486 | 0 | 0 | 0 | 0 | 0 | 0
2016-06-08 08:00 | 0 | 0 | 0 | 41318.1244 | 323396.8756 | 0 | 364715 | 0 | 0 | 0 | 0 | 0 | 0
2016-06-08 09:00 | 0 | 0 | 0 | 49878.5734 | 320593.4266 | 0 | 370472 | 0 | 0 | 0 | 0 | 0 | 0
2016-06-08 10:00 | 0 | 0 | 0 | 65028.7636 | 317376.2364 | 0 | 382405 | 0 | 0 | 0 | 0 | 0 | 0
2016-06-08 11:00 | 0 | 0 | 0 | 241884.4757 | 279882.5663 | 1.8789 | 400432 | 0 | 121336.9209 | 0 | 0 | 0 | 0
2016-06-08 12:00 | 0 | 0 | 0 | 221566.5502 | 147772.4334 | 51126.0163 | 420465 | 0 | 121336.9209 | 0 | 0 | 0 | 0
2016-06-08 13:00 | 0 | 0 | 0 | 698.6898 | 127677.3056 | 192486.0837 | 442199 | 0 | 0 | 0 | 0 | 0 | 0
2016-06-08 14:00 | 0 | 0 | 0 | 26903.3399 | 163597.1481 | 274745.5119 | 465246 | 0 | 0 | 0 | 0 | 0 | 0
2016-06-08 15:00 | 0 | 0 | 0 | 4111.5423 | 168380.8798 | 313524.5779 | 486017 | 0 | 0 | 0 | 0 | 0 | 0
2016-06-08 16:00 | 0 | 0 | 0 | 8090.3833 | 160430.2056 | 334342.4111 | 502863 | 0 | 0 | 0 | 0 | 0 | 0
2016-06-08 17:00 | 0 | 0 | 0 | 140650.3707 | 159890.7645 | 339904.7857 | 519109 | 0 | 121336.9209 | 0 | 0 | 0 | 0
2016-06-08 18:00 | 0 | 0 | 0 | 26938.51 | 166227.5987 | 338884.8913 | 532051 | 0 | 121336.9209 | 0 | 0 | 0 | 0
2016-06-08 19:00 | 0 | 0 | 0 | 34203.076 | 174807.9944 | 334028.9296 | 543040 | 0 | 121336.9209 | 0 | 0 | 0 | 0
2016-06-08 20:00 | 0 | 0 | 0 | 5383.7654 | 184721.5085 | 329594.5347 | 551323 | 0 | 89713.7295 | 0 | 0 | 0 | 0
2016-06-08 21:00 | 0 | 0 | 0 | 0 | 192979.4613 | 321003.3604 | 555836 | 0 | 47860.5511 | 0 | 0 | 0 | 0
2016-06-08 22:00 | 0 | 0 | 0 | 0 | 200790.478 | 305099.9709 | 553751 | 0 | 0 | 0 | 0 | 0 | 0
2016-06-08 23:00 | 0 | 0 | 0 | 49124.0873 | 224606.5464 | 270053.3662 | 543784 | 0 | 0 | 0 | 0 | 0 | 0
2016-06-09 | 0 | 0 | 0 | 29131.5434 | 288913.7266 | 212376.73 | 530422 | 0 | 0 | 0 | 0 | 0 | 0
2016-06-09 01:00 | 0 | 0 | 0 | 0 | 401688.2646 | 115753.7354 | 517442 | 0 | 0 | 0 | 0 | 0 | 0
2016-06-09 02:00 | 0 | 0 | 0 | 0 | 479206.0178 | 15196.9822 | 494403 | 0 | 0 | 0 | 0 | 0 | 0
2016-06-09 03:00 | 0 | 0 | 0 | 0 | 461504.3504 | 0.64957 | 461505 | 0 | 0 | 0 | 0 | 0 | 0
2016-06-09 04:00 | 0 | 0 | 0 | 0 | 429485 | 0 | 429485 | 0 | 0 | 0 | 0 | 0 | 0
2016-06-09 05:00 | 0 | 0 | 0 | 0 | 487004.037 | 0 | 402849 | 0 | 84155.037 | 0 | 0 | 0 | 0
2016-06-09 06:00 | 0 | 0 | 0 | 0 | 298322.963 | 0 | 382478 | 0 | 0 | 0 | 0 | 0 | 0
2016-06-09 07:00 | 0 | 0 | 0 | 0 | 439122.1269 | 0 | 368821 | 0 | 70301.1269 | 0 | 0 | 0 | 0
2016-06-09 08:00 | 0 | 0 | 0 | 0 | 393611.5158 | 0 | 362709 | 0 | 101203.6428 | 0 | 0 | 0 | 0
2016-06-09 09:00 | 0 | 0 | 0 | 0 | 386749.2782 | 0 | 366616 | 0 | 121336.9209 | 0 | 0 | 0 | 0
2016-06-09 10:00 | 0 | 0 | 0 | 0 | 355185.969 | 0 | 380315 | 0 | 96207.8899 | 0 | 0 | 0 | 0
2016-06-09 11:00 | 0 | 0 | 0 | 9007.3671 | 293085.5736 | 3.1694 | 398304 | 0 | 0 | 0 | 0 | 0 | 0
2016-06-09 12:00 | 0 | 0 | 0 | 279871.2823 | 169224.3369 | 50288.9728 | 419320 | 0 | 80064.592 | 0 | 0 | 0 | 0
2016-06-09 13:00 | 0 | 0 | 0 | 0 | 171891.8443 | 189626.5638 | 441583 | 0 | 0 | 0 | 0 | 0 | 0
2016-06-09 14:00 | 0 | 0 | 0 | 0 | 237900.0235 | 279430.2944 | 464597 | 0 | 52733.3179 | 0 | 0 | 0 | 0
2016-06-09 15:00 | 0 | 0 | 0 | 0 | 226776.4113 | 327706.1917 | 485879 | 0 | 121336.9209 | 0 | 0 | 0 | 0
2016-06-09 16:00 | 0 | 0 | 0 | 0 | 31973.6567 | 352678.4223 | 505989 | 0 | 0 | 0 | 0 | 0 | 0
2016-06-09 17:00 | 0 | 0 | 0 | 0 | 229955.1776 | 358621.8932 | 524767 | 0 | 63810.0708 | 0 | 0 | 0 | 0
2016-06-09 18:00 | 0 | 0 | 0 | 0 | 118581.9309 | 357606.9982 | 539999 | 0 | 0 | 0 | 0 | 0 | 0
2016-06-09 19:00 | 0 | 0 | 0 | 0 | 234867.3363 | 354127.5084 | 552774 | 0 | 36220.8447 | 0 | 0 | 0 | 0
2016-06-09 20:00 | 0 | 0 | 0 | 0 | 172922.7264 | 351450.4288 | 560594 | 0 | 0 | 0 | 0 | 0 | 0
2016-06-09 21:00 | 0 | 0 | 0 | 0 | 244904.2268 | 344924.0635 | 566846 | 0 | 22982.2902 | 0 | 0 | 0 | 0
2016-06-09 22:00 | 0 | 0 | 0 | 0 | 255102.2263 | 330142.1119 | 564371 | 0 | 43855.6285 | 0 | 0 | 0 | 0
2016-06-09 23:00 | 0 | 0 | 0 | 0 | 214737.4464 | 295724.9251 | 554318 | 0 | 0 | 0 | 0 | 0 | 0
2016-06-10 | 0 | 0 | 0 | 0 | 332949.3927 | 235202.3794 | 540316 | 0 | 27835.7721 | 0 | 0 | 0 | 0
2016-06-10 01:00 | 0 | 0 | 0 | 0 | 366027.6419 | 136534.586 | 530398 | 0 | 0 | 0 | 0 | 0 | 0
2016-06-10 02:00 | 0 | 0 | 0 | 0 | 525424.7202 | 22877.0363 | 505423 | 0 | 42878.7565 | 0 | 0 | 0 | 0
2016-06-10 03:00 | 0 | 0 | 0 | 0 | 430218.3498 | 0.8937 | 473098 | 0 | 0 | 0 | 0 | 0 | 0
2016-06-10 04:00 | 0 | 0 | 0 | 0 | 438393 | 0 | 438393 | 0 | 0 | 0 | 0 | 0 | 0
2016-06-10 05:00 | 0 | 0 | 0 | 0 | 476209.2496 | 0 | 411512 | 0 | 64697.2496 | 0 | 0 | 0 | 0
2016-06-10 06:00 | 0 | 0 | 0 | 0 | 413235.5171 | 0 | 391226 | 0 | 86706.7667 | 0 | 0 | 0 | 0
2016-06-10 07:00 | 0 | 0 | 0 | 0 | 411515.1543 | 0 | 376885 | 0 | 121336.9209 | 0 | 0 | 0 | 0
2016-06-10 08:00 | 0 | 0 | 0 | 0 | 369546 | 0 | 369546 | 0 | 121336.9209 | 0 | 0 | 0 | 0
2016-06-10 09:00 | 0 | 0 | 0 | 0 | 339481.9224 | 0 | 372398 | 0 | 88420.8434 | 0 | 0 | 0 | 0
2016-06-10 10:00 | 0 | 0 | 0 | 0 | 311012.5478 | 0 | 383857 | 0 | 15576.3911 | 0 | 0 | 0 | 0
2016-06-10 11:00 | 0 | 0 | 0 | 261573.1468 | 246931.3984 | 3.9846 | 402748 | 0 | 121336.9209 | 0 | 0 | 0 | 0
2016-06-10 12:00 | 0 | 0 | 0 | 239352.3606 | 132296.9783 | 55179.6611 | 426829 | 0 | 121336.9209 | 0 | 0 | 0 | 0
2016-06-10 13:00 | 0 | 0 | 0 | 3257.7145 | 143392.1009 | 186659.2637 | 454646 | 0 | 0 | 0 | 0 | 0 | 0
2016-06-10 14:00 | 0 | 0 | 0 | 167519.1868 | 179405.4989 | 256713.2352 | 482301 | 0 | 121336.9209 | 0 | 0 | 0 | 0
2016-06-10 15:00 | 0 | 0 | 0 | 18711.1628 | 184457.3325 | 297044.3463 | 508873 | 0 | 112676.7625 | 0 | 0 | 0 | 0
2016-06-10 16:00 | 0 | 0 | 0 | 0 | 190782.6796 | 318235.9957 | 531905 | 0 | 89790.4378 | 0 | 0 | 0 | 0
2016-06-10 17:00 | 0 | 0 | 0 | 0 | 206590.5277 | 324548.1421 | 551022 | 0 | 69907.1077 | 0 | 0 | 0 | 0
2016-06-10 18:00 | 0 | 0 | 0 | 0 | 226567.0483 | 323666.3496 | 567314 | 0 | 52826.5056 | 0 | 0 | 0 | 0
2016-06-10 19:00 | 0 | 0 | 0 | 0 | 241018.6628 | 319756.1139 | 579868 | 0 | 33733.2823 | 0 | 0 | 0 | 0
2016-06-10 20:00 | 0 | 0 | 0 | 0 | 243733.3771 | 312530.3405 | 589997 | 0 | 0 | 0 | 0 | 0 | 0
2016-06-10 21:00 | 0 | 0 | 0 | 53524.2763 | 241808.7333 | 298086.9904 | 593420 | 0 | 0 | 0 | 0 | 0 | 0
2016-06-10 22:00 | 0 | 0 | 0 | 74177.3397 | 238990.8365 | 274431.8238 | 587600 | 0 | 0 | 0 | 0 | 0 | 0
2016-06-10 23:00 | 0 | 0 | 0 | 91153.9464 | 248243.3887 | 234290.6649 | 573688 | 0 | 0 | 0 | 0 | 0 | 0
2016-06-11 | 0 | 0 | 0 | 80264.4653 | 299615.5049 | 176600.0298 | 556480 | 0 | 0 | 0 | 0 | 0 | 0
2016-06-11 01:00 | 0 | 0 | 0 | 20543.5588 | 426927.7638 | 93264.6773 | 540736 | 0 | 0 | 0 | 0 | 0 | 0
2016-06-11 02:00 | 0 | 0 | 0 | 0 | 503448.0407 | 14190.9593 | 517639 | 0 | 0 | 0 | 0 | 0 | 0
2016-06-11 03:00 | 0 | 0 | 0 | 0 | 486638.8578 | 1.1422 | 486640 | 0 | 0 | 0 | 0 | 0 | 0
2016-06-11 04:00 | 0 | 0 | 0 | 0 | 475541.1276 | 0 | 455231 | 0 | 20310.1276 | 0 | 0 | 0 | 0
2016-06-11 05:00 | 0 | 0 | 0 | 0 | 462192.2358 | 0 | 426453 | 0 | 56049.3634 | 0 | 0 | 0 | 0
2016-06-11 06:00 | 0 | 0 | 0 | 0 | 436753.1855 | 0 | 405689 | 0 | 87113.5489 | 0 | 0 | 0 | 0
2016-06-11 07:00 | 0 | 0 | 0 | 0 | 409643.7988 | 0 | 388245 | 0 | 108512.3478 | 0 | 0 | 0 | 0
2016-06-11 08:00 | 0 | 0 | 0 | 0 | 388796.5732 | 0 | 375972 | 0 | 121336.9209 | 0 | 0 | 0 | 0
2016-06-11 09:00 | 0 | 0 | 0 | 0 | 360192.2288 | 0 | 372056 | 0 | 109473.1497 | 0 | 0 | 0 | 0
2016-06-11 10:00 | 0 | 0 | 0 | 0 | 332107.5978 | 0 | 372473 | 0 | 69107.7475 | 0 | 0 | 0 | 0
2016-06-11 11:00 | 0 | 0 | 0 | 37398.2501 | 275880.5017 | 3.5007 | 382390 | 0 | 0 | 0 | 0 | 0 | 0
2016-06-11 12:00 | 0 | 0 | 0 | 182643.7469 | 182689.6172 | 40160.6359 | 405494 | 0 | 0 | 0 | 0 | 0 | 0
2016-06-11 13:00 | 0 | 0 | 0 | 162428.1516 | 181083.3717 | 134533.0631 | 438077 | 0 | 39967.5865 | 0 | 0 | 0 | 0
2016-06-11 14:00 | 0 | 0 | 0 | 0 | 221285.1786 | 212087.2349 | 473340 | 0 | 0 | 0 | 0 | 0 | 0
2016-06-11 15:00 | 0 | 0 | 0 | 5367.6402 | 239772.6956 | 261525.6642 | 506666 | 0 | 0 | 0 | 0 | 0 | 0
2016-06-11 16:00 | 0 | 0 | 0 | 83352.0086 | 242904.0216 | 288733.9297 | 534752 | 0 | 80237.9599 | 0 | 0 | 0 | 0
2016-06-11 17:00 | 0 | 0 | 0 | 0 | 249312.5406 | 297755.8211 | 555285 | 0 | 72021.3215 | 0 | 0 | 0 | 0
2016-06-11 18:00 | 0 | 0 | 0 | 0 | 261333.8281 | 295252.3973 | 571006 | 0 | 57601.5469 | 0 | 0 | 0 | 0
2016-06-11 19:00 | 0 | 0 | 0 | 0 | 274978.8197 | 289419.3328 | 582511 | 0 | 39488.6995 | 0 | 0 | 0 | 0
2016-06-11 20:00 | 0 | 0 | 0 | 0 | 292805.0381 | 279431.6202 | 590597 | 0 | 21128.3577 | 0 | 0 | 0 | 0
2016-06-11 21:00 | 0 | 0 | 0 | 0 | 316286.652 | 263733.3814 | 595049 | 0 | 6099.3912 | 0 | 0 | 0 | 0
2016-06-11 22:00 | 0 | 0 | 0 | 0 | 345968.1225 | 239761.4863 | 591829 | 0 | 0 | 0 | 0 | 0 | 0
2016-06-11 23:00 | 0 | 0 | 0 | 0 | 375253.094 | 205649.906 | 580903 | 0 | 0 | 0 | 0 | 0 | 0
2016-06-12 | 0 | 0 | 0 | 0 | 440050.1454 | 156396.7316 | 566512 | 0 | 29934.8769 | 0 | 0 | 0 | 0
2016-06-12 01:00 | 0 | 0 | 0 | 0 | 515977.2937 | 88622.9106 | 552841 | 0 | 81694.0812 | 0 | 0 | 0 | 0
2016-06-12 02:00 | 0 | 0 | 0 | 0 | 552811.3827 | 10799.8315 | 531300 | 0 | 114005.2954 | 0 | 0 | 0 | 0
2016-06-12 03:00 | 0 | 0 | 0 | 0 | 387237.0071 | 0.69752 | 501243 | 0 | 0 | 0 | 0 | 0 | 0
2016-06-12 04:00 | 0 | 0 | 0 | 0 | 470687 | 0 | 470687 | 0 | 0 | 0 | 0 | 0 | 0
2016-06-12 05:00 | 0 | 0 | 0 | 0 | 489533.6249 | 0 | 442054 | 0 | 47479.6249 | 0 | 0 | 0 | 0
2016-06-12 06:00 | 0 | 0 | 0 | 0 | 388515.0875 | 0 | 418211 | 0 | 17783.7124 | 0 | 0 | 0 | 0
2016-06-12 07:00 | 0 | 0 | 0 | 0 | 449770.8205 | 0 | 400428 | 0 | 67126.5329 | 0 | 0 | 0 | 0
2016-06-12 08:00 | 0 | 0 | 0 | 0 | 431117.7323 | 0 | 387567 | 0 | 110677.2652 | 0 | 0 | 0 | 0
2016-06-12 09:00 | 0 | 0 | 0 | 0 | 390679.6558 | 0 | 380020 | 0 | 121336.9209 | 0 | 0 | 0 | 0
2016-06-12 10:00 | 0 | 0 | 0 | 0 | 338707.6353 | 0 | 376210 | 0 | 83834.5563 | 0 | 0 | 0 | 0
2016-06-12 11:00 | 0 | 0 | 0 | 135247.6655 | 286277.0557 | 1.6435 | 384024 | 0 | 121336.9209 | 0 | 0 | 0 | 0
2016-06-12 12:00 | 0 | 0 | 0 | 18384.2962 | 222909.8583 | 45326.9246 | 407958 | 0 | 0 | 0 | 0 | 0 | 0
2016-06-12 13:00 | 0 | 0 | 0 | 23747.0203 | 233547.7631 | 180383.2166 | 437678 | 0 | 0 | 0 | 0 | 0 | 0
2016-06-12 14:00 | 0 | 0 | 0 | 0 | 201085.0307 | 266926.9693 | 468012 | 0 | 0 | 0 | 0 | 0 | 0
2016-06-12 15:00 | 0 | 0 | 0 | 0 | 181149.7682 | 313537.2318 | 494687 | 0 | 0 | 0 | 0 | 0 | 0
2016-06-12 16:00 | 0 | 0 | 0 | 0 | 234984.5513 | 337693.1938 | 517422 | 0 | 55255.745 | 0 | 0 | 0 | 0
2016-06-12 17:00 | 0 | 0 | 0 | 0 | 209569.7121 | 342691.5772 | 534487 | 0 | 73030.0344 | 0 | 0 | 0 | 0
2016-06-12 18:00 | 0 | 0 | 0 | 0 | 233302.388 | 340289.4476 | 545621 | 0 | 101000.87 | 0 | 0 | 0 | 0
2016-06-12 19:00 | 0 | 0 | 0 | 0 | 232815.4562 | 336133.5509 | 552724 | 0 | 117225.8772 | 0 | 0 | 0 | 0
2016-06-12 20:00 | 0 | 0 | 0 | 0 | 228911.7257 | 332146.318 | 556947 | 0 | 121336.9209 | 0 | 0 | 0 | 0
2016-06-12 21:00 | 0 | 0 | 0 | 0 | 222023.6651 | 324529.3801 | 558748 | 0 | 109141.9662 | 0 | 0 | 0 | 0
2016-06-12 22:00 | 0 | 0 | 0 | 0 | 212165.1882 | 309108.7637 | 554207 | 0 | 76208.9181 | 0 | 0 | 0 | 0
2016-06-12 23:00 | 0 | 0 | 0 | 0 | 202840.6886 | 276591.5568 | 543277 | 0 | 12364.1635 | 0 | 0 | 0 | 0
2016-06-13 | 0 | 0 | 0 | 73817.4127 | 214272.7886 | 229684.6352 | 530139 | 0 | 0 | 0 | 0 | 0 | 0
2016-06-13 01:00 | 0 | 0 | 0 | 216470.6803 | 291602.9941 | 132331.2465 | 519068 | 0 | 121336.9209 | 0 | 0 | 0 | 0
2016-06-13 02:00 | 0 | 0 | 0 | 138078.7925 | 345101.8403 | 15635.3672 | 498816 | 0 | 121336.9209 | 0 | 0 | 0 | 0
2016-06-13 03:00 | 0 | 0 | 0 | 19582.4038 | 328217.4808 | 1.1945 | 469138 | 0 | 0 | 0 | 0 | 0 | 0
2016-06-13 04:00 | 0 | 0 | 0 | 144757.5991 | 294953.4009 | 0 | 439711 | 0 | 0 | 0 | 0 | 0 | 0
2016-06-13 05:00 | 0 | 0 | 0 | 270415.3397 | 266128.5812 | 0 | 415207 | 0 | 121336.9209 | 0 | 0 | 0 | 0
2016-06-13 06:00 | 0 | 0 | 0 | 156407.1634 | 238109.8366 | 0 | 394517 | 0 | 121336.9209 | 0 | 0 | 0 | 0
2016-06-13 07:00 | 0 | 0 | 0 | 166812.9692 | 213826.0308 | 0 | 380639 | 0 | 121336.9209 | 0 | 0 | 0 | 0
2016-06-13 08:00 | 0 | 0 | 0 | 177171.788 | 197387.212 | 0 | 374559 | 0 | 121336.9209 | 0 | 0 | 0 | 0
2016-06-13 09:00 | 0 | 0 | 0 | 81964.5744 | 176262.5047 | 0 | 379564 | 0 | 0 | 0 | 0 | 0 | 0
2016-06-13 10:00 | 0 | 0 | 0 | 355097.2336 | 160434.6874 | 0 | 394195 | 0 | 121336.9209 | 0 | 0 | 0 | 0
2016-06-13 11:00 | 0 | 0 | 0 | 281990.614 | 134217.6422 | 1.7438 | 416210 | 0 | 121336.9209 | 0 | 0 | 0 | 0
2016-06-13 12:00 | 0 | 0 | 0 | 298199.76 | 80681.8185 | 61659.4216 | 440541 | 0 | 121336.9209 | 0 | 0 | 0 | 0
2016-06-13 13:00 | 0 | 0 | 0 | 73671.2317 | 68728.4032 | 203562.4442 | 467299 | 0 | 0 | 0 | 0 | 0 | 0
2016-06-13 14:00 | 0 | 0 | 0 | 246835.7848 | 74893.6116 | 290908.7304 | 495712 | 0 | 116926.1268 | 0 | 0 | 0 | 0
2016-06-13 15:00 | 0 | 0 | 0 | 0 | 72628.5983 | 333015.2749 | 522570 | 0 | 0 | 0 | 0 | 0 | 0
2016-06-13 16:00 | 0 | 0 | 0 | 248599.0755 | 68251.1843 | 350070.6611 | 545584 | 0 | 121336.9209 | 0 | 0 | 0 | 0
2016-06-13 17:00 | 0 | 0 | 0 | 148876.156 | 65382.54 | 351210.3039 | 565469 | 0 | 121336.9209 | 0 | 0 | 0 | 0
2016-06-13 18:00 | 0 | 0 | 0 | 46738.9856 | 65718.5193 | 346548.5741 | 580343 | 0 | 0 | 0 | 0 | 0 | 0
2016-06-13 19:00 | 0 | 0 | 0 | 179189.4854 | 68744.1088 | 341724.4058 | 589658 | 0 | 0 | 0 | 0 | 0 | 0
2016-06-13 20:00 | 0 | 0 | 0 | 184825.5414 | 71641.0442 | 338812.4144 | 595279 | 0 | 0 | 0 | 0 | 0 | 0
2016-06-13 21:00 | 0 | 0 | 0 | 306155.2437 | 77913.954 | 334234.7233 | 596967 | 0 | 121336.9209 | 0 | 0 | 0 | 0
2016-06-13 22:00 | 0 | 0 | 0 | 180099.9172 | 91107.4689 | 319883.6139 | 591091 | 0 | 121336.9209 | 0 | 0 | 0 | 0
2016-06-13 23:00 | 0 | 0 | 0 | 180641.2261 | 115633.4046 | 283614.3693 | 579889 | 0 | 121336.9209 | 0 | 0 | 0 | 0
2016-06-14 | 0 | 0 | 0 | 176347.208 | 154639.6876 | 234645.1044 | 565632 | 0 | 121336.9209 | 0 | 0 | 0 | 0
2016-06-14 01:00 | 0 | 0 | 0 | 54034.8948 | 248059.5898 | 128516.5944 | 551948 | 0 | 0 | 0 | 0 | 0 | 0
2016-06-14 02:00 | 0 | 0 | 0 | 290956.4075 | 339537.6943 | 17869.8191 | 527027 | 0 | 121336.9209 | 0 | 0 | 0 | 0
2016-06-14 03:00 | 0 | 0 | 0 | 26980.141 | 343537.9381 | 0 | 491855 | 0 | 0 | 0 | 0 | 0 | 0
2016-06-14 04:00 | 0 | 0 | 0 | 255137.0811 | 324517.8398 | 0 | 458318 | 0 | 121336.9209 | 0 | 0 | 0 | 0
2016-06-14 05:00 | 0 | 0 | 0 | 125269.6586 | 304424.3414 | 0 | 429694 | 0 | 121336.9209 | 0 | 0 | 0 | 0
2016-06-14 06:00 | 0 | 0 | 0 | 121893.1904 | 286716.8096 | 0 | 408610 | 0 | 121336.9209 | 0 | 0 | 0 | 0
2016-06-14 07:00 | 0 | 0 | 0 | 123753.9426 | 269252.0574 | 0 | 393006 | 0 | 121336.9209 | 0 | 0 | 0 | 0
2016-06-14 08:00 | 0 | 0 | 0 | 14458.8995 | 250466.1795 | 0 | 386262 | 0 | 0 | 0 | 0 | 0 | 0
2016-06-14 09:00 | 0 | 0 | 0 | 159132.8033 | 231129.1967 | 0 | 390262 | 0 | 0 | 0 | 0 | 0 | 0
2016-06-14 10:00 | 0 | 0 | 0 | 181612.2504 | 223397.7496 | 0 | 405010 | 0 | 0 | 0 | 0 | 0 | 0
2016-06-14 11:00 | 0 | 0 | 0 | 215409.2215 | 210184.024 | 5.7546 | 425599 | 0 | 0 | 0 | 0 | 0 | 0
2016-06-14 12:00 | 0 | 0 | 0 | 230483.1163 | 146615.1849 | 72589.6988 | 449688 | 0 | 0 | 0 | 0 | 0 | 0
2016-06-14 13:00 | 0 | 0 | 0 | 80689.1225 | 155433.6296 | 240230.2479 | 476353 | 0 | 0 | 0 | 0 | 0 | 0
2016-06-14 14:00 | 0 | 0 | 0 | 13492.5398 | 184321.2411 | 306130.2192 | 503944 | 0 | 0 | 0 | 0 | 0 | 0
2016-06-14 15:00 | 0 | 0 | 0 | 0 | 186215.4335 | 350660.5077 | 530927 | 0 | 5948.9412 | 0 | 0 | 0 | 0
2016-06-14 16:00 | 0 | 0 | 0 | 0 | 201648.492 | 374611.4331 | 553952 | 0 | 28256.8664 | 0 | 0 | 0 | 0
2016-06-14 17:00 | 0 | 0 | 0 | 0 | 217159.0072 | 377236.9825 | 573249 | 0 | 49403.8561 | 0 | 0 | 0 | 0
2016-06-14 18:00 | 0 | 0 | 0 | 0 | 233656.1498 | 372156.2988 | 587081 | 0 | 68135.3047 | 0 | 0 | 0 | 0
2016-06-14 19:00 | 0 | 0 | 0 | 0 | 249541.3197 | 366224.9047 | 595687 | 0 | 88214.529 | 0 | 0 | 0 | 0
2016-06-14 20:00 | 0 | 0 | 0 | 0 | 259913.6395 | 362673.8295 | 601822 | 0 | 108979.9981 | 0 | 0 | 0 | 0
2016-06-14 21:00 | 0 | 0 | 0 | 0 | 259885.6466 | 356208.2763 | 603737 | 0 | 121336.9209 | 0 | 0 | 0 | 0
2016-06-14 22:00 | 0 | 0 | 0 | 0 | 253951.6878 | 342664.0203 | 597600 | 0 | 120352.629 | 0 | 0 | 0 | 0
2016-06-14 23:00 | 0 | 0 | 0 | 0 | 241142.6045 | 306280.5879 | 585548 | 0 | 82227.8214 | 0 | 0 | 0 | 0
2016-06-15 | 0 | 0 | 0 | 2549.3217 | 244669.0898 | 241518.7672 | 570965 | 0 | 0 | 0 | 0 | 0 | 0
2016-06-15 01:00 | 0 | 0 | 0 | 129124.6361 | 296827.2668 | 131373.0971 | 557325 | 0 | 0 | 0 | 0 | 0 | 0
2016-06-15 02:00 | 0 | 0 | 0 | 181669.8477 | 334634.1886 | 16166.9637 | 532471 | 0 | 0 | 0 | 0 | 0 | 0
2016-06-15 03:00 | 0 | 0 | 0 | 265750.0197 | 348621.2621 | 1.1378 | 498690 | 0 | 115682.4197 | 0 | 0 | 0 | 0
2016-06-15 04:00 | 0 | 0 | 0 | 0 | 350528.5803 | 0 | 466211 | 0 | 0 | 0 | 0 | 0 | 0
2016-06-15 05:00 | 0 | 0 | 0 | 83331.9173 | 354810.0827 | 0 | 438142 | 0 | 0 | 0 | 0 | 0 | 0
2016-06-15 06:00 | 0 | 0 | 0 | 49900.6218 | 367199.3782 | 0 | 417100 | 0 | 0 | 0 | 0 | 0 | 0
2016-06-15 07:00 | 0 | 0 | 0 | 27192.7716 | 374919.2284 | 0 | 402112 | 0 | 0 | 0 | 0 | 0 | 0
2016-06-15 08:00 | 0 | 0 | 0 | 141975.2378 | 374120.6832 | 0 | 394759 | 0 | 121336.9209 | 0 | 0 | 0 | 0
2016-06-15 09:00 | 0 | 0 | 0 | 0 | 365002.1536 | 0 | 398514 | 0 | 87825.0745 | 0 | 0 | 0 | 0
2016-06-15 10:00 | 0 | 0 | 0 | 99332.4711 | 347863.3753 | 0 | 413684 | 0 | 121336.9209 | 0 | 0 | 0 | 0
2016-06-15 11:00 | 0 | 0 | 0 | 14541.549 | 297838.9009 | 7.6291 | 433725 | 0 | 0 | 0 | 0 | 0 | 0
2016-06-15 12:00 | 0 | 0 | 0 | 232024.3859 | 160482.1482 | 65703.4659 | 458210 | 0 | 0 | 0 | 0 | 0 | 0
2016-06-15 13:00 | 0 | 0 | 0 | 142038.7819 | 115383.3841 | 228748.834 | 486171 | 0 | 0 | 0 | 0 | 0 | 0
2016-06-15 14:00 | 0 | 0 | 0 | 97784.5114 | 119448.3939 | 298496.0947 | 515729 | 0 | 0 | 0 | 0 | 0 | 0
2016-06-15 15:00 | 0 | 0 | 0 | 61477.9771 | 135489.0192 | 347233.0037 | 544200 | 0 | 0 | 0 | 0 | 0 | 0
2016-06-15 16:00 | 0 | 0 | 0 | 57547.3161 | 144280.173 | 367200.5109 | 569028 | 0 | 0 | 0 | 0 | 0 | 0
2016-06-15 17:00 | 0 | 0 | 0 | 119353.5102 | 158623.8024 | 372165.2576 | 590949 | 0 | 59193.5703 | 0 | 0 | 0 | 0
2016-06-15 18:00 | 0 | 0 | 0 | 0 | 178990.0541 | 370498.3756 | 608682 | 0 | 0 | 0 | 0 | 0 | 0
2016-06-15 19:00 | 0 | 0 | 0 | 51409.7092 | 202055.5422 | 367634.7486 | 621100 | 0 | 0 | 0 | 0 | 0 | 0
2016-06-15 20:00 | 0 | 0 | 0 | 39385.9522 | 223295.2508 | 367177.7969 | 629859 | 0 | 0 | 0 | 0 | 0 | 0
2016-06-15 21:00 | 0 | 0 | 0 | 27209.6408 | 239977.984 | 364836.3752 | 632024 | 0 | 0 | 0 | 0 | 0 | 0
2016-06-15 22:00 | 0 | 0 | 0 | 21514.1755 | 252860.3008 | 352438.5237 | 626813 | 0 | 0 | 0 | 0 | 0 | 0
2016-06-15 23:00 | 0 | 0 | 0 | 33374.7768 | 270348.2637 | 323626.6724 | 613147 | 0 | 14202.7129 | 0 | 0 | 0 | 0
2016-06-16 | 0 | 0 | 0 | 0 | 323225.5393 | 259154.7478 | 596583 | 0 | 0 | 0 | 0 | 0 | 0
2016-06-16 01:00 | 0 | 0 | 0 | 0 | 444873.8436 | 148383.2443 | 579747 | 0 | 13510.0879 | 0 | 0 | 0 | 0
2016-06-16 02:00 | 0 | 0 | 0 | 0 | 524418.9239 | 20751.722 | 552876 | 0 | 5804.7339 | 0 | 0 | 0 | 0
2016-06-16 03:00 | 0 | 0 | 0 | 0 | 511003.3637 | 0.90242 | 516809 | 0 | 0 | 0 | 0 | 0 | 0
2016-06-16 04:00 | 0 | 0 | 0 | 0 | 533494.4847 | 0 | 482294 | 0 | 51200.4847 | 0 | 0 | 0 | 0
2016-06-16 05:00 | 0 | 0 | 0 | 0 | 505658.407 | 0 | 452694 | 0 | 104164.8918 | 0 | 0 | 0 | 0
2016-06-16 06:00 | 0 | 0 | 0 | 0 | 446751.0292 | 0 | 429579 | 0 | 121336.9209 | 0 | 0 | 0 | 0
2016-06-16 07:00 | 0 | 0 | 0 | 0 | 412910 | 0 | 412910 | 0 | 121336.9209 | 0 | 0 | 0 | 0
2016-06-16 08:00 | 0 | 0 | 0 | 0 | 404973 | 0 | 404973 | 0 | 121336.9209 | 0 | 0 | 0 | 0
2016-06-16 09:00 | 0 | 0 | 0 | 0 | 404949.7563 | 0 | 408505 | 0 | 117781.6773 | 0 | 0 | 0 | 0
2016-06-16 10:00 | 0 | 0 | 0 | 0 | 384236.8981 | 0 | 422239 | 0 | 79779.5754 | 0 | 0 | 0 | 0
2016-06-16 11:00 | 0 | 0 | 0 | 149780.7175 | 334086.3477 | 7.2804 | 442317 | 0 | 121336.9209 | 0 | 0 | 0 | 0
2016-06-16 12:00 | 0 | 0 | 0 | 30971.9513 | 244824.4491 | 70357.6786 | 467491 | 0 | 0 | 0 | 0 | 0 | 0
2016-06-16 13:00 | 0 | 0 | 0 | 0 | 251104.1158 | 243666.8842 | 494771 | 0 | 0 | 0 | 0 | 0 | 0
2016-06-16 14:00 | 0 | 0 | 0 | 0 | 273487.9532 | 309508.4803 | 523244 | 0 | 59752.4335 | 0 | 0 | 0 | 0
2016-06-16 15:00 | 0 | 0 | 0 | 0 | 134146.2972 | 356658.2693 | 550557 | 0 | 0 | 0 | 0 | 0 | 0
2016-06-16 16:00 | 0 | 0 | 0 | 0 | 267233.8537 | 373640.4581 | 573493 | 0 | 67381.3118 | 0 | 0 | 0 | 0
2016-06-16 17:00 | 0 | 0 | 0 | 0 | 144479.1661 | 381453.5221 | 593314 | 0 | 0 | 0 | 0 | 0 | 0
2016-06-16 18:00 | 0 | 0 | 0 | 0 | 279381.7744 | 378565.3188 | 608327 | 0 | 49620.0932 | 0 | 0 | 0 | 0
2016-06-16 19:00 | 0 | 0 | 0 | 0 | 299779.1433 | 374936.3762 | 617141 | 0 | 107194.6128 | 0 | 0 | 0 | 0
2016-06-16 20:00 | 0 | 0 | 0 | 0 | 262297.874 | 374188.4342 | 622344 | 0 | 121336.9209 | 0 | 0 | 0 | 0
2016-06-16 21:00 | 0 | 0 | 0 | 0 | 251769.5939 | 371342.4061 | 623112 | 0 | 121336.9209 | 0 | 0 | 0 | 0
2016-06-16 22:00 | 0 | 0 | 0 | 0 | 258171.7309 | 359031.2691 | 617203 | 0 | 121336.9209 | 0 | 0 | 0 | 0
2016-06-16 23:00 | 0 | 0 | 0 | 0 | 275290.816 | 330320.184 | 605611 | 0 | 121336.9209 | 0 | 0 | 0 | 0
2016-06-17 | 0 | 0 | 0 | 0 | 328799.4334 | 262753.5666 | 591553 | 0 | 121336.9209 | 0 | 0 | 0 | 0
2016-06-17 01:00 | 0 | 0 | 0 | 0 | 420272.9484 | 155450.0516 | 575723 | 0 | 121336.9209 | 0 | 0 | 0 | 0
2016-06-17 02:00 | 0 | 0 | 0 | 0 | 527194.1924 | 21771.1195 | 549591 | 0 | 120711.2328 | 0 | 0 | 0 | 0
2016-06-17 03:00 | 0 | 0 | 0 | 0 | 395004.9912 | 0.77599 | 515717 | 0 | 0 | 0 | 0 | 0 | 0
2016-06-17 04:00 | 0 | 0 | 0 | 0 | 483717 | 0 | 483717 | 0 | 0 | 0 | 0 | 0 | 0
2016-06-17 05:00 | 0 | 0 | 0 | 0 | 495777.9664 | 0 | 454279 | 0 | 41498.9664 | 0 | 0 | 0 | 0
2016-06-17 06:00 | 0 | 0 | 0 | 0 | 429466.5851 | 0 | 428248 | 0 | 42717.5515 | 0 | 0 | 0 | 0
2016-06-17 07:00 | 0 | 0 | 0 | 0 | 454491.6244 | 0 | 411752 | 0 | 85457.1758 | 0 | 0 | 0 | 0
2016-06-17 08:00 | 0 | 0 | 0 | 0 | 433635.9683 | 0 | 403500 | 0 | 115593.1441 | 0 | 0 | 0 | 0
2016-06-17 09:00 | 0 | 0 | 0 | 0 | 411256.7768 | 0 | 405513 | 0 | 121336.9209 | 0 | 0 | 0 | 0
2016-06-17 10:00 | 0 | 0 | 0 | 0 | 389184.2776 | 0 | 416644 | 0 | 93877.1985 | 0 | 0 | 0 | 0
2016-06-17 11:00 | 0 | 0 | 0 | 125379.5265 | 336373.9591 | 7.2368 | 434301 | 0 | 121336.9209 | 0 | 0 | 0 | 0
2016-06-17 12:00 | 0 | 0 | 0 | 45000.9754 | 224478.6213 | 68473.4824 | 459290 | 0 | 0 | 0 | 0 | 0 | 0
2016-06-17 13:00 | 0 | 0 | 0 | 29925.5449 | 217880.4286 | 241105.0265 | 488911 | 0 | 0 | 0 | 0 | 0 | 0
2016-06-17 14:00 | 0 | 0 | 0 | 0 | 210847.0139 | 308493.2514 | 518595 | 0 | 745.2653 | 0 | 0 | 0 | 0
2016-06-17 15:00 | 0 | 0 | 0 | 8605.3364 | 182864.1375 | 353526.2608 | 545741 | 0 | 0 | 0 | 0 | 0 | 0
2016-06-17 16:00 | 0 | 0 | 0 | 36634.6468 | 159413.9653 | 371441.3879 | 567490 | 0 | 0 | 0 | 0 | 0 | 0
2016-06-17 17:00 | 0 | 0 | 0 | 61752.7404 | 145585.6221 | 377210.6375 | 584549 | 0 | 0 | 0 | 0 | 0 | 0
2016-06-17 18:00 | 0 | 0 | 0 | 84176.4153 | 137756.8229 | 375357.7617 | 597291 | 0 | 0 | 0 | 0 | 0 | 0
2016-06-17 19:00 | 0 | 0 | 0 | 208406.1494 | 134393.7462 | 371997.1144 | 606608 | 0 | 108189.01 | 0 | 0 | 0 | 0
2016-06-17 20:00 | 0 | 0 | 0 | 0 | 132935.3878 | 371056.6022 | 612181 | 0 | 0 | 0 | 0 | 0 | 0
2016-06-17 21:00 | 0 | 0 | 0 | 111768.3927 | 132870.6872 | 367921.9201 | 612561 | 0 | 0 | 0 | 0 | 0 | 0
2016-06-17 22:00 | 0 | 0 | 0 | 112621.5237 | 137254.1485 | 354866.3278 | 604742 | 0 | 0 | 0 | 0 | 0 | 0
2016-06-17 23:00 | 0 | 0 | 0 | 114853.512 | 151576.1458 | 323588.3422 | 590018 | 0 | 0 | 0 | 0 | 0 | 0
2016-06-18 | 0 | 0 | 0 | 114748.4281 | 200429.2934 | 256205.2786 | 571383 | 0 | 0 | 0 | 0 | 0 | 0
2016-06-18 01:00 | 0 | 0 | 0 | 104388.6766 | 307467.6399 | 142651.6835 | 554508 | 0 | 0 | 0 | 0 | 0 | 0
2016-06-18 02:00 | 0 | 0 | 0 | 107768.9908 | 401311.3933 | 21015.6159 | 530096 | 0 | 0 | 0 | 0 | 0 | 0
2016-06-18 03:00 | 0 | 0 | 0 | 75220.9002 | 422262.7406 | 0.35922 | 497484 | 0 | 0 | 0 | 0 | 0 | 0
2016-06-18 04:00 | 0 | 0 | 0 | 67447.4503 | 398311.5497 | 0 | 465759 | 0 | 0 | 0 | 0 | 0 | 0
2016-06-18 05:00 | 0 | 0 | 0 | 138674.2444 | 368562.5263 | 0 | 436125 | 0 | 71111.7706 | 0 | 0 | 0 | 0
2016-06-18 06:00 | 0 | 0 | 0 | 0 | 339795.2294 | 0 | 410907 | 0 | 0 | 0 | 0 | 0 | 0
2016-06-18 07:00 | 0 | 0 | 0 | 81581.5476 | 311586.4524 | 0 | 393168 | 0 | 0 | 0 | 0 | 0 | 0
2016-06-18 08:00 | 0 | 0 | 0 | 91861.791 | 289896.209 | 0 | 381758 | 0 | 0 | 0 | 0 | 0 | 0
2016-06-18 09:00 | 0 | 0 | 0 | 123127.4325 | 253099.5675 | 0 | 376227 | 0 | 0 | 0 | 0 | 0 | 0
2016-06-18 10:00 | 0 | 0 | 0 | 156053.1205 | 219776.8795 | 0 | 375830 | 0 | 0 | 0 | 0 | 0 | 0
2016-06-18 11:00 | 0 | 0 | 0 | 205863.664 | 178870.5171 | 3.8189 | 384738 | 0 | 0 | 0 | 0 | 0 | 0
2016-06-18 12:00 | 0 | 0 | 0 | 230681.2044 | 103743.5384 | 70900.2572 | 405325 | 0 | 0 | 0 | 0 | 0 | 0
2016-06-18 13:00 | 0 | 0 | 0 | 117876.4667 | 79600.631 | 234543.9023 | 432021 | 0 | 0 | 0 | 0 | 0 | 0
2016-06-18 14:00 | 0 | 0 | 0 | 73903.5549 | 87099.0079 | 299818.4372 | 460821 | 0 | 0 | 0 | 0 | 0 | 0
2016-06-18 15:00 | 0 | 0 | 0 | 66219.5048 | 80871.765 | 342562.7301 | 489654 | 0 | 0 | 0 | 0 | 0 | 0
2016-06-18 16:00 | 0 | 0 | 0 | 84334.7775 | 71150.198 | 359146.0245 | 514631 | 0 | 0 | 0 | 0 | 0 | 0
2016-06-18 17:00 | 0 | 0 | 0 | 106164.872 | 67115.4514 | 361325.6766 | 534606 | 0 | 0 | 0 | 0 | 0 | 0
2016-06-18 18:00 | 0 | 0 | 0 | 126281.425 | 67165.7369 | 357743.8381 | 551191 | 0 | 0 | 0 | 0 | 0 | 0
2016-06-18 19:00 | 0 | 0 | 0 | 139313.6106 | 72130.6399 | 353100.7495 | 564545 | 0 | 0 | 0 | 0 | 0 | 0
2016-06-18 20:00 | 0 | 0 | 0 | 263663.424 | 82725.6741 | 349425.8228 | 574478 | 0 | 121336.9209 | 0 | 0 | 0 | 0
2016-06-18 21:00 | 0 | 0 | 0 | 16495.7522 | 99960.1662 | 341892.1607 | 579685 | 0 | 0 | 0 | 0 | 0 | 0
2016-06-18 22:00 | 0 | 0 | 0 | 244663.2408 | 125030.486 | 327484.1941 | 575841 | 0 | 121336.9209 | 0 | 0 | 0 | 0
2016-06-18 23:00 | 0 | 0 | 0 | 90520.1072 | 161425.0647 | 292253.636 | 562708 | 0 | 102827.7288 | 0 | 0 | 0 | 0
2016-06-19 | 0 | 0 | 0 | 0 | 217473.5501 | 225315.7211 | 545617 | 0 | 0 | 0 | 0 | 0 | 0
2016-06-19 01:00 | 0 | 0 | 0 | 71109.8205 | 337085.1205 | 123344.059 | 531539 | 0 | 0 | 0 | 0 | 0 | 0
2016-06-19 02:00 | 0 | 0 | 0 | 43195.1837 | 447397.222 | 20715.5943 | 511308 | 0 | 0 | 0 | 0 | 0 | 0
2016-06-19 03:00 | 0 | 0 | 0 | 4055.0011 | 477670.2028 | 1.7961 | 481727 | 0 | 0 | 0 | 0 | 0 | 0
2016-06-19 04:00 | 0 | 0 | 0 | 0 | 450963 | 0 | 450963 | 0 | 0 | 0 | 0 | 0 | 0
2016-06-19 05:00 | 0 | 0 | 0 | 0 | 423780 | 0 | 423780 | 0 | 0 | 0 | 0 | 0 | 0
2016-06-19 06:00 | 0 | 0 | 0 | 0 | 400632 | 0 | 400632 | 0 | 0 | 0 | 0 | 0 | 0
2016-06-19 07:00 | 0 | 0 | 0 | 0 | 425664.2739 | 0 | 383744 | 0 | 41920.2739 | 0 | 0 | 0 | 0
2016-06-19 08:00 | 0 | 0 | 0 | 0 | 399934.7537 | 0 | 372003 | 0 | 69852.0275 | 0 | 0 | 0 | 0
2016-06-19 09:00 | 0 | 0 | 0 | 0 | 396348.9273 | 0 | 364628 | 0 | 101572.9548 | 0 | 0 | 0 | 0
2016-06-19 10:00 | 0 | 0 | 0 | 0 | 381247.9661 | 0 | 361484 | 0 | 121336.9209 | 0 | 0 | 0 | 0
2016-06-19 11:00 | 0 | 0 | 0 | 9128.3044 | 331919.5688 | 6.4957 | 367308 | 0 | 95083.2898 | 0 | 0 | 0 | 0
2016-06-19 12:00 | 0 | 0 | 0 | 0 | 231912.4816 | 60178.2286 | 387174 | 0 | 0 | 0 | 0 | 0 | 0
2016-06-19 13:00 | 0 | 0 | 0 | 0 | 261957.6042 | 201530.0006 | 415881 | 0 | 47606.6048 | 0 | 0 | 0 | 0
2016-06-19 14:00 | 0 | 0 | 0 | 0 | 243703.8813 | 278014.4348 | 447988 | 0 | 121336.9209 | 0 | 0 | 0 | 0
2016-06-19 15:00 | 0 | 0 | 0 | 0 | 32596.9631 | 325101.116 | 479035 | 0 | 0 | 0 | 0 | 0 | 0
2016-06-19 16:00 | 0 | 0 | 0 | 0 | 280800.9125 | 347183.0084 | 506647 | 0 | 121336.9209 | 0 | 0 | 0 | 0
2016-06-19 17:00 | 0 | 0 | 0 | 0 | 56954.7734 | 352382.3056 | 530674 | 0 | 0 | 0 | 0 | 0 | 0
2016-06-19 18:00 | 0 | 0 | 0 | 0 | 320177.236 | 351405.685 | 550246 | 0 | 121336.9209 | 0 | 0 | 0 | 0
2016-06-19 19:00 | 0 | 0 | 0 | 0 | 218117.8062 | 348891.1938 | 567009 | 0 | 121336.9209 | 0 | 0 | 0 | 0
2016-06-19 20:00 | 0 | 0 | 0 | 0 | 112573.016 | 346954.0631 | 580864 | 0 | 0 | 0 | 0 | 0 | 0
2016-06-19 21:00 | 0 | 0 | 0 | 0 | 249440.1377 | 340946.8623 | 590387 | 0 | 0 | 0 | 0 | 0 | 0
2016-06-19 22:00 | 0 | 0 | 0 | 0 | 263891.4023 | 327671.5977 | 591563 | 0 | 0 | 0 | 0 | 0 | 0
2016-06-19 23:00 | 0 | 0 | 0 | 0 | 286641.1623 | 297981.8377 | 584623 | 0 | 0 | 0 | 0 | 0 | 0
2016-06-20 | 0 | 0 | 0 | 0 | 406106.3349 | 235642.5356 | 571899 | 0 | 69849.8705 | 0 | 0 | 0 | 0
2016-06-20 01:00 | 0 | 0 | 0 | 0 | 466768.404 | 145330.6464 | 560612 | 0 | 121336.9209 | 0 | 0 | 0 | 0
2016-06-20 02:00 | 0 | 0 | 0 | 0 | 518767.6413 | 19861.3587 | 538629 | 0 | 121336.9209 | 0 | 0 | 0 | 0
2016-06-20 03:00 | 0 | 0 | 0 | 0 | 385066.4469 | 0.63213 | 506404 | 0 | 0 | 0 | 0 | 0 | 0
2016-06-20 04:00 | 0 | 0 | 0 | 0 | 472788 | 0 | 472788 | 0 | 0 | 0 | 0 | 0 | 0
2016-06-20 05:00 | 0 | 0 | 0 | 0 | 522086.3112 | 0 | 444380 | 0 | 77706.3112 | 0 | 0 | 0 | 0
2016-06-20 06:00 | 0 | 0 | 0 | 0 | 342367.6888 | 0 | 420074 | 0 | 0 | 0 | 0 | 0 | 0
2016-06-20 07:00 | 0 | 0 | 0 | 0 | 478404.409 | 0 | 403268 | 0 | 75136.409 | 0 | 0 | 0 | 0
2016-06-20 08:00 | 0 | 0 | 0 | 0 | 422524.1282 | 0 | 394676 | 0 | 102984.5373 | 0 | 0 | 0 | 0
2016-06-20 09:00 | 0 | 0 | 0 | 0 | 415683.3837 | 0 | 397331 | 0 | 121336.9209 | 0 | 0 | 0 | 0
2016-06-20 10:00 | 0 | 0 | 0 | 34083.6439 | 376595.3561 | 0 | 410679 | 0 | 121336.9209 | 0 | 0 | 0 | 0
2016-06-20 11:00 | 0 | 0 | 0 | 25898.5286 | 286136.3136 | 7.2368 | 433379 | 0 | 0 | 0 | 0 | 0 | 0
2016-06-20 12:00 | 0 | 0 | 0 | 292556.0302 | 163374.8702 | 70888.4111 | 461784 | 0 | 65035.3115 | 0 | 0 | 0 | 0
2016-06-20 13:00 | 0 | 0 | 0 | 0 | 205173.7873 | 224320.9012 | 494530 | 0 | 0 | 0 | 0 | 0 | 0
2016-06-20 14:00 | 0 | 0 | 0 | 14114.1289 | 212318.9268 | 302844.9442 | 529278 | 0 | 0 | 0 | 0 | 0 | 0
2016-06-20 15:00 | 0 | 0 | 0 | 35277.9151 | 187175.5415 | 340670.5434 | 563124 | 0 | 0 | 0 | 0 | 0 | 0
2016-06-20 16:00 | 0 | 0 | 0 | 69918.6392 | 163626.8716 | 359182.4892 | 592728 | 0 | 0 | 0 | 0 | 0 | 0
2016-06-20 17:00 | 0 | 0 | 0 | 105109.9035 | 151496.7573 | 361702.3391 | 618309 | 0 | 0 | 0 | 0 | 0 | 0
2016-06-20 18:00 | 0 | 0 | 0 | 132149.1284 | 146994.8495 | 358808.0221 | 637952 | 0 | 0 | 0 | 0 | 0 | 0
2016-06-20 19:00 | 0 | 0 | 0 | 153325.3966 | 144436.043 | 355483.5604 | 653245 | 0 | 0 | 0 | 0 | 0 | 0
2016-06-20 20:00 | 0 | 0 | 0 | 167853.1657 | 141713.7509 | 354735.0834 | 664302 | 0 | 0 | 0 | 0 | 0 | 0
2016-06-20 21:00 | 0 | 0 | 0 | 175816.3026 | 141273.0956 | 351825.6018 | 668915 | 0 | 0 | 0 | 0 | 0 | 0
2016-06-20 22:00 | 0 | 0 | 0 | 182842.7342 | 140469.715 | 341593.5508 | 664906 | 0 | 0 | 0 | 0 | 0 | 0
2016-06-20 23:00 | 0 | 0 | 0 | 202405.1453 | 139446.5531 | 309545.3016 | 651397 | 0 | 0 | 0 | 0 | 0 | 0
2016-06-21 | 0 | 0 | 0 | 228202.9565 | 150558.3401 | 252745.7034 | 631507 | 0 | 0 | 0 | 0 | 0 | 0
2016-06-21 01:00 | 0 | 0 | 0 | 231579.6802 | 239037.3945 | 142186.9253 | 612804 | 0 | 0 | 0 | 0 | 0 | 0
2016-06-21 02:00 | 0 | 0 | 0 | 197880.3698 | 362913.3694 | 21201.2608 | 581995 | 0 | 0 | 0 | 0 | 0 | 0
2016-06-21 03:00 | 0 | 0 | 0 | 258092.3302 | 403193.0414 | 0.5493 | 539949 | 0 | 121336.9209 | 0 | 0 | 0 | 0
2016-06-21 04:00 | 0 | 0 | 0 | 105601.5699 | 395760.4301 | 0 | 501362 | 0 | 121336.9209 | 0 | 0 | 0 | 0
2016-06-21 05:00 | 0 | 0 | 0 | 51548.6127 | 378369.2686 | 0 | 469238 | 0 | 82016.8022 | 0 | 0 | 0 | 0
2016-06-21 06:00 | 0 | 0 | 0 | 0 | 359941.1978 | 0 | 441958 | 0 | 0 | 0 | 0 | 0 | 0
2016-06-21 07:00 | 0 | 0 | 0 | 75446.0263 | 347178.9737 | 0 | 422625 | 0 | 0 | 0 | 0 | 0 | 0
2016-06-21 08:00 | 0 | 0 | 0 | 74296.517 | 338408.483 | 0 | 412705 | 0 | 0 | 0 | 0 | 0 | 0
2016-06-21 09:00 | 0 | 0 | 0 | 96297.7943 | 317956.2057 | 0 | 414254 | 0 | 0 | 0 | 0 | 0 | 0
2016-06-21 10:00 | 0 | 0 | 0 | 133040.9408 | 294446.0592 | 0 | 427487 | 0 | 0 | 0 | 0 | 0 | 0
2016-06-21 11:00 | 0 | 0 | 0 | 196499.0974 | 250761.7557 | 6.1469 | 447267 | 0 | 0 | 0 | 0 | 0 | 0
2016-06-21 12:00 | 0 | 0 | 0 | 356551.1709 | 136615.1265 | 61254.4326 | 470193 | 0 | 84227.73 | 0 | 0 | 0 | 0
2016-06-21 13:00 | 0 | 0 | 0 | 105551.8835 | 114140.0931 | 194122.2935 | 498042 | 0 | 0 | 0 | 0 | 0 | 0
2016-06-21 14:00 | 0 | 0 | 0 | 92166.1933 | 155247.105 | 282135.7017 | 529549 | 0 | 0 | 0 | 0 | 0 | 0
2016-06-21 15:00 | 0 | 0 | 0 | 67661.5626 | 172935.2299 | 320118.2075 | 560715 | 0 | 0 | 0 | 0 | 0 | 0
2016-06-21 16:00 | 0 | 0 | 0 | 65544.3211 | 178335.1715 | 342987.5074 | 586867 | 0 | 0 | 0 | 0 | 0 | 0
2016-06-21 17:00 | 0 | 0 | 0 | 194632.8639 | 187868.7539 | 348774.3031 | 609939 | 0 | 121336.9209 | 0 | 0 | 0 | 0
2016-06-21 18:00 | 0 | 0 | 0 | 22022.3115 | 204040.4462 | 348955.1369 | 627655 | 0 | 68699.8156 | 0 | 0 | 0 | 0
2016-06-21 19:00 | 0 | 0 | 0 | 0 | 225539.9363 | 346051.2481 | 640291 | 0 | 0 | 0 | 0 | 0 | 0
2016-06-21 20:00 | 0 | 0 | 0 | 136740.1949 | 249125.7548 | 343401.0375 | 649707 | 0 | 79559.9871 | 0 | 0 | 0 | 0
2016-06-21 21:00 | 0 | 0 | 0 | 0 | 270250.9269 | 338157.1739 | 653434 | 0 | 34534.0879 | 0 | 0 | 0 | 0
2016-06-21 22:00 | 0 | 0 | 0 | 0 | 289363.5237 | 324219.3884 | 648117 | 0 | 0 | 0 | 0 | 0 | 0
2016-06-21 23:00 | 0 | 0 | 0 | 30235.7945 | 315003.2205 | 289711.985 | 634951 | 0 | 0 | 0 | 0 | 0 | 0
2016-06-22 | 0 | 0 | 0 | 12520.1522 | 377189.1156 | 228247.7322 | 617957 | 0 | 0 | 0 | 0 | 0 | 0
2016-06-22 01:00 | 0 | 0 | 0 | 0 | 478565.5426 | 121302.4574 | 599868 | 0 | 0 | 0 | 0 | 0 | 0
2016-06-22 02:00 | 0 | 0 | 0 | 0 | 603552.5123 | 20983.185 | 571899 | 0 | 52636.6973 | 0 | 0 | 0 | 0
2016-06-22 03:00 | 0 | 0 | 0 | 0 | 480264.6374 | 1.6653 | 532903 | 0 | 0 | 0 | 0 | 0 | 0
2016-06-22 04:00 | 0 | 0 | 0 | 0 | 495486 | 0 | 495486 | 0 | 0 | 0 | 0 | 0 | 0
2016-06-22 05:00 | 0 | 0 | 0 | 0 | 464781 | 0 | 464781 | 0 | 0 | 0 | 0 | 0 | 0
2016-06-22 06:00 | 0 | 0 | 0 | 0 | 439728 | 0 | 439728 | 0 | 0 | 0 | 0 | 0 | 0
2016-06-22 07:00 | 0 | 0 | 0 | 0 | 543663.9209 | 0 | 422327 | 0 | 121336.9209 | 0 | 0 | 0 | 0
2016-06-22 08:00 | 0 | 0 | 0 | 0 | 289986.0791 | 0 | 411323 | 0 | 0 | 0 | 0 | 0 | 0
2016-06-22 09:00 | 0 | 0 | 0 | 0 | 505208.0644 | 0 | 412625 | 0 | 92583.0644 | 0 | 0 | 0 | 0
2016-06-22 10:00 | 0 | 0 | 0 | 0 | 422617.8486 | 0 | 424663 | 0 | 90537.913 | 0 | 0 | 0 | 0
2016-06-22 11:00 | 0 | 0 | 0 | 0 | 431113.0679 | 7.106 | 445447 | 0 | 76211.0869 | 0 | 0 | 0 | 0
2016-06-22 12:00 | 0 | 0 | 0 | 0 | 332883.4518 | 60694.4613 | 469789 | 0 | 0 | 0 | 0 | 0 | 0
2016-06-22 13:00 | 0 | 0 | 0 | 0 | 305124.6801 | 192904.3199 | 498029 | 0 | 0 | 0 | 0 | 0 | 0
2016-06-22 14:00 | 0 | 0 | 0 | 0 | 246793.6738 | 281307.3262 | 528101 | 0 | 0 | 0 | 0 | 0 | 0
2016-06-22 15:00 | 0 | 0 | 0 | 0 | 362370.6739 | 316045.247 | 557079 | 0 | 121336.9209 | 0 | 0 | 0 | 0
2016-06-22 16:00 | 0 | 0 | 0 | 0 | 243570.4278 | 338520.5722 | 582091 | 0 | 121336.9209 | 0 | 0 | 0 | 0
2016-06-22 17:00 | 0 | 0 | 0 | 0 | 230509.2602 | 343902.7919 | 604925 | 0 | 90823.973 | 0 | 0 | 0 | 0
2016-06-22 18:00 | 0 | 0 | 0 | 0 | 311672.1587 | 342037.7893 | 623197 | 0 | 121336.9209 | 0 | 0 | 0 | 0
2016-06-22 19:00 | 0 | 0 | 0 | 0 | 295766.8109 | 336472.618 | 636797 | 0 | 116779.3498 | 0 | 0 | 0 | 0
2016-06-22 20:00 | 0 | 0 | 0 | 0 | 281796.673 | 332003.3662 | 648742 | 0 | 81837.389 | 0 | 0 | 0 | 0
2016-06-22 21:00 | 0 | 0 | 0 | 0 | 268099.8762 | 325367.1246 | 653933 | 0 | 21371.3898 | 0 | 0 | 0 | 0
2016-06-22 22:00 | 0 | 0 | 0 | 177551.2069 | 255680.2359 | 310042.9502 | 651094 | 0 | 113551.7828 | 0 | 0 | 0 | 0
2016-06-22 23:00 | 0 | 0 | 0 | 0 | 248409.5907 | 278304.6265 | 640266 | 0 | 0 | 0 | 0 | 0 | 0
2016-06-23 | 0 | 0 | 0 | 255997.7459 | 264435.4321 | 224533.743 | 623630 | 0 | 121336.9209 | 0 | 0 | 0 | 0
2016-06-23 01:00 | 0 | 0 | 0 | 124753.1169 | 355866.2205 | 126853.6626 | 607473 | 0 | 121336.9209 | 0 | 0 | 0 | 0
2016-06-23 02:00 | 0 | 0 | 0 | 1540.2473 | 434534.6656 | 21863.1662 | 579275 | 0 | 0 | 0 | 0 | 0 | 0
2016-06-23 03:00 | 0 | 0 | 0 | 150733.2684 | 457326.3361 | 1.7569 | 541127 | 0 | 66934.3614 | 0 | 0 | 0 | 0
2016-06-23 04:00 | 0 | 0 | 0 | 0 | 438430.6386 | 0 | 505365 | 0 | 0 | 0 | 0 | 0 | 0
2016-06-23 05:00 | 0 | 0 | 0 | 68302.6298 | 406615.3702 | 0 | 474918 | 0 | 0 | 0 | 0 | 0 | 0
2016-06-23 06:00 | 0 | 0 | 0 | 71738.8635 | 377875.1365 | 0 | 449614 | 0 | 0 | 0 | 0 | 0 | 0
2016-06-23 07:00 | 0 | 0 | 0 | 81898.9542 | 349076.0458 | 0 | 430975 | 0 | 0 | 0 | 0 | 0 | 0
2016-06-23 08:00 | 0 | 0 | 0 | 97503.0032 | 323416.9968 | 0 | 420920 | 0 | 0 | 0 | 0 | 0 | 0
2016-06-23 09:00 | 0 | 0 | 0 | 124917.4414 | 297718.5586 | 0 | 422636 | 0 | 0 | 0 | 0 | 0 | 0
2016-06-23 10:00 | 0 | 0 | 0 | 165750.2993 | 269873.7007 | 0 | 435624 | 0 | 0 | 0 | 0 | 0 | 0
2016-06-23 11:00 | 0 | 0 | 0 | 247686.9749 | 205818.2186 | 0.80651 | 453506 | 0 | 0 | 0 | 0 | 0 | 0
2016-06-23 12:00 | 0 | 0 | 0 | 297309.6714 | 129046.6398 | 49805.6888 | 476162 | 0 | 0 | 0 | 0 | 0 | 0
2016-06-23 13:00 | 0 | 0 | 0 | 171032.4307 | 144103.4631 | 188438.1062 | 503574 | 0 | 0 | 0 | 0 | 0 | 0
2016-06-23 14:00 | 0 | 0 | 0 | 105744.3691 | 157953.8981 | 270107.7328 | 533806 | 0 | 0 | 0 | 0 | 0 | 0
2016-06-23 15:00 | 0 | 0 | 0 | 109870.4024 | 145517.6975 | 307278.9001 | 562667 | 0 | 0 | 0 | 0 | 0 | 0
2016-06-23 16:00 | 0 | 0 | 0 | 132957.2532 | 128135.9309 | 325814.8158 | 586908 | 0 | 0 | 0 | 0 | 0 | 0
2016-06-23 17:00 | 0 | 0 | 0 | 161185.6722 | 116670.2833 | 331687.0445 | 609543 | 0 | 0 | 0 | 0 | 0 | 0
2016-06-23 18:00 | 0 | 0 | 0 | 309394.6194 | 109576.6535 | 328938.6481 | 626573 | 0 | 121336.9209 | 0 | 0 | 0 | 0
2016-06-23 19:00 | 0 | 0 | 0 | 211155.2721 | 103704.3923 | 324346.3356 | 639206 | 0 | 121336.9209 | 0 | 0 | 0 | 0
2016-06-23 20:00 | 0 | 0 | 0 | 224549.4313 | 102086.4793 | 320027.0894 | 646663 | 0 | 121336.9209 | 0 | 0 | 0 | 0
2016-06-23 21:00 | 0 | 0 | 0 | 109170.6522 | 106290.2649 | 311724.1619 | 648522 | 0 | 0 | 0 | 0 | 0 | 0
2016-06-23 22:00 | 0 | 0 | 0 | 227392.3984 | 117351.5649 | 297098.0367 | 641842 | 0 | 0 | 0 | 0 | 0 | 0
2016-06-23 23:00 | 0 | 0 | 0 | 219069.2066 | 142090.5756 | 265875.2177 | 627035 | 0 | 0 | 0 | 0 | 0 | 0
2016-06-24 | 0 | 0 | 0 | 201326.9211 | 195550.7791 | 213191.2998 | 610069 | 0 | 0 | 0 | 0 | 0 | 0
2016-06-24 01:00 | 0 | 0 | 0 | 142520.6076 | 321690.3661 | 129590.0263 | 593801 | 0 | 0 | 0 | 0 | 0 | 0
2016-06-24 02:00 | 0 | 0 | 0 | 115118.2695 | 432113.5087 | 20668.2217 | 567900 | 0 | 0 | 0 | 0 | 0 | 0
2016-06-24 03:00 | 0 | 0 | 0 | 73167.1552 | 457301.1228 | 1.722 | 530470 | 0 | 0 | 0 | 0 | 0 | 0
2016-06-24 04:00 | 0 | 0 | 0 | 56874.5897 | 438674.4103 | 0 | 495549 | 0 | 0 | 0 | 0 | 0 | 0
2016-06-24 05:00 | 0 | 0 | 0 | 56555.6679 | 408383.3321 | 0 | 464939 | 0 | 0 | 0 | 0 | 0 | 0
2016-06-24 06:00 | 0 | 0 | 0 | 59534.3136 | 379990.6864 | 0 | 439525 | 0 | 0 | 0 | 0 | 0 | 0
2016-06-24 07:00 | 0 | 0 | 0 | 56387.1798 | 364988.8202 | 0 | 421376 | 0 | 0 | 0 | 0 | 0 | 0
2016-06-24 08:00 | 0 | 0 | 0 | 57307.907 | 354777.093 | 0 | 412085 | 0 | 0 | 0 | 0 | 0 | 0
2016-06-24 09:00 | 0 | 0 | 0 | 77657.548 | 335777.452 | 0 | 413435 | 0 | 0 | 0 | 0 | 0 | 0
2016-06-24 10:00 | 0 | 0 | 0 | 106250.13 | 317993.87 | 0 | 424244 | 0 | 0 | 0 | 0 | 0 | 0
2016-06-24 11:00 | 0 | 0 | 0 | 173561.5389 | 266895.3494 | 1.1117 | 440458 | 0 | 0 | 0 | 0 | 0 | 0
2016-06-24 12:00 | 0 | 0 | 0 | 356551.1709 | 167951.1376 | 46701.5489 | 463708 | 0 | 107495.8574 | 0 | 0 | 0 | 0
2016-06-24 13:00 | 0 | 0 | 0 | 4844.7952 | 196975.1236 | 183757.2238 | 493073 | 0 | 0 | 0 | 0 | 0 | 0
2016-06-24 14:00 | 0 | 0 | 0 | 49140.4028 | 210661.168 | 266076.4292 | 525878 | 0 | 0 | 0 | 0 | 0 | 0
2016-06-24 15:00 | 0 | 0 | 0 | 54819.6785 | 190343.7455 | 310381.5761 | 555545 | 0 | 0 | 0 | 0 | 0 | 0
2016-06-24 16:00 | 0 | 0 | 0 | 62961.9852 | 183522.6369 | 334220.3779 | 580705 | 0 | 0 | 0 | 0 | 0 | 0
2016-06-24 17:00 | 0 | 0 | 0 | 62344.4774 | 195280.4046 | 344810.1181 | 602435 | 0 | 0 | 0 | 0 | 0 | 0
2016-06-24 18:00 | 0 | 0 | 0 | 58466.1764 | 218313.0055 | 342913.8181 | 619693 | 0 | 0 | 0 | 0 | 0 | 0
2016-06-24 19:00 | 0 | 0 | 0 | 46623.9312 | 246222.0054 | 337863.0634 | 630709 | 0 | 0 | 0 | 0 | 0 | 0
2016-06-24 20:00 | 0 | 0 | 0 | 30379.5972 | 275868.3548 | 332247.048 | 638495 | 0 | 0 | 0 | 0 | 0 | 0
2016-06-24 21:00 | 0 | 0 | 0 | 10719.3476 | 307179.9485 | 322790.7039 | 640690 | 0 | 0 | 0 | 0 | 0 | 0
2016-06-24 22:00 | 0 | 0 | 0 | 0 | 329075.2364 | 304896.7636 | 633972 | 0 | 0 | 0 | 0 | 0 | 0
2016-06-24 23:00 | 0 | 0 | 0 | 0 | 347431.8701 | 271499.1299 | 618931 | 0 | 0 | 0 | 0 | 0 | 0
2016-06-25 | 0 | 0 | 0 | 0 | 386594.3697 | 213272.6303 | 599867 | 0 | 0 | 0 | 0 | 0 | 0
2016-06-25 01:00 | 0 | 0 | 0 | 0 | 455968.951 | 126364.049 | 582333 | 0 | 0 | 0 | 0 | 0 | 0
2016-06-25 02:00 | 0 | 0 | 0 | 0 | 539166.7168 | 17819.2832 | 556986 | 0 | 0 | 0 | 0 | 0 | 0
2016-06-25 03:00 | 0 | 0 | 0 | 0 | 523446.3826 | 1.6174 | 523448 | 0 | 0 | 0 | 0 | 0 | 0
2016-06-25 04:00 | 0 | 0 | 0 | 0 | 545183.0766 | 0 | 488739 | 0 | 56444.0766 | 0 | 0 | 0 | 0
2016-06-25 05:00 | 0 | 0 | 0 | 0 | 523652.8443 | 0 | 458760 | 0 | 121336.9209 | 0 | 0 | 0 | 0
2016-06-25 06:00 | 0 | 0 | 0 | 0 | 313029.0791 | 0 | 434366 | 0 | 0 | 0 | 0 | 0 | 0
2016-06-25 07:00 | 0 | 0 | 0 | 0 | 492638.549 | 0 | 415428 | 0 | 77210.549 | 0 | 0 | 0 | 0
2016-06-25 08:00 | 0 | 0 | 0 | 0 | 326263.451 | 0 | 403474 | 0 | 0 | 0 | 0 | 0 | 0
2016-06-25 09:00 | 0 | 0 | 0 | 0 | 467903.1311 | 0 | 398206 | 0 | 69697.1311 | 0 | 0 | 0 | 0
2016-06-25 10:00 | 0 | 0 | 0 | 0 | 374629.0598 | 0 | 396437 | 0 | 47889.1909 | 0 | 0 | 0 | 0
2016-06-25 11:00 | 0 | 0 | 0 | 0 | 399432.5197 | 4.1721 | 406211 | 0 | 41114.8826 | 0 | 0 | 0 | 0
2016-06-25 12:00 | 0 | 0 | 0 | 0 | 342162.3886 | 46115.7288 | 429393 | 0 | 0 | 0 | 0 | 0 | 0
2016-06-25 13:00 | 0 | 0 | 0 | 0 | 276789.6308 | 183487.3692 | 460277 | 0 | 0 | 0 | 0 | 0 | 0
2016-06-25 14:00 | 0 | 0 | 0 | 0 | 346737.6735 | 270901.2475 | 496302 | 0 | 121336.9209 | 0 | 0 | 0 | 0
2016-06-25 15:00 | 0 | 0 | 0 | 0 | 213920.1551 | 315617.8449 | 529538 | 0 | 121336.9209 | 0 | 0 | 0 | 0
2016-06-25 16:00 | 0 | 0 | 0 | 0 | 219181.7518 | 337358.2482 | 556540 | 0 | 121336.9209 | 0 | 0 | 0 | 0
2016-06-25 17:00 | 0 | 0 | 0 | 0 | 233319.9677 | 344119.0323 | 577439 | 0 | 121336.9209 | 0 | 0 | 0 | 0
2016-06-25 18:00 | 0 | 0 | 0 | 0 | 130420.3631 | 342370.7159 | 594128 | 0 | 0 | 0 | 0 | 0 | 0
2016-06-25 19:00 | 0 | 0 | 0 | 0 | 393568.6406 | 335394.2804 | 607626 | 0 | 121336.9209 | 0 | 0 | 0 | 0
2016-06-25 20:00 | 0 | 0 | 0 | 0 | 289766.355 | 328202.645 | 617969 | 0 | 121336.9209 | 0 | 0 | 0 | 0
2016-06-25 21:00 | 0 | 0 | 0 | 0 | 305634.3837 | 316683.6163 | 622318 | 0 | 121336.9209 | 0 | 0 | 0 | 0
2016-06-25 22:00 | 0 | 0 | 0 | 0 | 323306.0409 | 295493.9591 | 618800 | 0 | 121336.9209 | 0 | 0 | 0 | 0
2016-06-25 23:00 | 0 | 0 | 0 | 0 | 252267.9873 | 260137.5419 | 606976 | 0 | 26766.4502 | 0 | 0 | 0 | 0
2016-06-26 | 0 | 0 | 0 | 0 | 454257.2759 | 206640.3032 | 589083 | 0 | 98581.0293 | 0 | 0 | 0 | 0
2016-06-26 01:00 | 0 | 0 | 0 | 0 | 472028.6419 | 125371.2498 | 574644 | 0 | 121336.9209 | 0 | 0 | 0 | 0
2016-06-26 02:00 | 0 | 0 | 0 | 0 | 464821.2132 | 23046.558 | 551576 | 0 | 57628.6922 | 0 | 0 | 0 | 0
2016-06-26 03:00 | 0 | 0 | 0 | 35830.0159 | 425571.8837 | 1.4081 | 519032 | 0 | 0 | 0 | 0 | 0 | 0
2016-06-26 04:00 | 0 | 0 | 0 | 97530.2713 | 388859.7287 | 0 | 486390 | 0 | 0 | 0 | 0 | 0 | 0
2016-06-26 05:00 | 0 | 0 | 0 | 104820.7311 | 354208.2689 | 0 | 459029 | 0 | 0 | 0 | 0 | 0 | 0
2016-06-26 06:00 | 0 | 0 | 0 | 108131.5356 | 326383.4644 | 0 | 434515 | 0 | 0 | 0 | 0 | 0 | 0
2016-06-26 07:00 | 0 | 0 | 0 | 208391.4764 | 307492.6444 | 0 | 415502 | 0 | 100382.1208 | 0 | 0 | 0 | 0
2016-06-26 08:00 | 0 | 0 | 0 | 0 | 301735.8792 | 0 | 402118 | 0 | 0 | 0 | 0 | 0 | 0
2016-06-26 09:00 | 0 | 0 | 0 | 214783.4146 | 300545.5064 | 0 | 393992 | 0 | 121336.9209 | 0 | 0 | 0 | 0
2016-06-26 10:00 | 0 | 0 | 0 | 96864.697 | 292404.303 | 0 | 389269 | 0 | 121336.9209 | 0 | 0 | 0 | 0
2016-06-26 11:00 | 0 | 0 | 0 | 21961.8539 | 252023.0655 | 1.1596 | 395323 | 0 | 0 | 0 | 0 | 0 | 0
2016-06-26 12:00 | 0 | 0 | 0 | 208142.6671 | 168165.9316 | 40700.4013 | 417009 | 0 | 0 | 0 | 0 | 0 | 0
2016-06-26 13:00 | 0 | 0 | 0 | 76457.6704 | 191631.634 | 180600.6956 | 448690 | 0 | 0 | 0 | 0 | 0 | 0
2016-06-26 14:00 | 0 | 0 | 0 | 20078.3953 | 210748.6296 | 251682.975 | 482510 | 0 | 0 | 0 | 0 | 0 | 0
2016-06-26 15:00 | 0 | 0 | 0 | 0 | 218029.5123 | 298038.9133 | 515606 | 0 | 462.4255 | 0 | 0 | 0 | 0
2016-06-26 16:00 | 0 | 0 | 0 | 2064.9021 | 223186.4757 | 319438.1966 | 545152 | 0 | 0 | 0 | 0 | 0 | 0
2016-06-26 17:00 | 0 | 0 | 0 | 16303.6111 | 228080.0584 | 324993.3306 | 569377 | 0 | 0 | 0 | 0 | 0 | 0
2016-06-26 18:00 | 0 | 0 | 0 | 33361.5244 | 232123.7125 | 322144.7631 | 587630 | 0 | 0 | 0 | 0 | 0 | 0
2016-06-26 19:00 | 0 | 0 | 0 | 51060.8592 | 234023.1947 | 315466.9461 | 600551 | 0 | 0 | 0 | 0 | 0 | 0
2016-06-26 20:00 | 0 | 0 | 0 | 68921.0335 | 233257.0543 | 308832.9122 | 611011 | 0 | 0 | 0 | 0 | 0 | 0
2016-06-26 21:00 | 0 | 0 | 0 | 89979.1774 | 230109.6735 | 298288.1491 | 618377 | 0 | 0 | 0 | 0 | 0 | 0
2016-06-26 22:00 | 0 | 0 | 0 | 108914.2695 | 226804.5546 | 281946.1759 | 617665 | 0 | 0 | 0 | 0 | 0 | 0
2016-06-26 23:00 | 0 | 0 | 0 | 131589.8867 | 223543.9213 | 252362.192 | 607496 | 0 | 0 | 0 | 0 | 0 | 0
2016-06-27 | 0 | 0 | 0 | 168439.5342 | 228735.3388 | 195424.1271 | 592599 | 0 | 0 | 0 | 0 | 0 | 0
2016-06-27 01:00 | 0 | 0 | 0 | 192028.9743 | 266943.9567 | 119844.069 | 578817 | 0 | 0 | 0 | 0 | 0 | 0
2016-06-27 02:00 | 0 | 0 | 0 | 207966.9887 | 324271.9366 | 22343.0747 | 554582 | 0 | 0 | 0 | 0 | 0 | 0
2016-06-27 03:00 | 0 | 0 | 0 | 178743.7047 | 343612.2882 | 1.007 | 522357 | 0 | 0 | 0 | 0 | 0 | 0
2016-06-27 04:00 | 0 | 0 | 0 | 153877.8714 | 333502.1286 | 0 | 487380 | 0 | 0 | 0 | 0 | 0 | 0
2016-06-27 05:00 | 0 | 0 | 0 | 149780.3275 | 308108.6725 | 0 | 457889 | 0 | 0 | 0 | 0 | 0 | 0
2016-06-27 06:00 | 0 | 0 | 0 | 157671.0049 | 276580.9951 | 0 | 434252 | 0 | 0 | 0 | 0 | 0 | 0
2016-06-27 07:00 | 0 | 0 | 0 | 174012.7361 | 243515.2639 | 0 | 417528 | 0 | 0 | 0 | 0 | 0 | 0
2016-06-27 08:00 | 0 | 0 | 0 | 193488.1069 | 216204.8931 | 0 | 409693 | 0 | 0 | 0 | 0 | 0 | 0
2016-06-27 09:00 | 0 | 0 | 0 | 225667.2517 | 186817.7483 | 0 | 412485 | 0 | 0 | 0 | 0 | 0 | 0
2016-06-27 10:00 | 0 | 0 | 0 | 356551.1709 | 161704.4938 | 0 | 425260 | 0 | 92995.6646 | 0 | 0 | 0 | 0
2016-06-27 11:00 | 0 | 0 | 0 | 356551.1709 | 114909.2837 | 5.9289 | 445867 | 0 | 118595.0482 | 0 | 0 | 0 | 0
2016-06-27 12:00 | 0 | 0 | 0 | 350694.3276 | 67735.8632 | 57658.6821 | 473347 | 0 | 121336.9209 | 0 | 0 | 0 | 0
2016-06-27 13:00 | 0 | 0 | 0 | 247530.3724 | 68791.1099 | 189380.5178 | 505702 | 0 | 121336.9209 | 0 | 0 | 0 | 0
2016-06-27 14:00 | 0 | 0 | 0 | 197740.5458 | 79474.7587 | 263918.6955 | 541134 | 0 | 121336.9209 | 0 | 0 | 0 | 0
2016-06-27 15:00 | 0 | 0 | 0 | 62091.5049 | 83629.1267 | 308340.4475 | 575398 | 0 | 0 | 0 | 0 | 0 | 0
2016-06-27 16:00 | 0 | 0 | 0 | 192907.2286 | 85276.475 | 326922.2963 | 605106 | 0 | 0 | 0 | 0 | 0 | 0
2016-06-27 17:00 | 0 | 0 | 0 | 332006.8328 | 84984.7638 | 334561.3244 | 630216 | 0 | 121336.9209 | 0 | 0 | 0 | 0
2016-06-27 18:00 | 0 | 0 | 0 | 111889.8624 | 83921.0067 | 332517.21 | 649665 | 0 | 0 | 0 | 0 | 0 | 0
2016-06-27 19:00 | 0 | 0 | 0 | 252817.7679 | 82201.8258 | 327689.4063 | 662709 | 0 | 0 | 0 | 0 | 0 | 0
2016-06-27 20:00 | 0 | 0 | 0 | 356551.1709 | 81107.0817 | 323370.0659 | 670215 | 0 | 90813.3184 | 0 | 0 | 0 | 0
2016-06-27 21:00 | 0 | 0 | 0 | 185369.6484 | 79833.0372 | 315030.9959 | 671047 | 0 | 0 | 0 | 0 | 0 | 0
2016-06-27 22:00 | 0 | 0 | 0 | 284964.4613 | 79520.3078 | 298923.2309 | 663408 | 0 | 0 | 0 | 0 | 0 | 0
2016-06-27 23:00 | 0 | 0 | 0 | 302718.9973 | 83844.1112 | 262834.8915 | 649398 | 0 | 0 | 0 | 0 | 0 | 0
2016-06-28 | 0 | 0 | 0 | 356551.1709 | 102015.3474 | 203847.1163 | 630972 | 0 | 31441.6345 | 0 | 0 | 0 | 0
2016-06-28 01:00 | 0 | 0 | 0 | 356551.1709 | 174001.6124 | 114217.6414 | 611553 | 0 | 64659.0591 | 0 | 0 | 0 | 0
2016-06-28 02:00 | 0 | 0 | 0 | 223233.1533 | 277177.1654 | 17366.6222 | 582436 | 0 | 0 | 0 | 0 | 0 | 0
2016-06-28 03:00 | 0 | 0 | 0 | 224780.1168 | 317788.8151 | 1.0681 | 542570 | 0 | 0 | 0 | 0 | 0 | 0
2016-06-28 04:00 | 0 | 0 | 0 | 198459.0266 | 306648.9734 | 0 | 505108 | 0 | 0 | 0 | 0 | 0 | 0
2016-06-28 05:00 | 0 | 0 | 0 | 192117.8953 | 280534.1047 | 0 | 472652 | 0 | 0 | 0 | 0 | 0 | 0
2016-06-28 06:00 | 0 | 0 | 0 | 196869.3233 | 250285.6767 | 0 | 447155 | 0 | 0 | 0 | 0 | 0 | 0
2016-06-28 07:00 | 0 | 0 | 0 | 209810.8163 | 218504.1837 | 0 | 428315 | 0 | 0 | 0 | 0 | 0 | 0
2016-06-28 08:00 | 0 | 0 | 0 | 349635.5308 | 190667.3902 | 0 | 418966 | 0 | 121336.9209 | 0 | 0 | 0 | 0
2016-06-28 09:00 | 0 | 0 | 0 | 140149.7539 | 159644.3252 | 0 | 421131 | 0 | 0 | 0 | 0 | 0 | 0
2016-06-28 10:00 | 0 | 0 | 0 | 356551.1709 | 138423.0762 | 0 | 432714 | 0 | 62260.2471 | 0 | 0 | 0 | 0
2016-06-28 11:00 | 0 | 0 | 0 | 356551.1709 | 113218.0019 | 2.1928 | 450973 | 0 | 81058.6127 | 0 | 0 | 0 | 0
2016-06-28 12:00 | 0 | 0 | 0 | 356551.1709 | 50255.1973 | 55150.9041 | 473234 | 0 | 69781.8849 | 0 | 0 | 0 | 0
2016-06-28 13:00 | 0 | 0 | 0 | 343519.2537 | 34091.8655 | 173967.9168 | 500024 | 0 | 121336.9209 | 0 | 0 | 0 | 0
2016-06-28 14:00 | 0 | 0 | 0 | 244075.0052 | 33321.7831 | 251676.2117 | 529073 | 0 | 121336.9209 | 0 | 0 | 0 | 0
2016-06-28 15:00 | 0 | 0 | 0 | 105009.1853 | 29076.4036 | 301456.4902 | 556879 | 0 | 0 | 0 | 0 | 0 | 0
2016-06-28 16:00 | 0 | 0 | 0 | 231558.0411 | 27223.1936 | 322054.7653 | 580836 | 0 | 0 | 0 | 0 | 0 | 0
2016-06-28 17:00 | 0 | 0 | 0 | 244417.6185 | 27623.0543 | 329162.3271 | 601203 | 0 | 0 | 0 | 0 | 0 | 0
2016-06-28 18:00 | 0 | 0 | 0 | 259001.9015 | 29612.6802 | 327661.4182 | 616276 | 0 | 0 | 0 | 0 | 0 | 0
2016-06-28 19:00 | 0 | 0 | 0 | 269256.5587 | 32732.0121 | 322540.4292 | 624529 | 0 | 0 | 0 | 0 | 0 | 0
2016-06-28 20:00 | 0 | 0 | 0 | 275329.7703 | 36944.6405 | 316245.5892 | 628520 | 0 | 0 | 0 | 0 | 0 | 0
2016-06-28 21:00 | 0 | 0 | 0 | 283447.7233 | 43443.1861 | 301937.0905 | 628828 | 0 | 0 | 0 | 0 | 0 | 0
2016-06-28 22:00 | 0 | 0 | 0 | 288377.2497 | 52624.6552 | 280535.0951 | 621537 | 0 | 0 | 0 | 0 | 0 | 0
2016-06-28 23:00 | 0 | 0 | 0 | 297683.2277 | 65956.6621 | 244355.1101 | 607995 | 0 | 0 | 0 | 0 | 0 | 0
2016-06-29 | 0 | 0 | 0 | 356551.1709 | 91866.1457 | 184416.9032 | 591546 | 0 | 41288.2197 | 0 | 0 | 0 | 0
2016-06-29 01:00 | 0 | 0 | 0 | 356551.1709 | 160855.4055 | 97506.9442 | 574649 | 0 | 81552.7403 | 0 | 0 | 0 | 0
2016-06-29 02:00 | 0 | 0 | 0 | 198029.8312 | 252536.0472 | 15826.3813 | 547945 | 0 | 0 | 0 | 0 | 0 | 0
2016-06-29 03:00 | 0 | 0 | 0 | 240988.2623 | 272229.7786 | 0.95909 | 513219 | 0 | 0 | 0 | 0 | 0 | 0
2016-06-29 04:00 | 0 | 0 | 0 | 219542.8947 | 259155.1053 | 0 | 478698 | 0 | 0 | 0 | 0 | 0 | 0
2016-06-29 05:00 | 0 | 0 | 0 | 208577.4356 | 240771.5644 | 0 | 449349 | 0 | 0 | 0 | 0 | 0 | 0
2016-06-29 06:00 | 0 | 0 | 0 | 203644.9907 | 221152.0093 | 0 | 424797 | 0 | 0 | 0 | 0 | 0 | 0
2016-06-29 07:00 | 0 | 0 | 0 | 202374.7045 | 205468.2955 | 0 | 407843 | 0 | 0 | 0 | 0 | 0 | 0
2016-06-29 08:00 | 0 | 0 | 0 | 206918.0235 | 192460.9765 | 0 | 399379 | 0 | 0 | 0 | 0 | 0 | 0
2016-06-29 09:00 | 0 | 0 | 0 | 232285.4747 | 168978.5253 | 0 | 401264 | 0 | 0 | 0 | 0 | 0 | 0
2016-06-29 10:00 | 0 | 0 | 0 | 266978.0776 | 146244.9224 | 0 | 413223 | 0 | 0 | 0 | 0 | 0 | 0
2016-06-29 11:00 | 0 | 0 | 0 | 320842.7981 | 114230.0805 | 1.6741 | 432696 | 0 | 2378.5526 | 0 | 0 | 0 | 0
2016-06-29 12:00 | 0 | 0 | 0 | 356551.1709 | 50964.0673 | 47101.2093 | 456995 | 0 | 0 | 0 | 0 | 0 | 0
2016-06-29 13:00 | 0 | 0 | 0 | 282708.741 | 39834.7037 | 159972.5552 | 482516 | 0 | 0 | 0 | 0 | 0 | 0
2016-06-29 14:00 | 0 | 0 | 0 | 231569.3294 | 45705.9516 | 233926.719 | 511202 | 0 | 0 | 0 | 0 | 0 | 0
2016-06-29 15:00 | 0 | 0 | 0 | 227615.9863 | 37766.1469 | 274672.8668 | 540055 | 0 | 0 | 0 | 0 | 0 | 0
2016-06-29 16:00 | 0 | 0 | 0 | 356551.1709 | 28728.604 | 296999.6182 | 565473 | 0 | 116806.393 | 0 | 0 | 0 | 0
2016-06-29 17:00 | 0 | 0 | 0 | 263360.2867 | 23510.1516 | 305868.0896 | 588208 | 0 | 121336.9209 | 0 | 0 | 0 | 0
2016-06-29 18:00 | 0 | 0 | 0 | 219529.6101 | 21402.3228 | 306183.6489 | 607375 | 0 | 61077.5028 | 0 | 0 | 0 | 0
2016-06-29 19:00 | 0 | 0 | 0 | 356551.1709 | 22410.0469 | 302302.2004 | 621004 | 0 | 121336.9209 | 0 | 0 | 0 | 0
2016-06-29 20:00 | 0 | 0 | 0 | 187140.7957 | 24723.5852 | 297451.6981 | 630653 | 0 | 0 | 0 | 0 | 0 | 0
2016-06-29 21:00 | 0 | 0 | 0 | 318153.5453 | 27911.3109 | 288400.1437 | 634465 | 0 | 0 | 0 | 0 | 0 | 0
2016-06-29 22:00 | 0 | 0 | 0 | 324604.7432 | 35084.2754 | 269866.9815 | 629556 | 0 | 0 | 0 | 0 | 0 | 0
2016-06-29 23:00 | 0 | 0 | 0 | 356551.1709 | 47901.9353 | 233996.4428 | 616067 | 0 | 22382.5489 | 0 | 0 | 0 | 0
2016-06-30 | 0 | 0 | 0 | 325929.1276 | 76275.8696 | 172594.4538 | 597182 | 0 | 0 | 0 | 0 | 0 | 0
2016-06-30 01:00 | 0 | 0 | 0 | 342510.6106 | 151328.1017 | 86175.2877 | 580014 | 0 | 0 | 0 | 0 | 0 | 0
2016-06-30 02:00 | 0 | 0 | 0 | 293790.6642 | 241610.5834 | 18143.7525 | 553545 | 0 | 0 | 0 | 0 | 0 | 0
2016-06-30 03:00 | 0 | 0 | 0 | 242790.5976 | 273934.5 | 0.90242 | 516726 | 0 | 0 | 0 | 0 | 0 | 0
2016-06-30 04:00 | 0 | 0 | 0 | 216675.1525 | 263493.8475 | 0 | 480169 | 0 | 0 | 0 | 0 | 0 | 0
2016-06-30 05:00 | 0 | 0 | 0 | 206159.4313 | 243351.5687 | 0 | 449511 | 0 | 0 | 0 | 0 | 0 | 0
2016-06-30 06:00 | 0 | 0 | 0 | 200574.3135 | 223699.6865 | 0 | 424274 | 0 | 0 | 0 | 0 | 0 | 0
2016-06-30 07:00 | 0 | 0 | 0 | 198778.8666 | 208076.1334 | 0 | 406855 | 0 | 0 | 0 | 0 | 0 | 0
2016-06-30 08:00 | 0 | 0 | 0 | 199970.7052 | 198055.2948 | 0 | 398026 | 0 | 0 | 0 | 0 | 0 | 0
2016-06-30 09:00 | 0 | 0 | 0 | 217634.619 | 181903.381 | 0 | 399538 | 0 | 0 | 0 | 0 | 0 | 0
2016-06-30 10:00 | 0 | 0 | 0 | 356551.1709 | 166633.4667 | 0 | 410455 | 0 | 112729.6376 | 0 | 0 | 0 | 0
2016-06-30 11:00 | 0 | 0 | 0 | 177422.2398 | 138450.2463 | 0.87626 | 428603 | 0 | 0 | 0 | 0 | 0 | 0
2016-06-30 12:00 | 0 | 0 | 0 | 333100.3829 | 83186.8426 | 35754.7745 | 452042 | 0 | 0 | 0 | 0 | 0 | 0
2016-06-30 13:00 | 0 | 0 | 0 | 259535.4729 | 89141.2958 | 131220.2313 | 479897 | 0 | 0 | 0 | 0 | 0 | 0
2016-06-30 14:00 | 0 | 0 | 0 | 187211.3324 | 114430.8361 | 207368.8315 | 509011 | 0 | 0 | 0 | 0 | 0 | 0
2016-06-30 15:00 | 0 | 0 | 0 | 168371.3014 | 119214.898 | 249384.8006 | 536971 | 0 | 0 | 0 | 0 | 0 | 0
2016-06-30 16:00 | 0 | 0 | 0 | 172339.1638 | 116007.9219 | 272758.9143 | 561106 | 0 | 0 | 0 | 0 | 0 | 0
2016-06-30 17:00 | 0 | 0 | 0 | 308786.8857 | 113899.6618 | 280757.3735 | 582107 | 0 | 121336.9209 | 0 | 0 | 0 | 0
2016-06-30 18:00 | 0 | 0 | 0 | 87462.8212 | 115429.4795 | 276216.7784 | 600446 | 0 | 0 | 0 | 0 | 0 | 0
2016-06-30 19:00 | 0 | 0 | 0 | 226448.138 | 120809.2781 | 266822.5839 | 614080 | 0 | 0 | 0 | 0 | 0 | 0
2016-06-30 20:00 | 0 | 0 | 0 | 239176.3158 | 129697.7279 | 254714.9563 | 623589 | 0 | 0 | 0 | 0 | 0 | 0
2016-06-30 21:00 | 0 | 0 | 0 | 250333.3694 | 140607.1108 | 235768.5198 | 626709 | 0 | 0 | 0 | 0 | 0 | 0
2016-06-30 22:00 | 0 | 0 | 0 | 259418.6194 | 151165.0118 | 210010.3688 | 620594 | 0 | 0 | 0 | 0 | 0 | 0
2016-06-30 23:00 | 0 | 0 | 0 | 268980.2369 | 162385.819 | 175800.9441 | 607167 | 0 | 0 | 0 | 0 | 0 | 0
2016-07-01 | 0 | 0 | 0 | 275273.0732 | 187749.7356 | 127179.1912 | 590202 | 0 | 0 | 0 | 0 | 0 | 0
2016-07-01 01:00 | 0 | 0 | 0 | 235973.8741 | 269403.5387 | 69412.5872 | 574790 | 0 | 0 | 0 | 0 | 0 | 0
2016-07-01 02:00 | 0 | 0 | 0 | 150248.3726 | 378948.3453 | 20756.2821 | 549953 | 0 | 0 | 0 | 0 | 0 | 0
2016-07-01 03:00 | 0 | 0 | 0 | 120220.7226 | 395296.2572 | 1.0201 | 515518 | 0 | 0 | 0 | 0 | 0 | 0
2016-07-01 04:00 | 0 | 0 | 0 | 111231.265 | 369185.735 | 0 | 480417 | 0 | 0 | 0 | 0 | 0 | 0
2016-07-01 05:00 | 0 | 0 | 0 | 107910.2001 | 342279.7999 | 0 | 450190 | 0 | 0 | 0 | 0 | 0 | 0
2016-07-01 06:00 | 0 | 0 | 0 | 112638.1559 | 313727.8441 | 0 | 426366 | 0 | 0 | 0 | 0 | 0 | 0
2016-07-01 07:00 | 0 | 0 | 0 | 120987.6381 | 288225.3619 | 0 | 409213 | 0 | 0 | 0 | 0 | 0 | 0
2016-07-01 08:00 | 0 | 0 | 0 | 129192.9136 | 271057.0864 | 0 | 400250 | 0 | 0 | 0 | 0 | 0 | 0
2016-07-01 09:00 | 0 | 0 | 0 | 151664.1344 | 249822.8656 | 0 | 401487 | 0 | 0 | 0 | 0 | 0 | 0
2016-07-01 10:00 | 0 | 0 | 0 | 186111.0293 | 226175.9707 | 0 | 412287 | 0 | 0 | 0 | 0 | 0 | 0
2016-07-01 11:00 | 0 | 0 | 0 | 255338.1799 | 173407.8201 | 0 | 428746 | 0 | 0 | 0 | 0 | 0 | 0
2016-07-01 12:00 | 0 | 0 | 0 | 308725.6995 | 111398.5156 | 29945.7849 | 450070 | 0 | 0 | 0 | 0 | 0 | 0
2016-07-01 13:00 | 0 | 0 | 0 | 222852.4649 | 129645.9977 | 125825.5374 | 478324 | 0 | 0 | 0 | 0 | 0 | 0
2016-07-01 14:00 | 0 | 0 | 0 | 158160.5016 | 138090.8571 | 211760.6413 | 508012 | 0 | 0 | 0 | 0 | 0 | 0
2016-07-01 15:00 | 0 | 0 | 0 | 273069.1024 | 122704.6065 | 261178.2121 | 535615 | 0 | 121336.9209 | 0 | 0 | 0 | 0
2016-07-01 16:00 | 0 | 0 | 0 | 46442.3798 | 109072.5256 | 282334.1737 | 559186 | 0 | 0 | 0 | 0 | 0 | 0
2016-07-01 17:00 | 0 | 0 | 0 | 184808.6272 | 104423.5506 | 290012.8222 | 579245 | 0 | 0 | 0 | 0 | 0 | 0
2016-07-01 18:00 | 0 | 0 | 0 | 324669.4448 | 106271.9202 | 285700.556 | 595305 | 0 | 121336.9209 | 0 | 0 | 0 | 0
2016-07-01 19:00 | 0 | 0 | 0 | 218914.7198 | 111353.8751 | 275430.405 | 605699 | 0 | 121336.9209 | 0 | 0 | 0 | 0
2016-07-01 20:00 | 0 | 0 | 0 | 113384.567 | 116462.2088 | 260153.3033 | 611337 | 0 | 0 | 0 | 0 | 0 | 0
2016-07-01 21:00 | 0 | 0 | 0 | 356551.1709 | 125997.5603 | 235254.9581 | 611951 | 0 | 105852.6893 | 0 | 0 | 0 | 0
2016-07-01 22:00 | 0 | 0 | 0 | 275245.4732 | 137725.0233 | 207544.7351 | 605031 | 0 | 121336.9209 | 0 | 0 | 0 | 0
2016-07-01 23:00 | 0 | 0 | 0 | 151033.0738 | 146894.6852 | 171373.32 | 590638 | 0 | 0 | 0 | 0 | 0 | 0
2016-07-02 | 0 | 0 | 0 | 356551.1709 | 164178.7571 | 127219.3505 | 571712 | 0 | 76237.2785 | 0 | 0 | 0 | 0
2016-07-02 01:00 | 0 | 0 | 0 | 314626.5271 | 211848.303 | 73431.8124 | 554807 | 0 | 121336.9209 | 0 | 0 | 0 | 0
2016-07-02 02:00 | 0 | 0 | 0 | 125453.5555 | 268421.6987 | 16115.8249 | 531328 | 0 | 0 | 0 | 0 | 0 | 0
2016-07-02 03:00 | 0 | 0 | 0 | 326053.7311 | 294658.3354 | 0.85446 | 499376 | 0 | 121336.9209 | 0 | 0 | 0 | 0
2016-07-02 04:00 | 0 | 0 | 0 | 180917.1334 | 285717.8666 | 0 | 466635 | 0 | 121336.9209 | 0 | 0 | 0 | 0
2016-07-02 05:00 | 0 | 0 | 0 | 48731.8255 | 269649.2535 | 0 | 439718 | 0 | 0 | 0 | 0 | 0 | 0
2016-07-02 06:00 | 0 | 0 | 0 | 283196.3459 | 255106.575 | 0 | 416966 | 0 | 121336.9209 | 0 | 0 | 0 | 0
2016-07-02 07:00 | 0 | 0 | 0 | 41142.3631 | 236760.7159 | 0 | 399240 | 0 | 0 | 0 | 0 | 0 | 0
2016-07-02 08:00 | 0 | 0 | 0 | 286072.052 | 222434.869 | 0 | 387170 | 0 | 121336.9209 | 0 | 0 | 0 | 0
2016-07-02 09:00 | 0 | 0 | 0 | 174228.9613 | 206352.0387 | 0 | 380581 | 0 | 121336.9209 | 0 | 0 | 0 | 0
2016-07-02 10:00 | 0 | 0 | 0 | 185399.0679 | 192694.9321 | 0 | 378094 | 0 | 121336.9209 | 0 | 0 | 0 | 0
2016-07-02 11:00 | 0 | 0 | 0 | 94563.4219 | 167758.1984 | 2.4588 | 383661 | 0 | 0 | 0 | 0 | 0 | 0
2016-07-02 12:00 | 0 | 0 | 0 | 252659.1534 | 105184.0133 | 42772.8333 | 400616 | 0 | 0 | 0 | 0 | 0 | 0
2016-07-02 13:00 | 0 | 0 | 0 | 129876.1222 | 131139.6119 | 165454.2659 | 426470 | 0 | 0 | 0 | 0 | 0 | 0
2016-07-02 14:00 | 0 | 0 | 0 | 80121.189 | 153511.6599 | 256046.8753 | 455527 | 0 | 34152.7242 | 0 | 0 | 0 | 0
2016-07-02 15:00 | 0 | 0 | 0 | 0 | 145406.34 | 303535.9358 | 483095 | 0 | 0 | 0 | 0 | 0 | 0
2016-07-02 16:00 | 0 | 0 | 0 | 48550.9678 | 136038.814 | 320698.2181 | 505288 | 0 | 0 | 0 | 0 | 0 | 0
2016-07-02 17:00 | 0 | 0 | 0 | 67406.163 | 131051.7458 | 323092.0913 | 521550 | 0 | 0 | 0 | 0 | 0 | 0
2016-07-02 18:00 | 0 | 0 | 0 | 88495.8888 | 127673.4152 | 317977.696 | 534147 | 0 | 0 | 0 | 0 | 0 | 0
2016-07-02 19:00 | 0 | 0 | 0 | 107748.2107 | 124812.6026 | 310757.1867 | 543318 | 0 | 0 | 0 | 0 | 0 | 0
2016-07-02 20:00 | 0 | 0 | 0 | 125379.5778 | 123445.2616 | 301704.1606 | 550529 | 0 | 0 | 0 | 0 | 0 | 0
2016-07-02 21:00 | 0 | 0 | 0 | 140928.315 | 126106.3442 | 286633.3409 | 553668 | 0 | 0 | 0 | 0 | 0 | 0
2016-07-02 22:00 | 0 | 0 | 0 | 147661.9694 | 135888.7919 | 267612.2386 | 551163 | 0 | 0 | 0 | 0 | 0 | 0
2016-07-02 23:00 | 0 | 0 | 0 | 149714.4124 | 156274.2584 | 235566.3292 | 541555 | 0 | 0 | 0 | 0 | 0 | 0
2016-07-03 | 0 | 0 | 0 | 147073.6068 | 194859.829 | 187633.5642 | 529567 | 0 | 0 | 0 | 0 | 0 | 0
2016-07-03 01:00 | 0 | 0 | 0 | 149246.7899 | 257309.3567 | 112925.8534 | 519482 | 0 | 0 | 0 | 0 | 0 | 0
2016-07-03 02:00 | 0 | 0 | 0 | 158065.3375 | 326123.3149 | 17148.3476 | 501337 | 0 | 0 | 0 | 0 | 0 | 0
2016-07-03 03:00 | 0 | 0 | 0 | 249557.5129 | 346820.7062 | 0.70188 | 475042 | 0 | 121336.9209 | 0 | 0 | 0 | 0
2016-07-03 04:00 | 0 | 0 | 0 | 77959.2568 | 339676.5995 | 0 | 447642 | 0 | 91330.7773 | 0 | 0 | 0 | 0
2016-07-03 05:00 | 0 | 0 | 0 | 0 | 332321.2227 | 0 | 423652 | 0 | 0 | 0 | 0 | 0 | 0
2016-07-03 06:00 | 0 | 0 | 0 | 173282.6082 | 334489.1131 | 0 | 404833 | 0 | 102938.7214 | 0 | 0 | 0 | 0
2016-07-03 07:00 | 0 | 0 | 0 | 0 | 334636.0319 | 0 | 389215 | 0 | 48359.7533 | 0 | 0 | 0 | 0
2016-07-03 08:00 | 0 | 0 | 0 | 0 | 329786.2467 | 0 | 378146 | 0 | 0 | 0 | 0 | 0 | 0
2016-07-03 09:00 | 0 | 0 | 0 | 67724.7806 | 304616.2194 | 0 | 372341 | 0 | 0 | 0 | 0 | 0 | 0
2016-07-03 10:00 | 0 | 0 | 0 | 92079.3943 | 276810.6057 | 0 | 368890 | 0 | 0 | 0 | 0 | 0 | 0
2016-07-03 11:00 | 0 | 0 | 0 | 262498.1934 | 230543.0448 | 1.6828 | 371706 | 0 | 121336.9209 | 0 | 0 | 0 | 0
2016-07-03 12:00 | 0 | 0 | 0 | 23740.1397 | 183617.9193 | 57916.02 | 386611 | 0 | 0 | 0 | 0 | 0 | 0
2016-07-03 13:00 | 0 | 0 | 0 | 0 | 199933.4923 | 211611.5077 | 411545 | 0 | 0 | 0 | 0 | 0 | 0
2016-07-03 14:00 | 0 | 0 | 0 | 0 | 146505.4745 | 292803.5255 | 439309 | 0 | 0 | 0 | 0 | 0 | 0
2016-07-03 15:00 | 0 | 0 | 0 | 0 | 173740.4338 | 334328.9193 | 464843 | 0 | 43226.3531 | 0 | 0 | 0 | 0
2016-07-03 16:00 | 0 | 0 | 0 | 0 | 190698.6879 | 352077.0775 | 488465 | 0 | 97537.1185 | 0 | 0 | 0 | 0
2016-07-03 17:00 | 0 | 0 | 0 | 0 | 174498.847 | 355843.9555 | 506543 | 0 | 121336.9209 | 0 | 0 | 0 | 0
2016-07-03 18:00 | 0 | 0 | 0 | 0 | 160921.0292 | 352012.8144 | 520834 | 0 | 113436.7646 | 0 | 0 | 0 | 0
2016-07-03 19:00 | 0 | 0 | 0 | 0 | 151842.0443 | 347798.3739 | 531090 | 0 | 81987.1828 | 0 | 0 | 0 | 0
2016-07-03 20:00 | 0 | 0 | 0 | 0 | 144806.902 | 345677.0848 | 538146 | 0 | 34325.1696 | 0 | 0 | 0 | 0
2016-07-03 21:00 | 0 | 0 | 0 | 24917.5627 | 141820.0221 | 341265.2456 | 542328 | 0 | 0 | 0 | 0 | 0 | 0
2016-07-03 22:00 | 0 | 0 | 0 | 153099.7032 | 141933.2791 | 329811.8602 | 540729 | 0 | 84115.8425 | 0 | 0 | 0 | 0
2016-07-03 23:00 | 0 | 0 | 0 | 0 | 147127.127 | 300967.0305 | 532210 | 0 | 0 | 0 | 0 | 0 | 0
2016-07-04 | 0 | 0 | 0 | 232580.7978 | 166839.959 | 243412.1641 | 521496 | 0 | 121336.9209 | 0 | 0 | 0 | 0
2016-07-04 01:00 | 0 | 0 | 0 | 137097.4301 | 232572.9866 | 141795.5833 | 511466 | 0 | 121336.9209 | 0 | 0 | 0 | 0
2016-07-04 02:00 | 0 | 0 | 0 | 39088.298 | 315606.8922 | 19393.8888 | 495426 | 0 | 0 | 0 | 0 | 0 | 0
2016-07-04 03:00 | 0 | 0 | 0 | 140552.4587 | 331398.4776 | 1.0637 | 471952 | 0 | 0 | 0 | 0 | 0 | 0
2016-07-04 04:00 | 0 | 0 | 0 | 134283.8616 | 310402.1384 | 0 | 444686 | 0 | 0 | 0 | 0 | 0 | 0
2016-07-04 05:00 | 0 | 0 | 0 | 254642.7861 | 287644.1348 | 0 | 420950 | 0 | 121336.9209 | 0 | 0 | 0 | 0
2016-07-04 06:00 | 0 | 0 | 0 | 129115.8315 | 271643.1685 | 0 | 400759 | 0 | 121336.9209 | 0 | 0 | 0 | 0
2016-07-04 07:00 | 0 | 0 | 0 | 119110.4085 | 266712.5915 | 0 | 385823 | 0 | 121336.9209 | 0 | 0 | 0 | 0
2016-07-04 08:00 | 0 | 0 | 0 | 108941.5898 | 269006.4102 | 0 | 377948 | 0 | 121336.9209 | 0 | 0 | 0 | 0
2016-07-04 09:00 | 0 | 0 | 0 | 109163.3799 | 265859.6201 | 0 | 375023 | 0 | 121336.9209 | 0 | 0 | 0 | 0
2016-07-04 10:00 | 0 | 0 | 0 | 110549.3476 | 263076.6524 | 0 | 373626 | 0 | 121336.9209 | 0 | 0 | 0 | 0
2016-07-04 11:00 | 0 | 0 | 0 | 136641.0043 | 240019.8514 | 5.1442 | 376666 | 0 | 121336.9209 | 0 | 0 | 0 | 0
2016-07-04 12:00 | 0 | 0 | 0 | 51289.5032 | 144741.0411 | 74944.5347 | 392312 | 0 | 0 | 0 | 0 | 0 | 0
2016-07-04 13:00 | 0 | 0 | 0 | 76651.9198 | 110322.5498 | 231917.5304 | 418892 | 0 | 0 | 0 | 0 | 0 | 0
2016-07-04 14:00 | 0 | 0 | 0 | 124012.0309 | 117480.9296 | 302148.2443 | 450265 | 0 | 93376.2048 | 0 | 0 | 0 | 0
2016-07-04 15:00 | 0 | 0 | 0 | 0 | 103570.3421 | 337991.056 | 479712 | 0 | 55225.6029 | 0 | 0 | 0 | 0
2016-07-04 16:00 | 0 | 0 | 0 | 0 | 88527.1518 | 361372.2453 | 505125 | 0 | 0 | 0 | 0 | 0 | 0
2016-07-04 17:00 | 0 | 0 | 0 | 199330.8966 | 83096.1475 | 363625.8769 | 524716 | 0 | 121336.9209 | 0 | 0 | 0 | 0
2016-07-04 18:00 | 0 | 0 | 0 | 69450.7517 | 87095.3408 | 361040.8588 | 539792 | 0 | 99131.8723 | 0 | 0 | 0 | 0
2016-07-04 19:00 | 0 | 0 | 0 | 0 | 94763.1422 | 356906.9855 | 550802 | 0 | 0 | 0 | 0 | 0 | 0
2016-07-04 20:00 | 0 | 0 | 0 | 224941.2241 | 100622.1006 | 355364.5963 | 559591 | 0 | 121336.9209 | 0 | 0 | 0 | 0
2016-07-04 21:00 | 0 | 0 | 0 | 113833.691 | 99869.2477 | 350557.0613 | 564260 | 0 | 121336.9209 | 0 | 0 | 0 | 0
2016-07-04 22:00 | 0 | 0 | 0 | 130347.6166 | 94990.3115 | 337009.0719 | 562347 | 0 | 121336.9209 | 0 | 0 | 0 | 0
2016-07-04 23:00 | 0 | 0 | 0 | 30519.4387 | 94567.4132 | 307195.2271 | 553619 | 0 | 0 | 0 | 0 | 0 | 0
2016-07-05 | 0 | 0 | 0 | 307846.1446 | 109167.5141 | 246152.2622 | 541829 | 0 | 121336.9209 | 0 | 0 | 0 | 0
2016-07-05 01:00 | 0 | 0 | 0 | 80802.2731 | 185203.0688 | 141575.7371 | 528918 | 0 | 0 | 0 | 0 | 0 | 0
2016-07-05 02:00 | 0 | 0 | 0 | 170836.0421 | 323562.1471 | 17844.8108 | 512243 | 0 | 0 | 0 | 0 | 0 | 0
2016-07-05 03:00 | 0 | 0 | 0 | 64046.4238 | 424966.9484 | 0.62777 | 489014 | 0 | 0 | 0 | 0 | 0 | 0
2016-07-05 04:00 | 0 | 0 | 0 | 6649.3345 | 456775.6655 | 0 | 463425 | 0 | 0 | 0 | 0 | 0 | 0
2016-07-05 05:00 | 0 | 0 | 0 | 0 | 452106.3292 | 0 | 439017 | 0 | 13089.3292 | 0 | 0 | 0 | 0
2016-07-05 06:00 | 0 | 0 | 0 | 0 | 434697.5111 | 0 | 420628 | 0 | 27158.8403 | 0 | 0 | 0 | 0
2016-07-05 07:00 | 0 | 0 | 0 | 0 | 409444.9214 | 0 | 407204 | 0 | 29399.7617 | 0 | 0 | 0 | 0
2016-07-05 08:00 | 0 | 0 | 0 | 0 | 379503.4032 | 0 | 400873 | 0 | 8030.1649 | 0 | 0 | 0 | 0
2016-07-05 09:00 | 0 | 0 | 0 | 40676.3796 | 356021.4555 | 0 | 404728 | 0 | 0 | 0 | 0 | 0 | 0
2016-07-05 10:00 | 0 | 0 | 0 | 75942.3348 | 342652.6652 | 0 | 418595 | 0 | 0 | 0 | 0 | 0 | 0
2016-07-05 11:00 | 0 | 0 | 0 | 142427.1626 | 296287.6097 | 2.2277 | 438717 | 0 | 0 | 0 | 0 | 0 | 0
2016-07-05 12:00 | 0 | 0 | 0 | 224540.9939 | 175423.7381 | 66517.2679 | 466482 | 0 | 0 | 0 | 0 | 0 | 0
2016-07-05 13:00 | 0 | 0 | 0 | 198345.9535 | 145639.9268 | 223308.7959 | 498721 | 0 | 68573.6762 | 0 | 0 | 0 | 0
2016-07-05 14:00 | 0 | 0 | 0 | 0 | 167971.6458 | 295585.678 | 532131 | 0 | 0 | 0 | 0 | 0 | 0
2016-07-05 15:00 | 0 | 0 | 0 | 47711.5214 | 178835.4694 | 336044.0092 | 562591 | 0 | 0 | 0 | 0 | 0 | 0
2016-07-05 16:00 | 0 | 0 | 0 | 51893.4896 | 177929.3799 | 358794.1305 | 588617 | 0 | 0 | 0 | 0 | 0 | 0
2016-07-05 17:00 | 0 | 0 | 0 | 71557.1687 | 177807.2518 | 362203.5796 | 611568 | 0 | 0 | 0 | 0 | 0 | 0
2016-07-05 18:00 | 0 | 0 | 0 | 90660.9399 | 179987.3065 | 359841.7536 | 630490 | 0 | 0 | 0 | 0 | 0 | 0
2016-07-05 19:00 | 0 | 0 | 0 | 104576.6302 | 183472.6525 | 357111.7173 | 645161 | 0 | 0 | 0 | 0 | 0 | 0
2016-07-05 20:00 | 0 | 0 | 0 | 115499.1874 | 183830.1192 | 356517.6934 | 655847 | 0 | 0 | 0 | 0 | 0 | 0
2016-07-05 21:00 | 0 | 0 | 0 | 129762.2748 | 177580.9016 | 353562.8236 | 660906 | 0 | 0 | 0 | 0 | 0 | 0
2016-07-05 22:00 | 0 | 0 | 0 | 143062.4227 | 174572.621 | 341758.9563 | 659394 | 0 | 0 | 0 | 0 | 0 | 0
2016-07-05 23:00 | 0 | 0 | 0 | 151273.1071 | 188625.0426 | 308431.8503 | 648330 | 0 | 0 | 0 | 0 | 0 | 0
2016-07-06 | 0 | 0 | 0 | 151351.6565 | 231116.5791 | 249372.7644 | 631841 | 0 | 0 | 0 | 0 | 0 | 0
2016-07-06 01:00 | 0 | 0 | 0 | 291025.1905 | 300436.8018 | 145216.9286 | 615342 | 0 | 121336.9209 | 0 | 0 | 0 | 0
2016-07-06 02:00 | 0 | 0 | 0 | 94054.3152 | 356449.4299 | 16795.334 | 588636 | 0 | 0 | 0 | 0 | 0 | 0
2016-07-06 03:00 | 0 | 0 | 0 | 294019.1536 | 378192.0742 | 0.69316 | 550875 | 0 | 121336.9209 | 0 | 0 | 0 | 0
2016-07-06 04:00 | 0 | 0 | 0 | 146564.9573 | 366730.0427 | 0 | 513295 | 0 | 121336.9209 | 0 | 0 | 0 | 0
2016-07-06 05:00 | 0 | 0 | 0 | 140201.3489 | 342578.6511 | 0 | 482780 | 0 | 121336.9209 | 0 | 0 | 0 | 0
2016-07-06 06:00 | 0 | 0 | 0 | 129507.1445 | 327403.8555 | 0 | 456911 | 0 | 121336.9209 | 0 | 0 | 0 | 0
2016-07-06 07:00 | 0 | 0 | 0 | 107089.5076 | 320701.8671 | 0 | 438013 | 0 | 111115.2956 | 0 | 0 | 0 | 0
2016-07-06 08:00 | 0 | 0 | 0 | 0 | 317821.7044 | 0 | 428937 | 0 | 0 | 0 | 0 | 0 | 0
2016-07-06 09:00 | 0 | 0 | 0 | 249495.5023 | 302549.4186 | 0 | 430708 | 0 | 121336.9209 | 0 | 0 | 0 | 0
2016-07-06 10:00 | 0 | 0 | 0 | 157900.5502 | 287255.4498 | 0 | 445156 | 0 | 121336.9209 | 0 | 0 | 0 | 0
2016-07-06 11:00 | 0 | 0 | 0 | 214632.8335 | 249133.0903 | 4.0761 | 463770 | 0 | 121336.9209 | 0 | 0 | 0 | 0
2016-07-06 12:00 | 0 | 0 | 0 | 267634.9089 | 155712.0679 | 65798.0232 | 489145 | 0 | 121336.9209 | 0 | 0 | 0 | 0
2016-07-06 13:00 | 0 | 0 | 0 | 123873.6124 | 170967.9628 | 225822.4248 | 520664 | 0 | 121336.9209 | 0 | 0 | 0 | 0
2016-07-06 14:00 | 0 | 0 | 0 | 80898.7638 | 182684.3264 | 291828.9098 | 555412 | 0 | 121336.9209 | 0 | 0 | 0 | 0
2016-07-06 15:00 | 0 | 0 | 0 | 78722.8837 | 166100.4242 | 337406.9976 | 588346 | 0 | 115221.2264 | 0 | 0 | 0 | 0
2016-07-06 16:00 | 0 | 0 | 0 | 0 | 144268.5622 | 356439.2113 | 615929 | 0 | 0 | 0 | 0 | 0 | 0
2016-07-06 17:00 | 0 | 0 | 0 | 261024.6906 | 135268.0281 | 362182.2023 | 637138 | 0 | 121336.9209 | 0 | 0 | 0 | 0
2016-07-06 18:00 | 0 | 0 | 0 | 32235.7246 | 140491.3915 | 359745.963 | 653810 | 0 | 0 | 0 | 0 | 0 | 0
2016-07-06 19:00 | 0 | 0 | 0 | 156424.775 | 152414.4184 | 356168.8066 | 665008 | 0 | 0 | 0 | 0 | 0 | 0
2016-07-06 20:00 | 0 | 0 | 0 | 149954.062 | 167897.9533 | 354519.9847 | 672372 | 0 | 0 | 0 | 0 | 0 | 0
2016-07-06 21:00 | 0 | 0 | 0 | 261775.6351 | 185228.1977 | 350681.0881 | 676348 | 0 | 121336.9209 | 0 | 0 | 0 | 0
2016-07-06 22:00 | 0 | 0 | 0 | 7245.5307 | 204919.517 | 339039.0314 | 672541 | 0 | 0 | 0 | 0 | 0 | 0
2016-07-06 23:00 | 0 | 0 | 0 | 120034.8755 | 233433.3997 | 305898.7248 | 659367 | 0 | 0 | 0 | 0 | 0 | 0
2016-07-07 | 0 | 0 | 0 | 241725.8641 | 276449.5659 | 244255.491 | 641094 | 0 | 121336.9209 | 0 | 0 | 0 | 0
2016-07-07 01:00 | 0 | 0 | 0 | 82915.5609 | 389476.517 | 135866.2486 | 623195 | 0 | 106400.2474 | 0 | 0 | 0 | 0
2016-07-07 02:00 | 0 | 0 | 0 | 0 | 470472.1727 | 18150.5799 | 595023 | 0 | 0 | 0 | 0 | 0 | 0
2016-07-07 03:00 | 0 | 0 | 0 | 79124.1232 | 477124.3842 | 0.49262 | 556249 | 0 | 0 | 0 | 0 | 0 | 0
2016-07-07 04:00 | 0 | 0 | 0 | 69915.0559 | 449335.9441 | 0 | 519251 | 0 | 0 | 0 | 0 | 0 | 0
2016-07-07 05:00 | 0 | 0 | 0 | 64205.7475 | 422812.2525 | 0 | 487018 | 0 | 0 | 0 | 0 | 0 | 0
2016-07-07 06:00 | 0 | 0 | 0 | 61987.6746 | 398541.3254 | 0 | 460529 | 0 | 0 | 0 | 0 | 0 | 0
2016-07-07 07:00 | 0 | 0 | 0 | 58222.7387 | 383396.2613 | 0 | 441619 | 0 | 0 | 0 | 0 | 0 | 0
2016-07-07 08:00 | 0 | 0 | 0 | 55936.1792 | 376333.8208 | 0 | 432270 | 0 | 0 | 0 | 0 | 0 | 0
2016-07-07 09:00 | 0 | 0 | 0 | 76934.1848 | 357743.8152 | 0 | 434678 | 0 | 0 | 0 | 0 | 0 | 0
2016-07-07 10:00 | 0 | 0 | 0 | 229935.2765 | 338733.6445 | 0 | 447332 | 0 | 121336.9209 | 0 | 0 | 0 | 0
2016-07-07 11:00 | 0 | 0 | 0 | 33365.6837 | 312489.4255 | 4.9698 | 467197 | 0 | 0 | 0 | 0 | 0 | 0
2016-07-07 12:00 | 0 | 0 | 0 | 197626.1395 | 237006.4475 | 57008.4131 | 491641 | 0 | 0 | 0 | 0 | 0 | 0
2016-07-07 13:00 | 0 | 0 | 0 | 59572.6454 | 244863.4963 | 217294.8583 | 521731 | 0 | 0 | 0 | 0 | 0 | 0
2016-07-07 14:00 | 0 | 0 | 0 | 4460.7974 | 262547.9579 | 288155.2447 | 555164 | 0 | 0 | 0 | 0 | 0 | 0
2016-07-07 15:00 | 0 | 0 | 0 | 77293.8886 | 249433.8169 | 332949.414 | 587617 | 0 | 72060.1195 | 0 | 0 | 0 | 0
2016-07-07 16:00 | 0 | 0 | 0 | 0 | 234748.7217 | 354766.6816 | 614204 | 0 | 47371.5228 | 0 | 0 | 0 | 0
2016-07-07 17:00 | 0 | 0 | 0 | 0 | 227362.2429 | 360434.2342 | 635168 | 0 | 0 | 0 | 0 | 0 | 0
2016-07-07 18:00 | 0 | 0 | 0 | 193205.9697 | 225370.2317 | 357124.7195 | 654364 | 0 | 121336.9209 | 0 | 0 | 0 | 0
2016-07-07 19:00 | 0 | 0 | 0 | 48008.8715 | 230005.3351 | 352376.6805 | 664473 | 0 | 87254.808 | 0 | 0 | 0 | 0
2016-07-07 20:00 | 0 | 0 | 0 | 0 | 234106.1003 | 349710.0917 | 671071 | 0 | 0 | 0 | 0 | 0 | 0
2016-07-07 21:00 | 0 | 0 | 0 | 96877.3416 | 232866.3375 | 343985.3209 | 673729 | 0 | 0 | 0 | 0 | 0 | 0
2016-07-07 22:00 | 0 | 0 | 0 | 110763.7261 | 227273.2893 | 330031.9846 | 668069 | 0 | 0 | 0 | 0 | 0 | 0
2016-07-07 23:00 | 0 | 0 | 0 | 259492.7596 | 224121.7046 | 292368.4568 | 654646 | 0 | 121336.9209 | 0 | 0 | 0 | 0
2016-07-08 | 0 | 0 | 0 | 168100.5528 | 230935.7381 | 239373.7092 | 638410 | 0 | 121336.9209 | 0 | 0 | 0 | 0
2016-07-08 01:00 | 0 | 0 | 0 | 69687.5641 | 294702.1932 | 135805.3218 | 621532 | 0 | 0 | 0 | 0 | 0 | 0
2016-07-08 02:00 | 0 | 0 | 0 | 212733.474 | 363452.7035 | 17418.8225 | 593605 | 0 | 0 | 0 | 0 | 0 | 0
2016-07-08 03:00 | 0 | 0 | 0 | 299720.5923 | 377473.9751 | 0.35356 | 555858 | 0 | 121336.9209 | 0 | 0 | 0 | 0
2016-07-08 04:00 | 0 | 0 | 0 | 161566.7196 | 357037.2804 | 0 | 518604 | 0 | 121336.9209 | 0 | 0 | 0 | 0
2016-07-08 05:00 | 0 | 0 | 0 | 160291.9266 | 327822.0734 | 0 | 488114 | 0 | 121336.9209 | 0 | 0 | 0 | 0
2016-07-08 06:00 | 0 | 0 | 0 | 156902.9306 | 304971.0694 | 0 | 461874 | 0 | 121336.9209 | 0 | 0 | 0 | 0
2016-07-08 07:00 | 0 | 0 | 0 | 30521.0941 | 290883.985 | 0 | 442742 | 0 | 0 | 0 | 0 | 0 | 0
2016-07-08 08:00 | 0 | 0 | 0 | 272323.0484 | 281791.8726 | 0 | 432778 | 0 | 121336.9209 | 0 | 0 | 0 | 0
2016-07-08 09:00 | 0 | 0 | 0 | 169570.014 | 265032.986 | 0 | 434603 | 0 | 121336.9209 | 0 | 0 | 0 | 0
2016-07-08 10:00 | 0 | 0 | 0 | 196156.1819 | 250584.8181 | 0 | 446741 | 0 | 121336.9209 | 0 | 0 | 0 | 0
2016-07-08 11:00 | 0 | 0 | 0 | 129863.45 | 213740.6249 | 0.0042244 | 464941 | 0 | 0 | 0 | 0 | 0 | 0
2016-07-08 12:00 | 0 | 0 | 0 | 313231.4476 | 135680.8636 | 42124.6888 | 491037 | 0 | 0 | 0 | 0 | 0 | 0
2016-07-08 13:00 | 0 | 0 | 0 | 204492.2898 | 128715.4667 | 190491.2435 | 523699 | 0 | 0 | 0 | 0 | 0 | 0
2016-07-08 14:00 | 0 | 0 | 0 | 138891.2449 | 148601.4645 | 270445.2906 | 557938 | 0 | 0 | 0 | 0 | 0 | 0
2016-07-08 15:00 | 0 | 0 | 0 | 123986.1744 | 150281.8354 | 316871.9903 | 591140 | 0 | 0 | 0 | 0 | 0 | 0
2016-07-08 16:00 | 0 | 0 | 0 | 127523.0576 | 146488.7233 | 342676.2191 | 616688 | 0 | 0 | 0 | 0 | 0 | 0
2016-07-08 17:00 | 0 | 0 | 0 | 266105.5268 | 144003.4392 | 348533.955 | 637306 | 0 | 121336.9209 | 0 | 0 | 0 | 0
2016-07-08 18:00 | 0 | 0 | 0 | 41238.616 | 142541.6079 | 347038.8551 | 652156 | 0 | 0 | 0 | 0 | 0 | 0
2016-07-08 19:00 | 0 | 0 | 0 | 177657.7616 | 140480.7482 | 342973.4902 | 661112 | 0 | 0 | 0 | 0 | 0 | 0
2016-07-08 20:00 | 0 | 0 | 0 | 190417.6932 | 136012.9795 | 339846.3273 | 666277 | 0 | 0 | 0 | 0 | 0 | 0
2016-07-08 21:00 | 0 | 0 | 0 | 204248.9577 | 129835.4198 | 332179.6225 | 666264 | 0 | 0 | 0 | 0 | 0 | 0
2016-07-08 22:00 | 0 | 0 | 0 | 214741.5024 | 123564.8116 | 319343.6859 | 657650 | 0 | 0 | 0 | 0 | 0 | 0
2016-07-08 23:00 | 0 | 0 | 0 | 233602.2271 | 125309.7659 | 282703.007 | 641615 | 0 | 0 | 0 | 0 | 0 | 0
2016-07-09 | 0 | 0 | 0 | 227833.2223 | 157490.8804 | 235755.8973 | 621080 | 0 | 0 | 0 | 0 | 0 | 0
2016-07-09 01:00 | 0 | 0 | 0 | 203573.2911 | 262004.745 | 135076.964 | 600655 | 0 | 0 | 0 | 0 | 0 | 0
2016-07-09 02:00 | 0 | 0 | 0 | 198171.7124 | 357420.767 | 17481.5206 | 573074 | 0 | 0 | 0 | 0 | 0 | 0
2016-07-09 03:00 | 0 | 0 | 0 | 163300.2851 | 373725.6112 | 0.10376 | 537026 | 0 | 0 | 0 | 0 | 0 | 0
2016-07-09 04:00 | 0 | 0 | 0 | 146399.3833 | 356658.6167 | 0 | 503058 | 0 | 0 | 0 | 0 | 0 | 0
2016-07-09 05:00 | 0 | 0 | 0 | 138161.4064 | 334071.5936 | 0 | 472233 | 0 | 0 | 0 | 0 | 0 | 0
2016-07-09 06:00 | 0 | 0 | 0 | 128600.0287 | 318383.9713 | 0 | 446984 | 0 | 0 | 0 | 0 | 0 | 0
2016-07-09 07:00 | 0 | 0 | 0 | 123693.7182 | 304117.2818 | 0 | 427811 | 0 | 0 | 0 | 0 | 0 | 0
2016-07-09 08:00 | 0 | 0 | 0 | 125359.243 | 289742.757 | 0 | 415102 | 0 | 0 | 0 | 0 | 0 | 0
2016-07-09 09:00 | 0 | 0 | 0 | 139719.2145 | 268583.7855 | 0 | 408303 | 0 | 0 | 0 | 0 | 0 | 0
2016-07-09 10:00 | 0 | 0 | 0 | 273648.1898 | 253500.7311 | 0 | 405812 | 0 | 121336.9209 | 0 | 0 | 0 | 0
2016-07-09 11:00 | 0 | 0 | 0 | 74026.3335 | 216728.5326 | 3.213 | 412095 | 0 | 0 | 0 | 0 | 0 | 0
2016-07-09 12:00 | 0 | 0 | 0 | 356551.1709 | 122218.8983 | 52902.4864 | 431529 | 0 | 100143.5556 | 0 | 0 | 0 | 0
2016-07-09 13:00 | 0 | 0 | 0 | 34695.9452 | 112878.7986 | 213680.7006 | 461399 | 0 | 0 | 0 | 0 | 0 | 0
2016-07-09 14:00 | 0 | 0 | 0 | 86238.9636 | 126843.7104 | 281406.3259 | 494489 | 0 | 0 | 0 | 0 | 0 | 0
2016-07-09 15:00 | 0 | 0 | 0 | 199824.7064 | 120092.18 | 326677.0346 | 525257 | 0 | 121336.9209 | 0 | 0 | 0 | 0
2016-07-09 16:00 | 0 | 0 | 0 | 45030.4154 | 119162.6128 | 351347.4955 | 550195 | 0 | 86682.4446 | 0 | 0 | 0 | 0
2016-07-09 17:00 | 0 | 0 | 0 | 0 | 126618.9156 | 356420.6398 | 569722 | 0 | 0 | 0 | 0 | 0 | 0
2016-07-09 18:00 | 0 | 0 | 0 | 90183.3587 | 138995.2473 | 354713.394 | 583892 | 0 | 0 | 0 | 0 | 0 | 0
2016-07-09 19:00 | 0 | 0 | 0 | 93488.8468 | 151083.8193 | 350820.3339 | 595393 | 0 | 0 | 0 | 0 | 0 | 0
2016-07-09 20:00 | 0 | 0 | 0 | 213521.4686 | 162095.1465 | 348733.3058 | 603013 | 0 | 121336.9209 | 0 | 0 | 0 | 0
2016-07-09 21:00 | 0 | 0 | 0 | 0 | 175748.087 | 343808.5602 | 605780 | 0 | 35113.5681 | 0 | 0 | 0 | 0
2016-07-09 22:00 | 0 | 0 | 0 | 40854.0489 | 192493.8927 | 331958.4903 | 600420 | 0 | 0 | 0 | 0 | 0 | 0
2016-07-09 23:00 | 0 | 0 | 0 | 73880.2312 | 216627.7397 | 298042.029 | 588550 | 0 | 0 | 0 | 0 | 0 | 0
2016-07-10 | 0 | 0 | 0 | 60579.2216 | 270173.5121 | 241629.2664 | 572382 | 0 | 0 | 0 | 0 | 0 | 0
2016-07-10 01:00 | 0 | 0 | 0 | 29996.5778 | 397614.4199 | 129419.0022 | 557030 | 0 | 0 | 0 | 0 | 0 | 0
2016-07-10 02:00 | 0 | 0 | 0 | 42468.4501 | 476582.2908 | 15684.2591 | 534735 | 0 | 0 | 0 | 0 | 0 | 0
2016-07-10 03:00 | 0 | 0 | 0 | 20884.8859 | 483751.9825 | 0.13166 | 504637 | 0 | 0 | 0 | 0 | 0 | 0
2016-07-10 04:00 | 0 | 0 | 0 | 2646.5782 | 470218.4218 | 0 | 472865 | 0 | 0 | 0 | 0 | 0 | 0
2016-07-10 05:00 | 0 | 0 | 0 | 0 | 449685.942 | 0 | 445168 | 0 | 4517.942 | 0 | 0 | 0 | 0
2016-07-10 06:00 | 0 | 0 | 0 | 0 | 423308.1515 | 0 | 423042 | 0 | 4784.0935 | 0 | 0 | 0 | 0
2016-07-10 07:00 | 0 | 0 | 0 | 0 | 400881.9989 | 0 | 405389 | 0 | 277.0925 | 0 | 0 | 0 | 0
2016-07-10 08:00 | 0 | 0 | 0 | 17206.2348 | 375511.6728 | 0 | 392995 | 0 | 0 | 0 | 0 | 0 | 0
2016-07-10 09:00 | 0 | 0 | 0 | 45866.4849 | 340174.5151 | 0 | 386041 | 0 | 0 | 0 | 0 | 0 | 0
2016-07-10 10:00 | 0 | 0 | 0 | 76786.0372 | 305628.9628 | 0 | 382415 | 0 | 0 | 0 | 0 | 0 | 0
2016-07-10 11:00 | 0 | 0 | 0 | 129447.3213 | 258039.9104 | 2.7683 | 387490 | 0 | 0 | 0 | 0 | 0 | 0
2016-07-10 12:00 | 0 | 0 | 0 | 196187.7767 | 165691.3336 | 45823.8896 | 407703 | 0 | 0 | 0 | 0 | 0 | 0
2016-07-10 13:00 | 0 | 0 | 0 | 59791.7983 | 166164.086 | 209143.1157 | 435099 | 0 | 0 | 0 | 0 | 0 | 0
2016-07-10 14:00 | 0 | 0 | 0 | 0 | 169121.5266 | 297017.4734 | 466139 | 0 | 0 | 0 | 0 | 0 | 0
2016-07-10 15:00 | 0 | 0 | 0 | 0 | 192224.3518 | 341494.2646 | 496547 | 0 | 37171.6165 | 0 | 0 | 0 | 0
2016-07-10 16:00 | 0 | 0 | 0 | 0 | 122394.1142 | 364636.2693 | 524202 | 0 | 0 | 0 | 0 | 0 | 0
2016-07-10 17:00 | 0 | 0 | 0 | 0 | 246802.9553 | 368474.9227 | 547624 | 0 | 67653.878 | 0 | 0 | 0 | 0
2016-07-10 18:00 | 0 | 0 | 0 | 0 | 254355.0656 | 366125.9774 | 566798 | 0 | 121336.9209 | 0 | 0 | 0 | 0
2016-07-10 19:00 | 0 | 0 | 0 | 0 | 218437.2291 | 363260.7709 | 581698 | 0 | 121336.9209 | 0 | 0 | 0 | 0
2016-07-10 20:00 | 0 | 0 | 0 | 0 | 107815.5383 | 363442.5407 | 592595 | 0 | 0 | 0 | 0 | 0 | 0
2016-07-10 21:00 | 0 | 0 | 0 | 0 | 238561.1522 | 361221.8478 | 599783 | 0 | 0 | 0 | 0 | 0 | 0
2016-07-10 22:00 | 0 | 0 | 0 | 0 | 248875.9361 | 351511.0639 | 600387 | 0 | 0 | 0 | 0 | 0 | 0
2016-07-10 23:00 | 0 | 0 | 0 | 0 | 274190.4059 | 317042.5941 | 591233 | 0 | 0 | 0 | 0 | 0 | 0
2016-07-11 | 0 | 0 | 0 | 0 | 421023.6456 | 260776.4954 | 576878 | 0 | 104922.1409 | 0 | 0 | 0 | 0
2016-07-11 01:00 | 0 | 0 | 0 | 0 | 438544.1666 | 142045.6135 | 564175 | 0 | 121336.9209 | 0 | 0 | 0 | 0
2016-07-11 02:00 | 0 | 0 | 0 | 0 | 519908.6396 | 21756.3604 | 541665 | 0 | 121336.9209 | 0 | 0 | 0 | 0
2016-07-11 03:00 | 0 | 0 | 0 | 0 | 388423.9997 | 0.079343 | 509761 | 0 | 0 | 0 | 0 | 0 | 0
2016-07-11 04:00 | 0 | 0 | 0 | 0 | 549618.9737 | 0 | 477528 | 0 | 72090.9737 | 0 | 0 | 0 | 0
2016-07-11 05:00 | 0 | 0 | 0 | 0 | 499787.9472 | 0 | 450542 | 0 | 121336.9209 | 0 | 0 | 0 | 0
2016-07-11 06:00 | 0 | 0 | 0 | 0 | 307309.0791 | 0 | 428646 | 0 | 0 | 0 | 0 | 0 | 0
2016-07-11 07:00 | 0 | 0 | 0 | 0 | 534186.9209 | 0 | 412850 | 0 | 121336.9209 | 0 | 0 | 0 | 0
2016-07-11 08:00 | 0 | 0 | 0 | 0 | 284764.0791 | 0 | 406101 | 0 | 0 | 0 | 0 | 0 | 0
2016-07-11 09:00 | 0 | 0 | 0 | 0 | 526765.6287 | 0 | 410976 | 0 | 115789.6287 | 0 | 0 | 0 | 0
2016-07-11 10:00 | 0 | 0 | 0 | 0 | 308952.3713 | 0 | 424742 | 0 | 0 | 0 | 0 | 0 | 0
2016-07-11 11:00 | 0 | 0 | 0 | 0 | 443136.5194 | 2.4806 | 443139 | 0 | 0 | 0 | 0 | 0 | 0
2016-07-11 12:00 | 0 | 0 | 0 | 0 | 415663.5405 | 54119.4595 | 469783 | 0 | 0 | 0 | 0 | 0 | 0
2016-07-11 13:00 | 0 | 0 | 0 | 0 | 286987.228 | 214037.772 | 501025 | 0 | 0 | 0 | 0 | 0 | 0
2016-07-11 14:00 | 0 | 0 | 0 | 0 | 354150.2124 | 303004.7085 | 535818 | 0 | 121336.9209 | 0 | 0 | 0 | 0
2016-07-11 15:00 | 0 | 0 | 0 | 0 | 218785.0045 | 349638.9955 | 568424 | 0 | 121336.9209 | 0 | 0 | 0 | 0
2016-07-11 16:00 | 0 | 0 | 0 | 0 | 105209.5463 | 370276.5328 | 596823 | 0 | 0 | 0 | 0 | 0 | 0
2016-07-11 17:00 | 0 | 0 | 0 | 0 | 366729.6208 | 375655.3001 | 621048 | 0 | 121336.9209 | 0 | 0 | 0 | 0
2016-07-11 18:00 | 0 | 0 | 0 | 0 | 267192.4873 | 373350.5127 | 640543 | 0 | 121336.9209 | 0 | 0 | 0 | 0
2016-07-11 19:00 | 0 | 0 | 0 | 0 | 284371.387 | 370064.613 | 654436 | 0 | 121336.9209 | 0 | 0 | 0 | 0
2016-07-11 20:00 | 0 | 0 | 0 | 0 | 172957.815 | 369320.2641 | 663615 | 0 | 0 | 0 | 0 | 0 | 0
2016-07-11 21:00 | 0 | 0 | 0 | 0 | 421369.1608 | 366749.7601 | 666782 | 0 | 121336.9209 | 0 | 0 | 0 | 0
2016-07-11 22:00 | 0 | 0 | 0 | 0 | 305069.6046 | 356270.3954 | 661340 | 0 | 121336.9209 | 0 | 0 | 0 | 0
2016-07-11 23:00 | 0 | 0 | 0 | 0 | 323502.5039 | 324335.4961 | 647838 | 0 | 121336.9209 | 0 | 0 | 0 | 0
2016-07-12 | 0 | 0 | 0 | 0 | 252441.9804 | 256116.0987 | 629895 | 0 | 0 | 0 | 0 | 0 | 0
2016-07-12 01:00 | 0 | 0 | 0 | 0 | 585361.344 | 142764.1314 | 611767 | 0 | 116358.4755 | 0 | 0 | 0 | 0
2016-07-12 02:00 | 0 | 0 | 0 | 0 | 572788.7247 | 15636.7208 | 583447 | 0 | 121336.9209 | 0 | 0 | 0 | 0
2016-07-12 03:00 | 0 | 0 | 0 | 0 | 423555.0731 | 0.0059289 | 544892 | 0 | 0 | 0 | 0 | 0 | 0
2016-07-12 04:00 | 0 | 0 | 0 | 0 | 509022 | 0 | 509022 | 0 | 0 | 0 | 0 | 0 | 0
2016-07-12 05:00 | 0 | 0 | 0 | 0 | 477314 | 0 | 477314 | 0 | 0 | 0 | 0 | 0 | 0
2016-07-12 06:00 | 0 | 0 | 0 | 0 | 450498 | 0 | 450498 | 0 | 0 | 0 | 0 | 0 | 0
2016-07-12 07:00 | 0 | 0 | 0 | 0 | 548893.4103 | 0 | 431704 | 0 | 117189.4103 | 0 | 0 | 0 | 0
2016-07-12 08:00 | 0 | 0 | 0 | 0 | 319756.9286 | 0 | 421999 | 0 | 14947.3388 | 0 | 0 | 0 | 0
2016-07-12 09:00 | 0 | 0 | 0 | 0 | 493243.8385 | 0 | 422987 | 0 | 85204.1774 | 0 | 0 | 0 | 0
2016-07-12 10:00 | 0 | 0 | 0 | 0 | 472161.7436 | 0 | 436029 | 0 | 121336.9209 | 0 | 0 | 0 | 0
2016-07-12 11:00 | 0 | 0 | 0 | 8487.1275 | 432230.0413 | 2.0359 | 456498 | 0 | 105558.1257 | 0 | 0 | 0 | 0
2016-07-12 12:00 | 0 | 0 | 0 | 0 | 322421.2232 | 54954.6511 | 482934 | 0 | 0 | 0 | 0 | 0 | 0
2016-07-12 13:00 | 0 | 0 | 0 | 0 | 354405.14 | 215391.7222 | 512658 | 0 | 57138.8622 | 0 | 0 | 0 | 0
2016-07-12 14:00 | 0 | 0 | 0 | 0 | 311454.8694 | 299232.1894 | 546489 | 0 | 121336.9209 | 0 | 0 | 0 | 0
2016-07-12 15:00 | 0 | 0 | 0 | 0 | 109078.7083 | 348302.3708 | 578718 | 0 | 0 | 0 | 0 | 0 | 0
2016-07-12 16:00 | 0 | 0 | 0 | 0 | 352019.4214 | 368054.1676 | 607314 | 0 | 112759.589 | 0 | 0 | 0 | 0
2016-07-12 17:00 | 0 | 0 | 0 | 0 | 267678.9252 | 371581.4067 | 630683 | 0 | 121336.9209 | 0 | 0 | 0 | 0
2016-07-12 18:00 | 0 | 0 | 0 | 0 | 278912.6035 | 369713.3965 | 648626 | 0 | 121336.9209 | 0 | 0 | 0 | 0
2016-07-12 19:00 | 0 | 0 | 0 | 0 | 173755.1099 | 366551.9691 | 661644 | 0 | 0 | 0 | 0 | 0 | 0
2016-07-12 20:00 | 0 | 0 | 0 | 0 | 303910.3179 | 366500.6821 | 670411 | 0 | 0 | 0 | 0 | 0 | 0
2016-07-12 21:00 | 0 | 0 | 0 | 0 | 330119.3384 | 364653.2143 | 673446 | 0 | 21326.5527 | 0 | 0 | 0 | 0
2016-07-12 22:00 | 0 | 0 | 0 | 0 | 375143.9419 | 354147.451 | 669508 | 0 | 81109.9456 | 0 | 0 | 0 | 0
2016-07-12 23:00 | 0 | 0 | 0 | 0 | 373038.9305 | 323484.0449 | 656296 | 0 | 121336.9209 | 0 | 0 | 0 | 0
2016-07-13 | 0 | 0 | 0 | 5515.2272 | 386899.5658 | 246428.207 | 638843 | 0 | 121336.9209 | 0 | 0 | 0 | 0
2016-07-13 01:00 | 0 | 0 | 0 | 2959.2356 | 451621.3186 | 128911.3307 | 620660 | 0 | 84168.8059 | 0 | 0 | 0 | 0
2016-07-13 02:00 | 0 | 0 | 0 | 0 | 503905.8684 | 15082.8807 | 592697 | 0 | 10460.555 | 0 | 0 | 0 | 0
2016-07-13 03:00 | 0 | 0 | 0 | 0 | 544236.445 | 0 | 554697 | 0 | 0 | 0 | 0 | 0 | 0
2016-07-13 04:00 | 0 | 0 | 0 | 0 | 517724 | 0 | 517724 | 0 | 0 | 0 | 0 | 0 | 0
2016-07-13 05:00 | 0 | 0 | 0 | 0 | 485379 | 0 | 485379 | 0 | 0 | 0 | 0 | 0 | 0
2016-07-13 06:00 | 0 | 0 | 0 | 0 | 459917 | 0 | 459917 | 0 | 0 | 0 | 0 | 0 | 0
2016-07-13 07:00 | 0 | 0 | 0 | 0 | 484819.4304 | 0 | 441934 | 0 | 42885.4304 | 0 | 0 | 0 | 0
2016-07-13 08:00 | 0 | 0 | 0 | 0 | 481649.0145 | 0 | 432676 | 0 | 91858.4449 | 0 | 0 | 0 | 0
2016-07-13 09:00 | 0 | 0 | 0 | 0 | 465311.476 | 0 | 435833 | 0 | 121336.9209 | 0 | 0 | 0 | 0
2016-07-13 10:00 | 0 | 0 | 0 | 0 | 448951 | 0 | 448951 | 0 | 121336.9209 | 0 | 0 | 0 | 0
2016-07-13 11:00 | 0 | 0 | 0 | 63308.9842 | 406239.0932 | 1.9225 | 469550 | 0 | 121336.9209 | 0 | 0 | 0 | 0
2016-07-13 12:00 | 0 | 0 | 0 | 36560.954 | 283315.4779 | 54856.6471 | 496070 | 0 | 0 | 0 | 0 | 0 | 0
2016-07-13 13:00 | 0 | 0 | 0 | 0 | 312934.5919 | 212508.4081 | 525443 | 0 | 0 | 0 | 0 | 0 | 0
2016-07-13 14:00 | 0 | 0 | 0 | 0 | 255690.6426 | 304119.3574 | 559810 | 0 | 0 | 0 | 0 | 0 | 0
2016-07-13 15:00 | 0 | 0 | 0 | 0 | 356609.7591 | 346779.7868 | 594899 | 0 | 108490.546 | 0 | 0 | 0 | 0
2016-07-13 16:00 | 0 | 0 | 0 | 0 | 270066.2643 | 367868.1106 | 625088 | 0 | 121336.9209 | 0 | 0 | 0 | 0
2016-07-13 17:00 | 0 | 0 | 0 | 0 | 278943.3665 | 370884.6335 | 649828 | 0 | 121336.9209 | 0 | 0 | 0 | 0
2016-07-13 18:00 | 0 | 0 | 0 | 0 | 299983.4679 | 368025.5321 | 668009 | 0 | 121336.9209 | 0 | 0 | 0 | 0
2016-07-13 19:00 | 0 | 0 | 0 | 0 | 314598.4273 | 364726.5727 | 679325 | 0 | 121336.9209 | 0 | 0 | 0 | 0
2016-07-13 20:00 | 0 | 0 | 0 | 0 | 318300.9769 | 364535.5559 | 684178 | 0 | 119995.4538 | 0 | 0 | 0 | 0
2016-07-13 21:00 | 0 | 0 | 0 | 0 | 317963.758 | 362059.4057 | 685078 | 0 | 114940.6176 | 0 | 0 | 0 | 0
2016-07-13 22:00 | 0 | 0 | 0 | 0 | 315822.079 | 351858.9485 | 679696 | 0 | 102925.6451 | 0 | 0 | 0 | 0
2016-07-13 23:00 | 0 | 0 | 0 | 0 | 316551.7409 | 322638.7606 | 666990 | 0 | 75126.1466 | 0 | 0 | 0 | 0
2016-07-14 | 0 | 0 | 0 | 114775.9274 | 337142.5954 | 244334.2516 | 650042 | 0 | 121336.9209 | 0 | 0 | 0 | 0
2016-07-14 01:00 | 0 | 0 | 0 | 110705.1389 | 391139.7688 | 130049.0924 | 631894 | 0 | 121336.9209 | 0 | 0 | 0 | 0
2016-07-14 02:00 | 0 | 0 | 0 | 34244.3658 | 431084.6807 | 16135.0325 | 602801 | 0 | 0 | 0 | 0 | 0 | 0
2016-07-14 03:00 | 0 | 0 | 0 | 257161.265 | 428850.656 | 0 | 564675 | 0 | 121336.9209 | 0 | 0 | 0 | 0
2016-07-14 04:00 | 0 | 0 | 0 | 110372.03 | 415680.97 | 0 | 526053 | 0 | 121336.9209 | 0 | 0 | 0 | 0
2016-07-14 05:00 | 0 | 0 | 0 | 65995.1695 | 396300.232 | 0 | 493962 | 0 | 89670.3224 | 0 | 0 | 0 | 0
2016-07-14 06:00 | 0 | 0 | 0 | 0 | 377382.6776 | 0 | 467053 | 0 | 0 | 0 | 0 | 0 | 0
2016-07-14 07:00 | 0 | 0 | 0 | 84543.351 | 362823.649 | 0 | 447367 | 0 | 0 | 0 | 0 | 0 | 0
2016-07-14 08:00 | 0 | 0 | 0 | 82937.6705 | 354808.3295 | 0 | 437746 | 0 | 0 | 0 | 0 | 0 | 0
2016-07-14 09:00 | 0 | 0 | 0 | 103357.6412 | 336090.3588 | 0 | 439448 | 0 | 0 | 0 | 0 | 0 | 0
2016-07-14 10:00 | 0 | 0 | 0 | 134336.9772 | 318809.0228 | 0 | 453146 | 0 | 0 | 0 | 0 | 0 | 0
2016-07-14 11:00 | 0 | 0 | 0 | 319142.6498 | 275631.2711 | 0 | 473437 | 0 | 121336.9209 | 0 | 0 | 0 | 0
2016-07-14 12:00 | 0 | 0 | 0 | 153648.415 | 176433.8649 | 46742.7991 | 498162 | 0 | 0 | 0 | 0 | 0 | 0
2016-07-14 13:00 | 0 | 0 | 0 | 126959.5595 | 188841.9163 | 212152.5243 | 527954 | 0 | 0 | 0 | 0 | 0 | 0
2016-07-14 14:00 | 0 | 0 | 0 | 53550.162 | 211865.1143 | 298246.7238 | 563662 | 0 | 0 | 0 | 0 | 0 | 0
2016-07-14 15:00 | 0 | 0 | 0 | 37628.2645 | 217417.8408 | 342145.8947 | 597192 | 0 | 0 | 0 | 0 | 0 | 0
2016-07-14 16:00 | 0 | 0 | 0 | 52426.1096 | 211237.5794 | 361103.311 | 624767 | 0 | 0 | 0 | 0 | 0 | 0
2016-07-14 17:00 | 0 | 0 | 0 | 74618.4425 | 207186.2521 | 364148.3054 | 645953 | 0 | 0 | 0 | 0 | 0 | 0
2016-07-14 18:00 | 0 | 0 | 0 | 94276.1286 | 205368.927 | 361424.9444 | 661070 | 0 | 0 | 0 | 0 | 0 | 0
2016-07-14 19:00 | 0 | 0 | 0 | 226838.0759 | 203707.9623 | 358382.0826 | 671398 | 0 | 117530.1208 | 0 | 0 | 0 | 0
2016-07-14 20:00 | 0 | 0 | 0 | 0 | 200315.4291 | 358461.4501 | 676307 | 0 | 0 | 0 | 0 | 0 | 0
2016-07-14 21:00 | 0 | 0 | 0 | 127166.1547 | 194839.4962 | 355741.3491 | 677747 | 0 | 0 | 0 | 0 | 0 | 0
2016-07-14 22:00 | 0 | 0 | 0 | 137018.7523 | 189494.2091 | 346765.0386 | 673278 | 0 | 0 | 0 | 0 | 0 | 0
2016-07-14 23:00 | 0 | 0 | 0 | 164672.6587 | 183890.8188 | 312150.5225 | 660714 | 0 | 0 | 0 | 0 | 0 | 0
2016-07-15 | 0 | 0 | 0 | 207824.8744 | 191044.1589 | 244190.9667 | 643060 | 0 | 0 | 0 | 0 | 0 | 0
2016-07-15 01:00 | 0 | 0 | 0 | 248985.5601 | 252349.1668 | 124833.2731 | 626168 | 0 | 0 | 0 | 0 | 0 | 0
2016-07-15 02:00 | 0 | 0 | 0 | 268725.7665 | 313961.3217 | 14244.9117 | 596932 | 0 | 0 | 0 | 0 | 0 | 0
2016-07-15 03:00 | 0 | 0 | 0 | 247063.1427 | 310591.8573 | 0 | 557655 | 0 | 0 | 0 | 0 | 0 | 0
2016-07-15 04:00 | 0 | 0 | 0 | 237368.4963 | 283599.5037 | 0 | 520968 | 0 | 0 | 0 | 0 | 0 | 0
2016-07-15 05:00 | 0 | 0 | 0 | 352943.5588 | 256812.3621 | 0 | 488419 | 0 | 121336.9209 | 0 | 0 | 0 | 0
2016-07-15 06:00 | 0 | 0 | 0 | 108849.9574 | 231566.1216 | 0 | 461753 | 0 | 0 | 0 | 0 | 0 | 0
2016-07-15 07:00 | 0 | 0 | 0 | 233543.4476 | 208547.5524 | 0 | 442091 | 0 | 0 | 0 | 0 | 0 | 0
2016-07-15 08:00 | 0 | 0 | 0 | 245589.86 | 186239.14 | 0 | 431829 | 0 | 0 | 0 | 0 | 0 | 0
2016-07-15 09:00 | 0 | 0 | 0 | 269673.8347 | 162933.1653 | 0 | 432607 | 0 | 0 | 0 | 0 | 0 | 0
2016-07-15 10:00 | 0 | 0 | 0 | 356551.1709 | 146949.9457 | 0 | 444406 | 0 | 59095.1166 | 0 | 0 | 0 | 0
2016-07-15 11:00 | 0 | 0 | 0 | 356551.1709 | 119725.6413 | 0.82395 | 462733 | 0 | 72639.7527 | 0 | 0 | 0 | 0
2016-07-15 12:00 | 0 | 0 | 0 | 356551.1709 | 65070.9797 | 45910.0083 | 487020 | 0 | 53151.9115 | 0 | 0 | 0 | 0
2016-07-15 13:00 | 0 | 0 | 0 | 197647.1705 | 65487.2458 | 201095.6721 | 517382 | 0 | 0 | 0 | 0 | 0 | 0
2016-07-15 14:00 | 0 | 0 | 0 | 176912.2727 | 78554.6658 | 293238.0614 | 548705 | 0 | 0 | 0 | 0 | 0 | 0
2016-07-15 15:00 | 0 | 0 | 0 | 288663.6499 | 74876.5304 | 335131.7406 | 577335 | 0 | 121336.9209 | 0 | 0 | 0 | 0
2016-07-15 16:00 | 0 | 0 | 0 | 62194.3552 | 63239.289 | 354530.4349 | 601301 | 0 | 0 | 0 | 0 | 0 | 0
2016-07-15 17:00 | 0 | 0 | 0 | 333095.3039 | 53024.4585 | 358553.1585 | 623336 | 0 | 121336.9209 | 0 | 0 | 0 | 0
2016-07-15 18:00 | 0 | 0 | 0 | 115998.5463 | 46224.603 | 356725.9298 | 640286 | 0 | 0 | 0 | 0 | 0 | 0
2016-07-15 19:00 | 0 | 0 | 0 | 257398.5369 | 40006.7631 | 353298.7 | 650704 | 0 | 0 | 0 | 0 | 0 | 0
2016-07-15 20:00 | 0 | 0 | 0 | 268942.0659 | 36357.5226 | 351865.4115 | 657165 | 0 | 0 | 0 | 0 | 0 | 0
2016-07-15 21:00 | 0 | 0 | 0 | 269464.3968 | 40463.1138 | 347659.4894 | 657587 | 0 | 0 | 0 | 0 | 0 | 0
2016-07-15 22:00 | 0 | 0 | 0 | 263122.9239 | 51033.5166 | 334035.5595 | 648192 | 0 | 0 | 0 | 0 | 0 | 0
2016-07-15 23:00 | 0 | 0 | 0 | 262468.5723 | 70904.4076 | 297122.0201 | 630495 | 0 | 0 | 0 | 0 | 0 | 0
2016-07-16 | 0 | 0 | 0 | 271649.2713 | 108759.2324 | 230154.4963 | 610563 | 0 | 0 | 0 | 0 | 0 | 0
2016-07-16 01:00 | 0 | 0 | 0 | 281812.7351 | 199279.4452 | 112189.8198 | 593282 | 0 | 0 | 0 | 0 | 0 | 0
2016-07-16 02:00 | 0 | 0 | 0 | 247085.723 | 308047.3837 | 11800.8933 | 566934 | 0 | 0 | 0 | 0 | 0 | 0
2016-07-16 03:00 | 0 | 0 | 0 | 202171.73 | 329224.27 | 0 | 531396 | 0 | 0 | 0 | 0 | 0 | 0
2016-07-16 04:00 | 0 | 0 | 0 | 298670.6581 | 318596.2628 | 0 | 495930 | 0 | 121336.9209 | 0 | 0 | 0 | 0
2016-07-16 05:00 | 0 | 0 | 0 | 45213.9788 | 299064.1002 | 0 | 465615 | 0 | 0 | 0 | 0 | 0 | 0
2016-07-16 06:00 | 0 | 0 | 0 | 159374.7225 | 282195.2775 | 0 | 441570 | 0 | 0 | 0 | 0 | 0 | 0
2016-07-16 07:00 | 0 | 0 | 0 | 153231.9321 | 269147.0679 | 0 | 422379 | 0 | 0 | 0 | 0 | 0 | 0
2016-07-16 08:00 | 0 | 0 | 0 | 151169.6208 | 259017.3792 | 0 | 410187 | 0 | 0 | 0 | 0 | 0 | 0
2016-07-16 09:00 | 0 | 0 | 0 | 171821.6188 | 232611.3812 | 0 | 404433 | 0 | 0 | 0 | 0 | 0 | 0
2016-07-16 10:00 | 0 | 0 | 0 | 200657.3502 | 203298.6498 | 0 | 403956 | 0 | 0 | 0 | 0 | 0 | 0
2016-07-16 11:00 | 0 | 0 | 0 | 239353.4718 | 172543.5282 | 0 | 411897 | 0 | 0 | 0 | 0 | 0 | 0
2016-07-16 12:00 | 0 | 0 | 0 | 270805.5246 | 120758.7009 | 39843.7745 | 431408 | 0 | 0 | 0 | 0 | 0 | 0
2016-07-16 13:00 | 0 | 0 | 0 | 131566.5083 | 149624.5159 | 179541.9758 | 460733 | 0 | 0 | 0 | 0 | 0 | 0
2016-07-16 14:00 | 0 | 0 | 0 | 30511.663 | 188355.1576 | 274133.1794 | 493000 | 0 | 0 | 0 | 0 | 0 | 0
2016-07-16 15:00 | 0 | 0 | 0 | 222.0863 | 199934.2462 | 324014.6675 | 524171 | 0 | 0 | 0 | 0 | 0 | 0
2016-07-16 16:00 | 0 | 0 | 0 | 0 | 204828.2406 | 348498.0017 | 550527 | 0 | 2799.2422 | 0 | 0 | 0 | 0
2016-07-16 17:00 | 0 | 0 | 0 | 1028.5489 | 212379.4926 | 356209.7162 | 572417 | 0 | 0 | 0 | 0 | 0 | 0
2016-07-16 18:00 | 0 | 0 | 0 | 9838.6697 | 226343.3737 | 355313.8555 | 589029 | 0 | 2466.8989 | 0 | 0 | 0 | 0
2016-07-16 19:00 | 0 | 0 | 0 | 0 | 245526.4877 | 352012.6134 | 600006 | 0 | 0 | 0 | 0 | 0 | 0
2016-07-16 20:00 | 0 | 0 | 0 | 0 | 267535.168 | 350266.8374 | 606513 | 0 | 11289.0054 | 0 | 0 | 0 | 0
2016-07-16 21:00 | 0 | 0 | 0 | 0 | 289160.9014 | 346384.0165 | 608656 | 0 | 38177.9233 | 0 | 0 | 0 | 0
2016-07-16 22:00 | 0 | 0 | 0 | 0 | 230457.3593 | 334833.7175 | 603469 | 0 | 0 | 0 | 0 | 0 | 0
2016-07-16 23:00 | 0 | 0 | 0 | 0 | 351711.9915 | 300972.976 | 591077 | 0 | 61607.9675 | 0 | 0 | 0 | 0
2016-07-17 | 0 | 0 | 0 | 0 | 399506.5214 | 234774.2205 | 575707 | 0 | 120181.7095 | 0 | 0 | 0 | 0
2016-07-17 01:00 | 0 | 0 | 0 | 0 | 442148.642 | 119352.5695 | 560346 | 0 | 121336.9209 | 0 | 0 | 0 | 0
2016-07-17 02:00 | 0 | 0 | 0 | 0 | 514442.3992 | 10877.4321 | 538670 | 0 | 107986.7522 | 0 | 0 | 0 | 0
2016-07-17 03:00 | 0 | 0 | 0 | 0 | 502908.9913 | 0 | 508492 | 0 | 102403.7435 | 0 | 0 | 0 | 0
2016-07-17 04:00 | 0 | 0 | 0 | 0 | 477532.228 | 0 | 477482 | 0 | 102453.9715 | 0 | 0 | 0 | 0
2016-07-17 05:00 | 0 | 0 | 0 | 0 | 450314.6299 | 0 | 451035 | 0 | 101733.6014 | 0 | 0 | 0 | 0
2016-07-17 06:00 | 0 | 0 | 0 | 0 | 427019.0373 | 0 | 429643 | 0 | 99109.6387 | 0 | 0 | 0 | 0
2016-07-17 07:00 | 0 | 0 | 0 | 0 | 402839.738 | 0 | 411588 | 0 | 90361.3767 | 0 | 0 | 0 | 0
2016-07-17 08:00 | 0 | 0 | 0 | 0 | 388006.6009 | 0 | 399818 | 0 | 78549.9775 | 0 | 0 | 0 | 0
2016-07-17 09:00 | 0 | 0 | 0 | 0 | 368698.9298 | 0 | 392622 | 0 | 54626.9074 | 0 | 0 | 0 | 0
2016-07-17 10:00 | 0 | 0 | 0 | 0 | 349663.3086 | 0 | 387527 | 0 | 16763.2159 | 0 | 0 | 0 | 0
2016-07-17 11:00 | 0 | 0 | 0 | 182262.8641 | 313951.4961 | 0.34484 | 391641 | 0 | 121336.9209 | 0 | 0 | 0 | 0
2016-07-17 12:00 | 0 | 0 | 0 | 15882.1696 | 227722.7248 | 46369.1846 | 411311 | 0 | 0 | 0 | 0 | 0 | 0
2016-07-17 13:00 | 0 | 0 | 0 | 0 | 254993.2932 | 189116.7068 | 444110 | 0 | 0 | 0 | 0 | 0 | 0
2016-07-17 14:00 | 0 | 0 | 0 | 0 | 197648.851 | 281990.149 | 479639 | 0 | 0 | 0 | 0 | 0 | 0
2016-07-17 15:00 | 0 | 0 | 0 | 0 | 277615.714 | 323076.1272 | 514092 | 0 | 86599.8412 | 0 | 0 | 0 | 0
2016-07-17 16:00 | 0 | 0 | 0 | 0 | 207887.2231 | 344038.7092 | 545689 | 0 | 92836.7734 | 0 | 0 | 0 | 0
2016-07-17 17:00 | 0 | 0 | 0 | 0 | 247003.0417 | 350675.6806 | 571375 | 0 | 119140.4957 | 0 | 0 | 0 | 0
2016-07-17 18:00 | 0 | 0 | 0 | 0 | 245096.8147 | 348988.6105 | 591889 | 0 | 121336.9209 | 0 | 0 | 0 | 0
2016-07-17 19:00 | 0 | 0 | 0 | 0 | 247103.7306 | 344049.9293 | 607872 | 0 | 104618.5808 | 0 | 0 | 0 | 0
2016-07-17 20:00 | 0 | 0 | 0 | 0 | 247421.7179 | 340664.4532 | 620128 | 0 | 72576.7518 | 0 | 0 | 0 | 0
2016-07-17 21:00 | 0 | 0 | 0 | 0 | 246026.6561 | 333952.7598 | 628734 | 0 | 23822.1677 | 0 | 0 | 0 | 0
2016-07-17 22:00 | 0 | 0 | 0 | 45006.9391 | 242420.567 | 318838.3262 | 630088 | 0 | 0 | 0 | 0 | 0 | 0
2016-07-17 23:00 | 0 | 0 | 0 | 96877.0672 | 240366.6944 | 284810.2384 | 622054 | 0 | 0 | 0 | 0 | 0 | 0
2016-07-18 | 0 | 0 | 0 | 128330.4969 | 259411.1505 | 221231.3526 | 608973 | 0 | 0 | 0 | 0 | 0 | 0
2016-07-18 01:00 | 0 | 0 | 0 | 162596.0537 | 321679.3606 | 111448.5857 | 595724 | 0 | 0 | 0 | 0 | 0 | 0
2016-07-18 02:00 | 0 | 0 | 0 | 180561.1935 | 378982.1083 | 12635.6982 | 572179 | 0 | 0 | 0 | 0 | 0 | 0
2016-07-18 03:00 | 0 | 0 | 0 | 158121.8382 | 381880.1618 | 0 | 540002 | 0 | 0 | 0 | 0 | 0 | 0
2016-07-18 04:00 | 0 | 0 | 0 | 152544.8683 | 354261.1317 | 0 | 506806 | 0 | 0 | 0 | 0 | 0 | 0
2016-07-18 05:00 | 0 | 0 | 0 | 146476.8279 | 331459.1721 | 0 | 477936 | 0 | 0 | 0 | 0 | 0 | 0
2016-07-18 06:00 | 0 | 0 | 0 | 138767.826 | 316304.174 | 0 | 455072 | 0 | 0 | 0 | 0 | 0 | 0
2016-07-18 07:00 | 0 | 0 | 0 | 125196.4917 | 313078.5083 | 0 | 438275 | 0 | 0 | 0 | 0 | 0 | 0
2016-07-18 08:00 | 0 | 0 | 0 | 125071.2728 | 304963.7272 | 0 | 430035 | 0 | 0 | 0 | 0 | 0 | 0
2016-07-18 09:00 | 0 | 0 | 0 | 153515.8326 | 279264.1674 | 0 | 432780 | 0 | 0 | 0 | 0 | 0 | 0
2016-07-18 10:00 | 0 | 0 | 0 | 191890.9284 | 254255.0716 | 0 | 446146 | 0 | 0 | 0 | 0 | 0 | 0
2016-07-18 11:00 | 0 | 0 | 0 | 235449.1516 | 231140.6605 | 0.18789 | 466590 | 0 | 0 | 0 | 0 | 0 | 0
2016-07-18 12:00 | 0 | 0 | 0 | 328810.9041 | 133417.6253 | 33378.4706 | 495607 | 0 | 0 | 0 | 0 | 0 | 0
2016-07-18 13:00 | 0 | 0 | 0 | 244151.1691 | 128332.5744 | 157705.2566 | 530189 | 0 | 0 | 0 | 0 | 0 | 0
2016-07-18 14:00 | 0 | 0 | 0 | 156954.1972 | 165434.4845 | 245099.3183 | 567488 | 0 | 0 | 0 | 0 | 0 | 0
2016-07-18 15:00 | 0 | 0 | 0 | 161007.4767 | 149251.8587 | 292403.6646 | 602663 | 0 | 0 | 0 | 0 | 0 | 0
2016-07-18 16:00 | 0 | 0 | 0 | 188660.0453 | 126238.3008 | 317906.6539 | 632805 | 0 | 0 | 0 | 0 | 0 | 0
2016-07-18 17:00 | 0 | 0 | 0 | 207288.6886 | 120062.7445 | 328347.5669 | 655699 | 0 | 0 | 0 | 0 | 0 | 0
2016-07-18 18:00 | 0 | 0 | 0 | 339062.0614 | 126838.3615 | 327290.498 | 671854 | 0 | 121336.9209 | 0 | 0 | 0 | 0
2016-07-18 19:00 | 0 | 0 | 0 | 95275.2372 | 140842.2558 | 321323.586 | 678778 | 0 | 0 | 0 | 0 | 0 | 0
2016-07-18 20:00 | 0 | 0 | 0 | 204991.9501 | 160084.6931 | 314805.3568 | 679882 | 0 | 0 | 0 | 0 | 0 | 0
2016-07-18 21:00 | 0 | 0 | 0 | 192632.7836 | 181778.9498 | 303565.2666 | 677977 | 0 | 0 | 0 | 0 | 0 | 0
2016-07-18 22:00 | 0 | 0 | 0 | 177762.0978 | 208975.1296 | 286647.7726 | 673385 | 0 | 0 | 0 | 0 | 0 | 0
2016-07-18 23:00 | 0 | 0 | 0 | 168163.5538 | 242679.5184 | 251995.9277 | 662839 | 0 | 0 | 0 | 0 | 0 | 0
2016-07-19 | 0 | 0 | 0 | 159508.4643 | 295668.5182 | 190530.0174 | 645707 | 0 | 0 | 0 | 0 | 0 | 0
2016-07-19 01:00 | 0 | 0 | 0 | 139668.4733 | 392720.5776 | 94536.9491 | 626926 | 0 | 0 | 0 | 0 | 0 | 0
2016-07-19 02:00 | 0 | 0 | 0 | 121427.0283 | 460746.6513 | 15190.3204 | 597364 | 0 | 0 | 0 | 0 | 0 | 0
2016-07-19 03:00 | 0 | 0 | 0 | 103889.6912 | 454844.3088 | 0 | 558734 | 0 | 0 | 0 | 0 | 0 | 0
2016-07-19 04:00 | 0 | 0 | 0 | 168730.6743 | 434401.7698 | 0 | 520670 | 0 | 82462.4441 | 0 | 0 | 0 | 0
2016-07-19 05:00 | 0 | 0 | 0 | 0 | 405835.5559 | 0 | 488298 | 0 | 0 | 0 | 0 | 0 | 0
2016-07-19 06:00 | 0 | 0 | 0 | 204888.2897 | 378012.6312 | 0 | 461564 | 0 | 121336.9209 | 0 | 0 | 0 | 0
2016-07-19 07:00 | 0 | 0 | 0 | 86728.9946 | 356119.0054 | 0 | 442848 | 0 | 121336.9209 | 0 | 0 | 0 | 0
2016-07-19 08:00 | 0 | 0 | 0 | 67371.1805 | 348131.3682 | 0 | 433311 | 0 | 103528.4696 | 0 | 0 | 0 | 0
2016-07-19 09:00 | 0 | 0 | 0 | 0 | 331959.5304 | 0 | 435488 | 0 | 0 | 0 | 0 | 0 | 0
2016-07-19 10:00 | 0 | 0 | 0 | 137983.6061 | 310983.3939 | 0 | 448967 | 0 | 0 | 0 | 0 | 0 | 0
2016-07-19 11:00 | 0 | 0 | 0 | 200435.9801 | 268194.9855 | 0.034397 | 468631 | 0 | 0 | 0 | 0 | 0 | 0
2016-07-19 12:00 | 0 | 0 | 0 | 310215.3892 | 149693.6321 | 35599.9787 | 495509 | 0 | 0 | 0 | 0 | 0 | 0
2016-07-19 13:00 | 0 | 0 | 0 | 219243.626 | 130363.2246 | 176110.1494 | 525717 | 0 | 0 | 0 | 0 | 0 | 0
2016-07-19 14:00 | 0 | 0 | 0 | 123606.4256 | 168228.1094 | 269334.4651 | 561169 | 0 | 0 | 0 | 0 | 0 | 0
2016-07-19 15:00 | 0 | 0 | 0 | 116639.0154 | 166645.2492 | 311649.7355 | 594934 | 0 | 0 | 0 | 0 | 0 | 0
2016-07-19 16:00 | 0 | 0 | 0 | 129479.5893 | 159139.077 | 334205.3337 | 622824 | 0 | 0 | 0 | 0 | 0 | 0
2016-07-19 17:00 | 0 | 0 | 0 | 143932.4515 | 163519.9959 | 336868.5527 | 644321 | 0 | 0 | 0 | 0 | 0 | 0
2016-07-19 18:00 | 0 | 0 | 0 | 156210.8072 | 172342.6132 | 331277.5796 | 659831 | 0 | 0 | 0 | 0 | 0 | 0
2016-07-19 19:00 | 0 | 0 | 0 | 287065.0868 | 179612.8766 | 324363.9576 | 669705 | 0 | 121336.9209 | 0 | 0 | 0 | 0
2016-07-19 20:00 | 0 | 0 | 0 | 173797.6476 | 184765.0316 | 318173.3208 | 676736 | 0 | 121336.9209 | 0 | 0 | 0 | 0
2016-07-19 21:00 | 0 | 0 | 0 | 59651.4993 | 190445.0868 | 306768.493 | 678202 | 0 | 0 | 0 | 0 | 0 | 0
2016-07-19 22:00 | 0 | 0 | 0 | 305836.1441 | 198712.7437 | 288128.0331 | 671340 | 0 | 121336.9209 | 0 | 0 | 0 | 0
2016-07-19 23:00 | 0 | 0 | 0 | 67339.6996 | 216016.7113 | 250728.6681 | 655422 | 0 | 0 | 0 | 0 | 0 | 0
2016-07-20 | 0 | 0 | 0 | 182343.963 | 265759.3663 | 188461.6707 | 636565 | 0 | 0 | 0 | 0 | 0 | 0
2016-07-20 01:00 | 0 | 0 | 0 | 137846.8312 | 382217.556 | 98454.6129 | 618519 | 0 | 0 | 0 | 0 | 0 | 0
2016-07-20 02:00 | 0 | 0 | 0 | 220108.2315 | 457469.7792 | 13329.6281 | 589729 | 0 | 101178.6388 | 0 | 0 | 0 | 0
2016-07-20 03:00 | 0 | 0 | 0 | 0 | 450869.3612 | 0 | 552048 | 0 | 0 | 0 | 0 | 0 | 0
2016-07-20 04:00 | 0 | 0 | 0 | 87135.7355 | 427269.2645 | 0 | 514405 | 0 | 0 | 0 | 0 | 0 | 0
2016-07-20 05:00 | 0 | 0 | 0 | 72341.5917 | 410315.4083 | 0 | 482657 | 0 | 0 | 0 | 0 | 0 | 0
2016-07-20 06:00 | 0 | 0 | 0 | 58266.218 | 398072.782 | 0 | 456339 | 0 | 0 | 0 | 0 | 0 | 0
2016-07-20 07:00 | 0 | 0 | 0 | 58448.7626 | 378862.2374 | 0 | 437311 | 0 | 0 | 0 | 0 | 0 | 0
2016-07-20 08:00 | 0 | 0 | 0 | 68629.1812 | 358776.8188 | 0 | 427406 | 0 | 0 | 0 | 0 | 0 | 0
2016-07-20 09:00 | 0 | 0 | 0 | 86706.4905 | 342722.5095 | 0 | 429429 | 0 | 0 | 0 | 0 | 0 | 0
2016-07-20 10:00 | 0 | 0 | 0 | 116567.1205 | 325248.8795 | 0 | 441816 | 0 | 0 | 0 | 0 | 0 | 0
2016-07-20 11:00 | 0 | 0 | 0 | 171650.64 | 288930.3451 | 0.014822 | 460581 | 0 | 0 | 0 | 0 | 0 | 0
2016-07-20 12:00 | 0 | 0 | 0 | 356551.1709 | 179760.1467 | 38967.4932 | 486874 | 0 | 88404.8108 | 0 | 0 | 0 | 0
2016-07-20 13:00 | 0 | 0 | 0 | 69163.3646 | 184781.5774 | 175305.2473 | 517655 | 0 | 0 | 0 | 0 | 0 | 0
2016-07-20 14:00 | 0 | 0 | 0 | 93619.4719 | 188170.9935 | 270910.5345 | 552701 | 0 | 0 | 0 | 0 | 0 | 0
2016-07-20 15:00 | 0 | 0 | 0 | 245191.7875 | 155234.9268 | 308745.2067 | 587835 | 0 | 121336.9209 | 0 | 0 | 0 | 0
2016-07-20 16:00 | 0 | 0 | 0 | 155289.1567 | 133876.9396 | 329305.9037 | 618472 | 0 | 121336.9209 | 0 | 0 | 0 | 0
2016-07-20 17:00 | 0 | 0 | 0 | 172750.7106 | 140440.6412 | 332209.6482 | 645401 | 0 | 121336.9209 | 0 | 0 | 0 | 0
2016-07-20 18:00 | 0 | 0 | 0 | 173834.4247 | 165342.2603 | 327243.315 | 666420 | 0 | 121336.9209 | 0 | 0 | 0 | 0
2016-07-20 19:00 | 0 | 0 | 0 | 45856.5701 | 194390.9445 | 319741.5645 | 681326 | 0 | 0 | 0 | 0 | 0 | 0
2016-07-20 20:00 | 0 | 0 | 0 | 159785.8738 | 220120.5915 | 312009.5346 | 691916 | 0 | 0 | 0 | 0 | 0 | 0
2016-07-20 21:00 | 0 | 0 | 0 | 154169.6806 | 243945.3719 | 298862.9476 | 696978 | 0 | 0 | 0 | 0 | 0 | 0
2016-07-20 22:00 | 0 | 0 | 0 | 269664.0133 | 266301.2393 | 276755.6684 | 691384 | 0 | 121336.9209 | 0 | 0 | 0 | 0
2016-07-20 23:00 | 0 | 0 | 0 | 149039.3786 | 289799.3582 | 239380.2632 | 678219 | 0 | 121336.9209 | 0 | 0 | 0 | 0
2016-07-21 | 0 | 0 | 0 | 144544.0727 | 333871.8709 | 180981.0564 | 659397 | 0 | 121336.9209 | 0 | 0 | 0 | 0
2016-07-21 01:00 | 0 | 0 | 0 | 110946.2458 | 425120.3291 | 95155.1246 | 640391 | 0 | 112167.6206 | 0 | 0 | 0 | 0
2016-07-21 02:00 | 0 | 0 | 0 | 0 | 489632.7744 | 9386.605 | 611187 | 0 | 0 | 0 | 0 | 0 | 0
2016-07-21 03:00 | 0 | 0 | 0 | 75148.5863 | 496878.4137 | 0 | 572027 | 0 | 0 | 0 | 0 | 0 | 0
2016-07-21 04:00 | 0 | 0 | 0 | 50861.2155 | 482392.7845 | 0 | 533254 | 0 | 0 | 0 | 0 | 0 | 0
2016-07-21 05:00 | 0 | 0 | 0 | 35035.5653 | 463704.4347 | 0 | 498740 | 0 | 0 | 0 | 0 | 0 | 0
2016-07-21 06:00 | 0 | 0 | 0 | 25816.7438 | 444440.2562 | 0 | 470257 | 0 | 0 | 0 | 0 | 0 | 0
2016-07-21 07:00 | 0 | 0 | 0 | 29521.206 | 420227.794 | 0 | 449749 | 0 | 0 | 0 | 0 | 0 | 0
2016-07-21 08:00 | 0 | 0 | 0 | 44865.2685 | 393688.7315 | 0 | 438554 | 0 | 0 | 0 | 0 | 0 | 0
2016-07-21 09:00 | 0 | 0 | 0 | 83391.5164 | 357096.4836 | 0 | 440488 | 0 | 0 | 0 | 0 | 0 | 0
2016-07-21 10:00 | 0 | 0 | 0 | 135437.6884 | 317897.3116 | 0 | 453335 | 0 | 0 | 0 | 0 | 0 | 0
2016-07-21 11:00 | 0 | 0 | 0 | 327222.0274 | 266889.8936 | 0 | 472775 | 0 | 121336.9209 | 0 | 0 | 0 | 0
2016-07-21 12:00 | 0 | 0 | 0 | 310497.2249 | 147976.7078 | 40876.0673 | 499350 | 0 | 121336.9209 | 0 | 0 | 0 | 0
2016-07-21 13:00 | 0 | 0 | 0 | 79107.0723 | 153708.1942 | 178943.8126 | 533096 | 0 | 0 | 0 | 0 | 0 | 0
2016-07-21 14:00 | 0 | 0 | 0 | 118809.0931 | 174075.9138 | 278644.9931 | 571530 | 0 | 0 | 0 | 0 | 0 | 0
2016-07-21 15:00 | 0 | 0 | 0 | 265523.0998 | 144880.5218 | 320104.2993 | 609171 | 0 | 121336.9209 | 0 | 0 | 0 | 0
2016-07-21 16:00 | 0 | 0 | 0 | 57918.7842 | 125284.2493 | 336181.0456 | 640721 | 0 | 0 | 0 | 0 | 0 | 0
2016-07-21 17:00 | 0 | 0 | 0 | 202338.8456 | 123946.3073 | 341725.8471 | 668011 | 0 | 0 | 0 | 0 | 0 | 0
2016-07-21 18:00 | 0 | 0 | 0 | 216093.8542 | 134561.2561 | 336918.8897 | 687574 | 0 | 0 | 0 | 0 | 0 | 0
2016-07-21 19:00 | 0 | 0 | 0 | 222773.8481 | 146635.1896 | 329683.9622 | 699093 | 0 | 0 | 0 | 0 | 0 | 0
2016-07-21 20:00 | 0 | 0 | 0 | 230871.6687 | 152972.2981 | 323152.0333 | 706996 | 0 | 0 | 0 | 0 | 0 | 0
2016-07-21 21:00 | 0 | 0 | 0 | 356551.1709 | 154076.0495 | 312476.0786 | 708155 | 0 | 114948.2989 | 0 | 0 | 0 | 0
2016-07-21 22:00 | 0 | 0 | 0 | 265943.7315 | 150977.8812 | 293139.0094 | 703672 | 0 | 121336.9209 | 0 | 0 | 0 | 0
2016-07-21 23:00 | 0 | 0 | 0 | 159969.4463 | 152462.3549 | 256505.2778 | 690274 | 0 | 0 | 0 | 0 | 0 | 0
2016-07-22 | 0 | 0 | 0 | 291132.7911 | 184910.4089 | 196831.8 | 672875 | 0 | 0 | 0 | 0 | 0 | 0
2016-07-22 01:00 | 0 | 0 | 0 | 274766.3945 | 283753.1761 | 96146.4294 | 654666 | 0 | 0 | 0 | 0 | 0 | 0
2016-07-22 02:00 | 0 | 0 | 0 | 356551.1709 | 354963.7529 | 9557.4638 | 622878 | 0 | 98194.3876 | 0 | 0 | 0 | 0
2016-07-22 03:00 | 0 | 0 | 0 | 110261.4728 | 376867.1397 | 0 | 585323 | 0 | 0 | 0 | 0 | 0 | 0
2016-07-22 04:00 | 0 | 0 | 0 | 170289.1756 | 377503.8244 | 0 | 547793 | 0 | 0 | 0 | 0 | 0 | 0
2016-07-22 05:00 | 0 | 0 | 0 | 145885.5609 | 366739.4391 | 0 | 512625 | 0 | 0 | 0 | 0 | 0 | 0
2016-07-22 06:00 | 0 | 0 | 0 | 132074.4297 | 351255.5703 | 0 | 483330 | 0 | 0 | 0 | 0 | 0 | 0
2016-07-22 07:00 | 0 | 0 | 0 | 249579.3954 | 334498.5256 | 0 | 462741 | 0 | 121336.9209 | 0 | 0 | 0 | 0
2016-07-22 08:00 | 0 | 0 | 0 | 130151.1627 | 321081.8373 | 0 | 451233 | 0 | 121336.9209 | 0 | 0 | 0 | 0
2016-07-22 09:00 | 0 | 0 | 0 | 30402.3176 | 300070.7615 | 0 | 451810 | 0 | 0 | 0 | 0 | 0 | 0
2016-07-22 10:00 | 0 | 0 | 0 | 304469.6509 | 279924.2701 | 0 | 463057 | 0 | 121336.9209 | 0 | 0 | 0 | 0
2016-07-22 11:00 | 0 | 0 | 0 | 201784.4436 | 252324.1507 | 0 | 480339 | 0 | 95106.5152 | 0 | 0 | 0 | 0
2016-07-22 12:00 | 0 | 0 | 0 | 356551.1709 | 139120.4925 | 36764.7423 | 506206 | 0 | 121336.9209 | 0 | 0 | 0 | 0
2016-07-22 13:00 | 0 | 0 | 0 | 272082.8561 | 97296.0981 | 170965.0457 | 540344 | 0 | 121336.9209 | 0 | 0 | 0 | 0
2016-07-22 14:00 | 0 | 0 | 0 | 206511.0298 | 108113.1069 | 260120.8633 | 574745 | 0 | 121336.9209 | 0 | 0 | 0 | 0
2016-07-22 15:00 | 0 | 0 | 0 | 72255.2236 | 108531.7104 | 309502.1451 | 611626 | 0 | 0 | 0 | 0 | 0 | 0
2016-07-22 16:00 | 0 | 0 | 0 | 320659.4081 | 111364.17 | 333118.3429 | 643805 | 0 | 121336.9209 | 0 | 0 | 0 | 0
2016-07-22 17:00 | 0 | 0 | 0 | 206739.2936 | 122280.724 | 340615.9824 | 669636 | 0 | 121336.9209 | 0 | 0 | 0 | 0
2016-07-22 18:00 | 0 | 0 | 0 | 97743.0173 | 134439.5557 | 336018.5061 | 689538 | 0 | 0 | 0 | 0 | 0 | 0
2016-07-22 19:00 | 0 | 0 | 0 | 230935.9148 | 142945.1219 | 328628.9632 | 702510 | 0 | 0 | 0 | 0 | 0 | 0
2016-07-22 20:00 | 0 | 0 | 0 | 237289.8211 | 149345.4258 | 323183.7531 | 709819 | 0 | 0 | 0 | 0 | 0 | 0
2016-07-22 21:00 | 0 | 0 | 0 | 356551.1709 | 156640.5169 | 313716.1754 | 711442 | 0 | 115465.8632 | 0 | 0 | 0 | 0
2016-07-22 22:00 | 0 | 0 | 0 | 125323.9926 | 167171.5053 | 298170.639 | 706132 | 0 | 0 | 0 | 0 | 0 | 0
2016-07-22 23:00 | 0 | 0 | 0 | 244066.2211 | 184505.9834 | 263652.7954 | 692225 | 0 | 0 | 0 | 0 | 0 | 0
2016-07-23 | 0 | 0 | 0 | 240402.4791 | 227522.0099 | 203838.511 | 671763 | 0 | 0 | 0 | 0 | 0 | 0
2016-07-23 01:00 | 0 | 0 | 0 | 201330.0618 | 356244.3532 | 94408.585 | 651983 | 0 | 0 | 0 | 0 | 0 | 0
2016-07-23 02:00 | 0 | 0 | 0 | 266995.1374 | 455384.0852 | 7435.1786 | 622735 | 0 | 107079.4012 | 0 | 0 | 0 | 0
2016-07-23 03:00 | 0 | 0 | 0 | 0 | 478355.5988 | 0 | 585435 | 0 | 0 | 0 | 0 | 0 | 0
2016-07-23 04:00 | 0 | 0 | 0 | 80140.0693 | 468159.9307 | 0 | 548300 | 0 | 0 | 0 | 0 | 0 | 0
2016-07-23 05:00 | 0 | 0 | 0 | 67155.8296 | 446619.1704 | 0 | 513775 | 0 | 0 | 0 | 0 | 0 | 0
2016-07-23 06:00 | 0 | 0 | 0 | 55279.8177 | 429737.1823 | 0 | 485017 | 0 | 0 | 0 | 0 | 0 | 0
2016-07-23 07:00 | 0 | 0 | 0 | 53156.9744 | 409239.0256 | 0 | 462396 | 0 | 0 | 0 | 0 | 0 | 0
2016-07-23 08:00 | 0 | 0 | 0 | 50786.1978 | 396117.8022 | 0 | 446904 | 0 | 0 | 0 | 0 | 0 | 0
2016-07-23 09:00 | 0 | 0 | 0 | 55884.5322 | 382867.4678 | 0 | 438752 | 0 | 0 | 0 | 0 | 0 | 0
2016-07-23 10:00 | 0 | 0 | 0 | 69911.783 | 366826.217 | 0 | 436738 | 0 | 0 | 0 | 0 | 0 | 0
2016-07-23 11:00 | 0 | 0 | 0 | 229992.6291 | 335485.2919 | 0 | 444141 | 0 | 121336.9209 | 0 | 0 | 0 | 0
2016-07-23 12:00 | 0 | 0 | 0 | 81828.2938 | 232913.3909 | 33689.3944 | 469768 | 0 | 0 | 0 | 0 | 0 | 0
2016-07-23 13:00 | 0 | 0 | 0 | 95095.4448 | 224127.9061 | 187850.6491 | 507074 | 0 | 0 | 0 | 0 | 0 | 0
2016-07-23 14:00 | 0 | 0 | 0 | 0 | 267551.8399 | 280650.1601 | 548202 | 0 | 0 | 0 | 0 | 0 | 0
2016-07-23 15:00 | 0 | 0 | 0 | 0 | 296451.5761 | 334186.0742 | 587785 | 0 | 42852.6504 | 0 | 0 | 0 | 0
2016-07-23 16:00 | 0 | 0 | 0 | 0 | 308365.6235 | 351572.5392 | 621140 | 0 | 81650.813 | 0 | 0 | 0 | 0
2016-07-23 17:00 | 0 | 0 | 0 | 0 | 314918.0758 | 356409.5353 | 644617 | 0 | 108361.424 | 0 | 0 | 0 | 0
2016-07-23 18:00 | 0 | 0 | 0 | 0 | 320812.5255 | 354528.9714 | 662366 | 0 | 121336.9209 | 0 | 0 | 0 | 0
2016-07-23 19:00 | 0 | 0 | 0 | 0 | 321926.4219 | 350699.0602 | 673513 | 0 | 120449.403 | 0 | 0 | 0 | 0
2016-07-23 20:00 | 0 | 0 | 0 | 0 | 317573.9135 | 348941.4018 | 680986 | 0 | 105978.7183 | 0 | 0 | 0 | 0
2016-07-23 21:00 | 0 | 0 | 0 | 0 | 308729.5244 | 343745.3712 | 683097 | 0 | 75356.6139 | 0 | 0 | 0 | 0
2016-07-23 22:00 | 0 | 0 | 0 | 0 | 296385.2548 | 329773.854 | 677117 | 0 | 24398.7228 | 0 | 0 | 0 | 0
2016-07-23 23:00 | 0 | 0 | 0 | 52590.2825 | 290048.2766 | 294861.718 | 661899 | 0 | 0 | 0 | 0 | 0 | 0
2016-07-24 | 0 | 0 | 0 | 99825.7248 | 314307.7421 | 229288.5331 | 643422 | 0 | 0 | 0 | 0 | 0 | 0
2016-07-24 01:00 | 0 | 0 | 0 | 88881.8842 | 423162.2148 | 114263.901 | 626308 | 0 | 0 | 0 | 0 | 0 | 0
2016-07-24 02:00 | 0 | 0 | 0 | 87202.3124 | 503602.5973 | 8429.0904 | 599234 | 0 | 0 | 0 | 0 | 0 | 0
2016-07-24 03:00 | 0 | 0 | 0 | 64509.9117 | 500907.0883 | 0 | 565417 | 0 | 0 | 0 | 0 | 0 | 0
2016-07-24 04:00 | 0 | 0 | 0 | 68549.5001 | 462496.4999 | 0 | 531046 | 0 | 0 | 0 | 0 | 0 | 0
2016-07-24 05:00 | 0 | 0 | 0 | 84262.1851 | 415102.8149 | 0 | 499365 | 0 | 0 | 0 | 0 | 0 | 0
2016-07-24 06:00 | 0 | 0 | 0 | 93186.2326 | 379511.7674 | 0 | 472698 | 0 | 0 | 0 | 0 | 0 | 0
2016-07-24 07:00 | 0 | 0 | 0 | 98336.8191 | 353102.1809 | 0 | 451439 | 0 | 0 | 0 | 0 | 0 | 0
2016-07-24 08:00 | 0 | 0 | 0 | 110304.2309 | 325954.7691 | 0 | 436259 | 0 | 0 | 0 | 0 | 0 | 0
2016-07-24 09:00 | 0 | 0 | 0 | 129983.7855 | 297116.2145 | 0 | 427100 | 0 | 0 | 0 | 0 | 0 | 0
2016-07-24 10:00 | 0 | 0 | 0 | 139004.3566 | 283277.6434 | 0 | 422282 | 0 | 0 | 0 | 0 | 0 | 0
2016-07-24 11:00 | 0 | 0 | 0 | 295627.094 | 251770.827 | 0 | 426061 | 0 | 121336.9209 | 0 | 0 | 0 | 0
2016-07-24 12:00 | 0 | 0 | 0 | 158846.9674 | 137289.6268 | 29585.4849 | 447059 | 0 | 0 | 0 | 0 | 0 | 0
2016-07-24 13:00 | 0 | 0 | 0 | 168894.0927 | 146705.76 | 165314.1473 | 480914 | 0 | 0 | 0 | 0 | 0 | 0
2016-07-24 14:00 | 0 | 0 | 0 | 77713.4363 | 186979.2786 | 255440.2851 | 520133 | 0 | 0 | 0 | 0 | 0 | 0
2016-07-24 15:00 | 0 | 0 | 0 | 70820.8806 | 175154.6585 | 312039.4609 | 558015 | 0 | 0 | 0 | 0 | 0 | 0
2016-07-24 16:00 | 0 | 0 | 0 | 97592.2548 | 157798.5191 | 335852.226 | 591243 | 0 | 0 | 0 | 0 | 0 | 0
2016-07-24 17:00 | 0 | 0 | 0 | 133225.1673 | 145517.4887 | 339343.344 | 618086 | 0 | 0 | 0 | 0 | 0 | 0
2016-07-24 18:00 | 0 | 0 | 0 | 165406.8864 | 139373.049 | 334520.0646 | 639300 | 0 | 0 | 0 | 0 | 0 | 0
2016-07-24 19:00 | 0 | 0 | 0 | 190077.9588 | 137620.0935 | 327099.9477 | 654798 | 0 | 0 | 0 | 0 | 0 | 0
2016-07-24 20:00 | 0 | 0 | 0 | 207479.0922 | 138668.9336 | 320578.9742 | 666727 | 0 | 0 | 0 | 0 | 0 | 0
2016-07-24 21:00 | 0 | 0 | 0 | 340082.6169 | 142102.0613 | 313780.2427 | 674628 | 0 | 121336.9209 | 0 | 0 | 0 | 0
2016-07-24 22:00 | 0 | 0 | 0 | 229651.646 | 146775.0638 | 298485.2901 | 674912 | 0 | 121336.9209 | 0 | 0 | 0 | 0
2016-07-24 23:00 | 0 | 0 | 0 | 125319.3047 | 152675.2386 | 265027.5357 | 664359 | 0 | 0 | 0 | 0 | 0 | 0
2016-07-25 | 0 | 0 | 0 | 272685.6037 | 175559.8616 | 201208.5346 | 649454 | 0 | 0 | 0 | 0 | 0 | 0
2016-07-25 01:00 | 0 | 0 | 0 | 276531.1901 | 257122.6764 | 100790.1335 | 634444 | 0 | 0 | 0 | 0 | 0 | 0
2016-07-25 02:00 | 0 | 0 | 0 | 356551.1709 | 313920.7615 | 7406.629 | 605194 | 0 | 72684.5614 | 0 | 0 | 0 | 0
2016-07-25 03:00 | 0 | 0 | 0 | 183900.7187 | 313652.7199 | 0 | 570238 | 0 | 0 | 0 | 0 | 0 | 0
2016-07-25 04:00 | 0 | 0 | 0 | 350359.1249 | 307782.796 | 0 | 536805 | 0 | 121336.9209 | 0 | 0 | 0 | 0
2016-07-25 05:00 | 0 | 0 | 0 | 81105.2639 | 302972.8152 | 0 | 505415 | 0 | 0 | 0 | 0 | 0 | 0
2016-07-25 06:00 | 0 | 0 | 0 | 181343.0461 | 298014.9539 | 0 | 479358 | 0 | 0 | 0 | 0 | 0 | 0
2016-07-25 07:00 | 0 | 0 | 0 | 290244.1774 | 291154.7436 | 0 | 460062 | 0 | 121336.9209 | 0 | 0 | 0 | 0
2016-07-25 08:00 | 0 | 0 | 0 | 45963.6153 | 283110.4638 | 0 | 450411 | 0 | 0 | 0 | 0 | 0 | 0
2016-07-25 09:00 | 0 | 0 | 0 | 204584.8113 | 247225.1887 | 0 | 451810 | 0 | 0 | 0 | 0 | 0 | 0
2016-07-25 10:00 | 0 | 0 | 0 | 255497.4718 | 209081.5282 | 0 | 464579 | 0 | 0 | 0 | 0 | 0 | 0
2016-07-25 11:00 | 0 | 0 | 0 | 346288.7351 | 177166.5348 | 0 | 484904 | 0 | 38551.2699 | 0 | 0 | 0 | 0
2016-07-25 12:00 | 0 | 0 | 0 | 356551.1709 | 90018.561 | 28020.9982 | 513142 | 0 | 0 | 0 | 0 | 0 | 0
2016-07-25 13:00 | 0 | 0 | 0 | 356551.1709 | 61936.9133 | 146642.7571 | 546585 | 0 | 18545.8413 | 0 | 0 | 0 | 0
2016-07-25 14:00 | 0 | 0 | 0 | 228263.2798 | 90382.3972 | 247807.4816 | 584999 | 0 | 0 | 0 | 0 | 0 | 0
2016-07-25 15:00 | 0 | 0 | 0 | 227392.8923 | 96789.6817 | 299461.426 | 623644 | 0 | 0 | 0 | 0 | 0 | 0
2016-07-25 16:00 | 0 | 0 | 0 | 356551.1709 | 97306.3959 | 320480.5391 | 655225 | 0 | 119113.1058 | 0 | 0 | 0 | 0
2016-07-25 17:00 | 0 | 0 | 0 | 141019.332 | 96692.3653 | 323957.1969 | 680782 | 0 | 0 | 0 | 0 | 0 | 0
2016-07-25 18:00 | 0 | 0 | 0 | 281624.6158 | 95715.0623 | 322089.3219 | 699429 | 0 | 0 | 0 | 0 | 0 | 0
2016-07-25 19:00 | 0 | 0 | 0 | 356551.1709 | 94535.2724 | 314082.6053 | 711269 | 0 | 53900.0486 | 0 | 0 | 0 | 0
2016-07-25 20:00 | 0 | 0 | 0 | 259575.8757 | 94341.2529 | 308492.8229 | 716310 | 0 | 0 | 0 | 0 | 0 | 0
2016-07-25 21:00 | 0 | 0 | 0 | 356551.1709 | 98488.921 | 296112.0623 | 716023 | 0 | 35129.1542 | 0 | 0 | 0 | 0
2016-07-25 22:00 | 0 | 0 | 0 | 292784.7877 | 106037.6001 | 275579.458 | 709531 | 0 | 0 | 0 | 0 | 0 | 0
2016-07-25 23:00 | 0 | 0 | 0 | 334348.1373 | 121629.0022 | 238450.8605 | 694428 | 0 | 0 | 0 | 0 | 0 | 0
2016-07-26 | 0 | 0 | 0 | 337210.5481 | 160066.8947 | 178854.5573 | 676132 | 0 | 0 | 0 | 0 | 0 | 0
2016-07-26 01:00 | 0 | 0 | 0 | 301188.6831 | 265474.9237 | 89298.3932 | 655962 | 0 | 0 | 0 | 0 | 0 | 0
2016-07-26 02:00 | 0 | 0 | 0 | 356551.1709 | 351420.6942 | 7582.6473 | 623004 | 0 | 92550.5124 | 0 | 0 | 0 | 0
2016-07-26 03:00 | 0 | 0 | 0 | 126248.3804 | 362462.1072 | 0 | 581261 | 0 | 0 | 0 | 0 | 0 | 0
2016-07-26 04:00 | 0 | 0 | 0 | 191384.9794 | 352195.0206 | 0 | 543580 | 0 | 0 | 0 | 0 | 0 | 0
2016-07-26 05:00 | 0 | 0 | 0 | 180294.9304 | 328581.0696 | 0 | 508876 | 0 | 0 | 0 | 0 | 0 | 0
2016-07-26 06:00 | 0 | 0 | 0 | 180626.0656 | 300069.9344 | 0 | 480696 | 0 | 0 | 0 | 0 | 0 | 0
2016-07-26 07:00 | 0 | 0 | 0 | 187719.931 | 272671.069 | 0 | 460391 | 0 | 0 | 0 | 0 | 0 | 0
2016-07-26 08:00 | 0 | 0 | 0 | 196211.2158 | 253597.7842 | 0 | 449809 | 0 | 0 | 0 | 0 | 0 | 0
2016-07-26 09:00 | 0 | 0 | 0 | 222340.6053 | 229297.3947 | 0 | 451638 | 0 | 0 | 0 | 0 | 0 | 0
2016-07-26 10:00 | 0 | 0 | 0 | 257302.4972 | 208267.5028 | 0 | 465570 | 0 | 0 | 0 | 0 | 0 | 0
2016-07-26 11:00 | 0 | 0 | 0 | 340044.5966 | 180530.4416 | 0 | 484569 | 0 | 36006.0382 | 0 | 0 | 0 | 0
2016-07-26 12:00 | 0 | 0 | 0 | 356551.1709 | 94481.9207 | 22871.8702 | 509911 | 0 | 0 | 0 | 0 | 0 | 0
2016-07-26 13:00 | 0 | 0 | 0 | 356551.1709 | 62376.5073 | 134108.5244 | 540417 | 0 | 12619.2025 | 0 | 0 | 0 | 0
2016-07-26 14:00 | 0 | 0 | 0 | 235592.1388 | 89612.1634 | 239102.4953 | 576926 | 0 | 0 | 0 | 0 | 0 | 0
2016-07-26 15:00 | 0 | 0 | 0 | 226690.4475 | 95035.291 | 291032.2615 | 612758 | 0 | 0 | 0 | 0 | 0 | 0
2016-07-26 16:00 | 0 | 0 | 0 | 356551.1709 | 87004.6115 | 318456.8786 | 643650 | 0 | 118362.6609 | 0 | 0 | 0 | 0
2016-07-26 17:00 | 0 | 0 | 0 | 144683.3915 | 81495.4866 | 324780.4609 | 669322 | 0 | 0 | 0 | 0 | 0 | 0
2016-07-26 18:00 | 0 | 0 | 0 | 290537.4999 | 76367.2086 | 321223.2916 | 688128 | 0 | 0 | 0 | 0 | 0 | 0
2016-07-26 19:00 | 0 | 0 | 0 | 356551.1709 | 72108.5677 | 313145.4971 | 700540 | 0 | 41265.2357 | 0 | 0 | 0 | 0
2016-07-26 20:00 | 0 | 0 | 0 | 356551.1709 | 71178.4055 | 305202.732 | 708679 | 0 | 65518.544 | 0 | 0 | 0 | 0
2016-07-26 21:00 | 0 | 0 | 0 | 275826.8253 | 77925.6469 | 292087.9837 | 711359 | 0 | 0 | 0 | 0 | 0 | 0
2016-07-26 22:00 | 0 | 0 | 0 | 339446.2395 | 93817.649 | 273344.1115 | 706608 | 0 | 0 | 0 | 0 | 0 | 0
2016-07-26 23:00 | 0 | 0 | 0 | 332016.4553 | 119362.0816 | 240373.4631 | 691752 | 0 | 0 | 0 | 0 | 0 | 0
2016-07-27 | 0 | 0 | 0 | 326812.13 | 163039.3536 | 183151.5164 | 673003 | 0 | 0 | 0 | 0 | 0 | 0
2016-07-27 01:00 | 0 | 0 | 0 | 299087.9018 | 257517.5047 | 97133.5935 | 653739 | 0 | 0 | 0 | 0 | 0 | 0
2016-07-27 02:00 | 0 | 0 | 0 | 356551.1709 | 315637.1511 | 6304.7374 | 621186 | 0 | 57307.0594 | 0 | 0 | 0 | 0
2016-07-27 03:00 | 0 | 0 | 0 | 228625.2929 | 294841.6477 | 0 | 580774 | 0 | 0 | 0 | 0 | 0 | 0
2016-07-27 04:00 | 0 | 0 | 0 | 283142.2355 | 259186.7645 | 0 | 542329 | 0 | 0 | 0 | 0 | 0 | 0
2016-07-27 05:00 | 0 | 0 | 0 | 280768.4416 | 226504.5584 | 0 | 507273 | 0 | 0 | 0 | 0 | 0 | 0
2016-07-27 06:00 | 0 | 0 | 0 | 288306.2077 | 192195.7923 | 0 | 480502 | 0 | 0 | 0 | 0 | 0 | 0
2016-07-27 07:00 | 0 | 0 | 0 | 354266.6301 | 162085.6003 | 0 | 460678 | 0 | 55674.2303 | 0 | 0 | 0 | 0
2016-07-27 08:00 | 0 | 0 | 0 | 356551.1709 | 137168.9921 | 0 | 450024 | 0 | 99370.3933 | 0 | 0 | 0 | 0
2016-07-27 09:00 | 0 | 0 | 0 | 356551.1709 | 117284.3568 | 0 | 451869 | 0 | 121336.9209 | 0 | 0 | 0 | 0
2016-07-27 10:00 | 0 | 0 | 0 | 356551.1709 | 106404.0034 | 0 | 463705 | 0 | 120587.0952 | 0 | 0 | 0 | 0
2016-07-27 11:00 | 0 | 0 | 0 | 356551.1709 | 93464.203 | 0 | 482751 | 0 | 87851.4691 | 0 | 0 | 0 | 0
2016-07-27 12:00 | 0 | 0 | 0 | 343308.5928 | 50245.24 | 24629.6982 | 506035 | 0 | 0 | 0 | 0 | 0 | 0
2016-07-27 13:00 | 0 | 0 | 0 | 356551.1709 | 39788.225 | 172827.464 | 535215 | 0 | 33951.8599 | 0 | 0 | 0 | 0
2016-07-27 14:00 | 0 | 0 | 0 | 214387.7951 | 49123.1933 | 273790.1518 | 571253 | 0 | 0 | 0 | 0 | 0 | 0
2016-07-27 15:00 | 0 | 0 | 0 | 240243.8404 | 48304.6265 | 317601.533 | 606150 | 0 | 0 | 0 | 0 | 0 | 0
2016-07-27 16:00 | 0 | 0 | 0 | 356551.1709 | 45770.6071 | 341510.1542 | 636932 | 0 | 106899.9321 | 0 | 0 | 0 | 0
2016-07-27 17:00 | 0 | 0 | 0 | 164433.4628 | 44909.3268 | 346988.2783 | 663231 | 0 | 0 | 0 | 0 | 0 | 0
2016-07-27 18:00 | 0 | 0 | 0 | 294289.5057 | 45590.0555 | 344092.4388 | 683972 | 0 | 0 | 0 | 0 | 0 | 0
2016-07-27 19:00 | 0 | 0 | 0 | 311409.9902 | 47372.3722 | 338964.6377 | 697747 | 0 | 0 | 0 | 0 | 0 | 0
2016-07-27 20:00 | 0 | 0 | 0 | 321127.6313 | 50075.6409 | 335810.7279 | 707014 | 0 | 0 | 0 | 0 | 0 | 0
2016-07-27 21:00 | 0 | 0 | 0 | 342479.298 | 53417.3736 | 330801.964 | 710613 | 0 | 16085.6356 | 0 | 0 | 0 | 0
2016-07-27 22:00 | 0 | 0 | 0 | 356551.1709 | 58784.3742 | 318169.3994 | 705857 | 0 | 43733.5801 | 0 | 0 | 0 | 0
2016-07-27 23:00 | 0 | 0 | 0 | 356551.1709 | 69365.1876 | 282134.5242 | 690397 | 0 | 61387.4627 | 0 | 0 | 0 | 0
2016-07-28 | 0 | 0 | 0 | 356551.1709 | 92971.0559 | 221833.6473 | 671829 | 0 | 60914.3369 | 0 | 0 | 0 | 0
2016-07-28 01:00 | 0 | 0 | 0 | 356551.1709 | 166294.6511 | 97953.4004 | 653940 | 0 | 27773.5592 | 0 | 0 | 0 | 0
2016-07-28 02:00 | 0 | 0 | 0 | 356551.1709 | 232581.4948 | 5597.7752 | 622504 | 0 | 0 | 0 | 0 | 0 | 0
2016-07-28 03:00 | 0 | 0 | 0 | 356551.1709 | 228529.7441 | 0 | 581709 | 0 | 3371.915 | 0 | 0 | 0 | 0
2016-07-28 04:00 | 0 | 0 | 0 | 356551.1709 | 201897.6193 | 0 | 544970 | 0 | 16850.7052 | 0 | 0 | 0 | 0
2016-07-28 05:00 | 0 | 0 | 0 | 356551.1709 | 176824.7505 | 0 | 511693 | 0 | 38533.6265 | 0 | 0 | 0 | 0
2016-07-28 06:00 | 0 | 0 | 0 | 289954.8543 | 155601.5192 | 0 | 484090 | 0 | 0 | 0 | 0 | 0 | 0
2016-07-28 07:00 | 0 | 0 | 0 | 356551.1709 | 140399.8539 | 0 | 463557 | 0 | 33394.0248 | 0 | 0 | 0 | 0
2016-07-28 08:00 | 0 | 0 | 0 | 352612.9195 | 132346.9604 | 0 | 452595 | 0 | 65758.9047 | 0 | 0 | 0 | 0
2016-07-28 09:00 | 0 | 0 | 0 | 356551.1709 | 121355.3375 | 0 | 454199 | 0 | 89466.4131 | 0 | 0 | 0 | 0
2016-07-28 10:00 | 0 | 0 | 0 | 356551.1709 | 113592.9367 | 0 | 466476 | 0 | 93134.5206 | 0 | 0 | 0 | 0
2016-07-28 11:00 | 0 | 0 | 0 | 356551.1709 | 100497.641 | 0 | 484847 | 0 | 65336.3325 | 0 | 0 | 0 | 0
2016-07-28 12:00 | 0 | 0 | 0 | 356551.1709 | 54359.5583 | 32278.9383 | 508526 | 0 | 0 | 0 | 0 | 0 | 0
2016-07-28 13:00 | 0 | 0 | 0 | 314942.1801 | 45759.2764 | 177514.5435 | 538216 | 0 | 0 | 0 | 0 | 0 | 0
2016-07-28 14:00 | 0 | 0 | 0 | 356551.1709 | 58197.8652 | 277517.6097 | 571509 | 0 | 120757.6457 | 0 | 0 | 0 | 0
2016-07-28 15:00 | 0 | 0 | 0 | 92512.2743 | 68431.255 | 322715.825 | 604417 | 0 | 0 | 0 | 0 | 0 | 0
2016-07-28 16:00 | 0 | 0 | 0 | 220838.2118 | 70888.5194 | 340142.2688 | 631869 | 0 | 0 | 0 | 0 | 0 | 0
2016-07-28 17:00 | 0 | 0 | 0 | 356551.1709 | 68699.7796 | 348615.3802 | 655351 | 0 | 118515.3307 | 0 | 0 | 0 | 0
2016-07-28 18:00 | 0 | 0 | 0 | 267174.6564 | 62867.189 | 345623.7449 | 672844 | 0 | 121336.9209 | 0 | 0 | 0 | 0
2016-07-28 19:00 | 0 | 0 | 0 | 162624.0745 | 56959.8584 | 341963.1462 | 682884 | 0 | 0 | 0 | 0 | 0 | 0
2016-07-28 20:00 | 0 | 0 | 0 | 293744.1505 | 52981.1223 | 340704.7272 | 687430 | 0 | 0 | 0 | 0 | 0 | 0
2016-07-28 21:00 | 0 | 0 | 0 | 356551.1709 | 52653.4024 | 336869.1512 | 685827 | 0 | 60246.7245 | 0 | 0 | 0 | 0
2016-07-28 22:00 | 0 | 0 | 0 | 235238.8399 | 58060.2446 | 324032.191 | 677578 | 0 | 0 | 0 | 0 | 0 | 0
2016-07-28 23:00 | 0 | 0 | 0 | 305078.601 | 70000.6349 | 287805.7641 | 662885 | 0 | 0 | 0 | 0 | 0 | 0
2016-07-29 | 0 | 0 | 0 | 356551.1709 | 98563.8611 | 224117.4934 | 647637 | 0 | 31595.5254 | 0 | 0 | 0 | 0
2016-07-29 01:00 | 0 | 0 | 0 | 320567.7583 | 182551.8678 | 96214.8484 | 630930 | 0 | 0 | 0 | 0 | 0 | 0
2016-07-29 02:00 | 0 | 0 | 0 | 356551.1709 | 244523.9707 | 5124.4056 | 601375 | 0 | 4824.5471 | 0 | 0 | 0 | 0
2016-07-29 03:00 | 0 | 0 | 0 | 356551.1709 | 239412.648 | 0 | 565258 | 0 | 35530.366 | 0 | 0 | 0 | 0
2016-07-29 04:00 | 0 | 0 | 0 | 356551.1709 | 213370.9939 | 0 | 530970 | 0 | 74482.5307 | 0 | 0 | 0 | 0
2016-07-29 05:00 | 0 | 0 | 0 | 242185.4561 | 183038.0133 | 0 | 499706 | 0 | 0 | 0 | 0 | 0 | 0
2016-07-29 06:00 | 0 | 0 | 0 | 354953.2113 | 154224.2762 | 0 | 473385 | 0 | 35792.4875 | 0 | 0 | 0 | 0
2016-07-29 07:00 | 0 | 0 | 0 | 356551.1709 | 134256.2864 | 0 | 453827 | 0 | 72772.9448 | 0 | 0 | 0 | 0
2016-07-29 08:00 | 0 | 0 | 0 | 356551.1709 | 119527.2317 | 0 | 443185 | 0 | 105666.3473 | 0 | 0 | 0 | 0
2016-07-29 09:00 | 0 | 0 | 0 | 356551.1709 | 104073.4028 | 0 | 444954 | 0 | 121336.9209 | 0 | 0 | 0 | 0
2016-07-29 10:00 | 0 | 0 | 0 | 356551.1709 | 92260.2502 | 0 | 456762 | 0 | 113386.342 | 0 | 0 | 0 | 0
2016-07-29 11:00 | 0 | 0 | 0 | 356551.1709 | 77568.6102 | 0 | 471010 | 0 | 76496.1231 | 0 | 0 | 0 | 0
2016-07-29 12:00 | 0 | 0 | 0 | 356551.1709 | 40389.9828 | 19024.7233 | 492462 | 0 | 0 | 0 | 0 | 0 | 0
2016-07-29 13:00 | 0 | 0 | 0 | 341619.072 | 27901.9291 | 150139.9989 | 519661 | 0 | 0 | 0 | 0 | 0 | 0
2016-07-29 14:00 | 0 | 0 | 0 | 356551.1709 | 27326.2349 | 251795.1553 | 550570 | 0 | 85102.5611 | 0 | 0 | 0 | 0
2016-07-29 15:00 | 0 | 0 | 0 | 289655.0969 | 25553.6057 | 302339.6573 | 581314 | 0 | 121336.9209 | 0 | 0 | 0 | 0
2016-07-29 16:00 | 0 | 0 | 0 | 260236.4197 | 25881.3517 | 321748.2285 | 607866 | 0 | 121336.9209 | 0 | 0 | 0 | 0
2016-07-29 17:00 | 0 | 0 | 0 | 270984.1304 | 29340.6872 | 329873.1824 | 630198 | 0 | 121336.9209 | 0 | 0 | 0 | 0
2016-07-29 18:00 | 0 | 0 | 0 | 284870.2605 | 34290.9103 | 329166.8292 | 648328 | 0 | 121336.9209 | 0 | 0 | 0 | 0
2016-07-29 19:00 | 0 | 0 | 0 | 295855.2637 | 39556.4299 | 325786.3064 | 661198 | 0 | 121336.9209 | 0 | 0 | 0 | 0
2016-07-29 20:00 | 0 | 0 | 0 | 303478.2187 | 45337.2139 | 321646.5674 | 670462 | 0 | 121336.9209 | 0 | 0 | 0 | 0
2016-07-29 21:00 | 0 | 0 | 0 | 189915.6342 | 49065.0834 | 312743.3615 | 673061 | 0 | 0 | 0 | 0 | 0 | 0
2016-07-29 22:00 | 0 | 0 | 0 | 356551.1709 | 51297.1666 | 297452.2962 | 665364 | 0 | 39936.6337 | 0 | 0 | 0 | 0
2016-07-29 23:00 | 0 | 0 | 0 | 356551.1709 | 56604.2926 | 259134.473 | 647298 | 0 | 64928.5701 | 0 | 0 | 0 | 0
2016-07-30 | 0 | 0 | 0 | 296459.5116 | 78987.9732 | 195382.478 | 628330 | 0 | 7428.533 | 0 | 0 | 0 | 0
2016-07-30 01:00 | 0 | 0 | 0 | 356551.1709 | 160379.9172 | 86372.379 | 610732 | 0 | 0 | 0 | 0 | 0 | 0
2016-07-30 02:00 | 0 | 0 | 0 | 356551.1709 | 246473.3237 | 4906.8852 | 582387 | 0 | 25544.3797 | 0 | 0 | 0 | 0
2016-07-30 03:00 | 0 | 0 | 0 | 252969.3828 | 267564.2375 | 0 | 546078 | 0 | 0 | 0 | 0 | 0 | 0
2016-07-30 04:00 | 0 | 0 | 0 | 356551.1709 | 263467.7038 | 0 | 511269 | 0 | 108749.8746 | 0 | 0 | 0 | 0
2016-07-30 05:00 | 0 | 0 | 0 | 241472.3799 | 252245.6664 | 0 | 481131 | 0 | 121336.9209 | 0 | 0 | 0 | 0
2016-07-30 06:00 | 0 | 0 | 0 | 91495.0774 | 242532.0017 | 0 | 455364 | 0 | 0 | 0 | 0 | 0 | 0
2016-07-30 07:00 | 0 | 0 | 0 | 205296.0765 | 231275.9235 | 0 | 436572 | 0 | 0 | 0 | 0 | 0 | 0
2016-07-30 08:00 | 0 | 0 | 0 | 207450.9034 | 216660.0966 | 0 | 424111 | 0 | 0 | 0 | 0 | 0 | 0
2016-07-30 09:00 | 0 | 0 | 0 | 352746.6538 | 186843.2671 | 0 | 418253 | 0 | 121336.9209 | 0 | 0 | 0 | 0
2016-07-30 10:00 | 0 | 0 | 0 | 258179.2318 | 160015.7682 | 0 | 418195 | 0 | 121336.9209 | 0 | 0 | 0 | 0
2016-07-30 11:00 | 0 | 0 | 0 | 163637.5465 | 139032.5326 | 0 | 424007 | 0 | 0 | 0 | 0 | 0 | 0
2016-07-30 12:00 | 0 | 0 | 0 | 335647.6588 | 82964.3785 | 25800.9627 | 444413 | 0 | 0 | 0 | 0 | 0 | 0
2016-07-30 13:00 | 0 | 0 | 0 | 240283.865 | 82412.8494 | 150964.2856 | 473661 | 0 | 0 | 0 | 0 | 0 | 0
2016-07-30 14:00 | 0 | 0 | 0 | 160438.8568 | 98226.3462 | 248520.797 | 507186 | 0 | 0 | 0 | 0 | 0 | 0
2016-07-30 15:00 | 0 | 0 | 0 | 264401.7635 | 95699.6994 | 301001.458 | 539766 | 0 | 121336.9209 | 0 | 0 | 0 | 0
2016-07-30 16:00 | 0 | 0 | 0 | 30604.2528 | 92214.0151 | 322856.8111 | 567012 | 0 | 0 | 0 | 0 | 0 | 0
2016-07-30 17:00 | 0 | 0 | 0 | 291869.4117 | 89890.3071 | 327408.2022 | 587831 | 0 | 121336.9209 | 0 | 0 | 0 | 0
2016-07-30 18:00 | 0 | 0 | 0 | 190938.8928 | 88345.835 | 323439.2723 | 602724 | 0 | 121336.9209 | 0 | 0 | 0 | 0
2016-07-30 19:00 | 0 | 0 | 0 | 87442.8216 | 87941.0661 | 316151.1914 | 612872 | 0 | 0 | 0 | 0 | 0 | 0
2016-07-30 20:00 | 0 | 0 | 0 | 222829.1459 | 89321.9973 | 308011.8568 | 620163 | 0 | 0 | 0 | 0 | 0 | 0
2016-07-30 21:00 | 0 | 0 | 0 | 231345.5889 | 95298.1619 | 294968.2492 | 621612 | 0 | 0 | 0 | 0 | 0 | 0
2016-07-30 22:00 | 0 | 0 | 0 | 353079.0912 | 109801.4084 | 274035.4213 | 615579 | 0 | 121336.9209 | 0 | 0 | 0 | 0
2016-07-30 23:00 | 0 | 0 | 0 | 225464.9493 | 138713.7945 | 235588.2562 | 599767 | 0 | 121336.9209 | 0 | 0 | 0 | 0
2016-07-31 | 0 | 0 | 0 | 87973.8516 | 202982.7815 | 173735.4459 | 586029 | 0 | 0 | 0 | 0 | 0 | 0
2016-07-31 01:00 | 0 | 0 | 0 | 134062.6466 | 363379.0241 | 76019.3293 | 573461 | 0 | 0 | 0 | 0 | 0 | 0
2016-07-31 02:00 | 0 | 0 | 0 | 132988.2841 | 470770.0717 | 4717.4453 | 550364 | 0 | 58111.801 | 0 | 0 | 0 | 0
2016-07-31 03:00 | 0 | 0 | 0 | 0 | 464251.199 | 0 | 522363 | 0 | 0 | 0 | 0 | 0 | 0
2016-07-31 04:00 | 0 | 0 | 0 | 57492.9091 | 434984.0909 | 0 | 492477 | 0 | 0 | 0 | 0 | 0 | 0
2016-07-31 05:00 | 0 | 0 | 0 | 58076.1845 | 407494.8155 | 0 | 465571 | 0 | 0 | 0 | 0 | 0 | 0
2016-07-31 06:00 | 0 | 0 | 0 | 57157.9114 | 385334.0886 | 0 | 442492 | 0 | 0 | 0 | 0 | 0 | 0
2016-07-31 07:00 | 0 | 0 | 0 | 53935.6981 | 370746.3019 | 0 | 424682 | 0 | 0 | 0 | 0 | 0 | 0
2016-07-31 08:00 | 0 | 0 | 0 | 50543.1268 | 361687.8732 | 0 | 412231 | 0 | 0 | 0 | 0 | 0 | 0
2016-07-31 09:00 | 0 | 0 | 0 | 63316.2529 | 342645.7471 | 0 | 405962 | 0 | 0 | 0 | 0 | 0 | 0
2016-07-31 10:00 | 0 | 0 | 0 | 83856.5117 | 320249.4883 | 0 | 404106 | 0 | 0 | 0 | 0 | 0 | 0
2016-07-31 11:00 | 0 | 0 | 0 | 120651.1254 | 285571.8746 | 0 | 406223 | 0 | 0 | 0 | 0 | 0 | 0
2016-07-31 12:00 | 0 | 0 | 0 | 339061.2478 | 180759.2607 | 26443.4124 | 424927 | 0 | 121336.9209 | 0 | 0 | 0 | 0
2016-07-31 13:00 | 0 | 0 | 0 | 162566.8653 | 157875.5252 | 133794.6095 | 454237 | 0 | 121336.9209 | 0 | 0 | 0 | 0
2016-07-31 14:00 | 0 | 0 | 0 | 3874.8642 | 182177.5492 | 235185.8603 | 488251 | 0 | 54324.1946 | 0 | 0 | 0 | 0
2016-07-31 15:00 | 0 | 0 | 0 | 0 | 174780.0227 | 292147.7827 | 521252 | 0 | 0 | 0 | 0 | 0 | 0
2016-07-31 16:00 | 0 | 0 | 0 | 72798.3271 | 167975.5951 | 311378.0778 | 552152 | 0 | 0 | 0 | 0 | 0 | 0
2016-07-31 17:00 | 0 | 0 | 0 | 190876.4472 | 174120.0647 | 315009.8344 | 577859 | 0 | 102147.3463 | 0 | 0 | 0 | 0
2016-07-31 18:00 | 0 | 0 | 0 | 0 | 188889.1458 | 307098.5079 | 598135 | 0 | 0 | 0 | 0 | 0 | 0
2016-07-31 19:00 | 0 | 0 | 0 | 229613.1975 | 206193.1716 | 297485.5519 | 611955 | 0 | 121336.9209 | 0 | 0 | 0 | 0
2016-07-31 20:00 | 0 | 0 | 0 | 113745.7424 | 220228.4966 | 287101.01 | 621525 | 0 | 120887.17 | 0 | 0 | 0 | 0
2016-07-31 21:00 | 0 | 0 | 0 | 0 | 233026.6988 | 271924.1312 | 625838 | 0 | 0 | 0 | 0 | 0 | 0
2016-07-31 22:00 | 0 | 0 | 0 | 232330.5758 | 250043.1998 | 250473.6101 | 622856 | 0 | 109991.3857 | 0 | 0 | 0 | 0
2016-07-31 23:00 | 0 | 0 | 0 | 0 | 286829.3311 | 215883.2832 | 612704 | 0 | 0 | 0 | 0 | 0 | 0
2016-08-01 | 0 | 0 | 0 | 79817.8781 | 362524.2864 | 158251.8355 | 600594 | 0 | 0 | 0 | 0 | 0 | 0
2016-08-01 01:00 | 0 | 0 | 0 | 20055.6828 | 492422.4427 | 73804.8745 | 586283 | 0 | 0 | 0 | 0 | 0 | 0
2016-08-01 02:00 | 0 | 0 | 0 | 11734.1422 | 546544.5675 | 4004.2903 | 562283 | 0 | 0 | 0 | 0 | 0 | 0
2016-08-01 03:00 | 0 | 0 | 0 | 14637.1839 | 515324.8161 | 0 | 529962 | 0 | 0 | 0 | 0 | 0 | 0
2016-08-01 04:00 | 0 | 0 | 0 | 27521.1677 | 469471.8323 | 0 | 496993 | 0 | 0 | 0 | 0 | 0 | 0
2016-08-01 05:00 | 0 | 0 | 0 | 36729.5041 | 431728.4959 | 0 | 468458 | 0 | 0 | 0 | 0 | 0 | 0
2016-08-01 06:00 | 0 | 0 | 0 | 47266.7342 | 398897.2658 | 0 | 446164 | 0 | 0 | 0 | 0 | 0 | 0
2016-08-01 07:00 | 0 | 0 | 0 | 61746.2416 | 368456.7584 | 0 | 430203 | 0 | 0 | 0 | 0 | 0 | 0
2016-08-01 08:00 | 0 | 0 | 0 | 76010.6311 | 347441.3689 | 0 | 423452 | 0 | 0 | 0 | 0 | 0 | 0
2016-08-01 09:00 | 0 | 0 | 0 | 104963.7108 | 321867.2892 | 0 | 426831 | 0 | 0 | 0 | 0 | 0 | 0
2016-08-01 10:00 | 0 | 0 | 0 | 137281.9986 | 304693.0014 | 0 | 441975 | 0 | 0 | 0 | 0 | 0 | 0
2016-08-01 11:00 | 0 | 0 | 0 | 304447.959 | 276958.9619 | 0 | 460070 | 0 | 121336.9209 | 0 | 0 | 0 | 0
2016-08-01 12:00 | 0 | 0 | 0 | 264361.4303 | 196799.0022 | 22802.5675 | 483963 | 0 | 121336.9209 | 0 | 0 | 0 | 0
2016-08-01 13:00 | 0 | 0 | 0 | 58307.1271 | 202152.0853 | 132614.8667 | 514411 | 0 | 0 | 0 | 0 | 0 | 0
2016-08-01 14:00 | 0 | 0 | 0 | 77826.4615 | 235030.7863 | 235167.7522 | 548025 | 0 | 0 | 0 | 0 | 0 | 0
2016-08-01 15:00 | 0 | 0 | 0 | 65053.8031 | 229785.409 | 286168.7879 | 581008 | 0 | 0 | 0 | 0 | 0 | 0
2016-08-01 16:00 | 0 | 0 | 0 | 81735.1537 | 217507.9744 | 309856.8719 | 609100 | 0 | 0 | 0 | 0 | 0 | 0
2016-08-01 17:00 | 0 | 0 | 0 | 100682.9745 | 216381.2669 | 316430.7585 | 633495 | 0 | 0 | 0 | 0 | 0 | 0
2016-08-01 18:00 | 0 | 0 | 0 | 239933.2398 | 221101.8831 | 313123.7981 | 652822 | 0 | 121336.9209 | 0 | 0 | 0 | 0
2016-08-01 19:00 | 0 | 0 | 0 | 14688.3242 | 224890.8261 | 305089.9288 | 666006 | 0 | 0 | 0 | 0 | 0 | 0
2016-08-01 20:00 | 0 | 0 | 0 | 153380.0596 | 225664.8986 | 295565.0418 | 674610 | 0 | 0 | 0 | 0 | 0 | 0
2016-08-01 21:00 | 0 | 0 | 0 | 177932.7906 | 218723.7926 | 280388.4168 | 677045 | 0 | 0 | 0 | 0 | 0 | 0
2016-08-01 22:00 | 0 | 0 | 0 | 202830.7516 | 209557.5635 | 258398.6848 | 670787 | 0 | 0 | 0 | 0 | 0 | 0
2016-08-01 23:00 | 0 | 0 | 0 | 227411.6616 | 210594.077 | 219838.2614 | 657844 | 0 | 0 | 0 | 0 | 0 | 0
2016-08-02 | 0 | 0 | 0 | 229123.9071 | 253048.6695 | 159162.4235 | 641335 | 0 | 0 | 0 | 0 | 0 | 0
2016-08-02 01:00 | 0 | 0 | 0 | 190329.034 | 357579.6887 | 74808.2773 | 622717 | 0 | 0 | 0 | 0 | 0 | 0
2016-08-02 02:00 | 0 | 0 | 0 | 183646.3137 | 405605.1488 | 3505.5375 | 592757 | 0 | 0 | 0 | 0 | 0 | 0
2016-08-02 03:00 | 0 | 0 | 0 | 152901.6099 | 401635.3901 | 0 | 554537 | 0 | 0 | 0 | 0 | 0 | 0
2016-08-02 04:00 | 0 | 0 | 0 | 143731.2315 | 372960.7685 | 0 | 516692 | 0 | 0 | 0 | 0 | 0 | 0
2016-08-02 05:00 | 0 | 0 | 0 | 143611.3527 | 341605.6473 | 0 | 485217 | 0 | 0 | 0 | 0 | 0 | 0
2016-08-02 06:00 | 0 | 0 | 0 | 143240.8922 | 316395.1078 | 0 | 459636 | 0 | 0 | 0 | 0 | 0 | 0
2016-08-02 07:00 | 0 | 0 | 0 | 137235.831 | 303889.169 | 0 | 441125 | 0 | 0 | 0 | 0 | 0 | 0
2016-08-02 08:00 | 0 | 0 | 0 | 136170.5046 | 296238.4954 | 0 | 432409 | 0 | 0 | 0 | 0 | 0 | 0
2016-08-02 09:00 | 0 | 0 | 0 | 165560.1975 | 270429.8025 | 0 | 435990 | 0 | 0 | 0 | 0 | 0 | 0
2016-08-02 10:00 | 0 | 0 | 0 | 213360.1628 | 237911.8372 | 0 | 451272 | 0 | 0 | 0 | 0 | 0 | 0
2016-08-02 11:00 | 0 | 0 | 0 | 356551.1709 | 203063.6889 | 0 | 468913 | 0 | 90701.8597 | 0 | 0 | 0 | 0
2016-08-02 12:00 | 0 | 0 | 0 | 261145.5754 | 117068.7656 | 21032.7993 | 489949 | 0 | 0 | 0 | 0 | 0 | 0
2016-08-02 13:00 | 0 | 0 | 0 | 289893.3647 | 87685.1932 | 139517.4421 | 517096 | 0 | 0 | 0 | 0 | 0 | 0
2016-08-02 14:00 | 0 | 0 | 0 | 214239.8891 | 94338.1881 | 240782.9227 | 549361 | 0 | 0 | 0 | 0 | 0 | 0
2016-08-02 15:00 | 0 | 0 | 0 | 204447.0771 | 84314.8667 | 292818.0562 | 581580 | 0 | 0 | 0 | 0 | 0 | 0
2016-08-02 16:00 | 0 | 0 | 0 | 352791.4506 | 66400.6084 | 311917.862 | 609773 | 0 | 121336.9209 | 0 | 0 | 0 | 0
2016-08-02 17:00 | 0 | 0 | 0 | 141759.2365 | 57915.0986 | 313086.744 | 634098 | 0 | 0 | 0 | 0 | 0 | 0
2016-08-02 18:00 | 0 | 0 | 0 | 337329.6425 | 56159.4036 | 305405.8246 | 653280 | 0 | 45614.8707 | 0 | 0 | 0 | 0
2016-08-02 19:00 | 0 | 0 | 0 | 356551.1709 | 59072.2468 | 292809.474 | 663366 | 0 | 90681.7623 | 0 | 0 | 0 | 0
2016-08-02 20:00 | 0 | 0 | 0 | 356551.1709 | 65556.4857 | 278928.5021 | 670381 | 0 | 121336.9209 | 0 | 0 | 0 | 0
2016-08-02 21:00 | 0 | 0 | 0 | 337292.308 | 72952.3769 | 261909.3151 | 672154 | 0 | 121336.9209 | 0 | 0 | 0 | 0
2016-08-02 22:00 | 0 | 0 | 0 | 222374.6663 | 83306.1817 | 239544.231 | 666562 | 0 | 0 | 0 | 0 | 0 | 0
2016-08-02 23:00 | 0 | 0 | 0 | 342142.1429 | 103125.883 | 207109.9742 | 652378 | 0 | 0 | 0 | 0 | 0 | 0
2016-08-03 | 0 | 0 | 0 | 356551.1709 | 145441.827 | 154018.4419 | 635814 | 0 | 20197.4398 | 0 | 0 | 0 | 0
2016-08-03 01:00 | 0 | 0 | 0 | 262760.4927 | 258301.6487 | 76069.4188 | 617329 | 0 | 0 | 0 | 0 | 0 | 0
2016-08-03 02:00 | 0 | 0 | 0 | 356551.1709 | 328186.8792 | 3483.1679 | 587534 | 0 | 100687.2181 | 0 | 0 | 0 | 0
2016-08-03 03:00 | 0 | 0 | 0 | 229546.1 | 339833.6029 | 0 | 548730 | 0 | 121336.9209 | 0 | 0 | 0 | 0
2016-08-03 04:00 | 0 | 0 | 0 | 183028.0315 | 329331.9685 | 0 | 512360 | 0 | 121336.9209 | 0 | 0 | 0 | 0
2016-08-03 05:00 | 0 | 0 | 0 | 165676.4217 | 315884.5783 | 0 | 481561 | 0 | 121336.9209 | 0 | 0 | 0 | 0
2016-08-03 06:00 | 0 | 0 | 0 | 149819.214 | 306491.786 | 0 | 456311 | 0 | 121336.9209 | 0 | 0 | 0 | 0
2016-08-03 07:00 | 0 | 0 | 0 | 145821.8099 | 292601.1901 | 0 | 438423 | 0 | 121336.9209 | 0 | 0 | 0 | 0
2016-08-03 08:00 | 0 | 0 | 0 | 28932.4774 | 279112.6016 | 0 | 429382 | 0 | 0 | 0 | 0 | 0 | 0
2016-08-03 09:00 | 0 | 0 | 0 | 169235.7621 | 262776.2379 | 0 | 432012 | 0 | 0 | 0 | 0 | 0 | 0
2016-08-03 10:00 | 0 | 0 | 0 | 317940.7569 | 250286.1641 | 0 | 446890 | 0 | 121336.9209 | 0 | 0 | 0 | 0
2016-08-03 11:00 | 0 | 0 | 0 | 223440.8228 | 241843.1772 | 0 | 465284 | 0 | 121336.9209 | 0 | 0 | 0 | 0
2016-08-03 12:00 | 0 | 0 | 0 | 300311.4764 | 169517.1036 | 17130.42 | 486959 | 0 | 121336.9209 | 0 | 0 | 0 | 0
2016-08-03 13:00 | 0 | 0 | 0 | 111662.9637 | 160697.4179 | 120869.6975 | 514567 | 0 | 0 | 0 | 0 | 0 | 0
2016-08-03 14:00 | 0 | 0 | 0 | 132950.9993 | 200305.2623 | 213879.7384 | 547136 | 0 | 0 | 0 | 0 | 0 | 0
2016-08-03 15:00 | 0 | 0 | 0 | 202538.4951 | 226186.3841 | 273046.0417 | 580434 | 0 | 121336.9209 | 0 | 0 | 0 | 0
2016-08-03 16:00 | 0 | 0 | 0 | 0 | 240253.1174 | 300307.1584 | 610440 | 0 | 51457.1968 | 0 | 0 | 0 | 0
2016-08-03 17:00 | 0 | 0 | 0 | 27376.6644 | 253374.2609 | 303815.8779 | 636024 | 0 | 0 | 0 | 0 | 0 | 0
2016-08-03 18:00 | 0 | 0 | 0 | 90100.5413 | 268321.431 | 297998.0276 | 656420 | 0 | 0 | 0 | 0 | 0 | 0
2016-08-03 19:00 | 0 | 0 | 0 | 100310.5081 | 283407.3806 | 287759.1113 | 671477 | 0 | 0 | 0 | 0 | 0 | 0
2016-08-03 20:00 | 0 | 0 | 0 | 105585.5495 | 299864.3739 | 275586.0766 | 681036 | 0 | 0 | 0 | 0 | 0 | 0
2016-08-03 21:00 | 0 | 0 | 0 | 226700.9944 | 318231.6389 | 259784.2877 | 683380 | 0 | 121336.9209 | 0 | 0 | 0 | 0
2016-08-03 22:00 | 0 | 0 | 0 | 99385.6872 | 338708.2908 | 239712.022 | 677806 | 0 | 121336.9209 | 0 | 0 | 0 | 0
2016-08-03 23:00 | 0 | 0 | 0 | 74916.7876 | 361241.4238 | 201751.6931 | 663640 | 0 | 95606.8255 | 0 | 0 | 0 | 0
2016-08-04 | 0 | 0 | 0 | 0 | 406713.6395 | 144944.535 | 647265 | 0 | 0 | 0 | 0 | 0 | 0
2016-08-04 01:00 | 0 | 0 | 0 | 47671.2713 | 513862.8008 | 67658.9279 | 629193 | 0 | 0 | 0 | 0 | 0 | 0
2016-08-04 02:00 | 0 | 0 | 0 | 38645.3178 | 555254.2262 | 3287.456 | 597187 | 0 | 0 | 0 | 0 | 0 | 0
2016-08-04 03:00 | 0 | 0 | 0 | 17675.0521 | 540681.9479 | 0 | 558357 | 0 | 0 | 0 | 0 | 0 | 0
2016-08-04 04:00 | 0 | 0 | 0 | 9978.0247 | 511348.9753 | 0 | 521327 | 0 | 0 | 0 | 0 | 0 | 0
2016-08-04 05:00 | 0 | 0 | 0 | 5100.2959 | 485448.7041 | 0 | 490549 | 0 | 0 | 0 | 0 | 0 | 0
2016-08-04 06:00 | 0 | 0 | 0 | 0 | 467128.2227 | 0 | 462055 | 0 | 5073.2227 | 0 | 0 | 0 | 0
2016-08-04 07:00 | 0 | 0 | 0 | 0 | 446551.7324 | 0 | 443032 | 0 | 8592.9551 | 0 | 0 | 0 | 0
2016-08-04 08:00 | 0 | 0 | 0 | 0 | 426097.3331 | 0 | 433845 | 0 | 845.2883 | 0 | 0 | 0 | 0
2016-08-04 09:00 | 0 | 0 | 0 | 35032.6687 | 401118.0431 | 0 | 436996 | 0 | 0 | 0 | 0 | 0 | 0
2016-08-04 10:00 | 0 | 0 | 0 | 69016.1601 | 383935.8399 | 0 | 452952 | 0 | 0 | 0 | 0 | 0 | 0
2016-08-04 11:00 | 0 | 0 | 0 | 231969.4055 | 360399.5155 | 0 | 471032 | 0 | 121336.9209 | 0 | 0 | 0 | 0
2016-08-04 12:00 | 0 | 0 | 0 | 73153.5749 | 279825.573 | 18440.9312 | 492757 | 0 | 0 | 0 | 0 | 0 | 0
2016-08-04 13:00 | 0 | 0 | 0 | 102396.8242 | 298146.493 | 120233.6828 | 520777 | 0 | 0 | 0 | 0 | 0 | 0
2016-08-04 14:00 | 0 | 0 | 0 | 2297.9648 | 334804.2533 | 217864.782 | 554967 | 0 | 0 | 0 | 0 | 0 | 0
2016-08-04 15:00 | 0 | 0 | 0 | 0 | 320230.4473 | 275159.4021 | 588187 | 0 | 7202.8495 | 0 | 0 | 0 | 0
2016-08-04 16:00 | 0 | 0 | 0 | 6626.6794 | 298496.7972 | 304168.6739 | 616495 | 0 | 0 | 0 | 0 | 0 | 0
2016-08-04 17:00 | 0 | 0 | 0 | 44814.8533 | 285158.2541 | 310314.8926 | 640288 | 0 | 0 | 0 | 0 | 0 | 0
2016-08-04 18:00 | 0 | 0 | 0 | 180300.0508 | 276990.0799 | 304910.9647 | 658458 | 0 | 103743.0955 | 0 | 0 | 0 | 0
2016-08-04 19:00 | 0 | 0 | 0 | 0 | 271185.584 | 295226.3205 | 670155 | 0 | 0 | 0 | 0 | 0 | 0
2016-08-04 20:00 | 0 | 0 | 0 | 127179.6927 | 264365.4386 | 285453.8687 | 676999 | 0 | 0 | 0 | 0 | 0 | 0
2016-08-04 21:00 | 0 | 0 | 0 | 149427.6762 | 258377.7963 | 270708.5275 | 678514 | 0 | 0 | 0 | 0 | 0 | 0
2016-08-04 22:00 | 0 | 0 | 0 | 173336.6933 | 251424.4416 | 247897.8652 | 672659 | 0 | 0 | 0 | 0 | 0 | 0
2016-08-04 23:00 | 0 | 0 | 0 | 330974.3804 | 241032.5694 | 206908.9711 | 657579 | 0 | 121336.9209 | 0 | 0 | 0 | 0
2016-08-05 | 0 | 0 | 0 | 254457.5481 | 241639.0025 | 144995.4493 | 641092 | 0 | 121336.9209 | 0 | 0 | 0 | 0
2016-08-05 01:00 | 0 | 0 | 0 | 248158.1742 | 313958.9954 | 61361.8305 | 623479 | 0 | 121336.9209 | 0 | 0 | 0 | 0
2016-08-05 02:00 | 0 | 0 | 0 | 232413.6481 | 356940.7467 | 2972.6052 | 592327 | 0 | 121336.9209 | 0 | 0 | 0 | 0
2016-08-05 03:00 | 0 | 0 | 0 | 70840.1389 | 362754.9402 | 0 | 554932 | 0 | 0 | 0 | 0 | 0 | 0
2016-08-05 04:00 | 0 | 0 | 0 | 169096.722 | 349900.278 | 0 | 518997 | 0 | 0 | 0 | 0 | 0 | 0
2016-08-05 05:00 | 0 | 0 | 0 | 283087.1227 | 325404.7982 | 0 | 487155 | 0 | 121336.9209 | 0 | 0 | 0 | 0
2016-08-05 06:00 | 0 | 0 | 0 | 162744.8209 | 298965.1791 | 0 | 461710 | 0 | 121336.9209 | 0 | 0 | 0 | 0
2016-08-05 07:00 | 0 | 0 | 0 | 48715.6395 | 274125.4395 | 0 | 444178 | 0 | 0 | 0 | 0 | 0 | 0
2016-08-05 08:00 | 0 | 0 | 0 | 178867.79 | 255909.21 | 0 | 434777 | 0 | 0 | 0 | 0 | 0 | 0
2016-08-05 09:00 | 0 | 0 | 0 | 216154.5833 | 221295.4167 | 0 | 437450 | 0 | 0 | 0 | 0 | 0 | 0
2016-08-05 10:00 | 0 | 0 | 0 | 264094.5778 | 186883.4222 | 0 | 450978 | 0 | 0 | 0 | 0 | 0 | 0
2016-08-05 11:00 | 0 | 0 | 0 | 356551.1709 | 156127.4989 | 0 | 467665 | 0 | 45013.6698 | 0 | 0 | 0 | 0
2016-08-05 12:00 | 0 | 0 | 0 | 356551.1709 | 97844.708 | 19369.687 | 489571 | 0 | 29208.2355 | 0 | 0 | 0 | 0
2016-08-05 13:00 | 0 | 0 | 0 | 356551.1709 | 84206.3397 | 122363.1983 | 517694 | 0 | 74634.9444 | 0 | 0 | 0 | 0
2016-08-05 14:00 | 0 | 0 | 0 | 157654.0574 | 89687.4214 | 226901.5768 | 548878 | 0 | 0 | 0 | 0 | 0 | 0
2016-08-05 15:00 | 0 | 0 | 0 | 215501.6231 | 81733.676 | 282148.7009 | 579384 | 0 | 0 | 0 | 0 | 0 | 0
2016-08-05 16:00 | 0 | 0 | 0 | 223862.0489 | 77330.8974 | 304791.0538 | 605984 | 0 | 0 | 0 | 0 | 0 | 0
2016-08-05 17:00 | 0 | 0 | 0 | 243270.7091 | 78343.6866 | 307615.6043 | 629230 | 0 | 0 | 0 | 0 | 0 | 0
2016-08-05 18:00 | 0 | 0 | 0 | 263818.1765 | 82117.5388 | 300743.2847 | 646679 | 0 | 0 | 0 | 0 | 0 | 0
2016-08-05 19:00 | 0 | 0 | 0 | 278583.7186 | 87672.3356 | 291656.9458 | 657913 | 0 | 0 | 0 | 0 | 0 | 0
2016-08-05 20:00 | 0 | 0 | 0 | 287684.1214 | 93108.4342 | 282090.4443 | 662883 | 0 | 0 | 0 | 0 | 0 | 0
2016-08-05 21:00 | 0 | 0 | 0 | 295102.3304 | 98949.9797 | 267060.6899 | 661113 | 0 | 0 | 0 | 0 | 0 | 0
2016-08-05 22:00 | 0 | 0 | 0 | 356551.1709 | 105131.2567 | 245057.6871 | 651147 | 0 | 55593.1147 | 0 | 0 | 0 | 0
2016-08-05 23:00 | 0 | 0 | 0 | 356551.1709 | 113745.4387 | 208899.5372 | 634076 | 0 | 100713.2614 | 0 | 0 | 0 | 0
2016-08-06 | 0 | 0 | 0 | 222116.8906 | 142152.9709 | 151783.8771 | 616767 | 0 | 0 | 0 | 0 | 0 | 0
2016-08-06 01:00 | 0 | 0 | 0 | 299671.9851 | 232433.2571 | 68247.7578 | 600353 | 0 | 0 | 0 | 0 | 0 | 0
2016-08-06 02:00 | 0 | 0 | 0 | 356551.1709 | 298776.5602 | 2485.163 | 573118 | 0 | 84694.8941 | 0 | 0 | 0 | 0
2016-08-06 03:00 | 0 | 0 | 0 | 152811.4572 | 302070.6488 | 0 | 539577 | 0 | 0 | 0 | 0 | 0 | 0
2016-08-06 04:00 | 0 | 0 | 0 | 336151.7231 | 292050.1979 | 0 | 506865 | 0 | 121336.9209 | 0 | 0 | 0 | 0
2016-08-06 05:00 | 0 | 0 | 0 | 78718.7299 | 277443.3491 | 0 | 477499 | 0 | 0 | 0 | 0 | 0 | 0
2016-08-06 06:00 | 0 | 0 | 0 | 188297.878 | 264875.122 | 0 | 453173 | 0 | 0 | 0 | 0 | 0 | 0
2016-08-06 07:00 | 0 | 0 | 0 | 305019.1036 | 251535.8173 | 0 | 435218 | 0 | 121336.9209 | 0 | 0 | 0 | 0
2016-08-06 08:00 | 0 | 0 | 0 | 61231.8837 | 240691.1954 | 0 | 423260 | 0 | 0 | 0 | 0 | 0 | 0
2016-08-06 09:00 | 0 | 0 | 0 | 200673.9979 | 218314.0021 | 0 | 418988 | 0 | 0 | 0 | 0 | 0 | 0
2016-08-06 10:00 | 0 | 0 | 0 | 223345.8226 | 195747.1774 | 0 | 419093 | 0 | 0 | 0 | 0 | 0 | 0
2016-08-06 11:00 | 0 | 0 | 0 | 250918.0418 | 173911.9582 | 0 | 424830 | 0 | 0 | 0 | 0 | 0 | 0
2016-08-06 12:00 | 0 | 0 | 0 | 356551.1709 | 103505.7797 | 13462.4663 | 443533 | 0 | 29986.4169 | 0 | 0 | 0 | 0
2016-08-06 13:00 | 0 | 0 | 0 | 342814.4225 | 87287.9731 | 133974.1085 | 472726 | 0 | 121336.9209 | 0 | 0 | 0 | 0
2016-08-06 14:00 | 0 | 0 | 0 | 162334.6783 | 101310.2645 | 243763.0572 | 507408 | 0 | 121336.9209 | 0 | 0 | 0 | 0
2016-08-06 15:00 | 0 | 0 | 0 | 28924.9068 | 96839.2026 | 294133.9697 | 541235 | 0 | 0 | 0 | 0 | 0 | 0
2016-08-06 16:00 | 0 | 0 | 0 | 285152.8819 | 91091.6375 | 314906.4016 | 569814 | 0 | 121336.9209 | 0 | 0 | 0 | 0
2016-08-06 17:00 | 0 | 0 | 0 | 186477.4505 | 87944.4633 | 317729.0862 | 592151 | 0 | 121336.9209 | 0 | 0 | 0 | 0
2016-08-06 18:00 | 0 | 0 | 0 | 208672.2862 | 88226.7541 | 311153.9597 | 608053 | 0 | 121336.9209 | 0 | 0 | 0 | 0
2016-08-06 19:00 | 0 | 0 | 0 | 226020.7633 | 91615.0485 | 301646.1882 | 619282 | 0 | 121336.9209 | 0 | 0 | 0 | 0
2016-08-06 20:00 | 0 | 0 | 0 | 234331.6244 | 97663.5977 | 294747.7779 | 626743 | 0 | 121336.9209 | 0 | 0 | 0 | 0
2016-08-06 21:00 | 0 | 0 | 0 | 238532.0084 | 106975.3423 | 283519.6493 | 629027 | 0 | 121336.9209 | 0 | 0 | 0 | 0
2016-08-06 22:00 | 0 | 0 | 0 | 115574.8428 | 119483.622 | 266735.6143 | 623131 | 0 | 0 | 0 | 0 | 0 | 0
2016-08-06 23:00 | 0 | 0 | 0 | 356551.1709 | 139645.5702 | 233533.2226 | 609762 | 0 | 119967.9636 | 0 | 0 | 0 | 0
2016-08-07 | 0 | 0 | 0 | 117845.2584 | 183767.2387 | 173056.5393 | 594637 | 0 | 0 | 0 | 0 | 0 | 0
2016-08-07 01:00 | 0 | 0 | 0 | 217592.5318 | 280967.6572 | 80812.811 | 579373 | 0 | 0 | 0 | 0 | 0 | 0
2016-08-07 02:00 | 0 | 0 | 0 | 212265.8063 | 337234.4443 | 2127.7494 | 551628 | 0 | 0 | 0 | 0 | 0 | 0
2016-08-07 03:00 | 0 | 0 | 0 | 181617.1806 | 336777.8194 | 0 | 518395 | 0 | 0 | 0 | 0 | 0 | 0
2016-08-07 04:00 | 0 | 0 | 0 | 167609.1558 | 319408.8442 | 0 | 487018 | 0 | 0 | 0 | 0 | 0 | 0
2016-08-07 05:00 | 0 | 0 | 0 | 158790.1692 | 301545.8308 | 0 | 460336 | 0 | 0 | 0 | 0 | 0 | 0
2016-08-07 06:00 | 0 | 0 | 0 | 153061.8356 | 283376.1644 | 0 | 436438 | 0 | 0 | 0 | 0 | 0 | 0
2016-08-07 07:00 | 0 | 0 | 0 | 151222.3595 | 266953.6405 | 0 | 418176 | 0 | 0 | 0 | 0 | 0 | 0
2016-08-07 08:00 | 0 | 0 | 0 | 150708.9366 | 254400.0634 | 0 | 405109 | 0 | 0 | 0 | 0 | 0 | 0
2016-08-07 09:00 | 0 | 0 | 0 | 171898.5961 | 226755.4039 | 0 | 398654 | 0 | 0 | 0 | 0 | 0 | 0
2016-08-07 10:00 | 0 | 0 | 0 | 196710.9469 | 199726.0531 | 0 | 396437 | 0 | 0 | 0 | 0 | 0 | 0
2016-08-07 11:00 | 0 | 0 | 0 | 221847.4793 | 178353.5207 | 0 | 400201 | 0 | 0 | 0 | 0 | 0 | 0
2016-08-07 12:00 | 0 | 0 | 0 | 299809.031 | 106250.7907 | 11386.1783 | 417446 | 0 | 0 | 0 | 0 | 0 | 0
2016-08-07 13:00 | 0 | 0 | 0 | 218290.6528 | 83427.8814 | 144052.4658 | 445771 | 0 | 0 | 0 | 0 | 0 | 0
2016-08-07 14:00 | 0 | 0 | 0 | 228493.4861 | 100854.119 | 268682.3158 | 476693 | 0 | 121336.9209 | 0 | 0 | 0 | 0
2016-08-07 15:00 | 0 | 0 | 0 | 0 | 94916.4545 | 316294.2326 | 508737 | 0 | 23810.6081 | 0 | 0 | 0 | 0
2016-08-07 16:00 | 0 | 0 | 0 | 207654.1605 | 89312.4066 | 338277.7457 | 537718 | 0 | 121336.9209 | 0 | 0 | 0 | 0
2016-08-07 17:00 | 0 | 0 | 0 | 16841.4682 | 84062.9643 | 339654.6466 | 561896 | 0 | 0 | 0 | 0 | 0 | 0
2016-08-07 18:00 | 0 | 0 | 0 | 170143.1714 | 78004.9801 | 332065.8485 | 580214 | 0 | 0 | 0 | 0 | 0 | 0
2016-08-07 19:00 | 0 | 0 | 0 | 197270.9511 | 74074.6411 | 323177.4078 | 594523 | 0 | 0 | 0 | 0 | 0 | 0
2016-08-07 20:00 | 0 | 0 | 0 | 214911.7275 | 74291.7374 | 315267.5351 | 604471 | 0 | 0 | 0 | 0 | 0 | 0
2016-08-07 21:00 | 0 | 0 | 0 | 223421.4455 | 81767.4128 | 305536.1417 | 610725 | 0 | 0 | 0 | 0 | 0 | 0
2016-08-07 22:00 | 0 | 0 | 0 | 343792.2488 | 97440.1682 | 289330.5039 | 609226 | 0 | 121336.9209 | 0 | 0 | 0 | 0
2016-08-07 23:00 | 0 | 0 | 0 | 222277.9723 | 124663.1843 | 251908.8435 | 598850 | 0 | 121336.9209 | 0 | 0 | 0 | 0
2016-08-08 | 0 | 0 | 0 | 100591.9695 | 179696.0863 | 185210.0233 | 586835 | 0 | 0 | 0 | 0 | 0 | 0
2016-08-08 01:00 | 0 | 0 | 0 | 194945.377 | 294262.8124 | 84732.8106 | 573941 | 0 | 0 | 0 | 0 | 0 | 0
2016-08-08 02:00 | 0 | 0 | 0 | 191477.9275 | 353668.0247 | 2362.0478 | 547508 | 0 | 0 | 0 | 0 | 0 | 0
2016-08-08 03:00 | 0 | 0 | 0 | 160337.9985 | 354264.0015 | 0 | 514602 | 0 | 0 | 0 | 0 | 0 | 0
2016-08-08 04:00 | 0 | 0 | 0 | 144475.4278 | 339884.5722 | 0 | 484360 | 0 | 0 | 0 | 0 | 0 | 0
2016-08-08 05:00 | 0 | 0 | 0 | 135087.5371 | 321526.4629 | 0 | 456614 | 0 | 0 | 0 | 0 | 0 | 0
2016-08-08 06:00 | 0 | 0 | 0 | 139633.1972 | 295176.8028 | 0 | 434810 | 0 | 0 | 0 | 0 | 0 | 0
2016-08-08 07:00 | 0 | 0 | 0 | 148099.6012 | 271949.3988 | 0 | 420049 | 0 | 0 | 0 | 0 | 0 | 0
2016-08-08 08:00 | 0 | 0 | 0 | 158992.6203 | 254615.3797 | 0 | 413608 | 0 | 0 | 0 | 0 | 0 | 0
2016-08-08 09:00 | 0 | 0 | 0 | 183867.553 | 234743.447 | 0 | 418611 | 0 | 0 | 0 | 0 | 0 | 0
2016-08-08 10:00 | 0 | 0 | 0 | 209137.4547 | 224416.5453 | 0 | 433554 | 0 | 0 | 0 | 0 | 0 | 0
2016-08-08 11:00 | 0 | 0 | 0 | 232675.0161 | 218720.9839 | 0 | 451396 | 0 | 0 | 0 | 0 | 0 | 0
2016-08-08 12:00 | 0 | 0 | 0 | 311231.1582 | 151966.5898 | 9546.252 | 472744 | 0 | 0 | 0 | 0 | 0 | 0
2016-08-08 13:00 | 0 | 0 | 0 | 210766.5909 | 149947.004 | 139841.4052 | 500555 | 0 | 0 | 0 | 0 | 0 | 0
2016-08-08 14:00 | 0 | 0 | 0 | 62146.4581 | 205916.6065 | 262893.9354 | 530957 | 0 | 0 | 0 | 0 | 0 | 0
2016-08-08 15:00 | 0 | 0 | 0 | 44212.8913 | 203394.7776 | 315043.3312 | 562651 | 0 | 0 | 0 | 0 | 0 | 0
2016-08-08 16:00 | 0 | 0 | 0 | 58646.7344 | 190486.9506 | 339698.315 | 588832 | 0 | 0 | 0 | 0 | 0 | 0
2016-08-08 17:00 | 0 | 0 | 0 | 88044.3297 | 181629.5693 | 341273.101 | 610947 | 0 | 0 | 0 | 0 | 0 | 0
2016-08-08 18:00 | 0 | 0 | 0 | 115265.2725 | 177214.2837 | 335734.4438 | 628214 | 0 | 0 | 0 | 0 | 0 | 0
2016-08-08 19:00 | 0 | 0 | 0 | 136020.6284 | 174679.5055 | 329595.8661 | 640296 | 0 | 0 | 0 | 0 | 0 | 0
2016-08-08 20:00 | 0 | 0 | 0 | 149304.6944 | 172160.9385 | 327100.3671 | 648566 | 0 | 0 | 0 | 0 | 0 | 0
2016-08-08 21:00 | 0 | 0 | 0 | 161487.4465 | 169511.1589 | 320756.3945 | 651755 | 0 | 0 | 0 | 0 | 0 | 0
2016-08-08 22:00 | 0 | 0 | 0 | 173557.596 | 167717.78 | 306444.624 | 647720 | 0 | 0 | 0 | 0 | 0 | 0
2016-08-08 23:00 | 0 | 0 | 0 | 194833.0037 | 169582.5251 | 271005.4712 | 635421 | 0 | 0 | 0 | 0 | 0 | 0
2016-08-09 | 0 | 0 | 0 | 217021.3446 | 200036.6613 | 204890.9941 | 621949 | 0 | 0 | 0 | 0 | 0 | 0
2016-08-09 01:00 | 0 | 0 | 0 | 197344.2795 | 319604.6612 | 87871.0593 | 604820 | 0 | 0 | 0 | 0 | 0 | 0
2016-08-09 02:00 | 0 | 0 | 0 | 194511.2904 | 376673.1631 | 1863.5465 | 573048 | 0 | 0 | 0 | 0 | 0 | 0
2016-08-09 03:00 | 0 | 0 | 0 | 171337.4275 | 363406.5725 | 0 | 534744 | 0 | 0 | 0 | 0 | 0 | 0
2016-08-09 04:00 | 0 | 0 | 0 | 164519.4812 | 336132.5188 | 0 | 500652 | 0 | 0 | 0 | 0 | 0 | 0
2016-08-09 05:00 | 0 | 0 | 0 | 156237.4011 | 315198.5989 | 0 | 471436 | 0 | 0 | 0 | 0 | 0 | 0
2016-08-09 06:00 | 0 | 0 | 0 | 151834.2666 | 296333.7334 | 0 | 448168 | 0 | 0 | 0 | 0 | 0 | 0
2016-08-09 07:00 | 0 | 0 | 0 | 151933.2254 | 279081.7746 | 0 | 431015 | 0 | 0 | 0 | 0 | 0 | 0
2016-08-09 08:00 | 0 | 0 | 0 | 159654.4221 | 263950.5779 | 0 | 423605 | 0 | 0 | 0 | 0 | 0 | 0
2016-08-09 09:00 | 0 | 0 | 0 | 181950.2443 | 246445.7557 | 0 | 428396 | 0 | 0 | 0 | 0 | 0 | 0
2016-08-09 10:00 | 0 | 0 | 0 | 222068.2173 | 223876.7827 | 0 | 445945 | 0 | 0 | 0 | 0 | 0 | 0
2016-08-09 11:00 | 0 | 0 | 0 | 356551.1709 | 197987.7361 | 0 | 464137 | 0 | 90401.9069 | 0 | 0 | 0 | 0
2016-08-09 12:00 | 0 | 0 | 0 | 356551.1709 | 115646.2717 | 9932.962 | 484561 | 0 | 87971.3115 | 0 | 0 | 0 | 0
2016-08-09 13:00 | 0 | 0 | 0 | 337826.4875 | 79466.3233 | 126897.7987 | 510825 | 0 | 121336.9209 | 0 | 0 | 0 | 0
2016-08-09 14:00 | 0 | 0 | 0 | 98878.6767 | 78980.4914 | 244933.911 | 544130 | 0 | 0 | 0 | 0 | 0 | 0
2016-08-09 15:00 | 0 | 0 | 0 | 321628.3403 | 78543.6268 | 297491.9538 | 576327 | 0 | 121336.9209 | 0 | 0 | 0 | 0
2016-08-09 16:00 | 0 | 0 | 0 | 210587.7813 | 77499.27 | 316851.9487 | 604939 | 0 | 121336.9209 | 0 | 0 | 0 | 0
2016-08-09 17:00 | 0 | 0 | 0 | 101015.9948 | 83624.5154 | 324328.5688 | 630306 | 0 | 0 | 0 | 0 | 0 | 0
2016-08-09 18:00 | 0 | 0 | 0 | 353076.1876 | 94812.7686 | 323715.9647 | 650268 | 0 | 121336.9209 | 0 | 0 | 0 | 0
2016-08-09 19:00 | 0 | 0 | 0 | 112026.1993 | 110215.4696 | 318859.4101 | 662438 | 0 | 0 | 0 | 0 | 0 | 0
2016-08-09 20:00 | 0 | 0 | 0 | 225366.9905 | 130281.2988 | 313587.7106 | 669236 | 0 | 0 | 0 | 0 | 0 | 0
2016-08-09 21:00 | 0 | 0 | 0 | 334134.4649 | 154885.1711 | 303249.2849 | 670932 | 0 | 121336.9209 | 0 | 0 | 0 | 0
2016-08-09 22:00 | 0 | 0 | 0 | 71135.5884 | 186952.7413 | 285041.7493 | 664467 | 0 | 0 | 0 | 0 | 0 | 0
2016-08-09 23:00 | 0 | 0 | 0 | 293311.6993 | 235896.6008 | 243683.6208 | 651555 | 0 | 121336.9209 | 0 | 0 | 0 | 0
2016-08-10 | 0 | 0 | 0 | 37733.797 | 298849.5522 | 180895.7299 | 638816 | 0 | 0 | 0 | 0 | 0 | 0
2016-08-10 01:00 | 0 | 0 | 0 | 259621.0588 | 400322.4541 | 83726.408 | 622333 | 0 | 121336.9209 | 0 | 0 | 0 | 0
2016-08-10 02:00 | 0 | 0 | 0 | 152855.6122 | 438621.7337 | 1758.6541 | 593236 | 0 | 121336.9209 | 0 | 0 | 0 | 0
2016-08-10 03:00 | 0 | 0 | 0 | 124350.2923 | 431367.7077 | 0 | 555718 | 0 | 121336.9209 | 0 | 0 | 0 | 0
2016-08-10 04:00 | 0 | 0 | 0 | 103066.7318 | 418963.2682 | 0 | 522030 | 0 | 121336.9209 | 0 | 0 | 0 | 0
2016-08-10 05:00 | 0 | 0 | 0 | 83543.0468 | 408036.9532 | 0 | 491580 | 0 | 121336.9209 | 0 | 0 | 0 | 0
2016-08-10 06:00 | 0 | 0 | 0 | 31503.8734 | 392789.5367 | 0 | 466906 | 0 | 78724.331 | 0 | 0 | 0 | 0
2016-08-10 07:00 | 0 | 0 | 0 | 0 | 371155.669 | 0 | 449880 | 0 | 0 | 0 | 0 | 0 | 0
2016-08-10 08:00 | 0 | 0 | 0 | 95494.3315 | 346599.6685 | 0 | 442094 | 0 | 0 | 0 | 0 | 0 | 0
2016-08-10 09:00 | 0 | 0 | 0 | 126806.23 | 319803.77 | 0 | 446610 | 0 | 0 | 0 | 0 | 0 | 0
2016-08-10 10:00 | 0 | 0 | 0 | 171179.059 | 292143.941 | 0 | 463323 | 0 | 0 | 0 | 0 | 0 | 0
2016-08-10 11:00 | 0 | 0 | 0 | 331825.3816 | 272135.5394 | 0 | 482624 | 0 | 121336.9209 | 0 | 0 | 0 | 0
2016-08-10 12:00 | 0 | 0 | 0 | 181955.9267 | 190203.1402 | 10809.0122 | 504305 | 0 | 0 | 0 | 0 | 0 | 0
2016-08-10 13:00 | 0 | 0 | 0 | 250072.1491 | 160580.2415 | 121707.6094 | 532360 | 0 | 0 | 0 | 0 | 0 | 0
2016-08-10 14:00 | 0 | 0 | 0 | 130954.5662 | 195063.301 | 240484.1328 | 566502 | 0 | 0 | 0 | 0 | 0 | 0
2016-08-10 15:00 | 0 | 0 | 0 | 96583.7985 | 204363.7934 | 299934.408 | 600882 | 0 | 0 | 0 | 0 | 0 | 0
2016-08-10 16:00 | 0 | 0 | 0 | 185086.121 | 210917.6941 | 328311.9431 | 630175 | 0 | 94140.7583 | 0 | 0 | 0 | 0
2016-08-10 17:00 | 0 | 0 | 0 | 0 | 229316.7957 | 330861.446 | 654319 | 0 | 0 | 0 | 0 | 0 | 0
2016-08-10 18:00 | 0 | 0 | 0 | 99286.6192 | 250487.6574 | 322588.7234 | 672363 | 0 | 0 | 0 | 0 | 0 | 0
2016-08-10 19:00 | 0 | 0 | 0 | 101729.6268 | 270976.0714 | 310757.3018 | 683463 | 0 | 0 | 0 | 0 | 0 | 0
2016-08-10 20:00 | 0 | 0 | 0 | 214845.7056 | 288900.5853 | 298314.505 | 692115 | 0 | 109945.7959 | 0 | 0 | 0 | 0
2016-08-10 21:00 | 0 | 0 | 0 | 0 | 302016.2932 | 282080.9109 | 694043 | 0 | 0 | 0 | 0 | 0 | 0
2016-08-10 22:00 | 0 | 0 | 0 | 118440.9905 | 311720.9282 | 259472.0814 | 689634 | 0 | 0 | 0 | 0 | 0 | 0
2016-08-10 23:00 | 0 | 0 | 0 | 255858.0593 | 322602.1421 | 219764.7195 | 676888 | 0 | 121336.9209 | 0 | 0 | 0 | 0
2016-08-11 | 0 | 0 | 0 | 133362.2808 | 367250.8167 | 162904.9025 | 663518 | 0 | 121336.9209 | 0 | 0 | 0 | 0
2016-08-11 01:00 | 0 | 0 | 0 | 138.4561 | 445798.9261 | 78504.6968 | 645779 | 0 | 0 | 0 | 0 | 0 | 0
2016-08-11 02:00 | 0 | 0 | 0 | 277389.9135 | 454987.0105 | 2550.9969 | 613591 | 0 | 121336.9209 | 0 | 0 | 0 | 0
2016-08-11 03:00 | 0 | 0 | 0 | 152358.1617 | 422521.8383 | 0 | 574880 | 0 | 121336.9209 | 0 | 0 | 0 | 0
2016-08-11 04:00 | 0 | 0 | 0 | 148304.5252 | 390856.4748 | 0 | 539161 | 0 | 121336.9209 | 0 | 0 | 0 | 0
2016-08-11 05:00 | 0 | 0 | 0 | 22180.7502 | 363367.3289 | 0 | 506885 | 0 | 0 | 0 | 0 | 0 | 0
2016-08-11 06:00 | 0 | 0 | 0 | 150983.15 | 329942.85 | 0 | 480926 | 0 | 0 | 0 | 0 | 0 | 0
2016-08-11 07:00 | 0 | 0 | 0 | 282352.7417 | 302251.1792 | 0 | 463267 | 0 | 121336.9209 | 0 | 0 | 0 | 0
2016-08-11 08:00 | 0 | 0 | 0 | 171063.1708 | 283789.8292 | 0 | 454853 | 0 | 121336.9209 | 0 | 0 | 0 | 0
2016-08-11 09:00 | 0 | 0 | 0 | 73935.8959 | 264538.1832 | 0 | 459811 | 0 | 0 | 0 | 0 | 0 | 0
2016-08-11 10:00 | 0 | 0 | 0 | 228419.361 | 248991.639 | 0 | 477411 | 0 | 0 | 0 | 0 | 0 | 0
2016-08-11 11:00 | 0 | 0 | 0 | 356551.1709 | 241725.3941 | 0 | 496658 | 0 | 101618.565 | 0 | 0 | 0 | 0
2016-08-11 12:00 | 0 | 0 | 0 | 350639.2257 | 178955.7186 | 10179.4117 | 520056 | 0 | 121336.9209 | 0 | 0 | 0 | 0
2016-08-11 13:00 | 0 | 0 | 0 | 132809.3317 | 172034.1256 | 122724.6218 | 548905 | 0 | 0 | 0 | 0 | 0 | 0
2016-08-11 14:00 | 0 | 0 | 0 | 129112.7874 | 226396.8177 | 229044.3948 | 584554 | 0 | 0 | 0 | 0 | 0 | 0
2016-08-11 15:00 | 0 | 0 | 0 | 226436.1243 | 227575.5114 | 288251.2852 | 620926 | 0 | 121336.9209 | 0 | 0 | 0 | 0
2016-08-11 16:00 | 0 | 0 | 0 | 4826.9929 | 206489.4701 | 317822.616 | 650476 | 0 | 0 | 0 | 0 | 0 | 0
2016-08-11 17:00 | 0 | 0 | 0 | 158645.7096 | 189881.5192 | 324311.7712 | 672839 | 0 | 0 | 0 | 0 | 0 | 0
2016-08-11 18:00 | 0 | 0 | 0 | 189452.6314 | 179397.3464 | 322420.0221 | 691270 | 0 | 0 | 0 | 0 | 0 | 0
2016-08-11 19:00 | 0 | 0 | 0 | 336150.5658 | 171231.0163 | 318303.3388 | 704348 | 0 | 121336.9209 | 0 | 0 | 0 | 0
2016-08-11 20:00 | 0 | 0 | 0 | 111628.9452 | 162538.9749 | 315723.1589 | 711228 | 0 | 0 | 0 | 0 | 0 | 0
2016-08-11 21:00 | 0 | 0 | 0 | 356551.1709 | 155071.4717 | 310157.5879 | 712067 | 0 | 109713.2304 | 0 | 0 | 0 | 0
2016-08-11 22:00 | 0 | 0 | 0 | 214736.5747 | 146817.1277 | 295031.9146 | 705532 | 0 | 60766.8475 | 0 | 0 | 0 | 0
2016-08-11 23:00 | 0 | 0 | 0 | 356551.1709 | 142285.1742 | 255044.7284 | 693311 | 0 | 121336.9209 | 0 | 0 | 0 | 0
2016-08-12 | 0 | 0 | 0 | 196754.0259 | 168122.7285 | 193572.3246 | 679786 | 0 | 0 | 0 | 0 | 0 | 0
2016-08-12 01:00 | 0 | 0 | 0 | 339054.4527 | 236620.8534 | 88168.1451 | 661145 | 0 | 2698.4512 | 0 | 0 | 0 | 0
2016-08-12 02:00 | 0 | 0 | 0 | 356551.1709 | 266923.1415 | 1199.2364 | 627372 | 0 | 0 | 0 | 0 | 0 | 0
2016-08-12 03:00 | 0 | 0 | 0 | 332044.7836 | 255784.2164 | 0 | 587829 | 0 | 0 | 0 | 0 | 0 | 0
2016-08-12 04:00 | 0 | 0 | 0 | 320729.8667 | 231408.1333 | 0 | 552138 | 0 | 0 | 0 | 0 | 0 | 0
2016-08-12 05:00 | 0 | 0 | 0 | 356551.1709 | 214704.3857 | 0 | 518806 | 0 | 52449.5565 | 0 | 0 | 0 | 0
2016-08-12 06:00 | 0 | 0 | 0 | 356551.1709 | 203517.2032 | 0 | 491927 | 0 | 120590.9306 | 0 | 0 | 0 | 0
2016-08-12 07:00 | 0 | 0 | 0 | 150611.3425 | 201605.7269 | 0 | 472808 | 0 | 0 | 0 | 0 | 0 | 0
2016-08-12 08:00 | 0 | 0 | 0 | 257468.6839 | 205724.3161 | 0 | 463193 | 0 | 0 | 0 | 0 | 0 | 0
2016-08-12 09:00 | 0 | 0 | 0 | 356551.1709 | 207098.039 | 0 | 466210 | 0 | 97439.2098 | 0 | 0 | 0 | 0
2016-08-12 10:00 | 0 | 0 | 0 | 169622.1095 | 215213.6806 | 0 | 482275 | 0 | 0 | 0 | 0 | 0 | 0
2016-08-12 11:00 | 0 | 0 | 0 | 356551.1709 | 220936.1969 | 0 | 501898 | 0 | 75589.3677 | 0 | 0 | 0 | 0
2016-08-12 12:00 | 0 | 0 | 0 | 356551.1709 | 162606.9585 | 12613.52 | 523776 | 0 | 83585.0171 | 0 | 0 | 0 | 0
2016-08-12 13:00 | 0 | 0 | 0 | 158405.2363 | 145215.3248 | 165318.4218 | 552524 | 0 | 0 | 0 | 0 | 0 | 0
2016-08-12 14:00 | 0 | 0 | 0 | 243078.4078 | 184734.0773 | 258187.0363 | 585241 | 0 | 100758.5214 | 0 | 0 | 0 | 0
2016-08-12 15:00 | 0 | 0 | 0 | 0 | 197055.2446 | 320288.2341 | 618102 | 0 | 0 | 0 | 0 | 0 | 0
2016-08-12 16:00 | 0 | 0 | 0 | 110080.7018 | 189575.1092 | 345404.189 | 645060 | 0 | 0 | 0 | 0 | 0 | 0
2016-08-12 17:00 | 0 | 0 | 0 | 137009.4947 | 181276.1575 | 348899.3478 | 667185 | 0 | 0 | 0 | 0 | 0 | 0
2016-08-12 18:00 | 0 | 0 | 0 | 285095.3224 | 174894.2114 | 344477.3871 | 683130 | 0 | 121336.9209 | 0 | 0 | 0 | 0
2016-08-12 19:00 | 0 | 0 | 0 | 62168.8328 | 169208.5607 | 338890.6855 | 691605 | 0 | 0 | 0 | 0 | 0 | 0
2016-08-12 20:00 | 0 | 0 | 0 | 194020.9838 | 164183.5001 | 335471.5161 | 693676 | 0 | 0 | 0 | 0 | 0 | 0
2016-08-12 21:00 | 0 | 0 | 0 | 327080.5953 | 157406.1038 | 328527.2219 | 691677 | 0 | 121336.9209 | 0 | 0 | 0 | 0
2016-08-12 22:00 | 0 | 0 | 0 | 217081.6317 | 151374.6467 | 312677.7216 | 681134 | 0 | 121336.9209 | 0 | 0 | 0 | 0
2016-08-12 23:00 | 0 | 0 | 0 | 249668.6348 | 143351.4402 | 269790.925 | 662811 | 0 | 121336.9209 | 0 | 0 | 0 | 0
2016-08-13 | 0 | 0 | 0 | 197609.7059 | 145849.3427 | 202926.1343 | 647312 | 0 | 20410.1038 | 0 | 0 | 0 | 0
2016-08-13 01:00 | 0 | 0 | 0 | 356551.1709 | 198322.678 | 76950.3591 | 628394 | 0 | 23840.3118 | 0 | 0 | 0 | 0
2016-08-13 02:00 | 0 | 0 | 0 | 356551.1709 | 217431.9889 | 1034.5285 | 598858 | 0 | 0 | 0 | 0 | 0 | 0
2016-08-13 03:00 | 0 | 0 | 0 | 343770.8727 | 220639.1273 | 0 | 564410 | 0 | 0 | 0 | 0 | 0 | 0
2016-08-13 04:00 | 0 | 0 | 0 | 312705.0961 | 218261.9039 | 0 | 530967 | 0 | 0 | 0 | 0 | 0 | 0
2016-08-13 05:00 | 0 | 0 | 0 | 289301.6134 | 211295.3866 | 0 | 500597 | 0 | 0 | 0 | 0 | 0 | 0
2016-08-13 06:00 | 0 | 0 | 0 | 270151.2283 | 204792.7717 | 0 | 474944 | 0 | 0 | 0 | 0 | 0 | 0
2016-08-13 07:00 | 0 | 0 | 0 | 356551.1709 | 201488.8138 | 0 | 456605 | 0 | 101434.9847 | 0 | 0 | 0 | 0
2016-08-13 08:00 | 0 | 0 | 0 | 259343.5018 | 205176.4344 | 0 | 444618 | 0 | 121336.9209 | 0 | 0 | 0 | 0
2016-08-13 09:00 | 0 | 0 | 0 | 108148.3721 | 210205.707 | 0 | 439691 | 0 | 0 | 0 | 0 | 0 | 0
2016-08-13 10:00 | 0 | 0 | 0 | 220686.3615 | 220213.6385 | 0 | 440900 | 0 | 0 | 0 | 0 | 0 | 0
2016-08-13 11:00 | 0 | 0 | 0 | 222391.1775 | 226419.8225 | 0 | 448811 | 0 | 0 | 0 | 0 | 0 | 0
2016-08-13 12:00 | 0 | 0 | 0 | 327577.5362 | 132479.8155 | 9704.6483 | 469762 | 0 | 0 | 0 | 0 | 0 | 0
2016-08-13 13:00 | 0 | 0 | 0 | 277907.6158 | 88454.1052 | 132596.279 | 498958 | 0 | 0 | 0 | 0 | 0 | 0
2016-08-13 14:00 | 0 | 0 | 0 | 151724.2223 | 136409.5798 | 243585.1979 | 531719 | 0 | 0 | 0 | 0 | 0 | 0
2016-08-13 15:00 | 0 | 0 | 0 | 114046.0082 | 152690.2808 | 296780.711 | 563517 | 0 | 0 | 0 | 0 | 0 | 0
2016-08-13 16:00 | 0 | 0 | 0 | 111135.7563 | 153241.62 | 326199.6237 | 590577 | 0 | 0 | 0 | 0 | 0 | 0
2016-08-13 17:00 | 0 | 0 | 0 | 129518.4135 | 151202.9329 | 329308.6537 | 610030 | 0 | 0 | 0 | 0 | 0 | 0
2016-08-13 18:00 | 0 | 0 | 0 | 149929.7324 | 150660.1295 | 325330.1381 | 625920 | 0 | 0 | 0 | 0 | 0 | 0
2016-08-13 19:00 | 0 | 0 | 0 | 167621.5922 | 148831.0096 | 321323.3981 | 637776 | 0 | 0 | 0 | 0 | 0 | 0
2016-08-13 20:00 | 0 | 0 | 0 | 300342.3074 | 146379.0185 | 320081.595 | 645466 | 0 | 121336.9209 | 0 | 0 | 0 | 0
2016-08-13 21:00 | 0 | 0 | 0 | 63555.5719 | 147372.0125 | 315675.4947 | 647940 | 0 | 0 | 0 | 0 | 0 | 0
2016-08-13 22:00 | 0 | 0 | 0 | 194248.7723 | 147851.6727 | 301009.5549 | 643110 | 0 | 0 | 0 | 0 | 0 | 0
2016-08-13 23:00 | 0 | 0 | 0 | 219995.2867 | 146367.8282 | 262228.8851 | 628592 | 0 | 0 | 0 | 0 | 0 | 0
2016-08-14 | 0 | 0 | 0 | 252522.9618 | 166495.0547 | 196594.9835 | 615613 | 0 | 0 | 0 | 0 | 0 | 0
2016-08-14 01:00 | 0 | 0 | 0 | 289854.7558 | 232845.128 | 76189.1161 | 598889 | 0 | 0 | 0 | 0 | 0 | 0
2016-08-14 02:00 | 0 | 0 | 0 | 356551.1709 | 250342.6969 | 839.8929 | 570370 | 0 | 37363.7606 | 0 | 0 | 0 | 0
2016-08-14 03:00 | 0 | 0 | 0 | 260940.2144 | 240736.025 | 0 | 539040 | 0 | 0 | 0 | 0 | 0 | 0
2016-08-14 04:00 | 0 | 0 | 0 | 286469.9981 | 220103.0019 | 0 | 506573 | 0 | 0 | 0 | 0 | 0 | 0
2016-08-14 05:00 | 0 | 0 | 0 | 281868.6775 | 197499.3225 | 0 | 479368 | 0 | 0 | 0 | 0 | 0 | 0
2016-08-14 06:00 | 0 | 0 | 0 | 271375.9003 | 183460.0997 | 0 | 454836 | 0 | 0 | 0 | 0 | 0 | 0
2016-08-14 07:00 | 0 | 0 | 0 | 356551.1709 | 179024.1502 | 0 | 436168 | 0 | 99407.3211 | 0 | 0 | 0 | 0
2016-08-14 08:00 | 0 | 0 | 0 | 261415.8575 | 183601.7423 | 0 | 423088 | 0 | 121336.9209 | 0 | 0 | 0 | 0
2016-08-14 09:00 | 0 | 0 | 0 | 230845.2705 | 185909.7295 | 0 | 416755 | 0 | 121336.9209 | 0 | 0 | 0 | 0
2016-08-14 10:00 | 0 | 0 | 0 | 103306.6981 | 188595.3809 | 0 | 413239 | 0 | 0 | 0 | 0 | 0 | 0
2016-08-14 11:00 | 0 | 0 | 0 | 344848.1177 | 194195.8032 | 0 | 417707 | 0 | 121336.9209 | 0 | 0 | 0 | 0
2016-08-14 12:00 | 0 | 0 | 0 | 298445.507 | 133426.9228 | 5808.5702 | 437681 | 0 | 121336.9209 | 0 | 0 | 0 | 0
2016-08-14 13:00 | 0 | 0 | 0 | 164614.9249 | 58964.9825 | 122714.1716 | 467631 | 0 | 0 | 0 | 0 | 0 | 0
2016-08-14 14:00 | 0 | 0 | 0 | 182469.6929 | 74314.3901 | 242811.917 | 499596 | 0 | 0 | 0 | 0 | 0 | 0
2016-08-14 15:00 | 0 | 0 | 0 | 132190.3381 | 88703.3823 | 309949.2796 | 530843 | 0 | 0 | 0 | 0 | 0 | 0
2016-08-14 16:00 | 0 | 0 | 0 | 128672.53 | 90305.3446 | 339912.1254 | 558890 | 0 | 0 | 0 | 0 | 0 | 0
2016-08-14 17:00 | 0 | 0 | 0 | 147391.042 | 89353.1305 | 344216.8275 | 580961 | 0 | 0 | 0 | 0 | 0 | 0
2016-08-14 18:00 | 0 | 0 | 0 | 169661.4115 | 87445.5912 | 340811.9973 | 597919 | 0 | 0 | 0 | 0 | 0 | 0
2016-08-14 19:00 | 0 | 0 | 0 | 189669.4108 | 84990.7972 | 336273.792 | 610934 | 0 | 0 | 0 | 0 | 0 | 0
2016-08-14 20:00 | 0 | 0 | 0 | 202605.0838 | 83479.9564 | 334832.9598 | 620918 | 0 | 0 | 0 | 0 | 0 | 0
2016-08-14 21:00 | 0 | 0 | 0 | 209377.0825 | 86937.5561 | 330921.3614 | 627236 | 0 | 0 | 0 | 0 | 0 | 0
2016-08-14 22:00 | 0 | 0 | 0 | 329328.2223 | 98884.8514 | 318706.8473 | 625583 | 0 | 121336.9209 | 0 | 0 | 0 | 0
2016-08-14 23:00 | 0 | 0 | 0 | 88762.2718 | 127325.0249 | 278891.7824 | 616316 | 0 | 0 | 0 | 0 | 0 | 0
2016-08-15 | 0 | 0 | 0 | 200546.5754 | 192398.1345 | 214678.29 | 607623 | 0 | 0 | 0 | 0 | 0 | 0
2016-08-15 01:00 | 0 | 0 | 0 | 341608.1721 | 300205.6483 | 73566.1006 | 594043 | 0 | 121336.9209 | 0 | 0 | 0 | 0
2016-08-15 02:00 | 0 | 0 | 0 | 216525.5087 | 348522.3992 | 816.0921 | 565864 | 0 | 121336.9209 | 0 | 0 | 0 | 0
2016-08-15 03:00 | 0 | 0 | 0 | 57530.3358 | 352935.7433 | 0 | 531803 | 0 | 0 | 0 | 0 | 0 | 0
2016-08-15 04:00 | 0 | 0 | 0 | 164642.6795 | 333997.3205 | 0 | 498640 | 0 | 0 | 0 | 0 | 0 | 0
2016-08-15 05:00 | 0 | 0 | 0 | 167354.6871 | 304408.3129 | 0 | 471763 | 0 | 0 | 0 | 0 | 0 | 0
2016-08-15 06:00 | 0 | 0 | 0 | 181044.4497 | 267646.5503 | 0 | 448691 | 0 | 0 | 0 | 0 | 0 | 0
2016-08-15 07:00 | 0 | 0 | 0 | 319888.9888 | 234688.9322 | 0 | 433241 | 0 | 121336.9209 | 0 | 0 | 0 | 0
2016-08-15 08:00 | 0 | 0 | 0 | 89324.8768 | 215825.2022 | 0 | 426487 | 0 | 0 | 0 | 0 | 0 | 0
2016-08-15 09:00 | 0 | 0 | 0 | 230275.1929 | 200551.8071 | 0 | 430827 | 0 | 0 | 0 | 0 | 0 | 0
2016-08-15 10:00 | 0 | 0 | 0 | 262322.9056 | 186389.0944 | 0 | 448712 | 0 | 0 | 0 | 0 | 0 | 0
2016-08-15 11:00 | 0 | 0 | 0 | 356551.1709 | 179326.3535 | 0 | 470395 | 0 | 65482.5243 | 0 | 0 | 0 | 0
2016-08-15 12:00 | 0 | 0 | 0 | 356551.1709 | 119555.9302 | 5385.3707 | 491924 | 0 | 55050.996 | 0 | 0 | 0 | 0
2016-08-15 13:00 | 0 | 0 | 0 | 356551.1709 | 50203.7282 | 134871.2539 | 518273 | 0 | 78404.149 | 0 | 0 | 0 | 0
2016-08-15 14:00 | 0 | 0 | 0 | 148080.8966 | 64374.7898 | 258377.1645 | 549237 | 0 | 0 | 0 | 0 | 0 | 0
2016-08-15 15:00 | 0 | 0 | 0 | 310112.333 | 74916.5567 | 315079.0312 | 578771 | 0 | 121336.9209 | 0 | 0 | 0 | 0
2016-08-15 16:00 | 0 | 0 | 0 | 65012.7726 | 72634.8384 | 344998.4681 | 603983 | 0 | 0 | 0 | 0 | 0 | 0
2016-08-15 17:00 | 0 | 0 | 0 | 208535.3869 | 69891.8882 | 346761.725 | 625189 | 0 | 0 | 0 | 0 | 0 | 0
2016-08-15 18:00 | 0 | 0 | 0 | 227052.5993 | 68760.7128 | 343960.6879 | 639774 | 0 | 0 | 0 | 0 | 0 | 0
2016-08-15 19:00 | 0 | 0 | 0 | 356551.1709 | 65584.2421 | 340159.6615 | 650054 | 0 | 112241.0745 | 0 | 0 | 0 | 0
2016-08-15 20:00 | 0 | 0 | 0 | 143332.1551 | 62556.2186 | 339797.5518 | 657927 | 0 | 0 | 0 | 0 | 0 | 0
2016-08-15 21:00 | 0 | 0 | 0 | 262480.7049 | 60633.2894 | 336864.0057 | 659978 | 0 | 0 | 0 | 0 | 0 | 0
2016-08-15 22:00 | 0 | 0 | 0 | 356551.1709 | 62393.3935 | 320845.499 | 653805 | 0 | 85985.0633 | 0 | 0 | 0 | 0
2016-08-15 23:00 | 0 | 0 | 0 | 196362.4612 | 75268.2263 | 283423.2492 | 641039 | 0 | 0 | 0 | 0 | 0 | 0
2016-08-16 | 0 | 0 | 0 | 356551.1709 | 133906.0091 | 195937.1717 | 631686 | 0 | 54708.3517 | 0 | 0 | 0 | 0
2016-08-16 01:00 | 0 | 0 | 0 | 222062.3082 | 273149.2998 | 65108.0404 | 615028 | 0 | 0 | 0 | 0 | 0 | 0
2016-08-16 02:00 | 0 | 0 | 0 | 356551.1709 | 330194.0104 | 579.1178 | 582698 | 0 | 104626.2991 | 0 | 0 | 0 | 0
2016-08-16 03:00 | 0 | 0 | 0 | 114258.1829 | 326312.518 | 0 | 545197 | 0 | 0 | 0 | 0 | 0 | 0
2016-08-16 04:00 | 0 | 0 | 0 | 208146.3365 | 301402.6635 | 0 | 509549 | 0 | 0 | 0 | 0 | 0 | 0
2016-08-16 05:00 | 0 | 0 | 0 | 207753.0741 | 270738.9259 | 0 | 478492 | 0 | 0 | 0 | 0 | 0 | 0
2016-08-16 06:00 | 0 | 0 | 0 | 211787.4975 | 242339.5025 | 0 | 454127 | 0 | 0 | 0 | 0 | 0 | 0
2016-08-16 07:00 | 0 | 0 | 0 | 216651.4888 | 220596.5112 | 0 | 437248 | 0 | 0 | 0 | 0 | 0 | 0
2016-08-16 08:00 | 0 | 0 | 0 | 220111.1226 | 209832.8774 | 0 | 429944 | 0 | 0 | 0 | 0 | 0 | 0
2016-08-16 09:00 | 0 | 0 | 0 | 239481.796 | 195445.204 | 0 | 434927 | 0 | 0 | 0 | 0 | 0 | 0
2016-08-16 10:00 | 0 | 0 | 0 | 272281.85 | 180947.15 | 0 | 453229 | 0 | 0 | 0 | 0 | 0 | 0
2016-08-16 11:00 | 0 | 0 | 0 | 356551.1709 | 167046.4295 | 0 | 473966 | 0 | 49631.6004 | 0 | 0 | 0 | 0
2016-08-16 12:00 | 0 | 0 | 0 | 343056.5125 | 102247.5397 | 4026.2322 | 495516 | 0 | 3445.8848 | 0 | 0 | 0 | 0
2016-08-16 13:00 | 0 | 0 | 0 | 356551.1709 | 37571.0282 | 123509.9161 | 521078 | 0 | 0 | 0 | 0 | 0 | 0
2016-08-16 14:00 | 0 | 0 | 0 | 356551.1709 | 40904.8798 | 249009.6141 | 551975 | 0 | 94490.6648 | 0 | 0 | 0 | 0
2016-08-16 15:00 | 0 | 0 | 0 | 255990.317 | 44101.6681 | 308598.2711 | 581844 | 0 | 121336.9209 | 0 | 0 | 0 | 0
2016-08-16 16:00 | 0 | 0 | 0 | 107123.2531 | 39090.0747 | 340353.7513 | 607904 | 0 | 0 | 0 | 0 | 0 | 0
2016-08-16 17:00 | 0 | 0 | 0 | 246420.6039 | 38994.3943 | 343991.0018 | 629406 | 0 | 0 | 0 | 0 | 0 | 0
2016-08-16 18:00 | 0 | 0 | 0 | 262251.0853 | 41369.9242 | 342059.9905 | 645681 | 0 | 0 | 0 | 0 | 0 | 0
2016-08-16 19:00 | 0 | 0 | 0 | 273422.7032 | 45372.3518 | 336996.945 | 655792 | 0 | 0 | 0 | 0 | 0 | 0
2016-08-16 20:00 | 0 | 0 | 0 | 280260.6449 | 48567.1803 | 333953.1748 | 662781 | 0 | 0 | 0 | 0 | 0 | 0
2016-08-16 21:00 | 0 | 0 | 0 | 351395.5078 | 50439.5541 | 326944.6166 | 666103 | 0 | 62676.6785 | 0 | 0 | 0 | 0
2016-08-16 22:00 | 0 | 0 | 0 | 356551.1709 | 52981.1252 | 309575.9463 | 660448 | 0 | 121336.9209 | 0 | 0 | 0 | 0
2016-08-16 23:00 | 0 | 0 | 0 | 201743.445 | 61482.0838 | 264658.5502 | 649221 | 0 | 0 | 0 | 0 | 0 | 0
2016-08-17 | 0 | 0 | 0 | 356551.1709 | 109183.9704 | 195282.1225 | 639748 | 0 | 21269.2638 | 0 | 0 | 0 | 0
2016-08-17 01:00 | 0 | 0 | 0 | 298298.1179 | 236773.7983 | 66136.82 | 622478 | 0 | 0 | 0 | 0 | 0 | 0
2016-08-17 02:00 | 0 | 0 | 0 | 356551.1709 | 333231.6202 | 458.9457 | 589902 | 0 | 100339.7368 | 0 | 0 | 0 | 0
2016-08-17 03:00 | 0 | 0 | 0 | 81715.5982 | 369640.665 | 0 | 551696 | 0 | 0 | 0 | 0 | 0 | 0
2016-08-17 04:00 | 0 | 0 | 0 | 148380.6886 | 368017.3114 | 0 | 516398 | 0 | 0 | 0 | 0 | 0 | 0
2016-08-17 05:00 | 0 | 0 | 0 | 256558.7848 | 350836.1361 | 0 | 486058 | 0 | 121336.9209 | 0 | 0 | 0 | 0
2016-08-17 06:00 | 0 | 0 | 0 | 136621.5593 | 324126.4407 | 0 | 460748 | 0 | 121336.9209 | 0 | 0 | 0 | 0
2016-08-17 07:00 | 0 | 0 | 0 | 147208.7455 | 295499.2545 | 0 | 442708 | 0 | 121336.9209 | 0 | 0 | 0 | 0
2016-08-17 08:00 | 0 | 0 | 0 | 42481.6301 | 271441.4489 | 0 | 435260 | 0 | 0 | 0 | 0 | 0 | 0
2016-08-17 09:00 | 0 | 0 | 0 | 190184.4995 | 249020.5005 | 0 | 439205 | 0 | 0 | 0 | 0 | 0 | 0
2016-08-17 10:00 | 0 | 0 | 0 | 231131.1678 | 227274.8322 | 0 | 458406 | 0 | 0 | 0 | 0 | 0 | 0
2016-08-17 11:00 | 0 | 0 | 0 | 271639.1248 | 208455.8752 | 0 | 480095 | 0 | 0 | 0 | 0 | 0 | 0
2016-08-17 12:00 | 0 | 0 | 0 | 351921.6971 | 141001.7638 | 5478.5391 | 498402 | 0 | 0 | 0 | 0 | 0 | 0
2016-08-17 13:00 | 0 | 0 | 0 | 354112.4443 | 53530.2763 | 113639.2795 | 521282 | 0 | 0 | 0 | 0 | 0 | 0
2016-08-17 14:00 | 0 | 0 | 0 | 254327.1635 | 51745.3262 | 242951.5103 | 549024 | 0 | 0 | 0 | 0 | 0 | 0
2016-08-17 15:00 | 0 | 0 | 0 | 329824.3425 | 68038.3101 | 300357.2684 | 576883 | 0 | 121336.9209 | 0 | 0 | 0 | 0
2016-08-17 16:00 | 0 | 0 | 0 | 87920.6797 | 63337.5016 | 329885.8978 | 602481 | 0 | 0 | 0 | 0 | 0 | 0
2016-08-17 17:00 | 0 | 0 | 0 | 233221.6412 | 59643.8745 | 331833.4844 | 624699 | 0 | 0 | 0 | 0 | 0 | 0
2016-08-17 18:00 | 0 | 0 | 0 | 255798.6466 | 60134.7512 | 326652.6022 | 642586 | 0 | 0 | 0 | 0 | 0 | 0
2016-08-17 19:00 | 0 | 0 | 0 | 356551.1709 | 63888.9179 | 319091.1512 | 655492 | 0 | 84039.24 | 0 | 0 | 0 | 0
2016-08-17 20:00 | 0 | 0 | 0 | 200230.7755 | 69337.6064 | 311699.3781 | 665307 | 0 | 0 | 0 | 0 | 0 | 0
2016-08-17 21:00 | 0 | 0 | 0 | 291855.2373 | 76337.2261 | 300237.5366 | 668430 | 0 | 0 | 0 | 0 | 0 | 0
2016-08-17 22:00 | 0 | 0 | 0 | 291286.0377 | 89698.9573 | 280209.0051 | 661194 | 0 | 0 | 0 | 0 | 0 | 0
2016-08-17 23:00 | 0 | 0 | 0 | 286382.4281 | 119549.0376 | 240344.5343 | 646276 | 0 | 0 | 0 | 0 | 0 | 0
2016-08-18 | 0 | 0 | 0 | 258034.2257 | 204639.3074 | 171343.467 | 634017 | 0 | 0 | 0 | 0 | 0 | 0
2016-08-18 01:00 | 0 | 0 | 0 | 193495.332 | 361580.2227 | 59869.4453 | 614945 | 0 | 0 | 0 | 0 | 0 | 0
2016-08-18 02:00 | 0 | 0 | 0 | 257916.1104 | 431423.0402 | 380.9868 | 582294 | 0 | 107426.1374 | 0 | 0 | 0 | 0
2016-08-18 03:00 | 0 | 0 | 0 | 0 | 436111.8626 | 0 | 543538 | 0 | 0 | 0 | 0 | 0 | 0
2016-08-18 04:00 | 0 | 0 | 0 | 94302.0844 | 413404.9156 | 0 | 507707 | 0 | 0 | 0 | 0 | 0 | 0
2016-08-18 05:00 | 0 | 0 | 0 | 96946.8201 | 379740.1799 | 0 | 476687 | 0 | 0 | 0 | 0 | 0 | 0
2016-08-18 06:00 | 0 | 0 | 0 | 110141.8552 | 342797.1448 | 0 | 452939 | 0 | 0 | 0 | 0 | 0 | 0
2016-08-18 07:00 | 0 | 0 | 0 | 125038.1374 | 310680.8626 | 0 | 435719 | 0 | 0 | 0 | 0 | 0 | 0
2016-08-18 08:00 | 0 | 0 | 0 | 140673.7771 | 287094.2229 | 0 | 427768 | 0 | 0 | 0 | 0 | 0 | 0
2016-08-18 09:00 | 0 | 0 | 0 | 168764.9903 | 264275.0097 | 0 | 433040 | 0 | 0 | 0 | 0 | 0 | 0
2016-08-18 10:00 | 0 | 0 | 0 | 207247.6582 | 244868.3418 | 0 | 452116 | 0 | 0 | 0 | 0 | 0 | 0
2016-08-18 11:00 | 0 | 0 | 0 | 356551.1709 | 230157.4769 | 0 | 472052 | 0 | 114656.6478 | 0 | 0 | 0 | 0
2016-08-18 12:00 | 0 | 0 | 0 | 216122.9059 | 155533.4236 | 4910.0227 | 491223 | 0 | 0 | 0 | 0 | 0 | 0
2016-08-18 13:00 | 0 | 0 | 0 | 330226.98 | 92667.6211 | 91868.3989 | 514763 | 0 | 0 | 0 | 0 | 0 | 0
2016-08-18 14:00 | 0 | 0 | 0 | 337485.4744 | 104617.9265 | 222641.52 | 543408 | 0 | 121336.9209 | 0 | 0 | 0 | 0
2016-08-18 15:00 | 0 | 0 | 0 | 25477.4634 | 141106.9432 | 285374.6725 | 573296 | 0 | 0 | 0 | 0 | 0 | 0
2016-08-18 16:00 | 0 | 0 | 0 | 127464.2199 | 160027.2197 | 312702.5604 | 600194 | 0 | 0 | 0 | 0 | 0 | 0
2016-08-18 17:00 | 0 | 0 | 0 | 135738.9949 | 174953.5856 | 313272.4195 | 623965 | 0 | 0 | 0 | 0 | 0 | 0
2016-08-18 18:00 | 0 | 0 | 0 | 148771.2538 | 186037.3157 | 307343.4305 | 642152 | 0 | 0 | 0 | 0 | 0 | 0
2016-08-18 19:00 | 0 | 0 | 0 | 164889.1514 | 190602.1717 | 298663.6769 | 654155 | 0 | 0 | 0 | 0 | 0 | 0
2016-08-18 20:00 | 0 | 0 | 0 | 178411.7076 | 192719.8362 | 290027.4562 | 661159 | 0 | 0 | 0 | 0 | 0 | 0
2016-08-18 21:00 | 0 | 0 | 0 | 307184.562 | 197280.0925 | 278359.2664 | 661487 | 0 | 121336.9209 | 0 | 0 | 0 | 0
2016-08-18 22:00 | 0 | 0 | 0 | 185263.6784 | 207338.8668 | 259937.4548 | 652540 | 0 | 121336.9209 | 0 | 0 | 0 | 0
2016-08-18 23:00 | 0 | 0 | 0 | 65232.8467 | 226813.9437 | 223736.2886 | 637120 | 0 | 0 | 0 | 0 | 0 | 0
2016-08-19 | 0 | 0 | 0 | 191102.6518 | 273925.4615 | 160284.8867 | 625313 | 0 | 0 | 0 | 0 | 0 | 0
2016-08-19 01:00 | 0 | 0 | 0 | 202379.6017 | 351381.3699 | 54710.0285 | 608471 | 0 | 0 | 0 | 0 | 0 | 0
2016-08-19 02:00 | 0 | 0 | 0 | 224491.963 | 352387.033 | 359.004 | 577238 | 0 | 0 | 0 | 0 | 0 | 0
2016-08-19 03:00 | 0 | 0 | 0 | 208548.1408 | 330646.8592 | 0 | 539195 | 0 | 0 | 0 | 0 | 0 | 0
2016-08-19 04:00 | 0 | 0 | 0 | 197666.6837 | 306413.3163 | 0 | 504080 | 0 | 0 | 0 | 0 | 0 | 0
2016-08-19 05:00 | 0 | 0 | 0 | 193810.432 | 279339.568 | 0 | 473150 | 0 | 0 | 0 | 0 | 0 | 0
2016-08-19 06:00 | 0 | 0 | 0 | 194911.4039 | 254191.5961 | 0 | 449103 | 0 | 0 | 0 | 0 | 0 | 0
2016-08-19 07:00 | 0 | 0 | 0 | 321203.0797 | 232126.8413 | 0 | 431993 | 0 | 121336.9209 | 0 | 0 | 0 | 0
2016-08-19 08:00 | 0 | 0 | 0 | 86598.0159 | 216344.0631 | 0 | 424279 | 0 | 0 | 0 | 0 | 0 | 0
2016-08-19 09:00 | 0 | 0 | 0 | 233074.5832 | 195568.4168 | 0 | 428643 | 0 | 0 | 0 | 0 | 0 | 0
2016-08-19 10:00 | 0 | 0 | 0 | 262974.8263 | 182836.1737 | 0 | 445811 | 0 | 0 | 0 | 0 | 0 | 0
2016-08-19 11:00 | 0 | 0 | 0 | 292691.1292 | 174563.3781 | 0 | 465515 | 0 | 1739.5072 | 0 | 0 | 0 | 0
2016-08-19 12:00 | 0 | 0 | 0 | 356551.1709 | 124997.2555 | 2426.0664 | 485714 | 0 | 0 | 0 | 0 | 0 | 0
2016-08-19 13:00 | 0 | 0 | 0 | 309018.1961 | 107273.0201 | 93624.7838 | 509916 | 0 | 0 | 0 | 0 | 0 | 0
2016-08-19 14:00 | 0 | 0 | 0 | 313173.5045 | 124123.5912 | 223894.8253 | 539855 | 0 | 121336.9209 | 0 | 0 | 0 | 0
2016-08-19 15:00 | 0 | 0 | 0 | 158602.1027 | 124748.0817 | 284804.8156 | 568155 | 0 | 121336.9209 | 0 | 0 | 0 | 0
2016-08-19 16:00 | 0 | 0 | 0 | 41185.266 | 119155.4984 | 311636.3147 | 593314 | 0 | 0 | 0 | 0 | 0 | 0
2016-08-19 17:00 | 0 | 0 | 0 | 181958.9853 | 116703.7226 | 316722.2921 | 615385 | 0 | 0 | 0 | 0 | 0 | 0
2016-08-19 18:00 | 0 | 0 | 0 | 199633.1685 | 119897.2351 | 312724.5964 | 632255 | 0 | 0 | 0 | 0 | 0 | 0
2016-08-19 19:00 | 0 | 0 | 0 | 331513.5081 | 127045.7173 | 305119.6955 | 642342 | 0 | 121336.9209 | 0 | 0 | 0 | 0
2016-08-19 20:00 | 0 | 0 | 0 | 208439.6434 | 139742.6763 | 299262.6803 | 647445 | 0 | 121336.9209 | 0 | 0 | 0 | 0
2016-08-19 21:00 | 0 | 0 | 0 | 78983.9054 | 157422.8161 | 287600.3575 | 645344 | 0 | 0 | 0 | 0 | 0 | 0
2016-08-19 22:00 | 0 | 0 | 0 | 309825.948 | 176780.8862 | 267768.0868 | 633038 | 0 | 121336.9209 | 0 | 0 | 0 | 0
2016-08-19 23:00 | 0 | 0 | 0 | 185808.1691 | 197903.4664 | 229508.3645 | 613220 | 0 | 121336.9209 | 0 | 0 | 0 | 0
2016-08-20 | 0 | 0 | 0 | 82118.2918 | 228910.9423 | 165693.845 | 598060 | 0 | 0 | 0 | 0 | 0 | 0
2016-08-20 01:00 | 0 | 0 | 0 | 254946.498 | 272777.3409 | 52888.1611 | 580612 | 0 | 0 | 0 | 0 | 0 | 0
2016-08-20 02:00 | 0 | 0 | 0 | 261957.9232 | 289373.9604 | 250.1165 | 551582 | 0 | 0 | 0 | 0 | 0 | 0
2016-08-20 03:00 | 0 | 0 | 0 | 356338.407 | 282335.514 | 0 | 517337 | 0 | 121336.9209 | 0 | 0 | 0 | 0
2016-08-20 04:00 | 0 | 0 | 0 | 214914.3407 | 269366.6593 | 0 | 484281 | 0 | 121336.9209 | 0 | 0 | 0 | 0
2016-08-20 05:00 | 0 | 0 | 0 | 69850.129 | 266031.9501 | 0 | 457219 | 0 | 0 | 0 | 0 | 0 | 0
2016-08-20 06:00 | 0 | 0 | 0 | 165694.7713 | 269272.2287 | 0 | 434967 | 0 | 0 | 0 | 0 | 0 | 0
2016-08-20 07:00 | 0 | 0 | 0 | 139928.3854 | 278306.6146 | 0 | 418235 | 0 | 0 | 0 | 0 | 0 | 0
2016-08-20 08:00 | 0 | 0 | 0 | 113115.593 | 294802.407 | 0 | 407918 | 0 | 0 | 0 | 0 | 0 | 0
2016-08-20 09:00 | 0 | 0 | 0 | 100896.9957 | 303125.0043 | 0 | 404022 | 0 | 0 | 0 | 0 | 0 | 0
2016-08-20 10:00 | 0 | 0 | 0 | 99101.3859 | 307247.6141 | 0 | 406349 | 0 | 0 | 0 | 0 | 0 | 0
2016-08-20 11:00 | 0 | 0 | 0 | 110760.1168 | 303323.8832 | 0 | 414084 | 0 | 0 | 0 | 0 | 0 | 0
2016-08-20 12:00 | 0 | 0 | 0 | 164240.4915 | 267780.7177 | 2102.7908 | 434124 | 0 | 0 | 0 | 0 | 0 | 0
2016-08-20 13:00 | 0 | 0 | 0 | 90107.3458 | 275345.589 | 96095.0652 | 461548 | 0 | 0 | 0 | 0 | 0 | 0
2016-08-20 14:00 | 0 | 0 | 0 | 0 | 296441.6538 | 223439.4199 | 491914 | 0 | 27967.0737 | 0 | 0 | 0 | 0
2016-08-20 15:00 | 0 | 0 | 0 | 0 | 282858.3023 | 297698.4259 | 520936 | 0 | 87587.802 | 0 | 0 | 0 | 0
2016-08-20 16:00 | 0 | 0 | 0 | 0 | 251396.0609 | 324888.9033 | 543602 | 0 | 120270.7662 | 0 | 0 | 0 | 0
2016-08-20 17:00 | 0 | 0 | 0 | 0 | 224286.6714 | 328277.4659 | 560233 | 0 | 112601.9035 | 0 | 0 | 0 | 0
2016-08-20 18:00 | 0 | 0 | 0 | 0 | 205780.459 | 323321.5951 | 572044 | 0 | 69659.9576 | 0 | 0 | 0 | 0
2016-08-20 19:00 | 0 | 0 | 0 | 0 | 195073.6475 | 315625.3603 | 580000 | 0 | 358.9653 | 0 | 0 | 0 | 0
2016-08-20 20:00 | 0 | 0 | 0 | 88262.6539 | 188693.0421 | 309709.3386 | 587024 | 0 | 0 | 0 | 0 | 0 | 0
2016-08-20 21:00 | 0 | 0 | 0 | 107889.1542 | 182923.0861 | 298735.7597 | 589548 | 0 | 0 | 0 | 0 | 0 | 0
2016-08-20 22:00 | 0 | 0 | 0 | 128137.9157 | 173634.8657 | 281690.2186 | 583463 | 0 | 0 | 0 | 0 | 0 | 0
2016-08-20 23:00 | 0 | 0 | 0 | 173154.5586 | 156619.0318 | 240751.4096 | 570525 | 0 | 0 | 0 | 0 | 0 | 0
2016-08-21 | 0 | 0 | 0 | 230423.4812 | 158140.6963 | 172143.8225 | 560708 | 0 | 0 | 0 | 0 | 0 | 0
2016-08-21 01:00 | 0 | 0 | 0 | 356551.1709 | 205180.2041 | 52565.0926 | 546320 | 0 | 67976.4675 | 0 | 0 | 0 | 0
2016-08-21 02:00 | 0 | 0 | 0 | 356551.1709 | 205473.611 | 196.4631 | 522016 | 0 | 108181.7124 | 0 | 0 | 0 | 0
2016-08-21 03:00 | 0 | 0 | 0 | 187468.9941 | 197153.2935 | 0 | 492804 | 0 | 0 | 0 | 0 | 0 | 0
2016-08-21 04:00 | 0 | 0 | 0 | 270723.6128 | 192940.3872 | 0 | 463664 | 0 | 0 | 0 | 0 | 0 | 0
2016-08-21 05:00 | 0 | 0 | 0 | 356551.1709 | 197448.196 | 0 | 439723 | 0 | 114276.3669 | 0 | 0 | 0 | 0
2016-08-21 06:00 | 0 | 0 | 0 | 213891.5173 | 212468.0367 | 0 | 419299 | 0 | 121336.9209 | 0 | 0 | 0 | 0
2016-08-21 07:00 | 0 | 0 | 0 | 49383.41 | 233212.6691 | 0 | 403933 | 0 | 0 | 0 | 0 | 0 | 0
2016-08-21 08:00 | 0 | 0 | 0 | 257418.5287 | 257637.3923 | 0 | 393719 | 0 | 121336.9209 | 0 | 0 | 0 | 0
2016-08-21 09:00 | 0 | 0 | 0 | 126872.3332 | 261650.6668 | 0 | 388523 | 0 | 121336.9209 | 0 | 0 | 0 | 0
2016-08-21 10:00 | 0 | 0 | 0 | 125616.0638 | 263803.9362 | 0 | 389420 | 0 | 121336.9209 | 0 | 0 | 0 | 0
2016-08-21 11:00 | 0 | 0 | 0 | 1863.7152 | 270183.3639 | 0 | 393384 | 0 | 0 | 0 | 0 | 0 | 0
2016-08-21 12:00 | 0 | 0 | 0 | 193506.8027 | 213104.7323 | 2507.465 | 409119 | 0 | 0 | 0 | 0 | 0 | 0
2016-08-21 13:00 | 0 | 0 | 0 | 356551.1709 | 84254.4174 | 94349.4714 | 434233 | 0 | 100922.0596 | 0 | 0 | 0 | 0
2016-08-21 14:00 | 0 | 0 | 0 | 67275.3141 | 73380.12 | 218458.5063 | 460036 | 0 | 0 | 0 | 0 | 0 | 0
2016-08-21 15:00 | 0 | 0 | 0 | 230213.9121 | 90013.2878 | 287661.7211 | 486552 | 0 | 121336.9209 | 0 | 0 | 0 | 0
2016-08-21 16:00 | 0 | 0 | 0 | 100494.2087 | 94587.8341 | 315845.9572 | 510928 | 0 | 121336.9209 | 0 | 0 | 0 | 0
2016-08-21 17:00 | 0 | 0 | 0 | 115853.1075 | 95601.2795 | 318631.613 | 530086 | 0 | 121336.9209 | 0 | 0 | 0 | 0
2016-08-21 18:00 | 0 | 0 | 0 | 132944.4672 | 98840.6539 | 312693.8788 | 544479 | 0 | 121336.9209 | 0 | 0 | 0 | 0
2016-08-21 19:00 | 0 | 0 | 0 | 151646.8146 | 100754.0616 | 302401.1238 | 554802 | 0 | 121336.9209 | 0 | 0 | 0 | 0
2016-08-21 20:00 | 0 | 0 | 0 | 48059.0778 | 100982.453 | 292331.5483 | 562710 | 0 | 0 | 0 | 0 | 0 | 0
2016-08-21 21:00 | 0 | 0 | 0 | 190180.0885 | 101880.0794 | 277154.8321 | 569215 | 0 | 0 | 0 | 0 | 0 | 0
2016-08-21 22:00 | 0 | 0 | 0 | 327476.019 | 106126.5072 | 256615.3947 | 568881 | 0 | 121336.9209 | 0 | 0 | 0 | 0
2016-08-21 23:00 | 0 | 0 | 0 | 227987.052 | 121013.7772 | 212220.1708 | 561221 | 0 | 121336.9209 | 0 | 0 | 0 | 0
2016-08-22 | 0 | 0 | 0 | 78840.3425 | 208717.6956 | 144473.0409 | 553368 | 0 | 0 | 0 | 0 | 0 | 0
2016-08-22 01:00 | 0 | 0 | 0 | 125217.8585 | 369805.3917 | 45636.7498 | 540660 | 0 | 0 | 0 | 0 | 0 | 0
2016-08-22 02:00 | 0 | 0 | 0 | 70505.6763 | 443335.1787 | 131.145 | 513972 | 0 | 0 | 0 | 0 | 0 | 0
2016-08-22 03:00 | 0 | 0 | 0 | 98.3173 | 480383.6827 | 0 | 480482 | 0 | 0 | 0 | 0 | 0 | 0
2016-08-22 04:00 | 0 | 0 | 0 | 0 | 494627.1783 | 0 | 450332 | 0 | 44295.1783 | 0 | 0 | 0 | 0
2016-08-22 05:00 | 0 | 0 | 0 | 0 | 380468.8217 | 0 | 424764 | 0 | 0 | 0 | 0 | 0 | 0
2016-08-22 06:00 | 0 | 0 | 0 | 0 | 487069.4956 | 0 | 405107 | 0 | 81962.4956 | 0 | 0 | 0 | 0
2016-08-22 07:00 | 0 | 0 | 0 | 0 | 309839.5044 | 0 | 391802 | 0 | 0 | 0 | 0 | 0 | 0
2016-08-22 08:00 | 0 | 0 | 0 | 0 | 465468.9908 | 0 | 386560 | 0 | 78908.9908 | 0 | 0 | 0 | 0
2016-08-22 09:00 | 0 | 0 | 0 | 0 | 421682.148 | 0 | 392538 | 0 | 108053.1388 | 0 | 0 | 0 | 0
2016-08-22 10:00 | 0 | 0 | 0 | 0 | 424320.7822 | 0 | 411037 | 0 | 121336.9209 | 0 | 0 | 0 | 0
2016-08-22 11:00 | 0 | 0 | 0 | 0 | 408206.3349 | 0 | 432991 | 0 | 96552.2558 | 0 | 0 | 0 | 0
2016-08-22 12:00 | 0 | 0 | 0 | 169522.7002 | 306019.3602 | 1818.6048 | 452576 | 0 | 121336.9209 | 0 | 0 | 0 | 0
2016-08-22 13:00 | 0 | 0 | 0 | 50338.3882 | 224444.3404 | 80105.3505 | 476225 | 0 | 0 | 0 | 0 | 0 | 0
2016-08-22 14:00 | 0 | 0 | 0 | 48559.3426 | 266914.9207 | 187449.7367 | 502924 | 0 | 0 | 0 | 0 | 0 | 0
2016-08-22 15:00 | 0 | 0 | 0 | 0 | 279927.5111 | 247295.4889 | 527223 | 0 | 0 | 0 | 0 | 0 | 0
2016-08-22 16:00 | 0 | 0 | 0 | 0 | 273134.1208 | 274978.8792 | 548113 | 0 | 0 | 0 | 0 | 0 | 0
2016-08-22 17:00 | 0 | 0 | 0 | 0 | 344044.7146 | 279637.3969 | 567815 | 0 | 55867.1115 | 0 | 0 | 0 | 0
2016-08-22 18:00 | 0 | 0 | 0 | 0 | 358833.017 | 275463.7897 | 584628 | 0 | 105535.9182 | 0 | 0 | 0 | 0
2016-08-22 19:00 | 0 | 0 | 0 | 0 | 345659.3071 | 268027.6956 | 597886 | 0 | 121336.9209 | 0 | 0 | 0 | 0
2016-08-22 20:00 | 0 | 0 | 0 | 0 | 345307.584 | 261432.416 | 606740 | 0 | 121336.9209 | 0 | 0 | 0 | 0
2016-08-22 21:00 | 0 | 0 | 0 | 0 | 361650.8285 | 249129.1715 | 610780 | 0 | 121336.9209 | 0 | 0 | 0 | 0
2016-08-22 22:00 | 0 | 0 | 0 | 0 | 255552.2712 | 228274.8078 | 605164 | 0 | 0 | 0 | 0 | 0 | 0
2016-08-22 23:00 | 0 | 0 | 0 | 0 | 424472.473 | 189515.0039 | 590472 | 0 | 23515.4769 | 0 | 0 | 0 | 0
2016-08-23 | 0 | 0 | 0 | 0 | 428346.2615 | 126562.2615 | 578424 | 0 | 0 | 0 | 0 | 0 | 0
2016-08-23 01:00 | 0 | 0 | 0 | 0 | 560600.7274 | 34349.5808 | 561596 | 0 | 33354.3082 | 0 | 0 | 0 | 0
2016-08-23 02:00 | 0 | 0 | 0 | 0 | 495336.8516 | 117.8402 | 528809 | 0 | 0 | 0 | 0 | 0 | 0
2016-08-23 03:00 | 0 | 0 | 0 | 0 | 573476.1669 | 0 | 492151 | 0 | 81325.1669 | 0 | 0 | 0 | 0
2016-08-23 04:00 | 0 | 0 | 0 | 0 | 499062.754 | 0 | 459051 | 0 | 121336.9209 | 0 | 0 | 0 | 0
2016-08-23 05:00 | 0 | 0 | 0 | 0 | 310474.0791 | 0 | 431811 | 0 | 0 | 0 | 0 | 0 | 0
2016-08-23 06:00 | 0 | 0 | 0 | 0 | 529128.2523 | 0 | 410817 | 0 | 118311.2523 | 0 | 0 | 0 | 0
2016-08-23 07:00 | 0 | 0 | 0 | 0 | 400018.6687 | 0 | 396993 | 0 | 121336.9209 | 0 | 0 | 0 | 0
2016-08-23 08:00 | 0 | 0 | 0 | 0 | 390746 | 0 | 390746 | 0 | 121336.9209 | 0 | 0 | 0 | 0
2016-08-23 09:00 | 0 | 0 | 0 | 0 | 397163 | 0 | 397163 | 0 | 121336.9209 | 0 | 0 | 0 | 0
2016-08-23 10:00 | 0 | 0 | 0 | 0 | 416794 | 0 | 416794 | 0 | 121336.9209 | 0 | 0 | 0 | 0
2016-08-23 11:00 | 0 | 0 | 0 | 0 | 387004.7716 | 0 | 437417 | 0 | 70924.6926 | 0 | 0 | 0 | 0
2016-08-23 12:00 | 0 | 0 | 0 | 0 | 419103.5156 | 2547.4352 | 454648 | 0 | 37927.6433 | 0 | 0 | 0 | 0
2016-08-23 13:00 | 0 | 0 | 0 | 0 | 356138.805 | 83226.5517 | 477293 | 0 | 0 | 0 | 0 | 0 | 0
2016-08-23 14:00 | 0 | 0 | 0 | 0 | 422500.552 | 204191.369 | 505355 | 0 | 121336.9209 | 0 | 0 | 0 | 0
2016-08-23 15:00 | 0 | 0 | 0 | 0 | 140944.5831 | 270773.4959 | 533055 | 0 | 0 | 0 | 0 | 0 | 0
2016-08-23 16:00 | 0 | 0 | 0 | 0 | 374039.4717 | 305071.4492 | 557774 | 0 | 121336.9209 | 0 | 0 | 0 | 0
2016-08-23 17:00 | 0 | 0 | 0 | 0 | 150003.786 | 308648.293 | 579989 | 0 | 0 | 0 | 0 | 0 | 0
2016-08-23 18:00 | 0 | 0 | 0 | 0 | 416308.8696 | 304653.0513 | 599625 | 0 | 121336.9209 | 0 | 0 | 0 | 0
2016-08-23 19:00 | 0 | 0 | 0 | 0 | 196733.095 | 295391.9841 | 613462 | 0 | 0 | 0 | 0 | 0 | 0
2016-08-23 20:00 | 0 | 0 | 0 | 0 | 459417.9337 | 285209.9872 | 623291 | 0 | 121336.9209 | 0 | 0 | 0 | 0
2016-08-23 21:00 | 0 | 0 | 0 | 0 | 357278.8584 | 270829.1416 | 628108 | 0 | 121336.9209 | 0 | 0 | 0 | 0
2016-08-23 22:00 | 0 | 0 | 0 | 0 | 250546.5947 | 250500.4843 | 622384 | 0 | 0 | 0 | 0 | 0 | 0
2016-08-23 23:00 | 0 | 0 | 0 | 0 | 491712.0051 | 214195.2615 | 608385 | 0 | 97522.2666 | 0 | 0 | 0 | 0
2016-08-24 | 0 | 0 | 0 | 0 | 346080.5625 | 155163.171 | 598766 | 0 | 0 | 0 | 0 | 0 | 0
2016-08-24 01:00 | 0 | 0 | 0 | 0 | 571812.6983 | 53014.8755 | 581939 | 0 | 42888.5738 | 0 | 0 | 0 | 0
2016-08-24 02:00 | 0 | 0 | 0 | 0 | 505762.6756 | 78.7506 | 548730 | 0 | 0 | 0 | 0 | 0 | 0
2016-08-24 03:00 | 0 | 0 | 0 | 0 | 557235.1678 | 0 | 510750 | 0 | 46485.1678 | 0 | 0 | 0 | 0
2016-08-24 04:00 | 0 | 0 | 0 | 0 | 430570.8322 | 0 | 477056 | 0 | 0 | 0 | 0 | 0 | 0
2016-08-24 05:00 | 0 | 0 | 0 | 0 | 454364.3109 | 0 | 447879 | 0 | 6485.3109 | 0 | 0 | 0 | 0
2016-08-24 06:00 | 0 | 0 | 0 | 0 | 470387.3772 | 0 | 425903 | 0 | 50969.688 | 0 | 0 | 0 | 0
2016-08-24 07:00 | 0 | 0 | 0 | 0 | 451284.2918 | 0 | 410647 | 0 | 91606.9798 | 0 | 0 | 0 | 0
2016-08-24 08:00 | 0 | 0 | 0 | 0 | 433491.9411 | 0 | 403762 | 0 | 121336.9209 | 0 | 0 | 0 | 0
2016-08-24 09:00 | 0 | 0 | 0 | 0 | 409712 | 0 | 409712 | 0 | 121336.9209 | 0 | 0 | 0 | 0
2016-08-24 10:00 | 0 | 0 | 0 | 0 | 393541.2482 | 0 | 428782 | 0 | 86096.1691 | 0 | 0 | 0 | 0
2016-08-24 11:00 | 0 | 0 | 0 | 0 | 374234.5417 | 0 | 447986 | 0 | 12344.7108 | 0 | 0 | 0 | 0
2016-08-24 12:00 | 0 | 0 | 0 | 281012.6061 | 292303.892 | 1155.7119 | 465480 | 0 | 121336.9209 | 0 | 0 | 0 | 0
2016-08-24 13:00 | 0 | 0 | 0 | 39991.3776 | 250604.2853 | 76269.4161 | 488202 | 0 | 0 | 0 | 0 | 0 | 0
2016-08-24 14:00 | 0 | 0 | 0 | 0 | 298397.688 | 217839.312 | 516237 | 0 | 0 | 0 | 0 | 0 | 0
2016-08-24 15:00 | 0 | 0 | 0 | 0 | 316858.3095 | 282939.4438 | 544552 | 0 | 55245.7533 | 0 | 0 | 0 | 0
2016-08-24 16:00 | 0 | 0 | 0 | 0 | 314174.679 | 320968.956 | 569357 | 0 | 121032.3882 | 0 | 0 | 0 | 0
2016-08-24 17:00 | 0 | 0 | 0 | 0 | 257745.0445 | 325307.2908 | 593181 | 0 | 110903.7234 | 0 | 0 | 0 | 0
2016-08-24 18:00 | 0 | 0 | 0 | 0 | 303828.5829 | 320646.6146 | 614042 | 0 | 121336.9209 | 0 | 0 | 0 | 0
2016-08-24 19:00 | 0 | 0 | 0 | 0 | 297872.6238 | 312585.3013 | 628911 | 0 | 102883.8461 | 0 | 0 | 0 | 0
2016-08-24 20:00 | 0 | 0 | 0 | 0 | 288424.7514 | 306504.8812 | 639660 | 0 | 58153.4787 | 0 | 0 | 0 | 0
2016-08-24 21:00 | 0 | 0 | 0 | 15837.2125 | 275851.4649 | 294810.8439 | 644653 | 0 | 0 | 0 | 0 | 0 | 0
2016-08-24 22:00 | 0 | 0 | 0 | 100657.516 | 262052.4262 | 276387.0578 | 639097 | 0 | 0 | 0 | 0 | 0 | 0
2016-08-24 23:00 | 0 | 0 | 0 | 135878.6867 | 253541.9686 | 236857.3447 | 626278 | 0 | 0 | 0 | 0 | 0 | 0
2016-08-25 | 0 | 0 | 0 | 168526.2198 | 277990.7412 | 168872.039 | 615389 | 0 | 0 | 0 | 0 | 0 | 0
2016-08-25 01:00 | 0 | 0 | 0 | 218794.2347 | 326850.8286 | 51236.9367 | 596882 | 0 | 0 | 0 | 0 | 0 | 0
2016-08-25 02:00 | 0 | 0 | 0 | 356551.1709 | 322929.1448 | 62.9304 | 563679 | 0 | 115864.246 | 0 | 0 | 0 | 0
2016-08-25 03:00 | 0 | 0 | 0 | 220938.2084 | 309472.4665 | 0 | 524938 | 0 | 121336.9209 | 0 | 0 | 0 | 0
2016-08-25 04:00 | 0 | 0 | 0 | 71600.6229 | 296676.4562 | 0 | 489614 | 0 | 0 | 0 | 0 | 0 | 0
2016-08-25 05:00 | 0 | 0 | 0 | 302678.6052 | 279875.3158 | 0 | 461217 | 0 | 121336.9209 | 0 | 0 | 0 | 0
2016-08-25 06:00 | 0 | 0 | 0 | 171587.7207 | 266365.2793 | 0 | 437953 | 0 | 121336.9209 | 0 | 0 | 0 | 0
2016-08-25 07:00 | 0 | 0 | 0 | 163894.1518 | 257925.8482 | 0 | 421820 | 0 | 121336.9209 | 0 | 0 | 0 | 0
2016-08-25 08:00 | 0 | 0 | 0 | 38279.4784 | 255833.6006 | 0 | 415450 | 0 | 0 | 0 | 0 | 0 | 0
2016-08-25 09:00 | 0 | 0 | 0 | 175181.1864 | 244888.8136 | 0 | 420070 | 0 | 0 | 0 | 0 | 0 | 0
2016-08-25 10:00 | 0 | 0 | 0 | 205200.5368 | 234057.4632 | 0 | 439258 | 0 | 0 | 0 | 0 | 0 | 0
2016-08-25 11:00 | 0 | 0 | 0 | 238555.7545 | 222294.2455 | 0 | 460850 | 0 | 0 | 0 | 0 | 0 | 0
2016-08-25 12:00 | 0 | 0 | 0 | 313253.4166 | 166042.1434 | 646.44 | 479942 | 0 | 0 | 0 | 0 | 0 | 0
2016-08-25 13:00 | 0 | 0 | 0 | 356551.1709 | 152784.9907 | 82938.3467 | 504835 | 0 | 87439.5082 | 0 | 0 | 0 | 0
2016-08-25 14:00 | 0 | 0 | 0 | 63685.7436 | 164187.3083 | 220175.4399 | 535488 | 0 | 0 | 0 | 0 | 0 | 0
2016-08-25 15:00 | 0 | 0 | 0 | 251534.6878 | 146492.9091 | 289134.3241 | 565825 | 0 | 121336.9209 | 0 | 0 | 0 | 0
2016-08-25 16:00 | 0 | 0 | 0 | 154171.7824 | 121040.6862 | 319255.5314 | 594468 | 0 | 121336.9209 | 0 | 0 | 0 | 0
2016-08-25 17:00 | 0 | 0 | 0 | 77297.0557 | 102792.8542 | 319062.1692 | 620489 | 0 | 0 | 0 | 0 | 0 | 0
2016-08-25 18:00 | 0 | 0 | 0 | 233553.1681 | 91291.0394 | 314923.7925 | 639768 | 0 | 0 | 0 | 0 | 0 | 0
2016-08-25 19:00 | 0 | 0 | 0 | 356551.1709 | 83375.8253 | 305850.3024 | 652454 | 0 | 93323.2986 | 0 | 0 | 0 | 0
2016-08-25 20:00 | 0 | 0 | 0 | 238173.815 | 77216.8621 | 296176.7409 | 659693 | 0 | 45197.7165 | 0 | 0 | 0 | 0
2016-08-25 21:00 | 0 | 0 | 0 | 356551.1709 | 71713.471 | 279686.4636 | 660450 | 0 | 92698.822 | 0 | 0 | 0 | 0
2016-08-25 22:00 | 0 | 0 | 0 | 356551.1709 | 67628.6884 | 256094.2396 | 651636 | 0 | 121336.9209 | 0 | 0 | 0 | 0
2016-08-25 23:00 | 0 | 0 | 0 | 356551.1709 | 68562.2376 | 211880.5915 | 636994 | 0 | 121336.9209 | 0 | 0 | 0 | 0
2016-08-26 | 0 | 0 | 0 | 356551.1709 | 99401.4325 | 146886.3112 | 625254 | 0 | 98921.8355 | 0 | 0 | 0 | 0
2016-08-26 01:00 | 0 | 0 | 0 | 356551.1709 | 147493.056 | 48669.0205 | 606013 | 0 | 45622.0829 | 0 | 0 | 0 | 0
2016-08-26 02:00 | 0 | 0 | 0 | 356551.1709 | 170117.8074 | 52.9388 | 572344 | 0 | 0 | 0 | 0 | 0 | 0
2016-08-26 03:00 | 0 | 0 | 0 | 356551.1709 | 176794.8291 | 0 | 533346 | 0 | 0 | 0 | 0 | 0 | 0
2016-08-26 04:00 | 0 | 0 | 0 | 356551.1709 | 179922.4641 | 0 | 497549 | 0 | 38924.635 | 0 | 0 | 0 | 0
2016-08-26 05:00 | 0 | 0 | 0 | 244358.8939 | 184653.4711 | 0 | 467937 | 0 | 0 | 0 | 0 | 0 | 0
2016-08-26 06:00 | 0 | 0 | 0 | 254995.9697 | 189738.0303 | 0 | 444734 | 0 | 0 | 0 | 0 | 0 | 0
2016-08-26 07:00 | 0 | 0 | 0 | 235618.6559 | 192839.3441 | 0 | 428458 | 0 | 0 | 0 | 0 | 0 | 0
2016-08-26 08:00 | 0 | 0 | 0 | 231009.7283 | 189856.2717 | 0 | 420866 | 0 | 0 | 0 | 0 | 0 | 0
2016-08-26 09:00 | 0 | 0 | 0 | 249829.6579 | 175689.3421 | 0 | 425519 | 0 | 0 | 0 | 0 | 0 | 0
2016-08-26 10:00 | 0 | 0 | 0 | 356551.1709 | 161334.8053 | 0 | 444728 | 0 | 73157.9762 | 0 | 0 | 0 | 0
2016-08-26 11:00 | 0 | 0 | 0 | 356551.1709 | 150406.9722 | 0 | 466043 | 0 | 114073.1192 | 0 | 0 | 0 | 0
2016-08-26 12:00 | 0 | 0 | 0 | 356551.1709 | 100500.1412 | 398.9733 | 487524 | 0 | 83999.4046 | 0 | 0 | 0 | 0
2016-08-26 13:00 | 0 | 0 | 0 | 356551.1709 | 39961.7807 | 66016.2551 | 514353 | 0 | 32175.6112 | 0 | 0 | 0 | 0
2016-08-26 14:00 | 0 | 0 | 0 | 356551.1709 | 46449.2604 | 199435.2073 | 545261 | 0 | 89350.2498 | 0 | 0 | 0 | 0
2016-08-26 15:00 | 0 | 0 | 0 | 164568.2964 | 57528.6679 | 265275.7859 | 576723 | 0 | 0 | 0 | 0 | 0 | 0
2016-08-26 16:00 | 0 | 0 | 0 | 245023.8482 | 58987.4323 | 299828.7196 | 603840 | 0 | 0 | 0 | 0 | 0 | 0
2016-08-26 17:00 | 0 | 0 | 0 | 356551.1709 | 58051.8389 | 304630.4568 | 625441 | 0 | 93792.4666 | 0 | 0 | 0 | 0
2016-08-26 18:00 | 0 | 0 | 0 | 307868.4176 | 58418.3223 | 303104.7144 | 641847 | 0 | 121336.9209 | 0 | 0 | 0 | 0
2016-08-26 19:00 | 0 | 0 | 0 | 292953.9981 | 60675.4813 | 297821.5206 | 651451 | 0 | 121336.9209 | 0 | 0 | 0 | 0
2016-08-26 20:00 | 0 | 0 | 0 | 295456.3971 | 64637.4876 | 295386.1153 | 655480 | 0 | 121336.9209 | 0 | 0 | 0 | 0
2016-08-26 21:00 | 0 | 0 | 0 | 178660.2555 | 66618.3194 | 286934.5041 | 653550 | 0 | 0 | 0 | 0 | 0 | 0
2016-08-26 22:00 | 0 | 0 | 0 | 299556.4847 | 67506.1573 | 272752.358 | 639815 | 0 | 0 | 0 | 0 | 0 | 0
2016-08-26 23:00 | 0 | 0 | 0 | 356551.1709 | 75235.951 | 232175.5009 | 617267 | 0 | 46695.6227 | 0 | 0 | 0 | 0
2016-08-27 | 0 | 0 | 0 | 274763.221 | 118544.8897 | 160919.2666 | 600923 | 0 | 0 | 0 | 0 | 0 | 0
2016-08-27 01:00 | 0 | 0 | 0 | 319951.3723 | 213103.1778 | 46961.4499 | 580016 | 0 | 0 | 0 | 0 | 0 | 0
2016-08-27 02:00 | 0 | 0 | 0 | 300116.1086 | 249289.4405 | 38.4509 | 549444 | 0 | 0 | 0 | 0 | 0 | 0
2016-08-27 03:00 | 0 | 0 | 0 | 356551.1709 | 250722.1993 | 0 | 516865 | 0 | 90408.3702 | 0 | 0 | 0 | 0
2016-08-27 04:00 | 0 | 0 | 0 | 278703.7866 | 236773.7641 | 0 | 484549 | 0 | 121336.9209 | 0 | 0 | 0 | 0
2016-08-27 05:00 | 0 | 0 | 0 | 114714.2381 | 219211.841 | 0 | 455263 | 0 | 0 | 0 | 0 | 0 | 0
2016-08-27 06:00 | 0 | 0 | 0 | 225220.2982 | 206369.7018 | 0 | 431590 | 0 | 0 | 0 | 0 | 0 | 0
2016-08-27 07:00 | 0 | 0 | 0 | 216807.0185 | 197277.9815 | 0 | 414085 | 0 | 0 | 0 | 0 | 0 | 0
2016-08-27 08:00 | 0 | 0 | 0 | 215601.1722 | 188842.8278 | 0 | 404444 | 0 | 0 | 0 | 0 | 0 | 0
2016-08-27 09:00 | 0 | 0 | 0 | 344344.9143 | 177728.0066 | 0 | 400736 | 0 | 121336.9209 | 0 | 0 | 0 | 0
2016-08-27 10:00 | 0 | 0 | 0 | 114657.2015 | 167140.8776 | 0 | 403135 | 0 | 0 | 0 | 0 | 0 | 0
2016-08-27 11:00 | 0 | 0 | 0 | 253419.1961 | 157675.8039 | 0 | 411095 | 0 | 0 | 0 | 0 | 0 | 0
2016-08-27 12:00 | 0 | 0 | 0 | 303442.79 | 127531.9362 | 583.2738 | 431558 | 0 | 0 | 0 | 0 | 0 | 0
2016-08-27 13:00 | 0 | 0 | 0 | 306636.2056 | 68560.5492 | 86226.2451 | 461423 | 0 | 0 | 0 | 0 | 0 | 0
2016-08-27 14:00 | 0 | 0 | 0 | 328413.4392 | 58325.7067 | 228729.7751 | 494132 | 0 | 121336.9209 | 0 | 0 | 0 | 0
2016-08-27 15:00 | 0 | 0 | 0 | 53324.1145 | 60724.7535 | 290202.2111 | 525588 | 0 | 0 | 0 | 0 | 0 | 0
2016-08-27 16:00 | 0 | 0 | 0 | 174642.256 | 59653.5364 | 319809.2075 | 554105 | 0 | 0 | 0 | 0 | 0 | 0
2016-08-27 17:00 | 0 | 0 | 0 | 196363.2796 | 58932.9451 | 320954.7754 | 576251 | 0 | 0 | 0 | 0 | 0 | 0
2016-08-27 18:00 | 0 | 0 | 0 | 335899.4196 | 61269.6228 | 315478.8786 | 591311 | 0 | 121336.9209 | 0 | 0 | 0 | 0
2016-08-27 19:00 | 0 | 0 | 0 | 105293.5755 | 65607.1101 | 308565.3935 | 600803 | 0 | 0 | 0 | 0 | 0 | 0
2016-08-27 20:00 | 0 | 0 | 0 | 355422.2779 | 69090.6841 | 303681.959 | 606858 | 0 | 121336.9209 | 0 | 0 | 0 | 0
2016-08-27 21:00 | 0 | 0 | 0 | 118419.895 | 70496.0597 | 294018.1244 | 604271 | 0 | 0 | 0 | 0 | 0 | 0
2016-08-27 22:00 | 0 | 0 | 0 | 356551.1709 | 73062.078 | 275026.2191 | 598870 | 0 | 105769.468 | 0 | 0 | 0 | 0
2016-08-27 23:00 | 0 | 0 | 0 | 281042.1875 | 86205.0114 | 230848.254 | 582528 | 0 | 121336.9209 | 0 | 0 | 0 | 0
2016-08-28 | 0 | 0 | 0 | 132339.2762 | 154317.1508 | 161923.6521 | 569917 | 0 | 0 | 0 | 0 | 0 | 0
2016-08-28 01:00 | 0 | 0 | 0 | 215497.7681 | 290899.6389 | 46962.593 | 553360 | 0 | 0 | 0 | 0 | 0 | 0
2016-08-28 02:00 | 0 | 0 | 0 | 246173.2283 | 366712.8887 | 30.473 | 527742 | 0 | 85174.5901 | 0 | 0 | 0 | 0
2016-08-28 03:00 | 0 | 0 | 0 | 0 | 413033.4099 | 0 | 498208 | 0 | 0 | 0 | 0 | 0 | 0
2016-08-28 04:00 | 0 | 0 | 0 | 44412.2971 | 424466.7029 | 0 | 468879 | 0 | 0 | 0 | 0 | 0 | 0
2016-08-28 05:00 | 0 | 0 | 0 | 21356.9618 | 421020.0382 | 0 | 442377 | 0 | 0 | 0 | 0 | 0 | 0
2016-08-28 06:00 | 0 | 0 | 0 | 13440.6938 | 408156.3062 | 0 | 421597 | 0 | 0 | 0 | 0 | 0 | 0
2016-08-28 07:00 | 0 | 0 | 0 | 15770.9592 | 390705.0408 | 0 | 406476 | 0 | 0 | 0 | 0 | 0 | 0
2016-08-28 08:00 | 0 | 0 | 0 | 26052.2866 | 369496.7134 | 0 | 395549 | 0 | 0 | 0 | 0 | 0 | 0
2016-08-28 09:00 | 0 | 0 | 0 | 48775.2803 | 341661.7197 | 0 | 390437 | 0 | 0 | 0 | 0 | 0 | 0
2016-08-28 10:00 | 0 | 0 | 0 | 76845.3488 | 313429.6512 | 0 | 390275 | 0 | 0 | 0 | 0 | 0 | 0
2016-08-28 11:00 | 0 | 0 | 0 | 107550.8016 | 286703.1984 | 0 | 394254 | 0 | 0 | 0 | 0 | 0 | 0
2016-08-28 12:00 | 0 | 0 | 0 | 226150.9725 | 215802.2025 | 485.6521 | 413566 | 0 | 28872.8271 | 0 | 0 | 0 | 0
2016-08-28 13:00 | 0 | 0 | 0 | 356551.1709 | 106768.8427 | 74079.0803 | 444935 | 0 | 121336.9209 | 0 | 0 | 0 | 0
2016-08-28 14:00 | 0 | 0 | 0 | 50208.4191 | 82470.7942 | 224433.8657 | 478450 | 0 | 0 | 0 | 0 | 0 | 0
2016-08-28 15:00 | 0 | 0 | 0 | 233406.9603 | 93874.2466 | 305700.7141 | 511645 | 0 | 121336.9209 | 0 | 0 | 0 | 0
2016-08-28 16:00 | 0 | 0 | 0 | 2644.9452 | 97085.6049 | 323025.529 | 544093 | 0 | 0 | 0 | 0 | 0 | 0
2016-08-28 17:00 | 0 | 0 | 0 | 144706.7516 | 103953.732 | 321957.5164 | 570618 | 0 | 0 | 0 | 0 | 0 | 0
2016-08-28 18:00 | 0 | 0 | 0 | 159461.3617 | 114805.736 | 316981.9023 | 591249 | 0 | 0 | 0 | 0 | 0 | 0
2016-08-28 19:00 | 0 | 0 | 0 | 292408.7656 | 124896.8082 | 308807.3472 | 604776 | 0 | 121336.9209 | 0 | 0 | 0 | 0
2016-08-28 20:00 | 0 | 0 | 0 | 58889.3048 | 132222.0287 | 302615.7456 | 615064 | 0 | 0 | 0 | 0 | 0 | 0
2016-08-28 21:00 | 0 | 0 | 0 | 307742.7613 | 140664.422 | 291920.7376 | 618991 | 0 | 121336.9209 | 0 | 0 | 0 | 0
2016-08-28 22:00 | 0 | 0 | 0 | 184625.204 | 152989.3458 | 275550.4503 | 613165 | 0 | 121336.9209 | 0 | 0 | 0 | 0
2016-08-28 23:00 | 0 | 0 | 0 | 63684.1062 | 177852.6161 | 237791.3567 | 600665 | 0 | 0 | 0 | 0 | 0 | 0
2016-08-29 | 0 | 0 | 0 | 292711.6349 | 247604.4606 | 172324.8255 | 591304 | 0 | 121336.9209 | 0 | 0 | 0 | 0
2016-08-29 01:00 | 0 | 0 | 0 | 193833.4935 | 333368.7723 | 46536.7342 | 573739 | 0 | 121336.9209 | 0 | 0 | 0 | 0
2016-08-29 02:00 | 0 | 0 | 0 | 65815.4275 | 354931.2819 | 24.3697 | 542108 | 0 | 0 | 0 | 0 | 0 | 0
2016-08-29 03:00 | 0 | 0 | 0 | 287075.7514 | 341019.1695 | 0 | 506758 | 0 | 121336.9209 | 0 | 0 | 0 | 0
2016-08-29 04:00 | 0 | 0 | 0 | 150061.6821 | 323455.3179 | 0 | 473517 | 0 | 121336.9209 | 0 | 0 | 0 | 0
2016-08-29 05:00 | 0 | 0 | 0 | 142784.1015 | 304025.8985 | 0 | 446810 | 0 | 121336.9209 | 0 | 0 | 0 | 0
2016-08-29 06:00 | 0 | 0 | 0 | 24370.9859 | 280744.0931 | 0 | 426452 | 0 | 0 | 0 | 0 | 0 | 0
2016-08-29 07:00 | 0 | 0 | 0 | 160545.5661 | 251608.4339 | 0 | 412154 | 0 | 0 | 0 | 0 | 0 | 0
2016-08-29 08:00 | 0 | 0 | 0 | 182521.3801 | 224694.6199 | 0 | 407216 | 0 | 0 | 0 | 0 | 0 | 0
2016-08-29 09:00 | 0 | 0 | 0 | 219333.0164 | 194836.9836 | 0 | 414170 | 0 | 0 | 0 | 0 | 0 | 0
2016-08-29 10:00 | 0 | 0 | 0 | 332125.9224 | 172563.0565 | 0 | 436856 | 0 | 67832.9789 | 0 | 0 | 0 | 0
2016-08-29 11:00 | 0 | 0 | 0 | 356551.1709 | 154900.7712 | 0 | 457948 | 0 | 121336.9209 | 0 | 0 | 0 | 0
2016-08-29 12:00 | 0 | 0 | 0 | 356551.1709 | 115907.308 | 152.8213 | 478038 | 0 | 115910.2211 | 0 | 0 | 0 | 0
2016-08-29 13:00 | 0 | 0 | 0 | 356551.1709 | 68318.8012 | 50530.9082 | 505765 | 0 | 85546.1015 | 0 | 0 | 0 | 0
2016-08-29 14:00 | 0 | 0 | 0 | 303699.4859 | 71602.296 | 198443.0376 | 537954 | 0 | 121336.9209 | 0 | 0 | 0 | 0
2016-08-29 15:00 | 0 | 0 | 0 | 95444.662 | 73823.4384 | 279129.9786 | 569735 | 0 | 0 | 0 | 0 | 0 | 0
2016-08-29 16:00 | 0 | 0 | 0 | 229249.2503 | 74043.8817 | 296671.868 | 599965 | 0 | 0 | 0 | 0 | 0 | 0
2016-08-29 17:00 | 0 | 0 | 0 | 356551.1709 | 73374.1338 | 299825.6875 | 625021 | 0 | 104729.9922 | 0 | 0 | 0 | 0
2016-08-29 18:00 | 0 | 0 | 0 | 169443.0346 | 72371.7478 | 296763.2254 | 643308 | 0 | 0 | 0 | 0 | 0 | 0
2016-08-29 19:00 | 0 | 0 | 0 | 292836.7154 | 70578.3222 | 290640.9623 | 654056 | 0 | 0 | 0 | 0 | 0 | 0
2016-08-29 20:00 | 0 | 0 | 0 | 305892.4712 | 68217.8185 | 285336.7103 | 659447 | 0 | 0 | 0 | 0 | 0 | 0
2016-08-29 21:00 | 0 | 0 | 0 | 337560.9579 | 65215.1356 | 275218.5468 | 660975 | 0 | 17019.6403 | 0 | 0 | 0 | 0
2016-08-29 22:00 | 0 | 0 | 0 | 356551.1709 | 65157.2359 | 258343.3901 | 653722 | 0 | 43349.4372 | 0 | 0 | 0 | 0
2016-08-29 23:00 | 0 | 0 | 0 | 356551.1709 | 70934.7072 | 220130.6141 | 638313 | 0 | 52652.9293 | 0 | 0 | 0 | 0
2016-08-30 | 0 | 0 | 0 | 356551.1709 | 99625.0227 | 152376.6476 | 627299 | 0 | 33906.7704 | 0 | 0 | 0 | 0
2016-08-30 01:00 | 0 | 0 | 0 | 356551.1709 | 176214.9362 | 38133.1225 | 604806 | 0 | 0 | 0 | 0 | 0 | 0
2016-08-30 02:00 | 0 | 0 | 0 | 348842.8268 | 217917.6942 | 16.479 | 566777 | 0 | 0 | 0 | 0 | 0 | 0
2016-08-30 03:00 | 0 | 0 | 0 | 356551.1709 | 220192.1941 | 0 | 525022 | 0 | 51721.365 | 0 | 0 | 0 | 0
2016-08-30 04:00 | 0 | 0 | 0 | 228649.647 | 207799.988 | 0 | 488171 | 0 | 0 | 0 | 0 | 0 | 0
2016-08-30 05:00 | 0 | 0 | 0 | 267990.836 | 189503.164 | 0 | 457494 | 0 | 0 | 0 | 0 | 0 | 0
2016-08-30 06:00 | 0 | 0 | 0 | 262178.8698 | 171418.1302 | 0 | 433597 | 0 | 0 | 0 | 0 | 0 | 0
2016-08-30 07:00 | 0 | 0 | 0 | 263611.4223 | 154338.5777 | 0 | 417950 | 0 | 0 | 0 | 0 | 0 | 0
2016-08-30 08:00 | 0 | 0 | 0 | 269283.2911 | 140893.7089 | 0 | 410177 | 0 | 0 | 0 | 0 | 0 | 0
2016-08-30 09:00 | 0 | 0 | 0 | 284372.6928 | 132012.3072 | 0 | 416385 | 0 | 0 | 0 | 0 | 0 | 0
2016-08-30 10:00 | 0 | 0 | 0 | 334985.7336 | 127704.6779 | 0 | 437575 | 0 | 25115.4115 | 0 | 0 | 0 | 0
2016-08-30 11:00 | 0 | 0 | 0 | 356551.1709 | 123829.4037 | 0 | 456389 | 0 | 49106.9861 | 0 | 0 | 0 | 0
2016-08-30 12:00 | 0 | 0 | 0 | 356551.1709 | 102234.0907 | 235.0988 | 474287 | 0 | 33840.3464 | 0 | 0 | 0 | 0
2016-08-30 13:00 | 0 | 0 | 0 | 356551.1709 | 50412.7012 | 57423.7816 | 498228 | 0 | 0 | 0 | 0 | 0 | 0
2016-08-30 14:00 | 0 | 0 | 0 | 280193.7286 | 46463.407 | 201489.8643 | 528147 | 0 | 0 | 0 | 0 | 0 | 0
2016-08-30 15:00 | 0 | 0 | 0 | 221145.2022 | 57185.8659 | 279930.9319 | 558262 | 0 | 0 | 0 | 0 | 0 | 0
2016-08-30 16:00 | 0 | 0 | 0 | 228580.1708 | 57545.6 | 299501.2292 | 585627 | 0 | 0 | 0 | 0 | 0 | 0
2016-08-30 17:00 | 0 | 0 | 0 | 252006.7562 | 56045.9146 | 302560.3292 | 610613 | 0 | 0 | 0 | 0 | 0 | 0
2016-08-30 18:00 | 0 | 0 | 0 | 273852.7052 | 56685.9179 | 298904.3769 | 629443 | 0 | 0 | 0 | 0 | 0 | 0
2016-08-30 19:00 | 0 | 0 | 0 | 290459.2435 | 59359.7839 | 293122.9725 | 642942 | 0 | 0 | 0 | 0 | 0 | 0
2016-08-30 20:00 | 0 | 0 | 0 | 299571.7812 | 62497.502 | 289630.7168 | 651700 | 0 | 0 | 0 | 0 | 0 | 0
2016-08-30 21:00 | 0 | 0 | 0 | 306801.9014 | 65939.1096 | 281972.9891 | 654714 | 0 | 0 | 0 | 0 | 0 | 0
2016-08-30 22:00 | 0 | 0 | 0 | 356551.1709 | 73235.4039 | 267779.4398 | 646260 | 0 | 51306.0145 | 0 | 0 | 0 | 0
2016-08-30 23:00 | 0 | 0 | 0 | 261535.7063 | 91675.8202 | 226852.459 | 631370 | 0 | 0 | 0 | 0 | 0 | 0
2016-08-31 | 0 | 0 | 0 | 322046.1062 | 144045.1059 | 154235.788 | 620327 | 0 | 0 | 0 | 0 | 0 | 0
2016-08-31 01:00 | 0 | 0 | 0 | 327401.5181 | 234795.7206 | 36980.7613 | 599178 | 0 | 0 | 0 | 0 | 0 | 0
2016-08-31 02:00 | 0 | 0 | 0 | 291920.2379 | 270538.3455 | 9.4165 | 562468 | 0 | 0 | 0 | 0 | 0 | 0
2016-08-31 03:00 | 0 | 0 | 0 | 356551.1709 | 266443.4464 | 0 | 522581 | 0 | 100413.6172 | 0 | 0 | 0 | 0
2016-08-31 04:00 | 0 | 0 | 0 | 257639.1846 | 250569.1191 | 0 | 487285 | 0 | 121336.9209 | 0 | 0 | 0 | 0
2016-08-31 05:00 | 0 | 0 | 0 | 110550.3827 | 228366.6964 | 0 | 460254 | 0 | 0 | 0 | 0 | 0 | 0
2016-08-31 06:00 | 0 | 0 | 0 | 227237.1509 | 209592.8491 | 0 | 436830 | 0 | 0 | 0 | 0 | 0 | 0
2016-08-31 07:00 | 0 | 0 | 0 | 228338.1143 | 194883.8857 | 0 | 423222 | 0 | 0 | 0 | 0 | 0 | 0
2016-08-31 08:00 | 0 | 0 | 0 | 235435.2595 | 180788.7405 | 0 | 416224 | 0 | 0 | 0 | 0 | 0 | 0
2016-08-31 09:00 | 0 | 0 | 0 | 254740.4395 | 167794.5605 | 0 | 422535 | 0 | 0 | 0 | 0 | 0 | 0
2016-08-31 10:00 | 0 | 0 | 0 | 284236.1343 | 158556.8657 | 0 | 442793 | 0 | 0 | 0 | 0 | 0 | 0
2016-08-31 11:00 | 0 | 0 | 0 | 356551.1709 | 154161.5623 | 0 | 462873 | 0 | 47839.7331 | 0 | 0 | 0 | 0
2016-08-31 12:00 | 0 | 0 | 0 | 356551.1709 | 129086.9651 | 172.5656 | 481439 | 0 | 52211.4346 | 0 | 0 | 0 | 0
2016-08-31 13:00 | 0 | 0 | 0 | 356551.1709 | 66590.1337 | 58139.4027 | 503448 | 0 | 30044.1419 | 0 | 0 | 0 | 0
2016-08-31 14:00 | 0 | 0 | 0 | 244078.5543 | 56212.4446 | 200828.8592 | 531164 | 0 | 0 | 0 | 0 | 0 | 0
2016-08-31 15:00 | 0 | 0 | 0 | 185765.0889 | 81303.2726 | 290987.6384 | 558056 | 0 | 0 | 0 | 0 | 0 | 0
2016-08-31 16:00 | 0 | 0 | 0 | 171341.9085 | 100833.2675 | 311255.8241 | 583431 | 0 | 0 | 0 | 0 | 0 | 0
2016-08-31 17:00 | 0 | 0 | 0 | 303435.8959 | 112364.5766 | 311586.4485 | 606050 | 0 | 121336.9209 | 0 | 0 | 0 | 0
2016-08-31 18:00 | 0 | 0 | 0 | 75127.5425 | 119692.7782 | 306499.7583 | 622657 | 0 | 0 | 0 | 0 | 0 | 0
2016-08-31 19:00 | 0 | 0 | 0 | 328539.9197 | 125606.7097 | 300011.2915 | 632821 | 0 | 121336.9209 | 0 | 0 | 0 | 0
2016-08-31 20:00 | 0 | 0 | 0 | 212923.6327 | 132847.1725 | 294981.1948 | 640752 | 0 | 121336.9209 | 0 | 0 | 0 | 0
2016-08-31 21:00 | 0 | 0 | 0 | 213277.163 | 140295.5228 | 286802.3142 | 640375 | 0 | 121336.9209 | 0 | 0 | 0 | 0
2016-08-31 22:00 | 0 | 0 | 0 | 92816.486 | 148388.8747 | 269175.7183 | 631718 | 0 | 0 | 0 | 0 | 0 | 0
2016-08-31 23:00 | 0 | 0 | 0 | 225445.5305 | 166115.5726 | 227456.8969 | 619018 | 0 | 0 | 0 | 0 | 0 | 0
2016-09-01 | 0 | 0 | 0 | 225055.8365 | 230761.0723 | 153280.0912 | 609097 | 0 | 0 | 0 | 0 | 0 | 0
2016-09-01 01:00 | 0 | 0 | 0 | 246126.6079 | 305372.0278 | 36787.3642 | 588286 | 0 | 0 | 0 | 0 | 0 | 0
2016-09-01 02:00 | 0 | 0 | 0 | 243628.7395 | 311406.5308 | 12.7298 | 555048 | 0 | 0 | 0 | 0 | 0 | 0
2016-09-01 03:00 | 0 | 0 | 0 | 214645.7964 | 302213.2036 | 0 | 516859 | 0 | 0 | 0 | 0 | 0 | 0
2016-09-01 04:00 | 0 | 0 | 0 | 186646.498 | 295679.502 | 0 | 482326 | 0 | 0 | 0 | 0 | 0 | 0
2016-09-01 05:00 | 0 | 0 | 0 | 171418.6838 | 281898.3162 | 0 | 453317 | 0 | 0 | 0 | 0 | 0 | 0
2016-09-01 06:00 | 0 | 0 | 0 | 165812.4417 | 265464.5583 | 0 | 431277 | 0 | 0 | 0 | 0 | 0 | 0
2016-09-01 07:00 | 0 | 0 | 0 | 160442.4175 | 255207.5825 | 0 | 415650 | 0 | 0 | 0 | 0 | 0 | 0
2016-09-01 08:00 | 0 | 0 | 0 | 162733.9858 | 246180.0142 | 0 | 408914 | 0 | 0 | 0 | 0 | 0 | 0
2016-09-01 09:00 | 0 | 0 | 0 | 181180.6485 | 232867.3515 | 0 | 414048 | 0 | 0 | 0 | 0 | 0 | 0
2016-09-01 10:00 | 0 | 0 | 0 | 209315.4934 | 225725.5066 | 0 | 435041 | 0 | 0 | 0 | 0 | 0 | 0
2016-09-01 11:00 | 0 | 0 | 0 | 353008.2012 | 222628.7197 | 0 | 454300 | 0 | 121336.9209 | 0 | 0 | 0 | 0
2016-09-01 12:00 | 0 | 0 | 0 | 286176.9017 | 182740.0249 | 222.0735 | 469139 | 0 | 121336.9209 | 0 | 0 | 0 | 0
2016-09-01 13:00 | 0 | 0 | 0 | 196223.7048 | 106151.9242 | 66376.4501 | 490089 | 0 | 0 | 0 | 0 | 0 | 0
2016-09-01 14:00 | 0 | 0 | 0 | 171378.6475 | 126745.0388 | 216648.3137 | 514772 | 0 | 0 | 0 | 0 | 0 | 0
2016-09-01 15:00 | 0 | 0 | 0 | 90297.5278 | 161541.6039 | 287069.8683 | 538909 | 0 | 0 | 0 | 0 | 0 | 0
2016-09-01 16:00 | 0 | 0 | 0 | 76672.5923 | 170590.247 | 311963.1608 | 559226 | 0 | 0 | 0 | 0 | 0 | 0
2016-09-01 17:00 | 0 | 0 | 0 | 96702.7971 | 171564.3273 | 308746.8755 | 577014 | 0 | 0 | 0 | 0 | 0 | 0
2016-09-01 18:00 | 0 | 0 | 0 | 114366.038 | 173503.1804 | 300942.7816 | 588812 | 0 | 0 | 0 | 0 | 0 | 0
2016-09-01 19:00 | 0 | 0 | 0 | 126607.5542 | 177443.6608 | 291779.7851 | 595831 | 0 | 0 | 0 | 0 | 0 | 0
2016-09-01 20:00 | 0 | 0 | 0 | 250969.7821 | 184010.4816 | 285762.6572 | 599406 | 0 | 121336.9209 | 0 | 0 | 0 | 0
2016-09-01 21:00 | 0 | 0 | 0 | 122851.0706 | 196375.4492 | 275167.8783 | 599573 | 0 | 116158.319 | 0 | 0 | 0 | 0
2016-09-01 22:00 | 0 | 0 | 0 | 0 | 218773.1811 | 256051.4999 | 590983 | 0 | 0 | 0 | 0 | 0 | 0
2016-09-01 23:00 | 0 | 0 | 0 | 112669.6782 | 252787.5081 | 213810.8137 | 579268 | 0 | 0 | 0 | 0 | 0 | 0
2016-09-02 | 0 | 0 | 0 | 86504.7709 | 342871.4324 | 141300.7967 | 570677 | 0 | 0 | 0 | 0 | 0 | 0
2016-09-02 01:00 | 0 | 0 | 0 | 69629.2977 | 448941.5719 | 36632.1303 | 555203 | 0 | 0 | 0 | 0 | 0 | 0
2016-09-02 02:00 | 0 | 0 | 0 | 186953.7773 | 458445.2912 | 9.8525 | 524072 | 0 | 121336.9209 | 0 | 0 | 0 | 0
2016-09-02 03:00 | 0 | 0 | 0 | 32643.5317 | 438467.3935 | 0 | 489864 | 0 | 102583.8462 | 0 | 0 | 0 | 0
2016-09-02 04:00 | 0 | 0 | 0 | 0 | 407895.7391 | 0 | 458419 | 0 | 52060.5853 | 0 | 0 | 0 | 0
2016-09-02 05:00 | 0 | 0 | 0 | 0 | 380633.4147 | 0 | 432694 | 0 | 0 | 0 | 0 | 0 | 0
2016-09-02 06:00 | 0 | 0 | 0 | 49779.4164 | 361790.5836 | 0 | 411570 | 0 | 0 | 0 | 0 | 0 | 0
2016-09-02 07:00 | 0 | 0 | 0 | 47947.8841 | 349095.1159 | 0 | 397043 | 0 | 0 | 0 | 0 | 0 | 0
2016-09-02 08:00 | 0 | 0 | 0 | 52183.475 | 338617.525 | 0 | 390801 | 0 | 0 | 0 | 0 | 0 | 0
2016-09-02 09:00 | 0 | 0 | 0 | 194445.4551 | 322128.4659 | 0 | 395237 | 0 | 121336.9209 | 0 | 0 | 0 | 0
2016-09-02 10:00 | 0 | 0 | 0 | 101751.0955 | 309527.9045 | 0 | 411279 | 0 | 121336.9209 | 0 | 0 | 0 | 0
2016-09-02 11:00 | 0 | 0 | 0 | 6168.5253 | 301965.5538 | 0 | 429471 | 0 | 0 | 0 | 0 | 0 | 0
2016-09-02 12:00 | 0 | 0 | 0 | 311329.9833 | 253442.6627 | 186.2749 | 443622 | 0 | 121336.9209 | 0 | 0 | 0 | 0
2016-09-02 13:00 | 0 | 0 | 0 | 58096.1647 | 224177.4983 | 58288.416 | 461899 | 0 | 0 | 0 | 0 | 0 | 0
2016-09-02 14:00 | 0 | 0 | 0 | 0 | 263569.8979 | 218852.1021 | 482422 | 0 | 0 | 0 | 0 | 0 | 0
2016-09-02 15:00 | 0 | 0 | 0 | 0 | 211359.4027 | 289496.5973 | 500856 | 0 | 0 | 0 | 0 | 0 | 0
2016-09-02 16:00 | 0 | 0 | 0 | 0 | 278872.5013 | 324550.331 | 516563 | 0 | 86859.8323 | 0 | 0 | 0 | 0
2016-09-02 17:00 | 0 | 0 | 0 | 0 | 123242.0035 | 321689.1641 | 531791 | 0 | 0 | 0 | 0 | 0 | 0
2016-09-02 18:00 | 0 | 0 | 0 | 0 | 232262.6213 | 311756.3787 | 544019 | 0 | 0 | 0 | 0 | 0 | 0
2016-09-02 19:00 | 0 | 0 | 0 | 0 | 249351.1453 | 302617.8547 | 551969 | 0 | 0 | 0 | 0 | 0 | 0
2016-09-02 20:00 | 0 | 0 | 0 | 0 | 275560.2105 | 299061.5869 | 557436 | 0 | 17185.7974 | 0 | 0 | 0 | 0
2016-09-02 21:00 | 0 | 0 | 0 | 0 | 249810.469 | 291651.7336 | 558648 | 0 | 0 | 0 | 0 | 0 | 0
2016-09-02 22:00 | 0 | 0 | 0 | 0 | 295734.9625 | 273422.1166 | 549446 | 0 | 19711.0792 | 0 | 0 | 0 | 0
2016-09-02 23:00 | 0 | 0 | 0 | 0 | 284523.4724 | 231595.4484 | 535830 | 0 | 0 | 0 | 0 | 0 | 0
2016-09-03 | 0 | 0 | 0 | 0 | 405415.1564 | 158415.6035 | 525082 | 0 | 38748.7599 | 0 | 0 | 0 | 0
2016-09-03 01:00 | 0 | 0 | 0 | 0 | 508900.564 | 33398.9646 | 509780 | 0 | 71268.2885 | 0 | 0 | 0 | 0
2016-09-03 02:00 | 0 | 0 | 0 | 0 | 413333.6544 | 5.057 | 484607 | 0 | 0 | 0 | 0 | 0 | 0
2016-09-03 03:00 | 0 | 0 | 0 | 0 | 455399 | 0 | 455399 | 0 | 0 | 0 | 0 | 0 | 0
2016-09-03 04:00 | 0 | 0 | 0 | 0 | 428410 | 0 | 428410 | 0 | 0 | 0 | 0 | 0 | 0
2016-09-03 05:00 | 0 | 0 | 0 | 0 | 405539 | 0 | 405539 | 0 | 0 | 0 | 0 | 0 | 0
2016-09-03 06:00 | 0 | 0 | 0 | 0 | 453716.9612 | 0 | 386607 | 0 | 67109.9612 | 0 | 0 | 0 | 0
2016-09-03 07:00 | 0 | 0 | 0 | 0 | 352505.9628 | 0 | 372541 | 0 | 47074.924 | 0 | 0 | 0 | 0
2016-09-03 08:00 | 0 | 0 | 0 | 0 | 412127.487 | 0 | 363495 | 0 | 95707.4109 | 0 | 0 | 0 | 0
2016-09-03 09:00 | 0 | 0 | 0 | 0 | 385590.51 | 0 | 359961 | 0 | 121336.9209 | 0 | 0 | 0 | 0
2016-09-03 10:00 | 0 | 0 | 0 | 0 | 352500.6755 | 0 | 362478 | 0 | 111359.5965 | 0 | 0 | 0 | 0
2016-09-03 11:00 | 0 | 0 | 0 | 0 | 328379.4875 | 0 | 365475 | 0 | 74264.084 | 0 | 0 | 0 | 0
2016-09-03 12:00 | 0 | 0 | 0 | 142328.1504 | 274354.8697 | 117.4727 | 378162 | 0 | 112902.5768 | 0 | 0 | 0 | 0
2016-09-03 13:00 | 0 | 0 | 0 | 0 | 223714.784 | 62329.6392 | 398947 | 0 | 0 | 0 | 0 | 0 | 0
2016-09-03 14:00 | 0 | 0 | 0 | 0 | 220164.7473 | 202692.2527 | 422857 | 0 | 0 | 0 | 0 | 0 | 0
2016-09-03 15:00 | 0 | 0 | 0 | 0 | 159072.5841 | 286105.4159 | 445178 | 0 | 0 | 0 | 0 | 0 | 0
2016-09-03 16:00 | 0 | 0 | 0 | 0 | 154733.004 | 311172.996 | 465906 | 0 | 0 | 0 | 0 | 0 | 0
2016-09-03 17:00 | 0 | 0 | 0 | 0 | 170482.2143 | 312270.7857 | 482753 | 0 | 0 | 0 | 0 | 0 | 0
2016-09-03 18:00 | 0 | 0 | 0 | 0 | 187618.6716 | 308922.3284 | 496541 | 0 | 0 | 0 | 0 | 0 | 0
2016-09-03 19:00 | 0 | 0 | 0 | 0 | 278422.6424 | 304811.332 | 507892 | 0 | 75341.9744 | 0 | 0 | 0 | 0
2016-09-03 20:00 | 0 | 0 | 0 | 0 | 137734.8968 | 303813.1288 | 516890 | 0 | 0 | 0 | 0 | 0 | 0
2016-09-03 21:00 | 0 | 0 | 0 | 0 | 222043.7442 | 299076.2558 | 521120 | 0 | 0 | 0 | 0 | 0 | 0
2016-09-03 22:00 | 0 | 0 | 0 | 0 | 235007.9893 | 282250.0107 | 517258 | 0 | 0 | 0 | 0 | 0 | 0
2016-09-03 23:00 | 0 | 0 | 0 | 0 | 323885.2157 | 240450.5105 | 507028 | 0 | 57307.7262 | 0 | 0 | 0 | 0
2016-09-04 | 0 | 0 | 0 | 0 | 395443.5245 | 158582.4263 | 497324 | 0 | 114009.677 | 0 | 0 | 0 | 0
2016-09-04 01:00 | 0 | 0 | 0 | 0 | 460168.0353 | 30268.2086 | 483109 | 0 | 121336.9209 | 0 | 0 | 0 | 0
2016-09-04 02:00 | 0 | 0 | 0 | 0 | 394979.3014 | 4.6647 | 460774 | 0 | 55546.8871 | 0 | 0 | 0 | 0
2016-09-04 03:00 | 0 | 0 | 0 | 0 | 459493.7813 | 0 | 435321 | 0 | 79719.6684 | 0 | 0 | 0 | 0
2016-09-04 04:00 | 0 | 0 | 0 | 0 | 432618.3685 | 0 | 410858 | 0 | 101480.0368 | 0 | 0 | 0 | 0
2016-09-04 05:00 | 0 | 0 | 0 | 0 | 405506.7412 | 0 | 389279 | 0 | 117707.7781 | 0 | 0 | 0 | 0
2016-09-04 06:00 | 0 | 0 | 0 | 0 | 375768.1429 | 0 | 372139 | 0 | 121336.9209 | 0 | 0 | 0 | 0
2016-09-04 07:00 | 0 | 0 | 0 | 0 | 349909.1063 | 0 | 359705 | 0 | 111541.0272 | 0 | 0 | 0 | 0
2016-09-04 08:00 | 0 | 0 | 0 | 0 | 330328.9977 | 0 | 352011 | 0 | 89859.0249 | 0 | 0 | 0 | 0
2016-09-04 09:00 | 0 | 0 | 0 | 0 | 316287.1881 | 0 | 348343 | 0 | 57803.213 | 0 | 0 | 0 | 0
2016-09-04 10:00 | 0 | 0 | 0 | 103202.4955 | 307991.2124 | 0 | 347660 | 0 | 121336.9209 | 0 | 0 | 0 | 0
2016-09-04 11:00 | 0 | 0 | 0 | 50907.4312 | 299496.5688 | 0 | 350404 | 0 | 121336.9209 | 0 | 0 | 0 | 0
2016-09-04 12:00 | 0 | 0 | 0 | 31220.6272 | 277018.0415 | 81.4514 | 362722 | 0 | 66935.041 | 0 | 0 | 0 | 0
2016-09-04 13:00 | 0 | 0 | 0 | 0 | 249653.2475 | 69017.7115 | 385606 | 0 | 0 | 0 | 0 | 0 | 0
2016-09-04 14:00 | 0 | 0 | 0 | 0 | 180913.7849 | 230604.2151 | 411518 | 0 | 0 | 0 | 0 | 0 | 0
2016-09-04 15:00 | 0 | 0 | 0 | 0 | 235947.7721 | 322363.1488 | 436974 | 0 | 121336.9209 | 0 | 0 | 0 | 0
2016-09-04 16:00 | 0 | 0 | 0 | 0 | 2437.799 | 338076.2801 | 461851 | 0 | 0 | 0 | 0 | 0 | 0
2016-09-04 17:00 | 0 | 0 | 0 | 0 | 142836.0095 | 340260.9905 | 483097 | 0 | 0 | 0 | 0 | 0 | 0
2016-09-04 18:00 | 0 | 0 | 0 | 0 | 162038.5627 | 337605.4373 | 499644 | 0 | 0 | 0 | 0 | 0 | 0
2016-09-04 19:00 | 0 | 0 | 0 | 0 | 178166.5959 | 334396.4041 | 512563 | 0 | 0 | 0 | 0 | 0 | 0
2016-09-04 20:00 | 0 | 0 | 0 | 0 | 186576.8303 | 335449.1697 | 522026 | 0 | 0 | 0 | 0 | 0 | 0
2016-09-04 21:00 | 0 | 0 | 0 | 0 | 190614.1063 | 335715.8937 | 526330 | 0 | 0 | 0 | 0 | 0 | 0
2016-09-04 22:00 | 0 | 0 | 0 | 0 | 198932.0878 | 322812.9122 | 521745 | 0 | 0 | 0 | 0 | 0 | 0
2016-09-04 23:00 | 0 | 0 | 0 | 0 | 352245.0745 | 278101.8465 | 509010 | 0 | 121336.9209 | 0 | 0 | 0 | 0
2016-09-05 | 0 | 0 | 0 | 0 | 314941.4333 | 184764.5667 | 499706 | 0 | 121336.9209 | 0 | 0 | 0 | 0
2016-09-05 01:00 | 0 | 0 | 0 | 0 | 452431.2447 | 33063.7553 | 485495 | 0 | 121336.9209 | 0 | 0 | 0 | 0
2016-09-05 02:00 | 0 | 0 | 0 | 0 | 341394.4553 | 5.6238 | 462737 | 0 | 0 | 0 | 0 | 0 | 0
2016-09-05 03:00 | 0 | 0 | 0 | 0 | 437089 | 0 | 437089 | 0 | 0 | 0 | 0 | 0 | 0
2016-09-05 04:00 | 0 | 0 | 0 | 0 | 467213.454 | 0 | 412375 | 0 | 54838.454 | 0 | 0 | 0 | 0
2016-09-05 05:00 | 0 | 0 | 0 | 0 | 335071.546 | 0 | 389910 | 0 | 0 | 0 | 0 | 0 | 0
2016-09-05 06:00 | 0 | 0 | 0 | 0 | 434345.0609 | 0 | 373373 | 0 | 60972.0609 | 0 | 0 | 0 | 0
2016-09-05 07:00 | 0 | 0 | 0 | 0 | 333632.3556 | 0 | 361629 | 0 | 32975.4165 | 0 | 0 | 0 | 0
2016-09-05 08:00 | 0 | 0 | 0 | 0 | 404213.1219 | 0 | 354901 | 0 | 82287.5383 | 0 | 0 | 0 | 0
2016-09-05 09:00 | 0 | 0 | 0 | 0 | 385953.8282 | 0 | 353197 | 0 | 115044.3665 | 0 | 0 | 0 | 0
2016-09-05 10:00 | 0 | 0 | 0 | 0 | 362905.5544 | 0 | 356613 | 0 | 121336.9209 | 0 | 0 | 0 | 0
2016-09-05 11:00 | 0 | 0 | 0 | 0 | 335154.9154 | 0 | 359505 | 0 | 96986.8363 | 0 | 0 | 0 | 0
2016-09-05 12:00 | 0 | 0 | 0 | 58465.0071 | 288524.9572 | 63.1588 | 371656 | 0 | 72383.9595 | 0 | 0 | 0 | 0
2016-09-05 13:00 | 0 | 0 | 0 | 0 | 256314.5899 | 68729.4506 | 397428 | 0 | 0 | 0 | 0 | 0 | 0
2016-09-05 14:00 | 0 | 0 | 0 | 0 | 297727.7507 | 249697.8474 | 429589 | 0 | 117836.5981 | 0 | 0 | 0 | 0
2016-09-05 15:00 | 0 | 0 | 0 | 0 | 0 | 343753.4019 | 461590 | 0 | 0 | 0 | 0 | 0 | 0
2016-09-05 16:00 | 0 | 0 | 0 | 0 | 257709.9662 | 353779.9547 | 490153 | 0 | 121336.9209 | 0 | 0 | 0 | 0
2016-09-05 17:00 | 0 | 0 | 0 | 0 | 41008.1334 | 351483.9456 | 513829 | 0 | 0 | 0 | 0 | 0 | 0
2016-09-05 18:00 | 0 | 0 | 0 | 0 | 188034.221 | 344768.779 | 532803 | 0 | 0 | 0 | 0 | 0 | 0
2016-09-05 19:00 | 0 | 0 | 0 | 0 | 208360.7265 | 339145.2735 | 547506 | 0 | 0 | 0 | 0 | 0 | 0
2016-09-05 20:00 | 0 | 0 | 0 | 0 | 341606.2391 | 339063.6818 | 559333 | 0 | 121336.9209 | 0 | 0 | 0 | 0
2016-09-05 21:00 | 0 | 0 | 0 | 0 | 229839.1674 | 337403.8326 | 567243 | 0 | 121336.9209 | 0 | 0 | 0 | 0
2016-09-05 22:00 | 0 | 0 | 0 | 0 | 120727.484 | 324736.5951 | 566801 | 0 | 0 | 0 | 0 | 0 | 0
2016-09-05 23:00 | 0 | 0 | 0 | 0 | 381960.1649 | 279426.435 | 558791 | 0 | 102595.5999 | 0 | 0 | 0 | 0
2016-09-06 | 0 | 0 | 0 | 0 | 390946.8896 | 181354.4315 | 553560 | 0 | 121336.9209 | 0 | 0 | 0 | 0
2016-09-06 01:00 | 0 | 0 | 0 | 0 | 452164.8283 | 30949.9716 | 536653 | 0 | 67798.7208 | 0 | 0 | 0 | 0
2016-09-06 02:00 | 0 | 0 | 0 | 105391.2441 | 453561.022 | 2.934 | 505417 | 0 | 121336.9209 | 0 | 0 | 0 | 0
2016-09-06 03:00 | 0 | 0 | 0 | 5776.0223 | 430909.2446 | 0 | 471840 | 0 | 86182.1878 | 0 | 0 | 0 | 0
2016-09-06 04:00 | 0 | 0 | 0 | 0 | 407232.7928 | 0 | 441900 | 0 | 51514.9806 | 0 | 0 | 0 | 0
2016-09-06 05:00 | 0 | 0 | 0 | 0 | 391911.4356 | 0 | 416467 | 0 | 26959.4163 | 0 | 0 | 0 | 0
2016-09-06 06:00 | 0 | 0 | 0 | 0 | 381608.7674 | 0 | 397731 | 0 | 10837.1837 | 0 | 0 | 0 | 0
2016-09-06 07:00 | 0 | 0 | 0 | 0 | 374725.8163 | 0 | 385563 | 0 | 0 | 0 | 0 | 0 | 0
2016-09-06 08:00 | 0 | 0 | 0 | 14855.3862 | 366925.6138 | 0 | 381781 | 0 | 0 | 0 | 0 | 0 | 0
2016-09-06 09:00 | 0 | 0 | 0 | 31683.8404 | 358730.1596 | 0 | 390414 | 0 | 0 | 0 | 0 | 0 | 0
2016-09-06 10:00 | 0 | 0 | 0 | 71055.8532 | 343483.1468 | 0 | 414539 | 0 | 0 | 0 | 0 | 0 | 0
2016-09-06 11:00 | 0 | 0 | 0 | 228733.1479 | 329736.773 | 0 | 437133 | 0 | 121336.9209 | 0 | 0 | 0 | 0
2016-09-06 12:00 | 0 | 0 | 0 | 157443.1226 | 299558.8746 | 45.0028 | 457047 | 0 | 121336.9209 | 0 | 0 | 0 | 0
2016-09-06 13:00 | 0 | 0 | 0 | 21389.9927 | 279058.1806 | 61164.9057 | 482950 | 0 | 0 | 0 | 0 | 0 | 0
2016-09-06 14:00 | 0 | 0 | 0 | 0 | 292871.3627 | 231633.2772 | 513254 | 0 | 11250.6399 | 0 | 0 | 0 | 0
2016-09-06 15:00 | 0 | 0 | 0 | 0 | 313395.3339 | 311899.9566 | 543266 | 0 | 93279.9304 | 0 | 0 | 0 | 0
2016-09-06 16:00 | 0 | 0 | 0 | 0 | 279622.6946 | 318932.2959 | 570498 | 0 | 121336.9209 | 0 | 0 | 0 | 0
2016-09-06 17:00 | 0 | 0 | 0 | 0 | 243228.1821 | 316426.127 | 596132 | 0 | 84859.23 | 0 | 0 | 0 | 0
2016-09-06 18:00 | 0 | 0 | 0 | 0 | 226852.6454 | 306941.1366 | 616338 | 0 | 2315.0119 | 0 | 0 | 0 | 0
2016-09-06 19:00 | 0 | 0 | 0 | 222179.2636 | 229447.0262 | 295447.4684 | 630808 | 0 | 118580.7702 | 0 | 0 | 0 | 0
2016-09-06 20:00 | 0 | 0 | 0 | 0 | 237279.1571 | 284506.0727 | 640366 | 0 | 0 | 0 | 0 | 0 | 0
2016-09-06 21:00 | 0 | 0 | 0 | 249452.8047 | 246366.3905 | 269444.7258 | 643927 | 0 | 121336.9209 | 0 | 0 | 0 | 0
2016-09-06 22:00 | 0 | 0 | 0 | 135730.9837 | 255143.8872 | 246484.1291 | 637359 | 0 | 121336.9209 | 0 | 0 | 0 | 0
2016-09-06 23:00 | 0 | 0 | 0 | 30630.1313 | 267967.075 | 204140.8728 | 624075 | 0 | 0 | 0 | 0 | 0 | 0
2016-09-07 | 0 | 0 | 0 | 291787.588 | 305212.2172 | 137605.1157 | 613268 | 0 | 121336.9209 | 0 | 0 | 0 | 0
2016-09-07 01:00 | 0 | 0 | 0 | 216079.8616 | 346064.8409 | 28632.2975 | 590777 | 0 | 121336.9209 | 0 | 0 | 0 | 0
2016-09-07 02:00 | 0 | 0 | 0 | 192605.1083 | 362725.5724 | 2.3193 | 555333 | 0 | 121336.9209 | 0 | 0 | 0 | 0
2016-09-07 03:00 | 0 | 0 | 0 | 154246.9151 | 364001.0849 | 0 | 518248 | 0 | 121336.9209 | 0 | 0 | 0 | 0
2016-09-07 04:00 | 0 | 0 | 0 | 127732.2383 | 355410.7617 | 0 | 483143 | 0 | 121336.9209 | 0 | 0 | 0 | 0
2016-09-07 05:00 | 0 | 0 | 0 | 104088.1844 | 349508.8156 | 0 | 453597 | 0 | 121336.9209 | 0 | 0 | 0 | 0
2016-09-07 06:00 | 0 | 0 | 0 | 85386.3321 | 345347.6679 | 0 | 430734 | 0 | 121336.9209 | 0 | 0 | 0 | 0
2016-09-07 07:00 | 0 | 0 | 0 | 81720.4791 | 333515.5209 | 0 | 415236 | 0 | 121336.9209 | 0 | 0 | 0 | 0
2016-09-07 08:00 | 0 | 0 | 0 | 72825.3195 | 320988.8572 | 0 | 409003 | 0 | 106148.0976 | 0 | 0 | 0 | 0
2016-09-07 09:00 | 0 | 0 | 0 | 0 | 310436.9024 | 0 | 416585 | 0 | 0 | 0 | 0 | 0 | 0
2016-09-07 10:00 | 0 | 0 | 0 | 132449.8273 | 307588.1727 | 0 | 440038 | 0 | 0 | 0 | 0 | 0 | 0
2016-09-07 11:00 | 0 | 0 | 0 | 282567.7954 | 299194.1255 | 0 | 460425 | 0 | 121336.9209 | 0 | 0 | 0 | 0
2016-09-07 12:00 | 0 | 0 | 0 | 202768.6237 | 276202.1234 | 13.2529 | 478984 | 0 | 121336.9209 | 0 | 0 | 0 | 0
2016-09-07 13:00 | 0 | 0 | 0 | 114804.0558 | 232851.1411 | 33658.8822 | 502651 | 0 | 0 | 0 | 0 | 0 | 0
2016-09-07 14:00 | 0 | 0 | 0 | 70395.8509 | 294803.5622 | 166356.5869 | 531556 | 0 | 0 | 0 | 0 | 0 | 0
2016-09-07 15:00 | 0 | 0 | 0 | 0 | 338203.0375 | 248492.9162 | 561068 | 0 | 25627.9536 | 0 | 0 | 0 | 0
2016-09-07 16:00 | 0 | 0 | 0 | 0 | 325149.6914 | 267781.239 | 589066 | 0 | 29492.884 | 0 | 0 | 0 | 0
2016-09-07 17:00 | 0 | 0 | 0 | 0 | 313486.734 | 274922.1615 | 612874 | 0 | 5027.7795 | 0 | 0 | 0 | 0
2016-09-07 18:00 | 0 | 0 | 0 | 37180.2675 | 313687.4788 | 275751.4743 | 631647 | 0 | 0 | 0 | 0 | 0 | 0
2016-09-07 19:00 | 0 | 0 | 0 | 54332.1974 | 318410.5828 | 272187.2199 | 644930 | 0 | 0 | 0 | 0 | 0 | 0
2016-09-07 20:00 | 0 | 0 | 0 | 60533.5008 | 324646.6517 | 268174.8474 | 653355 | 0 | 0 | 0 | 0 | 0 | 0
2016-09-07 21:00 | 0 | 0 | 0 | 64299.8528 | 333022.2421 | 258697.9051 | 656020 | 0 | 0 | 0 | 0 | 0 | 0
2016-09-07 22:00 | 0 | 0 | 0 | 68286.5428 | 338247.1506 | 241844.3066 | 648378 | 0 | 0 | 0 | 0 | 0 | 0
2016-09-07 23:00 | 0 | 0 | 0 | 208147.825 | 344407.0333 | 203804.0626 | 635022 | 0 | 121336.9209 | 0 | 0 | 0 | 0
2016-09-08 | 0 | 0 | 0 | 95270.6489 | 391593.9087 | 136635.4424 | 623500 | 0 | 121336.9209 | 0 | 0 | 0 | 0
2016-09-08 01:00 | 0 | 0 | 0 | 1024.2717 | 454675.5098 | 23584.2975 | 600621 | 0 | 0 | 0 | 0 | 0 | 0
2016-09-08 02:00 | 0 | 0 | 0 | 116370.2375 | 448477.7467 | 1.0158 | 564849 | 0 | 0 | 0 | 0 | 0 | 0
2016-09-08 03:00 | 0 | 0 | 0 | 94028.4389 | 431578.5611 | 0 | 525607 | 0 | 0 | 0 | 0 | 0 | 0
2016-09-08 04:00 | 0 | 0 | 0 | 75801.823 | 414619.177 | 0 | 490421 | 0 | 0 | 0 | 0 | 0 | 0
2016-09-08 05:00 | 0 | 0 | 0 | 64036.2441 | 397127.7559 | 0 | 461164 | 0 | 0 | 0 | 0 | 0 | 0
2016-09-08 06:00 | 0 | 0 | 0 | 60335.3614 | 377973.6386 | 0 | 438309 | 0 | 0 | 0 | 0 | 0 | 0
2016-09-08 07:00 | 0 | 0 | 0 | 62333.4966 | 360689.5034 | 0 | 423023 | 0 | 0 | 0 | 0 | 0 | 0
2016-09-08 08:00 | 0 | 0 | 0 | 74472.9671 | 341995.0329 | 0 | 416468 | 0 | 0 | 0 | 0 | 0 | 0
2016-09-08 09:00 | 0 | 0 | 0 | 104427.3108 | 319733.6892 | 0 | 424161 | 0 | 0 | 0 | 0 | 0 | 0
2016-09-08 10:00 | 0 | 0 | 0 | 143586.6649 | 304832.3351 | 0 | 448419 | 0 | 0 | 0 | 0 | 0 | 0
2016-09-08 11:00 | 0 | 0 | 0 | 290219.3844 | 300674.5365 | 0 | 469557 | 0 | 121336.9209 | 0 | 0 | 0 | 0
2016-09-08 12:00 | 0 | 0 | 0 | 209836.5938 | 274818.9138 | 21.4924 | 484677 | 0 | 121336.9209 | 0 | 0 | 0 | 0
2016-09-08 13:00 | 0 | 0 | 0 | 150998.2836 | 181437.1822 | 52604.6133 | 506377 | 0 | 0 | 0 | 0 | 0 | 0
2016-09-08 14:00 | 0 | 0 | 0 | 136653.8266 | 168725.3935 | 230261.7799 | 535641 | 0 | 0 | 0 | 0 | 0 | 0
2016-09-08 15:00 | 0 | 0 | 0 | 49637.0341 | 193322.9376 | 321351.0283 | 564311 | 0 | 0 | 0 | 0 | 0 | 0
2016-09-08 16:00 | 0 | 0 | 0 | 60393.3295 | 191407.045 | 339251.6255 | 591052 | 0 | 0 | 0 | 0 | 0 | 0
2016-09-08 17:00 | 0 | 0 | 0 | 86123.948 | 189263.6899 | 339431.3621 | 614819 | 0 | 0 | 0 | 0 | 0 | 0
2016-09-08 18:00 | 0 | 0 | 0 | 212336.8429 | 196645.0373 | 333976.3513 | 633513 | 0 | 109445.2315 | 0 | 0 | 0 | 0
2016-09-08 19:00 | 0 | 0 | 0 | 0 | 207440.6817 | 329695.0868 | 646581 | 0 | 0 | 0 | 0 | 0 | 0
2016-09-08 20:00 | 0 | 0 | 0 | 105267.2477 | 219064.445 | 330623.3073 | 654955 | 0 | 0 | 0 | 0 | 0 | 0
2016-09-08 21:00 | 0 | 0 | 0 | 101305.4537 | 228112.6494 | 328183.8969 | 657602 | 0 | 0 | 0 | 0 | 0 | 0
2016-09-08 22:00 | 0 | 0 | 0 | 98683.867 | 235719.509 | 314817.6241 | 649221 | 0 | 0 | 0 | 0 | 0 | 0
2016-09-08 23:00 | 0 | 0 | 0 | 112237.7615 | 253204.8014 | 270792.4371 | 636235 | 0 | 0 | 0 | 0 | 0 | 0
2016-09-09 | 0 | 0 | 0 | 112359.7681 | 327430.2793 | 185476.9526 | 625267 | 0 | 0 | 0 | 0 | 0 | 0
2016-09-09 01:00 | 0 | 0 | 0 | 174524.4859 | 401467.4983 | 25897.0158 | 601889 | 0 | 0 | 0 | 0 | 0 | 0
2016-09-09 02:00 | 0 | 0 | 0 | 140327.8884 | 424589.6843 | 0.42723 | 564918 | 0 | 0 | 0 | 0 | 0 | 0
2016-09-09 03:00 | 0 | 0 | 0 | 101381.0708 | 425548.9292 | 0 | 526930 | 0 | 0 | 0 | 0 | 0 | 0
2016-09-09 04:00 | 0 | 0 | 0 | 82789.909 | 408661.091 | 0 | 491451 | 0 | 0 | 0 | 0 | 0 | 0
2016-09-09 05:00 | 0 | 0 | 0 | 74465.2414 | 387182.7586 | 0 | 461648 | 0 | 0 | 0 | 0 | 0 | 0
2016-09-09 06:00 | 0 | 0 | 0 | 72140.8253 | 366069.1747 | 0 | 438210 | 0 | 0 | 0 | 0 | 0 | 0
2016-09-09 07:00 | 0 | 0 | 0 | 72824.2022 | 349598.7978 | 0 | 422423 | 0 | 0 | 0 | 0 | 0 | 0
2016-09-09 08:00 | 0 | 0 | 0 | 81630.3729 | 334290.6271 | 0 | 415921 | 0 | 0 | 0 | 0 | 0 | 0
2016-09-09 09:00 | 0 | 0 | 0 | 103593.1805 | 319624.8195 | 0 | 423218 | 0 | 0 | 0 | 0 | 0 | 0
2016-09-09 10:00 | 0 | 0 | 0 | 137513.9639 | 308540.0361 | 0 | 446054 | 0 | 0 | 0 | 0 | 0 | 0
2016-09-09 11:00 | 0 | 0 | 0 | 288360.2392 | 300357.6818 | 0 | 467381 | 0 | 121336.9209 | 0 | 0 | 0 | 0
2016-09-09 12:00 | 0 | 0 | 0 | 213082.0727 | 269889.0862 | 21.8411 | 482993 | 0 | 121336.9209 | 0 | 0 | 0 | 0
2016-09-09 13:00 | 0 | 0 | 0 | 136610.2203 | 189223.9211 | 59270.9377 | 506442 | 0 | 0 | 0 | 0 | 0 | 0
2016-09-09 14:00 | 0 | 0 | 0 | 34317.3885 | 254913.942 | 245492.6695 | 534724 | 0 | 0 | 0 | 0 | 0 | 0
2016-09-09 15:00 | 0 | 0 | 0 | 0 | 281920.4488 | 332570.6589 | 563014 | 0 | 51477.1077 | 0 | 0 | 0 | 0
2016-09-09 16:00 | 0 | 0 | 0 | 0 | 256235.4265 | 344899.9859 | 588325 | 0 | 64287.52 | 0 | 0 | 0 | 0
2016-09-09 17:00 | 0 | 0 | 0 | 0 | 259958.328 | 343434.9357 | 611508 | 0 | 56172.7837 | 0 | 0 | 0 | 0
2016-09-09 18:00 | 0 | 0 | 0 | 0 | 268278.7699 | 337749.0504 | 629152 | 0 | 33048.6041 | 0 | 0 | 0 | 0
2016-09-09 19:00 | 0 | 0 | 0 | 0 | 291573.3623 | 332984.8372 | 640895 | 0 | 16711.8036 | 0 | 0 | 0 | 0
2016-09-09 20:00 | 0 | 0 | 0 | 0 | 321427.8531 | 333907.059 | 647977 | 0 | 24069.7158 | 0 | 0 | 0 | 0
2016-09-09 21:00 | 0 | 0 | 0 | 0 | 340529.1701 | 332782.6314 | 647514 | 0 | 49867.5172 | 0 | 0 | 0 | 0
2016-09-09 22:00 | 0 | 0 | 0 | 0 | 356016.7074 | 319908.6846 | 635007 | 0 | 90785.9093 | 0 | 0 | 0 | 0
2016-09-09 23:00 | 0 | 0 | 0 | 0 | 371579.0772 | 275579.9345 | 616608 | 0 | 121336.9209 | 0 | 0 | 0 | 0
2016-09-10 | 0 | 0 | 0 | 0 | 413895.4475 | 179530.9397 | 602141 | 0 | 112622.3082 | 0 | 0 | 0 | 0
2016-09-10 01:00 | 0 | 0 | 0 | 90216.8406 | 471692.2771 | 26095.4951 | 579290 | 0 | 121336.9209 | 0 | 0 | 0 | 0
2016-09-10 02:00 | 0 | 0 | 0 | 35846.0084 | 466491.4376 | 0.23541 | 548551 | 0 | 75123.6024 | 0 | 0 | 0 | 0
2016-09-10 03:00 | 0 | 0 | 0 | 0 | 459244.7486 | 0 | 515363 | 0 | 19005.3511 | 0 | 0 | 0 | 0
2016-09-10 04:00 | 0 | 0 | 0 | 0 | 463669.6489 | 0 | 482675 | 0 | 0 | 0 | 0 | 0 | 0
2016-09-10 05:00 | 0 | 0 | 0 | 0 | 465932.7679 | 0 | 452595 | 0 | 13337.7679 | 0 | 0 | 0 | 0
2016-09-10 06:00 | 0 | 0 | 0 | 0 | 435492.3197 | 0 | 429718 | 0 | 19112.0876 | 0 | 0 | 0 | 0
2016-09-10 07:00 | 0 | 0 | 0 | 0 | 462362.2292 | 0 | 412703 | 0 | 68771.3168 | 0 | 0 | 0 | 0
2016-09-10 08:00 | 0 | 0 | 0 | 0 | 443408.2377 | 0 | 402092 | 0 | 110087.5544 | 0 | 0 | 0 | 0
2016-09-10 09:00 | 0 | 0 | 0 | 0 | 409949.3665 | 0 | 398700 | 0 | 121336.9209 | 0 | 0 | 0 | 0
2016-09-10 10:00 | 0 | 0 | 0 | 0 | 384647.9688 | 0 | 401747 | 0 | 104237.8898 | 0 | 0 | 0 | 0
2016-09-10 11:00 | 0 | 0 | 0 | 0 | 379450.2807 | 0 | 408440 | 0 | 75248.1705 | 0 | 0 | 0 | 0
2016-09-10 12:00 | 0 | 0 | 0 | 6823.6233 | 344128.4248 | 15.7814 | 426216 | 0 | 0 | 0 | 0 | 0 | 0
2016-09-10 13:00 | 0 | 0 | 0 | 187930.832 | 231934.7247 | 53459.3529 | 452245 | 0 | 21079.9096 | 0 | 0 | 0 | 0
2016-09-10 14:00 | 0 | 0 | 0 | 0 | 235518.7533 | 225882.3371 | 482481 | 0 | 0 | 0 | 0 | 0 | 0
2016-09-10 15:00 | 0 | 0 | 0 | 0 | 222043.4157 | 320612.3114 | 511554 | 0 | 31101.7271 | 0 | 0 | 0 | 0
2016-09-10 16:00 | 0 | 0 | 0 | 0 | 263027.7847 | 338760.7351 | 535911 | 0 | 96979.2468 | 0 | 0 | 0 | 0
2016-09-10 17:00 | 0 | 0 | 0 | 0 | 241287.1583 | 337594.5158 | 554524 | 0 | 121336.9209 | 0 | 0 | 0 | 0
2016-09-10 18:00 | 0 | 0 | 0 | 0 | 221678.3207 | 332339.6754 | 567796 | 0 | 107558.917 | 0 | 0 | 0 | 0
2016-09-10 19:00 | 0 | 0 | 0 | 0 | 206400.2691 | 329055.7498 | 576545 | 0 | 66469.9359 | 0 | 0 | 0 | 0
2016-09-10 20:00 | 0 | 0 | 0 | 0 | 194656.7455 | 331460.1167 | 581338 | 0 | 11248.7981 | 0 | 0 | 0 | 0
2016-09-10 21:00 | 0 | 0 | 0 | 51187.0846 | 186135.6039 | 332255.5133 | 580827 | 0 | 0 | 0 | 0 | 0 | 0
2016-09-10 22:00 | 0 | 0 | 0 | 78357.1296 | 173554.8444 | 320657.026 | 572569 | 0 | 0 | 0 | 0 | 0 | 0
2016-09-10 23:00 | 0 | 0 | 0 | 117842.8534 | 167074.0943 | 276195.0523 | 561112 | 0 | 0 | 0 | 0 | 0 | 0
2016-09-11 | 0 | 0 | 0 | 168092.4727 | 207756.5093 | 175178.018 | 551027 | 0 | 0 | 0 | 0 | 0 | 0
2016-09-11 01:00 | 0 | 0 | 0 | 251948.4457 | 258401.1728 | 23308.3815 | 533658 | 0 | 0 | 0 | 0 | 0 | 0
2016-09-11 02:00 | 0 | 0 | 0 | 203146.707 | 303774.2652 | 0.027857 | 506921 | 0 | 0 | 0 | 0 | 0 | 0
2016-09-11 03:00 | 0 | 0 | 0 | 122374.2045 | 354904.7955 | 0 | 477279 | 0 | 0 | 0 | 0 | 0 | 0
2016-09-11 04:00 | 0 | 0 | 0 | 46058.1164 | 401934.8836 | 0 | 447993 | 0 | 0 | 0 | 0 | 0 | 0
2016-09-11 05:00 | 0 | 0 | 0 | 0 | 422117 | 0 | 422117 | 0 | 0 | 0 | 0 | 0 | 0
2016-09-11 06:00 | 0 | 0 | 0 | 0 | 454853.8158 | 0 | 402358 | 0 | 52495.8158 | 0 | 0 | 0 | 0
2016-09-11 07:00 | 0 | 0 | 0 | 0 | 334222.1842 | 0 | 386718 | 0 | 0 | 0 | 0 | 0 | 0
2016-09-11 08:00 | 0 | 0 | 0 | 0 | 467671.1454 | 0 | 376287 | 0 | 91384.1454 | 0 | 0 | 0 | 0
2016-09-11 09:00 | 0 | 0 | 0 | 0 | 280357.8546 | 0 | 371742 | 0 | 0 | 0 | 0 | 0 | 0
2016-09-11 10:00 | 0 | 0 | 0 | 0 | 436230.0851 | 0 | 372620 | 0 | 63610.0851 | 0 | 0 | 0 | 0
2016-09-11 11:00 | 0 | 0 | 0 | 0 | 422875.6909 | 0 | 375875 | 0 | 110610.776 | 0 | 0 | 0 | 0
2016-09-11 12:00 | 0 | 0 | 0 | 0 | 389915.4067 | 25.2416 | 389538 | 0 | 111013.4243 | 0 | 0 | 0 | 0
2016-09-11 13:00 | 0 | 0 | 0 | 0 | 244112.5275 | 57658.0482 | 412784 | 0 | 0 | 0 | 0 | 0 | 0
2016-09-11 14:00 | 0 | 0 | 0 | 0 | 218286.848 | 242391.8795 | 437043 | 0 | 23635.7275 | 0 | 0 | 0 | 0
2016-09-11 15:00 | 0 | 0 | 0 | 0 | 236119.6561 | 321501.5373 | 459920 | 0 | 121336.9209 | 0 | 0 | 0 | 0
2016-09-11 16:00 | 0 | 0 | 0 | 0 | 21786.8735 | 339856.2055 | 482980 | 0 | 0 | 0 | 0 | 0 | 0
2016-09-11 17:00 | 0 | 0 | 0 | 0 | 167100.2512 | 336133.7488 | 503234 | 0 | 0 | 0 | 0 | 0 | 0
2016-09-11 18:00 | 0 | 0 | 0 | 0 | 302102.233 | 329545.3198 | 519746 | 0 | 111901.5528 | 0 | 0 | 0 | 0
2016-09-11 19:00 | 0 | 0 | 0 | 0 | 218473.9402 | 323331.428 | 532370 | 0 | 121336.9209 | 0 | 0 | 0 | 0
2016-09-11 20:00 | 0 | 0 | 0 | 0 | 98544.3133 | 322273.7658 | 542155 | 0 | 0 | 0 | 0 | 0 | 0
2016-09-11 21:00 | 0 | 0 | 0 | 0 | 306551.0489 | 318988.9691 | 547828 | 0 | 77712.018 | 0 | 0 | 0 | 0
2016-09-11 22:00 | 0 | 0 | 0 | 0 | 284227.7259 | 303338.1771 | 543941 | 0 | 121336.9209 | 0 | 0 | 0 | 0
2016-09-11 23:00 | 0 | 0 | 0 | 0 | 282332.7326 | 252367.2674 | 534700 | 0 | 121336.9209 | 0 | 0 | 0 | 0
2016-09-12 | 0 | 0 | 0 | 0 | 249974.5145 | 156419.5645 | 527731 | 0 | 0 | 0 | 0 | 0 | 0
2016-09-12 01:00 | 0 | 0 | 0 | 0 | 575026.9503 | 22015.1933 | 509612 | 0 | 87430.1436 | 0 | 0 | 0 | 0
2016-09-12 02:00 | 0 | 0 | 0 | 0 | 514665.7773 | 0 | 480759 | 0 | 121336.9209 | 0 | 0 | 0 | 0
2016-09-12 03:00 | 0 | 0 | 0 | 0 | 328390.0791 | 0 | 449727 | 0 | 0 | 0 | 0 | 0 | 0
2016-09-12 04:00 | 0 | 0 | 0 | 0 | 541929.9209 | 0 | 420593 | 0 | 121336.9209 | 0 | 0 | 0 | 0
2016-09-12 05:00 | 0 | 0 | 0 | 0 | 274424.0791 | 0 | 395761 | 0 | 0 | 0 | 0 | 0 | 0
2016-09-12 06:00 | 0 | 0 | 0 | 0 | 499026.9209 | 0 | 377690 | 0 | 121336.9209 | 0 | 0 | 0 | 0
2016-09-12 07:00 | 0 | 0 | 0 | 0 | 366274 | 0 | 366274 | 0 | 121336.9209 | 0 | 0 | 0 | 0
2016-09-12 08:00 | 0 | 0 | 0 | 0 | 363221 | 0 | 363221 | 0 | 121336.9209 | 0 | 0 | 0 | 0
2016-09-12 09:00 | 0 | 0 | 0 | 0 | 341111.0484 | 0 | 371835 | 0 | 90612.9693 | 0 | 0 | 0 | 0
2016-09-12 10:00 | 0 | 0 | 0 | 0 | 426040.9516 | 0 | 395317 | 0 | 121336.9209 | 0 | 0 | 0 | 0
2016-09-12 11:00 | 0 | 0 | 0 | 0 | 409023.8367 | 0 | 417166 | 0 | 113194.7576 | 0 | 0 | 0 | 0
2016-09-12 12:00 | 0 | 0 | 0 | 55552.9583 | 374890.0266 | 10.986 | 432034 | 0 | 111614.7284 | 0 | 0 | 0 | 0
2016-09-12 13:00 | 0 | 0 | 0 | 0 | 304136.5802 | 37008.6914 | 452760 | 0 | 0 | 0 | 0 | 0 | 0
2016-09-12 14:00 | 0 | 0 | 0 | 0 | 375667.4591 | 199979.2481 | 476402 | 0 | 99244.7072 | 0 | 0 | 0 | 0
2016-09-12 15:00 | 0 | 0 | 0 | 0 | 116259.533 | 284202.7598 | 499707 | 0 | 0 | 0 | 0 | 0 | 0
2016-09-12 16:00 | 0 | 0 | 0 | 0 | 334004.7458 | 308663.1751 | 521331 | 0 | 121336.9209 | 0 | 0 | 0 | 0
2016-09-12 17:00 | 0 | 0 | 0 | 0 | 232638.6785 | 309452.3215 | 542091 | 0 | 121336.9209 | 0 | 0 | 0 | 0
2016-09-12 18:00 | 0 | 0 | 0 | 0 | 256956.1468 | 302972.8532 | 559929 | 0 | 121336.9209 | 0 | 0 | 0 | 0
2016-09-12 19:00 | 0 | 0 | 0 | 0 | 278717.374 | 293445.626 | 572163 | 0 | 121336.9209 | 0 | 0 | 0 | 0
2016-09-12 20:00 | 0 | 0 | 0 | 0 | 289075.0206 | 286685.6423 | 580272 | 0 | 116825.5839 | 0 | 0 | 0 | 0
2016-09-12 21:00 | 0 | 0 | 0 | 0 | 309826.8306 | 276892.5064 | 582208 | 0 | 121336.9209 | 0 | 0 | 0 | 0
2016-09-12 22:00 | 0 | 0 | 0 | 0 | 301720.4282 | 256688.4318 | 573717 | 0 | 106028.781 | 0 | 0 | 0 | 0
2016-09-12 23:00 | 0 | 0 | 0 | 0 | 322866.0547 | 211688.7927 | 562447 | 0 | 78136.6284 | 0 | 0 | 0 | 0
2016-09-13 | 0 | 0 | 0 | 90964.6224 | 371500.4045 | 134075.2657 | 553340 | 0 | 121336.9209 | 0 | 0 | 0 | 0
2016-09-13 01:00 | 0 | 0 | 0 | 119124.5743 | 393941.5942 | 18795.8315 | 531862 | 0 | 121336.9209 | 0 | 0 | 0 | 0
2016-09-13 02:00 | 0 | 0 | 0 | 121249.2376 | 378554.7624 | 0 | 499804 | 0 | 121336.9209 | 0 | 0 | 0 | 0
2016-09-13 03:00 | 0 | 0 | 0 | 99060.5939 | 364659.4061 | 0 | 463720 | 0 | 121336.9209 | 0 | 0 | 0 | 0
2016-09-13 04:00 | 0 | 0 | 0 | 49085.4077 | 344273.8225 | 0 | 431172 | 0 | 83524.1512 | 0 | 0 | 0 | 0
2016-09-13 05:00 | 0 | 0 | 0 | 0 | 322582.8488 | 0 | 406107 | 0 | 0 | 0 | 0 | 0 | 0
2016-09-13 06:00 | 0 | 0 | 0 | 172489.8338 | 304571.7003 | 0 | 388315 | 0 | 88746.5342 | 0 | 0 | 0 | 0
2016-09-13 07:00 | 0 | 0 | 0 | 0 | 287556.4658 | 0 | 376303 | 0 | 0 | 0 | 0 | 0 | 0
2016-09-13 08:00 | 0 | 0 | 0 | 102502.8866 | 270881.1134 | 0 | 373384 | 0 | 0 | 0 | 0 | 0 | 0
2016-09-13 09:00 | 0 | 0 | 0 | 135089.9006 | 246399.0994 | 0 | 381489 | 0 | 0 | 0 | 0 | 0 | 0
2016-09-13 10:00 | 0 | 0 | 0 | 181109.0496 | 224142.9504 | 0 | 405252 | 0 | 0 | 0 | 0 | 0 | 0
2016-09-13 11:00 | 0 | 0 | 0 | 221942.6378 | 206017.3622 | 0 | 427960 | 0 | 0 | 0 | 0 | 0 | 0
2016-09-13 12:00 | 0 | 0 | 0 | 266298.9555 | 176804.462 | 1.5825 | 443105 | 0 | 0 | 0 | 0 | 0 | 0
2016-09-13 13:00 | 0 | 0 | 0 | 356551.1709 | 144132.1078 | 43053.9259 | 463253 | 0 | 80484.2045 | 0 | 0 | 0 | 0
2016-09-13 14:00 | 0 | 0 | 0 | 140078.9525 | 137425.2738 | 212590.1241 | 485936 | 0 | 84642.5549 | 0 | 0 | 0 | 0
2016-09-13 15:00 | 0 | 0 | 0 | 0 | 124125.0453 | 298555.3998 | 507323 | 0 | 0 | 0 | 0 | 0 | 0
2016-09-13 16:00 | 0 | 0 | 0 | 107899.4094 | 100977.2648 | 320405.3257 | 529282 | 0 | 0 | 0 | 0 | 0 | 0
2016-09-13 17:00 | 0 | 0 | 0 | 268691.8268 | 84254.4232 | 318186.6709 | 549796 | 0 | 121336.9209 | 0 | 0 | 0 | 0
2016-09-13 18:00 | 0 | 0 | 0 | 60517.4397 | 75513.381 | 308712.2584 | 566080 | 0 | 0 | 0 | 0 | 0 | 0
2016-09-13 19:00 | 0 | 0 | 0 | 327469.5745 | 71369.9837 | 300196.3628 | 577699 | 0 | 121336.9209 | 0 | 0 | 0 | 0
2016-09-13 20:00 | 0 | 0 | 0 | 218833.4382 | 71416.3351 | 294963.2266 | 585213 | 0 | 121336.9209 | 0 | 0 | 0 | 0
2016-09-13 21:00 | 0 | 0 | 0 | 106984.5681 | 73342.3058 | 284729.2051 | 586393 | 0 | 0 | 0 | 0 | 0 | 0
2016-09-13 22:00 | 0 | 0 | 0 | 356551.1709 | 77714.2989 | 261120.2859 | 576414 | 0 | 118971.7557 | 0 | 0 | 0 | 0
2016-09-13 23:00 | 0 | 0 | 0 | 150664.5395 | 90478.0375 | 204296.6673 | 564411 | 0 | 0 | 0 | 0 | 0 | 0
2016-09-14 | 0 | 0 | 0 | 321528.3441 | 124729.1863 | 111252.4696 | 557510 | 0 | 0 | 0 | 0 | 0 | 0
2016-09-14 01:00 | 0 | 0 | 0 | 348542.9929 | 176219.7381 | 13514.2691 | 538277 | 0 | 0 | 0 | 0 | 0 | 0
2016-09-14 02:00 | 0 | 0 | 0 | 328589.7237 | 180663.2763 | 0 | 509253 | 0 | 0 | 0 | 0 | 0 | 0
2016-09-14 03:00 | 0 | 0 | 0 | 356551.1709 | 186765.9599 | 0 | 473004 | 0 | 70313.1307 | 0 | 0 | 0 | 0
2016-09-14 04:00 | 0 | 0 | 0 | 289580.9679 | 200180.8223 | 0 | 438738 | 0 | 121336.9209 | 0 | 0 | 0 | 0
2016-09-14 05:00 | 0 | 0 | 0 | 81730.6058 | 208648.4733 | 0 | 411716 | 0 | 0 | 0 | 0 | 0 | 0
2016-09-14 06:00 | 0 | 0 | 0 | 300383.2002 | 213393.7208 | 0 | 392440 | 0 | 121336.9209 | 0 | 0 | 0 | 0
2016-09-14 07:00 | 0 | 0 | 0 | 163987.692 | 217039.308 | 0 | 381027 | 0 | 121336.9209 | 0 | 0 | 0 | 0
2016-09-14 08:00 | 0 | 0 | 0 | 160903.7106 | 216320.2894 | 0 | 377224 | 0 | 121336.9209 | 0 | 0 | 0 | 0
2016-09-14 09:00 | 0 | 0 | 0 | 182978.7235 | 202793.2765 | 0 | 385772 | 0 | 121336.9209 | 0 | 0 | 0 | 0
2016-09-14 10:00 | 0 | 0 | 0 | 103274.4245 | 186006.6545 | 0 | 410618 | 0 | 0 | 0 | 0 | 0 | 0
2016-09-14 11:00 | 0 | 0 | 0 | 259308.9744 | 174689.0256 | 0 | 433998 | 0 | 0 | 0 | 0 | 0 | 0
2016-09-14 12:00 | 0 | 0 | 0 | 299758.2272 | 154991.2575 | 5.4494 | 451544 | 0 | 3210.9342 | 0 | 0 | 0 | 0
2016-09-14 13:00 | 0 | 0 | 0 | 356551.1709 | 85111.3672 | 27340.5278 | 472214 | 0 | 0 | 0 | 0 | 0 | 0
2016-09-14 14:00 | 0 | 0 | 0 | 336534.4998 | 99106.0672 | 181700.3539 | 496004 | 0 | 121336.9209 | 0 | 0 | 0 | 0
2016-09-14 15:00 | 0 | 0 | 0 | 116247.4393 | 118776.783 | 280773.8076 | 519969 | 0 | 117165.9508 | 0 | 0 | 0 | 0
2016-09-14 16:00 | 0 | 0 | 0 | 0 | 119983.4114 | 305396.6378 | 542546 | 0 | 0 | 0 | 0 | 0 | 0
2016-09-14 17:00 | 0 | 0 | 0 | 132498.1963 | 122213.166 | 309003.6376 | 563715 | 0 | 0 | 0 | 0 | 0 | 0
2016-09-14 18:00 | 0 | 0 | 0 | 147705.9973 | 125484.1589 | 306135.8438 | 579326 | 0 | 0 | 0 | 0 | 0 | 0
2016-09-14 19:00 | 0 | 0 | 0 | 159754.9662 | 128419.1602 | 302164.8737 | 590339 | 0 | 0 | 0 | 0 | 0 | 0
2016-09-14 20:00 | 0 | 0 | 0 | 165855.1416 | 128708.927 | 302599.9315 | 597164 | 0 | 0 | 0 | 0 | 0 | 0
2016-09-14 21:00 | 0 | 0 | 0 | 290467.8522 | 129981.8243 | 297332.2445 | 596445 | 0 | 121336.9209 | 0 | 0 | 0 | 0
2016-09-14 22:00 | 0 | 0 | 0 | 50989.5141 | 133875.1516 | 279193.4134 | 585395 | 0 | 0 | 0 | 0 | 0 | 0
2016-09-14 23:00 | 0 | 0 | 0 | 197807.1037 | 141546.8106 | 233406.0857 | 572760 | 0 | 0 | 0 | 0 | 0 | 0
2016-09-15 | 0 | 0 | 0 | 317190.8314 | 219936.3547 | 147151.7348 | 562942 | 0 | 121336.9209 | 0 | 0 | 0 | 0
2016-09-15 01:00 | 0 | 0 | 0 | 209086.4297 | 316048.838 | 15893.7323 | 541029 | 0 | 121336.9209 | 0 | 0 | 0 | 0
2016-09-15 02:00 | 0 | 0 | 0 | 60601.0872 | 326921.9918 | 0 | 508860 | 0 | 0 | 0 | 0 | 0 | 0
2016-09-15 03:00 | 0 | 0 | 0 | 280427.2681 | 312770.6528 | 0 | 471861 | 0 | 121336.9209 | 0 | 0 | 0 | 0
2016-09-15 04:00 | 0 | 0 | 0 | 20373.0091 | 295564.07 | 0 | 437274 | 0 | 0 | 0 | 0 | 0 | 0
2016-09-15 05:00 | 0 | 0 | 0 | 249834.348 | 281375.573 | 0 | 409873 | 0 | 121336.9209 | 0 | 0 | 0 | 0
2016-09-15 06:00 | 0 | 0 | 0 | 114725.5801 | 272094.8613 | 0 | 390396 | 0 | 117761.3623 | 0 | 0 | 0 | 0
2016-09-15 07:00 | 0 | 0 | 0 | 0 | 259948.6377 | 0 | 377710 | 0 | 0 | 0 | 0 | 0 | 0
2016-09-15 08:00 | 0 | 0 | 0 | 244727.9851 | 249465.9358 | 0 | 372857 | 0 | 121336.9209 | 0 | 0 | 0 | 0
2016-09-15 09:00 | 0 | 0 | 0 | 144360.329 | 236308.671 | 0 | 380669 | 0 | 121336.9209 | 0 | 0 | 0 | 0
2016-09-15 10:00 | 0 | 0 | 0 | 178109.6183 | 226966.3817 | 0 | 405076 | 0 | 121336.9209 | 0 | 0 | 0 | 0
2016-09-15 11:00 | 0 | 0 | 0 | 200539.8136 | 226065.1864 | 0 | 426605 | 0 | 121336.9209 | 0 | 0 | 0 | 0
2016-09-15 12:00 | 0 | 0 | 0 | 109936.232 | 210106.2155 | 3.6315 | 441383 | 0 | 0 | 0 | 0 | 0 | 0
2016-09-15 13:00 | 0 | 0 | 0 | 356551.1709 | 138564.2329 | 30536.0408 | 461221 | 0 | 64430.4446 | 0 | 0 | 0 | 0
2016-09-15 14:00 | 0 | 0 | 0 | 160527.4983 | 113446.9069 | 210156.7974 | 483767 | 0 | 64794.6472 | 0 | 0 | 0 | 0
2016-09-15 15:00 | 0 | 0 | 0 | 0 | 132124.3282 | 309306.0246 | 506225 | 0 | 0 | 0 | 0 | 0 | 0
2016-09-15 16:00 | 0 | 0 | 0 | 58007.51 | 148173.8124 | 320698.6776 | 526880 | 0 | 0 | 0 | 0 | 0 | 0
2016-09-15 17:00 | 0 | 0 | 0 | 64487.5586 | 163203.467 | 318812.9743 | 546504 | 0 | 0 | 0 | 0 | 0 | 0
2016-09-15 18:00 | 0 | 0 | 0 | 69147.1853 | 179658.9349 | 312932.8799 | 561739 | 0 | 0 | 0 | 0 | 0 | 0
2016-09-15 19:00 | 0 | 0 | 0 | 72122.3475 | 193465.5368 | 306984.1157 | 572572 | 0 | 0 | 0 | 0 | 0 | 0
2016-09-15 20:00 | 0 | 0 | 0 | 75116.3186 | 197009.1681 | 307149.5133 | 579275 | 0 | 0 | 0 | 0 | 0 | 0
2016-09-15 21:00 | 0 | 0 | 0 | 79729.6516 | 193064.2881 | 306789.0603 | 579583 | 0 | 0 | 0 | 0 | 0 | 0
2016-09-15 22:00 | 0 | 0 | 0 | 75012.6625 | 198006.2001 | 297225.1374 | 570244 | 0 | 0 | 0 | 0 | 0 | 0
2016-09-15 23:00 | 0 | 0 | 0 | 77454.3077 | 222787.2995 | 258891.3928 | 559133 | 0 | 0 | 0 | 0 | 0 | 0
2016-09-16 | 0 | 0 | 0 | 223437.9185 | 287466.8735 | 162871.1289 | 552439 | 0 | 121336.9209 | 0 | 0 | 0 | 0
2016-09-16 01:00 | 0 | 0 | 0 | 56458.3223 | 341486.5577 | 13559.199 | 532841 | 0 | 0 | 0 | 0 | 0 | 0
2016-09-16 02:00 | 0 | 0 | 0 | 153786.6595 | 348669.3405 | 0 | 502456 | 0 | 0 | 0 | 0 | 0 | 0
2016-09-16 03:00 | 0 | 0 | 0 | 128100.1178 | 339690.8822 | 0 | 467791 | 0 | 0 | 0 | 0 | 0 | 0
2016-09-16 04:00 | 0 | 0 | 0 | 110767.8148 | 324268.1852 | 0 | 435036 | 0 | 0 | 0 | 0 | 0 | 0
2016-09-16 05:00 | 0 | 0 | 0 | 102364.7695 | 305933.2305 | 0 | 408298 | 0 | 0 | 0 | 0 | 0 | 0
2016-09-16 06:00 | 0 | 0 | 0 | 99480.4909 | 289843.5091 | 0 | 389324 | 0 | 0 | 0 | 0 | 0 | 0
2016-09-16 07:00 | 0 | 0 | 0 | 98986.4959 | 277580.5041 | 0 | 376567 | 0 | 0 | 0 | 0 | 0 | 0
2016-09-16 08:00 | 0 | 0 | 0 | 223988.4496 | 269626.4713 | 0 | 372278 | 0 | 121336.9209 | 0 | 0 | 0 | 0
2016-09-16 09:00 | 0 | 0 | 0 | 127207.3707 | 252564.6293 | 0 | 379772 | 0 | 121336.9209 | 0 | 0 | 0 | 0
2016-09-16 10:00 | 0 | 0 | 0 | 165678.5894 | 238086.4106 | 0 | 403765 | 0 | 121336.9209 | 0 | 0 | 0 | 0
2016-09-16 11:00 | 0 | 0 | 0 | 72946.9733 | 232150.1057 | 0 | 426434 | 0 | 0 | 0 | 0 | 0 | 0
2016-09-16 12:00 | 0 | 0 | 0 | 218858.732 | 222268.3193 | 1.9487 | 441129 | 0 | 0 | 0 | 0 | 0 | 0
2016-09-16 13:00 | 0 | 0 | 0 | 280224.268 | 146605.7608 | 34116.9713 | 460947 | 0 | 0 | 0 | 0 | 0 | 0
2016-09-16 14:00 | 0 | 0 | 0 | 136406.7794 | 125756.5979 | 220261.6226 | 482425 | 0 | 0 | 0 | 0 | 0 | 0
2016-09-16 15:00 | 0 | 0 | 0 | 14058.2642 | 155317.9015 | 333848.8343 | 503225 | 0 | 0 | 0 | 0 | 0 | 0
2016-09-16 16:00 | 0 | 0 | 0 | 17248.3731 | 159321.8778 | 345433.7491 | 522004 | 0 | 0 | 0 | 0 | 0 | 0
2016-09-16 17:00 | 0 | 0 | 0 | 39590.2838 | 156650.9471 | 343008.7691 | 539250 | 0 | 0 | 0 | 0 | 0 | 0
2016-09-16 18:00 | 0 | 0 | 0 | 61580.9662 | 155179.2589 | 335688.7749 | 552449 | 0 | 0 | 0 | 0 | 0 | 0
2016-09-16 19:00 | 0 | 0 | 0 | 74481.695 | 157116.7909 | 330796.5141 | 562395 | 0 | 0 | 0 | 0 | 0 | 0
2016-09-16 20:00 | 0 | 0 | 0 | 76839.5272 | 158589.4829 | 332578.9899 | 568008 | 0 | 0 | 0 | 0 | 0 | 0
2016-09-16 21:00 | 0 | 0 | 0 | 78617.6805 | 155903.1754 | 332347.1441 | 566868 | 0 | 0 | 0 | 0 | 0 | 0
2016-09-16 22:00 | 0 | 0 | 0 | 209648.638 | 149529.2669 | 318459.0161 | 556300 | 0 | 121336.9209 | 0 | 0 | 0 | 0
2016-09-16 23:00 | 0 | 0 | 0 | 6023.0401 | 144375.1485 | 272244.8905 | 543980 | 0 | 0 | 0 | 0 | 0 | 0
2016-09-17 | 0 | 0 | 0 | 323779.0359 | 166132.226 | 165282.659 | 533857 | 0 | 121336.9209 | 0 | 0 | 0 | 0
2016-09-17 01:00 | 0 | 0 | 0 | 190570.5903 | 189241.6592 | 13786.8296 | 514936 | 0 | 0 | 0 | 0 | 0 | 0
2016-09-17 02:00 | 0 | 0 | 0 | 291385.8383 | 199754.1617 | 0 | 491140 | 0 | 0 | 0 | 0 | 0 | 0
2016-09-17 03:00 | 0 | 0 | 0 | 256068.5939 | 205392.4061 | 0 | 461461 | 0 | 0 | 0 | 0 | 0 | 0
2016-09-17 04:00 | 0 | 0 | 0 | 220281.0872 | 211864.9128 | 0 | 432146 | 0 | 0 | 0 | 0 | 0 | 0
2016-09-17 05:00 | 0 | 0 | 0 | 304141.3878 | 224678.5331 | 0 | 407483 | 0 | 121336.9209 | 0 | 0 | 0 | 0
2016-09-17 06:00 | 0 | 0 | 0 | 150194.9521 | 237929.0479 | 0 | 388124 | 0 | 121336.9209 | 0 | 0 | 0 | 0
2016-09-17 07:00 | 0 | 0 | 0 | 127657.218 | 247707.782 | 0 | 375365 | 0 | 121336.9209 | 0 | 0 | 0 | 0
2016-09-17 08:00 | 0 | 0 | 0 | 111220.6615 | 256522.3385 | 0 | 367743 | 0 | 121336.9209 | 0 | 0 | 0 | 0
2016-09-17 09:00 | 0 | 0 | 0 | 104031.5593 | 262675.4407 | 0 | 366707 | 0 | 121336.9209 | 0 | 0 | 0 | 0
2016-09-17 10:00 | 0 | 0 | 0 | 90693.2511 | 267516.6988 | 0 | 372011 | 0 | 107535.8709 | 0 | 0 | 0 | 0
2016-09-17 11:00 | 0 | 0 | 0 | 0 | 272442.1291 | 0 | 379978 | 0 | 0 | 0 | 0 | 0 | 0
2016-09-17 12:00 | 0 | 0 | 0 | 133484.0433 | 262216.6924 | 1.2643 | 395702 | 0 | 0 | 0 | 0 | 0 | 0
2016-09-17 13:00 | 0 | 0 | 0 | 338221.4105 | 162991.3464 | 38170.164 | 418046 | 0 | 121336.9209 | 0 | 0 | 0 | 0
2016-09-17 14:00 | 0 | 0 | 0 | 17484.4124 | 87379.6859 | 215852.9807 | 442054 | 0 | 0 | 0 | 0 | 0 | 0
2016-09-17 15:00 | 0 | 0 | 0 | 52421.8089 | 90096.723 | 322547.4681 | 465066 | 0 | 0 | 0 | 0 | 0 | 0
2016-09-17 16:00 | 0 | 0 | 0 | 36940.084 | 114733.6395 | 333669.2765 | 485343 | 0 | 0 | 0 | 0 | 0 | 0
2016-09-17 17:00 | 0 | 0 | 0 | 165178.0028 | 126965.7476 | 331657.1705 | 502464 | 0 | 121336.9209 | 0 | 0 | 0 | 0
2016-09-17 18:00 | 0 | 0 | 0 | 58212.0295 | 132984.2205 | 325200.75 | 516397 | 0 | 121336.9209 | 0 | 0 | 0 | 0
2016-09-17 19:00 | 0 | 0 | 0 | 62839.5677 | 142552.5865 | 321425.8458 | 526818 | 0 | 121336.9209 | 0 | 0 | 0 | 0
2016-09-17 20:00 | 0 | 0 | 0 | 59247.0984 | 152603.2978 | 323710.6038 | 535561 | 0 | 121336.9209 | 0 | 0 | 0 | 0
2016-09-17 21:00 | 0 | 0 | 0 | 55740.2427 | 160566.4855 | 323257.2718 | 539564 | 0 | 121336.9209 | 0 | 0 | 0 | 0
2016-09-17 22:00 | 0 | 0 | 0 | 22507.806 | 162849.5125 | 312007.2127 | 535724 | 0 | 82977.4522 | 0 | 0 | 0 | 0
2016-09-17 23:00 | 0 | 0 | 0 | 0 | 184879.4379 | 260623.1099 | 528480 | 0 | 0 | 0 | 0 | 0 | 0
2016-09-18 | 0 | 0 | 0 | 227951.4962 | 261101.6649 | 153679.7598 | 521396 | 0 | 121336.9209 | 0 | 0 | 0 | 0
2016-09-18 01:00 | 0 | 0 | 0 | 118685.8178 | 342498.3155 | 12396.2398 | 504388 | 0 | 90529.2941 | 0 | 0 | 0 | 0
2016-09-18 02:00 | 0 | 0 | 0 | 0 | 390074.7059 | 0 | 480604 | 0 | 0 | 0 | 0 | 0 | 0
2016-09-18 03:00 | 0 | 0 | 0 | 25445.3475 | 428258.6525 | 0 | 453704 | 0 | 0 | 0 | 0 | 0 | 0
2016-09-18 04:00 | 0 | 0 | 0 | 0 | 426816 | 0 | 426816 | 0 | 0 | 0 | 0 | 0 | 0
2016-09-18 05:00 | 0 | 0 | 0 | 0 | 481077.2232 | 0 | 403371 | 0 | 77706.2232 | 0 | 0 | 0 | 0
2016-09-18 06:00 | 0 | 0 | 0 | 0 | 306875.7768 | 0 | 384582 | 0 | 0 | 0 | 0 | 0 | 0
2016-09-18 07:00 | 0 | 0 | 0 | 0 | 484143.3743 | 0 | 370698 | 0 | 113445.3743 | 0 | 0 | 0 | 0
2016-09-18 08:00 | 0 | 0 | 0 | 0 | 249076.6257 | 0 | 362522 | 0 | 0 | 0 | 0 | 0 | 0
2016-09-18 09:00 | 0 | 0 | 0 | 0 | 459004.7312 | 0 | 360159 | 0 | 98845.7312 | 0 | 0 | 0 | 0
2016-09-18 10:00 | 0 | 0 | 0 | 0 | 269635.9413 | 0 | 363022 | 0 | 5459.6726 | 0 | 0 | 0 | 0
2016-09-18 11:00 | 0 | 0 | 0 | 0 | 424084.6711 | 0 | 368632 | 0 | 60912.3437 | 0 | 0 | 0 | 0
2016-09-18 12:00 | 0 | 0 | 0 | 0 | 401673.4727 | 0 | 383070 | 0 | 79515.8164 | 0 | 0 | 0 | 0
2016-09-18 13:00 | 0 | 0 | 0 | 0 | 300637.9459 | 38546.238 | 407510 | 0 | 11190.0004 | 0 | 0 | 0 | 0
2016-09-18 14:00 | 0 | 0 | 0 | 0 | 200758.5751 | 221790.4245 | 433739 | 0 | 0 | 0 | 0 | 0 | 0
2016-09-18 15:00 | 0 | 0 | 0 | 0 | 240531.4662 | 322689.8331 | 460279 | 0 | 102942.2994 | 0 | 0 | 0 | 0
2016-09-18 16:00 | 0 | 0 | 0 | 0 | 48900.4982 | 334520.2024 | 486363 | 0 | 0 | 0 | 0 | 0 | 0
2016-09-18 17:00 | 0 | 0 | 0 | 0 | 295189.0602 | 331643.0265 | 510136 | 0 | 116696.0867 | 0 | 0 | 0 | 0
2016-09-18 18:00 | 0 | 0 | 0 | 0 | 86923.6587 | 325720.2546 | 529340 | 0 | 0 | 0 | 0 | 0 | 0
2016-09-18 19:00 | 0 | 0 | 0 | 0 | 331932.0634 | 320932.5196 | 544013 | 0 | 108851.5831 | 0 | 0 | 0 | 0
2016-09-18 20:00 | 0 | 0 | 0 | 0 | 125147.7776 | 322485.6393 | 556485 | 0 | 0 | 0 | 0 | 0 | 0
2016-09-18 21:00 | 0 | 0 | 0 | 0 | 340240.082 | 323542.0891 | 565678 | 0 | 98104.1712 | 0 | 0 | 0 | 0
2016-09-18 22:00 | 0 | 0 | 0 | 0 | 153968.5358 | 314517.293 | 566590 | 0 | 0 | 0 | 0 | 0 | 0
2016-09-18 23:00 | 0 | 0 | 0 | 0 | 361397.8707 | 266658.2726 | 564433 | 0 | 63623.1433 | 0 | 0 | 0 | 0
2016-09-19 | 0 | 0 | 0 | 0 | 387718.9514 | 155508.8789 | 558678 | 0 | 48172.9736 | 0 | 0 | 0 | 0
2016-09-19 01:00 | 0 | 0 | 0 | 0 | 479113.9134 | 13356.6074 | 538138 | 0 | 2505.4943 | 0 | 0 | 0 | 0
2016-09-19 02:00 | 0 | 0 | 0 | 0 | 506280.5057 | 0 | 508786 | 0 | 0 | 0 | 0 | 0 | 0
2016-09-19 03:00 | 0 | 0 | 0 | 0 | 475390 | 0 | 475390 | 0 | 0 | 0 | 0 | 0 | 0
2016-09-19 04:00 | 0 | 0 | 0 | 0 | 518271.6631 | 0 | 443166 | 0 | 75105.6631 | 0 | 0 | 0 | 0
2016-09-19 05:00 | 0 | 0 | 0 | 0 | 341640.3369 | 0 | 416746 | 0 | 0 | 0 | 0 | 0 | 0
2016-09-19 06:00 | 0 | 0 | 0 | 0 | 513482.2567 | 0 | 397704 | 0 | 115778.2567 | 0 | 0 | 0 | 0
2016-09-19 07:00 | 0 | 0 | 0 | 0 | 391717.6643 | 0 | 386159 | 0 | 121336.9209 | 0 | 0 | 0 | 0
2016-09-19 08:00 | 0 | 0 | 0 | 0 | 383320 | 0 | 383320 | 0 | 121336.9209 | 0 | 0 | 0 | 0
2016-09-19 09:00 | 0 | 0 | 0 | 0 | 393834 | 0 | 393834 | 0 | 121336.9209 | 0 | 0 | 0 | 0
2016-09-19 10:00 | 0 | 0 | 0 | 0 | 419651 | 0 | 419651 | 0 | 121336.9209 | 0 | 0 | 0 | 0
2016-09-19 11:00 | 0 | 0 | 0 | 0 | 431236.2472 | 0 | 443218 | 0 | 109355.1681 | 0 | 0 | 0 | 0
2016-09-19 12:00 | 0 | 0 | 0 | 0 | 392613.0974 | 0.092858 | 460085 | 0 | 41883.3583 | 0 | 0 | 0 | 0
2016-09-19 13:00 | 0 | 0 | 0 | 163871.4529 | 227789.6441 | 47497.5446 | 481042 | 0 | 0 | 0 | 0 | 0 | 0
2016-09-19 14:00 | 0 | 0 | 0 | 162127.9425 | 118465.283 | 224754.7745 | 505348 | 0 | 0 | 0 | 0 | 0 | 0
2016-09-19 15:00 | 0 | 0 | 0 | 67006.1989 | 151735.5789 | 311107.2223 | 529849 | 0 | 0 | 0 | 0 | 0 | 0
2016-09-19 16:00 | 0 | 0 | 0 | 59482.2339 | 171229.5883 | 323185.1777 | 553897 | 0 | 0 | 0 | 0 | 0 | 0
2016-09-19 17:00 | 0 | 0 | 0 | 92494.4352 | 164712.674 | 318535.8908 | 575743 | 0 | 0 | 0 | 0 | 0 | 0
2016-09-19 18:00 | 0 | 0 | 0 | 124509.1682 | 158329.4738 | 311260.3579 | 594099 | 0 | 0 | 0 | 0 | 0 | 0
2016-09-19 19:00 | 0 | 0 | 0 | 143991.5296 | 158015.7638 | 305298.7066 | 607306 | 0 | 0 | 0 | 0 | 0 | 0
2016-09-19 20:00 | 0 | 0 | 0 | 152551.0861 | 160510.7521 | 303756.1618 | 616818 | 0 | 0 | 0 | 0 | 0 | 0
2016-09-19 21:00 | 0 | 0 | 0 | 161528.7328 | 158772.4191 | 298461.8482 | 618763 | 0 | 0 | 0 | 0 | 0 | 0
2016-09-19 22:00 | 0 | 0 | 0 | 179938.1587 | 153409.2768 | 278680.5645 | 612028 | 0 | 0 | 0 | 0 | 0 | 0
2016-09-19 23:00 | 0 | 0 | 0 | 202778.0502 | 176704.9 | 221440.0498 | 600923 | 0 | 0 | 0 | 0 | 0 | 0
2016-09-20 | 0 | 0 | 0 | 211221.1103 | 276053.5496 | 101074.3401 | 588349 | 0 | 0 | 0 | 0 | 0 | 0
2016-09-20 01:00 | 0 | 0 | 0 | 212707.3991 | 342543.0906 | 9075.5103 | 564326 | 0 | 0 | 0 | 0 | 0 | 0
2016-09-20 02:00 | 0 | 0 | 0 | 155226.9244 | 375554.0756 | 0 | 530781 | 0 | 0 | 0 | 0 | 0 | 0
2016-09-20 03:00 | 0 | 0 | 0 | 102378.3772 | 388897.6228 | 0 | 491276 | 0 | 0 | 0 | 0 | 0 | 0
2016-09-20 04:00 | 0 | 0 | 0 | 67000.9651 | 387544.0349 | 0 | 454545 | 0 | 0 | 0 | 0 | 0 | 0
2016-09-20 05:00 | 0 | 0 | 0 | 51003.4564 | 374248.5436 | 0 | 425252 | 0 | 0 | 0 | 0 | 0 | 0
2016-09-20 06:00 | 0 | 0 | 0 | 48016.1504 | 356291.8496 | 0 | 404308 | 0 | 0 | 0 | 0 | 0 | 0
2016-09-20 07:00 | 0 | 0 | 0 | 49697.2828 | 340836.7172 | 0 | 390534 | 0 | 0 | 0 | 0 | 0 | 0
2016-09-20 08:00 | 0 | 0 | 0 | 49603.4996 | 336046.5004 | 0 | 385650 | 0 | 0 | 0 | 0 | 0 | 0
2016-09-20 09:00 | 0 | 0 | 0 | 54718.1895 | 339059.8105 | 0 | 393778 | 0 | 0 | 0 | 0 | 0 | 0
2016-09-20 10:00 | 0 | 0 | 0 | 85494.567 | 333081.433 | 0 | 418576 | 0 | 0 | 0 | 0 | 0 | 0
2016-09-20 11:00 | 0 | 0 | 0 | 120238.4309 | 321699.5691 | 0 | 441938 | 0 | 0 | 0 | 0 | 0 | 0
2016-09-20 12:00 | 0 | 0 | 0 | 285565.6504 | 292770.2705 | 0 | 456999 | 0 | 121336.9209 | 0 | 0 | 0 | 0
2016-09-20 13:00 | 0 | 0 | 0 | 281188.5221 | 162322.5122 | 33989.9656 | 477501 | 0 | 121336.9209 | 0 | 0 | 0 | 0
2016-09-20 14:00 | 0 | 0 | 0 | 279695.1317 | 93301.6288 | 128758.2395 | 501755 | 0 | 121336.9209 | 0 | 0 | 0 | 0
2016-09-20 15:00 | 0 | 0 | 0 | 209232.6816 | 114130.146 | 204137.1724 | 527500 | 0 | 121336.9209 | 0 | 0 | 0 | 0
2016-09-20 16:00 | 0 | 0 | 0 | 52801.8649 | 141677.5524 | 236117.6617 | 551934 | 0 | 0 | 0 | 0 | 0 | 0
2016-09-20 17:00 | 0 | 0 | 0 | 173071.254 | 156394.5446 | 245784.2013 | 575250 | 0 | 0 | 0 | 0 | 0 | 0
2016-09-20 18:00 | 0 | 0 | 0 | 180784.1405 | 164357.4472 | 248464.4124 | 593606 | 0 | 0 | 0 | 0 | 0 | 0
2016-09-20 19:00 | 0 | 0 | 0 | 192286.868 | 169804.1643 | 245017.9676 | 607109 | 0 | 0 | 0 | 0 | 0 | 0
2016-09-20 20:00 | 0 | 0 | 0 | 204785.6504 | 173065.2625 | 238061.0871 | 615912 | 0 | 0 | 0 | 0 | 0 | 0
2016-09-20 21:00 | 0 | 0 | 0 | 219436.1236 | 173553.8652 | 224407.0111 | 617397 | 0 | 0 | 0 | 0 | 0 | 0
2016-09-20 22:00 | 0 | 0 | 0 | 218900.0682 | 187381.4184 | 201944.5133 | 608226 | 0 | 0 | 0 | 0 | 0 | 0
2016-09-20 23:00 | 0 | 0 | 0 | 181653.2523 | 257356.8459 | 156594.9018 | 595605 | 0 | 0 | 0 | 0 | 0 | 0
2016-09-21 | 0 | 0 | 0 | 108389.5635 | 397943.1291 | 78058.3073 | 584391 | 0 | 0 | 0 | 0 | 0 | 0
2016-09-21 01:00 | 0 | 0 | 0 | 71867.1153 | 478789.2495 | 9273.6353 | 559930 | 0 | 0 | 0 | 0 | 0 | 0
2016-09-21 02:00 | 0 | 0 | 0 | 34283.4669 | 491897.5331 | 0 | 526181 | 0 | 0 | 0 | 0 | 0 | 0
2016-09-21 03:00 | 0 | 0 | 0 | 5318.4797 | 482607.5203 | 0 | 487926 | 0 | 0 | 0 | 0 | 0 | 0
2016-09-21 04:00 | 0 | 0 | 0 | 0 | 457255.4966 | 0 | 452003 | 0 | 5252.4966 | 0 | 0 | 0 | 0
2016-09-21 05:00 | 0 | 0 | 0 | 0 | 429658.7424 | 0 | 423398 | 0 | 11513.2391 | 0 | 0 | 0 | 0
2016-09-21 06:00 | 0 | 0 | 0 | 0 | 409964.5527 | 0 | 402738 | 0 | 18739.7917 | 0 | 0 | 0 | 0
2016-09-21 07:00 | 0 | 0 | 0 | 0 | 400468.3683 | 0 | 389346 | 0 | 29862.1601 | 0 | 0 | 0 | 0
2016-09-21 08:00 | 0 | 0 | 0 | 0 | 389237.4663 | 0 | 383965 | 0 | 35134.6264 | 0 | 0 | 0 | 0
2016-09-21 09:00 | 0 | 0 | 0 | 0 | 370577.8281 | 0 | 391881 | 0 | 13831.4545 | 0 | 0 | 0 | 0
2016-09-21 10:00 | 0 | 0 | 0 | 53413.0321 | 349367.5134 | 0 | 416612 | 0 | 0 | 0 | 0 | 0 | 0
2016-09-21 11:00 | 0 | 0 | 0 | 107179.3227 | 332658.6773 | 0 | 439838 | 0 | 0 | 0 | 0 | 0 | 0
2016-09-21 12:00 | 0 | 0 | 0 | 256963.9191 | 319335.0018 | 0 | 454962 | 0 | 121336.9209 | 0 | 0 | 0 | 0
2016-09-21 13:00 | 0 | 0 | 0 | 215264.6046 | 239298.652 | 20667.7435 | 475231 | 0 | 121336.9209 | 0 | 0 | 0 | 0
2016-09-21 14:00 | 0 | 0 | 0 | 25256.455 | 219322.1532 | 131296.4709 | 497212 | 0 | 0 | 0 | 0 | 0 | 0
2016-09-21 15:00 | 0 | 0 | 0 | 28986.4854 | 278192.2992 | 214123.2153 | 521302 | 0 | 0 | 0 | 0 | 0 | 0
2016-09-21 16:00 | 0 | 0 | 0 | 0 | 289764.3898 | 254881.0183 | 544593 | 0 | 52.4081 | 0 | 0 | 0 | 0
2016-09-21 17:00 | 0 | 0 | 0 | 14750.6858 | 282166.3026 | 269399.6036 | 566369 | 0 | 0 | 0 | 0 | 0 | 0
2016-09-21 18:00 | 0 | 0 | 0 | 41368.4382 | 274106.7361 | 268770.8257 | 584246 | 0 | 0 | 0 | 0 | 0 | 0
2016-09-21 19:00 | 0 | 0 | 0 | 64483.9836 | 270269.6667 | 262075.3497 | 596829 | 0 | 0 | 0 | 0 | 0 | 0
2016-09-21 20:00 | 0 | 0 | 0 | 71414.6864 | 274837.8929 | 258569.4207 | 604822 | 0 | 0 | 0 | 0 | 0 | 0
2016-09-21 21:00 | 0 | 0 | 0 | 72710.872 | 284844.8613 | 248165.2667 | 605721 | 0 | 0 | 0 | 0 | 0 | 0
2016-09-21 22:00 | 0 | 0 | 0 | 65034.8658 | 304261.6734 | 227058.4607 | 596355 | 0 | 0 | 0 | 0 | 0 | 0
2016-09-21 23:00 | 0 | 0 | 0 | 65122.1773 | 340221.0302 | 179641.7925 | 584985 | 0 | 0 | 0 | 0 | 0 | 0
2016-09-22 | 0 | 0 | 0 | 67663.2864 | 406784.1793 | 99006.5343 | 573454 | 0 | 0 | 0 | 0 | 0 | 0
2016-09-22 01:00 | 0 | 0 | 0 | 150263.4444 | 454350.5331 | 8141.8723 | 548664 | 0 | 64091.8498 | 0 | 0 | 0 | 0
2016-09-22 02:00 | 0 | 0 | 0 | 0 | 452282.1502 | 0 | 516374 | 0 | 0 | 0 | 0 | 0 | 0
2016-09-22 03:00 | 0 | 0 | 0 | 40204.0667 | 439087.9333 | 0 | 479292 | 0 | 0 | 0 | 0 | 0 | 0
2016-09-22 04:00 | 0 | 0 | 0 | 20661.0045 | 422640.9955 | 0 | 443302 | 0 | 0 | 0 | 0 | 0 | 0
2016-09-22 05:00 | 0 | 0 | 0 | 11510.8151 | 403677.1849 | 0 | 415188 | 0 | 0 | 0 | 0 | 0 | 0
2016-09-22 06:00 | 0 | 0 | 0 | 8361.4126 | 386804.5874 | 0 | 395166 | 0 | 0 | 0 | 0 | 0 | 0
2016-09-22 07:00 | 0 | 0 | 0 | 14532.641 | 367778.359 | 0 | 382311 | 0 | 0 | 0 | 0 | 0 | 0
2016-09-22 08:00 | 0 | 0 | 0 | 25385.3065 | 352165.6935 | 0 | 377551 | 0 | 0 | 0 | 0 | 0 | 0
2016-09-22 09:00 | 0 | 0 | 0 | 55681.7163 | 329740.2837 | 0 | 385422 | 0 | 0 | 0 | 0 | 0 | 0
2016-09-22 10:00 | 0 | 0 | 0 | 108311.5873 | 301968.4127 | 0 | 410280 | 0 | 0 | 0 | 0 | 0 | 0
2016-09-22 11:00 | 0 | 0 | 0 | 149458.1732 | 283958.8268 | 0 | 433417 | 0 | 0 | 0 | 0 | 0 | 0
2016-09-22 12:00 | 0 | 0 | 0 | 307806.6351 | 263107.2859 | 0 | 449577 | 0 | 121336.9209 | 0 | 0 | 0 | 0
2016-09-22 13:00 | 0 | 0 | 0 | 122615.0008 | 194280.5588 | 31271.5195 | 469504 | 0 | 0 | 0 | 0 | 0 | 0
2016-09-22 14:00 | 0 | 0 | 0 | 107318.3294 | 216689.4316 | 168755.239 | 492763 | 0 | 0 | 0 | 0 | 0 | 0
2016-09-22 15:00 | 0 | 0 | 0 | 0 | 285327.2953 | 272879.9226 | 517230 | 0 | 40977.2179 | 0 | 0 | 0 | 0
2016-09-22 16:00 | 0 | 0 | 0 | 0 | 286018.4753 | 301270.9996 | 540813 | 0 | 87453.6927 | 0 | 0 | 0 | 0
2016-09-22 17:00 | 0 | 0 | 0 | 0 | 269909.4969 | 304492.5393 | 562153 | 0 | 99702.7289 | 0 | 0 | 0 | 0
2016-09-22 18:00 | 0 | 0 | 0 | 0 | 263062.6112 | 301461.4016 | 578833 | 0 | 85393.7418 | 0 | 0 | 0 | 0
2016-09-22 19:00 | 0 | 0 | 0 | 64789.1937 | 264976.3266 | 297397.6589 | 591220 | 0 | 121336.9209 | 0 | 0 | 0 | 0
2016-09-22 20:00 | 0 | 0 | 0 | 31080.0157 | 271208.479 | 296952.5054 | 599241 | 0 | 121336.9209 | 0 | 0 | 0 | 0
2016-09-22 21:00 | 0 | 0 | 0 | 27672.2285 | 278867.0811 | 292775.6904 | 599315 | 0 | 121336.9209 | 0 | 0 | 0 | 0
2016-09-22 22:00 | 0 | 0 | 0 | 17578.4151 | 290446.6956 | 278667.8893 | 586693 | 0 | 121336.9209 | 0 | 0 | 0 | 0
2016-09-22 23:00 | 0 | 0 | 0 | 24621.7405 | 320273.0815 | 229229.1779 | 574124 | 0 | 121336.9209 | 0 | 0 | 0 | 0
2016-09-23 | 0 | 0 | 0 | 20761.9309 | 412554.4757 | 113225.5257 | 563475 | 0 | 104403.8532 | 0 | 0 | 0 | 0
2016-09-23 01:00 | 0 | 0 | 0 | 0 | 475296.5875 | 8266.8908 | 540989 | 0 | 46978.3316 | 0 | 0 | 0 | 0
2016-09-23 02:00 | 0 | 0 | 0 | 0 | 474564.6728 | 0 | 510591 | 0 | 10952.0044 | 0 | 0 | 0 | 0
2016-09-23 03:00 | 0 | 0 | 0 | 0 | 463531.9956 | 0 | 474484 | 0 | 0 | 0 | 0 | 0 | 0
2016-09-23 04:00 | 0 | 0 | 0 | 0 | 442786.7217 | 0 | 440499 | 0 | 2287.7217 | 0 | 0 | 0 | 0
2016-09-23 05:00 | 0 | 0 | 0 | 0 | 423871.3561 | 0 | 411698 | 0 | 14461.0778 | 0 | 0 | 0 | 0
2016-09-23 06:00 | 0 | 0 | 0 | 0 | 409373.855 | 0 | 392249 | 0 | 31585.9327 | 0 | 0 | 0 | 0
2016-09-23 07:00 | 0 | 0 | 0 | 0 | 394900.4192 | 0 | 380374 | 0 | 46112.352 | 0 | 0 | 0 | 0
2016-09-23 08:00 | 0 | 0 | 0 | 0 | 379711.5796 | 0 | 376076 | 0 | 49747.9315 | 0 | 0 | 0 | 0
2016-09-23 09:00 | 0 | 0 | 0 | 0 | 365979.5373 | 0 | 382748 | 0 | 32979.4688 | 0 | 0 | 0 | 0
2016-09-23 10:00 | 0 | 0 | 0 | 17003.4138 | 356186.1174 | 0 | 406169 | 0 | 0 | 0 | 0 | 0 | 0
2016-09-23 11:00 | 0 | 0 | 0 | 79919.518 | 349166.482 | 0 | 429086 | 0 | 0 | 0 | 0 | 0 | 0
2016-09-23 12:00 | 0 | 0 | 0 | 223950.7334 | 343018.1875 | 0 | 445632 | 0 | 121336.9209 | 0 | 0 | 0 | 0
2016-09-23 13:00 | 0 | 0 | 0 | 55791.5438 | 260863.3402 | 30152.1951 | 468144 | 0 | 0 | 0 | 0 | 0 | 0
2016-09-23 14:00 | 0 | 0 | 0 | 10321.5958 | 295169.9742 | 185932.4299 | 491424 | 0 | 0 | 0 | 0 | 0 | 0
2016-09-23 15:00 | 0 | 0 | 0 | 0 | 230813.5052 | 284355.4948 | 515169 | 0 | 0 | 0 | 0 | 0 | 0
2016-09-23 16:00 | 0 | 0 | 0 | 0 | 215245.8818 | 321425.1182 | 536671 | 0 | 0 | 0 | 0 | 0 | 0
2016-09-23 17:00 | 0 | 0 | 0 | 0 | 234314.243 | 322089.757 | 556404 | 0 | 0 | 0 | 0 | 0 | 0
2016-09-23 18:00 | 0 | 0 | 0 | 0 | 375514.466 | 317697.4549 | 571875 | 0 | 121336.9209 | 0 | 0 | 0 | 0
2016-09-23 19:00 | 0 | 0 | 0 | 0 | 267483.8952 | 314579.1048 | 582063 | 0 | 121336.9209 | 0 | 0 | 0 | 0
2016-09-23 20:00 | 0 | 0 | 0 | 0 | 271211.1555 | 317020.8445 | 588232 | 0 | 121336.9209 | 0 | 0 | 0 | 0
2016-09-23 21:00 | 0 | 0 | 0 | 0 | 148003.7916 | 317028.2875 | 586369 | 0 | 0 | 0 | 0 | 0 | 0
2016-09-23 22:00 | 0 | 0 | 0 | 0 | 393937.4961 | 300266.4249 | 572867 | 0 | 121336.9209 | 0 | 0 | 0 | 0
2016-09-23 23:00 | 0 | 0 | 0 | 0 | 315273.4788 | 241128.5212 | 556402 | 0 | 121336.9209 | 0 | 0 | 0 | 0
2016-09-24 | 0 | 0 | 0 | 0 | 422635.4385 | 119125.5615 | 541761 | 0 | 121336.9209 | 0 | 0 | 0 | 0
2016-09-24 01:00 | 0 | 0 | 0 | 0 | 392852.5481 | 6300.5309 | 520490 | 0 | 0 | 0 | 0 | 0 | 0
2016-09-24 02:00 | 0 | 0 | 0 | 0 | 495866 | 0 | 495866 | 0 | 0 | 0 | 0 | 0 | 0
2016-09-24 03:00 | 0 | 0 | 0 | 0 | 465603 | 0 | 465603 | 0 | 0 | 0 | 0 | 0 | 0
2016-09-24 04:00 | 0 | 0 | 0 | 0 | 435837 | 0 | 435837 | 0 | 0 | 0 | 0 | 0 | 0
2016-09-24 05:00 | 0 | 0 | 0 | 0 | 516028.1721 | 0 | 410777 | 0 | 105251.1721 | 0 | 0 | 0 | 0
2016-09-24 06:00 | 0 | 0 | 0 | 0 | 285628.8279 | 0 | 390880 | 0 | 0 | 0 | 0 | 0 | 0
2016-09-24 07:00 | 0 | 0 | 0 | 0 | 376962 | 0 | 376962 | 0 | 0 | 0 | 0 | 0 | 0
2016-09-24 08:00 | 0 | 0 | 0 | 0 | 368954 | 0 | 368954 | 0 | 0 | 0 | 0 | 0 | 0
2016-09-24 09:00 | 0 | 0 | 0 | 0 | 425592.149 | 0 | 367250 | 0 | 58342.149 | 0 | 0 | 0 | 0
2016-09-24 10:00 | 0 | 0 | 0 | 0 | 415706.5827 | 0 | 372473 | 0 | 101575.7317 | 0 | 0 | 0 | 0
2016-09-24 11:00 | 0 | 0 | 0 | 0 | 400498.1893 | 0 | 380737 | 0 | 121336.9209 | 0 | 0 | 0 | 0
2016-09-24 12:00 | 0 | 0 | 0 | 5316.1557 | 374519.9729 | 0 | 396108 | 0 | 105065.0496 | 0 | 0 | 0 | 0
2016-09-24 13:00 | 0 | 0 | 0 | 0 | 293302.4452 | 20944.5053 | 419312 | 0 | 0 | 0 | 0 | 0 | 0
2016-09-24 14:00 | 0 | 0 | 0 | 0 | 282415.6517 | 179704.0664 | 445085 | 0 | 17034.718 | 0 | 0 | 0 | 0
2016-09-24 15:00 | 0 | 0 | 0 | 0 | 153820.8723 | 299075.4096 | 469931 | 0 | 0 | 0 | 0 | 0 | 0
2016-09-24 16:00 | 0 | 0 | 0 | 0 | 288588.2546 | 323621.6663 | 490873 | 0 | 121336.9209 | 0 | 0 | 0 | 0
2016-09-24 17:00 | 0 | 0 | 0 | 0 | 183748.3639 | 323218.6361 | 506967 | 0 | 121336.9209 | 0 | 0 | 0 | 0
2016-09-24 18:00 | 0 | 0 | 0 | 0 | 79737.8842 | 316952.1948 | 518027 | 0 | 0 | 0 | 0 | 0 | 0
2016-09-24 19:00 | 0 | 0 | 0 | 0 | 334882.4595 | 312605.4614 | 526151 | 0 | 121336.9209 | 0 | 0 | 0 | 0
2016-09-24 20:00 | 0 | 0 | 0 | 0 | 96625.9839 | 313607.0952 | 531570 | 0 | 0 | 0 | 0 | 0 | 0
2016-09-24 21:00 | 0 | 0 | 0 | 0 | 341373.6282 | 311476.2928 | 531513 | 0 | 121336.9209 | 0 | 0 | 0 | 0
2016-09-24 22:00 | 0 | 0 | 0 | 0 | 102454.3912 | 300455.6878 | 524247 | 0 | 0 | 0 | 0 | 0 | 0
2016-09-24 23:00 | 0 | 0 | 0 | 0 | 362608.9634 | 255886.9789 | 514988 | 0 | 103507.9423 | 0 | 0 | 0 | 0
2016-09-25 | 0 | 0 | 0 | 0 | 395892.2286 | 128965.75 | 507029 | 0 | 121336.9209 | 0 | 0 | 0 | 0
2016-09-25 01:00 | 0 | 0 | 0 | 0 | 379518.2671 | 9580.0766 | 488250 | 0 | 22185.2647 | 0 | 0 | 0 | 0
2016-09-25 02:00 | 0 | 0 | 0 | 0 | 443071.7353 | 0 | 465257 | 0 | 0 | 0 | 0 | 0 | 0
2016-09-25 03:00 | 0 | 0 | 0 | 0 | 438400 | 0 | 438400 | 0 | 0 | 0 | 0 | 0 | 0
2016-09-25 04:00 | 0 | 0 | 0 | 0 | 412771 | 0 | 412771 | 0 | 0 | 0 | 0 | 0 | 0
2016-09-25 05:00 | 0 | 0 | 0 | 0 | 431557.5757 | 0 | 389711 | 0 | 41846.5757 | 0 | 0 | 0 | 0
2016-09-25 06:00 | 0 | 0 | 0 | 0 | 330032.4243 | 0 | 371879 | 0 | 0 | 0 | 0 | 0 | 0
2016-09-25 07:00 | 0 | 0 | 0 | 0 | 416164.4741 | 0 | 359076 | 0 | 57088.4741 | 0 | 0 | 0 | 0
2016-09-25 08:00 | 0 | 0 | 0 | 0 | 415478.4469 | 0 | 351230 | 0 | 121336.9209 | 0 | 0 | 0 | 0
2016-09-25 09:00 | 0 | 0 | 0 | 0 | 226605.0791 | 0 | 347942 | 0 | 0 | 0 | 0 | 0 | 0
2016-09-25 10:00 | 0 | 0 | 0 | 0 | 434559.849 | 0 | 349504 | 0 | 85055.849 | 0 | 0 | 0 | 0
2016-09-25 11:00 | 0 | 0 | 0 | 0 | 391383.0719 | 0 | 355102 | 0 | 121336.9209 | 0 | 0 | 0 | 0
2016-09-25 12:00 | 0 | 0 | 0 | 0 | 246366.0791 | 0 | 367703 | 0 | 0 | 0 | 0 | 0 | 0
2016-09-25 13:00 | 0 | 0 | 0 | 0 | 371757.3006 | 17871.6994 | 389629 | 0 | 0 | 0 | 0 | 0 | 0
2016-09-25 14:00 | 0 | 0 | 0 | 0 | 231574.7476 | 179460.2524 | 411035 | 0 | 0 | 0 | 0 | 0 | 0
2016-09-25 15:00 | 0 | 0 | 0 | 0 | 127163.4728 | 306133.5272 | 433297 | 0 | 0 | 0 | 0 | 0 | 0
2016-09-25 16:00 | 0 | 0 | 0 | 0 | 134831.7073 | 320662.2927 | 455494 | 0 | 0 | 0 | 0 | 0 | 0
2016-09-25 17:00 | 0 | 0 | 0 | 0 | 157644.8383 | 316807.1617 | 474452 | 0 | 0 | 0 | 0 | 0 | 0
2016-09-25 18:00 | 0 | 0 | 0 | 0 | 179215.665 | 310108.335 | 489324 | 0 | 0 | 0 | 0 | 0 | 0
2016-09-25 19:00 | 0 | 0 | 0 | 0 | 317917.4288 | 302898.4921 | 499479 | 0 | 121336.9209 | 0 | 0 | 0 | 0
2016-09-25 20:00 | 0 | 0 | 0 | 0 | 84133.5669 | 301422.5122 | 506893 | 0 | 0 | 0 | 0 | 0 | 0
2016-09-25 21:00 | 0 | 0 | 0 | 0 | 215575.4337 | 296629.5663 | 512205 | 0 | 0 | 0 | 0 | 0 | 0
2016-09-25 22:00 | 0 | 0 | 0 | 0 | 227399.5178 | 282648.4822 | 510048 | 0 | 0 | 0 | 0 | 0 | 0
2016-09-25 23:00 | 0 | 0 | 0 | 0 | 402423.2952 | 227893.6257 | 508980 | 0 | 121336.9209 | 0 | 0 | 0 | 0
2016-09-26 | 0 | 0 | 0 | 0 | 388557.3557 | 118694.6443 | 507252 | 0 | 121336.9209 | 0 | 0 | 0 | 0
2016-09-26 01:00 | 0 | 0 | 0 | 0 | 362626.2399 | 4915.8392 | 488879 | 0 | 0 | 0 | 0 | 0 | 0
2016-09-26 02:00 | 0 | 0 | 0 | 0 | 463538 | 0 | 463538 | 0 | 0 | 0 | 0 | 0 | 0
2016-09-26 03:00 | 0 | 0 | 0 | 0 | 432734 | 0 | 432734 | 0 | 0 | 0 | 0 | 0 | 0
2016-09-26 04:00 | 0 | 0 | 0 | 0 | 404904 | 0 | 404904 | 0 | 0 | 0 | 0 | 0 | 0
2016-09-26 05:00 | 0 | 0 | 0 | 0 | 381928 | 0 | 381928 | 0 | 0 | 0 | 0 | 0 | 0
2016-09-26 06:00 | 0 | 0 | 0 | 0 | 365113 | 0 | 365113 | 0 | 0 | 0 | 0 | 0 | 0
2016-09-26 07:00 | 0 | 0 | 0 | 0 | 355928 | 0 | 355928 | 0 | 0 | 0 | 0 | 0 | 0
2016-09-26 08:00 | 0 | 0 | 0 | 0 | 354275 | 0 | 354275 | 0 | 0 | 0 | 0 | 0 | 0
2016-09-26 09:00 | 0 | 0 | 0 | 0 | 364282 | 0 | 364282 | 0 | 0 | 0 | 0 | 0 | 0
2016-09-26 10:00 | 0 | 0 | 0 | 0 | 453750.2128 | 0 | 388057 | 0 | 65693.2128 | 0 | 0 | 0 | 0
2016-09-26 11:00 | 0 | 0 | 0 | 0 | 441219.8597 | 0 | 412470 | 0 | 94443.0725 | 0 | 0 | 0 | 0
2016-09-26 12:00 | 0 | 0 | 0 | 0 | 454087.8485 | 0 | 427194 | 0 | 121336.9209 | 0 | 0 | 0 | 0
2016-09-26 13:00 | 0 | 0 | 0 | 82571.9763 | 306926.2092 | 18180.95 | 441798 | 0 | 87218.0564 | 0 | 0 | 0 | 0
2016-09-26 14:00 | 0 | 0 | 0 | 0 | 210205.7397 | 160288.2039 | 457712 | 0 | 0 | 0 | 0 | 0 | 0
2016-09-26 15:00 | 0 | 0 | 0 | 0 | 191683.6541 | 281338.3459 | 473022 | 0 | 0 | 0 | 0 | 0 | 0
2016-09-26 16:00 | 0 | 0 | 0 | 0 | 184544.3904 | 301989.6096 | 486534 | 0 | 0 | 0 | 0 | 0 | 0
2016-09-26 17:00 | 0 | 0 | 0 | 0 | 196093.315 | 302227.685 | 498321 | 0 | 0 | 0 | 0 | 0 | 0
2016-09-26 18:00 | 0 | 0 | 0 | 0 | 209691.8659 | 296833.1341 | 506525 | 0 | 0 | 0 | 0 | 0 | 0
2016-09-26 19:00 | 0 | 0 | 0 | 0 | 342799.9993 | 290383.9216 | 511847 | 0 | 121336.9209 | 0 | 0 | 0 | 0
2016-09-26 20:00 | 0 | 0 | 0 | 0 | 106925.13 | 288025.9491 | 516288 | 0 | 0 | 0 | 0 | 0 | 0
2016-09-26 21:00 | 0 | 0 | 0 | 0 | 263182.6069 | 282427.3543 | 516610 | 0 | 28999.9611 | 0 | 0 | 0 | 0
2016-09-26 22:00 | 0 | 0 | 0 | 0 | 325806.8421 | 268829.6058 | 513497 | 0 | 110139.409 | 0 | 0 | 0 | 0
2016-09-26 23:00 | 0 | 0 | 0 | 0 | 306426.2059 | 217689.306 | 512918 | 0 | 121336.9209 | 0 | 0 | 0 | 0
2016-09-27 | 0 | 0 | 0 | 0 | 328428.4549 | 103835.6001 | 510195 | 0 | 43405.9759 | 0 | 0 | 0 | 0
2016-09-27 01:00 | 0 | 0 | 0 | 236967.301 | 324515.835 | 5328.8091 | 488881 | 0 | 121336.9209 | 0 | 0 | 0 | 0
2016-09-27 02:00 | 0 | 0 | 0 | 147957.3584 | 314960.6416 | 0 | 462918 | 0 | 121336.9209 | 0 | 0 | 0 | 0
2016-09-27 03:00 | 0 | 0 | 0 | 89462.2041 | 309580.4938 | 0 | 433838 | 0 | 86541.6188 | 0 | 0 | 0 | 0
2016-09-27 04:00 | 0 | 0 | 0 | 0 | 316744.3812 | 0 | 403286 | 0 | 0 | 0 | 0 | 0 | 0
2016-09-27 05:00 | 0 | 0 | 0 | 48915.5023 | 331631.4977 | 0 | 380547 | 0 | 0 | 0 | 0 | 0 | 0
2016-09-27 06:00 | 0 | 0 | 0 | 18669.9206 | 345575.0794 | 0 | 364245 | 0 | 0 | 0 | 0 | 0 | 0
2016-09-27 07:00 | 0 | 0 | 0 | 0 | 357894.0381 | 0 | 354187 | 0 | 3707.0381 | 0 | 0 | 0 | 0
2016-09-27 08:00 | 0 | 0 | 0 | 0 | 368505.4544 | 0 | 351614 | 0 | 20598.4925 | 0 | 0 | 0 | 0
2016-09-27 09:00 | 0 | 0 | 0 | 0 | 375281.7661 | 0 | 360380 | 0 | 35500.2586 | 0 | 0 | 0 | 0
2016-09-27 10:00 | 0 | 0 | 0 | 0 | 382644.68 | 0 | 384379 | 0 | 33765.9386 | 0 | 0 | 0 | 0
2016-09-27 11:00 | 0 | 0 | 0 | 0 | 389756.8 | 0 | 408124 | 0 | 15398.7387 | 0 | 0 | 0 | 0
2016-09-27 12:00 | 0 | 0 | 0 | 20421.7146 | 385710.5467 | 0 | 421531 | 0 | 0 | 0 | 0 | 0 | 0
2016-09-27 13:00 | 0 | 0 | 0 | 281709.4248 | 258068.2139 | 17653.2822 | 436094 | 0 | 121336.9209 | 0 | 0 | 0 | 0
2016-09-27 14:00 | 0 | 0 | 0 | 18365.2107 | 133230.8272 | 177038.0412 | 449971 | 0 | 0 | 0 | 0 | 0 | 0
2016-09-27 15:00 | 0 | 0 | 0 | 31381.6233 | 133459.1095 | 299637.2673 | 464478 | 0 | 0 | 0 | 0 | 0 | 0
2016-09-27 16:00 | 0 | 0 | 0 | 0 | 162976.62 | 321217.7044 | 478113 | 0 | 6081.3244 | 0 | 0 | 0 | 0
2016-09-27 17:00 | 0 | 0 | 0 | 0 | 183723.6602 | 319102.8552 | 490862 | 0 | 18045.8399 | 0 | 0 | 0 | 0
2016-09-27 18:00 | 0 | 0 | 0 | 0 | 194623.0524 | 312314.5173 | 502725 | 0 | 22258.4095 | 0 | 0 | 0 | 0
2016-09-27 19:00 | 0 | 0 | 0 | 0 | 202670.4479 | 306689.9032 | 511919 | 0 | 19699.7606 | 0 | 0 | 0 | 0
2016-09-27 20:00 | 0 | 0 | 0 | 0 | 209433.5913 | 306125.1312 | 518483 | 0 | 16775.4831 | 0 | 0 | 0 | 0
2016-09-27 21:00 | 0 | 0 | 0 | 0 | 208384.648 | 303230.0329 | 520523 | 0 | 7867.1639 | 0 | 0 | 0 | 0
2016-09-27 22:00 | 0 | 0 | 0 | 25890.7025 | 195667.335 | 286724.7986 | 516150 | 0 | 0 | 0 | 0 | 0 | 0
2016-09-27 23:00 | 0 | 0 | 0 | 75554.2661 | 209229.6902 | 229503.0437 | 514287 | 0 | 0 | 0 | 0 | 0 | 0
2016-09-28 | 0 | 0 | 0 | 145903.4056 | 262501.8166 | 100947.7778 | 509353 | 0 | 0 | 0 | 0 | 0 | 0
2016-09-28 01:00 | 0 | 0 | 0 | 309196.7489 | 298261.4914 | 4224.6806 | 490346 | 0 | 121336.9209 | 0 | 0 | 0 | 0
2016-09-28 02:00 | 0 | 0 | 0 | 107411.71 | 325999.0277 | 0 | 462860 | 0 | 91887.6587 | 0 | 0 | 0 | 0
2016-09-28 03:00 | 0 | 0 | 0 | 0 | 337974.3413 | 0 | 429862 | 0 | 0 | 0 | 0 | 0 | 0
2016-09-28 04:00 | 0 | 0 | 0 | 65670.4559 | 334536.5441 | 0 | 400207 | 0 | 0 | 0 | 0 | 0 | 0
2016-09-28 05:00 | 0 | 0 | 0 | 47980.4226 | 329320.5774 | 0 | 377301 | 0 | 0 | 0 | 0 | 0 | 0
2016-09-28 06:00 | 0 | 0 | 0 | 34066.6232 | 327561.3768 | 0 | 361628 | 0 | 0 | 0 | 0 | 0 | 0
2016-09-28 07:00 | 0 | 0 | 0 | 20334.427 | 330800.573 | 0 | 351135 | 0 | 0 | 0 | 0 | 0 | 0
2016-09-28 08:00 | 0 | 0 | 0 | 17927.6693 | 330520.3307 | 0 | 348448 | 0 | 0 | 0 | 0 | 0 | 0
2016-09-28 09:00 | 0 | 0 | 0 | 38553.0029 | 318679.9971 | 0 | 357233 | 0 | 0 | 0 | 0 | 0 | 0
2016-09-28 10:00 | 0 | 0 | 0 | 78798.3035 | 301613.6965 | 0 | 380412 | 0 | 0 | 0 | 0 | 0 | 0
2016-09-28 11:00 | 0 | 0 | 0 | 119061.1789 | 285311.8211 | 0 | 404373 | 0 | 0 | 0 | 0 | 0 | 0
2016-09-28 12:00 | 0 | 0 | 0 | 272273.2476 | 266288.6734 | 0 | 417225 | 0 | 121336.9209 | 0 | 0 | 0 | 0
2016-09-28 13:00 | 0 | 0 | 0 | 259085.5298 | 153838.1896 | 20328.2806 | 433252 | 0 | 121336.9209 | 0 | 0 | 0 | 0
2016-09-28 14:00 | 0 | 0 | 0 | 57133.3305 | 98341.1147 | 171894.6338 | 448706 | 0 | 0 | 0 | 0 | 0 | 0
2016-09-28 15:00 | 0 | 0 | 0 | 64406.1391 | 110632.9172 | 288498.9438 | 463538 | 0 | 0 | 0 | 0 | 0 | 0
2016-09-28 16:00 | 0 | 0 | 0 | 41173.8388 | 123455.3978 | 313453.7633 | 478083 | 0 | 0 | 0 | 0 | 0 | 0
2016-09-28 17:00 | 0 | 0 | 0 | 177959.9693 | 122704.7637 | 312464.188 | 491792 | 0 | 121336.9209 | 0 | 0 | 0 | 0
2016-09-28 18:00 | 0 | 0 | 0 | 77350.3173 | 121400.8975 | 304455.7852 | 503207 | 0 | 121336.9209 | 0 | 0 | 0 | 0
2016-09-28 19:00 | 0 | 0 | 0 | 75895.324 | 122655.7279 | 296125.0279 | 513287 | 0 | 102726.0008 | 0 | 0 | 0 | 0
2016-09-28 20:00 | 0 | 0 | 0 | 0 | 126871.8823 | 291647.1169 | 521245 | 0 | 0 | 0 | 0 | 0 | 0
2016-09-28 21:00 | 0 | 0 | 0 | 112027.5267 | 133326.9207 | 280239.5526 | 525594 | 0 | 0 | 0 | 0 | 0 | 0
2016-09-28 22:00 | 0 | 0 | 0 | 251789.9865 | 140088.5511 | 252307.3834 | 522849 | 0 | 121336.9209 | 0 | 0 | 0 | 0
2016-09-28 23:00 | 0 | 0 | 0 | 28915.4643 | 180281.123 | 188647.4918 | 519181 | 0 | 0 | 0 | 0 | 0 | 0
2016-09-29 | 0 | 0 | 0 | 66340.5495 | 369707.988 | 74467.4625 | 510516 | 0 | 0 | 0 | 0 | 0 | 0
2016-09-29 01:00 | 0 | 0 | 0 | 36242.9469 | 450912.7301 | 3620.3229 | 490776 | 0 | 0 | 0 | 0 | 0 | 0
2016-09-29 02:00 | 0 | 0 | 0 | 8375.2196 | 455210.7804 | 0 | 463586 | 0 | 0 | 0 | 0 | 0 | 0
2016-09-29 03:00 | 0 | 0 | 0 | 0 | 437569.8886 | 0 | 431162 | 0 | 6407.8886 | 0 | 0 | 0 | 0
2016-09-29 04:00 | 0 | 0 | 0 | 0 | 411611.8938 | 0 | 402391 | 0 | 15628.7824 | 0 | 0 | 0 | 0
2016-09-29 05:00 | 0 | 0 | 0 | 0 | 385281.0992 | 0 | 379998 | 0 | 20911.8816 | 0 | 0 | 0 | 0
2016-09-29 06:00 | 0 | 0 | 0 | 0 | 362354.6582 | 0 | 363000 | 0 | 20266.5398 | 0 | 0 | 0 | 0
2016-09-29 07:00 | 0 | 0 | 0 | 0 | 346835.3475 | 0 | 352206 | 0 | 14895.8873 | 0 | 0 | 0 | 0
2016-09-29 08:00 | 0 | 0 | 0 | 1407.2391 | 332919.8736 | 0 | 349223 | 0 | 0 | 0 | 0 | 0 | 0
2016-09-29 09:00 | 0 | 0 | 0 | 147401.9175 | 306640.0367 | 0 | 357698 | 0 | 96343.9542 | 0 | 0 | 0 | 0
2016-09-29 10:00 | 0 | 0 | 0 | 0 | 284485.0458 | 0 | 380829 | 0 | 0 | 0 | 0 | 0 | 0
2016-09-29 11:00 | 0 | 0 | 0 | 254188.375 | 272430.546 | 0 | 405282 | 0 | 121336.9209 | 0 | 0 | 0 | 0
2016-09-29 12:00 | 0 | 0 | 0 | 41297.6828 | 256295.3962 | 0 | 418930 | 0 | 0 | 0 | 0 | 0 | 0
2016-09-29 13:00 | 0 | 0 | 0 | 356551.1709 | 161908.9369 | 18586.2406 | 433174 | 0 | 103872.3484 | 0 | 0 | 0 | 0
2016-09-29 14:00 | 0 | 0 | 0 | 77956.8196 | 107829.9373 | 156816.8947 | 446476 | 0 | 0 | 0 | 0 | 0 | 0
2016-09-29 15:00 | 0 | 0 | 0 | 79585.7284 | 121717.6147 | 256611.6569 | 457915 | 0 | 0 | 0 | 0 | 0 | 0
2016-09-29 16:00 | 0 | 0 | 0 | 31782.5711 | 146264.8894 | 289049.5395 | 467097 | 0 | 0 | 0 | 0 | 0 | 0
2016-09-29 17:00 | 0 | 0 | 0 | 32793.4813 | 155215.4297 | 288828.089 | 476837 | 0 | 0 | 0 | 0 | 0 | 0
2016-09-29 18:00 | 0 | 0 | 0 | 46425.892 | 161087.448 | 276900.66 | 484414 | 0 | 0 | 0 | 0 | 0 | 0
2016-09-29 19:00 | 0 | 0 | 0 | 58930.3319 | 166349.9509 | 265716.7173 | 490997 | 0 | 0 | 0 | 0 | 0 | 0
2016-09-29 20:00 | 0 | 0 | 0 | 66256.9522 | 170978.8251 | 259383.2228 | 496619 | 0 | 0 | 0 | 0 | 0 | 0
2016-09-29 21:00 | 0 | 0 | 0 | 195901.8393 | 177090.4046 | 246994.677 | 498650 | 0 | 121336.9209 | 0 | 0 | 0 | 0
2016-09-29 22:00 | 0 | 0 | 0 | 40154.786 | 186779.334 | 225317.8345 | 496050 | 0 | 77538.8755 | 0 | 0 | 0 | 0
2016-09-29 23:00 | 0 | 0 | 0 | 0 | 241639.2004 | 175868.9242 | 495047 | 0 | 0 | 0 | 0 | 0 | 0
2016-09-30 | 0 | 0 | 0 | 35104.57 | 375914.2382 | 79540.1918 | 490559 | 0 | 0 | 0 | 0 | 0 | 0
2016-09-30 01:00 | 0 | 0 | 0 | 15688.2243 | 455397.1036 | 3037.6722 | 474123 | 0 | 0 | 0 | 0 | 0 | 0
2016-09-30 02:00 | 0 | 0 | 0 | 0 | 463391.6391 | 0 | 449269 | 0 | 14122.6391 | 0 | 0 | 0 | 0
2016-09-30 03:00 | 0 | 0 | 0 | 0 | 439773.5075 | 0 | 418628 | 0 | 35268.1467 | 0 | 0 | 0 | 0
2016-09-30 04:00 | 0 | 0 | 0 | 0 | 399846.3853 | 0 | 390352 | 0 | 44762.532 | 0 | 0 | 0 | 0
2016-09-30 05:00 | 0 | 0 | 0 | 0 | 362573.1301 | 0 | 369439 | 0 | 37896.6621 | 0 | 0 | 0 | 0
2016-09-30 06:00 | 0 | 0 | 0 | 0 | 333851.3038 | 0 | 355595 | 0 | 16152.9659 | 0 | 0 | 0 | 0
2016-09-30 07:00 | 0 | 0 | 0 | 17224.8903 | 312625.1438 | 0 | 346003 | 0 | 0 | 0 | 0 | 0 | 0
2016-09-30 08:00 | 0 | 0 | 0 | 51630.2 | 291633.8 | 0 | 343264 | 0 | 0 | 0 | 0 | 0 | 0
2016-09-30 09:00 | 0 | 0 | 0 | 82793.7396 | 268678.2604 | 0 | 351472 | 0 | 0 | 0 | 0 | 0 | 0
2016-09-30 10:00 | 0 | 0 | 0 | 122140.4214 | 250729.5786 | 0 | 372870 | 0 | 0 | 0 | 0 | 0 | 0
2016-09-30 11:00 | 0 | 0 | 0 | 154914.0276 | 241670.9724 | 0 | 396585 | 0 | 0 | 0 | 0 | 0 | 0
2016-09-30 12:00 | 0 | 0 | 0 | 301578.6544 | 230363.2665 | 0 | 410605 | 0 | 121336.9209 | 0 | 0 | 0 | 0
2016-09-30 13:00 | 0 | 0 | 0 | 245319.8335 | 167912.0497 | 12126.1167 | 425358 | 0 | 121336.9209 | 0 | 0 | 0 | 0
2016-09-30 14:00 | 0 | 0 | 0 | 74811.1814 | 117332.4323 | 124943.4654 | 438424 | 0 | 0 | 0 | 0 | 0 | 0
2016-09-30 15:00 | 0 | 0 | 0 | 55130.1992 | 150661.1174 | 243686.6834 | 449478 | 0 | 0 | 0 | 0 | 0 | 0
2016-09-30 16:00 | 0 | 0 | 0 | 243.4259 | 169184.9303 | 289105.6438 | 458534 | 0 | 0 | 0 | 0 | 0 | 0
2016-09-30 17:00 | 0 | 0 | 0 | 77666.4219 | 173861.6131 | 292739.6643 | 466904 | 0 | 77363.6993 | 0 | 0 | 0 | 0
2016-09-30 18:00 | 0 | 0 | 0 | 0 | 173938.1041 | 286700.5658 | 473293 | 0 | 64709.3692 | 0 | 0 | 0 | 0
2016-09-30 19:00 | 0 | 0 | 0 | 0 | 168403.1869 | 282307.5004 | 477889 | 0 | 37531.0566 | 0 | 0 | 0 | 0
2016-09-30 20:00 | 0 | 0 | 0 | 0 | 160395.8497 | 283644.0937 | 481571 | 0 | 0 | 0 | 0 | 0 | 0
2016-09-30 21:00 | 0 | 0 | 0 | 49116.5531 | 149989.7655 | 282873.6814 | 481980 | 0 | 0 | 0 | 0 | 0 | 0
2016-09-30 22:00 | 0 | 0 | 0 | 183956.1486 | 143531.8732 | 270942.8991 | 477094 | 0 | 121336.9209 | 0 | 0 | 0 | 0
2016-09-30 23:00 | 0 | 0 | 0 | 0 | 184352.3038 | 221552.7292 | 471788 | 0 | 55453.9539 | 0 | 0 | 0 | 0
2016-10-01 | 0 | 0 | 0 | 77937.2461 | 304059.4025 | 105962.9013 | 464160 | 0 | 79253.5039 | 0 | 0 | 0 | 0
2016-10-01 01:00 | 0 | 0 | 0 | 0 | 363599.5823 | 6217.9138 | 449071 | 0 | 0 | 0 | 0 | 0 | 0
2016-10-01 02:00 | 0 | 0 | 0 | 188609.1708 | 362343.7502 | 0 | 429616 | 0 | 121336.9209 | 0 | 0 | 0 | 0
2016-10-01 03:00 | 0 | 0 | 0 | 20001.0953 | 339425.877 | 0 | 403733 | 0 | 77030.8932 | 0 | 0 | 0 | 0
2016-10-01 04:00 | 0 | 0 | 0 | 0 | 302316.1068 | 0 | 379347 | 0 | 0 | 0 | 0 | 0 | 0
2016-10-01 05:00 | 0 | 0 | 0 | 207951.3082 | 264115.8487 | 0 | 360029 | 0 | 112038.1568 | 0 | 0 | 0 | 0
2016-10-01 06:00 | 0 | 0 | 0 | 0 | 233918.8432 | 0 | 345957 | 0 | 0 | 0 | 0 | 0 | 0
2016-10-01 07:00 | 0 | 0 | 0 | 244373.8292 | 212944.0917 | 0 | 335981 | 0 | 121336.9209 | 0 | 0 | 0 | 0
2016-10-01 08:00 | 0 | 0 | 0 | 135948.7113 | 194437.2887 | 0 | 330386 | 0 | 121336.9209 | 0 | 0 | 0 | 0
2016-10-01 09:00 | 0 | 0 | 0 | 148619.3348 | 181054.6652 | 0 | 329674 | 0 | 121336.9209 | 0 | 0 | 0 | 0
2016-10-01 10:00 | 0 | 0 | 0 | 161340.7577 | 174415.2423 | 0 | 335756 | 0 | 121336.9209 | 0 | 0 | 0 | 0
2016-10-01 11:00 | 0 | 0 | 0 | 173360.2356 | 171518.7644 | 0 | 344879 | 0 | 121336.9209 | 0 | 0 | 0 | 0
2016-10-01 12:00 | 0 | 0 | 0 | 70726.8881 | 166417.191 | 0 | 358481 | 0 | 0 | 0 | 0 | 0 | 0
2016-10-01 13:00 | 0 | 0 | 0 | 356551.1709 | 115534.7687 | 16803.342 | 375301 | 0 | 113588.2815 | 0 | 0 | 0 | 0
2016-10-01 14:00 | 0 | 0 | 0 | 46330.8374 | 56904.1963 | 174226.6847 | 391050 | 0 | 0 | 0 | 0 | 0 | 0
2016-10-01 15:00 | 0 | 0 | 0 | 35838.8242 | 66225.6327 | 303263.5431 | 405328 | 0 | 0 | 0 | 0 | 0 | 0
2016-10-01 16:00 | 0 | 0 | 0 | 8771.0085 | 80469.8383 | 327503.1532 | 416744 | 0 | 0 | 0 | 0 | 0 | 0
2016-10-01 17:00 | 0 | 0 | 0 | 14264.8822 | 92047.8794 | 319723.2384 | 426036 | 0 | 0 | 0 | 0 | 0 | 0
2016-10-01 18:00 | 0 | 0 | 0 | 150630.3876 | 95649.3855 | 309431.1478 | 434374 | 0 | 121336.9209 | 0 | 0 | 0 | 0
2016-10-01 19:00 | 0 | 0 | 0 | 0 | 92190.8656 | 303587.1012 | 441308 | 0 | 75806.8878 | 0 | 0 | 0 | 0
2016-10-01 20:00 | 0 | 0 | 0 | 99840.6326 | 85359.6258 | 306771.7748 | 446442 | 0 | 121336.9209 | 0 | 0 | 0 | 0
2016-10-01 21:00 | 0 | 0 | 0 | 57201.5317 | 81550.574 | 310806.8943 | 449559 | 0 | 121336.9209 | 0 | 0 | 0 | 0
2016-10-01 22:00 | 0 | 0 | 0 | 60637.7228 | 83834.6755 | 303484.6017 | 447957 | 0 | 121336.9209 | 0 | 0 | 0 | 0
2016-10-01 23:00 | 0 | 0 | 0 | 15552.3603 | 123283.8942 | 251560.9192 | 447614 | 0 | 64120.0947 | 0 | 0 | 0 | 0
2016-10-02 | 0 | 0 | 0 | 0 | 269809.8963 | 110295.009 | 444225 | 0 | 0 | 0 | 0 | 0 | 0
2016-10-02 01:00 | 0 | 0 | 0 | 78042.2469 | 351447.2933 | 2119.4598 | 431609 | 0 | 0 | 0 | 0 | 0 | 0
2016-10-02 02:00 | 0 | 0 | 0 | 35386.1795 | 378985.8205 | 0 | 414372 | 0 | 0 | 0 | 0 | 0 | 0
2016-10-02 03:00 | 0 | 0 | 0 | 9806.8864 | 382478.1136 | 0 | 392285 | 0 | 0 | 0 | 0 | 0 | 0
2016-10-02 04:00 | 0 | 0 | 0 | 1979.7691 | 367647.2309 | 0 | 369627 | 0 | 0 | 0 | 0 | 0 | 0
2016-10-02 05:00 | 0 | 0 | 0 | 1792.7865 | 350272.2135 | 0 | 352065 | 0 | 0 | 0 | 0 | 0 | 0
2016-10-02 06:00 | 0 | 0 | 0 | 7287.014 | 331021.986 | 0 | 338309 | 0 | 0 | 0 | 0 | 0 | 0
2016-10-02 07:00 | 0 | 0 | 0 | 19424.5771 | 309390.4229 | 0 | 328815 | 0 | 0 | 0 | 0 | 0 | 0
2016-10-02 08:00 | 0 | 0 | 0 | 34918.3896 | 288011.6104 | 0 | 322930 | 0 | 0 | 0 | 0 | 0 | 0
2016-10-02 09:00 | 0 | 0 | 0 | 146632.2115 | 261021.4573 | 0 | 321307 | 0 | 86346.6688 | 0 | 0 | 0 | 0
2016-10-02 10:00 | 0 | 0 | 0 | 0 | 237727.3312 | 0 | 324074 | 0 | 0 | 0 | 0 | 0 | 0
2016-10-02 11:00 | 0 | 0 | 0 | 110967.1802 | 219691.8198 | 0 | 330659 | 0 | 0 | 0 | 0 | 0 | 0
2016-10-02 12:00 | 0 | 0 | 0 | 139738.359 | 202258.641 | 0 | 341997 | 0 | 0 | 0 | 0 | 0 | 0
2016-10-02 13:00 | 0 | 0 | 0 | 329665.6782 | 134076.0484 | 17935.1943 | 360340 | 0 | 121336.9209 | 0 | 0 | 0 | 0
2016-10-02 14:00 | 0 | 0 | 0 | 21192.356 | 64516.0301 | 170810.6929 | 377856 | 0 | 0 | 0 | 0 | 0 | 0
2016-10-02 15:00 | 0 | 0 | 0 | 7085.3834 | 83682.2594 | 303540.3573 | 394308 | 0 | 0 | 0 | 0 | 0 | 0
2016-10-02 16:00 | 0 | 0 | 0 | 0 | 97007.0733 | 327550.8467 | 409258 | 0 | 15299.92 | 0 | 0 | 0 | 0
2016-10-02 17:00 | 0 | 0 | 0 | 0 | 108674.8879 | 319997.8288 | 422382 | 0 | 21590.6366 | 0 | 0 | 0 | 0
2016-10-02 18:00 | 0 | 0 | 0 | 58718.8957 | 118238.5582 | 309853.7797 | 432750 | 0 | 75651.8702 | 0 | 0 | 0 | 0
2016-10-02 19:00 | 0 | 0 | 0 | 0 | 122602.1406 | 303509.2064 | 440823 | 0 | 60940.2172 | 0 | 0 | 0 | 0
2016-10-02 20:00 | 0 | 0 | 0 | 0 | 123873.2164 | 305613.196 | 447418 | 0 | 43008.6295 | 0 | 0 | 0 | 0
2016-10-02 21:00 | 0 | 0 | 0 | 0 | 126830.4047 | 308829.8723 | 452442 | 0 | 26226.9066 | 0 | 0 | 0 | 0
2016-10-02 22:00 | 0 | 0 | 0 | 0 | 138715.8313 | 297729.5515 | 453706 | 0 | 8966.2894 | 0 | 0 | 0 | 0
2016-10-02 23:00 | 0 | 0 | 0 | 0 | 205463.6392 | 241415.0714 | 455845 | 0 | 0 | 0 | 0 | 0 | 0
2016-10-03 | 0 | 0 | 0 | 0 | 379646.2061 | 96568.4758 | 454506 | 0 | 21708.6819 | 0 | 0 | 0 | 0
2016-10-03 01:00 | 0 | 0 | 0 | 0 | 417061.5902 | 1894.7279 | 440665 | 0 | 0 | 0 | 0 | 0 | 0
2016-10-03 02:00 | 0 | 0 | 0 | 0 | 489284.5558 | 0 | 419948 | 0 | 69336.5558 | 0 | 0 | 0 | 0
2016-10-03 03:00 | 0 | 0 | 0 | 0 | 445288.3651 | 0 | 393288 | 0 | 121336.9209 | 0 | 0 | 0 | 0
2016-10-03 04:00 | 0 | 0 | 0 | 0 | 248891.0791 | 0 | 370228 | 0 | 0 | 0 | 0 | 0 | 0
2016-10-03 05:00 | 0 | 0 | 0 | 0 | 458585.6993 | 0 | 352069 | 0 | 106516.6993 | 0 | 0 | 0 | 0
2016-10-03 06:00 | 0 | 0 | 0 | 0 | 354731.2216 | 0 | 339911 | 0 | 121336.9209 | 0 | 0 | 0 | 0
2016-10-03 07:00 | 0 | 0 | 0 | 0 | 332910 | 0 | 332910 | 0 | 121336.9209 | 0 | 0 | 0 | 0
2016-10-03 08:00 | 0 | 0 | 0 | 0 | 333017 | 0 | 333017 | 0 | 121336.9209 | 0 | 0 | 0 | 0
2016-10-03 09:00 | 0 | 0 | 0 | 0 | 303586.6245 | 0 | 343797 | 0 | 81126.5455 | 0 | 0 | 0 | 0
2016-10-03 10:00 | 0 | 0 | 0 | 0 | 393807.2122 | 0 | 367448 | 0 | 107485.7576 | 0 | 0 | 0 | 0
2016-10-03 11:00 | 0 | 0 | 0 | 0 | 386218.2442 | 0 | 392416 | 0 | 101288.0019 | 0 | 0 | 0 | 0
2016-10-03 12:00 | 0 | 0 | 0 | 0 | 386536.823 | 0 | 407507 | 0 | 80317.8248 | 0 | 0 | 0 | 0
2016-10-03 13:00 | 0 | 0 | 0 | 0 | 330015.7612 | 12586.4139 | 422920 | 0 | 0 | 0 | 0 | 0 | 0
2016-10-03 14:00 | 0 | 0 | 0 | 0 | 287795.7903 | 150982.2097 | 438778 | 0 | 0 | 0 | 0 | 0 | 0
2016-10-03 15:00 | 0 | 0 | 0 | 0 | 172580.3913 | 280389.6087 | 452970 | 0 | 0 | 0 | 0 | 0 | 0
2016-10-03 16:00 | 0 | 0 | 0 | 0 | 157819.3274 | 308561.6726 | 466381 | 0 | 0 | 0 | 0 | 0 | 0
2016-10-03 17:00 | 0 | 0 | 0 | 0 | 170187.1014 | 308424.8986 | 478612 | 0 | 0 | 0 | 0 | 0 | 0
2016-10-03 18:00 | 0 | 0 | 0 | 0 | 184622.2349 | 303592.7651 | 488215 | 0 | 0 | 0 | 0 | 0 | 0
2016-10-03 19:00 | 0 | 0 | 0 | 0 | 314067.86 | 301573.0609 | 494304 | 0 | 121336.9209 | 0 | 0 | 0 | 0
2016-10-03 20:00 | 0 | 0 | 0 | 0 | 192181.9747 | 305153.0253 | 497335 | 0 | 121336.9209 | 0 | 0 | 0 | 0
2016-10-03 21:00 | 0 | 0 | 0 | 0 | 70562.8528 | 305421.2263 | 497321 | 0 | 0 | 0 | 0 | 0 | 0
2016-10-03 22:00 | 0 | 0 | 0 | 0 | 195547.7205 | 298349.2795 | 493897 | 0 | 0 | 0 | 0 | 0 | 0
2016-10-03 23:00 | 0 | 0 | 0 | 0 | 248692.2069 | 244857.7931 | 493550 | 0 | 0 | 0 | 0 | 0 | 0
2016-10-04 | 0 | 0 | 0 | 0 | 388665.4686 | 100095.5314 | 488761 | 0 | 0 | 0 | 0 | 0 | 0
2016-10-04 01:00 | 0 | 0 | 0 | 0 | 470410.3055 | 1222.6945 | 471633 | 0 | 0 | 0 | 0 | 0 | 0
2016-10-04 02:00 | 0 | 0 | 0 | 0 | 446352 | 0 | 446352 | 0 | 0 | 0 | 0 | 0 | 0
2016-10-04 03:00 | 0 | 0 | 0 | 0 | 416647 | 0 | 416647 | 0 | 0 | 0 | 0 | 0 | 0
2016-10-04 04:00 | 0 | 0 | 0 | 0 | 388923 | 0 | 388923 | 0 | 0 | 0 | 0 | 0 | 0
2016-10-04 05:00 | 0 | 0 | 0 | 0 | 487452.9209 | 0 | 366116 | 0 | 121336.9209 | 0 | 0 | 0 | 0
2016-10-04 06:00 | 0 | 0 | 0 | 0 | 351179 | 0 | 351179 | 0 | 121336.9209 | 0 | 0 | 0 | 0
2016-10-04 07:00 | 0 | 0 | 0 | 0 | 342658 | 0 | 342658 | 0 | 121336.9209 | 0 | 0 | 0 | 0
2016-10-04 08:00 | 0 | 0 | 0 | 0 | 341000 | 0 | 341000 | 0 | 121336.9209 | 0 | 0 | 0 | 0
2016-10-04 09:00 | 0 | 0 | 0 | 0 | 229375.0791 | 0 | 350712 | 0 | 0 | 0 | 0 | 0 | 0
2016-10-04 10:00 | 0 | 0 | 0 | 0 | 375478 | 0 | 375478 | 0 | 0 | 0 | 0 | 0 | 0
2016-10-04 11:00 | 0 | 0 | 0 | 0 | 521434.9209 | 0 | 400098 | 0 | 121336.9209 | 0 | 0 | 0 | 0
2016-10-04 12:00 | 0 | 0 | 0 | 0 | 292644.0791 | 0 | 413981 | 0 | 0 | 0 | 0 | 0 | 0
2016-10-04 13:00 | 0 | 0 | 0 | 0 | 416103.0423 | 12351.9577 | 428455 | 0 | 0 | 0 | 0 | 0 | 0
2016-10-04 14:00 | 0 | 0 | 0 | 0 | 270904.9373 | 171512.0627 | 442417 | 0 | 0 | 0 | 0 | 0 | 0
2016-10-04 15:00 | 0 | 0 | 0 | 0 | 136219.2496 | 319233.7504 | 455453 | 0 | 0 | 0 | 0 | 0 | 0
2016-10-04 16:00 | 0 | 0 | 0 | 0 | 130915.9916 | 337370.0084 | 468286 | 0 | 0 | 0 | 0 | 0 | 0
2016-10-04 17:00 | 0 | 0 | 0 | 0 | 146502.4821 | 334196.5179 | 480699 | 0 | 0 | 0 | 0 | 0 | 0
2016-10-04 18:00 | 0 | 0 | 0 | 0 | 164527.5894 | 325999.4106 | 490527 | 0 | 0 | 0 | 0 | 0 | 0
2016-10-04 19:00 | 0 | 0 | 0 | 0 | 298015.7054 | 320570.2155 | 497249 | 0 | 121336.9209 | 0 | 0 | 0 | 0
2016-10-04 20:00 | 0 | 0 | 0 | 0 | 178969.9797 | 323555.0203 | 502525 | 0 | 121336.9209 | 0 | 0 | 0 | 0
2016-10-04 21:00 | 0 | 0 | 0 | 0 | 55889.5379 | 326184.5411 | 503411 | 0 | 0 | 0 | 0 | 0 | 0
2016-10-04 22:00 | 0 | 0 | 0 | 0 | 179596.5529 | 319386.4471 | 498983 | 0 | 0 | 0 | 0 | 0 | 0
2016-10-04 23:00 | 0 | 0 | 0 | 0 | 242708.1663 | 256226.8337 | 498935 | 0 | 0 | 0 | 0 | 0 | 0
2016-10-05 | 0 | 0 | 0 | 0 | 392816.6891 | 102333.3109 | 495150 | 0 | 0 | 0 | 0 | 0 | 0
2016-10-05 01:00 | 0 | 0 | 0 | 0 | 477547.733 | 1187.267 | 478735 | 0 | 0 | 0 | 0 | 0 | 0
2016-10-05 02:00 | 0 | 0 | 0 | 0 | 453603 | 0 | 453603 | 0 | 0 | 0 | 0 | 0 | 0
2016-10-05 03:00 | 0 | 0 | 0 | 0 | 425594 | 0 | 425594 | 0 | 0 | 0 | 0 | 0 | 0
2016-10-05 04:00 | 0 | 0 | 0 | 0 | 397551 | 0 | 397551 | 0 | 0 | 0 | 0 | 0 | 0
2016-10-05 05:00 | 0 | 0 | 0 | 0 | 377091 | 0 | 377091 | 0 | 0 | 0 | 0 | 0 | 0
2016-10-05 06:00 | 0 | 0 | 0 | 0 | 361549 | 0 | 361549 | 0 | 0 | 0 | 0 | 0 | 0
2016-10-05 07:00 | 0 | 0 | 0 | 0 | 352193 | 0 | 352193 | 0 | 0 | 0 | 0 | 0 | 0
2016-10-05 08:00 | 0 | 0 | 0 | 0 | 406072.6892 | 0 | 349490 | 0 | 56582.6892 | 0 | 0 | 0 | 0
2016-10-05 09:00 | 0 | 0 | 0 | 0 | 409990.0482 | 0 | 357785 | 0 | 108787.7375 | 0 | 0 | 0 | 0
2016-10-05 10:00 | 0 | 0 | 0 | 0 | 394380.1835 | 0 | 381831 | 0 | 121336.9209 | 0 | 0 | 0 | 0
2016-10-05 11:00 | 0 | 0 | 0 | 0 | 387032.7198 | 0 | 406223 | 0 | 102146.6408 | 0 | 0 | 0 | 0
2016-10-05 12:00 | 0 | 0 | 0 | 49623.4311 | 378265.3084 | 0 | 419017 | 0 | 111018.3802 | 0 | 0 | 0 | 0
2016-10-05 13:00 | 0 | 0 | 0 | 0 | 309963.1927 | 11743.4271 | 432725 | 0 | 0 | 0 | 0 | 0 | 0
2016-10-05 14:00 | 0 | 0 | 0 | 13702.1355 | 265178.2404 | 168424.6242 | 447305 | 0 | 0 | 0 | 0 | 0 | 0
2016-10-05 15:00 | 0 | 0 | 0 | 0 | 139887.2378 | 320521.7622 | 460409 | 0 | 0 | 0 | 0 | 0 | 0
2016-10-05 16:00 | 0 | 0 | 0 | 0 | 135584.8641 | 337610.1359 | 473195 | 0 | 0 | 0 | 0 | 0 | 0
2016-10-05 17:00 | 0 | 0 | 0 | 0 | 156543.0416 | 329769.9584 | 486313 | 0 | 0 | 0 | 0 | 0 | 0
2016-10-05 18:00 | 0 | 0 | 0 | 0 | 178605.2744 | 319574.7256 | 498180 | 0 | 0 | 0 | 0 | 0 | 0
2016-10-05 19:00 | 0 | 0 | 0 | 0 | 193906.0526 | 313388.9474 | 507295 | 0 | 0 | 0 | 0 | 0 | 0
2016-10-05 20:00 | 0 | 0 | 0 | 0 | 319697.3918 | 315585.5292 | 513946 | 0 | 121336.9209 | 0 | 0 | 0 | 0
2016-10-05 21:00 | 0 | 0 | 0 | 0 | 197862.5691 | 318073.4309 | 515936 | 0 | 121336.9209 | 0 | 0 | 0 | 0
2016-10-05 22:00 | 0 | 0 | 0 | 0 | 80483.4581 | 309645.6209 | 511466 | 0 | 0 | 0 | 0 | 0 | 0
2016-10-05 23:00 | 0 | 0 | 0 | 0 | 286196.4622 | 245003.8311 | 509137 | 0 | 22063.2932 | 0 | 0 | 0 | 0
2016-10-06 | 0 | 0 | 0 | 0 | 407837.368 | 93905.9347 | 502299 | 0 | 21507.596 | 0 | 0 | 0 | 0
2016-10-06 01:00 | 0 | 0 | 0 | 0 | 458528.9788 | 1247.4252 | 481284 | 0 | 0 | 0 | 0 | 0 | 0
2016-10-06 02:00 | 0 | 0 | 0 | 0 | 458450 | 0 | 458450 | 0 | 0 | 0 | 0 | 0 | 0
2016-10-06 03:00 | 0 | 0 | 0 | 0 | 429111 | 0 | 429111 | 0 | 0 | 0 | 0 | 0 | 0
2016-10-06 04:00 | 0 | 0 | 0 | 0 | 403890 | 0 | 403890 | 0 | 0 | 0 | 0 | 0 | 0
2016-10-06 05:00 | 0 | 0 | 0 | 0 | 381752 | 0 | 381752 | 0 | 0 | 0 | 0 | 0 | 0
2016-10-06 06:00 | 0 | 0 | 0 | 0 | 415315.1558 | 0 | 366277 | 0 | 49038.1558 | 0 | 0 | 0 | 0
2016-10-06 07:00 | 0 | 0 | 0 | 0 | 400756.3565 | 0 | 356084 | 0 | 93710.5123 | 0 | 0 | 0 | 0
2016-10-06 08:00 | 0 | 0 | 0 | 0 | 381252.4087 | 0 | 353626 | 0 | 121336.9209 | 0 | 0 | 0 | 0
2016-10-06 09:00 | 0 | 0 | 0 | 0 | 362185.9502 | 0 | 362758 | 0 | 120764.8712 | 0 | 0 | 0 | 0
2016-10-06 10:00 | 0 | 0 | 0 | 0 | 345012.6612 | 0 | 385927 | 0 | 79850.5323 | 0 | 0 | 0 | 0
2016-10-06 11:00 | 0 | 0 | 0 | 0 | 332127.2651 | 0 | 410874 | 0 | 1103.7974 | 0 | 0 | 0 | 0
2016-10-06 12:00 | 0 | 0 | 0 | 220644.794 | 324473.3295 | 0 | 424885 | 0 | 121336.9209 | 0 | 0 | 0 | 0
2016-10-06 13:00 | 0 | 0 | 0 | 29121.7956 | 278738.299 | 9608.9845 | 438806 | 0 | 0 | 0 | 0 | 0 | 0
2016-10-06 14:00 | 0 | 0 | 0 | 25383.9212 | 282003.3312 | 144996.7476 | 452384 | 0 | 0 | 0 | 0 | 0 | 0
2016-10-06 15:00 | 0 | 0 | 0 | 0 | 154746.8953 | 309954.1047 | 464701 | 0 | 0 | 0 | 0 | 0 | 0
2016-10-06 16:00 | 0 | 0 | 0 | 0 | 146280.649 | 329647.351 | 475928 | 0 | 0 | 0 | 0 | 0 | 0
2016-10-06 17:00 | 0 | 0 | 0 | 0 | 167078.7324 | 320913.2676 | 487992 | 0 | 0 | 0 | 0 | 0 | 0
2016-10-06 18:00 | 0 | 0 | 0 | 0 | 185606.1139 | 312636.8861 | 498243 | 0 | 0 | 0 | 0 | 0 | 0
2016-10-06 19:00 | 0 | 0 | 0 | 0 | 292766.989 | 307242.7009 | 504825 | 0 | 95184.6899 | 0 | 0 | 0 | 0
2016-10-06 20:00 | 0 | 0 | 0 | 0 | 226234.2699 | 309496.9612 | 509579 | 0 | 121336.9209 | 0 | 0 | 0 | 0
2016-10-06 21:00 | 0 | 0 | 0 | 0 | 78372.5891 | 310858.49 | 510568 | 0 | 0 | 0 | 0 | 0 | 0
2016-10-06 22:00 | 0 | 0 | 0 | 0 | 255941.9753 | 298168.6013 | 506396 | 0 | 47714.5767 | 0 | 0 | 0 | 0
2016-10-06 23:00 | 0 | 0 | 0 | 0 | 339053.3384 | 240368.0059 | 505799 | 0 | 121336.9209 | 0 | 0 | 0 | 0
2016-10-07 | 0 | 0 | 0 | 44680.5946 | 364687.1058 | 91366.2996 | 500734 | 0 | 121336.9209 | 0 | 0 | 0 | 0
2016-10-07 01:00 | 0 | 0 | 0 | 88753.1326 | 374523.4567 | 1535.6468 | 484447 | 0 | 101702.157 | 0 | 0 | 0 | 0
2016-10-07 02:00 | 0 | 0 | 0 | 0 | 387720.6699 | 0 | 459365 | 0 | 30057.8269 | 0 | 0 | 0 | 0
2016-10-07 03:00 | 0 | 0 | 0 | 0 | 398385.1731 | 0 | 428443 | 0 | 0 | 0 | 0 | 0 | 0
2016-10-07 04:00 | 0 | 0 | 0 | 0 | 401406 | 0 | 401406 | 0 | 0 | 0 | 0 | 0 | 0
2016-10-07 05:00 | 0 | 0 | 0 | 0 | 379573 | 0 | 379573 | 0 | 0 | 0 | 0 | 0 | 0
2016-10-07 06:00 | 0 | 0 | 0 | 0 | 362525 | 0 | 362525 | 0 | 0 | 0 | 0 | 0 | 0
2016-10-07 07:00 | 0 | 0 | 0 | 0 | 393561.7334 | 0 | 353282 | 0 | 40279.7334 | 0 | 0 | 0 | 0
2016-10-07 08:00 | 0 | 0 | 0 | 0 | 407463.7514 | 0 | 350335 | 0 | 97408.4848 | 0 | 0 | 0 | 0
2016-10-07 09:00 | 0 | 0 | 0 | 0 | 381370.4362 | 0 | 357442 | 0 | 121336.9209 | 0 | 0 | 0 | 0
2016-10-07 10:00 | 0 | 0 | 0 | 0 | 347698.53 | 0 | 377785 | 0 | 91250.451 | 0 | 0 | 0 | 0
2016-10-07 11:00 | 0 | 0 | 0 | 0 | 335397.5436 | 0 | 401400 | 0 | 25247.9946 | 0 | 0 | 0 | 0
2016-10-07 12:00 | 0 | 0 | 0 | 181065.1126 | 331140.8137 | 0 | 416117 | 0 | 121336.9209 | 0 | 0 | 0 | 0
2016-10-07 13:00 | 0 | 0 | 0 | 18804.1937 | 282031.826 | 7207.0594 | 429380 | 0 | 0 | 0 | 0 | 0 | 0
2016-10-07 14:00 | 0 | 0 | 0 | 0 | 279012.4689 | 163967.5311 | 442980 | 0 | 0 | 0 | 0 | 0 | 0
2016-10-07 15:00 | 0 | 0 | 0 | 0 | 156887.1788 | 296183.8212 | 453071 | 0 | 0 | 0 | 0 | 0 | 0
2016-10-07 16:00 | 0 | 0 | 0 | 0 | 141910.9971 | 319393.0029 | 461304 | 0 | 0 | 0 | 0 | 0 | 0
2016-10-07 17:00 | 0 | 0 | 0 | 0 | 152576.5908 | 317188.4092 | 469765 | 0 | 0 | 0 | 0 | 0 | 0
2016-10-07 18:00 | 0 | 0 | 0 | 0 | 168260.2189 | 308244.7811 | 476505 | 0 | 0 | 0 | 0 | 0 | 0
2016-10-07 19:00 | 0 | 0 | 0 | 0 | 254548.4968 | 302595.8108 | 479943 | 0 | 77201.3076 | 0 | 0 | 0 | 0
2016-10-07 20:00 | 0 | 0 | 0 | 0 | 222372.4104 | 303832.203 | 482069 | 0 | 121336.9209 | 0 | 0 | 0 | 0
2016-10-07 21:00 | 0 | 0 | 0 | 0 | 148603.2894 | 303732.0519 | 481238 | 0 | 92434.2622 | 0 | 0 | 0 | 0
2016-10-07 22:00 | 0 | 0 | 0 | 0 | 211628.6126 | 293377.0461 | 476103 | 0 | 121336.9209 | 0 | 0 | 0 | 0
2016-10-07 23:00 | 0 | 0 | 0 | 0 | 202447.8819 | 224961.9293 | 472386 | 0 | 76360.7322 | 0 | 0 | 0 | 0
2016-10-08 | 0 | 0 | 0 | 62730.5037 | 250657.4966 | 75620.2676 | 465369 | 0 | 0 | 0 | 0 | 0 | 0
2016-10-08 01:00 | 0 | 0 | 0 | 291644.8374 | 279994.8957 | 565.1879 | 450868 | 0 | 121336.9209 | 0 | 0 | 0 | 0
2016-10-08 02:00 | 0 | 0 | 0 | 4672.4147 | 302342.6644 | 0 | 428352 | 0 | 0 | 0 | 0 | 0 | 0
2016-10-08 03:00 | 0 | 0 | 0 | 82907.6067 | 324487.3933 | 0 | 407395 | 0 | 0 | 0 | 0 | 0 | 0
2016-10-08 04:00 | 0 | 0 | 0 | 50564.2023 | 335167.7977 | 0 | 385732 | 0 | 0 | 0 | 0 | 0 | 0
2016-10-08 05:00 | 0 | 0 | 0 | 30892.2214 | 334066.7786 | 0 | 364959 | 0 | 0 | 0 | 0 | 0 | 0
2016-10-08 06:00 | 0 | 0 | 0 | 21789.7899 | 328314.2101 | 0 | 350104 | 0 | 0 | 0 | 0 | 0 | 0
2016-10-08 07:00 | 0 | 0 | 0 | 18719.637 | 320294.363 | 0 | 339014 | 0 | 0 | 0 | 0 | 0 | 0
2016-10-08 08:00 | 0 | 0 | 0 | 23178.7686 | 309292.2314 | 0 | 332471 | 0 | 0 | 0 | 0 | 0 | 0
2016-10-08 09:00 | 0 | 0 | 0 | 39427.4272 | 292510.5728 | 0 | 331938 | 0 | 0 | 0 | 0 | 0 | 0
2016-10-08 10:00 | 0 | 0 | 0 | 62789.1017 | 275212.8983 | 0 | 338002 | 0 | 0 | 0 | 0 | 0 | 0
2016-10-08 11:00 | 0 | 0 | 0 | 88088.6736 | 260240.3264 | 0 | 348329 | 0 | 0 | 0 | 0 | 0 | 0
2016-10-08 12:00 | 0 | 0 | 0 | 113712.7827 | 247387.2173 | 0 | 361100 | 0 | 0 | 0 | 0 | 0 | 0
2016-10-08 13:00 | 0 | 0 | 0 | 318427.5526 | 177117.985 | 5002.3833 | 379211 | 0 | 121336.9209 | 0 | 0 | 0 | 0
2016-10-08 14:00 | 0 | 0 | 0 | 215304.9222 | 79430.3808 | 99747.6969 | 394483 | 0 | 121336.9209 | 0 | 0 | 0 | 0
2016-10-08 15:00 | 0 | 0 | 0 | 84590.8934 | 84639.8689 | 219730.833 | 406622 | 0 | 103676.5162 | 0 | 0 | 0 | 0
2016-10-08 16:00 | 0 | 0 | 0 | 0 | 105744.343 | 261750.5046 | 415739 | 0 | 55432.3639 | 0 | 0 | 0 | 0
2016-10-08 17:00 | 0 | 0 | 0 | 0 | 101559.7016 | 264715.9345 | 421708 | 0 | 0 | 0 | 0 | 0 | 0
2016-10-08 18:00 | 0 | 0 | 0 | 174566.6748 | 92807.4539 | 257182.3151 | 426659 | 0 | 97897.4438 | 0 | 0 | 0 | 0
2016-10-08 19:00 | 0 | 0 | 0 | 0 | 84980.7206 | 249089.8356 | 431968 | 0 | 0 | 0 | 0 | 0 | 0
2016-10-08 20:00 | 0 | 0 | 0 | 235038.6095 | 79403.4551 | 243168.8563 | 436274 | 0 | 121336.9209 | 0 | 0 | 0 | 0
2016-10-08 21:00 | 0 | 0 | 0 | 131767.1602 | 76281.6128 | 231334.227 | 439383 | 0 | 121336.9209 | 0 | 0 | 0 | 0
2016-10-08 22:00 | 0 | 0 | 0 | 137581.3388 | 83485.5076 | 214038.9839 | 439069 | 0 | 117373.7512 | 0 | 0 | 0 | 0
2016-10-08 23:00 | 0 | 0 | 0 | 0 | 150269.6768 | 167721.572 | 435365 | 0 | 0 | 0 | 0 | 0 | 0
2016-10-09 | 0 | 0 | 0 | 172368.5492 | 268237.8416 | 72210.1249 | 432182 | 0 | 80634.5157 | 0 | 0 | 0 | 0
2016-10-09 01:00 | 0 | 0 | 0 | 0 | 340567.3618 | 857.1225 | 422059 | 0 | 0 | 0 | 0 | 0 | 0
2016-10-09 02:00 | 0 | 0 | 0 | 51243.4583 | 351008.5417 | 0 | 402252 | 0 | 0 | 0 | 0 | 0 | 0
2016-10-09 03:00 | 0 | 0 | 0 | 29701.2354 | 350368.7646 | 0 | 380070 | 0 | 0 | 0 | 0 | 0 | 0
2016-10-09 04:00 | 0 | 0 | 0 | 12843.1519 | 349571.8481 | 0 | 362415 | 0 | 0 | 0 | 0 | 0 | 0
2016-10-09 05:00 | 0 | 0 | 0 | 0 | 344914.8334 | 0 | 344211 | 0 | 703.8334 | 0 | 0 | 0 | 0
2016-10-09 06:00 | 0 | 0 | 0 | 0 | 347969.2232 | 0 | 329703 | 0 | 18970.0566 | 0 | 0 | 0 | 0
2016-10-09 07:00 | 0 | 0 | 0 | 0 | 346992.8339 | 0 | 320457 | 0 | 45505.8905 | 0 | 0 | 0 | 0
2016-10-09 08:00 | 0 | 0 | 0 | 0 | 340946.2328 | 0 | 314804 | 0 | 71648.1233 | 0 | 0 | 0 | 0
2016-10-09 09:00 | 0 | 0 | 0 | 0 | 326796.5837 | 0 | 313504 | 0 | 84940.7069 | 0 | 0 | 0 | 0
2016-10-09 10:00 | 0 | 0 | 0 | 0 | 319087.0639 | 0 | 316333 | 0 | 87694.7708 | 0 | 0 | 0 | 0
2016-10-09 11:00 | 0 | 0 | 0 | 0 | 317930.014 | 0 | 323004 | 0 | 82620.7848 | 0 | 0 | 0 | 0
2016-10-09 12:00 | 0 | 0 | 0 | 0 | 319572.8063 | 0 | 334487 | 0 | 67706.5911 | 0 | 0 | 0 | 0
2016-10-09 13:00 | 0 | 0 | 0 | 92493.9523 | 270309.3009 | 4179.0793 | 350536 | 0 | 84152.9236 | 0 | 0 | 0 | 0
2016-10-09 14:00 | 0 | 0 | 0 | 0 | 173445.8605 | 106057.2159 | 363656 | 0 | 0 | 0 | 0 | 0 | 0
2016-10-09 15:00 | 0 | 0 | 0 | 0 | 128799.53 | 245300.47 | 374100 | 0 | 0 | 0 | 0 | 0 | 0
2016-10-09 16:00 | 0 | 0 | 0 | 0 | 97877.0168 | 286052.9832 | 383930 | 0 | 0 | 0 | 0 | 0 | 0
2016-10-09 17:00 | 0 | 0 | 0 | 0 | 230341.0024 | 283894.9186 | 392899 | 0 | 121336.9209 | 0 | 0 | 0 | 0
2016-10-09 18:00 | 0 | 0 | 0 | 0 | 4666.1992 | 274265.8799 | 400269 | 0 | 0 | 0 | 0 | 0 | 0
2016-10-09 19:00 | 0 | 0 | 0 | 0 | 142925.3153 | 265262.6847 | 408188 | 0 | 0 | 0 | 0 | 0 | 0
2016-10-09 20:00 | 0 | 0 | 0 | 0 | 278386.0135 | 259574.9074 | 416624 | 0 | 121336.9209 | 0 | 0 | 0 | 0
2016-10-09 21:00 | 0 | 0 | 0 | 0 | 49051.6603 | 253469.4188 | 423858 | 0 | 0 | 0 | 0 | 0 | 0
2016-10-09 22:00 | 0 | 0 | 0 | 0 | 184909.6595 | 242274.3405 | 427184 | 0 | 0 | 0 | 0 | 0 | 0
2016-10-09 23:00 | 0 | 0 | 0 | 0 | 235563.2051 | 198273.7949 | 433837 | 0 | 0 | 0 | 0 | 0 | 0
2016-10-10 | 0 | 0 | 0 | 0 | 354977.8917 | 80448.1083 | 435426 | 0 | 0 | 0 | 0 | 0 | 0
2016-10-10 01:00 | 0 | 0 | 0 | 0 | 419369.2778 | 411.7222 | 419781 | 0 | 0 | 0 | 0 | 0 | 0
2016-10-10 02:00 | 0 | 0 | 0 | 0 | 401543 | 0 | 401543 | 0 | 0 | 0 | 0 | 0 | 0
2016-10-10 03:00 | 0 | 0 | 0 | 0 | 502592.9209 | 0 | 381256 | 0 | 121336.9209 | 0 | 0 | 0 | 0
2016-10-10 04:00 | 0 | 0 | 0 | 0 | 236852.0791 | 0 | 358189 | 0 | 0 | 0 | 0 | 0 | 0
2016-10-10 05:00 | 0 | 0 | 0 | 0 | 461599.9209 | 0 | 340263 | 0 | 121336.9209 | 0 | 0 | 0 | 0
2016-10-10 06:00 | 0 | 0 | 0 | 0 | 327877 | 0 | 327877 | 0 | 121336.9209 | 0 | 0 | 0 | 0
2016-10-10 07:00 | 0 | 0 | 0 | 0 | 320921 | 0 | 320921 | 0 | 121336.9209 | 0 | 0 | 0 | 0
2016-10-10 08:00 | 0 | 0 | 0 | 0 | 320475 | 0 | 320475 | 0 | 121336.9209 | 0 | 0 | 0 | 0
2016-10-10 09:00 | 0 | 0 | 0 | 0 | 240163.1888 | 0 | 328559 | 0 | 32941.1097 | 0 | 0 | 0 | 0
2016-10-10 10:00 | 0 | 0 | 0 | 0 | 410010.0014 | 0 | 350200 | 0 | 92751.1111 | 0 | 0 | 0 | 0
2016-10-10 11:00 | 0 | 0 | 0 | 0 | 390395.2757 | 0 | 374730 | 0 | 108416.3868 | 0 | 0 | 0 | 0
2016-10-10 12:00 | 0 | 0 | 0 | 0 | 378921.8153 | 0 | 390068 | 0 | 97270.2022 | 0 | 0 | 0 | 0
2016-10-10 13:00 | 0 | 0 | 0 | 0 | 321520.5146 | 10119.7766 | 403659 | 0 | 25251.4934 | 0 | 0 | 0 | 0
2016-10-10 14:00 | 0 | 0 | 0 | 0 | 236110.2868 | 152982.2198 | 414344 | 0 | 0 | 0 | 0 | 0 | 0
2016-10-10 15:00 | 0 | 0 | 0 | 0 | 153806.1696 | 268867.8304 | 422674 | 0 | 0 | 0 | 0 | 0 | 0
2016-10-10 16:00 | 0 | 0 | 0 | 0 | 130163.2296 | 299376.7704 | 429540 | 0 | 0 | 0 | 0 | 0 | 0
2016-10-10 17:00 | 0 | 0 | 0 | 0 | 261545.288 | 296312.6329 | 436521 | 0 | 121336.9209 | 0 | 0 | 0 | 0
2016-10-10 18:00 | 0 | 0 | 0 | 0 | 154459.2098 | 288794.7902 | 443254 | 0 | 121336.9209 | 0 | 0 | 0 | 0
2016-10-10 19:00 | 0 | 0 | 0 | 0 | 45173.2213 | 283113.8578 | 449624 | 0 | 0 | 0 | 0 | 0 | 0
2016-10-10 20:00 | 0 | 0 | 0 | 0 | 292004.4516 | 283885.2623 | 456276 | 0 | 119613.7139 | 0 | 0 | 0 | 0
2016-10-10 21:00 | 0 | 0 | 0 | 0 | 179404.729 | 283659.478 | 461341 | 0 | 121336.9209 | 0 | 0 | 0 | 0
2016-10-10 22:00 | 0 | 0 | 0 | 0 | 74871.3328 | 267110.7462 | 463319 | 0 | 0 | 0 | 0 | 0 | 0
2016-10-10 23:00 | 0 | 0 | 0 | 0 | 356858.7795 | 197856.1564 | 469066 | 0 | 85648.9358 | 0 | 0 | 0 | 0
2016-10-11 | 0 | 0 | 0 | 0 | 445547.1852 | 56001.7999 | 465861 | 0 | 121336.9209 | 0 | 0 | 0 | 0
2016-10-11 01:00 | 0 | 0 | 0 | 0 | 329126.2133 | 273.8658 | 450737 | 0 | 0 | 0 | 0 | 0 | 0
2016-10-11 02:00 | 0 | 0 | 0 | 0 | 540043.841 | 0 | 428112 | 0 | 111931.841 | 0 | 0 | 0 | 0
2016-10-11 03:00 | 0 | 0 | 0 | 0 | 410074.0799 | 0 | 400669 | 0 | 121336.9209 | 0 | 0 | 0 | 0
2016-10-11 04:00 | 0 | 0 | 0 | 0 | 253915.0791 | 0 | 375252 | 0 | 0 | 0 | 0 | 0 | 0
2016-10-11 05:00 | 0 | 0 | 0 | 0 | 478366.9209 | 0 | 357030 | 0 | 121336.9209 | 0 | 0 | 0 | 0
2016-10-11 06:00 | 0 | 0 | 0 | 0 | 343584 | 0 | 343584 | 0 | 121336.9209 | 0 | 0 | 0 | 0
2016-10-11 07:00 | 0 | 0 | 0 | 0 | 336113 | 0 | 336113 | 0 | 121336.9209 | 0 | 0 | 0 | 0
2016-10-11 08:00 | 0 | 0 | 0 | 0 | 334737 | 0 | 334737 | 0 | 121336.9209 | 0 | 0 | 0 | 0
2016-10-11 09:00 | 0 | 0 | 0 | 0 | 329764.2072 | 0 | 343866 | 0 | 107235.1281 | 0 | 0 | 0 | 0
2016-10-11 10:00 | 0 | 0 | 0 | 0 | 384015.7928 | 0 | 369914 | 0 | 121336.9209 | 0 | 0 | 0 | 0
2016-10-11 11:00 | 0 | 0 | 0 | 0 | 365830.8122 | 0 | 395969 | 0 | 91198.7332 | 0 | 0 | 0 | 0
2016-10-11 12:00 | 0 | 0 | 0 | 0 | 346740.2826 | 0 | 407918 | 0 | 30021.0157 | 0 | 0 | 0 | 0
2016-10-11 13:00 | 0 | 0 | 0 | 237637.0016 | 264189.2306 | 6695.6731 | 417206 | 0 | 121336.9209 | 0 | 0 | 0 | 0
2016-10-11 14:00 | 0 | 0 | 0 | 2808.8604 | 169978.7632 | 131324.4554 | 425449 | 0 | 0 | 0 | 0 | 0 | 0
2016-10-11 15:00 | 0 | 0 | 0 | 5744.0466 | 169790.2039 | 257112.7495 | 432647 | 0 | 0 | 0 | 0 | 0 | 0
2016-10-11 16:00 | 0 | 0 | 0 | 0 | 143513.3202 | 296138.6798 | 439652 | 0 | 0 | 0 | 0 | 0 | 0
2016-10-11 17:00 | 0 | 0 | 0 | 0 | 150006.3662 | 296385.6338 | 446392 | 0 | 0 | 0 | 0 | 0 | 0
2016-10-11 18:00 | 0 | 0 | 0 | 0 | 164130.8879 | 289296.1121 | 453427 | 0 | 0 | 0 | 0 | 0 | 0
2016-10-11 19:00 | 0 | 0 | 0 | 0 | 173636.5903 | 284816.4097 | 458453 | 0 | 0 | 0 | 0 | 0 | 0
2016-10-11 20:00 | 0 | 0 | 0 | 0 | 236792.1976 | 287496.8549 | 464133 | 0 | 60156.0525 | 0 | 0 | 0 | 0
2016-10-11 21:00 | 0 | 0 | 0 | 0 | 239158.8497 | 290541.0188 | 468519 | 0 | 121336.9209 | 0 | 0 | 0 | 0
2016-10-11 22:00 | 0 | 0 | 0 | 0 | 65690.4914 | 282678.5876 | 469706 | 0 | 0 | 0 | 0 | 0 | 0
2016-10-11 23:00 | 0 | 0 | 0 | 0 | 331482.5901 | 222726.7602 | 474251 | 0 | 79958.3503 | 0 | 0 | 0 | 0
2016-10-12 | 0 | 0 | 0 | 0 | 389869.9493 | 75634.2943 | 471249 | 0 | 74213.5939 | 0 | 0 | 0 | 0
2016-10-12 01:00 | 0 | 0 | 0 | 0 | 402259.3766 | 223.6198 | 456932 | 0 | 19764.5903 | 0 | 0 | 0 | 0
2016-10-12 02:00 | 0 | 0 | 0 | 0 | 413719.4097 | 0 | 433484 | 0 | 0 | 0 | 0 | 0 | 0
2016-10-12 03:00 | 0 | 0 | 0 | 0 | 406043 | 0 | 406043 | 0 | 0 | 0 | 0 | 0 | 0
2016-10-12 04:00 | 0 | 0 | 0 | 0 | 380992 | 0 | 380992 | 0 | 0 | 0 | 0 | 0 | 0
2016-10-12 05:00 | 0 | 0 | 0 | 0 | 405668.4374 | 0 | 361760 | 0 | 43908.4374 | 0 | 0 | 0 | 0
2016-10-12 06:00 | 0 | 0 | 0 | 0 | 399199.2559 | 0 | 348243 | 0 | 94864.6933 | 0 | 0 | 0 | 0
2016-10-12 07:00 | 0 | 0 | 0 | 0 | 367310.2277 | 0 | 340838 | 0 | 121336.9209 | 0 | 0 | 0 | 0
2016-10-12 08:00 | 0 | 0 | 0 | 0 | 340028 | 0 | 340028 | 0 | 121336.9209 | 0 | 0 | 0 | 0
2016-10-12 09:00 | 0 | 0 | 0 | 0 | 338535.106 | 0 | 348468 | 0 | 111404.027 | 0 | 0 | 0 | 0
2016-10-12 10:00 | 0 | 0 | 0 | 0 | 383465.894 | 0 | 373533 | 0 | 121336.9209 | 0 | 0 | 0 | 0
2016-10-12 11:00 | 0 | 0 | 0 | 21257.7494 | 378309.2506 | 0 | 399567 | 0 | 121336.9209 | 0 | 0 | 0 | 0
2016-10-12 12:00 | 0 | 0 | 0 | 1456.3754 | 370847.9015 | 0 | 411951 | 0 | 81690.1979 | 0 | 0 | 0 | 0
2016-10-12 13:00 | 0 | 0 | 0 | 0 | 335368.3519 | 5947.4502 | 423006 | 0 | 0 | 0 | 0 | 0 | 0
2016-10-12 14:00 | 0 | 0 | 0 | 0 | 301336.5881 | 132346.4119 | 433683 | 0 | 0 | 0 | 0 | 0 | 0
2016-10-12 15:00 | 0 | 0 | 0 | 0 | 173520.8771 | 268818.1229 | 442339 | 0 | 0 | 0 | 0 | 0 | 0
2016-10-12 16:00 | 0 | 0 | 0 | 0 | 146441.1228 | 303064.8772 | 449506 | 0 | 0 | 0 | 0 | 0 | 0
2016-10-12 17:00 | 0 | 0 | 0 | 0 | 151825.2709 | 304718.7291 | 456544 | 0 | 0 | 0 | 0 | 0 | 0
2016-10-12 18:00 | 0 | 0 | 0 | 0 | 223613.8012 | 293501.7277 | 462687 | 0 | 54428.5289 | 0 | 0 | 0 | 0
2016-10-12 19:00 | 0 | 0 | 0 | 0 | 222762.0731 | 285692.9569 | 467162 | 0 | 95721.5588 | 0 | 0 | 0 | 0
2016-10-12 20:00 | 0 | 0 | 0 | 0 | 207518.3076 | 285216.6891 | 471056 | 0 | 117400.5555 | 0 | 0 | 0 | 0
2016-10-12 21:00 | 0 | 0 | 0 | 0 | 194403.5235 | 283853.842 | 474321 | 0 | 121336.9209 | 0 | 0 | 0 | 0
2016-10-12 22:00 | 0 | 0 | 0 | 0 | 180397.3632 | 260082.4238 | 474450 | 0 | 87366.7079 | 0 | 0 | 0 | 0
2016-10-12 23:00 | 0 | 0 | 0 | 19402.0262 | 183409.6651 | 187541.6008 | 477720 | 0 | 0 | 0 | 0 | 0 | 0
2016-10-13 | 0 | 0 | 0 | 194916.4727 | 216260.0081 | 61993.5192 | 473170 | 0 | 0 | 0 | 0 | 0 | 0
2016-10-13 01:00 | 0 | 0 | 0 | 348137.4686 | 231513.2704 | 147.1819 | 458461 | 0 | 121336.9209 | 0 | 0 | 0 | 0
2016-10-13 02:00 | 0 | 0 | 0 | 190728.14 | 244337.86 | 0 | 435066 | 0 | 121336.9209 | 0 | 0 | 0 | 0
2016-10-13 03:00 | 0 | 0 | 0 | 37157.5031 | 248615.576 | 0 | 407110 | 0 | 0 | 0 | 0 | 0 | 0
2016-10-13 04:00 | 0 | 0 | 0 | 127138.0991 | 254726.9009 | 0 | 381865 | 0 | 0 | 0 | 0 | 0 | 0
2016-10-13 05:00 | 0 | 0 | 0 | 100246.5369 | 262282.4631 | 0 | 362529 | 0 | 0 | 0 | 0 | 0 | 0
2016-10-13 06:00 | 0 | 0 | 0 | 82891.3517 | 265837.6483 | 0 | 348729 | 0 | 0 | 0 | 0 | 0 | 0
2016-10-13 07:00 | 0 | 0 | 0 | 78442.0809 | 262704.9191 | 0 | 341147 | 0 | 0 | 0 | 0 | 0 | 0
2016-10-13 08:00 | 0 | 0 | 0 | 84756.8976 | 255438.1024 | 0 | 340195 | 0 | 0 | 0 | 0 | 0 | 0
2016-10-13 09:00 | 0 | 0 | 0 | 98371.32 | 250223.68 | 0 | 348595 | 0 | 0 | 0 | 0 | 0 | 0
2016-10-13 10:00 | 0 | 0 | 0 | 127703.2117 | 245715.7883 | 0 | 373419 | 0 | 0 | 0 | 0 | 0 | 0
2016-10-13 11:00 | 0 | 0 | 0 | 158159.5365 | 241255.4635 | 0 | 399415 | 0 | 0 | 0 | 0 | 0 | 0
2016-10-13 12:00 | 0 | 0 | 0 | 299218.195 | 234571.7259 | 0 | 412453 | 0 | 121336.9209 | 0 | 0 | 0 | 0
2016-10-13 13:00 | 0 | 0 | 0 | 233490.3487 | 186856.8362 | 3006.8151 | 423354 | 0 | 121336.9209 | 0 | 0 | 0 | 0
2016-10-13 14:00 | 0 | 0 | 0 | 86149.6833 | 121018.0531 | 105090.3427 | 433595 | 0 | 0 | 0 | 0 | 0 | 0
2016-10-13 15:00 | 0 | 0 | 0 | 84285.7066 | 116535.5776 | 240923.7157 | 441745 | 0 | 0 | 0 | 0 | 0 | 0
2016-10-13 16:00 | 0 | 0 | 0 | 109689.3479 | 119968.522 | 275055.4623 | 448142 | 0 | 56571.3321 | 0 | 0 | 0 | 0
2016-10-13 17:00 | 0 | 0 | 0 | 0 | 121604.9943 | 276414.6735 | 454591 | 0 | 0 | 0 | 0 | 0 | 0
2016-10-13 18:00 | 0 | 0 | 0 | 64355.7684 | 124358.379 | 272001.8526 | 460716 | 0 | 0 | 0 | 0 | 0 | 0
2016-10-13 19:00 | 0 | 0 | 0 | 191350.1141 | 125921.0358 | 269059.771 | 464994 | 0 | 121336.9209 | 0 | 0 | 0 | 0
2016-10-13 20:00 | 0 | 0 | 0 | 74560.9246 | 120999.2763 | 272416.7991 | 467977 | 0 | 121336.9209 | 0 | 0 | 0 | 0
2016-10-13 21:00 | 0 | 0 | 0 | 30014.0049 | 118506.103 | 275084.8388 | 469397 | 0 | 75544.8676 | 0 | 0 | 0 | 0
2016-10-13 22:00 | 0 | 0 | 0 | 0 | 129792.6015 | 262863.5309 | 468201 | 0 | 0 | 0 | 0 | 0 | 0
2016-10-13 23:00 | 0 | 0 | 0 | 61810.6903 | 213271.9796 | 197622.3301 | 472705 | 0 | 0 | 0 | 0 | 0 | 0
2016-10-14 | 0 | 0 | 0 | 79252.4629 | 342074.1354 | 49613.4017 | 470940 | 0 | 0 | 0 | 0 | 0 | 0
2016-10-14 01:00 | 0 | 0 | 0 | 49106.865 | 407757.3423 | 86.7926 | 456951 | 0 | 0 | 0 | 0 | 0 | 0
2016-10-14 02:00 | 0 | 0 | 0 | 0 | 433342 | 0 | 433342 | 0 | 0 | 0 | 0 | 0 | 0
2016-10-14 03:00 | 0 | 0 | 0 | 0 | 452061.4145 | 0 | 407036 | 0 | 45025.4145 | 0 | 0 | 0 | 0
2016-10-14 04:00 | 0 | 0 | 0 | 0 | 337570.5855 | 0 | 382596 | 0 | 0 | 0 | 0 | 0 | 0
2016-10-14 05:00 | 0 | 0 | 0 | 0 | 457707.9642 | 0 | 362278 | 0 | 95429.9642 | 0 | 0 | 0 | 0
2016-10-14 06:00 | 0 | 0 | 0 | 0 | 373914.9568 | 0 | 348008 | 0 | 121336.9209 | 0 | 0 | 0 | 0
2016-10-14 07:00 | 0 | 0 | 0 | 0 | 340313 | 0 | 340313 | 0 | 121336.9209 | 0 | 0 | 0 | 0
2016-10-14 08:00 | 0 | 0 | 0 | 0 | 339060 | 0 | 339060 | 0 | 121336.9209 | 0 | 0 | 0 | 0
2016-10-14 09:00 | 0 | 0 | 0 | 0 | 294277.8925 | 0 | 347726 | 0 | 67888.8134 | 0 | 0 | 0 | 0
2016-10-14 10:00 | 0 | 0 | 0 | 0 | 401686.6584 | 0 | 371146 | 0 | 98429.4718 | 0 | 0 | 0 | 0
2016-10-14 11:00 | 0 | 0 | 0 | 0 | 391590.6701 | 0 | 396426 | 0 | 93594.142 | 0 | 0 | 0 | 0
2016-10-14 12:00 | 0 | 0 | 0 | 0 | 385689.2507 | 0 | 409246 | 0 | 70037.3927 | 0 | 0 | 0 | 0
2016-10-14 13:00 | 0 | 0 | 0 | 0 | 361354.4429 | 3970.6829 | 419731 | 0 | 15631.5184 | 0 | 0 | 0 | 0
2016-10-14 14:00 | 0 | 0 | 0 | 0 | 292590.7745 | 121300.7071 | 429523 | 0 | 0 | 0 | 0 | 0 | 0
2016-10-14 15:00 | 0 | 0 | 0 | 0 | 199572.5709 | 236959.4291 | 436532 | 0 | 0 | 0 | 0 | 0 | 0
2016-10-14 16:00 | 0 | 0 | 0 | 0 | 168792.6485 | 273687.3515 | 442480 | 0 | 0 | 0 | 0 | 0 | 0
2016-10-14 17:00 | 0 | 0 | 0 | 0 | 168979.2971 | 279308.7029 | 448288 | 0 | 0 | 0 | 0 | 0 | 0
2016-10-14 18:00 | 0 | 0 | 0 | 0 | 176742.3151 | 276269.6849 | 453012 | 0 | 0 | 0 | 0 | 0 | 0
2016-10-14 19:00 | 0 | 0 | 0 | 0 | 181956.8033 | 274052.1967 | 456009 | 0 | 0 | 0 | 0 | 0 | 0
2016-10-14 20:00 | 0 | 0 | 0 | 0 | 181387.6196 | 276812.3804 | 458200 | 0 | 0 | 0 | 0 | 0 | 0
2016-10-14 21:00 | 0 | 0 | 0 | 0 | 300043.0555 | 279478.8655 | 458185 | 0 | 121336.9209 | 0 | 0 | 0 | 0
2016-10-14 22:00 | 0 | 0 | 0 | 0 | 71352.5193 | 262549.5598 | 455239 | 0 | 0 | 0 | 0 | 0 | 0
2016-10-14 23:00 | 0 | 0 | 0 | 0 | 386244.0158 | 191425.9052 | 456333 | 0 | 121336.9209 | 0 | 0 | 0 | 0
2016-10-15 | 0 | 0 | 0 | 0 | 410592.3894 | 41327.6106 | 451920 | 0 | 121336.9209 | 0 | 0 | 0 | 0
2016-10-15 01:00 | 0 | 0 | 0 | 0 | 319015.4128 | 62.6662 | 440415 | 0 | 0 | 0 | 0 | 0 | 0
2016-10-15 02:00 | 0 | 0 | 0 | 0 | 543799.9209 | 0 | 422463 | 0 | 121336.9209 | 0 | 0 | 0 | 0
2016-10-15 03:00 | 0 | 0 | 0 | 0 | 399992 | 0 | 399992 | 0 | 121336.9209 | 0 | 0 | 0 | 0
2016-10-15 04:00 | 0 | 0 | 0 | 0 | 256393.0791 | 0 | 377730 | 0 | 0 | 0 | 0 | 0 | 0
2016-10-15 05:00 | 0 | 0 | 0 | 0 | 481459.9209 | 0 | 360123 | 0 | 121336.9209 | 0 | 0 | 0 | 0
2016-10-15 06:00 | 0 | 0 | 0 | 0 | 224772.0791 | 0 | 346109 | 0 | 0 | 0 | 0 | 0 | 0
2016-10-15 07:00 | 0 | 0 | 0 | 0 | 458474.9209 | 0 | 337138 | 0 | 121336.9209 | 0 | 0 | 0 | 0
2016-10-15 08:00 | 0 | 0 | 0 | 0 | 211736.0791 | 0 | 333073 | 0 | 0 | 0 | 0 | 0 | 0
2016-10-15 09:00 | 0 | 0 | 0 | 0 | 455555.9209 | 0 | 334219 | 0 | 121336.9209 | 0 | 0 | 0 | 0
2016-10-15 10:00 | 0 | 0 | 0 | 0 | 220407.0791 | 0 | 341744 | 0 | 0 | 0 | 0 | 0 | 0
2016-10-15 11:00 | 0 | 0 | 0 | 0 | 474490.9209 | 0 | 353154 | 0 | 121336.9209 | 0 | 0 | 0 | 0
2016-10-15 12:00 | 0 | 0 | 0 | 0 | 245087.0791 | 0 | 366424 | 0 | 0 | 0 | 0 | 0 | 0
2016-10-15 13:00 | 0 | 0 | 0 | 0 | 377229.5493 | 4094.4507 | 381324 | 0 | 0 | 0 | 0 | 0 | 0
2016-10-15 14:00 | 0 | 0 | 0 | 0 | 254879.783 | 140280.217 | 395160 | 0 | 0 | 0 | 0 | 0 | 0
2016-10-15 15:00 | 0 | 0 | 0 | 0 | 132929.6443 | 274414.3557 | 407344 | 0 | 0 | 0 | 0 | 0 | 0
2016-10-15 16:00 | 0 | 0 | 0 | 0 | 111985.3257 | 305449.6743 | 417435 | 0 | 0 | 0 | 0 | 0 | 0
2016-10-15 17:00 | 0 | 0 | 0 | 0 | 122205.476 | 302862.524 | 425068 | 0 | 0 | 0 | 0 | 0 | 0
2016-10-15 18:00 | 0 | 0 | 0 | 0 | 136920.1605 | 294658.8395 | 431579 | 0 | 0 | 0 | 0 | 0 | 0
2016-10-15 19:00 | 0 | 0 | 0 | 0 | 146567.7522 | 291053.2478 | 437621 | 0 | 0 | 0 | 0 | 0 | 0
2016-10-15 20:00 | 0 | 0 | 0 | 0 | 147168.1158 | 295791.8842 | 442960 | 0 | 0 | 0 | 0 | 0 | 0
2016-10-15 21:00 | 0 | 0 | 0 | 0 | 142361.506 | 303173.494 | 445535 | 0 | 0 | 0 | 0 | 0 | 0
2016-10-15 22:00 | 0 | 0 | 0 | 0 | 202308.9343 | 296629.2228 | 446436 | 0 | 52502.1571 | 0 | 0 | 0 | 0
2016-10-15 23:00 | 0 | 0 | 0 | 0 | 302072.7809 | 216388.983 | 449627 | 0 | 121336.9209 | 0 | 0 | 0 | 0
2016-10-16 | 0 | 0 | 0 | 0 | 347297.3904 | 51117.2101 | 445552 | 0 | 74199.5215 | 0 | 0 | 0 | 0
2016-10-16 01:00 | 0 | 0 | 0 | 5005.7622 | 377084.1079 | 50.7935 | 434826 | 0 | 21514.1852 | 0 | 0 | 0 | 0
2016-10-16 02:00 | 0 | 0 | 0 | 0 | 395796.8148 | 0 | 417311 | 0 | 0 | 0 | 0 | 0 | 0
2016-10-16 03:00 | 0 | 0 | 0 | 0 | 396189 | 0 | 396189 | 0 | 0 | 0 | 0 | 0 | 0
2016-10-16 04:00 | 0 | 0 | 0 | 0 | 374750 | 0 | 374750 | 0 | 0 | 0 | 0 | 0 | 0
2016-10-16 05:00 | 0 | 0 | 0 | 0 | 454009.1991 | 0 | 357343 | 0 | 96666.1991 | 0 | 0 | 0 | 0
2016-10-16 06:00 | 0 | 0 | 0 | 0 | 246970.8009 | 0 | 343637 | 0 | 0 | 0 | 0 | 0 | 0
2016-10-16 07:00 | 0 | 0 | 0 | 0 | 455307.9209 | 0 | 333971 | 0 | 121336.9209 | 0 | 0 | 0 | 0
2016-10-16 08:00 | 0 | 0 | 0 | 0 | 207469.0791 | 0 | 328806 | 0 | 0 | 0 | 0 | 0 | 0
2016-10-16 09:00 | 0 | 0 | 0 | 0 | 449118.9209 | 0 | 327782 | 0 | 121336.9209 | 0 | 0 | 0 | 0
2016-10-16 10:00 | 0 | 0 | 0 | 0 | 210505.0791 | 0 | 331842 | 0 | 0 | 0 | 0 | 0 | 0
2016-10-16 11:00 | 0 | 0 | 0 | 0 | 461704.9209 | 0 | 340368 | 0 | 121336.9209 | 0 | 0 | 0 | 0
2016-10-16 12:00 | 0 | 0 | 0 | 0 | 230554.0791 | 0 | 351891 | 0 | 0 | 0 | 0 | 0 | 0
2016-10-16 13:00 | 0 | 0 | 0 | 0 | 363856.6347 | 3566.3653 | 367423 | 0 | 0 | 0 | 0 | 0 | 0
2016-10-16 14:00 | 0 | 0 | 0 | 0 | 245773.8482 | 137998.1518 | 383772 | 0 | 0 | 0 | 0 | 0 | 0
2016-10-16 15:00 | 0 | 0 | 0 | 0 | 151897.1901 | 248646.8099 | 400544 | 0 | 0 | 0 | 0 | 0 | 0
2016-10-16 16:00 | 0 | 0 | 0 | 0 | 135732.9254 | 281057.0746 | 416790 | 0 | 0 | 0 | 0 | 0 | 0
2016-10-16 17:00 | 0 | 0 | 0 | 0 | 149718.6138 | 280988.3862 | 430707 | 0 | 0 | 0 | 0 | 0 | 0
2016-10-16 18:00 | 0 | 0 | 0 | 0 | 168978.4861 | 273199.5139 | 442178 | 0 | 0 | 0 | 0 | 0 | 0
2016-10-16 19:00 | 0 | 0 | 0 | 0 | 181780.9421 | 269808.0579 | 451589 | 0 | 0 | 0 | 0 | 0 | 0
2016-10-16 20:00 | 0 | 0 | 0 | 0 | 308412.5012 | 271746.4197 | 458822 | 0 | 121336.9209 | 0 | 0 | 0 | 0
2016-10-16 21:00 | 0 | 0 | 0 | 0 | 188878.787 | 275749.213 | 464628 | 0 | 121336.9209 | 0 | 0 | 0 | 0
2016-10-16 22:00 | 0 | 0 | 0 | 0 | 78713.7117 | 267753.3673 | 467804 | 0 | 0 | 0 | 0 | 0 | 0
2016-10-16 23:00 | 0 | 0 | 0 | 0 | 393293.3418 | 199288.5791 | 471245 | 0 | 121336.9209 | 0 | 0 | 0 | 0
2016-10-17 | 0 | 0 | 0 | 0 | 421381.9867 | 47152.0133 | 468534 | 0 | 121336.9209 | 0 | 0 | 0 | 0
2016-10-17 01:00 | 0 | 0 | 0 | 0 | 332599.0668 | 37.0122 | 453973 | 0 | 0 | 0 | 0 | 0 | 0
2016-10-17 02:00 | 0 | 0 | 0 | 0 | 431304 | 0 | 431304 | 0 | 0 | 0 | 0 | 0 | 0
2016-10-17 03:00 | 0 | 0 | 0 | 0 | 525999.9209 | 0 | 404663 | 0 | 121336.9209 | 0 | 0 | 0 | 0
2016-10-17 04:00 | 0 | 0 | 0 | 0 | 258609.0791 | 0 | 379946 | 0 | 0 | 0 | 0 | 0 | 0
2016-10-17 05:00 | 0 | 0 | 0 | 0 | 482194.9209 | 0 | 360858 | 0 | 121336.9209 | 0 | 0 | 0 | 0
2016-10-17 06:00 | 0 | 0 | 0 | 0 | 347528 | 0 | 347528 | 0 | 121336.9209 | 0 | 0 | 0 | 0
2016-10-17 07:00 | 0 | 0 | 0 | 0 | 340423 | 0 | 340423 | 0 | 121336.9209 | 0 | 0 | 0 | 0
2016-10-17 08:00 | 0 | 0 | 0 | 0 | 339804 | 0 | 339804 | 0 | 121336.9209 | 0 | 0 | 0 | 0
2016-10-17 09:00 | 0 | 0 | 0 | 0 | 228286.0791 | 0 | 349623 | 0 | 0 | 0 | 0 | 0 | 0
2016-10-17 10:00 | 0 | 0 | 0 | 0 | 395064.467 | 0 | 376218 | 0 | 18846.467 | 0 | 0 | 0 | 0
2016-10-17 11:00 | 0 | 0 | 0 | 0 | 429120.8552 | 0 | 404471 | 0 | 43496.3222 | 0 | 0 | 0 | 0
2016-10-17 12:00 | 0 | 0 | 0 | 0 | 422035.6514 | 0 | 420646 | 0 | 44885.9735 | 0 | 0 | 0 | 0
2016-10-17 13:00 | 0 | 0 | 0 | 0 | 393116.5255 | 3451.6138 | 436484 | 0 | 4970.1128 | 0 | 0 | 0 | 0
2016-10-17 14:00 | 0 | 0 | 0 | 0 | 317387.0477 | 131051.8395 | 453409 | 0 | 0 | 0 | 0 | 0 | 0
2016-10-17 15:00 | 0 | 0 | 0 | 0 | 316764.423 | 262035.1589 | 468848 | 0 | 109951.5819 | 0 | 0 | 0 | 0
2016-10-17 16:00 | 0 | 0 | 0 | 0 | 195517.7604 | 299820.5786 | 483953 | 0 | 121336.9209 | 0 | 0 | 0 | 0
2016-10-17 17:00 | 0 | 0 | 0 | 0 | 76170.5663 | 301338.5127 | 498846 | 0 | 0 | 0 | 0 | 0 | 0
2016-10-17 18:00 | 0 | 0 | 0 | 0 | 220018.3812 | 291959.6188 | 511978 | 0 | 0 | 0 | 0 | 0 | 0
2016-10-17 19:00 | 0 | 0 | 0 | 0 | 355222.38 | 287727.541 | 521613 | 0 | 121336.9209 | 0 | 0 | 0 | 0
2016-10-17 20:00 | 0 | 0 | 0 | 0 | 234615.9077 | 292872.0923 | 527488 | 0 | 121336.9209 | 0 | 0 | 0 | 0
2016-10-17 21:00 | 0 | 0 | 0 | 0 | 104601.849 | 302490.23 | 528429 | 0 | 0 | 0 | 0 | 0 | 0
2016-10-17 22:00 | 0 | 0 | 0 | 0 | 345980.6973 | 298962.2237 | 523606 | 0 | 121336.9209 | 0 | 0 | 0 | 0
2016-10-17 23:00 | 0 | 0 | 0 | 0 | 299230.1926 | 223103.8074 | 522334 | 0 | 121336.9209 | 0 | 0 | 0 | 0
2016-10-18 | 0 | 0 | 0 | 0 | 461612.4444 | 52900.5556 | 514513 | 0 | 121336.9209 | 0 | 0 | 0 | 0
2016-10-18 01:00 | 0 | 0 | 0 | 0 | 374482.541 | 38.5381 | 495858 | 0 | 0 | 0 | 0 | 0 | 0
2016-10-18 02:00 | 0 | 0 | 0 | 0 | 468422 | 0 | 468422 | 0 | 0 | 0 | 0 | 0 | 0
2016-10-18 03:00 | 0 | 0 | 0 | 0 | 435906 | 0 | 435906 | 0 | 0 | 0 | 0 | 0 | 0
2016-10-18 04:00 | 0 | 0 | 0 | 0 | 406153 | 0 | 406153 | 0 | 0 | 0 | 0 | 0 | 0
2016-10-18 05:00 | 0 | 0 | 0 | 0 | 383174 | 0 | 383174 | 0 | 0 | 0 | 0 | 0 | 0
2016-10-18 06:00 | 0 | 0 | 0 | 0 | 367099 | 0 | 367099 | 0 | 0 | 0 | 0 | 0 | 0
2016-10-18 07:00 | 0 | 0 | 0 | 0 | 357029 | 0 | 357029 | 0 | 0 | 0 | 0 | 0 | 0
2016-10-18 08:00 | 0 | 0 | 0 | 0 | 354533 | 0 | 354533 | 0 | 0 | 0 | 0 | 0 | 0
2016-10-18 09:00 | 0 | 0 | 0 | 0 | 390649.9088 | 0 | 363232 | 0 | 27417.9088 | 0 | 0 | 0 | 0
2016-10-18 10:00 | 0 | 0 | 0 | 0 | 462488.9228 | 0 | 388280 | 0 | 101626.8316 | 0 | 0 | 0 | 0
2016-10-18 11:00 | 0 | 0 | 0 | 0 | 434309.0894 | 0 | 414599 | 0 | 121336.9209 | 0 | 0 | 0 | 0
2016-10-18 12:00 | 0 | 0 | 0 | 0 | 408863.1335 | 0 | 428263 | 0 | 101937.0544 | 0 | 0 | 0 | 0
2016-10-18 13:00 | 0 | 0 | 0 | 12792.4434 | 326078.0561 | 2554.4461 | 443362 | 0 | 0 | 0 | 0 | 0 | 0
2016-10-18 14:00 | 0 | 0 | 0 | 144789.037 | 192815.7908 | 122072.1722 | 459677 | 0 | 0 | 0 | 0 | 0 | 0
2016-10-18 15:00 | 0 | 0 | 0 | 0 | 187302.4272 | 293253.7927 | 473422 | 0 | 7134.2199 | 0 | 0 | 0 | 0
2016-10-18 16:00 | 0 | 0 | 0 | 0 | 177415.873 | 321233.0556 | 487336 | 0 | 18447.1485 | 0 | 0 | 0 | 0
2016-10-18 17:00 | 0 | 0 | 0 | 16455.8718 | 155867.9262 | 310201.0535 | 500972 | 0 | 0 | 0 | 0 | 0 | 0
2016-10-18 18:00 | 0 | 0 | 0 | 191049.864 | 144989.7181 | 298144.3389 | 512847 | 0 | 121336.9209 | 0 | 0 | 0 | 0
2016-10-18 19:00 | 0 | 0 | 0 | 85903.7492 | 144533.2627 | 291134.9882 | 521572 | 0 | 121336.9209 | 0 | 0 | 0 | 0
2016-10-18 20:00 | 0 | 0 | 0 | 87757.0452 | 145388.1007 | 294084.8541 | 527230 | 0 | 121336.9209 | 0 | 0 | 0 | 0
2016-10-18 21:00 | 0 | 0 | 0 | 43968.7746 | 144615.0473 | 300131.6855 | 527453 | 0 | 82599.4283 | 0 | 0 | 0 | 0
2016-10-18 22:00 | 0 | 0 | 0 | 0 | 147923.0709 | 291632.5007 | 522155 | 0 | 0 | 0 | 0 | 0 | 0
2016-10-18 23:00 | 0 | 0 | 0 | 115759.363 | 187934.8905 | 216349.7465 | 520044 | 0 | 0 | 0 | 0 | 0 | 0
2016-10-19 | 0 | 0 | 0 | 202773.9924 | 257900.4981 | 51856.5095 | 512531 | 0 | 0 | 0 | 0 | 0 | 0
2016-10-19 01:00 | 0 | 0 | 0 | 309333.4562 | 305681.523 | 26.9418 | 493705 | 0 | 121336.9209 | 0 | 0 | 0 | 0
2016-10-19 02:00 | 0 | 0 | 0 | 144893.0437 | 320840.9563 | 0 | 465734 | 0 | 121336.9209 | 0 | 0 | 0 | 0
2016-10-19 03:00 | 0 | 0 | 0 | 109689.4142 | 313288.9187 | 0 | 434382 | 0 | 109933.2538 | 0 | 0 | 0 | 0
2016-10-19 04:00 | 0 | 0 | 0 | 0 | 294186.7462 | 0 | 404120 | 0 | 0 | 0 | 0 | 0 | 0
2016-10-19 05:00 | 0 | 0 | 0 | 111088.2279 | 270372.7721 | 0 | 381461 | 0 | 0 | 0 | 0 | 0 | 0
2016-10-19 06:00 | 0 | 0 | 0 | 115076.7358 | 250136.2642 | 0 | 365213 | 0 | 0 | 0 | 0 | 0 | 0
2016-10-19 07:00 | 0 | 0 | 0 | 242395.794 | 234132.1269 | 0 | 355191 | 0 | 121336.9209 | 0 | 0 | 0 | 0
2016-10-19 08:00 | 0 | 0 | 0 | 132273.0111 | 220999.9889 | 0 | 353273 | 0 | 121336.9209 | 0 | 0 | 0 | 0
2016-10-19 09:00 | 0 | 0 | 0 | 30760.2068 | 210409.8722 | 0 | 362507 | 0 | 0 | 0 | 0 | 0 | 0
2016-10-19 10:00 | 0 | 0 | 0 | 182238.8615 | 205608.1385 | 0 | 387847 | 0 | 0 | 0 | 0 | 0 | 0
2016-10-19 11:00 | 0 | 0 | 0 | 205958.1561 | 207215.8439 | 0 | 413174 | 0 | 0 | 0 | 0 | 0 | 0
2016-10-19 12:00 | 0 | 0 | 0 | 340101.0676 | 209148.8534 | 0 | 427913 | 0 | 121336.9209 | 0 | 0 | 0 | 0
2016-10-19 13:00 | 0 | 0 | 0 | 141087.9174 | 177244.6626 | 2192.4991 | 441862 | 0 | 0 | 0 | 0 | 0 | 0
2016-10-19 14:00 | 0 | 0 | 0 | 249783.1815 | 91923.0568 | 117043.7617 | 458750 | 0 | 0 | 0 | 0 | 0 | 0
2016-10-19 15:00 | 0 | 0 | 0 | 199040.4679 | 95253.3795 | 301439.0735 | 474396 | 0 | 121336.9209 | 0 | 0 | 0 | 0
2016-10-19 16:00 | 0 | 0 | 0 | 0 | 115782.2243 | 324183.1517 | 488621 | 0 | 72681.2969 | 0 | 0 | 0 | 0
2016-10-19 17:00 | 0 | 0 | 0 | 123947.6402 | 107585.6287 | 312845.1399 | 504233 | 0 | 112826.7057 | 0 | 0 | 0 | 0
2016-10-19 18:00 | 0 | 0 | 0 | 0 | 101286.1918 | 300755.1025 | 514868 | 0 | 0 | 0 | 0 | 0 | 0
2016-10-19 19:00 | 0 | 0 | 0 | 242500.9596 | 106750.3801 | 294868.5812 | 522783 | 0 | 121336.9209 | 0 | 0 | 0 | 0
2016-10-19 20:00 | 0 | 0 | 0 | 101223.7946 | 121876.8623 | 298827.8762 | 526819 | 0 | 116446.454 | 0 | 0 | 0 | 0
2016-10-19 21:00 | 0 | 0 | 0 | 0 | 145858.9428 | 305639.2528 | 524964 | 0 | 42980.6496 | 0 | 0 | 0 | 0
2016-10-19 22:00 | 0 | 0 | 0 | 0 | 176824.5883 | 300294.7621 | 520100 | 0 | 0 | 0 | 0 | 0 | 0
2016-10-19 23:00 | 0 | 0 | 0 | 38568.4654 | 255243.5438 | 225241.9908 | 519054 | 0 | 0 | 0 | 0 | 0 | 0
2016-10-20 | 0 | 0 | 0 | 107764.2782 | 352029.2696 | 50140.4522 | 509934 | 0 | 0 | 0 | 0 | 0 | 0
2016-10-20 01:00 | 0 | 0 | 0 | 253818.5511 | 355800.1363 | 22.2335 | 488304 | 0 | 121336.9209 | 0 | 0 | 0 | 0
2016-10-20 02:00 | 0 | 0 | 0 | 4940.9217 | 334938.1573 | 0 | 461216 | 0 | 0 | 0 | 0 | 0 | 0
2016-10-20 03:00 | 0 | 0 | 0 | 245030.8836 | 309448.0374 | 0 | 433142 | 0 | 121336.9209 | 0 | 0 | 0 | 0
2016-10-20 04:00 | 0 | 0 | 0 | 64135.1076 | 296224.121 | 0 | 402047 | 0 | 79649.1495 | 0 | 0 | 0 | 0
2016-10-20 05:00 | 0 | 0 | 0 | 0 | 299454.8505 | 0 | 379104 | 0 | 0 | 0 | 0 | 0 | 0
2016-10-20 06:00 | 0 | 0 | 0 | 46490.9825 | 315869.0175 | 0 | 362360 | 0 | 0 | 0 | 0 | 0 | 0
2016-10-20 07:00 | 0 | 0 | 0 | 117285.3245 | 328452.0387 | 0 | 352629 | 0 | 93108.3632 | 0 | 0 | 0 | 0
2016-10-20 08:00 | 0 | 0 | 0 | 0 | 337006.7621 | 0 | 350469 | 0 | 79646.1253 | 0 | 0 | 0 | 0
2016-10-20 09:00 | 0 | 0 | 0 | 0 | 333400.3566 | 0 | 358516 | 0 | 54530.4819 | 0 | 0 | 0 | 0
2016-10-20 10:00 | 0 | 0 | 0 | 0 | 327674.5181 | 0 | 382205 | 0 | 0 | 0 | 0 | 0 | 0
2016-10-20 11:00 | 0 | 0 | 0 | 196177.7326 | 320339.1213 | 0 | 407642 | 0 | 108874.8539 | 0 | 0 | 0 | 0
2016-10-20 12:00 | 0 | 0 | 0 | 0 | 312452.1461 | 0 | 421327 | 0 | 0 | 0 | 0 | 0 | 0
2016-10-20 13:00 | 0 | 0 | 0 | 251027.6103 | 280749.4079 | 2082.0234 | 433915 | 0 | 99944.0416 | 0 | 0 | 0 | 0
2016-10-20 14:00 | 0 | 0 | 0 | 0 | 238551.252 | 108367.7064 | 446863 | 0 | 0 | 0 | 0 | 0 | 0
2016-10-20 15:00 | 0 | 0 | 0 | 0 | 202320.2027 | 296080.0326 | 458334 | 0 | 40066.2353 | 0 | 0 | 0 | 0
2016-10-20 16:00 | 0 | 0 | 0 | 0 | 203806.6412 | 320445.4559 | 468446 | 0 | 95872.3324 | 0 | 0 | 0 | 0
2016-10-20 17:00 | 0 | 0 | 0 | 0 | 187977.169 | 314653.4196 | 477166 | 0 | 121336.9209 | 0 | 0 | 0 | 0
2016-10-20 18:00 | 0 | 0 | 0 | 0 | 178399.8896 | 303513.1404 | 483333 | 0 | 119916.9509 | 0 | 0 | 0 | 0
2016-10-20 19:00 | 0 | 0 | 0 | 0 | 172531.5581 | 297564.0357 | 485984 | 0 | 104028.5447 | 0 | 0 | 0 | 0
2016-10-20 20:00 | 0 | 0 | 0 | 0 | 167814.3085 | 301713.5514 | 487956 | 0 | 85600.4046 | 0 | 0 | 0 | 0
2016-10-20 21:00 | 0 | 0 | 0 | 0 | 160277.5189 | 309487.3938 | 486898 | 0 | 68467.3173 | 0 | 0 | 0 | 0
2016-10-20 22:00 | 0 | 0 | 0 | 0 | 147081.0396 | 305020.2786 | 485387 | 0 | 35181.6355 | 0 | 0 | 0 | 0
2016-10-20 23:00 | 0 | 0 | 0 | 56297.7339 | 169189.0921 | 226587.5385 | 487256 | 0 | 0 | 0 | 0 | 0 | 0
2016-10-21 | 0 | 0 | 0 | 195682.9073 | 234053.5445 | 51612.5482 | 481349 | 0 | 0 | 0 | 0 | 0 | 0
2016-10-21 01:00 | 0 | 0 | 0 | 266445.113 | 291543.3238 | 14.4736 | 464833 | 0 | 93169.9104 | 0 | 0 | 0 | 0
2016-10-21 02:00 | 0 | 0 | 0 | 0 | 347569.0896 | 0 | 440739 | 0 | 0 | 0 | 0 | 0 | 0
2016-10-21 03:00 | 0 | 0 | 0 | 24587.4537 | 386766.5463 | 0 | 411354 | 0 | 0 | 0 | 0 | 0 | 0
2016-10-21 04:00 | 0 | 0 | 0 | 0 | 384789 | 0 | 384789 | 0 | 0 | 0 | 0 | 0 | 0
2016-10-21 05:00 | 0 | 0 | 0 | 0 | 403595.753 | 0 | 365676 | 0 | 37919.753 | 0 | 0 | 0 | 0
2016-10-21 06:00 | 0 | 0 | 0 | 0 | 401373.8592 | 0 | 350932 | 0 | 88361.6122 | 0 | 0 | 0 | 0
2016-10-21 07:00 | 0 | 0 | 0 | 0 | 375047.3087 | 0 | 342072 | 0 | 121336.9209 | 0 | 0 | 0 | 0
2016-10-21 08:00 | 0 | 0 | 0 | 0 | 340233 | 0 | 340233 | 0 | 121336.9209 | 0 | 0 | 0 | 0
2016-10-21 09:00 | 0 | 0 | 0 | 0 | 334706.99 | 0 | 347723 | 0 | 108320.9109 | 0 | 0 | 0 | 0
2016-10-21 10:00 | 0 | 0 | 0 | 0 | 382951.01 | 0 | 369935 | 0 | 121336.9209 | 0 | 0 | 0 | 0
2016-10-21 11:00 | 0 | 0 | 0 | 9919.9374 | 386301.0626 | 0 | 396221 | 0 | 121336.9209 | 0 | 0 | 0 | 0
2016-10-21 12:00 | 0 | 0 | 0 | 17725.7963 | 392951.2037 | 0 | 410677 | 0 | 121336.9209 | 0 | 0 | 0 | 0
2016-10-21 13:00 | 0 | 0 | 0 | 15715.4784 | 372473.0118 | 1512.2061 | 423400 | 0 | 87637.6173 | 0 | 0 | 0 | 0
2016-10-21 14:00 | 0 | 0 | 0 | 0 | 236869.0349 | 108698.3478 | 433205 | 0 | 0 | 0 | 0 | 0 | 0
2016-10-21 15:00 | 0 | 0 | 0 | 0 | 142697.97 | 296828.03 | 439526 | 0 | 0 | 0 | 0 | 0 | 0
2016-10-21 16:00 | 0 | 0 | 0 | 0 | 122643.0435 | 321328.9565 | 443972 | 0 | 0 | 0 | 0 | 0 | 0
2016-10-21 17:00 | 0 | 0 | 0 | 0 | 138025.7445 | 310106.2555 | 448132 | 0 | 0 | 0 | 0 | 0 | 0
2016-10-21 18:00 | 0 | 0 | 0 | 0 | 151941.1884 | 298249.8116 | 450191 | 0 | 0 | 0 | 0 | 0 | 0
2016-10-21 19:00 | 0 | 0 | 0 | 0 | 159254.929 | 292174.071 | 451429 | 0 | 0 | 0 | 0 | 0 | 0
2016-10-21 20:00 | 0 | 0 | 0 | 0 | 156260.8466 | 295942.1534 | 452203 | 0 | 0 | 0 | 0 | 0 | 0
2016-10-21 21:00 | 0 | 0 | 0 | 0 | 166959.0887 | 304414.5695 | 451126 | 0 | 20247.6582 | 0 | 0 | 0 | 0
2016-10-21 22:00 | 0 | 0 | 0 | 0 | 197390.9991 | 302922.4624 | 448961 | 0 | 71600.1197 | 0 | 0 | 0 | 0
2016-10-21 23:00 | 0 | 0 | 0 | 0 | 276052.6854 | 223113.1158 | 449429 | 0 | 121336.9209 | 0 | 0 | 0 | 0
2016-10-22 | 0 | 0 | 0 | 29991.3679 | 335596.72 | 49043.4576 | 443542 | 0 | 92426.4664 | 0 | 0 | 0 | 0
2016-10-22 01:00 | 0 | 0 | 0 | 0 | 368475.7382 | 11.5527 | 430130 | 0 | 30783.7573 | 0 | 0 | 0 | 0
2016-10-22 02:00 | 0 | 0 | 0 | 0 | 381142.2427 | 0 | 411926 | 0 | 0 | 0 | 0 | 0 | 0
2016-10-22 03:00 | 0 | 0 | 0 | 0 | 388331 | 0 | 388331 | 0 | 0 | 0 | 0 | 0 | 0
2016-10-22 04:00 | 0 | 0 | 0 | 0 | 367509 | 0 | 367509 | 0 | 0 | 0 | 0 | 0 | 0
2016-10-22 05:00 | 0 | 0 | 0 | 0 | 398291.064 | 0 | 350055 | 0 | 48236.064 | 0 | 0 | 0 | 0
2016-10-22 06:00 | 0 | 0 | 0 | 0 | 291020.9454 | 0 | 336559 | 0 | 2698.0094 | 0 | 0 | 0 | 0
2016-10-22 07:00 | 0 | 0 | 0 | 0 | 382808.5643 | 0 | 328180 | 0 | 57326.5737 | 0 | 0 | 0 | 0
2016-10-22 08:00 | 0 | 0 | 0 | 0 | 367912.3583 | 0 | 324353 | 0 | 100885.932 | 0 | 0 | 0 | 0
2016-10-22 09:00 | 0 | 0 | 0 | 0 | 346731.9889 | 0 | 326281 | 0 | 121336.9209 | 0 | 0 | 0 | 0
2016-10-22 10:00 | 0 | 0 | 0 | 0 | 332090.78 | 0 | 333702 | 0 | 119725.7009 | 0 | 0 | 0 | 0
2016-10-22 11:00 | 0 | 0 | 0 | 0 | 328410.1945 | 0 | 346674 | 0 | 101461.8954 | 0 | 0 | 0 | 0
2016-10-22 12:00 | 0 | 0 | 0 | 46437.8245 | 333598.201 | 0 | 360161 | 0 | 121336.9209 | 0 | 0 | 0 | 0
2016-10-22 13:00 | 0 | 0 | 0 | 18346.4794 | 308037.5842 | 1263.6739 | 374661 | 0 | 74323.6585 | 0 | 0 | 0 | 0
2016-10-22 14:00 | 0 | 0 | 0 | 0 | 195619.7083 | 113720.6332 | 383664 | 0 | 0 | 0 | 0 | 0 | 0
2016-10-22 15:00 | 0 | 0 | 0 | 6927.2354 | 114733.1485 | 266311.6161 | 387972 | 0 | 0 | 0 | 0 | 0 | 0
2016-10-22 16:00 | 0 | 0 | 0 | 0 | 162591.8581 | 297972.4787 | 388617 | 0 | 71947.3368 | 0 | 0 | 0 | 0
2016-10-22 17:00 | 0 | 0 | 0 | 0 | 144316.9527 | 293155.6314 | 388083 | 0 | 121336.9209 | 0 | 0 | 0 | 0
2016-10-22 18:00 | 0 | 0 | 0 | 0 | 94505.4092 | 283169.9703 | 387684 | 0 | 111328.3005 | 0 | 0 | 0 | 0
2016-10-22 19:00 | 0 | 0 | 0 | 0 | 0 | 278088.6995 | 389417 | 0 | 0 | 0 | 0 | 0 | 0
2016-10-22 20:00 | 0 | 0 | 0 | 0 | 112088.6712 | 281659.3288 | 393748 | 0 | 0 | 0 | 0 | 0 | 0
2016-10-22 21:00 | 0 | 0 | 0 | 0 | 110633.5999 | 288340.4001 | 398974 | 0 | 0 | 0 | 0 | 0 | 0
2016-10-22 22:00 | 0 | 0 | 0 | 0 | 252129.7422 | 273085.1788 | 403878 | 0 | 121336.9209 | 0 | 0 | 0 | 0
2016-10-22 23:00 | 0 | 0 | 0 | 0 | 101706.6208 | 187614.4582 | 410658 | 0 | 0 | 0 | 0 | 0 | 0
2016-10-23 | 0 | 0 | 0 | 0 | 494075.2934 | 37498.6276 | 410237 | 0 | 121336.9209 | 0 | 0 | 0 | 0
2016-10-23 01:00 | 0 | 0 | 0 | 0 | 281738.4553 | 5.6238 | 403081 | 0 | 0 | 0 | 0 | 0 | 0
2016-10-23 02:00 | 0 | 0 | 0 | 0 | 510731.9209 | 0 | 389395 | 0 | 121336.9209 | 0 | 0 | 0 | 0
2016-10-23 03:00 | 0 | 0 | 0 | 0 | 371839 | 0 | 371839 | 0 | 121336.9209 | 0 | 0 | 0 | 0
2016-10-23 04:00 | 0 | 0 | 0 | 0 | 233046.0791 | 0 | 354383 | 0 | 0 | 0 | 0 | 0 | 0
2016-10-23 05:00 | 0 | 0 | 0 | 0 | 460861.9209 | 0 | 339525 | 0 | 121336.9209 | 0 | 0 | 0 | 0
2016-10-23 06:00 | 0 | 0 | 0 | 0 | 207023.0791 | 0 | 328360 | 0 | 0 | 0 | 0 | 0 | 0
2016-10-23 07:00 | 0 | 0 | 0 | 0 | 442813.9209 | 0 | 321477 | 0 | 121336.9209 | 0 | 0 | 0 | 0
2016-10-23 08:00 | 0 | 0 | 0 | 0 | 197164.0791 | 0 | 318501 | 0 | 0 | 0 | 0 | 0 | 0
2016-10-23 09:00 | 0 | 0 | 0 | 0 | 440173.9209 | 0 | 318837 | 0 | 121336.9209 | 0 | 0 | 0 | 0
2016-10-23 10:00 | 0 | 0 | 0 | 0 | 204441.0791 | 0 | 325778 | 0 | 0 | 0 | 0 | 0 | 0
2016-10-23 11:00 | 0 | 0 | 0 | 0 | 426425.3862 | 0 | 335639 | 0 | 90786.3862 | 0 | 0 | 0 | 0
2016-10-23 12:00 | 0 | 0 | 0 | 0 | 302692.7992 | 0 | 347934 | 0 | 45545.1854 | 0 | 0 | 0 | 0
2016-10-23 13:00 | 0 | 0 | 0 | 0 | 350036.0909 | 617.9262 | 358905 | 0 | 37294.2024 | 0 | 0 | 0 | 0
2016-10-23 14:00 | 0 | 0 | 0 | 0 | 229969.7229 | 97521.0747 | 364785 | 0 | 0 | 0 | 0 | 0 | 0
2016-10-23 15:00 | 0 | 0 | 0 | 0 | 252514.2536 | 211263.5193 | 368963 | 0 | 94814.7729 | 0 | 0 | 0 | 0
2016-10-23 16:00 | 0 | 0 | 0 | 0 | 126658.2467 | 261480.6618 | 373345 | 0 | 109608.6815 | 0 | 0 | 0 | 0
2016-10-23 17:00 | 0 | 0 | 0 | 0 | 0 | 267778.3185 | 377387 | 0 | 0 | 0 | 0 | 0 | 0
2016-10-23 18:00 | 0 | 0 | 0 | 0 | 217970.2188 | 260043.1507 | 380953 | 0 | 97060.3695 | 0 | 0 | 0 | 0
2016-10-23 19:00 | 0 | 0 | 0 | 0 | 34395.5097 | 253412.1209 | 384868 | 0 | 0 | 0 | 0 | 0 | 0
2016-10-23 20:00 | 0 | 0 | 0 | 0 | 137584.027 | 253598.973 | 391183 | 0 | 0 | 0 | 0 | 0 | 0
2016-10-23 21:00 | 0 | 0 | 0 | 0 | 145772.9113 | 253055.0887 | 398828 | 0 | 0 | 0 | 0 | 0 | 0
2016-10-23 22:00 | 0 | 0 | 0 | 0 | 185481.8962 | 232251.1655 | 408238 | 0 | 9495.0617 | 0 | 0 | 0 | 0
2016-10-23 23:00 | 0 | 0 | 0 | 0 | 256917.4609 | 153838.4774 | 420251 | 0 | 0 | 0 | 0 | 0 | 0
2016-10-24 | 0 | 0 | 0 | 0 | 434468.8884 | 24795.1111 | 422595 | 0 | 36668.9995 | 0 | 0 | 0 | 0
2016-10-24 01:00 | 0 | 0 | 0 | 0 | 374984.9871 | 5.0134 | 411659 | 0 | 0 | 0 | 0 | 0 | 0
2016-10-24 02:00 | 0 | 0 | 0 | 0 | 472728.8611 | 0 | 393670 | 0 | 79058.8611 | 0 | 0 | 0 | 0
2016-10-24 03:00 | 0 | 0 | 0 | 0 | 413837.0598 | 0 | 371559 | 0 | 121336.9209 | 0 | 0 | 0 | 0
2016-10-24 04:00 | 0 | 0 | 0 | 0 | 273685.1958 | 0 | 352342 | 0 | 42680.1167 | 0 | 0 | 0 | 0
2016-10-24 05:00 | 0 | 0 | 0 | 0 | 381836.5106 | 0 | 336659 | 0 | 87857.6273 | 0 | 0 | 0 | 0
2016-10-24 06:00 | 0 | 0 | 0 | 0 | 352916.8769 | 0 | 325873 | 0 | 114901.5043 | 0 | 0 | 0 | 0
2016-10-24 07:00 | 0 | 0 | 0 | 0 | 327612.4167 | 0 | 321177 | 0 | 121336.9209 | 0 | 0 | 0 | 0
2016-10-24 08:00 | 0 | 0 | 0 | 0 | 305211.9168 | 0 | 322115 | 0 | 104433.8378 | 0 | 0 | 0 | 0
2016-10-24 09:00 | 0 | 0 | 0 | 0 | 278596.3043 | 0 | 334390 | 0 | 48640.142 | 0 | 0 | 0 | 0
2016-10-24 10:00 | 0 | 0 | 0 | 56698.4057 | 257374.4523 | 0 | 362713 | 0 | 0 | 0 | 0 | 0 | 0
2016-10-24 11:00 | 0 | 0 | 0 | 155070.403 | 237181.597 | 0 | 392252 | 0 | 0 | 0 | 0 | 0 | 0
2016-10-24 12:00 | 0 | 0 | 0 | 311344.8904 | 216357.0306 | 0 | 406365 | 0 | 121336.9209 | 0 | 0 | 0 | 0
2016-10-24 13:00 | 0 | 0 | 0 | 232786.9902 | 180785.1978 | 915.812 | 414488 | 0 | 121336.9209 | 0 | 0 | 0 | 0
2016-10-24 14:00 | 0 | 0 | 0 | 209479.2 | 115077.2556 | 97664.5444 | 422221 | 0 | 121336.9209 | 0 | 0 | 0 | 0
2016-10-24 15:00 | 0 | 0 | 0 | 16083.8423 | 106941.6601 | 183396.5767 | 427759 | 0 | 0 | 0 | 0 | 0 | 0
2016-10-24 16:00 | 0 | 0 | 0 | 170333.9269 | 120264.6358 | 223089.3787 | 432360 | 0 | 81327.9413 | 0 | 0 | 0 | 0
2016-10-24 17:00 | 0 | 0 | 0 | 0 | 124864.3342 | 230909.7244 | 437102 | 0 | 0 | 0 | 0 | 0 | 0
2016-10-24 18:00 | 0 | 0 | 0 | 85105.9484 | 130314.6588 | 225685.3927 | 441106 | 0 | 0 | 0 | 0 | 0 | 0
2016-10-24 19:00 | 0 | 0 | 0 | 212075.8343 | 135615.2698 | 218484.8169 | 444839 | 0 | 121336.9209 | 0 | 0 | 0 | 0
2016-10-24 20:00 | 0 | 0 | 0 | 97756.1336 | 139437.4164 | 211160.45 | 448354 | 0 | 121336.9209 | 0 | 0 | 0 | 0
2016-10-24 21:00 | 0 | 0 | 0 | 111666.4501 | 143553.872 | 196321.6779 | 451542 | 0 | 121336.9209 | 0 | 0 | 0 | 0
2016-10-24 22:00 | 0 | 0 | 0 | 7302.4188 | 160762.2872 | 165404.373 | 454806 | 0 | 0 | 0 | 0 | 0 | 0
2016-10-24 23:00 | 0 | 0 | 0 | 71788.1461 | 291467.1296 | 98846.7243 | 462102 | 0 | 0 | 0 | 0 | 0 | 0
2016-10-25 | 0 | 0 | 0 | 0 | 438023.8151 | 21394.1849 | 459418 | 0 | 0 | 0 | 0 | 0 | 0
2016-10-25 01:00 | 0 | 0 | 0 | 0 | 445709.4198 | 5.5802 | 445715 | 0 | 0 | 0 | 0 | 0 | 0
2016-10-25 02:00 | 0 | 0 | 0 | 0 | 526210.8254 | 0 | 421898 | 0 | 104312.8254 | 0 | 0 | 0 | 0
2016-10-25 03:00 | 0 | 0 | 0 | 0 | 412314.0955 | 0 | 395290 | 0 | 121336.9209 | 0 | 0 | 0 | 0
2016-10-25 04:00 | 0 | 0 | 0 | 0 | 249591.0791 | 0 | 370928 | 0 | 0 | 0 | 0 | 0 | 0
2016-10-25 05:00 | 0 | 0 | 0 | 0 | 455748.8888 | 0 | 353108 | 0 | 102640.8888 | 0 | 0 | 0 | 0
2016-10-25 06:00 | 0 | 0 | 0 | 0 | 359189.0321 | 0 | 340493 | 0 | 121336.9209 | 0 | 0 | 0 | 0
2016-10-25 07:00 | 0 | 0 | 0 | 0 | 333872 | 0 | 333872 | 0 | 121336.9209 | 0 | 0 | 0 | 0
2016-10-25 08:00 | 0 | 0 | 0 | 0 | 333840 | 0 | 333840 | 0 | 121336.9209 | 0 | 0 | 0 | 0
2016-10-25 09:00 | 0 | 0 | 0 | 0 | 345250 | 0 | 345250 | 0 | 121336.9209 | 0 | 0 | 0 | 0
2016-10-25 10:00 | 0 | 0 | 0 | 0 | 342530.2511 | 0 | 374380 | 0 | 89487.1721 | 0 | 0 | 0 | 0
2016-10-25 11:00 | 0 | 0 | 0 | 0 | 335534.2447 | 0 | 402791 | 0 | 22230.4168 | 0 | 0 | 0 | 0
2016-10-25 12:00 | 0 | 0 | 0 | 180143.4923 | 333540.0118 | 0 | 414577 | 0 | 121336.9209 | 0 | 0 | 0 | 0
2016-10-25 13:00 | 0 | 0 | 0 | 104299.6773 | 316299.012 | 265.3107 | 420864 | 0 | 121336.9209 | 0 | 0 | 0 | 0
2016-10-25 14:00 | 0 | 0 | 0 | 4534.2985 | 254843.3935 | 45065.3871 | 425780 | 0 | 0 | 0 | 0 | 0 | 0
2016-10-25 15:00 | 0 | 0 | 0 | 25825.5375 | 242981.2888 | 160554.1737 | 429361 | 0 | 0 | 0 | 0 | 0 | 0
2016-10-25 16:00 | 0 | 0 | 0 | 0 | 203067.4721 | 230096.5279 | 433164 | 0 | 0 | 0 | 0 | 0 | 0
2016-10-25 17:00 | 0 | 0 | 0 | 0 | 181592.2083 | 255580.7917 | 437173 | 0 | 0 | 0 | 0 | 0 | 0
2016-10-25 18:00 | 0 | 0 | 0 | 0 | 309014.294 | 253077.627 | 440755 | 0 | 121336.9209 | 0 | 0 | 0 | 0
2016-10-25 19:00 | 0 | 0 | 0 | 0 | 73359.4058 | 249329.6732 | 444026 | 0 | 0 | 0 | 0 | 0 | 0
2016-10-25 20:00 | 0 | 0 | 0 | 0 | 193238.8177 | 254827.1823 | 448066 | 0 | 0 | 0 | 0 | 0 | 0
2016-10-25 21:00 | 0 | 0 | 0 | 0 | 309806.1667 | 263527.7542 | 451997 | 0 | 121336.9209 | 0 | 0 | 0 | 0
2016-10-25 22:00 | 0 | 0 | 0 | 0 | 78824.3584 | 257396.7206 | 457558 | 0 | 0 | 0 | 0 | 0 | 0
2016-10-25 23:00 | 0 | 0 | 0 | 0 | 390765.1312 | 196536.7897 | 465965 | 0 | 121336.9209 | 0 | 0 | 0 | 0
2016-10-26 | 0 | 0 | 0 | 0 | 426398.5484 | 36807.4516 | 463206 | 0 | 121336.9209 | 0 | 0 | 0 | 0
2016-10-26 01:00 | 0 | 0 | 0 | 0 | 329479.6297 | 5.4494 | 450822 | 0 | 0 | 0 | 0 | 0 | 0
2016-10-26 02:00 | 0 | 0 | 0 | 0 | 427489 | 0 | 427489 | 0 | 0 | 0 | 0 | 0 | 0
2016-10-26 03:00 | 0 | 0 | 0 | 0 | 437679.888 | 0 | 401143 | 0 | 36536.888 | 0 | 0 | 0 | 0
2016-10-26 04:00 | 0 | 0 | 0 | 0 | 340930.112 | 0 | 377467 | 0 | 0 | 0 | 0 | 0 | 0
2016-10-26 05:00 | 0 | 0 | 0 | 0 | 418562.2355 | 0 | 358988 | 0 | 59574.2355 | 0 | 0 | 0 | 0
2016-10-26 06:00 | 0 | 0 | 0 | 0 | 408725.6855 | 0 | 346963 | 0 | 121336.9209 | 0 | 0 | 0 | 0
2016-10-26 07:00 | 0 | 0 | 0 | 0 | 340536 | 0 | 340536 | 0 | 121336.9209 | 0 | 0 | 0 | 0
2016-10-26 08:00 | 0 | 0 | 0 | 0 | 341377 | 0 | 341377 | 0 | 121336.9209 | 0 | 0 | 0 | 0
2016-10-26 09:00 | 0 | 0 | 0 | 0 | 351909 | 0 | 351909 | 0 | 121336.9209 | 0 | 0 | 0 | 0
2016-10-26 10:00 | 0 | 0 | 0 | 0 | 329206.2177 | 0 | 379889 | 0 | 70654.1387 | 0 | 0 | 0 | 0
2016-10-26 11:00 | 0 | 0 | 0 | 27224.1936 | 310641.6677 | 0 | 408520 | 0 | 0 | 0 | 0 | 0 | 0
2016-10-26 12:00 | 0 | 0 | 0 | 121704.6452 | 298219.3548 | 0 | 419924 | 0 | 0 | 0 | 0 | 0 | 0
2016-10-26 13:00 | 0 | 0 | 0 | 274439.3738 | 271585.575 | 667.9721 | 425356 | 0 | 121336.9209 | 0 | 0 | 0 | 0
2016-10-26 14:00 | 0 | 0 | 0 | 30475.4553 | 182518.0998 | 96583.524 | 430914 | 0 | 0 | 0 | 0 | 0 | 0
2016-10-26 15:00 | 0 | 0 | 0 | 8112.9499 | 163436.1882 | 262568.862 | 434118 | 0 | 0 | 0 | 0 | 0 | 0
2016-10-26 16:00 | 0 | 0 | 0 | 0 | 172517.9577 | 301181.4701 | 437865 | 0 | 35834.4278 | 0 | 0 | 0 | 0
2016-10-26 17:00 | 0 | 0 | 0 | 0 | 163978.8584 | 293375.4039 | 442826 | 0 | 50362.6901 | 0 | 0 | 0 | 0
2016-10-26 18:00 | 0 | 0 | 0 | 0 | 153786.263 | 279420.6216 | 447686 | 0 | 35883.5746 | 0 | 0 | 0 | 0
2016-10-26 19:00 | 0 | 0 | 0 | 0 | 148470.9286 | 273307.5038 | 452795 | 0 | 4867.007 | 0 | 0 | 0 | 0
2016-10-26 20:00 | 0 | 0 | 0 | 34709.7399 | 140879.181 | 277832.0721 | 458288 | 0 | 0 | 0 | 0 | 0 | 0
2016-10-26 21:00 | 0 | 0 | 0 | 45853.663 | 129813.955 | 287966.382 | 463634 | 0 | 0 | 0 | 0 | 0 | 0
2016-10-26 22:00 | 0 | 0 | 0 | 74473.127 | 116589.8437 | 278250.0293 | 469313 | 0 | 0 | 0 | 0 | 0 | 0
2016-10-26 23:00 | 0 | 0 | 0 | 144841.932 | 141545.0291 | 188126.0389 | 474513 | 0 | 0 | 0 | 0 | 0 | 0
2016-10-27 | 0 | 0 | 0 | 257431.5627 | 183615.4809 | 29036.9564 | 470084 | 0 | 0 | 0 | 0 | 0 | 0
2016-10-27 01:00 | 0 | 0 | 0 | 356442.5812 | 222064.1955 | 5.1442 | 457175 | 0 | 121336.9209 | 0 | 0 | 0 | 0
2016-10-27 02:00 | 0 | 0 | 0 | 186386.9438 | 247115.0562 | 0 | 433502 | 0 | 121336.9209 | 0 | 0 | 0 | 0
2016-10-27 03:00 | 0 | 0 | 0 | 21697.58 | 262621.4991 | 0 | 405656 | 0 | 0 | 0 | 0 | 0 | 0
2016-10-27 04:00 | 0 | 0 | 0 | 112545.9605 | 267767.0395 | 0 | 380313 | 0 | 0 | 0 | 0 | 0 | 0
2016-10-27 05:00 | 0 | 0 | 0 | 93155.0741 | 268814.9259 | 0 | 361970 | 0 | 0 | 0 | 0 | 0 | 0
2016-10-27 06:00 | 0 | 0 | 0 | 77755.0155 | 270749.9845 | 0 | 348505 | 0 | 0 | 0 | 0 | 0 | 0
2016-10-27 07:00 | 0 | 0 | 0 | 71418.3559 | 269828.6441 | 0 | 341247 | 0 | 0 | 0 | 0 | 0 | 0
2016-10-27 08:00 | 0 | 0 | 0 | 76550.6368 | 264129.3632 | 0 | 340680 | 0 | 0 | 0 | 0 | 0 | 0
2016-10-27 09:00 | 0 | 0 | 0 | 95657.2705 | 254949.7295 | 0 | 350607 | 0 | 0 | 0 | 0 | 0 | 0
2016-10-27 10:00 | 0 | 0 | 0 | 128980.6859 | 247588.3141 | 0 | 376569 | 0 | 0 | 0 | 0 | 0 | 0
2016-10-27 11:00 | 0 | 0 | 0 | 161826.8824 | 242846.1176 | 0 | 404673 | 0 | 0 | 0 | 0 | 0 | 0
2016-10-27 12:00 | 0 | 0 | 0 | 302495.2708 | 236631.6501 | 0 | 417790 | 0 | 121336.9209 | 0 | 0 | 0 | 0
2016-10-27 13:00 | 0 | 0 | 0 | 79232.4643 | 225892.8033 | 470.8115 | 426933 | 0 | 0 | 0 | 0 | 0 | 0
2016-10-27 14:00 | 0 | 0 | 0 | 187260.0865 | 156201.3951 | 91748.5184 | 435210 | 0 | 0 | 0 | 0 | 0 | 0
2016-10-27 15:00 | 0 | 0 | 0 | 145547.7176 | 90857.7189 | 205280.5635 | 441686 | 0 | 0 | 0 | 0 | 0 | 0
2016-10-27 16:00 | 0 | 0 | 0 | 200480.1427 | 100992.934 | 241444.1136 | 447689 | 0 | 95228.1903 | 0 | 0 | 0 | 0
2016-10-27 17:00 | 0 | 0 | 0 | 0 | 115659.0137 | 244010.796 | 454898 | 0 | 0 | 0 | 0 | 0 | 0
2016-10-27 18:00 | 0 | 0 | 0 | 107672.1687 | 116401.3811 | 236638.4501 | 460712 | 0 | 0 | 0 | 0 | 0 | 0
2016-10-27 19:00 | 0 | 0 | 0 | 233117.2831 | 118409.1641 | 229937.557 | 464519 | 0 | 116945.0043 | 0 | 0 | 0 | 0
2016-10-27 20:00 | 0 | 0 | 0 | 0 | 125742.7575 | 226417.2382 | 469105 | 0 | 0 | 0 | 0 | 0 | 0
2016-10-27 21:00 | 0 | 0 | 0 | 110930.5903 | 144012.7316 | 216514.6781 | 471458 | 0 | 0 | 0 | 0 | 0 | 0
2016-10-27 22:00 | 0 | 0 | 0 | 77055.2109 | 213189.9615 | 182944.8276 | 473190 | 0 | 0 | 0 | 0 | 0 | 0
2016-10-27 23:00 | 0 | 0 | 0 | 0 | 377040.5014 | 98702.4986 | 475743 | 0 | 0 | 0 | 0 | 0 | 0
2016-10-28 | 0 | 0 | 0 | 0 | 505223.9904 | 7152.2093 | 471538 | 0 | 40838.1997 | 0 | 0 | 0 | 0
2016-10-28 01:00 | 0 | 0 | 0 | 0 | 417335.6674 | 0.13297 | 458174 | 0 | 0 | 0 | 0 | 0 | 0
2016-10-28 02:00 | 0 | 0 | 0 | 0 | 435168 | 0 | 435168 | 0 | 0 | 0 | 0 | 0 | 0
2016-10-28 03:00 | 0 | 0 | 0 | 0 | 528412.9209 | 0 | 407076 | 0 | 121336.9209 | 0 | 0 | 0 | 0
2016-10-28 04:00 | 0 | 0 | 0 | 0 | 259238.0791 | 0 | 380575 | 0 | 0 | 0 | 0 | 0 | 0
2016-10-28 05:00 | 0 | 0 | 0 | 0 | 482259.9209 | 0 | 360923 | 0 | 121336.9209 | 0 | 0 | 0 | 0
2016-10-28 06:00 | 0 | 0 | 0 | 0 | 346937 | 0 | 346937 | 0 | 121336.9209 | 0 | 0 | 0 | 0
2016-10-28 07:00 | 0 | 0 | 0 | 0 | 340245 | 0 | 340245 | 0 | 121336.9209 | 0 | 0 | 0 | 0
2016-10-28 08:00 | 0 | 0 | 0 | 0 | 339281 | 0 | 339281 | 0 | 121336.9209 | 0 | 0 | 0 | 0
2016-10-28 09:00 | 0 | 0 | 0 | 0 | 226602.0791 | 0 | 347939 | 0 | 0 | 0 | 0 | 0 | 0
2016-10-28 10:00 | 0 | 0 | 0 | 0 | 374656 | 0 | 374656 | 0 | 0 | 0 | 0 | 0 | 0
2016-10-28 11:00 | 0 | 0 | 0 | 0 | 523026.9209 | 0 | 401690 | 0 | 121336.9209 | 0 | 0 | 0 | 0
2016-10-28 12:00 | 0 | 0 | 0 | 0 | 292298.0791 | 0 | 413635 | 0 | 0 | 0 | 0 | 0 | 0
2016-10-28 13:00 | 0 | 0 | 0 | 0 | 459687.1798 | 467.1403 | 422680 | 0 | 37474.3201 | 0 | 0 | 0 | 0
2016-10-28 14:00 | 0 | 0 | 0 | 0 | 369093.4904 | 55432.4774 | 431243 | 0 | 30757.288 | 0 | 0 | 0 | 0
2016-10-28 15:00 | 0 | 0 | 0 | 0 | 275680.1396 | 131102.5725 | 437540 | 0 | 0 | 0 | 0 | 0 | 0
2016-10-28 16:00 | 0 | 0 | 0 | 0 | 268695.0911 | 174501.9089 | 443197 | 0 | 0 | 0 | 0 | 0 | 0
2016-10-28 17:00 | 0 | 0 | 0 | 0 | 257716.5856 | 191634.4144 | 449351 | 0 | 0 | 0 | 0 | 0 | 0
2016-10-28 18:00 | 0 | 0 | 0 | 0 | 366977.8321 | 198868.3201 | 454376 | 0 | 111470.1522 | 0 | 0 | 0 | 0
2016-10-28 19:00 | 0 | 0 | 0 | 0 | 265961.6923 | 200770.0764 | 456865 | 0 | 121336.9209 | 0 | 0 | 0 | 0
2016-10-28 20:00 | 0 | 0 | 0 | 0 | 138443.3904 | 199849.6887 | 459630 | 0 | 0 | 0 | 0 | 0 | 0
2016-10-28 21:00 | 0 | 0 | 0 | 0 | 378260.6004 | 190021.4888 | 460343 | 0 | 107939.0892 | 0 | 0 | 0 | 0
2016-10-28 22:00 | 0 | 0 | 0 | 0 | 184444.5691 | 166967.3417 | 459351 | 0 | 0 | 0 | 0 | 0 | 0
2016-10-28 23:00 | 0 | 0 | 0 | 0 | 433111.4683 | 110535.8973 | 458141 | 0 | 85506.3655 | 0 | 0 | 0 | 0
2016-10-29 | 0 | 0 | 0 | 0 | 462559.9115 | 24796.6439 | 451526 | 0 | 121336.9209 | 0 | 0 | 0 | 0
2016-10-29 01:00 | 0 | 0 | 0 | 0 | 317043.8628 | 1.2163 | 438382 | 0 | 0 | 0 | 0 | 0 | 0
2016-10-29 02:00 | 0 | 0 | 0 | 0 | 463704.5038 | 0 | 419698 | 0 | 44006.5038 | 0 | 0 | 0 | 0
2016-10-29 03:00 | 0 | 0 | 0 | 0 | 442803.0798 | 0 | 398575 | 0 | 88234.5836 | 0 | 0 | 0 | 0
2016-10-29 04:00 | 0 | 0 | 0 | 0 | 288678.4164 | 0 | 376913 | 0 | 0 | 0 | 0 | 0 | 0
2016-10-29 05:00 | 0 | 0 | 0 | 0 | 407689.1347 | 0 | 358730 | 0 | 48959.1347 | 0 | 0 | 0 | 0
2016-10-29 06:00 | 0 | 0 | 0 | 0 | 296638.8653 | 0 | 345598 | 0 | 0 | 0 | 0 | 0 | 0
2016-10-29 07:00 | 0 | 0 | 0 | 0 | 381664.9335 | 0 | 336136 | 0 | 45528.9335 | 0 | 0 | 0 | 0
2016-10-29 08:00 | 0 | 0 | 0 | 0 | 369846.4288 | 0 | 331955 | 0 | 83420.3624 | 0 | 0 | 0 | 0
2016-10-29 09:00 | 0 | 0 | 0 | 0 | 360266.0501 | 0 | 334188 | 0 | 109498.4124 | 0 | 0 | 0 | 0
2016-10-29 10:00 | 0 | 0 | 0 | 0 | 353021.5085 | 0 | 341183 | 0 | 121336.9209 | 0 | 0 | 0 | 0
2016-10-29 11:00 | 0 | 0 | 0 | 0 | 348082.5521 | 0 | 353400 | 0 | 116019.4731 | 0 | 0 | 0 | 0
2016-10-29 12:00 | 0 | 0 | 0 | 0 | 340509.1391 | 0 | 366362 | 0 | 90166.6122 | 0 | 0 | 0 | 0
2016-10-29 13:00 | 0 | 0 | 0 | 83387.5171 | 311290.6208 | 313.8438 | 379350 | 0 | 105808.5939 | 0 | 0 | 0 | 0
2016-10-29 14:00 | 0 | 0 | 0 | 0 | 211572.1962 | 75679.2099 | 393060 | 0 | 0 | 0 | 0 | 0 | 0
2016-10-29 15:00 | 0 | 0 | 0 | 0 | 182730.9054 | 220084.0946 | 402815 | 0 | 0 | 0 | 0 | 0 | 0
2016-10-29 16:00 | 0 | 0 | 0 | 0 | 140211.4158 | 270460.5842 | 410672 | 0 | 0 | 0 | 0 | 0 | 0
2016-10-29 17:00 | 0 | 0 | 0 | 0 | 259764.5056 | 274151.053 | 417739 | 0 | 116176.5586 | 0 | 0 | 0 | 0
2016-10-29 18:00 | 0 | 0 | 0 | 0 | 46216.4895 | 262654.9518 | 425048 | 0 | 0 | 0 | 0 | 0 | 0
2016-10-29 19:00 | 0 | 0 | 0 | 0 | 173071.6368 | 257349.3632 | 430421 | 0 | 0 | 0 | 0 | 0 | 0
2016-10-29 20:00 | 0 | 0 | 0 | 0 | 260498.2805 | 262365.9167 | 436729 | 0 | 86135.1972 | 0 | 0 | 0 | 0
2016-10-29 21:00 | 0 | 0 | 0 | 0 | 82651.79 | 270674.0128 | 439461 | 0 | 0 | 0 | 0 | 0 | 0
2016-10-29 22:00 | 0 | 0 | 0 | 0 | 253494.3368 | 258856.1549 | 439395 | 0 | 72955.4916 | 0 | 0 | 0 | 0
2016-10-29 23:00 | 0 | 0 | 0 | 0 | 323621.4122 | 164605.0171 | 439845 | 0 | 121336.9209 | 0 | 0 | 0 | 0
2016-10-30 | 0 | 0 | 0 | 5704.9996 | 369579.3427 | 20091.1258 | 433880 | 0 | 82832.389 | 0 | 0 | 0 | 0
2016-10-30 01:00 | 0 | 0 | 0 | 0 | 377824.1447 | 0.34179 | 421469 | 0 | 39187.8755 | 0 | 0 | 0 | 0
2016-10-30 02:00 | 0 | 0 | 0 | 0 | 376283.2334 | 0 | 405072 | 0 | 10399.1089 | 0 | 0 | 0 | 0
2016-10-30 03:00 | 0 | 0 | 0 | 0 | 374688.8911 | 0 | 385088 | 0 | 0 | 0 | 0 | 0 | 0
2016-10-30 04:00 | 0 | 0 | 0 | 0 | 372896.3451 | 0 | 364576 | 0 | 8320.3451 | 0 | 0 | 0 | 0
2016-10-30 05:00 | 0 | 0 | 0 | 0 | 369408.6582 | 0 | 348139 | 0 | 29590.0033 | 0 | 0 | 0 | 0
2016-10-30 06:00 | 0 | 0 | 0 | 0 | 361058.7779 | 0 | 334018 | 0 | 56630.7812 | 0 | 0 | 0 | 0
2016-10-30 07:00 | 0 | 0 | 0 | 0 | 346860.7325 | 0 | 324431 | 0 | 79060.5137 | 0 | 0 | 0 | 0
2016-10-30 08:00 | 0 | 0 | 0 | 0 | 329737.2 | 0 | 318956 | 0 | 89841.7138 | 0 | 0 | 0 | 0
2016-10-30 09:00 | 0 | 0 | 0 | 0 | 299616.0519 | 0 | 317742 | 0 | 71715.7657 | 0 | 0 | 0 | 0
2016-10-30 10:00 | 0 | 0 | 0 | 0 | 270950.9788 | 0 | 321987 | 0 | 20679.7445 | 0 | 0 | 0 | 0
2016-10-30 11:00 | 0 | 0 | 0 | 178204.4653 | 252608.7111 | 0 | 330156 | 0 | 121336.9209 | 0 | 0 | 0 | 0
2016-10-30 12:00 | 0 | 0 | 0 | 103399.4353 | 238897.5647 | 0 | 342297 | 0 | 121336.9209 | 0 | 0 | 0 | 0
2016-10-30 13:00 | 0 | 0 | 0 | 142641.7982 | 213907.9063 | 259.2954 | 356809 | 0 | 121336.9209 | 0 | 0 | 0 | 0
2016-10-30 14:00 | 0 | 0 | 0 | 118043.9122 | 171220.2421 | 82347.8457 | 371612 | 0 | 121336.9209 | 0 | 0 | 0 | 0
2016-10-30 15:00 | 0 | 0 | 0 | 86420.7713 | 137126.2684 | 161431.9603 | 384979 | 0 | 121336.9209 | 0 | 0 | 0 | 0
2016-10-30 16:00 | 0 | 0 | 0 | 18488.2246 | 126467.8278 | 200807.0076 | 398469 | 0 | 68630.9809 | 0 | 0 | 0 | 0
2016-10-30 17:00 | 0 | 0 | 0 | 0 | 129692.7718 | 212770.2473 | 411094 | 0 | 0 | 0 | 0 | 0 | 0
2016-10-30 18:00 | 0 | 0 | 0 | 198563.0245 | 128819.3352 | 215881.5612 | 421927 | 0 | 121336.9209 | 0 | 0 | 0 | 0
2016-10-30 19:00 | 0 | 0 | 0 | 82511.6167 | 128477.8702 | 218498.5131 | 429488 | 0 | 121336.9209 | 0 | 0 | 0 | 0
2016-10-30 20:00 | 0 | 0 | 0 | 88544.4923 | 128576.9579 | 219774.5497 | 436896 | 0 | 121336.9209 | 0 | 0 | 0 | 0
2016-10-30 21:00 | 0 | 0 | 0 | 98248.2788 | 128507.0743 | 214511.6469 | 441267 | 0 | 121336.9209 | 0 | 0 | 0 | 0
2016-10-30 22:00 | 0 | 0 | 0 | 117858.8919 | 135099.542 | 191566.5661 | 444525 | 0 | 121336.9209 | 0 | 0 | 0 | 0
2016-10-30 23:00 | 0 | 0 | 0 | 104272.0056 | 213177.8109 | 116541.55 | 448448 | 0 | 106880.2874 | 0 | 0 | 0 | 0
2016-10-31 | 0 | 0 | 0 | 0 | 314856.1133 | 23639.5992 | 445376 | 0 | 0 | 0 | 0 | 0 | 0
2016-10-31 01:00 | 0 | 0 | 0 | 57390.8721 | 372621.0603 | 0.067572 | 430012 | 0 | 0 | 0 | 0 | 0 | 0
2016-10-31 02:00 | 0 | 0 | 0 | 11533.77 | 398890.23 | 0 | 410424 | 0 | 0 | 0 | 0 | 0 | 0
2016-10-31 03:00 | 0 | 0 | 0 | 0 | 386114 | 0 | 386114 | 0 | 0 | 0 | 0 | 0 | 0
2016-10-31 04:00 | 0 | 0 | 0 | 0 | 363896 | 0 | 363896 | 0 | 0 | 0 | 0 | 0 | 0
2016-10-31 05:00 | 0 | 0 | 0 | 0 | 414833.3861 | 0 | 346071 | 0 | 68762.3861 | 0 | 0 | 0 | 0
2016-10-31 06:00 | 0 | 0 | 0 | 0 | 386821.5348 | 0 | 334247 | 0 | 121336.9209 | 0 | 0 | 0 | 0
2016-10-31 07:00 | 0 | 0 | 0 | 0 | 327083 | 0 | 327083 | 0 | 121336.9209 | 0 | 0 | 0 | 0
2016-10-31 08:00 | 0 | 0 | 0 | 0 | 326644 | 0 | 326644 | 0 | 121336.9209 | 0 | 0 | 0 | 0
2016-10-31 09:00 | 0 | 0 | 0 | 0 | 215659.0791 | 0 | 336996 | 0 | 0 | 0 | 0 | 0 | 0
2016-10-31 10:00 | 0 | 0 | 0 | 0 | 364167 | 0 | 364167 | 0 | 0 | 0 | 0 | 0 | 0
2016-10-31 11:00 | 0 | 0 | 0 | 0 | 442847.9225 | 0 | 394234 | 0 | 48613.9225 | 0 | 0 | 0 | 0
2016-10-31 12:00 | 0 | 0 | 0 | 0 | 361334.0775 | 0 | 409948 | 0 | 0 | 0 | 0 | 0 | 0
2016-10-31 13:00 | 0 | 0 | 0 | 0 | 418611.5701 | 207.4299 | 418819 | 0 | 0 | 0 | 0 | 0 | 0
2016-10-31 14:00 | 0 | 0 | 0 | 0 | 361666.1611 | 66491.8389 | 428158 | 0 | 0 | 0 | 0 | 0 | 0
2016-10-31 15:00 | 0 | 0 | 0 | 0 | 338315.5325 | 218905.3884 | 435884 | 0 | 121336.9209 | 0 | 0 | 0 | 0
2016-10-31 16:00 | 0 | 0 | 0 | 0 | 169729.8647 | 273840.1353 | 443570 | 0 | 121336.9209 | 0 | 0 | 0 | 0
2016-10-31 17:00 | 0 | 0 | 0 | 0 | 52115.0665 | 278703.0125 | 452155 | 0 | 0 | 0 | 0 | 0 | 0
2016-10-31 18:00 | 0 | 0 | 0 | 0 | 311396.0871 | 267572.8339 | 457632 | 0 | 121336.9209 | 0 | 0 | 0 | 0
2016-10-31 19:00 | 0 | 0 | 0 | 0 | 201975.2778 | 261477.7222 | 463453 | 0 | 121336.9209 | 0 | 0 | 0 | 0
2016-10-31 20:00 | 0 | 0 | 0 | 0 | 80219.15 | 265174.9291 | 466731 | 0 | 0 | 0 | 0 | 0 | 0
2016-10-31 21:00 | 0 | 0 | 0 | 0 | 317496.8635 | 270908.0575 | 467068 | 0 | 121336.9209 | 0 | 0 | 0 | 0
2016-10-31 22:00 | 0 | 0 | 0 | 0 | 212003.8287 | 253866.1713 | 465870 | 0 | 121336.9209 | 0 | 0 | 0 | 0
2016-10-31 23:00 | 0 | 0 | 0 | 0 | 177143.6267 | 164170.4523 | 462651 | 0 | 0 | 0 | 0 | 0 | 0
2016-11-01 | 0 | 0 | 0 | 0 | 553719.7602 | 25408.1607 | 457791 | 0 | 121336.9209 | 0 | 0 | 0 | 0
2016-11-01 01:00 | 0 | 0 | 0 | 0 | 446536 | 0 | 446536 | 0 | 121336.9209 | 0 | 0 | 0 | 0
2016-11-01 02:00 | 0 | 0 | 0 | 0 | 305596.0791 | 0 | 426933 | 0 | 0 | 0 | 0 | 0 | 0
2016-11-01 03:00 | 0 | 0 | 0 | 0 | 522584.9209 | 0 | 401248 | 0 | 121336.9209 | 0 | 0 | 0 | 0
2016-11-01 04:00 | 0 | 0 | 0 | 0 | 255730.0791 | 0 | 377067 | 0 | 0 | 0 | 0 | 0 | 0
2016-11-01 05:00 | 0 | 0 | 0 | 0 | 480155.9209 | 0 | 358819 | 0 | 121336.9209 | 0 | 0 | 0 | 0
2016-11-01 06:00 | 0 | 0 | 0 | 0 | 346642 | 0 | 346642 | 0 | 121336.9209 | 0 | 0 | 0 | 0
2016-11-01 07:00 | 0 | 0 | 0 | 0 | 340076 | 0 | 340076 | 0 | 121336.9209 | 0 | 0 | 0 | 0
2016-11-01 08:00 | 0 | 0 | 0 | 0 | 339261 | 0 | 339261 | 0 | 121336.9209 | 0 | 0 | 0 | 0
2016-11-01 09:00 | 0 | 0 | 0 | 0 | 348857 | 0 | 348857 | 0 | 121336.9209 | 0 | 0 | 0 | 0
2016-11-01 10:00 | 0 | 0 | 0 | 0 | 375785 | 0 | 375785 | 0 | 121336.9209 | 0 | 0 | 0 | 0
2016-11-01 11:00 | 0 | 0 | 0 | 0 | 341945.8073 | 0 | 404362 | 0 | 58920.7282 | 0 | 0 | 0 | 0
2016-11-01 12:00 | 0 | 0 | 0 | 168000.4802 | 312515.7125 | 0 | 418100 | 0 | 121336.9209 | 0 | 0 | 0 | 0
2016-11-01 13:00 | 0 | 0 | 0 | 147457.1149 | 277271.0344 | 154.8507 | 424883 | 0 | 121336.9209 | 0 | 0 | 0 | 0
2016-11-01 14:00 | 0 | 0 | 0 | 200530.3447 | 192401.1163 | 39806.539 | 432738 | 0 | 121336.9209 | 0 | 0 | 0 | 0
2016-11-01 15:00 | 0 | 0 | 0 | 141395.0653 | 144199.0402 | 140288.7681 | 441024 | 0 | 106195.7945 | 0 | 0 | 0 | 0
2016-11-01 16:00 | 0 | 0 | 0 | 0 | 141280.2181 | 201066.9874 | 448543 | 0 | 0 | 0 | 0 | 0 | 0
2016-11-01 17:00 | 0 | 0 | 0 | 55923.936 | 174494.0888 | 223790.9752 | 454209 | 0 | 0 | 0 | 0 | 0 | 0
2016-11-01 18:00 | 0 | 0 | 0 | 44358.4124 | 192057.4079 | 223615.1797 | 460031 | 0 | 0 | 0 | 0 | 0 | 0
2016-11-01 19:00 | 0 | 0 | 0 | 40922.3028 | 203937.9097 | 219764.7875 | 464625 | 0 | 0 | 0 | 0 | 0 | 0
2016-11-01 20:00 | 0 | 0 | 0 | 40969.6716 | 211223.125 | 217231.2034 | 469424 | 0 | 0 | 0 | 0 | 0 | 0
2016-11-01 21:00 | 0 | 0 | 0 | 48777.9246 | 213806.2922 | 210723.7831 | 473308 | 0 | 0 | 0 | 0 | 0 | 0
2016-11-01 22:00 | 0 | 0 | 0 | 58234.6703 | 229315.223 | 189800.1067 | 477350 | 0 | 0 | 0 | 0 | 0 | 0
2016-11-01 23:00 | 0 | 0 | 0 | 160886.4045 | 308315.6653 | 133965.8511 | 481831 | 0 | 121336.9209 | 0 | 0 | 0 | 0
2016-11-02 | 0 | 0 | 0 | 88995.5955 | 363691.3497 | 25390.0548 | 478077 | 0 | 121336.9209 | 0 | 0 | 0 | 0
2016-11-02 01:00 | 0 | 0 | 0 | 18650.042 | 378909.2545 | 0 | 461935 | 0 | 56961.2175 | 0 | 0 | 0 | 0
2016-11-02 02:00 | 0 | 0 | 0 | 0 | 381109.7825 | 0 | 438071 | 0 | 0 | 0 | 0 | 0 | 0
2016-11-02 03:00 | 0 | 0 | 0 | 24287.5523 | 386746.4477 | 0 | 411034 | 0 | 0 | 0 | 0 | 0 | 0
2016-11-02 04:00 | 0 | 0 | 0 | 0 | 387603.8201 | 0 | 384186 | 0 | 3417.8201 | 0 | 0 | 0 | 0
2016-11-02 05:00 | 0 | 0 | 0 | 0 | 375401.0659 | 0 | 363898 | 0 | 14920.8861 | 0 | 0 | 0 | 0
2016-11-02 06:00 | 0 | 0 | 0 | 0 | 356058.1857 | 0 | 350436 | 0 | 20543.0718 | 0 | 0 | 0 | 0
2016-11-02 07:00 | 0 | 0 | 0 | 0 | 337588.513 | 0 | 342291 | 0 | 15840.5847 | 0 | 0 | 0 | 0
2016-11-02 08:00 | 0 | 0 | 0 | 0 | 327089.0282 | 0 | 340929 | 0 | 2000.6129 | 0 | 0 | 0 | 0
2016-11-02 09:00 | 0 | 0 | 0 | 164431.6792 | 305415.6288 | 0 | 350511 | 0 | 121336.9209 | 0 | 0 | 0 | 0
2016-11-02 10:00 | 0 | 0 | 0 | 91654.6889 | 284086.3111 | 0 | 375741 | 0 | 121336.9209 | 0 | 0 | 0 | 0
2016-11-02 11:00 | 0 | 0 | 0 | 136013.0946 | 267601.9054 | 0 | 403615 | 0 | 121336.9209 | 0 | 0 | 0 | 0
2016-11-02 12:00 | 0 | 0 | 0 | 165250.6574 | 253062.3426 | 0 | 418313 | 0 | 121336.9209 | 0 | 0 | 0 | 0
2016-11-02 13:00 | 0 | 0 | 0 | 195511.2119 | 230817.7447 | 64.0434 | 426393 | 0 | 121336.9209 | 0 | 0 | 0 | 0
2016-11-02 14:00 | 0 | 0 | 0 | 107803.6375 | 167637.2713 | 39601.1703 | 436379 | 0 | 0 | 0 | 0 | 0 | 0
2016-11-02 15:00 | 0 | 0 | 0 | 106140.5564 | 123076.0343 | 215362.4093 | 444579 | 0 | 0 | 0 | 0 | 0 | 0
2016-11-02 16:00 | 0 | 0 | 0 | 74241.7484 | 111413.8378 | 266019.4138 | 451675 | 0 | 0 | 0 | 0 | 0 | 0
2016-11-02 17:00 | 0 | 0 | 0 | 83017.0543 | 113733.5013 | 262643.4445 | 459394 | 0 | 0 | 0 | 0 | 0 | 0
2016-11-02 18:00 | 0 | 0 | 0 | 97515.551 | 117906.1078 | 250961.3413 | 466383 | 0 | 0 | 0 | 0 | 0 | 0
2016-11-02 19:00 | 0 | 0 | 0 | 109492.9088 | 118633.9896 | 243441.1017 | 471568 | 0 | 0 | 0 | 0 | 0 | 0
2016-11-02 20:00 | 0 | 0 | 0 | 109874.2585 | 119826.1519 | 244676.5896 | 474377 | 0 | 0 | 0 | 0 | 0 | 0
2016-11-02 21:00 | 0 | 0 | 0 | 102546.4113 | 124541.6199 | 248721.9688 | 475810 | 0 | 0 | 0 | 0 | 0 | 0
2016-11-02 22:00 | 0 | 0 | 0 | 98347.8375 | 142478.4437 | 238365.7188 | 479192 | 0 | 0 | 0 | 0 | 0 | 0
2016-11-02 23:00 | 0 | 0 | 0 | 125255.5845 | 194995.4557 | 161746.9598 | 481998 | 0 | 0 | 0 | 0 | 0 | 0
2016-11-03 | 0 | 0 | 0 | 218881.545 | 234178.4391 | 23760.0159 | 476820 | 0 | 0 | 0 | 0 | 0 | 0
2016-11-03 01:00 | 0 | 0 | 0 | 214725.1953 | 245425.8047 | 0 | 460151 | 0 | 0 | 0 | 0 | 0 | 0
2016-11-03 02:00 | 0 | 0 | 0 | 310807.3639 | 247214.5571 | 0 | 436685 | 0 | 121336.9209 | 0 | 0 | 0 | 0
2016-11-03 03:00 | 0 | 0 | 0 | 160586.2494 | 250156.7506 | 0 | 410743 | 0 | 121336.9209 | 0 | 0 | 0 | 0
2016-11-03 04:00 | 0 | 0 | 0 | 6053.6682 | 258821.4109 | 0 | 386212 | 0 | 0 | 0 | 0 | 0 | 0
2016-11-03 05:00 | 0 | 0 | 0 | 92762.8008 | 274537.1992 | 0 | 367300 | 0 | 0 | 0 | 0 | 0 | 0
2016-11-03 06:00 | 0 | 0 | 0 | 56829.1519 | 294648.8481 | 0 | 351478 | 0 | 0 | 0 | 0 | 0 | 0
2016-11-03 07:00 | 0 | 0 | 0 | 32527.8472 | 309693.1528 | 0 | 342221 | 0 | 0 | 0 | 0 | 0 | 0
2016-11-03 08:00 | 0 | 0 | 0 | 21655.4111 | 318785.5889 | 0 | 340441 | 0 | 0 | 0 | 0 | 0 | 0
2016-11-03 09:00 | 0 | 0 | 0 | 31438.9157 | 317607.0843 | 0 | 349046 | 0 | 0 | 0 | 0 | 0 | 0
2016-11-03 10:00 | 0 | 0 | 0 | 60204.8288 | 312104.1712 | 0 | 372309 | 0 | 0 | 0 | 0 | 0 | 0
2016-11-03 11:00 | 0 | 0 | 0 | 92797.5778 | 307278.4222 | 0 | 400076 | 0 | 0 | 0 | 0 | 0 | 0
2016-11-03 12:00 | 0 | 0 | 0 | 110578.6717 | 305305.3283 | 0 | 415884 | 0 | 0 | 0 | 0 | 0 | 0
2016-11-03 13:00 | 0 | 0 | 0 | 126162.0423 | 299386.8422 | 43.1156 | 425592 | 0 | 0 | 0 | 0 | 0 | 0
2016-11-03 14:00 | 0 | 0 | 0 | 309980.4631 | 209830.3386 | 38069.1192 | 436543 | 0 | 121336.9209 | 0 | 0 | 0 | 0
2016-11-03 15:00 | 0 | 0 | 0 | 16504.0163 | 114876.7843 | 191658.2784 | 444376 | 0 | 0 | 0 | 0 | 0 | 0
2016-11-03 16:00 | 0 | 0 | 0 | 121141.8578 | 81503.981 | 248129.1612 | 450775 | 0 | 0 | 0 | 0 | 0 | 0
2016-11-03 17:00 | 0 | 0 | 0 | 128244.7759 | 74308.7436 | 254596.4805 | 457150 | 0 | 0 | 0 | 0 | 0 | 0
2016-11-03 18:00 | 0 | 0 | 0 | 136246.3848 | 76803.6286 | 247979.9866 | 461030 | 0 | 0 | 0 | 0 | 0 | 0
2016-11-03 19:00 | 0 | 0 | 0 | 145916.4065 | 75858.0867 | 241127.5067 | 462902 | 0 | 0 | 0 | 0 | 0 | 0
2016-11-03 20:00 | 0 | 0 | 0 | 273663.895 | 71475.4307 | 239802.5952 | 463605 | 0 | 121336.9209 | 0 | 0 | 0 | 0
2016-11-03 21:00 | 0 | 0 | 0 | 38569.4051 | 66773.9239 | 237507.7501 | 464188 | 0 | 0 | 0 | 0 | 0 | 0
2016-11-03 22:00 | 0 | 0 | 0 | 168666.2676 | 77833.283 | 219931.4494 | 466431 | 0 | 0 | 0 | 0 | 0 | 0
2016-11-03 23:00 | 0 | 0 | 0 | 238977.1044 | 90982.4797 | 139529.4159 | 469489 | 0 | 0 | 0 | 0 | 0 | 0
2016-11-04 | 0 | 0 | 0 | 340650.9659 | 105606.9807 | 20018.0535 | 466276 | 0 | 0 | 0 | 0 | 0 | 0
2016-11-04 01:00 | 0 | 0 | 0 | 356551.1709 | 117444.5449 | 0 | 452064 | 0 | 21931.7158 | 0 | 0 | 0 | 0
2016-11-04 02:00 | 0 | 0 | 0 | 356551.1709 | 129588.1526 | 0 | 428563 | 0 | 79508.0393 | 0 | 0 | 0 | 0
2016-11-04 03:00 | 0 | 0 | 0 | 169465.548 | 153904.4127 | 0 | 402878 | 0 | 0 | 0 | 0 | 0 | 0
2016-11-04 04:00 | 0 | 0 | 0 | 196620.5457 | 181583.4543 | 0 | 378204 | 0 | 0 | 0 | 0 | 0 | 0
2016-11-04 05:00 | 0 | 0 | 0 | 155740.8065 | 202583.1935 | 0 | 358324 | 0 | 0 | 0 | 0 | 0 | 0
2016-11-04 06:00 | 0 | 0 | 0 | 125073.3933 | 220536.6067 | 0 | 345610 | 0 | 0 | 0 | 0 | 0 | 0
2016-11-04 07:00 | 0 | 0 | 0 | 102563.3921 | 234476.6079 | 0 | 337040 | 0 | 0 | 0 | 0 | 0 | 0
2016-11-04 08:00 | 0 | 0 | 0 | 93757.5497 | 242118.4503 | 0 | 335876 | 0 | 0 | 0 | 0 | 0 | 0
2016-11-04 09:00 | 0 | 0 | 0 | 111960.299 | 232391.701 | 0 | 344352 | 0 | 0 | 0 | 0 | 0 | 0
2016-11-04 10:00 | 0 | 0 | 0 | 151766.8065 | 217059.1935 | 0 | 368826 | 0 | 0 | 0 | 0 | 0 | 0
2016-11-04 11:00 | 0 | 0 | 0 | 191047.6697 | 205832.3303 | 0 | 396880 | 0 | 0 | 0 | 0 | 0 | 0
2016-11-04 12:00 | 0 | 0 | 0 | 336026.1935 | 196857.7275 | 0 | 411547 | 0 | 121336.9209 | 0 | 0 | 0 | 0
2016-11-04 13:00 | 0 | 0 | 0 | 235449.1335 | 184367.6136 | 13.2529 | 419830 | 0 | 121336.9209 | 0 | 0 | 0 | 0
2016-11-04 14:00 | 0 | 0 | 0 | 148984.4642 | 131140.6041 | 26629.0108 | 428091 | 0 | 0 | 0 | 0 | 0 | 0
2016-11-04 15:00 | 0 | 0 | 0 | 330937.5274 | 66069.9198 | 157044.4738 | 432715 | 0 | 121336.9209 | 0 | 0 | 0 | 0
2016-11-04 16:00 | 0 | 0 | 0 | 180212.4318 | 43465.0837 | 211336.4845 | 435014 | 0 | 121336.9209 | 0 | 0 | 0 | 0
2016-11-04 17:00 | 0 | 0 | 0 | 44600.5559 | 45606.1444 | 227403.3787 | 438947 | 0 | 0 | 0 | 0 | 0 | 0
2016-11-04 18:00 | 0 | 0 | 0 | 285523.0708 | 54019.7665 | 223425.0837 | 441631 | 0 | 121336.9209 | 0 | 0 | 0 | 0
2016-11-04 19:00 | 0 | 0 | 0 | 164912.1635 | 59795.1085 | 217441.7281 | 442149 | 0 | 121336.9209 | 0 | 0 | 0 | 0
2016-11-04 20:00 | 0 | 0 | 0 | 47544.8254 | 57946.4603 | 215806.7934 | 442635 | 0 | 0 | 0 | 0 | 0 | 0
2016-11-04 21:00 | 0 | 0 | 0 | 292308.9677 | 57057.2002 | 213992.7531 | 442022 | 0 | 121336.9209 | 0 | 0 | 0 | 0
2016-11-04 22:00 | 0 | 0 | 0 | 171494.9438 | 77126.9395 | 194156.1167 | 442778 | 0 | 121336.9209 | 0 | 0 | 0 | 0
2016-11-04 23:00 | 0 | 0 | 0 | 195277.8264 | 124832.5005 | 124971.6731 | 445082 | 0 | 121336.9209 | 0 | 0 | 0 | 0
2016-11-05 | 0 | 0 | 0 | 100679.8461 | 202268.3182 | 15629.9147 | 439915 | 0 | 0 | 0 | 0 | 0 | 0
2016-11-05 01:00 | 0 | 0 | 0 | 165769.7271 | 264092.2729 | 0 | 429862 | 0 | 0 | 0 | 0 | 0 | 0
2016-11-05 02:00 | 0 | 0 | 0 | 104224.7671 | 307715.2329 | 0 | 411940 | 0 | 0 | 0 | 0 | 0 | 0
2016-11-05 03:00 | 0 | 0 | 0 | 53754.1534 | 337304.8466 | 0 | 391059 | 0 | 0 | 0 | 0 | 0 | 0
2016-11-05 04:00 | 0 | 0 | 0 | 16558.8883 | 353594.1117 | 0 | 370153 | 0 | 0 | 0 | 0 | 0 | 0
2016-11-05 05:00 | 0 | 0 | 0 | 0 | 357669.6353 | 0 | 353399 | 0 | 4270.6353 | 0 | 0 | 0 | 0
2016-11-05 06:00 | 0 | 0 | 0 | 0 | 351326.8921 | 0 | 341473 | 0 | 14124.5274 | 0 | 0 | 0 | 0
2016-11-05 07:00 | 0 | 0 | 0 | 0 | 339049.3033 | 0 | 334333 | 0 | 18840.8307 | 0 | 0 | 0 | 0
2016-11-05 08:00 | 0 | 0 | 0 | 0 | 323335.4543 | 0 | 331103 | 0 | 11073.285 | 0 | 0 | 0 | 0
2016-11-05 09:00 | 0 | 0 | 0 | 26696.9602 | 296246.7548 | 0 | 334017 | 0 | 0 | 0 | 0 | 0 | 0
2016-11-05 10:00 | 0 | 0 | 0 | 77984.3164 | 264261.6836 | 0 | 342246 | 0 | 0 | 0 | 0 | 0 | 0
2016-11-05 11:00 | 0 | 0 | 0 | 116225.5933 | 240416.4067 | 0 | 356642 | 0 | 0 | 0 | 0 | 0 | 0
2016-11-05 12:00 | 0 | 0 | 0 | 266243.922 | 226223.9989 | 0 | 371131 | 0 | 121336.9209 | 0 | 0 | 0 | 0
2016-11-05 13:00 | 0 | 0 | 0 | 46862.485 | 214997.2056 | 31.3885 | 383228 | 0 | 0 | 0 | 0 | 0 | 0
2016-11-05 14:00 | 0 | 0 | 0 | 346927.1673 | 144650.1925 | 20720.5611 | 390961 | 0 | 121336.9209 | 0 | 0 | 0 | 0
2016-11-05 15:00 | 0 | 0 | 0 | 163387.1653 | 81523.8723 | 149350.9623 | 394262 | 0 | 121336.9209 | 0 | 0 | 0 | 0
2016-11-05 16:00 | 0 | 0 | 0 | 80916.7816 | 64014.0409 | 212272.995 | 394556 | 0 | 83984.7384 | 0 | 0 | 0 | 0
2016-11-05 17:00 | 0 | 0 | 0 | 0 | 81996.6291 | 227641.6325 | 393623 | 0 | 0 | 0 | 0 | 0 | 0
2016-11-05 18:00 | 0 | 0 | 0 | 118406.0354 | 106624.9508 | 222361.9773 | 392979 | 0 | 54413.9635 | 0 | 0 | 0 | 0
2016-11-05 19:00 | 0 | 0 | 0 | 0 | 121981.4204 | 216585.6161 | 392981 | 0 | 0 | 0 | 0 | 0 | 0
2016-11-05 20:00 | 0 | 0 | 0 | 48804.419 | 131045.8898 | 215390.6912 | 395241 | 0 | 0 | 0 | 0 | 0 | 0
2016-11-05 21:00 | 0 | 0 | 0 | 43215.0334 | 141177.0006 | 213466.966 | 397859 | 0 | 0 | 0 | 0 | 0 | 0
2016-11-05 22:00 | 0 | 0 | 0 | 8831.1979 | 200016.5037 | 196731.2984 | 405579 | 0 | 0 | 0 | 0 | 0 | 0
2016-11-05 23:00 | 0 | 0 | 0 | 0 | 293334.685 | 136480.9605 | 412819 | 0 | 16996.6455 | 0 | 0 | 0 | 0
2016-11-06 | 0 | 0 | 0 | 0 | 375653.3423 | 18914.0122 | 411564 | 0 | 0 | 0 | 0 | 0 | 0
2016-11-06 01:00 | 0 | 0 | 0 | 0 | 416265.5055 | 0 | 404747 | 0 | 11518.5055 | 0 | 0 | 0 | 0
2016-11-06 02:00 | 0 | 0 | 0 | 0 | 379089.4945 | 0 | 390608 | 0 | 0 | 0 | 0 | 0 | 0
2016-11-06 03:00 | 0 | 0 | 0 | 0 | 462319.8772 | 0 | 373425 | 0 | 88894.8772 | 0 | 0 | 0 | 0
2016-11-06 04:00 | 0 | 0 | 0 | 0 | 266492.1228 | 0 | 355387 | 0 | 0 | 0 | 0 | 0 | 0
2016-11-06 05:00 | 0 | 0 | 0 | 0 | 460688.9209 | 0 | 339352 | 0 | 121336.9209 | 0 | 0 | 0 | 0
2016-11-06 06:00 | 0 | 0 | 0 | 0 | 208047.0791 | 0 | 329384 | 0 | 0 | 0 | 0 | 0 | 0
2016-11-06 07:00 | 0 | 0 | 0 | 0 | 444295.9209 | 0 | 322959 | 0 | 121336.9209 | 0 | 0 | 0 | 0
2016-11-06 08:00 | 0 | 0 | 0 | 0 | 199129.0791 | 0 | 320466 | 0 | 0 | 0 | 0 | 0 | 0
2016-11-06 09:00 | 0 | 0 | 0 | 0 | 412583.5045 | 0 | 321170 | 0 | 91413.5045 | 0 | 0 | 0 | 0
2016-11-06 10:00 | 0 | 0 | 0 | 0 | 234314.4955 | 0 | 325728 | 0 | 0 | 0 | 0 | 0 | 0
2016-11-06 11:00 | 0 | 0 | 0 | 0 | 370936.2688 | 0 | 332624 | 0 | 38312.2688 | 0 | 0 | 0 | 0
2016-11-06 12:00 | 0 | 0 | 0 | 0 | 354058.6406 | 0 | 345359 | 0 | 47011.9094 | 0 | 0 | 0 | 0
2016-11-06 13:00 | 0 | 0 | 0 | 0 | 362391.2277 | 17.874 | 357221 | 0 | 52200.0111 | 0 | 0 | 0 | 0
2016-11-06 14:00 | 0 | 0 | 0 | 0 | 277857.4395 | 37333.5495 | 367391 | 0 | 0 | 0 | 0 | 0 | 0
2016-11-06 15:00 | 0 | 0 | 0 | 0 | 190049.5395 | 183186.4605 | 373236 | 0 | 0 | 0 | 0 | 0 | 0
2016-11-06 16:00 | 0 | 0 | 0 | 0 | 142897.9541 | 234971.0459 | 377869 | 0 | 0 | 0 | 0 | 0 | 0
2016-11-06 17:00 | 0 | 0 | 0 | 0 | 143689.2328 | 237418.7672 | 381108 | 0 | 0 | 0 | 0 | 0 | 0
2016-11-06 18:00 | 0 | 0 | 0 | 0 | 153254.858 | 231147.142 | 384402 | 0 | 0 | 0 | 0 | 0 | 0
2016-11-06 19:00 | 0 | 0 | 0 | 0 | 156752.6746 | 230185.3254 | 386938 | 0 | 0 | 0 | 0 | 0 | 0
2016-11-06 20:00 | 0 | 0 | 0 | 0 | 275458.6748 | 236723.2461 | 390845 | 0 | 121336.9209 | 0 | 0 | 0 | 0
2016-11-06 21:00 | 0 | 0 | 0 | 0 | 153614.0481 | 246621.9519 | 400236 | 0 | 121336.9209 | 0 | 0 | 0 | 0
2016-11-06 22:00 | 0 | 0 | 0 | 0 | 177424.9385 | 233165.0615 | 410590 | 0 | 121336.9209 | 0 | 0 | 0 | 0
2016-11-06 23:00 | 0 | 0 | 0 | 0 | 149098.7674 | 150137.3117 | 420573 | 0 | 0 | 0 | 0 | 0 | 0
2016-11-07 | 0 | 0 | 0 | 0 | 407262.9954 | 15290.0046 | 422553 | 0 | 0 | 0 | 0 | 0 | 0
2016-11-07 01:00 | 0 | 0 | 0 | 0 | 493333.2956 | 0 | 417048 | 0 | 76285.2956 | 0 | 0 | 0 | 0
2016-11-07 02:00 | 0 | 0 | 0 | 0 | 324817.7044 | 0 | 401103 | 0 | 0 | 0 | 0 | 0 | 0
2016-11-07 03:00 | 0 | 0 | 0 | 0 | 479677.2314 | 0 | 383244 | 0 | 96433.2314 | 0 | 0 | 0 | 0
2016-11-07 04:00 | 0 | 0 | 0 | 0 | 268010.7686 | 0 | 364444 | 0 | 0 | 0 | 0 | 0 | 0
2016-11-07 05:00 | 0 | 0 | 0 | 0 | 447760.3445 | 0 | 348335 | 0 | 99425.3445 | 0 | 0 | 0 | 0
2016-11-07 06:00 | 0 | 0 | 0 | 0 | 358092.5764 | 0 | 336181 | 0 | 121336.9209 | 0 | 0 | 0 | 0
2016-11-07 07:00 | 0 | 0 | 0 | 0 | 329397 | 0 | 329397 | 0 | 121336.9209 | 0 | 0 | 0 | 0
2016-11-07 08:00 | 0 | 0 | 0 | 0 | 327608 | 0 | 327608 | 0 | 121336.9209 | 0 | 0 | 0 | 0
2016-11-07 09:00 | 0 | 0 | 0 | 0 | 323173.9203 | 0 | 331047 | 0 | 113463.8412 | 0 | 0 | 0 | 0
2016-11-07 10:00 | 0 | 0 | 0 | 0 | 353506.0797 | 0 | 345633 | 0 | 121336.9209 | 0 | 0 | 0 | 0
2016-11-07 11:00 | 0 | 0 | 0 | 0 | 339089.2052 | 0 | 376476 | 0 | 83950.1261 | 0 | 0 | 0 | 0
2016-11-07 12:00 | 0 | 0 | 0 | 0 | 326271.546 | 0 | 402683 | 0 | 7538.6721 | 0 | 0 | 0 | 0
2016-11-07 13:00 | 0 | 0 | 0 | 223438.1038 | 305053.1166 | 43.0284 | 414736 | 0 | 121336.9209 | 0 | 0 | 0 | 0
2016-11-07 14:00 | 0 | 0 | 0 | 82361.7792 | 206382.5361 | 82112.5463 | 421647 | 0 | 70546.7826 | 0 | 0 | 0 | 0
2016-11-07 15:00 | 0 | 0 | 0 | 0 | 153334.6066 | 202774.6108 | 426656 | 0 | 0 | 0 | 0 | 0 | 0
2016-11-07 16:00 | 0 | 0 | 0 | 0 | 179867.8263 | 257045.0044 | 428919 | 0 | 7993.8307 | 0 | 0 | 0 | 0
2016-11-07 17:00 | 0 | 0 | 0 | 0 | 158083.2895 | 264609.8798 | 430687 | 0 | 0 | 0 | 0 | 0 | 0
2016-11-07 18:00 | 0 | 0 | 0 | 0 | 174383.8776 | 257978.1224 | 432362 | 0 | 0 | 0 | 0 | 0 | 0
2016-11-07 19:00 | 0 | 0 | 0 | 0 | 210734.1156 | 253219.8686 | 433968 | 0 | 29985.9843 | 0 | 0 | 0 | 0
2016-11-07 20:00 | 0 | 0 | 0 | 0 | 158626.2888 | 259523.1147 | 434391 | 0 | 13744.3877 | 0 | 0 | 0 | 0
2016-11-07 21:00 | 0 | 0 | 0 | 0 | 231226.38 | 270011.1095 | 437060 | 0 | 77921.8772 | 0 | 0 | 0 | 0
2016-11-07 22:00 | 0 | 0 | 0 | 0 | 236473.4479 | 255584.5958 | 448643 | 0 | 121336.9209 | 0 | 0 | 0 | 0
2016-11-07 23:00 | 0 | 0 | 0 | 0 | 285488.2306 | 161926.3659 | 460712 | 0 | 108039.5174 | 0 | 0 | 0 | 0
2016-11-08 | 0 | 0 | 0 | 135910.5437 | 322650.9786 | 15485.8813 | 460750 | 0 | 121336.9209 | 0 | 0 | 0 | 0
2016-11-08 01:00 | 0 | 0 | 0 | 126654.9844 | 327172.0095 | 0 | 454242 | 0 | 120921.9148 | 0 | 0 | 0 | 0
2016-11-08 02:00 | 0 | 0 | 0 | 0 | 316398.0852 | 0 | 437320 | 0 | 0 | 0 | 0 | 0 | 0
2016-11-08 03:00 | 0 | 0 | 0 | 229511.1167 | 306376.8043 | 0 | 414551 | 0 | 121336.9209 | 0 | 0 | 0 | 0
2016-11-08 04:00 | 0 | 0 | 0 | 90289.1468 | 300675.8532 | 0 | 390965 | 0 | 121336.9209 | 0 | 0 | 0 | 0
2016-11-08 05:00 | 0 | 0 | 0 | 71664.0656 | 298425.9344 | 0 | 370090 | 0 | 121336.9209 | 0 | 0 | 0 | 0
2016-11-08 06:00 | 0 | 0 | 0 | 7601.1962 | 301408.5762 | 0 | 355713 | 0 | 74633.6933 | 0 | 0 | 0 | 0
2016-11-08 07:00 | 0 | 0 | 0 | 0 | 305851.5761 | 0 | 346507 | 0 | 33978.2694 | 0 | 0 | 0 | 0
2016-11-08 08:00 | 0 | 0 | 0 | 0 | 308600.7306 | 0 | 342579 | 0 | 0 | 0 | 0 | 0 | 0
2016-11-08 09:00 | 0 | 0 | 0 | 32285.0048 | 311444.9952 | 0 | 343730 | 0 | 0 | 0 | 0 | 0 | 0
2016-11-08 10:00 | 0 | 0 | 0 | 106484.0939 | 316067.5297 | 0 | 356009 | 0 | 66542.6236 | 0 | 0 | 0 | 0
2016-11-08 11:00 | 0 | 0 | 0 | 0 | 316417.3764 | 0 | 382960 | 0 | 0 | 0 | 0 | 0 | 0
2016-11-08 12:00 | 0 | 0 | 0 | 212615.5088 | 316153.4121 | 0 | 407432 | 0 | 121336.9209 | 0 | 0 | 0 | 0
2016-11-08 13:00 | 0 | 0 | 0 | 85297.0747 | 308697.9859 | 26.7238 | 417824 | 0 | 97534.7053 | 0 | 0 | 0 | 0
2016-11-08 14:00 | 0 | 0 | 0 | 0 | 239113.0665 | 86409.2282 | 423057 | 0 | 0 | 0 | 0 | 0 | 0
2016-11-08 15:00 | 0 | 0 | 0 | 0 | 188283.108 | 237407.892 | 425691 | 0 | 0 | 0 | 0 | 0 | 0
2016-11-08 16:00 | 0 | 0 | 0 | 0 | 141854.9659 | 284593.0341 | 426448 | 0 | 0 | 0 | 0 | 0 | 0
2016-11-08 17:00 | 0 | 0 | 0 | 0 | 196873.4534 | 278684.9973 | 426886 | 0 | 48672.4507 | 0 | 0 | 0 | 0
2016-11-08 18:00 | 0 | 0 | 0 | 0 | 190028.9654 | 262596.8452 | 428327 | 0 | 72971.2613 | 0 | 0 | 0 | 0
2016-11-08 19:00 | 0 | 0 | 0 | 0 | 186747.1292 | 255722.6005 | 429072 | 0 | 86368.991 | 0 | 0 | 0 | 0
2016-11-08 20:00 | 0 | 0 | 0 | 0 | 124382.8659 | 261097.0292 | 429520 | 0 | 42328.8862 | 0 | 0 | 0 | 0
2016-11-08 21:00 | 0 | 0 | 0 | 0 | 186754.9085 | 275721.7302 | 432640 | 0 | 72165.5249 | 0 | 0 | 0 | 0
2016-11-08 22:00 | 0 | 0 | 0 | 0 | 221891.157 | 268204.0714 | 445778 | 0 | 116482.7533 | 0 | 0 | 0 | 0
2016-11-08 23:00 | 0 | 0 | 0 | 0 | 297162.5899 | 165085.5777 | 457394 | 0 | 121336.9209 | 0 | 0 | 0 | 0
2016-11-09 | 0 | 0 | 0 | 70335.8091 | 367652.0029 | 15969.6518 | 457668 | 0 | 117626.3848 | 0 | 0 | 0 | 0
2016-11-09 01:00 | 0 | 0 | 0 | 0 | 396305.6959 | 0 | 451035 | 0 | 62897.0806 | 0 | 0 | 0 | 0
2016-11-09 02:00 | 0 | 0 | 0 | 0 | 400084.6714 | 0 | 434243 | 0 | 28738.752 | 0 | 0 | 0 | 0
2016-11-09 03:00 | 0 | 0 | 0 | 0 | 391934.5161 | 0 | 410461 | 0 | 10212.2681 | 0 | 0 | 0 | 0
2016-11-09 04:00 | 0 | 0 | 0 | 0 | 377843.7319 | 0 | 388056 | 0 | 0 | 0 | 0 | 0 | 0
2016-11-09 05:00 | 0 | 0 | 0 | 5924.36 | 365545.64 | 0 | 371470 | 0 | 0 | 0 | 0 | 0 | 0
2016-11-09 06:00 | 0 | 0 | 0 | 0 | 358788.0586 | 0 | 356814 | 0 | 1974.0586 | 0 | 0 | 0 | 0
2016-11-09 07:00 | 0 | 0 | 0 | 0 | 350885.6672 | 0 | 345056 | 0 | 7803.7258 | 0 | 0 | 0 | 0
2016-11-09 08:00 | 0 | 0 | 0 | 0 | 341964.9675 | 0 | 338487 | 0 | 11281.6933 | 0 | 0 | 0 | 0
2016-11-09 09:00 | 0 | 0 | 0 | 0 | 335986.5347 | 0 | 338307 | 0 | 8961.228 | 0 | 0 | 0 | 0
2016-11-09 10:00 | 0 | 0 | 0 | 7950.0579 | 331690.714 | 0 | 348602 | 0 | 0 | 0 | 0 | 0 | 0
2016-11-09 11:00 | 0 | 0 | 0 | 43794.0232 | 332037.9768 | 0 | 375832 | 0 | 0 | 0 | 0 | 0 | 0
2016-11-09 12:00 | 0 | 0 | 0 | 66713.4612 | 334055.5388 | 0 | 400769 | 0 | 0 | 0 | 0 | 0 | 0
2016-11-09 13:00 | 0 | 0 | 0 | 83762.1112 | 329294.3006 | 8.5882 | 413065 | 0 | 0 | 0 | 0 | 0 | 0
2016-11-09 14:00 | 0 | 0 | 0 | 81436.618 | 249504.676 | 90966.706 | 421908 | 0 | 0 | 0 | 0 | 0 | 0
2016-11-09 15:00 | 0 | 0 | 0 | 46605.6883 | 141470.5167 | 238340.795 | 426417 | 0 | 0 | 0 | 0 | 0 | 0
2016-11-09 16:00 | 0 | 0 | 0 | 178973.1976 | 91683.8213 | 277599.902 | 426920 | 0 | 121336.9209 | 0 | 0 | 0 | 0
2016-11-09 17:00 | 0 | 0 | 0 | 49095.7711 | 106818.029 | 273081.1999 | 428995 | 0 | 121336.9209 | 0 | 0 | 0 | 0
2016-11-09 18:00 | 0 | 0 | 0 | 21441.849 | 120561.2813 | 258260.8663 | 430462 | 0 | 91138.9176 | 0 | 0 | 0 | 0
2016-11-09 19:00 | 0 | 0 | 0 | 0 | 131722.6147 | 250162.7897 | 430710 | 0 | 42314.3219 | 0 | 0 | 0 | 0
2016-11-09 20:00 | 0 | 0 | 0 | 0 | 135145.6781 | 253428 | 430888 | 0 | 0 | 0 | 0 | 0 | 0
2016-11-09 21:00 | 0 | 0 | 0 | 31870.5486 | 140172.8956 | 263435.5558 | 435479 | 0 | 0 | 0 | 0 | 0 | 0
2016-11-09 22:00 | 0 | 0 | 0 | 0 | 225372.1973 | 249006.8798 | 446668 | 0 | 27711.0771 | 0 | 0 | 0 | 0
2016-11-09 23:00 | 0 | 0 | 0 | 63081.8382 | 313514.8396 | 154234.1902 | 458996 | 0 | 99545.9451 | 0 | 0 | 0 | 0
2016-11-10 | 0 | 0 | 0 | 0 | 375714.9971 | 14089.4071 | 459987 | 0 | 29363.3493 | 0 | 0 | 0 | 0
2016-11-10 01:00 | 0 | 0 | 0 | 0 | 424646.6507 | 0 | 454010 | 0 | 0 | 0 | 0 | 0 | 0
2016-11-10 02:00 | 0 | 0 | 0 | 0 | 437767 | 0 | 437767 | 0 | 0 | 0 | 0 | 0 | 0
2016-11-10 03:00 | 0 | 0 | 0 | 0 | 486832.1879 | 0 | 415539 | 0 | 71293.1879 | 0 | 0 | 0 | 0
2016-11-10 04:00 | 0 | 0 | 0 | 0 | 321105.8121 | 0 | 392399 | 0 | 0 | 0 | 0 | 0 | 0
2016-11-10 05:00 | 0 | 0 | 0 | 0 | 493998.9209 | 0 | 372662 | 0 | 121336.9209 | 0 | 0 | 0 | 0
2016-11-10 06:00 | 0 | 0 | 0 | 0 | 236940.0791 | 0 | 358277 | 0 | 0 | 0 | 0 | 0 | 0
2016-11-10 07:00 | 0 | 0 | 0 | 0 | 471010.9209 | 0 | 349674 | 0 | 121336.9209 | 0 | 0 | 0 | 0
2016-11-10 08:00 | 0 | 0 | 0 | 0 | 345853 | 0 | 345853 | 0 | 121336.9209 | 0 | 0 | 0 | 0
2016-11-10 09:00 | 0 | 0 | 0 | 0 | 348169 | 0 | 348169 | 0 | 121336.9209 | 0 | 0 | 0 | 0
2016-11-10 10:00 | 0 | 0 | 0 | 0 | 253301.1677 | 0 | 360076 | 0 | 14562.0886 | 0 | 0 | 0 | 0
2016-11-10 11:00 | 0 | 0 | 0 | 0 | 456020.212 | 0 | 389933 | 0 | 80649.3006 | 0 | 0 | 0 | 0
2016-11-10 12:00 | 0 | 0 | 0 | 0 | 441394.7755 | 0 | 414297 | 0 | 107747.0761 | 0 | 0 | 0 | 0
2016-11-10 13:00 | 0 | 0 | 0 | 0 | 418218.0891 | 10.55 | 422778 | 0 | 103197.7152 | 0 | 0 | 0 | 0
2016-11-10 14:00 | 0 | 0 | 0 | 0 | 284675.2906 | 70444.3749 | 424861 | 0 | 33456.3807 | 0 | 0 | 0 | 0
2016-11-10 15:00 | 0 | 0 | 0 | 0 | 170252.5669 | 221647.0524 | 425356 | 0 | 0 | 0 | 0 | 0 | 0
2016-11-10 16:00 | 0 | 0 | 0 | 0 | 156838.9096 | 268032.0904 | 424871 | 0 | 0 | 0 | 0 | 0 | 0
2016-11-10 17:00 | 0 | 0 | 0 | 0 | 279655.1281 | 266447.7928 | 424766 | 0 | 121336.9209 | 0 | 0 | 0 | 0
2016-11-10 18:00 | 0 | 0 | 0 | 0 | 174027.2061 | 251576.7939 | 425604 | 0 | 121336.9209 | 0 | 0 | 0 | 0
2016-11-10 19:00 | 0 | 0 | 0 | 0 | 182652.4748 | 244143.5252 | 426796 | 0 | 121336.9209 | 0 | 0 | 0 | 0
2016-11-10 20:00 | 0 | 0 | 0 | 0 | 57565.7556 | 248392.3235 | 427295 | 0 | 0 | 0 | 0 | 0 | 0
2016-11-10 21:00 | 0 | 0 | 0 | 0 | 292846.4828 | 258454.4382 | 429964 | 0 | 121336.9209 | 0 | 0 | 0 | 0
2016-11-10 22:00 | 0 | 0 | 0 | 0 | 195038.2707 | 245164.7293 | 440203 | 0 | 121336.9209 | 0 | 0 | 0 | 0
2016-11-10 23:00 | 0 | 0 | 0 | 0 | 187629.3612 | 143446.7179 | 452413 | 0 | 0 | 0 | 0 | 0 | 0
2016-11-11 | 0 | 0 | 0 | 0 | 476951.9684 | 11056.4009 | 453740 | 0 | 34268.3693 | 0 | 0 | 0 | 0
2016-11-11 01:00 | 0 | 0 | 0 | 0 | 505469.5088 | 0 | 448723 | 0 | 91014.878 | 0 | 0 | 0 | 0
2016-11-11 02:00 | 0 | 0 | 0 | 0 | 343930.122 | 0 | 434945 | 0 | 0 | 0 | 0 | 0 | 0
2016-11-11 03:00 | 0 | 0 | 0 | 0 | 516789.8198 | 0 | 413757 | 0 | 103032.8198 | 0 | 0 | 0 | 0
2016-11-11 04:00 | 0 | 0 | 0 | 0 | 288675.1802 | 0 | 391708 | 0 | 0 | 0 | 0 | 0 | 0
2016-11-11 05:00 | 0 | 0 | 0 | 0 | 483468.6296 | 0 | 371502 | 0 | 111966.6296 | 0 | 0 | 0 | 0
2016-11-11 06:00 | 0 | 0 | 0 | 0 | 245359.3704 | 0 | 357326 | 0 | 0 | 0 | 0 | 0 | 0
2016-11-11 07:00 | 0 | 0 | 0 | 0 | 437073.708 | 0 | 347689 | 0 | 89384.708 | 0 | 0 | 0 | 0
2016-11-11 08:00 | 0 | 0 | 0 | 0 | 375374.2129 | 0 | 343422 | 0 | 121336.9209 | 0 | 0 | 0 | 0
2016-11-11 09:00 | 0 | 0 | 0 | 0 | 335905.4654 | 0 | 344999 | 0 | 112243.3863 | 0 | 0 | 0 | 0
2016-11-11 10:00 | 0 | 0 | 0 | 0 | 363798.5346 | 0 | 354705 | 0 | 121336.9209 | 0 | 0 | 0 | 0
2016-11-11 11:00 | 0 | 0 | 0 | 0 | 345176.987 | 0 | 378884 | 0 | 87629.908 | 0 | 0 | 0 | 0
2016-11-11 12:00 | 0 | 0 | 0 | 105224.8271 | 330711.1858 | 0 | 402229 | 0 | 121336.9209 | 0 | 0 | 0 | 0
2016-11-11 13:00 | 0 | 0 | 0 | 108534.6559 | 304767.7371 | 15.607 | 413318 | 0 | 121336.9209 | 0 | 0 | 0 | 0
2016-11-11 14:00 | 0 | 0 | 0 | 45751.3883 | 210380.5408 | 63429.4008 | 417219 | 0 | 23679.2508 | 0 | 0 | 0 | 0
2016-11-11 15:00 | 0 | 0 | 0 | 0 | 174180.0755 | 220937.6737 | 418797 | 0 | 0 | 0 | 0 | 0 | 0
2016-11-11 16:00 | 0 | 0 | 0 | 0 | 138558.6548 | 280587.3452 | 419146 | 0 | 0 | 0 | 0 | 0 | 0
2016-11-11 17:00 | 0 | 0 | 0 | 0 | 157579.2245 | 276970.3167 | 418334 | 0 | 16215.5412 | 0 | 0 | 0 | 0
2016-11-11 18:00 | 0 | 0 | 0 | 0 | 159145.995 | 259868.1909 | 418496 | 0 | 16733.7271 | 0 | 0 | 0 | 0
2016-11-11 19:00 | 0 | 0 | 0 | 0 | 149602.9386 | 252359.3344 | 418696 | 0 | 0 | 0 | 0 | 0 | 0
2016-11-11 20:00 | 0 | 0 | 0 | 0 | 159822.3318 | 258658.6682 | 418481 | 0 | 0 | 0 | 0 | 0 | 0
2016-11-11 21:00 | 0 | 0 | 0 | 0 | 189341.1696 | 270736.4061 | 421340 | 0 | 38737.5756 | 0 | 0 | 0 | 0
2016-11-11 22:00 | 0 | 0 | 0 | 0 | 226156.7552 | 254259.2492 | 431879 | 0 | 87274.5801 | 0 | 0 | 0 | 0
2016-11-11 23:00 | 0 | 0 | 0 | 0 | 236027.8857 | 138311.1738 | 440688 | 0 | 20925.6395 | 0 | 0 | 0 | 0
2016-11-12 | 0 | 0 | 0 | 0 | 409113.2224 | 9422.1381 | 439461 | 0 | 0 | 0 | 0 | 0 | 0
2016-11-12 01:00 | 0 | 0 | 0 | 0 | 433417 | 0 | 433417 | 0 | 0 | 0 | 0 | 0 | 0
2016-11-12 02:00 | 0 | 0 | 0 | 0 | 420648 | 0 | 420648 | 0 | 0 | 0 | 0 | 0 | 0
2016-11-12 03:00 | 0 | 0 | 0 | 0 | 450200.5401 | 0 | 403892 | 0 | 46308.5401 | 0 | 0 | 0 | 0
2016-11-12 04:00 | 0 | 0 | 0 | 0 | 339028.4599 | 0 | 385337 | 0 | 0 | 0 | 0 | 0 | 0
2016-11-12 05:00 | 0 | 0 | 0 | 0 | 449438.146 | 0 | 367248 | 0 | 82190.146 | 0 | 0 | 0 | 0
2016-11-12 06:00 | 0 | 0 | 0 | 0 | 270964.854 | 0 | 353155 | 0 | 0 | 0 | 0 | 0 | 0
2016-11-12 07:00 | 0 | 0 | 0 | 0 | 446610.7494 | 0 | 344828 | 0 | 101782.7494 | 0 | 0 | 0 | 0
2016-11-12 08:00 | 0 | 0 | 0 | 0 | 360065.1715 | 0 | 340511 | 0 | 121336.9209 | 0 | 0 | 0 | 0
2016-11-12 09:00 | 0 | 0 | 0 | 0 | 219246.0791 | 0 | 340583 | 0 | 0 | 0 | 0 | 0 | 0
2016-11-12 10:00 | 0 | 0 | 0 | 0 | 425658.7744 | 0 | 345289 | 0 | 80369.7744 | 0 | 0 | 0 | 0
2016-11-12 11:00 | 0 | 0 | 0 | 0 | 396340.1466 | 0 | 355373 | 0 | 121336.9209 | 0 | 0 | 0 | 0
2016-11-12 12:00 | 0 | 0 | 0 | 0 | 247059.0791 | 0 | 368396 | 0 | 0 | 0 | 0 | 0 | 0
2016-11-12 13:00 | 0 | 0 | 0 | 0 | 381371.0361 | 18.9639 | 381390 | 0 | 0 | 0 | 0 | 0 | 0
2016-11-12 14:00 | 0 | 0 | 0 | 0 | 308124.2424 | 81587.7576 | 389712 | 0 | 0 | 0 | 0 | 0 | 0
2016-11-12 15:00 | 0 | 0 | 0 | 0 | 201918.7747 | 190882.2253 | 392801 | 0 | 0 | 0 | 0 | 0 | 0
2016-11-12 16:00 | 0 | 0 | 0 | 0 | 158663.9603 | 234447.0397 | 393111 | 0 | 0 | 0 | 0 | 0 | 0
2016-11-12 17:00 | 0 | 0 | 0 | 0 | 153289.0569 | 237791.9431 | 391081 | 0 | 0 | 0 | 0 | 0 | 0
2016-11-12 18:00 | 0 | 0 | 0 | 0 | 156058.1655 | 232535.8345 | 388594 | 0 | 0 | 0 | 0 | 0 | 0
2016-11-12 19:00 | 0 | 0 | 0 | 0 | 156830.1612 | 229964.8388 | 386795 | 0 | 0 | 0 | 0 | 0 | 0
2016-11-12 20:00 | 0 | 0 | 0 | 0 | 271388.1089 | 235532.7623 | 387364 | 0 | 119556.8711 | 0 | 0 | 0 | 0
2016-11-12 21:00 | 0 | 0 | 0 | 0 | 152348.5085 | 241827.5413 | 392396 | 0 | 121336.9209 | 0 | 0 | 0 | 0
2016-11-12 22:00 | 0 | 0 | 0 | 0 | 183824.3356 | 222210.6644 | 406035 | 0 | 121336.9209 | 0 | 0 | 0 | 0
2016-11-12 23:00 | 0 | 0 | 0 | 0 | 185422.4402 | 112767.6389 | 419527 | 0 | 0 | 0 | 0 | 0 | 0
2016-11-13 | 0 | 0 | 0 | 0 | 414113.7603 | 8481.2397 | 422595 | 0 | 0 | 0 | 0 | 0 | 0
2016-11-13 01:00 | 0 | 0 | 0 | 0 | 531156.6809 | 0 | 421057 | 0 | 110099.6809 | 0 | 0 | 0 | 0
2016-11-13 02:00 | 0 | 0 | 0 | 0 | 301888.3191 | 0 | 411988 | 0 | 0 | 0 | 0 | 0 | 0
2016-11-13 03:00 | 0 | 0 | 0 | 0 | 519662.9209 | 0 | 398326 | 0 | 121336.9209 | 0 | 0 | 0 | 0
2016-11-13 04:00 | 0 | 0 | 0 | 0 | 261497.0791 | 0 | 382834 | 0 | 0 | 0 | 0 | 0 | 0
2016-11-13 05:00 | 0 | 0 | 0 | 0 | 488954.9209 | 0 | 367618 | 0 | 121336.9209 | 0 | 0 | 0 | 0
2016-11-13 06:00 | 0 | 0 | 0 | 0 | 234573.0791 | 0 | 355910 | 0 | 0 | 0 | 0 | 0 | 0
2016-11-13 07:00 | 0 | 0 | 0 | 0 | 470049.9209 | 0 | 348713 | 0 | 121336.9209 | 0 | 0 | 0 | 0
2016-11-13 08:00 | 0 | 0 | 0 | 0 | 222144.0791 | 0 | 343481 | 0 | 0 | 0 | 0 | 0 | 0
2016-11-13 09:00 | 0 | 0 | 0 | 0 | 463438.9209 | 0 | 342102 | 0 | 121336.9209 | 0 | 0 | 0 | 0
2016-11-13 10:00 | 0 | 0 | 0 | 0 | 224995.0791 | 0 | 346332 | 0 | 0 | 0 | 0 | 0 | 0
2016-11-13 11:00 | 0 | 0 | 0 | 0 | 475846.9209 | 0 | 354510 | 0 | 121336.9209 | 0 | 0 | 0 | 0
2016-11-13 12:00 | 0 | 0 | 0 | 0 | 243735.0791 | 0 | 365072 | 0 | 0 | 0 | 0 | 0 | 0
2016-11-13 13:00 | 0 | 0 | 0 | 0 | 375338.352 | 14.648 | 375353 | 0 | 0 | 0 | 0 | 0 | 0
2016-11-13 14:00 | 0 | 0 | 0 | 0 | 307081.1027 | 74457.8973 | 381539 | 0 | 0 | 0 | 0 | 0 | 0
2016-11-13 15:00 | 0 | 0 | 0 | 0 | 164515.988 | 217645.012 | 382161 | 0 | 0 | 0 | 0 | 0 | 0
2016-11-13 16:00 | 0 | 0 | 0 | 0 | 227709.9283 | 269220.2585 | 381553 | 0 | 115377.1868 | 0 | 0 | 0 | 0
2016-11-13 17:00 | 0 | 0 | 0 | 0 | 0 | 266111.8132 | 381489 | 0 | 0 | 0 | 0 | 0 | 0
2016-11-13 18:00 | 0 | 0 | 0 | 0 | 129750.9318 | 251991.0682 | 381742 | 0 | 0 | 0 | 0 | 0 | 0
2016-11-13 19:00 | 0 | 0 | 0 | 0 | 135950.0326 | 246533.9674 | 382484 | 0 | 0 | 0 | 0 | 0 | 0
2016-11-13 20:00 | 0 | 0 | 0 | 0 | 251608.513 | 254302.4079 | 384574 | 0 | 121336.9209 | 0 | 0 | 0 | 0
2016-11-13 21:00 | 0 | 0 | 0 | 0 | 124710.9842 | 267095.0158 | 391806 | 0 | 121336.9209 | 0 | 0 | 0 | 0
2016-11-13 22:00 | 0 | 0 | 0 | 0 | 156784.7515 | 252201.2485 | 408986 | 0 | 121336.9209 | 0 | 0 | 0 | 0
2016-11-13 23:00 | 0 | 0 | 0 | 0 | 167371.4683 | 138173.6107 | 426882 | 0 | 0 | 0 | 0 | 0 | 0
2016-11-14 | 0 | 0 | 0 | 0 | 421397.0136 | 9555.9864 | 430953 | 0 | 0 | 0 | 0 | 0 | 0
2016-11-14 01:00 | 0 | 0 | 0 | 0 | 503920.0151 | 0 | 430938 | 0 | 72982.0151 | 0 | 0 | 0 | 0
2016-11-14 02:00 | 0 | 0 | 0 | 0 | 344763.9849 | 0 | 417746 | 0 | 0 | 0 | 0 | 0 | 0
2016-11-14 03:00 | 0 | 0 | 0 | 0 | 496677.8566 | 0 | 399502 | 0 | 97175.8566 | 0 | 0 | 0 | 0
2016-11-14 04:00 | 0 | 0 | 0 | 0 | 282705.1434 | 0 | 379881 | 0 | 0 | 0 | 0 | 0 | 0
2016-11-14 05:00 | 0 | 0 | 0 | 0 | 480947.2611 | 0 | 362913 | 0 | 118034.2611 | 0 | 0 | 0 | 0
2016-11-14 06:00 | 0 | 0 | 0 | 0 | 353206.6598 | 0 | 349904 | 0 | 121336.9209 | 0 | 0 | 0 | 0
2016-11-14 07:00 | 0 | 0 | 0 | 0 | 342914 | 0 | 342914 | 0 | 121336.9209 | 0 | 0 | 0 | 0
2016-11-14 08:00 | 0 | 0 | 0 | 0 | 341012 | 0 | 341012 | 0 | 121336.9209 | 0 | 0 | 0 | 0
2016-11-14 09:00 | 0 | 0 | 0 | 0 | 312134.2666 | 0 | 345976 | 0 | 87495.1876 | 0 | 0 | 0 | 0
2016-11-14 10:00 | 0 | 0 | 0 | 0 | 396182.7334 | 0 | 362341 | 0 | 121336.9209 | 0 | 0 | 0 | 0
2016-11-14 11:00 | 0 | 0 | 0 | 0 | 372496.5069 | 0 | 393689 | 0 | 100144.4278 | 0 | 0 | 0 | 0
2016-11-14 12:00 | 0 | 0 | 0 | 66886.2878 | 352590.7523 | 0 | 421004 | 0 | 98617.468 | 0 | 0 | 0 | 0
2016-11-14 13:00 | 0 | 0 | 0 | 0 | 332211.1564 | 10.3756 | 430839 | 0 | 0 | 0 | 0 | 0 | 0
2016-11-14 14:00 | 0 | 0 | 0 | 228164.6596 | 245108.9921 | 81135.2692 | 433072 | 0 | 121336.9209 | 0 | 0 | 0 | 0
2016-11-14 15:00 | 0 | 0 | 0 | 5361.4272 | 151325.1505 | 223705.0057 | 432017 | 0 | 69711.5042 | 0 | 0 | 0 | 0
2016-11-14 16:00 | 0 | 0 | 0 | 0 | 120683.0217 | 278447.8111 | 430617 | 0 | 38225.3371 | 0 | 0 | 0 | 0
2016-11-14 17:00 | 0 | 0 | 0 | 0 | 134833.8908 | 275608.5778 | 428936 | 0 | 19731.8056 | 0 | 0 | 0 | 0
2016-11-14 18:00 | 0 | 0 | 0 | 0 | 150315.5641 | 259022.6302 | 429070 | 0 | 0 | 0 | 0 | 0 | 0
2016-11-14 19:00 | 0 | 0 | 0 | 13149.7825 | 163829.2291 | 252980.9884 | 429960 | 0 | 0 | 0 | 0 | 0 | 0
2016-11-14 20:00 | 0 | 0 | 0 | 0 | 176761.1374 | 260970.8955 | 430707 | 0 | 7025.033 | 0 | 0 | 0 | 0
2016-11-14 21:00 | 0 | 0 | 0 | 0 | 184368.6706 | 276946.628 | 436153 | 0 | 32187.3316 | 0 | 0 | 0 | 0
2016-11-14 22:00 | 0 | 0 | 0 | 0 | 208738.8476 | 262151.0604 | 450135 | 0 | 52942.2396 | 0 | 0 | 0 | 0
2016-11-14 23:00 | 0 | 0 | 0 | 28980.5824 | 233714.2582 | 146874.9198 | 462512 | 0 | 0 | 0 | 0 | 0 | 0
2016-11-15 | 0 | 0 | 0 | 207239.2209 | 248603.9812 | 7882.7979 | 463726 | 0 | 0 | 0 | 0 | 0 | 0
2016-11-15 01:00 | 0 | 0 | 0 | 193835.57 | 264244.43 | 0 | 458080 | 0 | 0 | 0 | 0 | 0 | 0
2016-11-15 02:00 | 0 | 0 | 0 | 160183.6927 | 281739.3073 | 0 | 441923 | 0 | 0 | 0 | 0 | 0 | 0
2016-11-15 03:00 | 0 | 0 | 0 | 111816.0898 | 307332.9102 | 0 | 419149 | 0 | 0 | 0 | 0 | 0 | 0
2016-11-15 04:00 | 0 | 0 | 0 | 55210.4409 | 338799.5591 | 0 | 394010 | 0 | 0 | 0 | 0 | 0 | 0
2016-11-15 05:00 | 0 | 0 | 0 | 7245.7816 | 366765.2184 | 0 | 374011 | 0 | 0 | 0 | 0 | 0 | 0
2016-11-15 06:00 | 0 | 0 | 0 | 0 | 359783 | 0 | 359783 | 0 | 0 | 0 | 0 | 0 | 0
2016-11-15 07:00 | 0 | 0 | 0 | 0 | 411051.9016 | 0 | 350973 | 0 | 60078.9016 | 0 | 0 | 0 | 0
2016-11-15 08:00 | 0 | 0 | 0 | 0 | 408348.0193 | 0 | 347090 | 0 | 121336.9209 | 0 | 0 | 0 | 0
2016-11-15 09:00 | 0 | 0 | 0 | 0 | 349717 | 0 | 349717 | 0 | 121336.9209 | 0 | 0 | 0 | 0
2016-11-15 10:00 | 0 | 0 | 0 | 0 | 310739.8065 | 0 | 361722 | 0 | 70354.7275 | 0 | 0 | 0 | 0
2016-11-15 11:00 | 0 | 0 | 0 | 0 | 430589.3207 | 0 | 391526 | 0 | 109418.0482 | 0 | 0 | 0 | 0
2016-11-15 12:00 | 0 | 0 | 0 | 0 | 429628.8727 | 0 | 417710 | 0 | 121336.9209 | 0 | 0 | 0 | 0
2016-11-15 13:00 | 0 | 0 | 0 | 0 | 425813.73 | 10.768 | 426726 | 0 | 120435.4189 | 0 | 0 | 0 | 0
2016-11-15 14:00 | 0 | 0 | 0 | 0 | 328825.0865 | 87394.2204 | 429103 | 0 | 107551.7258 | 0 | 0 | 0 | 0
2016-11-15 15:00 | 0 | 0 | 0 | 0 | 136376.0576 | 245499.5079 | 428933 | 0 | 60494.2913 | 0 | 0 | 0 | 0
2016-11-15 16:00 | 0 | 0 | 0 | 0 | 120026.1351 | 288304.2205 | 427043 | 0 | 41781.6469 | 0 | 0 | 0 | 0
2016-11-15 17:00 | 0 | 0 | 0 | 0 | 157386.8061 | 276504.37 | 426613 | 0 | 49059.823 | 0 | 0 | 0 | 0
2016-11-15 18:00 | 0 | 0 | 0 | 0 | 167709.5802 | 258062.4031 | 428470 | 0 | 46361.8063 | 0 | 0 | 0 | 0
2016-11-15 19:00 | 0 | 0 | 0 | 0 | 171343.1581 | 250380.0616 | 429860 | 0 | 38225.0259 | 0 | 0 | 0 | 0
2016-11-15 20:00 | 0 | 0 | 0 | 0 | 169649.7179 | 255901.7864 | 431192 | 0 | 32584.5303 | 0 | 0 | 0 | 0
2016-11-15 21:00 | 0 | 0 | 0 | 0 | 156896.688 | 266865.2439 | 435035 | 0 | 21311.4622 | 0 | 0 | 0 | 0
2016-11-15 22:00 | 0 | 0 | 0 | 0 | 195435.6985 | 249624.0047 | 447443 | 0 | 18928.1654 | 0 | 0 | 0 | 0
2016-11-15 23:00 | 0 | 0 | 0 | 61964.3189 | 250908.0234 | 125859.4923 | 457660 | 0 | 0 | 0 | 0 | 0 | 0
2016-11-16 | 0 | 0 | 0 | 278485.471 | 295864.6765 | 6448.7735 | 459462 | 0 | 121336.9209 | 0 | 0 | 0 | 0
2016-11-16 01:00 | 0 | 0 | 0 | 99683.9921 | 326518.1483 | 0 | 454621 | 0 | 92918.0614 | 0 | 0 | 0 | 0
2016-11-16 02:00 | 0 | 0 | 0 | 0 | 346533.9386 | 0 | 439452 | 0 | 0 | 0 | 0 | 0 | 0
2016-11-16 03:00 | 0 | 0 | 0 | 52860.437 | 363959.563 | 0 | 416820 | 0 | 0 | 0 | 0 | 0 | 0
2016-11-16 04:00 | 0 | 0 | 0 | 8669.2954 | 383914.7046 | 0 | 392584 | 0 | 0 | 0 | 0 | 0 | 0
2016-11-16 05:00 | 0 | 0 | 0 | 0 | 371667 | 0 | 371667 | 0 | 0 | 0 | 0 | 0 | 0
2016-11-16 06:00 | 0 | 0 | 0 | 0 | 414034.9667 | 0 | 357214 | 0 | 56820.9667 | 0 | 0 | 0 | 0
2016-11-16 07:00 | 0 | 0 | 0 | 0 | 413733.9542 | 0 | 349218 | 0 | 121336.9209 | 0 | 0 | 0 | 0
2016-11-16 08:00 | 0 | 0 | 0 | 0 | 345715 | 0 | 345715 | 0 | 121336.9209 | 0 | 0 | 0 | 0
2016-11-16 09:00 | 0 | 0 | 0 | 0 | 226539.0791 | 0 | 347876 | 0 | 0 | 0 | 0 | 0 | 0
2016-11-16 10:00 | 0 | 0 | 0 | 0 | 362110 | 0 | 362110 | 0 | 0 | 0 | 0 | 0 | 0
2016-11-16 11:00 | 0 | 0 | 0 | 0 | 465995.9547 | 0 | 392804 | 0 | 73191.9547 | 0 | 0 | 0 | 0
2016-11-16 12:00 | 0 | 0 | 0 | 0 | 350723.5015 | 0 | 418031 | 0 | 5884.4562 | 0 | 0 | 0 | 0
2016-11-16 13:00 | 0 | 0 | 0 | 0 | 479170.887 | 11.4219 | 425972 | 0 | 59094.7651 | 0 | 0 | 0 | 0
2016-11-16 14:00 | 0 | 0 | 0 | 0 | 398733.1335 | 58993.7957 | 427597 | 0 | 89224.6943 | 0 | 0 | 0 | 0
2016-11-16 15:00 | 0 | 0 | 0 | 0 | 231061.4336 | 138985.1001 | 427627 | 0 | 31644.228 | 0 | 0 | 0 | 0
2016-11-16 16:00 | 0 | 0 | 0 | 0 | 200156.786 | 194776.986 | 426578 | 0 | 0 | 0 | 0 | 0 | 0
2016-11-16 17:00 | 0 | 0 | 0 | 0 | 214414.9509 | 211830.0491 | 426245 | 0 | 0 | 0 | 0 | 0 | 0
2016-11-16 18:00 | 0 | 0 | 0 | 0 | 217210.3276 | 211501.6724 | 428712 | 0 | 0 | 0 | 0 | 0 | 0
2016-11-16 19:00 | 0 | 0 | 0 | 0 | 221454.0942 | 208841.9058 | 430296 | 0 | 0 | 0 | 0 | 0 | 0
2016-11-16 20:00 | 0 | 0 | 0 | 0 | 221258.0757 | 210697.9243 | 431956 | 0 | 0 | 0 | 0 | 0 | 0
2016-11-16 21:00 | 0 | 0 | 0 | 0 | 351909.6265 | 205066.2944 | 435639 | 0 | 121336.9209 | 0 | 0 | 0 | 0
2016-11-16 22:00 | 0 | 0 | 0 | 0 | 275096.6187 | 171030.3813 | 446127 | 0 | 121336.9209 | 0 | 0 | 0 | 0
2016-11-16 23:00 | 0 | 0 | 0 | 0 | 253774.4171 | 81505.6619 | 456617 | 0 | 0 | 0 | 0 | 0 | 0
2016-11-17 | 0 | 0 | 0 | 0 | 571718.5056 | 8006.4153 | 458388 | 0 | 121336.9209 | 0 | 0 | 0 | 0
2016-11-17 01:00 | 0 | 0 | 0 | 0 | 453785 | 0 | 453785 | 0 | 121336.9209 | 0 | 0 | 0 | 0
2016-11-17 02:00 | 0 | 0 | 0 | 0 | 318606.0791 | 0 | 439943 | 0 | 0 | 0 | 0 | 0 | 0
2016-11-17 03:00 | 0 | 0 | 0 | 0 | 538918.9209 | 0 | 417582 | 0 | 121336.9209 | 0 | 0 | 0 | 0
2016-11-17 04:00 | 0 | 0 | 0 | 0 | 272570.0791 | 0 | 393907 | 0 | 0 | 0 | 0 | 0 | 0
2016-11-17 05:00 | 0 | 0 | 0 | 0 | 495168.9209 | 0 | 373832 | 0 | 121336.9209 | 0 | 0 | 0 | 0
2016-11-17 06:00 | 0 | 0 | 0 | 0 | 237577.0791 | 0 | 358914 | 0 | 0 | 0 | 0 | 0 | 0
2016-11-17 07:00 | 0 | 0 | 0 | 0 | 470958.9209 | 0 | 349622 | 0 | 121336.9209 | 0 | 0 | 0 | 0
2016-11-17 08:00 | 0 | 0 | 0 | 0 | 345824 | 0 | 345824 | 0 | 121336.9209 | 0 | 0 | 0 | 0
2016-11-17 09:00 | 0 | 0 | 0 | 0 | 349147 | 0 | 349147 | 0 | 121336.9209 | 0 | 0 | 0 | 0
2016-11-17 10:00 | 0 | 0 | 0 | 0 | 241031.0791 | 0 | 362368 | 0 | 0 | 0 | 0 | 0 | 0
2016-11-17 11:00 | 0 | 0 | 0 | 0 | 455876.1528 | 0 | 391662 | 0 | 64214.1528 | 0 | 0 | 0 | 0
2016-11-17 12:00 | 0 | 0 | 0 | 0 | 353067.8472 | 0 | 417282 | 0 | 0 | 0 | 0 | 0 | 0
2016-11-17 13:00 | 0 | 0 | 0 | 0 | 425828.1529 | 7.8471 | 425836 | 0 | 0 | 0 | 0 | 0 | 0
2016-11-17 14:00 | 0 | 0 | 0 | 0 | 384955.4944 | 43563.5056 | 428519 | 0 | 0 | 0 | 0 | 0 | 0
2016-11-17 15:00 | 0 | 0 | 0 | 0 | 244777.9359 | 185172.0641 | 429950 | 0 | 0 | 0 | 0 | 0 | 0
2016-11-17 16:00 | 0 | 0 | 0 | 0 | 183453.7748 | 244913.2252 | 428367 | 0 | 0 | 0 | 0 | 0 | 0
2016-11-17 17:00 | 0 | 0 | 0 | 0 | 305110.5533 | 244723.3676 | 428497 | 0 | 121336.9209 | 0 | 0 | 0 | 0
2016-11-17 18:00 | 0 | 0 | 0 | 0 | 195128.3184 | 234724.6816 | 429853 | 0 | 121336.9209 | 0 | 0 | 0 | 0
2016-11-17 19:00 | 0 | 0 | 0 | 0 | 79959.6573 | 229930.4218 | 431227 | 0 | 0 | 0 | 0 | 0 | 0
2016-11-17 20:00 | 0 | 0 | 0 | 0 | 321034.3967 | 232506.5242 | 432204 | 0 | 121336.9209 | 0 | 0 | 0 | 0
2016-11-17 21:00 | 0 | 0 | 0 | 0 | 195707.7688 | 238939.2312 | 434647 | 0 | 121336.9209 | 0 | 0 | 0 | 0
2016-11-17 22:00 | 0 | 0 | 0 | 0 | 90023.8541 | 234107.225 | 445468 | 0 | 0 | 0 | 0 | 0 | 0
2016-11-17 23:00 | 0 | 0 | 0 | 0 | 447101.0938 | 130052.8271 | 455817 | 0 | 121336.9209 | 0 | 0 | 0 | 0
2016-11-18 | 0 | 0 | 0 | 0 | 451455.7958 | 7269.2042 | 458725 | 0 | 121336.9209 | 0 | 0 | 0 | 0
2016-11-18 01:00 | 0 | 0 | 0 | 0 | 455329 | 0 | 455329 | 0 | 121336.9209 | 0 | 0 | 0 | 0
2016-11-18 02:00 | 0 | 0 | 0 | 0 | 320377.0791 | 0 | 441714 | 0 | 0 | 0 | 0 | 0 | 0
2016-11-18 03:00 | 0 | 0 | 0 | 0 | 541561.9209 | 0 | 420225 | 0 | 121336.9209 | 0 | 0 | 0 | 0
2016-11-18 04:00 | 0 | 0 | 0 | 0 | 276582.0791 | 0 | 397919 | 0 | 0 | 0 | 0 | 0 | 0
2016-11-18 05:00 | 0 | 0 | 0 | 0 | 498828.9209 | 0 | 377492 | 0 | 121336.9209 | 0 | 0 | 0 | 0
2016-11-18 06:00 | 0 | 0 | 0 | 0 | 240109.0791 | 0 | 361446 | 0 | 0 | 0 | 0 | 0 | 0
2016-11-18 07:00 | 0 | 0 | 0 | 0 | 473086.9209 | 0 | 351750 | 0 | 121336.9209 | 0 | 0 | 0 | 0
2016-11-18 08:00 | 0 | 0 | 0 | 0 | 347859 | 0 | 347859 | 0 | 121336.9209 | 0 | 0 | 0 | 0
2016-11-18 09:00 | 0 | 0 | 0 | 0 | 350172 | 0 | 350172 | 0 | 121336.9209 | 0 | 0 | 0 | 0
2016-11-18 10:00 | 0 | 0 | 0 | 0 | 240909.0791 | 0 | 362246 | 0 | 0 | 0 | 0 | 0 | 0
2016-11-18 11:00 | 0 | 0 | 0 | 0 | 512066.9209 | 0 | 390730 | 0 | 121336.9209 | 0 | 0 | 0 | 0
2016-11-18 12:00 | 0 | 0 | 0 | 0 | 294093.0791 | 0 | 415430 | 0 | 0 | 0 | 0 | 0 | 0
2016-11-18 13:00 | 0 | 0 | 0 | 0 | 424469.7551 | 10.2449 | 424480 | 0 | 0 | 0 | 0 | 0 | 0
2016-11-18 14:00 | 0 | 0 | 0 | 0 | 371842.7677 | 57460.2323 | 429303 | 0 | 0 | 0 | 0 | 0 | 0
2016-11-18 15:00 | 0 | 0 | 0 | 0 | 179057.1765 | 253204.8235 | 432262 | 0 | 0 | 0 | 0 | 0 | 0
2016-11-18 16:00 | 0 | 0 | 0 | 0 | 136477.298 | 295810.702 | 432288 | 0 | 0 | 0 | 0 | 0 | 0
2016-11-18 17:00 | 0 | 0 | 0 | 0 | 143338.3903 | 287895.6097 | 431234 | 0 | 0 | 0 | 0 | 0 | 0
2016-11-18 18:00 | 0 | 0 | 0 | 0 | 158951.768 | 272685.232 | 431637 | 0 | 0 | 0 | 0 | 0 | 0
2016-11-18 19:00 | 0 | 0 | 0 | 0 | 166207.6031 | 264994.3969 | 431202 | 0 | 0 | 0 | 0 | 0 | 0
2016-11-18 20:00 | 0 | 0 | 0 | 0 | 158846.6666 | 270914.3334 | 429761 | 0 | 0 | 0 | 0 | 0 | 0
2016-11-18 21:00 | 0 | 0 | 0 | 0 | 266169.7629 | 284523.1581 | 429356 | 0 | 121336.9209 | 0 | 0 | 0 | 0
2016-11-18 22:00 | 0 | 0 | 0 | 0 | 171004.7447 | 265505.2553 | 436510 | 0 | 121336.9209 | 0 | 0 | 0 | 0
2016-11-18 23:00 | 0 | 0 | 0 | 0 | 177536.9561 | 143496.1229 | 442370 | 0 | 0 | 0 | 0 | 0 | 0
2016-11-19 | 0 | 0 | 0 | 0 | 511813.7069 | 6850.2413 | 440526 | 0 | 78137.9481 | 0 | 0 | 0 | 0
2016-11-19 01:00 | 0 | 0 | 0 | 0 | 478179.9728 | 0 | 434981 | 0 | 121336.9209 | 0 | 0 | 0 | 0
2016-11-19 02:00 | 0 | 0 | 0 | 0 | 301116.0791 | 0 | 422453 | 0 | 0 | 0 | 0 | 0 | 0
2016-11-19 03:00 | 0 | 0 | 0 | 0 | 444942.6892 | 0 | 406615 | 0 | 38327.6892 | 0 | 0 | 0 | 0
2016-11-19 04:00 | 0 | 0 | 0 | 0 | 349394.3108 | 0 | 387722 | 0 | 0 | 0 | 0 | 0 | 0
2016-11-19 05:00 | 0 | 0 | 0 | 0 | 407461.6476 | 0 | 369717 | 0 | 37744.6476 | 0 | 0 | 0 | 0
2016-11-19 06:00 | 0 | 0 | 0 | 0 | 387323.7765 | 0 | 354879 | 0 | 70189.4241 | 0 | 0 | 0 | 0
2016-11-19 07:00 | 0 | 0 | 0 | 0 | 377546.4353 | 0 | 344814 | 0 | 102921.8594 | 0 | 0 | 0 | 0
2016-11-19 08:00 | 0 | 0 | 0 | 0 | 358223.0616 | 0 | 339808 | 0 | 121336.9209 | 0 | 0 | 0 | 0
2016-11-19 09:00 | 0 | 0 | 0 | 0 | 328204.5031 | 0 | 340430 | 0 | 109111.424 | 0 | 0 | 0 | 0
2016-11-19 10:00 | 0 | 0 | 0 | 0 | 296755.638 | 0 | 345724 | 0 | 60143.0621 | 0 | 0 | 0 | 0
2016-11-19 11:00 | 0 | 0 | 0 | 19404.2456 | 277342.6923 | 0 | 356890 | 0 | 0 | 0 | 0 | 0 | 0
2016-11-19 12:00 | 0 | 0 | 0 | 229088.6294 | 263869.2915 | 0 | 371621 | 0 | 121336.9209 | 0 | 0 | 0 | 0
2016-11-19 13:00 | 0 | 0 | 0 | 134549.2351 | 252044.8715 | 8.8934 | 386603 | 0 | 121336.9209 | 0 | 0 | 0 | 0
2016-11-19 14:00 | 0 | 0 | 0 | 29909.5551 | 191632.0668 | 55921.4572 | 398800 | 0 | 0 | 0 | 0 | 0 | 0
2016-11-19 15:00 | 0 | 0 | 0 | 0 | 172129.3196 | 232890.6804 | 405020 | 0 | 0 | 0 | 0 | 0 | 0
2016-11-19 16:00 | 0 | 0 | 0 | 0 | 225411.7842 | 286667.3634 | 406368 | 0 | 105711.1476 | 0 | 0 | 0 | 0
2016-11-19 17:00 | 0 | 0 | 0 | 0 | 20984.4878 | 278239.3646 | 404935 | 0 | 0 | 0 | 0 | 0 | 0
2016-11-19 18:00 | 0 | 0 | 0 | 0 | 141110.4523 | 260922.5477 | 402033 | 0 | 0 | 0 | 0 | 0 | 0
2016-11-19 19:00 | 0 | 0 | 0 | 0 | 145681.9729 | 253345.0271 | 399027 | 0 | 0 | 0 | 0 | 0 | 0
2016-11-19 20:00 | 0 | 0 | 0 | 0 | 260229.8976 | 258591.0234 | 397484 | 0 | 121336.9209 | 0 | 0 | 0 | 0
2016-11-19 21:00 | 0 | 0 | 0 | 0 | 6847.5739 | 272317.5051 | 400502 | 0 | 0 | 0 | 0 | 0 | 0
2016-11-19 22:00 | 0 | 0 | 0 | 0 | 267551.1631 | 253324.3003 | 413683 | 0 | 107192.4634 | 0 | 0 | 0 | 0
2016-11-19 23:00 | 0 | 0 | 0 | 0 | 279923.7127 | 116317.6316 | 427279 | 0 | 76154.8077 | 0 | 0 | 0 | 0
2016-11-20 | 0 | 0 | 0 | 0 | 396691.0135 | 5145.1311 | 431645 | 0 | 46345.9523 | 0 | 0 | 0 | 0
2016-11-20 01:00 | 0 | 0 | 0 | 0 | 404801.0255 | 0 | 430975 | 0 | 20171.9778 | 0 | 0 | 0 | 0
2016-11-20 02:00 | 0 | 0 | 0 | 0 | 403590.0222 | 0 | 423762 | 0 | 0 | 0 | 0 | 0 | 0
2016-11-20 03:00 | 0 | 0 | 0 | 0 | 411879 | 0 | 411879 | 0 | 0 | 0 | 0 | 0 | 0
2016-11-20 04:00 | 0 | 0 | 0 | 0 | 396011 | 0 | 396011 | 0 | 0 | 0 | 0 | 0 | 0
2016-11-20 05:00 | 0 | 0 | 0 | 0 | 428822.8573 | 0 | 382816 | 0 | 46006.8573 | 0 | 0 | 0 | 0
2016-11-20 06:00 | 0 | 0 | 0 | 0 | 334206.1276 | 0 | 371724 | 0 | 8488.9849 | 0 | 0 | 0 | 0
2016-11-20 07:00 | 0 | 0 | 0 | 0 | 413455.6535 | 0 | 364615 | 0 | 57329.6384 | 0 | 0 | 0 | 0
2016-11-20 08:00 | 0 | 0 | 0 | 0 | 404241.6014 | 0 | 361541 | 0 | 100030.2398 | 0 | 0 | 0 | 0
2016-11-20 09:00 | 0 | 0 | 0 | 0 | 383372.6811 | 0 | 362066 | 0 | 121336.9209 | 0 | 0 | 0 | 0
2016-11-20 10:00 | 0 | 0 | 0 | 0 | 364604.1507 | 0 | 367715 | 0 | 118226.0716 | 0 | 0 | 0 | 0
2016-11-20 11:00 | 0 | 0 | 0 | 0 | 349932.1242 | 0 | 377998 | 0 | 90160.1958 | 0 | 0 | 0 | 0
2016-11-20 12:00 | 0 | 0 | 0 | 0 | 338853.5422 | 0 | 390252 | 0 | 38761.738 | 0 | 0 | 0 | 0
2016-11-20 13:00 | 0 | 0 | 0 | 161462.42 | 325697.8233 | 9.9397 | 404595 | 0 | 121336.9209 | 0 | 0 | 0 | 0
2016-11-20 14:00 | 0 | 0 | 0 | 3446.3497 | 246883.699 | 41636.0303 | 413303 | 0 | 0 | 0 | 0 | 0 | 0
2016-11-20 15:00 | 0 | 0 | 0 | 16360.049 | 213770.5287 | 183224.4222 | 413355 | 0 | 0 | 0 | 0 | 0 | 0
2016-11-20 16:00 | 0 | 0 | 0 | 0 | 227422.557 | 230439.1876 | 411016 | 0 | 46845.7446 | 0 | 0 | 0 | 0
2016-11-20 17:00 | 0 | 0 | 0 | 0 | 224496.5885 | 231254.0115 | 408200 | 0 | 94396.3446 | 0 | 0 | 0 | 0
2016-11-20 18:00 | 0 | 0 | 0 | 0 | 209540.2299 | 218080.2373 | 405059 | 0 | 116957.8118 | 0 | 0 | 0 | 0
2016-11-20 19:00 | 0 | 0 | 0 | 0 | 190209.1074 | 210004.395 | 402637 | 0 | 114534.3142 | 0 | 0 | 0 | 0
2016-11-20 20:00 | 0 | 0 | 0 | 0 | 170945.1443 | 208831.1757 | 402846 | 0 | 91464.6342 | 0 | 0 | 0 | 0
2016-11-20 21:00 | 0 | 0 | 0 | 0 | 151814.1715 | 201650.1239 | 409160 | 0 | 35768.9296 | 0 | 0 | 0 | 0
2016-11-20 22:00 | 0 | 0 | 0 | 125096.0672 | 187863.05 | 164171.2754 | 426655 | 0 | 86244.3222 | 0 | 0 | 0 | 0
2016-11-20 23:00 | 0 | 0 | 0 | 0 | 298325.1998 | 60289.478 | 444859 | 0 | 0 | 0 | 0 | 0 | 0
2016-11-21 | 0 | 0 | 0 | 77509.7961 | 371900.8822 | 3324.3218 | 452735 | 0 | 0 | 0 | 0 | 0 | 0
2016-11-21 01:00 | 0 | 0 | 0 | 48598.2023 | 405064.7977 | 0 | 453663 | 0 | 0 | 0 | 0 | 0 | 0
2016-11-21 02:00 | 0 | 0 | 0 | 154341.5729 | 410074.2851 | 0 | 444215 | 0 | 120200.8581 | 0 | 0 | 0 | 0
2016-11-21 03:00 | 0 | 0 | 0 | 0 | 401825.8772 | 0 | 429663 | 0 | 92363.7352 | 0 | 0 | 0 | 0
2016-11-21 04:00 | 0 | 0 | 0 | 0 | 392217.335 | 0 | 412088 | 0 | 72493.0702 | 0 | 0 | 0 | 0
2016-11-21 05:00 | 0 | 0 | 0 | 0 | 381905.7046 | 0 | 396983 | 0 | 57415.7749 | 0 | 0 | 0 | 0
2016-11-21 06:00 | 0 | 0 | 0 | 0 | 364352.0809 | 0 | 386667 | 0 | 35100.8558 | 0 | 0 | 0 | 0
2016-11-21 07:00 | 0 | 0 | 0 | 0 | 346542.1442 | 0 | 381643 | 0 | 0 | 0 | 0 | 0 | 0
2016-11-21 08:00 | 0 | 0 | 0 | 48161.0162 | 332826.9838 | 0 | 380988 | 0 | 0 | 0 | 0 | 0 | 0
2016-11-21 09:00 | 0 | 0 | 0 | 74551.9788 | 311222.0212 | 0 | 385774 | 0 | 0 | 0 | 0 | 0 | 0
2016-11-21 10:00 | 0 | 0 | 0 | 111256.6905 | 289626.3095 | 0 | 400883 | 0 | 0 | 0 | 0 | 0 | 0
2016-11-21 11:00 | 0 | 0 | 0 | 150709.7996 | 282490.2004 | 0 | 433200 | 0 | 0 | 0 | 0 | 0 | 0
2016-11-21 12:00 | 0 | 0 | 0 | 293907.8768 | 287639.0441 | 0 | 460210 | 0 | 121336.9209 | 0 | 0 | 0 | 0
2016-11-21 13:00 | 0 | 0 | 0 | 175473.4529 | 294947.7436 | 7.8035 | 470429 | 0 | 121336.9209 | 0 | 0 | 0 | 0
2016-11-21 14:00 | 0 | 0 | 0 | 192225.0791 | 256674.1087 | 20701.8122 | 469601 | 0 | 121336.9209 | 0 | 0 | 0 | 0
2016-11-21 15:00 | 0 | 0 | 0 | 69451.73 | 203306.3258 | 70513.0232 | 464608 | 0 | 0 | 0 | 0 | 0 | 0
2016-11-21 16:00 | 0 | 0 | 0 | 140605.7712 | 198854.2874 | 118228.9414 | 457689 | 0 | 0 | 0 | 0 | 0 | 0
2016-11-21 17:00 | 0 | 0 | 0 | 66112.851 | 235532.6846 | 148862.4643 | 450508 | 0 | 0 | 0 | 0 | 0 | 0
2016-11-21 18:00 | 0 | 0 | 0 | 2859.7691 | 282586.3863 | 159720.8445 | 445167 | 0 | 0 | 0 | 0 | 0 | 0
2016-11-21 19:00 | 0 | 0 | 0 | 0 | 306102.4863 | 158716.0091 | 440899 | 0 | 23919.4954 | 0 | 0 | 0 | 0
2016-11-21 20:00 | 0 | 0 | 0 | 0 | 264754.5542 | 150976.9504 | 439651 | 0 | 0 | 0 | 0 | 0 | 0
2016-11-21 21:00 | 0 | 0 | 0 | 0 | 340801.0926 | 138254.1121 | 444452 | 0 | 34603.2048 | 0 | 0 | 0 | 0
2016-11-21 22:00 | 0 | 0 | 0 | 0 | 418561.5808 | 114848.9116 | 462555 | 0 | 105458.6971 | 0 | 0 | 0 | 0
2016-11-21 23:00 | 0 | 0 | 0 | 0 | 421780.8081 | 73091.4157 | 478994 | 0 | 121336.9209 | 0 | 0 | 0 | 0
2016-11-22 | 0 | 0 | 0 | 0 | 358066.3981 | 5839.681 | 485243 | 0 | 0 | 0 | 0 | 0 | 0
2016-11-22 01:00 | 0 | 0 | 0 | 0 | 536312.4288 | 0 | 484328 | 0 | 51984.4288 | 0 | 0 | 0 | 0
2016-11-22 02:00 | 0 | 0 | 0 | 0 | 420111.5712 | 0 | 472096 | 0 | 0 | 0 | 0 | 0 | 0
2016-11-22 03:00 | 0 | 0 | 0 | 0 | 451534 | 0 | 451534 | 0 | 0 | 0 | 0 | 0 | 0
2016-11-22 04:00 | 0 | 0 | 0 | 0 | 430349 | 0 | 430349 | 0 | 0 | 0 | 0 | 0 | 0
2016-11-22 05:00 | 0 | 0 | 0 | 0 | 411026 | 0 | 411026 | 0 | 0 | 0 | 0 | 0 | 0
2016-11-22 06:00 | 0 | 0 | 0 | 0 | 398180 | 0 | 398180 | 0 | 0 | 0 | 0 | 0 | 0
2016-11-22 07:00 | 0 | 0 | 0 | 0 | 479400.5441 | 0 | 390171 | 0 | 89229.5441 | 0 | 0 | 0 | 0
2016-11-22 08:00 | 0 | 0 | 0 | 0 | 298362.4559 | 0 | 387592 | 0 | 0 | 0 | 0 | 0 | 0
2016-11-22 09:00 | 0 | 0 | 0 | 0 | 458839.0792 | 0 | 391911 | 0 | 66928.0792 | 0 | 0 | 0 | 0
2016-11-22 10:00 | 0 | 0 | 0 | 0 | 455400.129 | 0 | 404976 | 0 | 117352.2082 | 0 | 0 | 0 | 0
2016-11-22 11:00 | 0 | 0 | 0 | 0 | 437586.7127 | 0 | 433602 | 0 | 121336.9209 | 0 | 0 | 0 | 0
2016-11-22 12:00 | 0 | 0 | 0 | 0 | 403666.1971 | 0 | 457480 | 0 | 67523.118 | 0 | 0 | 0 | 0
2016-11-22 13:00 | 0 | 0 | 0 | 0 | 442302.2312 | 0.023454 | 466043 | 0 | 43782.3726 | 0 | 0 | 0 | 0
2016-11-22 14:00 | 0 | 0 | 0 | 0 | 389996.8815 | 31005.7459 | 464785 | 0 | 0 | 0 | 0 | 0 | 0
2016-11-22 15:00 | 0 | 0 | 0 | 0 | 273410.7591 | 187331.2409 | 460742 | 0 | 0 | 0 | 0 | 0 | 0
2016-11-22 16:00 | 0 | 0 | 0 | 0 | 200493.7679 | 254337.2321 | 454831 | 0 | 0 | 0 | 0 | 0 | 0
2016-11-22 17:00 | 0 | 0 | 0 | 0 | 188086.8274 | 259784.1726 | 447871 | 0 | 0 | 0 | 0 | 0 | 0
2016-11-22 18:00 | 0 | 0 | 0 | 0 | 201390.3247 | 243008.6753 | 444399 | 0 | 0 | 0 | 0 | 0 | 0
2016-11-22 19:00 | 0 | 0 | 0 | 0 | 328614.7833 | 234433.1376 | 441711 | 0 | 121336.9209 | 0 | 0 | 0 | 0
2016-11-22 20:00 | 0 | 0 | 0 | 0 | 82015.013 | 237446.0661 | 440798 | 0 | 0 | 0 | 0 | 0 | 0
2016-11-22 21:00 | 0 | 0 | 0 | 0 | 322246.5435 | 245018.3774 | 445928 | 0 | 121336.9209 | 0 | 0 | 0 | 0
2016-11-22 22:00 | 0 | 0 | 0 | 0 | 233958.4709 | 227433.5291 | 461392 | 0 | 121336.9209 | 0 | 0 | 0 | 0
2016-11-22 23:00 | 0 | 0 | 0 | 0 | 364921.4414 | 109461.5586 | 474383 | 0 | 121336.9209 | 0 | 0 | 0 | 0
2016-11-23 | 0 | 0 | 0 | 0 | 424841.749 | 2780.6751 | 478166 | 0 | 70793.3451 | 0 | 0 | 0 | 0
2016-11-23 01:00 | 0 | 0 | 0 | 0 | 407959.5965 | 0 | 475989 | 0 | 2763.9416 | 0 | 0 | 0 | 0
2016-11-23 02:00 | 0 | 0 | 0 | 71114.3168 | 390451.7416 | 0 | 464330 | 0 | 0 | 0 | 0 | 0 | 0
2016-11-23 03:00 | 0 | 0 | 0 | 66861.5129 | 378875.4871 | 0 | 445737 | 0 | 0 | 0 | 0 | 0 | 0
2016-11-23 04:00 | 0 | 0 | 0 | 52079.8259 | 372686.1741 | 0 | 424766 | 0 | 0 | 0 | 0 | 0 | 0
2016-11-23 05:00 | 0 | 0 | 0 | 38226.7741 | 367222.2259 | 0 | 405449 | 0 | 0 | 0 | 0 | 0 | 0
2016-11-23 06:00 | 0 | 0 | 0 | 27795.7402 | 363227.2598 | 0 | 391023 | 0 | 0 | 0 | 0 | 0 | 0
2016-11-23 07:00 | 0 | 0 | 0 | 22155.0767 | 359547.9233 | 0 | 381703 | 0 | 0 | 0 | 0 | 0 | 0
2016-11-23 08:00 | 0 | 0 | 0 | 24088.5445 | 352997.4555 | 0 | 377086 | 0 | 0 | 0 | 0 | 0 | 0
2016-11-23 09:00 | 0 | 0 | 0 | 36893.0714 | 341285.9286 | 0 | 378179 | 0 | 0 | 0 | 0 | 0 | 0
2016-11-23 10:00 | 0 | 0 | 0 | 56871.4941 | 330933.5059 | 0 | 387805 | 0 | 0 | 0 | 0 | 0 | 0
2016-11-23 11:00 | 0 | 0 | 0 | 90316.7411 | 320248.2589 | 0 | 410565 | 0 | 0 | 0 | 0 | 0 | 0
2016-11-23 12:00 | 0 | 0 | 0 | 246790.6395 | 306854.2814 | 0 | 432308 | 0 | 121336.9209 | 0 | 0 | 0 | 0
2016-11-23 13:00 | 0 | 0 | 0 | 151783.6354 | 293251.6999 | 4.6647 | 445040 | 0 | 121336.9209 | 0 | 0 | 0 | 0
2016-11-23 14:00 | 0 | 0 | 0 | 42494.6587 | 217730.899 | 68451.5213 | 450014 | 0 | 0 | 0 | 0 | 0 | 0
2016-11-23 15:00 | 0 | 0 | 0 | 39828.9629 | 202029.6822 | 209403.3549 | 451262 | 0 | 0 | 0 | 0 | 0 | 0
2016-11-23 16:00 | 0 | 0 | 0 | 3455.1853 | 186383.5244 | 258666.2903 | 448505 | 0 | 0 | 0 | 0 | 0 | 0
2016-11-23 17:00 | 0 | 0 | 0 | 17552.1737 | 164756.6831 | 261367.1432 | 443676 | 0 | 0 | 0 | 0 | 0 | 0
2016-11-23 18:00 | 0 | 0 | 0 | 39673.5045 | 151266.049 | 248617.4465 | 439557 | 0 | 0 | 0 | 0 | 0 | 0
2016-11-23 19:00 | 0 | 0 | 0 | 47253.3807 | 146743.6927 | 243066.9266 | 437064 | 0 | 0 | 0 | 0 | 0 | 0
2016-11-23 20:00 | 0 | 0 | 0 | 40415.4226 | 144088.3082 | 250710.2692 | 435214 | 0 | 0 | 0 | 0 | 0 | 0
2016-11-23 21:00 | 0 | 0 | 0 | 39769.1844 | 134713.9923 | 264132.8233 | 438616 | 0 | 0 | 0 | 0 | 0 | 0
2016-11-23 22:00 | 0 | 0 | 0 | 62555.7764 | 140984.887 | 246976.3366 | 450517 | 0 | 0 | 0 | 0 | 0 | 0
2016-11-23 23:00 | 0 | 0 | 0 | 157057.6894 | 187150.3595 | 113290.9511 | 457499 | 0 | 0 | 0 | 0 | 0 | 0
2016-11-24 | 0 | 0 | 0 | 355331.9409 | 215233.5945 | 8290.3856 | 457519 | 0 | 121336.9209 | 0 | 0 | 0 | 0
2016-11-24 01:00 | 0 | 0 | 0 | 217475.7646 | 235406.2354 | 0 | 452882 | 0 | 121336.9209 | 0 | 0 | 0 | 0
2016-11-24 02:00 | 0 | 0 | 0 | 65791.5067 | 253326.5724 | 0 | 440455 | 0 | 0 | 0 | 0 | 0 | 0
2016-11-24 03:00 | 0 | 0 | 0 | 267122.6527 | 276233.2683 | 0 | 422019 | 0 | 121336.9209 | 0 | 0 | 0 | 0
2016-11-24 04:00 | 0 | 0 | 0 | 110337.5286 | 290099.4714 | 0 | 400437 | 0 | 121336.9209 | 0 | 0 | 0 | 0
2016-11-24 05:00 | 0 | 0 | 0 | 36008.7028 | 291804.4445 | 0 | 378621 | 0 | 70529.0682 | 0 | 0 | 0 | 0
2016-11-24 06:00 | 0 | 0 | 0 | 0 | 290840.9318 | 0 | 361370 | 0 | 0 | 0 | 0 | 0 | 0
2016-11-24 07:00 | 0 | 0 | 0 | 64041.4819 | 285574.5181 | 0 | 349616 | 0 | 0 | 0 | 0 | 0 | 0
2016-11-24 08:00 | 0 | 0 | 0 | 60464.4853 | 281773.5147 | 0 | 342238 | 0 | 0 | 0 | 0 | 0 | 0
2016-11-24 09:00 | 0 | 0 | 0 | 60555.5937 | 278709.4063 | 0 | 339265 | 0 | 0 | 0 | 0 | 0 | 0
2016-11-24 10:00 | 0 | 0 | 0 | 65596.4434 | 275781.5566 | 0 | 341378 | 0 | 0 | 0 | 0 | 0 | 0
2016-11-24 11:00 | 0 | 0 | 0 | 193335.5608 | 277185.3601 | 0 | 349184 | 0 | 121336.9209 | 0 | 0 | 0 | 0
2016-11-24 12:00 | 0 | 0 | 0 | 82864.5048 | 277485.4952 | 0 | 360350 | 0 | 121336.9209 | 0 | 0 | 0 | 0
2016-11-24 13:00 | 0 | 0 | 0 | 102171.1906 | 276244.2782 | 3.5312 | 378419 | 0 | 121336.9209 | 0 | 0 | 0 | 0
2016-11-24 14:00 | 0 | 0 | 0 | 23223.7495 | 230779.9051 | 52749.3285 | 397131 | 0 | 30958.9041 | 0 | 0 | 0 | 0
2016-11-24 15:00 | 0 | 0 | 0 | 0 | 181329.7252 | 198170.3707 | 410459 | 0 | 0 | 0 | 0 | 0 | 0
2016-11-24 16:00 | 0 | 0 | 0 | 0 | 156108.7221 | 261525.2779 | 417634 | 0 | 0 | 0 | 0 | 0 | 0
2016-11-24 17:00 | 0 | 0 | 0 | 0 | 152120.158 | 262254.842 | 414375 | 0 | 0 | 0 | 0 | 0 | 0
2016-11-24 18:00 | 0 | 0 | 0 | 0 | 274361.9281 | 248860.9138 | 404355 | 0 | 118867.8419 | 0 | 0 | 0 | 0
2016-11-24 19:00 | 0 | 0 | 0 | 0 | 155624.1424 | 241899.9366 | 395055 | 0 | 121336.9209 | 0 | 0 | 0 | 0
2016-11-24 20:00 | 0 | 0 | 0 | 0 | 18196.9382 | 247414.1409 | 386948 | 0 | 0 | 0 | 0 | 0 | 0
2016-11-24 21:00 | 0 | 0 | 0 | 0 | 126116.8902 | 254941.1098 | 381058 | 0 | 0 | 0 | 0 | 0 | 0
2016-11-24 22:00 | 0 | 0 | 0 | 0 | 229208.1522 | 236217.8271 | 380683 | 0 | 84742.9793 | 0 | 0 | 0 | 0
2016-11-24 23:00 | 0 | 0 | 0 | 0 | 311902.9586 | 107762.983 | 383072 | 0 | 121336.9209 | 0 | 0 | 0 | 0
2016-11-25 | 0 | 0 | 0 | 45950.0076 | 327731.6161 | 2832.7141 | 383138 | 0 | 114713.2588 | 0 | 0 | 0 | 0
2016-11-25 01:00 | 0 | 0 | 0 | 0 | 332698.7087 | 0 | 382911 | 0 | 64500.9675 | 0 | 0 | 0 | 0
2016-11-25 02:00 | 0 | 0 | 0 | 0 | 336837.2532 | 0 | 377658 | 0 | 23680.2207 | 0 | 0 | 0 | 0
2016-11-25 03:00 | 0 | 0 | 0 | 0 | 346734.5888 | 0 | 369843 | 0 | 571.8095 | 0 | 0 | 0 | 0
2016-11-25 04:00 | 0 | 0 | 0 | 0 | 358090.1905 | 0 | 358662 | 0 | 0 | 0 | 0 | 0 | 0
2016-11-25 05:00 | 0 | 0 | 0 | 0 | 346627 | 0 | 346627 | 0 | 0 | 0 | 0 | 0 | 0
2016-11-25 06:00 | 0 | 0 | 0 | 0 | 336310 | 0 | 336310 | 0 | 0 | 0 | 0 | 0 | 0
2016-11-25 07:00 | 0 | 0 | 0 | 0 | 380101.881 | 0 | 328607 | 0 | 51494.881 | 0 | 0 | 0 | 0
2016-11-25 08:00 | 0 | 0 | 0 | 0 | 310239.5927 | 0 | 325091 | 0 | 36643.4737 | 0 | 0 | 0 | 0
2016-11-25 09:00 | 0 | 0 | 0 | 0 | 367391.5922 | 0 | 326511 | 0 | 77524.0659 | 0 | 0 | 0 | 0
2016-11-25 10:00 | 0 | 0 | 0 | 0 | 362992.0827 | 0 | 331977 | 0 | 108539.1486 | 0 | 0 | 0 | 0
2016-11-25 11:00 | 0 | 0 | 0 | 0 | 356126.7723 | 0 | 343329 | 0 | 121336.9209 | 0 | 0 | 0 | 0
2016-11-25 12:00 | 0 | 0 | 0 | 0 | 346077.6505 | 0 | 357486 | 0 | 109928.5715 | 0 | 0 | 0 | 0
2016-11-25 13:00 | 0 | 0 | 0 | 45593.9487 | 337040.2691 | 0.13166 | 371226 | 0 | 121336.9209 | 0 | 0 | 0 | 0
2016-11-25 14:00 | 0 | 0 | 0 | 59081.0429 | 276837.3641 | 47971.593 | 383890 | 0 | 121336.9209 | 0 | 0 | 0 | 0
2016-11-25 15:00 | 0 | 0 | 0 | 6114.3781 | 173769.7234 | 211686.8984 | 391571 | 0 | 121336.9209 | 0 | 0 | 0 | 0
2016-11-25 16:00 | 0 | 0 | 0 | 10041.7758 | 120856.7978 | 264481.4264 | 395380 | 0 | 121336.9209 | 0 | 0 | 0 | 0
2016-11-25 17:00 | 0 | 0 | 0 | 2567.2196 | 111384.2955 | 254749.2996 | 396317 | 0 | 93720.7356 | 0 | 0 | 0 | 0
2016-11-25 18:00 | 0 | 0 | 0 | 0 | 116643.7148 | 242573.3589 | 394411 | 0 | 58526.8093 | 0 | 0 | 0 | 0
2016-11-25 19:00 | 0 | 0 | 0 | 0 | 125018.6912 | 235242.7785 | 392762 | 0 | 26026.279 | 0 | 0 | 0 | 0
2016-11-25 20:00 | 0 | 0 | 0 | 0 | 127866.7414 | 238007.9795 | 391901 | 0 | 0 | 0 | 0 | 0 | 0
2016-11-25 21:00 | 0 | 0 | 0 | 0 | 159346.4546 | 242849.2092 | 396044 | 0 | 6151.6638 | 0 | 0 | 0 | 0
2016-11-25 22:00 | 0 | 0 | 0 | 0 | 194850.5334 | 219774.4656 | 406896 | 0 | 13880.6628 | 0 | 0 | 0 | 0
2016-11-25 23:00 | 0 | 0 | 0 | 0 | 329520.8734 | 85782.6867 | 416199 | 0 | 12985.2229 | 0 | 0 | 0 | 0
2016-11-26 | 0 | 0 | 0 | 0 | 403203.7552 | 2237.0219 | 418426 | 0 | 0 | 0 | 0 | 0 | 0
2016-11-26 01:00 | 0 | 0 | 0 | 0 | 415820 | 0 | 415820 | 0 | 0 | 0 | 0 | 0 | 0
2016-11-26 02:00 | 0 | 0 | 0 | 0 | 488812.6887 | 0 | 407072 | 0 | 81740.6887 | 0 | 0 | 0 | 0
2016-11-26 03:00 | 0 | 0 | 0 | 0 | 311855.3113 | 0 | 393596 | 0 | 0 | 0 | 0 | 0 | 0
2016-11-26 04:00 | 0 | 0 | 0 | 0 | 494354.8447 | 0 | 378696 | 0 | 115658.8447 | 0 | 0 | 0 | 0
2016-11-26 05:00 | 0 | 0 | 0 | 0 | 246272.1553 | 0 | 361931 | 0 | 0 | 0 | 0 | 0 | 0
2016-11-26 06:00 | 0 | 0 | 0 | 0 | 465936.3754 | 0 | 349185 | 0 | 116751.3754 | 0 | 0 | 0 | 0
2016-11-26 07:00 | 0 | 0 | 0 | 0 | 344980.5456 | 0 | 340395 | 0 | 121336.9209 | 0 | 0 | 0 | 0
2016-11-26 08:00 | 0 | 0 | 0 | 0 | 335497 | 0 | 335497 | 0 | 121336.9209 | 0 | 0 | 0 | 0
2016-11-26 09:00 | 0 | 0 | 0 | 0 | 334757 | 0 | 334757 | 0 | 121336.9209 | 0 | 0 | 0 | 0
2016-11-26 10:00 | 0 | 0 | 0 | 0 | 339519 | 0 | 339519 | 0 | 121336.9209 | 0 | 0 | 0 | 0
2016-11-26 11:00 | 0 | 0 | 0 | 0 | 334555.1694 | 0 | 348815 | 0 | 107077.0903 | 0 | 0 | 0 | 0
2016-11-26 12:00 | 0 | 0 | 0 | 0 | 375669.8306 | 0 | 361410 | 0 | 121336.9209 | 0 | 0 | 0 | 0
2016-11-26 13:00 | 0 | 0 | 0 | 0 | 360523.9409 | 0 | 375765 | 0 | 106095.8618 | 0 | 0 | 0 | 0
2016-11-26 14:00 | 0 | 0 | 0 | 48106.9003 | 291918.7504 | 19577.6509 | 389723 | 0 | 75976.1634 | 0 | 0 | 0 | 0
2016-11-26 15:00 | 0 | 0 | 0 | 0 | 171360.8532 | 175088.7418 | 397906 | 0 | 24519.7584 | 0 | 0 | 0 | 0
2016-11-26 16:00 | 0 | 0 | 0 | 0 | 145359.5222 | 230548.7194 | 400428 | 0 | 0 | 0 | 0 | 0 | 0
2016-11-26 17:00 | 0 | 0 | 0 | 0 | 177013.4276 | 229301.225 | 398878 | 0 | 7436.6526 | 0 | 0 | 0 | 0
2016-11-26 18:00 | 0 | 0 | 0 | 0 | 200803.0919 | 213477.084 | 394611 | 0 | 27105.8285 | 0 | 0 | 0 | 0
2016-11-26 19:00 | 0 | 0 | 0 | 0 | 204693.5443 | 203216.0091 | 390173 | 0 | 44842.3819 | 0 | 0 | 0 | 0
2016-11-26 20:00 | 0 | 0 | 0 | 0 | 193572.7603 | 198943.118 | 387851 | 0 | 49507.2602 | 0 | 0 | 0 | 0
2016-11-26 21:00 | 0 | 0 | 0 | 0 | 179751.8589 | 195103.8613 | 393039 | 0 | 31323.9804 | 0 | 0 | 0 | 0
2016-11-26 22:00 | 0 | 0 | 0 | 12706.6776 | 203280.5044 | 160438.8376 | 407750 | 0 | 0 | 0 | 0 | 0 | 0
2016-11-26 23:00 | 0 | 0 | 0 | 209138.0696 | 267521.4171 | 67140.4342 | 422463 | 0 | 121336.9209 | 0 | 0 | 0 | 0
2016-11-27 | 0 | 0 | 0 | 26194.1234 | 332862.385 | 928.4873 | 428188 | 0 | 53133.9166 | 0 | 0 | 0 | 0
2016-11-27 01:00 | 0 | 0 | 0 | 0 | 374699.0834 | 0 | 427833 | 0 | 0 | 0 | 0 | 0 | 0
2016-11-27 02:00 | 0 | 0 | 0 | 16926.6135 | 404024.3865 | 0 | 420951 | 0 | 0 | 0 | 0 | 0 | 0
2016-11-27 03:00 | 0 | 0 | 0 | 0 | 409666 | 0 | 409666 | 0 | 0 | 0 | 0 | 0 | 0
2016-11-27 04:00 | 0 | 0 | 0 | 0 | 395489 | 0 | 395489 | 0 | 0 | 0 | 0 | 0 | 0
2016-11-27 05:00 | 0 | 0 | 0 | 0 | 380970 | 0 | 380970 | 0 | 0 | 0 | 0 | 0 | 0
2016-11-27 06:00 | 0 | 0 | 0 | 0 | 368714 | 0 | 368714 | 0 | 0 | 0 | 0 | 0 | 0
2016-11-27 07:00 | 0 | 0 | 0 | 0 | 367169.0587 | 0 | 360779 | 0 | 6390.0587 | 0 | 0 | 0 | 0
2016-11-27 08:00 | 0 | 0 | 0 | 0 | 360337.9996 | 0 | 357817 | 0 | 8911.0583 | 0 | 0 | 0 | 0
2016-11-27 09:00 | 0 | 0 | 0 | 0 | 349900.2431 | 0 | 357740 | 0 | 1071.3014 | 0 | 0 | 0 | 0
2016-11-27 10:00 | 0 | 0 | 0 | 0 | 361225.6986 | 0 | 362297 | 0 | 0 | 0 | 0 | 0 | 0
2016-11-27 11:00 | 0 | 0 | 0 | 0 | 371445 | 0 | 371445 | 0 | 0 | 0 | 0 | 0 | 0
2016-11-27 12:00 | 0 | 0 | 0 | 0 | 409789.1522 | 0 | 383264 | 0 | 26525.1522 | 0 | 0 | 0 | 0
2016-11-27 13:00 | 0 | 0 | 0 | 0 | 368293.8478 | 0 | 394819 | 0 | 0 | 0 | 0 | 0 | 0
2016-11-27 14:00 | 0 | 0 | 0 | 0 | 384939.336 | 15659.664 | 400599 | 0 | 0 | 0 | 0 | 0 | 0
2016-11-27 15:00 | 0 | 0 | 0 | 0 | 292136.4132 | 108802.5868 | 400939 | 0 | 0 | 0 | 0 | 0 | 0
2016-11-27 16:00 | 0 | 0 | 0 | 0 | 225139.3463 | 174171.6537 | 399311 | 0 | 0 | 0 | 0 | 0 | 0
2016-11-27 17:00 | 0 | 0 | 0 | 0 | 322483.2218 | 196835.6991 | 397982 | 0 | 121336.9209 | 0 | 0 | 0 | 0
2016-11-27 18:00 | 0 | 0 | 0 | 0 | 80856.4054 | 195088.6736 | 397282 | 0 | 0 | 0 | 0 | 0 | 0
2016-11-27 19:00 | 0 | 0 | 0 | 0 | 204214.1615 | 192361.8385 | 396576 | 0 | 0 | 0 | 0 | 0 | 0
2016-11-27 20:00 | 0 | 0 | 0 | 0 | 206052.1936 | 192030.8064 | 398083 | 0 | 0 | 0 | 0 | 0 | 0
2016-11-27 21:00 | 0 | 0 | 0 | 0 | 338739.953 | 189134.9679 | 406538 | 0 | 121336.9209 | 0 | 0 | 0 | 0
2016-11-27 22:00 | 0 | 0 | 0 | 0 | 265009.6266 | 162359.3734 | 427369 | 0 | 121336.9209 | 0 | 0 | 0 | 0
2016-11-27 23:00 | 0 | 0 | 0 | 0 | 250749.4714 | 72340.6077 | 444427 | 0 | 0 | 0 | 0 | 0 | 0
2016-11-28 | 0 | 0 | 0 | 0 | 570426.4308 | 2603.4902 | 451693 | 0 | 121336.9209 | 0 | 0 | 0 | 0
2016-11-28 01:00 | 0 | 0 | 0 | 0 | 450201 | 0 | 450201 | 0 | 121336.9209 | 0 | 0 | 0 | 0
2016-11-28 02:00 | 0 | 0 | 0 | 0 | 314760.0791 | 0 | 436097 | 0 | 0 | 0 | 0 | 0 | 0
2016-11-28 03:00 | 0 | 0 | 0 | 0 | 541822.9209 | 0 | 420486 | 0 | 121336.9209 | 0 | 0 | 0 | 0
2016-11-28 04:00 | 0 | 0 | 0 | 0 | 278427.0791 | 0 | 399764 | 0 | 0 | 0 | 0 | 0 | 0
2016-11-28 05:00 | 0 | 0 | 0 | 0 | 383424 | 0 | 383424 | 0 | 0 | 0 | 0 | 0 | 0
2016-11-28 06:00 | 0 | 0 | 0 | 0 | 369420 | 0 | 369420 | 0 | 0 | 0 | 0 | 0 | 0
2016-11-28 07:00 | 0 | 0 | 0 | 0 | 362223 | 0 | 362223 | 0 | 0 | 0 | 0 | 0 | 0
2016-11-28 08:00 | 0 | 0 | 0 | 0 | 359618 | 0 | 359618 | 0 | 0 | 0 | 0 | 0 | 0
2016-11-28 09:00 | 0 | 0 | 0 | 0 | 361754 | 0 | 361754 | 0 | 0 | 0 | 0 | 0 | 0
2016-11-28 10:00 | 0 | 0 | 0 | 0 | 375602 | 0 | 375602 | 0 | 0 | 0 | 0 | 0 | 0
2016-11-28 11:00 | 0 | 0 | 0 | 0 | 527604.9209 | 0 | 406268 | 0 | 121336.9209 | 0 | 0 | 0 | 0
2016-11-28 12:00 | 0 | 0 | 0 | 0 | 312413.0791 | 0 | 433750 | 0 | 0 | 0 | 0 | 0 | 0
2016-11-28 13:00 | 0 | 0 | 0 | 0 | 445746.285 | 0.71496 | 445747 | 0 | 0 | 0 | 0 | 0 | 0
2016-11-28 14:00 | 0 | 0 | 0 | 0 | 519000.0582 | 53232.8628 | 450896 | 0 | 121336.9209 | 0 | 0 | 0 | 0
2016-11-28 15:00 | 0 | 0 | 0 | 0 | 191070.5962 | 140601.4828 | 453009 | 0 | 0 | 0 | 0 | 0 | 0
2016-11-28 16:00 | 0 | 0 | 0 | 0 | 260484.2887 | 191785.7113 | 452270 | 0 | 0 | 0 | 0 | 0 | 0
2016-11-28 17:00 | 0 | 0 | 0 | 0 | 248188.6476 | 201755.3524 | 449944 | 0 | 0 | 0 | 0 | 0 | 0
2016-11-28 18:00 | 0 | 0 | 0 | 0 | 369047.5657 | 199619.3552 | 447330 | 0 | 121336.9209 | 0 | 0 | 0 | 0
2016-11-28 19:00 | 0 | 0 | 0 | 0 | 127501.9101 | 196804.169 | 445643 | 0 | 0 | 0 | 0 | 0 | 0
2016-11-28 20:00 | 0 | 0 | 0 | 0 | 369037.8231 | 197836.0978 | 445537 | 0 | 121336.9209 | 0 | 0 | 0 | 0
2016-11-28 21:00 | 0 | 0 | 0 | 0 | 257063.1503 | 193969.8497 | 451033 | 0 | 121336.9209 | 0 | 0 | 0 | 0
2016-11-28 22:00 | 0 | 0 | 0 | 0 | 306036.7219 | 160302.2781 | 466339 | 0 | 121336.9209 | 0 | 0 | 0 | 0
2016-11-28 23:00 | 0 | 0 | 0 | 0 | 280847.4096 | 74841.6694 | 477026 | 0 | 0 | 0 | 0 | 0 | 0
2016-11-29 | 0 | 0 | 0 | 0 | 599128.6068 | 2507.3142 | 480299 | 0 | 121336.9209 | 0 | 0 | 0 | 0
2016-11-29 01:00 | 0 | 0 | 0 | 0 | 476024 | 0 | 476024 | 0 | 121336.9209 | 0 | 0 | 0 | 0
2016-11-29 02:00 | 0 | 0 | 0 | 0 | 339035.0791 | 0 | 460372 | 0 | 0 | 0 | 0 | 0 | 0
2016-11-29 03:00 | 0 | 0 | 0 | 0 | 558754.9209 | 0 | 437418 | 0 | 121336.9209 | 0 | 0 | 0 | 0
2016-11-29 04:00 | 0 | 0 | 0 | 0 | 289815.0791 | 0 | 411152 | 0 | 0 | 0 | 0 | 0 | 0
2016-11-29 05:00 | 0 | 0 | 0 | 0 | 509731.9209 | 0 | 388395 | 0 | 121336.9209 | 0 | 0 | 0 | 0
2016-11-29 06:00 | 0 | 0 | 0 | 0 | 249528.0791 | 0 | 370865 | 0 | 0 | 0 | 0 | 0 | 0
2016-11-29 07:00 | 0 | 0 | 0 | 0 | 480538.9209 | 0 | 359202 | 0 | 121336.9209 | 0 | 0 | 0 | 0
2016-11-29 08:00 | 0 | 0 | 0 | 0 | 353473 | 0 | 353473 | 0 | 121336.9209 | 0 | 0 | 0 | 0
2016-11-29 09:00 | 0 | 0 | 0 | 0 | 354019 | 0 | 354019 | 0 | 121336.9209 | 0 | 0 | 0 | 0
2016-11-29 10:00 | 0 | 0 | 0 | 0 | 242750.0791 | 0 | 364087 | 0 | 0 | 0 | 0 | 0 | 0
2016-11-29 11:00 | 0 | 0 | 0 | 0 | 514015.9209 | 0 | 392679 | 0 | 121336.9209 | 0 | 0 | 0 | 0
2016-11-29 12:00 | 0 | 0 | 0 | 0 | 299869.0791 | 0 | 421206 | 0 | 0 | 0 | 0 | 0 | 0
2016-11-29 13:00 | 0 | 0 | 0 | 0 | 434751.4899 | 0.51006 | 434752 | 0 | 0 | 0 | 0 | 0 | 0
2016-11-29 14:00 | 0 | 0 | 0 | 0 | 414513.2529 | 28178.7471 | 442692 | 0 | 0 | 0 | 0 | 0 | 0
2016-11-29 15:00 | 0 | 0 | 0 | 0 | 253650.3563 | 193425.6437 | 447076 | 0 | 0 | 0 | 0 | 0 | 0
2016-11-29 16:00 | 0 | 0 | 0 | 0 | 187479.9813 | 259790.0187 | 447270 | 0 | 0 | 0 | 0 | 0 | 0
2016-11-29 17:00 | 0 | 0 | 0 | 0 | 191873.5698 | 254309.4302 | 446183 | 0 | 0 | 0 | 0 | 0 | 0
2016-11-29 18:00 | 0 | 0 | 0 | 0 | 212889.7001 | 232800.2999 | 445690 | 0 | 0 | 0 | 0 | 0 | 0
2016-11-29 19:00 | 0 | 0 | 0 | 0 | 340729.4411 | 224377.4798 | 443770 | 0 | 121336.9209 | 0 | 0 | 0 | 0
2016-11-29 20:00 | 0 | 0 | 0 | 0 | 92618.09 | 227859.989 | 441815 | 0 | 0 | 0 | 0 | 0 | 0
2016-11-29 21:00 | 0 | 0 | 0 | 0 | 331717.2741 | 234154.6468 | 444535 | 0 | 121336.9209 | 0 | 0 | 0 | 0
2016-11-29 22:00 | 0 | 0 | 0 | 0 | 238687.1929 | 218633.8071 | 457321 | 0 | 121336.9209 | 0 | 0 | 0 | 0
2016-11-29 23:00 | 0 | 0 | 0 | 0 | 234771.8075 | 113984.2715 | 470093 | 0 | 0 | 0 | 0 | 0 | 0
2016-11-30 | 0 | 0 | 0 | 0 | 585767.1036 | 2391.3132 | 475132 | 0 | 113026.4169 | 0 | 0 | 0 | 0
2016-11-30 01:00 | 0 | 0 | 0 | 0 | 480367.5041 | 0 | 472057 | 0 | 121336.9209 | 0 | 0 | 0 | 0
2016-11-30 02:00 | 0 | 0 | 0 | 0 | 335976.0791 | 0 | 457313 | 0 | 0 | 0 | 0 | 0 | 0
2016-11-30 03:00 | 0 | 0 | 0 | 0 | 545902.3091 | 0 | 435628 | 0 | 110274.3091 | 0 | 0 | 0 | 0
2016-11-30 04:00 | 0 | 0 | 0 | 0 | 300201.6909 | 0 | 410476 | 0 | 0 | 0 | 0 | 0 | 0
2016-11-30 05:00 | 0 | 0 | 0 | 0 | 508395.9209 | 0 | 387059 | 0 | 121336.9209 | 0 | 0 | 0 | 0
2016-11-30 06:00 | 0 | 0 | 0 | 0 | 247738.0791 | 0 | 369075 | 0 | 0 | 0 | 0 | 0 | 0
2016-11-30 07:00 | 0 | 0 | 0 | 0 | 478895.9209 | 0 | 357559 | 0 | 121336.9209 | 0 | 0 | 0 | 0
2016-11-30 08:00 | 0 | 0 | 0 | 0 | 351988 | 0 | 351988 | 0 | 121336.9209 | 0 | 0 | 0 | 0
2016-11-30 09:00 | 0 | 0 | 0 | 0 | 353346 | 0 | 353346 | 0 | 121336.9209 | 0 | 0 | 0 | 0
2016-11-30 10:00 | 0 | 0 | 0 | 0 | 243806.0791 | 0 | 365143 | 0 | 0 | 0 | 0 | 0 | 0
2016-11-30 11:00 | 0 | 0 | 0 | 0 | 452531.7466 | 0 | 393457 | 0 | 59074.7466 | 0 | 0 | 0 | 0
2016-11-30 12:00 | 0 | 0 | 0 | 0 | 415712.7004 | 0 | 421615 | 0 | 53172.447 | 0 | 0 | 0 | 0
2016-11-30 13:00 | 0 | 0 | 0 | 0 | 436623.7967 | 0.28511 | 435659 | 0 | 54137.5289 | 0 | 0 | 0 | 0
2016-11-30 14:00 | 0 | 0 | 0 | 0 | 355505.3181 | 34639.153 | 444282 | 0 | 0 | 0 | 0 | 0 | 0
2016-11-30 15:00 | 0 | 0 | 0 | 0 | 224227.5637 | 224178.4363 | 448406 | 0 | 0 | 0 | 0 | 0 | 0
2016-11-30 16:00 | 0 | 0 | 0 | 0 | 305974.0172 | 264755.9038 | 449393 | 0 | 121336.9209 | 0 | 0 | 0 | 0
2016-11-30 17:00 | 0 | 0 | 0 | 0 | 65763.7176 | 260416.3614 | 447517 | 0 | 0 | 0 | 0 | 0 | 0
2016-11-30 18:00 | 0 | 0 | 0 | 0 | 198963.1895 | 246540.8105 | 445504 | 0 | 0 | 0 | 0 | 0 | 0
2016-11-30 19:00 | 0 | 0 | 0 | 0 | 325355.6893 | 240282.2316 | 444301 | 0 | 121336.9209 | 0 | 0 | 0 | 0
2016-11-30 20:00 | 0 | 0 | 0 | 0 | 76284.2885 | 245325.7905 | 442947 | 0 | 0 | 0 | 0 | 0 | 0
2016-11-30 21:00 | 0 | 0 | 0 | 0 | 314405.2585 | 253717.6624 | 446786 | 0 | 121336.9209 | 0 | 0 | 0 | 0
2016-11-30 22:00 | 0 | 0 | 0 | 0 | 237999.7803 | 221609.2197 | 459609 | 0 | 121336.9209 | 0 | 0 | 0 | 0
2016-11-30 23:00 | 0 | 0 | 0 | 0 | 380733.0856 | 90894.9144 | 471628 | 0 | 121336.9209 | 0 | 0 | 0 | 0
2016-12-01 | 0 | 0 | 0 | 0 | 388636.2134 | 1610.7716 | 477172 | 0 | 34411.9059 | 0 | 0 | 0 | 0
2016-12-01 01:00 | 0 | 0 | 0 | 69659.2796 | 371608.8145 | 0 | 475680 | 0 | 0 | 0 | 0 | 0 | 0
2016-12-01 02:00 | 0 | 0 | 0 | 102660.6231 | 360206.3769 | 0 | 462867 | 0 | 0 | 0 | 0 | 0 | 0
2016-12-01 03:00 | 0 | 0 | 0 | 80737.1716 | 361190.8284 | 0 | 441928 | 0 | 0 | 0 | 0 | 0 | 0
2016-12-01 04:00 | 0 | 0 | 0 | 53109.7895 | 365100.2105 | 0 | 418210 | 0 | 0 | 0 | 0 | 0 | 0
2016-12-01 05:00 | 0 | 0 | 0 | 35793.5813 | 360396.4187 | 0 | 396190 | 0 | 0 | 0 | 0 | 0 | 0
2016-12-01 06:00 | 0 | 0 | 0 | 31898.3193 | 347583.6807 | 0 | 379482 | 0 | 0 | 0 | 0 | 0 | 0
2016-12-01 07:00 | 0 | 0 | 0 | 42475.4389 | 327352.5611 | 0 | 369828 | 0 | 0 | 0 | 0 | 0 | 0
2016-12-01 08:00 | 0 | 0 | 0 | 61290.4026 | 304916.5974 | 0 | 366207 | 0 | 0 | 0 | 0 | 0 | 0
2016-12-01 09:00 | 0 | 0 | 0 | 81908.5485 | 287472.4515 | 0 | 369381 | 0 | 0 | 0 | 0 | 0 | 0
2016-12-01 10:00 | 0 | 0 | 0 | 108708.54 | 274089.46 | 0 | 382798 | 0 | 0 | 0 | 0 | 0 | 0
2016-12-01 11:00 | 0 | 0 | 0 | 152122.3592 | 260727.6408 | 0 | 412850 | 0 | 0 | 0 | 0 | 0 | 0
2016-12-01 12:00 | 0 | 0 | 0 | 194432.6588 | 247710.3412 | 0 | 442143 | 0 | 0 | 0 | 0 | 0 | 0
2016-12-01 13:00 | 0 | 0 | 0 | 218704.2605 | 236088.5791 | 0.16043 | 454793 | 0 | 0 | 0 | 0 | 0 | 0
2016-12-01 14:00 | 0 | 0 | 0 | 356551.1709 | 155649.6362 | 32816.6992 | 458619 | 0 | 86398.5063 | 0 | 0 | 0 | 0
2016-12-01 15:00 | 0 | 0 | 0 | 232446.2823 | 94892.3993 | 165853.7331 | 458254 | 0 | 121336.9209 | 0 | 0 | 0 | 0
2016-12-01 16:00 | 0 | 0 | 0 | 7391.8704 | 99602.9738 | 226256.2349 | 454588 | 0 | 0 | 0 | 0 | 0 | 0
2016-12-01 17:00 | 0 | 0 | 0 | 103568.2653 | 109255.2915 | 236389.4432 | 449213 | 0 | 0 | 0 | 0 | 0 | 0
2016-12-01 18:00 | 0 | 0 | 0 | 233179.453 | 106671.2979 | 227314.17 | 445828 | 0 | 121336.9209 | 0 | 0 | 0 | 0
2016-12-01 19:00 | 0 | 0 | 0 | 121038.1707 | 101429.2537 | 221234.5756 | 443702 | 0 | 121336.9209 | 0 | 0 | 0 | 0
2016-12-01 20:00 | 0 | 0 | 0 | 120766.4193 | 95996.4802 | 225008.1005 | 441771 | 0 | 121336.9209 | 0 | 0 | 0 | 0
2016-12-01 21:00 | 0 | 0 | 0 | 9401.386 | 88690.772 | 225599.921 | 445029 | 0 | 0 | 0 | 0 | 0 | 0
2016-12-01 22:00 | 0 | 0 | 0 | 156513.1975 | 106831.2409 | 197009.5616 | 460354 | 0 | 0 | 0 | 0 | 0 | 0
2016-12-01 23:00 | 0 | 0 | 0 | 356551.1709 | 126606.031 | 89597.2115 | 476034 | 0 | 96720.4134 | 0 | 0 | 0 | 0
2016-12-02 | 0 | 0 | 0 | 238773.1805 | 145851.5221 | 1919.884 | 483265 | 0 | 0 | 0 | 0 | 0 | 0
2016-12-02 01:00 | 0 | 0 | 0 | 323527.7822 | 160697.2178 | 0 | 484225 | 0 | 0 | 0 | 0 | 0 | 0
2016-12-02 02:00 | 0 | 0 | 0 | 306677.4435 | 167455.5565 | 0 | 474133 | 0 | 0 | 0 | 0 | 0 | 0
2016-12-02 03:00 | 0 | 0 | 0 | 356551.1709 | 166402.3154 | 0 | 454348 | 0 | 68605.4863 | 0 | 0 | 0 | 0
2016-12-02 04:00 | 0 | 0 | 0 | 201467.2607 | 161236.253 | 0 | 431309 | 0 | 0 | 0 | 0 | 0 | 0
2016-12-02 05:00 | 0 | 0 | 0 | 256934.3541 | 153927.6459 | 0 | 410862 | 0 | 0 | 0 | 0 | 0 | 0
2016-12-02 06:00 | 0 | 0 | 0 | 250647.3361 | 144872.6639 | 0 | 395520 | 0 | 0 | 0 | 0 | 0 | 0
2016-12-02 07:00 | 0 | 0 | 0 | 248614.8976 | 137730.1024 | 0 | 386345 | 0 | 0 | 0 | 0 | 0 | 0
2016-12-02 08:00 | 0 | 0 | 0 | 356551.1709 | 131949.6813 | 0 | 382964 | 0 | 105536.8522 | 0 | 0 | 0 | 0
2016-12-02 09:00 | 0 | 0 | 0 | 274394.1149 | 127173.9538 | 0 | 385768 | 0 | 121336.9209 | 0 | 0 | 0 | 0
2016-12-02 10:00 | 0 | 0 | 0 | 148553.4556 | 128981.6235 | 0 | 398872 | 0 | 0 | 0 | 0 | 0 | 0
2016-12-02 11:00 | 0 | 0 | 0 | 356551.1709 | 133483.0766 | 0 | 430263 | 0 | 59771.2475 | 0 | 0 | 0 | 0
2016-12-02 12:00 | 0 | 0 | 0 | 356551.1709 | 133014.7646 | 0 | 458440 | 0 | 90897.1829 | 0 | 0 | 0 | 0
2016-12-02 13:00 | 0 | 0 | 0 | 259660.1239 | 126090.4633 | 0 | 468105 | 0 | 8542.7702 | 0 | 0 | 0 | 0
2016-12-02 14:00 | 0 | 0 | 0 | 356551.1709 | 92907.2414 | 10338.8176 | 468340 | 0 | 0 | 0 | 0 | 0 | 0
2016-12-02 15:00 | 0 | 0 | 0 | 356551.1709 | 61100.6318 | 120529.2655 | 463520 | 0 | 74661.0681 | 0 | 0 | 0 | 0
2016-12-02 16:00 | 0 | 0 | 0 | 128238.4082 | 56798.6482 | 196730.8756 | 456429 | 0 | 0 | 0 | 0 | 0 | 0
2016-12-02 17:00 | 0 | 0 | 0 | 178220.2306 | 57391.6482 | 213806.1211 | 449418 | 0 | 0 | 0 | 0 | 0 | 0
2016-12-02 18:00 | 0 | 0 | 0 | 183744.6446 | 59656.2687 | 201612.0867 | 445013 | 0 | 0 | 0 | 0 | 0 | 0
2016-12-02 19:00 | 0 | 0 | 0 | 181787.2492 | 64703.7449 | 194836.006 | 441327 | 0 | 0 | 0 | 0 | 0 | 0
2016-12-02 20:00 | 0 | 0 | 0 | 169367.8248 | 75288.2326 | 195156.9427 | 439813 | 0 | 0 | 0 | 0 | 0 | 0
2016-12-02 21:00 | 0 | 0 | 0 | 166036.3759 | 87903.5553 | 190517.0688 | 444457 | 0 | 0 | 0 | 0 | 0 | 0
2016-12-02 22:00 | 0 | 0 | 0 | 291828.7271 | 122342.1533 | 165510.0406 | 458344 | 0 | 121336.9209 | 0 | 0 | 0 | 0
2016-12-02 23:00 | 0 | 0 | 0 | 86139.4779 | 175184.0837 | 88679.5175 | 471340 | 0 | 0 | 0 | 0 | 0 | 0
2016-12-03 | 0 | 0 | 0 | 356551.1709 | 201209.563 | 1882.2209 | 474735 | 0 | 84907.9548 | 0 | 0 | 0 | 0
2016-12-03 01:00 | 0 | 0 | 0 | 186753.2763 | 201340.769 | 0 | 473002 | 0 | 0 | 0 | 0 | 0 | 0
2016-12-03 02:00 | 0 | 0 | 0 | 260948.5537 | 202794.4463 | 0 | 463743 | 0 | 0 | 0 | 0 | 0 | 0
2016-12-03 03:00 | 0 | 0 | 0 | 242721.003 | 204870.997 | 0 | 447592 | 0 | 0 | 0 | 0 | 0 | 0
2016-12-03 04:00 | 0 | 0 | 0 | 218435.6549 | 209702.3451 | 0 | 428138 | 0 | 0 | 0 | 0 | 0 | 0
2016-12-03 05:00 | 0 | 0 | 0 | 304825.7081 | 225668.2129 | 0 | 409157 | 0 | 121336.9209 | 0 | 0 | 0 | 0
2016-12-03 06:00 | 0 | 0 | 0 | 142761.3722 | 251892.6278 | 0 | 394654 | 0 | 121336.9209 | 0 | 0 | 0 | 0
2016-12-03 07:00 | 0 | 0 | 0 | 105060.5995 | 266232.5225 | 0 | 384381 | 0 | 108249.0429 | 0 | 0 | 0 | 0
2016-12-03 08:00 | 0 | 0 | 0 | 0 | 270677.9571 | 0 | 378927 | 0 | 0 | 0 | 0 | 0 | 0
2016-12-03 09:00 | 0 | 0 | 0 | 111291.2815 | 266270.7185 | 0 | 377562 | 0 | 0 | 0 | 0 | 0 | 0
2016-12-03 10:00 | 0 | 0 | 0 | 241836.4241 | 261797.4968 | 0 | 382297 | 0 | 121336.9209 | 0 | 0 | 0 | 0
2016-12-03 11:00 | 0 | 0 | 0 | 11981.5535 | 258139.5255 | 0 | 391458 | 0 | 0 | 0 | 0 | 0 | 0
2016-12-03 12:00 | 0 | 0 | 0 | 150064.0363 | 255338.9637 | 0 | 405403 | 0 | 0 | 0 | 0 | 0 | 0
2016-12-03 13:00 | 0 | 0 | 0 | 289837.9477 | 251825.9733 | 0 | 420327 | 0 | 121336.9209 | 0 | 0 | 0 | 0
2016-12-03 14:00 | 0 | 0 | 0 | 73114.0127 | 232504.5593 | 4540.5071 | 431496 | 0 | 0 | 0 | 0 | 0 | 0
2016-12-03 15:00 | 0 | 0 | 0 | 122857.9829 | 190263.0847 | 148965.6413 | 436825 | 0 | 25261.7089 | 0 | 0 | 0 | 0
2016-12-03 16:00 | 0 | 0 | 0 | 0 | 190735.0798 | 220895.2112 | 436892 | 0 | 0 | 0 | 0 | 0 | 0
2016-12-03 17:00 | 0 | 0 | 0 | 0 | 203342.1126 | 231152.6433 | 433208 | 0 | 1286.7559 | 0 | 0 | 0 | 0
2016-12-03 18:00 | 0 | 0 | 0 | 0 | 214876.2944 | 220604.5452 | 428346 | 0 | 8421.5956 | 0 | 0 | 0 | 0
2016-12-03 19:00 | 0 | 0 | 0 | 0 | 221959.3908 | 213397.6668 | 425207 | 0 | 18571.6532 | 0 | 0 | 0 | 0
2016-12-03 20:00 | 0 | 0 | 0 | 0 | 226035.0468 | 218455.8876 | 424515 | 0 | 38547.5876 | 0 | 0 | 0 | 0
2016-12-03 21:00 | 0 | 0 | 0 | 0 | 225734.8135 | 228300.6811 | 429335 | 0 | 63248.0821 | 0 | 0 | 0 | 0
2016-12-03 22:00 | 0 | 0 | 0 | 0 | 250221.5363 | 210944.3125 | 445857 | 0 | 78556.9309 | 0 | 0 | 0 | 0
2016-12-03 23:00 | 0 | 0 | 0 | 0 | 288276.5567 | 98988.7597 | 456957 | 0 | 8865.2473 | 0 | 0 | 0 | 0
2016-12-04 | 0 | 0 | 0 | 267773.9997 | 302416.5061 | 1507.1679 | 459226 | 0 | 121336.9209 | 0 | 0 | 0 | 0
2016-12-04 01:00 | 0 | 0 | 0 | 34477.6773 | 301646.4018 | 0 | 457461 | 0 | 0 | 0 | 0 | 0 | 0
2016-12-04 02:00 | 0 | 0 | 0 | 150585.3832 | 297876.6168 | 0 | 448462 | 0 | 0 | 0 | 0 | 0 | 0
2016-12-04 03:00 | 0 | 0 | 0 | 136586.426 | 297697.574 | 0 | 434284 | 0 | 0 | 0 | 0 | 0 | 0
2016-12-04 04:00 | 0 | 0 | 0 | 236964.6504 | 301189.2706 | 0 | 416817 | 0 | 121336.9209 | 0 | 0 | 0 | 0
2016-12-04 05:00 | 0 | 0 | 0 | 93180.6323 | 306655.3677 | 0 | 399836 | 0 | 121336.9209 | 0 | 0 | 0 | 0
2016-12-04 06:00 | 0 | 0 | 0 | 14754.2052 | 310538.5158 | 0 | 384940 | 0 | 61689.6419 | 0 | 0 | 0 | 0
2016-12-04 07:00 | 0 | 0 | 0 | 0 | 312192.3581 | 0 | 373882 | 0 | 0 | 0 | 0 | 0 | 0
2016-12-04 08:00 | 0 | 0 | 0 | 51928.96 | 315656.04 | 0 | 367585 | 0 | 0 | 0 | 0 | 0 | 0
2016-12-04 09:00 | 0 | 0 | 0 | 39618.4569 | 325970.5431 | 0 | 365589 | 0 | 0 | 0 | 0 | 0 | 0
2016-12-04 10:00 | 0 | 0 | 0 | 27633.8187 | 339749.1813 | 0 | 367383 | 0 | 0 | 0 | 0 | 0 | 0
2016-12-04 11:00 | 0 | 0 | 0 | 144230.1995 | 352084.7214 | 0 | 374978 | 0 | 121336.9209 | 0 | 0 | 0 | 0
2016-12-04 12:00 | 0 | 0 | 0 | 18927.3736 | 358031.9867 | 0 | 385505 | 0 | 112791.2813 | 0 | 0 | 0 | 0
2016-12-04 13:00 | 0 | 0 | 0 | 0 | 353660.9539 | 0 | 400585 | 0 | 65867.2351 | 0 | 0 | 0 | 0
2016-12-04 14:00 | 0 | 0 | 0 | 0 | 311273.7288 | 36849.0361 | 413990 | 0 | 0 | 0 | 0 | 0 | 0
2016-12-04 15:00 | 0 | 0 | 0 | 14406.2938 | 210618.3556 | 195885.3506 | 420910 | 0 | 0 | 0 | 0 | 0 | 0
2016-12-04 16:00 | 0 | 0 | 0 | 6483.7291 | 163907.1743 | 253262.0966 | 423653 | 0 | 0 | 0 | 0 | 0 | 0
2016-12-04 17:00 | 0 | 0 | 0 | 0 | 172285.9386 | 254890.2723 | 425473 | 0 | 1703.2108 | 0 | 0 | 0 | 0
2016-12-04 18:00 | 0 | 0 | 0 | 0 | 193181.2943 | 241882.3817 | 426290 | 0 | 10476.8868 | 0 | 0 | 0 | 0
2016-12-04 19:00 | 0 | 0 | 0 | 0 | 203524.9127 | 233784.2362 | 425797 | 0 | 21989.0358 | 0 | 0 | 0 | 0
2016-12-04 20:00 | 0 | 0 | 0 | 0 | 198326.0774 | 240430.6446 | 426201 | 0 | 34544.7578 | 0 | 0 | 0 | 0
2016-12-04 21:00 | 0 | 0 | 0 | 0 | 192159.2992 | 251587.2262 | 435167 | 0 | 43124.2832 | 0 | 0 | 0 | 0
2016-12-04 22:00 | 0 | 0 | 0 | 0 | 219945.3925 | 230918.7477 | 453288 | 0 | 40700.4234 | 0 | 0 | 0 | 0
2016-12-04 23:00 | 0 | 0 | 0 | 191875.7185 | 262432.5259 | 94382.2531 | 468054 | 0 | 121336.9209 | 0 | 0 | 0 | 0
2016-12-05 | 0 | 0 | 0 | 147828.1783 | 325847.9908 | 953.8309 | 474630 | 0 | 121336.9209 | 0 | 0 | 0 | 0
2016-12-05 01:00 | 0 | 0 | 0 | 30433.617 | 377986.1747 | 0 | 474565 | 0 | 55191.7127 | 0 | 0 | 0 | 0
2016-12-05 02:00 | 0 | 0 | 0 | 0 | 407211.2873 | 0 | 462403 | 0 | 0 | 0 | 0 | 0 | 0
2016-12-05 03:00 | 0 | 0 | 0 | 23968.2279 | 418415.7721 | 0 | 442384 | 0 | 0 | 0 | 0 | 0 | 0
2016-12-05 04:00 | 0 | 0 | 0 | 0 | 420138 | 0 | 420138 | 0 | 0 | 0 | 0 | 0 | 0
2016-12-05 05:00 | 0 | 0 | 0 | 0 | 400445 | 0 | 400445 | 0 | 0 | 0 | 0 | 0 | 0
2016-12-05 06:00 | 0 | 0 | 0 | 0 | 385515 | 0 | 385515 | 0 | 0 | 0 | 0 | 0 | 0
2016-12-05 07:00 | 0 | 0 | 0 | 0 | 376224 | 0 | 376224 | 0 | 0 | 0 | 0 | 0 | 0
2016-12-05 08:00 | 0 | 0 | 0 | 0 | 428339.8712 | 0 | 372708 | 0 | 55631.8712 | 0 | 0 | 0 | 0
2016-12-05 09:00 | 0 | 0 | 0 | 0 | 418082.1552 | 0 | 376676 | 0 | 97038.0264 | 0 | 0 | 0 | 0
2016-12-05 10:00 | 0 | 0 | 0 | 0 | 414705.8945 | 0 | 390407 | 0 | 121336.9209 | 0 | 0 | 0 | 0
2016-12-05 11:00 | 0 | 0 | 0 | 0 | 411839.1533 | 0 | 421183 | 0 | 111993.0742 | 0 | 0 | 0 | 0
2016-12-05 12:00 | 0 | 0 | 0 | 54284.1108 | 406891.7359 | 0 | 451832 | 0 | 121336.9209 | 0 | 0 | 0 | 0
2016-12-05 13:00 | 0 | 0 | 0 | 267.2075 | 407209.7909 | 0 | 466587 | 0 | 62226.9194 | 0 | 0 | 0 | 0
2016-12-05 14:00 | 0 | 0 | 0 | 0 | 374060.6703 | 37691.4104 | 473979 | 0 | 0 | 0 | 0 | 0 | 0
2016-12-05 15:00 | 0 | 0 | 0 | 0 | 309998.0916 | 166631.9084 | 476630 | 0 | 0 | 0 | 0 | 0 | 0
2016-12-05 16:00 | 0 | 0 | 0 | 0 | 362443.3747 | 226938.5759 | 473521 | 0 | 115860.9507 | 0 | 0 | 0 | 0
2016-12-05 17:00 | 0 | 0 | 0 | 0 | 116299.5106 | 237035.5388 | 469196 | 0 | 0 | 0 | 0 | 0 | 0
2016-12-05 18:00 | 0 | 0 | 0 | 0 | 357571.5438 | 228742.3771 | 464977 | 0 | 121336.9209 | 0 | 0 | 0 | 0
2016-12-05 19:00 | 0 | 0 | 0 | 0 | 235926.0026 | 226213.9974 | 462140 | 0 | 121336.9209 | 0 | 0 | 0 | 0
2016-12-05 20:00 | 0 | 0 | 0 | 0 | 103620.2114 | 235342.8677 | 460300 | 0 | 0 | 0 | 0 | 0 | 0
2016-12-05 21:00 | 0 | 0 | 0 | 0 | 340981.4561 | 246740.4648 | 466385 | 0 | 121336.9209 | 0 | 0 | 0 | 0
2016-12-05 22:00 | 0 | 0 | 0 | 0 | 265946.2367 | 219153.7633 | 485100 | 0 | 121336.9209 | 0 | 0 | 0 | 0
2016-12-05 23:00 | 0 | 0 | 0 | 0 | 423679.1127 | 76541.8873 | 500221 | 0 | 121336.9209 | 0 | 0 | 0 | 0
2016-12-06 | 0 | 0 | 0 | 0 | 383339.3511 | 940.7279 | 505617 | 0 | 0 | 0 | 0 | 0 | 0
2016-12-06 01:00 | 0 | 0 | 0 | 0 | 565287.3819 | 0 | 503684 | 0 | 61603.3819 | 0 | 0 | 0 | 0
2016-12-06 02:00 | 0 | 0 | 0 | 0 | 428296.6181 | 0 | 489900 | 0 | 0 | 0 | 0 | 0 | 0
2016-12-06 03:00 | 0 | 0 | 0 | 0 | 466299 | 0 | 466299 | 0 | 0 | 0 | 0 | 0 | 0
2016-12-06 04:00 | 0 | 0 | 0 | 0 | 512650.1805 | 0 | 439753 | 0 | 72897.1805 | 0 | 0 | 0 | 0
2016-12-06 05:00 | 0 | 0 | 0 | 0 | 343427.8195 | 0 | 416325 | 0 | 0 | 0 | 0 | 0 | 0
2016-12-06 06:00 | 0 | 0 | 0 | 0 | 510673.1983 | 0 | 398910 | 0 | 111763.1983 | 0 | 0 | 0 | 0
2016-12-06 07:00 | 0 | 0 | 0 | 0 | 398215.7226 | 0 | 388642 | 0 | 121336.9209 | 0 | 0 | 0 | 0
2016-12-06 08:00 | 0 | 0 | 0 | 0 | 383548 | 0 | 383548 | 0 | 121336.9209 | 0 | 0 | 0 | 0
2016-12-06 09:00 | 0 | 0 | 0 | 0 | 385909 | 0 | 385909 | 0 | 121336.9209 | 0 | 0 | 0 | 0
2016-12-06 10:00 | 0 | 0 | 0 | 0 | 278027.0791 | 0 | 399364 | 0 | 0 | 0 | 0 | 0 | 0
2016-12-06 11:00 | 0 | 0 | 0 | 0 | 428384 | 0 | 428384 | 0 | 0 | 0 | 0 | 0 | 0
2016-12-06 12:00 | 0 | 0 | 0 | 0 | 457657 | 0 | 457657 | 0 | 0 | 0 | 0 | 0 | 0
2016-12-06 13:00 | 0 | 0 | 0 | 0 | 470719 | 0 | 470719 | 0 | 0 | 0 | 0 | 0 | 0
2016-12-06 14:00 | 0 | 0 | 0 | 0 | 462284.1096 | 15588.8904 | 477873 | 0 | 0 | 0 | 0 | 0 | 0
2016-12-06 15:00 | 0 | 0 | 0 | 0 | 481725.5042 | 120359.4168 | 480748 | 0 | 121336.9209 | 0 | 0 | 0 | 0
2016-12-06 16:00 | 0 | 0 | 0 | 0 | 287612.1569 | 191915.8431 | 479528 | 0 | 121336.9209 | 0 | 0 | 0 | 0
2016-12-06 17:00 | 0 | 0 | 0 | 0 | 142800.0323 | 211427.0468 | 475564 | 0 | 0 | 0 | 0 | 0 | 0
2016-12-06 18:00 | 0 | 0 | 0 | 0 | 387403.9561 | 206037.9648 | 472105 | 0 | 121336.9209 | 0 | 0 | 0 | 0
2016-12-06 19:00 | 0 | 0 | 0 | 0 | 269989.9313 | 199325.0687 | 469315 | 0 | 121336.9209 | 0 | 0 | 0 | 0
2016-12-06 20:00 | 0 | 0 | 0 | 0 | 148258.2673 | 199231.8117 | 468827 | 0 | 0 | 0 | 0 | 0 | 0
2016-12-06 21:00 | 0 | 0 | 0 | 0 | 370871.1027 | 196621.6036 | 474872 | 0 | 92620.7062 | 0 | 0 | 0 | 0
2016-12-06 22:00 | 0 | 0 | 0 | 0 | 349985.0996 | 168699.1151 | 489968 | 0 | 121336.9209 | 0 | 0 | 0 | 0
2016-12-06 23:00 | 0 | 0 | 0 | 0 | 370825.4627 | 76308.9678 | 503644 | 0 | 64827.3514 | 0 | 0 | 0 | 0
2016-12-07 | 0 | 0 | 0 | 185807.0086 | 379209.1117 | 805.4492 | 509312 | 0 | 121336.9209 | 0 | 0 | 0 | 0
2016-12-07 01:00 | 0 | 0 | 0 | 122849.545 | 384403.455 | 0 | 507253 | 0 | 121336.9209 | 0 | 0 | 0 | 0
2016-12-07 02:00 | 0 | 0 | 0 | 107193.5936 | 386993.4064 | 0 | 494187 | 0 | 121336.9209 | 0 | 0 | 0 | 0
2016-12-07 03:00 | 0 | 0 | 0 | 23689.7016 | 386273.1628 | 0 | 471487 | 0 | 59812.7853 | 0 | 0 | 0 | 0
2016-12-07 04:00 | 0 | 0 | 0 | 0 | 387286.2147 | 0 | 447099 | 0 | 0 | 0 | 0 | 0 | 0
2016-12-07 05:00 | 0 | 0 | 0 | 36435.0028 | 388589.9972 | 0 | 425025 | 0 | 0 | 0 | 0 | 0 | 0
2016-12-07 06:00 | 0 | 0 | 0 | 18518.2079 | 388902.7921 | 0 | 407421 | 0 | 0 | 0 | 0 | 0 | 0
2016-12-07 07:00 | 0 | 0 | 0 | 5741.0168 | 391287.9832 | 0 | 397029 | 0 | 0 | 0 | 0 | 0 | 0
2016-12-07 08:00 | 0 | 0 | 0 | 2499.2114 | 390611.7886 | 0 | 393111 | 0 | 0 | 0 | 0 | 0 | 0
2016-12-07 09:00 | 0 | 0 | 0 | 5900.1919 | 389726.8081 | 0 | 395627 | 0 | 0 | 0 | 0 | 0 | 0
2016-12-07 10:00 | 0 | 0 | 0 | 15378.6667 | 393398.3333 | 0 | 408777 | 0 | 0 | 0 | 0 | 0 | 0
2016-12-07 11:00 | 0 | 0 | 0 | 44292.2261 | 394312.7739 | 0 | 438605 | 0 | 0 | 0 | 0 | 0 | 0
2016-12-07 12:00 | 0 | 0 | 0 | 198737.7316 | 391435.1893 | 0 | 468836 | 0 | 121336.9209 | 0 | 0 | 0 | 0
2016-12-07 13:00 | 0 | 0 | 0 | 64030.9409 | 389481.7233 | 0 | 480119 | 0 | 94730.5851 | 0 | 0 | 0 | 0
2016-12-07 14:00 | 0 | 0 | 0 | 0 | 375243.4799 | 13645.935 | 483620 | 0 | 0 | 0 | 0 | 0 | 0
2016-12-07 15:00 | 0 | 0 | 0 | 0 | 367453.9781 | 133939.5672 | 482502 | 0 | 18891.5453 | 0 | 0 | 0 | 0
2016-12-07 16:00 | 0 | 0 | 0 | 0 | 372528.9197 | 202624.9222 | 477539 | 0 | 116506.3872 | 0 | 0 | 0 | 0
2016-12-07 17:00 | 0 | 0 | 0 | 0 | 143578.5767 | 212846.0361 | 472931 | 0 | 0 | 0 | 0 | 0 | 0
2016-12-07 18:00 | 0 | 0 | 0 | 0 | 379237.9913 | 203708.6918 | 468546 | 0 | 114400.6831 | 0 | 0 | 0 | 0
2016-12-07 19:00 | 0 | 0 | 0 | 0 | 275744.6534 | 197017.5844 | 465826 | 0 | 121336.9209 | 0 | 0 | 0 | 0
2016-12-07 20:00 | 0 | 0 | 0 | 0 | 144960.0195 | 198505.0595 | 464802 | 0 | 0 | 0 | 0 | 0 | 0
2016-12-07 21:00 | 0 | 0 | 0 | 0 | 394883.3526 | 197017.5683 | 470564 | 0 | 121336.9209 | 0 | 0 | 0 | 0
2016-12-07 22:00 | 0 | 0 | 0 | 0 | 321823.6131 | 168970.3869 | 490794 | 0 | 121336.9209 | 0 | 0 | 0 | 0
2016-12-07 23:00 | 0 | 0 | 0 | 0 | 451151.5984 | 57753.4016 | 508905 | 0 | 121336.9209 | 0 | 0 | 0 | 0
2016-12-08 | 0 | 0 | 0 | 0 | 463894.1841 | 719.5093 | 515767 | 0 | 70183.6144 | 0 | 0 | 0 | 0
2016-12-08 01:00 | 0 | 0 | 0 | 106097.293 | 460853.0135 | 0 | 515797 | 0 | 121336.9209 | 0 | 0 | 0 | 0
2016-12-08 02:00 | 0 | 0 | 0 | 2268.3892 | 453006.1045 | 0 | 504234 | 0 | 72377.4146 | 0 | 0 | 0 | 0
2016-12-08 03:00 | 0 | 0 | 0 | 0 | 441017.2808 | 0 | 483118 | 0 | 30276.6954 | 0 | 0 | 0 | 0
2016-12-08 04:00 | 0 | 0 | 0 | 0 | 428391.3046 | 0 | 458668 | 0 | 0 | 0 | 0 | 0 | 0
2016-12-08 05:00 | 0 | 0 | 0 | 14603.8851 | 421769.1149 | 0 | 436373 | 0 | 0 | 0 | 0 | 0 | 0
2016-12-08 06:00 | 0 | 0 | 0 | 1875.271 | 418767.729 | 0 | 420643 | 0 | 0 | 0 | 0 | 0 | 0
2016-12-08 07:00 | 0 | 0 | 0 | 0 | 414613.3509 | 0 | 410867 | 0 | 3746.3509 | 0 | 0 | 0 | 0
2016-12-08 08:00 | 0 | 0 | 0 | 0 | 408010.6837 | 0 | 406984 | 0 | 4773.0346 | 0 | 0 | 0 | 0
2016-12-08 09:00 | 0 | 0 | 0 | 6776.7321 | 399138.2333 | 0 | 410688 | 0 | 0 | 0 | 0 | 0 | 0
2016-12-08 10:00 | 0 | 0 | 0 | 36460.325 | 389115.675 | 0 | 425576 | 0 | 0 | 0 | 0 | 0 | 0
2016-12-08 11:00 | 0 | 0 | 0 | 78165.8444 | 377572.1556 | 0 | 455738 | 0 | 0 | 0 | 0 | 0 | 0
2016-12-08 12:00 | 0 | 0 | 0 | 121579.7517 | 365021.2483 | 0 | 486601 | 0 | 0 | 0 | 0 | 0 | 0
2016-12-08 13:00 | 0 | 0 | 0 | 276560.1749 | 344695.746 | 0 | 499919 | 0 | 121336.9209 | 0 | 0 | 0 | 0
2016-12-08 14:00 | 0 | 0 | 0 | 32939.3673 | 335882.771 | 15730.9407 | 505890 | 0 | 0 | 0 | 0 | 0 | 0
2016-12-08 15:00 | 0 | 0 | 0 | 34602.8761 | 339501.6239 | 133471.5001 | 507576 | 0 | 0 | 0 | 0 | 0 | 0
2016-12-08 16:00 | 0 | 0 | 0 | 5735.8415 | 303821.1178 | 194633.0407 | 504190 | 0 | 0 | 0 | 0 | 0 | 0
2016-12-08 17:00 | 0 | 0 | 0 | 26773.121 | 265245.9547 | 207798.9242 | 499818 | 0 | 0 | 0 | 0 | 0 | 0
2016-12-08 18:00 | 0 | 0 | 0 | 51354.5914 | 242824.1247 | 202009.2839 | 496188 | 0 | 0 | 0 | 0 | 0 | 0
2016-12-08 19:00 | 0 | 0 | 0 | 69909.3343 | 226720.1322 | 197352.5335 | 493982 | 0 | 0 | 0 | 0 | 0 | 0
2016-12-08 20:00 | 0 | 0 | 0 | 80582.9101 | 211213.9592 | 200695.1308 | 492492 | 0 | 0 | 0 | 0 | 0 | 0
2016-12-08 21:00 | 0 | 0 | 0 | 104482.8923 | 192465.6343 | 203168.4734 | 500117 | 0 | 0 | 0 | 0 | 0 | 0
2016-12-08 22:00 | 0 | 0 | 0 | 249409.0282 | 167976.7794 | 172559.3157 | 522102 | 0 | 67843.1234 | 0 | 0 | 0 | 0
2016-12-08 23:00 | 0 | 0 | 0 | 356551.1709 | 164540.4459 | 64348.6877 | 540306 | 0 | 112977.4278 | 0 | 0 | 0 | 0
2016-12-09 | 0 | 0 | 0 | 356551.1709 | 165572.6827 | 396.5638 | 548078 | 0 | 87419.8451 | 0 | 0 | 0 | 0
2016-12-09 01:00 | 0 | 0 | 0 | 356551.1709 | 159670.9177 | 0 | 548669 | 0 | 54972.9337 | 0 | 0 | 0 | 0
2016-12-09 02:00 | 0 | 0 | 0 | 356551.1709 | 148350.6292 | 0 | 537696 | 0 | 22178.7338 | 0 | 0 | 0 | 0
2016-12-09 03:00 | 0 | 0 | 0 | 356551.1709 | 138236.1675 | 0 | 516390 | 0 | 576.0721 | 0 | 0 | 0 | 0
2016-12-09 04:00 | 0 | 0 | 0 | 356551.1709 | 135116.757 | 0 | 492244 | 0 | 0 | 0 | 0 | 0 | 0
2016-12-09 05:00 | 0 | 0 | 0 | 356551.1709 | 137050.7973 | 0 | 472568 | 0 | 21033.9681 | 0 | 0 | 0 | 0
2016-12-09 06:00 | 0 | 0 | 0 | 356551.1709 | 141856.3065 | 0 | 457516 | 0 | 61925.4455 | 0 | 0 | 0 | 0
2016-12-09 07:00 | 0 | 0 | 0 | 243623.7841 | 143527.7704 | 0 | 449077 | 0 | 0 | 0 | 0 | 0 | 0
2016-12-09 08:00 | 0 | 0 | 0 | 356551.1709 | 146358.7308 | 0 | 446304 | 0 | 56605.9016 | 0 | 0 | 0 | 0
2016-12-09 09:00 | 0 | 0 | 0 | 356551.1709 | 145304.9812 | 0 | 449959 | 0 | 108503.0536 | 0 | 0 | 0 | 0
2016-12-09 10:00 | 0 | 0 | 0 | 336389.8755 | 140221.9918 | 0 | 463778 | 0 | 121336.9209 | 0 | 0 | 0 | 0
2016-12-09 11:00 | 0 | 0 | 0 | 356551.1709 | 135794.2137 | 0 | 495626 | 0 | 118056.3055 | 0 | 0 | 0 | 0
2016-12-09 12:00 | 0 | 0 | 0 | 356551.1709 | 131304.1436 | 0 | 525030 | 0 | 80881.6199 | 0 | 0 | 0 | 0
2016-12-09 13:00 | 0 | 0 | 0 | 356551.1709 | 128871.5055 | 0 | 533803 | 0 | 32501.2963 | 0 | 0 | 0 | 0
2016-12-09 14:00 | 0 | 0 | 0 | 344821.5036 | 123922.9002 | 32098.2998 | 533344 | 0 | 0 | 0 | 0 | 0 | 0
2016-12-09 15:00 | 0 | 0 | 0 | 250949.9199 | 132481.05 | 144840.0302 | 528271 | 0 | 0 | 0 | 0 | 0 | 0
2016-12-09 16:00 | 0 | 0 | 0 | 193193.4163 | 131448.9062 | 194091.6775 | 518734 | 0 | 0 | 0 | 0 | 0 | 0
2016-12-09 17:00 | 0 | 0 | 0 | 181122.0406 | 124589.8838 | 202769.0756 | 508481 | 0 | 0 | 0 | 0 | 0 | 0
2016-12-09 18:00 | 0 | 0 | 0 | 179717.4851 | 120196.6842 | 199805.8307 | 499720 | 0 | 0 | 0 | 0 | 0 | 0
2016-12-09 19:00 | 0 | 0 | 0 | 175925.3581 | 115201.9821 | 201931.6598 | 493059 | 0 | 0 | 0 | 0 | 0 | 0
2016-12-09 20:00 | 0 | 0 | 0 | 170917.6952 | 108496.0109 | 210569.2939 | 489983 | 0 | 0 | 0 | 0 | 0 | 0
2016-12-09 21:00 | 0 | 0 | 0 | 187407.5637 | 97171.2464 | 213069.1899 | 497648 | 0 | 0 | 0 | 0 | 0 | 0
2016-12-09 22:00 | 0 | 0 | 0 | 356551.1709 | 99406.1689 | 182203.5473 | 518119 | 0 | 120041.8871 | 0 | 0 | 0 | 0
2016-12-09 23:00 | 0 | 0 | 0 | 198771.2986 | 155166.6879 | 60353.1265 | 534333 | 0 | 0 | 0 | 0 | 0 | 0
2016-12-10 | 0 | 0 | 0 | 356551.1709 | 202425.1761 | 722.4594 | 539440 | 0 | 20258.8064 | 0 | 0 | 0 | 0
2016-12-10 01:00 | 0 | 0 | 0 | 300617.5754 | 218481.6183 | 0 | 539358 | 0 | 0 | 0 | 0 | 0 | 0
2016-12-10 02:00 | 0 | 0 | 0 | 313815.7284 | 217297.2716 | 0 | 531113 | 0 | 0 | 0 | 0 | 0 | 0
2016-12-10 03:00 | 0 | 0 | 0 | 356551.1709 | 210810.4291 | 0 | 515810 | 0 | 51551.6 | 0 | 0 | 0 | 0
2016-12-10 04:00 | 0 | 0 | 0 | 241948.121 | 202384.279 | 0 | 495884 | 0 | 0 | 0 | 0 | 0 | 0
2016-12-10 05:00 | 0 | 0 | 0 | 286240.4862 | 191311.5138 | 0 | 477552 | 0 | 0 | 0 | 0 | 0 | 0
2016-12-10 06:00 | 0 | 0 | 0 | 356551.1709 | 180438.3475 | 0 | 463945 | 0 | 73044.5184 | 0 | 0 | 0 | 0
2016-12-10 07:00 | 0 | 0 | 0 | 331731.2822 | 171456.1204 | 0 | 454895 | 0 | 121336.9209 | 0 | 0 | 0 | 0
2016-12-10 08:00 | 0 | 0 | 0 | 211388.6895 | 165993.6409 | 0 | 449580 | 0 | 49139.2513 | 0 | 0 | 0 | 0
2016-12-10 09:00 | 0 | 0 | 0 | 356551.1709 | 165916.4988 | 0 | 450270 | 0 | 121336.9209 | 0 | 0 | 0 | 0
2016-12-10 10:00 | 0 | 0 | 0 | 164172.218 | 170022.861 | 0 | 455532 | 0 | 0 | 0 | 0 | 0 | 0
2016-12-10 11:00 | 0 | 0 | 0 | 290152.3046 | 178065.6954 | 0 | 468218 | 0 | 0 | 0 | 0 | 0 | 0
2016-12-10 12:00 | 0 | 0 | 0 | 294763.3747 | 188920.6253 | 0 | 483684 | 0 | 0 | 0 | 0 | 0 | 0
2016-12-10 13:00 | 0 | 0 | 0 | 356551.1709 | 201604.4066 | 0 | 496268 | 0 | 61887.5774 | 0 | 0 | 0 | 0
2016-12-10 14:00 | 0 | 0 | 0 | 218864.1699 | 188941.6696 | 29751.5831 | 499445 | 0 | 0 | 0 | 0 | 0 | 0
2016-12-10 15:00 | 0 | 0 | 0 | 162545.4208 | 190818.8213 | 140418.7579 | 493783 | 0 | 0 | 0 | 0 | 0 | 0
2016-12-10 16:00 | 0 | 0 | 0 | 61655.303 | 234311.0897 | 189242.6073 | 485209 | 0 | 0 | 0 | 0 | 0 | 0
2016-12-10 17:00 | 0 | 0 | 0 | 7991.7039 | 268643.0993 | 199276.1968 | 475911 | 0 | 0 | 0 | 0 | 0 | 0
2016-12-10 18:00 | 0 | 0 | 0 | 0 | 301697.4955 | 195258.7355 | 465551 | 0 | 31405.231 | 0 | 0 | 0 | 0
2016-12-10 19:00 | 0 | 0 | 0 | 0 | 326910.5149 | 193274.0242 | 457626 | 0 | 93963.7701 | 0 | 0 | 0 | 0
2016-12-10 20:00 | 0 | 0 | 0 | 0 | 165271.1227 | 195517.1071 | 454752 | 0 | 0 | 0 | 0 | 0 | 0
2016-12-10 21:00 | 0 | 0 | 0 | 0 | 361801.95 | 197530.1273 | 462525 | 0 | 96807.0773 | 0 | 0 | 0 | 0
2016-12-10 22:00 | 0 | 0 | 0 | 0 | 340253.5831 | 167063.2606 | 482787 | 0 | 121336.9209 | 0 | 0 | 0 | 0
2016-12-10 23:00 | 0 | 0 | 0 | 0 | 438919.4552 | 55899.5 | 498996 | 0 | 117159.8761 | 0 | 0 | 0 | 0
2016-12-11 | 0 | 0 | 0 | 0 | 446847.0947 | 687.0022 | 506135 | 0 | 58558.9731 | 0 | 0 | 0 | 0
2016-12-11 01:00 | 0 | 0 | 0 | 7400.4203 | 440409.6067 | 0 | 506369 | 0 | 0 | 0 | 0 | 0 | 0
2016-12-11 02:00 | 0 | 0 | 0 | 69831.4717 | 428888.5283 | 0 | 498720 | 0 | 0 | 0 | 0 | 0 | 0
2016-12-11 03:00 | 0 | 0 | 0 | 72414.0201 | 412840.9799 | 0 | 485255 | 0 | 0 | 0 | 0 | 0 | 0
2016-12-11 04:00 | 0 | 0 | 0 | 67933.5247 | 400146.4753 | 0 | 468080 | 0 | 0 | 0 | 0 | 0 | 0
2016-12-11 05:00 | 0 | 0 | 0 | 60439.1674 | 391524.8326 | 0 | 451964 | 0 | 0 | 0 | 0 | 0 | 0
2016-12-11 06:00 | 0 | 0 | 0 | 51439.0875 | 386977.9125 | 0 | 438417 | 0 | 0 | 0 | 0 | 0 | 0
2016-12-11 07:00 | 0 | 0 | 0 | 46776.1333 | 381634.8667 | 0 | 428411 | 0 | 0 | 0 | 0 | 0 | 0
2016-12-11 08:00 | 0 | 0 | 0 | 43560.1371 | 379363.8629 | 0 | 422924 | 0 | 0 | 0 | 0 | 0 | 0
2016-12-11 09:00 | 0 | 0 | 0 | 52818.6826 | 367954.3174 | 0 | 420773 | 0 | 0 | 0 | 0 | 0 | 0
2016-12-11 10:00 | 0 | 0 | 0 | 72690.5358 | 350672.4642 | 0 | 423363 | 0 | 0 | 0 | 0 | 0 | 0
2016-12-11 11:00 | 0 | 0 | 0 | 94152.9759 | 335749.0241 | 0 | 429902 | 0 | 0 | 0 | 0 | 0 | 0
2016-12-11 12:00 | 0 | 0 | 0 | 112936.7518 | 325747.2482 | 0 | 438684 | 0 | 0 | 0 | 0 | 0 | 0
2016-12-11 13:00 | 0 | 0 | 0 | 131501.0571 | 318331.9429 | 0 | 449833 | 0 | 0 | 0 | 0 | 0 | 0
2016-12-11 14:00 | 0 | 0 | 0 | 132259.6945 | 301744.749 | 21634.5565 | 455639 | 0 | 0 | 0 | 0 | 0 | 0
2016-12-11 15:00 | 0 | 0 | 0 | 64050.0395 | 277861.8202 | 113985.1404 | 455897 | 0 | 0 | 0 | 0 | 0 | 0
2016-12-11 16:00 | 0 | 0 | 0 | 0 | 270460.0789 | 182078.9211 | 452539 | 0 | 0 | 0 | 0 | 0 | 0
2016-12-11 17:00 | 0 | 0 | 0 | 0 | 237716.1058 | 212563.8942 | 450280 | 0 | 0 | 0 | 0 | 0 | 0
2016-12-11 18:00 | 0 | 0 | 0 | 0 | 236287.3009 | 210731.6991 | 447019 | 0 | 0 | 0 | 0 | 0 | 0
2016-12-11 19:00 | 0 | 0 | 0 | 0 | 357110.9329 | 206024.347 | 444274 | 0 | 118861.2799 | 0 | 0 | 0 | 0
2016-12-11 20:00 | 0 | 0 | 0 | 0 | 109363.4572 | 215138.2629 | 443363 | 0 | 0 | 0 | 0 | 0 | 0
2016-12-11 21:00 | 0 | 0 | 0 | 0 | 341029.9195 | 230038.0014 | 449731 | 0 | 121336.9209 | 0 | 0 | 0 | 0
2016-12-11 22:00 | 0 | 0 | 0 | 0 | 266692.7381 | 202085.2619 | 468778 | 0 | 121336.9209 | 0 | 0 | 0 | 0
2016-12-11 23:00 | 0 | 0 | 0 | 0 | 338190.3726 | 74860.5374 | 483949 | 0 | 50438.831 | 0 | 0 | 0 | 0
2016-12-12 | 0 | 0 | 0 | 113081.3866 | 326092.2006 | 843.5819 | 490456 | 0 | 0 | 0 | 0 | 0 | 0
2016-12-12 01:00 | 0 | 0 | 0 | 175668.7357 | 314487.2643 | 0 | 490156 | 0 | 0 | 0 | 0 | 0 | 0
2016-12-12 02:00 | 0 | 0 | 0 | 171209.482 | 306517.518 | 0 | 477727 | 0 | 0 | 0 | 0 | 0 | 0
2016-12-12 03:00 | 0 | 0 | 0 | 157717.4304 | 300329.5696 | 0 | 458047 | 0 | 0 | 0 | 0 | 0 | 0
2016-12-12 04:00 | 0 | 0 | 0 | 146072.8032 | 289444.1968 | 0 | 435517 | 0 | 0 | 0 | 0 | 0 | 0
2016-12-12 05:00 | 0 | 0 | 0 | 257434.6143 | 277752.3067 | 0 | 413850 | 0 | 121336.9209 | 0 | 0 | 0 | 0
2016-12-12 06:00 | 0 | 0 | 0 | 5704.4199 | 270748.6591 | 0 | 397790 | 0 | 0 | 0 | 0 | 0 | 0
2016-12-12 07:00 | 0 | 0 | 0 | 124299.4011 | 263980.5989 | 0 | 388280 | 0 | 0 | 0 | 0 | 0 | 0
2016-12-12 08:00 | 0 | 0 | 0 | 121345.4527 | 262470.5473 | 0 | 383816 | 0 | 0 | 0 | 0 | 0 | 0
2016-12-12 09:00 | 0 | 0 | 0 | 129375.2588 | 257329.7412 | 0 | 386705 | 0 | 0 | 0 | 0 | 0 | 0
2016-12-12 10:00 | 0 | 0 | 0 | 268041.5369 | 252509.3841 | 0 | 399214 | 0 | 121336.9209 | 0 | 0 | 0 | 0
2016-12-12 11:00 | 0 | 0 | 0 | 179058.1154 | 249710.8846 | 0 | 428769 | 0 | 121336.9209 | 0 | 0 | 0 | 0
2016-12-12 12:00 | 0 | 0 | 0 | 213726.5298 | 246006.4702 | 0 | 459733 | 0 | 121336.9209 | 0 | 0 | 0 | 0
2016-12-12 13:00 | 0 | 0 | 0 | 109794.5768 | 243438.5022 | 0 | 474570 | 0 | 0 | 0 | 0 | 0 | 0
2016-12-12 14:00 | 0 | 0 | 0 | 226044.9713 | 221968.5305 | 33843.4983 | 481857 | 0 | 0 | 0 | 0 | 0 | 0
2016-12-12 15:00 | 0 | 0 | 0 | 179816.306 | 171864.274 | 133771.42 | 485452 | 0 | 0 | 0 | 0 | 0 | 0
2016-12-12 16:00 | 0 | 0 | 0 | 170739.3344 | 160877.6312 | 202900.7384 | 483680 | 0 | 50837.704 | 0 | 0 | 0 | 0
2016-12-12 17:00 | 0 | 0 | 0 | 0 | 205500.5782 | 222797.7178 | 479136 | 0 | 0 | 0 | 0 | 0 | 0
2016-12-12 18:00 | 0 | 0 | 0 | 12000.9387 | 248645.1838 | 213855.8775 | 474502 | 0 | 0 | 0 | 0 | 0 | 0
2016-12-12 19:00 | 0 | 0 | 0 | 0 | 269592.1278 | 207016.4819 | 469330 | 0 | 7278.6097 | 0 | 0 | 0 | 0
2016-12-12 20:00 | 0 | 0 | 0 | 0 | 276502.2767 | 211315.2314 | 465665 | 0 | 29431.1178 | 0 | 0 | 0 | 0
2016-12-12 21:00 | 0 | 0 | 0 | 0 | 271914.3504 | 214312.7324 | 471122 | 0 | 44536.2006 | 0 | 0 | 0 | 0
2016-12-12 22:00 | 0 | 0 | 0 | 0 | 288878.1123 | 181008.8823 | 489289 | 0 | 25134.1952 | 0 | 0 | 0 | 0
2016-12-12 23:00 | 0 | 0 | 0 | 100120.2872 | 324752.2901 | 56579.2275 | 506586 | 0 | 0 | 0 | 0 | 0 | 0
2016-12-13 | 0 | 0 | 0 | 169268.1121 | 343722.4782 | 435.4096 | 513426 | 0 | 0 | 0 | 0 | 0 | 0
2016-12-13 01:00 | 0 | 0 | 0 | 153427.5294 | 359017.4706 | 0 | 512445 | 0 | 0 | 0 | 0 | 0 | 0
2016-12-13 02:00 | 0 | 0 | 0 | 233543.2816 | 369343.3313 | 0 | 498922 | 0 | 103964.6129 | 0 | 0 | 0 | 0
2016-12-13 03:00 | 0 | 0 | 0 | 0 | 373114.3871 | 0 | 477079 | 0 | 0 | 0 | 0 | 0 | 0
2016-12-13 04:00 | 0 | 0 | 0 | 73211.3846 | 377560.6154 | 0 | 450772 | 0 | 0 | 0 | 0 | 0 | 0
2016-12-13 05:00 | 0 | 0 | 0 | 47751.1558 | 380309.8442 | 0 | 428061 | 0 | 0 | 0 | 0 | 0 | 0
2016-12-13 06:00 | 0 | 0 | 0 | 30168.7464 | 381127.2536 | 0 | 411296 | 0 | 0 | 0 | 0 | 0 | 0
2016-12-13 07:00 | 0 | 0 | 0 | 24804.7063 | 376058.2937 | 0 | 400863 | 0 | 0 | 0 | 0 | 0 | 0
2016-12-13 08:00 | 0 | 0 | 0 | 27721.7227 | 368382.2773 | 0 | 396104 | 0 | 0 | 0 | 0 | 0 | 0
2016-12-13 09:00 | 0 | 0 | 0 | 41910.2163 | 356441.7837 | 0 | 398352 | 0 | 0 | 0 | 0 | 0 | 0
2016-12-13 10:00 | 0 | 0 | 0 | 186350.3945 | 347297.5264 | 0 | 412311 | 0 | 121336.9209 | 0 | 0 | 0 | 0
2016-12-13 11:00 | 0 | 0 | 0 | 96699.6319 | 343286.3681 | 0 | 439986 | 0 | 121336.9209 | 0 | 0 | 0 | 0
2016-12-13 12:00 | 0 | 0 | 0 | 132453.8596 | 336174.1404 | 0 | 468628 | 0 | 121336.9209 | 0 | 0 | 0 | 0
2016-12-13 13:00 | 0 | 0 | 0 | 32860.1403 | 326231.9387 | 0 | 480429 | 0 | 0 | 0 | 0 | 0 | 0
2016-12-13 14:00 | 0 | 0 | 0 | 188046.5121 | 315276.2917 | 34733.3263 | 485323 | 0 | 52733.13 | 0 | 0 | 0 | 0
2016-12-13 15:00 | 0 | 0 | 0 | 0 | 278168.7081 | 157126.1618 | 488028 | 0 | 0 | 0 | 0 | 0 | 0
2016-12-13 16:00 | 0 | 0 | 0 | 23476.0687 | 240609.8559 | 221609.0754 | 485695 | 0 | 0 | 0 | 0 | 0 | 0
2016-12-13 17:00 | 0 | 0 | 0 | 0 | 248951.1247 | 233207.8753 | 482159 | 0 | 0 | 0 | 0 | 0 | 0
2016-12-13 18:00 | 0 | 0 | 0 | 0 | 276030.0131 | 220448.6962 | 479438 | 0 | 17040.7093 | 0 | 0 | 0 | 0
2016-12-13 19:00 | 0 | 0 | 0 | 0 | 290833.6312 | 212756.7093 | 478435 | 0 | 42196.0497 | 0 | 0 | 0 | 0
2016-12-13 20:00 | 0 | 0 | 0 | 0 | 303736.0713 | 218210.1559 | 478561 | 0 | 85581.2769 | 0 | 0 | 0 | 0
2016-12-13 21:00 | 0 | 0 | 0 | 0 | 301873.1644 | 218541.4796 | 484659 | 0 | 121336.9209 | 0 | 0 | 0 | 0
2016-12-13 22:00 | 0 | 0 | 0 | 0 | 299294.3793 | 185390.871 | 501507 | 0 | 104515.1713 | 0 | 0 | 0 | 0
2016-12-13 23:00 | 0 | 0 | 0 | 0 | 352101.6622 | 65891.2043 | 516581 | 0 | 5927.0378 | 0 | 0 | 0 | 0
2016-12-14 | 0 | 0 | 0 | 245655.1219 | 391900.8476 | 703.9136 | 522850 | 0 | 121336.9209 | 0 | 0 | 0 | 0
2016-12-14 01:00 | 0 | 0 | 0 | 129602.9282 | 391239.0718 | 0 | 520842 | 0 | 121336.9209 | 0 | 0 | 0 | 0
2016-12-14 02:00 | 0 | 0 | 0 | 3025.4128 | 383538.6663 | 0 | 507901 | 0 | 0 | 0 | 0 | 0 | 0
2016-12-14 03:00 | 0 | 0 | 0 | 105869.902 | 380349.098 | 0 | 486219 | 0 | 0 | 0 | 0 | 0 | 0
2016-12-14 04:00 | 0 | 0 | 0 | 86384.9143 | 374727.0857 | 0 | 461112 | 0 | 0 | 0 | 0 | 0 | 0
2016-12-14 05:00 | 0 | 0 | 0 | 73782.9383 | 363971.0617 | 0 | 437754 | 0 | 0 | 0 | 0 | 0 | 0
2016-12-14 06:00 | 0 | 0 | 0 | 68175.5096 | 352207.4904 | 0 | 420383 | 0 | 0 | 0 | 0 | 0 | 0
2016-12-14 07:00 | 0 | 0 | 0 | 72538.7285 | 337433.2715 | 0 | 409972 | 0 | 0 | 0 | 0 | 0 | 0
2016-12-14 08:00 | 0 | 0 | 0 | 81102.13 | 324798.87 | 0 | 405901 | 0 | 0 | 0 | 0 | 0 | 0
2016-12-14 09:00 | 0 | 0 | 0 | 87425.2011 | 321495.7989 | 0 | 408921 | 0 | 0 | 0 | 0 | 0 | 0
2016-12-14 10:00 | 0 | 0 | 0 | 221997.1935 | 322528.7275 | 0 | 423189 | 0 | 121336.9209 | 0 | 0 | 0 | 0
2016-12-14 11:00 | 0 | 0 | 0 | 126399.056 | 327177.944 | 0 | 453577 | 0 | 121336.9209 | 0 | 0 | 0 | 0
2016-12-14 12:00 | 0 | 0 | 0 | 147441.4203 | 335709.5797 | 0 | 483151 | 0 | 121336.9209 | 0 | 0 | 0 | 0
2016-12-14 13:00 | 0 | 0 | 0 | 30576.2938 | 342625.7853 | 0 | 494539 | 0 | 0 | 0 | 0 | 0 | 0
2016-12-14 14:00 | 0 | 0 | 0 | 155408.9461 | 320440.083 | 21874.9709 | 497724 | 0 | 0 | 0 | 0 | 0 | 0
2016-12-14 15:00 | 0 | 0 | 0 | 50201.4699 | 312571.4924 | 133145.0377 | 495918 | 0 | 0 | 0 | 0 | 0 | 0
2016-12-14 16:00 | 0 | 0 | 0 | 0 | 302184.0783 | 190458.9217 | 492643 | 0 | 0 | 0 | 0 | 0 | 0
2016-12-14 17:00 | 0 | 0 | 0 | 0 | 277339.6674 | 210678.3326 | 488018 | 0 | 0 | 0 | 0 | 0 | 0
2016-12-14 18:00 | 0 | 0 | 0 | 0 | 369920.3326 | 207649.1288 | 486077 | 0 | 91492.4614 | 0 | 0 | 0 | 0
2016-12-14 19:00 | 0 | 0 | 0 | 0 | 308924.8491 | 205186.6104 | 484267 | 0 | 121336.9209 | 0 | 0 | 0 | 0
2016-12-14 20:00 | 0 | 0 | 0 | 0 | 179202.2995 | 213218.3701 | 485080 | 0 | 28677.5906 | 0 | 0 | 0 | 0
2016-12-14 21:00 | 0 | 0 | 0 | 0 | 361494.6321 | 216651.0022 | 493089 | 0 | 113734.2248 | 0 | 0 | 0 | 0
2016-12-14 22:00 | 0 | 0 | 0 | 0 | 339294.1626 | 181221.5335 | 512913 | 0 | 121336.9209 | 0 | 0 | 0 | 0
2016-12-14 23:00 | 0 | 0 | 0 | 0 | 364039.9953 | 66966.8359 | 530545 | 0 | 21798.7522 | 0 | 0 | 0 | 0
2016-12-15 | 0 | 0 | 0 | 149970.307 | 365337.2286 | 629.7121 | 537736 | 0 | 0 | 0 | 0 | 0 | 0
2016-12-15 01:00 | 0 | 0 | 0 | 322281.1999 | 337032.7211 | 0 | 537977 | 0 | 121336.9209 | 0 | 0 | 0 | 0
2016-12-15 02:00 | 0 | 0 | 0 | 224338.9996 | 303531.0004 | 0 | 527870 | 0 | 121336.9209 | 0 | 0 | 0 | 0
2016-12-15 03:00 | 0 | 0 | 0 | 118174.2289 | 268528.8501 | 0 | 508040 | 0 | 0 | 0 | 0 | 0 | 0
2016-12-15 04:00 | 0 | 0 | 0 | 244266.0006 | 238777.9994 | 0 | 483044 | 0 | 0 | 0 | 0 | 0 | 0
2016-12-15 05:00 | 0 | 0 | 0 | 356551.1709 | 215707.4562 | 0 | 460192 | 0 | 112066.6271 | 0 | 0 | 0 | 0
2016-12-15 06:00 | 0 | 0 | 0 | 135632.8487 | 196880.5242 | 0 | 444580 | 0 | 0 | 0 | 0 | 0 | 0
2016-12-15 07:00 | 0 | 0 | 0 | 255034.1899 | 180380.8101 | 0 | 435415 | 0 | 0 | 0 | 0 | 0 | 0
2016-12-15 08:00 | 0 | 0 | 0 | 356551.1709 | 172266.3353 | 0 | 432190 | 0 | 96627.5062 | 0 | 0 | 0 | 0
2016-12-15 09:00 | 0 | 0 | 0 | 296204.9575 | 164758.4573 | 0 | 436254 | 0 | 121336.9209 | 0 | 0 | 0 | 0
2016-12-15 10:00 | 0 | 0 | 0 | 172347.921 | 160283.158 | 0 | 453968 | 0 | 0 | 0 | 0 | 0 | 0
2016-12-15 11:00 | 0 | 0 | 0 | 356551.1709 | 161482.8931 | 0 | 485955 | 0 | 32079.064 | 0 | 0 | 0 | 0
2016-12-15 12:00 | 0 | 0 | 0 | 356551.1709 | 168733.3175 | 0 | 516985 | 0 | 40378.5524 | 0 | 0 | 0 | 0
2016-12-15 13:00 | 0 | 0 | 0 | 309084.8901 | 179990.5575 | 0 | 529454 | 0 | 0 | 0 | 0 | 0 | 0
2016-12-15 14:00 | 0 | 0 | 0 | 328333.0478 | 188429.1841 | 15238.7681 | 532001 | 0 | 0 | 0 | 0 | 0 | 0
2016-12-15 15:00 | 0 | 0 | 0 | 207379.5381 | 212428.8346 | 110831.6273 | 530640 | 0 | 0 | 0 | 0 | 0 | 0
2016-12-15 16:00 | 0 | 0 | 0 | 142926.3203 | 234989.7183 | 148893.9614 | 526810 | 0 | 0 | 0 | 0 | 0 | 0
2016-12-15 17:00 | 0 | 0 | 0 | 109145.9706 | 252740.3019 | 159875.7275 | 521762 | 0 | 0 | 0 | 0 | 0 | 0
2016-12-15 18:00 | 0 | 0 | 0 | 213317.6411 | 265670.9139 | 160299.366 | 517951 | 0 | 121336.9209 | 0 | 0 | 0 | 0
2016-12-15 19:00 | 0 | 0 | 0 | 81818.0009 | 274626.4169 | 159145.5822 | 515590 | 0 | 121336.9209 | 0 | 0 | 0 | 0
2016-12-15 20:00 | 0 | 0 | 0 | 33517.8504 | 282250.7824 | 157705.8848 | 515718 | 0 | 79093.4386 | 0 | 0 | 0 | 0
2016-12-15 21:00 | 0 | 0 | 0 | 0 | 294460.9864 | 151517.5751 | 525072 | 0 | 0 | 0 | 0 | 0 | 0
2016-12-15 22:00 | 0 | 0 | 0 | 241162.8948 | 308080.8273 | 119727.1988 | 547634 | 0 | 121336.9209 | 0 | 0 | 0 | 0
2016-12-15 23:00 | 0 | 0 | 0 | 67724.1108 | 349870.5516 | 27043.4167 | 565975 | 0 | 0 | 0 | 0 | 0 | 0
2016-12-16 | 0 | 0 | 0 | 323141.3379 | 371877.6461 | 8.937 | 573691 | 0 | 121336.9209 | 0 | 0 | 0 | 0
2016-12-16 01:00 | 0 | 0 | 0 | 205311.004 | 368838.996 | 0 | 574150 | 0 | 121336.9209 | 0 | 0 | 0 | 0
2016-12-16 02:00 | 0 | 0 | 0 | 88289.2344 | 354228.8447 | 0 | 563855 | 0 | 0 | 0 | 0 | 0 | 0
2016-12-16 03:00 | 0 | 0 | 0 | 332562.1086 | 331502.8124 | 0 | 542728 | 0 | 121336.9209 | 0 | 0 | 0 | 0
2016-12-16 04:00 | 0 | 0 | 0 | 83814.3046 | 311482.7745 | 0 | 516634 | 0 | 0 | 0 | 0 | 0 | 0
2016-12-16 05:00 | 0 | 0 | 0 | 322148.9396 | 293831.9813 | 0 | 494644 | 0 | 121336.9209 | 0 | 0 | 0 | 0
2016-12-16 06:00 | 0 | 0 | 0 | 196855.2525 | 281311.7475 | 0 | 478167 | 0 | 121336.9209 | 0 | 0 | 0 | 0
2016-12-16 07:00 | 0 | 0 | 0 | 188714.6165 | 280237.3835 | 0 | 468952 | 0 | 121336.9209 | 0 | 0 | 0 | 0
2016-12-16 08:00 | 0 | 0 | 0 | 63931.5086 | 279018.5704 | 0 | 464287 | 0 | 0 | 0 | 0 | 0 | 0
2016-12-16 09:00 | 0 | 0 | 0 | 187771.4078 | 279036.5922 | 0 | 466808 | 0 | 0 | 0 | 0 | 0 | 0
2016-12-16 10:00 | 0 | 0 | 0 | 201196.4929 | 279018.5071 | 0 | 480215 | 0 | 0 | 0 | 0 | 0 | 0
2016-12-16 11:00 | 0 | 0 | 0 | 226729.6312 | 282397.3688 | 0 | 509127 | 0 | 0 | 0 | 0 | 0 | 0
2016-12-16 12:00 | 0 | 0 | 0 | 356551.1709 | 288937.413 | 0 | 536307 | 0 | 109181.5839 | 0 | 0 | 0 | 0
2016-12-16 13:00 | 0 | 0 | 0 | 265826.1085 | 292382.2286 | 0 | 546053 | 0 | 121336.9209 | 0 | 0 | 0 | 0
2016-12-16 14:00 | 0 | 0 | 0 | 127838.8079 | 285732.1711 | 12847.1 | 547755 | 0 | 0 | 0 | 0 | 0 | 0
2016-12-16 15:00 | 0 | 0 | 0 | 184084.8578 | 281525.7471 | 79427.3951 | 545038 | 0 | 0 | 0 | 0 | 0 | 0
2016-12-16 16:00 | 0 | 0 | 0 | 116688.8971 | 280809.1793 | 140329.9237 | 537828 | 0 | 0 | 0 | 0 | 0 | 0
2016-12-16 17:00 | 0 | 0 | 0 | 77218.5791 | 278465.2787 | 172254.1421 | 527938 | 0 | 0 | 0 | 0 | 0 | 0
2016-12-16 18:00 | 0 | 0 | 0 | 60801.2569 | 278158.8411 | 182317.9021 | 521278 | 0 | 0 | 0 | 0 | 0 | 0
2016-12-16 19:00 | 0 | 0 | 0 | 47386.4555 | 283894.8122 | 184939.7323 | 516221 | 0 | 0 | 0 | 0 | 0 | 0
2016-12-16 20:00 | 0 | 0 | 0 | 18277.6882 | 300315.887 | 194390.4247 | 512984 | 0 | 0 | 0 | 0 | 0 | 0
2016-12-16 21:00 | 0 | 0 | 0 | 0 | 325370.6737 | 206539.6608 | 516347 | 0 | 15563.3345 | 0 | 0 | 0 | 0
2016-12-16 22:00 | 0 | 0 | 0 | 0 | 353836.3879 | 185164.9228 | 528963 | 0 | 25601.6452 | 0 | 0 | 0 | 0
2016-12-16 23:00 | 0 | 0 | 0 | 65865.6712 | 375114.7661 | 71979.9175 | 538562 | 0 | 0 | 0 | 0 | 0 | 0
2016-12-17 | 0 | 0 | 0 | 273619.1785 | 385214.7277 | 765.0148 | 538262 | 0 | 121336.9209 | 0 | 0 | 0 | 0
2016-12-17 01:00 | 0 | 0 | 0 | 140703.4997 | 393318.5003 | 0 | 534022 | 0 | 121336.9209 | 0 | 0 | 0 | 0
2016-12-17 02:00 | 0 | 0 | 0 | 100587.4509 | 397885.0069 | 0 | 521280 | 0 | 98529.3787 | 0 | 0 | 0 | 0
2016-12-17 03:00 | 0 | 0 | 0 | 0 | 403631.6213 | 0 | 502161 | 0 | 0 | 0 | 0 | 0 | 0
2016-12-17 04:00 | 0 | 0 | 0 | 57560.116 | 421068.884 | 0 | 478629 | 0 | 0 | 0 | 0 | 0 | 0
2016-12-17 05:00 | 0 | 0 | 0 | 16208.9604 | 439991.0396 | 0 | 456200 | 0 | 0 | 0 | 0 | 0 | 0
2016-12-17 06:00 | 0 | 0 | 0 | 0 | 438385 | 0 | 438385 | 0 | 0 | 0 | 0 | 0 | 0
2016-12-17 07:00 | 0 | 0 | 0 | 0 | 474326.6405 | 0 | 425874 | 0 | 48452.6405 | 0 | 0 | 0 | 0
2016-12-17 08:00 | 0 | 0 | 0 | 0 | 488747.5335 | 0 | 418189 | 0 | 119011.174 | 0 | 0 | 0 | 0
2016-12-17 09:00 | 0 | 0 | 0 | 0 | 296633.826 | 0 | 415645 | 0 | 0 | 0 | 0 | 0 | 0
2016-12-17 10:00 | 0 | 0 | 0 | 0 | 501359.8817 | 0 | 418795 | 0 | 82564.8817 | 0 | 0 | 0 | 0
2016-12-17 11:00 | 0 | 0 | 0 | 0 | 466719.0392 | 0 | 427947 | 0 | 121336.9209 | 0 | 0 | 0 | 0
2016-12-17 12:00 | 0 | 0 | 0 | 0 | 441519 | 0 | 441519 | 0 | 121336.9209 | 0 | 0 | 0 | 0
2016-12-17 13:00 | 0 | 0 | 0 | 0 | 336838.0791 | 0 | 458175 | 0 | 0 | 0 | 0 | 0 | 0
2016-12-17 14:00 | 0 | 0 | 0 | 0 | 456346.3535 | 17730.6465 | 474077 | 0 | 0 | 0 | 0 | 0 | 0
2016-12-17 15:00 | 0 | 0 | 0 | 0 | 334175.869 | 150328.131 | 484504 | 0 | 0 | 0 | 0 | 0 | 0
2016-12-17 16:00 | 0 | 0 | 0 | 0 | 369623.4425 | 239189.4784 | 487476 | 0 | 121336.9209 | 0 | 0 | 0 | 0
2016-12-17 17:00 | 0 | 0 | 0 | 0 | 241266.836 | 243137.164 | 484404 | 0 | 121336.9209 | 0 | 0 | 0 | 0
2016-12-17 18:00 | 0 | 0 | 0 | 0 | 125535.4784 | 231578.6006 | 478451 | 0 | 0 | 0 | 0 | 0 | 0
2016-12-17 19:00 | 0 | 0 | 0 | 0 | 367753.0009 | 225937.92 | 472354 | 0 | 121336.9209 | 0 | 0 | 0 | 0
2016-12-17 20:00 | 0 | 0 | 0 | 0 | 235646.9215 | 232497.0785 | 468144 | 0 | 121336.9209 | 0 | 0 | 0 | 0
2016-12-17 21:00 | 0 | 0 | 0 | 0 | 107262.2495 | 242144.8295 | 470744 | 0 | 0 | 0 | 0 | 0 | 0
2016-12-17 22:00 | 0 | 0 | 0 | 0 | 369035.9114 | 236306.0096 | 484005 | 0 | 121336.9209 | 0 | 0 | 0 | 0
2016-12-17 23:00 | 0 | 0 | 0 | 0 | 397073.2482 | 98300.7518 | 495374 | 0 | 121336.9209 | 0 | 0 | 0 | 0
2016-12-18 | 0 | 0 | 0 | 0 | 458758.8877 | 789.568 | 499639 | 0 | 81246.3766 | 0 | 0 | 0 | 0
2016-12-18 01:00 | 0 | 0 | 0 | 0 | 439752.4967 | 0 | 500069 | 0 | 20929.8733 | 0 | 0 | 0 | 0
2016-12-18 02:00 | 0 | 0 | 0 | 45667.4096 | 424641.7172 | 0 | 491239 | 0 | 0 | 0 | 0 | 0 | 0
2016-12-18 03:00 | 0 | 0 | 0 | 63171.6447 | 416148.3553 | 0 | 479320 | 0 | 0 | 0 | 0 | 0 | 0
2016-12-18 04:00 | 0 | 0 | 0 | 53436.6367 | 407966.3633 | 0 | 461403 | 0 | 0 | 0 | 0 | 0 | 0
2016-12-18 05:00 | 0 | 0 | 0 | 46614.6626 | 396634.3374 | 0 | 443249 | 0 | 0 | 0 | 0 | 0 | 0
2016-12-18 06:00 | 0 | 0 | 0 | 43988.4383 | 383718.5617 | 0 | 427707 | 0 | 0 | 0 | 0 | 0 | 0
2016-12-18 07:00 | 0 | 0 | 0 | 45529.652 | 371887.348 | 0 | 417417 | 0 | 0 | 0 | 0 | 0 | 0
2016-12-18 08:00 | 0 | 0 | 0 | 50845.0373 | 361204.9627 | 0 | 412050 | 0 | 0 | 0 | 0 | 0 | 0
2016-12-18 09:00 | 0 | 0 | 0 | 69140.9947 | 342369.0053 | 0 | 411510 | 0 | 0 | 0 | 0 | 0 | 0
2016-12-18 10:00 | 0 | 0 | 0 | 94894.2095 | 320141.7905 | 0 | 415036 | 0 | 0 | 0 | 0 | 0 | 0
2016-12-18 11:00 | 0 | 0 | 0 | 120986.4709 | 303436.5291 | 0 | 424423 | 0 | 0 | 0 | 0 | 0 | 0
2016-12-18 12:00 | 0 | 0 | 0 | 148233.7045 | 289908.2955 | 0 | 438142 | 0 | 0 | 0 | 0 | 0 | 0
2016-12-18 13:00 | 0 | 0 | 0 | 293710.3571 | 284972.5639 | 0 | 457346 | 0 | 121336.9209 | 0 | 0 | 0 | 0
2016-12-18 14:00 | 0 | 0 | 0 | 32418.8692 | 283655.8393 | 37378.3705 | 474790 | 0 | 0 | 0 | 0 | 0 | 0
2016-12-18 15:00 | 0 | 0 | 0 | 23589.8476 | 247884.0918 | 213801.0606 | 485275 | 0 | 0 | 0 | 0 | 0 | 0
2016-12-18 16:00 | 0 | 0 | 0 | 3798.7722 | 200900.1573 | 283526.0704 | 488225 | 0 | 0 | 0 | 0 | 0 | 0
2016-12-18 17:00 | 0 | 0 | 0 | 11555.1001 | 201969.5463 | 273717.3536 | 487242 | 0 | 0 | 0 | 0 | 0 | 0
2016-12-18 18:00 | 0 | 0 | 0 | 15120.3151 | 212306.6483 | 256710.0366 | 484137 | 0 | 0 | 0 | 0 | 0 | 0
2016-12-18 19:00 | 0 | 0 | 0 | 14269.2945 | 217091.8319 | 249297.8737 | 480659 | 0 | 0 | 0 | 0 | 0 | 0
2016-12-18 20:00 | 0 | 0 | 0 | 1186.1762 | 222356.6197 | 256000.2041 | 479543 | 0 | 0 | 0 | 0 | 0 | 0
2016-12-18 21:00 | 0 | 0 | 0 | 0 | 224814.5148 | 268409.6367 | 486497 | 0 | 6727.1515 | 0 | 0 | 0 | 0
2016-12-18 22:00 | 0 | 0 | 0 | 0 | 261440.7707 | 248482.7158 | 505481 | 0 | 11169.638 | 0 | 0 | 0 | 0
2016-12-18 23:00 | 0 | 0 | 0 | 97933.5628 | 321645.191 | 95102.6082 | 525851 | 0 | 0 | 0 | 0 | 0 | 0
2016-12-19 | 0 | 0 | 0 | 283836.4602 | 373703.1651 | 1223.2957 | 537426 | 0 | 121336.9209 | 0 | 0 | 0 | 0
2016-12-19 01:00 | 0 | 0 | 0 | 144599.4944 | 397677.5056 | 0 | 542277 | 0 | 121336.9209 | 0 | 0 | 0 | 0
2016-12-19 02:00 | 0 | 0 | 0 | 118542.467 | 404049.2943 | 0 | 534931 | 0 | 108997.6822 | 0 | 0 | 0 | 0
2016-12-19 03:00 | 0 | 0 | 0 | 0 | 410642.3178 | 0 | 519640 | 0 | 0 | 0 | 0 | 0 | 0
2016-12-19 04:00 | 0 | 0 | 0 | 78255.001 | 421682.999 | 0 | 499938 | 0 | 0 | 0 | 0 | 0 | 0
2016-12-19 05:00 | 0 | 0 | 0 | 48785.6972 | 432663.3028 | 0 | 481449 | 0 | 0 | 0 | 0 | 0 | 0
2016-12-19 06:00 | 0 | 0 | 0 | 28806.4385 | 439807.5615 | 0 | 468614 | 0 | 0 | 0 | 0 | 0 | 0
2016-12-19 07:00 | 0 | 0 | 0 | 18441.0771 | 443174.9229 | 0 | 461616 | 0 | 0 | 0 | 0 | 0 | 0
2016-12-19 08:00 | 0 | 0 | 0 | 15860.7649 | 443665.2351 | 0 | 459526 | 0 | 0 | 0 | 0 | 0 | 0
2016-12-19 09:00 | 0 | 0 | 0 | 25620.8917 | 438324.1083 | 0 | 463945 | 0 | 0 | 0 | 0 | 0 | 0
2016-12-19 10:00 | 0 | 0 | 0 | 47633.026 | 432440.974 | 0 | 480074 | 0 | 0 | 0 | 0 | 0 | 0
2016-12-19 11:00 | 0 | 0 | 0 | 80728.7085 | 430105.2915 | 0 | 510834 | 0 | 0 | 0 | 0 | 0 | 0
2016-12-19 12:00 | 0 | 0 | 0 | 234613.3152 | 429023.6057 | 0 | 542300 | 0 | 121336.9209 | 0 | 0 | 0 | 0
2016-12-19 13:00 | 0 | 0 | 0 | 130598.5377 | 428667.4623 | 0 | 559266 | 0 | 121336.9209 | 0 | 0 | 0 | 0
2016-12-19 14:00 | 0 | 0 | 0 | 19313.4136 | 409952.7411 | 15027.9243 | 565631 | 0 | 0 | 0 | 0 | 0 | 0
2016-12-19 15:00 | 0 | 0 | 0 | 31744.7663 | 342229.5363 | 189368.6974 | 563343 | 0 | 0 | 0 | 0 | 0 | 0
2016-12-19 16:00 | 0 | 0 | 0 | 9578.6878 | 288178.558 | 257713.7543 | 555471 | 0 | 0 | 0 | 0 | 0 | 0
2016-12-19 17:00 | 0 | 0 | 0 | 3538.0469 | 288939.6361 | 252944.317 | 545422 | 0 | 0 | 0 | 0 | 0 | 0
2016-12-19 18:00 | 0 | 0 | 0 | 0 | 296677.6059 | 239813.3941 | 536491 | 0 | 0 | 0 | 0 | 0 | 0
2016-12-19 19:00 | 0 | 0 | 0 | 0 | 296481.306 | 232375.694 | 528857 | 0 | 0 | 0 | 0 | 0 | 0
2016-12-19 20:00 | 0 | 0 | 0 | 0 | 287422.5476 | 237800.4524 | 525223 | 0 | 0 | 0 | 0 | 0 | 0
2016-12-19 21:00 | 0 | 0 | 0 | 0 | 402060.2487 | 248319.6723 | 529043 | 0 | 121336.9209 | 0 | 0 | 0 | 0
2016-12-19 22:00 | 0 | 0 | 0 | 0 | 204561.4606 | 222177.6184 | 548076 | 0 | 0 | 0 | 0 | 0 | 0
2016-12-19 23:00 | 0 | 0 | 0 | 0 | 589761.5856 | 99435.3354 | 567860 | 0 | 121336.9209 | 0 | 0 | 0 | 0
2016-12-20 | 0 | 0 | 0 | 0 | 454255.6017 | 1282.4774 | 576875 | 0 | 0 | 0 | 0 | 0 | 0
2016-12-20 01:00 | 0 | 0 | 0 | 0 | 577523 | 0 | 577523 | 0 | 0 | 0 | 0 | 0 | 0
2016-12-20 02:00 | 0 | 0 | 0 | 0 | 640992.5768 | 0 | 566272 | 0 | 74720.5768 | 0 | 0 | 0 | 0
2016-12-20 03:00 | 0 | 0 | 0 | 0 | 470890.4232 | 0 | 545611 | 0 | 0 | 0 | 0 | 0 | 0
2016-12-20 04:00 | 0 | 0 | 0 | 0 | 642039.9209 | 0 | 520703 | 0 | 121336.9209 | 0 | 0 | 0 | 0
2016-12-20 05:00 | 0 | 0 | 0 | 0 | 377265.0791 | 0 | 498602 | 0 | 0 | 0 | 0 | 0 | 0
2016-12-20 06:00 | 0 | 0 | 0 | 0 | 602274.9209 | 0 | 480938 | 0 | 121336.9209 | 0 | 0 | 0 | 0
2016-12-20 07:00 | 0 | 0 | 0 | 0 | 349487.0791 | 0 | 470824 | 0 | 0 | 0 | 0 | 0 | 0
2016-12-20 08:00 | 0 | 0 | 0 | 0 | 588435.9209 | 0 | 467099 | 0 | 121336.9209 | 0 | 0 | 0 | 0
2016-12-20 09:00 | 0 | 0 | 0 | 0 | 349160.0791 | 0 | 470497 | 0 | 0 | 0 | 0 | 0 | 0
2016-12-20 10:00 | 0 | 0 | 0 | 0 | 483373 | 0 | 483373 | 0 | 0 | 0 | 0 | 0 | 0
2016-12-20 11:00 | 0 | 0 | 0 | 0 | 509656 | 0 | 509656 | 0 | 0 | 0 | 0 | 0 | 0
2016-12-20 12:00 | 0 | 0 | 0 | 0 | 537310 | 0 | 537310 | 0 | 0 | 0 | 0 | 0 | 0
2016-12-20 13:00 | 0 | 0 | 0 | 0 | 557593.2561 | 0 | 547315 | 0 | 10278.2561 | 0 | 0 | 0 | 0
2016-12-20 14:00 | 0 | 0 | 0 | 0 | 519196.6852 | 16519.0587 | 545994 | 0 | 0 | 0 | 0 | 0 | 0
2016-12-20 15:00 | 0 | 0 | 0 | 0 | 350284.3426 | 187613.6574 | 537898 | 0 | 0 | 0 | 0 | 0 | 0
2016-12-20 16:00 | 0 | 0 | 0 | 0 | 270512.035 | 255073.965 | 525586 | 0 | 0 | 0 | 0 | 0 | 0
2016-12-20 17:00 | 0 | 0 | 0 | 0 | 256164.005 | 255302.995 | 511467 | 0 | 0 | 0 | 0 | 0 | 0
2016-12-20 18:00 | 0 | 0 | 0 | 0 | 274071.8616 | 237814.6156 | 499927 | 0 | 11959.4772 | 0 | 0 | 0 | 0
2016-12-20 19:00 | 0 | 0 | 0 | 0 | 275517.1929 | 227441.8339 | 491141 | 0 | 23777.5041 | 0 | 0 | 0 | 0
2016-12-20 20:00 | 0 | 0 | 0 | 0 | 242126.2083 | 231216.2159 | 486462 | 0 | 10657.9283 | 0 | 0 | 0 | 0
2016-12-20 21:00 | 0 | 0 | 0 | 0 | 311303.9804 | 233635.539 | 490003 | 0 | 65594.4477 | 0 | 0 | 0 | 0
2016-12-20 22:00 | 0 | 0 | 0 | 0 | 368943.3701 | 196452.1032 | 509653 | 0 | 121336.9209 | 0 | 0 | 0 | 0
2016-12-20 23:00 | 0 | 0 | 0 | 0 | 398432.447 | 66178.5836 | 529350 | 0 | 56597.9515 | 0 | 0 | 0 | 0
2016-12-21 | 0 | 0 | 0 | 167660.8437 | 432561.2202 | 1300.1866 | 539075 | 0 | 119045.202 | 0 | 0 | 0 | 0
2016-12-21 01:00 | 0 | 0 | 0 | 0 | 462950.3205 | 0 | 541622 | 0 | 40373.5225 | 0 | 0 | 0 | 0
2016-12-21 02:00 | 0 | 0 | 0 | 0 | 491826.4775 | 0 | 532200 | 0 | 0 | 0 | 0 | 0 | 0
2016-12-21 03:00 | 0 | 0 | 0 | 0 | 513573 | 0 | 513573 | 0 | 0 | 0 | 0 | 0 | 0
2016-12-21 04:00 | 0 | 0 | 0 | 0 | 532865.9932 | 0 | 490567 | 0 | 42298.9932 | 0 | 0 | 0 | 0
2016-12-21 05:00 | 0 | 0 | 0 | 0 | 426663.0068 | 0 | 468962 | 0 | 0 | 0 | 0 | 0 | 0
2016-12-21 06:00 | 0 | 0 | 0 | 0 | 453796 | 0 | 453796 | 0 | 0 | 0 | 0 | 0 | 0
2016-12-21 07:00 | 0 | 0 | 0 | 0 | 534338.4481 | 0 | 445178 | 0 | 89160.4481 | 0 | 0 | 0 | 0
2016-12-21 08:00 | 0 | 0 | 0 | 0 | 352719.5519 | 0 | 441880 | 0 | 0 | 0 | 0 | 0 | 0
2016-12-21 09:00 | 0 | 0 | 0 | 0 | 444408 | 0 | 444408 | 0 | 0 | 0 | 0 | 0 | 0
2016-12-21 10:00 | 0 | 0 | 0 | 0 | 542520.2867 | 0 | 456626 | 0 | 85894.2867 | 0 | 0 | 0 | 0
2016-12-21 11:00 | 0 | 0 | 0 | 0 | 519253.6343 | 0 | 483811 | 0 | 121336.9209 | 0 | 0 | 0 | 0
2016-12-21 12:00 | 0 | 0 | 0 | 0 | 388949.0791 | 0 | 510286 | 0 | 0 | 0 | 0 | 0 | 0
2016-12-21 13:00 | 0 | 0 | 0 | 0 | 520079 | 0 | 520079 | 0 | 0 | 0 | 0 | 0 | 0
2016-12-21 14:00 | 0 | 0 | 0 | 0 | 519234.503 | 14860.1769 | 517715 | 0 | 16379.6798 | 0 | 0 | 0 | 0
2016-12-21 15:00 | 0 | 0 | 0 | 0 | 421215.0485 | 74533.343 | 509230 | 0 | 2898.0713 | 0 | 0 | 0 | 0
2016-12-21 16:00 | 0 | 0 | 0 | 0 | 360902.4205 | 134003.5081 | 497804 | 0 | 0 | 0 | 0 | 0 | 0
2016-12-21 17:00 | 0 | 0 | 0 | 0 | 325426.1787 | 160460.8213 | 485887 | 0 | 0 | 0 | 0 | 0 | 0
2016-12-21 18:00 | 0 | 0 | 0 | 0 | 430914.6586 | 165678.2623 | 475256 | 0 | 121336.9209 | 0 | 0 | 0 | 0
2016-12-21 19:00 | 0 | 0 | 0 | 0 | 301756.5928 | 165267.4072 | 467024 | 0 | 121336.9209 | 0 | 0 | 0 | 0
2016-12-21 20:00 | 0 | 0 | 0 | 0 | 176934.9816 | 165889.0974 | 464161 | 0 | 0 | 0 | 0 | 0 | 0
2016-12-21 21:00 | 0 | 0 | 0 | 0 | 431600.495 | 159087.4259 | 469351 | 0 | 121336.9209 | 0 | 0 | 0 | 0
2016-12-21 22:00 | 0 | 0 | 0 | 0 | 354678.5019 | 131834.4981 | 486513 | 0 | 121336.9209 | 0 | 0 | 0 | 0
2016-12-21 23:00 | 0 | 0 | 0 | 0 | 454930.1876 | 47499.8124 | 502430 | 0 | 121336.9209 | 0 | 0 | 0 | 0
2016-12-22 | 0 | 0 | 0 | 0 | 387297.5289 | 528.5501 | 509163 | 0 | 0 | 0 | 0 | 0 | 0
2016-12-22 01:00 | 0 | 0 | 0 | 0 | 509868 | 0 | 509868 | 0 | 0 | 0 | 0 | 0 | 0
2016-12-22 02:00 | 0 | 0 | 0 | 0 | 592790.7225 | 0 | 500571 | 0 | 92219.7225 | 0 | 0 | 0 | 0
2016-12-22 03:00 | 0 | 0 | 0 | 0 | 511994.1984 | 0 | 482877 | 0 | 121336.9209 | 0 | 0 | 0 | 0
2016-12-22 04:00 | 0 | 0 | 0 | 0 | 460330 | 0 | 460330 | 0 | 121336.9209 | 0 | 0 | 0 | 0
2016-12-22 05:00 | 0 | 0 | 0 | 0 | 318733.0791 | 0 | 440070 | 0 | 0 | 0 | 0 | 0 | 0
2016-12-22 06:00 | 0 | 0 | 0 | 0 | 538565.2908 | 0 | 423190 | 0 | 115375.2908 | 0 | 0 | 0 | 0
2016-12-22 07:00 | 0 | 0 | 0 | 0 | 417959.6301 | 0 | 411998 | 0 | 121336.9209 | 0 | 0 | 0 | 0
2016-12-22 08:00 | 0 | 0 | 0 | 0 | 406434 | 0 | 406434 | 0 | 121336.9209 | 0 | 0 | 0 | 0
2016-12-22 09:00 | 0 | 0 | 0 | 0 | 407653 | 0 | 407653 | 0 | 121336.9209 | 0 | 0 | 0 | 0
2016-12-22 10:00 | 0 | 0 | 0 | 0 | 417723 | 0 | 417723 | 0 | 121336.9209 | 0 | 0 | 0 | 0
2016-12-22 11:00 | 0 | 0 | 0 | 0 | 420356.0371 | 0 | 441338 | 0 | 100354.958 | 0 | 0 | 0 | 0
2016-12-22 12:00 | 0 | 0 | 0 | 0 | 388194.8692 | 0 | 468480 | 0 | 20069.8272 | 0 | 0 | 0 | 0
2016-12-22 13:00 | 0 | 0 | 0 | 99094.9456 | 362173.2272 | 0 | 481338 | 0 | 0 | 0 | 0 | 0 | 0
2016-12-22 14:00 | 0 | 0 | 0 | 162831.8043 | 313455.3738 | 8247.8219 | 484535 | 0 | 0 | 0 | 0 | 0 | 0
2016-12-22 15:00 | 0 | 0 | 0 | 182355.206 | 260729.2296 | 39687.5645 | 482772 | 0 | 0 | 0 | 0 | 0 | 0
2016-12-22 16:00 | 0 | 0 | 0 | 304319.1704 | 196549.1475 | 96987.6031 | 476519 | 0 | 121336.9209 | 0 | 0 | 0 | 0
2016-12-22 17:00 | 0 | 0 | 0 | 170159.6499 | 166901.1395 | 130823.2107 | 467884 | 0 | 121336.9209 | 0 | 0 | 0 | 0
2016-12-22 18:00 | 0 | 0 | 0 | 138469.9108 | 173268.6945 | 146208.4147 | 460572 | 0 | 118711.9409 | 0 | 0 | 0 | 0
2016-12-22 19:00 | 0 | 0 | 0 | 0 | 186512.1966 | 150231.8625 | 455456 | 0 | 0 | 0 | 0 | 0 | 0
2016-12-22 20:00 | 0 | 0 | 0 | 98619.613 | 203663.9656 | 151861.4214 | 454145 | 0 | 0 | 0 | 0 | 0 | 0
2016-12-22 21:00 | 0 | 0 | 0 | 33999.0512 | 277727.3247 | 148135.6241 | 459862 | 0 | 0 | 0 | 0 | 0 | 0
2016-12-22 22:00 | 0 | 0 | 0 | 0 | 384002.215 | 125065.7462 | 475102 | 0 | 33965.9612 | 0 | 0 | 0 | 0
2016-12-22 23:00 | 0 | 0 | 0 | 0 | 436079.4076 | 56859.4224 | 489576 | 0 | 37328.7912 | 0 | 0 | 0 | 0
2016-12-23 | 0 | 0 | 0 | 1378.4876 | 456387.8905 | 702.8307 | 495798 | 0 | 0 | 0 | 0 | 0 | 0
2016-12-23 01:00 | 0 | 0 | 0 | 82769.8497 | 460716.367 | 0 | 497223 | 0 | 46263.2167 | 0 | 0 | 0 | 0
2016-12-23 02:00 | 0 | 0 | 0 | 0 | 458193.1152 | 0 | 487588 | 0 | 16868.3319 | 0 | 0 | 0 | 0
2016-12-23 03:00 | 0 | 0 | 0 | 0 | 455929.6681 | 0 | 472798 | 0 | 0 | 0 | 0 | 0 | 0
2016-12-23 04:00 | 0 | 0 | 0 | 0 | 451296 | 0 | 451296 | 0 | 0 | 0 | 0 | 0 | 0
2016-12-23 05:00 | 0 | 0 | 0 | 0 | 429186 | 0 | 429186 | 0 | 0 | 0 | 0 | 0 | 0
2016-12-23 06:00 | 0 | 0 | 0 | 0 | 412910 | 0 | 412910 | 0 | 0 | 0 | 0 | 0 | 0
2016-12-23 07:00 | 0 | 0 | 0 | 0 | 401630 | 0 | 401630 | 0 | 0 | 0 | 0 | 0 | 0
2016-12-23 08:00 | 0 | 0 | 0 | 0 | 448910.2575 | 0 | 396314 | 0 | 52596.2575 | 0 | 0 | 0 | 0
2016-12-23 09:00 | 0 | 0 | 0 | 0 | 344991.7425 | 0 | 397588 | 0 | 0 | 0 | 0 | 0 | 0
2016-12-23 10:00 | 0 | 0 | 0 | 0 | 464243.2393 | 0 | 405943 | 0 | 58300.2393 | 0 | 0 | 0 | 0
2016-12-23 11:00 | 0 | 0 | 0 | 0 | 477552.216 | 0 | 424029 | 0 | 111823.4553 | 0 | 0 | 0 | 0
2016-12-23 12:00 | 0 | 0 | 0 | 0 | 454129.4656 | 0 | 444616 | 0 | 121336.9209 | 0 | 0 | 0 | 0
2016-12-23 13:00 | 0 | 0 | 0 | 0 | 337475.0791 | 0 | 458812 | 0 | 0 | 0 | 0 | 0 | 0
2016-12-23 14:00 | 0 | 0 | 0 | 0 | 457465.8555 | 8485.1445 | 465951 | 0 | 0 | 0 | 0 | 0 | 0
2016-12-23 15:00 | 0 | 0 | 0 | 0 | 388902.3752 | 103016.7636 | 466609 | 0 | 25310.1389 | 0 | 0 | 0 | 0
2016-12-23 16:00 | 0 | 0 | 0 | 0 | 278866.1968 | 158880.6644 | 463057 | 0 | 0 | 0 | 0 | 0 | 0
2016-12-23 17:00 | 0 | 0 | 0 | 0 | 273796.7938 | 183227.2062 | 457024 | 0 | 0 | 0 | 0 | 0 | 0
2016-12-23 18:00 | 0 | 0 | 0 | 0 | 285842.3109 | 183691.6192 | 451089 | 0 | 18444.9301 | 0 | 0 | 0 | 0
2016-12-23 19:00 | 0 | 0 | 0 | 0 | 328682.1854 | 185362.2173 | 446074 | 0 | 86415.3328 | 0 | 0 | 0 | 0
2016-12-23 20:00 | 0 | 0 | 0 | 0 | 285489.8149 | 191325.3748 | 443898 | 0 | 119332.5225 | 0 | 0 | 0 | 0
2016-12-23 21:00 | 0 | 0 | 0 | 0 | 255417.7186 | 195758.6798 | 449172 | 0 | 121336.9209 | 0 | 0 | 0 | 0
2016-12-23 22:00 | 0 | 0 | 0 | 0 | 302484.4183 | 159428.8754 | 463676 | 0 | 119574.2147 | 0 | 0 | 0 | 0
2016-12-23 23:00 | 0 | 0 | 0 | 0 | 331513.8339 | 51110.7655 | 474071 | 0 | 28127.8141 | 0 | 0 | 0 | 0
2016-12-24 | 0 | 0 | 0 | 112786.0975 | 334722.6279 | 378.4605 | 476015 | 0 | 0 | 0 | 0 | 0 | 0
2016-12-24 01:00 | 0 | 0 | 0 | 151735.1638 | 321016.8362 | 0 | 472752 | 0 | 0 | 0 | 0 | 0 | 0
2016-12-24 02:00 | 0 | 0 | 0 | 164851.1363 | 298017.8637 | 0 | 462869 | 0 | 0 | 0 | 0 | 0 | 0
2016-12-24 03:00 | 0 | 0 | 0 | 161130.8768 | 285459.1232 | 0 | 446590 | 0 | 0 | 0 | 0 | 0 | 0
2016-12-24 04:00 | 0 | 0 | 0 | 150689.0647 | 274847.9353 | 0 | 425537 | 0 | 0 | 0 | 0 | 0 | 0
2016-12-24 05:00 | 0 | 0 | 0 | 142717.643 | 261833.357 | 0 | 404551 | 0 | 0 | 0 | 0 | 0 | 0
2016-12-24 06:00 | 0 | 0 | 0 | 141796.7449 | 246460.2551 | 0 | 388257 | 0 | 0 | 0 | 0 | 0 | 0
2016-12-24 07:00 | 0 | 0 | 0 | 144230.1182 | 231323.8818 | 0 | 375554 | 0 | 0 | 0 | 0 | 0 | 0
2016-12-24 08:00 | 0 | 0 | 0 | 145001.8975 | 221967.1025 | 0 | 366969 | 0 | 0 | 0 | 0 | 0 | 0
2016-12-24 09:00 | 0 | 0 | 0 | 152673.9808 | 210404.0192 | 0 | 363078 | 0 | 0 | 0 | 0 | 0 | 0
2016-12-24 10:00 | 0 | 0 | 0 | 159081.3628 | 204169.6372 | 0 | 363251 | 0 | 0 | 0 | 0 | 0 | 0
2016-12-24 11:00 | 0 | 0 | 0 | 168877.3477 | 200503.6523 | 0 | 369381 | 0 | 0 | 0 | 0 | 0 | 0
2016-12-24 12:00 | 0 | 0 | 0 | 181957.7506 | 199522.2494 | 0 | 381480 | 0 | 0 | 0 | 0 | 0 | 0
2016-12-24 13:00 | 0 | 0 | 0 | 313231.1263 | 206158.7946 | 0 | 398053 | 0 | 121336.9209 | 0 | 0 | 0 | 0
2016-12-24 14:00 | 0 | 0 | 0 | 69591.2072 | 209967.5176 | 14464.3542 | 415360 | 0 | 0 | 0 | 0 | 0 | 0
2016-12-24 15:00 | 0 | 0 | 0 | 118009.454 | 166897.7619 | 143135.7841 | 428043 | 0 | 0 | 0 | 0 | 0 | 0
2016-12-24 16:00 | 0 | 0 | 0 | 101342.517 | 136747.4658 | 195716.0172 | 433806 | 0 | 0 | 0 | 0 | 0 | 0
2016-12-24 17:00 | 0 | 0 | 0 | 65075.3006 | 161692.5397 | 206506.1597 | 433274 | 0 | 0 | 0 | 0 | 0 | 0
2016-12-24 18:00 | 0 | 0 | 0 | 26656.8918 | 200069.6153 | 201567.4928 | 428294 | 0 | 0 | 0 | 0 | 0 | 0
2016-12-24 19:00 | 0 | 0 | 0 | 0 | 223908.1294 | 199183.8706 | 423092 | 0 | 0 | 0 | 0 | 0 | 0
2016-12-24 20:00 | 0 | 0 | 0 | 0 | 246723.6854 | 203624.9835 | 419950 | 0 | 30398.6689 | 0 | 0 | 0 | 0
2016-12-24 21:00 | 0 | 0 | 0 | 0 | 183730.5715 | 206737.7596 | 420867 | 0 | 0 | 0 | 0 | 0 | 0
2016-12-24 22:00 | 0 | 0 | 0 | 0 | 377729.2965 | 170461.1229 | 429184 | 0 | 119006.4194 | 0 | 0 | 0 | 0
2016-12-24 23:00 | 0 | 0 | 0 | 0 | 385329.6965 | 51716.805 | 434716 | 0 | 121336.9209 | 0 | 0 | 0 | 0
2016-12-25 | 0 | 0 | 0 | 0 | 312193.7274 | 575.3517 | 434106 | 0 | 0 | 0 | 0 | 0 | 0
2016-12-25 01:00 | 0 | 0 | 0 | 0 | 431811 | 0 | 431811 | 0 | 0 | 0 | 0 | 0 | 0
2016-12-25 02:00 | 0 | 0 | 0 | 0 | 424473 | 0 | 424473 | 0 | 0 | 0 | 0 | 0 | 0
2016-12-25 03:00 | 0 | 0 | 0 | 0 | 414284 | 0 | 414284 | 0 | 0 | 0 | 0 | 0 | 0
2016-12-25 04:00 | 0 | 0 | 0 | 0 | 400191 | 0 | 400191 | 0 | 0 | 0 | 0 | 0 | 0
2016-12-25 05:00 | 0 | 0 | 0 | 0 | 383442 | 0 | 383442 | 0 | 0 | 0 | 0 | 0 | 0
2016-12-25 06:00 | 0 | 0 | 0 | 0 | 427644.798 | 0 | 370192 | 0 | 57452.798 | 0 | 0 | 0 | 0
2016-12-25 07:00 | 0 | 0 | 0 | 0 | 302818.202 | 0 | 360271 | 0 | 0 | 0 | 0 | 0 | 0
2016-12-25 08:00 | 0 | 0 | 0 | 0 | 445637.286 | 0 | 353271 | 0 | 92366.286 | 0 | 0 | 0 | 0
2016-12-25 09:00 | 0 | 0 | 0 | 0 | 379508.635 | 0 | 350538 | 0 | 121336.9209 | 0 | 0 | 0 | 0
2016-12-25 10:00 | 0 | 0 | 0 | 0 | 352300 | 0 | 352300 | 0 | 121336.9209 | 0 | 0 | 0 | 0
2016-12-25 11:00 | 0 | 0 | 0 | 0 | 236866.0791 | 0 | 358203 | 0 | 0 | 0 | 0 | 0 | 0
2016-12-25 12:00 | 0 | 0 | 0 | 0 | 489306.9209 | 0 | 367970 | 0 | 121336.9209 | 0 | 0 | 0 | 0
2016-12-25 13:00 | 0 | 0 | 0 | 0 | 261613.0791 | 0 | 382950 | 0 | 0 | 0 | 0 | 0 | 0
2016-12-25 14:00 | 0 | 0 | 0 | 0 | 381605.3194 | 14663.6806 | 396269 | 0 | 0 | 0 | 0 | 0 | 0
2016-12-25 15:00 | 0 | 0 | 0 | 0 | 394866.8208 | 129726.1001 | 403256 | 0 | 121336.9209 | 0 | 0 | 0 | 0
2016-12-25 16:00 | 0 | 0 | 0 | 0 | 202858.3825 | 202946.6175 | 405805 | 0 | 121336.9209 | 0 | 0 | 0 | 0
2016-12-25 17:00 | 0 | 0 | 0 | 0 | 184560.6231 | 220366.3769 | 404927 | 0 | 121336.9209 | 0 | 0 | 0 | 0
2016-12-25 18:00 | 0 | 0 | 0 | 0 | 63082.8594 | 215617.2197 | 400037 | 0 | 0 | 0 | 0 | 0 | 0
2016-12-25 19:00 | 0 | 0 | 0 | 0 | 183055.6835 | 211820.3165 | 394876 | 0 | 0 | 0 | 0 | 0 | 0
2016-12-25 20:00 | 0 | 0 | 0 | 0 | 171549.1996 | 218637.8004 | 390187 | 0 | 0 | 0 | 0 | 0 | 0
2016-12-25 21:00 | 0 | 0 | 0 | 0 | 282224.5252 | 229087.3958 | 389975 | 0 | 121336.9209 | 0 | 0 | 0 | 0
2016-12-25 22:00 | 0 | 0 | 0 | 0 | 71833.3913 | 205717.6877 | 398888 | 0 | 0 | 0 | 0 | 0 | 0
2016-12-25 23:00 | 0 | 0 | 0 | 0 | 450060.6303 | 80085.2906 | 408809 | 0 | 121336.9209 | 0 | 0 | 0 | 0
2016-12-26 | 0 | 0 | 0 | 0 | 292919.9629 | 610.1161 | 414867 | 0 | 0 | 0 | 0 | 0 | 0
2016-12-26 01:00 | 0 | 0 | 0 | 0 | 418361 | 0 | 418361 | 0 | 0 | 0 | 0 | 0 | 0
2016-12-26 02:00 | 0 | 0 | 0 | 0 | 535620.9209 | 0 | 414284 | 0 | 121336.9209 | 0 | 0 | 0 | 0
2016-12-26 03:00 | 0 | 0 | 0 | 0 | 283542.0791 | 0 | 404879 | 0 | 0 | 0 | 0 | 0 | 0
2016-12-26 04:00 | 0 | 0 | 0 | 0 | 511492.9209 | 0 | 390156 | 0 | 121336.9209 | 0 | 0 | 0 | 0
2016-12-26 05:00 | 0 | 0 | 0 | 0 | 253795.0791 | 0 | 375132 | 0 | 0 | 0 | 0 | 0 | 0
2016-12-26 06:00 | 0 | 0 | 0 | 0 | 483994.9209 | 0 | 362658 | 0 | 121336.9209 | 0 | 0 | 0 | 0
2016-12-26 07:00 | 0 | 0 | 0 | 0 | 353699 | 0 | 353699 | 0 | 121336.9209 | 0 | 0 | 0 | 0
2016-12-26 08:00 | 0 | 0 | 0 | 0 | 348608 | 0 | 348608 | 0 | 121336.9209 | 0 | 0 | 0 | 0
2016-12-26 09:00 | 0 | 0 | 0 | 0 | 347460 | 0 | 347460 | 0 | 121336.9209 | 0 | 0 | 0 | 0
2016-12-26 10:00 | 0 | 0 | 0 | 0 | 230088.0791 | 0 | 351425 | 0 | 0 | 0 | 0 | 0 | 0
2016-12-26 11:00 | 0 | 0 | 0 | 0 | 481808.9209 | 0 | 360472 | 0 | 121336.9209 | 0 | 0 | 0 | 0
2016-12-26 12:00 | 0 | 0 | 0 | 0 | 372219 | 0 | 372219 | 0 | 121336.9209 | 0 | 0 | 0 | 0
2016-12-26 13:00 | 0 | 0 | 0 | 0 | 265045.0791 | 0 | 386382 | 0 | 0 | 0 | 0 | 0 | 0
2016-12-26 14:00 | 0 | 0 | 0 | 0 | 386385.2112 | 16377.7888 | 402763 | 0 | 0 | 0 | 0 | 0 | 0
2016-12-26 15:00 | 0 | 0 | 0 | 0 | 220452.8904 | 195242.1096 | 415695 | 0 | 0 | 0 | 0 | 0 | 0
2016-12-26 16:00 | 0 | 0 | 0 | 0 | 154412.3552 | 269215.6448 | 423628 | 0 | 0 | 0 | 0 | 0 | 0
2016-12-26 17:00 | 0 | 0 | 0 | 0 | 160992.8205 | 264984.1795 | 425977 | 0 | 0 | 0 | 0 | 0 | 0
2016-12-26 18:00 | 0 | 0 | 0 | 0 | 298015.4236 | 247686.4974 | 424365 | 0 | 121336.9209 | 0 | 0 | 0 | 0
2016-12-26 19:00 | 0 | 0 | 0 | 0 | 181381.1292 | 240022.8708 | 421404 | 0 | 121336.9209 | 0 | 0 | 0 | 0
2016-12-26 20:00 | 0 | 0 | 0 | 0 | 171211.6014 | 248309.3986 | 419521 | 0 | 121336.9209 | 0 | 0 | 0 | 0
2016-12-26 21:00 | 0 | 0 | 0 | 0 | 41719.7111 | 260695.3679 | 423752 | 0 | 0 | 0 | 0 | 0 | 0
2016-12-26 22:00 | 0 | 0 | 0 | 0 | 331640.3381 | 226645.5828 | 436949 | 0 | 121336.9209 | 0 | 0 | 0 | 0
2016-12-26 23:00 | 0 | 0 | 0 | 0 | 370127.9896 | 80973.0104 | 451101 | 0 | 121336.9209 | 0 | 0 | 0 | 0
2016-12-27 | 0 | 0 | 0 | 0 | 335143.1172 | 701.9619 | 457182 | 0 | 0 | 0 | 0 | 0 | 0
2016-12-27 01:00 | 0 | 0 | 0 | 0 | 456649 | 0 | 456649 | 0 | 0 | 0 | 0 | 0 | 0
2016-12-27 02:00 | 0 | 0 | 0 | 0 | 445529 | 0 | 445529 | 0 | 0 | 0 | 0 | 0 | 0
2016-12-27 03:00 | 0 | 0 | 0 | 0 | 428812 | 0 | 428812 | 0 | 0 | 0 | 0 | 0 | 0
2016-12-27 04:00 | 0 | 0 | 0 | 0 | 464512.6092 | 0 | 407088 | 0 | 57424.6092 | 0 | 0 | 0 | 0
2016-12-27 05:00 | 0 | 0 | 0 | 0 | 329569.3908 | 0 | 386994 | 0 | 0 | 0 | 0 | 0 | 0
2016-12-27 06:00 | 0 | 0 | 0 | 0 | 370840 | 0 | 370840 | 0 | 0 | 0 | 0 | 0 | 0
2016-12-27 07:00 | 0 | 0 | 0 | 0 | 360758 | 0 | 360758 | 0 | 0 | 0 | 0 | 0 | 0
2016-12-27 08:00 | 0 | 0 | 0 | 0 | 401194.5726 | 0 | 355649 | 0 | 45545.5726 | 0 | 0 | 0 | 0
2016-12-27 09:00 | 0 | 0 | 0 | 0 | 410277.1475 | 0 | 355194 | 0 | 100628.72 | 0 | 0 | 0 | 0
2016-12-27 10:00 | 0 | 0 | 0 | 0 | 384481.2009 | 0 | 363773 | 0 | 121336.9209 | 0 | 0 | 0 | 0
2016-12-27 11:00 | 0 | 0 | 0 | 0 | 367344.509 | 0 | 381884 | 0 | 106797.4299 | 0 | 0 | 0 | 0
2016-12-27 12:00 | 0 | 0 | 0 | 60328.074 | 359073.417 | 0 | 404862 | 0 | 121336.9209 | 0 | 0 | 0 | 0
2016-12-27 13:00 | 0 | 0 | 0 | 64983.5662 | 358614.4338 | 0 | 423598 | 0 | 121336.9209 | 0 | 0 | 0 | 0
2016-12-27 14:00 | 0 | 0 | 0 | 4700.3448 | 334432.3752 | 33343.7636 | 438131 | 0 | 55682.4046 | 0 | 0 | 0 | 0
2016-12-27 15:00 | 0 | 0 | 0 | 0 | 247354.3774 | 186674.222 | 446838 | 0 | 42873.0041 | 0 | 0 | 0 | 0
2016-12-27 16:00 | 0 | 0 | 0 | 0 | 181556.1394 | 252060.3565 | 449707 | 0 | 26782.5 | 0 | 0 | 0 | 0
2016-12-27 17:00 | 0 | 0 | 0 | 0 | 175994.674 | 253642.4439 | 447435 | 0 | 8984.6179 | 0 | 0 | 0 | 0
2016-12-27 18:00 | 0 | 0 | 0 | 0 | 197735.683 | 237070.6991 | 443791 | 0 | 0 | 0 | 0 | 0 | 0
2016-12-27 19:00 | 0 | 0 | 0 | 0 | 211845.3174 | 228461.6826 | 440307 | 0 | 0 | 0 | 0 | 0 | 0
2016-12-27 20:00 | 0 | 0 | 0 | 0 | 203971.6274 | 234834.3726 | 438806 | 0 | 0 | 0 | 0 | 0 | 0
2016-12-27 21:00 | 0 | 0 | 0 | 0 | 277983.6617 | 245189.874 | 441567 | 0 | 81606.5357 | 0 | 0 | 0 | 0
2016-12-27 22:00 | 0 | 0 | 0 | 0 | 281871.9074 | 213127.4778 | 455269 | 0 | 121336.9209 | 0 | 0 | 0 | 0
2016-12-27 23:00 | 0 | 0 | 0 | 0 | 387514.0317 | 82750.9683 | 470265 | 0 | 121336.9209 | 0 | 0 | 0 | 0
2016-12-28 | 0 | 0 | 0 | 0 | 352510.2813 | 1190.7977 | 475038 | 0 | 0 | 0 | 0 | 0 | 0
2016-12-28 01:00 | 0 | 0 | 0 | 0 | 545162.863 | 0 | 473497 | 0 | 71665.863 | 0 | 0 | 0 | 0
2016-12-28 02:00 | 0 | 0 | 0 | 0 | 511704.0579 | 0 | 462033 | 0 | 121336.9209 | 0 | 0 | 0 | 0
2016-12-28 03:00 | 0 | 0 | 0 | 0 | 322439.0791 | 0 | 443776 | 0 | 0 | 0 | 0 | 0 | 0
2016-12-28 04:00 | 0 | 0 | 0 | 0 | 543783.9209 | 0 | 422447 | 0 | 121336.9209 | 0 | 0 | 0 | 0
2016-12-28 05:00 | 0 | 0 | 0 | 0 | 281219.0791 | 0 | 402556 | 0 | 0 | 0 | 0 | 0 | 0
2016-12-28 06:00 | 0 | 0 | 0 | 0 | 508511.9209 | 0 | 387175 | 0 | 121336.9209 | 0 | 0 | 0 | 0
2016-12-28 07:00 | 0 | 0 | 0 | 0 | 377738 | 0 | 377738 | 0 | 121336.9209 | 0 | 0 | 0 | 0
2016-12-28 08:00 | 0 | 0 | 0 | 0 | 373272 | 0 | 373272 | 0 | 121336.9209 | 0 | 0 | 0 | 0
2016-12-28 09:00 | 0 | 0 | 0 | 0 | 374497 | 0 | 374497 | 0 | 121336.9209 | 0 | 0 | 0 | 0
2016-12-28 10:00 | 0 | 0 | 0 | 0 | 262915.0791 | 0 | 384252 | 0 | 0 | 0 | 0 | 0 | 0
2016-12-28 11:00 | 0 | 0 | 0 | 0 | 403077 | 0 | 403077 | 0 | 0 | 0 | 0 | 0 | 0
2016-12-28 12:00 | 0 | 0 | 0 | 0 | 548677.9209 | 0 | 427341 | 0 | 121336.9209 | 0 | 0 | 0 | 0
2016-12-28 13:00 | 0 | 0 | 0 | 0 | 322109.0791 | 0 | 443446 | 0 | 0 | 0 | 0 | 0 | 0
2016-12-28 14:00 | 0 | 0 | 0 | 0 | 438568.9158 | 14122.0842 | 452691 | 0 | 0 | 0 | 0 | 0 | 0
2016-12-28 15:00 | 0 | 0 | 0 | 0 | 309482.3412 | 147331.6588 | 456814 | 0 | 0 | 0 | 0 | 0 | 0
2016-12-28 16:00 | 0 | 0 | 0 | 0 | 228428.3496 | 228413.6504 | 456842 | 0 | 0 | 0 | 0 | 0 | 0
2016-12-28 17:00 | 0 | 0 | 0 | 0 | 215374.9976 | 238084.0024 | 453459 | 0 | 0 | 0 | 0 | 0 | 0
2016-12-28 18:00 | 0 | 0 | 0 | 0 | 225768.3617 | 223943.6383 | 449712 | 0 | 0 | 0 | 0 | 0 | 0
2016-12-28 19:00 | 0 | 0 | 0 | 0 | 350456.5405 | 217311.3804 | 446431 | 0 | 121336.9209 | 0 | 0 | 0 | 0
2016-12-28 20:00 | 0 | 0 | 0 | 0 | 99043.7468 | 224337.3322 | 444718 | 0 | 0 | 0 | 0 | 0 | 0
2016-12-28 21:00 | 0 | 0 | 0 | 0 | 336303.342 | 233663.5789 | 448630 | 0 | 121336.9209 | 0 | 0 | 0 | 0
2016-12-28 22:00 | 0 | 0 | 0 | 0 | 260355.8769 | 203426.1231 | 463782 | 0 | 121336.9209 | 0 | 0 | 0 | 0
2016-12-28 23:00 | 0 | 0 | 0 | 0 | 394492.0577 | 83013.9423 | 477506 | 0 | 121336.9209 | 0 | 0 | 0 | 0
2016-12-29 | 0 | 0 | 0 | 0 | 359030.7976 | 727.2815 | 481095 | 0 | 0 | 0 | 0 | 0 | 0
2016-12-29 01:00 | 0 | 0 | 0 | 0 | 479408 | 0 | 479408 | 0 | 0 | 0 | 0 | 0 | 0
2016-12-29 02:00 | 0 | 0 | 0 | 0 | 589502.9209 | 0 | 468166 | 0 | 121336.9209 | 0 | 0 | 0 | 0
2016-12-29 03:00 | 0 | 0 | 0 | 0 | 327641.0791 | 0 | 448978 | 0 | 0 | 0 | 0 | 0 | 0
2016-12-29 04:00 | 0 | 0 | 0 | 0 | 548085.9209 | 0 | 426749 | 0 | 121336.9209 | 0 | 0 | 0 | 0
2016-12-29 05:00 | 0 | 0 | 0 | 0 | 286025.0791 | 0 | 407362 | 0 | 0 | 0 | 0 | 0 | 0
2016-12-29 06:00 | 0 | 0 | 0 | 0 | 513286.9209 | 0 | 391950 | 0 | 121336.9209 | 0 | 0 | 0 | 0
2016-12-29 07:00 | 0 | 0 | 0 | 0 | 259582.0791 | 0 | 380919 | 0 | 0 | 0 | 0 | 0 | 0
2016-12-29 08:00 | 0 | 0 | 0 | 0 | 374964 | 0 | 374964 | 0 | 0 | 0 | 0 | 0 | 0
2016-12-29 09:00 | 0 | 0 | 0 | 0 | 375678 | 0 | 375678 | 0 | 0 | 0 | 0 | 0 | 0
2016-12-29 10:00 | 0 | 0 | 0 | 0 | 383293 | 0 | 383293 | 0 | 0 | 0 | 0 | 0 | 0
2016-12-29 11:00 | 0 | 0 | 0 | 0 | 400267 | 0 | 400267 | 0 | 0 | 0 | 0 | 0 | 0
2016-12-29 12:00 | 0 | 0 | 0 | 0 | 544159.9209 | 0 | 422823 | 0 | 121336.9209 | 0 | 0 | 0 | 0
2016-12-29 13:00 | 0 | 0 | 0 | 0 | 318375.0791 | 0 | 439712 | 0 | 0 | 0 | 0 | 0 | 0
2016-12-29 14:00 | 0 | 0 | 0 | 0 | 428547.7853 | 23389.2147 | 451937 | 0 | 0 | 0 | 0 | 0 | 0
2016-12-29 15:00 | 0 | 0 | 0 | 0 | 305568.0238 | 152837.9762 | 458406 | 0 | 0 | 0 | 0 | 0 | 0
2016-12-29 16:00 | 0 | 0 | 0 | 0 | 237566.5524 | 222075.4476 | 459642 | 0 | 0 | 0 | 0 | 0 | 0
2016-12-29 17:00 | 0 | 0 | 0 | 0 | 229705.2202 | 227471.7798 | 457177 | 0 | 0 | 0 | 0 | 0 | 0
2016-12-29 18:00 | 0 | 0 | 0 | 0 | 238728.3926 | 214684.6074 | 453413 | 0 | 0 | 0 | 0 | 0 | 0
2016-12-29 19:00 | 0 | 0 | 0 | 0 | 363210.4682 | 206714.4528 | 448588 | 0 | 121336.9209 | 0 | 0 | 0 | 0
2016-12-29 20:00 | 0 | 0 | 0 | 0 | 117002.9797 | 206826.0994 | 445166 | 0 | 0 | 0 | 0 | 0 | 0
2016-12-29 21:00 | 0 | 0 | 0 | 0 | 355839.8952 | 214050.0257 | 448553 | 0 | 121336.9209 | 0 | 0 | 0 | 0
2016-12-29 22:00 | 0 | 0 | 0 | 0 | 284406.7835 | 179494.2165 | 463901 | 0 | 121336.9209 | 0 | 0 | 0 | 0
2016-12-29 23:00 | 0 | 0 | 0 | 0 | 406443.7654 | 74152.2346 | 480596 | 0 | 121336.9209 | 0 | 0 | 0 | 0
2016-12-30 | 0 | 0 | 0 | 0 | 430941.0504 | 709.5788 | 486871 | 0 | 66116.5502 | 0 | 0 | 0 | 0
2016-12-30 01:00 | 0 | 0 | 0 | 0 | 448090.5312 | 0 | 487082 | 0 | 27125.0813 | 0 | 0 | 0 | 0
2016-12-30 02:00 | 0 | 0 | 0 | 0 | 450692.7219 | 0 | 476994 | 0 | 823.8032 | 0 | 0 | 0 | 0
2016-12-30 03:00 | 0 | 0 | 0 | 0 | 459306.1968 | 0 | 460130 | 0 | 0 | 0 | 0 | 0 | 0
2016-12-30 04:00 | 0 | 0 | 0 | 0 | 439914 | 0 | 439914 | 0 | 0 | 0 | 0 | 0 | 0
2016-12-30 05:00 | 0 | 0 | 0 | 0 | 421903 | 0 | 421903 | 0 | 0 | 0 | 0 | 0 | 0
2016-12-30 06:00 | 0 | 0 | 0 | 0 | 407091 | 0 | 407091 | 0 | 0 | 0 | 0 | 0 | 0
2016-12-30 07:00 | 0 | 0 | 0 | 0 | 398686 | 0 | 398686 | 0 | 0 | 0 | 0 | 0 | 0
2016-12-30 08:00 | 0 | 0 | 0 | 0 | 454588.6272 | 0 | 394429 | 0 | 60159.6272 | 0 | 0 | 0 | 0
2016-12-30 09:00 | 0 | 0 | 0 | 0 | 336167.3728 | 0 | 396327 | 0 | 0 | 0 | 0 | 0 | 0
2016-12-30 10:00 | 0 | 0 | 0 | 0 | 454712.5143 | 0 | 405523 | 0 | 49189.5143 | 0 | 0 | 0 | 0
2016-12-30 11:00 | 0 | 0 | 0 | 0 | 460195.9275 | 0 | 425145 | 0 | 84240.4418 | 0 | 0 | 0 | 0
2016-12-30 12:00 | 0 | 0 | 0 | 0 | 471082.6621 | 0 | 447660 | 0 | 107663.1039 | 0 | 0 | 0 | 0
2016-12-30 13:00 | 0 | 0 | 0 | 0 | 355783.8961 | 0 | 463447 | 0 | 0 | 0 | 0 | 0 | 0
2016-12-30 14:00 | 0 | 0 | 0 | 0 | 441136.8823 | 29086.1177 | 470223 | 0 | 0 | 0 | 0 | 0 | 0
2016-12-30 15:00 | 0 | 0 | 0 | 0 | 323085.2066 | 148186.7934 | 471272 | 0 | 0 | 0 | 0 | 0 | 0
2016-12-30 16:00 | 0 | 0 | 0 | 0 | 257961.5583 | 209871.4417 | 467833 | 0 | 0 | 0 | 0 | 0 | 0
2016-12-30 17:00 | 0 | 0 | 0 | 0 | 241738.0923 | 219543.9077 | 461282 | 0 | 0 | 0 | 0 | 0 | 0
2016-12-30 18:00 | 0 | 0 | 0 | 0 | 244797.8788 | 208558.1212 | 453356 | 0 | 0 | 0 | 0 | 0 | 0
2016-12-30 19:00 | 0 | 0 | 0 | 0 | 365034.2749 | 202384.6461 | 446082 | 0 | 121336.9209 | 0 | 0 | 0 | 0
2016-12-30 20:00 | 0 | 0 | 0 | 0 | 114501.1515 | 205851.9275 | 441690 | 0 | 0 | 0 | 0 | 0 | 0
2016-12-30 21:00 | 0 | 0 | 0 | 0 | 358346.369 | 209464.552 | 446474 | 0 | 121336.9209 | 0 | 0 | 0 | 0
2016-12-30 22:00 | 0 | 0 | 0 | 0 | 292516.0425 | 171107.9575 | 463624 | 0 | 121336.9209 | 0 | 0 | 0 | 0
2016-12-30 23:00 | 0 | 0 | 0 | 0 | 423777.0113 | 57314.9887 | 481092 | 0 | 121336.9209 | 0 | 0 | 0 | 0
2016-12-31 | 0 | 0 | 0 | 0 | 487101.4223 | 578.5777 | 487680 | 0 | 121336.9209 | 0 | 0 | 0 | 0
2016-12-31 01:00 | 0 | 0 | 0 | 0 | 368088.0791 | 0 | 489425 | 0 | 0 | 0 | 0 | 0 | 0
2016-12-31 02:00 | 0 | 0 | 0 | 0 | 481878 | 0 | 481878 | 0 | 0 | 0 | 0 | 0 | 0
2016-12-31 03:00 | 0 | 0 | 0 | 0 | 468220 | 0 | 468220 | 0 | 0 | 0 | 0 | 0 | 0
2016-12-31 04:00 | 0 | 0 | 0 | 0 | 450956 | 0 | 450956 | 0 | 0 | 0 | 0 | 0 | 0
2016-12-31 05:00 | 0 | 0 | 0 | 0 | 433000 | 0 | 433000 | 0 | 0 | 0 | 0 | 0 | 0
2016-12-31 06:00 | 0 | 0 | 0 | 0 | 541633.9209 | 0 | 420297 | 0 | 121336.9209 | 0 | 0 | 0 | 0
2016-12-31 07:00 | 0 | 0 | 0 | 0 | 290349.0791 | 0 | 411686 | 0 | 0 | 0 | 0 | 0 | 0
2016-12-31 08:00 | 0 | 0 | 0 | 0 | 527491.9209 | 0 | 406155 | 0 | 121336.9209 | 0 | 0 | 0 | 0
2016-12-31 09:00 | 0 | 0 | 0 | 0 | 404289 | 0 | 404289 | 0 | 121336.9209 | 0 | 0 | 0 | 0
2016-12-31 10:00 | 0 | 0 | 0 | 0 | 407850 | 0 | 407850 | 0 | 121336.9209 | 0 | 0 | 0 | 0
2016-12-31 11:00 | 0 | 0 | 0 | 0 | 293802.0791 | 0 | 415139 | 0 | 0 | 0 | 0 | 0 | 0
2016-12-31 12:00 | 0 | 0 | 0 | 0 | 497114.3385 | 0 | 426446 | 0 | 70668.3385 | 0 | 0 | 0 | 0
2016-12-31 13:00 | 0 | 0 | 0 | 0 | 389126.6089 | 0 | 437460 | 0 | 22334.9475 | 0 | 0 | 0 | 0
2016-12-31 14:00 | 0 | 0 | 0 | 0 | 405924.714 | 15880.3385 | 444140 | 0 | 0 | 0 | 0 | 0 | 0
2016-12-31 15:00 | 0 | 0 | 0 | 0 | 318190.5037 | 128497.4963 | 446688 | 0 | 0 | 0 | 0 | 0 | 0
2016-12-31 16:00 | 0 | 0 | 0 | 0 | 247677.6486 | 198113.3514 | 445791 | 0 | 0 | 0 | 0 | 0 | 0
2016-12-31 17:00 | 0 | 0 | 0 | 0 | 220244.4449 | 221756.5551 | 442001 | 0 | 0 | 0 | 0 | 0 | 0
2016-12-31 18:00 | 0 | 0 | 0 | 0 | 220681.1207 | 216802.8793 | 437484 | 0 | 0 | 0 | 0 | 0 | 0
2016-12-31 19:00 | 0 | 0 | 0 | 0 | 221427.6215 | 212448.3785 | 433876 | 0 | 0 | 0 | 0 | 0 | 0
2016-12-31 20:00 | 0 | 0 | 0 | 0 | 277196.5701 | 216929.0949 | 432009 | 0 | 62116.665 | 0 | 0 | 0 | 0
2016-12-31 21:00 | 0 | 0 | 0 | 0 | 208533.6294 | 224033.5885 | 435982 | 0 | 58701.883 | 0 | 0 | 0 | 0
2016-12-31 22:00 | 0 | 0 | 0 | 0 | 300770.905 | 191635.704 | 450070 | 0 | 101038.492 | 0 | 0 | 0 | 0
2016-12-31 23:00 | 0 | 0 | 0 | 0 | 354063.2567 | 68315.0695 | 459604 | 0 | 63812.8182 | 0 | 0 | 0 | 0
2017-01-01 | 0 | 0 | 0 | 0 | 395519.3542 | 767.8275 | 460100 | 0 | 0 | 0 | 0 | 0 | 0